| ComVariableRefrigerantFlow-7P_V6 | M_Input_Retro | Savings, cost, and EUL from 7th Plan workbook COM-VRF-7P_V6 | 2020 | Retro | 2022 | 2045 | PSE | Commercial | Hospital | Electric | Per Commercial Building Square Feet Covered By Variable Refrigerant Flow System |  |  | VRF-Retro-Hospital |  | 1.3343 | 20 | 1.3496 | 0 |  | 0 | 0 | 0 | 0 | 0 | 0 | 0 | 0 |  | 0 | 0 | 0 | Heating | Electric Heating | Variable Refrigerant Flow | VRF | CommVENT | 0.0141% | 86.59% | 86.59% | 80978.5882 | 1 | 0.4851% | 5% | 85% | 6.8% | 0.2% | 1.1639 | 0.027694 | 0.11916 | 1.4719 | 0 | 0 | 0 | 1.595 | 0.12307 |  | 0.1024 | 0 | 0.1024 | 07. $0.085 to $0.115 | 1 | 0 | 01. ($9,999.00) to $0.22 | 1 | 1450.6333 | 1444.6857 | 1438.7625 | 1432.8636 | 1426.9888 | 1421.1382 | 1415.3115 | 1409.5087 | 1403.7298 | 1397.9745 | 0 | 0 | 0 | 0 | 0 | 0 | 0 | 0 | 0 | 0 | 0 | 0 | 0 | 0 | 1935.5282 | 1927.5926 | 1919.6894 | 1911.8187 | 1903.9802 | 1896.1739 | 1888.3996 | 1880.6572 | 1872.9465 | 1865.2674 | 0 | 0 | 0 | 0 | 0 | 0 | 0 | 0 | 0 | 0 | 0 | 0 | 0 | 0 | 19002.0537 | 1935.5282 | 3863.1208 | 5782.8102 | 7694.6289 | 9598.6091 | 11494.783 | 13383.1826 | 15263.8398 | 17136.7863 | 19002.0537 | 19002.0537 | 19002.0537 | 19002.0537 | 19002.0537 | 19002.0537 | 19002.0537 | 19002.0537 | 19002.0537 | 19002.0537 | 19002.0537 | 19002.0537 | 19002.0537 | 19002.0537 | 19002.0537 | 0 | 0 | 0 | 0 | 0 | 0 | 0 | 0 | 0 | 0 | 0 | 0 | 0 | 0 | 0 | 0 | 0 | 0 | 0 | 0 | 0 | 0 | 0 | 0 | 0 | 0 | 0 | 0 | 0 | 0 | 0 | 0 | 0 | 0 | 0 | 0 | 0 | 0 | 0 | 0 | 0 | 0 | 0 | 0 | 0 | 0 | 0 | 0 | 0 | 0 | 0 | 0 | 0 | 0 | 0 | 0 | 0 | 0 | 0 | 0 | 0 | 0.27292 | 0.54472 | 0.8154 | 1.085 | 1.3535 | 1.6208 | 1.8871 | 2.1523 | 2.4164 | 2.6794 | 2.6794 | 2.6794 | 2.6794 | 2.6794 | 2.6794 | 2.6794 | 2.6794 | 2.6794 | 2.6794 | 2.6794 | 2.6794 | 2.6794 | 2.6794 | 2.6794 | 2313.7528 | 2304.2664 | 2294.8189 | 2285.4102 | 2276.04 | 2266.7082 | 2257.4147 | 2248.1593 | 2238.9419 | 2229.7622 | 0 | 0 | 0 | 0 | 0 | 0 | 0 | 0 | 0 | 0 | 0 | 0 | 0 | 0 | 22715.2747 | 0 | 0 | 0 | 0 | 0 | 0 | 0 | 0 | 0 | 0 | 0 | 0 | 0 | 0 | 0 | 0 | 0 | 0 | 0 | 0 | 0.01557% | 0.30141 | 0.60158 | 0.90052 | 1.1982 | 1.4947 | 1.79 | 2.0841 | 2.3769 | 2.6686 | 2.9591 | 2.9591 | 2.9591 | 2.9591 | 2.9591 | 2.9591 | 2.9591 | 2.9591 | 2.9591 | 2.9591 | 2.9591 | 2.9591 | 2.9591 | 2.9591 | 2.9591
| ComVariableRefrigerantFlow-7P_V6 | M_Input_Retro | Savings, cost, and EUL from 7th Plan workbook COM-VRF-7P_V6 | 2020 | Retro | 2022 | 2045 | PSE | Commercial | Residential Care | Electric | Per Commercial Building Square Feet Covered By Variable Refrigerant Flow System |  |  | VRF-Retro-Residential Care |  | 1.462 | 20 | 1.3496 | 0 |  | 0 | 0 | 0 | 0 | 0 | 0 | 0 | 0 |  | 0 | 0 | 0 | Heating | Electric Heating | Variable Refrigerant Flow | VRF | CommVENT | 0.0141% | 72.99% | 72.99% | 89213.7828 | 1 | 2.426% | 5% | 85% | 6.8% | 0.2% | 1.2754 | 0.030346 | 0.13057 | 1.4719 | 0 | 0 | 0 | 1.5809 | 0.10901 |  | 0.092631 | 0 | 0.092631 | 07. $0.085 to $0.115 | 1 | 0 | 01. ($9,999.00) to $0.22 | 1 | 29189.4727 | 29069.7958 | 28950.6097 | 28831.9122 | 28713.7013 | 28595.9752 | 28478.7317 | 28361.9689 | 28245.6848 | 28129.8775 | 0 | 0 | 0 | 0 | 0 | 0 | 0 | 0 | 0 | 0 | 0 | 0 | 0 | 0 | 42675.8013 | 42500.8305 | 42326.5771 | 42153.0381 | 41980.2107 | 41808.0918 | 41636.6786 | 41465.9682 | 41295.9578 | 41126.6443 | 0 | 0 | 0 | 0 | 0 | 0 | 0 | 0 | 0 | 0 | 0 | 0 | 0 | 0 | 418969.7983 | 42675.8013 | 85176.6317 | 127503.2088 | 169656.2469 | 211636.4576 | 253444.5494 | 295081.228 | 336547.1962 | 377843.154 | 418969.7983 | 418969.7983 | 418969.7983 | 418969.7983 | 418969.7983 | 418969.7983 | 418969.7983 | 418969.7983 | 418969.7983 | 418969.7983 | 418969.7983 | 418969.7983 | 418969.7983 | 418969.7983 | 418969.7983 | 0 | 0 | 0 | 0 | 0 | 0 | 0 | 0 | 0 | 0 | 0 | 0 | 0 | 0 | 0 | 0 | 0 | 0 | 0 | 0 | 0 | 0 | 0 | 0 | 0 | 0 | 0 | 0 | 0 | 0 | 0 | 0 | 0 | 0 | 0 | 0 | 0 | 0 | 0 | 0 | 0 | 0 | 0 | 0 | 0 | 0 | 0 | 0 | 0 | 0 | 0 | 0 | 0 | 0 | 0 | 0 | 0 | 0 | 0 | 0 | 0 | 6.0175 | 12.0103 | 17.9786 | 23.9224 | 29.8418 | 35.7369 | 41.6079 | 47.4548 | 53.2777 | 59.0768 | 59.0768 | 59.0768 | 59.0768 | 59.0768 | 59.0768 | 59.0768 | 59.0768 | 59.0768 | 59.0768 | 59.0768 | 59.0768 | 59.0768 | 59.0768 | 59.0768 | 46146.5959 | 45957.3949 | 45768.9696 | 45581.3168 | 45394.4334 | 45208.3162 | 45022.9621 | 44838.368 | 44654.5307 | 44471.4471 | 0 | 0 | 0 | 0 | 0 | 0 | 0 | 0 | 0 | 0 | 0 | 0 | 0 | 0 | 453044.3347 | 0 | 0 | 0 | 0 | 0 | 0 | 0 | 0 | 0 | 0 | 0 | 0 | 0 | 0 | 0 | 0 | 0 | 0 | 0 | 0 | 0.01557% | 6.6456 | 13.2639 | 19.8552 | 26.4193 | 32.9566 | 39.4671 | 45.9509 | 52.4081 | 58.8388 | 65.2431 | 65.2431 | 65.2431 | 65.2431 | 65.2431 | 65.2431 | 65.2431 | 65.2431 | 65.2431 | 65.2431 | 65.2431 | 65.2431 | 65.2431 | 65.2431 | 65.2431
| ComVariableRefrigerantFlow-7P_V6 | M_Input_Retro | Savings, cost, and EUL from 7th Plan workbook COM-VRF-7P_V6 | 2020 | Retro | 2022 | 2045 | PSE | Commercial | Assembly | Electric | Per Commercial Building Square Feet Covered By Variable Refrigerant Flow System |  |  | VRF-Retro-Assembly |  | 1.3957 | 20 | 1.1005 | 0 |  | 0 | 0 | 0 | 0 | 0 | 0 | 0 | 0 |  | 0 | 0 | 0 | Heating | Electric Heating | Variable Refrigerant Flow | VRF | CommVENT | 0.0141% | 72.99% | 72.99% | 13631.2945 | 1 | 6.791% | 5% | 85% | 6.8% | 0.2% | 1.2175 | 0.028969 | 0.12464 | 1.2002 | 0 | 0 | 0 | 1.2667 | 0.066486 |  | 0.077747 | 0 | 0.077747 | 06. $0.077 to $0.085 | 1 | 0 | 01. ($9,999.00) to $0.22 | 1 | 156292.3288 | 155591.0972 | 154893.0118 | 154198.0585 | 153506.2232 | 152817.492 | 152131.8508 | 151449.2859 | 150769.7835 | 150093.3297 | 0 | 0 | 0 | 0 | 0 | 0 | 0 | 0 | 0 | 0 | 0 | 0 | 0 | 0 | 218130.1567 | 217151.4794 | 216177.1931 | 215207.2781 | 214241.7148 | 213280.4836 | 212323.5652 | 211370.9401 | 210422.5892 | 209478.4932 | 0 | 0 | 0 | 0 | 0 | 0 | 0 | 0 | 0 | 0 | 0 | 0 | 0 | 0 | 2137783.8935 | 218130.1567 | 435281.6362 | 651458.8293 | 866666.1074 | 1080907.8222 | 1294188.3058 | 1506511.871 | 1717882.8111 | 1928305.4003 | 2137783.8935 | 2137783.8935 | 2137783.8935 | 2137783.8935 | 2137783.8935 | 2137783.8935 | 2137783.8935 | 2137783.8935 | 2137783.8935 | 2137783.8935 | 2137783.8935 | 2137783.8935 | 2137783.8935 | 2137783.8935 | 2137783.8935 | 0 | 0 | 0 | 0 | 0 | 0 | 0 | 0 | 0 | 0 | 0 | 0 | 0 | 0 | 0 | 0 | 0 | 0 | 0 | 0 | 0 | 0 | 0 | 0 | 0 | 0 | 0 | 0 | 0 | 0 | 0 | 0 | 0 | 0 | 0 | 0 | 0 | 0 | 0 | 0 | 0 | 0 | 0 | 0 | 0 | 0 | 0 | 0 | 0 | 0 | 0 | 0 | 0 | 0 | 0 | 0 | 0 | 0 | 0 | 0 | 0 | 30.7574 | 61.3768 | 91.8589 | 122.2042 | 152.4133 | 182.4869 | 212.4256 | 242.2299 | 271.9005 | 301.438 | 301.438 | 301.438 | 301.438 | 301.438 | 301.438 | 301.438 | 301.438 | 301.438 | 301.438 | 301.438 | 301.438 | 301.438 | 301.438 | 301.438 | 197971.8048 | 197083.5713 | 196199.3231 | 195319.0421 | 194442.7107 | 193570.311 | 192701.8256 | 191837.2367 | 190976.527 | 190119.679 | 0 | 0 | 0 | 0 | 0 | 0 | 0 | 0 | 0 | 0 | 0 | 0 | 0 | 0 | 1940222.0312 | 0 | 0 | 0 | 0 | 0 | 0 | 0 | 0 | 0 | 0 | 0 | 0 | 0 | 0 | 0 | 0 | 0 | 0 | 0 | 0 | 0.01557% | 33.9678 | 67.7833 | 101.447 | 134.9597 | 168.322 | 201.5346 | 234.5982 | 267.5135 | 300.2811 | 332.9017 | 332.9017 | 332.9017 | 332.9017 | 332.9017 | 332.9017 | 332.9017 | 332.9017 | 332.9017 | 332.9017 | 332.9017 | 332.9017 | 332.9017 | 332.9017 | 332.9017
| ComVariableRefrigerantFlow-7P_V6 | M_Input_Retro | Savings, cost, and EUL from 7th Plan workbook COM-VRF-7P_V6 | 2020 | Retro | 2022 | 2045 | PSE | Commercial | Other | Electric | Per Commercial Building Square Feet Covered By Variable Refrigerant Flow System |  |  | VRF-Retro-Other |  | 2.1299 | 20 | 1.2942 | 0 |  | 0 | 0 | 0 | 0 | 0 | 0 | 0 | 0 |  | 0 | 0 | 0 | Heating | Electric Heating | Variable Refrigerant Flow | VRF | CommVENT | 0.0141% | 72.99% | 72.99% | 22414.5695 | 1 | 0.4851% | 5% | 85% | 6.8% | 0.2% | 1.8579 | 0.044209 | 0.19022 | 1.4114 | 0 | 0 | 0 | 1.4358 | 0.024406 |  | 0.057748 | 0 | 0.057748 | 03. $0.055 to $0.062 | 1 | 0 | 01. ($9,999.00) to $0.22 | 1 | 31436.001 | 31153.077 | 30872.6993 | 30594.845 | 30319.4914 | 30046.616 | 29776.1965 | 29508.2107 | 29242.6368 | 28979.4531 | 0 | 0 | 0 | 0 | 0 | 0 | 0 | 0 | 0 | 0 | 0 | 0 | 0 | 0 | 66955.0174 | 66352.4223 | 65755.2505 | 65163.4532 | 64576.9821 | 63995.7893 | 63419.8272 | 62849.0488 | 62283.4073 | 61722.8567 | 0 | 0 | 0 | 0 | 0 | 0 | 0 | 0 | 0 | 0 | 0 | 0 | 0 | 0 | 643074.0548 | 66955.0174 | 133307.4397 | 199062.6902 | 264226.1434 | 328803.1256 | 392798.9149 | 456218.7421 | 519067.7909 | 581351.1982 | 643074.0548 | 643074.0548 | 643074.0548 | 643074.0548 | 643074.0548 | 643074.0548 | 643074.0548 | 643074.0548 | 643074.0548 | 643074.0548 | 643074.0548 | 643074.0548 | 643074.0548 | 643074.0548 | 643074.0548 | 0 | 0 | 0 | 0 | 0 | 0 | 0 | 0 | 0 | 0 | 0 | 0 | 0 | 0 | 0 | 0 | 0 | 0 | 0 | 0 | 0 | 0 | 0 | 0 | 0 | 0 | 0 | 0 | 0 | 0 | 0 | 0 | 0 | 0 | 0 | 0 | 0 | 0 | 0 | 0 | 0 | 0 | 0 | 0 | 0 | 0 | 0 | 0 | 0 | 0 | 0 | 0 | 0 | 0 | 0 | 0 | 0 | 0 | 0 | 0 | 0 | 9.441 | 18.797 | 28.0688 | 37.2572 | 46.3629 | 55.3866 | 64.3291 | 73.1911 | 81.9734 | 90.6766 | 90.6766 | 90.6766 | 90.6766 | 90.6766 | 90.6766 | 90.6766 | 90.6766 | 90.6766 | 90.6766 | 90.6766 | 90.6766 | 90.6766 | 90.6766 | 90.6766 | 45135.8669 | 44729.6441 | 44327.0773 | 43928.1336 | 43532.7804 | 43140.9854 | 42752.7165 | 42367.9421 | 41986.6306 | 41608.7509 | 0 | 0 | 0 | 0 | 0 | 0 | 0 | 0 | 0 | 0 | 0 | 0 | 0 | 0 | 433510.5279 | 0 | 0 | 0 | 0 | 0 | 0 | 0 | 0 | 0 | 0 | 0 | 0 | 0 | 0 | 0 | 0 | 0 | 0 | 0 | 0 | 0.01557% | 10.4264 | 20.759 | 30.9986 | 41.146 | 51.2021 | 61.1677 | 71.0437 | 80.8307 | 90.5296 | 100.1413 | 100.1413 | 100.1413 | 100.1413 | 100.1413 | 100.1413 | 100.1413 | 100.1413 | 100.1413 | 100.1413 | 100.1413 | 100.1413 | 100.1413 | 100.1413 | 100.1413
| ComVariableRefrigerantFlow-7P_V6 | M_Input_Retro | Savings, cost, and EUL from 7th Plan workbook COM-VRF-7P_V6 | 2020 | Retro | 2022 | 2041 | PSE | Commercial | Large Off | Gas | Per Commercial Building Square Feet Covered By Variable Refrigerant Flow System |  |  | VRF-Retro-Large Off |  | 2.3293 | 20 | 2.7187 | 0 |  | 0 | 0 | 0 | 0 | 0 | 0 | 0 | 0 |  | 0 | 0 | 0 | Heating | Electric Heating | Variable Refrigerant Flow | VRF | CommVENT | 0.0141% | 55.86% | 55.86% | 229881.7404 | 1 | 2.432% | 5% | 85% | 6.8% | 0.2% | 0 | 0 | 0 | 0 | 2.7187 | 0 | 2.0319 | 0.54374 | -18.6024 |  | 0.019997 | 0 | 0.019997 | 01. ($9,999.000) to $0.028 | 1 | 0 | 01. ($9,999.00) to $0.22 | 1 | 0 | 0 | 0 | 0 | 0 | 0 | 0 | 0 | 0 | 0 | 0 | 0 | 0 | 0 | 0 | 0 | 0 | 0 | 0 | 0 | 0 | 0 | 0 | 0 | 0 | 0 | 0 | 0 | 0 | 0 | 0 | 0 | 0 | 0 | 0 | 0 | 0 | 0 | 0 | 0 | 0 | 0 | 0 | 0 | 0 | 0 | 0 | 0 | 0 | 0 | 0 | 0 | 0 | 0 | 0 | 0 | 0 | 0 | 0 | 0 | 0 | 0 | 0 | 0 | 0 | 0 | 0 | 0 | 0 | 0 | 0 | 0 | 0 | 142112.7607 | 141686.4224 | 141261.3632 | 140837.5791 | 140415.0663 | 139993.8211 | 139573.8397 | 139155.1182 | 138737.6528 | 138321.4398 | 0 | 0 | 0 | 0 | 0 | 0 | 0 | 0 | 0 | 0 | 0 | 0 | 0 | 0 | 0 | 0 | 0 | 0 | 0 | 0 | 0 | 0 | 0 | 0 | 0 | 0 | 0 | 0 | 0 | 0 | 0 | 0 | 0 | 0 | 0 | 0 | 0 | 0 | 0 | 0 | 0 | 0 | 0 | 0 | 0 | 0 | 0 | 0 | 0 | 0 | 0 | 0 | 0 | 0 | 0 | 0 | 0 | 0 | 0 | 0 | 0 | 0 | 0 | 0 | 0 | 0 | 0 | 0 | 0 | 0 | 0 | 0 | 0 | 0 | 0 | 0 | 0 | 0 | 0 | 0 | 0 | 0 | 0 | 0 | 0 | 0 | 0 | 0 | 0 | 0 | 0 | 0 | 0 | 0 | 0 | 0 | 0 | 0 | 0 | 0 | 0 | 0 | 0 | 0 | 0 | 0 | 0 | 0 | 0 | 0 | 0 | 0 | 0 | 0 | 0 | 0 | 0 | 0 | 0 | 0 | 0.01557% | 0 | 0 | 0 | 0 | 0 | 0 | 0 | 0 | 0 | 0 | 0 | 0 | 0 | 0 | 0 | 0 | 0 | 0 | 0 | 0 | 0 | 0 | 0 | 0
| ComVariableRefrigerantFlow-7P_V6 | M_Input_Retro | Savings, cost, and EUL from 7th Plan workbook COM-VRF-7P_V6 | 2020 | Retro | 2022 | 2041 | PSE | Commercial | Medium Off | Gas | Per Commercial Building Square Feet Covered By Variable Refrigerant Flow System |  |  | VRF-Retro-Medium Off |  | 1.5141 | 20 | 1.6918 | 0 |  | 0 | 0 | 0 | 0 | 0 | 0 | 0 | 0 |  | 0 | 0 | 0 | Heating | Electric Heating | Variable Refrigerant Flow | VRF | CommVENT | 0.0141% | 55.86% | 55.86% | 41759.2514 | 1 | 6.811% | 5% | 85% | 6.8% | 0.2% | 0 | 0 | 0 | 0 | 1.6918 | 0 | 1.3207 | 0.33836 | -12.182 |  | 0.019144 | 0 | 0.019144 | 01. ($9,999.000) to $0.028 | 1 | 0 | 01. ($9,999.00) to $0.22 | 1 | 0 | 0 | 0 | 0 | 0 | 0 | 0 | 0 | 0 | 0 | 0 | 0 | 0 | 0 | 0 | 0 | 0 | 0 | 0 | 0 | 0 | 0 | 0 | 0 | 0 | 0 | 0 | 0 | 0 | 0 | 0 | 0 | 0 | 0 | 0 | 0 | 0 | 0 | 0 | 0 | 0 | 0 | 0 | 0 | 0 | 0 | 0 | 0 | 0 | 0 | 0 | 0 | 0 | 0 | 0 | 0 | 0 | 0 | 0 | 0 | 0 | 0 | 0 | 0 | 0 | 0 | 0 | 0 | 0 | 0 | 0 | 0 | 0 | 212342.5936 | 211705.5658 | 211070.4491 | 210437.2378 | 209805.9261 | 209176.5083 | 208548.9787 | 207923.3318 | 207299.5618 | 206677.6631 | 0 | 0 | 0 | 0 | 0 | 0 | 0 | 0 | 0 | 0 | 0 | 0 | 0 | 0 | 0 | 0 | 0 | 0 | 0 | 0 | 0 | 0 | 0 | 0 | 0 | 0 | 0 | 0 | 0 | 0 | 0 | 0 | 0 | 0 | 0 | 0 | 0 | 0 | 0 | 0 | 0 | 0 | 0 | 0 | 0 | 0 | 0 | 0 | 0 | 0 | 0 | 0 | 0 | 0 | 0 | 0 | 0 | 0 | 0 | 0 | 0 | 0 | 0 | 0 | 0 | 0 | 0 | 0 | 0 | 0 | 0 | 0 | 0 | 0 | 0 | 0 | 0 | 0 | 0 | 0 | 0 | 0 | 0 | 0 | 0 | 0 | 0 | 0 | 0 | 0 | 0 | 0 | 0 | 0 | 0 | 0 | 0 | 0 | 0 | 0 | 0 | 0 | 0 | 0 | 0 | 0 | 0 | 0 | 0 | 0 | 0 | 0 | 0 | 0 | 0 | 0 | 0 | 0 | 0 | 0 | 0.01557% | 0 | 0 | 0 | 0 | 0 | 0 | 0 | 0 | 0 | 0 | 0 | 0 | 0 | 0 | 0 | 0 | 0 | 0 | 0 | 0 | 0 | 0 | 0 | 0
| ComVariableRefrigerantFlow-7P_V6 | M_Input_Retro | Savings, cost, and EUL from 7th Plan workbook COM-VRF-7P_V6 | 2020 | Retro | 2022 | 2041 | PSE | Commercial | Small Off | Gas | Per Commercial Building Square Feet Covered By Variable Refrigerant Flow System |  |  | VRF-Retro-Small Off |  | 2.3293 | 20 | 1.6918 | 0 |  | 0 | 0 | 0 | 0 | 0 | 0 | 0 | 0 |  | 0 | 0 | 0 | Heating | Electric Heating | Variable Refrigerant Flow | VRF | CommVENT | 0.0141% | 55.86% | 55.86% | 4797.7732 | 1 | 6.811% | 5% | 85% | 6.8% | 0.2% | 0 | 0 | 0 | 0 | 1.6918 | 0 | 2.0319 | 0.33836 | -19.8347 |  | 0.012444 | 0 | 0.012444 | 01. ($9,999.000) to $0.028 | 1 | 0 | 01. ($9,999.00) to $0.22 | 1 | 0 | 0 | 0 | 0 | 0 | 0 | 0 | 0 | 0 | 0 | 0 | 0 | 0 | 0 | 0 | 0 | 0 | 0 | 0 | 0 | 0 | 0 | 0 | 0 | 0 | 0 | 0 | 0 | 0 | 0 | 0 | 0 | 0 | 0 | 0 | 0 | 0 | 0 | 0 | 0 | 0 | 0 | 0 | 0 | 0 | 0 | 0 | 0 | 0 | 0 | 0 | 0 | 0 | 0 | 0 | 0 | 0 | 0 | 0 | 0 | 0 | 0 | 0 | 0 | 0 | 0 | 0 | 0 | 0 | 0 | 0 | 0 | 0 | 146969.0041 | 146528.0971 | 146088.5128 | 145650.2472 | 145213.2965 | 144777.6566 | 144343.3236 | 143910.2937 | 143478.5628 | 143048.1271 | 0 | 0 | 0 | 0 | 0 | 0 | 0 | 0 | 0 | 0 | 0 | 0 | 0 | 0 | 0 | 0 | 0 | 0 | 0 | 0 | 0 | 0 | 0 | 0 | 0 | 0 | 0 | 0 | 0 | 0 | 0 | 0 | 0 | 0 | 0 | 0 | 0 | 0 | 0 | 0 | 0 | 0 | 0 | 0 | 0 | 0 | 0 | 0 | 0 | 0 | 0 | 0 | 0 | 0 | 0 | 0 | 0 | 0 | 0 | 0 | 0 | 0 | 0 | 0 | 0 | 0 | 0 | 0 | 0 | 0 | 0 | 0 | 0 | 0 | 0 | 0 | 0 | 0 | 0 | 0 | 0 | 0 | 0 | 0 | 0 | 0 | 0 | 0 | 0 | 0 | 0 | 0 | 0 | 0 | 0 | 0 | 0 | 0 | 0 | 0 | 0 | 0 | 0 | 0 | 0 | 0 | 0 | 0 | 0 | 0 | 0 | 0 | 0 | 0 | 0 | 0 | 0 | 0 | 0 | 0 | 0.01557% | 0 | 0 | 0 | 0 | 0 | 0 | 0 | 0 | 0 | 0 | 0 | 0 | 0 | 0 | 0 | 0 | 0 | 0 | 0 | 0 | 0 | 0 | 0 | 0
| ComVariableRefrigerantFlow-7P_V6 | M_Input_Retro | Savings, cost, and EUL from 7th Plan workbook COM-VRF-7P_V6 | 2020 | Retro | 2022 | 2041 | PSE | Commercial | Xlarge Ret | Gas | Per Commercial Building Square Feet Covered By Variable Refrigerant Flow System |  |  | VRF-Retro-Xlarge Ret |  | 0.27411 | 20 | 0.52425 | 0 |  | 0 | 0 | 0 | 0 | 0 | 0 | 0 | 0 |  | 0 | 0 | 0 | Heating | Electric Heating | Variable Refrigerant Flow | VRF | CommVENT | 0.0141% | 78.43% | 78.43% | 280351.2881 | 1 | 0.4851% | 5% | 85% | 6.8% | 0.2% | 0 | 0 | 0 | 0 | 0.52425 | 0 | 0.23911 | 0.10485 | -1.9439 |  | 0.032767 | 0 | 0.032767 | 02. $0.028 to $0.055 | 1 | 0 | 01. ($9,999.00) to $0.22 | 1 | 0 | 0 | 0 | 0 | 0 | 0 | 0 | 0 | 0 | 0 | 0 | 0 | 0 | 0 | 0 | 0 | 0 | 0 | 0 | 0 | 0 | 0 | 0 | 0 | 0 | 0 | 0 | 0 | 0 | 0 | 0 | 0 | 0 | 0 | 0 | 0 | 0 | 0 | 0 | 0 | 0 | 0 | 0 | 0 | 0 | 0 | 0 | 0 | 0 | 0 | 0 | 0 | 0 | 0 | 0 | 0 | 0 | 0 | 0 | 0 | 0 | 0 | 0 | 0 | 0 | 0 | 0 | 0 | 0 | 0 | 0 | 0 | 0 | 9174.1124 | 9131.9115 | 9089.9047 | 9048.0912 | 9006.4699 | 8965.0402 | 8923.801 | 8882.7515 | 8841.8909 | 8801.2182 | 0 | 0 | 0 | 0 | 0 | 0 | 0 | 0 | 0 | 0 | 0 | 0 | 0 | 0 | 0 | 0 | 0 | 0 | 0 | 0 | 0 | 0 | 0 | 0 | 0 | 0 | 0 | 0 | 0 | 0 | 0 | 0 | 0 | 0 | 0 | 0 | 0 | 0 | 0 | 0 | 0 | 0 | 0 | 0 | 0 | 0 | 0 | 0 | 0 | 0 | 0 | 0 | 0 | 0 | 0 | 0 | 0 | 0 | 0 | 0 | 0 | 0 | 0 | 0 | 0 | 0 | 0 | 0 | 0 | 0 | 0 | 0 | 0 | 0 | 0 | 0 | 0 | 0 | 0 | 0 | 0 | 0 | 0 | 0 | 0 | 0 | 0 | 0 | 0 | 0 | 0 | 0 | 0 | 0 | 0 | 0 | 0 | 0 | 0 | 0 | 0 | 0 | 0 | 0 | 0 | 0 | 0 | 0 | 0 | 0 | 0 | 0 | 0 | 0 | 0 | 0 | 0 | 0 | 0 | 0 | 0.01557% | 0 | 0 | 0 | 0 | 0 | 0 | 0 | 0 | 0 | 0 | 0 | 0 | 0 | 0 | 0 | 0 | 0 | 0 | 0 | 0 | 0 | 0 | 0 | 0
| ComVariableRefrigerantFlow-7P_V6 | M_Input_Retro | Savings, cost, and EUL from 7th Plan workbook COM-VRF-7P_V6 | 2020 | Retro | 2022 | 2041 | PSE | Commercial | Large Ret | Gas | Per Commercial Building Square Feet Covered By Variable Refrigerant Flow System |  |  | VRF-Retro-Large Ret |  | 0.27411 | 20 | 0.52425 | 0 |  | 0 | 0 | 0 | 0 | 0 | 0 | 0 | 0 |  | 0 | 0 | 0 | Heating | Electric Heating | Variable Refrigerant Flow | VRF | CommVENT | 0.0141% | 78.43% | 78.43% | 94425.5221 | 1 | 6.791% | 5% | 85% | 6.8% | 0.2% | 0 | 0 | 0 | 0 | 0.52425 | 0 | 0.23911 | 0.10485 | -1.9439 |  | 0.032767 | 0 | 0.032767 | 02. $0.028 to $0.055 | 1 | 0 | 01. ($9,999.00) to $0.22 | 1 | 0 | 0 | 0 | 0 | 0 | 0 | 0 | 0 | 0 | 0 | 0 | 0 | 0 | 0 | 0 | 0 | 0 | 0 | 0 | 0 | 0 | 0 | 0 | 0 | 0 | 0 | 0 | 0 | 0 | 0 | 0 | 0 | 0 | 0 | 0 | 0 | 0 | 0 | 0 | 0 | 0 | 0 | 0 | 0 | 0 | 0 | 0 | 0 | 0 | 0 | 0 | 0 | 0 | 0 | 0 | 0 | 0 | 0 | 0 | 0 | 0 | 0 | 0 | 0 | 0 | 0 | 0 | 0 | 0 | 0 | 0 | 0 | 0 | 156601.2374 | 155880.8717 | 155163.8196 | 154450.0661 | 153739.5958 | 153032.3936 | 152328.4446 | 151627.7338 | 150930.2462 | 150235.9671 | 0 | 0 | 0 | 0 | 0 | 0 | 0 | 0 | 0 | 0 | 0 | 0 | 0 | 0 | 0 | 0 | 0 | 0 | 0 | 0 | 0 | 0 | 0 | 0 | 0 | 0 | 0 | 0 | 0 | 0 | 0 | 0 | 0 | 0 | 0 | 0 | 0 | 0 | 0 | 0 | 0 | 0 | 0 | 0 | 0 | 0 | 0 | 0 | 0 | 0 | 0 | 0 | 0 | 0 | 0 | 0 | 0 | 0 | 0 | 0 | 0 | 0 | 0 | 0 | 0 | 0 | 0 | 0 | 0 | 0 | 0 | 0 | 0 | 0 | 0 | 0 | 0 | 0 | 0 | 0 | 0 | 0 | 0 | 0 | 0 | 0 | 0 | 0 | 0 | 0 | 0 | 0 | 0 | 0 | 0 | 0 | 0 | 0 | 0 | 0 | 0 | 0 | 0 | 0 | 0 | 0 | 0 | 0 | 0 | 0 | 0 | 0 | 0 | 0 | 0 | 0 | 0 | 0 | 0 | 0 | 0.01557% | 0 | 0 | 0 | 0 | 0 | 0 | 0 | 0 | 0 | 0 | 0 | 0 | 0 | 0 | 0 | 0 | 0 | 0 | 0 | 0 | 0 | 0 | 0 | 0
| ComVariableRefrigerantFlow-7P_V6 | M_Input_Retro | Savings, cost, and EUL from 7th Plan workbook COM-VRF-7P_V6 | 2020 | Retro | 2022 | 2041 | PSE | Commercial | Medium Ret | Gas | Per Commercial Building Square Feet Covered By Variable Refrigerant Flow System |  |  | VRF-Retro-Medium Ret |  | 0.27411 | 20 | 0.52425 | 0 |  | 0 | 0 | 0 | 0 | 0 | 0 | 0 | 0 |  | 0 | 0 | 0 | Heating | Electric Heating | Variable Refrigerant Flow | VRF | CommVENT | 0.0141% | 78.43% | 78.43% | 13333.1618 | 1 | 6.791% | 5% | 85% | 6.8% | 0.2% | 0 | 0 | 0 | 0 | 0.52425 | 0 | 0.23911 | 0.10485 | -1.9439 |  | 0.032767 | 0 | 0.032767 | 02. $0.028 to $0.055 | 1 | 0 | 01. ($9,999.00) to $0.22 | 1 | 0 | 0 | 0 | 0 | 0 | 0 | 0 | 0 | 0 | 0 | 0 | 0 | 0 | 0 | 0 | 0 | 0 | 0 | 0 | 0 | 0 | 0 | 0 | 0 | 0 | 0 | 0 | 0 | 0 | 0 | 0 | 0 | 0 | 0 | 0 | 0 | 0 | 0 | 0 | 0 | 0 | 0 | 0 | 0 | 0 | 0 | 0 | 0 | 0 | 0 | 0 | 0 | 0 | 0 | 0 | 0 | 0 | 0 | 0 | 0 | 0 | 0 | 0 | 0 | 0 | 0 | 0 | 0 | 0 | 0 | 0 | 0 | 0 | 232120.159 | 231052.4062 | 229989.5652 | 228931.6132 | 227878.5277 | 226830.2865 | 225786.8672 | 224748.2476 | 223714.4057 | 222685.3194 | 0 | 0 | 0 | 0 | 0 | 0 | 0 | 0 | 0 | 0 | 0 | 0 | 0 | 0 | 0 | 0 | 0 | 0 | 0 | 0 | 0 | 0 | 0 | 0 | 0 | 0 | 0 | 0 | 0 | 0 | 0 | 0 | 0 | 0 | 0 | 0 | 0 | 0 | 0 | 0 | 0 | 0 | 0 | 0 | 0 | 0 | 0 | 0 | 0 | 0 | 0 | 0 | 0 | 0 | 0 | 0 | 0 | 0 | 0 | 0 | 0 | 0 | 0 | 0 | 0 | 0 | 0 | 0 | 0 | 0 | 0 | 0 | 0 | 0 | 0 | 0 | 0 | 0 | 0 | 0 | 0 | 0 | 0 | 0 | 0 | 0 | 0 | 0 | 0 | 0 | 0 | 0 | 0 | 0 | 0 | 0 | 0 | 0 | 0 | 0 | 0 | 0 | 0 | 0 | 0 | 0 | 0 | 0 | 0 | 0 | 0 | 0 | 0 | 0 | 0 | 0 | 0 | 0 | 0 | 0 | 0.01557% | 0 | 0 | 0 | 0 | 0 | 0 | 0 | 0 | 0 | 0 | 0 | 0 | 0 | 0 | 0 | 0 | 0 | 0 | 0 | 0 | 0 | 0 | 0 | 0
| ComVariableRefrigerantFlow-7P_V6 | M_Input_Retro | Savings, cost, and EUL from 7th Plan workbook COM-VRF-7P_V6 | 2020 | Retro | 2022 | 2041 | PSE | Commercial | Small Ret | Gas | Per Commercial Building Square Feet Covered By Variable Refrigerant Flow System |  |  | VRF-Retro-Small Ret |  | 0.27411 | 20 | 0.52425 | 0 |  | 0 | 0 | 0 | 0 | 0 | 0 | 0 | 0 |  | 0 | 0 | 0 | Heating | Electric Heating | Variable Refrigerant Flow | VRF | CommVENT | 0.0141% | 78.43% | 78.43% | 2170.2819 | 1 | 2.426% | 5% | 85% | 6.8% | 0.2% | 0 | 0 | 0 | 0 | 0.52425 | 0 | 0.23911 | 0.10485 | -1.9439 |  | 0.032767 | 0 | 0.032767 | 02. $0.028 to $0.055 | 1 | 0 | 01. ($9,999.00) to $0.22 | 1 | 0 | 0 | 0 | 0 | 0 | 0 | 0 | 0 | 0 | 0 | 0 | 0 | 0 | 0 | 0 | 0 | 0 | 0 | 0 | 0 | 0 | 0 | 0 | 0 | 0 | 0 | 0 | 0 | 0 | 0 | 0 | 0 | 0 | 0 | 0 | 0 | 0 | 0 | 0 | 0 | 0 | 0 | 0 | 0 | 0 | 0 | 0 | 0 | 0 | 0 | 0 | 0 | 0 | 0 | 0 | 0 | 0 | 0 | 0 | 0 | 0 | 0 | 0 | 0 | 0 | 0 | 0 | 0 | 0 | 0 | 0 | 0 | 0 | 16941.9346 | 16864.0017 | 16786.4273 | 16709.2097 | 16632.3473 | 16555.8385 | 16479.6817 | 16403.8751 | 16328.4173 | 16253.3066 | 0 | 0 | 0 | 0 | 0 | 0 | 0 | 0 | 0 | 0 | 0 | 0 | 0 | 0 | 0 | 0 | 0 | 0 | 0 | 0 | 0 | 0 | 0 | 0 | 0 | 0 | 0 | 0 | 0 | 0 | 0 | 0 | 0 | 0 | 0 | 0 | 0 | 0 | 0 | 0 | 0 | 0 | 0 | 0 | 0 | 0 | 0 | 0 | 0 | 0 | 0 | 0 | 0 | 0 | 0 | 0 | 0 | 0 | 0 | 0 | 0 | 0 | 0 | 0 | 0 | 0 | 0 | 0 | 0 | 0 | 0 | 0 | 0 | 0 | 0 | 0 | 0 | 0 | 0 | 0 | 0 | 0 | 0 | 0 | 0 | 0 | 0 | 0 | 0 | 0 | 0 | 0 | 0 | 0 | 0 | 0 | 0 | 0 | 0 | 0 | 0 | 0 | 0 | 0 | 0 | 0 | 0 | 0 | 0 | 0 | 0 | 0 | 0 | 0 | 0 | 0 | 0 | 0 | 0 | 0 | 0.01557% | 0 | 0 | 0 | 0 | 0 | 0 | 0 | 0 | 0 | 0 | 0 | 0 | 0 | 0 | 0 | 0 | 0 | 0 | 0 | 0 | 0 | 0 | 0 | 0
| ComVariableRefrigerantFlow-7P_V6 | M_Input_Retro | Savings, cost, and EUL from 7th Plan workbook COM-VRF-7P_V6 | 2020 | Retro | 2022 | 2041 | PSE | Commercial | School K-12 | Gas | Per Commercial Building Square Feet Covered By Variable Refrigerant Flow System |  |  | VRF-Retro-School K-12 |  | 0.16072 | 20 | 0.31311 | 0 |  | 0 | 0 | 0 | 0 | 0 | 0 | 0 | 0 |  | 0 | 0 | 0 | Heating | Electric Heating | Variable Refrigerant Flow | VRF | CommVENT | 0.0141% | 73.65% | 73.65% | 36549.9879 | 1 | 2.426% | 5% | 85% | 6.8% | 0.2% | 0 | 0 | 0 | 0 | 0.31311 | 0 | 0.1402 | 0.062621 | -1.133 |  | 0.033376 | 0 | 0.033376 | 02. $0.028 to $0.055 | 1 | 0 | 01. ($9,999.00) to $0.22 | 1 | 0 | 0 | 0 | 0 | 0 | 0 | 0 | 0 | 0 | 0 | 0 | 0 | 0 | 0 | 0 | 0 | 0 | 0 | 0 | 0 | 0 | 0 | 0 | 0 | 0 | 0 | 0 | 0 | 0 | 0 | 0 | 0 | 0 | 0 | 0 | 0 | 0 | 0 | 0 | 0 | 0 | 0 | 0 | 0 | 0 | 0 | 0 | 0 | 0 | 0 | 0 | 0 | 0 | 0 | 0 | 0 | 0 | 0 | 0 | 0 | 0 | 0 | 0 | 0 | 0 | 0 | 0 | 0 | 0 | 0 | 0 | 0 | 0 | 100128.2188 | 99917.9495 | 99708.1218 | 99498.7347 | 99289.7874 | 99081.2789 | 98873.2082 | 98665.5744 | 98458.3767 | 98251.6141 | 0 | 0 | 0 | 0 | 0 | 0 | 0 | 0 | 0 | 0 | 0 | 0 | 0 | 0 | 0 | 0 | 0 | 0 | 0 | 0 | 0 | 0 | 0 | 0 | 0 | 0 | 0 | 0 | 0 | 0 | 0 | 0 | 0 | 0 | 0 | 0 | 0 | 0 | 0 | 0 | 0 | 0 | 0 | 0 | 0 | 0 | 0 | 0 | 0 | 0 | 0 | 0 | 0 | 0 | 0 | 0 | 0 | 0 | 0 | 0 | 0 | 0 | 0 | 0 | 0 | 0 | 0 | 0 | 0 | 0 | 0 | 0 | 0 | 0 | 0 | 0 | 0 | 0 | 0 | 0 | 0 | 0 | 0 | 0 | 0 | 0 | 0 | 0 | 0 | 0 | 0 | 0 | 0 | 0 | 0 | 0 | 0 | 0 | 0 | 0 | 0 | 0 | 0 | 0 | 0 | 0 | 0 | 0 | 0 | 0 | 0 | 0 | 0 | 0 | 0 | 0 | 0 | 0 | 0 | 0 | 0.01557% | 0 | 0 | 0 | 0 | 0 | 0 | 0 | 0 | 0 | 0 | 0 | 0 | 0 | 0 | 0 | 0 | 0 | 0 | 0 | 0 | 0 | 0 | 0 | 0
| ComVariableRefrigerantFlow-7P_V6 | M_Input_Retro | Savings, cost, and EUL from 7th Plan workbook COM-VRF-7P_V6 | 2020 | Retro | 2022 | 2041 | PSE | Commercial | University | Gas | Per Commercial Building Square Feet Covered By Variable Refrigerant Flow System |  |  | VRF-Retro-University |  | 0.16549 | 20 | 0.31311 | 0 |  | 0 | 0 | 0 | 0 | 0 | 0 | 0 | 0 |  | 0 | 0 | 0 | Heating | Electric Heating | Variable Refrigerant Flow | VRF | CommVENT | 0.0141% | 94.56% | 94.56% | 121327.9762 | 1 | 2.426% | 5% | 85% | 6.8% | 0.2% | 0 | 0 | 0 | 0 | 0.31311 | 0 | 0.14436 | 0.062621 | -1.1777 |  | 0.032414 | 0 | 0.032414 | 02. $0.028 to $0.055 | 1 | 0 | 01. ($9,999.00) to $0.22 | 1 | 0 | 0 | 0 | 0 | 0 | 0 | 0 | 0 | 0 | 0 | 0 | 0 | 0 | 0 | 0 | 0 | 0 | 0 | 0 | 0 | 0 | 0 | 0 | 0 | 0 | 0 | 0 | 0 | 0 | 0 | 0 | 0 | 0 | 0 | 0 | 0 | 0 | 0 | 0 | 0 | 0 | 0 | 0 | 0 | 0 | 0 | 0 | 0 | 0 | 0 | 0 | 0 | 0 | 0 | 0 | 0 | 0 | 0 | 0 | 0 | 0 | 0 | 0 | 0 | 0 | 0 | 0 | 0 | 0 | 0 | 0 | 0 | 0 | 21958.3038 | 21905.6039 | 21853.0304 | 21800.5831 | 21748.2617 | 21696.0659 | 21643.9953 | 21592.0498 | 21540.2288 | 21488.5323 | 0 | 0 | 0 | 0 | 0 | 0 | 0 | 0 | 0 | 0 | 0 | 0 | 0 | 0 | 0 | 0 | 0 | 0 | 0 | 0 | 0 | 0 | 0 | 0 | 0 | 0 | 0 | 0 | 0 | 0 | 0 | 0 | 0 | 0 | 0 | 0 | 0 | 0 | 0 | 0 | 0 | 0 | 0 | 0 | 0 | 0 | 0 | 0 | 0 | 0 | 0 | 0 | 0 | 0 | 0 | 0 | 0 | 0 | 0 | 0 | 0 | 0 | 0 | 0 | 0 | 0 | 0 | 0 | 0 | 0 | 0 | 0 | 0 | 0 | 0 | 0 | 0 | 0 | 0 | 0 | 0 | 0 | 0 | 0 | 0 | 0 | 0 | 0 | 0 | 0 | 0 | 0 | 0 | 0 | 0 | 0 | 0 | 0 | 0 | 0 | 0 | 0 | 0 | 0 | 0 | 0 | 0 | 0 | 0 | 0 | 0 | 0 | 0 | 0 | 0 | 0 | 0 | 0 | 0 | 0 | 0.01557% | 0 | 0 | 0 | 0 | 0 | 0 | 0 | 0 | 0 | 0 | 0 | 0 | 0 | 0 | 0 | 0 | 0 | 0 | 0 | 0 | 0 | 0 | 0 | 0
| ComVariableRefrigerantFlow-7P_V6 | M_Input_Retro | Savings, cost, and EUL from 7th Plan workbook COM-VRF-7P_V6 | 2020 | Retro | 2022 | 2041 | PSE | Commercial | Warehouse | Gas | Per Commercial Building Square Feet Covered By Variable Refrigerant Flow System |  |  | VRF-Retro-Warehouse |  | 0.55765 | 20 | 0.77259 | 0 |  | 0 | 0 | 0 | 0 | 0 | 0 | 0 | 0 |  | 0 | 0 | 0 | Heating | Electric Heating | Variable Refrigerant Flow | VRF | CommVENT | 0.0141% | 48.46% | 48.46% | 34313.8807 | 1 | 2.426% | 5% | 85% | 6.8% | 0.2% | 0 | 0 | 0 | 0 | 0.77259 | 0 | 0.48645 | 0.15452 | -4.3074 |  | 0.023736 | 0 | 0.023736 | 01. ($9,999.000) to $0.028 | 1 | 0 | 01. ($9,999.00) to $0.22 | 1 | 0 | 0 | 0 | 0 | 0 | 0 | 0 | 0 | 0 | 0 | 0 | 0 | 0 | 0 | 0 | 0 | 0 | 0 | 0 | 0 | 0 | 0 | 0 | 0 | 0 | 0 | 0 | 0 | 0 | 0 | 0 | 0 | 0 | 0 | 0 | 0 | 0 | 0 | 0 | 0 | 0 | 0 | 0 | 0 | 0 | 0 | 0 | 0 | 0 | 0 | 0 | 0 | 0 | 0 | 0 | 0 | 0 | 0 | 0 | 0 | 0 | 0 | 0 | 0 | 0 | 0 | 0 | 0 | 0 | 0 | 0 | 0 | 0 | 147285.8315 | 146590.6424 | 145898.7346 | 145210.0926 | 144524.7009 | 143842.5443 | 143163.6075 | 142487.8753 | 141815.3325 | 141145.9641 | 0 | 0 | 0 | 0 | 0 | 0 | 0 | 0 | 0 | 0 | 0 | 0 | 0 | 0 | 0 | 0 | 0 | 0 | 0 | 0 | 0 | 0 | 0 | 0 | 0 | 0 | 0 | 0 | 0 | 0 | 0 | 0 | 0 | 0 | 0 | 0 | 0 | 0 | 0 | 0 | 0 | 0 | 0 | 0 | 0 | 0 | 0 | 0 | 0 | 0 | 0 | 0 | 0 | 0 | 0 | 0 | 0 | 0 | 0 | 0 | 0 | 0 | 0 | 0 | 0 | 0 | 0 | 0 | 0 | 0 | 0 | 0 | 0 | 0 | 0 | 0 | 0 | 0 | 0 | 0 | 0 | 0 | 0 | 0 | 0 | 0 | 0 | 0 | 0 | 0 | 0 | 0 | 0 | 0 | 0 | 0 | 0 | 0 | 0 | 0 | 0 | 0 | 0 | 0 | 0 | 0 | 0 | 0 | 0 | 0 | 0 | 0 | 0 | 0 | 0 | 0 | 0 | 0 | 0 | 0 | 0.01557% | 0 | 0 | 0 | 0 | 0 | 0 | 0 | 0 | 0 | 0 | 0 | 0 | 0 | 0 | 0 | 0 | 0 | 0 | 0 | 0 | 0 | 0 | 0 | 0
| ComVariableRefrigerantFlow-7P_V6 | M_Input_Retro | Savings, cost, and EUL from 7th Plan workbook COM-VRF-7P_V6 | 2020 | Retro | 2022 | 2041 | PSE | Commercial | Supermarket | Gas | Per Commercial Building Square Feet Covered By Variable Refrigerant Flow System |  |  | VRF-Retro-Supermarket |  | 0.54948 | 20 | 0.66028 | 0 |  | 0 | 0 | 0 | 0 | 0 | 0 | 0 | 0 |  | 0 | 0 | 0 | Heating | Electric Heating | Variable Refrigerant Flow | VRF | CommVENT | 0.0141% | 73% | 73% | 49733.7282 | 1 | 6.791% | 5% | 85% | 6.8% | 0.2% | 0 | 0 | 0 | 0 | 0.66028 | 0 | 0.47932 | 0.13206 | -4.3655 |  | 0.020588 | 0 | 0.020588 | 01. ($9,999.000) to $0.028 | 1 | 0 | 01. ($9,999.00) to $0.22 | 1 | 0 | 0 | 0 | 0 | 0 | 0 | 0 | 0 | 0 | 0 | 0 | 0 | 0 | 0 | 0 | 0 | 0 | 0 | 0 | 0 | 0 | 0 | 0 | 0 | 0 | 0 | 0 | 0 | 0 | 0 | 0 | 0 | 0 | 0 | 0 | 0 | 0 | 0 | 0 | 0 | 0 | 0 | 0 | 0 | 0 | 0 | 0 | 0 | 0 | 0 | 0 | 0 | 0 | 0 | 0 | 0 | 0 | 0 | 0 | 0 | 0 | 0 | 0 | 0 | 0 | 0 | 0 | 0 | 0 | 0 | 0 | 0 | 0 | 129002.5422 | 128393.6502 | 127787.6322 | 127184.4746 | 126584.1638 | 125986.6866 | 125392.0294 | 124800.1791 | 124211.1222 | 123624.8457 | 0 | 0 | 0 | 0 | 0 | 0 | 0 | 0 | 0 | 0 | 0 | 0 | 0 | 0 | 0 | 0 | 0 | 0 | 0 | 0 | 0 | 0 | 0 | 0 | 0 | 0 | 0 | 0 | 0 | 0 | 0 | 0 | 0 | 0 | 0 | 0 | 0 | 0 | 0 | 0 | 0 | 0 | 0 | 0 | 0 | 0 | 0 | 0 | 0 | 0 | 0 | 0 | 0 | 0 | 0 | 0 | 0 | 0 | 0 | 0 | 0 | 0 | 0 | 0 | 0 | 0 | 0 | 0 | 0 | 0 | 0 | 0 | 0 | 0 | 0 | 0 | 0 | 0 | 0 | 0 | 0 | 0 | 0 | 0 | 0 | 0 | 0 | 0 | 0 | 0 | 0 | 0 | 0 | 0 | 0 | 0 | 0 | 0 | 0 | 0 | 0 | 0 | 0 | 0 | 0 | 0 | 0 | 0 | 0 | 0 | 0 | 0 | 0 | 0 | 0 | 0 | 0 | 0 | 0 | 0 | 0.01557% | 0 | 0 | 0 | 0 | 0 | 0 | 0 | 0 | 0 | 0 | 0 | 0 | 0 | 0 | 0 | 0 | 0 | 0 | 0 | 0 | 0 | 0 | 0 | 0
| ComVariableRefrigerantFlow-7P_V6 | M_Input_Retro | Savings, cost, and EUL from 7th Plan workbook COM-VRF-7P_V6 | 2020 | Retro | 2022 | 2041 | PSE | Commercial | MiniMart | Gas | Per Commercial Building Square Feet Covered By Variable Refrigerant Flow System |  |  | VRF-Retro-MiniMart |  | 0.54948 | 20 | 0.66028 | 0 |  | 0 | 0 | 0 | 0 | 0 | 0 | 0 | 0 |  | 0 | 0 | 0 | Heating | Electric Heating | Variable Refrigerant Flow | VRF | CommVENT | 0.0141% | 73% | 73% | 2115.8874 | 1 | 6.791% | 5% | 85% | 6.8% | 0.2% | 0 | 0 | 0 | 0 | 0.66028 | 0 | 0.47932 | 0.13206 | -4.3655 |  | 0.020588 | 0 | 0.020588 | 01. ($9,999.000) to $0.028 | 1 | 0 | 01. ($9,999.00) to $0.22 | 1 | 0 | 0 | 0 | 0 | 0 | 0 | 0 | 0 | 0 | 0 | 0 | 0 | 0 | 0 | 0 | 0 | 0 | 0 | 0 | 0 | 0 | 0 | 0 | 0 | 0 | 0 | 0 | 0 | 0 | 0 | 0 | 0 | 0 | 0 | 0 | 0 | 0 | 0 | 0 | 0 | 0 | 0 | 0 | 0 | 0 | 0 | 0 | 0 | 0 | 0 | 0 | 0 | 0 | 0 | 0 | 0 | 0 | 0 | 0 | 0 | 0 | 0 | 0 | 0 | 0 | 0 | 0 | 0 | 0 | 0 | 0 | 0 | 0 | 4633.2629 | 4622.1431 | 4611.0499 | 4599.9834 | 4588.9434 | 4577.93 | 4566.943 | 4555.9823 | 4545.0479 | 4534.1398 | 0 | 0 | 0 | 0 | 0 | 0 | 0 | 0 | 0 | 0 | 0 | 0 | 0 | 0 | 0 | 0 | 0 | 0 | 0 | 0 | 0 | 0 | 0 | 0 | 0 | 0 | 0 | 0 | 0 | 0 | 0 | 0 | 0 | 0 | 0 | 0 | 0 | 0 | 0 | 0 | 0 | 0 | 0 | 0 | 0 | 0 | 0 | 0 | 0 | 0 | 0 | 0 | 0 | 0 | 0 | 0 | 0 | 0 | 0 | 0 | 0 | 0 | 0 | 0 | 0 | 0 | 0 | 0 | 0 | 0 | 0 | 0 | 0 | 0 | 0 | 0 | 0 | 0 | 0 | 0 | 0 | 0 | 0 | 0 | 0 | 0 | 0 | 0 | 0 | 0 | 0 | 0 | 0 | 0 | 0 | 0 | 0 | 0 | 0 | 0 | 0 | 0 | 0 | 0 | 0 | 0 | 0 | 0 | 0 | 0 | 0 | 0 | 0 | 0 | 0 | 0 | 0 | 0 | 0 | 0 | 0.01557% | 0 | 0 | 0 | 0 | 0 | 0 | 0 | 0 | 0 | 0 | 0 | 0 | 0 | 0 | 0 | 0 | 0 | 0 | 0 | 0 | 0 | 0 | 0 | 0
| ComVariableRefrigerantFlow-7P_V6 | M_Input_Retro | Savings, cost, and EUL from 7th Plan workbook COM-VRF-7P_V6 | 2020 | Retro | 2022 | 2041 | PSE | Commercial | Restaurant | Gas | Per Commercial Building Square Feet Covered By Variable Refrigerant Flow System |  |  | VRF-Retro-Restaurant |  | 1.1379 | 20 | 1.2469 | 0 |  | 0 | 0 | 0 | 0 | 0 | 0 | 0 | 0 |  | 0 | 0 | 0 | Heating | Electric Heating | Variable Refrigerant Flow | VRF | CommVENT | 0.0141% | 75.53% | 75.53% | 9726.5895 | 1 | 0.09702% | 5% | 85% | 6.8% | 0.2% | 0 | 0 | 0 | 0 | 1.2469 | 0 | 0.99264 | 0.24939 | -9.1852 |  | 0.018774 | 0 | 0.018774 | 01. ($9,999.000) to $0.028 | 1 | 0 | 01. ($9,999.00) to $0.22 | 1 | 0 | 0 | 0 | 0 | 0 | 0 | 0 | 0 | 0 | 0 | 0 | 0 | 0 | 0 | 0 | 0 | 0 | 0 | 0 | 0 | 0 | 0 | 0 | 0 | 0 | 0 | 0 | 0 | 0 | 0 | 0 | 0 | 0 | 0 | 0 | 0 | 0 | 0 | 0 | 0 | 0 | 0 | 0 | 0 | 0 | 0 | 0 | 0 | 0 | 0 | 0 | 0 | 0 | 0 | 0 | 0 | 0 | 0 | 0 | 0 | 0 | 0 | 0 | 0 | 0 | 0 | 0 | 0 | 0 | 0 | 0 | 0 | 0 | 2439.6228 | 2417.6662 | 2395.9072 | 2374.344 | 2352.9749 | 2331.7981 | 2310.8119 | 2290.0146 | 2269.4045 | 2248.9799 | 0 | 0 | 0 | 0 | 0 | 0 | 0 | 0 | 0 | 0 | 0 | 0 | 0 | 0 | 0 | 0 | 0 | 0 | 0 | 0 | 0 | 0 | 0 | 0 | 0 | 0 | 0 | 0 | 0 | 0 | 0 | 0 | 0 | 0 | 0 | 0 | 0 | 0 | 0 | 0 | 0 | 0 | 0 | 0 | 0 | 0 | 0 | 0 | 0 | 0 | 0 | 0 | 0 | 0 | 0 | 0 | 0 | 0 | 0 | 0 | 0 | 0 | 0 | 0 | 0 | 0 | 0 | 0 | 0 | 0 | 0 | 0 | 0 | 0 | 0 | 0 | 0 | 0 | 0 | 0 | 0 | 0 | 0 | 0 | 0 | 0 | 0 | 0 | 0 | 0 | 0 | 0 | 0 | 0 | 0 | 0 | 0 | 0 | 0 | 0 | 0 | 0 | 0 | 0 | 0 | 0 | 0 | 0 | 0 | 0 | 0 | 0 | 0 | 0 | 0 | 0 | 0 | 0 | 0 | 0 | 0.01557% | 0 | 0 | 0 | 0 | 0 | 0 | 0 | 0 | 0 | 0 | 0 | 0 | 0 | 0 | 0 | 0 | 0 | 0 | 0 | 0 | 0 | 0 | 0 | 0
| ComVariableRefrigerantFlow-7P_V6 | M_Input_Retro | Savings, cost, and EUL from 7th Plan workbook COM-VRF-7P_V6 | 2020 | Retro | 2022 | 2041 | PSE | Commercial | Lodging | Gas | Per Commercial Building Square Feet Covered By Variable Refrigerant Flow System |  |  | VRF-Retro-Lodging |  | 2.272 | 20 | 2.858 | 0 |  | 0 | 0 | 0 | 0 | 0 | 0 | 0 | 0 |  | 0 | 0 | 0 | Heating | Electric Heating | Variable Refrigerant Flow | VRF | CommVENT | 0.0141% | 56.57% | 56.57% | 31385.388 | 1 | 0.4851% | 5% | 85% | 6.8% | 0.2% | 0 | 0 | 0 | 0 | 2.858 | 0 | 1.9819 | 0.5716 | -17.897 |  | 0.021552 | 0 | 0.021552 | 01. ($9,999.000) to $0.028 | 1 | 0 | 01. ($9,999.00) to $0.22 | 1 | 0 | 0 | 0 | 0 | 0 | 0 | 0 | 0 | 0 | 0 | 0 | 0 | 0 | 0 | 0 | 0 | 0 | 0 | 0 | 0 | 0 | 0 | 0 | 0 | 0 | 0 | 0 | 0 | 0 | 0 | 0 | 0 | 0 | 0 | 0 | 0 | 0 | 0 | 0 | 0 | 0 | 0 | 0 | 0 | 0 | 0 | 0 | 0 | 0 | 0 | 0 | 0 | 0 | 0 | 0 | 0 | 0 | 0 | 0 | 0 | 0 | 0 | 0 | 0 | 0 | 0 | 0 | 0 | 0 | 0 | 0 | 0 | 0 | 6697.3512 | 6672.571 | 6647.8825 | 6623.2853 | 6598.7792 | 6574.3637 | 6550.0385 | 6525.8034 | 6501.6579 | 6477.6018 | 0 | 0 | 0 | 0 | 0 | 0 | 0 | 0 | 0 | 0 | 0 | 0 | 0 | 0 | 0 | 0 | 0 | 0 | 0 | 0 | 0 | 0 | 0 | 0 | 0 | 0 | 0 | 0 | 0 | 0 | 0 | 0 | 0 | 0 | 0 | 0 | 0 | 0 | 0 | 0 | 0 | 0 | 0 | 0 | 0 | 0 | 0 | 0 | 0 | 0 | 0 | 0 | 0 | 0 | 0 | 0 | 0 | 0 | 0 | 0 | 0 | 0 | 0 | 0 | 0 | 0 | 0 | 0 | 0 | 0 | 0 | 0 | 0 | 0 | 0 | 0 | 0 | 0 | 0 | 0 | 0 | 0 | 0 | 0 | 0 | 0 | 0 | 0 | 0 | 0 | 0 | 0 | 0 | 0 | 0 | 0 | 0 | 0 | 0 | 0 | 0 | 0 | 0 | 0 | 0 | 0 | 0 | 0 | 0 | 0 | 0 | 0 | 0 | 0 | 0 | 0 | 0 | 0 | 0 | 0 | 0.01557% | 0 | 0 | 0 | 0 | 0 | 0 | 0 | 0 | 0 | 0 | 0 | 0 | 0 | 0 | 0 | 0 | 0 | 0 | 0 | 0 | 0 | 0 | 0 | 0
| ComVariableRefrigerantFlow-7P_V6 | M_Input_Retro | Savings, cost, and EUL from 7th Plan workbook COM-VRF-7P_V6 | 2020 | Retro | 2022 | 2041 | PSE | Commercial | Hospital | Gas | Per Commercial Building Square Feet Covered By Variable Refrigerant Flow System |  |  | VRF-Retro-Hospital |  | 0.97865 | 20 | 1.4996 | 0 |  | 0 | 0 | 0 | 0 | 0 | 0 | 0 | 0 |  | 0 | 0 | 0 | Heating | Electric Heating | Variable Refrigerant Flow | VRF | CommVENT | 0.0141% | 86.59% | 86.59% | 80978.5882 | 1 | 0.4851% | 5% | 85% | 6.8% | 0.2% | 0 | 0 | 0 | 0 | 1.4996 | 0 | 0.8537 | 0.29992 | -7.3869 |  | 0.026253 | 0 | 0.026253 | 01. ($9,999.000) to $0.028 | 1 | 0 | 01. ($9,999.00) to $0.22 | 1 | 0 | 0 | 0 | 0 | 0 | 0 | 0 | 0 | 0 | 0 | 0 | 0 | 0 | 0 | 0 | 0 | 0 | 0 | 0 | 0 | 0 | 0 | 0 | 0 | 0 | 0 | 0 | 0 | 0 | 0 | 0 | 0 | 0 | 0 | 0 | 0 | 0 | 0 | 0 | 0 | 0 | 0 | 0 | 0 | 0 | 0 | 0 | 0 | 0 | 0 | 0 | 0 | 0 | 0 | 0 | 0 | 0 | 0 | 0 | 0 | 0 | 0 | 0 | 0 | 0 | 0 | 0 | 0 | 0 | 0 | 0 | 0 | 0 | 3610.1805 | 3595.3787 | 3580.6377 | 3565.9571 | 3551.3367 | 3536.7762 | 3522.2754 | 3507.8341 | 3493.4519 | 3479.1288 | 0 | 0 | 0 | 0 | 0 | 0 | 0 | 0 | 0 | 0 | 0 | 0 | 0 | 0 | 0 | 0 | 0 | 0 | 0 | 0 | 0 | 0 | 0 | 0 | 0 | 0 | 0 | 0 | 0 | 0 | 0 | 0 | 0 | 0 | 0 | 0 | 0 | 0 | 0 | 0 | 0 | 0 | 0 | 0 | 0 | 0 | 0 | 0 | 0 | 0 | 0 | 0 | 0 | 0 | 0 | 0 | 0 | 0 | 0 | 0 | 0 | 0 | 0 | 0 | 0 | 0 | 0 | 0 | 0 | 0 | 0 | 0 | 0 | 0 | 0 | 0 | 0 | 0 | 0 | 0 | 0 | 0 | 0 | 0 | 0 | 0 | 0 | 0 | 0 | 0 | 0 | 0 | 0 | 0 | 0 | 0 | 0 | 0 | 0 | 0 | 0 | 0 | 0 | 0 | 0 | 0 | 0 | 0 | 0 | 0 | 0 | 0 | 0 | 0 | 0 | 0 | 0 | 0 | 0 | 0 | 0.01557% | 0 | 0 | 0 | 0 | 0 | 0 | 0 | 0 | 0 | 0 | 0 | 0 | 0 | 0 | 0 | 0 | 0 | 0 | 0 | 0 | 0 | 0 | 0 | 0
| ComVariableRefrigerantFlow-7P_V6 | M_Input_Retro | Savings, cost, and EUL from 7th Plan workbook COM-VRF-7P_V6 | 2020 | Retro | 2022 | 2041 | PSE | Commercial | Residential Care | Gas | Per Commercial Building Square Feet Covered By Variable Refrigerant Flow System |  |  | VRF-Retro-Residential Care |  | 1.0724 | 20 | 1.4996 | 0 |  | 0 | 0 | 0 | 0 | 0 | 0 | 0 | 0 |  | 0 | 0 | 0 | Heating | Electric Heating | Variable Refrigerant Flow | VRF | CommVENT | 0.0141% | 72.99% | 72.99% | 89213.7828 | 1 | 2.426% | 5% | 85% | 6.8% | 0.2% | 0 | 0 | 0 | 0 | 1.4996 | 0 | 0.93544 | 0.29992 | -8.2665 |  | 0.023959 | 0 | 0.023959 | 01. ($9,999.000) to $0.028 | 1 | 0 | 01. ($9,999.00) to $0.22 | 1 | 0 | 0 | 0 | 0 | 0 | 0 | 0 | 0 | 0 | 0 | 0 | 0 | 0 | 0 | 0 | 0 | 0 | 0 | 0 | 0 | 0 | 0 | 0 | 0 | 0 | 0 | 0 | 0 | 0 | 0 | 0 | 0 | 0 | 0 | 0 | 0 | 0 | 0 | 0 | 0 | 0 | 0 | 0 | 0 | 0 | 0 | 0 | 0 | 0 | 0 | 0 | 0 | 0 | 0 | 0 | 0 | 0 | 0 | 0 | 0 | 0 | 0 | 0 | 0 | 0 | 0 | 0 | 0 | 0 | 0 | 0 | 0 | 0 | 46747.9954 | 46556.3286 | 46365.4477 | 46175.3493 | 45986.0304 | 45797.4877 | 45609.718 | 45422.7181 | 45236.485 | 45051.0154 | 0 | 0 | 0 | 0 | 0 | 0 | 0 | 0 | 0 | 0 | 0 | 0 | 0 | 0 | 0 | 0 | 0 | 0 | 0 | 0 | 0 | 0 | 0 | 0 | 0 | 0 | 0 | 0 | 0 | 0 | 0 | 0 | 0 | 0 | 0 | 0 | 0 | 0 | 0 | 0 | 0 | 0 | 0 | 0 | 0 | 0 | 0 | 0 | 0 | 0 | 0 | 0 | 0 | 0 | 0 | 0 | 0 | 0 | 0 | 0 | 0 | 0 | 0 | 0 | 0 | 0 | 0 | 0 | 0 | 0 | 0 | 0 | 0 | 0 | 0 | 0 | 0 | 0 | 0 | 0 | 0 | 0 | 0 | 0 | 0 | 0 | 0 | 0 | 0 | 0 | 0 | 0 | 0 | 0 | 0 | 0 | 0 | 0 | 0 | 0 | 0 | 0 | 0 | 0 | 0 | 0 | 0 | 0 | 0 | 0 | 0 | 0 | 0 | 0 | 0 | 0 | 0 | 0 | 0 | 0 | 0.01557% | 0 | 0 | 0 | 0 | 0 | 0 | 0 | 0 | 0 | 0 | 0 | 0 | 0 | 0 | 0 | 0 | 0 | 0 | 0 | 0 | 0 | 0 | 0 | 0
| ComVariableRefrigerantFlow-7P_V6 | M_Input_Retro | Savings, cost, and EUL from 7th Plan workbook COM-VRF-7P_V6 | 2020 | Retro | 2022 | 2041 | PSE | Commercial | Assembly | Gas | Per Commercial Building Square Feet Covered By Variable Refrigerant Flow System |  |  | VRF-Retro-Assembly |  | 1.0237 | 20 | 1.2228 | 0 |  | 0 | 0 | 0 | 0 | 0 | 0 | 0 | 0 |  | 0 | 0 | 0 | Heating | Electric Heating | Variable Refrigerant Flow | VRF | CommVENT | 0.0141% | 72.99% | 72.99% | 13631.2945 | 1 | 6.791% | 5% | 85% | 6.8% | 0.2% | 0 | 0 | 0 | 0 | 1.2228 | 0 | 0.89298 | 0.24455 | -8.1418 |  | 0.020465 | 0 | 0.020465 | 01. ($9,999.000) to $0.028 | 1 | 0 | 01. ($9,999.00) to $0.22 | 1 | 0 | 0 | 0 | 0 | 0 | 0 | 0 | 0 | 0 | 0 | 0 | 0 | 0 | 0 | 0 | 0 | 0 | 0 | 0 | 0 | 0 | 0 | 0 | 0 | 0 | 0 | 0 | 0 | 0 | 0 | 0 | 0 | 0 | 0 | 0 | 0 | 0 | 0 | 0 | 0 | 0 | 0 | 0 | 0 | 0 | 0 | 0 | 0 | 0 | 0 | 0 | 0 | 0 | 0 | 0 | 0 | 0 | 0 | 0 | 0 | 0 | 0 | 0 | 0 | 0 | 0 | 0 | 0 | 0 | 0 | 0 | 0 | 0 | 206198.7175 | 205273.5726 | 204352.5785 | 203435.7166 | 202522.9683 | 201614.3153 | 200709.739 | 199809.2213 | 198912.744 | 198020.2888 | 0 | 0 | 0 | 0 | 0 | 0 | 0 | 0 | 0 | 0 | 0 | 0 | 0 | 0 | 0 | 0 | 0 | 0 | 0 | 0 | 0 | 0 | 0 | 0 | 0 | 0 | 0 | 0 | 0 | 0 | 0 | 0 | 0 | 0 | 0 | 0 | 0 | 0 | 0 | 0 | 0 | 0 | 0 | 0 | 0 | 0 | 0 | 0 | 0 | 0 | 0 | 0 | 0 | 0 | 0 | 0 | 0 | 0 | 0 | 0 | 0 | 0 | 0 | 0 | 0 | 0 | 0 | 0 | 0 | 0 | 0 | 0 | 0 | 0 | 0 | 0 | 0 | 0 | 0 | 0 | 0 | 0 | 0 | 0 | 0 | 0 | 0 | 0 | 0 | 0 | 0 | 0 | 0 | 0 | 0 | 0 | 0 | 0 | 0 | 0 | 0 | 0 | 0 | 0 | 0 | 0 | 0 | 0 | 0 | 0 | 0 | 0 | 0 | 0 | 0 | 0 | 0 | 0 | 0 | 0 | 0.01557% | 0 | 0 | 0 | 0 | 0 | 0 | 0 | 0 | 0 | 0 | 0 | 0 | 0 | 0 | 0 | 0 | 0 | 0 | 0 | 0 | 0 | 0 | 0 | 0
| ComVariableRefrigerantFlow-7P_V6 | M_Input_Retro | Savings, cost, and EUL from 7th Plan workbook COM-VRF-7P_V6 | 2020 | Retro | 2022 | 2041 | PSE | Commercial | Other | Gas | Per Commercial Building Square Feet Covered By Variable Refrigerant Flow System |  |  | VRF-Retro-Other |  | 0.73429 | 20 | 0.67588 | 0 |  | 0 | 0 | 0 | 0 | 0 | 0 | 0 | 0 |  | 0 | 0 | 0 | Heating | Electric Heating | Variable Refrigerant Flow | VRF | CommVENT | 0.0141% | 72.99% | 72.99% | 22414.5695 | 1 | 0.4851% | 5% | 85% | 6.8% | 0.2% | 0 | 0 | 0 | 0 | 0.67588 | 0 | 0.64053 | 0.13518 | -6.0816 |  | 0.01577 | 0 | 0.01577 | 01. ($9,999.000) to $0.028 | 1 | 0 | 01. ($9,999.00) to $0.22 | 1 | 0 | 0 | 0 | 0 | 0 | 0 | 0 | 0 | 0 | 0 | 0 | 0 | 0 | 0 | 0 | 0 | 0 | 0 | 0 | 0 | 0 | 0 | 0 | 0 | 0 | 0 | 0 | 0 | 0 | 0 | 0 | 0 | 0 | 0 | 0 | 0 | 0 | 0 | 0 | 0 | 0 | 0 | 0 | 0 | 0 | 0 | 0 | 0 | 0 | 0 | 0 | 0 | 0 | 0 | 0 | 0 | 0 | 0 | 0 | 0 | 0 | 0 | 0 | 0 | 0 | 0 | 0 | 0 | 0 | 0 | 0 | 0 | 0 | 41127.1478 | 40757.0035 | 40390.1905 | 40026.6788 | 39666.4387 | 39309.4407 | 38955.6557 | 38605.0548 | 38257.6093 | 37913.2909 | 0 | 0 | 0 | 0 | 0 | 0 | 0 | 0 | 0 | 0 | 0 | 0 | 0 | 0 | 0 | 0 | 0 | 0 | 0 | 0 | 0 | 0 | 0 | 0 | 0 | 0 | 0 | 0 | 0 | 0 | 0 | 0 | 0 | 0 | 0 | 0 | 0 | 0 | 0 | 0 | 0 | 0 | 0 | 0 | 0 | 0 | 0 | 0 | 0 | 0 | 0 | 0 | 0 | 0 | 0 | 0 | 0 | 0 | 0 | 0 | 0 | 0 | 0 | 0 | 0 | 0 | 0 | 0 | 0 | 0 | 0 | 0 | 0 | 0 | 0 | 0 | 0 | 0 | 0 | 0 | 0 | 0 | 0 | 0 | 0 | 0 | 0 | 0 | 0 | 0 | 0 | 0 | 0 | 0 | 0 | 0 | 0 | 0 | 0 | 0 | 0 | 0 | 0 | 0 | 0 | 0 | 0 | 0 | 0 | 0 | 0 | 0 | 0 | 0 | 0 | 0 | 0 | 0 | 0 | 0 | 0.01557% | 0 | 0 | 0 | 0 | 0 | 0 | 0 | 0 | 0 | 0 | 0 | 0 | 0 | 0 | 0 | 0 | 0 | 0 | 0 | 0 | 0 | 0 | 0 | 0
| ComWeatherizationSchool_v2_3 | Measure_InputOutput | Based on the RTF workbook: ComWeatherizationSchool_v2_3 | 2020 | Retro | 2022 | 2045 | PSE | Commercial | School K-12 | Electric | Per Roof Area - R-0 to R-19 Attic in HZ 1 with Electric resistance packaged heating system |  |  | Insulate Roof R-0 to R-19 Attic in HZ 1 with Electric resistance packaged heating system |  | 5.7719 | 45 | 0.89069 | 0 |  | 0 | 0 | 0 | 0 | 0 | 0 | 0 | 0 |  | 0 | 0 | 0 | Heating | Electric Resistance Heating | Roof Insulation | Roof Insulation | CommHEAT | 0.03964% | 73.65% | 73.65% | 9504.7421 | 0.26005 | 1.458% | 2.222% | 85% | 6.8% | 0.2% | 11.9365 | 0.33684 | 1.2273 | 0.79635 | 0 | 0 | 0 | -0.58968 | -1.386 |  | -0.0087518 | 0 | -0.0087518 | 01. ($9,999.000) to $0.028 | 1 | 0 | 01. ($9,999.00) to $0.22 | 1 | 11350.9807 | 11327.1437 | 11303.3567 | 11279.6196 | 11255.9324 | 11232.295 | 11208.7071 | 11185.1689 | 11161.68 | 11138.2405 | 0 | 0 | 0 | 0 | 0 | 0 | 0 | 0 | 0 | 0 | 0 | 0 | 0 | 0 | 65516.4796 | 65378.8949 | 65241.5993 | 65104.5919 | 64967.8723 | 64831.4397 | 64695.2937 | 64559.4336 | 64423.8588 | 64288.5687 | 0 | 0 | 0 | 0 | 0 | 0 | 0 | 0 | 0 | 0 | 0 | 0 | 0 | 0 | 649008.0325 | 65516.4796 | 130895.3745 | 196136.9738 | 261241.5657 | 326209.438 | 391040.8777 | 455736.1714 | 520295.605 | 584719.4638 | 649008.0325 | 649008.0325 | 649008.0325 | 649008.0325 | 649008.0325 | 649008.0325 | 649008.0325 | 649008.0325 | 649008.0325 | 649008.0325 | 649008.0325 | 649008.0325 | 649008.0325 | 649008.0325 | 649008.0325 | 0 | 0 | 0 | 0 | 0 | 0 | 0 | 0 | 0 | 0 | 0 | 0 | 0 | 0 | 0 | 0 | 0 | 0 | 0 | 0 | 0 | 0 | 0 | 0 | 0 | 0 | 0 | 0 | 0 | 0 | 0 | 0 | 0 | 0 | 0 | 0 | 0 | 0 | 0 | 0 | 0 | 0 | 0 | 0 | 0 | 0 | 0 | 0 | 0 | 0 | 0 | 0 | 0 | 0 | 0 | 0 | 0 | 0 | 0 | 0 | 0 | 25.9739 | 51.8933 | 77.7583 | 103.5689 | 129.3254 | 155.0277 | 180.6761 | 206.2706 | 231.8114 | 257.2985 | 257.2985 | 257.2985 | 257.2985 | 257.2985 | 257.2985 | 257.2985 | 257.2985 | 257.2985 | 257.2985 | 257.2985 | 257.2985 | 257.2985 | 257.2985 | 257.2985 | 0 | 0 | 0 | 0 | 0 | 0 | 0 | 0 | 0 | 0 | 0 | 0 | 0 | 0 | 0 | 0 | 0 | 0 | 0 | 0 | 0 | 0 | 0 | 0 | 0 | 0 | 0 | 0 | 0 | 0 | 0 | 0 | 0 | 0 | 0 | 0 | 0 | 0 | 0 | 0 | 0 | 0 | 0 | 0 | 0 | 0.001759% | 1.1524 | 2.3023 | 3.4499 | 4.595 | 5.7377 | 6.878 | 8.0159 | 9.1515 | 10.2846 | 11.4154 | 11.4154 | 11.4154 | 11.4154 | 11.4154 | 11.4154 | 11.4154 | 11.4154 | 11.4154 | 11.4154 | 11.4154 | 11.4154 | 11.4154 | 11.4154 | 11.4154
| ComWeatherizationSchool_v2_3 | Measure_InputOutput | Based on the RTF workbook: ComWeatherizationSchool_v2_3 | 2020 | Retro | 2022 | 2045 | PSE | Commercial | School K-12 | Electric | Per Roof Area - R-0 to R-19 Attic in HZ 1 with Air-source heat pump heating system |  |  | Insulate Roof R-0 to R-19 Attic in HZ 1 with Air-source heat pump heating system |  | 3.8924 | 45 | 0.89069 | 0 |  | 0 | 0 | 0 | 0 | 0 | 0 | 0 | 0 |  | 0 | 0 | 0 | Heat Pump | Heat Pump | Roof Insulation | Roof Insulation | CommHEAT | 0.03964% | 24.66% | 24.66% | 9504.7421 | 0.26005 | 1.458% | 2.222% | 85% | 6.8% | 0.2% | 8.0496 | 0.22715 | 0.82768 | 0.79635 | 0 | 0 | 0 | -0.080344 | -0.8767 |  | -0.0017682 | 0 | -0.0017682 | 01. ($9,999.000) to $0.028 | 1 | 0 | 01. ($9,999.00) to $0.22 | 1 | 3801.2903 | 3793.3076 | 3785.3416 | 3777.3924 | 3769.4599 | 3761.544 | 3753.6448 | 3745.7621 | 3737.896 | 3730.0465 | 0 | 0 | 0 | 0 | 0 | 0 | 0 | 0 | 0 | 0 | 0 | 0 | 0 | 0 | 14796.11 | 14765.0381 | 14734.0316 | 14703.0901 | 14672.2136 | 14641.4019 | 14610.655 | 14579.9726 | 14549.3547 | 14518.801 | 0 | 0 | 0 | 0 | 0 | 0 | 0 | 0 | 0 | 0 | 0 | 0 | 0 | 0 | 146570.6687 | 14796.11 | 29561.1481 | 44295.1797 | 58998.2697 | 73670.4833 | 88311.8853 | 102922.5403 | 117502.5129 | 132051.8676 | 146570.6687 | 146570.6687 | 146570.6687 | 146570.6687 | 146570.6687 | 146570.6687 | 146570.6687 | 146570.6687 | 146570.6687 | 146570.6687 | 146570.6687 | 146570.6687 | 146570.6687 | 146570.6687 | 146570.6687 | 0 | 0 | 0 | 0 | 0 | 0 | 0 | 0 | 0 | 0 | 0 | 0 | 0 | 0 | 0 | 0 | 0 | 0 | 0 | 0 | 0 | 0 | 0 | 0 | 0 | 0 | 0 | 0 | 0 | 0 | 0 | 0 | 0 | 0 | 0 | 0 | 0 | 0 | 0 | 0 | 0 | 0 | 0 | 0 | 0 | 0 | 0 | 0 | 0 | 0 | 0 | 0 | 0 | 0 | 0 | 0 | 0 | 0 | 0 | 0 | 0 | 5.8659 | 11.7195 | 17.5608 | 23.3898 | 29.2066 | 35.0111 | 40.8035 | 46.5837 | 52.3518 | 58.1078 | 58.1078 | 58.1078 | 58.1078 | 58.1078 | 58.1078 | 58.1078 | 58.1078 | 58.1078 | 58.1078 | 58.1078 | 58.1078 | 58.1078 | 58.1078 | 58.1078 | 0 | 0 | 0 | 0 | 0 | 0 | 0 | 0 | 0 | 0 | 0 | 0 | 0 | 0 | 0 | 0 | 0 | 0 | 0 | 0 | 0 | 0 | 0 | 0 | 0 | 0 | 0 | 0 | 0 | 0 | 0 | 0 | 0 | 0 | 0 | 0 | 0 | 0 | 0 | 0 | 0 | 0 | 0 | 0 | 0 | 0.001759% | 0.26025 | 0.51995 | 0.77911 | 1.0377 | 1.2958 | 1.5533 | 1.8103 | 2.0668 | 2.3227 | 2.578 | 2.578 | 2.578 | 2.578 | 2.578 | 2.578 | 2.578 | 2.578 | 2.578 | 2.578 | 2.578 | 2.578 | 2.578 | 2.578 | 2.578
| ComWeatherizationSchool_v2_3 | Measure_InputOutput | Based on the RTF workbook: ComWeatherizationSchool_v2_3 | 2020 | Retro | 2022 | 2045 | PSE | Commercial | School K-12 | Electric | Per Roof Area - R-0 to R-19 Attic in HZ 1 with Water-source heat pump heating system |  |  | Insulate Roof R-0 to R-19 Attic in HZ 1 with Water-source heat pump heating system |  | 1.7586 | 45 | 0.89069 | 0 |  | 0 | 0 | 0 | 0 | 0 | 0 | 0 | 0 |  | 0 | 0 | 0 | Heat Pump | Heat Pump | Roof Insulation | Roof Insulation | CommHEAT | 0.03964% | 24.66% | 24.66% | 9504.7421 | 0.26005 | 1.458% | 2.222% | 85% | 6.8% | 0.2% | 3.6369 | 0.10263 | 0.37396 | 0.79635 | 0 | 0 | 0 | 0.4979 | -0.29845 |  | 0.024253 | 0 | 0.024253 | 01. ($9,999.000) to $0.028 | 1 | 0 | 01. ($9,999.00) to $0.22 | 1 | 3801.2903 | 3793.3076 | 3785.3416 | 3777.3924 | 3769.4599 | 3761.544 | 3753.6448 | 3745.7621 | 3737.896 | 3730.0465 | 0 | 0 | 0 | 0 | 0 | 0 | 0 | 0 | 0 | 0 | 0 | 0 | 0 | 0 | 6685.0784 | 6671.0397 | 6657.0305 | 6643.0508 | 6629.1004 | 6615.1792 | 6601.2874 | 6587.4247 | 6573.5911 | 6559.7865 | 0 | 0 | 0 | 0 | 0 | 0 | 0 | 0 | 0 | 0 | 0 | 0 | 0 | 0 | 66222.5686 | 6685.0784 | 13356.1181 | 20013.1486 | 26656.1994 | 33285.2997 | 39900.479 | 46501.7663 | 53089.191 | 59662.782 | 66222.5686 | 66222.5686 | 66222.5686 | 66222.5686 | 66222.5686 | 66222.5686 | 66222.5686 | 66222.5686 | 66222.5686 | 66222.5686 | 66222.5686 | 66222.5686 | 66222.5686 | 66222.5686 | 66222.5686 | 0 | 0 | 0 | 0 | 0 | 0 | 0 | 0 | 0 | 0 | 0 | 0 | 0 | 0 | 0 | 0 | 0 | 0 | 0 | 0 | 0 | 0 | 0 | 0 | 0 | 0 | 0 | 0 | 0 | 0 | 0 | 0 | 0 | 0 | 0 | 0 | 0 | 0 | 0 | 0 | 0 | 0 | 0 | 0 | 0 | 0 | 0 | 0 | 0 | 0 | 0 | 0 | 0 | 0 | 0 | 0 | 0 | 0 | 0 | 0 | 0 | 2.6503 | 5.295 | 7.9342 | 10.5678 | 13.1959 | 15.8185 | 18.4356 | 21.0472 | 23.6532 | 26.2539 | 26.2539 | 26.2539 | 26.2539 | 26.2539 | 26.2539 | 26.2539 | 26.2539 | 26.2539 | 26.2539 | 26.2539 | 26.2539 | 26.2539 | 26.2539 | 26.2539 | 1892.6702 | 1888.6956 | 1884.7294 | 1880.7714 | 1876.8218 | 1872.8805 | 1868.9474 | 1865.0227 | 1861.1061 | 1857.1978 | 0 | 0 | 0 | 0 | 0 | 0 | 0 | 0 | 0 | 0 | 0 | 0 | 0 | 0 | 18748.843 | 0 | 0 | 0 | 0 | 0 | 0 | 0 | 0 | 0 | 0 | 0 | 0 | 0 | 0 | 0 | 0 | 0 | 0 | 0 | 0 | 0.001759% | 0.11758 | 0.23492 | 0.35201 | 0.46886 | 0.58546 | 0.70181 | 0.81792 | 0.93379 | 1.0494 | 1.1648 | 1.1648 | 1.1648 | 1.1648 | 1.1648 | 1.1648 | 1.1648 | 1.1648 | 1.1648 | 1.1648 | 1.1648 | 1.1648 | 1.1648 | 1.1648 | 1.1648
| ComWeatherizationSchool_v2_3 | Measure_InputOutput | Based on the RTF workbook: ComWeatherizationSchool_v2_3 | 2020 | Retro | 2022 | 2045 | PSE | Commercial | School K-12 | Electric | Per Roof Area - R-0 to R-30 Attic in HZ 1 with Electric resistance packaged heating system |  |  | Insulate Roof R-0 to R-30 Attic in HZ 1 with Electric resistance packaged heating system |  | 6.1079 | 45 | 1.0582 | 0 |  | 0 | 0 | 0 | 0 | 0 | 0 | 0 | 0 |  | 0 | 0 | 0 | Heating | Electric Resistance Heating | Roof Insulation | Roof Insulation | CommHEAT | 0.03964% | 73.65% | 73.65% | 9504.7421 | 0.26005 | 1.458% | 2.222% | 85% | 6.8% | 0.2% | 12.6313 | 0.35645 | 1.2988 | 0.94616 | 0 | 0 | 0 | -0.49742 | -1.4436 |  | -0.0069764 | 0 | -0.0069764 | 01. ($9,999.000) to $0.028 | 1 | 0 | 01. ($9,999.00) to $0.22 | 1 | 11350.9807 | 11327.1437 | 11303.3567 | 11279.6196 | 11255.9324 | 11232.295 | 11208.7071 | 11185.1689 | 11161.68 | 11138.2405 | 0 | 0 | 0 | 0 | 0 | 0 | 0 | 0 | 0 | 0 | 0 | 0 | 0 | 0 | 69330.1706 | 69184.5773 | 69039.2896 | 68894.3071 | 68749.6291 | 68605.2549 | 68461.1838 | 68317.4154 | 68173.9488 | 68030.7835 | 0 | 0 | 0 | 0 | 0 | 0 | 0 | 0 | 0 | 0 | 0 | 0 | 0 | 0 | 686786.5601 | 69330.1706 | 138514.7479 | 207554.0375 | 276448.3447 | 345197.9738 | 413803.2286 | 482264.4125 | 550581.8278 | 618755.7766 | 686786.5601 | 686786.5601 | 686786.5601 | 686786.5601 | 686786.5601 | 686786.5601 | 686786.5601 | 686786.5601 | 686786.5601 | 686786.5601 | 686786.5601 | 686786.5601 | 686786.5601 | 686786.5601 | 686786.5601 | 0 | 0 | 0 | 0 | 0 | 0 | 0 | 0 | 0 | 0 | 0 | 0 | 0 | 0 | 0 | 0 | 0 | 0 | 0 | 0 | 0 | 0 | 0 | 0 | 0 | 0 | 0 | 0 | 0 | 0 | 0 | 0 | 0 | 0 | 0 | 0 | 0 | 0 | 0 | 0 | 0 | 0 | 0 | 0 | 0 | 0 | 0 | 0 | 0 | 0 | 0 | 0 | 0 | 0 | 0 | 0 | 0 | 0 | 0 | 0 | 0 | 27.4859 | 54.914 | 82.2846 | 109.5976 | 136.8534 | 164.0518 | 191.1932 | 218.2776 | 245.305 | 272.2758 | 272.2758 | 272.2758 | 272.2758 | 272.2758 | 272.2758 | 272.2758 | 272.2758 | 272.2758 | 272.2758 | 272.2758 | 272.2758 | 272.2758 | 272.2758 | 272.2758 | 0 | 0 | 0 | 0 | 0 | 0 | 0 | 0 | 0 | 0 | 0 | 0 | 0 | 0 | 0 | 0 | 0 | 0 | 0 | 0 | 0 | 0 | 0 | 0 | 0 | 0 | 0 | 0 | 0 | 0 | 0 | 0 | 0 | 0 | 0 | 0 | 0 | 0 | 0 | 0 | 0 | 0 | 0 | 0 | 0 | 0.001759% | 1.2194 | 2.4363 | 3.6507 | 4.8625 | 6.0717 | 7.2784 | 8.4825 | 9.6842 | 10.8833 | 12.0799 | 12.0799 | 12.0799 | 12.0799 | 12.0799 | 12.0799 | 12.0799 | 12.0799 | 12.0799 | 12.0799 | 12.0799 | 12.0799 | 12.0799 | 12.0799 | 12.0799
| ComWeatherizationSchool_v2_3 | Measure_InputOutput | Based on the RTF workbook: ComWeatherizationSchool_v2_3 | 2020 | Retro | 2022 | 2045 | PSE | Commercial | School K-12 | Electric | Per Roof Area - R-0 to R-30 Attic in HZ 1 with Air-source heat pump heating system |  |  | Insulate Roof R-0 to R-30 Attic in HZ 1 with Air-source heat pump heating system |  | 4.119 | 45 | 1.0582 | 0 |  | 0 | 0 | 0 | 0 | 0 | 0 | 0 | 0 |  | 0 | 0 | 0 | Heat Pump | Heat Pump | Roof Insulation | Roof Insulation | CommHEAT | 0.03964% | 24.66% | 24.66% | 9504.7421 | 0.26005 | 1.458% | 2.222% | 85% | 6.8% | 0.2% | 8.5182 | 0.24038 | 0.87586 | 0.94616 | 0 | 0 | 0 | 0.041568 | -0.90459 |  | 0.00086451 | 0 | 0.00086451 | 01. ($9,999.000) to $0.028 | 1 | 0 | 01. ($9,999.00) to $0.22 | 1 | 3801.2903 | 3793.3076 | 3785.3416 | 3777.3924 | 3769.4599 | 3761.544 | 3753.6448 | 3745.7621 | 3737.896 | 3730.0465 | 0 | 0 | 0 | 0 | 0 | 0 | 0 | 0 | 0 | 0 | 0 | 0 | 0 | 0 | 15657.3863 | 15624.5058 | 15591.6943 | 15558.9518 | 15526.278 | 15493.6728 | 15461.1361 | 15428.6677 | 15396.2675 | 15363.9353 | 0 | 0 | 0 | 0 | 0 | 0 | 0 | 0 | 0 | 0 | 0 | 0 | 0 | 0 | 155102.4953 | 15657.3863 | 31281.8921 | 46873.5864 | 62432.5381 | 77958.8161 | 93452.4888 | 108913.6249 | 124342.2926 | 139738.56 | 155102.4953 | 155102.4953 | 155102.4953 | 155102.4953 | 155102.4953 | 155102.4953 | 155102.4953 | 155102.4953 | 155102.4953 | 155102.4953 | 155102.4953 | 155102.4953 | 155102.4953 | 155102.4953 | 155102.4953 | 0 | 0 | 0 | 0 | 0 | 0 | 0 | 0 | 0 | 0 | 0 | 0 | 0 | 0 | 0 | 0 | 0 | 0 | 0 | 0 | 0 | 0 | 0 | 0 | 0 | 0 | 0 | 0 | 0 | 0 | 0 | 0 | 0 | 0 | 0 | 0 | 0 | 0 | 0 | 0 | 0 | 0 | 0 | 0 | 0 | 0 | 0 | 0 | 0 | 0 | 0 | 0 | 0 | 0 | 0 | 0 | 0 | 0 | 0 | 0 | 0 | 6.2074 | 12.4017 | 18.583 | 24.7513 | 30.9067 | 37.0491 | 43.1787 | 49.2954 | 55.3992 | 61.4902 | 61.4902 | 61.4902 | 61.4902 | 61.4902 | 61.4902 | 61.4902 | 61.4902 | 61.4902 | 61.4902 | 61.4902 | 61.4902 | 61.4902 | 61.4902 | 61.4902 | 158.0123 | 157.6805 | 157.3493 | 157.0189 | 156.6892 | 156.3601 | 156.0317 | 155.7041 | 155.3771 | 155.0508 | 0 | 0 | 0 | 0 | 0 | 0 | 0 | 0 | 0 | 0 | 0 | 0 | 0 | 0 | 1565.274 | 0 | 0 | 0 | 0 | 0 | 0 | 0 | 0 | 0 | 0 | 0 | 0 | 0 | 0 | 0 | 0 | 0 | 0 | 0 | 0 | 0.001759% | 0.2754 | 0.55022 | 0.82446 | 1.0981 | 1.3712 | 1.6437 | 1.9157 | 2.1871 | 2.4579 | 2.7281 | 2.7281 | 2.7281 | 2.7281 | 2.7281 | 2.7281 | 2.7281 | 2.7281 | 2.7281 | 2.7281 | 2.7281 | 2.7281 | 2.7281 | 2.7281 | 2.7281
| ComWeatherizationSchool_v2_3 | Measure_InputOutput | Based on the RTF workbook: ComWeatherizationSchool_v2_3 | 2020 | Retro | 2022 | 2045 | PSE | Commercial | School K-12 | Electric | Per Roof Area - R-0 to R-30 Attic in HZ 1 with Water-source heat pump heating system |  |  | Insulate Roof R-0 to R-30 Attic in HZ 1 with Water-source heat pump heating system |  | 1.861 | 45 | 1.0582 | 0 |  | 0 | 0 | 0 | 0 | 0 | 0 | 0 | 0 |  | 0 | 0 | 0 | Heat Pump | Heat Pump | Roof Insulation | Roof Insulation | CommHEAT | 0.03964% | 24.66% | 24.66% | 9504.7421 | 0.26005 | 1.458% | 2.222% | 85% | 6.8% | 0.2% | 3.8486 | 0.10861 | 0.39572 | 0.94616 | 0 | 0 | 0 | 0.65347 | -0.29268 |  | 0.03008 | 0 | 0.03008 | 02. $0.028 to $0.055 | 1 | 0 | 01. ($9,999.00) to $0.22 | 1 | 3801.2903 | 3793.3076 | 3785.3416 | 3777.3924 | 3769.4599 | 3761.544 | 3753.6448 | 3745.7621 | 3737.896 | 3730.0465 | 0 | 0 | 0 | 0 | 0 | 0 | 0 | 0 | 0 | 0 | 0 | 0 | 0 | 0 | 7074.2144 | 7059.3586 | 7044.5339 | 7029.7404 | 7014.9779 | 7000.2465 | 6985.546 | 6970.8763 | 6956.2375 | 6941.6294 | 0 | 0 | 0 | 0 | 0 | 0 | 0 | 0 | 0 | 0 | 0 | 0 | 0 | 0 | 70077.3608 | 7074.2144 | 14133.573 | 21178.1069 | 28207.8473 | 35222.8252 | 42223.0717 | 49208.6177 | 56179.494 | 63135.7315 | 70077.3608 | 70077.3608 | 70077.3608 | 70077.3608 | 70077.3608 | 70077.3608 | 70077.3608 | 70077.3608 | 70077.3608 | 70077.3608 | 70077.3608 | 70077.3608 | 70077.3608 | 70077.3608 | 70077.3608 | 0 | 0 | 0 | 0 | 0 | 0 | 0 | 0 | 0 | 0 | 0 | 0 | 0 | 0 | 0 | 0 | 0 | 0 | 0 | 0 | 0 | 0 | 0 | 0 | 0 | 0 | 0 | 0 | 0 | 0 | 0 | 0 | 0 | 0 | 0 | 0 | 0 | 0 | 0 | 0 | 0 | 0 | 0 | 0 | 0 | 0 | 0 | 0 | 0 | 0 | 0 | 0 | 0 | 0 | 0 | 0 | 0 | 0 | 0 | 0 | 0 | 2.8046 | 5.6032 | 8.396 | 11.183 | 13.964 | 16.7393 | 19.5087 | 22.2723 | 25.0301 | 27.7821 | 27.7821 | 27.7821 | 27.7821 | 27.7821 | 27.7821 | 27.7821 | 27.7821 | 27.7821 | 27.7821 | 27.7821 | 27.7821 | 27.7821 | 27.7821 | 27.7821 | 2484.0429 | 2478.8264 | 2473.6209 | 2468.4263 | 2463.2426 | 2458.0698 | 2452.9078 | 2447.7567 | 2442.6164 | 2437.4869 | 0 | 0 | 0 | 0 | 0 | 0 | 0 | 0 | 0 | 0 | 0 | 0 | 0 | 0 | 24606.9966 | 0 | 0 | 0 | 0 | 0 | 0 | 0 | 0 | 0 | 0 | 0 | 0 | 0 | 0 | 0 | 0 | 0 | 0 | 0 | 0 | 0.001759% | 0.12443 | 0.2486 | 0.3725 | 0.49615 | 0.61953 | 0.74266 | 0.86553 | 0.98814 | 1.1105 | 1.2326 | 1.2326 | 1.2326 | 1.2326 | 1.2326 | 1.2326 | 1.2326 | 1.2326 | 1.2326 | 1.2326 | 1.2326 | 1.2326 | 1.2326 | 1.2326 | 1.2326
| ComWeatherizationSchool_v2_3 | Measure_InputOutput | Based on the RTF workbook: ComWeatherizationSchool_v2_3 | 2020 | Retro | 2022 | 2045 | PSE | Commercial | School K-12 | Electric | Per Roof Area - R-0 to R-49 Attic in HZ 1 with Electric resistance packaged heating system |  |  | Insulate Roof R-0 to R-49 Attic in HZ 1 with Electric resistance packaged heating system |  | 6.3524 | 45 | 1.3476 | 0 |  | 0 | 0 | 0 | 0 | 0 | 0 | 0 | 0 |  | 0 | 0 | 0 | Heating | Electric Resistance Heating | Roof Insulation | Roof Insulation | CommHEAT | 0.03964% | 73.65% | 73.65% | 9504.7421 | 0.26005 | 1.458% | 2.222% | 85% | 6.8% | 0.2% | 13.137 | 0.37072 | 1.3508 | 1.2049 | 0 | 0 | 0 | -0.24705 | -1.452 |  | -0.0033316 | 0 | -0.0033316 | 01. ($9,999.000) to $0.028 | 1 | 0 | 01. ($9,999.00) to $0.22 | 1 | 11350.9807 | 11327.1437 | 11303.3567 | 11279.6196 | 11255.9324 | 11232.295 | 11208.7071 | 11185.1689 | 11161.68 | 11138.2405 | 0 | 0 | 0 | 0 | 0 | 0 | 0 | 0 | 0 | 0 | 0 | 0 | 0 | 0 | 72105.7888 | 71954.3667 | 71803.2625 | 71652.4757 | 71502.0055 | 71351.8513 | 71202.0124 | 71052.4881 | 70903.2779 | 70754.381 | 0 | 0 | 0 | 0 | 0 | 0 | 0 | 0 | 0 | 0 | 0 | 0 | 0 | 0 | 714281.9099 | 72105.7888 | 144060.1555 | 215863.418 | 287515.8937 | 359017.8992 | 430369.7504 | 501571.7628 | 572624.2509 | 643527.5288 | 714281.9099 | 714281.9099 | 714281.9099 | 714281.9099 | 714281.9099 | 714281.9099 | 714281.9099 | 714281.9099 | 714281.9099 | 714281.9099 | 714281.9099 | 714281.9099 | 714281.9099 | 714281.9099 | 714281.9099 | 0 | 0 | 0 | 0 | 0 | 0 | 0 | 0 | 0 | 0 | 0 | 0 | 0 | 0 | 0 | 0 | 0 | 0 | 0 | 0 | 0 | 0 | 0 | 0 | 0 | 0 | 0 | 0 | 0 | 0 | 0 | 0 | 0 | 0 | 0 | 0 | 0 | 0 | 0 | 0 | 0 | 0 | 0 | 0 | 0 | 0 | 0 | 0 | 0 | 0 | 0 | 0 | 0 | 0 | 0 | 0 | 0 | 0 | 0 | 0 | 0 | 28.5863 | 57.1125 | 85.5788 | 113.9854 | 142.3322 | 170.6196 | 198.8476 | 227.0162 | 255.1258 | 283.1763 | 283.1763 | 283.1763 | 283.1763 | 283.1763 | 283.1763 | 283.1763 | 283.1763 | 283.1763 | 283.1763 | 283.1763 | 283.1763 | 283.1763 | 283.1763 | 283.1763 | 0 | 0 | 0 | 0 | 0 | 0 | 0 | 0 | 0 | 0 | 0 | 0 | 0 | 0 | 0 | 0 | 0 | 0 | 0 | 0 | 0 | 0 | 0 | 0 | 0 | 0 | 0 | 0 | 0 | 0 | 0 | 0 | 0 | 0 | 0 | 0 | 0 | 0 | 0 | 0 | 0 | 0 | 0 | 0 | 0 | 0.001759% | 1.2683 | 2.5339 | 3.7968 | 5.0571 | 6.3148 | 7.5698 | 8.8221 | 10.0719 | 11.319 | 12.5635 | 12.5635 | 12.5635 | 12.5635 | 12.5635 | 12.5635 | 12.5635 | 12.5635 | 12.5635 | 12.5635 | 12.5635 | 12.5635 | 12.5635 | 12.5635 | 12.5635
| ComWeatherizationSchool_v2_3 | Measure_InputOutput | Based on the RTF workbook: ComWeatherizationSchool_v2_3 | 2020 | Retro | 2022 | 2045 | PSE | Commercial | School K-12 | Electric | Per Roof Area - R-0 to R-49 Attic in HZ 1 with Air-source heat pump heating system |  |  | Insulate Roof R-0 to R-49 Attic in HZ 1 with Air-source heat pump heating system |  | 4.2839 | 45 | 1.3476 | 0 |  | 0 | 0 | 0 | 0 | 0 | 0 | 0 | 0 |  | 0 | 0 | 0 | Heat Pump | Heat Pump | Roof Insulation | Roof Insulation | CommHEAT | 0.03964% | 24.66% | 24.66% | 9504.7421 | 0.26005 | 1.458% | 2.222% | 85% | 6.8% | 0.2% | 8.8592 | 0.25 | 0.91092 | 1.2049 | 0 | 0 | 0 | 0.31351 | -0.8914 |  | 0.0062693 | 0 | 0.0062693 | 01. ($9,999.000) to $0.028 | 1 | 0 | 01. ($9,999.00) to $0.22 | 1 | 3801.2903 | 3793.3076 | 3785.3416 | 3777.3924 | 3769.4599 | 3761.544 | 3753.6448 | 3745.7621 | 3737.896 | 3730.0465 | 0 | 0 | 0 | 0 | 0 | 0 | 0 | 0 | 0 | 0 | 0 | 0 | 0 | 0 | 16284.2263 | 16250.0294 | 16215.9044 | 16181.851 | 16147.8691 | 16113.9586 | 16080.1193 | 16046.351 | 16012.6537 | 15979.0271 | 0 | 0 | 0 | 0 | 0 | 0 | 0 | 0 | 0 | 0 | 0 | 0 | 0 | 0 | 161311.9898 | 16284.2263 | 32534.2558 | 48750.1601 | 64932.0111 | 81079.8802 | 97193.8388 | 113273.9581 | 129320.3091 | 145332.9627 | 161311.9898 | 161311.9898 | 161311.9898 | 161311.9898 | 161311.9898 | 161311.9898 | 161311.9898 | 161311.9898 | 161311.9898 | 161311.9898 | 161311.9898 | 161311.9898 | 161311.9898 | 161311.9898 | 161311.9898 | 0 | 0 | 0 | 0 | 0 | 0 | 0 | 0 | 0 | 0 | 0 | 0 | 0 | 0 | 0 | 0 | 0 | 0 | 0 | 0 | 0 | 0 | 0 | 0 | 0 | 0 | 0 | 0 | 0 | 0 | 0 | 0 | 0 | 0 | 0 | 0 | 0 | 0 | 0 | 0 | 0 | 0 | 0 | 0 | 0 | 0 | 0 | 0 | 0 | 0 | 0 | 0 | 0 | 0 | 0 | 0 | 0 | 0 | 0 | 0 | 0 | 6.4559 | 12.8982 | 19.3269 | 25.7422 | 32.144 | 38.5324 | 44.9073 | 51.2689 | 57.6171 | 63.952 | 63.952 | 63.952 | 63.952 | 63.952 | 63.952 | 63.952 | 63.952 | 63.952 | 63.952 | 63.952 | 63.952 | 63.952 | 63.952 | 63.952 | 1191.7515 | 1189.2488 | 1186.7514 | 1184.2592 | 1181.7723 | 1179.2905 | 1176.814 | 1174.3427 | 1171.8766 | 1169.4157 | 0 | 0 | 0 | 0 | 0 | 0 | 0 | 0 | 0 | 0 | 0 | 0 | 0 | 0 | 11805.5227 | 0 | 0 | 0 | 0 | 0 | 0 | 0 | 0 | 0 | 0 | 0 | 0 | 0 | 0 | 0 | 0 | 0 | 0 | 0 | 0 | 0.001759% | 0.28642 | 0.57225 | 0.85747 | 1.1421 | 1.4261 | 1.7095 | 1.9924 | 2.2746 | 2.5563 | 2.8373 | 2.8373 | 2.8373 | 2.8373 | 2.8373 | 2.8373 | 2.8373 | 2.8373 | 2.8373 | 2.8373 | 2.8373 | 2.8373 | 2.8373 | 2.8373 | 2.8373
| ComWeatherizationSchool_v2_3 | Measure_InputOutput | Based on the RTF workbook: ComWeatherizationSchool_v2_3 | 2020 | Retro | 2022 | 2045 | PSE | Commercial | School K-12 | Electric | Per Roof Area - R-0 to R-49 Attic in HZ 1 with Water-source heat pump heating system |  |  | Insulate Roof R-0 to R-49 Attic in HZ 1 with Water-source heat pump heating system |  | 1.9355 | 45 | 1.3476 | 0 |  | 0 | 0 | 0 | 0 | 0 | 0 | 0 | 0 |  | 0 | 0 | 0 | Heat Pump | Heat Pump | Roof Insulation | Roof Insulation | CommHEAT | 0.03964% | 24.66% | 24.66% | 9504.7421 | 0.26005 | 1.458% | 2.222% | 85% | 6.8% | 0.2% | 4.0027 | 0.11295 | 0.41157 | 1.2049 | 0 | 0 | 0 | 0.94992 | -0.25499 |  | 0.042042 | 0 | 0.042042 | 02. $0.028 to $0.055 | 1 | 0 | 01. ($9,999.00) to $0.22 | 1 | 3801.2903 | 3793.3076 | 3785.3416 | 3777.3924 | 3769.4599 | 3761.544 | 3753.6448 | 3745.7621 | 3737.896 | 3730.0465 | 0 | 0 | 0 | 0 | 0 | 0 | 0 | 0 | 0 | 0 | 0 | 0 | 0 | 0 | 7357.429 | 7341.9784 | 7326.5603 | 7311.1745 | 7295.821 | 7280.4998 | 7265.2108 | 7249.9538 | 7234.7289 | 7219.536 | 0 | 0 | 0 | 0 | 0 | 0 | 0 | 0 | 0 | 0 | 0 | 0 | 0 | 0 | 72882.8927 | 7357.429 | 14699.4075 | 22025.9678 | 29337.1423 | 36632.9633 | 43913.4631 | 51178.6739 | 58428.6277 | 65663.3567 | 72882.8927 | 72882.8927 | 72882.8927 | 72882.8927 | 72882.8927 | 72882.8927 | 72882.8927 | 72882.8927 | 72882.8927 | 72882.8927 | 72882.8927 | 72882.8927 | 72882.8927 | 72882.8927 | 72882.8927 | 0 | 0 | 0 | 0 | 0 | 0 | 0 | 0 | 0 | 0 | 0 | 0 | 0 | 0 | 0 | 0 | 0 | 0 | 0 | 0 | 0 | 0 | 0 | 0 | 0 | 0 | 0 | 0 | 0 | 0 | 0 | 0 | 0 | 0 | 0 | 0 | 0 | 0 | 0 | 0 | 0 | 0 | 0 | 0 | 0 | 0 | 0 | 0 | 0 | 0 | 0 | 0 | 0 | 0 | 0 | 0 | 0 | 0 | 0 | 0 | 0 | 2.9168 | 5.8276 | 8.7322 | 11.6307 | 14.5231 | 17.4094 | 20.2897 | 23.164 | 26.0322 | 28.8943 | 28.8943 | 28.8943 | 28.8943 | 28.8943 | 28.8943 | 28.8943 | 28.8943 | 28.8943 | 28.8943 | 28.8943 | 28.8943 | 28.8943 | 28.8943 | 28.8943 | 3610.9042 | 3603.3213 | 3595.7544 | 3588.2033 | 3580.668 | 3573.1486 | 3565.645 | 3558.1572 | 3550.685 | 3543.2286 | 0 | 0 | 0 | 0 | 0 | 0 | 0 | 0 | 0 | 0 | 0 | 0 | 0 | 0 | 35769.7157 | 0 | 0 | 0 | 0 | 0 | 0 | 0 | 0 | 0 | 0 | 0 | 0 | 0 | 0 | 0 | 0 | 0 | 0 | 0 | 0 | 0.001759% | 0.12941 | 0.25855 | 0.38741 | 0.51601 | 0.64434 | 0.77239 | 0.90018 | 1.0277 | 1.155 | 1.2819 | 1.2819 | 1.2819 | 1.2819 | 1.2819 | 1.2819 | 1.2819 | 1.2819 | 1.2819 | 1.2819 | 1.2819 | 1.2819 | 1.2819 | 1.2819 | 1.2819
| ComWeatherizationSchool_v2_3 | Measure_InputOutput | Based on the RTF workbook: ComWeatherizationSchool_v2_3 | 2020 | Retro | 2022 | 2045 | PSE | Commercial | School K-12 | Electric | Per Roof Area - R-0 to R-30 Reroof in HZ 1 with Electric resistance packaged heating system |  |  | Insulate Roof R-0 to R-30 Reroof in HZ 1 with Electric resistance packaged heating system |  | 6.0645 | 45 | 6.612 | 0 |  | 0 | 0 | 0 | 0 | 0 | 0 | 0 | 0 |  | 0 | 0 | 0 | Heating | Electric Resistance Heating | Roof Insulation | Roof Insulation | CommHEAT | 0.03964% | 73.65% | 73.65% | 9504.7421 | 0.26005 | 1.458% | 2.222% | 85% | 6.8% | 0.2% | 12.5417 | 0.35392 | 1.2896 | 5.9117 | 0 | 0 | 0 | 5.5906 | -0.32108 |  | 0.07897 | 0 | 0.07897 | 06. $0.077 to $0.085 | 1 | 0 | 01. ($9,999.00) to $0.22 | 1 | 11350.9807 | 11327.1437 | 11303.3567 | 11279.6196 | 11255.9324 | 11232.295 | 11208.7071 | 11185.1689 | 11161.68 | 11138.2405 | 0 | 0 | 0 | 0 | 0 | 0 | 0 | 0 | 0 | 0 | 0 | 0 | 0 | 0 | 68838.3461 | 68693.7856 | 68549.5287 | 68405.5747 | 68261.9229 | 68118.5729 | 67975.5239 | 67832.7753 | 67690.3265 | 67548.1768 | 0 | 0 | 0 | 0 | 0 | 0 | 0 | 0 | 0 | 0 | 0 | 0 | 0 | 0 | 681914.5334 | 68838.3461 | 137532.1318 | 206081.6604 | 274487.2351 | 342749.158 | 410867.7309 | 478843.2548 | 546676.0302 | 614366.3566 | 681914.5334 | 681914.5334 | 681914.5334 | 681914.5334 | 681914.5334 | 681914.5334 | 681914.5334 | 681914.5334 | 681914.5334 | 681914.5334 | 681914.5334 | 681914.5334 | 681914.5334 | 681914.5334 | 681914.5334 | 0 | 0 | 0 | 0 | 0 | 0 | 0 | 0 | 0 | 0 | 0 | 0 | 0 | 0 | 0 | 0 | 0 | 0 | 0 | 0 | 0 | 0 | 0 | 0 | 0 | 0 | 0 | 0 | 0 | 0 | 0 | 0 | 0 | 0 | 0 | 0 | 0 | 0 | 0 | 0 | 0 | 0 | 0 | 0 | 0 | 0 | 0 | 0 | 0 | 0 | 0 | 0 | 0 | 0 | 0 | 0 | 0 | 0 | 0 | 0 | 0 | 27.2909 | 54.5245 | 81.7008 | 108.8202 | 135.8825 | 162.8881 | 189.8369 | 216.7291 | 243.5649 | 270.3443 | 270.3443 | 270.3443 | 270.3443 | 270.3443 | 270.3443 | 270.3443 | 270.3443 | 270.3443 | 270.3443 | 270.3443 | 270.3443 | 270.3443 | 270.3443 | 270.3443 | 63459.2143 | 63325.95 | 63192.9655 | 63060.2603 | 62927.8337 | 62795.6853 | 62663.8143 | 62532.2203 | 62400.9027 | 62269.8608 | 0 | 0 | 0 | 0 | 0 | 0 | 0 | 0 | 0 | 0 | 0 | 0 | 0 | 0 | 628628.7071 | 0 | 0 | 0 | 0 | 0 | 0 | 0 | 0 | 0 | 0 | 0 | 0 | 0 | 0 | 0 | 0 | 0 | 0 | 0 | 0 | 0.001759% | 1.2108 | 2.4191 | 3.6248 | 4.828 | 6.0286 | 7.2268 | 8.4224 | 9.6155 | 10.8061 | 11.9942 | 11.9942 | 11.9942 | 11.9942 | 11.9942 | 11.9942 | 11.9942 | 11.9942 | 11.9942 | 11.9942 | 11.9942 | 11.9942 | 11.9942 | 11.9942 | 11.9942
| ComWeatherizationSchool_v2_3 | Measure_InputOutput | Based on the RTF workbook: ComWeatherizationSchool_v2_3 | 2020 | Retro | 2022 | 2045 | PSE | Commercial | School K-12 | Electric | Per Roof Area - R-0 to R-30 Reroof in HZ 1 with Air-source heat pump heating system |  |  | Insulate Roof R-0 to R-30 Reroof in HZ 1 with Air-source heat pump heating system |  | 4.0897 | 45 | 6.612 | 0 |  | 0 | 0 | 0 | 0 | 0 | 0 | 0 | 0 |  | 0 | 0 | 0 | Heat Pump | Heat Pump | Roof Insulation | Roof Insulation | CommVENT | 0.0141% | 24.66% | 24.66% | 9504.7421 | 0.26005 | 1.458% | 2.222% | 85% | 6.8% | 0.2% | 8.4578 | 0.084888 | 0.85427 | 5.9117 | 0 | 0 | 0 | 6.295 | 0.38325 |  | 0.13185 | 0 | 0.13185 | 09. $0.130 to $0.150 | 1 | 0 | 01. ($9,999.00) to $0.22 | 1 | 3801.2903 | 3793.3076 | 3785.3416 | 3777.3924 | 3769.4599 | 3761.544 | 3753.6448 | 3745.7621 | 3737.896 | 3730.0465 | 0 | 0 | 0 | 0 | 0 | 0 | 0 | 0 | 0 | 0 | 0 | 0 | 0 | 0 | 15546.3136 | 15513.6664 | 15481.0877 | 15448.5774 | 15416.1354 | 15383.7615 | 15351.4556 | 15319.2175 | 15287.0472 | 15254.9444 | 0 | 0 | 0 | 0 | 0 | 0 | 0 | 0 | 0 | 0 | 0 | 0 | 0 | 0 | 154002.2066 | 15546.3136 | 31059.98 | 46541.0677 | 61989.6451 | 77405.7804 | 92789.5419 | 108140.9975 | 123460.2151 | 138747.2623 | 154002.2066 | 154002.2066 | 154002.2066 | 154002.2066 | 154002.2066 | 154002.2066 | 154002.2066 | 154002.2066 | 154002.2066 | 154002.2066 | 154002.2066 | 154002.2066 | 154002.2066 | 154002.2066 | 154002.2066 | 0 | 0 | 0 | 0 | 0 | 0 | 0 | 0 | 0 | 0 | 0 | 0 | 0 | 0 | 0 | 0 | 0 | 0 | 0 | 0 | 0 | 0 | 0 | 0 | 0 | 0 | 0 | 0 | 0 | 0 | 0 | 0 | 0 | 0 | 0 | 0 | 0 | 0 | 0 | 0 | 0 | 0 | 0 | 0 | 0 | 0 | 0 | 0 | 0 | 0 | 0 | 0 | 0 | 0 | 0 | 0 | 0 | 0 | 0 | 0 | 0 | 2.1921 | 4.3796 | 6.5625 | 8.7408 | 10.9146 | 13.0838 | 15.2484 | 17.4085 | 19.564 | 21.7151 | 21.7151 | 21.7151 | 21.7151 | 21.7151 | 21.7151 | 21.7151 | 21.7151 | 21.7151 | 21.7151 | 21.7151 | 21.7151 | 21.7151 | 21.7151 | 21.7151 | 23928.9801 | 23878.7292 | 23828.5839 | 23778.5439 | 23728.6089 | 23678.7788 | 23629.0534 | 23579.4324 | 23529.9156 | 23480.5028 | 0 | 0 | 0 | 0 | 0 | 0 | 0 | 0 | 0 | 0 | 0 | 0 | 0 | 0 | 237041.129 | 0 | 0 | 0 | 0 | 0 | 0 | 0 | 0 | 0 | 0 | 0 | 0 | 0 | 0 | 0 | 0 | 0 | 0 | 0 | 0 | 0.01557% | 2.4209 | 4.8367 | 7.2475 | 9.6532 | 12.0538 | 14.4494 | 16.84 | 19.2256 | 21.6061 | 23.9817 | 23.9817 | 23.9817 | 23.9817 | 23.9817 | 23.9817 | 23.9817 | 23.9817 | 23.9817 | 23.9817 | 23.9817 | 23.9817 | 23.9817 | 23.9817 | 23.9817
| ComWeatherizationSchool_v2_3 | Measure_InputOutput | Based on the RTF workbook: ComWeatherizationSchool_v2_3 | 2020 | Retro | 2022 | 2045 | PSE | Commercial | School K-12 | Electric | Per Roof Area - R-0 to R-30 Reroof in HZ 1 with Water-source heat pump heating system |  |  | Insulate Roof R-0 to R-30 Reroof in HZ 1 with Water-source heat pump heating system |  | 1.8478 | 45 | 6.612 | 0 |  | 0 | 0 | 0 | 0 | 0 | 0 | 0 | 0 |  | 0 | 0 | 0 | Heat Pump | Heat Pump | Roof Insulation | Roof Insulation | CommVENT | 0.0141% | 24.66% | 24.66% | 9504.7421 | 0.26005 | 1.458% | 2.222% | 85% | 6.8% | 0.2% | 3.8213 | 0.038354 | 0.38597 | 5.9117 | 0 | 0 | 0 | 6.8098 | 0.89808 |  | 0.3157 | 0 | 0.3157 | 13. $0.225 to $99,999.000 | 0 | 0 | 01. ($9,999.00) to $0.22 | 1 | 3801.2903 | 3793.3076 | 3785.3416 | 3777.3924 | 3769.4599 | 3761.544 | 3753.6448 | 3745.7621 | 3737.896 | 3730.0465 | 0 | 0 | 0 | 0 | 0 | 0 | 0 | 0 | 0 | 0 | 0 | 0 | 0 | 0 | 7024.0303 | 7009.2799 | 6994.5604 | 6979.8718 | 6965.2141 | 6950.5871 | 6935.9909 | 6921.4253 | 6906.8903 | 6892.3858 | 0 | 0 | 0 | 0 | 0 | 0 | 0 | 0 | 0 | 0 | 0 | 0 | 0 | 0 | 69580.2358 | 7024.0303 | 14033.3102 | 21027.8705 | 28007.7423 | 34972.9564 | 41923.5435 | 48859.5344 | 55780.9597 | 62687.85 | 69580.2358 | 69580.2358 | 69580.2358 | 69580.2358 | 69580.2358 | 69580.2358 | 69580.2358 | 69580.2358 | 69580.2358 | 69580.2358 | 69580.2358 | 69580.2358 | 69580.2358 | 69580.2358 | 69580.2358 | 0 | 0 | 0 | 0 | 0 | 0 | 0 | 0 | 0 | 0 | 0 | 0 | 0 | 0 | 0 | 0 | 0 | 0 | 0 | 0 | 0 | 0 | 0 | 0 | 0 | 0 | 0 | 0 | 0 | 0 | 0 | 0 | 0 | 0 | 0 | 0 | 0 | 0 | 0 | 0 | 0 | 0 | 0 | 0 | 0 | 0 | 0 | 0 | 0 | 0 | 0 | 0 | 0 | 0 | 0 | 0 | 0 | 0 | 0 | 0 | 0 | 0.99042 | 1.9788 | 2.965 | 3.9492 | 4.9314 | 5.9114 | 6.8894 | 7.8654 | 8.8393 | 9.8112 | 9.8112 | 9.8112 | 9.8112 | 9.8112 | 9.8112 | 9.8112 | 9.8112 | 9.8112 | 9.8112 | 9.8112 | 9.8112 | 9.8112 | 9.8112 | 9.8112 | 25886.0082 | 25831.6476 | 25777.4011 | 25723.2686 | 25669.2497 | 25615.3443 | 25561.5521 | 25507.8728 | 25454.3063 | 25400.8523 | 0 | 0 | 0 | 0 | 0 | 0 | 0 | 0 | 0 | 0 | 0 | 0 | 0 | 0 | 256427.5031 | 0 | 0 | 0 | 0 | 0 | 0 | 0 | 0 | 0 | 0 | 0 | 0 | 0 | 0 | 0 | 0 | 0 | 0 | 0 | 0 | 0.01557% | 1.0938 | 2.1853 | 3.2745 | 4.3614 | 5.4461 | 6.5285 | 7.6085 | 8.6864 | 9.7619 | 10.8352 | 10.8352 | 10.8352 | 10.8352 | 10.8352 | 10.8352 | 10.8352 | 10.8352 | 10.8352 | 10.8352 | 10.8352 | 10.8352 | 10.8352 | 10.8352 | 10.8352
| ComWeatherizationSchool_v2_3 | Measure_InputOutput | Based on the RTF workbook: ComWeatherizationSchool_v2_3 | 2020 | Retro | 2022 | 2045 | PSE | Commercial | School K-12 | Electric | Per Roof Area - R-0 to R25 + R11 LS in HZ 1 with Electric resistance packaged heating system |  |  | Insulate Roof R-0 to R25 + R11 LS in HZ 1 with Electric resistance packaged heating system |  | 6.185 | 45 | 4.8875 | 0 |  | 0 | 0 | 0 | 0 | 0 | 0 | 0 | 0 |  | 0 | 0 | 0 | Heating | Electric Resistance Heating | Roof Insulation | Roof Insulation | CommHEAT | 0.03964% | 73.65% | 73.65% | 9504.7421 | 0.26005 | 1.458% | 2.222% | 85% | 6.8% | 0.2% | 12.7909 | 0.36095 | 1.3152 | 4.3699 | 0 | 0 | 0 | 3.6712 | -0.69863 |  | 0.050848 | 0 | 0.050848 | 02. $0.028 to $0.055 | 1 | 0 | 01. ($9,999.00) to $0.22 | 1 | 11350.9807 | 11327.1437 | 11303.3567 | 11279.6196 | 11255.9324 | 11232.295 | 11208.7071 | 11185.1689 | 11161.68 | 11138.2405 | 0 | 0 | 0 | 0 | 0 | 0 | 0 | 0 | 0 | 0 | 0 | 0 | 0 | 0 | 70205.9766 | 70058.544 | 69911.4211 | 69764.6071 | 69618.1014 | 69471.9034 | 69326.0124 | 69180.4278 | 69035.1489 | 68890.1751 | 0 | 0 | 0 | 0 | 0 | 0 | 0 | 0 | 0 | 0 | 0 | 0 | 0 | 0 | 695462.3175 | 70205.9766 | 140264.5206 | 210175.9416 | 279940.5487 | 349558.6501 | 419030.5535 | 488356.5659 | 557536.9936 | 626572.1425 | 695462.3175 | 695462.3175 | 695462.3175 | 695462.3175 | 695462.3175 | 695462.3175 | 695462.3175 | 695462.3175 | 695462.3175 | 695462.3175 | 695462.3175 | 695462.3175 | 695462.3175 | 695462.3175 | 695462.3175 | 0 | 0 | 0 | 0 | 0 | 0 | 0 | 0 | 0 | 0 | 0 | 0 | 0 | 0 | 0 | 0 | 0 | 0 | 0 | 0 | 0 | 0 | 0 | 0 | 0 | 0 | 0 | 0 | 0 | 0 | 0 | 0 | 0 | 0 | 0 | 0 | 0 | 0 | 0 | 0 | 0 | 0 | 0 | 0 | 0 | 0 | 0 | 0 | 0 | 0 | 0 | 0 | 0 | 0 | 0 | 0 | 0 | 0 | 0 | 0 | 0 | 27.8331 | 55.6077 | 83.324 | 110.9821 | 138.5821 | 166.1242 | 193.6084 | 221.0349 | 248.4038 | 275.7153 | 275.7153 | 275.7153 | 275.7153 | 275.7153 | 275.7153 | 275.7153 | 275.7153 | 275.7153 | 275.7153 | 275.7153 | 275.7153 | 275.7153 | 275.7153 | 275.7153 | 41672.2446 | 41584.7329 | 41497.405 | 41410.2604 | 41323.2989 | 41236.5199 | 41149.9232 | 41063.5084 | 40977.275 | 40891.2228 | 0 | 0 | 0 | 0 | 0 | 0 | 0 | 0 | 0 | 0 | 0 | 0 | 0 | 0 | 412806.3911 | 0 | 0 | 0 | 0 | 0 | 0 | 0 | 0 | 0 | 0 | 0 | 0 | 0 | 0 | 0 | 0 | 0 | 0 | 0 | 0 | 0.001759% | 1.2349 | 2.4671 | 3.6968 | 4.9239 | 6.1484 | 7.3703 | 8.5897 | 9.8065 | 11.0208 | 12.2325 | 12.2325 | 12.2325 | 12.2325 | 12.2325 | 12.2325 | 12.2325 | 12.2325 | 12.2325 | 12.2325 | 12.2325 | 12.2325 | 12.2325 | 12.2325 | 12.2325
| ComWeatherizationSchool_v2_3 | Measure_InputOutput | Based on the RTF workbook: ComWeatherizationSchool_v2_3 | 2020 | Retro | 2022 | 2045 | PSE | Commercial | School K-12 | Electric | Per Roof Area - R-0 to R25 + R11 LS in HZ 1 with Air-source heat pump heating system |  |  | Insulate Roof R-0 to R25 + R11 LS in HZ 1 with Air-source heat pump heating system |  | 4.171 | 45 | 4.8875 | 0 |  | 0 | 0 | 0 | 0 | 0 | 0 | 0 | 0 |  | 0 | 0 | 0 | Heat Pump | Heat Pump | Roof Insulation | Roof Insulation | CommVENT | 0.0141% | 24.66% | 24.66% | 9504.7421 | 0.26005 | 1.458% | 2.222% | 85% | 6.8% | 0.2% | 8.6258 | 0.086575 | 0.87124 | 4.3699 | 0 | 0 | 0 | 4.3896 | 0.019691 |  | 0.090153 | 0 | 0.090153 | 07. $0.085 to $0.115 | 1 | 0 | 01. ($9,999.00) to $0.22 | 1 | 3801.2903 | 3793.3076 | 3785.3416 | 3777.3924 | 3769.4599 | 3761.544 | 3753.6448 | 3745.7621 | 3737.896 | 3730.0465 | 0 | 0 | 0 | 0 | 0 | 0 | 0 | 0 | 0 | 0 | 0 | 0 | 0 | 0 | 15855.1765 | 15821.8807 | 15788.6547 | 15755.4985 | 15722.412 | 15689.3949 | 15656.4472 | 15623.5687 | 15590.7592 | 15558.0186 | 0 | 0 | 0 | 0 | 0 | 0 | 0 | 0 | 0 | 0 | 0 | 0 | 0 | 0 | 157061.811 | 15855.1765 | 31677.0572 | 47465.7119 | 63221.2104 | 78943.6224 | 94633.0174 | 110289.4646 | 125913.0332 | 141503.7924 | 157061.811 | 157061.811 | 157061.811 | 157061.811 | 157061.811 | 157061.811 | 157061.811 | 157061.811 | 157061.811 | 157061.811 | 157061.811 | 157061.811 | 157061.811 | 157061.811 | 157061.811 | 0 | 0 | 0 | 0 | 0 | 0 | 0 | 0 | 0 | 0 | 0 | 0 | 0 | 0 | 0 | 0 | 0 | 0 | 0 | 0 | 0 | 0 | 0 | 0 | 0 | 0 | 0 | 0 | 0 | 0 | 0 | 0 | 0 | 0 | 0 | 0 | 0 | 0 | 0 | 0 | 0 | 0 | 0 | 0 | 0 | 0 | 0 | 0 | 0 | 0 | 0 | 0 | 0 | 0 | 0 | 0 | 0 | 0 | 0 | 0 | 0 | 2.2357 | 4.4666 | 6.6929 | 8.9145 | 11.1314 | 13.3437 | 15.5514 | 17.7544 | 19.9527 | 22.1465 | 22.1465 | 22.1465 | 22.1465 | 22.1465 | 22.1465 | 22.1465 | 22.1465 | 22.1465 | 22.1465 | 22.1465 | 22.1465 | 22.1465 | 22.1465 | 22.1465 | 16686.0094 | 16650.9688 | 16616.0018 | 16581.1082 | 16546.2878 | 16511.5406 | 16476.8664 | 16442.265 | 16407.7362 | 16373.28 | 0 | 0 | 0 | 0 | 0 | 0 | 0 | 0 | 0 | 0 | 0 | 0 | 0 | 0 | 165292.0643 | 0 | 0 | 0 | 0 | 0 | 0 | 0 | 0 | 0 | 0 | 0 | 0 | 0 | 0 | 0 | 0 | 0 | 0 | 0 | 0 | 0.01557% | 2.469 | 4.9328 | 7.3915 | 9.845 | 12.2933 | 14.7365 | 17.1746 | 19.6075 | 22.0354 | 24.4581 | 24.4581 | 24.4581 | 24.4581 | 24.4581 | 24.4581 | 24.4581 | 24.4581 | 24.4581 | 24.4581 | 24.4581 | 24.4581 | 24.4581 | 24.4581 | 24.4581
| ComWeatherizationSchool_v2_3 | Measure_InputOutput | Based on the RTF workbook: ComWeatherizationSchool_v2_3 | 2020 | Retro | 2022 | 2045 | PSE | Commercial | School K-12 | Electric | Per Roof Area - R-0 to R25 + R11 LS in HZ 1 with Water-source heat pump heating system |  |  | Insulate Roof R-0 to R25 + R11 LS in HZ 1 with Water-source heat pump heating system |  | 1.8845 | 45 | 4.8875 | 0 |  | 0 | 0 | 0 | 0 | 0 | 0 | 0 | 0 |  | 0 | 0 | 0 | Heat Pump | Heat Pump | Roof Insulation | Roof Insulation | CommVENT | 0.0141% | 24.66% | 24.66% | 9504.7421 | 0.26005 | 1.458% | 2.222% | 85% | 6.8% | 0.2% | 3.8973 | 0.039116 | 0.39364 | 4.3699 | 0 | 0 | 0 | 4.9146 | 0.54475 |  | 0.2234 | 0 | 0.2234 | 12. $0.200 to $0.225 | 0 | 0 | 01. ($9,999.00) to $0.22 | 1 | 3801.2903 | 3793.3076 | 3785.3416 | 3777.3924 | 3769.4599 | 3761.544 | 3753.6448 | 3745.7621 | 3737.896 | 3730.0465 | 0 | 0 | 0 | 0 | 0 | 0 | 0 | 0 | 0 | 0 | 0 | 0 | 0 | 0 | 7163.5787 | 7148.5352 | 7133.5232 | 7118.5428 | 7103.5939 | 7088.6763 | 7073.7901 | 7058.9352 | 7044.1114 | 7029.3188 | 0 | 0 | 0 | 0 | 0 | 0 | 0 | 0 | 0 | 0 | 0 | 0 | 0 | 0 | 70962.6056 | 7163.5787 | 14312.1138 | 21445.637 | 28564.1799 | 35667.7738 | 42756.4501 | 49830.2402 | 56889.1754 | 63933.2868 | 70962.6056 | 70962.6056 | 70962.6056 | 70962.6056 | 70962.6056 | 70962.6056 | 70962.6056 | 70962.6056 | 70962.6056 | 70962.6056 | 70962.6056 | 70962.6056 | 70962.6056 | 70962.6056 | 70962.6056 | 0 | 0 | 0 | 0 | 0 | 0 | 0 | 0 | 0 | 0 | 0 | 0 | 0 | 0 | 0 | 0 | 0 | 0 | 0 | 0 | 0 | 0 | 0 | 0 | 0 | 0 | 0 | 0 | 0 | 0 | 0 | 0 | 0 | 0 | 0 | 0 | 0 | 0 | 0 | 0 | 0 | 0 | 0 | 0 | 0 | 0 | 0 | 0 | 0 | 0 | 0 | 0 | 0 | 0 | 0 | 0 | 0 | 0 | 0 | 0 | 0 | 1.0101 | 2.0181 | 3.0239 | 4.0277 | 5.0293 | 6.0289 | 7.0263 | 8.0217 | 9.0149 | 10.0061 | 10.0061 | 10.0061 | 10.0061 | 10.0061 | 10.0061 | 10.0061 | 10.0061 | 10.0061 | 10.0061 | 10.0061 | 10.0061 | 10.0061 | 10.0061 | 10.0061 | 18681.9184 | 18642.6864 | 18603.5367 | 18564.4693 | 18525.4839 | 18486.5804 | 18447.7586 | 18409.0183 | 18370.3593 | 18331.7816 | 0 | 0 | 0 | 0 | 0 | 0 | 0 | 0 | 0 | 0 | 0 | 0 | 0 | 0 | 185063.5929 | 0 | 0 | 0 | 0 | 0 | 0 | 0 | 0 | 0 | 0 | 0 | 0 | 0 | 0 | 0 | 0 | 0 | 0 | 0 | 0 | 0.01557% | 1.1155 | 2.2287 | 3.3396 | 4.4481 | 5.5543 | 6.6582 | 7.7597 | 8.8589 | 9.9559 | 11.0505 | 11.0505 | 11.0505 | 11.0505 | 11.0505 | 11.0505 | 11.0505 | 11.0505 | 11.0505 | 11.0505 | 11.0505 | 11.0505 | 11.0505 | 11.0505 | 11.0505
| ComWeatherizationSchool_v2_3 | Measure_InputOutput | Based on the RTF workbook: ComWeatherizationSchool_v2_3 | 2020 | Retro | 2022 | 2045 | PSE | Commercial | School K-12 | Electric | Per Roof Area - R-19 to R-30 Attic in HZ 1 with Electric resistance packaged heating system |  |  | Insulate Roof R-19 to R-30 Attic in HZ 1 with Electric resistance packaged heating system |  | 0.33598 | 45 | 0.76883 | 0 |  | 0 | 0 | 0 | 0 | 0 | 0 | 0 | 0 |  | 0 | 0 | 0 | Heating | Electric Resistance Heating | Roof Insulation | Roof Insulation | CommHEAT | 0.03964% | 73.65% | 73.65% | 9504.7421 | 0.26005 | 1.458% | 2.222% | 85% | 6.8% | 0.2% | 0.69482 | 0.019607 | 0.071443 | 0.6874 | 0 | 0 | 0 | 0.75012 | 0.062717 |  | 0.19126 | 0 | 0.19126 | 11. $0.175 to $0.200 | 0 | 0 | 01. ($9,999.00) to $0.22 | 1 | 11350.9807 | 11327.1437 | 11303.3567 | 11279.6196 | 11255.9324 | 11232.295 | 11208.7071 | 11185.1689 | 11161.68 | 11138.2405 | 0 | 0 | 0 | 0 | 0 | 0 | 0 | 0 | 0 | 0 | 0 | 0 | 0 | 0 | 3813.6911 | 3805.6823 | 3797.6904 | 3789.7152 | 3781.7568 | 3773.8151 | 3765.8901 | 3757.9818 | 3750.09 | 3742.2148 | 0 | 0 | 0 | 0 | 0 | 0 | 0 | 0 | 0 | 0 | 0 | 0 | 0 | 0 | 37778.5276 | 3813.6911 | 7619.3734 | 11417.0638 | 15206.779 | 18988.5358 | 22762.351 | 26528.2411 | 30286.2228 | 34036.3128 | 37778.5276 | 37778.5276 | 37778.5276 | 37778.5276 | 37778.5276 | 37778.5276 | 37778.5276 | 37778.5276 | 37778.5276 | 37778.5276 | 37778.5276 | 37778.5276 | 37778.5276 | 37778.5276 | 37778.5276 | 0 | 0 | 0 | 0 | 0 | 0 | 0 | 0 | 0 | 0 | 0 | 0 | 0 | 0 | 0 | 0 | 0 | 0 | 0 | 0 | 0 | 0 | 0 | 0 | 0 | 0 | 0 | 0 | 0 | 0 | 0 | 0 | 0 | 0 | 0 | 0 | 0 | 0 | 0 | 0 | 0 | 0 | 0 | 0 | 0 | 0 | 0 | 0 | 0 | 0 | 0 | 0 | 0 | 0 | 0 | 0 | 0 | 0 | 0 | 0 | 0 | 1.5119 | 3.0207 | 4.5263 | 6.0287 | 7.528 | 9.0241 | 10.5171 | 12.0069 | 13.4937 | 14.9773 | 14.9773 | 14.9773 | 14.9773 | 14.9773 | 14.9773 | 14.9773 | 14.9773 | 14.9773 | 14.9773 | 14.9773 | 14.9773 | 14.9773 | 14.9773 | 14.9773 | 8514.6103 | 8496.7296 | 8478.8865 | 8461.0808 | 8443.3125 | 8425.5816 | 8407.8878 | 8390.2313 | 8372.6118 | 8355.0293 | 0 | 0 | 0 | 0 | 0 | 0 | 0 | 0 | 0 | 0 | 0 | 0 | 0 | 0 | 84345.9614 | 0 | 0 | 0 | 0 | 0 | 0 | 0 | 0 | 0 | 0 | 0 | 0 | 0 | 0 | 0 | 0 | 0 | 0 | 0 | 0 | 0.001759% | 0.067079 | 0.13402 | 0.20081 | 0.26747 | 0.33399 | 0.40037 | 0.46661 | 0.5327 | 0.59866 | 0.66449 | 0.66449 | 0.66449 | 0.66449 | 0.66449 | 0.66449 | 0.66449 | 0.66449 | 0.66449 | 0.66449 | 0.66449 | 0.66449 | 0.66449 | 0.66449 | 0.66449
| ComWeatherizationSchool_v2_3 | Measure_InputOutput | Based on the RTF workbook: ComWeatherizationSchool_v2_3 | 2020 | Retro | 2022 | 2045 | PSE | Commercial | School K-12 | Electric | Per Roof Area - R-19 to R-30 Attic in HZ 1 with Air-source heat pump heating system |  |  | Insulate Roof R-19 to R-30 Attic in HZ 1 with Air-source heat pump heating system |  | 0.22657 | 45 | 0.76883 | 0 |  | 0 | 0 | 0 | 0 | 0 | 0 | 0 | 0 |  | 0 | 0 | 0 | Heat Pump | Heat Pump | Roof Insulation | Roof Insulation | CommHEAT | 0.03964% | 24.66% | 24.66% | 9504.7421 | 0.26005 | 1.458% | 2.222% | 85% | 6.8% | 0.2% | 0.46857 | 0.013223 | 0.048179 | 0.6874 | 0 | 0 | 0 | 0.77977 | 0.092365 |  | 0.29482 | 0 | 0.29482 | 13. $0.225 to $99,999.000 | 0 | 0 | 01. ($9,999.00) to $0.22 | 1 | 3801.2903 | 3793.3076 | 3785.3416 | 3777.3924 | 3769.4599 | 3761.544 | 3753.6448 | 3745.7621 | 3737.896 | 3730.0465 | 0 | 0 | 0 | 0 | 0 | 0 | 0 | 0 | 0 | 0 | 0 | 0 | 0 | 0 | 861.2763 | 859.4676 | 857.6628 | 855.8617 | 854.0644 | 852.2708 | 850.4811 | 848.695 | 846.9128 | 845.1343 | 0 | 0 | 0 | 0 | 0 | 0 | 0 | 0 | 0 | 0 | 0 | 0 | 0 | 0 | 8531.8267 | 861.2763 | 1720.744 | 2578.4067 | 3434.2684 | 4288.3327 | 5140.6036 | 5991.0846 | 6839.7796 | 7686.6924 | 8531.8267 | 8531.8267 | 8531.8267 | 8531.8267 | 8531.8267 | 8531.8267 | 8531.8267 | 8531.8267 | 8531.8267 | 8531.8267 | 8531.8267 | 8531.8267 | 8531.8267 | 8531.8267 | 8531.8267 | 0 | 0 | 0 | 0 | 0 | 0 | 0 | 0 | 0 | 0 | 0 | 0 | 0 | 0 | 0 | 0 | 0 | 0 | 0 | 0 | 0 | 0 | 0 | 0 | 0 | 0 | 0 | 0 | 0 | 0 | 0 | 0 | 0 | 0 | 0 | 0 | 0 | 0 | 0 | 0 | 0 | 0 | 0 | 0 | 0 | 0 | 0 | 0 | 0 | 0 | 0 | 0 | 0 | 0 | 0 | 0 | 0 | 0 | 0 | 0 | 0 | 0.34145 | 0.68219 | 1.0222 | 1.3615 | 1.7001 | 2.038 | 2.3752 | 2.7116 | 3.0474 | 3.3824 | 3.3824 | 3.3824 | 3.3824 | 3.3824 | 3.3824 | 3.3824 | 3.3824 | 3.3824 | 3.3824 | 3.3824 | 3.3824 | 3.3824 | 3.3824 | 3.3824 | 2964.1304 | 2957.9058 | 2951.6942 | 2945.4956 | 2939.3101 | 2933.1375 | 2926.9779 | 2920.8313 | 2914.6975 | 2908.5766 | 0 | 0 | 0 | 0 | 0 | 0 | 0 | 0 | 0 | 0 | 0 | 0 | 0 | 0 | 29362.7568 | 0 | 0 | 0 | 0 | 0 | 0 | 0 | 0 | 0 | 0 | 0 | 0 | 0 | 0 | 0 | 0 | 0 | 0 | 0 | 0 | 0.001759% | 0.015149 | 0.030266 | 0.045352 | 0.060405 | 0.075427 | 0.090418 | 0.10538 | 0.1203 | 0.1352 | 0.15007 | 0.15007 | 0.15007 | 0.15007 | 0.15007 | 0.15007 | 0.15007 | 0.15007 | 0.15007 | 0.15007 | 0.15007 | 0.15007 | 0.15007 | 0.15007 | 0.15007
| ComWeatherizationSchool_v2_3 | Measure_InputOutput | Based on the RTF workbook: ComWeatherizationSchool_v2_3 | 2020 | Retro | 2022 | 2045 | PSE | Commercial | School K-12 | Electric | Per Roof Area - R-19 to R-30 Attic in HZ 1 with Water-source heat pump heating system |  |  | Insulate Roof R-19 to R-30 Attic in HZ 1 with Water-source heat pump heating system |  | 0.10237 | 45 | 0.76883 | 0 |  | 0 | 0 | 0 | 0 | 0 | 0 | 0 | 0 |  | 0 | 0 | 0 | Heat Pump | Heat Pump | Roof Insulation | Roof Insulation | CommHEAT | 0.03964% | 24.66% | 24.66% | 9504.7421 | 0.26005 | 1.458% | 2.222% | 85% | 6.8% | 0.2% | 0.2117 | 0.0059741 | 0.021768 | 0.6874 | 0 | 0 | 0 | 0.81343 | 0.12602 |  | 0.68069 | 0 | 0.68069 | 13. $0.225 to $99,999.000 | 0 | 0 | 01. ($9,999.00) to $0.22 | 1 | 3801.2903 | 3793.3076 | 3785.3416 | 3777.3924 | 3769.4599 | 3761.544 | 3753.6448 | 3745.7621 | 3737.896 | 3730.0465 | 0 | 0 | 0 | 0 | 0 | 0 | 0 | 0 | 0 | 0 | 0 | 0 | 0 | 0 | 389.136 | 388.3189 | 387.5034 | 386.6896 | 385.8776 | 385.0672 | 384.2586 | 383.4517 | 382.6464 | 381.8428 | 0 | 0 | 0 | 0 | 0 | 0 | 0 | 0 | 0 | 0 | 0 | 0 | 0 | 0 | 3854.7923 | 389.136 | 777.4549 | 1164.9583 | 1551.6479 | 1937.5255 | 2322.5927 | 2706.8513 | 3090.303 | 3472.9494 | 3854.7923 | 3854.7923 | 3854.7923 | 3854.7923 | 3854.7923 | 3854.7923 | 3854.7923 | 3854.7923 | 3854.7923 | 3854.7923 | 3854.7923 | 3854.7923 | 3854.7923 | 3854.7923 | 3854.7923 | 0 | 0 | 0 | 0 | 0 | 0 | 0 | 0 | 0 | 0 | 0 | 0 | 0 | 0 | 0 | 0 | 0 | 0 | 0 | 0 | 0 | 0 | 0 | 0 | 0 | 0 | 0 | 0 | 0 | 0 | 0 | 0 | 0 | 0 | 0 | 0 | 0 | 0 | 0 | 0 | 0 | 0 | 0 | 0 | 0 | 0 | 0 | 0 | 0 | 0 | 0 | 0 | 0 | 0 | 0 | 0 | 0 | 0 | 0 | 0 | 0 | 0.15427 | 0.30822 | 0.46185 | 0.61515 | 0.76813 | 0.92079 | 1.0731 | 1.2251 | 1.3768 | 1.5282 | 1.5282 | 1.5282 | 1.5282 | 1.5282 | 1.5282 | 1.5282 | 1.5282 | 1.5282 | 1.5282 | 1.5282 | 1.5282 | 1.5282 | 1.5282 | 1.5282 | 3092.0799 | 3085.5866 | 3079.1069 | 3072.6407 | 3066.1882 | 3059.7492 | 3053.3237 | 3046.9117 | 3040.5132 | 3034.1281 | 0 | 0 | 0 | 0 | 0 | 0 | 0 | 0 | 0 | 0 | 0 | 0 | 0 | 0 | 30630.2283 | 0 | 0 | 0 | 0 | 0 | 0 | 0 | 0 | 0 | 0 | 0 | 0 | 0 | 0 | 0 | 0 | 0 | 0 | 0 | 0 | 0.001759% | 0.0068445 | 0.013675 | 0.02049 | 0.027292 | 0.034079 | 0.040852 | 0.047611 | 0.054355 | 0.061086 | 0.067802 | 0.067802 | 0.067802 | 0.067802 | 0.067802 | 0.067802 | 0.067802 | 0.067802 | 0.067802 | 0.067802 | 0.067802 | 0.067802 | 0.067802 | 0.067802 | 0.067802
| ComWeatherizationSchool_v2_3 | Measure_InputOutput | Based on the RTF workbook: ComWeatherizationSchool_v2_3 | 2020 | Retro | 2022 | 2045 | PSE | Commercial | School K-12 | Electric | Per Roof Area - R-19 to R-49 Attic in HZ 1 with Electric resistance packaged heating system |  |  | Insulate Roof R-19 to R-49 Attic in HZ 1 with Electric resistance packaged heating system |  | 0.58051 | 45 | 1.0582 | 0 |  | 0 | 0 | 0 | 0 | 0 | 0 | 0 | 0 |  | 0 | 0 | 0 | Heating | Electric Resistance Heating | Roof Insulation | Roof Insulation | CommHEAT | 0.03964% | 73.65% | 73.65% | 9504.7421 | 0.26005 | 1.458% | 2.222% | 85% | 6.8% | 0.2% | 1.2005 | 0.033877 | 0.12344 | 0.94616 | 0 | 0 | 0 | 1.0005 | 0.054331 |  | 0.14764 | 0 | 0.14764 | 09. $0.130 to $0.150 | 1 | 0 | 01. ($9,999.00) to $0.22 | 1 | 11350.9807 | 11327.1437 | 11303.3567 | 11279.6196 | 11255.9324 | 11232.295 | 11208.7071 | 11185.1689 | 11161.68 | 11138.2405 | 0 | 0 | 0 | 0 | 0 | 0 | 0 | 0 | 0 | 0 | 0 | 0 | 0 | 0 | 6589.3093 | 6575.4717 | 6561.6632 | 6547.8838 | 6534.1332 | 6520.4115 | 6506.7187 | 6493.0545 | 6479.4191 | 6465.8123 | 0 | 0 | 0 | 0 | 0 | 0 | 0 | 0 | 0 | 0 | 0 | 0 | 0 | 0 | 65273.8774 | 6589.3093 | 13164.781 | 19726.4443 | 26274.328 | 32808.4612 | 39328.8727 | 45835.5914 | 52328.6459 | 58808.0651 | 65273.8774 | 65273.8774 | 65273.8774 | 65273.8774 | 65273.8774 | 65273.8774 | 65273.8774 | 65273.8774 | 65273.8774 | 65273.8774 | 65273.8774 | 65273.8774 | 65273.8774 | 65273.8774 | 65273.8774 | 0 | 0 | 0 | 0 | 0 | 0 | 0 | 0 | 0 | 0 | 0 | 0 | 0 | 0 | 0 | 0 | 0 | 0 | 0 | 0 | 0 | 0 | 0 | 0 | 0 | 0 | 0 | 0 | 0 | 0 | 0 | 0 | 0 | 0 | 0 | 0 | 0 | 0 | 0 | 0 | 0 | 0 | 0 | 0 | 0 | 0 | 0 | 0 | 0 | 0 | 0 | 0 | 0 | 0 | 0 | 0 | 0 | 0 | 0 | 0 | 0 | 2.6123 | 5.2192 | 7.8205 | 10.4164 | 13.0069 | 15.5919 | 18.1715 | 20.7456 | 23.3144 | 25.8778 | 25.8778 | 25.8778 | 25.8778 | 25.8778 | 25.8778 | 25.8778 | 25.8778 | 25.8778 | 25.8778 | 25.8778 | 25.8778 | 25.8778 | 25.8778 | 25.8778 | 11356.5105 | 11332.6618 | 11308.8632 | 11285.1146 | 11261.4159 | 11237.7669 | 11214.1676 | 11190.6178 | 11167.1175 | 11143.6666 | 0 | 0 | 0 | 0 | 0 | 0 | 0 | 0 | 0 | 0 | 0 | 0 | 0 | 0 | 112497.9024 | 0 | 0 | 0 | 0 | 0 | 0 | 0 | 0 | 0 | 0 | 0 | 0 | 0 | 0 | 0 | 0 | 0 | 0 | 0 | 0 | 0.001759% | 0.1159 | 0.23156 | 0.34697 | 0.46214 | 0.57707 | 0.69176 | 0.8062 | 0.92041 | 1.0344 | 1.1481 | 1.1481 | 1.1481 | 1.1481 | 1.1481 | 1.1481 | 1.1481 | 1.1481 | 1.1481 | 1.1481 | 1.1481 | 1.1481 | 1.1481 | 1.1481 | 1.1481
| ComWeatherizationSchool_v2_3 | Measure_InputOutput | Based on the RTF workbook: ComWeatherizationSchool_v2_3 | 2020 | Retro | 2022 | 2045 | PSE | Commercial | School K-12 | Electric | Per Roof Area - R-19 to R-49 Attic in HZ 1 with Air-source heat pump heating system |  |  | Insulate Roof R-19 to R-49 Attic in HZ 1 with Air-source heat pump heating system |  | 0.39148 | 45 | 1.0582 | 0 |  | 0 | 0 | 0 | 0 | 0 | 0 | 0 | 0 |  | 0 | 0 | 0 | Heat Pump | Heat Pump | Roof Insulation | Roof Insulation | CommHEAT | 0.03964% | 24.66% | 24.66% | 9504.7421 | 0.26005 | 1.458% | 2.222% | 85% | 6.8% | 0.2% | 0.80959 | 0.022846 | 0.083244 | 0.94616 | 0 | 0 | 0 | 1.0517 | 0.10556 |  | 0.23014 | 0 | 0.23014 | 13. $0.225 to $99,999.000 | 0 | 0 | 01. ($9,999.00) to $0.22 | 1 | 3801.2903 | 3793.3076 | 3785.3416 | 3777.3924 | 3769.4599 | 3761.544 | 3753.6448 | 3745.7621 | 3737.896 | 3730.0465 | 0 | 0 | 0 | 0 | 0 | 0 | 0 | 0 | 0 | 0 | 0 | 0 | 0 | 0 | 1488.1164 | 1484.9913 | 1481.8728 | 1478.7609 | 1475.6555 | 1472.5566 | 1469.4643 | 1466.3784 | 1463.299 | 1460.2261 | 0 | 0 | 0 | 0 | 0 | 0 | 0 | 0 | 0 | 0 | 0 | 0 | 0 | 0 | 14741.3212 | 1488.1164 | 2973.1077 | 4454.9805 | 5933.7414 | 7409.3969 | 8881.9535 | 10351.4178 | 11817.7961 | 13281.0951 | 14741.3212 | 14741.3212 | 14741.3212 | 14741.3212 | 14741.3212 | 14741.3212 | 14741.3212 | 14741.3212 | 14741.3212 | 14741.3212 | 14741.3212 | 14741.3212 | 14741.3212 | 14741.3212 | 14741.3212 | 0 | 0 | 0 | 0 | 0 | 0 | 0 | 0 | 0 | 0 | 0 | 0 | 0 | 0 | 0 | 0 | 0 | 0 | 0 | 0 | 0 | 0 | 0 | 0 | 0 | 0 | 0 | 0 | 0 | 0 | 0 | 0 | 0 | 0 | 0 | 0 | 0 | 0 | 0 | 0 | 0 | 0 | 0 | 0 | 0 | 0 | 0 | 0 | 0 | 0 | 0 | 0 | 0 | 0 | 0 | 0 | 0 | 0 | 0 | 0 | 0 | 0.58996 | 1.1787 | 1.7662 | 2.3524 | 2.9374 | 3.5212 | 4.1038 | 4.6852 | 5.2653 | 5.8442 | 5.8442 | 5.8442 | 5.8442 | 5.8442 | 5.8442 | 5.8442 | 5.8442 | 5.8442 | 5.8442 | 5.8442 | 5.8442 | 5.8442 | 5.8442 | 5.8442 | 3997.8696 | 3989.4741 | 3981.0962 | 3972.7359 | 3964.3932 | 3956.0679 | 3947.7602 | 3939.4699 | 3931.197 | 3922.9415 | 0 | 0 | 0 | 0 | 0 | 0 | 0 | 0 | 0 | 0 | 0 | 0 | 0 | 0 | 39603.0056 | 0 | 0 | 0 | 0 | 0 | 0 | 0 | 0 | 0 | 0 | 0 | 0 | 0 | 0 | 0 | 0 | 0 | 0 | 0 | 0 | 0.001759% | 0.026174 | 0.052294 | 0.078359 | 0.10437 | 0.13032 | 0.15622 | 0.18207 | 0.20786 | 0.2336 | 0.25929 | 0.25929 | 0.25929 | 0.25929 | 0.25929 | 0.25929 | 0.25929 | 0.25929 | 0.25929 | 0.25929 | 0.25929 | 0.25929 | 0.25929 | 0.25929 | 0.25929
| ComWeatherizationSchool_v2_3 | Measure_InputOutput | Based on the RTF workbook: ComWeatherizationSchool_v2_3 | 2020 | Retro | 2022 | 2045 | PSE | Commercial | School K-12 | Electric | Per Roof Area - R-19 to R-49 Attic in HZ 1 with Water-source heat pump heating system |  |  | Insulate Roof R-19 to R-49 Attic in HZ 1 with Water-source heat pump heating system |  | 0.17687 | 45 | 1.0582 | 0 |  | 0 | 0 | 0 | 0 | 0 | 0 | 0 | 0 |  | 0 | 0 | 0 | Heat Pump | Heat Pump | Roof Insulation | Roof Insulation | CommHEAT | 0.03964% | 24.66% | 24.66% | 9504.7421 | 0.26005 | 1.458% | 2.222% | 85% | 6.8% | 0.2% | 0.36578 | 0.010322 | 0.037611 | 0.94616 | 0 | 0 | 0 | 1.1099 | 0.16371 |  | 0.53753 | 0 | 0.53753 | 13. $0.225 to $99,999.000 | 0 | 0 | 01. ($9,999.00) to $0.22 | 1 | 3801.2903 | 3793.3076 | 3785.3416 | 3777.3924 | 3769.4599 | 3761.544 | 3753.6448 | 3745.7621 | 3737.896 | 3730.0465 | 0 | 0 | 0 | 0 | 0 | 0 | 0 | 0 | 0 | 0 | 0 | 0 | 0 | 0 | 672.3507 | 670.9387 | 669.5298 | 668.1238 | 666.7207 | 665.3206 | 663.9234 | 662.5292 | 661.1379 | 659.7495 | 0 | 0 | 0 | 0 | 0 | 0 | 0 | 0 | 0 | 0 | 0 | 0 | 0 | 0 | 6660.3241 | 672.3507 | 1343.2894 | 2012.8192 | 2680.9429 | 3347.6636 | 4012.9842 | 4676.9076 | 5339.4368 | 6000.5746 | 6660.3241 | 6660.3241 | 6660.3241 | 6660.3241 | 6660.3241 | 6660.3241 | 6660.3241 | 6660.3241 | 6660.3241 | 6660.3241 | 6660.3241 | 6660.3241 | 6660.3241 | 6660.3241 | 6660.3241 | 0 | 0 | 0 | 0 | 0 | 0 | 0 | 0 | 0 | 0 | 0 | 0 | 0 | 0 | 0 | 0 | 0 | 0 | 0 | 0 | 0 | 0 | 0 | 0 | 0 | 0 | 0 | 0 | 0 | 0 | 0 | 0 | 0 | 0 | 0 | 0 | 0 | 0 | 0 | 0 | 0 | 0 | 0 | 0 | 0 | 0 | 0 | 0 | 0 | 0 | 0 | 0 | 0 | 0 | 0 | 0 | 0 | 0 | 0 | 0 | 0 | 0.26655 | 0.53255 | 0.79798 | 1.0629 | 1.3272 | 1.5909 | 1.8542 | 2.1168 | 2.3789 | 2.6405 | 2.6405 | 2.6405 | 2.6405 | 2.6405 | 2.6405 | 2.6405 | 2.6405 | 2.6405 | 2.6405 | 2.6405 | 2.6405 | 2.6405 | 2.6405 | 2.6405 | 4218.9413 | 4210.0815 | 4201.2403 | 4192.4177 | 4183.6137 | 4174.8281 | 4166.0609 | 4157.3122 | 4148.5818 | 4139.8698 | 0 | 0 | 0 | 0 | 0 | 0 | 0 | 0 | 0 | 0 | 0 | 0 | 0 | 0 | 41792.9474 | 0 | 0 | 0 | 0 | 0 | 0 | 0 | 0 | 0 | 0 | 0 | 0 | 0 | 0 | 0 | 0 | 0 | 0 | 0 | 0 | 0.001759% | 0.011826 | 0.023627 | 0.035403 | 0.047155 | 0.058882 | 0.070584 | 0.082262 | 0.093915 | 0.10554 | 0.11715 | 0.11715 | 0.11715 | 0.11715 | 0.11715 | 0.11715 | 0.11715 | 0.11715 | 0.11715 | 0.11715 | 0.11715 | 0.11715 | 0.11715 | 0.11715 | 0.11715
| ComWeatherizationSchool_v2_3 | Measure_InputOutput | Based on the RTF workbook: ComWeatherizationSchool_v2_3 | 2020 | Retro | 2022 | 2045 | PSE | Commercial | School K-12 | Electric | Per Roof Area - R-30 to R-49 Attic in HZ 1 with Electric resistance packaged heating system |  |  | Insulate Roof R-30 to R-49 Attic in HZ 1 with Electric resistance packaged heating system |  | 0.24453 | 45 | 0.51199 | 0 |  | 0 | 0 | 0 | 0 | 0 | 0 | 0 | 0 |  | 0 | 0 | 0 | Heating | Electric Resistance Heating | Roof Insulation | Roof Insulation | CommHEAT | 0.03964% | 73.65% | 73.65% | 9504.7421 | 0.26005 | 1.458% | 2.222% | 85% | 6.8% | 0.2% | 0.50569 | 0.01427 | 0.051996 | 0.45776 | 0 | 0 | 0 | 0.49389 | 0.036131 |  | 0.17302 | 0 | 0.17302 | 10. $0.150 to $0.175 | 0 | 0 | 01. ($9,999.00) to $0.22 | 1 | 11350.9807 | 11327.1437 | 11303.3567 | 11279.6196 | 11255.9324 | 11232.295 | 11208.7071 | 11185.1689 | 11161.68 | 11138.2405 | 0 | 0 | 0 | 0 | 0 | 0 | 0 | 0 | 0 | 0 | 0 | 0 | 0 | 0 | 2775.6182 | 2769.7894 | 2763.9729 | 2758.1685 | 2752.3764 | 2746.5964 | 2740.8285 | 2735.0728 | 2729.3291 | 2723.5975 | 0 | 0 | 0 | 0 | 0 | 0 | 0 | 0 | 0 | 0 | 0 | 0 | 0 | 0 | 27495.3498 | 2775.6182 | 5545.4076 | 8309.3805 | 11067.549 | 13819.9254 | 16566.5218 | 19307.3503 | 22042.4231 | 24771.7522 | 27495.3498 | 27495.3498 | 27495.3498 | 27495.3498 | 27495.3498 | 27495.3498 | 27495.3498 | 27495.3498 | 27495.3498 | 27495.3498 | 27495.3498 | 27495.3498 | 27495.3498 | 27495.3498 | 27495.3498 | 0 | 0 | 0 | 0 | 0 | 0 | 0 | 0 | 0 | 0 | 0 | 0 | 0 | 0 | 0 | 0 | 0 | 0 | 0 | 0 | 0 | 0 | 0 | 0 | 0 | 0 | 0 | 0 | 0 | 0 | 0 | 0 | 0 | 0 | 0 | 0 | 0 | 0 | 0 | 0 | 0 | 0 | 0 | 0 | 0 | 0 | 0 | 0 | 0 | 0 | 0 | 0 | 0 | 0 | 0 | 0 | 0 | 0 | 0 | 0 | 0 | 1.1004 | 2.1985 | 3.2942 | 4.3877 | 5.4789 | 6.5678 | 7.6544 | 8.7387 | 9.8207 | 10.9005 | 10.9005 | 10.9005 | 10.9005 | 10.9005 | 10.9005 | 10.9005 | 10.9005 | 10.9005 | 10.9005 | 10.9005 | 10.9005 | 10.9005 | 10.9005 | 10.9005 | 5606.1433 | 5594.3704 | 5582.6222 | 5570.8987 | 5559.1998 | 5547.5255 | 5535.8757 | 5524.2503 | 5512.6494 | 5501.0729 | 0 | 0 | 0 | 0 | 0 | 0 | 0 | 0 | 0 | 0 | 0 | 0 | 0 | 0 | 55534.6081 | 0 | 0 | 0 | 0 | 0 | 0 | 0 | 0 | 0 | 0 | 0 | 0 | 0 | 0 | 0 | 0 | 0 | 0 | 0 | 0 | 0.001759% | 0.04882 | 0.097538 | 0.14615 | 0.19467 | 0.24308 | 0.29139 | 0.3396 | 0.3877 | 0.43571 | 0.48362 | 0.48362 | 0.48362 | 0.48362 | 0.48362 | 0.48362 | 0.48362 | 0.48362 | 0.48362 | 0.48362 | 0.48362 | 0.48362 | 0.48362 | 0.48362 | 0.48362
| ComWeatherizationSchool_v2_3 | Measure_InputOutput | Based on the RTF workbook: ComWeatherizationSchool_v2_3 | 2020 | Retro | 2022 | 2045 | PSE | Commercial | School K-12 | Electric | Per Roof Area - R-30 to R-49 Attic in HZ 1 with Air-source heat pump heating system |  |  | Insulate Roof R-30 to R-49 Attic in HZ 1 with Air-source heat pump heating system |  | 0.1649 | 45 | 0.51199 | 0 |  | 0 | 0 | 0 | 0 | 0 | 0 | 0 | 0 |  | 0 | 0 | 0 | Heat Pump | Heat Pump | Roof Insulation | Roof Insulation | CommHEAT | 0.03964% | 24.66% | 24.66% | 9504.7421 | 0.26005 | 1.458% | 2.222% | 85% | 6.8% | 0.2% | 0.34102 | 0.0096234 | 0.035065 | 0.45776 | 0 | 0 | 0 | 0.51547 | 0.057709 |  | 0.26778 | 0 | 0.26778 | 13. $0.225 to $99,999.000 | 0 | 0 | 01. ($9,999.00) to $0.22 | 1 | 3801.2903 | 3793.3076 | 3785.3416 | 3777.3924 | 3769.4599 | 3761.544 | 3753.6448 | 3745.7621 | 3737.896 | 3730.0465 | 0 | 0 | 0 | 0 | 0 | 0 | 0 | 0 | 0 | 0 | 0 | 0 | 0 | 0 | 626.84 | 625.5237 | 624.2101 | 622.8992 | 621.5911 | 620.2858 | 618.9832 | 617.6833 | 616.3862 | 615.0918 | 0 | 0 | 0 | 0 | 0 | 0 | 0 | 0 | 0 | 0 | 0 | 0 | 0 | 0 | 6209.4945 | 626.84 | 1252.3637 | 1876.5738 | 2499.473 | 3121.0642 | 3741.35 | 4360.3332 | 4978.0165 | 5594.4027 | 6209.4945 | 6209.4945 | 6209.4945 | 6209.4945 | 6209.4945 | 6209.4945 | 6209.4945 | 6209.4945 | 6209.4945 | 6209.4945 | 6209.4945 | 6209.4945 | 6209.4945 | 6209.4945 | 6209.4945 | 0 | 0 | 0 | 0 | 0 | 0 | 0 | 0 | 0 | 0 | 0 | 0 | 0 | 0 | 0 | 0 | 0 | 0 | 0 | 0 | 0 | 0 | 0 | 0 | 0 | 0 | 0 | 0 | 0 | 0 | 0 | 0 | 0 | 0 | 0 | 0 | 0 | 0 | 0 | 0 | 0 | 0 | 0 | 0 | 0 | 0 | 0 | 0 | 0 | 0 | 0 | 0 | 0 | 0 | 0 | 0 | 0 | 0 | 0 | 0 | 0 | 0.24851 | 0.4965 | 0.74397 | 0.99091 | 1.2373 | 1.4833 | 1.7286 | 1.9735 | 2.2179 | 2.4617 | 2.4617 | 2.4617 | 2.4617 | 2.4617 | 2.4617 | 2.4617 | 2.4617 | 2.4617 | 2.4617 | 2.4617 | 2.4617 | 2.4617 | 2.4617 | 2.4617 | 1959.4469 | 1955.3321 | 1951.2259 | 1947.1283 | 1943.0393 | 1938.9589 | 1934.8871 | 1930.8239 | 1926.7691 | 1922.7229 | 0 | 0 | 0 | 0 | 0 | 0 | 0 | 0 | 0 | 0 | 0 | 0 | 0 | 0 | 19410.3345 | 0 | 0 | 0 | 0 | 0 | 0 | 0 | 0 | 0 | 0 | 0 | 0 | 0 | 0 | 0 | 0 | 0 | 0 | 0 | 0 | 0.001759% | 0.011025 | 0.022028 | 0.033007 | 0.043963 | 0.054896 | 0.065807 | 0.076694 | 0.087558 | 0.0984 | 0.10922 | 0.10922 | 0.10922 | 0.10922 | 0.10922 | 0.10922 | 0.10922 | 0.10922 | 0.10922 | 0.10922 | 0.10922 | 0.10922 | 0.10922 | 0.10922 | 0.10922
| ComWeatherizationSchool_v2_3 | Measure_InputOutput | Based on the RTF workbook: ComWeatherizationSchool_v2_3 | 2020 | Retro | 2022 | 2045 | PSE | Commercial | School K-12 | Electric | Per Roof Area - R-30 to R-49 Attic in HZ 1 with Water-source heat pump heating system |  |  | Insulate Roof R-30 to R-49 Attic in HZ 1 with Water-source heat pump heating system |  | 0.074505 | 45 | 0.51199 | 0 |  | 0 | 0 | 0 | 0 | 0 | 0 | 0 | 0 |  | 0 | 0 | 0 | Heat Pump | Heat Pump | Roof Insulation | Roof Insulation | CommHEAT | 0.03964% | 24.66% | 24.66% | 9504.7421 | 0.26005 | 1.458% | 2.222% | 85% | 6.8% | 0.2% | 0.15408 | 0.004348 | 0.015843 | 0.45776 | 0 | 0 | 0 | 0.53997 | 0.082206 |  | 0.62084 | 0 | 0.62084 | 13. $0.225 to $99,999.000 | 0 | 0 | 01. ($9,999.00) to $0.22 | 1 | 3801.2903 | 3793.3076 | 3785.3416 | 3777.3924 | 3769.4599 | 3761.544 | 3753.6448 | 3745.7621 | 3737.896 | 3730.0465 | 0 | 0 | 0 | 0 | 0 | 0 | 0 | 0 | 0 | 0 | 0 | 0 | 0 | 0 | 283.2146 | 282.6199 | 282.0264 | 281.4341 | 280.8431 | 280.2533 | 279.6648 | 279.0775 | 278.4914 | 277.9066 | 0 | 0 | 0 | 0 | 0 | 0 | 0 | 0 | 0 | 0 | 0 | 0 | 0 | 0 | 2805.5318 | 283.2146 | 565.8345 | 847.8609 | 1129.295 | 1410.1381 | 1690.3914 | 1970.0562 | 2249.1338 | 2527.6252 | 2805.5318 | 2805.5318 | 2805.5318 | 2805.5318 | 2805.5318 | 2805.5318 | 2805.5318 | 2805.5318 | 2805.5318 | 2805.5318 | 2805.5318 | 2805.5318 | 2805.5318 | 2805.5318 | 2805.5318 | 0 | 0 | 0 | 0 | 0 | 0 | 0 | 0 | 0 | 0 | 0 | 0 | 0 | 0 | 0 | 0 | 0 | 0 | 0 | 0 | 0 | 0 | 0 | 0 | 0 | 0 | 0 | 0 | 0 | 0 | 0 | 0 | 0 | 0 | 0 | 0 | 0 | 0 | 0 | 0 | 0 | 0 | 0 | 0 | 0 | 0 | 0 | 0 | 0 | 0 | 0 | 0 | 0 | 0 | 0 | 0 | 0 | 0 | 0 | 0 | 0 | 0.11228 | 0.22432 | 0.33613 | 0.44771 | 0.55905 | 0.67015 | 0.78103 | 0.89167 | 1.0021 | 1.1122 | 1.1122 | 1.1122 | 1.1122 | 1.1122 | 1.1122 | 1.1122 | 1.1122 | 1.1122 | 1.1122 | 1.1122 | 1.1122 | 1.1122 | 1.1122 | 1.1122 | 2052.569 | 2048.2586 | 2043.9573 | 2039.665 | 2035.3817 | 2031.1074 | 2026.8421 | 2022.5857 | 2018.3383 | 2014.0998 | 0 | 0 | 0 | 0 | 0 | 0 | 0 | 0 | 0 | 0 | 0 | 0 | 0 | 0 | 20332.8048 | 0 | 0 | 0 | 0 | 0 | 0 | 0 | 0 | 0 | 0 | 0 | 0 | 0 | 0 | 0 | 0 | 0 | 0 | 0 | 0 | 0.001759% | 0.0049815 | 0.0099525 | 0.014913 | 0.019863 | 0.024803 | 0.029732 | 0.034651 | 0.03956 | 0.044458 | 0.049347 | 0.049347 | 0.049347 | 0.049347 | 0.049347 | 0.049347 | 0.049347 | 0.049347 | 0.049347 | 0.049347 | 0.049347 | 0.049347 | 0.049347 | 0.049347 | 0.049347
| ComWeatherizationSchool_v2_3 | Measure_InputOutput | Based on the RTF workbook: ComWeatherizationSchool_v2_3 | 2020 | Retro | 2022 | 2045 | PSE | Commercial | School K-12 | Electric | Per Wall Area - R-0 to R-11 (metal frame) in HZ 1 with Electric resistance packaged heating system |  |  | Insulate Wall R-0 to R-11 (metal frame) in HZ 1 with Electric resistance packaged heating system |  | 3.0574 | 45 | 1.6683 | 0 |  | 0 | 0 | 0 | 0 | 0 | 0 | 0 | 0 |  | 0 | 0 | 0 | Heating | Electric Resistance Heating | Wall Insulation | Wall Insulation | CommHEAT | 0.03964% | 73.65% | 73.65% | 8821.4245 | 0.24135 | 6% | 2.222% | 85% | 6.8% | 0.2% | 6.3228 | 0.17842 | 0.65013 | 1.4916 | 0 | 0 | 0 | 0.9967 | -0.49489 |  | 0.027926 | 0 | 0.027926 | 01. ($9,999.000) to $0.028 | 1 | 0 | 01. ($9,999.00) to $0.22 | 1 | 43343.7238 | 43252.702 | 43161.8713 | 43071.2314 | 42980.7818 | 42890.5222 | 42800.4521 | 42710.5711 | 42620.8789 | 42531.3751 | 0 | 0 | 0 | 0 | 0 | 0 | 0 | 0 | 0 | 0 | 0 | 0 | 0 | 0 | 132518.8621 | 132240.5724 | 131962.8672 | 131685.7452 | 131409.2052 | 131133.2458 | 130857.866 | 130583.0645 | 130308.8401 | 130035.1915 | 0 | 0 | 0 | 0 | 0 | 0 | 0 | 0 | 0 | 0 | 0 | 0 | 0 | 0 | 1312735.46 | 132518.8621 | 264759.4345 | 396722.3018 | 528408.047 | 659817.2521 | 790950.498 | 921808.364 | 1052391.4285 | 1182700.2685 | 1312735.46 | 1312735.46 | 1312735.46 | 1312735.46 | 1312735.46 | 1312735.46 | 1312735.46 | 1312735.46 | 1312735.46 | 1312735.46 | 1312735.46 | 1312735.46 | 1312735.46 | 1312735.46 | 1312735.46 | 0 | 0 | 0 | 0 | 0 | 0 | 0 | 0 | 0 | 0 | 0 | 0 | 0 | 0 | 0 | 0 | 0 | 0 | 0 | 0 | 0 | 0 | 0 | 0 | 0 | 0 | 0 | 0 | 0 | 0 | 0 | 0 | 0 | 0 | 0 | 0 | 0 | 0 | 0 | 0 | 0 | 0 | 0 | 0 | 0 | 0 | 0 | 0 | 0 | 0 | 0 | 0 | 0 | 0 | 0 | 0 | 0 | 0 | 0 | 0 | 0 | 52.537 | 104.9636 | 157.2801 | 209.4868 | 261.5838 | 313.5714 | 365.4499 | 417.2194 | 468.8802 | 520.4325 | 520.4325 | 520.4325 | 520.4325 | 520.4325 | 520.4325 | 520.4325 | 520.4325 | 520.4325 | 520.4325 | 520.4325 | 520.4325 | 520.4325 | 520.4325 | 520.4325 | 43200.683 | 43109.9615 | 43019.4306 | 42929.0898 | 42838.9387 | 42748.9769 | 42659.2041 | 42569.6198 | 42480.2236 | 42391.0151 | 0 | 0 | 0 | 0 | 0 | 0 | 0 | 0 | 0 | 0 | 0 | 0 | 0 | 0 | 427947.143 | 0 | 0 | 0 | 0 | 0 | 0 | 0 | 0 | 0 | 0 | 0 | 0 | 0 | 0 | 0 | 0 | 0 | 0 | 0 | 0 | 0.001759% | 2.3309 | 4.6569 | 6.9779 | 9.2942 | 11.6055 | 13.912 | 16.2137 | 18.5105 | 20.8025 | 23.0897 | 23.0897 | 23.0897 | 23.0897 | 23.0897 | 23.0897 | 23.0897 | 23.0897 | 23.0897 | 23.0897 | 23.0897 | 23.0897 | 23.0897 | 23.0897 | 23.0897
| ComWeatherizationSchool_v2_3 | Measure_InputOutput | Based on the RTF workbook: ComWeatherizationSchool_v2_3 | 2020 | Retro | 2022 | 2045 | PSE | Commercial | School K-12 | Electric | Per Wall Area - R-0 to R-11 (metal frame) in HZ 1 with Air-source heat pump heating system |  |  | Insulate Wall R-0 to R-11 (metal frame) in HZ 1 with Air-source heat pump heating system |  | 2.0618 | 45 | 1.6683 | 0 |  | 0 | 0 | 0 | 0 | 0 | 0 | 0 | 0 |  | 0 | 0 | 0 | Heat Pump | Heat Pump | Wall Insulation | Wall Insulation | CommHEAT | 0.03964% | 24.66% | 24.66% | 8821.4245 | 0.24135 | 6% | 2.222% | 85% | 6.8% | 0.2% | 4.2639 | 0.12032 | 0.43843 | 1.4916 | 0 | 0 | 0 | 1.2665 | -0.22509 |  | 0.05262 | 0 | 0.05262 | 02. $0.028 to $0.055 | 1 | 0 | 01. ($9,999.00) to $0.22 | 1 | 14515.2283 | 14484.7463 | 14454.3284 | 14423.9743 | 14393.6839 | 14363.4572 | 14333.2939 | 14303.194 | 14273.1573 | 14243.1837 | 0 | 0 | 0 | 0 | 0 | 0 | 0 | 0 | 0 | 0 | 0 | 0 | 0 | 0 | 29927.7933 | 29864.9449 | 29802.2285 | 29739.6438 | 29677.1906 | 29614.8685 | 29552.6773 | 29490.6166 | 29428.6863 | 29366.8861 | 0 | 0 | 0 | 0 | 0 | 0 | 0 | 0 | 0 | 0 | 0 | 0 | 0 | 0 | 296465.5359 | 29927.7933 | 59792.7382 | 89594.9667 | 119334.6105 | 149011.8011 | 178626.6696 | 208179.3468 | 237669.9634 | 267098.6498 | 296465.5359 | 296465.5359 | 296465.5359 | 296465.5359 | 296465.5359 | 296465.5359 | 296465.5359 | 296465.5359 | 296465.5359 | 296465.5359 | 296465.5359 | 296465.5359 | 296465.5359 | 296465.5359 | 296465.5359 | 0 | 0 | 0 | 0 | 0 | 0 | 0 | 0 | 0 | 0 | 0 | 0 | 0 | 0 | 0 | 0 | 0 | 0 | 0 | 0 | 0 | 0 | 0 | 0 | 0 | 0 | 0 | 0 | 0 | 0 | 0 | 0 | 0 | 0 | 0 | 0 | 0 | 0 | 0 | 0 | 0 | 0 | 0 | 0 | 0 | 0 | 0 | 0 | 0 | 0 | 0 | 0 | 0 | 0 | 0 | 0 | 0 | 0 | 0 | 0 | 0 | 11.8648 | 23.7048 | 35.5198 | 47.3101 | 59.0756 | 70.8163 | 82.5325 | 94.224 | 105.891 | 117.5334 | 117.5334 | 117.5334 | 117.5334 | 117.5334 | 117.5334 | 117.5334 | 117.5334 | 117.5334 | 117.5334 | 117.5334 | 117.5334 | 117.5334 | 117.5334 | 117.5334 | 18383.5279 | 18344.9225 | 18306.3981 | 18267.9547 | 18229.592 | 18191.3099 | 18153.1081 | 18114.9866 | 18076.9451 | 18038.9835 | 0 | 0 | 0 | 0 | 0 | 0 | 0 | 0 | 0 | 0 | 0 | 0 | 0 | 0 | 182107.7283 | 0 | 0 | 0 | 0 | 0 | 0 | 0 | 0 | 0 | 0 | 0 | 0 | 0 | 0 | 0 | 0 | 0 | 0 | 0 | 0 | 0.001759% | 0.5264 | 1.0517 | 1.5759 | 2.099 | 2.621 | 3.1419 | 3.6617 | 4.1804 | 4.698 | 5.2145 | 5.2145 | 5.2145 | 5.2145 | 5.2145 | 5.2145 | 5.2145 | 5.2145 | 5.2145 | 5.2145 | 5.2145 | 5.2145 | 5.2145 | 5.2145 | 5.2145
| ComWeatherizationSchool_v2_3 | Measure_InputOutput | Based on the RTF workbook: ComWeatherizationSchool_v2_3 | 2020 | Retro | 2022 | 2045 | PSE | Commercial | School K-12 | Electric | Per Wall Area - R-0 to R-11 (metal frame) in HZ 1 with Water-source heat pump heating system |  |  | Insulate Wall R-0 to R-11 (metal frame) in HZ 1 with Water-source heat pump heating system |  | 0.93156 | 45 | 1.6683 | 0 |  | 0 | 0 | 0 | 0 | 0 | 0 | 0 | 0 |  | 0 | 0 | 0 | Heat Pump | Heat Pump | Wall Insulation | Wall Insulation | CommHEAT | 0.03964% | 24.66% | 24.66% | 8821.4245 | 0.24135 | 6% | 2.222% | 85% | 6.8% | 0.2% | 1.9265 | 0.054364 | 0.19809 | 1.4916 | 0 | 0 | 0 | 1.5728 | 0.081206 |  | 0.14463 | 0 | 0.14463 | 09. $0.130 to $0.150 | 1 | 0 | 01. ($9,999.00) to $0.22 | 1 | 14515.2283 | 14484.7463 | 14454.3284 | 14423.9743 | 14393.6839 | 14363.4572 | 14333.2939 | 14303.194 | 14273.1573 | 14243.1837 | 0 | 0 | 0 | 0 | 0 | 0 | 0 | 0 | 0 | 0 | 0 | 0 | 0 | 0 | 13521.7732 | 13493.3775 | 13465.0414 | 13436.7648 | 13408.5476 | 13380.3897 | 13352.2908 | 13324.251 | 13296.2701 | 13268.3479 | 0 | 0 | 0 | 0 | 0 | 0 | 0 | 0 | 0 | 0 | 0 | 0 | 0 | 0 | 133947.0541 | 13521.7732 | 27015.1507 | 40480.1921 | 53916.9569 | 67325.5045 | 80705.8942 | 94058.185 | 107382.436 | 120678.7061 | 133947.0541 | 133947.0541 | 133947.0541 | 133947.0541 | 133947.0541 | 133947.0541 | 133947.0541 | 133947.0541 | 133947.0541 | 133947.0541 | 133947.0541 | 133947.0541 | 133947.0541 | 133947.0541 | 133947.0541 | 0 | 0 | 0 | 0 | 0 | 0 | 0 | 0 | 0 | 0 | 0 | 0 | 0 | 0 | 0 | 0 | 0 | 0 | 0 | 0 | 0 | 0 | 0 | 0 | 0 | 0 | 0 | 0 | 0 | 0 | 0 | 0 | 0 | 0 | 0 | 0 | 0 | 0 | 0 | 0 | 0 | 0 | 0 | 0 | 0 | 0 | 0 | 0 | 0 | 0 | 0 | 0 | 0 | 0 | 0 | 0 | 0 | 0 | 0 | 0 | 0 | 5.3607 | 10.7101 | 16.0483 | 21.3753 | 26.6911 | 31.9958 | 37.2893 | 42.5716 | 47.8429 | 53.1032 | 53.1032 | 53.1032 | 53.1032 | 53.1032 | 53.1032 | 53.1032 | 53.1032 | 53.1032 | 53.1032 | 53.1032 | 53.1032 | 53.1032 | 53.1032 | 53.1032 | 22829.5422 | 22781.6001 | 22733.7588 | 22686.0179 | 22638.3773 | 22590.8367 | 22543.3959 | 22496.0548 | 22448.8131 | 22401.6705 | 0 | 0 | 0 | 0 | 0 | 0 | 0 | 0 | 0 | 0 | 0 | 0 | 0 | 0 | 226150.0672 | 0 | 0 | 0 | 0 | 0 | 0 | 0 | 0 | 0 | 0 | 0 | 0 | 0 | 0 | 0 | 0 | 0 | 0 | 0 | 0 | 0.001759% | 0.23783 | 0.47517 | 0.71201 | 0.94835 | 1.1842 | 1.4195 | 1.6544 | 1.8887 | 2.1226 | 2.356 | 2.356 | 2.356 | 2.356 | 2.356 | 2.356 | 2.356 | 2.356 | 2.356 | 2.356 | 2.356 | 2.356 | 2.356 | 2.356 | 2.356
| ComWeatherizationSchool_v2_3 | Measure_InputOutput | Based on the RTF workbook: ComWeatherizationSchool_v2_3 | 2020 | Retro | 2022 | 2045 | PSE | Commercial | School K-12 | Electric | Per Wall Area - R-0 to R-19 (metal frame) in HZ 1 with Electric resistance packaged heating system |  |  | Insulate Wall R-0 to R-19 (metal frame) in HZ 1 with Electric resistance packaged heating system |  | 3.436 | 45 | 1.8439 | 0 |  | 0 | 0 | 0 | 0 | 0 | 0 | 0 | 0 |  | 0 | 0 | 0 | Heating | Electric Resistance Heating | Wall Insulation | Wall Insulation | CommHEAT | 0.03964% | 73.65% | 73.65% | 8821.4245 | 0.24135 | 6% | 2.222% | 85% | 6.8% | 0.2% | 7.1059 | 0.20052 | 0.73064 | 1.6487 | 0 | 0 | 0 | 1.0863 | -0.56237 |  | 0.027082 | 0 | 0.027082 | 01. ($9,999.000) to $0.028 | 1 | 0 | 01. ($9,999.00) to $0.22 | 1 | 43343.7238 | 43252.702 | 43161.8713 | 43071.2314 | 42980.7818 | 42890.5222 | 42800.4521 | 42710.5711 | 42620.8789 | 42531.3751 | 0 | 0 | 0 | 0 | 0 | 0 | 0 | 0 | 0 | 0 | 0 | 0 | 0 | 0 | 148930.1298 | 148617.3765 | 148305.28 | 147993.8389 | 147683.0519 | 147372.9174 | 147063.4343 | 146754.6011 | 146446.4164 | 146138.879 | 0 | 0 | 0 | 0 | 0 | 0 | 0 | 0 | 0 | 0 | 0 | 0 | 0 | 0 | 1475305.9253 | 148930.1298 | 297547.5063 | 445852.7863 | 593846.6252 | 741529.677 | 888902.5945 | 1035966.0288 | 1182720.6299 | 1329167.0464 | 1475305.9253 | 1475305.9253 | 1475305.9253 | 1475305.9253 | 1475305.9253 | 1475305.9253 | 1475305.9253 | 1475305.9253 | 1475305.9253 | 1475305.9253 | 1475305.9253 | 1475305.9253 | 1475305.9253 | 1475305.9253 | 1475305.9253 | 0 | 0 | 0 | 0 | 0 | 0 | 0 | 0 | 0 | 0 | 0 | 0 | 0 | 0 | 0 | 0 | 0 | 0 | 0 | 0 | 0 | 0 | 0 | 0 | 0 | 0 | 0 | 0 | 0 | 0 | 0 | 0 | 0 | 0 | 0 | 0 | 0 | 0 | 0 | 0 | 0 | 0 | 0 | 0 | 0 | 0 | 0 | 0 | 0 | 0 | 0 | 0 | 0 | 0 | 0 | 0 | 0 | 0 | 0 | 0 | 0 | 59.0432 | 117.9624 | 176.7578 | 235.4298 | 293.9786 | 352.4044 | 410.7076 | 468.8883 | 526.9468 | 584.8834 | 584.8834 | 584.8834 | 584.8834 | 584.8834 | 584.8834 | 584.8834 | 584.8834 | 584.8834 | 584.8834 | 584.8834 | 584.8834 | 584.8834 | 584.8834 | 584.8834 | 47083.431 | 46984.5558 | 46885.8883 | 46787.4279 | 46689.1743 | 46591.127 | 46493.2857 | 46395.6498 | 46298.2189 | 46200.9926 | 0 | 0 | 0 | 0 | 0 | 0 | 0 | 0 | 0 | 0 | 0 | 0 | 0 | 0 | 466409.7512 | 0 | 0 | 0 | 0 | 0 | 0 | 0 | 0 | 0 | 0 | 0 | 0 | 0 | 0 | 0 | 0 | 0 | 0 | 0 | 0 | 0.001759% | 2.6195 | 5.2336 | 7.8421 | 10.4452 | 13.0428 | 15.6349 | 18.2216 | 20.8029 | 23.3787 | 25.9492 | 25.9492 | 25.9492 | 25.9492 | 25.9492 | 25.9492 | 25.9492 | 25.9492 | 25.9492 | 25.9492 | 25.9492 | 25.9492 | 25.9492 | 25.9492 | 25.9492
| ComWeatherizationSchool_v2_3 | Measure_InputOutput | Based on the RTF workbook: ComWeatherizationSchool_v2_3 | 2020 | Retro | 2022 | 2045 | PSE | Commercial | School K-12 | Electric | Per Wall Area - R-0 to R-19 (metal frame) in HZ 1 with Air-source heat pump heating system |  |  | Insulate Wall R-0 to R-19 (metal frame) in HZ 1 with Air-source heat pump heating system |  | 2.3172 | 45 | 1.8439 | 0 |  | 0 | 0 | 0 | 0 | 0 | 0 | 0 | 0 |  | 0 | 0 | 0 | Heat Pump | Heat Pump | Wall Insulation | Wall Insulation | CommHEAT | 0.03964% | 24.66% | 24.66% | 8821.4245 | 0.24135 | 6% | 2.222% | 85% | 6.8% | 0.2% | 4.792 | 0.13523 | 0.49272 | 1.6487 | 0 | 0 | 0 | 1.3895 | -0.25916 |  | 0.051369 | 0 | 0.051369 | 02. $0.028 to $0.055 | 1 | 0 | 01. ($9,999.00) to $0.22 | 1 | 14515.2283 | 14484.7463 | 14454.3284 | 14423.9743 | 14393.6839 | 14363.4572 | 14333.2939 | 14303.194 | 14273.1573 | 14243.1837 | 0 | 0 | 0 | 0 | 0 | 0 | 0 | 0 | 0 | 0 | 0 | 0 | 0 | 0 | 33634.081 | 33563.4494 | 33492.9661 | 33422.6309 | 33352.4434 | 33282.4033 | 33212.5102 | 33142.7639 | 33073.1641 | 33003.7105 | 0 | 0 | 0 | 0 | 0 | 0 | 0 | 0 | 0 | 0 | 0 | 0 | 0 | 0 | 333180.1228 | 33634.081 | 67197.5303 | 100690.4965 | 134113.1274 | 167465.5708 | 200747.974 | 233960.4842 | 267103.2482 | 300176.4123 | 333180.1228 | 333180.1228 | 333180.1228 | 333180.1228 | 333180.1228 | 333180.1228 | 333180.1228 | 333180.1228 | 333180.1228 | 333180.1228 | 333180.1228 | 333180.1228 | 333180.1228 | 333180.1228 | 333180.1228 | 0 | 0 | 0 | 0 | 0 | 0 | 0 | 0 | 0 | 0 | 0 | 0 | 0 | 0 | 0 | 0 | 0 | 0 | 0 | 0 | 0 | 0 | 0 | 0 | 0 | 0 | 0 | 0 | 0 | 0 | 0 | 0 | 0 | 0 | 0 | 0 | 0 | 0 | 0 | 0 | 0 | 0 | 0 | 0 | 0 | 0 | 0 | 0 | 0 | 0 | 0 | 0 | 0 | 0 | 0 | 0 | 0 | 0 | 0 | 0 | 0 | 13.3342 | 26.6404 | 39.9186 | 53.169 | 66.3915 | 79.5863 | 92.7534 | 105.8928 | 119.0046 | 132.0889 | 132.0889 | 132.0889 | 132.0889 | 132.0889 | 132.0889 | 132.0889 | 132.0889 | 132.0889 | 132.0889 | 132.0889 | 132.0889 | 132.0889 | 132.0889 | 132.0889 | 20168.7942 | 20126.4397 | 20084.1742 | 20041.9974 | 19999.9092 | 19957.9094 | 19915.9978 | 19874.1742 | 19832.4384 | 19790.7903 | 0 | 0 | 0 | 0 | 0 | 0 | 0 | 0 | 0 | 0 | 0 | 0 | 0 | 0 | 199792.6249 | 0 | 0 | 0 | 0 | 0 | 0 | 0 | 0 | 0 | 0 | 0 | 0 | 0 | 0 | 0 | 0 | 0 | 0 | 0 | 0 | 0.001759% | 0.59159 | 1.1819 | 1.771 | 2.3589 | 2.9456 | 3.531 | 4.1151 | 4.6981 | 5.2798 | 5.8603 | 5.8603 | 5.8603 | 5.8603 | 5.8603 | 5.8603 | 5.8603 | 5.8603 | 5.8603 | 5.8603 | 5.8603 | 5.8603 | 5.8603 | 5.8603 | 5.8603
| ComWeatherizationSchool_v2_3 | Measure_InputOutput | Based on the RTF workbook: ComWeatherizationSchool_v2_3 | 2020 | Retro | 2022 | 2045 | PSE | Commercial | School K-12 | Electric | Per Wall Area - R-0 to R-19 (metal frame) in HZ 1 with Water-source heat pump heating system |  |  | Insulate Wall R-0 to R-19 (metal frame) in HZ 1 with Water-source heat pump heating system |  | 1.0469 | 45 | 1.8439 | 0 |  | 0 | 0 | 0 | 0 | 0 | 0 | 0 | 0 |  | 0 | 0 | 0 | Heat Pump | Heat Pump | Wall Insulation | Wall Insulation | CommHEAT | 0.03964% | 24.66% | 24.66% | 8821.4245 | 0.24135 | 6% | 2.222% | 85% | 6.8% | 0.2% | 2.1651 | 0.061097 | 0.22262 | 1.6487 | 0 | 0 | 0 | 1.7337 | 0.085074 |  | 0.14186 | 0 | 0.14186 | 09. $0.130 to $0.150 | 1 | 0 | 01. ($9,999.00) to $0.22 | 1 | 14515.2283 | 14484.7463 | 14454.3284 | 14423.9743 | 14393.6839 | 14363.4572 | 14333.2939 | 14303.194 | 14273.1573 | 14243.1837 | 0 | 0 | 0 | 0 | 0 | 0 | 0 | 0 | 0 | 0 | 0 | 0 | 0 | 0 | 15196.3231 | 15164.4108 | 15132.5655 | 15100.7871 | 15069.0755 | 15037.4304 | 15005.8518 | 14974.3395 | 14942.8934 | 14911.5133 | 0 | 0 | 0 | 0 | 0 | 0 | 0 | 0 | 0 | 0 | 0 | 0 | 0 | 0 | 150535.1905 | 15196.3231 | 30360.7338 | 45493.2994 | 60594.0865 | 75663.162 | 90700.5924 | 105706.4442 | 120680.7838 | 135623.6772 | 150535.1905 | 150535.1905 | 150535.1905 | 150535.1905 | 150535.1905 | 150535.1905 | 150535.1905 | 150535.1905 | 150535.1905 | 150535.1905 | 150535.1905 | 150535.1905 | 150535.1905 | 150535.1905 | 150535.1905 | 0 | 0 | 0 | 0 | 0 | 0 | 0 | 0 | 0 | 0 | 0 | 0 | 0 | 0 | 0 | 0 | 0 | 0 | 0 | 0 | 0 | 0 | 0 | 0 | 0 | 0 | 0 | 0 | 0 | 0 | 0 | 0 | 0 | 0 | 0 | 0 | 0 | 0 | 0 | 0 | 0 | 0 | 0 | 0 | 0 | 0 | 0 | 0 | 0 | 0 | 0 | 0 | 0 | 0 | 0 | 0 | 0 | 0 | 0 | 0 | 0 | 6.0246 | 12.0365 | 18.0358 | 24.0225 | 29.9966 | 35.9581 | 41.9072 | 47.8438 | 53.7679 | 59.6795 | 59.6795 | 59.6795 | 59.6795 | 59.6795 | 59.6795 | 59.6795 | 59.6795 | 59.6795 | 59.6795 | 59.6795 | 59.6795 | 59.6795 | 59.6795 | 59.6795 | 25165.4073 | 25112.56 | 25059.8236 | 25007.198 | 24954.6828 | 24902.278 | 24849.9832 | 24797.7983 | 24745.7229 | 24693.7569 | 0 | 0 | 0 | 0 | 0 | 0 | 0 | 0 | 0 | 0 | 0 | 0 | 0 | 0 | 249289.2108 | 0 | 0 | 0 | 0 | 0 | 0 | 0 | 0 | 0 | 0 | 0 | 0 | 0 | 0 | 0 | 0 | 0 | 0 | 0 | 0 | 0.001759% | 0.26729 | 0.53402 | 0.80018 | 1.0658 | 1.3308 | 1.5953 | 1.8593 | 2.1227 | 2.3855 | 2.6478 | 2.6478 | 2.6478 | 2.6478 | 2.6478 | 2.6478 | 2.6478 | 2.6478 | 2.6478 | 2.6478 | 2.6478 | 2.6478 | 2.6478 | 2.6478 | 2.6478
| ComWeatherizationSchool_v2_3 | Measure_InputOutput | Based on the RTF workbook: ComWeatherizationSchool_v2_3 | 2020 | Retro | 2022 | 2045 | PSE | Commercial | School K-12 | Electric | Per Wall Area - R-0 to R-11 (wood frame) in HZ 1 with Electric resistance packaged heating system |  |  | Insulate Wall R-0 to R-11 (wood frame) in HZ 1 with Electric resistance packaged heating system |  | 3.5375 | 45 | 1.6683 | 0 |  | 0 | 0 | 0 | 0 | 0 | 0 | 0 | 0 |  | 0 | 0 | 0 | Heating | Electric Resistance Heating | Wall Insulation | Wall Insulation | CommHEAT | 0.03964% | 73.65% | 73.65% | 8821.4245 | 0.24135 | 6% | 2.222% | 85% | 6.8% | 0.2% | 7.3158 | 0.20644 | 0.75222 | 1.4916 | 0 | 0 | 0 | 0.86659 | -0.62501 |  | 0.020985 | 0 | 0.020985 | 01. ($9,999.000) to $0.028 | 1 | 0 | 01. ($9,999.00) to $0.22 | 1 | 43343.7238 | 43252.702 | 43161.8713 | 43071.2314 | 42980.7818 | 42890.5222 | 42800.4521 | 42710.5711 | 42620.8789 | 42531.3751 | 0 | 0 | 0 | 0 | 0 | 0 | 0 | 0 | 0 | 0 | 0 | 0 | 0 | 0 | 153329.3233 | 153007.3317 | 152686.0163 | 152365.3757 | 152045.4084 | 151726.113 | 151407.4882 | 151089.5325 | 150772.2444 | 150455.6227 | 0 | 0 | 0 | 0 | 0 | 0 | 0 | 0 | 0 | 0 | 0 | 0 | 0 | 0 | 1518884.4561 | 153329.3233 | 306336.655 | 459022.6713 | 611388.0469 | 763433.4553 | 915159.5683 | 1066567.0565 | 1217656.5889 | 1368428.8334 | 1518884.4561 | 1518884.4561 | 1518884.4561 | 1518884.4561 | 1518884.4561 | 1518884.4561 | 1518884.4561 | 1518884.4561 | 1518884.4561 | 1518884.4561 | 1518884.4561 | 1518884.4561 | 1518884.4561 | 1518884.4561 | 1518884.4561 | 0 | 0 | 0 | 0 | 0 | 0 | 0 | 0 | 0 | 0 | 0 | 0 | 0 | 0 | 0 | 0 | 0 | 0 | 0 | 0 | 0 | 0 | 0 | 0 | 0 | 0 | 0 | 0 | 0 | 0 | 0 | 0 | 0 | 0 | 0 | 0 | 0 | 0 | 0 | 0 | 0 | 0 | 0 | 0 | 0 | 0 | 0 | 0 | 0 | 0 | 0 | 0 | 0 | 0 | 0 | 0 | 0 | 0 | 0 | 0 | 0 | 60.7872 | 121.4468 | 181.979 | 242.3841 | 302.6623 | 362.814 | 422.8393 | 482.7386 | 542.5121 | 602.16 | 602.16 | 602.16 | 602.16 | 602.16 | 602.16 | 602.16 | 602.16 | 602.16 | 602.16 | 602.16 | 602.16 | 602.16 | 602.16 | 602.16 | 37561.0697 | 37482.1915 | 37403.4789 | 37324.9315 | 37246.5492 | 37168.3314 | 37090.2779 | 37012.3884 | 36934.6623 | 36857.0996 | 0 | 0 | 0 | 0 | 0 | 0 | 0 | 0 | 0 | 0 | 0 | 0 | 0 | 0 | 372080.9804 | 0 | 0 | 0 | 0 | 0 | 0 | 0 | 0 | 0 | 0 | 0 | 0 | 0 | 0 | 0 | 0 | 0 | 0 | 0 | 0 | 0.001759% | 2.6969 | 5.3882 | 8.0738 | 10.7537 | 13.428 | 16.0967 | 18.7598 | 21.4174 | 24.0693 | 26.7157 | 26.7157 | 26.7157 | 26.7157 | 26.7157 | 26.7157 | 26.7157 | 26.7157 | 26.7157 | 26.7157 | 26.7157 | 26.7157 | 26.7157 | 26.7157 | 26.7157
| ComWeatherizationSchool_v2_3 | Measure_InputOutput | Based on the RTF workbook: ComWeatherizationSchool_v2_3 | 2020 | Retro | 2022 | 2045 | PSE | Commercial | School K-12 | Electric | Per Wall Area - R-0 to R-11 (wood frame) in HZ 1 with Air-source heat pump heating system |  |  | Insulate Wall R-0 to R-11 (wood frame) in HZ 1 with Air-source heat pump heating system |  | 2.3856 | 45 | 1.6683 | 0 |  | 0 | 0 | 0 | 0 | 0 | 0 | 0 | 0 |  | 0 | 0 | 0 | Heat Pump | Heat Pump | Wall Insulation | Wall Insulation | CommHEAT | 0.03964% | 24.66% | 24.66% | 8821.4245 | 0.24135 | 6% | 2.222% | 85% | 6.8% | 0.2% | 4.9335 | 0.13922 | 0.50728 | 1.4916 | 0 | 0 | 0 | 1.1788 | -0.31284 |  | 0.042328 | 0 | 0.042328 | 02. $0.028 to $0.055 | 1 | 0 | 01. ($9,999.00) to $0.22 | 1 | 14515.2283 | 14484.7463 | 14454.3284 | 14423.9743 | 14393.6839 | 14363.4572 | 14333.2939 | 14303.194 | 14273.1573 | 14243.1837 | 0 | 0 | 0 | 0 | 0 | 0 | 0 | 0 | 0 | 0 | 0 | 0 | 0 | 0 | 34627.586 | 34554.868 | 34482.3028 | 34409.89 | 34337.6292 | 34265.5202 | 34193.5626 | 34121.7561 | 34050.1004 | 33978.5952 | 0 | 0 | 0 | 0 | 0 | 0 | 0 | 0 | 0 | 0 | 0 | 0 | 0 | 0 | 343021.8105 | 34627.586 | 69182.454 | 103664.7568 | 138074.6468 | 172412.276 | 206677.7962 | 240871.3588 | 274993.1149 | 309043.2153 | 343021.8105 | 343021.8105 | 343021.8105 | 343021.8105 | 343021.8105 | 343021.8105 | 343021.8105 | 343021.8105 | 343021.8105 | 343021.8105 | 343021.8105 | 343021.8105 | 343021.8105 | 343021.8105 | 343021.8105 | 0 | 0 | 0 | 0 | 0 | 0 | 0 | 0 | 0 | 0 | 0 | 0 | 0 | 0 | 0 | 0 | 0 | 0 | 0 | 0 | 0 | 0 | 0 | 0 | 0 | 0 | 0 | 0 | 0 | 0 | 0 | 0 | 0 | 0 | 0 | 0 | 0 | 0 | 0 | 0 | 0 | 0 | 0 | 0 | 0 | 0 | 0 | 0 | 0 | 0 | 0 | 0 | 0 | 0 | 0 | 0 | 0 | 0 | 0 | 0 | 0 | 13.7281 | 27.4273 | 41.0978 | 54.7395 | 68.3527 | 81.9372 | 95.4932 | 109.0207 | 122.5198 | 135.9906 | 135.9906 | 135.9906 | 135.9906 | 135.9906 | 135.9906 | 135.9906 | 135.9906 | 135.9906 | 135.9906 | 135.9906 | 135.9906 | 135.9906 | 135.9906 | 135.9906 | 17109.889 | 17073.9582 | 17038.1029 | 17002.3229 | 16966.618 | 16930.9881 | 16895.433 | 16859.9526 | 16824.5467 | 16789.2152 | 0 | 0 | 0 | 0 | 0 | 0 | 0 | 0 | 0 | 0 | 0 | 0 | 0 | 0 | 169491.0265 | 0 | 0 | 0 | 0 | 0 | 0 | 0 | 0 | 0 | 0 | 0 | 0 | 0 | 0 | 0 | 0 | 0 | 0 | 0 | 0 | 0.001759% | 0.60906 | 1.2169 | 1.8234 | 2.4286 | 3.0326 | 3.6353 | 4.2367 | 4.8369 | 5.4358 | 6.0334 | 6.0334 | 6.0334 | 6.0334 | 6.0334 | 6.0334 | 6.0334 | 6.0334 | 6.0334 | 6.0334 | 6.0334 | 6.0334 | 6.0334 | 6.0334 | 6.0334
| ComWeatherizationSchool_v2_3 | Measure_InputOutput | Based on the RTF workbook: ComWeatherizationSchool_v2_3 | 2020 | Retro | 2022 | 2045 | PSE | Commercial | School K-12 | Electric | Per Wall Area - R-0 to R-11 (wood frame) in HZ 1 with Water-source heat pump heating system |  |  | Insulate Wall R-0 to R-11 (wood frame) in HZ 1 with Water-source heat pump heating system |  | 1.0778 | 45 | 1.6683 | 0 |  | 0 | 0 | 0 | 0 | 0 | 0 | 0 | 0 |  | 0 | 0 | 0 | Heat Pump | Heat Pump | Wall Insulation | Wall Insulation | CommHEAT | 0.03964% | 24.66% | 24.66% | 8821.4245 | 0.24135 | 6% | 2.222% | 85% | 6.8% | 0.2% | 2.229 | 0.062902 | 0.22919 | 1.4916 | 0 | 0 | 0 | 1.5332 | 0.041562 |  | 0.12185 | 0 | 0.12185 | 08. $0.115 to $0.130 | 1 | 0 | 01. ($9,999.00) to $0.22 | 1 | 14515.2283 | 14484.7463 | 14454.3284 | 14423.9743 | 14393.6839 | 14363.4572 | 14333.2939 | 14303.194 | 14273.1573 | 14243.1837 | 0 | 0 | 0 | 0 | 0 | 0 | 0 | 0 | 0 | 0 | 0 | 0 | 0 | 0 | 15645.2018 | 15612.3469 | 15579.5609 | 15546.8439 | 15514.1955 | 15481.6157 | 15449.1043 | 15416.6612 | 15384.2862 | 15351.9792 | 0 | 0 | 0 | 0 | 0 | 0 | 0 | 0 | 0 | 0 | 0 | 0 | 0 | 0 | 154981.7953 | 15645.2018 | 31257.5486 | 46837.1096 | 62383.9534 | 77898.1489 | 93379.7646 | 108828.8688 | 124245.53 | 139629.8162 | 154981.7953 | 154981.7953 | 154981.7953 | 154981.7953 | 154981.7953 | 154981.7953 | 154981.7953 | 154981.7953 | 154981.7953 | 154981.7953 | 154981.7953 | 154981.7953 | 154981.7953 | 154981.7953 | 154981.7953 | 0 | 0 | 0 | 0 | 0 | 0 | 0 | 0 | 0 | 0 | 0 | 0 | 0 | 0 | 0 | 0 | 0 | 0 | 0 | 0 | 0 | 0 | 0 | 0 | 0 | 0 | 0 | 0 | 0 | 0 | 0 | 0 | 0 | 0 | 0 | 0 | 0 | 0 | 0 | 0 | 0 | 0 | 0 | 0 | 0 | 0 | 0 | 0 | 0 | 0 | 0 | 0 | 0 | 0 | 0 | 0 | 0 | 0 | 0 | 0 | 0 | 6.2025 | 12.392 | 18.5685 | 24.732 | 30.8826 | 37.0203 | 43.1451 | 49.257 | 55.3561 | 61.4424 | 61.4424 | 61.4424 | 61.4424 | 61.4424 | 61.4424 | 61.4424 | 61.4424 | 61.4424 | 61.4424 | 61.4424 | 61.4424 | 61.4424 | 61.4424 | 61.4424 | 22254.0953 | 22207.3617 | 22160.7262 | 22114.1887 | 22067.7489 | 22021.4066 | 21975.1616 | 21929.0138 | 21882.9629 | 21837.0087 | 0 | 0 | 0 | 0 | 0 | 0 | 0 | 0 | 0 | 0 | 0 | 0 | 0 | 0 | 220449.6743 | 0 | 0 | 0 | 0 | 0 | 0 | 0 | 0 | 0 | 0 | 0 | 0 | 0 | 0 | 0 | 0 | 0 | 0 | 0 | 0 | 0.001759% | 0.27518 | 0.54979 | 0.82382 | 1.0973 | 1.3702 | 1.6425 | 1.9142 | 2.1854 | 2.4559 | 2.726 | 2.726 | 2.726 | 2.726 | 2.726 | 2.726 | 2.726 | 2.726 | 2.726 | 2.726 | 2.726 | 2.726 | 2.726 | 2.726 | 2.726
| ComWeatherizationSchool_v2_3 | Measure_InputOutput | Based on the RTF workbook: ComWeatherizationSchool_v2_3 | 2020 | Retro | 2022 | 2045 | PSE | Commercial | School K-12 | Electric | Per Wall Area - R-0 to R-19 (wood frame) in HZ 1 with Electric resistance packaged heating system |  |  | Insulate Wall R-0 to R-19 (wood frame) in HZ 1 with Electric resistance packaged heating system |  | 4.1864 | 45 | 1.8439 | 0 |  | 0 | 0 | 0 | 0 | 0 | 0 | 0 | 0 |  | 0 | 0 | 0 | Heating | Electric Resistance Heating | Wall Insulation | Wall Insulation | CommHEAT | 0.03964% | 73.65% | 73.65% | 8821.4245 | 0.24135 | 6% | 2.222% | 85% | 6.8% | 0.2% | 8.6578 | 0.24431 | 0.89021 | 1.6487 | 0 | 0 | 0 | 0.88292 | -0.76573 |  | 0.018066 | 0 | 0.018066 | 01. ($9,999.000) to $0.028 | 1 | 0 | 01. ($9,999.00) to $0.22 | 1 | 43343.7238 | 43252.702 | 43161.8713 | 43071.2314 | 42980.7818 | 42890.5222 | 42800.4521 | 42710.5711 | 42620.8789 | 42531.3751 | 0 | 0 | 0 | 0 | 0 | 0 | 0 | 0 | 0 | 0 | 0 | 0 | 0 | 0 | 181455.9285 | 181074.871 | 180694.6138 | 180315.1551 | 179936.4933 | 179558.6267 | 179181.5535 | 178805.2723 | 178429.7812 | 178055.0787 | 0 | 0 | 0 | 0 | 0 | 0 | 0 | 0 | 0 | 0 | 0 | 0 | 0 | 0 | 1797507.3741 | 181455.9285 | 362530.7995 | 543225.4133 | 723540.5685 | 903477.0618 | 1083035.6884 | 1262217.242 | 1441022.5143 | 1619452.2955 | 1797507.3741 | 1797507.3741 | 1797507.3741 | 1797507.3741 | 1797507.3741 | 1797507.3741 | 1797507.3741 | 1797507.3741 | 1797507.3741 | 1797507.3741 | 1797507.3741 | 1797507.3741 | 1797507.3741 | 1797507.3741 | 1797507.3741 | 0 | 0 | 0 | 0 | 0 | 0 | 0 | 0 | 0 | 0 | 0 | 0 | 0 | 0 | 0 | 0 | 0 | 0 | 0 | 0 | 0 | 0 | 0 | 0 | 0 | 0 | 0 | 0 | 0 | 0 | 0 | 0 | 0 | 0 | 0 | 0 | 0 | 0 | 0 | 0 | 0 | 0 | 0 | 0 | 0 | 0 | 0 | 0 | 0 | 0 | 0 | 0 | 0 | 0 | 0 | 0 | 0 | 0 | 0 | 0 | 0 | 71.938 | 143.7249 | 215.3611 | 286.8469 | 358.1825 | 429.3683 | 500.4046 | 571.2918 | 642.0301 | 712.6198 | 712.6198 | 712.6198 | 712.6198 | 712.6198 | 712.6198 | 712.6198 | 712.6198 | 712.6198 | 712.6198 | 712.6198 | 712.6198 | 712.6198 | 712.6198 | 712.6198 | 38268.9735 | 38188.6087 | 38108.4126 | 38028.3849 | 37948.5253 | 37868.8334 | 37789.3089 | 37709.9513 | 37630.7604 | 37551.7358 | 0 | 0 | 0 | 0 | 0 | 0 | 0 | 0 | 0 | 0 | 0 | 0 | 0 | 0 | 379093.4951 | 0 | 0 | 0 | 0 | 0 | 0 | 0 | 0 | 0 | 0 | 0 | 0 | 0 | 0 | 0 | 0 | 0 | 0 | 0 | 0 | 0.001759% | 3.1916 | 6.3766 | 9.5548 | 12.7264 | 15.8913 | 19.0495 | 22.2011 | 25.3461 | 28.4845 | 31.6164 | 31.6164 | 31.6164 | 31.6164 | 31.6164 | 31.6164 | 31.6164 | 31.6164 | 31.6164 | 31.6164 | 31.6164 | 31.6164 | 31.6164 | 31.6164 | 31.6164
| ComWeatherizationSchool_v2_3 | Measure_InputOutput | Based on the RTF workbook: ComWeatherizationSchool_v2_3 | 2020 | Retro | 2022 | 2045 | PSE | Commercial | School K-12 | Electric | Per Wall Area - R-0 to R-19 (wood frame) in HZ 1 with Air-source heat pump heating system |  |  | Insulate Wall R-0 to R-19 (wood frame) in HZ 1 with Air-source heat pump heating system |  | 2.8232 | 45 | 1.8439 | 0 |  | 0 | 0 | 0 | 0 | 0 | 0 | 0 | 0 |  | 0 | 0 | 0 | Heat Pump | Heat Pump | Wall Insulation | Wall Insulation | CommHEAT | 0.03964% | 24.66% | 24.66% | 8821.4245 | 0.24135 | 6% | 2.222% | 85% | 6.8% | 0.2% | 5.8385 | 0.16476 | 0.60033 | 1.6487 | 0 | 0 | 0 | 1.2524 | -0.3963 |  | 0.038 | 0 | 0.038 | 02. $0.028 to $0.055 | 1 | 0 | 01. ($9,999.00) to $0.22 | 1 | 14515.2283 | 14484.7463 | 14454.3284 | 14423.9743 | 14393.6839 | 14363.4572 | 14333.2939 | 14303.194 | 14273.1573 | 14243.1837 | 0 | 0 | 0 | 0 | 0 | 0 | 0 | 0 | 0 | 0 | 0 | 0 | 0 | 0 | 40979.6419 | 40893.5847 | 40807.7081 | 40722.012 | 40636.4957 | 40551.1591 | 40466.0017 | 40381.023 | 40296.2229 | 40211.6008 | 0 | 0 | 0 | 0 | 0 | 0 | 0 | 0 | 0 | 0 | 0 | 0 | 0 | 0 | 405945.4499 | 40979.6419 | 81873.2266 | 122680.9347 | 163402.9467 | 204039.4424 | 244590.6015 | 285056.6031 | 325437.6262 | 365733.8491 | 405945.4499 | 405945.4499 | 405945.4499 | 405945.4499 | 405945.4499 | 405945.4499 | 405945.4499 | 405945.4499 | 405945.4499 | 405945.4499 | 405945.4499 | 405945.4499 | 405945.4499 | 405945.4499 | 405945.4499 | 0 | 0 | 0 | 0 | 0 | 0 | 0 | 0 | 0 | 0 | 0 | 0 | 0 | 0 | 0 | 0 | 0 | 0 | 0 | 0 | 0 | 0 | 0 | 0 | 0 | 0 | 0 | 0 | 0 | 0 | 0 | 0 | 0 | 0 | 0 | 0 | 0 | 0 | 0 | 0 | 0 | 0 | 0 | 0 | 0 | 0 | 0 | 0 | 0 | 0 | 0 | 0 | 0 | 0 | 0 | 0 | 0 | 0 | 0 | 0 | 0 | 16.2463 | 32.4585 | 48.6367 | 64.7809 | 80.8912 | 96.9677 | 113.0104 | 129.0194 | 144.9948 | 160.9366 | 160.9366 | 160.9366 | 160.9366 | 160.9366 | 160.9366 | 160.9366 | 160.9366 | 160.9366 | 160.9366 | 160.9366 | 160.9366 | 160.9366 | 160.9366 | 160.9366 | 18178.1548 | 18139.9807 | 18101.8867 | 18063.8728 | 18025.9386 | 17988.0842 | 17950.3092 | 17912.6136 | 17874.9971 | 17837.4596 | 0 | 0 | 0 | 0 | 0 | 0 | 0 | 0 | 0 | 0 | 0 | 0 | 0 | 0 | 180073.2973 | 0 | 0 | 0 | 0 | 0 | 0 | 0 | 0 | 0 | 0 | 0 | 0 | 0 | 0 | 0 | 0 | 0 | 0 | 0 | 0 | 0.001759% | 0.72079 | 1.4401 | 2.1578 | 2.8741 | 3.5889 | 4.3021 | 5.0139 | 5.7241 | 6.4329 | 7.1402 | 7.1402 | 7.1402 | 7.1402 | 7.1402 | 7.1402 | 7.1402 | 7.1402 | 7.1402 | 7.1402 | 7.1402 | 7.1402 | 7.1402 | 7.1402 | 7.1402
| ComWeatherizationSchool_v2_3 | Measure_InputOutput | Based on the RTF workbook: ComWeatherizationSchool_v2_3 | 2020 | Retro | 2022 | 2045 | PSE | Commercial | School K-12 | Electric | Per Wall Area - R-0 to R-19 (wood frame) in HZ 1 with Water-source heat pump heating system |  |  | Insulate Wall R-0 to R-19 (wood frame) in HZ 1 with Water-source heat pump heating system |  | 1.2756 | 45 | 1.8439 | 0 |  | 0 | 0 | 0 | 0 | 0 | 0 | 0 | 0 |  | 0 | 0 | 0 | Heat Pump | Heat Pump | Wall Insulation | Wall Insulation | CommHEAT | 0.03964% | 24.66% | 24.66% | 8821.4245 | 0.24135 | 6% | 2.222% | 85% | 6.8% | 0.2% | 2.6379 | 0.07444 | 0.27124 | 1.6487 | 0 | 0 | 0 | 1.6718 | 0.023112 |  | 0.11227 | 0 | 0.11227 | 07. $0.085 to $0.115 | 1 | 0 | 01. ($9,999.00) to $0.22 | 1 | 14515.2283 | 14484.7463 | 14454.3284 | 14423.9743 | 14393.6839 | 14363.4572 | 14333.2939 | 14303.194 | 14273.1573 | 14243.1837 | 0 | 0 | 0 | 0 | 0 | 0 | 0 | 0 | 0 | 0 | 0 | 0 | 0 | 0 | 18515.1448 | 18476.263 | 18437.4628 | 18398.7441 | 18360.1068 | 18321.5505 | 18283.0753 | 18244.6808 | 18206.367 | 18168.1336 | 0 | 0 | 0 | 0 | 0 | 0 | 0 | 0 | 0 | 0 | 0 | 0 | 0 | 0 | 183411.5287 | 18515.1448 | 36991.4077 | 55428.8705 | 73827.6146 | 92187.7214 | 110509.2719 | 128792.3472 | 147037.028 | 165243.395 | 183411.5287 | 183411.5287 | 183411.5287 | 183411.5287 | 183411.5287 | 183411.5287 | 183411.5287 | 183411.5287 | 183411.5287 | 183411.5287 | 183411.5287 | 183411.5287 | 183411.5287 | 183411.5287 | 183411.5287 | 0 | 0 | 0 | 0 | 0 | 0 | 0 | 0 | 0 | 0 | 0 | 0 | 0 | 0 | 0 | 0 | 0 | 0 | 0 | 0 | 0 | 0 | 0 | 0 | 0 | 0 | 0 | 0 | 0 | 0 | 0 | 0 | 0 | 0 | 0 | 0 | 0 | 0 | 0 | 0 | 0 | 0 | 0 | 0 | 0 | 0 | 0 | 0 | 0 | 0 | 0 | 0 | 0 | 0 | 0 | 0 | 0 | 0 | 0 | 0 | 0 | 7.3403 | 14.6652 | 21.9747 | 29.2689 | 36.5477 | 43.8113 | 51.0596 | 58.2927 | 65.5106 | 72.7133 | 72.7133 | 72.7133 | 72.7133 | 72.7133 | 72.7133 | 72.7133 | 72.7133 | 72.7133 | 72.7133 | 72.7133 | 72.7133 | 72.7133 | 72.7133 | 72.7133 | 24266.0101 | 24215.0515 | 24164.1999 | 24113.455 | 24062.8168 | 24012.2849 | 23961.8591 | 23911.5392 | 23861.3249 | 23811.2162 | 0 | 0 | 0 | 0 | 0 | 0 | 0 | 0 | 0 | 0 | 0 | 0 | 0 | 0 | 240379.7575 | 0 | 0 | 0 | 0 | 0 | 0 | 0 | 0 | 0 | 0 | 0 | 0 | 0 | 0 | 0 | 0 | 0 | 0 | 0 | 0 | 0.001759% | 0.32566 | 0.65064 | 0.97494 | 1.2986 | 1.6215 | 1.9437 | 2.2653 | 2.5862 | 2.9065 | 3.226 | 3.226 | 3.226 | 3.226 | 3.226 | 3.226 | 3.226 | 3.226 | 3.226 | 3.226 | 3.226 | 3.226 | 3.226 | 3.226 | 3.226
| ComWeatherizationSchool_v2_3 | Measure_InputOutput | Based on the RTF workbook: ComWeatherizationSchool_v2_3 | 2020 | Retro | 2022 | 2045 | PSE | Commercial | School K-12 | Electric | Per Wall Area - R-0 to R9.5 (EIFS) in HZ 1 with Electric resistance packaged heating system |  |  | Insulate Wall R-0 to R9.5 (EIFS) in HZ 1 with Electric resistance packaged heating system |  | 3.7089 | 45 | 6.9787 | 0 |  | 0 | 0 | 0 | 0 | 0 | 0 | 0 | 0 |  | 0 | 0 | 0 | Heating | Electric Resistance Heating | Wall Insulation | Wall Insulation | CommHEAT | 0.03964% | 73.65% | 73.65% | 8821.4245 | 0.24135 | 6% | 2.222% | 85% | 6.8% | 0.2% | 7.6702 | 0.21645 | 0.78866 | 6.2396 | 0 | 0 | 0 | 6.6302 | 0.39063 |  | 0.15314 | 0 | 0.15314 | 10. $0.150 to $0.175 | 0 | 0 | 01. ($9,999.00) to $0.22 | 1 | 43343.7238 | 43252.702 | 43161.8713 | 43071.2314 | 42980.7818 | 42890.5222 | 42800.4521 | 42710.5711 | 42620.8789 | 42531.3751 | 0 | 0 | 0 | 0 | 0 | 0 | 0 | 0 | 0 | 0 | 0 | 0 | 0 | 0 | 160757.8239 | 160420.2325 | 160083.35 | 159747.1749 | 159411.7059 | 159076.9413 | 158742.8797 | 158409.5197 | 158076.8597 | 157744.8983 | 0 | 0 | 0 | 0 | 0 | 0 | 0 | 0 | 0 | 0 | 0 | 0 | 0 | 0 | 1592471.3857 | 160757.8239 | 321178.0564 | 481261.4063 | 641008.5813 | 800420.2871 | 959497.2284 | 1118240.1081 | 1276649.6278 | 1434726.4875 | 1592471.3857 | 1592471.3857 | 1592471.3857 | 1592471.3857 | 1592471.3857 | 1592471.3857 | 1592471.3857 | 1592471.3857 | 1592471.3857 | 1592471.3857 | 1592471.3857 | 1592471.3857 | 1592471.3857 | 1592471.3857 | 1592471.3857 | 0 | 0 | 0 | 0 | 0 | 0 | 0 | 0 | 0 | 0 | 0 | 0 | 0 | 0 | 0 | 0 | 0 | 0 | 0 | 0 | 0 | 0 | 0 | 0 | 0 | 0 | 0 | 0 | 0 | 0 | 0 | 0 | 0 | 0 | 0 | 0 | 0 | 0 | 0 | 0 | 0 | 0 | 0 | 0 | 0 | 0 | 0 | 0 | 0 | 0 | 0 | 0 | 0 | 0 | 0 | 0 | 0 | 0 | 0 | 0 | 0 | 63.7323 | 127.3307 | 190.7955 | 254.1271 | 317.3257 | 380.3916 | 443.325 | 506.1263 | 568.7957 | 631.3335 | 631.3335 | 631.3335 | 631.3335 | 631.3335 | 631.3335 | 631.3335 | 631.3335 | 631.3335 | 631.3335 | 631.3335 | 631.3335 | 631.3335 | 631.3335 | 631.3335 | 287376.8943 | 286773.4028 | 286171.1786 | 285570.2192 | 284970.5217 | 284372.0836 | 283774.9022 | 283178.9749 | 282584.2991 | 281990.8721 | 0 | 0 | 0 | 0 | 0 | 0 | 0 | 0 | 0 | 0 | 0 | 0 | 0 | 0 | 2846763.3486 | 0 | 0 | 0 | 0 | 0 | 0 | 0 | 0 | 0 | 0 | 0 | 0 | 0 | 0 | 0 | 0 | 0 | 0 | 0 | 0 | 0.001759% | 2.8276 | 5.6492 | 8.4649 | 11.2747 | 14.0786 | 16.8766 | 19.6687 | 22.455 | 25.2354 | 28.01 | 28.01 | 28.01 | 28.01 | 28.01 | 28.01 | 28.01 | 28.01 | 28.01 | 28.01 | 28.01 | 28.01 | 28.01 | 28.01 | 28.01
| ComWeatherizationSchool_v2_3 | Measure_InputOutput | Based on the RTF workbook: ComWeatherizationSchool_v2_3 | 2020 | Retro | 2022 | 2045 | PSE | Commercial | School K-12 | Electric | Per Wall Area - R-0 to R9.5 (EIFS) in HZ 1 with Air-source heat pump heating system |  |  | Insulate Wall R-0 to R9.5 (EIFS) in HZ 1 with Air-source heat pump heating system |  | 2.5012 | 45 | 6.9787 | 0 |  | 0 | 0 | 0 | 0 | 0 | 0 | 0 | 0 |  | 0 | 0 | 0 | Heat Pump | Heat Pump | Wall Insulation | Wall Insulation | CommHEAT | 0.03964% | 24.66% | 24.66% | 8821.4245 | 0.24135 | 6% | 2.222% | 85% | 6.8% | 0.2% | 5.1726 | 0.14597 | 0.53185 | 6.2396 | 0 | 0 | 0 | 6.9575 | 0.71792 |  | 0.23829 | 0 | 0.23829 | 13. $0.225 to $99,999.000 | 0 | 0 | 01. ($9,999.00) to $0.22 | 1 | 14515.2283 | 14484.7463 | 14454.3284 | 14423.9743 | 14393.6839 | 14363.4572 | 14333.2939 | 14303.194 | 14273.1573 | 14243.1837 | 0 | 0 | 0 | 0 | 0 | 0 | 0 | 0 | 0 | 0 | 0 | 0 | 0 | 0 | 36305.2236 | 36228.9826 | 36152.9018 | 36076.9807 | 36001.219 | 35925.6165 | 35850.1727 | 35774.8873 | 35699.76 | 35624.7905 | 0 | 0 | 0 | 0 | 0 | 0 | 0 | 0 | 0 | 0 | 0 | 0 | 0 | 0 | 359640.5347 | 36305.2236 | 72534.2062 | 108687.108 | 144764.0887 | 180765.3077 | 216690.9242 | 252541.0968 | 288315.9841 | 324015.7441 | 359640.5347 | 359640.5347 | 359640.5347 | 359640.5347 | 359640.5347 | 359640.5347 | 359640.5347 | 359640.5347 | 359640.5347 | 359640.5347 | 359640.5347 | 359640.5347 | 359640.5347 | 359640.5347 | 359640.5347 | 0 | 0 | 0 | 0 | 0 | 0 | 0 | 0 | 0 | 0 | 0 | 0 | 0 | 0 | 0 | 0 | 0 | 0 | 0 | 0 | 0 | 0 | 0 | 0 | 0 | 0 | 0 | 0 | 0 | 0 | 0 | 0 | 0 | 0 | 0 | 0 | 0 | 0 | 0 | 0 | 0 | 0 | 0 | 0 | 0 | 0 | 0 | 0 | 0 | 0 | 0 | 0 | 0 | 0 | 0 | 0 | 0 | 0 | 0 | 0 | 0 | 14.3932 | 28.7561 | 43.0889 | 57.3916 | 71.6642 | 85.9069 | 100.1196 | 114.3026 | 128.4557 | 142.5791 | 142.5791 | 142.5791 | 142.5791 | 142.5791 | 142.5791 | 142.5791 | 142.5791 | 142.5791 | 142.5791 | 142.5791 | 142.5791 | 142.5791 | 142.5791 | 142.5791 | 100989.3654 | 100777.2877 | 100565.6554 | 100354.4675 | 100143.7231 | 99933.4213 | 99723.5611 | 99514.1417 | 99305.162 | 99096.6211 | 0 | 0 | 0 | 0 | 0 | 0 | 0 | 0 | 0 | 0 | 0 | 0 | 0 | 0 | 1000403.4064 | 0 | 0 | 0 | 0 | 0 | 0 | 0 | 0 | 0 | 0 | 0 | 0 | 0 | 0 | 0 | 0 | 0 | 0 | 0 | 0 | 0.001759% | 0.63857 | 1.2758 | 1.9117 | 2.5463 | 3.1795 | 3.8114 | 4.4419 | 5.0712 | 5.6991 | 6.3257 | 6.3257 | 6.3257 | 6.3257 | 6.3257 | 6.3257 | 6.3257 | 6.3257 | 6.3257 | 6.3257 | 6.3257 | 6.3257 | 6.3257 | 6.3257 | 6.3257
| ComWeatherizationSchool_v2_3 | Measure_InputOutput | Based on the RTF workbook: ComWeatherizationSchool_v2_3 | 2020 | Retro | 2022 | 2045 | PSE | Commercial | School K-12 | Electric | Per Wall Area - R-0 to R9.5 (EIFS) in HZ 1 with Water-source heat pump heating system |  |  | Insulate Wall R-0 to R9.5 (EIFS) in HZ 1 with Water-source heat pump heating system |  | 1.1301 | 45 | 6.9787 | 0 |  | 0 | 0 | 0 | 0 | 0 | 0 | 0 | 0 |  | 0 | 0 | 0 | Heat Pump | Heat Pump | Wall Insulation | Wall Insulation | CommHEAT | 0.03964% | 24.66% | 24.66% | 8821.4245 | 0.24135 | 6% | 2.222% | 85% | 6.8% | 0.2% | 2.337 | 0.065949 | 0.2403 | 6.2396 | 0 | 0 | 0 | 7.329 | 1.0895 |  | 0.55557 | 0 | 0.55557 | 13. $0.225 to $99,999.000 | 0 | 0 | 01. ($9,999.00) to $0.22 | 1 | 14515.2283 | 14484.7463 | 14454.3284 | 14423.9743 | 14393.6839 | 14363.4572 | 14333.2939 | 14303.194 | 14273.1573 | 14243.1837 | 0 | 0 | 0 | 0 | 0 | 0 | 0 | 0 | 0 | 0 | 0 | 0 | 0 | 0 | 16403.1807 | 16368.734 | 16334.3597 | 16300.0575 | 16265.8274 | 16231.6691 | 16197.5826 | 16163.5677 | 16129.6242 | 16095.752 | 0 | 0 | 0 | 0 | 0 | 0 | 0 | 0 | 0 | 0 | 0 | 0 | 0 | 0 | 162490.3549 | 16403.1807 | 32771.9147 | 49106.2743 | 65406.3318 | 81672.1592 | 97903.8284 | 114101.411 | 130264.9787 | 146394.6029 | 162490.3549 | 162490.3549 | 162490.3549 | 162490.3549 | 162490.3549 | 162490.3549 | 162490.3549 | 162490.3549 | 162490.3549 | 162490.3549 | 162490.3549 | 162490.3549 | 162490.3549 | 162490.3549 | 162490.3549 | 0 | 0 | 0 | 0 | 0 | 0 | 0 | 0 | 0 | 0 | 0 | 0 | 0 | 0 | 0 | 0 | 0 | 0 | 0 | 0 | 0 | 0 | 0 | 0 | 0 | 0 | 0 | 0 | 0 | 0 | 0 | 0 | 0 | 0 | 0 | 0 | 0 | 0 | 0 | 0 | 0 | 0 | 0 | 0 | 0 | 0 | 0 | 0 | 0 | 0 | 0 | 0 | 0 | 0 | 0 | 0 | 0 | 0 | 0 | 0 | 0 | 6.503 | 12.9924 | 19.4681 | 25.9303 | 32.3788 | 38.8139 | 45.2354 | 51.6434 | 58.038 | 64.4191 | 64.4191 | 64.4191 | 64.4191 | 64.4191 | 64.4191 | 64.4191 | 64.4191 | 64.4191 | 64.4191 | 64.4191 | 64.4191 | 64.4191 | 64.4191 | 64.4191 | 106382.7982 | 106159.3943 | 105936.4596 | 105713.9931 | 105491.9937 | 105270.4605 | 105049.3925 | 104828.7888 | 104608.6483 | 104388.9702 | 0 | 0 | 0 | 0 | 0 | 0 | 0 | 0 | 0 | 0 | 0 | 0 | 0 | 0 | 1053830.8992 | 0 | 0 | 0 | 0 | 0 | 0 | 0 | 0 | 0 | 0 | 0 | 0 | 0 | 0 | 0 | 0 | 0 | 0 | 0 | 0 | 0.001759% | 0.28852 | 0.57643 | 0.86373 | 1.1504 | 1.4365 | 1.722 | 2.0069 | 2.2912 | 2.5749 | 2.858 | 2.858 | 2.858 | 2.858 | 2.858 | 2.858 | 2.858 | 2.858 | 2.858 | 2.858 | 2.858 | 2.858 | 2.858 | 2.858 | 2.858
| ComWeatherizationSchool_v2_3 | Measure_InputOutput | Based on the RTF workbook: ComWeatherizationSchool_v2_3 | 2020 | Retro | 2022 | 2045 | PSE | Commercial | School K-12 | Electric | Per Window Area - Double Pane - U-1.08 to U-0.39 in HZ 1 with Electric resistance packaged heating system |  |  | convert double-paneWindow U-1.08 to U-0.39 in HZ 1 with Electric resistance packaged heating system |  | 15.5395 | 45 | 21.5389 | 0 |  | 0 | 0 | 0 | 0 | 0 | 0 | 0 | 0 |  | 0 | 0 | 0 | Heating | Electric Resistance Heating | Windows | Window Double Pane | CommHEAT | 0.03964% | 73.65% | 73.65% | 617.9853 | 0.016908 | 0.33% | 2.222% | 95% | 6.8% | 0.2% | 32.1364 | 0.90686 | 3.3043 | 19.2577 | 0 | 0 | 0 | 19.3542 | 0.096593 |  | 0.10669 | 0 | 0.10669 | 07. $0.085 to $0.115 | 1 | 0 | 01. ($9,999.00) to $0.22 | 1 | 186.6522 | 186.2602 | 185.869 | 185.4787 | 185.0892 | 184.7005 | 184.3127 | 183.9256 | 183.5394 | 183.1539 | 0 | 0 | 0 | 0 | 0 | 0 | 0 | 0 | 0 | 0 | 0 | 0 | 0 | 0 | 2900.4785 | 2894.3875 | 2888.3093 | 2882.2439 | 2876.1912 | 2870.1512 | 2864.1238 | 2858.1092 | 2852.1071 | 2846.1177 | 0 | 0 | 0 | 0 | 0 | 0 | 0 | 0 | 0 | 0 | 0 | 0 | 0 | 0 | 28732.2194 | 2900.4785 | 5794.8661 | 8683.1754 | 11565.4192 | 14441.6104 | 17311.7616 | 20175.8854 | 23033.9946 | 25886.1017 | 28732.2194 | 28732.2194 | 28732.2194 | 28732.2194 | 28732.2194 | 28732.2194 | 28732.2194 | 28732.2194 | 28732.2194 | 28732.2194 | 28732.2194 | 28732.2194 | 28732.2194 | 28732.2194 | 28732.2194 | 0 | 0 | 0 | 0 | 0 | 0 | 0 | 0 | 0 | 0 | 0 | 0 | 0 | 0 | 0 | 0 | 0 | 0 | 0 | 0 | 0 | 0 | 0 | 0 | 0 | 0 | 0 | 0 | 0 | 0 | 0 | 0 | 0 | 0 | 0 | 0 | 0 | 0 | 0 | 0 | 0 | 0 | 0 | 0 | 0 | 0 | 0 | 0 | 0 | 0 | 0 | 0 | 0 | 0 | 0 | 0 | 0 | 0 | 0 | 0 | 0 | 1.1499 | 2.2974 | 3.4424 | 4.5851 | 5.7254 | 6.8632 | 7.9987 | 9.1318 | 10.2625 | 11.3909 | 11.3909 | 11.3909 | 11.3909 | 11.3909 | 11.3909 | 11.3909 | 11.3909 | 11.3909 | 11.3909 | 11.3909 | 11.3909 | 11.3909 | 11.3909 | 11.3909 | 3612.5121 | 3604.9259 | 3597.3555 | 3589.8011 | 3582.2625 | 3574.7397 | 3567.2328 | 3559.7416 | 3552.2661 | 3544.8064 | 0 | 0 | 0 | 0 | 0 | 0 | 0 | 0 | 0 | 0 | 0 | 0 | 0 | 0 | 35785.6436 | 0 | 0 | 0 | 0 | 0 | 0 | 0 | 0 | 0 | 0 | 0 | 0 | 0 | 0 | 0 | 0 | 0 | 0 | 0 | 0 | 0.001759% | 0.051017 | 0.10193 | 0.15273 | 0.20342 | 0.25401 | 0.3045 | 0.35487 | 0.40514 | 0.45531 | 0.50537 | 0.50537 | 0.50537 | 0.50537 | 0.50537 | 0.50537 | 0.50537 | 0.50537 | 0.50537 | 0.50537 | 0.50537 | 0.50537 | 0.50537 | 0.50537 | 0.50537
| ComWeatherizationSchool_v2_3 | Measure_InputOutput | Based on the RTF workbook: ComWeatherizationSchool_v2_3 | 2020 | Retro | 2022 | 2045 | PSE | Commercial | School K-12 | Electric | Per Window Area - Double Pane - U-1.08 to U-0.39 in HZ 1 with Air-source heat pump heating system |  |  | convert double-paneWindow U-1.08 to U-0.39 in HZ 1 with Air-source heat pump heating system |  | 10.4794 | 45 | 21.5389 | 0 |  | 0 | 0 | 0 | 0 | 0 | 0 | 0 | 0 |  | 0 | 0 | 0 | Heat Pump | Heat Pump | Windows | Window Double Pane | CommHEAT | 0.03964% | 24.66% | 24.66% | 617.9853 | 0.016908 | 0.33% | 2.222% | 95% | 6.8% | 0.2% | 21.6719 | 0.61156 | 2.2283 | 19.2577 | 0 | 0 | 0 | 20.7255 | 1.4679 |  | 0.16942 | 0 | 0.16942 | 10. $0.150 to $0.175 | 0 | 0 | 01. ($9,999.00) to $0.22 | 1 | 62.5073 | 62.376 | 62.245 | 62.1143 | 61.9839 | 61.8537 | 61.7238 | 61.5942 | 61.4649 | 61.3358 | 0 | 0 | 0 | 0 | 0 | 0 | 0 | 0 | 0 | 0 | 0 | 0 | 0 | 0 | 655.0382 | 653.6627 | 652.29 | 650.9202 | 649.5532 | 648.1892 | 646.828 | 645.4696 | 644.1141 | 642.7615 | 0 | 0 | 0 | 0 | 0 | 0 | 0 | 0 | 0 | 0 | 0 | 0 | 0 | 0 | 6488.8266 | 655.0382 | 1308.7009 | 1960.9909 | 2611.911 | 3261.4642 | 3909.6534 | 4556.4814 | 5201.951 | 5846.0651 | 6488.8266 | 6488.8266 | 6488.8266 | 6488.8266 | 6488.8266 | 6488.8266 | 6488.8266 | 6488.8266 | 6488.8266 | 6488.8266 | 6488.8266 | 6488.8266 | 6488.8266 | 6488.8266 | 6488.8266 | 0 | 0 | 0 | 0 | 0 | 0 | 0 | 0 | 0 | 0 | 0 | 0 | 0 | 0 | 0 | 0 | 0 | 0 | 0 | 0 | 0 | 0 | 0 | 0 | 0 | 0 | 0 | 0 | 0 | 0 | 0 | 0 | 0 | 0 | 0 | 0 | 0 | 0 | 0 | 0 | 0 | 0 | 0 | 0 | 0 | 0 | 0 | 0 | 0 | 0 | 0 | 0 | 0 | 0 | 0 | 0 | 0 | 0 | 0 | 0 | 0 | 0.25969 | 0.51883 | 0.77743 | 1.0355 | 1.293 | 1.55 | 1.8064 | 2.0623 | 2.3177 | 2.5725 | 2.5725 | 2.5725 | 2.5725 | 2.5725 | 2.5725 | 2.5725 | 2.5725 | 2.5725 | 2.5725 | 2.5725 | 2.5725 | 2.5725 | 2.5725 | 2.5725 | 1295.4966 | 1292.7761 | 1290.0612 | 1287.3521 | 1284.6487 | 1281.9509 | 1279.2588 | 1276.5724 | 1273.8916 | 1271.2164 | 0 | 0 | 0 | 0 | 0 | 0 | 0 | 0 | 0 | 0 | 0 | 0 | 0 | 0 | 12833.2248 | 0 | 0 | 0 | 0 | 0 | 0 | 0 | 0 | 0 | 0 | 0 | 0 | 0 | 0 | 0 | 0 | 0 | 0 | 0 | 0 | 0.001759% | 0.011521 | 0.023019 | 0.034492 | 0.045941 | 0.057366 | 0.068767 | 0.080144 | 0.091497 | 0.10283 | 0.11413 | 0.11413 | 0.11413 | 0.11413 | 0.11413 | 0.11413 | 0.11413 | 0.11413 | 0.11413 | 0.11413 | 0.11413 | 0.11413 | 0.11413 | 0.11413 | 0.11413
| ComWeatherizationSchool_v2_3 | Measure_InputOutput | Based on the RTF workbook: ComWeatherizationSchool_v2_3 | 2020 | Retro | 2022 | 2045 | PSE | Commercial | School K-12 | Electric | Per Window Area - Double Pane - U-1.08 to U-0.39 in HZ 1 with Water-source heat pump heating system |  |  | convert double-paneWindow U-1.08 to U-0.39 in HZ 1 with Water-source heat pump heating system |  | 4.7347 | 45 | 21.5389 | 0 |  | 0 | 0 | 0 | 0 | 0 | 0 | 0 | 0 |  | 0 | 0 | 0 | Heat Pump | Heat Pump | Windows | Window Double Pane | CommHEAT | 0.03964% | 24.66% | 24.66% | 617.9853 | 0.016908 | 0.33% | 2.222% | 95% | 6.8% | 0.2% | 9.7916 | 0.27631 | 1.0068 | 19.2577 | 0 | 0 | 0 | 22.2823 | 3.0247 |  | 0.40315 | 0 | 0.40315 | 13. $0.225 to $99,999.000 | 0 | 0 | 01. ($9,999.00) to $0.22 | 1 | 62.5073 | 62.376 | 62.245 | 62.1143 | 61.9839 | 61.8537 | 61.7238 | 61.5942 | 61.4649 | 61.3358 | 0 | 0 | 0 | 0 | 0 | 0 | 0 | 0 | 0 | 0 | 0 | 0 | 0 | 0 | 295.9549 | 295.3334 | 294.7132 | 294.0943 | 293.4767 | 292.8604 | 292.2454 | 291.6317 | 291.0193 | 290.4082 | 0 | 0 | 0 | 0 | 0 | 0 | 0 | 0 | 0 | 0 | 0 | 0 | 0 | 0 | 2931.7378 | 295.9549 | 591.2884 | 886.0016 | 1180.096 | 1473.5727 | 1766.4332 | 2058.6786 | 2350.3103 | 2641.3296 | 2931.7378 | 2931.7378 | 2931.7378 | 2931.7378 | 2931.7378 | 2931.7378 | 2931.7378 | 2931.7378 | 2931.7378 | 2931.7378 | 2931.7378 | 2931.7378 | 2931.7378 | 2931.7378 | 2931.7378 | 0 | 0 | 0 | 0 | 0 | 0 | 0 | 0 | 0 | 0 | 0 | 0 | 0 | 0 | 0 | 0 | 0 | 0 | 0 | 0 | 0 | 0 | 0 | 0 | 0 | 0 | 0 | 0 | 0 | 0 | 0 | 0 | 0 | 0 | 0 | 0 | 0 | 0 | 0 | 0 | 0 | 0 | 0 | 0 | 0 | 0 | 0 | 0 | 0 | 0 | 0 | 0 | 0 | 0 | 0 | 0 | 0 | 0 | 0 | 0 | 0 | 0.11733 | 0.23442 | 0.35125 | 0.46785 | 0.5842 | 0.7003 | 0.81616 | 0.93178 | 1.0472 | 1.1623 | 1.1623 | 1.1623 | 1.1623 | 1.1623 | 1.1623 | 1.1623 | 1.1623 | 1.1623 | 1.1623 | 1.1623 | 1.1623 | 1.1623 | 1.1623 | 1.1623 | 1392.8078 | 1389.8829 | 1386.9642 | 1384.0515 | 1381.145 | 1378.2446 | 1375.3503 | 1372.4621 | 1369.5799 | 1366.7038 | 0 | 0 | 0 | 0 | 0 | 0 | 0 | 0 | 0 | 0 | 0 | 0 | 0 | 0 | 13797.1921 | 0 | 0 | 0 | 0 | 0 | 0 | 0 | 0 | 0 | 0 | 0 | 0 | 0 | 0 | 0 | 0 | 0 | 0 | 0 | 0 | 0.001759% | 0.0052056 | 0.0104 | 0.015584 | 0.020757 | 0.025919 | 0.03107 | 0.03621 | 0.04134 | 0.046458 | 0.051566 | 0.051566 | 0.051566 | 0.051566 | 0.051566 | 0.051566 | 0.051566 | 0.051566 | 0.051566 | 0.051566 | 0.051566 | 0.051566 | 0.051566 | 0.051566 | 0.051566
| ComWeatherizationSchool_v2_3 | Measure_InputOutput | Based on the RTF workbook: ComWeatherizationSchool_v2_3 | 2020 | Retro | 2022 | 2045 | PSE | Commercial | School K-12 | Electric | Per Window Area - Double Pane - U-1.08 to U-0.34 in HZ 1 with Electric resistance packaged heating system |  |  | convert double-paneWindow U-1.08 to U-0.34 in HZ 1 with Electric resistance packaged heating system |  | 16.6848 | 45 | 23.1301 | 0 |  | 0 | 0 | 0 | 0 | 0 | 0 | 0 | 0 |  | 0 | 0 | 0 | Heating | Electric Resistance Heating | Windows | Window Double Pane | CommHEAT | 0.03964% | 73.65% | 73.65% | 617.9853 | 0.016908 | 0.33% | 2.222% | 95% | 6.8% | 0.2% | 34.505 | 0.9737 | 3.5479 | 20.6804 | 0 | 0 | 0 | 20.7848 | 0.10445 |  | 0.10671 | 0 | 0.10671 | 07. $0.085 to $0.115 | 1 | 0 | 01. ($9,999.00) to $0.22 | 1 | 186.6522 | 186.2602 | 185.869 | 185.4787 | 185.0892 | 184.7005 | 184.3127 | 183.9256 | 183.5394 | 183.1539 | 0 | 0 | 0 | 0 | 0 | 0 | 0 | 0 | 0 | 0 | 0 | 0 | 0 | 0 | 3114.2606 | 3107.7206 | 3101.1944 | 3094.6819 | 3088.1831 | 3081.6979 | 3075.2263 | 3068.7683 | 3062.3239 | 3055.893 | 0 | 0 | 0 | 0 | 0 | 0 | 0 | 0 | 0 | 0 | 0 | 0 | 0 | 0 | 30849.95 | 3114.2606 | 6221.9812 | 9323.1756 | 12417.8575 | 15506.0405 | 18587.7384 | 21662.9647 | 24731.7331 | 27794.057 | 30849.95 | 30849.95 | 30849.95 | 30849.95 | 30849.95 | 30849.95 | 30849.95 | 30849.95 | 30849.95 | 30849.95 | 30849.95 | 30849.95 | 30849.95 | 30849.95 | 30849.95 | 0 | 0 | 0 | 0 | 0 | 0 | 0 | 0 | 0 | 0 | 0 | 0 | 0 | 0 | 0 | 0 | 0 | 0 | 0 | 0 | 0 | 0 | 0 | 0 | 0 | 0 | 0 | 0 | 0 | 0 | 0 | 0 | 0 | 0 | 0 | 0 | 0 | 0 | 0 | 0 | 0 | 0 | 0 | 0 | 0 | 0 | 0 | 0 | 0 | 0 | 0 | 0 | 0 | 0 | 0 | 0 | 0 | 0 | 0 | 0 | 0 | 1.2346 | 2.4667 | 3.6962 | 4.923 | 6.1474 | 7.3691 | 8.5883 | 9.8049 | 11.0189 | 12.2304 | 12.2304 | 12.2304 | 12.2304 | 12.2304 | 12.2304 | 12.2304 | 12.2304 | 12.2304 | 12.2304 | 12.2304 | 12.2304 | 12.2304 | 12.2304 | 12.2304 | 3879.5286 | 3871.3816 | 3863.2517 | 3855.1389 | 3847.0431 | 3838.9643 | 3830.9025 | 3822.8576 | 3814.8296 | 3806.8185 | 0 | 0 | 0 | 0 | 0 | 0 | 0 | 0 | 0 | 0 | 0 | 0 | 0 | 0 | 38430.7165 | 0 | 0 | 0 | 0 | 0 | 0 | 0 | 0 | 0 | 0 | 0 | 0 | 0 | 0 | 0 | 0 | 0 | 0 | 0 | 0 | 0.001759% | 0.054777 | 0.10944 | 0.16399 | 0.21842 | 0.27274 | 0.32694 | 0.38103 | 0.43501 | 0.48887 | 0.54262 | 0.54262 | 0.54262 | 0.54262 | 0.54262 | 0.54262 | 0.54262 | 0.54262 | 0.54262 | 0.54262 | 0.54262 | 0.54262 | 0.54262 | 0.54262 | 0.54262
| ComWeatherizationSchool_v2_3 | Measure_InputOutput | Based on the RTF workbook: ComWeatherizationSchool_v2_3 | 2020 | Retro | 2022 | 2045 | PSE | Commercial | School K-12 | Electric | Per Window Area - Double Pane - U-1.08 to U-0.34 in HZ 1 with Air-source heat pump heating system |  |  | convert double-paneWindow U-1.08 to U-0.34 in HZ 1 with Air-source heat pump heating system |  | 11.2518 | 45 | 23.1301 | 0 |  | 0 | 0 | 0 | 0 | 0 | 0 | 0 | 0 |  | 0 | 0 | 0 | Heat Pump | Heat Pump | Windows | Window Double Pane | CommHEAT | 0.03964% | 24.66% | 24.66% | 617.9853 | 0.016908 | 0.33% | 2.222% | 95% | 6.8% | 0.2% | 23.2692 | 0.65664 | 2.3926 | 20.6804 | 0 | 0 | 0 | 22.2572 | 1.5768 |  | 0.16945 | 0 | 0.16945 | 10. $0.150 to $0.175 | 0 | 0 | 01. ($9,999.00) to $0.22 | 1 | 62.5073 | 62.376 | 62.245 | 62.1143 | 61.9839 | 61.8537 | 61.7238 | 61.5942 | 61.4649 | 61.3358 | 0 | 0 | 0 | 0 | 0 | 0 | 0 | 0 | 0 | 0 | 0 | 0 | 0 | 0 | 703.3183 | 701.8414 | 700.3675 | 698.8967 | 697.4291 | 695.9645 | 694.5029 | 693.0445 | 691.5891 | 690.1367 | 0 | 0 | 0 | 0 | 0 | 0 | 0 | 0 | 0 | 0 | 0 | 0 | 0 | 0 | 6967.0907 | 703.3183 | 1405.1597 | 2105.5272 | 2804.424 | 3501.853 | 4197.8175 | 4892.3204 | 5585.3649 | 6276.9539 | 6967.0907 | 6967.0907 | 6967.0907 | 6967.0907 | 6967.0907 | 6967.0907 | 6967.0907 | 6967.0907 | 6967.0907 | 6967.0907 | 6967.0907 | 6967.0907 | 6967.0907 | 6967.0907 | 6967.0907 | 0 | 0 | 0 | 0 | 0 | 0 | 0 | 0 | 0 | 0 | 0 | 0 | 0 | 0 | 0 | 0 | 0 | 0 | 0 | 0 | 0 | 0 | 0 | 0 | 0 | 0 | 0 | 0 | 0 | 0 | 0 | 0 | 0 | 0 | 0 | 0 | 0 | 0 | 0 | 0 | 0 | 0 | 0 | 0 | 0 | 0 | 0 | 0 | 0 | 0 | 0 | 0 | 0 | 0 | 0 | 0 | 0 | 0 | 0 | 0 | 0 | 0.27883 | 0.55707 | 0.83473 | 1.1118 | 1.3883 | 1.6642 | 1.9396 | 2.2143 | 2.4885 | 2.7621 | 2.7621 | 2.7621 | 2.7621 | 2.7621 | 2.7621 | 2.7621 | 2.7621 | 2.7621 | 2.7621 | 2.7621 | 2.7621 | 2.7621 | 2.7621 | 2.7621 | 1391.2345 | 1388.3129 | 1385.3975 | 1382.4882 | 1379.5849 | 1376.6878 | 1373.7968 | 1370.9118 | 1368.0329 | 1365.16 | 0 | 0 | 0 | 0 | 0 | 0 | 0 | 0 | 0 | 0 | 0 | 0 | 0 | 0 | 13781.6072 | 0 | 0 | 0 | 0 | 0 | 0 | 0 | 0 | 0 | 0 | 0 | 0 | 0 | 0 | 0 | 0 | 0 | 0 | 0 | 0 | 0.001759% | 0.012371 | 0.024715 | 0.037034 | 0.049327 | 0.061594 | 0.073835 | 0.086051 | 0.098241 | 0.11041 | 0.12254 | 0.12254 | 0.12254 | 0.12254 | 0.12254 | 0.12254 | 0.12254 | 0.12254 | 0.12254 | 0.12254 | 0.12254 | 0.12254 | 0.12254 | 0.12254 | 0.12254
| ComWeatherizationSchool_v2_3 | Measure_InputOutput | Based on the RTF workbook: ComWeatherizationSchool_v2_3 | 2020 | Retro | 2022 | 2045 | PSE | Commercial | School K-12 | Electric | Per Window Area - Double Pane - U-1.08 to U-0.34 in HZ 1 with Water-source heat pump heating system |  |  | convert double-paneWindow U-1.08 to U-0.34 in HZ 1 with Water-source heat pump heating system |  | 5.0837 | 45 | 23.1301 | 0 |  | 0 | 0 | 0 | 0 | 0 | 0 | 0 | 0 |  | 0 | 0 | 0 | Heat Pump | Heat Pump | Windows | Window Double Pane | CommHEAT | 0.03964% | 24.66% | 24.66% | 617.9853 | 0.016908 | 0.33% | 2.222% | 95% | 6.8% | 0.2% | 10.5133 | 0.29668 | 1.081 | 20.6804 | 0 | 0 | 0 | 23.9287 | 3.2483 |  | 0.40322 | 0 | 0.40322 | 13. $0.225 to $99,999.000 | 0 | 0 | 01. ($9,999.00) to $0.22 | 1 | 62.5073 | 62.376 | 62.245 | 62.1143 | 61.9839 | 61.8537 | 61.7238 | 61.5942 | 61.4649 | 61.3358 | 0 | 0 | 0 | 0 | 0 | 0 | 0 | 0 | 0 | 0 | 0 | 0 | 0 | 0 | 317.7685 | 317.1012 | 316.4353 | 315.7708 | 315.1077 | 314.446 | 313.7856 | 313.1267 | 312.4691 | 311.8129 | 0 | 0 | 0 | 0 | 0 | 0 | 0 | 0 | 0 | 0 | 0 | 0 | 0 | 0 | 3147.8238 | 317.7685 | 634.8698 | 951.3051 | 1267.0759 | 1582.1836 | 1896.6295 | 2210.4151 | 2523.5418 | 2836.0109 | 3147.8238 | 3147.8238 | 3147.8238 | 3147.8238 | 3147.8238 | 3147.8238 | 3147.8238 | 3147.8238 | 3147.8238 | 3147.8238 | 3147.8238 | 3147.8238 | 3147.8238 | 3147.8238 | 3147.8238 | 0 | 0 | 0 | 0 | 0 | 0 | 0 | 0 | 0 | 0 | 0 | 0 | 0 | 0 | 0 | 0 | 0 | 0 | 0 | 0 | 0 | 0 | 0 | 0 | 0 | 0 | 0 | 0 | 0 | 0 | 0 | 0 | 0 | 0 | 0 | 0 | 0 | 0 | 0 | 0 | 0 | 0 | 0 | 0 | 0 | 0 | 0 | 0 | 0 | 0 | 0 | 0 | 0 | 0 | 0 | 0 | 0 | 0 | 0 | 0 | 0 | 0.12598 | 0.25169 | 0.37714 | 0.50233 | 0.62725 | 0.75192 | 0.87632 | 1.0005 | 1.1243 | 1.248 | 1.248 | 1.248 | 1.248 | 1.248 | 1.248 | 1.248 | 1.248 | 1.248 | 1.248 | 1.248 | 1.248 | 1.248 | 1.248 | 1.248 | 1495.7181 | 1492.5771 | 1489.4427 | 1486.3149 | 1483.1936 | 1480.0789 | 1476.9707 | 1473.8691 | 1470.774 | 1467.6854 | 0 | 0 | 0 | 0 | 0 | 0 | 0 | 0 | 0 | 0 | 0 | 0 | 0 | 0 | 14816.6246 | 0 | 0 | 0 | 0 | 0 | 0 | 0 | 0 | 0 | 0 | 0 | 0 | 0 | 0 | 0 | 0 | 0 | 0 | 0 | 0 | 0.001759% | 0.0055892 | 0.011167 | 0.016733 | 0.022287 | 0.027829 | 0.03336 | 0.038879 | 0.044387 | 0.049883 | 0.055367 | 0.055367 | 0.055367 | 0.055367 | 0.055367 | 0.055367 | 0.055367 | 0.055367 | 0.055367 | 0.055367 | 0.055367 | 0.055367 | 0.055367 | 0.055367 | 0.055367
| ComWeatherizationSchool_v2_3 | Measure_InputOutput | Based on the RTF workbook: ComWeatherizationSchool_v2_3 | 2020 | Retro | 2022 | 2045 | PSE | Commercial | School K-12 | Electric | Per Window Area - Double Pane - U-1.08 to U-0.29 in HZ 1 with Electric resistance packaged heating system |  |  | convert double-paneWindow U-1.08 to U-0.29 in HZ 1 with Electric resistance packaged heating system |  | 17.832 | 45 | 25.1192 | 0 |  | 0 | 0 | 0 | 0 | 0 | 0 | 0 | 0 |  | 0 | 0 | 0 | Heating | Electric Resistance Heating | Windows | Window Double Pane | CommHEAT | 0.03964% | 73.65% | 73.65% | 617.9853 | 0.016908 | 0.33% | 2.222% | 95% | 6.8% | 0.2% | 36.8774 | 1.0406 | 3.7918 | 22.4587 | 0 | 0 | 0 | 22.6501 | 0.19138 |  | 0.10881 | 0 | 0.10881 | 07. $0.085 to $0.115 | 1 | 0 | 01. ($9,999.00) to $0.22 | 1 | 186.6522 | 186.2602 | 185.869 | 185.4787 | 185.0892 | 184.7005 | 184.3127 | 183.9256 | 183.5394 | 183.1539 | 0 | 0 | 0 | 0 | 0 | 0 | 0 | 0 | 0 | 0 | 0 | 0 | 0 | 0 | 3328.3784 | 3321.3888 | 3314.4138 | 3307.4536 | 3300.5079 | 3293.5769 | 3286.6603 | 3279.7584 | 3272.8709 | 3265.9978 | 0 | 0 | 0 | 0 | 0 | 0 | 0 | 0 | 0 | 0 | 0 | 0 | 0 | 0 | 32971.0068 | 3328.3784 | 6649.7671 | 9964.181 | 13271.6346 | 16572.1425 | 19865.7193 | 23152.3797 | 26432.138 | 29705.0089 | 32971.0068 | 32971.0068 | 32971.0068 | 32971.0068 | 32971.0068 | 32971.0068 | 32971.0068 | 32971.0068 | 32971.0068 | 32971.0068 | 32971.0068 | 32971.0068 | 32971.0068 | 32971.0068 | 32971.0068 | 0 | 0 | 0 | 0 | 0 | 0 | 0 | 0 | 0 | 0 | 0 | 0 | 0 | 0 | 0 | 0 | 0 | 0 | 0 | 0 | 0 | 0 | 0 | 0 | 0 | 0 | 0 | 0 | 0 | 0 | 0 | 0 | 0 | 0 | 0 | 0 | 0 | 0 | 0 | 0 | 0 | 0 | 0 | 0 | 0 | 0 | 0 | 0 | 0 | 0 | 0 | 0 | 0 | 0 | 0 | 0 | 0 | 0 | 0 | 0 | 0 | 1.3195 | 2.6363 | 3.9503 | 5.2615 | 6.57 | 7.8757 | 9.1787 | 10.479 | 11.7765 | 13.0713 | 13.0713 | 13.0713 | 13.0713 | 13.0713 | 13.0713 | 13.0713 | 13.0713 | 13.0713 | 13.0713 | 13.0713 | 13.0713 | 13.0713 | 13.0713 | 13.0713 | 4227.692 | 4218.8138 | 4209.9543 | 4201.1134 | 4192.2911 | 4183.4873 | 4174.7019 | 4165.9351 | 4157.1866 | 4148.4565 | 0 | 0 | 0 | 0 | 0 | 0 | 0 | 0 | 0 | 0 | 0 | 0 | 0 | 0 | 41879.6319 | 0 | 0 | 0 | 0 | 0 | 0 | 0 | 0 | 0 | 0 | 0 | 0 | 0 | 0 | 0 | 0 | 0 | 0 | 0 | 0 | 0.001759% | 0.058543 | 0.11696 | 0.17526 | 0.23343 | 0.29149 | 0.34942 | 0.40723 | 0.46491 | 0.52248 | 0.57993 | 0.57993 | 0.57993 | 0.57993 | 0.57993 | 0.57993 | 0.57993 | 0.57993 | 0.57993 | 0.57993 | 0.57993 | 0.57993 | 0.57993 | 0.57993 | 0.57993
| ComWeatherizationSchool_v2_3 | Measure_InputOutput | Based on the RTF workbook: ComWeatherizationSchool_v2_3 | 2020 | Retro | 2022 | 2045 | PSE | Commercial | School K-12 | Electric | Per Window Area - Double Pane - U-1.08 to U-0.29 in HZ 1 with Air-source heat pump heating system |  |  | convert double-paneWindow U-1.08 to U-0.29 in HZ 1 with Air-source heat pump heating system |  | 12.0254 | 45 | 25.1192 | 0 |  | 0 | 0 | 0 | 0 | 0 | 0 | 0 | 0 |  | 0 | 0 | 0 | Heat Pump | Heat Pump | Windows | Window Double Pane | CommHEAT | 0.03964% | 24.66% | 24.66% | 617.9853 | 0.016908 | 0.33% | 2.222% | 95% | 6.8% | 0.2% | 24.8691 | 0.70178 | 2.5571 | 22.4587 | 0 | 0 | 0 | 24.2237 | 1.765 |  | 0.17256 | 0 | 0.17256 | 10. $0.150 to $0.175 | 0 | 0 | 01. ($9,999.00) to $0.22 | 1 | 62.5073 | 62.376 | 62.245 | 62.1143 | 61.9839 | 61.8537 | 61.7238 | 61.5942 | 61.4649 | 61.3358 | 0 | 0 | 0 | 0 | 0 | 0 | 0 | 0 | 0 | 0 | 0 | 0 | 0 | 0 | 751.6743 | 750.0958 | 748.5206 | 746.9487 | 745.3801 | 743.8148 | 742.2528 | 740.694 | 739.1386 | 737.5864 | 0 | 0 | 0 | 0 | 0 | 0 | 0 | 0 | 0 | 0 | 0 | 0 | 0 | 0 | 7446.1058 | 751.6743 | 1501.77 | 2250.2906 | 2997.2393 | 3742.6193 | 4486.4341 | 5228.6869 | 5969.3809 | 6708.5195 | 7446.1058 | 7446.1058 | 7446.1058 | 7446.1058 | 7446.1058 | 7446.1058 | 7446.1058 | 7446.1058 | 7446.1058 | 7446.1058 | 7446.1058 | 7446.1058 | 7446.1058 | 7446.1058 | 7446.1058 | 0 | 0 | 0 | 0 | 0 | 0 | 0 | 0 | 0 | 0 | 0 | 0 | 0 | 0 | 0 | 0 | 0 | 0 | 0 | 0 | 0 | 0 | 0 | 0 | 0 | 0 | 0 | 0 | 0 | 0 | 0 | 0 | 0 | 0 | 0 | 0 | 0 | 0 | 0 | 0 | 0 | 0 | 0 | 0 | 0 | 0 | 0 | 0 | 0 | 0 | 0 | 0 | 0 | 0 | 0 | 0 | 0 | 0 | 0 | 0 | 0 | 0.298 | 0.59538 | 0.89213 | 1.1883 | 1.4838 | 1.7786 | 2.0729 | 2.3666 | 2.6596 | 2.952 | 2.952 | 2.952 | 2.952 | 2.952 | 2.952 | 2.952 | 2.952 | 2.952 | 2.952 | 2.952 | 2.952 | 2.952 | 2.952 | 2.952 | 1514.1574 | 1510.9776 | 1507.8046 | 1504.6382 | 1501.4784 | 1498.3253 | 1495.1789 | 1492.039 | 1488.9057 | 1485.779 | 0 | 0 | 0 | 0 | 0 | 0 | 0 | 0 | 0 | 0 | 0 | 0 | 0 | 0 | 14999.284 | 0 | 0 | 0 | 0 | 0 | 0 | 0 | 0 | 0 | 0 | 0 | 0 | 0 | 0 | 0 | 0 | 0 | 0 | 0 | 0 | 0.001759% | 0.013221 | 0.026415 | 0.03958 | 0.052718 | 0.065829 | 0.078912 | 0.091967 | 0.105 | 0.118 | 0.13097 | 0.13097 | 0.13097 | 0.13097 | 0.13097 | 0.13097 | 0.13097 | 0.13097 | 0.13097 | 0.13097 | 0.13097 | 0.13097 | 0.13097 | 0.13097 | 0.13097
| ComWeatherizationSchool_v2_3 | Measure_InputOutput | Based on the RTF workbook: ComWeatherizationSchool_v2_3 | 2020 | Retro | 2022 | 2045 | PSE | Commercial | School K-12 | Electric | Per Window Area - Double Pane - U-1.08 to U-0.29 in HZ 1 with Water-source heat pump heating system |  |  | convert double-paneWindow U-1.08 to U-0.29 in HZ 1 with Water-source heat pump heating system |  | 5.4332 | 45 | 25.1192 | 0 |  | 0 | 0 | 0 | 0 | 0 | 0 | 0 | 0 |  | 0 | 0 | 0 | Heat Pump | Heat Pump | Windows | Window Double Pane | CommHEAT | 0.03964% | 24.66% | 24.66% | 617.9853 | 0.016908 | 0.33% | 2.222% | 95% | 6.8% | 0.2% | 11.2362 | 0.31708 | 1.1553 | 22.4587 | 0 | 0 | 0 | 26.0102 | 3.5514 |  | 0.41009 | 0 | 0.41009 | 13. $0.225 to $99,999.000 | 0 | 0 | 01. ($9,999.00) to $0.22 | 1 | 62.5073 | 62.376 | 62.245 | 62.1143 | 61.9839 | 61.8537 | 61.7238 | 61.5942 | 61.4649 | 61.3358 | 0 | 0 | 0 | 0 | 0 | 0 | 0 | 0 | 0 | 0 | 0 | 0 | 0 | 0 | 339.6164 | 338.9032 | 338.1915 | 337.4813 | 336.7726 | 336.0654 | 335.3596 | 334.6554 | 333.9526 | 333.2513 | 0 | 0 | 0 | 0 | 0 | 0 | 0 | 0 | 0 | 0 | 0 | 0 | 0 | 0 | 3364.2492 | 339.6164 | 678.5196 | 1016.7111 | 1354.1924 | 1690.965 | 2027.0303 | 2362.3899 | 2697.0453 | 3030.9979 | 3364.2492 | 3364.2492 | 3364.2492 | 3364.2492 | 3364.2492 | 3364.2492 | 3364.2492 | 3364.2492 | 3364.2492 | 3364.2492 | 3364.2492 | 3364.2492 | 3364.2492 | 3364.2492 | 3364.2492 | 0 | 0 | 0 | 0 | 0 | 0 | 0 | 0 | 0 | 0 | 0 | 0 | 0 | 0 | 0 | 0 | 0 | 0 | 0 | 0 | 0 | 0 | 0 | 0 | 0 | 0 | 0 | 0 | 0 | 0 | 0 | 0 | 0 | 0 | 0 | 0 | 0 | 0 | 0 | 0 | 0 | 0 | 0 | 0 | 0 | 0 | 0 | 0 | 0 | 0 | 0 | 0 | 0 | 0 | 0 | 0 | 0 | 0 | 0 | 0 | 0 | 0.13464 | 0.269 | 0.40307 | 0.53687 | 0.67038 | 0.80361 | 0.93657 | 1.0692 | 1.2016 | 1.3338 | 1.3338 | 1.3338 | 1.3338 | 1.3338 | 1.3338 | 1.3338 | 1.3338 | 1.3338 | 1.3338 | 1.3338 | 1.3338 | 1.3338 | 1.3338 | 1.3338 | 1625.8246 | 1622.4104 | 1619.0033 | 1615.6034 | 1612.2106 | 1608.825 | 1605.4465 | 1602.075 | 1598.7107 | 1595.3534 | 0 | 0 | 0 | 0 | 0 | 0 | 0 | 0 | 0 | 0 | 0 | 0 | 0 | 0 | 16105.4629 | 0 | 0 | 0 | 0 | 0 | 0 | 0 | 0 | 0 | 0 | 0 | 0 | 0 | 0 | 0 | 0 | 0 | 0 | 0 | 0 | 0.001759% | 0.0059735 | 0.011934 | 0.017883 | 0.023819 | 0.029742 | 0.035653 | 0.041552 | 0.047438 | 0.053312 | 0.059174 | 0.059174 | 0.059174 | 0.059174 | 0.059174 | 0.059174 | 0.059174 | 0.059174 | 0.059174 | 0.059174 | 0.059174 | 0.059174 | 0.059174 | 0.059174 | 0.059174
| ComWeatherizationSchool_v2_3 | Measure_InputOutput | Based on the RTF workbook: ComWeatherizationSchool_v2_3 | 2020 | Retro | 2022 | 2045 | PSE | Commercial | School K-12 | Electric | Per Window Area - Single Pane - U-0.80 to U-0.39 in HZ 1 with Electric resistance packaged heating system |  |  | convert single-paneWindow U-0.80 to U-0.39 in HZ 1 with Electric resistance packaged heating system |  | 9.3412 | 45 | 21.5389 | 0 |  | 0 | 0 | 0 | 0 | 0 | 0 | 0 | 0 |  | 0 | 0 | 0 | Heating | Electric Resistance Heating | Windows | Window Single Pane | CommHEAT | 0.03964% | 73.65% | 73.65% | 617.9853 | 0.016908 | 0.33% | 2.222% | 95% | 6.8% | 0.2% | 19.3181 | 0.54514 | 1.9863 | 19.2577 | 0 | 0 | 0 | 21.034 | 1.7763 |  | 0.19289 | 0 | 0.19289 | 11. $0.175 to $0.200 | 0 | 0 | 01. ($9,999.00) to $0.22 | 1 | 186.6522 | 186.2602 | 185.869 | 185.4787 | 185.0892 | 184.7005 | 184.3127 | 183.9256 | 183.5394 | 183.1539 | 0 | 0 | 0 | 0 | 0 | 0 | 0 | 0 | 0 | 0 | 0 | 0 | 0 | 0 | 1743.5642 | 1739.9027 | 1736.2489 | 1732.6028 | 1728.9643 | 1725.3335 | 1721.7103 | 1718.0947 | 1714.4867 | 1710.8863 | 0 | 0 | 0 | 0 | 0 | 0 | 0 | 0 | 0 | 0 | 0 | 0 | 0 | 0 | 17271.7944 | 1743.5642 | 3483.4669 | 5219.7158 | 6952.3186 | 8681.2829 | 10406.6164 | 12128.3267 | 13846.4214 | 15560.9081 | 17271.7944 | 17271.7944 | 17271.7944 | 17271.7944 | 17271.7944 | 17271.7944 | 17271.7944 | 17271.7944 | 17271.7944 | 17271.7944 | 17271.7944 | 17271.7944 | 17271.7944 | 17271.7944 | 17271.7944 | 0 | 0 | 0 | 0 | 0 | 0 | 0 | 0 | 0 | 0 | 0 | 0 | 0 | 0 | 0 | 0 | 0 | 0 | 0 | 0 | 0 | 0 | 0 | 0 | 0 | 0 | 0 | 0 | 0 | 0 | 0 | 0 | 0 | 0 | 0 | 0 | 0 | 0 | 0 | 0 | 0 | 0 | 0 | 0 | 0 | 0 | 0 | 0 | 0 | 0 | 0 | 0 | 0 | 0 | 0 | 0 | 0 | 0 | 0 | 0 | 0 | 0.69123 | 1.381 | 2.0694 | 2.7562 | 3.4417 | 4.1257 | 4.8083 | 5.4894 | 6.1691 | 6.8474 | 6.8474 | 6.8474 | 6.8474 | 6.8474 | 6.8474 | 6.8474 | 6.8474 | 6.8474 | 6.8474 | 6.8474 | 6.8474 | 6.8474 | 6.8474 | 6.8474 | 3926.0347 | 3917.79 | 3909.5627 | 3901.3526 | 3893.1598 | 3884.9841 | 3876.8257 | 3868.6843 | 3860.5601 | 3852.4529 | 0 | 0 | 0 | 0 | 0 | 0 | 0 | 0 | 0 | 0 | 0 | 0 | 0 | 0 | 38891.4068 | 0 | 0 | 0 | 0 | 0 | 0 | 0 | 0 | 0 | 0 | 0 | 0 | 0 | 0 | 0 | 0 | 0 | 0 | 0 | 0 | 0.001759% | 0.030668 | 0.061271 | 0.09181 | 0.12228 | 0.1527 | 0.18304 | 0.21333 | 0.24354 | 0.2737 | 0.30379 | 0.30379 | 0.30379 | 0.30379 | 0.30379 | 0.30379 | 0.30379 | 0.30379 | 0.30379 | 0.30379 | 0.30379 | 0.30379 | 0.30379 | 0.30379 | 0.30379
| ComWeatherizationSchool_v2_3 | Measure_InputOutput | Based on the RTF workbook: ComWeatherizationSchool_v2_3 | 2020 | Retro | 2022 | 2045 | PSE | Commercial | School K-12 | Electric | Per Window Area - Single Pane - U-0.80 to U-0.39 in HZ 1 with Air-source heat pump heating system |  |  | convert single-paneWindow U-0.80 to U-0.39 in HZ 1 with Air-source heat pump heating system |  | 6.2995 | 45 | 21.5389 | 0 |  | 0 | 0 | 0 | 0 | 0 | 0 | 0 | 0 |  | 0 | 0 | 0 | Heat Pump | Heat Pump | Windows | Window Single Pane | CommHEAT | 0.03964% | 24.66% | 24.66% | 617.9853 | 0.016908 | 0.33% | 2.222% | 95% | 6.8% | 0.2% | 13.0276 | 0.36763 | 1.3395 | 19.2577 | 0 | 0 | 0 | 21.8583 | 2.6006 |  | 0.29724 | 0 | 0.29724 | 13. $0.225 to $99,999.000 | 0 | 0 | 01. ($9,999.00) to $0.22 | 1 | 62.5073 | 62.376 | 62.245 | 62.1143 | 61.9839 | 61.8537 | 61.7238 | 61.5942 | 61.4649 | 61.3358 | 0 | 0 | 0 | 0 | 0 | 0 | 0 | 0 | 0 | 0 | 0 | 0 | 0 | 0 | 393.763 | 392.9361 | 392.111 | 391.2875 | 390.4658 | 389.6458 | 388.8276 | 388.0111 | 387.1962 | 386.3831 | 0 | 0 | 0 | 0 | 0 | 0 | 0 | 0 | 0 | 0 | 0 | 0 | 0 | 0 | 3900.6273 | 393.763 | 786.6992 | 1178.8101 | 1570.0977 | 1960.5635 | 2350.2093 | 2739.0369 | 3127.048 | 3514.2442 | 3900.6273 | 3900.6273 | 3900.6273 | 3900.6273 | 3900.6273 | 3900.6273 | 3900.6273 | 3900.6273 | 3900.6273 | 3900.6273 | 3900.6273 | 3900.6273 | 3900.6273 | 3900.6273 | 3900.6273 | 0 | 0 | 0 | 0 | 0 | 0 | 0 | 0 | 0 | 0 | 0 | 0 | 0 | 0 | 0 | 0 | 0 | 0 | 0 | 0 | 0 | 0 | 0 | 0 | 0 | 0 | 0 | 0 | 0 | 0 | 0 | 0 | 0 | 0 | 0 | 0 | 0 | 0 | 0 | 0 | 0 | 0 | 0 | 0 | 0 | 0 | 0 | 0 | 0 | 0 | 0 | 0 | 0 | 0 | 0 | 0 | 0 | 0 | 0 | 0 | 0 | 0.15611 | 0.31189 | 0.46734 | 0.62246 | 0.77726 | 0.93174 | 1.0859 | 1.2397 | 1.3932 | 1.5464 | 1.5464 | 1.5464 | 1.5464 | 1.5464 | 1.5464 | 1.5464 | 1.5464 | 1.5464 | 1.5464 | 1.5464 | 1.5464 | 1.5464 | 1.5464 | 1.5464 | 1366.3019 | 1363.4327 | 1360.5695 | 1357.7123 | 1354.8611 | 1352.0159 | 1349.1766 | 1346.3434 | 1343.5161 | 1340.6947 | 0 | 0 | 0 | 0 | 0 | 0 | 0 | 0 | 0 | 0 | 0 | 0 | 0 | 0 | 13534.6241 | 0 | 0 | 0 | 0 | 0 | 0 | 0 | 0 | 0 | 0 | 0 | 0 | 0 | 0 | 0 | 0 | 0 | 0 | 0 | 0 | 0.001759% | 0.0069259 | 0.013837 | 0.020734 | 0.027616 | 0.034484 | 0.041338 | 0.048177 | 0.055002 | 0.061812 | 0.068608 | 0.068608 | 0.068608 | 0.068608 | 0.068608 | 0.068608 | 0.068608 | 0.068608 | 0.068608 | 0.068608 | 0.068608 | 0.068608 | 0.068608 | 0.068608 | 0.068608
| ComWeatherizationSchool_v2_3 | Measure_InputOutput | Based on the RTF workbook: ComWeatherizationSchool_v2_3 | 2020 | Retro | 2022 | 2045 | PSE | Commercial | School K-12 | Electric | Per Window Area - Single Pane - U-0.80 to U-0.39 in HZ 1 with Water-source heat pump heating system |  |  | convert single-paneWindow U-0.80 to U-0.39 in HZ 1 with Water-source heat pump heating system |  | 2.8462 | 45 | 21.5389 | 0 |  | 0 | 0 | 0 | 0 | 0 | 0 | 0 | 0 |  | 0 | 0 | 0 | Heat Pump | Heat Pump | Windows | Window Single Pane | CommHEAT | 0.03964% | 24.66% | 24.66% | 617.9853 | 0.016908 | 0.33% | 2.222% | 95% | 6.8% | 0.2% | 5.886 | 0.1661 | 0.60521 | 19.2577 | 0 | 0 | 0 | 22.7941 | 3.5365 |  | 0.68605 | 0 | 0.68605 | 13. $0.225 to $99,999.000 | 0 | 0 | 01. ($9,999.00) to $0.22 | 1 | 62.5073 | 62.376 | 62.245 | 62.1143 | 61.9839 | 61.8537 | 61.7238 | 61.5942 | 61.4649 | 61.3358 | 0 | 0 | 0 | 0 | 0 | 0 | 0 | 0 | 0 | 0 | 0 | 0 | 0 | 0 | 177.9074 | 177.5337 | 177.1609 | 176.7889 | 176.4176 | 176.0472 | 175.6775 | 175.3085 | 174.9404 | 174.573 | 0 | 0 | 0 | 0 | 0 | 0 | 0 | 0 | 0 | 0 | 0 | 0 | 0 | 0 | 1762.3551 | 177.9074 | 355.4411 | 532.602 | 709.3909 | 885.8085 | 1061.8557 | 1237.5331 | 1412.8417 | 1587.7821 | 1762.3551 | 1762.3551 | 1762.3551 | 1762.3551 | 1762.3551 | 1762.3551 | 1762.3551 | 1762.3551 | 1762.3551 | 1762.3551 | 1762.3551 | 1762.3551 | 1762.3551 | 1762.3551 | 1762.3551 | 0 | 0 | 0 | 0 | 0 | 0 | 0 | 0 | 0 | 0 | 0 | 0 | 0 | 0 | 0 | 0 | 0 | 0 | 0 | 0 | 0 | 0 | 0 | 0 | 0 | 0 | 0 | 0 | 0 | 0 | 0 | 0 | 0 | 0 | 0 | 0 | 0 | 0 | 0 | 0 | 0 | 0 | 0 | 0 | 0 | 0 | 0 | 0 | 0 | 0 | 0 | 0 | 0 | 0 | 0 | 0 | 0 | 0 | 0 | 0 | 0 | 0.070531 | 0.14091 | 0.21115 | 0.28124 | 0.35118 | 0.42097 | 0.49062 | 0.56012 | 0.62947 | 0.69868 | 0.69868 | 0.69868 | 0.69868 | 0.69868 | 0.69868 | 0.69868 | 0.69868 | 0.69868 | 0.69868 | 0.69868 | 0.69868 | 0.69868 | 0.69868 | 0.69868 | 1424.7986 | 1421.8065 | 1418.8207 | 1415.8412 | 1412.8679 | 1409.9009 | 1406.9401 | 1403.9855 | 1401.0372 | 1398.095 | 0 | 0 | 0 | 0 | 0 | 0 | 0 | 0 | 0 | 0 | 0 | 0 | 0 | 0 | 14114.0936 | 0 | 0 | 0 | 0 | 0 | 0 | 0 | 0 | 0 | 0 | 0 | 0 | 0 | 0 | 0 | 0 | 0 | 0 | 0 | 0 | 0.001759% | 0.0031292 | 0.0062519 | 0.0093679 | 0.012477 | 0.01558 | 0.018677 | 0.021767 | 0.02485 | 0.027928 | 0.030998 | 0.030998 | 0.030998 | 0.030998 | 0.030998 | 0.030998 | 0.030998 | 0.030998 | 0.030998 | 0.030998 | 0.030998 | 0.030998 | 0.030998 | 0.030998 | 0.030998
| ComWeatherizationSchool_v2_3 | Measure_InputOutput | Based on the RTF workbook: ComWeatherizationSchool_v2_3 | 2020 | Retro | 2022 | 2045 | PSE | Commercial | School K-12 | Electric | Per Window Area - Single Pane - U-0.80 to U-0.34 in HZ 1 with Electric resistance packaged heating system |  |  | convert single-paneWindow U-0.80 to U-0.34 in HZ 1 with Electric resistance packaged heating system |  | 10.4866 | 45 | 23.1301 | 0 |  | 0 | 0 | 0 | 0 | 0 | 0 | 0 | 0 |  | 0 | 0 | 0 | Heating | Electric Resistance Heating | Windows | Window Single Pane | CommHEAT | 0.03964% | 73.65% | 73.65% | 617.9853 | 0.016908 | 0.33% | 2.222% | 95% | 6.8% | 0.2% | 21.6868 | 0.61198 | 2.2299 | 20.6804 | 0 | 0 | 0 | 22.4645 | 1.7842 |  | 0.18351 | 0 | 0.18351 | 11. $0.175 to $0.200 | 0 | 0 | 01. ($9,999.00) to $0.22 | 1 | 186.6522 | 186.2602 | 185.869 | 185.4787 | 185.0892 | 184.7005 | 184.3127 | 183.9256 | 183.5394 | 183.1539 | 0 | 0 | 0 | 0 | 0 | 0 | 0 | 0 | 0 | 0 | 0 | 0 | 0 | 0 | 1957.3462 | 1953.2358 | 1949.134 | 1945.0408 | 1940.9562 | 1936.8802 | 1932.8128 | 1928.7539 | 1924.7035 | 1920.6616 | 0 | 0 | 0 | 0 | 0 | 0 | 0 | 0 | 0 | 0 | 0 | 0 | 0 | 0 | 19389.525 | 1957.3462 | 3910.582 | 5859.716 | 7804.7568 | 9745.7131 | 11682.5933 | 13615.4061 | 15544.1599 | 17468.8634 | 19389.525 | 19389.525 | 19389.525 | 19389.525 | 19389.525 | 19389.525 | 19389.525 | 19389.525 | 19389.525 | 19389.525 | 19389.525 | 19389.525 | 19389.525 | 19389.525 | 19389.525 | 0 | 0 | 0 | 0 | 0 | 0 | 0 | 0 | 0 | 0 | 0 | 0 | 0 | 0 | 0 | 0 | 0 | 0 | 0 | 0 | 0 | 0 | 0 | 0 | 0 | 0 | 0 | 0 | 0 | 0 | 0 | 0 | 0 | 0 | 0 | 0 | 0 | 0 | 0 | 0 | 0 | 0 | 0 | 0 | 0 | 0 | 0 | 0 | 0 | 0 | 0 | 0 | 0 | 0 | 0 | 0 | 0 | 0 | 0 | 0 | 0 | 0.77599 | 1.5503 | 2.3231 | 3.0942 | 3.8637 | 4.6316 | 5.3978 | 6.1625 | 6.9255 | 7.687 | 7.687 | 7.687 | 7.687 | 7.687 | 7.687 | 7.687 | 7.687 | 7.687 | 7.687 | 7.687 | 7.687 | 7.687 | 7.687 | 7.687 | 4193.0512 | 4184.2458 | 4175.4589 | 4166.6904 | 4157.9404 | 4149.2087 | 4140.4954 | 4131.8003 | 4123.1235 | 4114.465 | 0 | 0 | 0 | 0 | 0 | 0 | 0 | 0 | 0 | 0 | 0 | 0 | 0 | 0 | 41536.4797 | 0 | 0 | 0 | 0 | 0 | 0 | 0 | 0 | 0 | 0 | 0 | 0 | 0 | 0 | 0 | 0 | 0 | 0 | 0 | 0 | 0.001759% | 0.034428 | 0.068783 | 0.10307 | 0.13728 | 0.17142 | 0.20549 | 0.23948 | 0.27341 | 0.30726 | 0.34104 | 0.34104 | 0.34104 | 0.34104 | 0.34104 | 0.34104 | 0.34104 | 0.34104 | 0.34104 | 0.34104 | 0.34104 | 0.34104 | 0.34104 | 0.34104 | 0.34104
| ComWeatherizationSchool_v2_3 | Measure_InputOutput | Based on the RTF workbook: ComWeatherizationSchool_v2_3 | 2020 | Retro | 2022 | 2045 | PSE | Commercial | School K-12 | Electric | Per Window Area - Single Pane - U-0.80 to U-0.34 in HZ 1 with Air-source heat pump heating system |  |  | convert single-paneWindow U-0.80 to U-0.34 in HZ 1 with Air-source heat pump heating system |  | 7.0719 | 45 | 23.1301 | 0 |  | 0 | 0 | 0 | 0 | 0 | 0 | 0 | 0 |  | 0 | 0 | 0 | Heat Pump | Heat Pump | Windows | Window Single Pane | CommHEAT | 0.03964% | 24.66% | 24.66% | 617.9853 | 0.016908 | 0.33% | 2.222% | 95% | 6.8% | 0.2% | 14.6249 | 0.4127 | 1.5038 | 20.6804 | 0 | 0 | 0 | 23.3899 | 2.7096 |  | 0.28333 | 0 | 0.28333 | 13. $0.225 to $99,999.000 | 0 | 0 | 01. ($9,999.00) to $0.22 | 1 | 62.5073 | 62.376 | 62.245 | 62.1143 | 61.9839 | 61.8537 | 61.7238 | 61.5942 | 61.4649 | 61.3358 | 0 | 0 | 0 | 0 | 0 | 0 | 0 | 0 | 0 | 0 | 0 | 0 | 0 | 0 | 442.0431 | 441.1148 | 440.1885 | 439.2641 | 438.3417 | 437.4211 | 436.5026 | 435.5859 | 434.6712 | 433.7584 | 0 | 0 | 0 | 0 | 0 | 0 | 0 | 0 | 0 | 0 | 0 | 0 | 0 | 0 | 4378.8913 | 442.0431 | 883.158 | 1323.3465 | 1762.6106 | 2200.9522 | 2638.3734 | 3074.8759 | 3510.4618 | 3945.133 | 4378.8913 | 4378.8913 | 4378.8913 | 4378.8913 | 4378.8913 | 4378.8913 | 4378.8913 | 4378.8913 | 4378.8913 | 4378.8913 | 4378.8913 | 4378.8913 | 4378.8913 | 4378.8913 | 4378.8913 | 0 | 0 | 0 | 0 | 0 | 0 | 0 | 0 | 0 | 0 | 0 | 0 | 0 | 0 | 0 | 0 | 0 | 0 | 0 | 0 | 0 | 0 | 0 | 0 | 0 | 0 | 0 | 0 | 0 | 0 | 0 | 0 | 0 | 0 | 0 | 0 | 0 | 0 | 0 | 0 | 0 | 0 | 0 | 0 | 0 | 0 | 0 | 0 | 0 | 0 | 0 | 0 | 0 | 0 | 0 | 0 | 0 | 0 | 0 | 0 | 0 | 0.17525 | 0.35013 | 0.52464 | 0.69879 | 0.87257 | 1.046 | 1.219 | 1.3917 | 1.564 | 1.736 | 1.736 | 1.736 | 1.736 | 1.736 | 1.736 | 1.736 | 1.736 | 1.736 | 1.736 | 1.736 | 1.736 | 1.736 | 1.736 | 1.736 | 1462.0398 | 1458.9696 | 1455.9057 | 1452.8483 | 1449.7973 | 1446.7528 | 1443.7146 | 1440.6828 | 1437.6574 | 1434.6383 | 0 | 0 | 0 | 0 | 0 | 0 | 0 | 0 | 0 | 0 | 0 | 0 | 0 | 0 | 14483.0066 | 0 | 0 | 0 | 0 | 0 | 0 | 0 | 0 | 0 | 0 | 0 | 0 | 0 | 0 | 0 | 0 | 0 | 0 | 0 | 0 | 0.001759% | 0.0077751 | 0.015534 | 0.023276 | 0.031003 | 0.038713 | 0.046406 | 0.054084 | 0.061746 | 0.069391 | 0.07702 | 0.07702 | 0.07702 | 0.07702 | 0.07702 | 0.07702 | 0.07702 | 0.07702 | 0.07702 | 0.07702 | 0.07702 | 0.07702 | 0.07702 | 0.07702 | 0.07702
| ComWeatherizationSchool_v2_3 | Measure_InputOutput | Based on the RTF workbook: ComWeatherizationSchool_v2_3 | 2020 | Retro | 2022 | 2045 | PSE | Commercial | School K-12 | Electric | Per Window Area - Single Pane - U-0.80 to U-0.34 in HZ 1 with Water-source heat pump heating system |  |  | convert single-paneWindow U-0.80 to U-0.34 in HZ 1 with Water-source heat pump heating system |  | 3.1952 | 45 | 23.1301 | 0 |  | 0 | 0 | 0 | 0 | 0 | 0 | 0 | 0 |  | 0 | 0 | 0 | Heat Pump | Heat Pump | Windows | Window Single Pane | CommHEAT | 0.03964% | 24.66% | 24.66% | 617.9853 | 0.016908 | 0.33% | 2.222% | 95% | 6.8% | 0.2% | 6.6077 | 0.18646 | 0.67942 | 20.6804 | 0 | 0 | 0 | 24.4405 | 3.7601 |  | 0.65526 | 0 | 0.65526 | 13. $0.225 to $99,999.000 | 0 | 0 | 01. ($9,999.00) to $0.22 | 1 | 62.5073 | 62.376 | 62.245 | 62.1143 | 61.9839 | 61.8537 | 61.7238 | 61.5942 | 61.4649 | 61.3358 | 0 | 0 | 0 | 0 | 0 | 0 | 0 | 0 | 0 | 0 | 0 | 0 | 0 | 0 | 199.7209 | 199.3015 | 198.883 | 198.4653 | 198.0486 | 197.6327 | 197.2176 | 196.8035 | 196.3902 | 195.9778 | 0 | 0 | 0 | 0 | 0 | 0 | 0 | 0 | 0 | 0 | 0 | 0 | 0 | 0 | 1978.4411 | 199.7209 | 399.0225 | 597.9055 | 796.3708 | 994.4194 | 1192.052 | 1389.2697 | 1586.0731 | 1782.4633 | 1978.4411 | 1978.4411 | 1978.4411 | 1978.4411 | 1978.4411 | 1978.4411 | 1978.4411 | 1978.4411 | 1978.4411 | 1978.4411 | 1978.4411 | 1978.4411 | 1978.4411 | 1978.4411 | 1978.4411 | 0 | 0 | 0 | 0 | 0 | 0 | 0 | 0 | 0 | 0 | 0 | 0 | 0 | 0 | 0 | 0 | 0 | 0 | 0 | 0 | 0 | 0 | 0 | 0 | 0 | 0 | 0 | 0 | 0 | 0 | 0 | 0 | 0 | 0 | 0 | 0 | 0 | 0 | 0 | 0 | 0 | 0 | 0 | 0 | 0 | 0 | 0 | 0 | 0 | 0 | 0 | 0 | 0 | 0 | 0 | 0 | 0 | 0 | 0 | 0 | 0 | 0.079179 | 0.15819 | 0.23704 | 0.31572 | 0.39424 | 0.47259 | 0.55077 | 0.6288 | 0.70666 | 0.78435 | 0.78435 | 0.78435 | 0.78435 | 0.78435 | 0.78435 | 0.78435 | 0.78435 | 0.78435 | 0.78435 | 0.78435 | 0.78435 | 0.78435 | 0.78435 | 0.78435 | 1527.7089 | 1524.5007 | 1521.2993 | 1518.1045 | 1514.9165 | 1511.7352 | 1508.5605 | 1505.3926 | 1502.2312 | 1499.0766 | 0 | 0 | 0 | 0 | 0 | 0 | 0 | 0 | 0 | 0 | 0 | 0 | 0 | 0 | 15133.5261 | 0 | 0 | 0 | 0 | 0 | 0 | 0 | 0 | 0 | 0 | 0 | 0 | 0 | 0 | 0 | 0 | 0 | 0 | 0 | 0 | 0.001759% | 0.0035129 | 0.0070184 | 0.010517 | 0.014007 | 0.017491 | 0.020967 | 0.024436 | 0.027897 | 0.031352 | 0.034799 | 0.034799 | 0.034799 | 0.034799 | 0.034799 | 0.034799 | 0.034799 | 0.034799 | 0.034799 | 0.034799 | 0.034799 | 0.034799 | 0.034799 | 0.034799 | 0.034799
| ComWeatherizationSchool_v2_3 | Measure_InputOutput | Based on the RTF workbook: ComWeatherizationSchool_v2_3 | 2020 | Retro | 2022 | 2045 | PSE | Commercial | School K-12 | Electric | Per Window Area - Single Pane - U-0.80 to U-0.29 in HZ 1 with Electric resistance packaged heating system |  |  | convert single-paneWindow U-0.80 to U-0.29 in HZ 1 with Electric resistance packaged heating system |  | 11.6337 | 45 | 25.1192 | 0 |  | 0 | 0 | 0 | 0 | 0 | 0 | 0 | 0 |  | 0 | 0 | 0 | Heating | Electric Resistance Heating | Windows | Window Single Pane | CommHEAT | 0.03964% | 73.65% | 73.65% | 617.9853 | 0.016908 | 0.33% | 2.222% | 95% | 6.8% | 0.2% | 24.0591 | 0.67893 | 2.4738 | 22.4587 | 0 | 0 | 0 | 24.3298 | 1.8711 |  | 0.17915 | 0 | 0.17915 | 11. $0.175 to $0.200 | 0 | 0 | 01. ($9,999.00) to $0.22 | 1 | 186.6522 | 186.2602 | 185.869 | 185.4787 | 185.0892 | 184.7005 | 184.3127 | 183.9256 | 183.5394 | 183.1539 | 0 | 0 | 0 | 0 | 0 | 0 | 0 | 0 | 0 | 0 | 0 | 0 | 0 | 0 | 2171.464 | 2166.9039 | 2162.3534 | 2157.8125 | 2153.2811 | 2148.7592 | 2144.2468 | 2139.7439 | 2135.2504 | 2130.7664 | 0 | 0 | 0 | 0 | 0 | 0 | 0 | 0 | 0 | 0 | 0 | 0 | 0 | 0 | 21510.5818 | 2171.464 | 4338.368 | 6500.7214 | 8658.5339 | 10811.815 | 12960.5742 | 15104.821 | 17244.5649 | 19379.8154 | 21510.5818 | 21510.5818 | 21510.5818 | 21510.5818 | 21510.5818 | 21510.5818 | 21510.5818 | 21510.5818 | 21510.5818 | 21510.5818 | 21510.5818 | 21510.5818 | 21510.5818 | 21510.5818 | 21510.5818 | 0 | 0 | 0 | 0 | 0 | 0 | 0 | 0 | 0 | 0 | 0 | 0 | 0 | 0 | 0 | 0 | 0 | 0 | 0 | 0 | 0 | 0 | 0 | 0 | 0 | 0 | 0 | 0 | 0 | 0 | 0 | 0 | 0 | 0 | 0 | 0 | 0 | 0 | 0 | 0 | 0 | 0 | 0 | 0 | 0 | 0 | 0 | 0 | 0 | 0 | 0 | 0 | 0 | 0 | 0 | 0 | 0 | 0 | 0 | 0 | 0 | 0.86087 | 1.7199 | 2.5772 | 3.4327 | 4.2863 | 5.1382 | 5.9883 | 6.8366 | 7.6831 | 8.5278 | 8.5278 | 8.5278 | 8.5278 | 8.5278 | 8.5278 | 8.5278 | 8.5278 | 8.5278 | 8.5278 | 8.5278 | 8.5278 | 8.5278 | 8.5278 | 8.5278 | 4541.2145 | 4531.678 | 4522.1615 | 4512.6649 | 4503.1883 | 4493.7316 | 4484.2948 | 4474.8778 | 4465.4805 | 4456.103 | 0 | 0 | 0 | 0 | 0 | 0 | 0 | 0 | 0 | 0 | 0 | 0 | 0 | 0 | 44985.3951 | 0 | 0 | 0 | 0 | 0 | 0 | 0 | 0 | 0 | 0 | 0 | 0 | 0 | 0 | 0 | 0 | 0 | 0 | 0 | 0 | 0.001759% | 0.038194 | 0.076308 | 0.11434 | 0.15229 | 0.19017 | 0.22796 | 0.26568 | 0.30331 | 0.34087 | 0.37835 | 0.37835 | 0.37835 | 0.37835 | 0.37835 | 0.37835 | 0.37835 | 0.37835 | 0.37835 | 0.37835 | 0.37835 | 0.37835 | 0.37835 | 0.37835 | 0.37835
| ComWeatherizationSchool_v2_3 | Measure_InputOutput | Based on the RTF workbook: ComWeatherizationSchool_v2_3 | 2020 | Retro | 2022 | 2045 | PSE | Commercial | School K-12 | Electric | Per Window Area - Single Pane - U-0.80 to U-0.29 in HZ 1 with Air-source heat pump heating system |  |  | convert single-paneWindow U-0.80 to U-0.29 in HZ 1 with Air-source heat pump heating system |  | 7.8455 | 45 | 25.1192 | 0 |  | 0 | 0 | 0 | 0 | 0 | 0 | 0 | 0 |  | 0 | 0 | 0 | Heat Pump | Heat Pump | Windows | Window Single Pane | CommHEAT | 0.03964% | 24.66% | 24.66% | 617.9853 | 0.016908 | 0.33% | 2.222% | 95% | 6.8% | 0.2% | 16.2248 | 0.45785 | 1.6683 | 22.4587 | 0 | 0 | 0 | 25.3564 | 2.8977 |  | 0.27686 | 0 | 0.27686 | 13. $0.225 to $99,999.000 | 0 | 0 | 01. ($9,999.00) to $0.22 | 1 | 62.5073 | 62.376 | 62.245 | 62.1143 | 61.9839 | 61.8537 | 61.7238 | 61.5942 | 61.4649 | 61.3358 | 0 | 0 | 0 | 0 | 0 | 0 | 0 | 0 | 0 | 0 | 0 | 0 | 0 | 0 | 490.3991 | 489.3692 | 488.3416 | 487.316 | 486.2927 | 485.2715 | 484.2524 | 483.2355 | 482.2207 | 481.208 | 0 | 0 | 0 | 0 | 0 | 0 | 0 | 0 | 0 | 0 | 0 | 0 | 0 | 0 | 4857.9065 | 490.3991 | 979.7683 | 1468.1098 | 1955.4259 | 2441.7186 | 2926.99 | 3411.2424 | 3894.4779 | 4376.6985 | 4857.9065 | 4857.9065 | 4857.9065 | 4857.9065 | 4857.9065 | 4857.9065 | 4857.9065 | 4857.9065 | 4857.9065 | 4857.9065 | 4857.9065 | 4857.9065 | 4857.9065 | 4857.9065 | 4857.9065 | 0 | 0 | 0 | 0 | 0 | 0 | 0 | 0 | 0 | 0 | 0 | 0 | 0 | 0 | 0 | 0 | 0 | 0 | 0 | 0 | 0 | 0 | 0 | 0 | 0 | 0 | 0 | 0 | 0 | 0 | 0 | 0 | 0 | 0 | 0 | 0 | 0 | 0 | 0 | 0 | 0 | 0 | 0 | 0 | 0 | 0 | 0 | 0 | 0 | 0 | 0 | 0 | 0 | 0 | 0 | 0 | 0 | 0 | 0 | 0 | 0 | 0.19442 | 0.38843 | 0.58203 | 0.77523 | 0.96802 | 1.1604 | 1.3524 | 1.544 | 1.7351 | 1.9259 | 1.9259 | 1.9259 | 1.9259 | 1.9259 | 1.9259 | 1.9259 | 1.9259 | 1.9259 | 1.9259 | 1.9259 | 1.9259 | 1.9259 | 1.9259 | 1.9259 | 1584.9627 | 1581.6342 | 1578.3128 | 1574.9984 | 1571.6909 | 1568.3903 | 1565.0967 | 1561.81 | 1558.5302 | 1555.2573 | 0 | 0 | 0 | 0 | 0 | 0 | 0 | 0 | 0 | 0 | 0 | 0 | 0 | 0 | 15700.6833 | 0 | 0 | 0 | 0 | 0 | 0 | 0 | 0 | 0 | 0 | 0 | 0 | 0 | 0 | 0 | 0 | 0 | 0 | 0 | 0 | 0.001759% | 0.0086256 | 0.017233 | 0.025823 | 0.034394 | 0.042947 | 0.051483 | 0.06 | 0.0685 | 0.076982 | 0.085446 | 0.085446 | 0.085446 | 0.085446 | 0.085446 | 0.085446 | 0.085446 | 0.085446 | 0.085446 | 0.085446 | 0.085446 | 0.085446 | 0.085446 | 0.085446 | 0.085446
| ComWeatherizationSchool_v2_3 | Measure_InputOutput | Based on the RTF workbook: ComWeatherizationSchool_v2_3 | 2020 | Retro | 2022 | 2045 | PSE | Commercial | School K-12 | Electric | Per Window Area - Single Pane - U-0.80 to U-0.29 in HZ 1 with Water-source heat pump heating system |  |  | convert single-paneWindow U-0.80 to U-0.29 in HZ 1 with Water-source heat pump heating system |  | 3.5447 | 45 | 25.1192 | 0 |  | 0 | 0 | 0 | 0 | 0 | 0 | 0 | 0 |  | 0 | 0 | 0 | Heat Pump | Heat Pump | Windows | Window Single Pane | CommHEAT | 0.03964% | 24.66% | 24.66% | 617.9853 | 0.016908 | 0.33% | 2.222% | 95% | 6.8% | 0.2% | 7.3306 | 0.20686 | 0.75374 | 22.4587 | 0 | 0 | 0 | 26.522 | 4.0632 |  | 0.64095 | 0 | 0.64095 | 13. $0.225 to $99,999.000 | 0 | 0 | 01. ($9,999.00) to $0.22 | 1 | 62.5073 | 62.376 | 62.245 | 62.1143 | 61.9839 | 61.8537 | 61.7238 | 61.5942 | 61.4649 | 61.3358 | 0 | 0 | 0 | 0 | 0 | 0 | 0 | 0 | 0 | 0 | 0 | 0 | 0 | 0 | 221.5688 | 221.1035 | 220.6392 | 220.1758 | 219.7135 | 219.2521 | 218.7916 | 218.3322 | 217.8737 | 217.4161 | 0 | 0 | 0 | 0 | 0 | 0 | 0 | 0 | 0 | 0 | 0 | 0 | 0 | 0 | 2194.8665 | 221.5688 | 442.6723 | 663.3115 | 883.4873 | 1103.2008 | 1322.4528 | 1541.2445 | 1759.5767 | 1977.4503 | 2194.8665 | 2194.8665 | 2194.8665 | 2194.8665 | 2194.8665 | 2194.8665 | 2194.8665 | 2194.8665 | 2194.8665 | 2194.8665 | 2194.8665 | 2194.8665 | 2194.8665 | 2194.8665 | 2194.8665 | 0 | 0 | 0 | 0 | 0 | 0 | 0 | 0 | 0 | 0 | 0 | 0 | 0 | 0 | 0 | 0 | 0 | 0 | 0 | 0 | 0 | 0 | 0 | 0 | 0 | 0 | 0 | 0 | 0 | 0 | 0 | 0 | 0 | 0 | 0 | 0 | 0 | 0 | 0 | 0 | 0 | 0 | 0 | 0 | 0 | 0 | 0 | 0 | 0 | 0 | 0 | 0 | 0 | 0 | 0 | 0 | 0 | 0 | 0 | 0 | 0 | 0.087841 | 0.1755 | 0.26297 | 0.35026 | 0.43736 | 0.52428 | 0.61102 | 0.69758 | 0.78396 | 0.87015 | 0.87015 | 0.87015 | 0.87015 | 0.87015 | 0.87015 | 0.87015 | 0.87015 | 0.87015 | 0.87015 | 0.87015 | 0.87015 | 0.87015 | 0.87015 | 0.87015 | 1657.8154 | 1654.334 | 1650.8599 | 1647.3931 | 1643.9335 | 1640.4813 | 1637.0363 | 1633.5985 | 1630.1679 | 1626.7446 | 0 | 0 | 0 | 0 | 0 | 0 | 0 | 0 | 0 | 0 | 0 | 0 | 0 | 0 | 16422.3644 | 0 | 0 | 0 | 0 | 0 | 0 | 0 | 0 | 0 | 0 | 0 | 0 | 0 | 0 | 0 | 0 | 0 | 0 | 0 | 0 | 0.001759% | 0.0038972 | 0.0077862 | 0.011667 | 0.01554 | 0.019404 | 0.023261 | 0.027109 | 0.030949 | 0.034781 | 0.038606 | 0.038606 | 0.038606 | 0.038606 | 0.038606 | 0.038606 | 0.038606 | 0.038606 | 0.038606 | 0.038606 | 0.038606 | 0.038606 | 0.038606 | 0.038606 | 0.038606
| ThermostaticShowerRestrictionValve_v3_1 | Measure_InputOutput | RTF Workbook "ThermostaticShowerRestrictionValve_v3_1" | 2020 | Retro | 2022 | 2045 | PSE | Commercial | Residential Care | Electric | Per Showerhead with ER DHW - Retail |  |  | Health Care and Assisted Living_Retail_Valve only_Electric resistance DHW |  | 72.1489 | 10 | 22.6957 | 0 |  | 6.6994 | 0 | 0 | 0 | 0 | 0 | 0 | 0 |  | 0 | 0 | 0 | Water Heat | Electric Water Heat | Thermostatic Restriction Valve | Thermostatic Restrictor Valve | ResDHW | 0.01444% | 99.94% | 99.94% | 19.7085 | 0.00022091 | 2.229% | 10% | 85% | 6.8% | 0.2% | 33.7311 | 1.5339 | 3.5265 | 37.5721 | 0 | 0 | 0 | -41.1546 | -72.6114 |  | -0.048864 | 0 | -0.048864 | 01. ($9,999.000) to $0.028 | 1 | 0 | 01. ($9,999.00) to $0.22 | 1 | 8.1155 | 8.0823 | 8.0491 | 8.0161 | 7.9832 | 7.9505 | 7.9179 | 7.8855 | 7.8531 | 7.8209 | 0 | 0 | 0 | 0 | 0 | 0 | 0 | 0 | 0 | 0 | 0 | 0 | 0 | 0 | 585.5261 | 583.1255 | 580.7346 | 578.3536 | 575.9824 | 573.6209 | 571.269 | 568.9268 | 566.5942 | 564.2712 | 0 | 0 | 0 | 0 | 0 | 0 | 0 | 0 | 0 | 0 | 0 | 0 | 0 | 0 | 5748.4043 | 585.5261 | 1168.6516 | 1749.3862 | 2327.7398 | 2903.7222 | 3477.3431 | 4048.6121 | 4617.5389 | 5184.1331 | 5748.4043 | 5748.4043 | 5748.4043 | 5748.4043 | 5748.4043 | 5748.4043 | 5748.4043 | 5748.4043 | 5748.4043 | 5748.4043 | 5748.4043 | 5748.4043 | 5748.4043 | 5748.4043 | 5748.4043 | 0 | 0 | 0 | 0 | 0 | 0 | 0 | 0 | 0 | 0 | 0 | 0 | 0 | 0 | 0 | 0 | 0 | 0 | 0 | 0 | 0 | 0 | 0 | 0 | 0 | 0 | 0 | 0 | 0 | 0 | 0 | 0 | 0 | 0 | 0 | 0 | 0 | 0 | 0 | 0 | 0 | 0 | 0 | 0 | 0 | 0 | 0 | 0 | 0 | 0 | 0 | 0 | 0 | 0 | 0 | 0 | 0 | 0 | 0 | 0 | 0 | 0.084565 | 0.16878 | 0.25266 | 0.33618 | 0.41937 | 0.50222 | 0.58472 | 0.66689 | 0.74872 | 0.83021 | 0.83021 | 0.83021 | 0.83021 | 0.83021 | 0.83021 | 0.83021 | 0.83021 | 0.83021 | 0.83021 | 0.83021 | 0.83021 | 0.83021 | 0.83021 | 0.83021 | 0 | 0 | 0 | 0 | 0 | 0 | 0 | 0 | 0 | 0 | 0 | 0 | 0 | 0 | 0 | 0 | 0 | 0 | 0 | 0 | 0 | 0 | 0 | 0 | 0 | 0 | 0 | 0 | 0 | 0 | 0 | 0 | 0 | 0 | 0 | 0 | 0 | 0 | 0 | 0 | 0 | 0 | 0 | 0 | 0 | 0.009815% | 0.05747 | 0.1147 | 0.1717 | 0.22847 | 0.285 | 0.3413 | 0.39738 | 0.45322 | 0.50883 | 0.56421 | 0.56421 | 0.56421 | 0.56421 | 0.56421 | 0.56421 | 0.56421 | 0.56421 | 0.56421 | 0.56421 | 0.56421 | 0.56421 | 0.56421 | 0.56421 | 0.56421
| ThermostaticShowerRestrictionValve_v3_1 | Measure_InputOutput | RTF Workbook "ThermostaticShowerRestrictionValve_v3_1" | 2020 | Retro | 2022 | 2045 | PSE | Commercial | Residential Care | Electric | Per Showerhead with HP DHW - Retail |  |  | Health Care and Assisted Living_Retail_Valve only_Electric HP DHW |  | 44.4262 | 10 | 22.6957 | 0 |  | 6.6994 | 0 | 0 | 0 | 0 | 0 | 0 | 0 |  | 0 | 0 | 0 | Water Heat | Electric Water Heat | Thermostatic Restriction Valve | Thermostatic Restrictor Valve | ResDHW | 0.01444% | 99.94% | 99.94% | 19.7085 | 0.00022091 | 2.229% | 10% | 85% | 6.8% | 0.2% | 20.7702 | 0.94449 | 2.1715 | 37.5721 | 0 | 0 | 0 | -39.2102 | -70.667 |  | -0.075606 | 0 | -0.075606 | 01. ($9,999.000) to $0.028 | 1 | 0 | 01. ($9,999.00) to $0.22 | 1 | 8.1155 | 8.0823 | 8.0491 | 8.0161 | 7.9832 | 7.9505 | 7.9179 | 7.8855 | 7.8531 | 7.8209 | 0 | 0 | 0 | 0 | 0 | 0 | 0 | 0 | 0 | 0 | 0 | 0 | 0 | 0 | 360.5423 | 359.064 | 357.5919 | 356.1257 | 354.6656 | 353.2115 | 351.7633 | 350.3211 | 348.8848 | 347.4544 | 0 | 0 | 0 | 0 | 0 | 0 | 0 | 0 | 0 | 0 | 0 | 0 | 0 | 0 | 3539.6246 | 360.5423 | 719.6063 | 1077.1982 | 1433.3239 | 1787.9895 | 2141.2011 | 2492.9644 | 2843.2855 | 3192.1703 | 3539.6246 | 3539.6246 | 3539.6246 | 3539.6246 | 3539.6246 | 3539.6246 | 3539.6246 | 3539.6246 | 3539.6246 | 3539.6246 | 3539.6246 | 3539.6246 | 3539.6246 | 3539.6246 | 3539.6246 | 0 | 0 | 0 | 0 | 0 | 0 | 0 | 0 | 0 | 0 | 0 | 0 | 0 | 0 | 0 | 0 | 0 | 0 | 0 | 0 | 0 | 0 | 0 | 0 | 0 | 0 | 0 | 0 | 0 | 0 | 0 | 0 | 0 | 0 | 0 | 0 | 0 | 0 | 0 | 0 | 0 | 0 | 0 | 0 | 0 | 0 | 0 | 0 | 0 | 0 | 0 | 0 | 0 | 0 | 0 | 0 | 0 | 0 | 0 | 0 | 0 | 0.052071 | 0.10393 | 0.15557 | 0.20701 | 0.25823 | 0.30924 | 0.36005 | 0.41064 | 0.46103 | 0.51121 | 0.51121 | 0.51121 | 0.51121 | 0.51121 | 0.51121 | 0.51121 | 0.51121 | 0.51121 | 0.51121 | 0.51121 | 0.51121 | 0.51121 | 0.51121 | 0.51121 | 0 | 0 | 0 | 0 | 0 | 0 | 0 | 0 | 0 | 0 | 0 | 0 | 0 | 0 | 0 | 0 | 0 | 0 | 0 | 0 | 0 | 0 | 0 | 0 | 0 | 0 | 0 | 0 | 0 | 0 | 0 | 0 | 0 | 0 | 0 | 0 | 0 | 0 | 0 | 0 | 0 | 0 | 0 | 0 | 0 | 0.009815% | 0.035388 | 0.07063 | 0.10573 | 0.14068 | 0.17549 | 0.21016 | 0.24469 | 0.27907 | 0.31331 | 0.34742 | 0.34742 | 0.34742 | 0.34742 | 0.34742 | 0.34742 | 0.34742 | 0.34742 | 0.34742 | 0.34742 | 0.34742 | 0.34742 | 0.34742 | 0.34742 | 0.34742
| ThermostaticShowerRestrictionValve_v3_1 | Measure_InputOutput | RTF Workbook "ThermostaticShowerRestrictionValve_v3_1" | 2020 | Retro | 2022 | 2041 | PSE | Commercial | Residential Care | Gas | Per Showerhead with Any DHW - Retail |  |  | Health Care and Assisted Living_Retail_Valve only_Any (including gas) DHW |  | 40.4443 | 10 | 22.6957 | 0 |  | 6.6994 | 0 | 0 | 0 | 0 | 0 | 0 | 1.4087 |  | 0 | 0 | 0 | Water Heat | Gas Water Heat | Thermostatic Restriction Valve | Thermostatic Restrictor Valve | C-WWW-Proc-All-All-All-U | 0.01203% | 8% | 8% | 19.7085 | 0.00022091 | 2.229% | 10% | 85% | 6.8% | 0.2% | 10.9908 | 0.12504 | 1.1116 | 0 | 34.451 | 0 | 18.9086 | -74.9029 | -237.8062 |  | -0.15865 | -15.6877 | -0.15865 | 01. ($9,999.000) to $0.028 | 1 | -15.6877 | 01. ($9,999.00) to $0.22 | 1 | 0 | 0 | 0 | 0 | 0 | 0 | 0 | 0 | 0 | 0 | 0 | 0 | 0 | 0 | 0 | 0 | 0 | 0 | 0 | 0 | 0 | 0 | 0 | 0 | 0 | 0 | 0 | 0 | 0 | 0 | 0 | 0 | 0 | 0 | 0 | 0 | 0 | 0 | 0 | 0 | 0 | 0 | 0 | 0 | 0 | 0 | 0 | 0 | 0 | 0 | 0 | 0 | 0 | 0 | 0 | 0 | 0 | 0 | 0 | 0 | 0 | 0 | 0 | 0 | 0 | 0 | 0 | 0 | 0 | 0 | 0 | 0 | 0 | 1.0404 | 1.0362 | 1.0319 | 1.0277 | 1.0235 | 1.0193 | 1.0151 | 1.0109 | 1.0068 | 1.0027 | 0 | 0 | 0 | 0 | 0 | 0 | 0 | 0 | 0 | 0 | 1.4657 | 1.4597 | 1.4537 | 1.4477 | 1.4418 | 1.4359 | 1.43 | 1.4241 | 1.4183 | 1.4125 | 0 | 0 | 0 | 0 | 0 | 0 | 0 | 0 | 0 | 0 | 14.3893 | 1.4657 | 2.9253 | 4.379 | 5.8268 | 7.2685 | 8.7044 | 10.1344 | 11.5585 | 12.9768 | 14.3893 | 14.3893 | 14.3893 | 14.3893 | 14.3893 | 14.3893 | 14.3893 | 14.3893 | 14.3893 | 14.3893 | 14.3893 | 0 | 0 | 0 | 0 | 0 | 0 | 0 | 0 | 0 | 0 | 0 | 0 | 0 | 0 | 0 | 0 | 0 | 0 | 0 | 0 | 0 | 0 | 0 | 0 | 0 | 0 | 0 | 0 | 0 | 0 | 0 | 0 | 0 | 0 | 0 | 0 | 0 | 0 | 0 | 0 | 0 | 0 | 0 | 0 | 0 | 0 | 0 | 0 | 0 | 0 | 0 | 0 | 0 | 0 | 0 | 0 | 0 | 0 | 0 | 0 | 0 | 0 | 0 | 0 | 0 | 0 | 0 | 0 | 0 | 0.02158% | 0 | 0 | 0 | 0 | 0 | 0 | 0 | 0 | 0 | 0 | 0 | 0 | 0 | 0 | 0 | 0 | 0 | 0 | 0 | 0 | 0 | 0 | 0 | 0
| ThermostaticShowerRestrictionValve_v3_1 | Measure_InputOutput | RTF Workbook "ThermostaticShowerRestrictionValve_v3_1" | 2020 | Retro | 2022 | 2045 | PSE | Commercial | Residential Care | Electric | Per Showerhead with ER DHW - Direct install |  |  | Health Care and Assisted Living_Direct install_Valve only_Electric resistance DHW |  | 75.9462 | 10 | 23.8993 | 0 |  | 7.052 | 0 | 0 | 0 | 0 | 0 | 0 | 0 |  | 0 | 0 | 0 | Water Heat | Electric Water Heat | Thermostatic Restriction Valve | Thermostatic Restrictor Valve | ResDHW | 0.01444% | 99.94% | 99.94% | 19.7085 | 0.00022091 | 2.229% | 10% | 85% | 6.8% | 0.2% | 35.5064 | 1.6146 | 3.7121 | 39.5646 | 0 | 0 | 0 | -43.3038 | -76.4313 |  | -0.048845 | 0 | -0.048845 | 01. ($9,999.000) to $0.028 | 1 | 0 | 01. ($9,999.00) to $0.22 | 1 | 8.1155 | 8.0823 | 8.0491 | 8.0161 | 7.9832 | 7.9505 | 7.9179 | 7.8855 | 7.8531 | 7.8209 | 0 | 0 | 0 | 0 | 0 | 0 | 0 | 0 | 0 | 0 | 0 | 0 | 0 | 0 | 616.3433 | 613.8163 | 611.2996 | 608.7933 | 606.2972 | 603.8114 | 601.3358 | 598.8703 | 596.415 | 593.9697 | 0 | 0 | 0 | 0 | 0 | 0 | 0 | 0 | 0 | 0 | 0 | 0 | 0 | 0 | 6050.9519 | 616.3433 | 1230.1595 | 1841.4592 | 2450.2525 | 3056.5497 | 3660.3611 | 4261.6969 | 4860.5673 | 5456.9822 | 6050.9519 | 6050.9519 | 6050.9519 | 6050.9519 | 6050.9519 | 6050.9519 | 6050.9519 | 6050.9519 | 6050.9519 | 6050.9519 | 6050.9519 | 6050.9519 | 6050.9519 | 6050.9519 | 6050.9519 | 0 | 0 | 0 | 0 | 0 | 0 | 0 | 0 | 0 | 0 | 0 | 0 | 0 | 0 | 0 | 0 | 0 | 0 | 0 | 0 | 0 | 0 | 0 | 0 | 0 | 0 | 0 | 0 | 0 | 0 | 0 | 0 | 0 | 0 | 0 | 0 | 0 | 0 | 0 | 0 | 0 | 0 | 0 | 0 | 0 | 0 | 0 | 0 | 0 | 0 | 0 | 0 | 0 | 0 | 0 | 0 | 0 | 0 | 0 | 0 | 0 | 0.089015 | 0.17767 | 0.26595 | 0.35388 | 0.44144 | 0.52865 | 0.6155 | 0.70199 | 0.78812 | 0.87391 | 0.87391 | 0.87391 | 0.87391 | 0.87391 | 0.87391 | 0.87391 | 0.87391 | 0.87391 | 0.87391 | 0.87391 | 0.87391 | 0.87391 | 0.87391 | 0.87391 | 0 | 0 | 0 | 0 | 0 | 0 | 0 | 0 | 0 | 0 | 0 | 0 | 0 | 0 | 0 | 0 | 0 | 0 | 0 | 0 | 0 | 0 | 0 | 0 | 0 | 0 | 0 | 0 | 0 | 0 | 0 | 0 | 0 | 0 | 0 | 0 | 0 | 0 | 0 | 0 | 0 | 0 | 0 | 0 | 0 | 0.009815% | 0.060495 | 0.12074 | 0.18074 | 0.24049 | 0.3 | 0.35927 | 0.41829 | 0.47707 | 0.53561 | 0.59391 | 0.59391 | 0.59391 | 0.59391 | 0.59391 | 0.59391 | 0.59391 | 0.59391 | 0.59391 | 0.59391 | 0.59391 | 0.59391 | 0.59391 | 0.59391 | 0.59391
| ThermostaticShowerRestrictionValve_v3_1 | Measure_InputOutput | RTF Workbook "ThermostaticShowerRestrictionValve_v3_1" | 2020 | Retro | 2022 | 2045 | PSE | Commercial | Residential Care | Electric | Per Showerhead with HP DHW - Direct install |  |  | Health Care and Assisted Living_Direct install_Valve only_Electric HP DHW |  | 46.7645 | 10 | 23.8993 | 0 |  | 7.052 | 0 | 0 | 0 | 0 | 0 | 0 | 0 |  | 0 | 0 | 0 | Water Heat | Electric Water Heat | Thermostatic Restriction Valve | Thermostatic Restrictor Valve | ResDHW | 0.01444% | 99.94% | 99.94% | 19.7085 | 0.00022091 | 2.229% | 10% | 85% | 6.8% | 0.2% | 21.8634 | 0.9942 | 2.2858 | 39.5646 | 0 | 0 | 0 | -41.2571 | -74.3845 |  | -0.075575 | 0 | -0.075575 | 01. ($9,999.000) to $0.028 | 1 | 0 | 01. ($9,999.00) to $0.22 | 1 | 8.1155 | 8.0823 | 8.0491 | 8.0161 | 7.9832 | 7.9505 | 7.9179 | 7.8855 | 7.8531 | 7.8209 | 0 | 0 | 0 | 0 | 0 | 0 | 0 | 0 | 0 | 0 | 0 | 0 | 0 | 0 | 379.5182 | 377.9621 | 376.4125 | 374.8692 | 373.3322 | 371.8016 | 370.2772 | 368.7591 | 367.2471 | 365.7414 | 0 | 0 | 0 | 0 | 0 | 0 | 0 | 0 | 0 | 0 | 0 | 0 | 0 | 0 | 3725.9207 | 379.5182 | 757.4803 | 1133.8928 | 1508.762 | 1882.0943 | 2253.8958 | 2624.173 | 2992.9321 | 3360.1792 | 3725.9207 | 3725.9207 | 3725.9207 | 3725.9207 | 3725.9207 | 3725.9207 | 3725.9207 | 3725.9207 | 3725.9207 | 3725.9207 | 3725.9207 | 3725.9207 | 3725.9207 | 3725.9207 | 3725.9207 | 0 | 0 | 0 | 0 | 0 | 0 | 0 | 0 | 0 | 0 | 0 | 0 | 0 | 0 | 0 | 0 | 0 | 0 | 0 | 0 | 0 | 0 | 0 | 0 | 0 | 0 | 0 | 0 | 0 | 0 | 0 | 0 | 0 | 0 | 0 | 0 | 0 | 0 | 0 | 0 | 0 | 0 | 0 | 0 | 0 | 0 | 0 | 0 | 0 | 0 | 0 | 0 | 0 | 0 | 0 | 0 | 0 | 0 | 0 | 0 | 0 | 0.054812 | 0.1094 | 0.16376 | 0.2179 | 0.27182 | 0.32552 | 0.379 | 0.43225 | 0.48529 | 0.53812 | 0.53812 | 0.53812 | 0.53812 | 0.53812 | 0.53812 | 0.53812 | 0.53812 | 0.53812 | 0.53812 | 0.53812 | 0.53812 | 0.53812 | 0.53812 | 0.53812 | 0 | 0 | 0 | 0 | 0 | 0 | 0 | 0 | 0 | 0 | 0 | 0 | 0 | 0 | 0 | 0 | 0 | 0 | 0 | 0 | 0 | 0 | 0 | 0 | 0 | 0 | 0 | 0 | 0 | 0 | 0 | 0 | 0 | 0 | 0 | 0 | 0 | 0 | 0 | 0 | 0 | 0 | 0 | 0 | 0 | 0.009815% | 0.03725 | 0.074347 | 0.11129 | 0.14809 | 0.18473 | 0.22122 | 0.25757 | 0.29376 | 0.3298 | 0.3657 | 0.3657 | 0.3657 | 0.3657 | 0.3657 | 0.3657 | 0.3657 | 0.3657 | 0.3657 | 0.3657 | 0.3657 | 0.3657 | 0.3657 | 0.3657 | 0.3657
| ThermostaticShowerRestrictionValve_v3_1 | Measure_InputOutput | RTF Workbook "ThermostaticShowerRestrictionValve_v3_1" | 2020 | Retro | 2022 | 2041 | PSE | Commercial | Residential Care | Gas | Per Showerhead with Any DHW - Direct install |  |  | Health Care and Assisted Living_Direct install_Valve only_Any (including gas) DHW |  | 42.5729 | 10 | 23.8993 | 0 |  | 7.052 | 0 | 0 | 0 | 0 | 0 | 0 | 1.4829 |  | 0 | 0 | 0 | Water Heat | Gas Water Heat | Thermostatic Restriction Valve | Thermostatic Restrictor Valve | C-WWW-Proc-All-All-All-U | 0.01203% | 8% | 8% | 19.7085 | 0.00022091 | 2.229% | 10% | 85% | 6.8% | 0.2% | 11.5692 | 0.13162 | 1.1701 | 0 | 36.2779 | 0 | 19.9037 | -78.8434 | -250.3068 |  | -0.15865 | -15.6867 | -0.15865 | 01. ($9,999.000) to $0.028 | 1 | -15.6867 | 01. ($9,999.00) to $0.22 | 1 | 0 | 0 | 0 | 0 | 0 | 0 | 0 | 0 | 0 | 0 | 0 | 0 | 0 | 0 | 0 | 0 | 0 | 0 | 0 | 0 | 0 | 0 | 0 | 0 | 0 | 0 | 0 | 0 | 0 | 0 | 0 | 0 | 0 | 0 | 0 | 0 | 0 | 0 | 0 | 0 | 0 | 0 | 0 | 0 | 0 | 0 | 0 | 0 | 0 | 0 | 0 | 0 | 0 | 0 | 0 | 0 | 0 | 0 | 0 | 0 | 0 | 0 | 0 | 0 | 0 | 0 | 0 | 0 | 0 | 0 | 0 | 0 | 0 | 1.0404 | 1.0362 | 1.0319 | 1.0277 | 1.0235 | 1.0193 | 1.0151 | 1.0109 | 1.0068 | 1.0027 | 0 | 0 | 0 | 0 | 0 | 0 | 0 | 0 | 0 | 0 | 1.5428 | 1.5365 | 1.5302 | 1.5239 | 1.5177 | 1.5114 | 1.5053 | 1.4991 | 1.4929 | 1.4868 | 0 | 0 | 0 | 0 | 0 | 0 | 0 | 0 | 0 | 0 | 15.1466 | 1.5428 | 3.0793 | 4.6095 | 6.1334 | 7.6511 | 9.1625 | 10.6678 | 12.1669 | 13.6598 | 15.1466 | 15.1466 | 15.1466 | 15.1466 | 15.1466 | 15.1466 | 15.1466 | 15.1466 | 15.1466 | 15.1466 | 15.1466 | 0 | 0 | 0 | 0 | 0 | 0 | 0 | 0 | 0 | 0 | 0 | 0 | 0 | 0 | 0 | 0 | 0 | 0 | 0 | 0 | 0 | 0 | 0 | 0 | 0 | 0 | 0 | 0 | 0 | 0 | 0 | 0 | 0 | 0 | 0 | 0 | 0 | 0 | 0 | 0 | 0 | 0 | 0 | 0 | 0 | 0 | 0 | 0 | 0 | 0 | 0 | 0 | 0 | 0 | 0 | 0 | 0 | 0 | 0 | 0 | 0 | 0 | 0 | 0 | 0 | 0 | 0 | 0 | 0 | 0.02158% | 0 | 0 | 0 | 0 | 0 | 0 | 0 | 0 | 0 | 0 | 0 | 0 | 0 | 0 | 0 | 0 | 0 | 0 | 0 | 0 | 0 | 0 | 0 | 0
| ThermostaticShowerRestrictionValve_v3_1 | Measure_InputOutput | RTF Workbook "ThermostaticShowerRestrictionValve_v3_1" | 2020 | Retro | 2022 | 2045 | PSE | Commercial | Residential Care | Electric | Per Showerhead with ER DHW - Mail by request |  |  | Health Care and Assisted Living_Mail by request_Valve only_Electric resistance DHW |  | 68.3516 | 10 | 19.2418 | 0 |  | 6.3468 | 0 | 0 | 0 | 0 | 0 | 0 | 0 |  | 0 | 0 | 0 | Water Heat | Electric Water Heat | Thermostatic Restriction Valve | Thermostatic Restrictor Valve | ResDHW | 0.01444% | 99.94% | 99.94% | 19.7085 | 0.00022091 | 2.229% | 10% | 85% | 6.8% | 0.2% | 31.9558 | 1.4531 | 3.3409 | 31.8542 | 0 | 0 | 0 | -43.1808 | -69.2416 |  | -0.054118 | 0 | -0.054118 | 01. ($9,999.000) to $0.028 | 1 | 0 | 01. ($9,999.00) to $0.22 | 1 | 8.1155 | 8.0823 | 8.0491 | 8.0161 | 7.9832 | 7.9505 | 7.9179 | 7.8855 | 7.8531 | 7.8209 | 0 | 0 | 0 | 0 | 0 | 0 | 0 | 0 | 0 | 0 | 0 | 0 | 0 | 0 | 554.709 | 552.4346 | 550.1697 | 547.914 | 545.6675 | 543.4303 | 541.2022 | 538.9833 | 536.7735 | 534.5727 | 0 | 0 | 0 | 0 | 0 | 0 | 0 | 0 | 0 | 0 | 0 | 0 | 0 | 0 | 5445.8567 | 554.709 | 1107.1436 | 1657.3133 | 2205.2272 | 2750.8947 | 3294.325 | 3835.5272 | 4374.5105 | 4911.284 | 5445.8567 | 5445.8567 | 5445.8567 | 5445.8567 | 5445.8567 | 5445.8567 | 5445.8567 | 5445.8567 | 5445.8567 | 5445.8567 | 5445.8567 | 5445.8567 | 5445.8567 | 5445.8567 | 5445.8567 | 0 | 0 | 0 | 0 | 0 | 0 | 0 | 0 | 0 | 0 | 0 | 0 | 0 | 0 | 0 | 0 | 0 | 0 | 0 | 0 | 0 | 0 | 0 | 0 | 0 | 0 | 0 | 0 | 0 | 0 | 0 | 0 | 0 | 0 | 0 | 0 | 0 | 0 | 0 | 0 | 0 | 0 | 0 | 0 | 0 | 0 | 0 | 0 | 0 | 0 | 0 | 0 | 0 | 0 | 0 | 0 | 0 | 0 | 0 | 0 | 0 | 0.080114 | 0.1599 | 0.23936 | 0.31849 | 0.3973 | 0.47578 | 0.55395 | 0.63179 | 0.70931 | 0.78652 | 0.78652 | 0.78652 | 0.78652 | 0.78652 | 0.78652 | 0.78652 | 0.78652 | 0.78652 | 0.78652 | 0.78652 | 0.78652 | 0.78652 | 0.78652 | 0.78652 | 0 | 0 | 0 | 0 | 0 | 0 | 0 | 0 | 0 | 0 | 0 | 0 | 0 | 0 | 0 | 0 | 0 | 0 | 0 | 0 | 0 | 0 | 0 | 0 | 0 | 0 | 0 | 0 | 0 | 0 | 0 | 0 | 0 | 0 | 0 | 0 | 0 | 0 | 0 | 0 | 0 | 0 | 0 | 0 | 0 | 0.009815% | 0.054445 | 0.10867 | 0.16267 | 0.21645 | 0.27 | 0.32334 | 0.37646 | 0.42936 | 0.48205 | 0.53452 | 0.53452 | 0.53452 | 0.53452 | 0.53452 | 0.53452 | 0.53452 | 0.53452 | 0.53452 | 0.53452 | 0.53452 | 0.53452 | 0.53452 | 0.53452 | 0.53452
| ThermostaticShowerRestrictionValve_v3_1 | Measure_InputOutput | RTF Workbook "ThermostaticShowerRestrictionValve_v3_1" | 2020 | Retro | 2022 | 2045 | PSE | Commercial | Residential Care | Electric | Per Showerhead with HP DHW - Mail by request |  |  | Health Care and Assisted Living_Mail by request_Valve only_Electric HP DHW |  | 42.088 | 10 | 19.2418 | 0 |  | 6.3468 | 0 | 0 | 0 | 0 | 0 | 0 | 0 |  | 0 | 0 | 0 | Water Heat | Electric Water Heat | Thermostatic Restriction Valve | Thermostatic Restrictor Valve | ResDHW | 0.01444% | 99.94% | 99.94% | 19.7085 | 0.00022091 | 2.229% | 10% | 85% | 6.8% | 0.2% | 19.677 | 0.89478 | 2.0572 | 31.8542 | 0 | 0 | 0 | -41.3388 | -67.3996 |  | -0.084139 | 0 | -0.084139 | 01. ($9,999.000) to $0.028 | 1 | 0 | 01. ($9,999.00) to $0.22 | 1 | 8.1155 | 8.0823 | 8.0491 | 8.0161 | 7.9832 | 7.9505 | 7.9179 | 7.8855 | 7.8531 | 7.8209 | 0 | 0 | 0 | 0 | 0 | 0 | 0 | 0 | 0 | 0 | 0 | 0 | 0 | 0 | 341.5664 | 340.1659 | 338.7712 | 337.3823 | 335.999 | 334.6214 | 333.2495 | 331.8832 | 330.5224 | 329.1673 | 0 | 0 | 0 | 0 | 0 | 0 | 0 | 0 | 0 | 0 | 0 | 0 | 0 | 0 | 3353.3286 | 341.5664 | 681.7323 | 1020.5035 | 1357.8858 | 1693.8848 | 2028.5063 | 2361.7557 | 2693.6389 | 3024.1613 | 3353.3286 | 3353.3286 | 3353.3286 | 3353.3286 | 3353.3286 | 3353.3286 | 3353.3286 | 3353.3286 | 3353.3286 | 3353.3286 | 3353.3286 | 3353.3286 | 3353.3286 | 3353.3286 | 3353.3286 | 0 | 0 | 0 | 0 | 0 | 0 | 0 | 0 | 0 | 0 | 0 | 0 | 0 | 0 | 0 | 0 | 0 | 0 | 0 | 0 | 0 | 0 | 0 | 0 | 0 | 0 | 0 | 0 | 0 | 0 | 0 | 0 | 0 | 0 | 0 | 0 | 0 | 0 | 0 | 0 | 0 | 0 | 0 | 0 | 0 | 0 | 0 | 0 | 0 | 0 | 0 | 0 | 0 | 0 | 0 | 0 | 0 | 0 | 0 | 0 | 0 | 0.049331 | 0.098459 | 0.14739 | 0.19611 | 0.24464 | 0.29297 | 0.3411 | 0.38903 | 0.43676 | 0.4843 | 0.4843 | 0.4843 | 0.4843 | 0.4843 | 0.4843 | 0.4843 | 0.4843 | 0.4843 | 0.4843 | 0.4843 | 0.4843 | 0.4843 | 0.4843 | 0.4843 | 0 | 0 | 0 | 0 | 0 | 0 | 0 | 0 | 0 | 0 | 0 | 0 | 0 | 0 | 0 | 0 | 0 | 0 | 0 | 0 | 0 | 0 | 0 | 0 | 0 | 0 | 0 | 0 | 0 | 0 | 0 | 0 | 0 | 0 | 0 | 0 | 0 | 0 | 0 | 0 | 0 | 0 | 0 | 0 | 0 | 0.009815% | 0.033525 | 0.066913 | 0.10016 | 0.13328 | 0.16626 | 0.1991 | 0.23181 | 0.26438 | 0.29682 | 0.32913 | 0.32913 | 0.32913 | 0.32913 | 0.32913 | 0.32913 | 0.32913 | 0.32913 | 0.32913 | 0.32913 | 0.32913 | 0.32913 | 0.32913 | 0.32913 | 0.32913
| ThermostaticShowerRestrictionValve_v3_1 | Measure_InputOutput | RTF Workbook "ThermostaticShowerRestrictionValve_v3_1" | 2020 | Retro | 2022 | 2041 | PSE | Commercial | Residential Care | Gas | Per Showerhead with Any DHW - Mail by request |  |  | Health Care and Assisted Living_Mail by request_Valve only_Any (including gas) DHW |  | 38.3156 | 10 | 19.2418 | 0 |  | 6.3468 | 0 | 0 | 0 | 0 | 0 | 0 | 1.3346 |  | 0 | 0 | 0 | Water Heat | Gas Water Heat | Thermostatic Restriction Valve | Thermostatic Restrictor Valve | C-WWW-Proc-All-All-All-U | 0.01203% | 8% | 8% | 19.7085 | 0.00022091 | 2.229% | 10% | 85% | 6.8% | 0.2% | 10.4123 | 0.11845 | 1.0531 | 0 | 29.2081 | 0 | 17.9134 | -71.4126 | -229.1717 |  | -0.15966 | -15.958 | -0.15966 | 01. ($9,999.000) to $0.028 | 1 | -15.958 | 01. ($9,999.00) to $0.22 | 1 | 0 | 0 | 0 | 0 | 0 | 0 | 0 | 0 | 0 | 0 | 0 | 0 | 0 | 0 | 0 | 0 | 0 | 0 | 0 | 0 | 0 | 0 | 0 | 0 | 0 | 0 | 0 | 0 | 0 | 0 | 0 | 0 | 0 | 0 | 0 | 0 | 0 | 0 | 0 | 0 | 0 | 0 | 0 | 0 | 0 | 0 | 0 | 0 | 0 | 0 | 0 | 0 | 0 | 0 | 0 | 0 | 0 | 0 | 0 | 0 | 0 | 0 | 0 | 0 | 0 | 0 | 0 | 0 | 0 | 0 | 0 | 0 | 0 | 1.0404 | 1.0362 | 1.0319 | 1.0277 | 1.0235 | 1.0193 | 1.0151 | 1.0109 | 1.0068 | 1.0027 | 0 | 0 | 0 | 0 | 0 | 0 | 0 | 0 | 0 | 0 | 1.3885 | 1.3828 | 1.3772 | 1.3715 | 1.3659 | 1.3603 | 1.3547 | 1.3492 | 1.3436 | 1.3381 | 0 | 0 | 0 | 0 | 0 | 0 | 0 | 0 | 0 | 0 | 13.632 | 1.3885 | 2.7714 | 4.1486 | 5.5201 | 6.886 | 8.2463 | 9.601 | 10.9502 | 12.2938 | 13.632 | 13.632 | 13.632 | 13.632 | 13.632 | 13.632 | 13.632 | 13.632 | 13.632 | 13.632 | 13.632 | 0 | 0 | 0 | 0 | 0 | 0 | 0 | 0 | 0 | 0 | 0 | 0 | 0 | 0 | 0 | 0 | 0 | 0 | 0 | 0 | 0 | 0 | 0 | 0 | 0 | 0 | 0 | 0 | 0 | 0 | 0 | 0 | 0 | 0 | 0 | 0 | 0 | 0 | 0 | 0 | 0 | 0 | 0 | 0 | 0 | 0 | 0 | 0 | 0 | 0 | 0 | 0 | 0 | 0 | 0 | 0 | 0 | 0 | 0 | 0 | 0 | 0 | 0 | 0 | 0 | 0 | 0 | 0 | 0 | 0.02158% | 0 | 0 | 0 | 0 | 0 | 0 | 0 | 0 | 0 | 0 | 0 | 0 | 0 | 0 | 0 | 0 | 0 | 0 | 0 | 0 | 0 | 0 | 0 | 0
| PSE_Indoor Agriculture Measure Analysis_20APR2020 | M_Input | Evaluation of PSE’s PY2016/17 Commercial Rebate and New Construction Programs, Dec 2017 report. | 2020 | Retro | 2022 | 2045 | PSE | Agriculture | Indoor Agriculture Tier 1 | Electric | Per Region | NA | NA | Production Facility Tier 1 - LED Lighting Fixtures | Per Production Facility Tier 1 | 98822.5333 | 4 | 25043.9092 | -2225.0385 | C-All-Lgt-LPD Int-All-All-E | 0 | 0 | 0 | 0 | 0 | 0 | 0 | 0 |  | 0 | 0 | 0 | Lighting | CommFlat | Indoor Production Facility | Indoor Ag - Lighting | ExCommLight | 0.01065% | 100% | 0% | 1 | 1 | 1 | 25% | 0.85 | 6.8% | 0.2% | 20148.9009 | 1549.8822 | 2014.8901 | 85920.7495 | 0 | 0 | 0 | 61390.7258 | -22498.984 |  | 0.053216 | 0 | 0.053216 | 02. $0.028 to $0.055 | 1 | 0 | 01. ($9,999.00) to $0.22 | 1 | 0.085 | 0.085 | 0.085 | 0.085 | 0.085 | 0.085 | 0.085 | 0.085 | 0.085 | 0.085 | 0 | 0 | 0 | 0 | 0 | 0 | 0 | 0 | 0 | 0 | 0 | 0 | 0 | 0 | 8399.9153 | 8399.9153 | 8399.9153 | 8399.9153 | 8399.9153 | 8399.9153 | 8399.9153 | 8399.9153 | 8399.9153 | 8399.9153 | 0 | 0 | 0 | 0 | 0 | 0 | 0 | 0 | 0 | 0 | 0 | 0 | 0 | 0 | 83999.1533 | 8399.9153 | 16799.8307 | 25199.746 | 33599.6613 | 41999.5767 | 50399.492 | 58799.4073 | 67199.3227 | 75599.238 | 83999.1533 | 83999.1533 | 83999.1533 | 83999.1533 | 83999.1533 | 83999.1533 | 83999.1533 | 83999.1533 | 83999.1533 | 83999.1533 | 83999.1533 | 83999.1533 | 83999.1533 | 83999.1533 | 83999.1533 | 0 | 0 | 0 | 0 | 0 | 0 | 0 | 0 | 0 | 0 | 0 | 0 | 0 | 0 | 0 | 0 | 0 | 0 | 0 | 0 | 0 | 0 | 0 | 0 | 0 | 0 | 0 | 0 | 0 | 0 | 0 | 0 | 0 | 0 | 0 | 0 | 0 | 0 | 0 | 0 | 0 | 0 | 0 | 0 | 0 | 0 | 0 | 0 | 0 | 0 | 0 | 0 | 0 | 0 | 0 | 0 | 0 | 0 | 0 | 0 | 0 | 0.89495 | 1.7899 | 2.6849 | 3.5798 | 4.4748 | 5.3697 | 6.2647 | 7.1596 | 8.0546 | 8.9495 | 8.9495 | 8.9495 | 8.9495 | 8.9495 | 8.9495 | 8.9495 | 8.9495 | 8.9495 | 8.9495 | 8.9495 | 8.9495 | 8.9495 | 8.9495 | 8.9495 | 5218.2117 | 5218.2117 | 5218.2117 | 5218.2117 | 5218.2117 | 5218.2117 | 5218.2117 | 5218.2117 | 5218.2117 | 5218.2117 | 0 | 0 | 0 | 0 | 0 | 0 | 0 | 0 | 0 | 0 | 0 | 0 | 0 | 0 | 52182.117 | 0 | 0 | 0 | 0 | 0 | 0 | 0 | 0 | 0 | 0 | 0 | 0 | 0 | 0 | 0 | 0 | 0 | 0 | 0 | 0 | 0.01657% | 1.3916 | 2.7832 | 4.1748 | 5.5664 | 6.958 | 8.3496 | 9.7412 | 11.1328 | 12.5244 | 13.916 | 13.916 | 13.916 | 13.916 | 13.916 | 13.916 | 13.916 | 13.916 | 13.916 | 13.916 | 13.916 | 13.916 | 13.916 | 13.916 | 13.916
| PSE_Indoor Agriculture Measure Analysis_20APR2020 | M_Input | Evaluation of PSE’s PY2016/17 Commercial Rebate and New Construction Programs, Dec 2017 report. | 2020 | Retro | 2022 | 2045 | PSE | Agriculture | Indoor Agriculture Tier 1 | Electric | Per Region | NA | NA | Production Facility Tier 1 - High Efficiency Dehumidification System | Per Production Facility Tier 1 | 8083 | 10 | 1272.346 | 0 | C-All-HVAC-Vent-All-All-E | 0 | 0 | 0 | 0 | 0 | 0 | 0 | 0 |  | 0 | 0 | 0 | Lighting | CommFlat | Indoor Production Facility | Indoor Ag - Ventilation | CommVENT | 0.0141% | 100% | 0% | 1 | 1 | 1 | 10% | 0.85 | 6.8% | 0.2% | 3778.9729 | 167.7736 | 377.8973 | 2106.3311 | 0 | 0 | 0 | 1815.1294 | -291.2017 |  | 0.019237 | 0 | 0.019237 | 01. ($9,999.000) to $0.028 | 1 | 0 | 01. ($9,999.00) to $0.22 | 1 | 0.085 | 0.085 | 0.085 | 0.085 | 0.085 | 0.085 | 0.085 | 0.085 | 0.085 | 0.085 | 0 | 0 | 0 | 0 | 0 | 0 | 0 | 0 | 0 | 0 | 0 | 0 | 0 | 0 | 687.055 | 687.055 | 687.055 | 687.055 | 687.055 | 687.055 | 687.055 | 687.055 | 687.055 | 687.055 | 0 | 0 | 0 | 0 | 0 | 0 | 0 | 0 | 0 | 0 | 0 | 0 | 0 | 0 | 6870.55 | 687.055 | 1374.11 | 2061.165 | 2748.22 | 3435.275 | 4122.33 | 4809.385 | 5496.44 | 6183.495 | 6870.55 | 6870.55 | 6870.55 | 6870.55 | 6870.55 | 6870.55 | 6870.55 | 6870.55 | 6870.55 | 6870.55 | 6870.55 | 6870.55 | 6870.55 | 6870.55 | 6870.55 | 0 | 0 | 0 | 0 | 0 | 0 | 0 | 0 | 0 | 0 | 0 | 0 | 0 | 0 | 0 | 0 | 0 | 0 | 0 | 0 | 0 | 0 | 0 | 0 | 0 | 0 | 0 | 0 | 0 | 0 | 0 | 0 | 0 | 0 | 0 | 0 | 0 | 0 | 0 | 0 | 0 | 0 | 0 | 0 | 0 | 0 | 0 | 0 | 0 | 0 | 0 | 0 | 0 | 0 | 0 | 0 | 0 | 0 | 0 | 0 | 0 | 0.096878 | 0.19376 | 0.29063 | 0.38751 | 0.48439 | 0.58127 | 0.67815 | 0.77502 | 0.8719 | 0.96878 | 0.96878 | 0.96878 | 0.96878 | 0.96878 | 0.96878 | 0.96878 | 0.96878 | 0.96878 | 0.96878 | 0.96878 | 0.96878 | 0.96878 | 0.96878 | 0.96878 | 154.286 | 154.286 | 154.286 | 154.286 | 154.286 | 154.286 | 154.286 | 154.286 | 154.286 | 154.286 | 0 | 0 | 0 | 0 | 0 | 0 | 0 | 0 | 0 | 0 | 0 | 0 | 0 | 0 | 1542.86 | 0 | 0 | 0 | 0 | 0 | 0 | 0 | 0 | 0 | 0 | 0 | 0 | 0 | 0 | 0 | 0 | 0 | 0 | 0 | 0 | 0.01557% | 0.10699 | 0.21398 | 0.32097 | 0.42796 | 0.53495 | 0.64194 | 0.74893 | 0.85592 | 0.96291 | 1.0699 | 1.0699 | 1.0699 | 1.0699 | 1.0699 | 1.0699 | 1.0699 | 1.0699 | 1.0699 | 1.0699 | 1.0699 | 1.0699 | 1.0699 | 1.0699 | 1.0699
| PSE_Indoor Agriculture Measure Analysis_20APR2020 | M_Input | Evaluation of PSE’s PY2016/17 Commercial Rebate and New Construction Programs, Dec 2017 report. | 2020 | Retro | 2022 | 2045 | PSE | Agriculture | Indoor Agriculture Tier 1 | Electric | Per Region | NA | NA | Production Facility Tier 1 - VRF Heat Pump | Per Production Facility Tier 1 | 12273.6409 | 20 | 4799.8983 | 0 | C-All-HVAC-Vent-All-All-E | 0 | 0 | 0 | 0 | 0 | 0 | 0 | 0 |  | 0 | 0 | 0 | Lighting | CommFlat | Indoor Production Facility | Indoor Ag - VRF | CommVENT | 0.0141% | 100% | 0% | 1 | 1 | 1 | 5% | 0.85 | 6.8% | 0.2% | 10706.5609 | 254.7561 | 1070.6561 | 5234.752 | 0 | 0 | 0 | 4869.3195 | -365.4325 |  | 0.033985 | 0 | 0.033985 | 02. $0.028 to $0.055 | 1 | 0 | 01. ($9,999.00) to $0.22 | 1 | 0.085 | 0.085 | 0.085 | 0.085 | 0.085 | 0.085 | 0.085 | 0.085 | 0.085 | 0.085 | 0 | 0 | 0 | 0 | 0 | 0 | 0 | 0 | 0 | 0 | 0 | 0 | 0 | 0 | 1043.2595 | 1043.2595 | 1043.2595 | 1043.2595 | 1043.2595 | 1043.2595 | 1043.2595 | 1043.2595 | 1043.2595 | 1043.2595 | 0 | 0 | 0 | 0 | 0 | 0 | 0 | 0 | 0 | 0 | 0 | 0 | 0 | 0 | 10432.5947 | 1043.2595 | 2086.5189 | 3129.7784 | 4173.0379 | 5216.2974 | 6259.5568 | 7302.8163 | 8346.0758 | 9389.3353 | 10432.5947 | 10432.5947 | 10432.5947 | 10432.5947 | 10432.5947 | 10432.5947 | 10432.5947 | 10432.5947 | 10432.5947 | 10432.5947 | 10432.5947 | 10432.5947 | 10432.5947 | 10432.5947 | 10432.5947 | 0 | 0 | 0 | 0 | 0 | 0 | 0 | 0 | 0 | 0 | 0 | 0 | 0 | 0 | 0 | 0 | 0 | 0 | 0 | 0 | 0 | 0 | 0 | 0 | 0 | 0 | 0 | 0 | 0 | 0 | 0 | 0 | 0 | 0 | 0 | 0 | 0 | 0 | 0 | 0 | 0 | 0 | 0 | 0 | 0 | 0 | 0 | 0 | 0 | 0 | 0 | 0 | 0 | 0 | 0 | 0 | 0 | 0 | 0 | 0 | 0 | 0.1471 | 0.29421 | 0.44131 | 0.58842 | 0.73552 | 0.88263 | 1.0297 | 1.1768 | 1.3239 | 1.471 | 1.471 | 1.471 | 1.471 | 1.471 | 1.471 | 1.471 | 1.471 | 1.471 | 1.471 | 1.471 | 1.471 | 1.471 | 1.471 | 1.471 | 413.8922 | 413.8922 | 413.8922 | 413.8922 | 413.8922 | 413.8922 | 413.8922 | 413.8922 | 413.8922 | 413.8922 | 0 | 0 | 0 | 0 | 0 | 0 | 0 | 0 | 0 | 0 | 0 | 0 | 0 | 0 | 4138.9216 | 0 | 0 | 0 | 0 | 0 | 0 | 0 | 0 | 0 | 0 | 0 | 0 | 0 | 0 | 0 | 0 | 0 | 0 | 0 | 0 | 0.01557% | 0.16246 | 0.32492 | 0.48738 | 0.64984 | 0.8123 | 0.97476 | 1.1372 | 1.2997 | 1.4621 | 1.6246 | 1.6246 | 1.6246 | 1.6246 | 1.6246 | 1.6246 | 1.6246 | 1.6246 | 1.6246 | 1.6246 | 1.6246 | 1.6246 | 1.6246 | 1.6246 | 1.6246
| PSE_Indoor Agriculture Measure Analysis_20APR2020 | M_Input | Evaluation of PSE’s PY2016/17 Commercial Rebate and New Construction Programs, Dec 2017 report. | 2020 | Retro | 2022 | 2045 | PSE | Agriculture | Indoor Agriculture Tier 2 | Electric | Per Region | NA | NA | Production Facility Tier 2 - LED Lighting Fixtures | Per Production Facility Tier 2 | 495504.5333 | 4 | 139272.6456 | -11156.5313 | C-All-Lgt-LPD Int-All-All-E | 0 | 0 | 0 | 0 | 0 | 0 | 0 | 0 |  | 0 | 0 | 0 | Lighting | CommFlat | Indoor Production Facility | Indoor Ag - Lighting | ExCommLight | 0.01065% | 100% | 0% | 1 | 1 | 1 | 25% | 0.85 | 6.8% | 0.2% | 101028.2921 | 7771.2406 | 10102.8292 | 477817.1818 | 0 | 0 | 0 | 357561.644 | -110071.7334 |  | 0.061816 | 0 | 0.061816 | 03. $0.055 to $0.062 | 1 | 0 | 01. ($9,999.00) to $0.22 | 1 | 0.085 | 0.085 | 0.085 | 0.085 | 0.085 | 0.085 | 0.085 | 0.085 | 0.085 | 0.085 | 0 | 0 | 0 | 0 | 0 | 0 | 0 | 0 | 0 | 0 | 0 | 0 | 0 | 0 | 42117.8853 | 42117.8853 | 42117.8853 | 42117.8853 | 42117.8853 | 42117.8853 | 42117.8853 | 42117.8853 | 42117.8853 | 42117.8853 | 0 | 0 | 0 | 0 | 0 | 0 | 0 | 0 | 0 | 0 | 0 | 0 | 0 | 0 | 421178.8533 | 42117.8853 | 84235.7707 | 126353.656 | 168471.5413 | 210589.4267 | 252707.312 | 294825.1973 | 336943.0827 | 379060.968 | 421178.8533 | 421178.8533 | 421178.8533 | 421178.8533 | 421178.8533 | 421178.8533 | 421178.8533 | 421178.8533 | 421178.8533 | 421178.8533 | 421178.8533 | 421178.8533 | 421178.8533 | 421178.8533 | 421178.8533 | 0 | 0 | 0 | 0 | 0 | 0 | 0 | 0 | 0 | 0 | 0 | 0 | 0 | 0 | 0 | 0 | 0 | 0 | 0 | 0 | 0 | 0 | 0 | 0 | 0 | 0 | 0 | 0 | 0 | 0 | 0 | 0 | 0 | 0 | 0 | 0 | 0 | 0 | 0 | 0 | 0 | 0 | 0 | 0 | 0 | 0 | 0 | 0 | 0 | 0 | 0 | 0 | 0 | 0 | 0 | 0 | 0 | 0 | 0 | 0 | 0 | 4.4874 | 8.9747 | 13.4621 | 17.9495 | 22.4369 | 26.9242 | 31.4116 | 35.899 | 40.3864 | 44.8737 | 44.8737 | 44.8737 | 44.8737 | 44.8737 | 44.8737 | 44.8737 | 44.8737 | 44.8737 | 44.8737 | 44.8737 | 44.8737 | 44.8737 | 44.8737 | 44.8737 | 30392.7397 | 30392.7397 | 30392.7397 | 30392.7397 | 30392.7397 | 30392.7397 | 30392.7397 | 30392.7397 | 30392.7397 | 30392.7397 | 0 | 0 | 0 | 0 | 0 | 0 | 0 | 0 | 0 | 0 | 0 | 0 | 0 | 0 | 303927.3974 | 0 | 0 | 0 | 0 | 0 | 0 | 0 | 0 | 0 | 0 | 0 | 0 | 0 | 0 | 0 | 0 | 0 | 0 | 0 | 0 | 0.01657% | 6.9776 | 13.9552 | 20.9328 | 27.9104 | 34.888 | 41.8656 | 48.8432 | 55.8208 | 62.7984 | 69.776 | 69.776 | 69.776 | 69.776 | 69.776 | 69.776 | 69.776 | 69.776 | 69.776 | 69.776 | 69.776 | 69.776 | 69.776 | 69.776 | 69.776
| PSE_Indoor Agriculture Measure Analysis_20APR2020 | M_Input | Evaluation of PSE’s PY2016/17 Commercial Rebate and New Construction Programs, Dec 2017 report. | 2020 | Retro | 2022 | 2045 | PSE | Agriculture | Indoor Agriculture Tier 2 | Electric | Per Region | NA | NA | Production Facility Tier 2 - High Efficiency Dehumidification System | Per Production Facility Tier 2 | 21317.3 | 10 | 3494.2507 | 0 | C-All-HVAC-Vent-All-All-E | 0 | 0 | 0 | 0 | 0 | 0 | 0 | 0 |  | 0 | 0 | 0 | Lighting | CommFlat | Indoor Production Facility | Indoor Ag - Ventilation | CommVENT | 0.0141% | 100% | 0% | 1 | 1 | 1 | 10% | 0.85 | 6.8% | 0.2% | 9966.2871 | 442.4695 | 996.6287 | 5784.6286 | 0 | 0 | 0 | 5044.3805 | -740.2481 |  | 0.020271 | 0 | 0.020271 | 01. ($9,999.000) to $0.028 | 1 | 0 | 01. ($9,999.00) to $0.22 | 1 | 0.085 | 0.085 | 0.085 | 0.085 | 0.085 | 0.085 | 0.085 | 0.085 | 0.085 | 0.085 | 0 | 0 | 0 | 0 | 0 | 0 | 0 | 0 | 0 | 0 | 0 | 0 | 0 | 0 | 1811.9705 | 1811.9705 | 1811.9705 | 1811.9705 | 1811.9705 | 1811.9705 | 1811.9705 | 1811.9705 | 1811.9705 | 1811.9705 | 0 | 0 | 0 | 0 | 0 | 0 | 0 | 0 | 0 | 0 | 0 | 0 | 0 | 0 | 18119.705 | 1811.9705 | 3623.941 | 5435.9115 | 7247.882 | 9059.8525 | 10871.823 | 12683.7935 | 14495.764 | 16307.7345 | 18119.705 | 18119.705 | 18119.705 | 18119.705 | 18119.705 | 18119.705 | 18119.705 | 18119.705 | 18119.705 | 18119.705 | 18119.705 | 18119.705 | 18119.705 | 18119.705 | 18119.705 | 0 | 0 | 0 | 0 | 0 | 0 | 0 | 0 | 0 | 0 | 0 | 0 | 0 | 0 | 0 | 0 | 0 | 0 | 0 | 0 | 0 | 0 | 0 | 0 | 0 | 0 | 0 | 0 | 0 | 0 | 0 | 0 | 0 | 0 | 0 | 0 | 0 | 0 | 0 | 0 | 0 | 0 | 0 | 0 | 0 | 0 | 0 | 0 | 0 | 0 | 0 | 0 | 0 | 0 | 0 | 0 | 0 | 0 | 0 | 0 | 0 | 0.2555 | 0.51099 | 0.76649 | 1.022 | 1.2775 | 1.533 | 1.7885 | 2.044 | 2.2995 | 2.555 | 2.555 | 2.555 | 2.555 | 2.555 | 2.555 | 2.555 | 2.555 | 2.555 | 2.555 | 2.555 | 2.555 | 2.555 | 2.555 | 2.555 | 428.7723 | 428.7723 | 428.7723 | 428.7723 | 428.7723 | 428.7723 | 428.7723 | 428.7723 | 428.7723 | 428.7723 | 0 | 0 | 0 | 0 | 0 | 0 | 0 | 0 | 0 | 0 | 0 | 0 | 0 | 0 | 4287.7235 | 0 | 0 | 0 | 0 | 0 | 0 | 0 | 0 | 0 | 0 | 0 | 0 | 0 | 0 | 0 | 0 | 0 | 0 | 0 | 0 | 0.01557% | 0.28217 | 0.56433 | 0.8465 | 1.1287 | 1.4108 | 1.693 | 1.9752 | 2.2573 | 2.5395 | 2.8217 | 2.8217 | 2.8217 | 2.8217 | 2.8217 | 2.8217 | 2.8217 | 2.8217 | 2.8217 | 2.8217 | 2.8217 | 2.8217 | 2.8217 | 2.8217 | 2.8217
| PSE_Indoor Agriculture Measure Analysis_20APR2020 | M_Input | Evaluation of PSE’s PY2016/17 Commercial Rebate and New Construction Programs, Dec 2017 report. | 2020 | Retro | 2022 | 2045 | PSE | Agriculture | Indoor Agriculture Tier 2 | Electric | Per Region | NA | NA | Production Facility Tier 2 - VRF Heat Pump | Per Production Facility Tier 2 | 61368.2043 | 20 | 23999.4914 | 0 | C-All-HVAC-Vent-All-All-E | 0 | 0 | 0 | 0 | 0 | 0 | 0 | 0 |  | 0 | 0 | 0 | Lighting | CommFlat | Indoor Production Facility | Indoor Ag - VRF | CommVENT | 0.0141% | 100% | 0% | 1 | 1 | 1 | 5% | 0.85 | 6.8% | 0.2% | 53532.8046 | 1273.7804 | 5353.2805 | 26173.7602 | 0 | 0 | 0 | 24346.5976 | -1827.1626 |  | 0.033985 | 0 | 0.033985 | 02. $0.028 to $0.055 | 1 | 0 | 01. ($9,999.00) to $0.22 | 1 | 0.085 | 0.085 | 0.085 | 0.085 | 0.085 | 0.085 | 0.085 | 0.085 | 0.085 | 0.085 | 0 | 0 | 0 | 0 | 0 | 0 | 0 | 0 | 0 | 0 | 0 | 0 | 0 | 0 | 5216.2974 | 5216.2974 | 5216.2974 | 5216.2974 | 5216.2974 | 5216.2974 | 5216.2974 | 5216.2974 | 5216.2974 | 5216.2974 | 0 | 0 | 0 | 0 | 0 | 0 | 0 | 0 | 0 | 0 | 0 | 0 | 0 | 0 | 52162.9737 | 5216.2974 | 10432.5947 | 15648.8921 | 20865.1895 | 26081.4868 | 31297.7842 | 36514.0816 | 41730.3789 | 46946.6763 | 52162.9737 | 52162.9737 | 52162.9737 | 52162.9737 | 52162.9737 | 52162.9737 | 52162.9737 | 52162.9737 | 52162.9737 | 52162.9737 | 52162.9737 | 52162.9737 | 52162.9737 | 52162.9737 | 52162.9737 | 0 | 0 | 0 | 0 | 0 | 0 | 0 | 0 | 0 | 0 | 0 | 0 | 0 | 0 | 0 | 0 | 0 | 0 | 0 | 0 | 0 | 0 | 0 | 0 | 0 | 0 | 0 | 0 | 0 | 0 | 0 | 0 | 0 | 0 | 0 | 0 | 0 | 0 | 0 | 0 | 0 | 0 | 0 | 0 | 0 | 0 | 0 | 0 | 0 | 0 | 0 | 0 | 0 | 0 | 0 | 0 | 0 | 0 | 0 | 0 | 0 | 0.73552 | 1.471 | 2.2066 | 2.9421 | 3.6776 | 4.4131 | 5.1487 | 5.8842 | 6.6197 | 7.3552 | 7.3552 | 7.3552 | 7.3552 | 7.3552 | 7.3552 | 7.3552 | 7.3552 | 7.3552 | 7.3552 | 7.3552 | 7.3552 | 7.3552 | 7.3552 | 7.3552 | 2069.4608 | 2069.4608 | 2069.4608 | 2069.4608 | 2069.4608 | 2069.4608 | 2069.4608 | 2069.4608 | 2069.4608 | 2069.4608 | 0 | 0 | 0 | 0 | 0 | 0 | 0 | 0 | 0 | 0 | 0 | 0 | 0 | 0 | 20694.6079 | 0 | 0 | 0 | 0 | 0 | 0 | 0 | 0 | 0 | 0 | 0 | 0 | 0 | 0 | 0 | 0 | 0 | 0 | 0 | 0 | 0.01557% | 0.8123 | 1.6246 | 2.4369 | 3.2492 | 4.0615 | 4.8738 | 5.6861 | 6.4984 | 7.3107 | 8.123 | 8.123 | 8.123 | 8.123 | 8.123 | 8.123 | 8.123 | 8.123 | 8.123 | 8.123 | 8.123 | 8.123 | 8.123 | 8.123 | 8.123
| PSE_Indoor Agriculture Measure Analysis_20APR2020 | M_Input | Evaluation of PSE’s PY2016/17 Commercial Rebate and New Construction Programs, Dec 2017 report. | 2020 | Retro | 2022 | 2045 | PSE | Agriculture | Indoor Agriculture Tier 3 | Electric | Per Region | NA | NA | Production Facility Tier 3 - LED Lighting Fixtures | Per Production Facility Tier 3 | 1485121.7333 | 4 | 417426.7216 | -33438.2554 | C-All-Lgt-LPD Int-All-All-E | 0 | 0 | 0 | 0 | 0 | 0 | 0 | 0 |  | 0 | 0 | 0 | Lighting | CommFlat | Indoor Production Facility | Indoor Ag - Lighting | ExCommLight | 0.01065% | 100% | 0% | 1 | 1 | 1 | 25% | 0.85 | 6.8% | 0.2% | 302801.0889 | 23291.8924 | 30280.1089 | 1432109.3623 | 0 | 0 | 0 | 1071680.5453 | -329906.0101 |  | 0.061816 | 0 | 0.061816 | 03. $0.055 to $0.062 | 1 | 0 | 01. ($9,999.00) to $0.22 | 1 | 0.085 | 0.085 | 0.085 | 0.085 | 0.085 | 0.085 | 0.085 | 0.085 | 0.085 | 0.085 | 0 | 0 | 0 | 0 | 0 | 0 | 0 | 0 | 0 | 0 | 0 | 0 | 0 | 0 | 126235.3473 | 126235.3473 | 126235.3473 | 126235.3473 | 126235.3473 | 126235.3473 | 126235.3473 | 126235.3473 | 126235.3473 | 126235.3473 | 0 | 0 | 0 | 0 | 0 | 0 | 0 | 0 | 0 | 0 | 0 | 0 | 0 | 0 | 1262353.4733 | 126235.3473 | 252470.6947 | 378706.042 | 504941.3893 | 631176.7367 | 757412.084 | 883647.4313 | 1009882.7787 | 1136118.126 | 1262353.4733 | 1262353.4733 | 1262353.4733 | 1262353.4733 | 1262353.4733 | 1262353.4733 | 1262353.4733 | 1262353.4733 | 1262353.4733 | 1262353.4733 | 1262353.4733 | 1262353.4733 | 1262353.4733 | 1262353.4733 | 1262353.4733 | 0 | 0 | 0 | 0 | 0 | 0 | 0 | 0 | 0 | 0 | 0 | 0 | 0 | 0 | 0 | 0 | 0 | 0 | 0 | 0 | 0 | 0 | 0 | 0 | 0 | 0 | 0 | 0 | 0 | 0 | 0 | 0 | 0 | 0 | 0 | 0 | 0 | 0 | 0 | 0 | 0 | 0 | 0 | 0 | 0 | 0 | 0 | 0 | 0 | 0 | 0 | 0 | 0 | 0 | 0 | 0 | 0 | 0 | 0 | 0 | 0 | 13.4495 | 26.899 | 40.3486 | 53.7981 | 67.2476 | 80.6971 | 94.1466 | 107.5962 | 121.0457 | 134.4952 | 134.4952 | 134.4952 | 134.4952 | 134.4952 | 134.4952 | 134.4952 | 134.4952 | 134.4952 | 134.4952 | 134.4952 | 134.4952 | 134.4952 | 134.4952 | 134.4952 | 91092.8463 | 91092.8463 | 91092.8463 | 91092.8463 | 91092.8463 | 91092.8463 | 91092.8463 | 91092.8463 | 91092.8463 | 91092.8463 | 0 | 0 | 0 | 0 | 0 | 0 | 0 | 0 | 0 | 0 | 0 | 0 | 0 | 0 | 910928.4635 | 0 | 0 | 0 | 0 | 0 | 0 | 0 | 0 | 0 | 0 | 0 | 0 | 0 | 0 | 0 | 0 | 0 | 0 | 0 | 0 | 0.01657% | 20.9132 | 41.8264 | 62.7396 | 83.6528 | 104.566 | 125.4791 | 146.3923 | 167.3055 | 188.2187 | 209.1319 | 209.1319 | 209.1319 | 209.1319 | 209.1319 | 209.1319 | 209.1319 | 209.1319 | 209.1319 | 209.1319 | 209.1319 | 209.1319 | 209.1319 | 209.1319 | 209.1319
| PSE_Indoor Agriculture Measure Analysis_20APR2020 | M_Input | Evaluation of PSE’s PY2016/17 Commercial Rebate and New Construction Programs, Dec 2017 report. | 2020 | Retro | 2022 | 2045 | PSE | Agriculture | Indoor Agriculture Tier 3 | Electric | Per Region | NA | NA | Production Facility Tier 3 - High Efficiency Dehumidification System | Per Production Facility Tier 3 | 63952.2 | 10 | 3903.7413 | 0 | C-All-HVAC-Vent-All-All-E | 0 | 0 | 0 | 0 | 0 | 0 | 0 | 0 |  | 0 | 0 | 0 | Lighting | CommFlat | Indoor Production Facility | Indoor Ag - Ventilation | CommVENT | 0.0141% | 100% | 0% | 1 | 1 | 1 | 10% | 0.85 | 6.8% | 0.2% | 29899.0014 | 1327.4148 | 2989.9001 | 6462.5283 | 0 | 0 | 0 | 2925.9617 | -3536.5666 |  | 0.0039193 | 0 | 0.0039193 | 01. ($9,999.000) to $0.028 | 1 | 0 | 01. ($9,999.00) to $0.22 | 1 | 0.085 | 0.085 | 0.085 | 0.085 | 0.085 | 0.085 | 0.085 | 0.085 | 0.085 | 0.085 | 0 | 0 | 0 | 0 | 0 | 0 | 0 | 0 | 0 | 0 | 0 | 0 | 0 | 0 | 5435.937 | 5435.937 | 5435.937 | 5435.937 | 5435.937 | 5435.937 | 5435.937 | 5435.937 | 5435.937 | 5435.937 | 0 | 0 | 0 | 0 | 0 | 0 | 0 | 0 | 0 | 0 | 0 | 0 | 0 | 0 | 54359.37 | 5435.937 | 10871.874 | 16307.811 | 21743.748 | 27179.685 | 32615.622 | 38051.559 | 43487.496 | 48923.433 | 54359.37 | 54359.37 | 54359.37 | 54359.37 | 54359.37 | 54359.37 | 54359.37 | 54359.37 | 54359.37 | 54359.37 | 54359.37 | 54359.37 | 54359.37 | 54359.37 | 54359.37 | 0 | 0 | 0 | 0 | 0 | 0 | 0 | 0 | 0 | 0 | 0 | 0 | 0 | 0 | 0 | 0 | 0 | 0 | 0 | 0 | 0 | 0 | 0 | 0 | 0 | 0 | 0 | 0 | 0 | 0 | 0 | 0 | 0 | 0 | 0 | 0 | 0 | 0 | 0 | 0 | 0 | 0 | 0 | 0 | 0 | 0 | 0 | 0 | 0 | 0 | 0 | 0 | 0 | 0 | 0 | 0 | 0 | 0 | 0 | 0 | 0 | 0.76649 | 1.533 | 2.2995 | 3.066 | 3.8325 | 4.599 | 5.3655 | 6.132 | 6.8984 | 7.6649 | 7.6649 | 7.6649 | 7.6649 | 7.6649 | 7.6649 | 7.6649 | 7.6649 | 7.6649 | 7.6649 | 7.6649 | 7.6649 | 7.6649 | 7.6649 | 7.6649 | 248.7067 | 248.7067 | 248.7067 | 248.7067 | 248.7067 | 248.7067 | 248.7067 | 248.7067 | 248.7067 | 248.7067 | 0 | 0 | 0 | 0 | 0 | 0 | 0 | 0 | 0 | 0 | 0 | 0 | 0 | 0 | 2487.0674 | 0 | 0 | 0 | 0 | 0 | 0 | 0 | 0 | 0 | 0 | 0 | 0 | 0 | 0 | 0 | 0 | 0 | 0 | 0 | 0 | 0.01557% | 0.8465 | 1.693 | 2.5395 | 3.386 | 4.2325 | 5.079 | 5.9255 | 6.772 | 7.6185 | 8.465 | 8.465 | 8.465 | 8.465 | 8.465 | 8.465 | 8.465 | 8.465 | 8.465 | 8.465 | 8.465 | 8.465 | 8.465 | 8.465 | 8.465
| PSE_Indoor Agriculture Measure Analysis_20APR2020 | M_Input | Evaluation of PSE’s PY2016/17 Commercial Rebate and New Construction Programs, Dec 2017 report. | 2020 | Retro | 2022 | 2045 | PSE | Agriculture | Indoor Agriculture Tier 3 | Electric | Per Region | NA | NA | Production Facility Tier 3 - VRF Heat Pump | Per Production Facility Tier 3 | 149983.1415 | 20 | 71998.4741 | 0 | C-All-HVAC-Vent-All-All-E | 0 | 0 | 0 | 0 | 0 | 0 | 0 | 0 |  | 0 | 0 | 0 | Lighting | CommFlat | Indoor Production Facility | Indoor Ag - VRF | CommVENT | 0.0141% | 100% | 0% | 1 | 1 | 1 | 5% | 0.85 | 6.8% | 0.2% | 130833.5202 | 3113.1038 | 13083.352 | 78521.2806 | 0 | 0 | 0 | 76724.5196 | -1796.761 |  | 0.043822 | 0 | 0.043822 | 02. $0.028 to $0.055 | 1 | 0 | 01. ($9,999.00) to $0.22 | 1 | 0.085 | 0.085 | 0.085 | 0.085 | 0.085 | 0.085 | 0.085 | 0.085 | 0.085 | 0.085 | 0 | 0 | 0 | 0 | 0 | 0 | 0 | 0 | 0 | 0 | 0 | 0 | 0 | 0 | 12748.567 | 12748.567 | 12748.567 | 12748.567 | 12748.567 | 12748.567 | 12748.567 | 12748.567 | 12748.567 | 12748.567 | 0 | 0 | 0 | 0 | 0 | 0 | 0 | 0 | 0 | 0 | 0 | 0 | 0 | 0 | 127485.6703 | 12748.567 | 25497.1341 | 38245.7011 | 50994.2681 | 63742.8351 | 76491.4022 | 89239.9692 | 101988.5362 | 114737.1033 | 127485.6703 | 127485.6703 | 127485.6703 | 127485.6703 | 127485.6703 | 127485.6703 | 127485.6703 | 127485.6703 | 127485.6703 | 127485.6703 | 127485.6703 | 127485.6703 | 127485.6703 | 127485.6703 | 127485.6703 | 0 | 0 | 0 | 0 | 0 | 0 | 0 | 0 | 0 | 0 | 0 | 0 | 0 | 0 | 0 | 0 | 0 | 0 | 0 | 0 | 0 | 0 | 0 | 0 | 0 | 0 | 0 | 0 | 0 | 0 | 0 | 0 | 0 | 0 | 0 | 0 | 0 | 0 | 0 | 0 | 0 | 0 | 0 | 0 | 0 | 0 | 0 | 0 | 0 | 0 | 0 | 0 | 0 | 0 | 0 | 0 | 0 | 0 | 0 | 0 | 0 | 1.7976 | 3.5952 | 5.3928 | 7.1904 | 8.9881 | 10.7857 | 12.5833 | 14.3809 | 16.1785 | 17.9761 | 17.9761 | 17.9761 | 17.9761 | 17.9761 | 17.9761 | 17.9761 | 17.9761 | 17.9761 | 17.9761 | 17.9761 | 17.9761 | 17.9761 | 17.9761 | 17.9761 | 6521.5842 | 6521.5842 | 6521.5842 | 6521.5842 | 6521.5842 | 6521.5842 | 6521.5842 | 6521.5842 | 6521.5842 | 6521.5842 | 0 | 0 | 0 | 0 | 0 | 0 | 0 | 0 | 0 | 0 | 0 | 0 | 0 | 0 | 65215.8416 | 0 | 0 | 0 | 0 | 0 | 0 | 0 | 0 | 0 | 0 | 0 | 0 | 0 | 0 | 0 | 0 | 0 | 0 | 0 | 0 | 0.01557% | 1.9852 | 3.9705 | 5.9557 | 7.941 | 9.9262 | 11.9115 | 13.8967 | 15.8819 | 17.8672 | 19.8524 | 19.8524 | 19.8524 | 19.8524 | 19.8524 | 19.8524 | 19.8524 | 19.8524 | 19.8524 | 19.8524 | 19.8524 | 19.8524 | 19.8524 | 19.8524 | 19.8524
Note on AS914: [Threaded comment] Your version of Excel allows you to read this threaded comment; however, any edits to it will get removed if the file is opened in a newer version of Excel. Learn more: https://go.microsoft.com/fwlink/?linkid=870924 Comment: end use with with fuel share included
Note on A1801: Cadmus: Market transformation. Strike, per PSE
Note on A1802: Cadmus: Market transformation. Strike, per PSE
Note on B1821: Max Blasdel: Indoor Ag was moved to Commercial from Industrial. These formulas will be different from the rest of the workbook!

## Com Applicability
Applicability | Share of building types used to calculate All Commercial | 7.896% | 6.144% | 5.232% | 2.727% | 3.876% | 5.773% | 1.248% | 8.017% | 0.842% | 19.91% | 3.862% | 0.1584% | 3.71% | 2.937% | 0.6812% | 3.252% | 6.219% | 17.51% | [8 empty] | Feasibility |  |  | 7.896% | 6.144% | 5.232% | 2.727% | 3.876% | 5.773% | 1.248% | 8.017% | 0.842% | 19.91% | 3.862% | 0.1584% | 3.71% | 2.937% | 0.6812% | 3.252% | 6.219% | 17.51% | [8 empty] | Base |  |  | 7.896% | 6.144% | 5.232% | 2.727% | 3.876% | 5.773% | 1.248% | 8.017% | 0.842% | 19.91% | 3.862% | 0.1584% | 3.71% | 2.937% | 0.6812% | 3.252% | 6.219% | 17.51% | [9 empty] | Ramp Rates
Measure Group | Measure Index | Large Off | Medium Off | Small Off | XLarge Ret | Large Ret | Medium Ret | Small Ret | School K-12 | University | Warehouse | Supermarket | MiniMart | Restaurant | Lodging | Hospital | Residential Care | Assembly | Other | All Commercial | Population | Data Center | Indoor Agriculture Tier 1 | Indoor Agriculture Tier 2 | Indoor Agriculture Tier 3 | Street Lighting | Service Territory Water Flow | Additional Notes Sources | Value to Map on from 2021P Names are not exact matches | Group Vintage | Large Off | Medium Off | Small Off | XLarge Ret | Large Ret | Medium Ret | Small Ret | School K-12 | University | Warehouse | Supermarket | MiniMart | Restaurant | Lodging | Hospital | Residential Care | Assembly | Other | All Commercial | Population | Data Center | Indoor Agriculture Tier 1 | Indoor Agriculture Tier 2 | Indoor Agriculture Tier 3 | Street Lighting | Service Territory Water Flow | Notes | Com_Master Value | Measure Group Vintage | Large Off | Medium Off | Small Off | XLarge Ret | Large Ret | Medium Ret | Small Ret | School K-12 | University | Warehouse | Supermarket | MiniMart | Restaurant | Lodging | Hospital | Residential Care | Assembly | Other | All Commercial | Population | Data Center | Indoor Agriculture Tier 1 | Indoor Agriculture Tier 2 | Indoor Agriculture Tier 3 | Street Lighting | Service Territory Water Flow | Notes | Measure Group | Measure Index | Measure Type | Ramp Rate | Max Achievability Factor | 2022 | 2023 | 2024 | 2025 | 2026 | 2027 | 2028 | 2029 | 2030 | 2031 | 2032 | 2033 | 2034 | 2035 | 2036 | 2037 | 2038 | 2039 | 2040 | 2041 | 2042 | 2043 | 2044 | 2045 | Ramp Rate | 2022 | 2023 | 2024 | 2025 | 2026 | 2027 | 2028 | 2029 | 2030 | 2031 | 2032 | 2033 | 2034 | 2035 | 2036 | 2037 | 2038 | 2039 | 2040 | 2041 | 2042 | 2043 | 2044 | 2045
| Advanced Power Strips-Retro | 75% | 75% | 75% | 75% | 75% | 75% | 75% | 75% | 75% | 75% | 75% | 75% | 75% | 75% | 75% | 75% | 75% | 75% | 75% | 0% | 0% | 0% | 0% | 0% | 0% | 0% |  | PowerStrips-Retro | Advanced Power Strips-Retro | 75% | 75% | 75% | 75% | 75% | 75% | 75% | 75% | 75% | 75% | 75% | 75% | 75% | 75% | 75% | 75% | 75% | 75% | 75% | [8 empty] | PowerStrips-Retro | Advanced Power Strips-Retro | 0% | 0% | 0% | 0% | 0% | 0% | 0% | 0% | 0% | 0% | 0% | 0% | 0% | 0% | 0% | 0% | 0% | 0% | 0% | [8 empty] | PowerStrips-Retro | Advanced Power Strips-Retro | Retro | RetroEven20 | 0.85 | [24 empty] | Retro12Med | 10.94% | 10.94% | 10.94% | 10.94% | 10.94% | 9.844% | 7.875% | 6.3% | 5.04% | 4.032% | 3.226% | 2.58% | 2.064% | 1.652% | 1.321% | 1.057% | 0.007209% | 0.002575% | 0.0008778% | 0.0002862% | 0.0002862% | 0.0002862% | 0.0002862% | 0.0002862% | bar: 2022 to 2045
| Bi-Level-Stairwell-NR | 0% | 0% | 0% | 0% | 0% | 0% | 0% | 0% | 0% | 0% | 0% | 0% | 0% | 0% | 0% | 0% | 0% | 0% | 0% | 0% | 0% | 0% | 0% | 0% | 0% | 0% |  | Bi-Level Stairwell Lighting-NR | Bi-Level-Stairwell-NR | 0% | 0% | 0% | 0% | 0% | 0% | 0% | 0% | 0% | 0% | 0% | 0% | 0% | 0% | 0% | 0% | 0% | 0% | 0% | [8 empty] | Bi-Level Stairwell Lighting-NR | Bi-Level-Stairwell-NR | 0% | 0% | 0% | 0% | 0% | 0% | 0% | 0% | 0% | 0% | 0% | 0% | 0% | 0% | 0% | 0% | 0% | 0% | 0% | [8 empty] | Bi-Level Stairwell Lighting-NR | Bi-Level-Stairwell-NR | NR | LO20Fast | 0.85 | 22.12% | 37.62% | 48.36% | 56.72% | 64.04% | 70.38% | 75.81% | 80.42% | 84.31% | 87.58% | 90.3% | 92.42% | 94.07% | 95.36% | 96.36% | 97.14% | 97.75% | 98.4% | 98.9% | 99.6% | 99.6% | 99.6% | 99.6% | 99.6% | Retro5Med | 4.3% | 5.28% | 6.461% | 7.5% | 8.555% | 10% | 10.97% | 11.21% | 10.56% | 9.079% | 7.026% | 4.65% | 2.7% | 1.3% | 0.55% | 0.2% | 0.06247% | 0.01362% | 0.002238% | 0.0002686% | 0.0002686% | 0.0002686% | 0.0002686% | 0.0002686%
| Boiler Tune-up-Retro | 50.5% | 50.5% | 50.5% | 50.5% | 50.5% | 50.5% | 50.5% | 50.5% | 50.5% | 50.5% | 50.5% | 50.5% | 50.5% | 50.5% | 50.5% | 50.5% | 50.5% | 50.5% | 50.5% | 0% | 0% | 0% | 0% | 0% | 0% | 0% | value from previous study used | 0 | Boiler Tune-up-Retro | 50.5% | 50.5% | 50.5% | 50.5% | 50.5% | 50.5% | 50.5% | 50.5% | 50.5% | 50.5% | 50.5% | 50.5% | 50.5% | 50.5% | 50.5% | 50.5% | 50.5% | 50.5% | 50.5% | [7 empty] | value from previous study used |  | Boiler Tune-up-Retro | 0% | 0% | 0% | 0% | 0% | 0% | 0% | 0% | 0% | 0% | 0% | 0% | 0% | 0% | 0% | 0% | 0% | 0% | 0% | [7 empty] | Ramp from last study used |  | Boiler Tune-up-Retro | Retro | 10YrRetro | 0.85 | 10% | 10% | 10% | 10% | 10% | 10% | 10% | 10% | 10% | 10% | 0% | 0% | 0% | 0% | 0% | 0% | 0% | 0% | 0% | 0% | 0% | 0% | 0% | 0% | Retro1Slow | 0.2564% | 0.5126% | 0.9102% | 1.48% | 2.247% | 3.218% | 4.378% | 5.675% | 7.02% | 8.278% | 9.287% | 9.88% | 9.921% | 9.352% | 8.223% | 6.8% | 5.2% | 3.6% | 2.3% | 1.5% | 1.5% | 1.5% | 1.5% | 1.5%
| Boiler Tune-up-NR and New | 50% | 50% | 50% | 50% | 50% | 50% | 50% | 50% | 50% | 50% | 50% | 50% | 50% | 50% | 50% | 50% | 50% | 50% | 50% | 0% | 0% | 0% | 0% | 0% | 0% | 0% | value from previous study used | 0 | Boiler Tune-up-NR and New | 50% | 50% | 50% | 50% | 50% | 50% | 50% | 50% | 50% | 50% | 50% | 50% | 50% | 50% | 50% | 50% | 50% | 50% | 50% | [7 empty] | value from previous study used |  | Boiler Tune-up-NR and New | 0% | 0% | 0% | 0% | 0% | 0% | 0% | 0% | 0% | 0% | 0% | 0% | 0% | 0% | 0% | 0% | 0% | 0% | 0% | [7 empty] | Ramp from last study used |  | Boiler Tune-up-NR and New | NR and New | LO12Med | 0.85 | 10.94% | 21.87% | 32.81% | 43.75% | 54.69% | 64.53% | 72.41% | 78.71% | 83.75% | 87.78% | 91% | 93.58% | 95.65% | 97.3% | 98.62% | 99.68% | 99.69% | 99.69% | 99.69% | 99.69% | 99.69% | 99.69% | 99.69% | 99.69% | Retro50Fast | 45% | 21% | 14% | 9% | 5.954% | 2.977% | 1.323% | 0.5292% | 0.1925% | 0.06415% | 0.01974% | 0.00564% | 0.001504% | 0.000376% | 8.847e-05% | 1.966e-05% | 4.139e-06% | 8.277e-07% | 1.577e-07% | 2.867e-08% | 2.867e-08% | 2.867e-08% | 2.867e-08% | 2.867e-08%
| Boilers-NR and New | 50% | 50% | 50% | 50% | 50% | 50% | 50% | 50% | 50% | 50% | 50% | 50% | 50% | 50% | 50% | 50% | 50% | 50% | 50% | 0% | 0% | 0% | 0% | 0% | 0% | 0% |  |  | Boiler-NR and New | 50% | 50% | 50% | 50% | 50% | 50% | 50% | 50% | 50% | 50% | 50% | 50% | 50% | 50% | 50% | 50% | 50% | 50% | 50% | [7 empty] | Assume 0% |  | Boiler-NR and New | 0% | 0% | 0% | 0% | 0% | 0% | 0% | 0% | 0% | 0% | 0% | 0% | 0% | 0% | 0% | 0% | 0% | 0% | 0% | [9 empty] | Boiler-NR and New |  | LO12Med | 0.85 | 10.94% | 21.87% | 32.81% | 43.75% | 54.69% | 64.53% | 72.41% | 78.71% | 83.75% | 87.78% | 91% | 93.58% | 95.65% | 97.3% | 98.62% | 99.68% | 99.69% | 99.69% | 99.69% | 99.69% | 99.69% | 99.69% | 99.69% | 99.69% | Retro20Fast | 22.12% | 15.5% | 10.73% | 8.359% | 7.324% | 6.337% | 5.429% | 4.613% | 3.892% | 3.264% | 2.724% | 2.121% | 1.652% | 1.287% | 1.002% | 0.92% | 0.72% | 0.62% | 0.52% | 0.42% | 0.42% | 0.42% | 0.42% | 0.42%
| Charboilers-NR | 0% | 0% | 0% | 0% | 0% | 0% | 0% | 55% | 55% | 0% | 0% | 0% | 55% | 55% | 55% | 0% | 0% | 0% | 8.903% | 0% | 0% | 0% | 0% | 0% | 0% | 0% | value from previous study used | 0 | Charboilers-NR | 0% | 0% | 0% | 0% | 0% | 0% | 0% | 55% | 55% | 0% | 0% | 0% | 55% | 55% | 55% | 0% | 0% | 0% | 8.903% | [7 empty] | value from previous study used |  | Charboilers-NR | 0% | 0% | 0% | 0% | 0% | 0% | 0% | 0% | 0% | 0% | 0% | 0% | 0% | 0% | 0% | 0% | 0% | 0% | 0% | [7 empty] | Ramp from last study used |  | Charboilers-NR | NR | LO12Med | 0.85 | 10.94% | 21.87% | 32.81% | 43.75% | 54.69% | 64.53% | 72.41% | 78.71% | 83.75% | 87.78% | 91% | 93.58% | 95.65% | 97.3% | 98.62% | 99.68% | 99.69% | 99.69% | 99.69% | 99.69% | 99.69% | 99.69% | 99.69% | 99.69% | RetroEven20 | 5% | 5% | 5% | 5% | 5% | 5% | 5% | 5% | 5% | 5% | 5% | 5% | 5% | 5% | 5% | 5% | 5% | 5% | 5% | 5% | 5% | 5% | 5% | 5%
| Chiller-NR and New | 90.33% | 13.31% | 1.09% | 1.794% | 0% | 2.099% | 0% | 28.9% | 26.7% | 0.3375% | 2.299% | 0% | 0% | 25.98% | 71.77% | 13.62% | 19.38% | 23.31% | 17.86% | 0% | 0% | 0% | 0% | 0% | 0% | 0% |  | Chiller-Upgrade-NR | Chiller-NR and New | 95.08% | 14.01% | 1.147% | 1.888% | 0% | 2.21% | 0% | 30.42% | 28.1% | 0.3552% | 2.42% | 0% | 0% | 27.35% | 75.55% | 14.33% | 20.4% | 24.54% | 18.8% | [8 empty] | Chiller-Upgrade-NR | Chiller-NR and New | 5% | 5% | 5% | 5% | 5% | 5% | 5% | 5% | 5% | 5% | 5% | 5% | 5% | 5% | 5% | 5% | 5% | 5% | 5% | [8 empty] | Chiller-Upgrade-NR | Chiller-NR and New | NR and New | LOEven20 | 0.85 | 5% | 10% | 15% | 20% | 25% | 30% | 35% | 40% | 45% | 50% | 55% | 60% | 65% | 70% | 75% | 80% | 85% | 90% | 95% | 100% | 100% | 100% | 100% | 100% | RetroMax60 | 0.5532% | 0.8696% | 1.739% | 3.044% | 4.734% | 6.628% | 8.436% | 9.842% | 10.6% | 10.6% | 9.892% | 8.656% | 7.128% | 5.544% | 4.085% | 2.86% | 1.906% | 1.213% | 0.7385% | 0.5% | 0.5% | 0.5% | 0.5% | 0.5%
| Chiller-Retro | 90.33% | 13.31% | 1.09% | 1.794% | 0% | 2.099% | 0% | 28.9% | 26.7% | 0.3375% | 2.299% | 0% | 0% | 25.98% | 71.77% | 13.62% | 19.38% | 23.31% | 17.86% | 0% | 0% | 0% | 0% | 0% | 0% | 0% |  | Chiller-System-Retro | Chiller-Retro | 95.08% | 14.01% | 1.147% | 1.888% | 0% | 2.21% | 0% | 30.42% | 28.1% | 0.3552% | 2.42% | 0% | 0% | 27.35% | 75.55% | 14.33% | 20.4% | 24.54% | 18.8% | [8 empty] | Chiller-System-Retro | Chiller-Retro | 5% | 5% | 5% | 5% | 5% | 5% | 5% | 5% | 5% | 5% | 5% | 5% | 5% | 5% | 5% | 5% | 5% | 5% | 5% | [8 empty] | Chiller-System-Retro | Chiller-Retro | Retro | 10YrRetro | 0.85 | 10% | 10% | 10% | 10% | 10% | 10% | 10% | 10% | 10% | 10% | 0% | 0% | 0% | 0% | 0% | 0% | 0% | 0% | 0% | 0% | 0% | 0% | 0% | 0% | Retro3Slow | 0% | 0% | 0% | 0% | 0% | 0% | 0% | 0% | 0% | 0% | 0% | 0% | 0% | 0% | 0% | 0% | 0% | 0% | 0% | 0% | 0% | 0% | 0% | 0%
| Circulator Pumps-NR and New | 85% | 85% | 85% | 85% | 85% | 85% | 85% | 85% | 85% | 85% | 85% | 85% | 85% | 85% | 85% | 85% | 85% | 85% | 85% | 0% | 0% | 0% | 0% | 0% | 0% | 0% | Since the 2021P is based on shipment data that assumes 100% Applicability, this study can't use this. Assumed 85%. Note this group is for "Variable Speed Efficient Motor" | Circpumps-New | Circulator Pumps-NR and New | 85% | 85% | 85% | 85% | 85% | 85% | 85% | 85% | 85% | 85% | 85% | 85% | 85% | 85% | 85% | 85% | 85% | 85% | 85% | [8 empty] | Circpumps-New | Circulator Pumps-NR and New | 0% | 0% | 0% | 0% | 0% | 0% | 0% | 0% | 0% | 0% | 0% | 0% | 0% | 0% | 0% | 0% | 0% | 0% | 0% | [8 empty] | Circpumps-New | Circulator Pumps-NR and New | NR and New | LO12Med | 0.95 | 10.94% | 21.87% | 32.81% | 43.75% | 54.69% | 64.53% | 72.41% | 78.71% | 83.75% | 87.78% | 91% | 93.58% | 95.65% | 97.3% | 98.62% | 99.68% | 99.69% | 99.69% | 99.69% | 99.69% | 99.69% | 99.69% | 99.69% | 99.69% | LO12Med | 10.94% | 21.87% | 32.81% | 43.75% | 54.69% | 64.53% | 72.41% | 78.71% | 83.75% | 87.78% | 91% | 93.58% | 95.65% | 97.3% | 98.62% | 99.68% | 99.69% | 99.69% | 99.69% | 99.69% | 99.69% | 99.69% | 99.69% | 99.69%
| Circulator Pumps-Retro | 85% | 85% | 85% | 85% | 85% | 85% | 85% | 85% | 85% | 85% | 85% | 85% | 85% | 85% | 85% | 85% | 85% | 85% | 85% | 0% | 0% | 0% | 0% | 0% | 0% | 0% | Since the 2021P is based on shipment data that assumes 100% Applicability, this study can't use this. Assumed 85%. Note this group is for "Variable Speed Efficient Motor" | Circpumps-NR | Circulator Pumps-Retro | 85% | 85% | 85% | 85% | 85% | 85% | 85% | 85% | 85% | 85% | 85% | 85% | 85% | 85% | 85% | 85% | 85% | 85% | 85% | [8 empty] | Circpumps-NR | Circulator Pumps-Retro | 0% | 0% | 0% | 0% | 0% | 0% | 0% | 0% | 0% | 0% | 0% | 0% | 0% | 0% | 0% | 0% | 0% | 0% | 0% | [8 empty] | Circpumps-NR | Circulator Pumps-Retro | Retro | 10YrRetro | 0.95 | 10% | 10% | 10% | 10% | 10% | 10% | 10% | 10% | 10% | 10% | 0% | 0% | 0% | 0% | 0% | 0% | 0% | 0% | 0% | 0% | 0% | 0% | 0% | 0% | LO5Med | 4.3% | 9.58% | 16.04% | 23.54% | 32.1% | 42.1% | 53.07% | 64.28% | 74.84% | 83.92% | 90.95% | 95.77% | 98.65% | 100% | 100% | 100% | 100% | 100% | 100% | 100% | 100% | 100% | 100% | 100%
| Clothes Washer-NR | 0% | 0% | 0% | 0% | 0% | 0% | 0% | 0% | 0% | 0% | 0% | 0% | 0% | 0% | 0% | 0% | 0% | 0% | 0% | 0% | 0% | 0% | 0% | 0% | 0% | 0% |  | Washer-NR | Clothes Washer-NR | 0% | 0% | 0% | 0% | 0% | 0% | 0% | 0% | 0% | 0% | 0% | 0% | 0% | 0% | 0% | 0% | 0% | 0% | 0% | [8 empty] | Washer-NR | Clothes Washer-NR | 0% | 0% | 0% | 0% | 0% | 0% | 0% | 0% | 0% | 0% | 0% | 0% | 0% | 0% | 0% | 0% | 0% | 0% | 0% | [8 empty] | Washer-NR | Clothes Washer-NR | NR | LO5Med | 0.95 | 4.3% | 9.58% | 16.04% | 23.54% | 32.1% | 42.1% | 53.07% | 64.28% | 74.84% | 83.92% | 90.95% | 95.77% | 98.65% | 100% | 100% | 100% | 100% | 100% | 100% | 100% | 100% | 100% | 100% | 100% | LO1Slow | 0.5% | 0.769% | 1.679% | 3.16% | 5.407% | 8.625% | 13% | 18.68% | 25.7% | 33.98% | 43.26% | 53.14% | 63.06% | 72.42% | 80.64% | 87.33% | 92.33% | 96% | 98% | 99.6% | 99.6% | 99.6% | 99.6% | 99.6%
| Combination Oven-NR | 0% | 0% | 0% | 0% | 0% | 0% | 0% | 0% | 0% | 0% | 0% | 0% | 0% | 0% | 0% | 0% | 0% | 0% | 0% | 0% | 0% | 0% | 0% | 0% | 0% | 0% |  | Combo Oven-NR | Combination Oven-NR | 0% | 0% | 0% | 0% | 0% | 0% | 0% | 0% | 0% | 0% | 0% | 0% | 0% | 0% | 0% | 0% | 0% | 0% | 0% | [8 empty] | Combo Oven-NR | Combination Oven-NR | 0% | 0% | 0% | 0% | 0% | 0% | 0% | 0% | 0% | 0% | 0% | 0% | 0% | 0% | 0% | 0% | 0% | 0% | 0% | [8 empty] | Combo Oven-NR | Combination Oven-NR | NR | LO5Med | 0.85 | 4.3% | 9.58% | 16.04% | 23.54% | 32.1% | 42.1% | 53.07% | 64.28% | 74.84% | 83.92% | 90.95% | 95.77% | 98.65% | 100% | 100% | 100% | 100% | 100% | 100% | 100% | 100% | 100% | 100% | 100% | LO50Fast | 45% | 66% | 80% | 89% | 94.95% | 97.93% | 99.25% | 99.78% | 99.98% | 100% | 100% | 100% | 100% | 100% | 100% | 100% | 100% | 100% | 100% | 100% | 100% | 100% | 100% | 100%
| Commissioning-Retro | 47.68% | 8.441% | 0% | 3.625% | 24.42% | 2.323% | 0% | 27.8% | 74.65% | 0% | 6.44% | 0% | 2.068% | 7.142% | 81.93% | 6.965% | 0% | 0% | 9.64% | 0% | 0% | 0% | 0% | 0% | 0% | 0% |  | Commercial EM-Retro | Commissioning-Retro | 49.67% | 8.793% | 0% | 3.777% | 25.44% | 2.42% | 0% | 28.96% | 77.76% | 0% | 6.708% | 0% | 2.154% | 7.44% | 85.34% | 7.255% | 0% | 0% | 10.04% | [8 empty] | Commercial EM-Retro | Commissioning-Retro | 4% | 4% | 4% | 4% | 4% | 4% | 4% | 4% | 4% | 4% | 4% | 4% | 4% | 4% | 4% | 4% | 4% | 4% | 4% | [8 empty] | Commercial EM-Retro | Commissioning-Retro | Retro | 10YrRetro | 0.85 | 10% | 10% | 10% | 10% | 10% | 10% | 10% | 10% | 10% | 10% | 0% | 0% | 0% | 0% | 0% | 0% | 0% | 0% | 0% | 0% | 0% | 0% | 0% | 0% | LO20Fast | 22.12% | 37.62% | 48.36% | 56.72% | 64.04% | 70.38% | 75.81% | 80.42% | 84.31% | 87.58% | 90.3% | 92.42% | 94.07% | 95.36% | 96.36% | 97.14% | 97.75% | 98.4% | 98.9% | 99.6% | 99.6% | 99.6% | 99.6% | 99.6%
| Commissioning-New | 47.68% | 8.441% | 0% | 3.625% | 24.42% | 2.323% | 0% | 27.8% | 74.65% | 0% | 6.44% | 0% | 2.068% | 7.142% | 81.93% | 6.965% | 0% | 0% | 9.64% | 0% | 0% | 0% | 0% | 0% | 0% | 0% |  | Commercial EM-New | Commissioning-New | 49.67% | 8.793% | 0% | 3.777% | 25.44% | 2.42% | 0% | 28.96% | 77.76% | 0% | 6.708% | 0% | 2.154% | 7.44% | 85.34% | 7.255% | 0% | 0% | 10.04% | [8 empty] | Commercial EM-New | Commissioning-New | 4% | 4% | 4% | 4% | 4% | 4% | 4% | 4% | 4% | 4% | 4% | 4% | 4% | 4% | 4% | 4% | 4% | 4% | 4% | [8 empty] | Commercial EM-New | Commissioning-New | New | LO5Med | 0.85 | 4.3% | 9.58% | 16.04% | 23.54% | 32.1% | 42.1% | 53.07% | 64.28% | 74.84% | 83.92% | 90.95% | 95.77% | 98.65% | 100% | 100% | 100% | 100% | 100% | 100% | 100% | 100% | 100% | 100% | 100% | LOEven20 | 5% | 10% | 15% | 20% | 25% | 30% | 35% | 40% | 45% | 50% | 55% | 60% | 65% | 70% | 75% | 80% | 85% | 90% | 95% | 100% | 100% | 100% | 100% | 100%
| Compressed Air-Retro | 1% | 1% | 1% | 1% | 1% | 1% | 1% | 1% | 1% | 1% | 1% | 1% | 1% | 1% | 1% | 1% | 1% | 1% | 1% | 0% | 0% | 0% | 0% | 0% | 0% | 0% |  | Compressors-New | Compressed Air-Retro | 1% | 1% | 1% | 1% | 1% | 1% | 1% | 1% | 1% | 1% | 1% | 1% | 1% | 1% | 1% | 1% | 1% | 1% | 1% | [8 empty] | Compressors-New | Compressed Air-Retro | 0% | 0% | 0% | 0% | 0% | 0% | 0% | 0% | 0% | 0% | 0% | 0% | 0% | 0% | 0% | 0% | 0% | 0% | 0% | [8 empty] | Compressors-New | Compressed Air-Retro | Retro | 10YrRetro | 0.85 | 10% | 10% | 10% | 10% | 10% | 10% | 10% | 10% | 10% | 10% | 0% | 0% | 0% | 0% | 0% | 0% | 0% | 0% | 0% | 0% | 0% | 0% | 0% | 0% | LO3Slow | 0.5532% | 1.423% | 3.162% | 6.206% | 10.94% | 17.57% | 26% | 35.85% | 46.44% | 57.04% | 66.94% | 75.59% | 82.72% | 88.26% | 92.35% | 95.21% | 97.12% | 98.33% | 99.07% | 99.6% | 99.6% | 99.6% | 99.6% | 99.6%
| Compressed Air-New | 1% | 1% | 1% | 1% | 1% | 1% | 1% | 1% | 1% | 1% | 1% | 1% | 1% | 1% | 1% | 1% | 1% | 1% | 1% | 0% | 0% | 0% | 0% | 0% | 0% | 0% |  | Compressors-New | Compressed Air-New | 1% | 1% | 1% | 1% | 1% | 1% | 1% | 1% | 1% | 1% | 1% | 1% | 1% | 1% | 1% | 1% | 1% | 1% | 1% | [8 empty] | Compressors-New | Compressed Air-New | 0% | 0% | 0% | 0% | 0% | 0% | 0% | 0% | 0% | 0% | 0% | 0% | 0% | 0% | 0% | 0% | 0% | 0% | 0% | [8 empty] | Compressors-New | Compressed Air-New | New | LOEven20 | 0.85 | 5% | 10% | 15% | 20% | 25% | 30% | 35% | 40% | 45% | 50% | 55% | 60% | 65% | 70% | 75% | 80% | 85% | 90% | 95% | 100% | 100% | 100% | 100% | 100% | LO80Fast | 75.59% | 82.72% | 88.26% | 92.35% | 95.21% | 97.12% | 98.33% | 99.07% | 99.5% | 100% | 100% | 100% | 100% | 100% | 100% | 100% | 100% | 100% | 100% | 100% | 100% | 100% | 100% | 100%
| Compressed Air-NR | 1% | 1% | 1% | 1% | 1% | 1% | 1% | 1% | 1% | 1% | 1% | 1% | 1% | 1% | 1% | 1% | 1% | 1% | 1% | 0% | 0% | 0% | 0% | 0% | 0% | 0% |  | Compressors-NR | Compressed Air-NR | 1% | 1% | 1% | 1% | 1% | 1% | 1% | 1% | 1% | 1% | 1% | 1% | 1% | 1% | 1% | 1% | 1% | 1% | 1% | [8 empty] | Compressors-NR | Compressed Air-NR | 0% | 0% | 0% | 0% | 0% | 0% | 0% | 0% | 0% | 0% | 0% | 0% | 0% | 0% | 0% | 0% | 0% | 0% | 0% | [8 empty] | Compressors-NR | Compressed Air-NR | NR | LOEven20 | 0.85 | 5% | 10% | 15% | 20% | 25% | 30% | 35% | 40% | 45% | 50% | 55% | 60% | 65% | 70% | 75% | 80% | 85% | 90% | 95% | 100% | 100% | 100% | 100% | 100% | 6YrRetro | 16.67% | 16.67% | 16.67% | 16.67% | 16.67% | 16.67% | 0% | 0% | 0% | 0% | 0% | 0% | 0% | 0% | 0% | 0% | 0% | 0% | 0% | 0% | 0% | 0% | 0% | 0%
| Connected Thermostats-Retro | 0% | 17.94% | 41.65% | 0% | 0% | 20.85% | 24.4% | 17.69% | 0% | 13.31% | 13.44% | 33.85% | 9.528% | 0% | 0% | 6.756% | 18.44% | 14.37% | 13.67% | 0% | 0% | 0% | 0% | 0% | 0% | 0% |  | ConnectedThermostats-Retro | Connected Thermostats-Retro | 0% | 17.94% | 41.65% | 0% | 0% | 20.85% | 24.4% | 17.69% | 0% | 13.31% | 13.44% | 33.85% | 9.528% | 0% | 0% | 6.756% | 18.44% | 14.37% | 13.67% | [8 empty] | ConnectedThermostats-Retro | Connected Thermostats-Retro | 0% | 0% | 0% | 0% | 0% | 0% | 0% | 0% | 0% | 0% | 0% | 0% | 0% | 0% | 0% | 0% | 0% | 0% | 0% | [8 empty] | ConnectedThermostats-Retro | Connected Thermostats-Retro | Retro | 10YrRetro | 0.95 | 10% | 10% | 10% | 10% | 10% | 10% | 10% | 10% | 10% | 10% | 0% | 0% | 0% | 0% | 0% | 0% | 0% | 0% | 0% | 0% | 0% | 0% | 0% | 0% | 8YrRetro | 12.5% | 12.5% | 12.5% | 12.5% | 12.5% | 12.5% | 12.5% | 12.5% | 0% | 0% | 0% | 0% | 0% | 0% | 0% | 0% | 0% | 0% | 0% | 0% | 0% | 0% | 0% | 0%
| Convection Oven-NR | 0% | 0% | 0% | 0% | 0% | 0% | 0% | 0% | 0% | 0% | 0% | 0% | 0% | 0% | 0% | 0% | 0% | 0% | 0% | 0% | 0% | 0% | 0% | 0% | 0% | 0% |  | Convection Oven-NR | Convection Oven-NR | 0% | 0% | 0% | 0% | 0% | 0% | 0% | 0% | 0% | 0% | 0% | 0% | 0% | 0% | 0% | 0% | 0% | 0% | 0% | [8 empty] | Convection Oven-NR | Convection Oven-NR | 0% | 0% | 0% | 0% | 0% | 0% | 0% | 0% | 0% | 0% | 0% | 0% | 0% | 0% | 0% | 0% | 0% | 0% | 0% | [8 empty] | Convection Oven-NR | Convection Oven-NR | NR | LO5Med | 0.85 | 4.3% | 9.58% | 16.04% | 23.54% | 32.1% | 42.1% | 53.07% | 64.28% | 74.84% | 83.92% | 90.95% | 95.77% | 98.65% | 100% | 100% | 100% | 100% | 100% | 100% | 100% | 100% | 100% | 100% | 100% | 10YrRetro | 10% | 10% | 10% | 10% | 10% | 10% | 10% | 10% | 10% | 10%
| Conveyer Oven-NR | 0% | 0% | 0% | 0% | 0% | 0% | 0% | 0% | 0% | 0% | 0% | 0% | 0% | 0% | 0% | 0% | 0% | 0% | 0% | 0% | 0% | 0% | 0% | 0% | 0% | 0% |  | Combo Oven-NR | Conveyer Oven-NR | 0% | 0% | 0% | 0% | 0% | 0% | 0% | 0% | 0% | 0% | 0% | 0% | 0% | 0% | 0% | 0% | 0% | 0% | 0% | [8 empty] | Combo Oven-NR | Conveyer Oven-NR | 0% | 0% | 0% | 0% | 0% | 0% | 0% | 0% | 0% | 0% | 0% | 0% | 0% | 0% | 0% | 0% | 0% | 0% | 0% | [8 empty] | Combo Oven-NR | Conveyer Oven-NR | NR | LO5Med | 0.85 | 4.3% | 9.58% | 16.04% | 23.54% | 32.1% | 42.1% | 53.07% | 64.28% | 74.84% | 83.92% | 90.95% | 95.77% | 98.65% | 100% | 100% | 100% | 100% | 100% | 100% | 100% | 100% | 100% | 100% | 100%
| Cooling DX-Retro | 100% | 100% | 100% | 100% | 100% | 100% | 100% | 100% | 100% | 100% | 100% | 100% | 100% | 100% | 100% | 100% | 100% | 100% | 100% | 0% | 0% | 0% | 0% | 0% | 0% | 0% | value from previous study used | 0 | Cooling DX-Retro | 100% | 100% | 100% | 100% | 100% | 100% | 100% | 100% | 100% | 100% | 100% | 100% | 100% | 100% | 100% | 100% | 100% | 100% | 100% | [7 empty] | value from previous study used | 0 | Cooling DX-Retro | 0% | 0% | 0% | 0% | 0% | 0% | 0% | 0% | 0% | 0% | 0% | 0% | 0% | 0% | 0% | 0% | 0% | 0% | 0% | [9 empty] | Cooling DX-Retro | Retro | 10YrRetro | 0.85 | 10% | 10% | 10% | 10% | 10% | 10% | 10% | 10% | 10% | 10% | 0% | 0% | 0% | 0% | 0% | 0% | 0% | 0% | 0% | 0% | 0% | 0% | 0% | 0%
| Cooling DX-NR | 100% | 100% | 100% | 100% | 100% | 100% | 100% | 100% | 100% | 100% | 100% | 100% | 100% | 100% | 100% | 100% | 100% | 100% | 100% | 0% | 0% | [5 empty] | value from previous study used |  | Cooling DX-NR | 100% | 100% | 100% | 100% | 100% | 100% | 100% | 100% | 100% | 100% | 100% | 100% | 100% | 100% | 100% | 100% | 100% | 100% | 100% | [7 empty] | value from previous study used |  | Cooling DX-NR | 0% | 0% | 0% | 0% | 0% | 0% | 0% | 0% | 0% | 0% | 0% | 0% | 0% | 0% | 0% | 0% | 0% | 0% | 0% | [9 empty] | Cooling DX-NR | NR | LO5Med | 0.85 | 4.3% | 9.58% | 16.04% | 23.54% | 32.1% | 42.1% | 53.07% | 64.28% | 74.84% | 83.92% | 90.95% | 95.77% | 98.65% | 100% | 100% | 100% | 100% | 100% | 100% | 100% | 100% | 100% | 100% | 100%
| Cooling DX-NR and New | 100% | 100% | 100% | 100% | 100% | 100% | 100% | 100% | 100% | 100% | 100% | 100% | 100% | 100% | 100% | 100% | 100% | 100% | 100% | 0% | 0% | 0% | 0% | 0% | 0% | 0% | value from previous study used | 0 | Cooling DX-NR and New | 100% | 100% | 100% | 100% | 100% | 100% | 100% | 100% | 100% | 100% | 100% | 100% | 100% | 100% | 100% | 100% | 100% | 100% | 100% | [7 empty] | value from previous study used | 0 | Cooling DX-NR and New | 0% | 0% | 0% | 0% | 0% | 0% | 0% | 0% | 0% | 0% | 0% | 0% | 0% | 0% | 0% | 0% | 0% | 0% | 0% | [8 empty] | Chiller-Upgrade-NR | Cooling DX-NR and New | NR and New | LO5Med | 0.85 | 4.3% | 9.58% | 16.04% | 23.54% | 32.1% | 42.1% | 53.07% | 64.28% | 74.84% | 83.92% | 90.95% | 95.77% | 98.65% | 100% | 100% | 100% | 100% | 100% | 100% | 100% | 100% | 100% | 100% | 100%
| Cooling DX Tuneup-Retro | 50% | 50% | 50% | 50% | 50% | 50% | 50% | 50% | 50% | 50% | 50% | 50% | 50% | 50% | 50% | 50% | 50% | 50% | 50% | 0% | 0% | 0% | 0% | 0% | 0% | 0% | value from previous study used | 0 | Cooling DX Tuneup-Retro | 50% | 50% | 50% | 50% | 50% | 50% | 50% | 50% | 50% | 50% | 50% | 50% | 50% | 50% | 50% | 50% | 50% | 50% | 50% | [7 empty] | value from previous study used | 0 | Cooling DX Tuneup-Retro | 0% | 0% | 0% | 0% | 0% | 0% | 0% | 0% | 0% | 0% | 0% | 0% | 0% | 0% | 0% | 0% | 0% | 0% | 0% | [8 empty] | Chiller-System-Retro | Cooling DX Tuneup-Retro | Retro | 10YrRetro | 0.85 | 10% | 10% | 10% | 10% | 10% | 10% | 10% | 10% | 10% | 10% | 0% | 0% | 0% | 0% | 0% | 0% | 0% | 0% | 0% | 0% | 0% | 0% | 0% | 0%
| Cooling DX Tuneup-NR and New | 50% | 50% | 50% | 50% | 50% | 50% | 50% | 50% | 50% | 50% | 50% | 50% | 50% | 50% | 50% | 50% | 50% | 50% | 50% | 0% | 0% | 0% | 0% | 0% | 0% | 0% |  |  | Cooling DX Tuneup-NR and New | 50% | 50% | 50% | 50% | 50% | 50% | 50% | 50% | 50% | 50% | 50% | 50% | 50% | 50% | 50% | 50% | 50% | 50% | 50% | [7 empty] | Assume 0% |  |  | 0% | 0% | 0% | 0% | 0% | 0% | 0% | 0% | 0% | 0% | 0% | 0% | 0% | 0% | 0% | 0% | 0% | 0% | 0%
| Cooling DX Tuneup-NR | 50% | 50% | 50% | 50% | 50% | 50% | 50% | 50% | 50% | 50% | 50% | 50% | 50% | 50% | 50% | 50% | 50% | 50% | 50% | 0% | 0% | 0% | 0% | 0% | 0% | 0% |  |  | Cooling DX Tuneup-NR | 50% | 50% | 50% | 50% | 50% | 50% | 50% | 50% | 50% | 50% | 50% | 50% | 50% | 50% | 50% | 50% | 50% | 50% | 50% | [7 empty] | Assume 0% |  |  | 0% | 0% | 0% | 0% | 0% | 0% | 0% | 0% | 0% | 0% | 0% | 0% | 0% | 0% | 0% | 0% | 0% | 0% | 0%
| DataCenters-Retro | 1% | 1% | 1% | 1% | 1% | 1% | 1% | 1% | 1% | 1% | 1% | 1% | 1% | 1% | 1% | 1% | 1% | 1% | 1% | 0% | 0% | 0% | 0% | 0% | 0% | 0% |  | Data Centers-NR | DataCenters-Retro | 1% | 1% | 1% | 1% | 1% | 1% | 1% | 1% | 1% | 1% | 1% | 1% | 1% | 1% | 1% | 1% | 1% | 1% | 1% | [8 empty] | Data Centers-NR | DataCenters-Retro | 0% | 0% | 0% | 0% | 0% | 0% | 0% | 0% | 0% | 0% | 0% | 0% | 0% | 0% | 0% | 0% | 0% | 0% | 0% | [8 empty] | Data Centers-NR | DataCenters-Retro | Retro | 10YrRetro | 0.85 | 10% | 10% | 10% | 10% | 10% | 10% | 10% | 10% | 10% | 10% | 0% | 0% | 0% | 0% | 0% | 0% | 0% | 0% | 0% | 0% | 0% | 0% | 0% | 0%
| DCV Garage-Retro | 0% | 0% | 0% | 0% | 0% | 0% | 0% | 0% | 0% | 0% | 0% | 0% | 0% | 0% | 0% | 0% | 0% | 0% | 0% | 0% | 0% | 0% | 0% | 0% | 0% | 0% |  | DCV-Parking Garage-Retro | DCV Garage-Retro | 0% | 0% | 0% | 0% | 0% | 0% | 0% | 0% | 0% | 0% | 0% | 0% | 0% | 0% | 0% | 0% | 0% | 0% | 0% | [8 empty] | DCV-Parking Garage-Retro | DCV Garage-Retro | 0% | 0% | 0% | 0% | 0% | 0% | 0% | 0% | 0% | 0% | 0% | 0% | 0% | 0% | 0% | 0% | 0% | 0% | 0% | [8 empty] | DCV-Parking Garage-Retro | DCV Garage-Retro | Retro | 10YrRetro | 0.85 | 10% | 10% | 10% | 10% | 10% | 10% | 10% | 10% | 10% | 10% | 0% | 0% | 0% | 0% | 0% | 0% | 0% | 0% | 0% | 0% | 0% | 0% | 0% | 0%
| DCV Kitchen Ventilation-Retro | 0% | 0% | 0% | 0% | 0% | 0% | 0% | 0% | 0% | 0% | 0% | 0% | 0% | 0% | 0% | 0% | 0% | 0% | 0% | 0% | 0% | 0% | 0% | 0% | 0% | 0% |  | DCV-Kitchen-Retro | DCV Kitchen Ventilation-Retro | 0% | 0% | 0% | 0% | 0% | 0% | 0% | 0% | 0% | 0% | 0% | 0% | 0% | 0% | 0% | 0% | 0% | 0% | 0% | [8 empty] | DCV-Kitchen-Retro | DCV Kitchen Ventilation-Retro | 0% | 0% | 0% | 0% | 0% | 0% | 0% | 0% | 0% | 0% | 0% | 0% | 0% | 0% | 0% | 0% | 0% | 0% | 0% | [8 empty] | DCV-Kitchen-Retro | DCV Kitchen Ventilation-Retro | Retro | 10YrRetro | 0.85 | 10% | 10% | 10% | 10% | 10% | 10% | 10% | 10% | 10% | 10% | 0% | 0% | 0% | 0% | 0% | 0% | 0% | 0% | 0% | 0% | 0% | 0% | 0% | 0%
| DDC Energy Management-Retro | 47.68% | 8.441% | 0% | 3.625% | 24.42% | 2.323% | 0% | 27.8% | 74.65% | 0% | 6.44% | 0% | 2.068% | 7.142% | 81.93% | 6.965% | 0% | 0% | 9.64% | 0% | 0% | 0% | 0% | 0% | 0% | 0% |  | Commercial EM-Retro | DDC Energy Management-Retro | 49.67% | 8.793% | 0% | 3.777% | 25.44% | 2.42% | 0% | 28.96% | 77.76% | 0% | 6.708% | 0% | 2.154% | 7.44% | 85.34% | 7.255% | 0% | 0% | 10.04% | [8 empty] | Commercial EM-Retro | DDC Energy Management-Retro | 4% | 4% | 4% | 4% | 4% | 4% | 4% | 4% | 4% | 4% | 4% | 4% | 4% | 4% | 4% | 4% | 4% | 4% | 4% | [8 empty] | Commercial EM-Retro | DDC Energy Management-Retro | Retro | 10YrRetro | 0.85 | 10% | 10% | 10% | 10% | 10% | 10% | 10% | 10% | 10% | 10% | 0% | 0% | 0% | 0% | 0% | 0% | 0% | 0% | 0% | 0% | 0% | 0% | 0% | 0%
| DDC Energy Management-NR and New | 47.68% | 8.441% | 0% | 3.625% | 24.42% | 2.323% | 0% | 27.8% | 74.65% | 0% | 6.44% | 0% | 2.068% | 7.142% | 81.93% | 6.965% | 0% | 0% | 9.64% | 0% | 0% | 0% | 0% | 0% | 0% | 0% |  | Commercial EM-New |  | 49.67% | 8.793% | 0% | 3.777% | 25.44% | 2.42% | 0% | 28.96% | 77.76% | 0% | 6.708% | 0% | 2.154% | 7.44% | 85.34% | 7.255% | 0% | 0% | 10.04% | [8 empty] | Commercial EM-New |  | 4% | 4% | 4% | 4% | 4% | 4% | 4% | 4% | 4% | 4% | 4% | 4% | 4% | 4% | 4% | 4% | 4% | 4% | 4%
| DDC Energy Management-New | 47.68% | 8.441% | 0% | 3.625% | 24.42% | 2.323% | 0% | 27.8% | 74.65% | 0% | 6.44% | 0% | 2.068% | 7.142% | 81.93% | 6.965% | 0% | 0% | 9.64% | 0% | 0% | 0% | 0% | 0% | 0% | 0% |  | Commercial EM-New | DDC Energy Management-New | 49.67% | 8.793% | 0% | 3.777% | 25.44% | 2.42% | 0% | 28.96% | 77.76% | 0% | 6.708% | 0% | 2.154% | 7.44% | 85.34% | 7.255% | 0% | 0% | 10.04% | [8 empty] | Commercial EM-New | DDC Energy Management-New | 4% | 4% | 4% | 4% | 4% | 4% | 4% | 4% | 4% | 4% | 4% | 4% | 4% | 4% | 4% | 4% | 4% | 4% | 4% | [8 empty] | Commercial EM-New | DDC Energy Management-New | New | LO5Med | 0.85 | 4.3% | 9.58% | 16.04% | 23.54% | 32.1% | 42.1% | 53.07% | 64.28% | 74.84% | 83.92% | 90.95% | 95.77% | 98.65% | 100% | 100% | 100% | 100% | 100% | 100% | 100% | 100% | 100% | 100% | 100%
| Demand Control Ventilation-Retro | 10.33% | 62.21% | 71.76% | 64.94% | 37.55% | 51.86% | 42.25% | 32.31% | 19.21% | 21.14% | 43.39% | 57.5% | 45.02% | 24.21% | 12.66% | 32.26% | 47.07% | 34.67% | 36.32% | 0% | 0% | 0% | 0% | 0% | 0% | 0% |  | Demand Control Ventilation-Retro | Demand Control Ventilation-Retro | 14.63% | 74.59% | 73.51% | 83.57% | 46.78% | 54.18% | 42.83% | 47.98% | 22.24% | 24.08% | 44.05% | 66.64% | 52.17% | 25.17% | 14.66% | 35.55% | 60.71% | 48.07% | 44.1% | [8 empty] | Demand Control Ventilation-Retro | Demand Control Ventilation-Retro | 29.42% | 16.6% | 2.374% | 22.3% | 19.74% | 4.274% | 1.36% | 32.66% | 13.62% | 12.18% | 1.504% | 13.72% | 13.71% | 3.813% | 13.62% | 9.238% | 22.46% | 27.87% | 17.63% | [8 empty] | Demand Control Ventilation-Retro | Demand Control Ventilation-Retro | Retro | 10YrRetro | 0.85 | 10% | 10% | 10% | 10% | 10% | 10% | 10% | 10% | 10% | 10% | 0% | 0% | 0% | 0% | 0% | 0% | 0% | 0% | 0% | 0% | 0% | 0% | 0% | 0%
| Dishwashers-NR and New | 0% | 0% | 0% | 0% | 0% | 0% | 0% | 0% | 0% | 0% | 0% | 0% | 0% | 0% | 0% | 0% | 0% | 0% | 0% | 0% | 0% | 0% | 0% | 0% | 0% | 0% |  | Washer-NR | Dishwashers-NR and New | 0% | 0% | 0% | 0% | 0% | 0% | 0% | 0% | 0% | 0% | 0% | 0% | 0% | 0% | 0% | 0% | 0% | 0% | 0% | [8 empty] | Washer-NR | Dishwashers-NR and New | 0% | 0% | 0% | 0% | 0% | 0% | 0% | 0% | 0% | 0% | 0% | 0% | 0% | 0% | 0% | 0% | 0% | 0% | 0% | [8 empty] | Washer-NR | Dishwashers-NR and New | NR and New | LO12Med | 0.85 | 10.94% | 21.87% | 32.81% | 43.75% | 54.69% | 64.53% | 72.41% | 78.71% | 83.75% | 87.78% | 91% | 93.58% | 95.65% | 97.3% | 98.62% | 99.68% | 99.69% | 99.69% | 99.69% | 99.69% | 99.69% | 99.69% | 99.69% | 99.69%
| Display Case Fan-Retro | 100% | 100% | 100% | 100% | 100% | 100% | 100% | 100% | 100% | 100% | 100% | 100% | 100% | 100% | 100% | 100% | 100% | 100% | 100% | 0% | 0% | 0% | 0% | 0% | 0% | 0% |  | Fans-Retro | Display Case Fan-Retro | 100% | 100% | 100% | 100% | 100% | 100% | 100% | 100% | 100% | 100% | 100% | 100% | 100% | 100% | 100% | 100% | 100% | 100% | 100% | [8 empty] | Fans-Retro | Display Case Fan-Retro | 0% | 0% | 0% | 0% | 0% | 0% | 0% | 0% | 0% | 0% | 0% | 0% | 0% | 0% | 0% | 0% | 0% | 0% | 0% | [8 empty] | Fans-Retro | Display Case Fan-Retro | Retro | 10YrRetro | 0.95 | 10% | 10% | 10% | 10% | 10% | 10% | 10% | 10% | 10% | 10% | 0% | 0% | 0% | 0% | 0% | 0% | 0% | 0% | 0% | 0% | 0% | 0% | 0% | 0%
| Display Case LEDs-Retro | 1% | 1% | 1% | 1% | 1% | 1% | 1% | 1% | 1% | 1% | 1% | 1% | 1% | 1% | 1% | 1% | 1% | 1% | 1% | 0% | 0% | 0% | 0% | 0% | 0% | 0% |  | Low Power LF Lamps-NR | Display Case LEDs-Retro | 1% | 1% | 1% | 1% | 1% | 1% | 1% | 1% | 1% | 1% | 1% | 1% | 1% | 1% | 1% | 1% | 1% | 1% | 1% | [8 empty] | Low Power LF Lamps-NR | Display Case LEDs-Retro | 0% | 0% | 0% | 0% | 0% | 0% | 0% | 0% | 0% | 0% | 0% | 0% | 0% | 0% | 0% | 0% | 0% | 0% | 0% | [8 empty] | Low Power LF Lamps-NR | Display Case LEDs-Retro | Retro | 10YrRetro | 0.95 | 10% | 10% | 10% | 10% | 10% | 10% | 10% | 10% | 10% | 10% | 0% | 0% | 0% | 0% | 0% | 0% | 0% | 0% | 0% | 0% | 0% | 0% | 0% | 0%
| Door Auto Closer-Retro | 100% | 100% | 100% | 100% | 100% | 100% | 100% | 100% | 100% | 100% | 100% | 100% | 100% | 100% | 100% | 100% | 100% | 100% | 100% | 0% | 0% | 0% | 0% | 0% | 0% | 0% |  | GroceryRefrigeration-Retro | Door Auto Closer-Retro | 100% | 100% | 100% | 100% | 100% | 100% | 100% | 100% | 100% | 100% | 100% | 100% | 100% | 100% | 100% | 100% | 100% | 100% | 100% | [8 empty] | GroceryRefrigeration-Retro | Door Auto Closer-Retro | 0% | 0% | 0% | 0% | 0% | 0% | 0% | 0% | 0% | 0% | 0% | 0% | 0% | 0% | 0% | 0% | 0% | 0% | 0% | [8 empty] | GroceryRefrigeration-Retro | Door Auto Closer-Retro | Retro | 10YrRetro | 0.85 | 10% | 10% | 10% | 10% | 10% | 10% | 10% | 10% | 10% | 10% | 0% | 0% | 0% | 0% | 0% | 0% | 0% | 0% | 0% | 0% | 0% | 0% | 0% | 0%
| Door Gaskets-Retro | 100% | 100% | 100% | 100% | 100% | 100% | 100% | 100% | 100% | 100% | 100% | 100% | 100% | 100% | 100% | 100% | 100% | 100% | 100% | 0% | 0% | 0% | 0% | 0% | 0% | 0% |  | GroceryRefrigeration-Retro | Door Gaskets-Retro | 100% | 100% | 100% | 100% | 100% | 100% | 100% | 100% | 100% | 100% | 100% | 100% | 100% | 100% | 100% | 100% | 100% | 100% | 100% | [8 empty] | GroceryRefrigeration-Retro | Door Gaskets-Retro | 0% | 0% | 0% | 0% | 0% | 0% | 0% | 0% | 0% | 0% | 0% | 0% | 0% | 0% | 0% | 0% | 0% | 0% | 0% | [8 empty] | 0 | Door Gaskets-Retro | Retro | 10YrRetro | 0.85 | 10% | 10% | 10% | 10% | 10% | 10% | 10% | 10% | 10% | 10% | 0% | 0% | 0% | 0% | 0% | 0% | 0% | 0% | 0% | 0% | 0% | 0% | 0% | 0%
| Ductless Heat Pump-Retro | 0% | 0% | 20.99% | 0% | 0% | 0% | 22.09% | 0.03681% | 0% | 0.1018% | 0% | 17.74% | 2.687% | 0.4509% | 0% | 0.006749% | 0.1193% | 0.7101% | 1.67% | 0% | 0% | 0% | 0% | 0% | 0% | 0% |  | DHP-Retro | Ductless Heat Pump-Retro | 0% | 0% | 20.99% | 0% | 0% | 0% | 22.09% | 0.03681% | 0% | 0.1018% | 0% | 17.74% | 2.687% | 0.4509% | 0% | 0.006749% | 0.1193% | 0.7101% | 1.67% | [8 empty] | DHP-Retro | Ductless Heat Pump-Retro | 0% | 0% | 0% | 0% | 0% | 0% | 0% | 0% | 0% | 0% | 0% | 0% | 0% | 0% | 0% | 0% | 0% | 0% | 0% | [8 empty] | DHP-Retro | Ductless Heat Pump-Retro | Retro | 10YrRetro | 0.85 | 10% | 10% | 10% | 10% | 10% | 10% | 10% | 10% | 10% | 10% | 0% | 0% | 0% | 0% | 0% | 0% | 0% | 0% | 0% | 0% | 0% | 0% | 0% | 0%
| Ductless Heat Pump-New | 0% | 0% | 20.99% | 0% | 0% | 0% | 22.09% | 0.03681% | 0% | 0.1018% | 0% | 17.74% | 2.687% | 0.4509% | 0% | 0.006749% | 0.1193% | 0.7101% | 1.67% | 0% | 0% | 0% | 0% | 0% | 0% | 0% |  | DHP-New | Ductless Heat Pump-New | 0% | 0% | 20.99% | 0% | 0% | 0% | 22.09% | 0.03681% | 0% | 0.1018% | 0% | 17.74% | 2.687% | 0.4509% | 0% | 0.006749% | 0.1193% | 0.7101% | 1.67% | [8 empty] | DHP-New | Ductless Heat Pump-New | 0% | 0% | 0% | 0% | 0% | 0% | 0% | 0% | 0% | 0% | 0% | 0% | 0% | 0% | 0% | 0% | 0% | 0% | 0% | [8 empty] | DHP-New | Ductless Heat Pump-New | New | LO12Med | 0.85 | 10.94% | 21.87% | 32.81% | 43.75% | 54.69% | 64.53% | 72.41% | 78.71% | 83.75% | 87.78% | 91% | 93.58% | 95.65% | 97.3% | 98.62% | 99.68% | 99.69% | 99.69% | 99.69% | 99.69% | 99.69% | 99.69% | 99.69% | 99.69%
| ECM for Walkins-Retro | 100% | 100% | 100% | 100% | 100% | 100% | 100% | 100% | 100% | 100% | 100% | 100% | 100% | 100% | 100% | 100% | 100% | 100% | 100% | 0% | 0% | 0% | 0% | 0% | 0% | 0% |  | CircPumps-NR | ECM for Walkins-Retro | 100% | 100% | 100% | 100% | 100% | 100% | 100% | 100% | 100% | 100% | 100% | 100% | 100% | 100% | 100% | 100% | 100% | 100% | 100% | [8 empty] | CircPumps-NR | ECM for Walkins-Retro | 0% | 0% | 0% | 0% | 0% | 0% | 0% | 0% | 0% | 0% | 0% | 0% | 0% | 0% | 0% | 0% | 0% | 0% | 0% | [8 empty] | CircPumps-NR | ECM for Walkins-Retro | Retro | 10YrRetro | 0.95 | 10% | 10% | 10% | 10% | 10% | 10% | 10% | 10% | 10% | 10% | 0% | 0% | 0% | 0% | 0% | 0% | 0% | 0% | 0% | 0% | 0% | 0% | 0% | 0%
| ECM VAV-New | 100% | 100% | 100% | 100% | 100% | 100% | 100% | 100% | 100% | 100% | 100% | 100% | 100% | 100% | 100% | 100% | 100% | 100% | 100% | 0% | 0% | 0% | 0% | 0% | 0% | 0% |  | CircPumps-New | ECM VAV-New | 100% | 100% | 100% | 100% | 100% | 100% | 100% | 100% | 100% | 100% | 100% | 100% | 100% | 100% | 100% | 100% | 100% | 100% | 100% | [8 empty] | CircPumps-New | ECM VAV-New | 0% | 0% | 0% | 0% | 0% | 0% | 0% | 0% | 0% | 0% | 0% | 0% | 0% | 0% | 0% | 0% | 0% | 0% | 0% | [8 empty] | CircPumps-New | ECM VAV-New | New | LO12Med | 0.85 | 10.94% | 21.87% | 32.81% | 43.75% | 54.69% | 64.53% | 72.41% | 78.71% | 83.75% | 87.78% | 91% | 93.58% | 95.65% | 97.3% | 98.62% | 99.68% | 99.69% | 99.69% | 99.69% | 99.69% | 99.69% | 99.69% | 99.69% | 99.69%
| ECM VAV-NR | 100% | 100% | 100% | 100% | 100% | 100% | 100% | 100% | 100% | 100% | 100% | 100% | 100% | 100% | 100% | 100% | 100% | 100% | 100% | 0% | 0% | 0% | 0% | 0% | 0% | 0% |  | CircPumps-NR | ECM VAV-NR | 100% | 100% | 100% | 100% | 100% | 100% | 100% | 100% | 100% | 100% | 100% | 100% | 100% | 100% | 100% | 100% | 100% | 100% | 100% | [8 empty] | CircPumps-NR | ECM VAV-NR | 0% | 0% | 0% | 0% | 0% | 0% | 0% | 0% | 0% | 0% | 0% | 0% | 0% | 0% | 0% | 0% | 0% | 0% | 0% | [8 empty] | CircPumps-NR | ECM VAV-NR | NR | LO12Med | 0.85 | 10.94% | 21.87% | 32.81% | 43.75% | 54.69% | 64.53% | 72.41% | 78.71% | 83.75% | 87.78% | 91% | 93.58% | 95.65% | 97.3% | 98.62% | 99.68% | 99.69% | 99.69% | 99.69% | 99.69% | 99.69% | 99.69% | 99.69% | 99.69%
| Economizer-Retro | 37.77% | 23.83% | 5.552% | 35.31% | 19.91% | 15.51% | 1.02% | 28.09% | 28.09% | 11.12% | 31.36% | 15.26% | 24.65% | 7.818% | 34.12% | 5.905% | 29.89% | 31.49% | 23.07% | 0% | 0% | 0% | 0% | 0% | 0% | 0% |  | Economizer-Retro | Economizer-Retro | 62.96% | 31.77% | 7.403% | 58.85% | 26.54% | 20.68% | 1.36% | 46.81% | 46.81% | 14.83% | 52.27% | 20.35% | 32.87% | 10.42% | 56.87% | 7.873% | 39.86% | 41.99% | 32.31% | [8 empty] | Economizer-Retro | Economizer-Retro | 40% | 25% | 25% | 40% | 25% | 25% | 25% | 40% | 40% | 25% | 40% | 25% | 25% | 25% | 40% | 25% | 25% | 25% | 28.6% | [8 empty] | Economizer-Retro | Economizer-Retro | Retro | 10YrRetro | 0.85 | 10% | 10% | 10% | 10% | 10% | 10% | 10% | 10% | 10% | 10% | 0% | 0% | 0% | 0% | 0% | 0% | 0% | 0% | 0% | 0% | 0% | 0% | 0% | 0%
| Exterior Lighting-New | 0% | 0% | 0% | 0% | 0% | 0% | 0% | 0% | 0% | 0% | 0% | 0% | 0% | 0% | 0% | 0% | 0% | 0% | 0% | 0% | 0% | 0% | 0% | 0% | 0% | 0% |  | Exterior Building Lighting-New | Exterior Lighting-New | 0% | 0% | 0% | 0% | 0% | 0% | 0% | 0% | 0% | 0% | 0% | 0% | 0% | 0% | 0% | 0% | 0% | 0% | 0% | [8 empty] | Exterior Building Lighting-New | Exterior Lighting-New | 0% | 0% | 0% | 0% | 0% | 0% | 0% | 0% | 0% | 0% | 0% | 0% | 0% | 0% | 0% | 0% | 0% | 0% | 0% | [8 empty] | Exterior Building Lighting-New | Exterior Lighting-New | New | LO80Fast | 1 | 75.59% | 82.72% | 88.26% | 92.35% | 95.21% | 97.12% | 98.33% | 99.07% | 99.5% | 100% | 100% | 100% | 100% | 100% | 100% | 100% | 100% | 100% | 100% | 100% | 100% | 100% | 100% | 100%
| Exterior Lighting-NR | 0% | 0% | 0% | 0% | 0% | 0% | 0% | 0% | 0% | 0% | 0% | 0% | 0% | 0% | 0% | 0% | 0% | 0% | 0% | 0% | 0% | 0% | 0% | 0% | 0% | 0% |  | Exterior Building Lighting-NR | Exterior Lighting-NR | 0% | 0% | 0% | 0% | 0% | 0% | 0% | 0% | 0% | 0% | 0% | 0% | 0% | 0% | 0% | 0% | 0% | 0% | 0% | [8 empty] | Exterior Building Lighting-NR | Exterior Lighting-NR | 0% | 0% | 0% | 0% | 0% | 0% | 0% | 0% | 0% | 0% | 0% | 0% | 0% | 0% | 0% | 0% | 0% | 0% | 0% | [8 empty] | Exterior Building Lighting-NR | Exterior Lighting-NR | NR | LO80Fast | 0.95 | 75.59% | 82.72% | 88.26% | 92.35% | 95.21% | 97.12% | 98.33% | 99.07% | 99.5% | 100% | 100% | 100% | 100% | 100% | 100% | 100% | 100% | 100% | 100% | 100% | 100% | 100% | 100% | 100%
| Fan-Retro | 100% | 100% | 100% | 100% | 100% | 100% | 100% | 100% | 100% | 100% | 100% | 100% | 100% | 100% | 100% | 100% | 100% | 100% | 100% | 0% | 0% | 0% | 0% | 0% | 0% | 0% |  | Fans-Retro | Fan-Retro | 100% | 100% | 100% | 100% | 100% | 100% | 100% | 100% | 100% | 100% | 100% | 100% | 100% | 100% | 100% | 100% | 100% | 100% | 100% | [8 empty] | Fans-Retro | Fan-Retro | 0% | 0% | 0% | 0% | 0% | 0% | 0% | 0% | 0% | 0% | 0% | 0% | 0% | 0% | 0% | 0% | 0% | 0% | 0% | [8 empty] | Fans-Retro | Fan-Retro | Retro | 10YrRetro | 0.85 | 10% | 10% | 10% | 10% | 10% | 10% | 10% | 10% | 10% | 10% | 0% | 0% | 0% | 0% | 0% | 0% | 0% | 0% | 0% | 0% | 0% | 0% | 0% | 0%
| Floating Head Pressure-Retro | 0% | 0% | 0% | 0% | 0% | 0% | 0% | 55% | 55% | 0% | 55% | 55% | 0% | 0% | 55% | 0% | 0% | 0% | 0% | 0% | 0% | 0% | 0% | 0% | 0% | 0% | value from previous study used | 0 | Floating Head Pressure-Retro | 0% | 0% | 0% | 0% | 0% | 0% | 0% | 55% | 55% | 0% | 55% | 55% | 0% | 0% | 55% | 0% | 0% | 0% | 0% | [8 empty] | Pre-Rinse Spray Valve-Retro | Floating Head Pressure-Retro | 0% | 0% | 0% | 0% | 0% | 0% | 0% | 0% | 0% | 0% | 0% | 0% | 0% | 0% | 0% | 0% | 0% | 0% | 0% | [8 empty] | Pre-Rinse Spray Valve-Retro | Floating Head Pressure-Retro | Retro | 10YrRetro | 0.85 | 10% | 10% | 10% | 10% | 10% | 10% | 10% | 10% | 10% | 10% | 0% | 0% | 0% | 0% | 0% | 0% | 0% | 0% | 0% | 0% | 0% | 0% | 0% | 0%
| Fryer-NR and New | 0% | 0% | 0% | 0% | 0% | 0% | 0% | 0% | 0% | 0% | 0% | 0% | 0% | 0% | 0% | 0% | 0% | 0% | 0% | 0% | 0% | 0% | 0% | 0% | 0% | 0% |  | Fryer-NR | Fryer-NR and New | 0% | 0% | 0% | 0% | 0% | 0% | 0% | 0% | 0% | 0% | 0% | 0% | 0% | 0% | 0% | 0% | 0% | 0% | 0% | [8 empty] | Fryer-NR | Fryer-NR and New | 0% | 0% | 0% | 0% | 0% | 0% | 0% | 0% | 0% | 0% | 0% | 0% | 0% | 0% | 0% | 0% | 0% | 0% | 0% | [8 empty] | Fryer-NR | Fryer-NR and New | NR and New | LO12Med | 0.85 | 10.94% | 21.87% | 32.81% | 43.75% | 54.69% | 64.53% | 72.41% | 78.71% | 83.75% | 87.78% | 91% | 93.58% | 95.65% | 97.3% | 98.62% | 99.68% | 99.69% | 99.69% | 99.69% | 99.69% | 99.69% | 99.69% | 99.69% | 99.69%
| FumeHood-NR and New | 0% | 0% | 0% | 0% | 0% | 0% | 0% | 0% | 0% | 0% | 0% | 0% | 0% | 0% | 0% | 0% | 0% | 0% | 0% | 0% | 0% | 0% | 0% | 0% | 0% | 0% |  | DCV-Kitchen-Retro | FumeHood-NR and New | 0% | 0% | 0% | 0% | 0% | 0% | 0% | 0% | 0% | 0% | 0% | 0% | 0% | 0% | 0% | 0% | 0% | 0% | 0% | [8 empty] | DCV-Kitchen-Retro | FumeHood-NR and New | 0% | 0% | 0% | 0% | 0% | 0% | 0% | 0% | 0% | 0% | 0% | 0% | 0% | 0% | 0% | 0% | 0% | 0% | 0% | [8 empty] | DCV-Kitchen-Retro | FumeHood-NR and New | NR and New | Retro5Med | 0.85 | 4.3% | 5.28% | 6.461% | 7.5% | 8.555% | 10% | 10.97% | 11.21% | 10.56% | 9.079% | 7.026% | 4.65% | 2.7% | 1.3% | 0.55% | 0.2% | 0.06247% | 0.01362% | 0.002238% | 0.0002686% | 0.0002686% | 0.0002686% | 0.0002686% | 0.0002686%
| Furnace-NR | 50% | 50% | 50% | 50% | 50% | 50% | 50% | 50% | 50% | 50% | 50% | 50% | 50% | 50% | 50% | 50% | 50% | 50% | 50% | 0% | 0% | 0% | 0% | 0% | 0% | 0% | value from previous study used | 0 | Furnace-NR | 50% | 50% | 50% | 50% | 50% | 50% | 50% | 50% | 50% | 50% | 50% | 50% | 50% | 50% | 50% | 50% | 50% | 50% | 50% | [7 empty] | value from previous study used | 0 | Furnace-NR | 0% | 0% | 0% | 0% | 0% | 0% | 0% | 0% | 0% | 0% | 0% | 0% | 0% | 0% | 0% | 0% | 0% | 0% | 0% | [7 empty] | Ramp from last study used | 0 | Furnace-NR | NR | LO12Med | 0.85 | 10.94% | 21.87% | 32.81% | 43.75% | 54.69% | 64.53% | 72.41% | 78.71% | 83.75% | 87.78% | 91% | 93.58% | 95.65% | 97.3% | 98.62% | 99.68% | 99.69% | 99.69% | 99.69% | 99.69% | 99.69% | 99.69% | 99.69% | 99.69%
| Griddles-NR and New | 0% | 0% | 0% | 0% | 0% | 0% | 0% | 0% | 0% | 0% | 0% | 0% | 0% | 0% | 0% | 0% | 0% | 0% | 0% | 0% | 0% | 0% | 0% | 0% | 0% | 0% |  | Griddle-NR | Griddles-NR and New | 0% | 0% | 0% | 0% | 0% | 0% | 0% | 0% | 0% | 0% | 0% | 0% | 0% | 0% | 0% | 0% | 0% | 0% | 0% | [8 empty] | Griddle-NR | Griddles-NR and New | 0% | 0% | 0% | 0% | 0% | 0% | 0% | 0% | 0% | 0% | 0% | 0% | 0% | 0% | 0% | 0% | 0% | 0% | 0% | [8 empty] | Griddle-NR | Griddles-NR and New | NR and New | LO5Med | 0.85 | 4.3% | 9.58% | 16.04% | 23.54% | 32.1% | 42.1% | 53.07% | 64.28% | 74.84% | 83.92% | 90.95% | 95.77% | 98.65% | 100% | 100% | 100% | 100% | 100% | 100% | 100% | 100% | 100% | 100% | 100%
| Grocery Retrocommissioning-Retro | 100% | 100% | 100% | 100% | 100% | 100% | 100% | 100% | 100% | 100% | 100% | 100% | 100% | 100% | 100% | 100% | 100% | 100% | 100% | 0% | 0% | 0% | 0% | 0% | 0% | 0% |  | GroceryRefrigeration-Retro | Grocery Retrocommissioning-Retro | 100% | 100% | 100% | 100% | 100% | 100% | 100% | 100% | 100% | 100% | 100% | 100% | 100% | 100% | 100% | 100% | 100% | 100% | 100% | [8 empty] | GroceryRefrigeration-Retro | Grocery Retrocommissioning-Retro | 0% | 0% | 0% | 0% | 0% | 0% | 0% | 0% | 0% | 0% | 0% | 0% | 0% | 0% | 0% | 0% | 0% | 0% | 0% | [8 empty] | GroceryRefrigeration-Retro | Grocery Retrocommissioning-Retro | Retro | 10YrRetro | 0.95 | 10% | 10% | 10% | 10% | 10% | 10% | 10% | 10% | 10% | 10% | 0% | 0% | 0% | 0% | 0% | 0% | 0% | 0% | 0% | 0% | 0% | 0% | 0% | 0%
| Per Heat Pump-Retro | 3.654% | 39.52% | 38% | 2.171% | 0% | 11.2% | 8.868% | 3.51% | 10% | 0.5999% | 23.81% | 26.66% | 16.39% | 6.881% | 10% | 8.21% | 9.354% | 5.26% | 9.616% | 0% | 0% | 0% | 0% | 0% | 0% | 0% |  | HeatPumps-NR | Per Heat Pump-Retro | 3.654% | 39.52% | 38% | 2.171% | 0% | 11.2% | 8.868% | 3.51% | 10% | 0.5999% | 23.81% | 26.66% | 16.39% | 6.881% | 10% | 8.21% | 9.354% | 5.26% | 9.616% | [8 empty] | HeatPumps-NR | Per Heat Pump-Retro | 0% | 0% | 0% | 0% | 0% | 0% | 0% | 0% | 0% | 0% | 0% | 0% | 0% | 0% | 0% | 0% | 0% | 0% | 0% | [8 empty] | HeatPumps-NR | Per Heat Pump-Retro | Retro | 10YrRetro | 0.85 | 10% | 10% | 10% | 10% | 10% | 10% | 10% | 10% | 10% | 10% | 0% | 0% | 0% | 0% | 0% | 0% | 0% | 0% | 0% | 0% | 0% | 0% | 0% | 0%
| Heat Pump Tuneup-Retro | 3.654% | 39.52% | 38% | 2.171% | 0% | 11.2% | 8.868% | 3.51% | 10% | 0.5999% | 23.81% | 26.66% | 16.39% | 6.881% | 10% | 8.21% | 9.354% | 5.26% | 9.616% | 0% | 0% | 0% | 0% | 0% | 0% | 0% |  | HeatPumps-NR | Heat Pump Tuneup-Retro | 3.654% | 39.52% | 38% | 2.171% | 0% | 11.2% | 8.868% | 3.51% | 10% | 0.5999% | 23.81% | 26.66% | 16.39% | 6.881% | 10% | 8.21% | 9.354% | 5.26% | 9.616% | [8 empty] | HeatPumps-NR | Heat Pump Tuneup-Retro | 0% | 0% | 0% | 0% | 0% | 0% | 0% | 0% | 0% | 0% | 0% | 0% | 0% | 0% | 0% | 0% | 0% | 0% | 0% | [8 empty] | HeatPumps-NR | Heat Pump Tuneup-Retro | Retro | 10YrRetro | 0.85 | 10% | 10% | 10% | 10% | 10% | 10% | 10% | 10% | 10% | 10% | 0% | 0% | 0% | 0% | 0% | 0% | 0% | 0% | 0% | 0% | 0% | 0% | 0% | 0%
| Hot Food Holding Cabinet-NR and New | 0% | 0% | 0% | 0% | 0% | 0% | 0% | 0% | 0% | 0% | 0% | 0% | 0% | 0% | 0% | 0% | 0% | 0% | 0% | 0% | 0% | 0% | 0% | 0% | 0% | 0% |  | HFHC-NR | Hot Food Holding Cabinet-NR and New | 0% | 0% | 0% | 0% | 0% | 0% | 0% | 0% | 0% | 0% | 0% | 0% | 0% | 0% | 0% | 0% | 0% | 0% | 0% | [8 empty] | HFHC-NR | Hot Food Holding Cabinet-NR and New | 0% | 0% | 0% | 0% | 0% | 0% | 0% | 0% | 0% | 0% | 0% | 0% | 0% | 0% | 0% | 0% | 0% | 0% | 0% | [8 empty] | HFHC-NR | Hot Food Holding Cabinet-NR and New | NR and New | LO5Med | 0.85 | 4.3% | 9.58% | 16.04% | 23.54% | 32.1% | 42.1% | 53.07% | 64.28% | 74.84% | 83.92% | 90.95% | 95.77% | 98.65% | 100% | 100% | 100% | 100% | 100% | 100% | 100% | 100% | 100% | 100% | 100%
| HVCA Occupancy Controls-Retro | 1% | 1% | 1% | 1% | 1% | 1% | 1% | 1% | 1% | 1% | 1% | 1% | 1% | 1% | 1% | 1% | 1% | 1% | 1% | 0% | 0% | 0% | 0% | 0% | 0% | 0% |  | Room Occupancy Sensors in Lodging-Retro | HVCA Occupancy Controls-Retro | 1% | 1% | 1% | 1% | 1% | 1% | 1% | 1% | 1% | 1% | 1% | 1% | 1% | 1% | 1% | 1% | 1% | 1% | 1% | [8 empty] | Room Occupancy Sensors in Lodging-Retro | HVCA Occupancy Controls-Retro | 0% | 0% | 0% | 0% | 0% | 0% | 0% | 0% | 0% | 0% | 0% | 0% | 0% | 0% | 0% | 0% | 0% | 0% | 0% | [8 empty] | Room Occupancy Sensors in Lodging-Retro | HVCA Occupancy Controls-Retro | Retro | 10YrRetro | 0.85 | 10% | 10% | 10% | 10% | 10% | 10% | 10% | 10% | 10% | 10% | 0% | 0% | 0% | 0% | 0% | 0% | 0% | 0% | 0% | 0% | 0% | 0% | 0% | 0%
| Ice Makers-NR and New | 100% | 100% | 100% | 100% | 100% | 100% | 100% | 100% | 100% | 100% | 100% | 100% | 100% | 100% | 100% | 100% | 100% | 100% | 100% | 0% | 0% | 0% | 0% | 0% | 0% | 0% |  | Commercial Ice Maker-NR | Ice Makers-NR and New | 100% | 100% | 100% | 100% | 100% | 100% | 100% | 100% | 100% | 100% | 100% | 100% | 100% | 100% | 100% | 100% | 100% | 100% | 100% | [8 empty] | Commercial Ice Maker-NR | Ice Makers-NR and New | 0% | 0% | 0% | 0% | 0% | 0% | 0% | 0% | 0% | 0% | 0% | 0% | 0% | 0% | 0% | 0% | 0% | 0% | 0% | [8 empty] | Commercial Ice Maker-NR | Ice Makers-NR and New | NR and New | LO12Med | 0.85 | 10.94% | 21.87% | 32.81% | 43.75% | 54.69% | 64.53% | 72.41% | 78.71% | 83.75% | 87.78% | 91% | 93.58% | 95.65% | 97.3% | 98.62% | 99.68% | 99.69% | 99.69% | 99.69% | 99.69% | 99.69% | 99.69% | 99.69% | 99.69%
| Integrated Space and Water Heat-NR and New | 1% | 1% | 1% | 1% | 1% | 1% | 1% | 1% | 1% | 1% | 1% | 1% | 1% | 1% | 1% | 1% | 1% | 1% | 1% | 0% | 0% | 0% | 0% | 0% | 0% | 0% |  | AC Heat Recovery for Water Heating-NR | Integrated Space and Water Heat-NR and New | 1% | 1% | 1% | 1% | 1% | 1% | 1% | 1% | 1% | 1% | 1% | 1% | 1% | 1% | 1% | 1% | 1% | 1% | 1% | [8 empty] | AC Heat Recovery for Water Heating-NR | Integrated Space and Water Heat-NR and New | 0% | 0% | 0% | 0% | 0% | 0% | 0% | 0% | 0% | 0% | 0% | 0% | 0% | 0% | 0% | 0% | 0% | 0% | 0% | [8 empty] | AC Heat Recovery for Water Heating-NR | Integrated Space and Water Heat-NR and New | NR and New | LO12Med | 0.85 | 10.94% | 21.87% | 32.81% | 43.75% | 54.69% | 64.53% | 72.41% | 78.71% | 83.75% | 87.78% | 91% | 93.58% | 95.65% | 97.3% | 98.62% | 99.68% | 99.69% | 99.69% | 99.69% | 99.69% | 99.69% | 99.69% | 99.69% | 99.69%
| Interior Lighting-New | 0% | 0% | 0% | 0% | 0% | 0% | 0% | 0% | 0% | 0% | 0% | 0% | 0% | 0% | 0% | 0% | 0% | 0% | 0% | 0% | 0% | 0% | 0% | 0% | 0% | 0% |  | Lighting Controls Interior-New | Interior Lighting-New | 0% | 0% | 0% | 0% | 0% | 0% | 0% | 0% | 0% | 0% | 0% | 0% | 0% | 0% | 0% | 0% | 0% | 0% | 0% | [8 empty] | Lighting Controls Interior-New | Interior Lighting-New | 10% | 5% | 3% | 70% | 50% | 30% | 50% | 20% | 20% | 20% | 70% | 50% | 5% | 5% | 20% | 20% | 10% | 10% | 19.49% | [8 empty] | Lighting Controls Interior-New | Interior Lighting-New | New | LO12Med | 1 | 10.94% | 21.87% | 32.81% | 43.75% | 54.69% | 64.53% | 72.41% | 78.71% | 83.75% | 87.78% | 91% | 93.58% | 95.65% | 97.3% | 98.62% | 99.68% | 99.69% | 99.69% | 99.69% | 99.69% | 99.69% | 99.69% | 99.69% | 99.69%
| Interior Lighting-NR | 0% | 0% | 0% | 0% | 0% | 0% | 0% | 0% | 0% | 0% | 0% | 0% | 0% | 0% | 0% | 0% | 0% | 0% | 0% | 0% | 0% | 0% | 0% | 0% | 0% | 0% |  | Lighting Controls Interior-NR | Interior Lighting-NR | 0% | 0% | 0% | 0% | 0% | 0% | 0% | 0% | 0% | 0% | 0% | 0% | 0% | 0% | 0% | 0% | 0% | 0% | 0% | [8 empty] | Lighting Controls Interior-NR | Interior Lighting-NR | 10% | 5% | 3% | 50% | 30% | 20% | 30% | 20% | 20% | 10% | 50% | 30% | 5% | 5% | 10% | 10% | 10% | 10% | 14.15% | [8 empty] | Lighting Controls Interior-NR | Interior Lighting-NR | NR | LO50Fast | 0.95 | 45% | 66% | 80% | 89% | 94.95% | 97.93% | 99.25% | 99.78% | 99.98% | 100% | 100% | 100% | 100% | 100% | 100% | 100% | 100% | 100% | 100% | 100% | 100% | 100% | 100% | 100%
| Interior Lighting-Retro | 0% | 0% | 0% | 0% | 0% | 0% | 0% | 0% | 0% | 0% | 0% | 0% | 0% | 0% | 0% | 0% | 0% | 0% | 0% | 0% | 0% | 0% | 0% | 0% | 0% | 0% |  | Lighting Controls Interior-NR | Interior Lighting-Retro | 0% | 0% | 0% | 0% | 0% | 0% | 0% | 0% | 0% | 0% | 0% | 0% | 0% | 0% | 0% | 0% | 0% | 0% | 0% | [8 empty] | Lighting Controls Interior-NR | Interior Lighting-Retro | 10% | 5% | 3% | 50% | 30% | 20% | 30% | 20% | 20% | 10% | 50% | 30% | 5% | 5% | 10% | 10% | 10% | 10% | 14.15% | [8 empty] | Lighting Controls Interior-NR | Interior Lighting-Retro | Retro | 10YrRetro | 0.95 | 10% | 10% | 10% | 10% | 10% | 10% | 10% | 10% | 10% | 10% | 0% | 0% | 0% | 0% | 0% | 0% | 0% | 0% | 0% | 0% | 0% | 0% | 0% | 0%
| LED Signage-Retro | 100% | 100% | 100% | 100% | 100% | 100% | 100% | 100% | 100% | 100% | 100% | 100% | 100% | 100% | 100% | 100% | 100% | 100% | 100% | 0% | 0% | 0% | 0% | 0% | 0% | 0% |  | LEC Exit Sign-New | LED Signage-Retro | 100% | 100% | 100% | 100% | 100% | 100% | 100% | 100% | 100% | 100% | 100% | 100% | 100% | 100% | 100% | 100% | 100% | 100% | 100% | [8 empty] | LEC Exit Sign-New | LED Signage-Retro | 0% | 0% | 0% | 0% | 0% | 0% | 0% | 0% | 0% | 0% | 0% | 0% | 0% | 0% | 0% | 0% | 0% | 0% | 0% | [8 empty] | LEC Exit Sign-New | LED Signage-Retro | Retro | 10YrRetro | 0.95 | 10% | 10% | 10% | 10% | 10% | 10% | 10% | 10% | 10% | 10% | 0% | 0% | 0% | 0% | 0% | 0% | 0% | 0% | 0% | 0% | 0% | 0% | 0% | 0%
| Overwrapping Machine-NR and New | 0% | 0% | 0% | 0% | 0% | 0% | 0% | 0% | 0% | 0% | 0% | 0% | 0% | 0% | 0% | 0% | 0% | 0% | 0% | 0% | 0% | 0% | 0% | 0% | 0% | 0% |  | Overwrapper-NR | Overwrapping Machine-NR and New | 0% | 0% | 0% | 0% | 0% | 0% | 0% | 0% | 0% | 0% | 0% | 0% | 0% | 0% | 0% | 0% | 0% | 0% | 0% | [8 empty] | Overwrapper-NR | Overwrapping Machine-NR and New | 0% | 0% | 0% | 0% | 0% | 0% | 0% | 0% | 0% | 0% | 0% | 0% | 0% | 0% | 0% | 0% | 0% | 0% | 0% | [8 empty] | Overwrapper-NR | Overwrapping Machine-NR and New | NR and New | LO5Med | 0.85 | 4.3% | 9.58% | 16.04% | 23.54% | 32.1% | 42.1% | 53.07% | 64.28% | 74.84% | 83.92% | 90.95% | 95.77% | 98.65% | 100% | 100% | 100% | 100% | 100% | 100% | 100% | 100% | 100% | 100% | 100%
| Ozone Laundry-Retro | 0% | 0% | 0% | 0% | 0% | 0% | 0% | 0% | 0% | 0% | 0% | 0% | 0% | 0% | 0% | 0% | 0% | 0% | 0% | 0% | 0% | 0% | 0% | 0% | 0% | 0% | individual measure applicability used | 0 | Ozone Laundry-Retro | 0% | 0% | 0% | 0% | 0% | 0% | 0% | 0% | 0% | 0% | 0% | 0% | 0% | 0% | 0% | 0% | 0% | 0% | 0% | [7 empty] | value from previous study used | 0 | Ozone Laundry-Retro | 0% | 0% | 0% | 0% | 0% | 0% | 0% | 0% | 0% | 0% | 0% | 0% | 0% | 0% | 0% | 0% | 0% | 0% | 0% | [8 empty] | 0 | Ozone Laundry-Retro | Retro | 10YrRetro | 0.85 | 10% | 10% | 10% | 10% | 10% | 10% | 10% | 10% | 10% | 10% | 0% | 0% | 0% | 0% | 0% | 0% | 0% | 0% | 0% | 0% | 0% | 0% | 0% | 0%
| ParkingGarageLighting-Retro | 0% | 0% | 0% | 0% | 0% | 0% | 0% | 0% | 0% | 0% | 0% | 0% | 0% | 0% | 0% | 0% | 0% | 0% | 0% | 0% | 0% | 0% | 0% | 0% | 0% | 0% |  | Parking Garage Lighting-Retro | ParkingGarageLighting-Retro | 0% | 0% | 0% | 0% | 0% | 0% | 0% | 0% | 0% | 0% | 0% | 0% | 0% | 0% | 0% | 0% | 0% | 0% | 0% | [8 empty] | Parking Garage Lighting-Retro | ParkingGarageLighting-Retro | 1% | 1% | 1% | 1% | 1% | 1% | 1% | 1% | 1% | 1% | 1% | 1% | 1% | 1% | 1% | 1% | 1% | 1% | 1% | [8 empty] | Parking Garage Lighting-Retro | ParkingGarageLighting-Retro | Retro | 10YrRetro | 0.95 | 10% | 10% | 10% | 10% | 10% | 10% | 10% | 10% | 10% | 10% | 0% | 0% | 0% | 0% | 0% | 0% | 0% | 0% | 0% | 0% | 0% | 0% | 0% | 0%
| Pipe Insulation-Retro | 90% | 90% | 90% | 90% | 90% | 90% | 90% | 90% | 90% | 90% | 90% | 90% | 90% | 90% | 90% | 90% | 90% | 90% | 90% | 0% | 0% | 0% | 0% | 0% | 0% | 0% | value from previous study used | 0 | Pipe Insulation-Retro | 90% | 90% | 90% | 90% | 90% | 90% | 90% | 90% | 90% | 90% | 90% | 90% | 90% | 90% | 90% | 90% | 90% | 90% | 90% | [7 empty] | value from previous study used | 0 | Pipe Insulation-Retro | 0% | 0% | 0% | 0% | 0% | 0% | 0% | 0% | 0% | 0% | 0% | 0% | 0% | 0% | 0% | 0% | 0% | 0% | 0% | [8 empty] | 0 | Pipe Insulation-Retro | Retro | 10YrRetro | 0.85 | 10% | 10% | 10% | 10% | 10% | 10% | 10% | 10% | 10% | 10% | 0% | 0% | 0% | 0% | 0% | 0% | 0% | 0% | 0% | 0% | 0% | 0% | 0% | 0%
| Pool Covers-Retro | 1% | 1% | 1% | 1% | 1% | 1% | 1% | 1% | 1% | 1% | 1% | 1% | 1% | 1% | 1% | 1% | 1% | 1% | 1% | 0% | 0% | 0% | 0% | 0% | 0% | 0% |  | Pool Blankets-Retro | Pool Covers-Retro | 1% | 1% | 1% | 1% | 1% | 1% | 1% | 1% | 1% | 1% | 1% | 1% | 1% | 1% | 1% | 1% | 1% | 1% | 1% | [8 empty] | Pool Blankets-Retro | Pool Covers-Retro | 0% | 0% | 0% | 0% | 0% | 0% | 0% | 0% | 0% | 0% | 0% | 0% | 0% | 0% | 0% | 0% | 0% | 0% | 0% | [8 empty] | Pool Blankets-Retro | Pool Covers-Retro | Retro | 10YrRetro | 0.85 | 10% | 10% | 10% | 10% | 10% | 10% | 10% | 10% | 10% | 10% | 0% | 0% | 0% | 0% | 0% | 0% | 0% | 0% | 0% | 0% | 0% | 0% | 0% | 0%
| Pool Heaters-NR and New | 1% | 1% | 1% | 1% | 1% | 1% | 1% | 1% | 1% | 1% | 1% | 1% | 1% | 1% | 1% | 1% | 1% | 1% | 1% | 0% | 0% | 0% | 0% | 0% | 0% | 0% |  | Pool Blankets-Retro | Pool Heaters-NR and New | 1% | 1% | 1% | 1% | 1% | 1% | 1% | 1% | 1% | 1% | 1% | 1% | 1% | 1% | 1% | 1% | 1% | 1% | 1% | [8 empty] | Pool Blankets-Retro | Pool Heaters-NR and New | 0% | 0% | 0% | 0% | 0% | 0% | 0% | 0% | 0% | 0% | 0% | 0% | 0% | 0% | 0% | 0% | 0% | 0% | 0% | [8 empty] | HPWH ResType-NR | Pool Heaters-NR and New | NR and New | LO12Med | 0.85 | 10.94% | 21.87% | 32.81% | 43.75% | 54.69% | 64.53% | 72.41% | 78.71% | 83.75% | 87.78% | 91% | 93.58% | 95.65% | 97.3% | 98.62% | 99.68% | 99.69% | 99.69% | 99.69% | 99.69% | 99.69% | 99.69% | 99.69% | 99.69%
| Pool Heat Recovery-Retro | 1% | 1% | 1% | 1% | 1% | 1% | 1% | 1% | 1% | 1% | 1% | 1% | 1% | 1% | 1% | 1% | 1% | 1% | 1% | 0% | 0% | 0% | 0% | 0% | 0% | 0% |  | Pool Blankets-Retro | Pool Heat Recovery-Retro | 1% | 1% | 1% | 1% | 1% | 1% | 1% | 1% | 1% | 1% | 1% | 1% | 1% | 1% | 1% | 1% | 1% | 1% | 1% | [8 empty] | Pool Blankets-Retro | Pool Heat Recovery-Retro | 0% | 0% | 0% | 0% | 0% | 0% | 0% | 0% | 0% | 0% | 0% | 0% | 0% | 0% | 0% | 0% | 0% | 0% | 0% | [8 empty] | Pool Blankets-Retro | Pool Heat Recovery-Retro | Retro | 10YrRetro | 0.85 | 10% | 10% | 10% | 10% | 10% | 10% | 10% | 10% | 10% | 10% | 0% | 0% | 0% | 0% | 0% | 0% | 0% | 0% | 0% | 0% | 0% | 0% | 0% | 0%
| Pool Covers-NR and New | 1% | 1% | 1% | 1% | 1% | 1% | 1% | 1% | 1% | 1% | 1% | 1% | 1% | 1% | 1% | 1% | 1% | 1% | 1% | 0% | 0% | 0% | 0% | 0% | 0% | 0% |  | Pool Blankets-Retro | Pool Covers-NR and New | 1% | 1% | 1% | 1% | 1% | 1% | 1% | 1% | 1% | 1% | 1% | 1% | 1% | 1% | 1% | 1% | 1% | 1% | 1% | [8 empty] | Pool Blankets-Retro | Pool Covers-NR and New | 0% | 0% | 0% | 0% | 0% | 0% | 0% | 0% | 0% | 0% | 0% | 0% | 0% | 0% | 0% | 0% | 0% | 0% | 0% | [8 empty] | Pool Blankets-Retro | Pool Covers-NR and New | NR and New | Retro20Fast | 0.85 | 22.12% | 15.5% | 10.73% | 8.359% | 7.324% | 6.337% | 5.429% | 4.613% | 3.892% | 3.264% | 2.724% | 2.121% | 1.652% | 1.287% | 1.002% | 0.92% | 0.72% | 0.62% | 0.52% | 0.42% | 0.42% | 0.42% | 0.42% | 0.42%
| Pool Pump-NR and New | 100% | 100% | 100% | 100% | 100% | 100% | 100% | 100% | 100% | 100% | 100% | 100% | 100% | 100% | 100% | 100% | 100% | 100% | 100% | 0% | 0% | 0% | 0% | 0% | 0% | 0% |  | Clean Water Pumps-New | Pool Pump-NR and New | 100% | 100% | 100% | 100% | 100% | 100% | 100% | 100% | 100% | 100% | 100% | 100% | 100% | 100% | 100% | 100% | 100% | 100% | 100% | [8 empty] | Clean Water Pumps-New | Pool Pump-NR and New | 0% | 0% | 0% | 0% | 0% | 0% | 0% | 0% | 0% | 0% | 0% | 0% | 0% | 0% | 0% | 0% | 0% | 0% | 0% | [8 empty] | Clean Water Pumps-New | Pool Pump-NR and New | NR and New | LO12Med | 0.95 | 10.94% | 21.87% | 32.81% | 43.75% | 54.69% | 64.53% | 72.41% | 78.71% | 83.75% | 87.78% | 91% | 93.58% | 95.65% | 97.3% | 98.62% | 99.68% | 99.69% | 99.69% | 99.69% | 99.69% | 99.69% | 99.69% | 99.69% | 99.69%
| Pre Rinse Spray Valve-Retro | 0% | 0% | 0% | 0% | 0% | 0% | 0% | 0% | 0% | 0% | 0% | 0% | 0% | 0% | 0% | 0% | 0% | 0% | 0% | 0% | 0% | 0% | 0% | 0% | 0% | 0% |  | Pre-Rinse Spray Valve-Retro | Pre Rinse Spray Valve-Retro | 0% | 0% | 0% | 0% | 0% | 0% | 0% | 0% | 0% | 0% | 0% | 0% | 0% | 0% | 0% | 0% | 0% | 0% | 0% | [8 empty] | Pre-Rinse Spray Valve-Retro | Pre Rinse Spray Valve-Retro | 0% | 0% | 0% | 0% | 0% | 0% | 0% | 0% | 0% | 0% | 0% | 0% | 0% | 0% | 0% | 0% | 0% | 0% | 0% | [8 empty] | Pre-Rinse Spray Valve-Retro | Pre Rinse Spray Valve-Retro | Retro | 10YrRetro | 0.85 | 10% | 10% | 10% | 10% | 10% | 10% | 10% | 10% | 10% | 10% | 0% | 0% | 0% | 0% | 0% | 0% | 0% | 0% | 0% | 0% | 0% | 0% | 0% | 0%
| PTAC and PTHP-New | 1.933% | 5.386% | 8.601% | 0% | 0% | 0% | 7.33% | 1.826% | 3.614% | 2.673% | 0% | 0.921% | 1.518% | 40.59% | 26.94% | 22.34% | 2.622% | 6.766% | 5.242% | 0% | 0% | 0% | 0% | 0% | 0% | 0% |  | COM-PTHP-New |  | 3.867% | 10.77% | 17.2% | 0% | 0% | 0% | 14.66% | 3.653% | 7.229% | 5.347% | 0% | 1.842% | 3.036% | 81.18% | 53.89% | 44.67% | 5.244% | 13.53% | 10.48% | [8 empty] | COM-PTHP-New |  | 50% | 50% | 50% | 50% | 50% | 50% | 50% | 50% | 50% | 50% | 50% | 50% | 50% | 50% | 50% | 50% | 50% | 50% | 50%
| PTAC and PTHP-NR and New | 3.867% | 10.77% | 17.2% | 0% | 0% | 0% | 14.66% | 3.653% | 7.229% | 5.347% | 0% | 1.842% | 3.036% | 81.18% | 53.89% | 44.67% | 5.244% | 13.53% | 10.48% | 0% | 0% | 0% | 0% | 0% | 0% | 0% |  | COM-PTHP-Retro | PTAC and PTHP-NR and New | 3.867% | 10.77% | 17.2% | 0% | 0% | 0% | 14.66% | 3.653% | 7.229% | 5.347% | 0% | 1.842% | 3.036% | 81.18% | 53.89% | 44.67% | 5.244% | 13.53% | 10.48% | [8 empty] | COM-PTHP-Retro | PTAC and PTHP-NR and New | 0% | 0% | 0% | 0% | 0% | 0% | 0% | 0% | 0% | 0% | 0% | 0% | 0% | 0% | 0% | 0% | 0% | 0% | 0% | [8 empty] | COM-PTHP-Retro | PTAC and PTHP-NR and New | NR and New | LO5Med | 0.95 | 4.3% | 9.58% | 16.04% | 23.54% | 32.1% | 42.1% | 53.07% | 64.28% | 74.84% | 83.92% | 90.95% | 95.77% | 98.65% | 100% | 100% | 100% | 100% | 100% | 100% | 100% | 100% | 100% | 100% | 100%
| Rack Oven-NR and New | 0% | 0% | 0% | 0% | 0% | 0% | 0% | 0% | 0% | 0% | 0% | 0% | 0% | 0% | 0% | 0% | 0% | 0% | 0% | 0% | 0% | 0% | 0% | 0% | 0% | 0% |  | Combo Oven-NR | Rack Oven-NR and New | 0% | 0% | 0% | 0% | 0% | 0% | 0% | 0% | 0% | 0% | 0% | 0% | 0% | 0% | 0% | 0% | 0% | 0% | 0% | [8 empty] | Combo Oven-NR | Rack Oven-NR and New | 0% | 0% | 0% | 0% | 0% | 0% | 0% | 0% | 0% | 0% | 0% | 0% | 0% | 0% | 0% | 0% | 0% | 0% | 0% | [8 empty] | Combo Oven-NR | Rack Oven-NR and New | NR and New | LO5Med | 0.85 | 4.3% | 9.58% | 16.04% | 23.54% | 32.1% | 42.1% | 53.07% | 64.28% | 74.84% | 83.92% | 90.95% | 95.77% | 98.65% | 100% | 100% | 100% | 100% | 100% | 100% | 100% | 100% | 100% | 100% | 100%
| Refrigerated Display Case-Retro | 100% | 100% | 100% | 100% | 100% | 100% | 100% | 100% | 100% | 100% | 100% | 100% | 100% | 100% | 100% | 100% | 100% | 100% | 100% | 0% | 0% | 0% | 0% | 0% | 0% | 0% |  | GroceryRefrigeration-Retro | Refrigerated Display Case-Retro | 100% | 100% | 100% | 100% | 100% | 100% | 100% | 100% | 100% | 100% | 100% | 100% | 100% | 100% | 100% | 100% | 100% | 100% | 100% | [8 empty] | GroceryRefrigeration-Retro | Refrigerated Display Case-Retro | 0% | 0% | 0% | 0% | 0% | 0% | 0% | 0% | 0% | 0% | 0% | 0% | 0% | 0% | 0% | 0% | 0% | 0% | 0% | [8 empty] | GroceryRefrigeration-Retro | Refrigerated Display Case-Retro | Retro | 10YrRetro | 0.95 | 10% | 10% | 10% | 10% | 10% | 10% | 10% | 10% | 10% | 10% | 0% | 0% | 0% | 0% | 0% | 0% | 0% | 0% | 0% | 0% | 0% | 0% | 0% | 0%
| Roof Insulation-Retro | 35% | 35% | 35% | 35% | 35% | 35% | 35% | 35% | 35% | 35% | 35% | 35% | 35% | 35% | 35% | 35% | 35% | 35% | 35% | 0% | 0% | 0% | 0% | 0% | 0% | 0% | value from previous study used | 0 | Roof Insulation-Retro | 35% | 35% | 35% | 35% | 35% | 35% | 35% | 35% | 35% | 35% | 35% | 35% | 35% | 35% | 35% | 35% | 35% | 35% | 35% | [7 empty] | value from previous study used | 0 | Roof Insulation-Retro | 0% | 0% | 0% | 0% | 0% | 0% | 0% | 0% | 0% | 0% | 0% | 0% | 0% | 0% | 0% | 0% | 0% | 0% | 0% | [8 empty] | 0 | Roof Insulation-Retro | Retro | 10YrRetro | 0.85 | 10% | 10% | 10% | 10% | 10% | 10% | 10% | 10% | 10% | 10% | 0% | 0% | 0% | 0% | 0% | 0% | 0% | 0% | 0% | 0% | 0% | 0% | 0% | 0%
| RTUControllers-Retro | 5.966% | 41.98% | 22.89% | 61.47% | 54.21% | 31.95% | 19.53% | 11.23% | 10.75% | 5.314% | 44.26% | 62.62% | 77.24% | 8.897% | 13.75% | 14.31% | 24.53% | 9.424% | 20.83% | 0% | 0% | 0% | 0% | 0% | 0% | 0% |  | ARC-Retro | RTUControllers-Retro | 5.966% | 41.98% | 22.89% | 61.47% | 54.21% | 31.95% | 19.53% | 11.23% | 10.75% | 5.314% | 44.26% | 62.62% | 77.24% | 8.897% | 13.75% | 14.31% | 24.53% | 9.424% | 20.83% | [8 empty] | ARC-Retro | RTUControllers-Retro | 0% | 0% | 0% | 0% | 0% | 0% | 0% | 0% | 0% | 0% | 0% | 0% | 0% | 0% | 0% | 0% | 0% | 0% | 0% | [8 empty] | ARC-Retro | RTUControllers-Retro | Retro | 10YrRetro | 0.95 | 10% | 10% | 10% | 10% | 10% | 10% | 10% | 10% | 10% | 10% | 0% | 0% | 0% | 0% | 0% | 0% | 0% | 0% | 0% | 0% | 0% | 0% | 0% | 0%
| Secondary Glazing-Retro | 1% | 1% | 1% | 1% | 1% | 1% | 1% | 1% | 1% | 1% | 1% | 1% | 1% | 1% | 1% | 1% | 1% | 1% | 1% | 0% | 0% | 0% | 0% | 0% | 0% | 0% |  | Weatherization - School-Retro | Secondary Glazing-Retro | 1% | 1% | 1% | 1% | 1% | 1% | 1% | 1% | 1% | 1% | 1% | 1% | 1% | 1% | 1% | 1% | 1% | 1% | 1% | [8 empty] | Weatherization - School-Retro | Secondary Glazing-Retro | 0% | 0% | 0% | 0% | 0% | 0% | 0% | 0% | 0% | 0% | 0% | 0% | 0% | 0% | 0% | 0% | 0% | 0% | 0% | [8 empty] | Weatherization - School-Retro | Secondary Glazing-Retro | Retro | 10YrRetro | 0.85 | 10% | 10% | 10% | 10% | 10% | 10% | 10% | 10% | 10% | 10% | 0% | 0% | 0% | 0% | 0% | 0% | 0% | 0% | 0% | 0% | 0% | 0% | 0% | 0%
| Showerheads-Retro | 1% | 1% | 1% | 1% | 1% | 1% | 1% | 1% | 1% | 1% | 1% | 1% | 1% | 1% | 1% | 1% | 1% | 1% | 1% | 0% | 0% | 0% | 0% | 0% | 0% | 0% |  | Showerheads-Retro | Showerheads-Retro | 1% | 1% | 1% | 1% | 1% | 1% | 1% | 1% | 1% | 1% | 1% | 1% | 1% | 1% | 1% | 1% | 1% | 1% | 1% | [8 empty] | Showerheads-Retro | Showerheads-Retro | 0% | 0% | 0% | 0% | 0% | 0% | 0% | 0% | 0% | 0% | 0% | 0% | 0% | 0% | 0% | 0% | 0% | 0% | 0% | [8 empty] | Showerheads-Retro | Showerheads-Retro | Retro | 10YrRetro | 0.85 | 10% | 10% | 10% | 10% | 10% | 10% | 10% | 10% | 10% | 10% | 0% | 0% | 0% | 0% | 0% | 0% | 0% | 0% | 0% | 0% | 0% | 0% | 0% | 0%
| Steam Cooker-NR and New | 0% | 0% | 0% | 0% | 0% | 0% | 0% | 0% | 0% | 0% | 0% | 0% | 0% | 0% | 0% | 0% | 0% | 0% | 0% | 0% | 0% | 0% | 0% | 0% | 0% | 0% |  | Steamer-NR | Steam Cooker-NR and New | 0% | 0% | 0% | 0% | 0% | 0% | 0% | 0% | 0% | 0% | 0% | 0% | 0% | 0% | 0% | 0% | 0% | 0% | 0% | [8 empty] | Steamer-NR | Steam Cooker-NR and New | 0% | 0% | 0% | 0% | 0% | 0% | 0% | 0% | 0% | 0% | 0% | 0% | 0% | 0% | 0% | 0% | 0% | 0% | 0% | [8 empty] | Steamer-NR | Steam Cooker-NR and New | NR and New | LO12Med | 0.85 | 10.94% | 21.87% | 32.81% | 43.75% | 54.69% | 64.53% | 72.41% | 78.71% | 83.75% | 87.78% | 91% | 93.58% | 95.65% | 97.3% | 98.62% | 99.68% | 99.69% | 99.69% | 99.69% | 99.69% | 99.69% | 99.69% | 99.69% | 99.69%
| Strategic Energy Management-Retro | 78.16% | 78.16% | 78.16% | 78.16% | 78.16% | 78.16% | 78.16% | 78.16% | 78.16% | 78.16% | 0% | 0% | 0% | 78.16% | 78.16% | 78.16% | 0% | 78.16% | 67.26% | 0% | 0% | 0% | 0% | 0% | 0% | 0% | PSE requested to exclude Supermarket, minimart, restaurant, and assembly from the mix. Also updated the feasiblity to use the 7P instead to better align with PSE programs. | Commercial EM-Retro | Strategic Energy Management-Retro | 81.42% | 81.42% | 81.42% | 81.42% | 81.42% | 81.42% | 81.42% | 81.42% | 81.42% | 81.42% | 0% | 0% | 0% | 81.42% | 81.42% | 81.42% | 0% | 81.42% | 70.06% | [8 empty] | Commercial EM-Retro | Strategic Energy Management-Retro | 4% | 4% | 4% | 4% | 4% | 4% | 4% | 4% | 4% | 4% | 4% | 4% | 4% | 4% | 4% | 4% | 4% | 4% | 4% | [8 empty] | Commercial EM-Retro | Strategic Energy Management-Retro | Retro | 10YrRetro | 0.85 | 10% | 10% | 10% | 10% | 10% | 10% | 10% | 10% | 10% | 10% | 0% | 0% | 0% | 0% | 0% | 0% | 0% | 0% | 0% | 0% | 0% | 0% | 0% | 0%
| Strategic Energy Management-New | 78.16% | 78.16% | 78.16% | 78.16% | 78.16% | 78.16% | 78.16% | 78.16% | 78.16% | 78.16% | 0% | 0% | 0% | 78.16% | 78.16% | 78.16% | 0% | 78.16% | 67.26% | 0% | 0% | 0% | 0% | 0% | 0% | 0% | PSE requested to exclude Supermarket, minimart, restaurant, and assembly from the mix. Also updated the feasiblity to use the 7P instead to better align with PSE programs. | Commercial EM-New | Strategic Energy Management-New | 81.42% | 81.42% | 81.42% | 81.42% | 81.42% | 81.42% | 81.42% | 81.42% | 81.42% | 81.42% | 0% | 0% | 0% | 81.42% | 81.42% | 81.42% | 0% | 81.42% | 70.06% | [8 empty] | Commercial EM-Retro | Strategic Energy Management-New | 4% | 4% | 4% | 4% | 4% | 4% | 4% | 4% | 4% | 4% | 4% | 4% | 4% | 4% | 4% | 4% | 4% | 4% | 4% | [8 empty] | Commercial EM-Retro | Strategic Energy Management-New | New | LO1Slow | 0.85 | 0.5% | 0.769% | 1.679% | 3.16% | 5.407% | 8.625% | 13% | 18.68% | 25.7% | 33.98% | 43.26% | 53.14% | 63.06% | 72.42% | 80.64% | 87.33% | 92.33% | 96% | 98% | 99.6% | 99.6% | 99.6% | 99.6% | 99.6%
| Strip Curtains-Retro | 45% | 45% | 45% | 45% | 45% | 45% | 45% | 45% | 45% | 45% | 45% | 45% | 45% | 45% | 45% | 45% | 45% | 45% | 45% | 0% | 0% | 0% | 0% | 0% | 0% | 0% | value from previous study used | 0 | Strip Curtains-Retro | 45% | 45% | 45% | 45% | 45% | 45% | 45% | 45% | 45% | 45% | 45% | 45% | 45% | 45% | 45% | 45% | 45% | 45% | 45% | [7 empty] | value from previous study used | 0 | Strip Curtains-Retro | 0% | 0% | 0% | 0% | 0% | 0% | 0% | 0% | 0% | 0% | 0% | 0% | 0% | 0% | 0% | 0% | 0% | 0% | 0% | [8 empty] | Packaged Refrigeration Equipment-New | Strip Curtains-Retro | Retro | 10YrRetro | 0.85 | 10% | 10% | 10% | 10% | 10% | 10% | 10% | 10% | 10% | 10% | 0% | 0% | 0% | 0% | 0% | 0% | 0% | 0% | 0% | 0% | 0% | 0% | 0% | 0%
| Thermostatic Restriction Valve-Retro | 0% | 17.94% | 41.65% | 0% | 0% | 20.85% | 24.4% | 17.69% | 0% | 13.31% | 13.44% | 33.85% | 9.528% | 0% | 0% | 6.756% | 18.44% | 14.37% | 13.67% | 0% | 0% | 0% | 0% | 0% | 0% | 0% |  | ConnectedThermostats-Retro | Thermostatic Restriction Valve-Retro | 0% | 17.94% | 41.65% | 0% | 0% | 20.85% | 24.4% | 17.69% | 0% | 13.31% | 13.44% | 33.85% | 9.528% | 0% | 0% | 6.756% | 18.44% | 14.37% | 13.67% | [8 empty] | ConnectedThermostats-Retro | Thermostatic Restriction Valve-Retro | 0% | 0% | 0% | 0% | 0% | 0% | 0% | 0% | 0% | 0% | 0% | 0% | 0% | 0% | 0% | 0% | 0% | 0% | 0% | [8 empty] | ConnectedThermostats-Retro | Thermostatic Restriction Valve-Retro | Retro | 10YrRetro | 0.85 | 10% | 10% | 10% | 10% | 10% | 10% | 10% | 10% | 10% | 10% | 0% | 0% | 0% | 0% | 0% | 0% | 0% | 0% | 0% | 0% | 0% | 0% | 0% | 0%
| Variable Refrigerant Flow-New | 4.802% | 76.83% | 76.83% | 24.01% | 24.01% | 24.01% | 24.01% | 76.83% | 76.83% | 0.9604% | 4.802% | 4.802% | 24.01% | 67.23% | 4.802% | 76.83% | 24.01% | 76.83% | 39.93% | 0% | 0% | 0% | 0% | 0% | 0% | 0% |  | VRF-DOAS-New | Variable Refrigerant Flow-New | 4.9% | 78.4% | 78.4% | 24.5% | 24.5% | 24.5% | 24.5% | 78.4% | 78.4% | 0.98% | 4.9% | 4.9% | 24.5% | 68.6% | 4.9% | 78.4% | 24.5% | 78.4% | 40.74% | [8 empty] | VRF-DOAS-New | Variable Refrigerant Flow-New | 2% | 2% | 2% | 2% | 2% | 2% | 2% | 2% | 2% | 2% | 2% | 2% | 2% | 2% | 2% | 2% | 2% | 2% | 2% | [8 empty] | VRF-DOAS-New | Variable Refrigerant Flow-New | New | LO50Fast | 0.85 | 45% | 66% | 80% | 89% | 94.95% | 97.93% | 99.25% | 99.78% | 99.98% | 100% | 100% | 100% | 100% | 100% | 100% | 100% | 100% | 100% | 100% | 100% | 100% | 100% | 100% | 100%
| Variable Refrigerant Flow-Retro | 2.432% | 6.811% | 6.811% | 0.4851% | 6.791% | 6.791% | 2.426% | 2.426% | 2.426% | 2.426% | 6.791% | 6.791% | 0.09702% | 0.4851% | 0.4851% | 2.426% | 6.791% | 0.4851% | 3.244% | 0% | 0% | 0% | 0% | 0% | 0% | 0% |  | VRF-DOAS-NR | Variable Refrigerant Flow-Retro | 2.482% | 6.95% | 6.95% | 0.495% | 6.93% | 6.93% | 2.475% | 2.475% | 2.475% | 2.475% | 6.93% | 6.93% | 0.099% | 0.495% | 0.495% | 2.475% | 6.93% | 0.495% | 3.31% | [8 empty] | VRF-DOAS-NR | Variable Refrigerant Flow-Retro | 2% | 2% | 2% | 2% | 2% | 2% | 2% | 2% | 2% | 2% | 2% | 2% | 2% | 2% | 2% | 2% | 2% | 2% | 2% | [8 empty] | VRF-DOAS-NR | Variable Refrigerant Flow-Retro | Retro | 10YrRetro | 0.85 | 10% | 10% | 10% | 10% | 10% | 10% | 10% | 10% | 10% | 10% | 0% | 0% | 0% | 0% | 0% | 0% | 0% | 0% | 0% | 0% | 0% | 0% | 0% | 0%
| Walkin Evaporator Fan ECM Controller-Retro | 100% | 100% | 100% | 100% | 100% | 100% | 100% | 100% | 100% | 100% | 100% | 100% | 100% | 100% | 100% | 100% | 100% | 100% | 100% | 0% | 0% | 0% | 0% | 0% | 0% | 0% |  | CircPumps-NR | Walkin Evaporator Fan ECM Controller-Retro | 100% | 100% | 100% | 100% | 100% | 100% | 100% | 100% | 100% | 100% | 100% | 100% | 100% | 100% | 100% | 100% | 100% | 100% | 100% | [8 empty] | CircPumps-NR | Walkin Evaporator Fan ECM Controller-Retro | 0% | 0% | 0% | 0% | 0% | 0% | 0% | 0% | 0% | 0% | 0% | 0% | 0% | 0% | 0% | 0% | 0% | 0% | 0% | [8 empty] | CircPumps-NR | Walkin Evaporator Fan ECM Controller-Retro | Retro | 10YrRetro | 0.95 | 10% | 10% | 10% | 10% | 10% | 10% | 10% | 10% | 10% | 10% | 0% | 0% | 0% | 0% | 0% | 0% | 0% | 0% | 0% | 0% | 0% | 0% | 0% | 0%
| Wall Insulation-Retro | 90% | 90% | 90% | 90% | 90% | 90% | 90% | 90% | 90% | 90% | 90% | 90% | 90% | 90% | 90% | 90% | 90% | 90% | 90% | 0% | 0% | 0% | 0% | 0% | 0% | 0% | value from previous study used | 0 | Wall Insulation-Retro | 90% | 90% | 90% | 90% | 90% | 90% | 90% | 90% | 90% | 90% | 90% | 90% | 90% | 90% | 90% | 90% | 90% | 90% | 90% | [7 empty] | value from previous study used | 0 | Wall Insulation-Retro | 0% | 0% | 0% | 0% | 0% | 0% | 0% | 0% | 0% | 0% | 0% | 0% | 0% | 0% | 0% | 0% | 0% | 0% | 0% | [8 empty] | 0 | Wall Insulation-Retro | Retro | 10YrRetro | 0.85 | 10% | 10% | 10% | 10% | 10% | 10% | 10% | 10% | 10% | 10% | 0% | 0% | 0% | 0% | 0% | 0% | 0% | 0% | 0% | 0% | 0% | 0% | 0% | 0%
| Wastewater-Retro | #REF! | #REF! | #REF! | #REF! | #REF! | #REF! | #REF! | #REF! | #REF! | #REF! | #REF! | #REF! | #REF! | #REF! | #REF! | #REF! | #REF! | #REF! | #REF! | 0% | 0% | 0% | 0% | 0% | 0% | 0% | Com_Master_7P.xlsm | Municipal Water Supply-Retro | Wastewater-Retro | 100% | 100% | 100% | 100% | 100% | 100% | 100% | 100% | 100% | 100% | 100% | 100% | 100% | 100% | 100% | 100% | 100% | 100% | 100% | [7 empty] | Com_Master_7P.xlsm | Municipal Water Supply-Retro | Wastewater-Retro | #REF! | #REF! | #REF! | #REF! | #REF! | #REF! | #REF! | #REF! | #REF! | #REF! | #REF! | #REF! | #REF! | #REF! | #REF! | #REF! | #REF! | #REF! | #REF! | [8 empty] | 0 | Wastewater-Retro | Retro | 10YrRetro | 0.85 | 10% | 10% | 10% | 10% | 10% | 10% | 10% | 10% | 10% | 10% | 0% | 0% | 0% | 0% | 0% | 0% | 0% | 0% | 0% | 0% | 0% | 0% | 0% | 0%
| Water Cooler-Retro | 0% | 0% | 0% | 0% | 0% | 0% | 0% | 0% | 0% | 0% | 0% | 0% | 0% | 0% | 0% | 0% | 0% | 0% | 0% | 0% | 0% | 0% | 0% | 0% | 0% | 0% |  | Water Cooler Controls-NR | Water Cooler-Retro | 0% | 0% | 0% | 0% | 0% | 0% | 0% | 0% | 0% | 0% | 0% | 0% | 0% | 0% | 0% | 0% | 0% | 0% | 0% | [8 empty] | Water Cooler Controls-NR | Water Cooler-Retro | 0% | 0% | 0% | 0% | 0% | 0% | 0% | 0% | 0% | 0% | 0% | 0% | 0% | 0% | 0% | 0% | 0% | 0% | 0% | [8 empty] | Water Cooler Controls-NR | Water Cooler-Retro | Retro | 10YrRetro | 0.95 | 10% | 10% | 10% | 10% | 10% | 10% | 10% | 10% | 10% | 10% | 0% | 0% | 0% | 0% | 0% | 0% | 0% | 0% | 0% | 0% | 0% | 0% | 0% | 0%
| Water Heater-NR and New | 100% | 100% | 100% | 100% | 100% | 100% | 100% | 100% | 100% | 100% | 100% | 100% | 100% | 100% | 100% | 100% | 100% | 100% | 100% | 0% | 0% | 0% | 0% | 0% | 0% | 0% |  | HPWH ResType-NR | Water Heater-NR and New | 100% | 100% | 100% | 100% | 100% | 100% | 100% | 100% | 100% | 100% | 100% | 100% | 100% | 100% | 100% | 100% | 100% | 100% | 100% | [8 empty] | HPWH ResType-NR | Water Heater-NR and New | 0% | 0% | 0% | 0% | 0% | 0% | 0% | 0% | 0% | 0% | 0% | 0% | 0% | 0% | 0% | 0% | 0% | 0% | 0% | [8 empty] | HPWH ResType-NR | Water Heater-NR and New | NR and New | LO5Med | 0.85 | 4.3% | 9.58% | 16.04% | 23.54% | 32.1% | 42.1% | 53.07% | 64.28% | 74.84% | 83.92% | 90.95% | 95.77% | 98.65% | 100% | 100% | 100% | 100% | 100% | 100% | 100% | 100% | 100% | 100% | 100%
| Windows-Retro | 1% | 1% | 1% | 1% | 1% | 1% | 1% | 1% | 1% | 1% | 1% | 1% | 1% | 1% | 1% | 1% | 1% | 1% | 1% | 0% | 0% | 0% | 0% | 0% | 0% | 0% |  | Weatherization - School-Retro | Windows-Retro | 1% | 1% | 1% | 1% | 1% | 1% | 1% | 1% | 1% | 1% | 1% | 1% | 1% | 1% | 1% | 1% | 1% | 1% | 1% | [8 empty] | Weatherization - School-Retro | Windows-Retro | 0% | 0% | 0% | 0% | 0% | 0% | 0% | 0% | 0% | 0% | 0% | 0% | 0% | 0% | 0% | 0% | 0% | 0% | 0% | [8 empty] | Weatherization - School-Retro | Windows-Retro | Retro | 10YrRetro | 0.95 | 10% | 10% | 10% | 10% | 10% | 10% | 10% | 10% | 10% | 10% | 0% | 0% | 0% | 0% | 0% | 0% | 0% | 0% | 0% | 0% | 0% | 0% | 0% | 0%
Additional Applicability Values needed for the following measures since they were listed as 0% in the 2021P_Master workbook
Workbook Name | Measure Application | Large Off | Medium Off | Small Off | XLarge Ret | Large Ret | Medium Ret | Small Ret | School K-12 | University | Warehouse | Supermarket | MiniMart | Restaurant | Lodging | Hospital | Residential Care | Assembly | Other | All Commercial
Com-Bi-Level Stairwell-2021P_V8 | NR_LFStairwell8760_Fix_Repl_from LFTube to LINEAR_LEDPanel_CONTR | 56.28% | 56.28% | 56.28% | 56.28% | 56.28% | 56.28% | 56.28% | 56.28% | 56.28% | 56.28% | 56.28% | 56.28% | 56.28% | 56.28% | 56.28% | 56.28% | 56.28% | 56.28% | 56.28%
Com-Bi-Level Stairwell-2021P_V8 | NR_LFStairwell3600_Fix_Repl_from LFTube to LINEAR_LEDPanel_CONTR | 17.63% | 17.63% | 17.63% | 17.63% | 17.63% | 17.63% | 17.63% | 17.63% | 17.63% | 17.63% | 17.63% | 17.63% | 17.63% | 17.63% | 17.63% | 17.63% | 17.63% | 17.63% | 17.63%
Com-ExteriorLighting-2021P_V9 | Exterior Lighting: Parking Lot - HPS 250W - New | 20% | 20% | 20% | 20% | 20% | 20% | 20% | 20% | 20% | 20% | 20% | 20% | 20% | 20% | 20% | 20% | 20% | 20% | 20%
Com-ExteriorLighting-2021P_V9 | Exterior Lighting: Parking Lot - MH 400W - New | 15% | 15% | 15% | 15% | 15% | 15% | 15% | 15% | 15% | 15% | 15% | 15% | 15% | 15% | 15% | 15% | 15% | 15% | 15%
Com-ExteriorLighting-2021P_V9 | Exterior Lighting: Parking Lot - MH 1000W - New | 15% | 15% | 15% | 15% | 15% | 15% | 15% | 15% | 15% | 15% | 15% | 15% | 15% | 15% | 15% | 15% | 15% | 15% | 15%
Com-ExteriorLighting-2021P_V9 | Exterior Lighting: Parking Lot - HPS 250W - NR | 20% | 20% | 20% | 20% | 20% | 20% | 20% | 20% | 20% | 20% | 20% | 20% | 20% | 20% | 20% | 20% | 20% | 20% | 20%
Com-ExteriorLighting-2021P_V9 | Exterior Lighting: Parking Lot - MH 400W - NR | 20% | 20% | 20% | 20% | 20% | 20% | 20% | 20% | 20% | 20% | 20% | 20% | 20% | 20% | 20% | 20% | 20% | 20% | 20%
Com-ExteriorLighting-2021P_V9 | Exterior Lighting: Parking Lot - MH 1000W - NR | 20% | 20% | 20% | 20% | 20% | 20% | 20% | 20% | 20% | 20% | 20% | 20% | 20% | 20% | 20% | 20% | 20% | 20% | 20%
Com-ExteriorLighting-2021P_V9 | Exterior Lighting: Façade - HID 150W - New | 15% | 15% | 15% | 15% | 15% | 15% | 15% | 15% | 15% | 15% | 15% | 15% | 15% | 15% | 15% | 15% | 15% | 15% | 15%
Com-ExteriorLighting-2021P_V9 | Exterior Lighting: Façade - HID 400W - New | 15% | 15% | 15% | 15% | 15% | 15% | 15% | 15% | 15% | 15% | 15% | 15% | 15% | 15% | 15% | 15% | 15% | 15% | 15%
Com-ExteriorLighting-2021P_V9 | Exterior Lighting: Façade - HID 150W - NR | 15% | 15% | 15% | 15% | 15% | 15% | 15% | 15% | 15% | 15% | 15% | 15% | 15% | 15% | 15% | 15% | 15% | 15% | 15%
Com-ExteriorLighting-2021P_V9 | Exterior Lighting: Façade - HID 400W - NR | 15% | 15% | 15% | 15% | 15% | 15% | 15% | 15% | 15% | 15% | 15% | 15% | 15% | 15% | 15% | 15% | 15% | 15% | 15%
Com-ExteriorLighting-2021P_V9 | Exterior Lighting: Walkway - HID 150W - New | 15% | 15% | 15% | 15% | 15% | 15% | 15% | 15% | 15% | 15% | 15% | 15% | 15% | 15% | 15% | 15% | 15% | 15% | 15%
Com-ExteriorLighting-2021P_V9 | Exterior Lighting: Walkway - CFL 26W - New | 20% | 20% | 20% | 20% | 20% | 20% | 20% | 20% | 20% | 20% | 20% | 20% | 20% | 20% | 20% | 20% | 20% | 20% | 20%
Com-ExteriorLighting-2021P_V9 | Exterior Lighting: Walkway - INC 75W - New | 20% | 20% | 20% | 20% | 20% | 20% | 20% | 20% | 20% | 20% | 20% | 20% | 20% | 20% | 20% | 20% | 20% | 20% | 20%
Com-ExteriorLighting-2021P_V9 | Exterior Lighting: Walkway - HID 150W - NR | 15% | 15% | 15% | 15% | 15% | 15% | 15% | 15% | 15% | 15% | 15% | 15% | 15% | 15% | 15% | 15% | 15% | 15% | 15%
Com-ExteriorLighting-2021P_V9 | Exterior Lighting: Walkway - CFL 26W - NR | 15% | 15% | 15% | 15% | 15% | 15% | 15% | 15% | 15% | 15% | 15% | 15% | 15% | 15% | 15% | 15% | 15% | 15% | 15%
Com-ExteriorLighting-2021P_V9 | Exterior Lighting: Walkway - INC 75W - NR | 15% | 15% | 15% | 15% | 15% | 15% | 15% | 15% | 15% | 15% | 15% | 15% | 15% | 15% | 15% | 15% | 15% | 15% | 15%
Com-ExteriorLighting-2021P_V9 | Exterior Lighting: Parking Lot - HPS 250W - New | 20% | 20% | 20% | 20% | 20% | 20% | 20% | 20% | 20% | 20% | 20% | 20% | 20% | 20% | 20% | 20% | 20% | 20% | 20%
Com-ExteriorLighting-2021P_V9 | Exterior Lighting: Parking Lot - MH 400W - New | 15% | 15% | 15% | 15% | 15% | 15% | 15% | 15% | 15% | 15% | 15% | 15% | 15% | 15% | 15% | 15% | 15% | 15% | 15%
Com-ExteriorLighting-2021P_V9 | Exterior Lighting: Parking Lot - MH 1000W - New | 15% | 15% | 15% | 15% | 15% | 15% | 15% | 15% | 15% | 15% | 15% | 15% | 15% | 15% | 15% | 15% | 15% | 15% | 15%
Com-ExteriorLighting-2021P_V9 | Exterior Lighting: Parking Lot - HPS 250W - NR | 20% | 20% | 20% | 20% | 20% | 20% | 20% | 20% | 20% | 20% | 20% | 20% | 20% | 20% | 20% | 20% | 20% | 20% | 20%
Com-ExteriorLighting-2021P_V9 | Exterior Lighting: Parking Lot - MH 400W - NR | 20% | 20% | 20% | 20% | 20% | 20% | 20% | 20% | 20% | 20% | 20% | 20% | 20% | 20% | 20% | 20% | 20% | 20% | 20%
Com-ExteriorLighting-2021P_V9 | Exterior Lighting: Parking Lot - MH 1000W - NR | 20% | 20% | 20% | 20% | 20% | 20% | 20% | 20% | 20% | 20% | 20% | 20% | 20% | 20% | 20% | 20% | 20% | 20% | 20%
Com-ExteriorLighting-2021P_V9 | Exterior Lighting: Façade - HID 150W - New | 15% | 15% | 15% | 15% | 15% | 15% | 15% | 15% | 15% | 15% | 15% | 15% | 15% | 15% | 15% | 15% | 15% | 15% | 15%
Com-ExteriorLighting-2021P_V9 | Exterior Lighting: Façade - HID 400W - New | 15% | 15% | 15% | 15% | 15% | 15% | 15% | 15% | 15% | 15% | 15% | 15% | 15% | 15% | 15% | 15% | 15% | 15% | 15%
Com-ExteriorLighting-2021P_V9 | Exterior Lighting: Façade - HID 150W - NR | 15% | 15% | 15% | 15% | 15% | 15% | 15% | 15% | 15% | 15% | 15% | 15% | 15% | 15% | 15% | 15% | 15% | 15% | 15%
Com-ExteriorLighting-2021P_V9 | Exterior Lighting: Façade - HID 400W - NR | 15% | 15% | 15% | 15% | 15% | 15% | 15% | 15% | 15% | 15% | 15% | 15% | 15% | 15% | 15% | 15% | 15% | 15% | 15%
Com-ExteriorLighting-2021P_V9 | Exterior Lighting: Walkway - HID 150W - New | 15% | 15% | 15% | 15% | 15% | 15% | 15% | 15% | 15% | 15% | 15% | 15% | 15% | 15% | 15% | 15% | 15% | 15% | 15%
Com-ExteriorLighting-2021P_V9 | Exterior Lighting: Walkway - CFL 26W - New | 20% | 20% | 20% | 20% | 20% | 20% | 20% | 20% | 20% | 20% | 20% | 20% | 20% | 20% | 20% | 20% | 20% | 20% | 20%
Com-ExteriorLighting-2021P_V9 | Exterior Lighting: Walkway - INC 75W - New | 20% | 20% | 20% | 20% | 20% | 20% | 20% | 20% | 20% | 20% | 20% | 20% | 20% | 20% | 20% | 20% | 20% | 20% | 20%
Com-ExteriorLighting-2021P_V9 | Exterior Lighting: Walkway - HID 150W - NR | 15% | 15% | 15% | 15% | 15% | 15% | 15% | 15% | 15% | 15% | 15% | 15% | 15% | 15% | 15% | 15% | 15% | 15% | 15%
Com-ExteriorLighting-2021P_V9 | Exterior Lighting: Walkway - CFL 26W - NR | 15% | 15% | 15% | 15% | 15% | 15% | 15% | 15% | 15% | 15% | 15% | 15% | 15% | 15% | 15% | 15% | 15% | 15% | 15%
Com-ExteriorLighting-2021P_V9 | Exterior Lighting: Walkway - INC 75W - NR | 15% | 15% | 15% | 15% | 15% | 15% | 15% | 15% | 15% | 15% | 15% | 15% | 15% | 15% | 15% | 15% | 15% | 15% | 15%
COM-FumeHood-7P_V2 | Premium Fume Hood-NR | 90% | 90% | 90% | 90% | 90% | 90% | 90% | 90% | 90% | 90% | 90% | 90% | 90% | 90% | 90% | 90% | 90% | 90% | 90%
COM-FumeHood-7P_V2 | Premium Fume Hood-NR | 90% | 90% | 90% | 90% | 90% | 90% | 90% | 90% | 90% | 90% | 90% | 90% | 90% | 90% | 90% | 90% | 90% | 90% | 90%
Com-LightingInterior-2021P_V20 | Large Off_NEW_LINEAR_Fixture_from_LFTube_to_LEDPanel_CONTR | 86% | 86% | 86% | 86% | 86% | 86% | 86% | 86% | 86% | 86% | 86% | 86% | 86% | 86% | 86% | 86% | 86% | 86% | 86%
Com-LightingInterior-2021P_V20 | Large Off_NR_LINEAR_Fixture_from_LFTube_to_LEDPanel | 90% | 90% | 90% | 90% | 90% | 90% | 90% | 90% | 90% | 90% | 90% | 90% | 90% | 90% | 90% | 90% | 90% | 90% | 90%
Com-LightingInterior-2021P_V20 | Large Off_NR_LINEAR_Fixture_from_LFTube_to_LEDPanel_RDX | 90% | 90% | 90% | 90% | 90% | 90% | 90% | 90% | 90% | 90% | 90% | 90% | 90% | 90% | 90% | 90% | 90% | 90% | 90%
Com-LightingInterior-2021P_V20 | Large Off_NR_LINEAR_Fixture_from_LFTube_to_LEDPanel_CONTR | 90% | 90% | 90% | 90% | 90% | 90% | 90% | 90% | 90% | 90% | 90% | 90% | 90% | 90% | 90% | 90% | 90% | 90% | 90%
Com-LightingInterior-2021P_V20 | Large Off_NR_LINEAR_Lamp_from_LFTube_to_LEDTube_RDX | 10% | 10% | 10% | 10% | 10% | 10% | 10% | 10% | 10% | 10% | 10% | 10% | 10% | 10% | 10% | 10% | 10% | 10% | 10%
Com-LightingInterior-2021P_V20 | Large Off_NR_LINEAR_Fixture_from_LEDTube_to_LEDPanel_CONTR | 100% | 100% | 100% | 100% | 100% | 100% | 100% | 100% | 100% | 100% | 100% | 100% | 100% | 100% | 100% | 100% | 100% | 100% | 100%
Com-LightingInterior-2021P_V20 | Large Off_RETRO_LINEAR_Fixture_from_LFTube_to_LEDPanel | 10% | 10% | 10% | 10% | 10% | 10% | 10% | 10% | 10% | 10% | 10% | 10% | 10% | 10% | 10% | 10% | 10% | 10% | 10%
Com-LightingInterior-2021P_V20 | Large Off_RETRO_LINEAR_Fixture_from_LFTube_to_LEDPanel_RDX | 10% | 10% | 10% | 10% | 10% | 10% | 10% | 10% | 10% | 10% | 10% | 10% | 10% | 10% | 10% | 10% | 10% | 10% | 10%
Com-LightingInterior-2021P_V20 | Large Off_RETRO_LINEAR_Fixture_from_LFTube_to_LEDPanel_CONTR | 10% | 10% | 10% | 10% | 10% | 10% | 10% | 10% | 10% | 10% | 10% | 10% | 10% | 10% | 10% | 10% | 10% | 10% | 10%
Com-LightingInterior-2021P_V20 | Large Off_RETRO_LINEAR_Lamp_from_LFTube_to_LEDTube_RDX | 90% | 90% | 90% | 90% | 90% | 90% | 90% | 90% | 90% | 90% | 90% | 90% | 90% | 90% | 90% | 90% | 90% | 90% | 90%
Com-LightingInterior-2021P_V20 | Large Off_RETRO_LINEAR_Fixture_from_LEDTube_to_LEDPanel_CONTR | 0% | 0% | 0% | 0% | 0% | 0% | 0% | 0% | 0% | 0% | 0% | 0% | 0% | 0% | 0% | 0% | 0% | 0% | 0%
Com-LightingInterior-2021P_V20 | Large Off_NEW_HIGHBAY_Fixture_from_LFTube_to_LEDPanel_CONTR | 50% | 50% | 50% | 50% | 50% | 50% | 50% | 50% | 50% | 50% | 50% | 50% | 50% | 50% | 50% | 50% | 50% | 50% | 50%
Com-LightingInterior-2021P_V20 | Large Off_NR_HIGHBAY_Fixture_from_LFTube_to_LEDPanel | 90% | 90% | 90% | 90% | 90% | 90% | 90% | 90% | 90% | 90% | 90% | 90% | 90% | 90% | 90% | 90% | 90% | 90% | 90%
Com-LightingInterior-2021P_V20 | Large Off_NR_HIGHBAY_Fixture_from_LFTube_to_LEDPanel_CONTR | 90% | 90% | 90% | 90% | 90% | 90% | 90% | 90% | 90% | 90% | 90% | 90% | 90% | 90% | 90% | 90% | 90% | 90% | 90%
Com-LightingInterior-2021P_V20 | Large Off_NR_HIGHBAY_Fixture_from_HID_to_LEDPanel | 20% | 20% | 20% | 20% | 20% | 20% | 20% | 20% | 20% | 20% | 20% | 20% | 20% | 20% | 20% | 20% | 20% | 20% | 20%
Com-LightingInterior-2021P_V20 | Large Off_NR_HIGHBAY_Fixture_from_HID_to_LEDPanel_CONTR | 20% | 20% | 20% | 20% | 20% | 20% | 20% | 20% | 20% | 20% | 20% | 20% | 20% | 20% | 20% | 20% | 20% | 20% | 20%
Com-LightingInterior-2021P_V20 | Large Off_RETRO_HIGHBAY_Fixture_from_LFTube_to_LEDPanel | 10% | 10% | 10% | 10% | 10% | 10% | 10% | 10% | 10% | 10% | 10% | 10% | 10% | 10% | 10% | 10% | 10% | 10% | 10%
Com-LightingInterior-2021P_V20 | Large Off_RETRO_HIGHBAY_Fixture_from_LFTube_to_LEDPanel_CONTR | 10% | 10% | 10% | 10% | 10% | 10% | 10% | 10% | 10% | 10% | 10% | 10% | 10% | 10% | 10% | 10% | 10% | 10% | 10%
Com-LightingInterior-2021P_V20 | Large Off_RETRO_HIGHBAY_Fixture_from_HID_to_LEDPanel | 80% | 80% | 80% | 80% | 80% | 80% | 80% | 80% | 80% | 80% | 80% | 80% | 80% | 80% | 80% | 80% | 80% | 80% | 80%
Com-LightingInterior-2021P_V20 | Large Off_RETRO_HIGHBAY_Fixture_from_HID_to_LEDPanel_CONTR | 80% | 80% | 80% | 80% | 80% | 80% | 80% | 80% | 80% | 80% | 80% | 80% | 80% | 80% | 80% | 80% | 80% | 80% | 80%
Com-LightingInterior-2021P_V20 | Large Off_NEW_CAN_Fixture_from_CFL_to_LEDPanel | 11% | 11% | 11% | 11% | 11% | 11% | 11% | 11% | 11% | 11% | 11% | 11% | 11% | 11% | 11% | 11% | 11% | 11% | 11%
Com-LightingInterior-2021P_V20 | Large Off_NR_CAN_Lamp_from_CFL_to_LEDScrew | 50% | 50% | 50% | 50% | 50% | 50% | 50% | 50% | 50% | 50% | 50% | 50% | 50% | 50% | 50% | 50% | 50% | 50% | 50%
Com-LightingInterior-2021P_V20 | Large Off_NR_CAN_Lamp_from_Inc/Hal_to_LEDScrew | 50% | 50% | 50% | 50% | 50% | 50% | 50% | 50% | 50% | 50% | 50% | 50% | 50% | 50% | 50% | 50% | 50% | 50% | 50%
Com-LightingInterior-2021P_V20 | Large Off_RETRO_CAN_Lamp_from_CFL_to_LEDScrew | 50% | 50% | 50% | 50% | 50% | 50% | 50% | 50% | 50% | 50% | 50% | 50% | 50% | 50% | 50% | 50% | 50% | 50% | 50%
Com-LightingInterior-2021P_V20 | Large Off_RETRO_CAN_Lamp_from_Inc/Hal_to_LEDScrew | 50% | 50% | 50% | 50% | 50% | 50% | 50% | 50% | 50% | 50% | 50% | 50% | 50% | 50% | 50% | 50% | 50% | 50% | 50%
Com-LightingInterior-2021P_V20 | Large Off_NEW_DISP_Fixture_from_CFL_to_LEDPanel | 2% | 2% | 2% | 2% | 2% | 2% | 2% | 2% | 2% | 2% | 2% | 2% | 2% | 2% | 2% | 2% | 2% | 2% | 2%
Com-LightingInterior-2021P_V20 | Large Off_NR_DISP_Lamp_from_CFL_to_LEDScrew | 50% | 50% | 50% | 50% | 50% | 50% | 50% | 50% | 50% | 50% | 50% | 50% | 50% | 50% | 50% | 50% | 50% | 50% | 50%
Com-LightingInterior-2021P_V20 | Large Off_NR_DISP_Lamp_from_Inc/Hal_to_LEDScrew | 50% | 50% | 50% | 50% | 50% | 50% | 50% | 50% | 50% | 50% | 50% | 50% | 50% | 50% | 50% | 50% | 50% | 50% | 50%
Com-LightingInterior-2021P_V20 | Large Off_RETRO_DISP_Lamp_from_CFL_to_LEDScrew | 50% | 50% | 50% | 50% | 50% | 50% | 50% | 50% | 50% | 50% | 50% | 50% | 50% | 50% | 50% | 50% | 50% | 50% | 50%
Com-LightingInterior-2021P_V20 | Large Off_RETRO_DISP_Lamp_from_Inc/Hal_to_LEDScrew | 50% | 50% | 50% | 50% | 50% | 50% | 50% | 50% | 50% | 50% | 50% | 50% | 50% | 50% | 50% | 50% | 50% | 50% | 50%
Com-LightingInterior-2021P_V20 | Large Off_NEW_OTHER_Fixture_from_CFL_to_LEDPanel | 30% | 30% | 30% | 30% | 30% | 30% | 30% | 30% | 30% | 30% | 30% | 30% | 30% | 30% | 30% | 30% | 30% | 30% | 30%
Com-LightingInterior-2021P_V20 | Large Off_NR_OTHER_Lamp_from_CFL_to_LEDScrew | 50% | 50% | 50% | 50% | 50% | 50% | 50% | 50% | 50% | 50% | 50% | 50% | 50% | 50% | 50% | 50% | 50% | 50% | 50%
Com-LightingInterior-2021P_V20 | Large Off_NR_OTHER_Lamp_from_Inc/Hal_to_LEDScrew | 50% | 50% | 50% | 50% | 50% | 50% | 50% | 50% | 50% | 50% | 50% | 50% | 50% | 50% | 50% | 50% | 50% | 50% | 50%
Com-LightingInterior-2021P_V20 | Large Off_RETRO_OTHER_Lamp_from_CFL_to_LEDScrew | 50% | 50% | 50% | 50% | 50% | 50% | 50% | 50% | 50% | 50% | 50% | 50% | 50% | 50% | 50% | 50% | 50% | 50% | 50%
Com-LightingInterior-2021P_V20 | Large Off_RETRO_OTHER_Lamp_from_Inc/Hal_to_LEDScrew | 50% | 50% | 50% | 50% | 50% | 50% | 50% | 50% | 50% | 50% | 50% | 50% | 50% | 50% | 50% | 50% | 50% | 50% | 50%
Com-LightingInterior-2021P_V20 | Medium Off_NEW_LINEAR_Fixture_from_LFTube_to_LEDPanel_CONTR | 86% | 86% | 86% | 86% | 86% | 86% | 86% | 86% | 86% | 86% | 86% | 86% | 86% | 86% | 86% | 86% | 86% | 86% | 86%
Com-LightingInterior-2021P_V20 | Medium Off_NR_LINEAR_Fixture_from_LFTube_to_LEDPanel | 90% | 90% | 90% | 90% | 90% | 90% | 90% | 90% | 90% | 90% | 90% | 90% | 90% | 90% | 90% | 90% | 90% | 90% | 90%
Com-LightingInterior-2021P_V20 | Medium Off_NR_LINEAR_Fixture_from_LFTube_to_LEDPanel_RDX | 90% | 90% | 90% | 90% | 90% | 90% | 90% | 90% | 90% | 90% | 90% | 90% | 90% | 90% | 90% | 90% | 90% | 90% | 90%
Com-LightingInterior-2021P_V20 | Medium Off_NR_LINEAR_Fixture_from_LFTube_to_LEDPanel_CONTR | 90% | 90% | 90% | 90% | 90% | 90% | 90% | 90% | 90% | 90% | 90% | 90% | 90% | 90% | 90% | 90% | 90% | 90% | 90%
Com-LightingInterior-2021P_V20 | Medium Off_NR_LINEAR_Lamp_from_LFTube_to_LEDTube_RDX | 10% | 10% | 10% | 10% | 10% | 10% | 10% | 10% | 10% | 10% | 10% | 10% | 10% | 10% | 10% | 10% | 10% | 10% | 10%
Com-LightingInterior-2021P_V20 | Medium Off_NR_LINEAR_Fixture_from_LEDTube_to_LEDPanel_CONTR | 100% | 100% | 100% | 100% | 100% | 100% | 100% | 100% | 100% | 100% | 100% | 100% | 100% | 100% | 100% | 100% | 100% | 100% | 100%
Com-LightingInterior-2021P_V20 | Medium Off_RETRO_LINEAR_Fixture_from_LFTube_to_LEDPanel | 10% | 10% | 10% | 10% | 10% | 10% | 10% | 10% | 10% | 10% | 10% | 10% | 10% | 10% | 10% | 10% | 10% | 10% | 10%
Com-LightingInterior-2021P_V20 | Medium Off_RETRO_LINEAR_Fixture_from_LFTube_to_LEDPanel_RDX | 10% | 10% | 10% | 10% | 10% | 10% | 10% | 10% | 10% | 10% | 10% | 10% | 10% | 10% | 10% | 10% | 10% | 10% | 10%
Com-LightingInterior-2021P_V20 | Medium Off_RETRO_LINEAR_Fixture_from_LFTube_to_LEDPanel_CONTR | 10% | 10% | 10% | 10% | 10% | 10% | 10% | 10% | 10% | 10% | 10% | 10% | 10% | 10% | 10% | 10% | 10% | 10% | 10%
Com-LightingInterior-2021P_V20 | Medium Off_RETRO_LINEAR_Lamp_from_LFTube_to_LEDTube_RDX | 90% | 90% | 90% | 90% | 90% | 90% | 90% | 90% | 90% | 90% | 90% | 90% | 90% | 90% | 90% | 90% | 90% | 90% | 90%
Com-LightingInterior-2021P_V20 | Medium Off_RETRO_LINEAR_Fixture_from_LEDTube_to_LEDPanel_CONTR | 0% | 0% | 0% | 0% | 0% | 0% | 0% | 0% | 0% | 0% | 0% | 0% | 0% | 0% | 0% | 0% | 0% | 0% | 0%
Com-LightingInterior-2021P_V20 | Medium Off_NEW_HIGHBAY_Fixture_from_LFTube_to_LEDPanel_CONTR | 50% | 50% | 50% | 50% | 50% | 50% | 50% | 50% | 50% | 50% | 50% | 50% | 50% | 50% | 50% | 50% | 50% | 50% | 50%
Com-LightingInterior-2021P_V20 | Medium Off_NR_HIGHBAY_Fixture_from_LFTube_to_LEDPanel | 90% | 90% | 90% | 90% | 90% | 90% | 90% | 90% | 90% | 90% | 90% | 90% | 90% | 90% | 90% | 90% | 90% | 90% | 90%
Com-LightingInterior-2021P_V20 | Medium Off_NR_HIGHBAY_Fixture_from_LFTube_to_LEDPanel_CONTR | 90% | 90% | 90% | 90% | 90% | 90% | 90% | 90% | 90% | 90% | 90% | 90% | 90% | 90% | 90% | 90% | 90% | 90% | 90%
Com-LightingInterior-2021P_V20 | Medium Off_NR_HIGHBAY_Fixture_from_HID_to_LEDPanel | 20% | 20% | 20% | 20% | 20% | 20% | 20% | 20% | 20% | 20% | 20% | 20% | 20% | 20% | 20% | 20% | 20% | 20% | 20%
Com-LightingInterior-2021P_V20 | Medium Off_NR_HIGHBAY_Fixture_from_HID_to_LEDPanel_CONTR | 20% | 20% | 20% | 20% | 20% | 20% | 20% | 20% | 20% | 20% | 20% | 20% | 20% | 20% | 20% | 20% | 20% | 20% | 20%
Com-LightingInterior-2021P_V20 | Medium Off_RETRO_HIGHBAY_Fixture_from_LFTube_to_LEDPanel | 10% | 10% | 10% | 10% | 10% | 10% | 10% | 10% | 10% | 10% | 10% | 10% | 10% | 10% | 10% | 10% | 10% | 10% | 10%
Com-LightingInterior-2021P_V20 | Medium Off_RETRO_HIGHBAY_Fixture_from_LFTube_to_LEDPanel_CONTR | 10% | 10% | 10% | 10% | 10% | 10% | 10% | 10% | 10% | 10% | 10% | 10% | 10% | 10% | 10% | 10% | 10% | 10% | 10%
Com-LightingInterior-2021P_V20 | Medium Off_RETRO_HIGHBAY_Fixture_from_HID_to_LEDPanel | 80% | 80% | 80% | 80% | 80% | 80% | 80% | 80% | 80% | 80% | 80% | 80% | 80% | 80% | 80% | 80% | 80% | 80% | 80%
Com-LightingInterior-2021P_V20 | Medium Off_RETRO_HIGHBAY_Fixture_from_HID_to_LEDPanel_CONTR | 80% | 80% | 80% | 80% | 80% | 80% | 80% | 80% | 80% | 80% | 80% | 80% | 80% | 80% | 80% | 80% | 80% | 80% | 80%
Com-LightingInterior-2021P_V20 | Medium Off_NEW_CAN_Fixture_from_CFL_to_LEDPanel | 11% | 11% | 11% | 11% | 11% | 11% | 11% | 11% | 11% | 11% | 11% | 11% | 11% | 11% | 11% | 11% | 11% | 11% | 11%
Com-LightingInterior-2021P_V20 | Medium Off_NR_CAN_Lamp_from_CFL_to_LEDScrew | 50% | 50% | 50% | 50% | 50% | 50% | 50% | 50% | 50% | 50% | 50% | 50% | 50% | 50% | 50% | 50% | 50% | 50% | 50%
Com-LightingInterior-2021P_V20 | Medium Off_NR_CAN_Lamp_from_Inc/Hal_to_LEDScrew | 50% | 50% | 50% | 50% | 50% | 50% | 50% | 50% | 50% | 50% | 50% | 50% | 50% | 50% | 50% | 50% | 50% | 50% | 50%
Com-LightingInterior-2021P_V20 | Medium Off_RETRO_CAN_Lamp_from_CFL_to_LEDScrew | 50% | 50% | 50% | 50% | 50% | 50% | 50% | 50% | 50% | 50% | 50% | 50% | 50% | 50% | 50% | 50% | 50% | 50% | 50%
Com-LightingInterior-2021P_V20 | Medium Off_RETRO_CAN_Lamp_from_Inc/Hal_to_LEDScrew | 50% | 50% | 50% | 50% | 50% | 50% | 50% | 50% | 50% | 50% | 50% | 50% | 50% | 50% | 50% | 50% | 50% | 50% | 50%
Com-LightingInterior-2021P_V20 | Medium Off_NEW_DISP_Fixture_from_CFL_to_LEDPanel | 2% | 2% | 2% | 2% | 2% | 2% | 2% | 2% | 2% | 2% | 2% | 2% | 2% | 2% | 2% | 2% | 2% | 2% | 2%
Com-LightingInterior-2021P_V20 | Medium Off_NR_DISP_Lamp_from_CFL_to_LEDScrew | 50% | 50% | 50% | 50% | 50% | 50% | 50% | 50% | 50% | 50% | 50% | 50% | 50% | 50% | 50% | 50% | 50% | 50% | 50%
Com-LightingInterior-2021P_V20 | Medium Off_NR_DISP_Lamp_from_Inc/Hal_to_LEDScrew | 50% | 50% | 50% | 50% | 50% | 50% | 50% | 50% | 50% | 50% | 50% | 50% | 50% | 50% | 50% | 50% | 50% | 50% | 50%
Com-LightingInterior-2021P_V20 | Medium Off_RETRO_DISP_Lamp_from_CFL_to_LEDScrew | 50% | 50% | 50% | 50% | 50% | 50% | 50% | 50% | 50% | 50% | 50% | 50% | 50% | 50% | 50% | 50% | 50% | 50% | 50%
Com-LightingInterior-2021P_V20 | Medium Off_RETRO_DISP_Lamp_from_Inc/Hal_to_LEDScrew | 50% | 50% | 50% | 50% | 50% | 50% | 50% | 50% | 50% | 50% | 50% | 50% | 50% | 50% | 50% | 50% | 50% | 50% | 50%
Com-LightingInterior-2021P_V20 | Medium Off_NEW_OTHER_Fixture_from_CFL_to_LEDPanel | 30% | 30% | 30% | 30% | 30% | 30% | 30% | 30% | 30% | 30% | 30% | 30% | 30% | 30% | 30% | 30% | 30% | 30% | 30%
Com-LightingInterior-2021P_V20 | Medium Off_NR_OTHER_Lamp_from_CFL_to_LEDScrew | 50% | 50% | 50% | 50% | 50% | 50% | 50% | 50% | 50% | 50% | 50% | 50% | 50% | 50% | 50% | 50% | 50% | 50% | 50%
Com-LightingInterior-2021P_V20 | Medium Off_NR_OTHER_Lamp_from_Inc/Hal_to_LEDScrew | 50% | 50% | 50% | 50% | 50% | 50% | 50% | 50% | 50% | 50% | 50% | 50% | 50% | 50% | 50% | 50% | 50% | 50% | 50%
Com-LightingInterior-2021P_V20 | Medium Off_RETRO_OTHER_Lamp_from_CFL_to_LEDScrew | 50% | 50% | 50% | 50% | 50% | 50% | 50% | 50% | 50% | 50% | 50% | 50% | 50% | 50% | 50% | 50% | 50% | 50% | 50%
Com-LightingInterior-2021P_V20 | Medium Off_RETRO_OTHER_Lamp_from_Inc/Hal_to_LEDScrew | 50% | 50% | 50% | 50% | 50% | 50% | 50% | 50% | 50% | 50% | 50% | 50% | 50% | 50% | 50% | 50% | 50% | 50% | 50%
Com-LightingInterior-2021P_V20 | Small Off_NEW_LINEAR_Fixture_from_LFTube_to_LEDPanel_CONTR | 86% | 86% | 86% | 86% | 86% | 86% | 86% | 86% | 86% | 86% | 86% | 86% | 86% | 86% | 86% | 86% | 86% | 86% | 86%
Com-LightingInterior-2021P_V20 | Small Off_NR_LINEAR_Fixture_from_LFTube_to_LEDPanel | 90% | 90% | 90% | 90% | 90% | 90% | 90% | 90% | 90% | 90% | 90% | 90% | 90% | 90% | 90% | 90% | 90% | 90% | 90%
Com-LightingInterior-2021P_V20 | Small Off_NR_LINEAR_Fixture_from_LFTube_to_LEDPanel_RDX | 90% | 90% | 90% | 90% | 90% | 90% | 90% | 90% | 90% | 90% | 90% | 90% | 90% | 90% | 90% | 90% | 90% | 90% | 90%
Com-LightingInterior-2021P_V20 | Small Off_NR_LINEAR_Fixture_from_LFTube_to_LEDPanel_CONTR | 90% | 90% | 90% | 90% | 90% | 90% | 90% | 90% | 90% | 90% | 90% | 90% | 90% | 90% | 90% | 90% | 90% | 90% | 90%
Com-LightingInterior-2021P_V20 | Small Off_NR_LINEAR_Lamp_from_LFTube_to_LEDTube_RDX | 10% | 10% | 10% | 10% | 10% | 10% | 10% | 10% | 10% | 10% | 10% | 10% | 10% | 10% | 10% | 10% | 10% | 10% | 10%
Com-LightingInterior-2021P_V20 | Small Off_NR_LINEAR_Fixture_from_LEDTube_to_LEDPanel_CONTR | 100% | 100% | 100% | 100% | 100% | 100% | 100% | 100% | 100% | 100% | 100% | 100% | 100% | 100% | 100% | 100% | 100% | 100% | 100%
Com-LightingInterior-2021P_V20 | Small Off_RETRO_LINEAR_Fixture_from_LFTube_to_LEDPanel | 10% | 10% | 10% | 10% | 10% | 10% | 10% | 10% | 10% | 10% | 10% | 10% | 10% | 10% | 10% | 10% | 10% | 10% | 10%
Com-LightingInterior-2021P_V20 | Small Off_RETRO_LINEAR_Fixture_from_LFTube_to_LEDPanel_RDX | 10% | 10% | 10% | 10% | 10% | 10% | 10% | 10% | 10% | 10% | 10% | 10% | 10% | 10% | 10% | 10% | 10% | 10% | 10%
Com-LightingInterior-2021P_V20 | Small Off_RETRO_LINEAR_Fixture_from_LFTube_to_LEDPanel_CONTR | 10% | 10% | 10% | 10% | 10% | 10% | 10% | 10% | 10% | 10% | 10% | 10% | 10% | 10% | 10% | 10% | 10% | 10% | 10%
Com-LightingInterior-2021P_V20 | Small Off_RETRO_LINEAR_Lamp_from_LFTube_to_LEDTube_RDX | 90% | 90% | 90% | 90% | 90% | 90% | 90% | 90% | 90% | 90% | 90% | 90% | 90% | 90% | 90% | 90% | 90% | 90% | 90%
Com-LightingInterior-2021P_V20 | Small Off_RETRO_LINEAR_Fixture_from_LEDTube_to_LEDPanel_CONTR | 0% | 0% | 0% | 0% | 0% | 0% | 0% | 0% | 0% | 0% | 0% | 0% | 0% | 0% | 0% | 0% | 0% | 0% | 0%
Com-LightingInterior-2021P_V20 | Small Off_NEW_HIGHBAY_Fixture_from_LFTube_to_LEDPanel_CONTR | 50% | 50% | 50% | 50% | 50% | 50% | 50% | 50% | 50% | 50% | 50% | 50% | 50% | 50% | 50% | 50% | 50% | 50% | 50%
Com-LightingInterior-2021P_V20 | Small Off_NR_HIGHBAY_Fixture_from_LFTube_to_LEDPanel | 90% | 90% | 90% | 90% | 90% | 90% | 90% | 90% | 90% | 90% | 90% | 90% | 90% | 90% | 90% | 90% | 90% | 90% | 90%
Com-LightingInterior-2021P_V20 | Small Off_NR_HIGHBAY_Fixture_from_LFTube_to_LEDPanel_CONTR | 90% | 90% | 90% | 90% | 90% | 90% | 90% | 90% | 90% | 90% | 90% | 90% | 90% | 90% | 90% | 90% | 90% | 90% | 90%
Com-LightingInterior-2021P_V20 | Small Off_NR_HIGHBAY_Fixture_from_HID_to_LEDPanel | 20% | 20% | 20% | 20% | 20% | 20% | 20% | 20% | 20% | 20% | 20% | 20% | 20% | 20% | 20% | 20% | 20% | 20% | 20%
Com-LightingInterior-2021P_V20 | Small Off_NR_HIGHBAY_Fixture_from_HID_to_LEDPanel_CONTR | 20% | 20% | 20% | 20% | 20% | 20% | 20% | 20% | 20% | 20% | 20% | 20% | 20% | 20% | 20% | 20% | 20% | 20% | 20%
Com-LightingInterior-2021P_V20 | Small Off_RETRO_HIGHBAY_Fixture_from_LFTube_to_LEDPanel | 10% | 10% | 10% | 10% | 10% | 10% | 10% | 10% | 10% | 10% | 10% | 10% | 10% | 10% | 10% | 10% | 10% | 10% | 10%
Com-LightingInterior-2021P_V20 | Small Off_RETRO_HIGHBAY_Fixture_from_LFTube_to_LEDPanel_CONTR | 10% | 10% | 10% | 10% | 10% | 10% | 10% | 10% | 10% | 10% | 10% | 10% | 10% | 10% | 10% | 10% | 10% | 10% | 10%
Com-LightingInterior-2021P_V20 | Small Off_RETRO_HIGHBAY_Fixture_from_HID_to_LEDPanel | 80% | 80% | 80% | 80% | 80% | 80% | 80% | 80% | 80% | 80% | 80% | 80% | 80% | 80% | 80% | 80% | 80% | 80% | 80%
Com-LightingInterior-2021P_V20 | Small Off_RETRO_HIGHBAY_Fixture_from_HID_to_LEDPanel_CONTR | 80% | 80% | 80% | 80% | 80% | 80% | 80% | 80% | 80% | 80% | 80% | 80% | 80% | 80% | 80% | 80% | 80% | 80% | 80%
Com-LightingInterior-2021P_V20 | Small Off_NEW_CAN_Fixture_from_CFL_to_LEDPanel | 11% | 11% | 11% | 11% | 11% | 11% | 11% | 11% | 11% | 11% | 11% | 11% | 11% | 11% | 11% | 11% | 11% | 11% | 11%
Com-LightingInterior-2021P_V20 | Small Off_NR_CAN_Lamp_from_CFL_to_LEDScrew | 50% | 50% | 50% | 50% | 50% | 50% | 50% | 50% | 50% | 50% | 50% | 50% | 50% | 50% | 50% | 50% | 50% | 50% | 50%
Com-LightingInterior-2021P_V20 | Small Off_NR_CAN_Lamp_from_Inc/Hal_to_LEDScrew | 50% | 50% | 50% | 50% | 50% | 50% | 50% | 50% | 50% | 50% | 50% | 50% | 50% | 50% | 50% | 50% | 50% | 50% | 50%
Com-LightingInterior-2021P_V20 | Small Off_RETRO_CAN_Lamp_from_CFL_to_LEDScrew | 50% | 50% | 50% | 50% | 50% | 50% | 50% | 50% | 50% | 50% | 50% | 50% | 50% | 50% | 50% | 50% | 50% | 50% | 50%
Com-LightingInterior-2021P_V20 | Small Off_RETRO_CAN_Lamp_from_Inc/Hal_to_LEDScrew | 50% | 50% | 50% | 50% | 50% | 50% | 50% | 50% | 50% | 50% | 50% | 50% | 50% | 50% | 50% | 50% | 50% | 50% | 50%
Com-LightingInterior-2021P_V20 | Small Off_NEW_DISP_Fixture_from_CFL_to_LEDPanel | 2% | 2% | 2% | 2% | 2% | 2% | 2% | 2% | 2% | 2% | 2% | 2% | 2% | 2% | 2% | 2% | 2% | 2% | 2%
Com-LightingInterior-2021P_V20 | Small Off_NR_DISP_Lamp_from_CFL_to_LEDScrew | 50% | 50% | 50% | 50% | 50% | 50% | 50% | 50% | 50% | 50% | 50% | 50% | 50% | 50% | 50% | 50% | 50% | 50% | 50%
Com-LightingInterior-2021P_V20 | Small Off_NR_DISP_Lamp_from_Inc/Hal_to_LEDScrew | 50% | 50% | 50% | 50% | 50% | 50% | 50% | 50% | 50% | 50% | 50% | 50% | 50% | 50% | 50% | 50% | 50% | 50% | 50%
Com-LightingInterior-2021P_V20 | Small Off_RETRO_DISP_Lamp_from_CFL_to_LEDScrew | 50% | 50% | 50% | 50% | 50% | 50% | 50% | 50% | 50% | 50% | 50% | 50% | 50% | 50% | 50% | 50% | 50% | 50% | 50%
Com-LightingInterior-2021P_V20 | Small Off_RETRO_DISP_Lamp_from_Inc/Hal_to_LEDScrew | 50% | 50% | 50% | 50% | 50% | 50% | 50% | 50% | 50% | 50% | 50% | 50% | 50% | 50% | 50% | 50% | 50% | 50% | 50%
Com-LightingInterior-2021P_V20 | Small Off_NEW_OTHER_Fixture_from_CFL_to_LEDPanel | 30% | 30% | 30% | 30% | 30% | 30% | 30% | 30% | 30% | 30% | 30% | 30% | 30% | 30% | 30% | 30% | 30% | 30% | 30%
Com-LightingInterior-2021P_V20 | Small Off_NR_OTHER_Lamp_from_CFL_to_LEDScrew | 50% | 50% | 50% | 50% | 50% | 50% | 50% | 50% | 50% | 50% | 50% | 50% | 50% | 50% | 50% | 50% | 50% | 50% | 50%
Com-LightingInterior-2021P_V20 | Small Off_NR_OTHER_Lamp_from_Inc/Hal_to_LEDScrew | 50% | 50% | 50% | 50% | 50% | 50% | 50% | 50% | 50% | 50% | 50% | 50% | 50% | 50% | 50% | 50% | 50% | 50% | 50%
Com-LightingInterior-2021P_V20 | Small Off_RETRO_OTHER_Lamp_from_CFL_to_LEDScrew | 50% | 50% | 50% | 50% | 50% | 50% | 50% | 50% | 50% | 50% | 50% | 50% | 50% | 50% | 50% | 50% | 50% | 50% | 50%
Com-LightingInterior-2021P_V20 | Small Off_RETRO_OTHER_Lamp_from_Inc/Hal_to_LEDScrew | 50% | 50% | 50% | 50% | 50% | 50% | 50% | 50% | 50% | 50% | 50% | 50% | 50% | 50% | 50% | 50% | 50% | 50% | 50%
Com-LightingInterior-2021P_V20 | Xlarge Ret_NEW_LINEAR_Fixture_from_LFTube_to_LEDPanel_CONTR | 86% | 86% | 86% | 86% | 86% | 86% | 86% | 86% | 86% | 86% | 86% | 86% | 86% | 86% | 86% | 86% | 86% | 86% | 86%
Com-LightingInterior-2021P_V20 | Xlarge Ret_NR_LINEAR_Fixture_from_LFTube_to_LEDPanel | 90% | 90% | 90% | 90% | 90% | 90% | 90% | 90% | 90% | 90% | 90% | 90% | 90% | 90% | 90% | 90% | 90% | 90% | 90%
Com-LightingInterior-2021P_V20 | Xlarge Ret_NR_LINEAR_Fixture_from_LFTube_to_LEDPanel_RDX | 90% | 90% | 90% | 90% | 90% | 90% | 90% | 90% | 90% | 90% | 90% | 90% | 90% | 90% | 90% | 90% | 90% | 90% | 90%
Com-LightingInterior-2021P_V20 | Xlarge Ret_NR_LINEAR_Fixture_from_LFTube_to_LEDPanel_CONTR | 90% | 90% | 90% | 90% | 90% | 90% | 90% | 90% | 90% | 90% | 90% | 90% | 90% | 90% | 90% | 90% | 90% | 90% | 90%
Com-LightingInterior-2021P_V20 | Xlarge Ret_NR_LINEAR_Lamp_from_LFTube_to_LEDTube_RDX | 10% | 10% | 10% | 10% | 10% | 10% | 10% | 10% | 10% | 10% | 10% | 10% | 10% | 10% | 10% | 10% | 10% | 10% | 10%
Com-LightingInterior-2021P_V20 | Xlarge Ret_NR_LINEAR_Fixture_from_LEDTube_to_LEDPanel_CONTR | 100% | 100% | 100% | 100% | 100% | 100% | 100% | 100% | 100% | 100% | 100% | 100% | 100% | 100% | 100% | 100% | 100% | 100% | 100%
Com-LightingInterior-2021P_V20 | Xlarge Ret_RETRO_LINEAR_Fixture_from_LFTube_to_LEDPanel | 10% | 10% | 10% | 10% | 10% | 10% | 10% | 10% | 10% | 10% | 10% | 10% | 10% | 10% | 10% | 10% | 10% | 10% | 10%
Com-LightingInterior-2021P_V20 | Xlarge Ret_RETRO_LINEAR_Fixture_from_LFTube_to_LEDPanel_RDX | 10% | 10% | 10% | 10% | 10% | 10% | 10% | 10% | 10% | 10% | 10% | 10% | 10% | 10% | 10% | 10% | 10% | 10% | 10%
Com-LightingInterior-2021P_V20 | Xlarge Ret_RETRO_LINEAR_Fixture_from_LFTube_to_LEDPanel_CONTR | 10% | 10% | 10% | 10% | 10% | 10% | 10% | 10% | 10% | 10% | 10% | 10% | 10% | 10% | 10% | 10% | 10% | 10% | 10%
Com-LightingInterior-2021P_V20 | Xlarge Ret_RETRO_LINEAR_Lamp_from_LFTube_to_LEDTube_RDX | 90% | 90% | 90% | 90% | 90% | 90% | 90% | 90% | 90% | 90% | 90% | 90% | 90% | 90% | 90% | 90% | 90% | 90% | 90%
Com-LightingInterior-2021P_V20 | Xlarge Ret_RETRO_LINEAR_Fixture_from_LEDTube_to_LEDPanel_CONTR | 0% | 0% | 0% | 0% | 0% | 0% | 0% | 0% | 0% | 0% | 0% | 0% | 0% | 0% | 0% | 0% | 0% | 0% | 0%
Com-LightingInterior-2021P_V20 | Xlarge Ret_NEW_HIGHBAY_Fixture_from_LFTube_to_LEDPanel_CONTR | 50% | 50% | 50% | 50% | 50% | 50% | 50% | 50% | 50% | 50% | 50% | 50% | 50% | 50% | 50% | 50% | 50% | 50% | 50%
Com-LightingInterior-2021P_V20 | Xlarge Ret_NR_HIGHBAY_Fixture_from_LFTube_to_LEDPanel | 90% | 90% | 90% | 90% | 90% | 90% | 90% | 90% | 90% | 90% | 90% | 90% | 90% | 90% | 90% | 90% | 90% | 90% | 90%
Com-LightingInterior-2021P_V20 | Xlarge Ret_NR_HIGHBAY_Fixture_from_LFTube_to_LEDPanel_CONTR | 90% | 90% | 90% | 90% | 90% | 90% | 90% | 90% | 90% | 90% | 90% | 90% | 90% | 90% | 90% | 90% | 90% | 90% | 90%
Com-LightingInterior-2021P_V20 | Xlarge Ret_NR_HIGHBAY_Fixture_from_HID_to_LEDPanel | 20% | 20% | 20% | 20% | 20% | 20% | 20% | 20% | 20% | 20% | 20% | 20% | 20% | 20% | 20% | 20% | 20% | 20% | 20%
Com-LightingInterior-2021P_V20 | Xlarge Ret_NR_HIGHBAY_Fixture_from_HID_to_LEDPanel_CONTR | 20% | 20% | 20% | 20% | 20% | 20% | 20% | 20% | 20% | 20% | 20% | 20% | 20% | 20% | 20% | 20% | 20% | 20% | 20%
Com-LightingInterior-2021P_V20 | Xlarge Ret_RETRO_HIGHBAY_Fixture_from_LFTube_to_LEDPanel | 10% | 10% | 10% | 10% | 10% | 10% | 10% | 10% | 10% | 10% | 10% | 10% | 10% | 10% | 10% | 10% | 10% | 10% | 10%
Com-LightingInterior-2021P_V20 | Xlarge Ret_RETRO_HIGHBAY_Fixture_from_LFTube_to_LEDPanel_CONTR | 10% | 10% | 10% | 10% | 10% | 10% | 10% | 10% | 10% | 10% | 10% | 10% | 10% | 10% | 10% | 10% | 10% | 10% | 10%
Com-LightingInterior-2021P_V20 | Xlarge Ret_RETRO_HIGHBAY_Fixture_from_HID_to_LEDPanel | 80% | 80% | 80% | 80% | 80% | 80% | 80% | 80% | 80% | 80% | 80% | 80% | 80% | 80% | 80% | 80% | 80% | 80% | 80%
Com-LightingInterior-2021P_V20 | Xlarge Ret_RETRO_HIGHBAY_Fixture_from_HID_to_LEDPanel_CONTR | 80% | 80% | 80% | 80% | 80% | 80% | 80% | 80% | 80% | 80% | 80% | 80% | 80% | 80% | 80% | 80% | 80% | 80% | 80%
Com-LightingInterior-2021P_V20 | Xlarge Ret_NEW_CAN_Fixture_from_CFL_to_LEDPanel | 11% | 11% | 11% | 11% | 11% | 11% | 11% | 11% | 11% | 11% | 11% | 11% | 11% | 11% | 11% | 11% | 11% | 11% | 11%
Com-LightingInterior-2021P_V20 | Xlarge Ret_NR_CAN_Lamp_from_CFL_to_LEDScrew | 50% | 50% | 50% | 50% | 50% | 50% | 50% | 50% | 50% | 50% | 50% | 50% | 50% | 50% | 50% | 50% | 50% | 50% | 50%
Com-LightingInterior-2021P_V20 | Xlarge Ret_NR_CAN_Lamp_from_Inc/Hal_to_LEDScrew | 50% | 50% | 50% | 50% | 50% | 50% | 50% | 50% | 50% | 50% | 50% | 50% | 50% | 50% | 50% | 50% | 50% | 50% | 50%
Com-LightingInterior-2021P_V20 | Xlarge Ret_RETRO_CAN_Lamp_from_CFL_to_LEDScrew | 50% | 50% | 50% | 50% | 50% | 50% | 50% | 50% | 50% | 50% | 50% | 50% | 50% | 50% | 50% | 50% | 50% | 50% | 50%
Com-LightingInterior-2021P_V20 | Xlarge Ret_RETRO_CAN_Lamp_from_Inc/Hal_to_LEDScrew | 50% | 50% | 50% | 50% | 50% | 50% | 50% | 50% | 50% | 50% | 50% | 50% | 50% | 50% | 50% | 50% | 50% | 50% | 50%
Com-LightingInterior-2021P_V20 | Xlarge Ret_NEW_DISP_Fixture_from_CFL_to_LEDPanel | 2% | 2% | 2% | 2% | 2% | 2% | 2% | 2% | 2% | 2% | 2% | 2% | 2% | 2% | 2% | 2% | 2% | 2% | 2%
Com-LightingInterior-2021P_V20 | Xlarge Ret_NR_DISP_Lamp_from_CFL_to_LEDScrew | 50% | 50% | 50% | 50% | 50% | 50% | 50% | 50% | 50% | 50% | 50% | 50% | 50% | 50% | 50% | 50% | 50% | 50% | 50%
Com-LightingInterior-2021P_V20 | Xlarge Ret_NR_DISP_Lamp_from_Inc/Hal_to_LEDScrew | 50% | 50% | 50% | 50% | 50% | 50% | 50% | 50% | 50% | 50% | 50% | 50% | 50% | 50% | 50% | 50% | 50% | 50% | 50%
Com-LightingInterior-2021P_V20 | Xlarge Ret_RETRO_DISP_Lamp_from_CFL_to_LEDScrew | 50% | 50% | 50% | 50% | 50% | 50% | 50% | 50% | 50% | 50% | 50% | 50% | 50% | 50% | 50% | 50% | 50% | 50% | 50%
Com-LightingInterior-2021P_V20 | Xlarge Ret_RETRO_DISP_Lamp_from_Inc/Hal_to_LEDScrew | 50% | 50% | 50% | 50% | 50% | 50% | 50% | 50% | 50% | 50% | 50% | 50% | 50% | 50% | 50% | 50% | 50% | 50% | 50%
Com-LightingInterior-2021P_V20 | Xlarge Ret_NEW_OTHER_Fixture_from_CFL_to_LEDPanel | 30% | 30% | 30% | 30% | 30% | 30% | 30% | 30% | 30% | 30% | 30% | 30% | 30% | 30% | 30% | 30% | 30% | 30% | 30%
Com-LightingInterior-2021P_V20 | Xlarge Ret_NR_OTHER_Lamp_from_CFL_to_LEDScrew | 50% | 50% | 50% | 50% | 50% | 50% | 50% | 50% | 50% | 50% | 50% | 50% | 50% | 50% | 50% | 50% | 50% | 50% | 50%
Com-LightingInterior-2021P_V20 | Xlarge Ret_NR_OTHER_Lamp_from_Inc/Hal_to_LEDScrew | 50% | 50% | 50% | 50% | 50% | 50% | 50% | 50% | 50% | 50% | 50% | 50% | 50% | 50% | 50% | 50% | 50% | 50% | 50%
Com-LightingInterior-2021P_V20 | Xlarge Ret_RETRO_OTHER_Lamp_from_CFL_to_LEDScrew | 50% | 50% | 50% | 50% | 50% | 50% | 50% | 50% | 50% | 50% | 50% | 50% | 50% | 50% | 50% | 50% | 50% | 50% | 50%
Com-LightingInterior-2021P_V20 | Xlarge Ret_RETRO_OTHER_Lamp_from_Inc/Hal_to_LEDScrew | 50% | 50% | 50% | 50% | 50% | 50% | 50% | 50% | 50% | 50% | 50% | 50% | 50% | 50% | 50% | 50% | 50% | 50% | 50%
Com-LightingInterior-2021P_V20 | Large Ret_NEW_LINEAR_Fixture_from_LFTube_to_LEDPanel_CONTR | 86% | 86% | 86% | 86% | 86% | 86% | 86% | 86% | 86% | 86% | 86% | 86% | 86% | 86% | 86% | 86% | 86% | 86% | 86%
Com-LightingInterior-2021P_V20 | Large Ret_NR_LINEAR_Fixture_from_LFTube_to_LEDPanel | 90% | 90% | 90% | 90% | 90% | 90% | 90% | 90% | 90% | 90% | 90% | 90% | 90% | 90% | 90% | 90% | 90% | 90% | 90%
Com-LightingInterior-2021P_V20 | Large Ret_NR_LINEAR_Fixture_from_LFTube_to_LEDPanel_RDX | 90% | 90% | 90% | 90% | 90% | 90% | 90% | 90% | 90% | 90% | 90% | 90% | 90% | 90% | 90% | 90% | 90% | 90% | 90%
Com-LightingInterior-2021P_V20 | Large Ret_NR_LINEAR_Fixture_from_LFTube_to_LEDPanel_CONTR | 90% | 90% | 90% | 90% | 90% | 90% | 90% | 90% | 90% | 90% | 90% | 90% | 90% | 90% | 90% | 90% | 90% | 90% | 90%
Com-LightingInterior-2021P_V20 | Large Ret_NR_LINEAR_Lamp_from_LFTube_to_LEDTube_RDX | 10% | 10% | 10% | 10% | 10% | 10% | 10% | 10% | 10% | 10% | 10% | 10% | 10% | 10% | 10% | 10% | 10% | 10% | 10%
Com-LightingInterior-2021P_V20 | Large Ret_NR_LINEAR_Fixture_from_LEDTube_to_LEDPanel_CONTR | 100% | 100% | 100% | 100% | 100% | 100% | 100% | 100% | 100% | 100% | 100% | 100% | 100% | 100% | 100% | 100% | 100% | 100% | 100%
Com-LightingInterior-2021P_V20 | Large Ret_RETRO_LINEAR_Fixture_from_LFTube_to_LEDPanel | 10% | 10% | 10% | 10% | 10% | 10% | 10% | 10% | 10% | 10% | 10% | 10% | 10% | 10% | 10% | 10% | 10% | 10% | 10%
Com-LightingInterior-2021P_V20 | Large Ret_RETRO_LINEAR_Fixture_from_LFTube_to_LEDPanel_RDX | 10% | 10% | 10% | 10% | 10% | 10% | 10% | 10% | 10% | 10% | 10% | 10% | 10% | 10% | 10% | 10% | 10% | 10% | 10%
Com-LightingInterior-2021P_V20 | Large Ret_RETRO_LINEAR_Fixture_from_LFTube_to_LEDPanel_CONTR | 10% | 10% | 10% | 10% | 10% | 10% | 10% | 10% | 10% | 10% | 10% | 10% | 10% | 10% | 10% | 10% | 10% | 10% | 10%
Com-LightingInterior-2021P_V20 | Large Ret_RETRO_LINEAR_Lamp_from_LFTube_to_LEDTube_RDX | 90% | 90% | 90% | 90% | 90% | 90% | 90% | 90% | 90% | 90% | 90% | 90% | 90% | 90% | 90% | 90% | 90% | 90% | 90%
Com-LightingInterior-2021P_V20 | Large Ret_RETRO_LINEAR_Fixture_from_LEDTube_to_LEDPanel_CONTR | 0% | 0% | 0% | 0% | 0% | 0% | 0% | 0% | 0% | 0% | 0% | 0% | 0% | 0% | 0% | 0% | 0% | 0% | 0%
Com-LightingInterior-2021P_V20 | Large Ret_NEW_HIGHBAY_Fixture_from_LFTube_to_LEDPanel_CONTR | 50% | 50% | 50% | 50% | 50% | 50% | 50% | 50% | 50% | 50% | 50% | 50% | 50% | 50% | 50% | 50% | 50% | 50% | 50%
Com-LightingInterior-2021P_V20 | Large Ret_NR_HIGHBAY_Fixture_from_LFTube_to_LEDPanel | 90% | 90% | 90% | 90% | 90% | 90% | 90% | 90% | 90% | 90% | 90% | 90% | 90% | 90% | 90% | 90% | 90% | 90% | 90%
Com-LightingInterior-2021P_V20 | Large Ret_NR_HIGHBAY_Fixture_from_LFTube_to_LEDPanel_CONTR | 90% | 90% | 90% | 90% | 90% | 90% | 90% | 90% | 90% | 90% | 90% | 90% | 90% | 90% | 90% | 90% | 90% | 90% | 90%
Com-LightingInterior-2021P_V20 | Large Ret_NR_HIGHBAY_Fixture_from_HID_to_LEDPanel | 20% | 20% | 20% | 20% | 20% | 20% | 20% | 20% | 20% | 20% | 20% | 20% | 20% | 20% | 20% | 20% | 20% | 20% | 20%
Com-LightingInterior-2021P_V20 | Large Ret_NR_HIGHBAY_Fixture_from_HID_to_LEDPanel_CONTR | 20% | 20% | 20% | 20% | 20% | 20% | 20% | 20% | 20% | 20% | 20% | 20% | 20% | 20% | 20% | 20% | 20% | 20% | 20%
Com-LightingInterior-2021P_V20 | Large Ret_RETRO_HIGHBAY_Fixture_from_LFTube_to_LEDPanel | 10% | 10% | 10% | 10% | 10% | 10% | 10% | 10% | 10% | 10% | 10% | 10% | 10% | 10% | 10% | 10% | 10% | 10% | 10%
Com-LightingInterior-2021P_V20 | Large Ret_RETRO_HIGHBAY_Fixture_from_LFTube_to_LEDPanel_CONTR | 10% | 10% | 10% | 10% | 10% | 10% | 10% | 10% | 10% | 10% | 10% | 10% | 10% | 10% | 10% | 10% | 10% | 10% | 10%
Com-LightingInterior-2021P_V20 | Large Ret_RETRO_HIGHBAY_Fixture_from_HID_to_LEDPanel | 80% | 80% | 80% | 80% | 80% | 80% | 80% | 80% | 80% | 80% | 80% | 80% | 80% | 80% | 80% | 80% | 80% | 80% | 80%
Com-LightingInterior-2021P_V20 | Large Ret_RETRO_HIGHBAY_Fixture_from_HID_to_LEDPanel_CONTR | 80% | 80% | 80% | 80% | 80% | 80% | 80% | 80% | 80% | 80% | 80% | 80% | 80% | 80% | 80% | 80% | 80% | 80% | 80%
Com-LightingInterior-2021P_V20 | Large Ret_NEW_CAN_Fixture_from_CFL_to_LEDPanel | 11% | 11% | 11% | 11% | 11% | 11% | 11% | 11% | 11% | 11% | 11% | 11% | 11% | 11% | 11% | 11% | 11% | 11% | 11%
Com-LightingInterior-2021P_V20 | Large Ret_NR_CAN_Lamp_from_CFL_to_LEDScrew | 50% | 50% | 50% | 50% | 50% | 50% | 50% | 50% | 50% | 50% | 50% | 50% | 50% | 50% | 50% | 50% | 50% | 50% | 50%
Com-LightingInterior-2021P_V20 | Large Ret_NR_CAN_Lamp_from_Inc/Hal_to_LEDScrew | 50% | 50% | 50% | 50% | 50% | 50% | 50% | 50% | 50% | 50% | 50% | 50% | 50% | 50% | 50% | 50% | 50% | 50% | 50%
Com-LightingInterior-2021P_V20 | Large Ret_RETRO_CAN_Lamp_from_CFL_to_LEDScrew | 50% | 50% | 50% | 50% | 50% | 50% | 50% | 50% | 50% | 50% | 50% | 50% | 50% | 50% | 50% | 50% | 50% | 50% | 50%
Com-LightingInterior-2021P_V20 | Large Ret_RETRO_CAN_Lamp_from_Inc/Hal_to_LEDScrew | 50% | 50% | 50% | 50% | 50% | 50% | 50% | 50% | 50% | 50% | 50% | 50% | 50% | 50% | 50% | 50% | 50% | 50% | 50%
Com-LightingInterior-2021P_V20 | Large Ret_NEW_DISP_Fixture_from_CFL_to_LEDPanel | 2% | 2% | 2% | 2% | 2% | 2% | 2% | 2% | 2% | 2% | 2% | 2% | 2% | 2% | 2% | 2% | 2% | 2% | 2%
Com-LightingInterior-2021P_V20 | Large Ret_NR_DISP_Lamp_from_CFL_to_LEDScrew | 50% | 50% | 50% | 50% | 50% | 50% | 50% | 50% | 50% | 50% | 50% | 50% | 50% | 50% | 50% | 50% | 50% | 50% | 50%
Com-LightingInterior-2021P_V20 | Large Ret_NR_DISP_Lamp_from_Inc/Hal_to_LEDScrew | 50% | 50% | 50% | 50% | 50% | 50% | 50% | 50% | 50% | 50% | 50% | 50% | 50% | 50% | 50% | 50% | 50% | 50% | 50%
Com-LightingInterior-2021P_V20 | Large Ret_RETRO_DISP_Lamp_from_CFL_to_LEDScrew | 50% | 50% | 50% | 50% | 50% | 50% | 50% | 50% | 50% | 50% | 50% | 50% | 50% | 50% | 50% | 50% | 50% | 50% | 50%
Com-LightingInterior-2021P_V20 | Large Ret_RETRO_DISP_Lamp_from_Inc/Hal_to_LEDScrew | 50% | 50% | 50% | 50% | 50% | 50% | 50% | 50% | 50% | 50% | 50% | 50% | 50% | 50% | 50% | 50% | 50% | 50% | 50%
Com-LightingInterior-2021P_V20 | Large Ret_NEW_OTHER_Fixture_from_CFL_to_LEDPanel | 30% | 30% | 30% | 30% | 30% | 30% | 30% | 30% | 30% | 30% | 30% | 30% | 30% | 30% | 30% | 30% | 30% | 30% | 30%
Com-LightingInterior-2021P_V20 | Large Ret_NR_OTHER_Lamp_from_CFL_to_LEDScrew | 50% | 50% | 50% | 50% | 50% | 50% | 50% | 50% | 50% | 50% | 50% | 50% | 50% | 50% | 50% | 50% | 50% | 50% | 50%
Com-LightingInterior-2021P_V20 | Large Ret_NR_OTHER_Lamp_from_Inc/Hal_to_LEDScrew | 50% | 50% | 50% | 50% | 50% | 50% | 50% | 50% | 50% | 50% | 50% | 50% | 50% | 50% | 50% | 50% | 50% | 50% | 50%
Com-LightingInterior-2021P_V20 | Large Ret_RETRO_OTHER_Lamp_from_CFL_to_LEDScrew | 50% | 50% | 50% | 50% | 50% | 50% | 50% | 50% | 50% | 50% | 50% | 50% | 50% | 50% | 50% | 50% | 50% | 50% | 50%
Com-LightingInterior-2021P_V20 | Large Ret_RETRO_OTHER_Lamp_from_Inc/Hal_to_LEDScrew | 50% | 50% | 50% | 50% | 50% | 50% | 50% | 50% | 50% | 50% | 50% | 50% | 50% | 50% | 50% | 50% | 50% | 50% | 50%
Com-LightingInterior-2021P_V20 | Medium Ret_NEW_LINEAR_Fixture_from_LFTube_to_LEDPanel_CONTR | 86% | 86% | 86% | 86% | 86% | 86% | 86% | 86% | 86% | 86% | 86% | 86% | 86% | 86% | 86% | 86% | 86% | 86% | 86%
Com-LightingInterior-2021P_V20 | Medium Ret_NR_LINEAR_Fixture_from_LFTube_to_LEDPanel | 90% | 90% | 90% | 90% | 90% | 90% | 90% | 90% | 90% | 90% | 90% | 90% | 90% | 90% | 90% | 90% | 90% | 90% | 90%
Com-LightingInterior-2021P_V20 | Medium Ret_NR_LINEAR_Fixture_from_LFTube_to_LEDPanel_RDX | 90% | 90% | 90% | 90% | 90% | 90% | 90% | 90% | 90% | 90% | 90% | 90% | 90% | 90% | 90% | 90% | 90% | 90% | 90%
Com-LightingInterior-2021P_V20 | Medium Ret_NR_LINEAR_Fixture_from_LFTube_to_LEDPanel_CONTR | 90% | 90% | 90% | 90% | 90% | 90% | 90% | 90% | 90% | 90% | 90% | 90% | 90% | 90% | 90% | 90% | 90% | 90% | 90%
Com-LightingInterior-2021P_V20 | Medium Ret_NR_LINEAR_Lamp_from_LFTube_to_LEDTube_RDX | 10% | 10% | 10% | 10% | 10% | 10% | 10% | 10% | 10% | 10% | 10% | 10% | 10% | 10% | 10% | 10% | 10% | 10% | 10%
Com-LightingInterior-2021P_V20 | Medium Ret_NR_LINEAR_Fixture_from_LEDTube_to_LEDPanel_CONTR | 100% | 100% | 100% | 100% | 100% | 100% | 100% | 100% | 100% | 100% | 100% | 100% | 100% | 100% | 100% | 100% | 100% | 100% | 100%
Com-LightingInterior-2021P_V20 | Medium Ret_RETRO_LINEAR_Fixture_from_LFTube_to_LEDPanel | 10% | 10% | 10% | 10% | 10% | 10% | 10% | 10% | 10% | 10% | 10% | 10% | 10% | 10% | 10% | 10% | 10% | 10% | 10%
Com-LightingInterior-2021P_V20 | Medium Ret_RETRO_LINEAR_Fixture_from_LFTube_to_LEDPanel_RDX | 10% | 10% | 10% | 10% | 10% | 10% | 10% | 10% | 10% | 10% | 10% | 10% | 10% | 10% | 10% | 10% | 10% | 10% | 10%
Com-LightingInterior-2021P_V20 | Medium Ret_RETRO_LINEAR_Fixture_from_LFTube_to_LEDPanel_CONTR | 10% | 10% | 10% | 10% | 10% | 10% | 10% | 10% | 10% | 10% | 10% | 10% | 10% | 10% | 10% | 10% | 10% | 10% | 10%
Com-LightingInterior-2021P_V20 | Medium Ret_RETRO_LINEAR_Lamp_from_LFTube_to_LEDTube_RDX | 90% | 90% | 90% | 90% | 90% | 90% | 90% | 90% | 90% | 90% | 90% | 90% | 90% | 90% | 90% | 90% | 90% | 90% | 90%
Com-LightingInterior-2021P_V20 | Medium Ret_RETRO_LINEAR_Fixture_from_LEDTube_to_LEDPanel_CONTR | 0% | 0% | 0% | 0% | 0% | 0% | 0% | 0% | 0% | 0% | 0% | 0% | 0% | 0% | 0% | 0% | 0% | 0% | 0%
Com-LightingInterior-2021P_V20 | Medium Ret_NEW_HIGHBAY_Fixture_from_LFTube_to_LEDPanel_CONTR | 50% | 50% | 50% | 50% | 50% | 50% | 50% | 50% | 50% | 50% | 50% | 50% | 50% | 50% | 50% | 50% | 50% | 50% | 50%
Com-LightingInterior-2021P_V20 | Medium Ret_NR_HIGHBAY_Fixture_from_LFTube_to_LEDPanel | 90% | 90% | 90% | 90% | 90% | 90% | 90% | 90% | 90% | 90% | 90% | 90% | 90% | 90% | 90% | 90% | 90% | 90% | 90%
Com-LightingInterior-2021P_V20 | Medium Ret_NR_HIGHBAY_Fixture_from_LFTube_to_LEDPanel_CONTR | 90% | 90% | 90% | 90% | 90% | 90% | 90% | 90% | 90% | 90% | 90% | 90% | 90% | 90% | 90% | 90% | 90% | 90% | 90% | [97 empty] | Street Lighting Applicability
Com-LightingInterior-2021P_V20 | Medium Ret_NR_HIGHBAY_Fixture_from_HID_to_LEDPanel | 20% | 20% | 20% | 20% | 20% | 20% | 20% | 20% | 20% | 20% | 20% | 20% | 20% | 20% | 20% | 20% | 20% | 20% | 20% | [97 empty] | Type | Count | Share
Com-LightingInterior-2021P_V20 | Medium Ret_NR_HIGHBAY_Fixture_from_HID_to_LEDPanel_CONTR | 20% | 20% | 20% | 20% | 20% | 20% | 20% | 20% | 20% | 20% | 20% | 20% | 20% | 20% | 20% | 20% | 20% | 20% | 20% | [97 empty] | HPS | 87940 | 75.13%
Com-LightingInterior-2021P_V20 | Medium Ret_RETRO_HIGHBAY_Fixture_from_LFTube_to_LEDPanel | 10% | 10% | 10% | 10% | 10% | 10% | 10% | 10% | 10% | 10% | 10% | 10% | 10% | 10% | 10% | 10% | 10% | 10% | 10% | [97 empty] | LED | 29107 | 24.87%
Com-LightingInterior-2021P_V20 | Medium Ret_RETRO_HIGHBAY_Fixture_from_LFTube_to_LEDPanel_CONTR | 10% | 10% | 10% | 10% | 10% | 10% | 10% | 10% | 10% | 10% | 10% | 10% | 10% | 10% | 10% | 10% | 10% | 10% | 10% | [97 empty] | Total | 117047 | 100%
Com-LightingInterior-2021P_V20 | Medium Ret_RETRO_HIGHBAY_Fixture_from_HID_to_LEDPanel | 80% | 80% | 80% | 80% | 80% | 80% | 80% | 80% | 80% | 80% | 80% | 80% | 80% | 80% | 80% | 80% | 80% | 80% | 80%
Com-LightingInterior-2021P_V20 | Medium Ret_RETRO_HIGHBAY_Fixture_from_HID_to_LEDPanel_CONTR | 80% | 80% | 80% | 80% | 80% | 80% | 80% | 80% | 80% | 80% | 80% | 80% | 80% | 80% | 80% | 80% | 80% | 80% | 80% | [97 empty] | 7th Plan Watt Class Distribution
Com-LightingInterior-2021P_V20 | Medium Ret_NEW_CAN_Fixture_from_CFL_to_LEDPanel | 11% | 11% | 11% | 11% | 11% | 11% | 11% | 11% | 11% | 11% | 11% | 11% | 11% | 11% | 11% | 11% | 11% | 11% | 11% | [97 empty] | Type | Share
Com-LightingInterior-2021P_V20 | Medium Ret_NR_CAN_Lamp_from_CFL_to_LEDScrew | 50% | 50% | 50% | 50% | 50% | 50% | 50% | 50% | 50% | 50% | 50% | 50% | 50% | 50% | 50% | 50% | 50% | 50% | 50% | [97 empty] | Streetlight - HPS 100W - NR | 54% | 0.79412
Com-LightingInterior-2021P_V20 | Medium Ret_NR_CAN_Lamp_from_Inc/Hal_to_LEDScrew | 50% | 50% | 50% | 50% | 50% | 50% | 50% | 50% | 50% | 50% | 50% | 50% | 50% | 50% | 50% | 50% | 50% | 50% | 50% | [97 empty] | Streetlight - MH 200W - NR | 13.1%
Com-LightingInterior-2021P_V20 | Medium Ret_RETRO_CAN_Lamp_from_CFL_to_LEDScrew | 50% | 50% | 50% | 50% | 50% | 50% | 50% | 50% | 50% | 50% | 50% | 50% | 50% | 50% | 50% | 50% | 50% | 50% | 50% | [97 empty] | Streetlight - HPS 250W - NR | 14% | 0.20588
Com-LightingInterior-2021P_V20 | Medium Ret_RETRO_CAN_Lamp_from_Inc/Hal_to_LEDScrew | 50% | 50% | 50% | 50% | 50% | 50% | 50% | 50% | 50% | 50% | 50% | 50% | 50% | 50% | 50% | 50% | 50% | 50% | 50% | [97 empty] | Streetlight - MH 400W - NR | 17.5%
Com-LightingInterior-2021P_V20 | Medium Ret_NEW_DISP_Fixture_from_CFL_to_LEDPanel | 2% | 2% | 2% | 2% | 2% | 2% | 2% | 2% | 2% | 2% | 2% | 2% | 2% | 2% | 2% | 2% | 2% | 2% | 2% | [97 empty] | Streetlight - MH 1000W - NR | 1.4%
Com-LightingInterior-2021P_V20 | Medium Ret_NR_DISP_Lamp_from_CFL_to_LEDScrew | 50% | 50% | 50% | 50% | 50% | 50% | 50% | 50% | 50% | 50% | 50% | 50% | 50% | 50% | 50% | 50% | 50% | 50% | 50%
Com-LightingInterior-2021P_V20 | Medium Ret_NR_DISP_Lamp_from_Inc/Hal_to_LEDScrew | 50% | 50% | 50% | 50% | 50% | 50% | 50% | 50% | 50% | 50% | 50% | 50% | 50% | 50% | 50% | 50% | 50% | 50% | 50%
Com-LightingInterior-2021P_V20 | Medium Ret_RETRO_DISP_Lamp_from_CFL_to_LEDScrew | 50% | 50% | 50% | 50% | 50% | 50% | 50% | 50% | 50% | 50% | 50% | 50% | 50% | 50% | 50% | 50% | 50% | 50% | 50%
Com-LightingInterior-2021P_V20 | Medium Ret_RETRO_DISP_Lamp_from_Inc/Hal_to_LEDScrew | 50% | 50% | 50% | 50% | 50% | 50% | 50% | 50% | 50% | 50% | 50% | 50% | 50% | 50% | 50% | 50% | 50% | 50% | 50%
Com-LightingInterior-2021P_V20 | Medium Ret_NEW_OTHER_Fixture_from_CFL_to_LEDPanel | 30% | 30% | 30% | 30% | 30% | 30% | 30% | 30% | 30% | 30% | 30% | 30% | 30% | 30% | 30% | 30% | 30% | 30% | 30%
Com-LightingInterior-2021P_V20 | Medium Ret_NR_OTHER_Lamp_from_CFL_to_LEDScrew | 50% | 50% | 50% | 50% | 50% | 50% | 50% | 50% | 50% | 50% | 50% | 50% | 50% | 50% | 50% | 50% | 50% | 50% | 50%
Com-LightingInterior-2021P_V20 | Medium Ret_NR_OTHER_Lamp_from_Inc/Hal_to_LEDScrew | 50% | 50% | 50% | 50% | 50% | 50% | 50% | 50% | 50% | 50% | 50% | 50% | 50% | 50% | 50% | 50% | 50% | 50% | 50%
Com-LightingInterior-2021P_V20 | Medium Ret_RETRO_OTHER_Lamp_from_CFL_to_LEDScrew | 50% | 50% | 50% | 50% | 50% | 50% | 50% | 50% | 50% | 50% | 50% | 50% | 50% | 50% | 50% | 50% | 50% | 50% | 50%
Com-LightingInterior-2021P_V20 | Medium Ret_RETRO_OTHER_Lamp_from_Inc/Hal_to_LEDScrew | 50% | 50% | 50% | 50% | 50% | 50% | 50% | 50% | 50% | 50% | 50% | 50% | 50% | 50% | 50% | 50% | 50% | 50% | 50%
Com-LightingInterior-2021P_V20 | Small Ret_NEW_LINEAR_Fixture_from_LFTube_to_LEDPanel_CONTR | 86% | 86% | 86% | 86% | 86% | 86% | 86% | 86% | 86% | 86% | 86% | 86% | 86% | 86% | 86% | 86% | 86% | 86% | 86%
Com-LightingInterior-2021P_V20 | Small Ret_NR_LINEAR_Fixture_from_LFTube_to_LEDPanel | 90% | 90% | 90% | 90% | 90% | 90% | 90% | 90% | 90% | 90% | 90% | 90% | 90% | 90% | 90% | 90% | 90% | 90% | 90%
Com-LightingInterior-2021P_V20 | Small Ret_NR_LINEAR_Fixture_from_LFTube_to_LEDPanel_RDX | 90% | 90% | 90% | 90% | 90% | 90% | 90% | 90% | 90% | 90% | 90% | 90% | 90% | 90% | 90% | 90% | 90% | 90% | 90%
Com-LightingInterior-2021P_V20 | Small Ret_NR_LINEAR_Fixture_from_LFTube_to_LEDPanel_CONTR | 90% | 90% | 90% | 90% | 90% | 90% | 90% | 90% | 90% | 90% | 90% | 90% | 90% | 90% | 90% | 90% | 90% | 90% | 90%
Com-LightingInterior-2021P_V20 | Small Ret_NR_LINEAR_Lamp_from_LFTube_to_LEDTube_RDX | 10% | 10% | 10% | 10% | 10% | 10% | 10% | 10% | 10% | 10% | 10% | 10% | 10% | 10% | 10% | 10% | 10% | 10% | 10%
Com-LightingInterior-2021P_V20 | Small Ret_NR_LINEAR_Fixture_from_LEDTube_to_LEDPanel_CONTR | 100% | 100% | 100% | 100% | 100% | 100% | 100% | 100% | 100% | 100% | 100% | 100% | 100% | 100% | 100% | 100% | 100% | 100% | 100%
Com-LightingInterior-2021P_V20 | Small Ret_RETRO_LINEAR_Fixture_from_LFTube_to_LEDPanel | 10% | 10% | 10% | 10% | 10% | 10% | 10% | 10% | 10% | 10% | 10% | 10% | 10% | 10% | 10% | 10% | 10% | 10% | 10%
Com-LightingInterior-2021P_V20 | Small Ret_RETRO_LINEAR_Fixture_from_LFTube_to_LEDPanel_RDX | 10% | 10% | 10% | 10% | 10% | 10% | 10% | 10% | 10% | 10% | 10% | 10% | 10% | 10% | 10% | 10% | 10% | 10% | 10%
Com-LightingInterior-2021P_V20 | Small Ret_RETRO_LINEAR_Fixture_from_LFTube_to_LEDPanel_CONTR | 10% | 10% | 10% | 10% | 10% | 10% | 10% | 10% | 10% | 10% | 10% | 10% | 10% | 10% | 10% | 10% | 10% | 10% | 10%
Com-LightingInterior-2021P_V20 | Small Ret_RETRO_LINEAR_Lamp_from_LFTube_to_LEDTube_RDX | 90% | 90% | 90% | 90% | 90% | 90% | 90% | 90% | 90% | 90% | 90% | 90% | 90% | 90% | 90% | 90% | 90% | 90% | 90%
Com-LightingInterior-2021P_V20 | Small Ret_RETRO_LINEAR_Fixture_from_LEDTube_to_LEDPanel_CONTR | 0% | 0% | 0% | 0% | 0% | 0% | 0% | 0% | 0% | 0% | 0% | 0% | 0% | 0% | 0% | 0% | 0% | 0% | 0%
Com-LightingInterior-2021P_V20 | Small Ret_NEW_HIGHBAY_Fixture_from_LFTube_to_LEDPanel_CONTR | 50% | 50% | 50% | 50% | 50% | 50% | 50% | 50% | 50% | 50% | 50% | 50% | 50% | 50% | 50% | 50% | 50% | 50% | 50%
Com-LightingInterior-2021P_V20 | Small Ret_NR_HIGHBAY_Fixture_from_LFTube_to_LEDPanel | 90% | 90% | 90% | 90% | 90% | 90% | 90% | 90% | 90% | 90% | 90% | 90% | 90% | 90% | 90% | 90% | 90% | 90% | 90%
Com-LightingInterior-2021P_V20 | Small Ret_NR_HIGHBAY_Fixture_from_LFTube_to_LEDPanel_CONTR | 90% | 90% | 90% | 90% | 90% | 90% | 90% | 90% | 90% | 90% | 90% | 90% | 90% | 90% | 90% | 90% | 90% | 90% | 90%
Com-LightingInterior-2021P_V20 | Small Ret_NR_HIGHBAY_Fixture_from_HID_to_LEDPanel | 20% | 20% | 20% | 20% | 20% | 20% | 20% | 20% | 20% | 20% | 20% | 20% | 20% | 20% | 20% | 20% | 20% | 20% | 20%
Com-LightingInterior-2021P_V20 | Small Ret_NR_HIGHBAY_Fixture_from_HID_to_LEDPanel_CONTR | 20% | 20% | 20% | 20% | 20% | 20% | 20% | 20% | 20% | 20% | 20% | 20% | 20% | 20% | 20% | 20% | 20% | 20% | 20%
Com-LightingInterior-2021P_V20 | Small Ret_RETRO_HIGHBAY_Fixture_from_LFTube_to_LEDPanel | 10% | 10% | 10% | 10% | 10% | 10% | 10% | 10% | 10% | 10% | 10% | 10% | 10% | 10% | 10% | 10% | 10% | 10% | 10%
Com-LightingInterior-2021P_V20 | Small Ret_RETRO_HIGHBAY_Fixture_from_LFTube_to_LEDPanel_CONTR | 10% | 10% | 10% | 10% | 10% | 10% | 10% | 10% | 10% | 10% | 10% | 10% | 10% | 10% | 10% | 10% | 10% | 10% | 10% | [35 empty] | 0.2501%
Com-LightingInterior-2021P_V20 | Small Ret_RETRO_HIGHBAY_Fixture_from_HID_to_LEDPanel | 80% | 80% | 80% | 80% | 80% | 80% | 80% | 80% | 80% | 80% | 80% | 80% | 80% | 80% | 80% | 80% | 80% | 80% | 80% | [35 empty] | 71.22%
Com-LightingInterior-2021P_V20 | Small Ret_RETRO_HIGHBAY_Fixture_from_HID_to_LEDPanel_CONTR | 80% | 80% | 80% | 80% | 80% | 80% | 80% | 80% | 80% | 80% | 80% | 80% | 80% | 80% | 80% | 80% | 80% | 80% | 80% | [35 empty] | 3.527%
Com-LightingInterior-2021P_V20 | Small Ret_NEW_CAN_Fixture_from_CFL_to_LEDPanel | 11% | 11% | 11% | 11% | 11% | 11% | 11% | 11% | 11% | 11% | 11% | 11% | 11% | 11% | 11% | 11% | 11% | 11% | 11%
Com-LightingInterior-2021P_V20 | Small Ret_NR_CAN_Lamp_from_CFL_to_LEDScrew | 50% | 50% | 50% | 50% | 50% | 50% | 50% | 50% | 50% | 50% | 50% | 50% | 50% | 50% | 50% | 50% | 50% | 50% | 50%
Com-LightingInterior-2021P_V20 | Small Ret_NR_CAN_Lamp_from_Inc/Hal_to_LEDScrew | 50% | 50% | 50% | 50% | 50% | 50% | 50% | 50% | 50% | 50% | 50% | 50% | 50% | 50% | 50% | 50% | 50% | 50% | 50%
Com-LightingInterior-2021P_V20 | Small Ret_RETRO_CAN_Lamp_from_CFL_to_LEDScrew | 50% | 50% | 50% | 50% | 50% | 50% | 50% | 50% | 50% | 50% | 50% | 50% | 50% | 50% | 50% | 50% | 50% | 50% | 50%
Com-LightingInterior-2021P_V20 | Small Ret_RETRO_CAN_Lamp_from_Inc/Hal_to_LEDScrew | 50% | 50% | 50% | 50% | 50% | 50% | 50% | 50% | 50% | 50% | 50% | 50% | 50% | 50% | 50% | 50% | 50% | 50% | 50%
Com-LightingInterior-2021P_V20 | Small Ret_NEW_DISP_Fixture_from_CFL_to_LEDPanel | 2% | 2% | 2% | 2% | 2% | 2% | 2% | 2% | 2% | 2% | 2% | 2% | 2% | 2% | 2% | 2% | 2% | 2% | 2%
Com-LightingInterior-2021P_V20 | Small Ret_NR_DISP_Lamp_from_CFL_to_LEDScrew | 50% | 50% | 50% | 50% | 50% | 50% | 50% | 50% | 50% | 50% | 50% | 50% | 50% | 50% | 50% | 50% | 50% | 50% | 50%
Com-LightingInterior-2021P_V20 | Small Ret_NR_DISP_Lamp_from_Inc/Hal_to_LEDScrew | 50% | 50% | 50% | 50% | 50% | 50% | 50% | 50% | 50% | 50% | 50% | 50% | 50% | 50% | 50% | 50% | 50% | 50% | 50%
Com-LightingInterior-2021P_V20 | Small Ret_RETRO_DISP_Lamp_from_CFL_to_LEDScrew | 50% | 50% | 50% | 50% | 50% | 50% | 50% | 50% | 50% | 50% | 50% | 50% | 50% | 50% | 50% | 50% | 50% | 50% | 50%
Com-LightingInterior-2021P_V20 | Small Ret_RETRO_DISP_Lamp_from_Inc/Hal_to_LEDScrew | 50% | 50% | 50% | 50% | 50% | 50% | 50% | 50% | 50% | 50% | 50% | 50% | 50% | 50% | 50% | 50% | 50% | 50% | 50%
Com-LightingInterior-2021P_V20 | Small Ret_NEW_OTHER_Fixture_from_CFL_to_LEDPanel | 30% | 30% | 30% | 30% | 30% | 30% | 30% | 30% | 30% | 30% | 30% | 30% | 30% | 30% | 30% | 30% | 30% | 30% | 30%
Com-LightingInterior-2021P_V20 | Small Ret_NR_OTHER_Lamp_from_CFL_to_LEDScrew | 50% | 50% | 50% | 50% | 50% | 50% | 50% | 50% | 50% | 50% | 50% | 50% | 50% | 50% | 50% | 50% | 50% | 50% | 50%
Com-LightingInterior-2021P_V20 | Small Ret_NR_OTHER_Lamp_from_Inc/Hal_to_LEDScrew | 50% | 50% | 50% | 50% | 50% | 50% | 50% | 50% | 50% | 50% | 50% | 50% | 50% | 50% | 50% | 50% | 50% | 50% | 50% | [35 empty] | 100%
Com-LightingInterior-2021P_V20 | Small Ret_RETRO_OTHER_Lamp_from_CFL_to_LEDScrew | 50% | 50% | 50% | 50% | 50% | 50% | 50% | 50% | 50% | 50% | 50% | 50% | 50% | 50% | 50% | 50% | 50% | 50% | 50%
Com-LightingInterior-2021P_V20 | Small Ret_RETRO_OTHER_Lamp_from_Inc/Hal_to_LEDScrew | 50% | 50% | 50% | 50% | 50% | 50% | 50% | 50% | 50% | 50% | 50% | 50% | 50% | 50% | 50% | 50% | 50% | 50% | 50%
Com-LightingInterior-2021P_V20 | School K-12_NEW_LINEAR_Fixture_from_LFTube_to_LEDPanel_CONTR | 86% | 86% | 86% | 86% | 86% | 86% | 86% | 86% | 86% | 86% | 86% | 86% | 86% | 86% | 86% | 86% | 86% | 86% | 86%
Com-LightingInterior-2021P_V20 | School K-12_NR_LINEAR_Fixture_from_LFTube_to_LEDPanel | 90% | 90% | 90% | 90% | 90% | 90% | 90% | 90% | 90% | 90% | 90% | 90% | 90% | 90% | 90% | 90% | 90% | 90% | 90%
Com-LightingInterior-2021P_V20 | School K-12_NR_LINEAR_Fixture_from_LFTube_to_LEDPanel_RDX | 90% | 90% | 90% | 90% | 90% | 90% | 90% | 90% | 90% | 90% | 90% | 90% | 90% | 90% | 90% | 90% | 90% | 90% | 90%
Com-LightingInterior-2021P_V20 | School K-12_NR_LINEAR_Fixture_from_LFTube_to_LEDPanel_CONTR | 90% | 90% | 90% | 90% | 90% | 90% | 90% | 90% | 90% | 90% | 90% | 90% | 90% | 90% | 90% | 90% | 90% | 90% | 90%
Com-LightingInterior-2021P_V20 | School K-12_NR_LINEAR_Lamp_from_LFTube_to_LEDTube_RDX | 10% | 10% | 10% | 10% | 10% | 10% | 10% | 10% | 10% | 10% | 10% | 10% | 10% | 10% | 10% | 10% | 10% | 10% | 10%
Com-LightingInterior-2021P_V20 | School K-12_NR_LINEAR_Fixture_from_LEDTube_to_LEDPanel_CONTR | 100% | 100% | 100% | 100% | 100% | 100% | 100% | 100% | 100% | 100% | 100% | 100% | 100% | 100% | 100% | 100% | 100% | 100% | 100%
Com-LightingInterior-2021P_V20 | School K-12_RETRO_LINEAR_Fixture_from_LFTube_to_LEDPanel | 10% | 10% | 10% | 10% | 10% | 10% | 10% | 10% | 10% | 10% | 10% | 10% | 10% | 10% | 10% | 10% | 10% | 10% | 10%
Com-LightingInterior-2021P_V20 | School K-12_RETRO_LINEAR_Fixture_from_LFTube_to_LEDPanel_RDX | 10% | 10% | 10% | 10% | 10% | 10% | 10% | 10% | 10% | 10% | 10% | 10% | 10% | 10% | 10% | 10% | 10% | 10% | 10%
Com-LightingInterior-2021P_V20 | School K-12_RETRO_LINEAR_Fixture_from_LFTube_to_LEDPanel_CONTR | 10% | 10% | 10% | 10% | 10% | 10% | 10% | 10% | 10% | 10% | 10% | 10% | 10% | 10% | 10% | 10% | 10% | 10% | 10%
Com-LightingInterior-2021P_V20 | School K-12_RETRO_LINEAR_Lamp_from_LFTube_to_LEDTube_RDX | 90% | 90% | 90% | 90% | 90% | 90% | 90% | 90% | 90% | 90% | 90% | 90% | 90% | 90% | 90% | 90% | 90% | 90% | 90%
Com-LightingInterior-2021P_V20 | School K-12_RETRO_LINEAR_Fixture_from_LEDTube_to_LEDPanel_CONTR | 0% | 0% | 0% | 0% | 0% | 0% | 0% | 0% | 0% | 0% | 0% | 0% | 0% | 0% | 0% | 0% | 0% | 0% | 0%
Com-LightingInterior-2021P_V20 | School K-12_NEW_HIGHBAY_Fixture_from_LFTube_to_LEDPanel_CONTR | 50% | 50% | 50% | 50% | 50% | 50% | 50% | 50% | 50% | 50% | 50% | 50% | 50% | 50% | 50% | 50% | 50% | 50% | 50%
Com-LightingInterior-2021P_V20 | School K-12_NR_HIGHBAY_Fixture_from_LFTube_to_LEDPanel | 90% | 90% | 90% | 90% | 90% | 90% | 90% | 90% | 90% | 90% | 90% | 90% | 90% | 90% | 90% | 90% | 90% | 90% | 90%
Com-LightingInterior-2021P_V20 | School K-12_NR_HIGHBAY_Fixture_from_LFTube_to_LEDPanel_CONTR | 90% | 90% | 90% | 90% | 90% | 90% | 90% | 90% | 90% | 90% | 90% | 90% | 90% | 90% | 90% | 90% | 90% | 90% | 90%
Com-LightingInterior-2021P_V20 | School K-12_NR_HIGHBAY_Fixture_from_HID_to_LEDPanel | 20% | 20% | 20% | 20% | 20% | 20% | 20% | 20% | 20% | 20% | 20% | 20% | 20% | 20% | 20% | 20% | 20% | 20% | 20%
Com-LightingInterior-2021P_V20 | School K-12_NR_HIGHBAY_Fixture_from_HID_to_LEDPanel_CONTR | 20% | 20% | 20% | 20% | 20% | 20% | 20% | 20% | 20% | 20% | 20% | 20% | 20% | 20% | 20% | 20% | 20% | 20% | 20%
Com-LightingInterior-2021P_V20 | School K-12_RETRO_HIGHBAY_Fixture_from_LFTube_to_LEDPanel | 10% | 10% | 10% | 10% | 10% | 10% | 10% | 10% | 10% | 10% | 10% | 10% | 10% | 10% | 10% | 10% | 10% | 10% | 10%
Com-LightingInterior-2021P_V20 | School K-12_RETRO_HIGHBAY_Fixture_from_LFTube_to_LEDPanel_CONTR | 10% | 10% | 10% | 10% | 10% | 10% | 10% | 10% | 10% | 10% | 10% | 10% | 10% | 10% | 10% | 10% | 10% | 10% | 10%
Com-LightingInterior-2021P_V20 | School K-12_RETRO_HIGHBAY_Fixture_from_HID_to_LEDPanel | 80% | 80% | 80% | 80% | 80% | 80% | 80% | 80% | 80% | 80% | 80% | 80% | 80% | 80% | 80% | 80% | 80% | 80% | 80%
Com-LightingInterior-2021P_V20 | School K-12_RETRO_HIGHBAY_Fixture_from_HID_to_LEDPanel_CONTR | 80% | 80% | 80% | 80% | 80% | 80% | 80% | 80% | 80% | 80% | 80% | 80% | 80% | 80% | 80% | 80% | 80% | 80% | 80%
Com-LightingInterior-2021P_V20 | School K-12_NEW_CAN_Fixture_from_CFL_to_LEDPanel | 11% | 11% | 11% | 11% | 11% | 11% | 11% | 11% | 11% | 11% | 11% | 11% | 11% | 11% | 11% | 11% | 11% | 11% | 11%
Com-LightingInterior-2021P_V20 | School K-12_NR_CAN_Lamp_from_CFL_to_LEDScrew | 50% | 50% | 50% | 50% | 50% | 50% | 50% | 50% | 50% | 50% | 50% | 50% | 50% | 50% | 50% | 50% | 50% | 50% | 50%
Com-LightingInterior-2021P_V20 | School K-12_NR_CAN_Lamp_from_Inc/Hal_to_LEDScrew | 50% | 50% | 50% | 50% | 50% | 50% | 50% | 50% | 50% | 50% | 50% | 50% | 50% | 50% | 50% | 50% | 50% | 50% | 50%
Com-LightingInterior-2021P_V20 | School K-12_RETRO_CAN_Lamp_from_CFL_to_LEDScrew | 50% | 50% | 50% | 50% | 50% | 50% | 50% | 50% | 50% | 50% | 50% | 50% | 50% | 50% | 50% | 50% | 50% | 50% | 50%
Com-LightingInterior-2021P_V20 | School K-12_RETRO_CAN_Lamp_from_Inc/Hal_to_LEDScrew | 50% | 50% | 50% | 50% | 50% | 50% | 50% | 50% | 50% | 50% | 50% | 50% | 50% | 50% | 50% | 50% | 50% | 50% | 50%
Com-LightingInterior-2021P_V20 | School K-12_NEW_DISP_Fixture_from_CFL_to_LEDPanel | 2% | 2% | 2% | 2% | 2% | 2% | 2% | 2% | 2% | 2% | 2% | 2% | 2% | 2% | 2% | 2% | 2% | 2% | 2%
Com-LightingInterior-2021P_V20 | School K-12_NR_DISP_Lamp_from_CFL_to_LEDScrew | 50% | 50% | 50% | 50% | 50% | 50% | 50% | 50% | 50% | 50% | 50% | 50% | 50% | 50% | 50% | 50% | 50% | 50% | 50%
Com-LightingInterior-2021P_V20 | School K-12_NR_DISP_Lamp_from_Inc/Hal_to_LEDScrew | 50% | 50% | 50% | 50% | 50% | 50% | 50% | 50% | 50% | 50% | 50% | 50% | 50% | 50% | 50% | 50% | 50% | 50% | 50%
Com-LightingInterior-2021P_V20 | School K-12_RETRO_DISP_Lamp_from_CFL_to_LEDScrew | 50% | 50% | 50% | 50% | 50% | 50% | 50% | 50% | 50% | 50% | 50% | 50% | 50% | 50% | 50% | 50% | 50% | 50% | 50%
Com-LightingInterior-2021P_V20 | School K-12_RETRO_DISP_Lamp_from_Inc/Hal_to_LEDScrew | 50% | 50% | 50% | 50% | 50% | 50% | 50% | 50% | 50% | 50% | 50% | 50% | 50% | 50% | 50% | 50% | 50% | 50% | 50%
Com-LightingInterior-2021P_V20 | School K-12_NEW_OTHER_Fixture_from_CFL_to_LEDPanel | 30% | 30% | 30% | 30% | 30% | 30% | 30% | 30% | 30% | 30% | 30% | 30% | 30% | 30% | 30% | 30% | 30% | 30% | 30%
Com-LightingInterior-2021P_V20 | School K-12_NR_OTHER_Lamp_from_CFL_to_LEDScrew | 50% | 50% | 50% | 50% | 50% | 50% | 50% | 50% | 50% | 50% | 50% | 50% | 50% | 50% | 50% | 50% | 50% | 50% | 50%
Com-LightingInterior-2021P_V20 | School K-12_NR_OTHER_Lamp_from_Inc/Hal_to_LEDScrew | 50% | 50% | 50% | 50% | 50% | 50% | 50% | 50% | 50% | 50% | 50% | 50% | 50% | 50% | 50% | 50% | 50% | 50% | 50%
Com-LightingInterior-2021P_V20 | School K-12_RETRO_OTHER_Lamp_from_CFL_to_LEDScrew | 50% | 50% | 50% | 50% | 50% | 50% | 50% | 50% | 50% | 50% | 50% | 50% | 50% | 50% | 50% | 50% | 50% | 50% | 50%
Com-LightingInterior-2021P_V20 | School K-12_RETRO_OTHER_Lamp_from_Inc/Hal_to_LEDScrew | 50% | 50% | 50% | 50% | 50% | 50% | 50% | 50% | 50% | 50% | 50% | 50% | 50% | 50% | 50% | 50% | 50% | 50% | 50%
Com-LightingInterior-2021P_V20 | University_NEW_LINEAR_Fixture_from_LFTube_to_LEDPanel_CONTR | 86% | 86% | 86% | 86% | 86% | 86% | 86% | 86% | 86% | 86% | 86% | 86% | 86% | 86% | 86% | 86% | 86% | 86% | 86%
Com-LightingInterior-2021P_V20 | University_NR_LINEAR_Fixture_from_LFTube_to_LEDPanel | 90% | 90% | 90% | 90% | 90% | 90% | 90% | 90% | 90% | 90% | 90% | 90% | 90% | 90% | 90% | 90% | 90% | 90% | 90%
Com-LightingInterior-2021P_V20 | University_NR_LINEAR_Fixture_from_LFTube_to_LEDPanel_RDX | 90% | 90% | 90% | 90% | 90% | 90% | 90% | 90% | 90% | 90% | 90% | 90% | 90% | 90% | 90% | 90% | 90% | 90% | 90%
Com-LightingInterior-2021P_V20 | University_NR_LINEAR_Fixture_from_LFTube_to_LEDPanel_CONTR | 90% | 90% | 90% | 90% | 90% | 90% | 90% | 90% | 90% | 90% | 90% | 90% | 90% | 90% | 90% | 90% | 90% | 90% | 90%
Com-LightingInterior-2021P_V20 | University_NR_LINEAR_Lamp_from_LFTube_to_LEDTube_RDX | 10% | 10% | 10% | 10% | 10% | 10% | 10% | 10% | 10% | 10% | 10% | 10% | 10% | 10% | 10% | 10% | 10% | 10% | 10%
Com-LightingInterior-2021P_V20 | University_NR_LINEAR_Fixture_from_LEDTube_to_LEDPanel_CONTR | 100% | 100% | 100% | 100% | 100% | 100% | 100% | 100% | 100% | 100% | 100% | 100% | 100% | 100% | 100% | 100% | 100% | 100% | 100%
Com-LightingInterior-2021P_V20 | University_RETRO_LINEAR_Fixture_from_LFTube_to_LEDPanel | 10% | 10% | 10% | 10% | 10% | 10% | 10% | 10% | 10% | 10% | 10% | 10% | 10% | 10% | 10% | 10% | 10% | 10% | 10%
Com-LightingInterior-2021P_V20 | University_RETRO_LINEAR_Fixture_from_LFTube_to_LEDPanel_RDX | 10% | 10% | 10% | 10% | 10% | 10% | 10% | 10% | 10% | 10% | 10% | 10% | 10% | 10% | 10% | 10% | 10% | 10% | 10%
Com-LightingInterior-2021P_V20 | University_RETRO_LINEAR_Fixture_from_LFTube_to_LEDPanel_CONTR | 10% | 10% | 10% | 10% | 10% | 10% | 10% | 10% | 10% | 10% | 10% | 10% | 10% | 10% | 10% | 10% | 10% | 10% | 10%
Com-LightingInterior-2021P_V20 | University_RETRO_LINEAR_Lamp_from_LFTube_to_LEDTube_RDX | 90% | 90% | 90% | 90% | 90% | 90% | 90% | 90% | 90% | 90% | 90% | 90% | 90% | 90% | 90% | 90% | 90% | 90% | 90%
Com-LightingInterior-2021P_V20 | University_RETRO_LINEAR_Fixture_from_LEDTube_to_LEDPanel_CONTR | 0% | 0% | 0% | 0% | 0% | 0% | 0% | 0% | 0% | 0% | 0% | 0% | 0% | 0% | 0% | 0% | 0% | 0% | 0%
Com-LightingInterior-2021P_V20 | University_NEW_HIGHBAY_Fixture_from_LFTube_to_LEDPanel_CONTR | 50% | 50% | 50% | 50% | 50% | 50% | 50% | 50% | 50% | 50% | 50% | 50% | 50% | 50% | 50% | 50% | 50% | 50% | 50%
Com-LightingInterior-2021P_V20 | University_NR_HIGHBAY_Fixture_from_LFTube_to_LEDPanel | 90% | 90% | 90% | 90% | 90% | 90% | 90% | 90% | 90% | 90% | 90% | 90% | 90% | 90% | 90% | 90% | 90% | 90% | 90%
Com-LightingInterior-2021P_V20 | University_NR_HIGHBAY_Fixture_from_LFTube_to_LEDPanel_CONTR | 90% | 90% | 90% | 90% | 90% | 90% | 90% | 90% | 90% | 90% | 90% | 90% | 90% | 90% | 90% | 90% | 90% | 90% | 90%
Com-LightingInterior-2021P_V20 | University_NR_HIGHBAY_Fixture_from_HID_to_LEDPanel | 20% | 20% | 20% | 20% | 20% | 20% | 20% | 20% | 20% | 20% | 20% | 20% | 20% | 20% | 20% | 20% | 20% | 20% | 20%
Com-LightingInterior-2021P_V20 | University_NR_HIGHBAY_Fixture_from_HID_to_LEDPanel_CONTR | 20% | 20% | 20% | 20% | 20% | 20% | 20% | 20% | 20% | 20% | 20% | 20% | 20% | 20% | 20% | 20% | 20% | 20% | 20%
Com-LightingInterior-2021P_V20 | University_RETRO_HIGHBAY_Fixture_from_LFTube_to_LEDPanel | 10% | 10% | 10% | 10% | 10% | 10% | 10% | 10% | 10% | 10% | 10% | 10% | 10% | 10% | 10% | 10% | 10% | 10% | 10%
Com-LightingInterior-2021P_V20 | University_RETRO_HIGHBAY_Fixture_from_LFTube_to_LEDPanel_CONTR | 10% | 10% | 10% | 10% | 10% | 10% | 10% | 10% | 10% | 10% | 10% | 10% | 10% | 10% | 10% | 10% | 10% | 10% | 10%
Com-LightingInterior-2021P_V20 | University_RETRO_HIGHBAY_Fixture_from_HID_to_LEDPanel | 80% | 80% | 80% | 80% | 80% | 80% | 80% | 80% | 80% | 80% | 80% | 80% | 80% | 80% | 80% | 80% | 80% | 80% | 80%
Com-LightingInterior-2021P_V20 | University_RETRO_HIGHBAY_Fixture_from_HID_to_LEDPanel_CONTR | 80% | 80% | 80% | 80% | 80% | 80% | 80% | 80% | 80% | 80% | 80% | 80% | 80% | 80% | 80% | 80% | 80% | 80% | 80%
Com-LightingInterior-2021P_V20 | University_NEW_CAN_Fixture_from_CFL_to_LEDPanel | 11% | 11% | 11% | 11% | 11% | 11% | 11% | 11% | 11% | 11% | 11% | 11% | 11% | 11% | 11% | 11% | 11% | 11% | 11%
Com-LightingInterior-2021P_V20 | University_NR_CAN_Lamp_from_CFL_to_LEDScrew | 50% | 50% | 50% | 50% | 50% | 50% | 50% | 50% | 50% | 50% | 50% | 50% | 50% | 50% | 50% | 50% | 50% | 50% | 50%
Com-LightingInterior-2021P_V20 | University_NR_CAN_Lamp_from_Inc/Hal_to_LEDScrew | 50% | 50% | 50% | 50% | 50% | 50% | 50% | 50% | 50% | 50% | 50% | 50% | 50% | 50% | 50% | 50% | 50% | 50% | 50%
Com-LightingInterior-2021P_V20 | University_RETRO_CAN_Lamp_from_CFL_to_LEDScrew | 50% | 50% | 50% | 50% | 50% | 50% | 50% | 50% | 50% | 50% | 50% | 50% | 50% | 50% | 50% | 50% | 50% | 50% | 50%
Com-LightingInterior-2021P_V20 | University_RETRO_CAN_Lamp_from_Inc/Hal_to_LEDScrew | 50% | 50% | 50% | 50% | 50% | 50% | 50% | 50% | 50% | 50% | 50% | 50% | 50% | 50% | 50% | 50% | 50% | 50% | 50%
Com-LightingInterior-2021P_V20 | University_NEW_DISP_Fixture_from_CFL_to_LEDPanel | 2% | 2% | 2% | 2% | 2% | 2% | 2% | 2% | 2% | 2% | 2% | 2% | 2% | 2% | 2% | 2% | 2% | 2% | 2%
Com-LightingInterior-2021P_V20 | University_NR_DISP_Lamp_from_CFL_to_LEDScrew | 50% | 50% | 50% | 50% | 50% | 50% | 50% | 50% | 50% | 50% | 50% | 50% | 50% | 50% | 50% | 50% | 50% | 50% | 50%
Com-LightingInterior-2021P_V20 | University_NR_DISP_Lamp_from_Inc/Hal_to_LEDScrew | 50% | 50% | 50% | 50% | 50% | 50% | 50% | 50% | 50% | 50% | 50% | 50% | 50% | 50% | 50% | 50% | 50% | 50% | 50%
Com-LightingInterior-2021P_V20 | University_RETRO_DISP_Lamp_from_CFL_to_LEDScrew | 50% | 50% | 50% | 50% | 50% | 50% | 50% | 50% | 50% | 50% | 50% | 50% | 50% | 50% | 50% | 50% | 50% | 50% | 50%
Com-LightingInterior-2021P_V20 | University_RETRO_DISP_Lamp_from_Inc/Hal_to_LEDScrew | 50% | 50% | 50% | 50% | 50% | 50% | 50% | 50% | 50% | 50% | 50% | 50% | 50% | 50% | 50% | 50% | 50% | 50% | 50%
Com-LightingInterior-2021P_V20 | University_NEW_OTHER_Fixture_from_CFL_to_LEDPanel | 30% | 30% | 30% | 30% | 30% | 30% | 30% | 30% | 30% | 30% | 30% | 30% | 30% | 30% | 30% | 30% | 30% | 30% | 30%
Com-LightingInterior-2021P_V20 | University_NR_OTHER_Lamp_from_CFL_to_LEDScrew | 50% | 50% | 50% | 50% | 50% | 50% | 50% | 50% | 50% | 50% | 50% | 50% | 50% | 50% | 50% | 50% | 50% | 50% | 50%
Com-LightingInterior-2021P_V20 | University_NR_OTHER_Lamp_from_Inc/Hal_to_LEDScrew | 50% | 50% | 50% | 50% | 50% | 50% | 50% | 50% | 50% | 50% | 50% | 50% | 50% | 50% | 50% | 50% | 50% | 50% | 50%
Com-LightingInterior-2021P_V20 | University_RETRO_OTHER_Lamp_from_CFL_to_LEDScrew | 50% | 50% | 50% | 50% | 50% | 50% | 50% | 50% | 50% | 50% | 50% | 50% | 50% | 50% | 50% | 50% | 50% | 50% | 50%
Com-LightingInterior-2021P_V20 | University_RETRO_OTHER_Lamp_from_Inc/Hal_to_LEDScrew | 50% | 50% | 50% | 50% | 50% | 50% | 50% | 50% | 50% | 50% | 50% | 50% | 50% | 50% | 50% | 50% | 50% | 50% | 50%
Com-LightingInterior-2021P_V20 | Warehouse_NEW_LINEAR_Fixture_from_LFTube_to_LEDPanel_CONTR | 86% | 86% | 86% | 86% | 86% | 86% | 86% | 86% | 86% | 86% | 86% | 86% | 86% | 86% | 86% | 86% | 86% | 86% | 86%
Com-LightingInterior-2021P_V20 | Warehouse_NR_LINEAR_Fixture_from_LFTube_to_LEDPanel | 90% | 90% | 90% | 90% | 90% | 90% | 90% | 90% | 90% | 90% | 90% | 90% | 90% | 90% | 90% | 90% | 90% | 90% | 90%
Com-LightingInterior-2021P_V20 | Warehouse_NR_LINEAR_Fixture_from_LFTube_to_LEDPanel_RDX | 90% | 90% | 90% | 90% | 90% | 90% | 90% | 90% | 90% | 90% | 90% | 90% | 90% | 90% | 90% | 90% | 90% | 90% | 90%
Com-LightingInterior-2021P_V20 | Warehouse_NR_LINEAR_Fixture_from_LFTube_to_LEDPanel_CONTR | 90% | 90% | 90% | 90% | 90% | 90% | 90% | 90% | 90% | 90% | 90% | 90% | 90% | 90% | 90% | 90% | 90% | 90% | 90%
Com-LightingInterior-2021P_V20 | Warehouse_NR_LINEAR_Lamp_from_LFTube_to_LEDTube_RDX | 10% | 10% | 10% | 10% | 10% | 10% | 10% | 10% | 10% | 10% | 10% | 10% | 10% | 10% | 10% | 10% | 10% | 10% | 10%
Com-LightingInterior-2021P_V20 | Warehouse_NR_LINEAR_Fixture_from_LEDTube_to_LEDPanel_CONTR | 100% | 100% | 100% | 100% | 100% | 100% | 100% | 100% | 100% | 100% | 100% | 100% | 100% | 100% | 100% | 100% | 100% | 100% | 100%
Com-LightingInterior-2021P_V20 | Warehouse_RETRO_LINEAR_Fixture_from_LFTube_to_LEDPanel | 10% | 10% | 10% | 10% | 10% | 10% | 10% | 10% | 10% | 10% | 10% | 10% | 10% | 10% | 10% | 10% | 10% | 10% | 10%
Com-LightingInterior-2021P_V20 | Warehouse_RETRO_LINEAR_Fixture_from_LFTube_to_LEDPanel_RDX | 10% | 10% | 10% | 10% | 10% | 10% | 10% | 10% | 10% | 10% | 10% | 10% | 10% | 10% | 10% | 10% | 10% | 10% | 10%
Com-LightingInterior-2021P_V20 | Warehouse_RETRO_LINEAR_Fixture_from_LFTube_to_LEDPanel_CONTR | 10% | 10% | 10% | 10% | 10% | 10% | 10% | 10% | 10% | 10% | 10% | 10% | 10% | 10% | 10% | 10% | 10% | 10% | 10%
Com-LightingInterior-2021P_V20 | Warehouse_RETRO_LINEAR_Lamp_from_LFTube_to_LEDTube_RDX | 90% | 90% | 90% | 90% | 90% | 90% | 90% | 90% | 90% | 90% | 90% | 90% | 90% | 90% | 90% | 90% | 90% | 90% | 90%
Com-LightingInterior-2021P_V20 | Warehouse_RETRO_LINEAR_Fixture_from_LEDTube_to_LEDPanel_CONTR | 0% | 0% | 0% | 0% | 0% | 0% | 0% | 0% | 0% | 0% | 0% | 0% | 0% | 0% | 0% | 0% | 0% | 0% | 0%
Com-LightingInterior-2021P_V20 | Warehouse_NEW_HIGHBAY_Fixture_from_LFTube_to_LEDPanel_CONTR | 50% | 50% | 50% | 50% | 50% | 50% | 50% | 50% | 50% | 50% | 50% | 50% | 50% | 50% | 50% | 50% | 50% | 50% | 50%
Com-LightingInterior-2021P_V20 | Warehouse_NR_HIGHBAY_Fixture_from_LFTube_to_LEDPanel | 90% | 90% | 90% | 90% | 90% | 90% | 90% | 90% | 90% | 90% | 90% | 90% | 90% | 90% | 90% | 90% | 90% | 90% | 90%
Com-LightingInterior-2021P_V20 | Warehouse_NR_HIGHBAY_Fixture_from_LFTube_to_LEDPanel_CONTR | 90% | 90% | 90% | 90% | 90% | 90% | 90% | 90% | 90% | 90% | 90% | 90% | 90% | 90% | 90% | 90% | 90% | 90% | 90%
Com-LightingInterior-2021P_V20 | Warehouse_NR_HIGHBAY_Fixture_from_HID_to_LEDPanel | 20% | 20% | 20% | 20% | 20% | 20% | 20% | 20% | 20% | 20% | 20% | 20% | 20% | 20% | 20% | 20% | 20% | 20% | 20%
Com-LightingInterior-2021P_V20 | Warehouse_NR_HIGHBAY_Fixture_from_HID_to_LEDPanel_CONTR | 20% | 20% | 20% | 20% | 20% | 20% | 20% | 20% | 20% | 20% | 20% | 20% | 20% | 20% | 20% | 20% | 20% | 20% | 20%
Com-LightingInterior-2021P_V20 | Warehouse_RETRO_HIGHBAY_Fixture_from_LFTube_to_LEDPanel | 10% | 10% | 10% | 10% | 10% | 10% | 10% | 10% | 10% | 10% | 10% | 10% | 10% | 10% | 10% | 10% | 10% | 10% | 10%
Com-LightingInterior-2021P_V20 | Warehouse_RETRO_HIGHBAY_Fixture_from_LFTube_to_LEDPanel_CONTR | 10% | 10% | 10% | 10% | 10% | 10% | 10% | 10% | 10% | 10% | 10% | 10% | 10% | 10% | 10% | 10% | 10% | 10% | 10%
Com-LightingInterior-2021P_V20 | Warehouse_RETRO_HIGHBAY_Fixture_from_HID_to_LEDPanel | 80% | 80% | 80% | 80% | 80% | 80% | 80% | 80% | 80% | 80% | 80% | 80% | 80% | 80% | 80% | 80% | 80% | 80% | 80%
Com-LightingInterior-2021P_V20 | Warehouse_RETRO_HIGHBAY_Fixture_from_HID_to_LEDPanel_CONTR | 80% | 80% | 80% | 80% | 80% | 80% | 80% | 80% | 80% | 80% | 80% | 80% | 80% | 80% | 80% | 80% | 80% | 80% | 80%
Com-LightingInterior-2021P_V20 | Warehouse_NEW_CAN_Fixture_from_CFL_to_LEDPanel | 11% | 11% | 11% | 11% | 11% | 11% | 11% | 11% | 11% | 11% | 11% | 11% | 11% | 11% | 11% | 11% | 11% | 11% | 11%
Com-LightingInterior-2021P_V20 | Warehouse_NR_CAN_Lamp_from_CFL_to_LEDScrew | 50% | 50% | 50% | 50% | 50% | 50% | 50% | 50% | 50% | 50% | 50% | 50% | 50% | 50% | 50% | 50% | 50% | 50% | 50%
Com-LightingInterior-2021P_V20 | Warehouse_NR_CAN_Lamp_from_Inc/Hal_to_LEDScrew | 50% | 50% | 50% | 50% | 50% | 50% | 50% | 50% | 50% | 50% | 50% | 50% | 50% | 50% | 50% | 50% | 50% | 50% | 50%
Com-LightingInterior-2021P_V20 | Warehouse_RETRO_CAN_Lamp_from_CFL_to_LEDScrew | 50% | 50% | 50% | 50% | 50% | 50% | 50% | 50% | 50% | 50% | 50% | 50% | 50% | 50% | 50% | 50% | 50% | 50% | 50%
Com-LightingInterior-2021P_V20 | Warehouse_RETRO_CAN_Lamp_from_Inc/Hal_to_LEDScrew | 50% | 50% | 50% | 50% | 50% | 50% | 50% | 50% | 50% | 50% | 50% | 50% | 50% | 50% | 50% | 50% | 50% | 50% | 50%
Com-LightingInterior-2021P_V20 | Warehouse_NEW_DISP_Fixture_from_CFL_to_LEDPanel | 2% | 2% | 2% | 2% | 2% | 2% | 2% | 2% | 2% | 2% | 2% | 2% | 2% | 2% | 2% | 2% | 2% | 2% | 2%
Com-LightingInterior-2021P_V20 | Warehouse_NR_DISP_Lamp_from_CFL_to_LEDScrew | 50% | 50% | 50% | 50% | 50% | 50% | 50% | 50% | 50% | 50% | 50% | 50% | 50% | 50% | 50% | 50% | 50% | 50% | 50%
Com-LightingInterior-2021P_V20 | Warehouse_NR_DISP_Lamp_from_Inc/Hal_to_LEDScrew | 50% | 50% | 50% | 50% | 50% | 50% | 50% | 50% | 50% | 50% | 50% | 50% | 50% | 50% | 50% | 50% | 50% | 50% | 50%
Com-LightingInterior-2021P_V20 | Warehouse_RETRO_DISP_Lamp_from_CFL_to_LEDScrew | 50% | 50% | 50% | 50% | 50% | 50% | 50% | 50% | 50% | 50% | 50% | 50% | 50% | 50% | 50% | 50% | 50% | 50% | 50%
Com-LightingInterior-2021P_V20 | Warehouse_RETRO_DISP_Lamp_from_Inc/Hal_to_LEDScrew | 50% | 50% | 50% | 50% | 50% | 50% | 50% | 50% | 50% | 50% | 50% | 50% | 50% | 50% | 50% | 50% | 50% | 50% | 50%
Com-LightingInterior-2021P_V20 | Warehouse_NEW_OTHER_Fixture_from_CFL_to_LEDPanel | 30% | 30% | 30% | 30% | 30% | 30% | 30% | 30% | 30% | 30% | 30% | 30% | 30% | 30% | 30% | 30% | 30% | 30% | 30%
Com-LightingInterior-2021P_V20 | Warehouse_NR_OTHER_Lamp_from_CFL_to_LEDScrew | 50% | 50% | 50% | 50% | 50% | 50% | 50% | 50% | 50% | 50% | 50% | 50% | 50% | 50% | 50% | 50% | 50% | 50% | 50%
Com-LightingInterior-2021P_V20 | Warehouse_NR_OTHER_Lamp_from_Inc/Hal_to_LEDScrew | 50% | 50% | 50% | 50% | 50% | 50% | 50% | 50% | 50% | 50% | 50% | 50% | 50% | 50% | 50% | 50% | 50% | 50% | 50%
Com-LightingInterior-2021P_V20 | Warehouse_RETRO_OTHER_Lamp_from_CFL_to_LEDScrew | 50% | 50% | 50% | 50% | 50% | 50% | 50% | 50% | 50% | 50% | 50% | 50% | 50% | 50% | 50% | 50% | 50% | 50% | 50%
Com-LightingInterior-2021P_V20 | Warehouse_RETRO_OTHER_Lamp_from_Inc/Hal_to_LEDScrew | 50% | 50% | 50% | 50% | 50% | 50% | 50% | 50% | 50% | 50% | 50% | 50% | 50% | 50% | 50% | 50% | 50% | 50% | 50%
Com-LightingInterior-2021P_V20 | Supermarket_NEW_LINEAR_Fixture_from_LFTube_to_LEDPanel_CONTR | 86% | 86% | 86% | 86% | 86% | 86% | 86% | 86% | 86% | 86% | 86% | 86% | 86% | 86% | 86% | 86% | 86% | 86% | 86%
Com-LightingInterior-2021P_V20 | Supermarket_NR_LINEAR_Fixture_from_LFTube_to_LEDPanel | 90% | 90% | 90% | 90% | 90% | 90% | 90% | 90% | 90% | 90% | 90% | 90% | 90% | 90% | 90% | 90% | 90% | 90% | 90%
Com-LightingInterior-2021P_V20 | Supermarket_NR_LINEAR_Fixture_from_LFTube_to_LEDPanel_RDX | 90% | 90% | 90% | 90% | 90% | 90% | 90% | 90% | 90% | 90% | 90% | 90% | 90% | 90% | 90% | 90% | 90% | 90% | 90%
Com-LightingInterior-2021P_V20 | Supermarket_NR_LINEAR_Fixture_from_LFTube_to_LEDPanel_CONTR | 90% | 90% | 90% | 90% | 90% | 90% | 90% | 90% | 90% | 90% | 90% | 90% | 90% | 90% | 90% | 90% | 90% | 90% | 90%
Com-LightingInterior-2021P_V20 | Supermarket_NR_LINEAR_Lamp_from_LFTube_to_LEDTube_RDX | 10% | 10% | 10% | 10% | 10% | 10% | 10% | 10% | 10% | 10% | 10% | 10% | 10% | 10% | 10% | 10% | 10% | 10% | 10%
Com-LightingInterior-2021P_V20 | Supermarket_NR_LINEAR_Fixture_from_LEDTube_to_LEDPanel_CONTR | 100% | 100% | 100% | 100% | 100% | 100% | 100% | 100% | 100% | 100% | 100% | 100% | 100% | 100% | 100% | 100% | 100% | 100% | 100%
Com-LightingInterior-2021P_V20 | Supermarket_RETRO_LINEAR_Fixture_from_LFTube_to_LEDPanel | 10% | 10% | 10% | 10% | 10% | 10% | 10% | 10% | 10% | 10% | 10% | 10% | 10% | 10% | 10% | 10% | 10% | 10% | 10%
Com-LightingInterior-2021P_V20 | Supermarket_RETRO_LINEAR_Fixture_from_LFTube_to_LEDPanel_RDX | 10% | 10% | 10% | 10% | 10% | 10% | 10% | 10% | 10% | 10% | 10% | 10% | 10% | 10% | 10% | 10% | 10% | 10% | 10%
Com-LightingInterior-2021P_V20 | Supermarket_RETRO_LINEAR_Fixture_from_LFTube_to_LEDPanel_CONTR | 10% | 10% | 10% | 10% | 10% | 10% | 10% | 10% | 10% | 10% | 10% | 10% | 10% | 10% | 10% | 10% | 10% | 10% | 10%
Com-LightingInterior-2021P_V20 | Supermarket_RETRO_LINEAR_Lamp_from_LFTube_to_LEDTube_RDX | 90% | 90% | 90% | 90% | 90% | 90% | 90% | 90% | 90% | 90% | 90% | 90% | 90% | 90% | 90% | 90% | 90% | 90% | 90%
Com-LightingInterior-2021P_V20 | Supermarket_RETRO_LINEAR_Fixture_from_LEDTube_to_LEDPanel_CONTR | 0% | 0% | 0% | 0% | 0% | 0% | 0% | 0% | 0% | 0% | 0% | 0% | 0% | 0% | 0% | 0% | 0% | 0% | 0%
Com-LightingInterior-2021P_V20 | Supermarket_NEW_HIGHBAY_Fixture_from_LFTube_to_LEDPanel_CONTR | 50% | 50% | 50% | 50% | 50% | 50% | 50% | 50% | 50% | 50% | 50% | 50% | 50% | 50% | 50% | 50% | 50% | 50% | 50%
Com-LightingInterior-2021P_V20 | Supermarket_NR_HIGHBAY_Fixture_from_LFTube_to_LEDPanel | 90% | 90% | 90% | 90% | 90% | 90% | 90% | 90% | 90% | 90% | 90% | 90% | 90% | 90% | 90% | 90% | 90% | 90% | 90%
Com-LightingInterior-2021P_V20 | Supermarket_NR_HIGHBAY_Fixture_from_LFTube_to_LEDPanel_CONTR | 90% | 90% | 90% | 90% | 90% | 90% | 90% | 90% | 90% | 90% | 90% | 90% | 90% | 90% | 90% | 90% | 90% | 90% | 90%
Com-LightingInterior-2021P_V20 | Supermarket_NR_HIGHBAY_Fixture_from_HID_to_LEDPanel | 20% | 20% | 20% | 20% | 20% | 20% | 20% | 20% | 20% | 20% | 20% | 20% | 20% | 20% | 20% | 20% | 20% | 20% | 20%
Com-LightingInterior-2021P_V20 | Supermarket_NR_HIGHBAY_Fixture_from_HID_to_LEDPanel_CONTR | 20% | 20% | 20% | 20% | 20% | 20% | 20% | 20% | 20% | 20% | 20% | 20% | 20% | 20% | 20% | 20% | 20% | 20% | 20%
Com-LightingInterior-2021P_V20 | Supermarket_RETRO_HIGHBAY_Fixture_from_LFTube_to_LEDPanel | 10% | 10% | 10% | 10% | 10% | 10% | 10% | 10% | 10% | 10% | 10% | 10% | 10% | 10% | 10% | 10% | 10% | 10% | 10%
Com-LightingInterior-2021P_V20 | Supermarket_RETRO_HIGHBAY_Fixture_from_LFTube_to_LEDPanel_CONTR | 10% | 10% | 10% | 10% | 10% | 10% | 10% | 10% | 10% | 10% | 10% | 10% | 10% | 10% | 10% | 10% | 10% | 10% | 10%
Com-LightingInterior-2021P_V20 | Supermarket_RETRO_HIGHBAY_Fixture_from_HID_to_LEDPanel | 80% | 80% | 80% | 80% | 80% | 80% | 80% | 80% | 80% | 80% | 80% | 80% | 80% | 80% | 80% | 80% | 80% | 80% | 80%
Com-LightingInterior-2021P_V20 | Supermarket_RETRO_HIGHBAY_Fixture_from_HID_to_LEDPanel_CONTR | 80% | 80% | 80% | 80% | 80% | 80% | 80% | 80% | 80% | 80% | 80% | 80% | 80% | 80% | 80% | 80% | 80% | 80% | 80%
Com-LightingInterior-2021P_V20 | Supermarket_NEW_CAN_Fixture_from_CFL_to_LEDPanel | 11% | 11% | 11% | 11% | 11% | 11% | 11% | 11% | 11% | 11% | 11% | 11% | 11% | 11% | 11% | 11% | 11% | 11% | 11%
Com-LightingInterior-2021P_V20 | Supermarket_NR_CAN_Lamp_from_CFL_to_LEDScrew | 50% | 50% | 50% | 50% | 50% | 50% | 50% | 50% | 50% | 50% | 50% | 50% | 50% | 50% | 50% | 50% | 50% | 50% | 50%
Com-LightingInterior-2021P_V20 | Supermarket_NR_CAN_Lamp_from_Inc/Hal_to_LEDScrew | 50% | 50% | 50% | 50% | 50% | 50% | 50% | 50% | 50% | 50% | 50% | 50% | 50% | 50% | 50% | 50% | 50% | 50% | 50%
Com-LightingInterior-2021P_V20 | Supermarket_RETRO_CAN_Lamp_from_CFL_to_LEDScrew | 50% | 50% | 50% | 50% | 50% | 50% | 50% | 50% | 50% | 50% | 50% | 50% | 50% | 50% | 50% | 50% | 50% | 50% | 50%
Com-LightingInterior-2021P_V20 | Supermarket_RETRO_CAN_Lamp_from_Inc/Hal_to_LEDScrew | 50% | 50% | 50% | 50% | 50% | 50% | 50% | 50% | 50% | 50% | 50% | 50% | 50% | 50% | 50% | 50% | 50% | 50% | 50%
Com-LightingInterior-2021P_V20 | Supermarket_NEW_DISP_Fixture_from_CFL_to_LEDPanel | 2% | 2% | 2% | 2% | 2% | 2% | 2% | 2% | 2% | 2% | 2% | 2% | 2% | 2% | 2% | 2% | 2% | 2% | 2%
Com-LightingInterior-2021P_V20 | Supermarket_NR_DISP_Lamp_from_CFL_to_LEDScrew | 50% | 50% | 50% | 50% | 50% | 50% | 50% | 50% | 50% | 50% | 50% | 50% | 50% | 50% | 50% | 50% | 50% | 50% | 50%
Com-LightingInterior-2021P_V20 | Supermarket_NR_DISP_Lamp_from_Inc/Hal_to_LEDScrew | 50% | 50% | 50% | 50% | 50% | 50% | 50% | 50% | 50% | 50% | 50% | 50% | 50% | 50% | 50% | 50% | 50% | 50% | 50%
Com-LightingInterior-2021P_V20 | Supermarket_RETRO_DISP_Lamp_from_CFL_to_LEDScrew | 50% | 50% | 50% | 50% | 50% | 50% | 50% | 50% | 50% | 50% | 50% | 50% | 50% | 50% | 50% | 50% | 50% | 50% | 50%
Com-LightingInterior-2021P_V20 | Supermarket_RETRO_DISP_Lamp_from_Inc/Hal_to_LEDScrew | 50% | 50% | 50% | 50% | 50% | 50% | 50% | 50% | 50% | 50% | 50% | 50% | 50% | 50% | 50% | 50% | 50% | 50% | 50%
Com-LightingInterior-2021P_V20 | Supermarket_NEW_OTHER_Fixture_from_CFL_to_LEDPanel | 30% | 30% | 30% | 30% | 30% | 30% | 30% | 30% | 30% | 30% | 30% | 30% | 30% | 30% | 30% | 30% | 30% | 30% | 30%
Com-LightingInterior-2021P_V20 | Supermarket_NR_OTHER_Lamp_from_CFL_to_LEDScrew | 50% | 50% | 50% | 50% | 50% | 50% | 50% | 50% | 50% | 50% | 50% | 50% | 50% | 50% | 50% | 50% | 50% | 50% | 50%
Com-LightingInterior-2021P_V20 | Supermarket_NR_OTHER_Lamp_from_Inc/Hal_to_LEDScrew | 50% | 50% | 50% | 50% | 50% | 50% | 50% | 50% | 50% | 50% | 50% | 50% | 50% | 50% | 50% | 50% | 50% | 50% | 50%
Com-LightingInterior-2021P_V20 | Supermarket_RETRO_OTHER_Lamp_from_CFL_to_LEDScrew | 50% | 50% | 50% | 50% | 50% | 50% | 50% | 50% | 50% | 50% | 50% | 50% | 50% | 50% | 50% | 50% | 50% | 50% | 50%
Com-LightingInterior-2021P_V20 | Supermarket_RETRO_OTHER_Lamp_from_Inc/Hal_to_LEDScrew | 50% | 50% | 50% | 50% | 50% | 50% | 50% | 50% | 50% | 50% | 50% | 50% | 50% | 50% | 50% | 50% | 50% | 50% | 50%
Com-LightingInterior-2021P_V20 | MiniMart_NEW_LINEAR_Fixture_from_LFTube_to_LEDPanel_CONTR | 86% | 86% | 86% | 86% | 86% | 86% | 86% | 86% | 86% | 86% | 86% | 86% | 86% | 86% | 86% | 86% | 86% | 86% | 86%
Com-LightingInterior-2021P_V20 | MiniMart_NR_LINEAR_Fixture_from_LFTube_to_LEDPanel | 90% | 90% | 90% | 90% | 90% | 90% | 90% | 90% | 90% | 90% | 90% | 90% | 90% | 90% | 90% | 90% | 90% | 90% | 90%
Com-LightingInterior-2021P_V20 | MiniMart_NR_LINEAR_Fixture_from_LFTube_to_LEDPanel_RDX | 90% | 90% | 90% | 90% | 90% | 90% | 90% | 90% | 90% | 90% | 90% | 90% | 90% | 90% | 90% | 90% | 90% | 90% | 90%
Com-LightingInterior-2021P_V20 | MiniMart_NR_LINEAR_Fixture_from_LFTube_to_LEDPanel_CONTR | 90% | 90% | 90% | 90% | 90% | 90% | 90% | 90% | 90% | 90% | 90% | 90% | 90% | 90% | 90% | 90% | 90% | 90% | 90%
Com-LightingInterior-2021P_V20 | MiniMart_NR_LINEAR_Lamp_from_LFTube_to_LEDTube_RDX | 10% | 10% | 10% | 10% | 10% | 10% | 10% | 10% | 10% | 10% | 10% | 10% | 10% | 10% | 10% | 10% | 10% | 10% | 10%
Com-LightingInterior-2021P_V20 | MiniMart_NR_LINEAR_Fixture_from_LEDTube_to_LEDPanel_CONTR | 100% | 100% | 100% | 100% | 100% | 100% | 100% | 100% | 100% | 100% | 100% | 100% | 100% | 100% | 100% | 100% | 100% | 100% | 100%
Com-LightingInterior-2021P_V20 | MiniMart_RETRO_LINEAR_Fixture_from_LFTube_to_LEDPanel | 10% | 10% | 10% | 10% | 10% | 10% | 10% | 10% | 10% | 10% | 10% | 10% | 10% | 10% | 10% | 10% | 10% | 10% | 10%
Com-LightingInterior-2021P_V20 | MiniMart_RETRO_LINEAR_Fixture_from_LFTube_to_LEDPanel_RDX | 10% | 10% | 10% | 10% | 10% | 10% | 10% | 10% | 10% | 10% | 10% | 10% | 10% | 10% | 10% | 10% | 10% | 10% | 10%
Com-LightingInterior-2021P_V20 | MiniMart_RETRO_LINEAR_Fixture_from_LFTube_to_LEDPanel_CONTR | 10% | 10% | 10% | 10% | 10% | 10% | 10% | 10% | 10% | 10% | 10% | 10% | 10% | 10% | 10% | 10% | 10% | 10% | 10%
Com-LightingInterior-2021P_V20 | MiniMart_RETRO_LINEAR_Lamp_from_LFTube_to_LEDTube_RDX | 90% | 90% | 90% | 90% | 90% | 90% | 90% | 90% | 90% | 90% | 90% | 90% | 90% | 90% | 90% | 90% | 90% | 90% | 90%
Com-LightingInterior-2021P_V20 | MiniMart_RETRO_LINEAR_Fixture_from_LEDTube_to_LEDPanel_CONTR | 0% | 0% | 0% | 0% | 0% | 0% | 0% | 0% | 0% | 0% | 0% | 0% | 0% | 0% | 0% | 0% | 0% | 0% | 0%
Com-LightingInterior-2021P_V20 | MiniMart_NEW_HIGHBAY_Fixture_from_LFTube_to_LEDPanel_CONTR | 50% | 50% | 50% | 50% | 50% | 50% | 50% | 50% | 50% | 50% | 50% | 50% | 50% | 50% | 50% | 50% | 50% | 50% | 50%
Com-LightingInterior-2021P_V20 | MiniMart_NR_HIGHBAY_Fixture_from_LFTube_to_LEDPanel | 90% | 90% | 90% | 90% | 90% | 90% | 90% | 90% | 90% | 90% | 90% | 90% | 90% | 90% | 90% | 90% | 90% | 90% | 90%
Com-LightingInterior-2021P_V20 | MiniMart_NR_HIGHBAY_Fixture_from_LFTube_to_LEDPanel_CONTR | 90% | 90% | 90% | 90% | 90% | 90% | 90% | 90% | 90% | 90% | 90% | 90% | 90% | 90% | 90% | 90% | 90% | 90% | 90%
Com-LightingInterior-2021P_V20 | MiniMart_NR_HIGHBAY_Fixture_from_HID_to_LEDPanel | 20% | 20% | 20% | 20% | 20% | 20% | 20% | 20% | 20% | 20% | 20% | 20% | 20% | 20% | 20% | 20% | 20% | 20% | 20%
Com-LightingInterior-2021P_V20 | MiniMart_NR_HIGHBAY_Fixture_from_HID_to_LEDPanel_CONTR | 20% | 20% | 20% | 20% | 20% | 20% | 20% | 20% | 20% | 20% | 20% | 20% | 20% | 20% | 20% | 20% | 20% | 20% | 20%
Com-LightingInterior-2021P_V20 | MiniMart_RETRO_HIGHBAY_Fixture_from_LFTube_to_LEDPanel | 10% | 10% | 10% | 10% | 10% | 10% | 10% | 10% | 10% | 10% | 10% | 10% | 10% | 10% | 10% | 10% | 10% | 10% | 10%
Com-LightingInterior-2021P_V20 | MiniMart_RETRO_HIGHBAY_Fixture_from_LFTube_to_LEDPanel_CONTR | 10% | 10% | 10% | 10% | 10% | 10% | 10% | 10% | 10% | 10% | 10% | 10% | 10% | 10% | 10% | 10% | 10% | 10% | 10%
Com-LightingInterior-2021P_V20 | MiniMart_RETRO_HIGHBAY_Fixture_from_HID_to_LEDPanel | 80% | 80% | 80% | 80% | 80% | 80% | 80% | 80% | 80% | 80% | 80% | 80% | 80% | 80% | 80% | 80% | 80% | 80% | 80%
Com-LightingInterior-2021P_V20 | MiniMart_RETRO_HIGHBAY_Fixture_from_HID_to_LEDPanel_CONTR | 80% | 80% | 80% | 80% | 80% | 80% | 80% | 80% | 80% | 80% | 80% | 80% | 80% | 80% | 80% | 80% | 80% | 80% | 80%
Com-LightingInterior-2021P_V20 | MiniMart_NEW_CAN_Fixture_from_CFL_to_LEDPanel | 11% | 11% | 11% | 11% | 11% | 11% | 11% | 11% | 11% | 11% | 11% | 11% | 11% | 11% | 11% | 11% | 11% | 11% | 11%
Com-LightingInterior-2021P_V20 | MiniMart_NR_CAN_Lamp_from_CFL_to_LEDScrew | 50% | 50% | 50% | 50% | 50% | 50% | 50% | 50% | 50% | 50% | 50% | 50% | 50% | 50% | 50% | 50% | 50% | 50% | 50%
Com-LightingInterior-2021P_V20 | MiniMart_NR_CAN_Lamp_from_Inc/Hal_to_LEDScrew | 50% | 50% | 50% | 50% | 50% | 50% | 50% | 50% | 50% | 50% | 50% | 50% | 50% | 50% | 50% | 50% | 50% | 50% | 50%
Com-LightingInterior-2021P_V20 | MiniMart_RETRO_CAN_Lamp_from_CFL_to_LEDScrew | 50% | 50% | 50% | 50% | 50% | 50% | 50% | 50% | 50% | 50% | 50% | 50% | 50% | 50% | 50% | 50% | 50% | 50% | 50%
Com-LightingInterior-2021P_V20 | MiniMart_RETRO_CAN_Lamp_from_Inc/Hal_to_LEDScrew | 50% | 50% | 50% | 50% | 50% | 50% | 50% | 50% | 50% | 50% | 50% | 50% | 50% | 50% | 50% | 50% | 50% | 50% | 50%
Com-LightingInterior-2021P_V20 | MiniMart_NEW_DISP_Fixture_from_CFL_to_LEDPanel | 2% | 2% | 2% | 2% | 2% | 2% | 2% | 2% | 2% | 2% | 2% | 2% | 2% | 2% | 2% | 2% | 2% | 2% | 2%
Com-LightingInterior-2021P_V20 | MiniMart_NR_DISP_Lamp_from_CFL_to_LEDScrew | 50% | 50% | 50% | 50% | 50% | 50% | 50% | 50% | 50% | 50% | 50% | 50% | 50% | 50% | 50% | 50% | 50% | 50% | 50%
Com-LightingInterior-2021P_V20 | MiniMart_NR_DISP_Lamp_from_Inc/Hal_to_LEDScrew | 50% | 50% | 50% | 50% | 50% | 50% | 50% | 50% | 50% | 50% | 50% | 50% | 50% | 50% | 50% | 50% | 50% | 50% | 50%
Com-LightingInterior-2021P_V20 | MiniMart_RETRO_DISP_Lamp_from_CFL_to_LEDScrew | 50% | 50% | 50% | 50% | 50% | 50% | 50% | 50% | 50% | 50% | 50% | 50% | 50% | 50% | 50% | 50% | 50% | 50% | 50%
Com-LightingInterior-2021P_V20 | MiniMart_RETRO_DISP_Lamp_from_Inc/Hal_to_LEDScrew | 50% | 50% | 50% | 50% | 50% | 50% | 50% | 50% | 50% | 50% | 50% | 50% | 50% | 50% | 50% | 50% | 50% | 50% | 50%
Com-LightingInterior-2021P_V20 | MiniMart_NEW_OTHER_Fixture_from_CFL_to_LEDPanel | 30% | 30% | 30% | 30% | 30% | 30% | 30% | 30% | 30% | 30% | 30% | 30% | 30% | 30% | 30% | 30% | 30% | 30% | 30%
Com-LightingInterior-2021P_V20 | MiniMart_NR_OTHER_Lamp_from_CFL_to_LEDScrew | 50% | 50% | 50% | 50% | 50% | 50% | 50% | 50% | 50% | 50% | 50% | 50% | 50% | 50% | 50% | 50% | 50% | 50% | 50%
Com-LightingInterior-2021P_V20 | MiniMart_NR_OTHER_Lamp_from_Inc/Hal_to_LEDScrew | 50% | 50% | 50% | 50% | 50% | 50% | 50% | 50% | 50% | 50% | 50% | 50% | 50% | 50% | 50% | 50% | 50% | 50% | 50%
Com-LightingInterior-2021P_V20 | MiniMart_RETRO_OTHER_Lamp_from_CFL_to_LEDScrew | 50% | 50% | 50% | 50% | 50% | 50% | 50% | 50% | 50% | 50% | 50% | 50% | 50% | 50% | 50% | 50% | 50% | 50% | 50%
Com-LightingInterior-2021P_V20 | MiniMart_RETRO_OTHER_Lamp_from_Inc/Hal_to_LEDScrew | 50% | 50% | 50% | 50% | 50% | 50% | 50% | 50% | 50% | 50% | 50% | 50% | 50% | 50% | 50% | 50% | 50% | 50% | 50%
Com-LightingInterior-2021P_V20 | Restaurant_NEW_LINEAR_Fixture_from_LFTube_to_LEDPanel_CONTR | 86% | 86% | 86% | 86% | 86% | 86% | 86% | 86% | 86% | 86% | 86% | 86% | 86% | 86% | 86% | 86% | 86% | 86% | 86%
Com-LightingInterior-2021P_V20 | Restaurant_NR_LINEAR_Fixture_from_LFTube_to_LEDPanel | 90% | 90% | 90% | 90% | 90% | 90% | 90% | 90% | 90% | 90% | 90% | 90% | 90% | 90% | 90% | 90% | 90% | 90% | 90%
Com-LightingInterior-2021P_V20 | Restaurant_NR_LINEAR_Fixture_from_LFTube_to_LEDPanel_RDX | 90% | 90% | 90% | 90% | 90% | 90% | 90% | 90% | 90% | 90% | 90% | 90% | 90% | 90% | 90% | 90% | 90% | 90% | 90%
Com-LightingInterior-2021P_V20 | Restaurant_NR_LINEAR_Fixture_from_LFTube_to_LEDPanel_CONTR | 90% | 90% | 90% | 90% | 90% | 90% | 90% | 90% | 90% | 90% | 90% | 90% | 90% | 90% | 90% | 90% | 90% | 90% | 90%
Com-LightingInterior-2021P_V20 | Restaurant_NR_LINEAR_Lamp_from_LFTube_to_LEDTube_RDX | 10% | 10% | 10% | 10% | 10% | 10% | 10% | 10% | 10% | 10% | 10% | 10% | 10% | 10% | 10% | 10% | 10% | 10% | 10%
Com-LightingInterior-2021P_V20 | Restaurant_NR_LINEAR_Fixture_from_LEDTube_to_LEDPanel_CONTR | 100% | 100% | 100% | 100% | 100% | 100% | 100% | 100% | 100% | 100% | 100% | 100% | 100% | 100% | 100% | 100% | 100% | 100% | 100%
Com-LightingInterior-2021P_V20 | Restaurant_RETRO_LINEAR_Fixture_from_LFTube_to_LEDPanel | 10% | 10% | 10% | 10% | 10% | 10% | 10% | 10% | 10% | 10% | 10% | 10% | 10% | 10% | 10% | 10% | 10% | 10% | 10%
Com-LightingInterior-2021P_V20 | Restaurant_RETRO_LINEAR_Fixture_from_LFTube_to_LEDPanel_RDX | 10% | 10% | 10% | 10% | 10% | 10% | 10% | 10% | 10% | 10% | 10% | 10% | 10% | 10% | 10% | 10% | 10% | 10% | 10%
Com-LightingInterior-2021P_V20 | Restaurant_RETRO_LINEAR_Fixture_from_LFTube_to_LEDPanel_CONTR | 10% | 10% | 10% | 10% | 10% | 10% | 10% | 10% | 10% | 10% | 10% | 10% | 10% | 10% | 10% | 10% | 10% | 10% | 10%
Com-LightingInterior-2021P_V20 | Restaurant_RETRO_LINEAR_Lamp_from_LFTube_to_LEDTube_RDX | 90% | 90% | 90% | 90% | 90% | 90% | 90% | 90% | 90% | 90% | 90% | 90% | 90% | 90% | 90% | 90% | 90% | 90% | 90%
Com-LightingInterior-2021P_V20 | Restaurant_RETRO_LINEAR_Fixture_from_LEDTube_to_LEDPanel_CONTR | 0% | 0% | 0% | 0% | 0% | 0% | 0% | 0% | 0% | 0% | 0% | 0% | 0% | 0% | 0% | 0% | 0% | 0% | 0%
Com-LightingInterior-2021P_V20 | Restaurant_NEW_HIGHBAY_Fixture_from_LFTube_to_LEDPanel_CONTR | 50% | 50% | 50% | 50% | 50% | 50% | 50% | 50% | 50% | 50% | 50% | 50% | 50% | 50% | 50% | 50% | 50% | 50% | 50%
Com-LightingInterior-2021P_V20 | Restaurant_NR_HIGHBAY_Fixture_from_LFTube_to_LEDPanel | 90% | 90% | 90% | 90% | 90% | 90% | 90% | 90% | 90% | 90% | 90% | 90% | 90% | 90% | 90% | 90% | 90% | 90% | 90%
Com-LightingInterior-2021P_V20 | Restaurant_NR_HIGHBAY_Fixture_from_LFTube_to_LEDPanel_CONTR | 90% | 90% | 90% | 90% | 90% | 90% | 90% | 90% | 90% | 90% | 90% | 90% | 90% | 90% | 90% | 90% | 90% | 90% | 90%
Com-LightingInterior-2021P_V20 | Restaurant_NR_HIGHBAY_Fixture_from_HID_to_LEDPanel | 20% | 20% | 20% | 20% | 20% | 20% | 20% | 20% | 20% | 20% | 20% | 20% | 20% | 20% | 20% | 20% | 20% | 20% | 20%
Com-LightingInterior-2021P_V20 | Restaurant_NR_HIGHBAY_Fixture_from_HID_to_LEDPanel_CONTR | 20% | 20% | 20% | 20% | 20% | 20% | 20% | 20% | 20% | 20% | 20% | 20% | 20% | 20% | 20% | 20% | 20% | 20% | 20%
Com-LightingInterior-2021P_V20 | Restaurant_RETRO_HIGHBAY_Fixture_from_LFTube_to_LEDPanel | 10% | 10% | 10% | 10% | 10% | 10% | 10% | 10% | 10% | 10% | 10% | 10% | 10% | 10% | 10% | 10% | 10% | 10% | 10%
Com-LightingInterior-2021P_V20 | Restaurant_RETRO_HIGHBAY_Fixture_from_LFTube_to_LEDPanel_CONTR | 10% | 10% | 10% | 10% | 10% | 10% | 10% | 10% | 10% | 10% | 10% | 10% | 10% | 10% | 10% | 10% | 10% | 10% | 10%
Com-LightingInterior-2021P_V20 | Restaurant_RETRO_HIGHBAY_Fixture_from_HID_to_LEDPanel | 80% | 80% | 80% | 80% | 80% | 80% | 80% | 80% | 80% | 80% | 80% | 80% | 80% | 80% | 80% | 80% | 80% | 80% | 80%
Com-LightingInterior-2021P_V20 | Restaurant_RETRO_HIGHBAY_Fixture_from_HID_to_LEDPanel_CONTR | 80% | 80% | 80% | 80% | 80% | 80% | 80% | 80% | 80% | 80% | 80% | 80% | 80% | 80% | 80% | 80% | 80% | 80% | 80%
Com-LightingInterior-2021P_V20 | Restaurant_NEW_CAN_Fixture_from_CFL_to_LEDPanel | 11% | 11% | 11% | 11% | 11% | 11% | 11% | 11% | 11% | 11% | 11% | 11% | 11% | 11% | 11% | 11% | 11% | 11% | 11%
Com-LightingInterior-2021P_V20 | Restaurant_NR_CAN_Lamp_from_CFL_to_LEDScrew | 50% | 50% | 50% | 50% | 50% | 50% | 50% | 50% | 50% | 50% | 50% | 50% | 50% | 50% | 50% | 50% | 50% | 50% | 50%
Com-LightingInterior-2021P_V20 | Restaurant_NR_CAN_Lamp_from_Inc/Hal_to_LEDScrew | 50% | 50% | 50% | 50% | 50% | 50% | 50% | 50% | 50% | 50% | 50% | 50% | 50% | 50% | 50% | 50% | 50% | 50% | 50%
Com-LightingInterior-2021P_V20 | Restaurant_RETRO_CAN_Lamp_from_CFL_to_LEDScrew | 50% | 50% | 50% | 50% | 50% | 50% | 50% | 50% | 50% | 50% | 50% | 50% | 50% | 50% | 50% | 50% | 50% | 50% | 50%
Com-LightingInterior-2021P_V20 | Restaurant_RETRO_CAN_Lamp_from_Inc/Hal_to_LEDScrew | 50% | 50% | 50% | 50% | 50% | 50% | 50% | 50% | 50% | 50% | 50% | 50% | 50% | 50% | 50% | 50% | 50% | 50% | 50%
Com-LightingInterior-2021P_V20 | Restaurant_NEW_DISP_Fixture_from_CFL_to_LEDPanel | 2% | 2% | 2% | 2% | 2% | 2% | 2% | 2% | 2% | 2% | 2% | 2% | 2% | 2% | 2% | 2% | 2% | 2% | 2%
Com-LightingInterior-2021P_V20 | Restaurant_NR_DISP_Lamp_from_CFL_to_LEDScrew | 50% | 50% | 50% | 50% | 50% | 50% | 50% | 50% | 50% | 50% | 50% | 50% | 50% | 50% | 50% | 50% | 50% | 50% | 50%
Com-LightingInterior-2021P_V20 | Restaurant_NR_DISP_Lamp_from_Inc/Hal_to_LEDScrew | 50% | 50% | 50% | 50% | 50% | 50% | 50% | 50% | 50% | 50% | 50% | 50% | 50% | 50% | 50% | 50% | 50% | 50% | 50%
Com-LightingInterior-2021P_V20 | Restaurant_RETRO_DISP_Lamp_from_CFL_to_LEDScrew | 50% | 50% | 50% | 50% | 50% | 50% | 50% | 50% | 50% | 50% | 50% | 50% | 50% | 50% | 50% | 50% | 50% | 50% | 50%
Com-LightingInterior-2021P_V20 | Restaurant_RETRO_DISP_Lamp_from_Inc/Hal_to_LEDScrew | 50% | 50% | 50% | 50% | 50% | 50% | 50% | 50% | 50% | 50% | 50% | 50% | 50% | 50% | 50% | 50% | 50% | 50% | 50%
Com-LightingInterior-2021P_V20 | Restaurant_NEW_OTHER_Fixture_from_CFL_to_LEDPanel | 30% | 30% | 30% | 30% | 30% | 30% | 30% | 30% | 30% | 30% | 30% | 30% | 30% | 30% | 30% | 30% | 30% | 30% | 30%
Com-LightingInterior-2021P_V20 | Restaurant_NR_OTHER_Lamp_from_CFL_to_LEDScrew | 50% | 50% | 50% | 50% | 50% | 50% | 50% | 50% | 50% | 50% | 50% | 50% | 50% | 50% | 50% | 50% | 50% | 50% | 50%
Com-LightingInterior-2021P_V20 | Restaurant_NR_OTHER_Lamp_from_Inc/Hal_to_LEDScrew | 50% | 50% | 50% | 50% | 50% | 50% | 50% | 50% | 50% | 50% | 50% | 50% | 50% | 50% | 50% | 50% | 50% | 50% | 50%
Com-LightingInterior-2021P_V20 | Restaurant_RETRO_OTHER_Lamp_from_CFL_to_LEDScrew | 50% | 50% | 50% | 50% | 50% | 50% | 50% | 50% | 50% | 50% | 50% | 50% | 50% | 50% | 50% | 50% | 50% | 50% | 50%
Com-LightingInterior-2021P_V20 | Restaurant_RETRO_OTHER_Lamp_from_Inc/Hal_to_LEDScrew | 50% | 50% | 50% | 50% | 50% | 50% | 50% | 50% | 50% | 50% | 50% | 50% | 50% | 50% | 50% | 50% | 50% | 50% | 50%
Com-LightingInterior-2021P_V20 | Lodging_NEW_LINEAR_Fixture_from_LFTube_to_LEDPanel_CONTR | 86% | 86% | 86% | 86% | 86% | 86% | 86% | 86% | 86% | 86% | 86% | 86% | 86% | 86% | 86% | 86% | 86% | 86% | 86%
Com-LightingInterior-2021P_V20 | Lodging_NR_LINEAR_Fixture_from_LFTube_to_LEDPanel | 90% | 90% | 90% | 90% | 90% | 90% | 90% | 90% | 90% | 90% | 90% | 90% | 90% | 90% | 90% | 90% | 90% | 90% | 90%
Com-LightingInterior-2021P_V20 | Lodging_NR_LINEAR_Fixture_from_LFTube_to_LEDPanel_RDX | 90% | 90% | 90% | 90% | 90% | 90% | 90% | 90% | 90% | 90% | 90% | 90% | 90% | 90% | 90% | 90% | 90% | 90% | 90%
Com-LightingInterior-2021P_V20 | Lodging_NR_LINEAR_Fixture_from_LFTube_to_LEDPanel_CONTR | 90% | 90% | 90% | 90% | 90% | 90% | 90% | 90% | 90% | 90% | 90% | 90% | 90% | 90% | 90% | 90% | 90% | 90% | 90%
Com-LightingInterior-2021P_V20 | Lodging_NR_LINEAR_Lamp_from_LFTube_to_LEDTube_RDX | 10% | 10% | 10% | 10% | 10% | 10% | 10% | 10% | 10% | 10% | 10% | 10% | 10% | 10% | 10% | 10% | 10% | 10% | 10%
Com-LightingInterior-2021P_V20 | Lodging_NR_LINEAR_Fixture_from_LEDTube_to_LEDPanel_CONTR | 100% | 100% | 100% | 100% | 100% | 100% | 100% | 100% | 100% | 100% | 100% | 100% | 100% | 100% | 100% | 100% | 100% | 100% | 100%
Com-LightingInterior-2021P_V20 | Lodging_RETRO_LINEAR_Fixture_from_LFTube_to_LEDPanel | 10% | 10% | 10% | 10% | 10% | 10% | 10% | 10% | 10% | 10% | 10% | 10% | 10% | 10% | 10% | 10% | 10% | 10% | 10%
Com-LightingInterior-2021P_V20 | Lodging_RETRO_LINEAR_Fixture_from_LFTube_to_LEDPanel_RDX | 10% | 10% | 10% | 10% | 10% | 10% | 10% | 10% | 10% | 10% | 10% | 10% | 10% | 10% | 10% | 10% | 10% | 10% | 10%
Com-LightingInterior-2021P_V20 | Lodging_RETRO_LINEAR_Fixture_from_LFTube_to_LEDPanel_CONTR | 10% | 10% | 10% | 10% | 10% | 10% | 10% | 10% | 10% | 10% | 10% | 10% | 10% | 10% | 10% | 10% | 10% | 10% | 10%
Com-LightingInterior-2021P_V20 | Lodging_RETRO_LINEAR_Lamp_from_LFTube_to_LEDTube_RDX | 90% | 90% | 90% | 90% | 90% | 90% | 90% | 90% | 90% | 90% | 90% | 90% | 90% | 90% | 90% | 90% | 90% | 90% | 90%
Com-LightingInterior-2021P_V20 | Lodging_RETRO_LINEAR_Fixture_from_LEDTube_to_LEDPanel_CONTR | 0% | 0% | 0% | 0% | 0% | 0% | 0% | 0% | 0% | 0% | 0% | 0% | 0% | 0% | 0% | 0% | 0% | 0% | 0%
Com-LightingInterior-2021P_V20 | Lodging_NEW_HIGHBAY_Fixture_from_LFTube_to_LEDPanel_CONTR | 50% | 50% | 50% | 50% | 50% | 50% | 50% | 50% | 50% | 50% | 50% | 50% | 50% | 50% | 50% | 50% | 50% | 50% | 50%
Com-LightingInterior-2021P_V20 | Lodging_NR_HIGHBAY_Fixture_from_LFTube_to_LEDPanel | 90% | 90% | 90% | 90% | 90% | 90% | 90% | 90% | 90% | 90% | 90% | 90% | 90% | 90% | 90% | 90% | 90% | 90% | 90%
Com-LightingInterior-2021P_V20 | Lodging_NR_HIGHBAY_Fixture_from_LFTube_to_LEDPanel_CONTR | 90% | 90% | 90% | 90% | 90% | 90% | 90% | 90% | 90% | 90% | 90% | 90% | 90% | 90% | 90% | 90% | 90% | 90% | 90%
Com-LightingInterior-2021P_V20 | Lodging_NR_HIGHBAY_Fixture_from_HID_to_LEDPanel | 20% | 20% | 20% | 20% | 20% | 20% | 20% | 20% | 20% | 20% | 20% | 20% | 20% | 20% | 20% | 20% | 20% | 20% | 20%
Com-LightingInterior-2021P_V20 | Lodging_NR_HIGHBAY_Fixture_from_HID_to_LEDPanel_CONTR | 20% | 20% | 20% | 20% | 20% | 20% | 20% | 20% | 20% | 20% | 20% | 20% | 20% | 20% | 20% | 20% | 20% | 20% | 20%
Com-LightingInterior-2021P_V20 | Lodging_RETRO_HIGHBAY_Fixture_from_LFTube_to_LEDPanel | 10% | 10% | 10% | 10% | 10% | 10% | 10% | 10% | 10% | 10% | 10% | 10% | 10% | 10% | 10% | 10% | 10% | 10% | 10%
Com-LightingInterior-2021P_V20 | Lodging_RETRO_HIGHBAY_Fixture_from_LFTube_to_LEDPanel_CONTR | 10% | 10% | 10% | 10% | 10% | 10% | 10% | 10% | 10% | 10% | 10% | 10% | 10% | 10% | 10% | 10% | 10% | 10% | 10%
Com-LightingInterior-2021P_V20 | Lodging_RETRO_HIGHBAY_Fixture_from_HID_to_LEDPanel | 80% | 80% | 80% | 80% | 80% | 80% | 80% | 80% | 80% | 80% | 80% | 80% | 80% | 80% | 80% | 80% | 80% | 80% | 80%
Com-LightingInterior-2021P_V20 | Lodging_RETRO_HIGHBAY_Fixture_from_HID_to_LEDPanel_CONTR | 80% | 80% | 80% | 80% | 80% | 80% | 80% | 80% | 80% | 80% | 80% | 80% | 80% | 80% | 80% | 80% | 80% | 80% | 80%
Com-LightingInterior-2021P_V20 | Lodging_NEW_CAN_Fixture_from_CFL_to_LEDPanel | 11% | 11% | 11% | 11% | 11% | 11% | 11% | 11% | 11% | 11% | 11% | 11% | 11% | 11% | 11% | 11% | 11% | 11% | 11%
Com-LightingInterior-2021P_V20 | Lodging_NR_CAN_Lamp_from_CFL_to_LEDScrew | 50% | 50% | 50% | 50% | 50% | 50% | 50% | 50% | 50% | 50% | 50% | 50% | 50% | 50% | 50% | 50% | 50% | 50% | 50%
Com-LightingInterior-2021P_V20 | Lodging_NR_CAN_Lamp_from_Inc/Hal_to_LEDScrew | 50% | 50% | 50% | 50% | 50% | 50% | 50% | 50% | 50% | 50% | 50% | 50% | 50% | 50% | 50% | 50% | 50% | 50% | 50%
Com-LightingInterior-2021P_V20 | Lodging_RETRO_CAN_Lamp_from_CFL_to_LEDScrew | 50% | 50% | 50% | 50% | 50% | 50% | 50% | 50% | 50% | 50% | 50% | 50% | 50% | 50% | 50% | 50% | 50% | 50% | 50%
Com-LightingInterior-2021P_V20 | Lodging_RETRO_CAN_Lamp_from_Inc/Hal_to_LEDScrew | 50% | 50% | 50% | 50% | 50% | 50% | 50% | 50% | 50% | 50% | 50% | 50% | 50% | 50% | 50% | 50% | 50% | 50% | 50%
Com-LightingInterior-2021P_V20 | Lodging_NEW_DISP_Fixture_from_CFL_to_LEDPanel | 2% | 2% | 2% | 2% | 2% | 2% | 2% | 2% | 2% | 2% | 2% | 2% | 2% | 2% | 2% | 2% | 2% | 2% | 2%
Com-LightingInterior-2021P_V20 | Lodging_NR_DISP_Lamp_from_CFL_to_LEDScrew | 50% | 50% | 50% | 50% | 50% | 50% | 50% | 50% | 50% | 50% | 50% | 50% | 50% | 50% | 50% | 50% | 50% | 50% | 50%
Com-LightingInterior-2021P_V20 | Lodging_NR_DISP_Lamp_from_Inc/Hal_to_LEDScrew | 50% | 50% | 50% | 50% | 50% | 50% | 50% | 50% | 50% | 50% | 50% | 50% | 50% | 50% | 50% | 50% | 50% | 50% | 50%
Com-LightingInterior-2021P_V20 | Lodging_RETRO_DISP_Lamp_from_CFL_to_LEDScrew | 50% | 50% | 50% | 50% | 50% | 50% | 50% | 50% | 50% | 50% | 50% | 50% | 50% | 50% | 50% | 50% | 50% | 50% | 50%
Com-LightingInterior-2021P_V20 | Lodging_RETRO_DISP_Lamp_from_Inc/Hal_to_LEDScrew | 50% | 50% | 50% | 50% | 50% | 50% | 50% | 50% | 50% | 50% | 50% | 50% | 50% | 50% | 50% | 50% | 50% | 50% | 50%
Com-LightingInterior-2021P_V20 | Lodging_NEW_OTHER_Fixture_from_CFL_to_LEDPanel | 30% | 30% | 30% | 30% | 30% | 30% | 30% | 30% | 30% | 30% | 30% | 30% | 30% | 30% | 30% | 30% | 30% | 30% | 30%
Com-LightingInterior-2021P_V20 | Lodging_NR_OTHER_Lamp_from_CFL_to_LEDScrew | 50% | 50% | 50% | 50% | 50% | 50% | 50% | 50% | 50% | 50% | 50% | 50% | 50% | 50% | 50% | 50% | 50% | 50% | 50%
Com-LightingInterior-2021P_V20 | Lodging_NR_OTHER_Lamp_from_Inc/Hal_to_LEDScrew | 50% | 50% | 50% | 50% | 50% | 50% | 50% | 50% | 50% | 50% | 50% | 50% | 50% | 50% | 50% | 50% | 50% | 50% | 50%
Com-LightingInterior-2021P_V20 | Lodging_RETRO_OTHER_Lamp_from_CFL_to_LEDScrew | 50% | 50% | 50% | 50% | 50% | 50% | 50% | 50% | 50% | 50% | 50% | 50% | 50% | 50% | 50% | 50% | 50% | 50% | 50%
Com-LightingInterior-2021P_V20 | Lodging_RETRO_OTHER_Lamp_from_Inc/Hal_to_LEDScrew | 50% | 50% | 50% | 50% | 50% | 50% | 50% | 50% | 50% | 50% | 50% | 50% | 50% | 50% | 50% | 50% | 50% | 50% | 50%
Com-LightingInterior-2021P_V20 | Hospital_NEW_LINEAR_Fixture_from_LFTube_to_LEDPanel_CONTR | 86% | 86% | 86% | 86% | 86% | 86% | 86% | 86% | 86% | 86% | 86% | 86% | 86% | 86% | 86% | 86% | 86% | 86% | 86%
Com-LightingInterior-2021P_V20 | Hospital_NR_LINEAR_Fixture_from_LFTube_to_LEDPanel | 90% | 90% | 90% | 90% | 90% | 90% | 90% | 90% | 90% | 90% | 90% | 90% | 90% | 90% | 90% | 90% | 90% | 90% | 90%
Com-LightingInterior-2021P_V20 | Hospital_NR_LINEAR_Fixture_from_LFTube_to_LEDPanel_RDX | 90% | 90% | 90% | 90% | 90% | 90% | 90% | 90% | 90% | 90% | 90% | 90% | 90% | 90% | 90% | 90% | 90% | 90% | 90%
Com-LightingInterior-2021P_V20 | Hospital_NR_LINEAR_Fixture_from_LFTube_to_LEDPanel_CONTR | 90% | 90% | 90% | 90% | 90% | 90% | 90% | 90% | 90% | 90% | 90% | 90% | 90% | 90% | 90% | 90% | 90% | 90% | 90%
Com-LightingInterior-2021P_V20 | Hospital_NR_LINEAR_Lamp_from_LFTube_to_LEDTube_RDX | 10% | 10% | 10% | 10% | 10% | 10% | 10% | 10% | 10% | 10% | 10% | 10% | 10% | 10% | 10% | 10% | 10% | 10% | 10%
Com-LightingInterior-2021P_V20 | Hospital_NR_LINEAR_Fixture_from_LEDTube_to_LEDPanel_CONTR | 100% | 100% | 100% | 100% | 100% | 100% | 100% | 100% | 100% | 100% | 100% | 100% | 100% | 100% | 100% | 100% | 100% | 100% | 100%
Com-LightingInterior-2021P_V20 | Hospital_RETRO_LINEAR_Fixture_from_LFTube_to_LEDPanel | 10% | 10% | 10% | 10% | 10% | 10% | 10% | 10% | 10% | 10% | 10% | 10% | 10% | 10% | 10% | 10% | 10% | 10% | 10%
Com-LightingInterior-2021P_V20 | Hospital_RETRO_LINEAR_Fixture_from_LFTube_to_LEDPanel_RDX | 10% | 10% | 10% | 10% | 10% | 10% | 10% | 10% | 10% | 10% | 10% | 10% | 10% | 10% | 10% | 10% | 10% | 10% | 10%
Com-LightingInterior-2021P_V20 | Hospital_RETRO_LINEAR_Fixture_from_LFTube_to_LEDPanel_CONTR | 10% | 10% | 10% | 10% | 10% | 10% | 10% | 10% | 10% | 10% | 10% | 10% | 10% | 10% | 10% | 10% | 10% | 10% | 10%
Com-LightingInterior-2021P_V20 | Hospital_RETRO_LINEAR_Lamp_from_LFTube_to_LEDTube_RDX | 90% | 90% | 90% | 90% | 90% | 90% | 90% | 90% | 90% | 90% | 90% | 90% | 90% | 90% | 90% | 90% | 90% | 90% | 90%
Com-LightingInterior-2021P_V20 | Hospital_RETRO_LINEAR_Fixture_from_LEDTube_to_LEDPanel_CONTR | 0% | 0% | 0% | 0% | 0% | 0% | 0% | 0% | 0% | 0% | 0% | 0% | 0% | 0% | 0% | 0% | 0% | 0% | 0%
Com-LightingInterior-2021P_V20 | Hospital_NEW_HIGHBAY_Fixture_from_LFTube_to_LEDPanel_CONTR | 50% | 50% | 50% | 50% | 50% | 50% | 50% | 50% | 50% | 50% | 50% | 50% | 50% | 50% | 50% | 50% | 50% | 50% | 50%
Com-LightingInterior-2021P_V20 | Hospital_NR_HIGHBAY_Fixture_from_LFTube_to_LEDPanel | 90% | 90% | 90% | 90% | 90% | 90% | 90% | 90% | 90% | 90% | 90% | 90% | 90% | 90% | 90% | 90% | 90% | 90% | 90%
Com-LightingInterior-2021P_V20 | Hospital_NR_HIGHBAY_Fixture_from_LFTube_to_LEDPanel_CONTR | 90% | 90% | 90% | 90% | 90% | 90% | 90% | 90% | 90% | 90% | 90% | 90% | 90% | 90% | 90% | 90% | 90% | 90% | 90%
Com-LightingInterior-2021P_V20 | Hospital_NR_HIGHBAY_Fixture_from_HID_to_LEDPanel | 20% | 20% | 20% | 20% | 20% | 20% | 20% | 20% | 20% | 20% | 20% | 20% | 20% | 20% | 20% | 20% | 20% | 20% | 20%
Com-LightingInterior-2021P_V20 | Hospital_NR_HIGHBAY_Fixture_from_HID_to_LEDPanel_CONTR | 20% | 20% | 20% | 20% | 20% | 20% | 20% | 20% | 20% | 20% | 20% | 20% | 20% | 20% | 20% | 20% | 20% | 20% | 20%
Com-LightingInterior-2021P_V20 | Hospital_RETRO_HIGHBAY_Fixture_from_LFTube_to_LEDPanel | 10% | 10% | 10% | 10% | 10% | 10% | 10% | 10% | 10% | 10% | 10% | 10% | 10% | 10% | 10% | 10% | 10% | 10% | 10%
Com-LightingInterior-2021P_V20 | Hospital_RETRO_HIGHBAY_Fixture_from_LFTube_to_LEDPanel_CONTR | 10% | 10% | 10% | 10% | 10% | 10% | 10% | 10% | 10% | 10% | 10% | 10% | 10% | 10% | 10% | 10% | 10% | 10% | 10%
Com-LightingInterior-2021P_V20 | Hospital_RETRO_HIGHBAY_Fixture_from_HID_to_LEDPanel | 80% | 80% | 80% | 80% | 80% | 80% | 80% | 80% | 80% | 80% | 80% | 80% | 80% | 80% | 80% | 80% | 80% | 80% | 80%
Com-LightingInterior-2021P_V20 | Hospital_RETRO_HIGHBAY_Fixture_from_HID_to_LEDPanel_CONTR | 80% | 80% | 80% | 80% | 80% | 80% | 80% | 80% | 80% | 80% | 80% | 80% | 80% | 80% | 80% | 80% | 80% | 80% | 80%
Com-LightingInterior-2021P_V20 | Hospital_NEW_CAN_Fixture_from_CFL_to_LEDPanel | 11% | 11% | 11% | 11% | 11% | 11% | 11% | 11% | 11% | 11% | 11% | 11% | 11% | 11% | 11% | 11% | 11% | 11% | 11%
Com-LightingInterior-2021P_V20 | Hospital_NR_CAN_Lamp_from_CFL_to_LEDScrew | 50% | 50% | 50% | 50% | 50% | 50% | 50% | 50% | 50% | 50% | 50% | 50% | 50% | 50% | 50% | 50% | 50% | 50% | 50%
Com-LightingInterior-2021P_V20 | Hospital_NR_CAN_Lamp_from_Inc/Hal_to_LEDScrew | 50% | 50% | 50% | 50% | 50% | 50% | 50% | 50% | 50% | 50% | 50% | 50% | 50% | 50% | 50% | 50% | 50% | 50% | 50%
Com-LightingInterior-2021P_V20 | Hospital_RETRO_CAN_Lamp_from_CFL_to_LEDScrew | 50% | 50% | 50% | 50% | 50% | 50% | 50% | 50% | 50% | 50% | 50% | 50% | 50% | 50% | 50% | 50% | 50% | 50% | 50%
Com-LightingInterior-2021P_V20 | Hospital_RETRO_CAN_Lamp_from_Inc/Hal_to_LEDScrew | 50% | 50% | 50% | 50% | 50% | 50% | 50% | 50% | 50% | 50% | 50% | 50% | 50% | 50% | 50% | 50% | 50% | 50% | 50%
Com-LightingInterior-2021P_V20 | Hospital_NEW_DISP_Fixture_from_CFL_to_LEDPanel | 2% | 2% | 2% | 2% | 2% | 2% | 2% | 2% | 2% | 2% | 2% | 2% | 2% | 2% | 2% | 2% | 2% | 2% | 2%
Com-LightingInterior-2021P_V20 | Hospital_NR_DISP_Lamp_from_CFL_to_LEDScrew | 50% | 50% | 50% | 50% | 50% | 50% | 50% | 50% | 50% | 50% | 50% | 50% | 50% | 50% | 50% | 50% | 50% | 50% | 50%
Com-LightingInterior-2021P_V20 | Hospital_NR_DISP_Lamp_from_Inc/Hal_to_LEDScrew | 50% | 50% | 50% | 50% | 50% | 50% | 50% | 50% | 50% | 50% | 50% | 50% | 50% | 50% | 50% | 50% | 50% | 50% | 50%
Com-LightingInterior-2021P_V20 | Hospital_RETRO_DISP_Lamp_from_CFL_to_LEDScrew | 50% | 50% | 50% | 50% | 50% | 50% | 50% | 50% | 50% | 50% | 50% | 50% | 50% | 50% | 50% | 50% | 50% | 50% | 50%
Com-LightingInterior-2021P_V20 | Hospital_RETRO_DISP_Lamp_from_Inc/Hal_to_LEDScrew | 50% | 50% | 50% | 50% | 50% | 50% | 50% | 50% | 50% | 50% | 50% | 50% | 50% | 50% | 50% | 50% | 50% | 50% | 50%
Com-LightingInterior-2021P_V20 | Hospital_NEW_OTHER_Fixture_from_CFL_to_LEDPanel | 30% | 30% | 30% | 30% | 30% | 30% | 30% | 30% | 30% | 30% | 30% | 30% | 30% | 30% | 30% | 30% | 30% | 30% | 30%
Com-LightingInterior-2021P_V20 | Hospital_NR_OTHER_Lamp_from_CFL_to_LEDScrew | 50% | 50% | 50% | 50% | 50% | 50% | 50% | 50% | 50% | 50% | 50% | 50% | 50% | 50% | 50% | 50% | 50% | 50% | 50%
Com-LightingInterior-2021P_V20 | Hospital_NR_OTHER_Lamp_from_Inc/Hal_to_LEDScrew | 50% | 50% | 50% | 50% | 50% | 50% | 50% | 50% | 50% | 50% | 50% | 50% | 50% | 50% | 50% | 50% | 50% | 50% | 50%
Com-LightingInterior-2021P_V20 | Hospital_RETRO_OTHER_Lamp_from_CFL_to_LEDScrew | 50% | 50% | 50% | 50% | 50% | 50% | 50% | 50% | 50% | 50% | 50% | 50% | 50% | 50% | 50% | 50% | 50% | 50% | 50%
Com-LightingInterior-2021P_V20 | Hospital_RETRO_OTHER_Lamp_from_Inc/Hal_to_LEDScrew | 50% | 50% | 50% | 50% | 50% | 50% | 50% | 50% | 50% | 50% | 50% | 50% | 50% | 50% | 50% | 50% | 50% | 50% | 50%
Com-LightingInterior-2021P_V20 | Residential Care_NEW_LINEAR_Fixture_from_LFTube_to_LEDPanel_CONTR | 86% | 86% | 86% | 86% | 86% | 86% | 86% | 86% | 86% | 86% | 86% | 86% | 86% | 86% | 86% | 86% | 86% | 86% | 86%
Com-LightingInterior-2021P_V20 | Residential Care_NR_LINEAR_Fixture_from_LFTube_to_LEDPanel | 90% | 90% | 90% | 90% | 90% | 90% | 90% | 90% | 90% | 90% | 90% | 90% | 90% | 90% | 90% | 90% | 90% | 90% | 90%
Com-LightingInterior-2021P_V20 | Residential Care_NR_LINEAR_Fixture_from_LFTube_to_LEDPanel_RDX | 90% | 90% | 90% | 90% | 90% | 90% | 90% | 90% | 90% | 90% | 90% | 90% | 90% | 90% | 90% | 90% | 90% | 90% | 90%
Com-LightingInterior-2021P_V20 | Residential Care_NR_LINEAR_Fixture_from_LFTube_to_LEDPanel_CONTR | 90% | 90% | 90% | 90% | 90% | 90% | 90% | 90% | 90% | 90% | 90% | 90% | 90% | 90% | 90% | 90% | 90% | 90% | 90%
Com-LightingInterior-2021P_V20 | Residential Care_NR_LINEAR_Lamp_from_LFTube_to_LEDTube_RDX | 10% | 10% | 10% | 10% | 10% | 10% | 10% | 10% | 10% | 10% | 10% | 10% | 10% | 10% | 10% | 10% | 10% | 10% | 10%
Com-LightingInterior-2021P_V20 | Residential Care_NR_LINEAR_Fixture_from_LEDTube_to_LEDPanel_CONTR | 100% | 100% | 100% | 100% | 100% | 100% | 100% | 100% | 100% | 100% | 100% | 100% | 100% | 100% | 100% | 100% | 100% | 100% | 100%
Com-LightingInterior-2021P_V20 | Residential Care_RETRO_LINEAR_Fixture_from_LFTube_to_LEDPanel | 10% | 10% | 10% | 10% | 10% | 10% | 10% | 10% | 10% | 10% | 10% | 10% | 10% | 10% | 10% | 10% | 10% | 10% | 10%
Com-LightingInterior-2021P_V20 | Residential Care_RETRO_LINEAR_Fixture_from_LFTube_to_LEDPanel_RDX | 10% | 10% | 10% | 10% | 10% | 10% | 10% | 10% | 10% | 10% | 10% | 10% | 10% | 10% | 10% | 10% | 10% | 10% | 10%
Com-LightingInterior-2021P_V20 | Residential Care_RETRO_LINEAR_Fixture_from_LFTube_to_LEDPanel_CONTR | 10% | 10% | 10% | 10% | 10% | 10% | 10% | 10% | 10% | 10% | 10% | 10% | 10% | 10% | 10% | 10% | 10% | 10% | 10%
Com-LightingInterior-2021P_V20 | Residential Care_RETRO_LINEAR_Lamp_from_LFTube_to_LEDTube_RDX | 90% | 90% | 90% | 90% | 90% | 90% | 90% | 90% | 90% | 90% | 90% | 90% | 90% | 90% | 90% | 90% | 90% | 90% | 90%
Com-LightingInterior-2021P_V20 | Residential Care_RETRO_LINEAR_Fixture_from_LEDTube_to_LEDPanel_CONTR | 0% | 0% | 0% | 0% | 0% | 0% | 0% | 0% | 0% | 0% | 0% | 0% | 0% | 0% | 0% | 0% | 0% | 0% | 0%
Com-LightingInterior-2021P_V20 | Residential Care_NEW_HIGHBAY_Fixture_from_LFTube_to_LEDPanel_CONTR | 50% | 50% | 50% | 50% | 50% | 50% | 50% | 50% | 50% | 50% | 50% | 50% | 50% | 50% | 50% | 50% | 50% | 50% | 50%
Com-LightingInterior-2021P_V20 | Residential Care_NR_HIGHBAY_Fixture_from_LFTube_to_LEDPanel | 90% | 90% | 90% | 90% | 90% | 90% | 90% | 90% | 90% | 90% | 90% | 90% | 90% | 90% | 90% | 90% | 90% | 90% | 90%
Com-LightingInterior-2021P_V20 | Residential Care_NR_HIGHBAY_Fixture_from_LFTube_to_LEDPanel_CONTR | 90% | 90% | 90% | 90% | 90% | 90% | 90% | 90% | 90% | 90% | 90% | 90% | 90% | 90% | 90% | 90% | 90% | 90% | 90%
Com-LightingInterior-2021P_V20 | Residential Care_NR_HIGHBAY_Fixture_from_HID_to_LEDPanel | 20% | 20% | 20% | 20% | 20% | 20% | 20% | 20% | 20% | 20% | 20% | 20% | 20% | 20% | 20% | 20% | 20% | 20% | 20%
Com-LightingInterior-2021P_V20 | Residential Care_NR_HIGHBAY_Fixture_from_HID_to_LEDPanel_CONTR | 20% | 20% | 20% | 20% | 20% | 20% | 20% | 20% | 20% | 20% | 20% | 20% | 20% | 20% | 20% | 20% | 20% | 20% | 20%
Com-LightingInterior-2021P_V20 | Residential Care_RETRO_HIGHBAY_Fixture_from_LFTube_to_LEDPanel | 10% | 10% | 10% | 10% | 10% | 10% | 10% | 10% | 10% | 10% | 10% | 10% | 10% | 10% | 10% | 10% | 10% | 10% | 10%
Com-LightingInterior-2021P_V20 | Residential Care_RETRO_HIGHBAY_Fixture_from_LFTube_to_LEDPanel_CONTR | 10% | 10% | 10% | 10% | 10% | 10% | 10% | 10% | 10% | 10% | 10% | 10% | 10% | 10% | 10% | 10% | 10% | 10% | 10%
Com-LightingInterior-2021P_V20 | Residential Care_RETRO_HIGHBAY_Fixture_from_HID_to_LEDPanel | 80% | 80% | 80% | 80% | 80% | 80% | 80% | 80% | 80% | 80% | 80% | 80% | 80% | 80% | 80% | 80% | 80% | 80% | 80%
Com-LightingInterior-2021P_V20 | Residential Care_RETRO_HIGHBAY_Fixture_from_HID_to_LEDPanel_CONTR | 80% | 80% | 80% | 80% | 80% | 80% | 80% | 80% | 80% | 80% | 80% | 80% | 80% | 80% | 80% | 80% | 80% | 80% | 80%
Com-LightingInterior-2021P_V20 | Residential Care_NEW_CAN_Fixture_from_CFL_to_LEDPanel | 11% | 11% | 11% | 11% | 11% | 11% | 11% | 11% | 11% | 11% | 11% | 11% | 11% | 11% | 11% | 11% | 11% | 11% | 11%
Com-LightingInterior-2021P_V20 | Residential Care_NR_CAN_Lamp_from_CFL_to_LEDScrew | 50% | 50% | 50% | 50% | 50% | 50% | 50% | 50% | 50% | 50% | 50% | 50% | 50% | 50% | 50% | 50% | 50% | 50% | 50%
Com-LightingInterior-2021P_V20 | Residential Care_NR_CAN_Lamp_from_Inc/Hal_to_LEDScrew | 50% | 50% | 50% | 50% | 50% | 50% | 50% | 50% | 50% | 50% | 50% | 50% | 50% | 50% | 50% | 50% | 50% | 50% | 50%
Com-LightingInterior-2021P_V20 | Residential Care_RETRO_CAN_Lamp_from_CFL_to_LEDScrew | 50% | 50% | 50% | 50% | 50% | 50% | 50% | 50% | 50% | 50% | 50% | 50% | 50% | 50% | 50% | 50% | 50% | 50% | 50%
Com-LightingInterior-2021P_V20 | Residential Care_RETRO_CAN_Lamp_from_Inc/Hal_to_LEDScrew | 50% | 50% | 50% | 50% | 50% | 50% | 50% | 50% | 50% | 50% | 50% | 50% | 50% | 50% | 50% | 50% | 50% | 50% | 50%
Com-LightingInterior-2021P_V20 | Residential Care_NEW_DISP_Fixture_from_CFL_to_LEDPanel | 2% | 2% | 2% | 2% | 2% | 2% | 2% | 2% | 2% | 2% | 2% | 2% | 2% | 2% | 2% | 2% | 2% | 2% | 2%
Com-LightingInterior-2021P_V20 | Residential Care_NR_DISP_Lamp_from_CFL_to_LEDScrew | 50% | 50% | 50% | 50% | 50% | 50% | 50% | 50% | 50% | 50% | 50% | 50% | 50% | 50% | 50% | 50% | 50% | 50% | 50%
Com-LightingInterior-2021P_V20 | Residential Care_NR_DISP_Lamp_from_Inc/Hal_to_LEDScrew | 50% | 50% | 50% | 50% | 50% | 50% | 50% | 50% | 50% | 50% | 50% | 50% | 50% | 50% | 50% | 50% | 50% | 50% | 50%
Com-LightingInterior-2021P_V20 | Residential Care_RETRO_DISP_Lamp_from_CFL_to_LEDScrew | 50% | 50% | 50% | 50% | 50% | 50% | 50% | 50% | 50% | 50% | 50% | 50% | 50% | 50% | 50% | 50% | 50% | 50% | 50%
Com-LightingInterior-2021P_V20 | Residential Care_RETRO_DISP_Lamp_from_Inc/Hal_to_LEDScrew | 50% | 50% | 50% | 50% | 50% | 50% | 50% | 50% | 50% | 50% | 50% | 50% | 50% | 50% | 50% | 50% | 50% | 50% | 50%
Com-LightingInterior-2021P_V20 | Residential Care_NEW_OTHER_Fixture_from_CFL_to_LEDPanel | 30% | 30% | 30% | 30% | 30% | 30% | 30% | 30% | 30% | 30% | 30% | 30% | 30% | 30% | 30% | 30% | 30% | 30% | 30%
Com-LightingInterior-2021P_V20 | Residential Care_NR_OTHER_Lamp_from_CFL_to_LEDScrew | 50% | 50% | 50% | 50% | 50% | 50% | 50% | 50% | 50% | 50% | 50% | 50% | 50% | 50% | 50% | 50% | 50% | 50% | 50%
Com-LightingInterior-2021P_V20 | Residential Care_NR_OTHER_Lamp_from_Inc/Hal_to_LEDScrew | 50% | 50% | 50% | 50% | 50% | 50% | 50% | 50% | 50% | 50% | 50% | 50% | 50% | 50% | 50% | 50% | 50% | 50% | 50%
Com-LightingInterior-2021P_V20 | Residential Care_RETRO_OTHER_Lamp_from_CFL_to_LEDScrew | 50% | 50% | 50% | 50% | 50% | 50% | 50% | 50% | 50% | 50% | 50% | 50% | 50% | 50% | 50% | 50% | 50% | 50% | 50%
Com-LightingInterior-2021P_V20 | Residential Care_RETRO_OTHER_Lamp_from_Inc/Hal_to_LEDScrew | 50% | 50% | 50% | 50% | 50% | 50% | 50% | 50% | 50% | 50% | 50% | 50% | 50% | 50% | 50% | 50% | 50% | 50% | 50%
Com-LightingInterior-2021P_V20 | Assembly_NEW_LINEAR_Fixture_from_LFTube_to_LEDPanel_CONTR | 86% | 86% | 86% | 86% | 86% | 86% | 86% | 86% | 86% | 86% | 86% | 86% | 86% | 86% | 86% | 86% | 86% | 86% | 86%
Com-LightingInterior-2021P_V20 | Assembly_NR_LINEAR_Fixture_from_LFTube_to_LEDPanel | 90% | 90% | 90% | 90% | 90% | 90% | 90% | 90% | 90% | 90% | 90% | 90% | 90% | 90% | 90% | 90% | 90% | 90% | 90%
Com-LightingInterior-2021P_V20 | Assembly_NR_LINEAR_Fixture_from_LFTube_to_LEDPanel_RDX | 90% | 90% | 90% | 90% | 90% | 90% | 90% | 90% | 90% | 90% | 90% | 90% | 90% | 90% | 90% | 90% | 90% | 90% | 90%
Com-LightingInterior-2021P_V20 | Assembly_NR_LINEAR_Fixture_from_LFTube_to_LEDPanel_CONTR | 90% | 90% | 90% | 90% | 90% | 90% | 90% | 90% | 90% | 90% | 90% | 90% | 90% | 90% | 90% | 90% | 90% | 90% | 90%
Com-LightingInterior-2021P_V20 | Assembly_NR_LINEAR_Lamp_from_LFTube_to_LEDTube_RDX | 10% | 10% | 10% | 10% | 10% | 10% | 10% | 10% | 10% | 10% | 10% | 10% | 10% | 10% | 10% | 10% | 10% | 10% | 10%
Com-LightingInterior-2021P_V20 | Assembly_NR_LINEAR_Fixture_from_LEDTube_to_LEDPanel_CONTR | 100% | 100% | 100% | 100% | 100% | 100% | 100% | 100% | 100% | 100% | 100% | 100% | 100% | 100% | 100% | 100% | 100% | 100% | 100%
Com-LightingInterior-2021P_V20 | Assembly_RETRO_LINEAR_Fixture_from_LFTube_to_LEDPanel | 10% | 10% | 10% | 10% | 10% | 10% | 10% | 10% | 10% | 10% | 10% | 10% | 10% | 10% | 10% | 10% | 10% | 10% | 10%
Com-LightingInterior-2021P_V20 | Assembly_RETRO_LINEAR_Fixture_from_LFTube_to_LEDPanel_RDX | 10% | 10% | 10% | 10% | 10% | 10% | 10% | 10% | 10% | 10% | 10% | 10% | 10% | 10% | 10% | 10% | 10% | 10% | 10%
Com-LightingInterior-2021P_V20 | Assembly_RETRO_LINEAR_Fixture_from_LFTube_to_LEDPanel_CONTR | 10% | 10% | 10% | 10% | 10% | 10% | 10% | 10% | 10% | 10% | 10% | 10% | 10% | 10% | 10% | 10% | 10% | 10% | 10%
Com-LightingInterior-2021P_V20 | Assembly_RETRO_LINEAR_Lamp_from_LFTube_to_LEDTube_RDX | 90% | 90% | 90% | 90% | 90% | 90% | 90% | 90% | 90% | 90% | 90% | 90% | 90% | 90% | 90% | 90% | 90% | 90% | 90%
Com-LightingInterior-2021P_V20 | Assembly_RETRO_LINEAR_Fixture_from_LEDTube_to_LEDPanel_CONTR | 0% | 0% | 0% | 0% | 0% | 0% | 0% | 0% | 0% | 0% | 0% | 0% | 0% | 0% | 0% | 0% | 0% | 0% | 0%
Com-LightingInterior-2021P_V20 | Assembly_NEW_HIGHBAY_Fixture_from_LFTube_to_LEDPanel_CONTR | 50% | 50% | 50% | 50% | 50% | 50% | 50% | 50% | 50% | 50% | 50% | 50% | 50% | 50% | 50% | 50% | 50% | 50% | 50%
Com-LightingInterior-2021P_V20 | Assembly_NR_HIGHBAY_Fixture_from_LFTube_to_LEDPanel | 90% | 90% | 90% | 90% | 90% | 90% | 90% | 90% | 90% | 90% | 90% | 90% | 90% | 90% | 90% | 90% | 90% | 90% | 90%
Com-LightingInterior-2021P_V20 | Assembly_NR_HIGHBAY_Fixture_from_LFTube_to_LEDPanel_CONTR | 90% | 90% | 90% | 90% | 90% | 90% | 90% | 90% | 90% | 90% | 90% | 90% | 90% | 90% | 90% | 90% | 90% | 90% | 90%
Com-LightingInterior-2021P_V20 | Assembly_NR_HIGHBAY_Fixture_from_HID_to_LEDPanel | 20% | 20% | 20% | 20% | 20% | 20% | 20% | 20% | 20% | 20% | 20% | 20% | 20% | 20% | 20% | 20% | 20% | 20% | 20%
Com-LightingInterior-2021P_V20 | Assembly_NR_HIGHBAY_Fixture_from_HID_to_LEDPanel_CONTR | 20% | 20% | 20% | 20% | 20% | 20% | 20% | 20% | 20% | 20% | 20% | 20% | 20% | 20% | 20% | 20% | 20% | 20% | 20%
Com-LightingInterior-2021P_V20 | Assembly_RETRO_HIGHBAY_Fixture_from_LFTube_to_LEDPanel | 10% | 10% | 10% | 10% | 10% | 10% | 10% | 10% | 10% | 10% | 10% | 10% | 10% | 10% | 10% | 10% | 10% | 10% | 10%
Com-LightingInterior-2021P_V20 | Assembly_RETRO_HIGHBAY_Fixture_from_LFTube_to_LEDPanel_CONTR | 10% | 10% | 10% | 10% | 10% | 10% | 10% | 10% | 10% | 10% | 10% | 10% | 10% | 10% | 10% | 10% | 10% | 10% | 10%
Com-LightingInterior-2021P_V20 | Assembly_RETRO_HIGHBAY_Fixture_from_HID_to_LEDPanel | 80% | 80% | 80% | 80% | 80% | 80% | 80% | 80% | 80% | 80% | 80% | 80% | 80% | 80% | 80% | 80% | 80% | 80% | 80%
Com-LightingInterior-2021P_V20 | Assembly_RETRO_HIGHBAY_Fixture_from_HID_to_LEDPanel_CONTR | 80% | 80% | 80% | 80% | 80% | 80% | 80% | 80% | 80% | 80% | 80% | 80% | 80% | 80% | 80% | 80% | 80% | 80% | 80%
Com-LightingInterior-2021P_V20 | Assembly_NEW_CAN_Fixture_from_CFL_to_LEDPanel | 11% | 11% | 11% | 11% | 11% | 11% | 11% | 11% | 11% | 11% | 11% | 11% | 11% | 11% | 11% | 11% | 11% | 11% | 11%
Com-LightingInterior-2021P_V20 | Assembly_NR_CAN_Lamp_from_CFL_to_LEDScrew | 50% | 50% | 50% | 50% | 50% | 50% | 50% | 50% | 50% | 50% | 50% | 50% | 50% | 50% | 50% | 50% | 50% | 50% | 50%
Com-LightingInterior-2021P_V20 | Assembly_NR_CAN_Lamp_from_Inc/Hal_to_LEDScrew | 50% | 50% | 50% | 50% | 50% | 50% | 50% | 50% | 50% | 50% | 50% | 50% | 50% | 50% | 50% | 50% | 50% | 50% | 50%
Com-LightingInterior-2021P_V20 | Assembly_RETRO_CAN_Lamp_from_CFL_to_LEDScrew | 50% | 50% | 50% | 50% | 50% | 50% | 50% | 50% | 50% | 50% | 50% | 50% | 50% | 50% | 50% | 50% | 50% | 50% | 50%
Com-LightingInterior-2021P_V20 | Assembly_RETRO_CAN_Lamp_from_Inc/Hal_to_LEDScrew | 50% | 50% | 50% | 50% | 50% | 50% | 50% | 50% | 50% | 50% | 50% | 50% | 50% | 50% | 50% | 50% | 50% | 50% | 50%
Com-LightingInterior-2021P_V20 | Assembly_NEW_DISP_Fixture_from_CFL_to_LEDPanel | 2% | 2% | 2% | 2% | 2% | 2% | 2% | 2% | 2% | 2% | 2% | 2% | 2% | 2% | 2% | 2% | 2% | 2% | 2%
Com-LightingInterior-2021P_V20 | Assembly_NR_DISP_Lamp_from_CFL_to_LEDScrew | 50% | 50% | 50% | 50% | 50% | 50% | 50% | 50% | 50% | 50% | 50% | 50% | 50% | 50% | 50% | 50% | 50% | 50% | 50%
Com-LightingInterior-2021P_V20 | Assembly_NR_DISP_Lamp_from_Inc/Hal_to_LEDScrew | 50% | 50% | 50% | 50% | 50% | 50% | 50% | 50% | 50% | 50% | 50% | 50% | 50% | 50% | 50% | 50% | 50% | 50% | 50%
Com-LightingInterior-2021P_V20 | Assembly_RETRO_DISP_Lamp_from_CFL_to_LEDScrew | 50% | 50% | 50% | 50% | 50% | 50% | 50% | 50% | 50% | 50% | 50% | 50% | 50% | 50% | 50% | 50% | 50% | 50% | 50%
Com-LightingInterior-2021P_V20 | Assembly_RETRO_DISP_Lamp_from_Inc/Hal_to_LEDScrew | 50% | 50% | 50% | 50% | 50% | 50% | 50% | 50% | 50% | 50% | 50% | 50% | 50% | 50% | 50% | 50% | 50% | 50% | 50%
Com-LightingInterior-2021P_V20 | Assembly_NEW_OTHER_Fixture_from_CFL_to_LEDPanel | 30% | 30% | 30% | 30% | 30% | 30% | 30% | 30% | 30% | 30% | 30% | 30% | 30% | 30% | 30% | 30% | 30% | 30% | 30%
Com-LightingInterior-2021P_V20 | Assembly_NR_OTHER_Lamp_from_CFL_to_LEDScrew | 50% | 50% | 50% | 50% | 50% | 50% | 50% | 50% | 50% | 50% | 50% | 50% | 50% | 50% | 50% | 50% | 50% | 50% | 50%
Com-LightingInterior-2021P_V20 | Assembly_NR_OTHER_Lamp_from_Inc/Hal_to_LEDScrew | 50% | 50% | 50% | 50% | 50% | 50% | 50% | 50% | 50% | 50% | 50% | 50% | 50% | 50% | 50% | 50% | 50% | 50% | 50%
Com-LightingInterior-2021P_V20 | Assembly_RETRO_OTHER_Lamp_from_CFL_to_LEDScrew | 50% | 50% | 50% | 50% | 50% | 50% | 50% | 50% | 50% | 50% | 50% | 50% | 50% | 50% | 50% | 50% | 50% | 50% | 50%
Com-LightingInterior-2021P_V20 | Assembly_RETRO_OTHER_Lamp_from_Inc/Hal_to_LEDScrew | 50% | 50% | 50% | 50% | 50% | 50% | 50% | 50% | 50% | 50% | 50% | 50% | 50% | 50% | 50% | 50% | 50% | 50% | 50%
Com-LightingInterior-2021P_V20 | Other_NEW_LINEAR_Fixture_from_LFTube_to_LEDPanel_CONTR | 86% | 86% | 86% | 86% | 86% | 86% | 86% | 86% | 86% | 86% | 86% | 86% | 86% | 86% | 86% | 86% | 86% | 86% | 86%
Com-LightingInterior-2021P_V20 | Other_NR_LINEAR_Fixture_from_LFTube_to_LEDPanel | 90% | 90% | 90% | 90% | 90% | 90% | 90% | 90% | 90% | 90% | 90% | 90% | 90% | 90% | 90% | 90% | 90% | 90% | 90%
Com-LightingInterior-2021P_V20 | Other_NR_LINEAR_Fixture_from_LFTube_to_LEDPanel_RDX | 90% | 90% | 90% | 90% | 90% | 90% | 90% | 90% | 90% | 90% | 90% | 90% | 90% | 90% | 90% | 90% | 90% | 90% | 90%
Com-LightingInterior-2021P_V20 | Other_NR_LINEAR_Fixture_from_LFTube_to_LEDPanel_CONTR | 90% | 90% | 90% | 90% | 90% | 90% | 90% | 90% | 90% | 90% | 90% | 90% | 90% | 90% | 90% | 90% | 90% | 90% | 90%
Com-LightingInterior-2021P_V20 | Other_NR_LINEAR_Lamp_from_LFTube_to_LEDTube_RDX | 10% | 10% | 10% | 10% | 10% | 10% | 10% | 10% | 10% | 10% | 10% | 10% | 10% | 10% | 10% | 10% | 10% | 10% | 10%
Com-LightingInterior-2021P_V20 | Other_NR_LINEAR_Fixture_from_LEDTube_to_LEDPanel_CONTR | 100% | 100% | 100% | 100% | 100% | 100% | 100% | 100% | 100% | 100% | 100% | 100% | 100% | 100% | 100% | 100% | 100% | 100% | 100%
Com-LightingInterior-2021P_V20 | Other_RETRO_LINEAR_Fixture_from_LFTube_to_LEDPanel | 10% | 10% | 10% | 10% | 10% | 10% | 10% | 10% | 10% | 10% | 10% | 10% | 10% | 10% | 10% | 10% | 10% | 10% | 10%
Com-LightingInterior-2021P_V20 | Other_RETRO_LINEAR_Fixture_from_LFTube_to_LEDPanel_RDX | 10% | 10% | 10% | 10% | 10% | 10% | 10% | 10% | 10% | 10% | 10% | 10% | 10% | 10% | 10% | 10% | 10% | 10% | 10%
Com-LightingInterior-2021P_V20 | Other_RETRO_LINEAR_Fixture_from_LFTube_to_LEDPanel_CONTR | 10% | 10% | 10% | 10% | 10% | 10% | 10% | 10% | 10% | 10% | 10% | 10% | 10% | 10% | 10% | 10% | 10% | 10% | 10%
Com-LightingInterior-2021P_V20 | Other_RETRO_LINEAR_Lamp_from_LFTube_to_LEDTube_RDX | 90% | 90% | 90% | 90% | 90% | 90% | 90% | 90% | 90% | 90% | 90% | 90% | 90% | 90% | 90% | 90% | 90% | 90% | 90%
Com-LightingInterior-2021P_V20 | Other_RETRO_LINEAR_Fixture_from_LEDTube_to_LEDPanel_CONTR | 0% | 0% | 0% | 0% | 0% | 0% | 0% | 0% | 0% | 0% | 0% | 0% | 0% | 0% | 0% | 0% | 0% | 0% | 0%
Com-LightingInterior-2021P_V20 | Other_NEW_HIGHBAY_Fixture_from_LFTube_to_LEDPanel_CONTR | 50% | 50% | 50% | 50% | 50% | 50% | 50% | 50% | 50% | 50% | 50% | 50% | 50% | 50% | 50% | 50% | 50% | 50% | 50%
Com-LightingInterior-2021P_V20 | Other_NR_HIGHBAY_Fixture_from_LFTube_to_LEDPanel | 90% | 90% | 90% | 90% | 90% | 90% | 90% | 90% | 90% | 90% | 90% | 90% | 90% | 90% | 90% | 90% | 90% | 90% | 90%
Com-LightingInterior-2021P_V20 | Other_NR_HIGHBAY_Fixture_from_LFTube_to_LEDPanel_CONTR | 90% | 90% | 90% | 90% | 90% | 90% | 90% | 90% | 90% | 90% | 90% | 90% | 90% | 90% | 90% | 90% | 90% | 90% | 90%
Com-LightingInterior-2021P_V20 | Other_NR_HIGHBAY_Fixture_from_HID_to_LEDPanel | 20% | 20% | 20% | 20% | 20% | 20% | 20% | 20% | 20% | 20% | 20% | 20% | 20% | 20% | 20% | 20% | 20% | 20% | 20%
Com-LightingInterior-2021P_V20 | Other_NR_HIGHBAY_Fixture_from_HID_to_LEDPanel_CONTR | 20% | 20% | 20% | 20% | 20% | 20% | 20% | 20% | 20% | 20% | 20% | 20% | 20% | 20% | 20% | 20% | 20% | 20% | 20%
Com-LightingInterior-2021P_V20 | Other_RETRO_HIGHBAY_Fixture_from_LFTube_to_LEDPanel | 10% | 10% | 10% | 10% | 10% | 10% | 10% | 10% | 10% | 10% | 10% | 10% | 10% | 10% | 10% | 10% | 10% | 10% | 10%
Com-LightingInterior-2021P_V20 | Other_RETRO_HIGHBAY_Fixture_from_LFTube_to_LEDPanel_CONTR | 10% | 10% | 10% | 10% | 10% | 10% | 10% | 10% | 10% | 10% | 10% | 10% | 10% | 10% | 10% | 10% | 10% | 10% | 10%
Com-LightingInterior-2021P_V20 | Other_RETRO_HIGHBAY_Fixture_from_HID_to_LEDPanel | 80% | 80% | 80% | 80% | 80% | 80% | 80% | 80% | 80% | 80% | 80% | 80% | 80% | 80% | 80% | 80% | 80% | 80% | 80%
Com-LightingInterior-2021P_V20 | Other_RETRO_HIGHBAY_Fixture_from_HID_to_LEDPanel_CONTR | 80% | 80% | 80% | 80% | 80% | 80% | 80% | 80% | 80% | 80% | 80% | 80% | 80% | 80% | 80% | 80% | 80% | 80% | 80%
Com-LightingInterior-2021P_V20 | Other_NEW_CAN_Fixture_from_CFL_to_LEDPanel | 11% | 11% | 11% | 11% | 11% | 11% | 11% | 11% | 11% | 11% | 11% | 11% | 11% | 11% | 11% | 11% | 11% | 11% | 11%
Com-LightingInterior-2021P_V20 | Other_NR_CAN_Lamp_from_CFL_to_LEDScrew | 50% | 50% | 50% | 50% | 50% | 50% | 50% | 50% | 50% | 50% | 50% | 50% | 50% | 50% | 50% | 50% | 50% | 50% | 50%
Com-LightingInterior-2021P_V20 | Other_NR_CAN_Lamp_from_Inc/Hal_to_LEDScrew | 50% | 50% | 50% | 50% | 50% | 50% | 50% | 50% | 50% | 50% | 50% | 50% | 50% | 50% | 50% | 50% | 50% | 50% | 50%
Com-LightingInterior-2021P_V20 | Other_RETRO_CAN_Lamp_from_CFL_to_LEDScrew | 50% | 50% | 50% | 50% | 50% | 50% | 50% | 50% | 50% | 50% | 50% | 50% | 50% | 50% | 50% | 50% | 50% | 50% | 50%
Com-LightingInterior-2021P_V20 | Other_RETRO_CAN_Lamp_from_Inc/Hal_to_LEDScrew | 50% | 50% | 50% | 50% | 50% | 50% | 50% | 50% | 50% | 50% | 50% | 50% | 50% | 50% | 50% | 50% | 50% | 50% | 50%
Com-LightingInterior-2021P_V20 | Other_NEW_DISP_Fixture_from_CFL_to_LEDPanel | 2% | 2% | 2% | 2% | 2% | 2% | 2% | 2% | 2% | 2% | 2% | 2% | 2% | 2% | 2% | 2% | 2% | 2% | 2%
Com-LightingInterior-2021P_V20 | Other_NR_DISP_Lamp_from_CFL_to_LEDScrew | 50% | 50% | 50% | 50% | 50% | 50% | 50% | 50% | 50% | 50% | 50% | 50% | 50% | 50% | 50% | 50% | 50% | 50% | 50%
Com-LightingInterior-2021P_V20 | Other_NR_DISP_Lamp_from_Inc/Hal_to_LEDScrew | 50% | 50% | 50% | 50% | 50% | 50% | 50% | 50% | 50% | 50% | 50% | 50% | 50% | 50% | 50% | 50% | 50% | 50% | 50%
Com-LightingInterior-2021P_V20 | Other_RETRO_DISP_Lamp_from_CFL_to_LEDScrew | 50% | 50% | 50% | 50% | 50% | 50% | 50% | 50% | 50% | 50% | 50% | 50% | 50% | 50% | 50% | 50% | 50% | 50% | 50%
Com-LightingInterior-2021P_V20 | Other_RETRO_DISP_Lamp_from_Inc/Hal_to_LEDScrew | 50% | 50% | 50% | 50% | 50% | 50% | 50% | 50% | 50% | 50% | 50% | 50% | 50% | 50% | 50% | 50% | 50% | 50% | 50%
Com-LightingInterior-2021P_V20 | Other_NEW_OTHER_Fixture_from_CFL_to_LEDPanel | 30% | 30% | 30% | 30% | 30% | 30% | 30% | 30% | 30% | 30% | 30% | 30% | 30% | 30% | 30% | 30% | 30% | 30% | 30%
Com-LightingInterior-2021P_V20 | Other_NR_OTHER_Lamp_from_CFL_to_LEDScrew | 50% | 50% | 50% | 50% | 50% | 50% | 50% | 50% | 50% | 50% | 50% | 50% | 50% | 50% | 50% | 50% | 50% | 50% | 50%
Com-LightingInterior-2021P_V20 | Other_NR_OTHER_Lamp_from_Inc/Hal_to_LEDScrew | 50% | 50% | 50% | 50% | 50% | 50% | 50% | 50% | 50% | 50% | 50% | 50% | 50% | 50% | 50% | 50% | 50% | 50% | 50%
Com-LightingInterior-2021P_V20 | Other_RETRO_OTHER_Lamp_from_CFL_to_LEDScrew | 50% | 50% | 50% | 50% | 50% | 50% | 50% | 50% | 50% | 50% | 50% | 50% | 50% | 50% | 50% | 50% | 50% | 50% | 50%
Com-LightingInterior-2021P_V20 | Other_RETRO_OTHER_Lamp_from_Inc/Hal_to_LEDScrew | 50% | 50% | 50% | 50% | 50% | 50% | 50% | 50% | 50% | 50% | 50% | 50% | 50% | 50% | 50% | 50% | 50% | 50% | 50%
Com-LightingInterior-2021P_V20 | Weighted Avg Bldg_NEW_LINEAR_Fixture_from_LFTube_to_LEDPanel_CONTR | 86% | 86% | 86% | 86% | 86% | 86% | 86% | 86% | 86% | 86% | 86% | 86% | 86% | 86% | 86% | 86% | 86% | 86% | 86%
Com-LightingInterior-2021P_V20 | Weighted Avg Bldg_NR_LINEAR_Fixture_from_LFTube_to_LEDPanel | 90% | 90% | 90% | 90% | 90% | 90% | 90% | 90% | 90% | 90% | 90% | 90% | 90% | 90% | 90% | 90% | 90% | 90% | 90%
Com-LightingInterior-2021P_V20 | Weighted Avg Bldg_NR_LINEAR_Fixture_from_LFTube_to_LEDPanel_RDX | 90% | 90% | 90% | 90% | 90% | 90% | 90% | 90% | 90% | 90% | 90% | 90% | 90% | 90% | 90% | 90% | 90% | 90% | 90%
Com-LightingInterior-2021P_V20 | Weighted Avg Bldg_NR_LINEAR_Fixture_from_LFTube_to_LEDPanel_CONTR | 90% | 90% | 90% | 90% | 90% | 90% | 90% | 90% | 90% | 90% | 90% | 90% | 90% | 90% | 90% | 90% | 90% | 90% | 90%
Com-LightingInterior-2021P_V20 | Weighted Avg Bldg_NR_LINEAR_Lamp_from_LFTube_to_LEDTube_RDX | 10% | 10% | 10% | 10% | 10% | 10% | 10% | 10% | 10% | 10% | 10% | 10% | 10% | 10% | 10% | 10% | 10% | 10% | 10%
Com-LightingInterior-2021P_V20 | Weighted Avg Bldg_NR_LINEAR_Fixture_from_LEDTube_to_LEDPanel_CONTR | 100% | 100% | 100% | 100% | 100% | 100% | 100% | 100% | 100% | 100% | 100% | 100% | 100% | 100% | 100% | 100% | 100% | 100% | 100%
Com-LightingInterior-2021P_V20 | Weighted Avg Bldg_RETRO_LINEAR_Fixture_from_LFTube_to_LEDPanel | 10% | 10% | 10% | 10% | 10% | 10% | 10% | 10% | 10% | 10% | 10% | 10% | 10% | 10% | 10% | 10% | 10% | 10% | 10%
Com-LightingInterior-2021P_V20 | Weighted Avg Bldg_RETRO_LINEAR_Fixture_from_LFTube_to_LEDPanel_RDX | 10% | 10% | 10% | 10% | 10% | 10% | 10% | 10% | 10% | 10% | 10% | 10% | 10% | 10% | 10% | 10% | 10% | 10% | 10%
Com-LightingInterior-2021P_V20 | Weighted Avg Bldg_RETRO_LINEAR_Fixture_from_LFTube_to_LEDPanel_CONTR | 10% | 10% | 10% | 10% | 10% | 10% | 10% | 10% | 10% | 10% | 10% | 10% | 10% | 10% | 10% | 10% | 10% | 10% | 10%
Com-LightingInterior-2021P_V20 | Weighted Avg Bldg_RETRO_LINEAR_Lamp_from_LFTube_to_LEDTube_RDX | 90% | 90% | 90% | 90% | 90% | 90% | 90% | 90% | 90% | 90% | 90% | 90% | 90% | 90% | 90% | 90% | 90% | 90% | 90%
Com-LightingInterior-2021P_V20 | Weighted Avg Bldg_RETRO_LINEAR_Fixture_from_LEDTube_to_LEDPanel_CONTR | 0% | 0% | 0% | 0% | 0% | 0% | 0% | 0% | 0% | 0% | 0% | 0% | 0% | 0% | 0% | 0% | 0% | 0% | 0%
Com-LightingInterior-2021P_V20 | Weighted Avg Bldg_NEW_HIGHBAY_Fixture_from_LFTube_to_LEDPanel_CONTR | 50% | 50% | 50% | 50% | 50% | 50% | 50% | 50% | 50% | 50% | 50% | 50% | 50% | 50% | 50% | 50% | 50% | 50% | 50%
Com-LightingInterior-2021P_V20 | Weighted Avg Bldg_NR_HIGHBAY_Fixture_from_LFTube_to_LEDPanel | 90% | 90% | 90% | 90% | 90% | 90% | 90% | 90% | 90% | 90% | 90% | 90% | 90% | 90% | 90% | 90% | 90% | 90% | 90%
Com-LightingInterior-2021P_V20 | Weighted Avg Bldg_NR_HIGHBAY_Fixture_from_LFTube_to_LEDPanel_CONTR | 90% | 90% | 90% | 90% | 90% | 90% | 90% | 90% | 90% | 90% | 90% | 90% | 90% | 90% | 90% | 90% | 90% | 90% | 90%
Com-LightingInterior-2021P_V20 | Weighted Avg Bldg_NR_HIGHBAY_Fixture_from_HID_to_LEDPanel | 20% | 20% | 20% | 20% | 20% | 20% | 20% | 20% | 20% | 20% | 20% | 20% | 20% | 20% | 20% | 20% | 20% | 20% | 20%
Com-LightingInterior-2021P_V20 | Weighted Avg Bldg_NR_HIGHBAY_Fixture_from_HID_to_LEDPanel_CONTR | 20% | 20% | 20% | 20% | 20% | 20% | 20% | 20% | 20% | 20% | 20% | 20% | 20% | 20% | 20% | 20% | 20% | 20% | 20%
Com-LightingInterior-2021P_V20 | Weighted Avg Bldg_RETRO_HIGHBAY_Fixture_from_LFTube_to_LEDPanel | 10% | 10% | 10% | 10% | 10% | 10% | 10% | 10% | 10% | 10% | 10% | 10% | 10% | 10% | 10% | 10% | 10% | 10% | 10%
Com-LightingInterior-2021P_V20 | Weighted Avg Bldg_RETRO_HIGHBAY_Fixture_from_LFTube_to_LEDPanel_CONTR | 10% | 10% | 10% | 10% | 10% | 10% | 10% | 10% | 10% | 10% | 10% | 10% | 10% | 10% | 10% | 10% | 10% | 10% | 10%
Com-LightingInterior-2021P_V20 | Weighted Avg Bldg_RETRO_HIGHBAY_Fixture_from_HID_to_LEDPanel | 80% | 80% | 80% | 80% | 80% | 80% | 80% | 80% | 80% | 80% | 80% | 80% | 80% | 80% | 80% | 80% | 80% | 80% | 80%
Com-LightingInterior-2021P_V20 | Weighted Avg Bldg_RETRO_HIGHBAY_Fixture_from_HID_to_LEDPanel_CONTR | 80% | 80% | 80% | 80% | 80% | 80% | 80% | 80% | 80% | 80% | 80% | 80% | 80% | 80% | 80% | 80% | 80% | 80% | 80%
Com-LightingInterior-2021P_V20 | Weighted Avg Bldg_NEW_CAN_Fixture_from_CFL_to_LEDPanel | 11% | 11% | 11% | 11% | 11% | 11% | 11% | 11% | 11% | 11% | 11% | 11% | 11% | 11% | 11% | 11% | 11% | 11% | 11%
Com-LightingInterior-2021P_V20 | Weighted Avg Bldg_NR_CAN_Lamp_from_CFL_to_LEDScrew | 50% | 50% | 50% | 50% | 50% | 50% | 50% | 50% | 50% | 50% | 50% | 50% | 50% | 50% | 50% | 50% | 50% | 50% | 50%
Com-LightingInterior-2021P_V20 | Weighted Avg Bldg_NR_CAN_Lamp_from_Inc/Hal_to_LEDScrew | 50% | 50% | 50% | 50% | 50% | 50% | 50% | 50% | 50% | 50% | 50% | 50% | 50% | 50% | 50% | 50% | 50% | 50% | 50%
Com-LightingInterior-2021P_V20 | Weighted Avg Bldg_RETRO_CAN_Lamp_from_CFL_to_LEDScrew | 50% | 50% | 50% | 50% | 50% | 50% | 50% | 50% | 50% | 50% | 50% | 50% | 50% | 50% | 50% | 50% | 50% | 50% | 50%
Com-LightingInterior-2021P_V20 | Weighted Avg Bldg_RETRO_CAN_Lamp_from_Inc/Hal_to_LEDScrew | 50% | 50% | 50% | 50% | 50% | 50% | 50% | 50% | 50% | 50% | 50% | 50% | 50% | 50% | 50% | 50% | 50% | 50% | 50%
Com-LightingInterior-2021P_V20 | Weighted Avg Bldg_NEW_DISP_Fixture_from_CFL_to_LEDPanel | 2% | 2% | 2% | 2% | 2% | 2% | 2% | 2% | 2% | 2% | 2% | 2% | 2% | 2% | 2% | 2% | 2% | 2% | 2%
Com-LightingInterior-2021P_V20 | Weighted Avg Bldg_NR_DISP_Lamp_from_CFL_to_LEDScrew | 50% | 50% | 50% | 50% | 50% | 50% | 50% | 50% | 50% | 50% | 50% | 50% | 50% | 50% | 50% | 50% | 50% | 50% | 50%
Com-LightingInterior-2021P_V20 | Weighted Avg Bldg_NR_DISP_Lamp_from_Inc/Hal_to_LEDScrew | 50% | 50% | 50% | 50% | 50% | 50% | 50% | 50% | 50% | 50% | 50% | 50% | 50% | 50% | 50% | 50% | 50% | 50% | 50%
Com-LightingInterior-2021P_V20 | Weighted Avg Bldg_RETRO_DISP_Lamp_from_CFL_to_LEDScrew | 50% | 50% | 50% | 50% | 50% | 50% | 50% | 50% | 50% | 50% | 50% | 50% | 50% | 50% | 50% | 50% | 50% | 50% | 50%
Com-LightingInterior-2021P_V20 | Weighted Avg Bldg_RETRO_DISP_Lamp_from_Inc/Hal_to_LEDScrew | 50% | 50% | 50% | 50% | 50% | 50% | 50% | 50% | 50% | 50% | 50% | 50% | 50% | 50% | 50% | 50% | 50% | 50% | 50%
Com-LightingInterior-2021P_V20 | Weighted Avg Bldg_NEW_OTHER_Fixture_from_CFL_to_LEDPanel | 30% | 30% | 30% | 30% | 30% | 30% | 30% | 30% | 30% | 30% | 30% | 30% | 30% | 30% | 30% | 30% | 30% | 30% | 30%
Com-LightingInterior-2021P_V20 | Weighted Avg Bldg_NR_OTHER_Lamp_from_CFL_to_LEDScrew | 50% | 50% | 50% | 50% | 50% | 50% | 50% | 50% | 50% | 50% | 50% | 50% | 50% | 50% | 50% | 50% | 50% | 50% | 50%
Com-LightingInterior-2021P_V20 | Weighted Avg Bldg_NR_OTHER_Lamp_from_Inc/Hal_to_LEDScrew | 50% | 50% | 50% | 50% | 50% | 50% | 50% | 50% | 50% | 50% | 50% | 50% | 50% | 50% | 50% | 50% | 50% | 50% | 50%
Com-LightingInterior-2021P_V20 | Weighted Avg Bldg_RETRO_OTHER_Lamp_from_CFL_to_LEDScrew | 50% | 50% | 50% | 50% | 50% | 50% | 50% | 50% | 50% | 50% | 50% | 50% | 50% | 50% | 50% | 50% | 50% | 50% | 50%
Com-LightingInterior-2021P_V20 | Weighted Avg Bldg_RETRO_OTHER_Lamp_from_Inc/Hal_to_LEDScrew | 50% | 50% | 50% | 50% | 50% | 50% | 50% | 50% | 50% | 50% | 50% | 50% | 50% | 50% | 50% | 50% | 50% | 50% | 50%
Com-LightingInterior-2021P_V20 | Large Off_NEW_LINEAR_Fixture_from_LEDPanel_to_LEDPanel_CONTR | 90% | 90% | 90% | 90% | 90% | 90% | 90% | 90% | 90% | 90% | 90% | 90% | 90% | 90% | 90% | 90% | 90% | 90% | 90%
Com-LightingInterior-2021P_V20 | Large Off_NEW_HIGHBAY_Fixture_from_LEDPanel_to_LEDPanel_CONTR | 90% | 90% | 90% | 90% | 90% | 90% | 90% | 90% | 90% | 90% | 90% | 90% | 90% | 90% | 90% | 90% | 90% | 90% | 90%
Com-LightingInterior-2021P_V20 | Large Off_NEW_CAN_Fixture_from_LEDPanel_to_LEDPanel_CONTR | 90% | 90% | 90% | 90% | 90% | 90% | 90% | 90% | 90% | 90% | 90% | 90% | 90% | 90% | 90% | 90% | 90% | 90% | 90%
Com-LightingInterior-2021P_V20 | Large Off_NEW_DISP_Fixture_from_LEDPanel_to_LEDPanel_CONTR | 90% | 90% | 90% | 90% | 90% | 90% | 90% | 90% | 90% | 90% | 90% | 90% | 90% | 90% | 90% | 90% | 90% | 90% | 90%
Com-LightingInterior-2021P_V20 | Large Off_NEW_OTHER_Fixture_from_LEDPanel_to_LEDPanel_CONTR | 90% | 90% | 90% | 90% | 90% | 90% | 90% | 90% | 90% | 90% | 90% | 90% | 90% | 90% | 90% | 90% | 90% | 90% | 90%
Com-LightingInterior-2021P_V20 | Medium Off_NEW_LINEAR_Fixture_from_LEDPanel_to_LEDPanel_CONTR | 90% | 90% | 90% | 90% | 90% | 90% | 90% | 90% | 90% | 90% | 90% | 90% | 90% | 90% | 90% | 90% | 90% | 90% | 90%
Com-LightingInterior-2021P_V20 | Medium Off_NEW_HIGHBAY_Fixture_from_LEDPanel_to_LEDPanel_CONTR | 90% | 90% | 90% | 90% | 90% | 90% | 90% | 90% | 90% | 90% | 90% | 90% | 90% | 90% | 90% | 90% | 90% | 90% | 90%
Com-LightingInterior-2021P_V20 | Medium Off_NEW_CAN_Fixture_from_LEDPanel_to_LEDPanel_CONTR | 90% | 90% | 90% | 90% | 90% | 90% | 90% | 90% | 90% | 90% | 90% | 90% | 90% | 90% | 90% | 90% | 90% | 90% | 90%
Com-LightingInterior-2021P_V20 | Medium Off_NEW_DISP_Fixture_from_LEDPanel_to_LEDPanel_CONTR | 90% | 90% | 90% | 90% | 90% | 90% | 90% | 90% | 90% | 90% | 90% | 90% | 90% | 90% | 90% | 90% | 90% | 90% | 90%
Com-LightingInterior-2021P_V20 | Medium Off_NEW_OTHER_Fixture_from_LEDPanel_to_LEDPanel_CONTR | 90% | 90% | 90% | 90% | 90% | 90% | 90% | 90% | 90% | 90% | 90% | 90% | 90% | 90% | 90% | 90% | 90% | 90% | 90%
Com-LightingInterior-2021P_V20 | Small Off_NEW_LINEAR_Fixture_from_LEDPanel_to_LEDPanel_CONTR | 90% | 90% | 90% | 90% | 90% | 90% | 90% | 90% | 90% | 90% | 90% | 90% | 90% | 90% | 90% | 90% | 90% | 90% | 90%
Com-LightingInterior-2021P_V20 | Small Off_NEW_HIGHBAY_Fixture_from_LEDPanel_to_LEDPanel_CONTR | 90% | 90% | 90% | 90% | 90% | 90% | 90% | 90% | 90% | 90% | 90% | 90% | 90% | 90% | 90% | 90% | 90% | 90% | 90%
Com-LightingInterior-2021P_V20 | Small Off_NEW_CAN_Fixture_from_LEDPanel_to_LEDPanel_CONTR | 90% | 90% | 90% | 90% | 90% | 90% | 90% | 90% | 90% | 90% | 90% | 90% | 90% | 90% | 90% | 90% | 90% | 90% | 90%
Com-LightingInterior-2021P_V20 | Small Off_NEW_DISP_Fixture_from_LEDPanel_to_LEDPanel_CONTR | 90% | 90% | 90% | 90% | 90% | 90% | 90% | 90% | 90% | 90% | 90% | 90% | 90% | 90% | 90% | 90% | 90% | 90% | 90%
Com-LightingInterior-2021P_V20 | Small Off_NEW_OTHER_Fixture_from_LEDPanel_to_LEDPanel_CONTR | 90% | 90% | 90% | 90% | 90% | 90% | 90% | 90% | 90% | 90% | 90% | 90% | 90% | 90% | 90% | 90% | 90% | 90% | 90%
Com-LightingInterior-2021P_V20 | Xlarge Ret_NEW_LINEAR_Fixture_from_LEDPanel_to_LEDPanel_CONTR | 90% | 90% | 90% | 90% | 90% | 90% | 90% | 90% | 90% | 90% | 90% | 90% | 90% | 90% | 90% | 90% | 90% | 90% | 90%
Com-LightingInterior-2021P_V20 | Xlarge Ret_NEW_HIGHBAY_Fixture_from_LEDPanel_to_LEDPanel_CONTR | 90% | 90% | 90% | 90% | 90% | 90% | 90% | 90% | 90% | 90% | 90% | 90% | 90% | 90% | 90% | 90% | 90% | 90% | 90%
Com-LightingInterior-2021P_V20 | Xlarge Ret_NEW_CAN_Fixture_from_LEDPanel_to_LEDPanel_CONTR | 90% | 90% | 90% | 90% | 90% | 90% | 90% | 90% | 90% | 90% | 90% | 90% | 90% | 90% | 90% | 90% | 90% | 90% | 90%
Com-LightingInterior-2021P_V20 | Xlarge Ret_NEW_DISP_Fixture_from_LEDPanel_to_LEDPanel_CONTR | 90% | 90% | 90% | 90% | 90% | 90% | 90% | 90% | 90% | 90% | 90% | 90% | 90% | 90% | 90% | 90% | 90% | 90% | 90%
Com-LightingInterior-2021P_V20 | Xlarge Ret_NEW_OTHER_Fixture_from_LEDPanel_to_LEDPanel_CONTR | 90% | 90% | 90% | 90% | 90% | 90% | 90% | 90% | 90% | 90% | 90% | 90% | 90% | 90% | 90% | 90% | 90% | 90% | 90%
Com-LightingInterior-2021P_V20 | Large Ret_NEW_LINEAR_Fixture_from_LEDPanel_to_LEDPanel_CONTR | 90% | 90% | 90% | 90% | 90% | 90% | 90% | 90% | 90% | 90% | 90% | 90% | 90% | 90% | 90% | 90% | 90% | 90% | 90%
Com-LightingInterior-2021P_V20 | Large Ret_NEW_HIGHBAY_Fixture_from_LEDPanel_to_LEDPanel_CONTR | 90% | 90% | 90% | 90% | 90% | 90% | 90% | 90% | 90% | 90% | 90% | 90% | 90% | 90% | 90% | 90% | 90% | 90% | 90%
Com-LightingInterior-2021P_V20 | Large Ret_NEW_CAN_Fixture_from_LEDPanel_to_LEDPanel_CONTR | 90% | 90% | 90% | 90% | 90% | 90% | 90% | 90% | 90% | 90% | 90% | 90% | 90% | 90% | 90% | 90% | 90% | 90% | 90%
Com-LightingInterior-2021P_V20 | Large Ret_NEW_DISP_Fixture_from_LEDPanel_to_LEDPanel_CONTR | 90% | 90% | 90% | 90% | 90% | 90% | 90% | 90% | 90% | 90% | 90% | 90% | 90% | 90% | 90% | 90% | 90% | 90% | 90%
Com-LightingInterior-2021P_V20 | Large Ret_NEW_OTHER_Fixture_from_LEDPanel_to_LEDPanel_CONTR | 90% | 90% | 90% | 90% | 90% | 90% | 90% | 90% | 90% | 90% | 90% | 90% | 90% | 90% | 90% | 90% | 90% | 90% | 90%
Com-LightingInterior-2021P_V20 | Medium Ret_NEW_LINEAR_Fixture_from_LEDPanel_to_LEDPanel_CONTR | 90% | 90% | 90% | 90% | 90% | 90% | 90% | 90% | 90% | 90% | 90% | 90% | 90% | 90% | 90% | 90% | 90% | 90% | 90%
Com-LightingInterior-2021P_V20 | Medium Ret_NEW_HIGHBAY_Fixture_from_LEDPanel_to_LEDPanel_CONTR | 90% | 90% | 90% | 90% | 90% | 90% | 90% | 90% | 90% | 90% | 90% | 90% | 90% | 90% | 90% | 90% | 90% | 90% | 90%
Com-LightingInterior-2021P_V20 | Medium Ret_NEW_CAN_Fixture_from_LEDPanel_to_LEDPanel_CONTR | 90% | 90% | 90% | 90% | 90% | 90% | 90% | 90% | 90% | 90% | 90% | 90% | 90% | 90% | 90% | 90% | 90% | 90% | 90%
Com-LightingInterior-2021P_V20 | Medium Ret_NEW_DISP_Fixture_from_LEDPanel_to_LEDPanel_CONTR | 90% | 90% | 90% | 90% | 90% | 90% | 90% | 90% | 90% | 90% | 90% | 90% | 90% | 90% | 90% | 90% | 90% | 90% | 90%
Com-LightingInterior-2021P_V20 | Medium Ret_NEW_OTHER_Fixture_from_LEDPanel_to_LEDPanel_CONTR | 90% | 90% | 90% | 90% | 90% | 90% | 90% | 90% | 90% | 90% | 90% | 90% | 90% | 90% | 90% | 90% | 90% | 90% | 90%
Com-LightingInterior-2021P_V20 | Small Ret_NEW_LINEAR_Fixture_from_LEDPanel_to_LEDPanel_CONTR | 90% | 90% | 90% | 90% | 90% | 90% | 90% | 90% | 90% | 90% | 90% | 90% | 90% | 90% | 90% | 90% | 90% | 90% | 90%
Com-LightingInterior-2021P_V20 | Small Ret_NEW_HIGHBAY_Fixture_from_LEDPanel_to_LEDPanel_CONTR | 90% | 90% | 90% | 90% | 90% | 90% | 90% | 90% | 90% | 90% | 90% | 90% | 90% | 90% | 90% | 90% | 90% | 90% | 90%
Com-LightingInterior-2021P_V20 | Small Ret_NEW_CAN_Fixture_from_LEDPanel_to_LEDPanel_CONTR | 90% | 90% | 90% | 90% | 90% | 90% | 90% | 90% | 90% | 90% | 90% | 90% | 90% | 90% | 90% | 90% | 90% | 90% | 90%
Com-LightingInterior-2021P_V20 | Small Ret_NEW_DISP_Fixture_from_LEDPanel_to_LEDPanel_CONTR | 90% | 90% | 90% | 90% | 90% | 90% | 90% | 90% | 90% | 90% | 90% | 90% | 90% | 90% | 90% | 90% | 90% | 90% | 90%
Com-LightingInterior-2021P_V20 | Small Ret_NEW_OTHER_Fixture_from_LEDPanel_to_LEDPanel_CONTR | 90% | 90% | 90% | 90% | 90% | 90% | 90% | 90% | 90% | 90% | 90% | 90% | 90% | 90% | 90% | 90% | 90% | 90% | 90%
Com-LightingInterior-2021P_V20 | School K-12_NEW_LINEAR_Fixture_from_LEDPanel_to_LEDPanel_CONTR | 90% | 90% | 90% | 90% | 90% | 90% | 90% | 90% | 90% | 90% | 90% | 90% | 90% | 90% | 90% | 90% | 90% | 90% | 90%
Com-LightingInterior-2021P_V20 | School K-12_NEW_HIGHBAY_Fixture_from_LEDPanel_to_LEDPanel_CONTR | 90% | 90% | 90% | 90% | 90% | 90% | 90% | 90% | 90% | 90% | 90% | 90% | 90% | 90% | 90% | 90% | 90% | 90% | 90%
Com-LightingInterior-2021P_V20 | School K-12_NEW_CAN_Fixture_from_LEDPanel_to_LEDPanel_CONTR | 90% | 90% | 90% | 90% | 90% | 90% | 90% | 90% | 90% | 90% | 90% | 90% | 90% | 90% | 90% | 90% | 90% | 90% | 90%
Com-LightingInterior-2021P_V20 | School K-12_NEW_DISP_Fixture_from_LEDPanel_to_LEDPanel_CONTR | 90% | 90% | 90% | 90% | 90% | 90% | 90% | 90% | 90% | 90% | 90% | 90% | 90% | 90% | 90% | 90% | 90% | 90% | 90%
Com-LightingInterior-2021P_V20 | School K-12_NEW_OTHER_Fixture_from_LEDPanel_to_LEDPanel_CONTR | 90% | 90% | 90% | 90% | 90% | 90% | 90% | 90% | 90% | 90% | 90% | 90% | 90% | 90% | 90% | 90% | 90% | 90% | 90%
Com-LightingInterior-2021P_V20 | University_NEW_LINEAR_Fixture_from_LEDPanel_to_LEDPanel_CONTR | 90% | 90% | 90% | 90% | 90% | 90% | 90% | 90% | 90% | 90% | 90% | 90% | 90% | 90% | 90% | 90% | 90% | 90% | 90%
Com-LightingInterior-2021P_V20 | University_NEW_HIGHBAY_Fixture_from_LEDPanel_to_LEDPanel_CONTR | 90% | 90% | 90% | 90% | 90% | 90% | 90% | 90% | 90% | 90% | 90% | 90% | 90% | 90% | 90% | 90% | 90% | 90% | 90%
Com-LightingInterior-2021P_V20 | University_NEW_CAN_Fixture_from_LEDPanel_to_LEDPanel_CONTR | 90% | 90% | 90% | 90% | 90% | 90% | 90% | 90% | 90% | 90% | 90% | 90% | 90% | 90% | 90% | 90% | 90% | 90% | 90%
Com-LightingInterior-2021P_V20 | University_NEW_DISP_Fixture_from_LEDPanel_to_LEDPanel_CONTR | 90% | 90% | 90% | 90% | 90% | 90% | 90% | 90% | 90% | 90% | 90% | 90% | 90% | 90% | 90% | 90% | 90% | 90% | 90%
Com-LightingInterior-2021P_V20 | University_NEW_OTHER_Fixture_from_LEDPanel_to_LEDPanel_CONTR | 90% | 90% | 90% | 90% | 90% | 90% | 90% | 90% | 90% | 90% | 90% | 90% | 90% | 90% | 90% | 90% | 90% | 90% | 90%
Com-LightingInterior-2021P_V20 | Warehouse_NEW_LINEAR_Fixture_from_LEDPanel_to_LEDPanel_CONTR | 90% | 90% | 90% | 90% | 90% | 90% | 90% | 90% | 90% | 90% | 90% | 90% | 90% | 90% | 90% | 90% | 90% | 90% | 90%
Com-LightingInterior-2021P_V20 | Warehouse_NEW_HIGHBAY_Fixture_from_LEDPanel_to_LEDPanel_CONTR | 90% | 90% | 90% | 90% | 90% | 90% | 90% | 90% | 90% | 90% | 90% | 90% | 90% | 90% | 90% | 90% | 90% | 90% | 90%
Com-LightingInterior-2021P_V20 | Warehouse_NEW_CAN_Fixture_from_LEDPanel_to_LEDPanel_CONTR | 90% | 90% | 90% | 90% | 90% | 90% | 90% | 90% | 90% | 90% | 90% | 90% | 90% | 90% | 90% | 90% | 90% | 90% | 90%
Com-LightingInterior-2021P_V20 | Warehouse_NEW_DISP_Fixture_from_LEDPanel_to_LEDPanel_CONTR | 90% | 90% | 90% | 90% | 90% | 90% | 90% | 90% | 90% | 90% | 90% | 90% | 90% | 90% | 90% | 90% | 90% | 90% | 90%
Com-LightingInterior-2021P_V20 | Warehouse_NEW_OTHER_Fixture_from_LEDPanel_to_LEDPanel_CONTR | 90% | 90% | 90% | 90% | 90% | 90% | 90% | 90% | 90% | 90% | 90% | 90% | 90% | 90% | 90% | 90% | 90% | 90% | 90%
Com-LightingInterior-2021P_V20 | Supermarket_NEW_LINEAR_Fixture_from_LEDPanel_to_LEDPanel_CONTR | 90% | 90% | 90% | 90% | 90% | 90% | 90% | 90% | 90% | 90% | 90% | 90% | 90% | 90% | 90% | 90% | 90% | 90% | 90%
Com-LightingInterior-2021P_V20 | Supermarket_NEW_HIGHBAY_Fixture_from_LEDPanel_to_LEDPanel_CONTR | 90% | 90% | 90% | 90% | 90% | 90% | 90% | 90% | 90% | 90% | 90% | 90% | 90% | 90% | 90% | 90% | 90% | 90% | 90%
Com-LightingInterior-2021P_V20 | Supermarket_NEW_CAN_Fixture_from_LEDPanel_to_LEDPanel_CONTR | 90% | 90% | 90% | 90% | 90% | 90% | 90% | 90% | 90% | 90% | 90% | 90% | 90% | 90% | 90% | 90% | 90% | 90% | 90%
Com-LightingInterior-2021P_V20 | Supermarket_NEW_DISP_Fixture_from_LEDPanel_to_LEDPanel_CONTR | 90% | 90% | 90% | 90% | 90% | 90% | 90% | 90% | 90% | 90% | 90% | 90% | 90% | 90% | 90% | 90% | 90% | 90% | 90%
Com-LightingInterior-2021P_V20 | Supermarket_NEW_OTHER_Fixture_from_LEDPanel_to_LEDPanel_CONTR | 90% | 90% | 90% | 90% | 90% | 90% | 90% | 90% | 90% | 90% | 90% | 90% | 90% | 90% | 90% | 90% | 90% | 90% | 90%
Com-LightingInterior-2021P_V20 | MiniMart_NEW_LINEAR_Fixture_from_LEDPanel_to_LEDPanel_CONTR | 90% | 90% | 90% | 90% | 90% | 90% | 90% | 90% | 90% | 90% | 90% | 90% | 90% | 90% | 90% | 90% | 90% | 90% | 90%
Com-LightingInterior-2021P_V20 | MiniMart_NEW_HIGHBAY_Fixture_from_LEDPanel_to_LEDPanel_CONTR | 90% | 90% | 90% | 90% | 90% | 90% | 90% | 90% | 90% | 90% | 90% | 90% | 90% | 90% | 90% | 90% | 90% | 90% | 90%
Com-LightingInterior-2021P_V20 | MiniMart_NEW_CAN_Fixture_from_LEDPanel_to_LEDPanel_CONTR | 90% | 90% | 90% | 90% | 90% | 90% | 90% | 90% | 90% | 90% | 90% | 90% | 90% | 90% | 90% | 90% | 90% | 90% | 90%
Com-LightingInterior-2021P_V20 | MiniMart_NEW_DISP_Fixture_from_LEDPanel_to_LEDPanel_CONTR | 90% | 90% | 90% | 90% | 90% | 90% | 90% | 90% | 90% | 90% | 90% | 90% | 90% | 90% | 90% | 90% | 90% | 90% | 90%
Com-LightingInterior-2021P_V20 | MiniMart_NEW_OTHER_Fixture_from_LEDPanel_to_LEDPanel_CONTR | 90% | 90% | 90% | 90% | 90% | 90% | 90% | 90% | 90% | 90% | 90% | 90% | 90% | 90% | 90% | 90% | 90% | 90% | 90%
Com-LightingInterior-2021P_V20 | Restaurant_NEW_LINEAR_Fixture_from_LEDPanel_to_LEDPanel_CONTR | 90% | 90% | 90% | 90% | 90% | 90% | 90% | 90% | 90% | 90% | 90% | 90% | 90% | 90% | 90% | 90% | 90% | 90% | 90%
Com-LightingInterior-2021P_V20 | Restaurant_NEW_HIGHBAY_Fixture_from_LEDPanel_to_LEDPanel_CONTR | 90% | 90% | 90% | 90% | 90% | 90% | 90% | 90% | 90% | 90% | 90% | 90% | 90% | 90% | 90% | 90% | 90% | 90% | 90%
Com-LightingInterior-2021P_V20 | Restaurant_NEW_CAN_Fixture_from_LEDPanel_to_LEDPanel_CONTR | 90% | 90% | 90% | 90% | 90% | 90% | 90% | 90% | 90% | 90% | 90% | 90% | 90% | 90% | 90% | 90% | 90% | 90% | 90%
Com-LightingInterior-2021P_V20 | Restaurant_NEW_DISP_Fixture_from_LEDPanel_to_LEDPanel_CONTR | 90% | 90% | 90% | 90% | 90% | 90% | 90% | 90% | 90% | 90% | 90% | 90% | 90% | 90% | 90% | 90% | 90% | 90% | 90%
Com-LightingInterior-2021P_V20 | Restaurant_NEW_OTHER_Fixture_from_LEDPanel_to_LEDPanel_CONTR | 90% | 90% | 90% | 90% | 90% | 90% | 90% | 90% | 90% | 90% | 90% | 90% | 90% | 90% | 90% | 90% | 90% | 90% | 90%
Com-LightingInterior-2021P_V20 | Lodging_NEW_LINEAR_Fixture_from_LEDPanel_to_LEDPanel_CONTR | 90% | 90% | 90% | 90% | 90% | 90% | 90% | 90% | 90% | 90% | 90% | 90% | 90% | 90% | 90% | 90% | 90% | 90% | 90%
Com-LightingInterior-2021P_V20 | Lodging_NEW_HIGHBAY_Fixture_from_LEDPanel_to_LEDPanel_CONTR | 90% | 90% | 90% | 90% | 90% | 90% | 90% | 90% | 90% | 90% | 90% | 90% | 90% | 90% | 90% | 90% | 90% | 90% | 90%
Com-LightingInterior-2021P_V20 | Lodging_NEW_CAN_Fixture_from_LEDPanel_to_LEDPanel_CONTR | 90% | 90% | 90% | 90% | 90% | 90% | 90% | 90% | 90% | 90% | 90% | 90% | 90% | 90% | 90% | 90% | 90% | 90% | 90%
Com-LightingInterior-2021P_V20 | Lodging_NEW_DISP_Fixture_from_LEDPanel_to_LEDPanel_CONTR | 90% | 90% | 90% | 90% | 90% | 90% | 90% | 90% | 90% | 90% | 90% | 90% | 90% | 90% | 90% | 90% | 90% | 90% | 90%
Com-LightingInterior-2021P_V20 | Lodging_NEW_OTHER_Fixture_from_LEDPanel_to_LEDPanel_CONTR | 90% | 90% | 90% | 90% | 90% | 90% | 90% | 90% | 90% | 90% | 90% | 90% | 90% | 90% | 90% | 90% | 90% | 90% | 90%
Com-LightingInterior-2021P_V20 | Hospital_NEW_LINEAR_Fixture_from_LEDPanel_to_LEDPanel_CONTR | 90% | 90% | 90% | 90% | 90% | 90% | 90% | 90% | 90% | 90% | 90% | 90% | 90% | 90% | 90% | 90% | 90% | 90% | 90%
Com-LightingInterior-2021P_V20 | Hospital_NEW_HIGHBAY_Fixture_from_LEDPanel_to_LEDPanel_CONTR | 90% | 90% | 90% | 90% | 90% | 90% | 90% | 90% | 90% | 90% | 90% | 90% | 90% | 90% | 90% | 90% | 90% | 90% | 90%
Com-LightingInterior-2021P_V20 | Hospital_NEW_CAN_Fixture_from_LEDPanel_to_LEDPanel_CONTR | 90% | 90% | 90% | 90% | 90% | 90% | 90% | 90% | 90% | 90% | 90% | 90% | 90% | 90% | 90% | 90% | 90% | 90% | 90%
Com-LightingInterior-2021P_V20 | Hospital_NEW_DISP_Fixture_from_LEDPanel_to_LEDPanel_CONTR | 90% | 90% | 90% | 90% | 90% | 90% | 90% | 90% | 90% | 90% | 90% | 90% | 90% | 90% | 90% | 90% | 90% | 90% | 90%
Com-LightingInterior-2021P_V20 | Hospital_NEW_OTHER_Fixture_from_LEDPanel_to_LEDPanel_CONTR | 90% | 90% | 90% | 90% | 90% | 90% | 90% | 90% | 90% | 90% | 90% | 90% | 90% | 90% | 90% | 90% | 90% | 90% | 90%
Com-LightingInterior-2021P_V20 | Residential Care_NEW_LINEAR_Fixture_from_LEDPanel_to_LEDPanel_CONTR | 90% | 90% | 90% | 90% | 90% | 90% | 90% | 90% | 90% | 90% | 90% | 90% | 90% | 90% | 90% | 90% | 90% | 90% | 90%
Com-LightingInterior-2021P_V20 | Residential Care_NEW_HIGHBAY_Fixture_from_LEDPanel_to_LEDPanel_CONTR | 90% | 90% | 90% | 90% | 90% | 90% | 90% | 90% | 90% | 90% | 90% | 90% | 90% | 90% | 90% | 90% | 90% | 90% | 90%
Com-LightingInterior-2021P_V20 | Residential Care_NEW_CAN_Fixture_from_LEDPanel_to_LEDPanel_CONTR | 90% | 90% | 90% | 90% | 90% | 90% | 90% | 90% | 90% | 90% | 90% | 90% | 90% | 90% | 90% | 90% | 90% | 90% | 90%
Com-LightingInterior-2021P_V20 | Residential Care_NEW_DISP_Fixture_from_LEDPanel_to_LEDPanel_CONTR | 90% | 90% | 90% | 90% | 90% | 90% | 90% | 90% | 90% | 90% | 90% | 90% | 90% | 90% | 90% | 90% | 90% | 90% | 90%
Com-LightingInterior-2021P_V20 | Residential Care_NEW_OTHER_Fixture_from_LEDPanel_to_LEDPanel_CONTR | 90% | 90% | 90% | 90% | 90% | 90% | 90% | 90% | 90% | 90% | 90% | 90% | 90% | 90% | 90% | 90% | 90% | 90% | 90%
Com-LightingInterior-2021P_V20 | Assembly_NEW_LINEAR_Fixture_from_LEDPanel_to_LEDPanel_CONTR | 90% | 90% | 90% | 90% | 90% | 90% | 90% | 90% | 90% | 90% | 90% | 90% | 90% | 90% | 90% | 90% | 90% | 90% | 90%
Com-LightingInterior-2021P_V20 | Assembly_NEW_HIGHBAY_Fixture_from_LEDPanel_to_LEDPanel_CONTR | 90% | 90% | 90% | 90% | 90% | 90% | 90% | 90% | 90% | 90% | 90% | 90% | 90% | 90% | 90% | 90% | 90% | 90% | 90%
Com-LightingInterior-2021P_V20 | Assembly_NEW_CAN_Fixture_from_LEDPanel_to_LEDPanel_CONTR | 90% | 90% | 90% | 90% | 90% | 90% | 90% | 90% | 90% | 90% | 90% | 90% | 90% | 90% | 90% | 90% | 90% | 90% | 90%
Com-LightingInterior-2021P_V20 | Assembly_NEW_DISP_Fixture_from_LEDPanel_to_LEDPanel_CONTR | 90% | 90% | 90% | 90% | 90% | 90% | 90% | 90% | 90% | 90% | 90% | 90% | 90% | 90% | 90% | 90% | 90% | 90% | 90%
Com-LightingInterior-2021P_V20 | Assembly_NEW_OTHER_Fixture_from_LEDPanel_to_LEDPanel_CONTR | 90% | 90% | 90% | 90% | 90% | 90% | 90% | 90% | 90% | 90% | 90% | 90% | 90% | 90% | 90% | 90% | 90% | 90% | 90%
Com-LightingInterior-2021P_V20 | Other_NEW_LINEAR_Fixture_from_LEDPanel_to_LEDPanel_CONTR | 90% | 90% | 90% | 90% | 90% | 90% | 90% | 90% | 90% | 90% | 90% | 90% | 90% | 90% | 90% | 90% | 90% | 90% | 90%
Com-LightingInterior-2021P_V20 | Other_NEW_HIGHBAY_Fixture_from_LEDPanel_to_LEDPanel_CONTR | 90% | 90% | 90% | 90% | 90% | 90% | 90% | 90% | 90% | 90% | 90% | 90% | 90% | 90% | 90% | 90% | 90% | 90% | 90%
Com-LightingInterior-2021P_V20 | Other_NEW_CAN_Fixture_from_LEDPanel_to_LEDPanel_CONTR | 90% | 90% | 90% | 90% | 90% | 90% | 90% | 90% | 90% | 90% | 90% | 90% | 90% | 90% | 90% | 90% | 90% | 90% | 90%
Com-LightingInterior-2021P_V20 | Other_NEW_DISP_Fixture_from_LEDPanel_to_LEDPanel_CONTR | 90% | 90% | 90% | 90% | 90% | 90% | 90% | 90% | 90% | 90% | 90% | 90% | 90% | 90% | 90% | 90% | 90% | 90% | 90%
Com-LightingInterior-2021P_V20 | Other_NEW_OTHER_Fixture_from_LEDPanel_to_LEDPanel_CONTR | 90% | 90% | 90% | 90% | 90% | 90% | 90% | 90% | 90% | 90% | 90% | 90% | 90% | 90% | 90% | 90% | 90% | 90% | 90%
Com-LightingInterior-2021P_V20 | Weighted Avg Bldg_NEW_LINEAR_Fixture_from_LEDPanel_to_LEDPanel_CONTR | 90% | 90% | 90% | 90% | 90% | 90% | 90% | 90% | 90% | 90% | 90% | 90% | 90% | 90% | 90% | 90% | 90% | 90% | 90%
Com-LightingInterior-2021P_V20 | Weighted Avg Bldg_NEW_HIGHBAY_Fixture_from_LEDPanel_to_LEDPanel_CONTR | 90% | 90% | 90% | 90% | 90% | 90% | 90% | 90% | 90% | 90% | 90% | 90% | 90% | 90% | 90% | 90% | 90% | 90% | 90%
Com-LightingInterior-2021P_V20 | Weighted Avg Bldg_NEW_CAN_Fixture_from_LEDPanel_to_LEDPanel_CONTR | 90% | 90% | 90% | 90% | 90% | 90% | 90% | 90% | 90% | 90% | 90% | 90% | 90% | 90% | 90% | 90% | 90% | 90% | 90%
Com-LightingInterior-2021P_V20 | Weighted Avg Bldg_NEW_DISP_Fixture_from_LEDPanel_to_LEDPanel_CONTR | 90% | 90% | 90% | 90% | 90% | 90% | 90% | 90% | 90% | 90% | 90% | 90% | 90% | 90% | 90% | 90% | 90% | 90% | 90%
Com-LightingInterior-2021P_V20 | Weighted Avg Bldg_NEW_OTHER_Fixture_from_LEDPanel_to_LEDPanel_CONTR | 90% | 90% | 90% | 90% | 90% | 90% | 90% | 90% | 90% | 90% | 90% | 90% | 90% | 90% | 90% | 90% | 90% | 90% | 90%
Com-ParkingGarageLighting-2021P_V11 | Retro_PARKING_GARAGE_FIX_REPL_from HPS to _LED_FIX | 100% | 100% | 100% | 100% | 100% | 100% | 100% | 100% | 100% | 100% | 100% | 100% | 100% | 100% | 100% | 100% | 100% | 100% | 100%
Com-ParkingGarageLighting-2021P_V11 | Retro_PARKING_GARAGE_FIX_REPL_from MH to _LED_FIX | 100% | 100% | 100% | 100% | 100% | 100% | 100% | 100% | 100% | 100% | 100% | 100% | 100% | 100% | 100% | 100% | 100% | 100% | 100%
Com-ParkingGarageLighting-2021P_V11 | Retro_PARKING_GARAGE_FIX_REPL_from HID to _LED_FIX | 100% | 100% | 100% | 100% | 100% | 100% | 100% | 100% | 100% | 100% | 100% | 100% | 100% | 100% | 100% | 100% | 100% | 100% | 100%
Com-ParkingGarageLighting-2021P_V11 | Retro_PARKING_GARAGE_FIX_REPL_from FL to _LED_FIX | 100% | 100% | 100% | 100% | 100% | 100% | 100% | 100% | 100% | 100% | 100% | 100% | 100% | 100% | 100% | 100% | 100% | 100% | 100%
COM-Wastewater-7P_V6 | Optimize Municipal Sewage ; <1 MGD Design Capacity | 100% | 100% | 100% | 100% | 100% | 100% | 100% | 100% | 100% | 100% | 100% | 100% | 100% | 100% | 100% | 100% | 100% | 100% | 100%
COM-Wastewater-7P_V6 | Optimize Municipal Sewage ; 1 to 10 MGD Design Capacity | 100% | 100% | 100% | 100% | 100% | 100% | 100% | 100% | 100% | 100% | 100% | 100% | 100% | 100% | 100% | 100% | 100% | 100% | 100%
COM-Wastewater-7P_V6 | Optimize Municipal Sewage ; >10 MGD Design Capacity | 100% | 100% | 100% | 100% | 100% | 100% | 100% | 100% | 100% | 100% | 100% | 100% | 100% | 100% | 100% | 100% | 100% | 100% | 100%
Com-WaterCooler-7P_V6 | Timer on ES1.7 Hot & Cold Water Cooler | 80% | 80% | 80% | 80% | 80% | 80% | 80% | 80% | 80% | 80% | 80% | 80% | 80% | 80% | 80% | 80% | 80% | 80% | 80%
Com-WaterCooler-7P_V6 | Timer on ES Qualifying 1.7 Hot & Cold Water Cooler | 80% | 80% | 80% | 80% | 80% | 80% | 80% | 80% | 80% | 80% | 80% | 80% | 80% | 80% | 80% | 80% | 80% | 80% | 80%
Com-WaterCooler-7P_V6 | Timer on Non-Compliant ES1.7 Water Cooler | 100% | 100% | 100% | 100% | 100% | 100% | 100% | 100% | 100% | 100% | 100% | 100% | 100% | 100% | 100% | 100% | 100% | 100% | 100%
Com-WaterCooler-7P_V6 | Timer on ES 2.0 Cold Only Water Cooler | 20% | 20% | 20% | 20% | 20% | 20% | 20% | 20% | 20% | 20% | 20% | 20% | 20% | 20% | 20% | 20% | 20% | 20% | 20%
Com-WaterCooler-7P_V6 | Timer on Stock Average Hot & Cold Water Cooler | 80% | 80% | 80% | 80% | 80% | 80% | 80% | 80% | 80% | 80% | 80% | 80% | 80% | 80% | 80% | 80% | 80% | 80% | 80%
Com-WaterCooler-7P_V6 | Timer on Market Average Hot & Cold Water Cooler | 80% | 80% | 80% | 80% | 80% | 80% | 80% | 80% | 80% | 80% | 80% | 80% | 80% | 80% | 80% | 80% | 80% | 80% | 80%
Com-WaterCooler-7P_V6 | Timer on ES 2.0 Hot & Cold Water Cooler | 80% | 80% | 80% | 80% | 80% | 80% | 80% | 80% | 80% | 80% | 80% | 80% | 80% | 80% | 80% | 80% | 80% | 80% | 80%
Com-WaterCooler-7P_V6 | Market Average to ES 2.0 Upgrade | 100% | 100% | 100% | 100% | 100% | 100% | 100% | 100% | 100% | 100% | 100% | 100% | 100% | 100% | 100% | 100% | 100% | 100% | 100%
COM-WaterSupply-7P_V6 | Municipal Water Supply-Retro | 100% | 100% | 100% | 100% | 100% | 100% | 100% | 100% | 100% | 100% | 100% | 100% | 100% | 100% | 100% | 100% | 100% | 100% | 100%
ComClothesWashers_PSE | Clothes Washer - EWH - E Dryer - Laundromat | 90% | 90% | 90% | 90% | 90% | 90% | 90% | 90% | 90% | 90% | 90% | 90% | 90% | 90% | 90% | 90% | 90% | 90% | 90%
ComClothesWashers_PSE | Clothes Washer - EWH - G Dryer - Laundromat | 90% | 90% | 90% | 90% | 90% | 90% | 90% | 90% | 90% | 90% | 90% | 90% | 90% | 90% | 90% | 90% | 90% | 90% | 90%
ComClothesWashers_PSE | Clothes Washer - EWH - non G Dryer - Laundromat | 90% | 90% | 90% | 90% | 90% | 90% | 90% | 90% | 90% | 90% | 90% | 90% | 90% | 90% | 90% | 90% | 90% | 90% | 90%
ComClothesWashers_PSE | Clothes Washer - GWH - E Dryer - Laundromat | 90% | 90% | 90% | 90% | 90% | 90% | 90% | 90% | 90% | 90% | 90% | 90% | 90% | 90% | 90% | 90% | 90% | 90% | 90%
ComClothesWashers_PSE | Clothes Washer - GWH - G Dryer - Laundromat | 90% | 90% | 90% | 90% | 90% | 90% | 90% | 90% | 90% | 90% | 90% | 90% | 90% | 90% | 90% | 90% | 90% | 90% | 90%
ComClothesWashers_PSE | Clothes Washer - GWH - non E Dryer - Laundromat | 90% | 90% | 90% | 90% | 90% | 90% | 90% | 90% | 90% | 90% | 90% | 90% | 90% | 90% | 90% | 90% | 90% | 90% | 90%
ComClothesWashers_PSE | Clothes Washer - non EWH - G Dryer - Laundromat | 90% | 90% | 90% | 90% | 90% | 90% | 90% | 90% | 90% | 90% | 90% | 90% | 90% | 90% | 90% | 90% | 90% | 90% | 90%
ComClothesWashers_PSE | Clothes Washer - non GWH - E Dryer - Laundromat | 90% | 90% | 90% | 90% | 90% | 90% | 90% | 90% | 90% | 90% | 90% | 90% | 90% | 90% | 90% | 90% | 90% | 90% | 90%
ComCombinationOven_PSE | CKTCH: Oven - Combination - 14 Pan or Less - E | 54.9% | 54.9% | 54.9% | 54.9% | 54.9% | 54.9% | 54.9% | 54.9% | 54.9% | 54.9% | 54.9% | 54.9% | 54.9% | 54.9% | 54.9% | 54.9% | 54.9% | 54.9% | 54.9%
ComCombinationOven_PSE | CKTCH: Oven - Combination - More Than 28 Pans - E | 54.9% | 54.9% | 54.9% | 54.9% | 54.9% | 54.9% | 54.9% | 54.9% | 54.9% | 54.9% | 54.9% | 54.9% | 54.9% | 54.9% | 54.9% | 54.9% | 54.9% | 54.9% | 54.9%
ComCombinationOven_PSE | CKTCH: Oven - Combination - 15 to 28 Pans - E | 54.9% | 54.9% | 54.9% | 54.9% | 54.9% | 54.9% | 54.9% | 54.9% | 54.9% | 54.9% | 54.9% | 54.9% | 54.9% | 54.9% | 54.9% | 54.9% | 54.9% | 54.9% | 54.9%
ComCombinationOven_PSE | CKTCH: Oven - Combination - 14 Pan or Less - NG | 54.9% | 54.9% | 54.9% | 54.9% | 54.9% | 54.9% | 54.9% | 54.9% | 54.9% | 54.9% | 54.9% | 54.9% | 54.9% | 54.9% | 54.9% | 54.9% | 54.9% | 54.9% | 54.9%
ComCombinationOven_PSE | CKTCH: Oven - Combination - More Than 28 Pans - NG | 54.9% | 54.9% | 54.9% | 54.9% | 54.9% | 54.9% | 54.9% | 54.9% | 54.9% | 54.9% | 54.9% | 54.9% | 54.9% | 54.9% | 54.9% | 54.9% | 54.9% | 54.9% | 54.9%
ComCombinationOven_PSE | CKTCH: Oven - Combination - 15 to 28 Pans - NG | 54.9% | 54.9% | 54.9% | 54.9% | 54.9% | 54.9% | 54.9% | 54.9% | 54.9% | 54.9% | 54.9% | 54.9% | 54.9% | 54.9% | 54.9% | 54.9% | 54.9% | 54.9% | 54.9%
ComConvectionOven_PSE | Oven - Convection - Double - 5 Pans or less - EH - Comm | 54.9% | 54.9% | 54.9% | 54.9% | 54.9% | 54.9% | 54.9% | 54.9% | 54.9% | 54.9% | 54.9% | 54.9% | 54.9% | 54.9% | 54.9% | 54.9% | 54.9% | 54.9% | 54.9%
ComConvectionOven_PSE | Oven - Convection - Double - 5 Pans or less - GH - Comm | 54.9% | 54.9% | 54.9% | 54.9% | 54.9% | 54.9% | 54.9% | 54.9% | 54.9% | 54.9% | 54.9% | 54.9% | 54.9% | 54.9% | 54.9% | 54.9% | 54.9% | 54.9% | 54.9%
ComConvectionOven_PSE | Oven - Convection - Double - More than 5 Pans - EH - Comm | 54.9% | 54.9% | 54.9% | 54.9% | 54.9% | 54.9% | 54.9% | 54.9% | 54.9% | 54.9% | 54.9% | 54.9% | 54.9% | 54.9% | 54.9% | 54.9% | 54.9% | 54.9% | 54.9%
ComConvectionOven_PSE | Oven - Convection - Double - More than 5 Pans - GH - Comm | 54.9% | 54.9% | 54.9% | 54.9% | 54.9% | 54.9% | 54.9% | 54.9% | 54.9% | 54.9% | 54.9% | 54.9% | 54.9% | 54.9% | 54.9% | 54.9% | 54.9% | 54.9% | 54.9%
ComConvectionOven_PSE | Oven - Convection - Full - 5 Pans or less - EH - Comm | 54.9% | 54.9% | 54.9% | 54.9% | 54.9% | 54.9% | 54.9% | 54.9% | 54.9% | 54.9% | 54.9% | 54.9% | 54.9% | 54.9% | 54.9% | 54.9% | 54.9% | 54.9% | 54.9%
ComConvectionOven_PSE | Oven - Convection - Full - 5 Pans or less - GH - Comm | 54.9% | 54.9% | 54.9% | 54.9% | 54.9% | 54.9% | 54.9% | 54.9% | 54.9% | 54.9% | 54.9% | 54.9% | 54.9% | 54.9% | 54.9% | 54.9% | 54.9% | 54.9% | 54.9%
ComConvectionOven_PSE | Oven - Convection - Full - More than 5 Pans - EH - Comm | 54.9% | 54.9% | 54.9% | 54.9% | 54.9% | 54.9% | 54.9% | 54.9% | 54.9% | 54.9% | 54.9% | 54.9% | 54.9% | 54.9% | 54.9% | 54.9% | 54.9% | 54.9% | 54.9%
ComConvectionOven_PSE | Oven - Convection - Full - More than 5 Pans - GH - Comm | 54.9% | 54.9% | 54.9% | 54.9% | 54.9% | 54.9% | 54.9% | 54.9% | 54.9% | 54.9% | 54.9% | 54.9% | 54.9% | 54.9% | 54.9% | 54.9% | 54.9% | 54.9% | 54.9%
ComConvectionOven_PSE | Oven - Convection - Half - EH - Comm | 54.9% | 54.9% | 54.9% | 54.9% | 54.9% | 54.9% | 54.9% | 54.9% | 54.9% | 54.9% | 54.9% | 54.9% | 54.9% | 54.9% | 54.9% | 54.9% | 54.9% | 54.9% | 54.9%
ComConvectionOven_PSE | Oven - Convection - Half - GH - Comm | 54.9% | 54.9% | 54.9% | 54.9% | 54.9% | 54.9% | 54.9% | 54.9% | 54.9% | 54.9% | 54.9% | 54.9% | 54.9% | 54.9% | 54.9% | 54.9% | 54.9% | 54.9% | 54.9%
ComConveyorOvens_PSE | Oven - Conveyor - GH - Comm | 54.9% | 54.9% | 54.9% | 54.9% | 54.9% | 54.9% | 54.9% | 54.9% | 54.9% | 54.9% | 54.9% | 54.9% | 54.9% | 54.9% | 54.9% | 54.9% | 54.9% | 54.9% | 54.9%
ComDCVGarage-7P_V3 | DCV Parking Garage-Retro | 24.69% | 0% | 0% | 4.308% | 0% | 0% | 0% | 1.266% | 6.973% | 0% | 0% | 0% | 0% | 4.941% | 6.973% | 1.898% | 3.448% | 8.261% | 4.142%
ComDCVKitchenVentilation_PSE | DCV - Kitchen - Single - Comm - 2 HP - EO | 39.5% | 39.5% | 39.5% | 39.5% | 39.5% | 39.5% | 39.5% | 39.5% | 39.5% | 39.5% | 39.5% | 39.5% | 39.5% | 39.5% | 39.5% | 39.5% | 39.5% | 39.5% | 39.5%
ComDCVKitchenVentilation_PSE | DCV - Kitchen - Single - Comm - 3 HP - EO | 39.5% | 39.5% | 39.5% | 39.5% | 39.5% | 39.5% | 39.5% | 39.5% | 39.5% | 39.5% | 39.5% | 39.5% | 39.5% | 39.5% | 39.5% | 39.5% | 39.5% | 39.5% | 39.5%
ComDCVKitchenVentilation_PSE | DCV - Kitchen - Single - Comm - 4 HP - EO | 39.5% | 39.5% | 39.5% | 39.5% | 39.5% | 39.5% | 39.5% | 39.5% | 39.5% | 39.5% | 39.5% | 39.5% | 39.5% | 39.5% | 39.5% | 39.5% | 39.5% | 39.5% | 39.5%
ComDCVKitchenVentilation_PSE | DCV - Kitchen - Single - Comm - 5 HP - EO | 39.5% | 39.5% | 39.5% | 39.5% | 39.5% | 39.5% | 39.5% | 39.5% | 39.5% | 39.5% | 39.5% | 39.5% | 39.5% | 39.5% | 39.5% | 39.5% | 39.5% | 39.5% | 39.5%
ComDCVKitchenVentilation_PSE | DCV - Kitchen - Single - Comm - 6 HP - EO | 39.5% | 39.5% | 39.5% | 39.5% | 39.5% | 39.5% | 39.5% | 39.5% | 39.5% | 39.5% | 39.5% | 39.5% | 39.5% | 39.5% | 39.5% | 39.5% | 39.5% | 39.5% | 39.5%
ComDCVKitchenVentilation_PSE | DCV - Kitchen - Single - Comm - 7 HP - EO | 39.5% | 39.5% | 39.5% | 39.5% | 39.5% | 39.5% | 39.5% | 39.5% | 39.5% | 39.5% | 39.5% | 39.5% | 39.5% | 39.5% | 39.5% | 39.5% | 39.5% | 39.5% | 39.5%
ComDCVKitchenVentilation_PSE | DCV - Kitchen - Single - Comm - 8 HP - EO | 39.5% | 39.5% | 39.5% | 39.5% | 39.5% | 39.5% | 39.5% | 39.5% | 39.5% | 39.5% | 39.5% | 39.5% | 39.5% | 39.5% | 39.5% | 39.5% | 39.5% | 39.5% | 39.5%
ComDCVKitchenVentilation_PSE | DCV - Kitchen - Single - Comm - 9 HP - EO | 39.5% | 39.5% | 39.5% | 39.5% | 39.5% | 39.5% | 39.5% | 39.5% | 39.5% | 39.5% | 39.5% | 39.5% | 39.5% | 39.5% | 39.5% | 39.5% | 39.5% | 39.5% | 39.5%
ComDCVKitchenVentilation_PSE | DCV - Kitchen - Single - Comm - 10 HP - EO | 39.5% | 39.5% | 39.5% | 39.5% | 39.5% | 39.5% | 39.5% | 39.5% | 39.5% | 39.5% | 39.5% | 39.5% | 39.5% | 39.5% | 39.5% | 39.5% | 39.5% | 39.5% | 39.5%
ComDCVKitchenVentilation_PSE | DCV - Kitchen - Single - Comm - 11 HP - EO | 39.5% | 39.5% | 39.5% | 39.5% | 39.5% | 39.5% | 39.5% | 39.5% | 39.5% | 39.5% | 39.5% | 39.5% | 39.5% | 39.5% | 39.5% | 39.5% | 39.5% | 39.5% | 39.5%
ComDCVKitchenVentilation_PSE | DCV - Kitchen - Single - Comm - 12 HP - EO | 39.5% | 39.5% | 39.5% | 39.5% | 39.5% | 39.5% | 39.5% | 39.5% | 39.5% | 39.5% | 39.5% | 39.5% | 39.5% | 39.5% | 39.5% | 39.5% | 39.5% | 39.5% | 39.5%
ComDCVKitchenVentilation_PSE | DCV - Kitchen - Single - Comm - 13 HP - EO | 39.5% | 39.5% | 39.5% | 39.5% | 39.5% | 39.5% | 39.5% | 39.5% | 39.5% | 39.5% | 39.5% | 39.5% | 39.5% | 39.5% | 39.5% | 39.5% | 39.5% | 39.5% | 39.5%
ComDCVKitchenVentilation_PSE | DCV - Kitchen - Single - Comm - 14 HP - EO | 39.5% | 39.5% | 39.5% | 39.5% | 39.5% | 39.5% | 39.5% | 39.5% | 39.5% | 39.5% | 39.5% | 39.5% | 39.5% | 39.5% | 39.5% | 39.5% | 39.5% | 39.5% | 39.5%
ComDCVKitchenVentilation_PSE | DCV - Kitchen - Single - Comm - 15 HP - EO | 39.5% | 39.5% | 39.5% | 39.5% | 39.5% | 39.5% | 39.5% | 39.5% | 39.5% | 39.5% | 39.5% | 39.5% | 39.5% | 39.5% | 39.5% | 39.5% | 39.5% | 39.5% | 39.5%
ComDCVKitchenVentilation_PSE | DCV - Kitchen - Single - Comm - 16 HP - EO | 39.5% | 39.5% | 39.5% | 39.5% | 39.5% | 39.5% | 39.5% | 39.5% | 39.5% | 39.5% | 39.5% | 39.5% | 39.5% | 39.5% | 39.5% | 39.5% | 39.5% | 39.5% | 39.5%
ComDCVKitchenVentilation_PSE | DCV - Kitchen - Single - Comm - 17 HP - EO | 39.5% | 39.5% | 39.5% | 39.5% | 39.5% | 39.5% | 39.5% | 39.5% | 39.5% | 39.5% | 39.5% | 39.5% | 39.5% | 39.5% | 39.5% | 39.5% | 39.5% | 39.5% | 39.5%
ComDCVKitchenVentilation_PSE | DCV - Kitchen - Single - Comm - 18 HP - EO | 39.5% | 39.5% | 39.5% | 39.5% | 39.5% | 39.5% | 39.5% | 39.5% | 39.5% | 39.5% | 39.5% | 39.5% | 39.5% | 39.5% | 39.5% | 39.5% | 39.5% | 39.5% | 39.5%
ComDCVKitchenVentilation_PSE | DCV - Kitchen - Single - Comm - 19 HP - EO | 39.5% | 39.5% | 39.5% | 39.5% | 39.5% | 39.5% | 39.5% | 39.5% | 39.5% | 39.5% | 39.5% | 39.5% | 39.5% | 39.5% | 39.5% | 39.5% | 39.5% | 39.5% | 39.5%
ComDCVKitchenVentilation_PSE | DCV - Kitchen - Single - Comm - 20 HP - EO | 39.5% | 39.5% | 39.5% | 39.5% | 39.5% | 39.5% | 39.5% | 39.5% | 39.5% | 39.5% | 39.5% | 39.5% | 39.5% | 39.5% | 39.5% | 39.5% | 39.5% | 39.5% | 39.5%
ComDCVKitchenVentilation_PSE | DCV - Kitchen - Single - Comm - 21 HP - EO | 39.5% | 39.5% | 39.5% | 39.5% | 39.5% | 39.5% | 39.5% | 39.5% | 39.5% | 39.5% | 39.5% | 39.5% | 39.5% | 39.5% | 39.5% | 39.5% | 39.5% | 39.5% | 39.5%
ComDCVKitchenVentilation_PSE | DCV - Kitchen - Single - Comm - 22 HP - EO | 39.5% | 39.5% | 39.5% | 39.5% | 39.5% | 39.5% | 39.5% | 39.5% | 39.5% | 39.5% | 39.5% | 39.5% | 39.5% | 39.5% | 39.5% | 39.5% | 39.5% | 39.5% | 39.5%
ComDCVKitchenVentilation_PSE | DCV - Kitchen - Single - Comm - 23 HP - EO | 39.5% | 39.5% | 39.5% | 39.5% | 39.5% | 39.5% | 39.5% | 39.5% | 39.5% | 39.5% | 39.5% | 39.5% | 39.5% | 39.5% | 39.5% | 39.5% | 39.5% | 39.5% | 39.5%
ComDCVKitchenVentilation_PSE | DCV - Kitchen - Single - Comm - 24 HP - EO | 39.5% | 39.5% | 39.5% | 39.5% | 39.5% | 39.5% | 39.5% | 39.5% | 39.5% | 39.5% | 39.5% | 39.5% | 39.5% | 39.5% | 39.5% | 39.5% | 39.5% | 39.5% | 39.5%
ComDCVKitchenVentilation_PSE | DCV - Kitchen - Single - Comm - 25 HP - EO | 39.5% | 39.5% | 39.5% | 39.5% | 39.5% | 39.5% | 39.5% | 39.5% | 39.5% | 39.5% | 39.5% | 39.5% | 39.5% | 39.5% | 39.5% | 39.5% | 39.5% | 39.5% | 39.5%
ComDCVKitchenVentilation_PSE | DCV - Kitchen - Single - Comm - 26 HP - EO | 39.5% | 39.5% | 39.5% | 39.5% | 39.5% | 39.5% | 39.5% | 39.5% | 39.5% | 39.5% | 39.5% | 39.5% | 39.5% | 39.5% | 39.5% | 39.5% | 39.5% | 39.5% | 39.5%
ComDCVKitchenVentilation_PSE | DCV - Kitchen - Single - Comm - 27 HP - EO | 39.5% | 39.5% | 39.5% | 39.5% | 39.5% | 39.5% | 39.5% | 39.5% | 39.5% | 39.5% | 39.5% | 39.5% | 39.5% | 39.5% | 39.5% | 39.5% | 39.5% | 39.5% | 39.5%
ComDCVKitchenVentilation_PSE | DCV - Kitchen - Single - Comm - 28 HP - EO | 39.5% | 39.5% | 39.5% | 39.5% | 39.5% | 39.5% | 39.5% | 39.5% | 39.5% | 39.5% | 39.5% | 39.5% | 39.5% | 39.5% | 39.5% | 39.5% | 39.5% | 39.5% | 39.5%
ComDCVKitchenVentilation_PSE | DCV - Kitchen - Single - Comm - 29 HP - EO | 39.5% | 39.5% | 39.5% | 39.5% | 39.5% | 39.5% | 39.5% | 39.5% | 39.5% | 39.5% | 39.5% | 39.5% | 39.5% | 39.5% | 39.5% | 39.5% | 39.5% | 39.5% | 39.5%
ComDCVKitchenVentilation_PSE | DCV - Kitchen - Single - Comm - 30 HP - EO | 39.5% | 39.5% | 39.5% | 39.5% | 39.5% | 39.5% | 39.5% | 39.5% | 39.5% | 39.5% | 39.5% | 39.5% | 39.5% | 39.5% | 39.5% | 39.5% | 39.5% | 39.5% | 39.5%
ComDCVKitchenVentilation_PSE | DCV - Kitchen - Single - Comm - 2 HP - GO | 39.5% | 39.5% | 39.5% | 39.5% | 39.5% | 39.5% | 39.5% | 39.5% | 39.5% | 39.5% | 39.5% | 39.5% | 39.5% | 39.5% | 39.5% | 39.5% | 39.5% | 39.5% | 39.5%
ComDCVKitchenVentilation_PSE | DCV - Kitchen - Single - Comm - 3 HP - GO | 39.5% | 39.5% | 39.5% | 39.5% | 39.5% | 39.5% | 39.5% | 39.5% | 39.5% | 39.5% | 39.5% | 39.5% | 39.5% | 39.5% | 39.5% | 39.5% | 39.5% | 39.5% | 39.5%
ComDCVKitchenVentilation_PSE | DCV - Kitchen - Single - Comm - 4 HP - GO | 39.5% | 39.5% | 39.5% | 39.5% | 39.5% | 39.5% | 39.5% | 39.5% | 39.5% | 39.5% | 39.5% | 39.5% | 39.5% | 39.5% | 39.5% | 39.5% | 39.5% | 39.5% | 39.5%
ComDCVKitchenVentilation_PSE | DCV - Kitchen - Single - Comm - 5 HP - GO | 39.5% | 39.5% | 39.5% | 39.5% | 39.5% | 39.5% | 39.5% | 39.5% | 39.5% | 39.5% | 39.5% | 39.5% | 39.5% | 39.5% | 39.5% | 39.5% | 39.5% | 39.5% | 39.5%
ComDCVKitchenVentilation_PSE | DCV - Kitchen - Single - Comm - 6 HP - GO | 39.5% | 39.5% | 39.5% | 39.5% | 39.5% | 39.5% | 39.5% | 39.5% | 39.5% | 39.5% | 39.5% | 39.5% | 39.5% | 39.5% | 39.5% | 39.5% | 39.5% | 39.5% | 39.5%
ComDCVKitchenVentilation_PSE | DCV - Kitchen - Single - Comm - 7 HP - GO | 39.5% | 39.5% | 39.5% | 39.5% | 39.5% | 39.5% | 39.5% | 39.5% | 39.5% | 39.5% | 39.5% | 39.5% | 39.5% | 39.5% | 39.5% | 39.5% | 39.5% | 39.5% | 39.5%
ComDCVKitchenVentilation_PSE | DCV - Kitchen - Single - Comm - 8 HP - GO | 39.5% | 39.5% | 39.5% | 39.5% | 39.5% | 39.5% | 39.5% | 39.5% | 39.5% | 39.5% | 39.5% | 39.5% | 39.5% | 39.5% | 39.5% | 39.5% | 39.5% | 39.5% | 39.5%
ComDCVKitchenVentilation_PSE | DCV - Kitchen - Single - Comm - 9 HP - GO | 39.5% | 39.5% | 39.5% | 39.5% | 39.5% | 39.5% | 39.5% | 39.5% | 39.5% | 39.5% | 39.5% | 39.5% | 39.5% | 39.5% | 39.5% | 39.5% | 39.5% | 39.5% | 39.5%
ComDCVKitchenVentilation_PSE | DCV - Kitchen - Single - Comm - 10 HP - GO | 39.5% | 39.5% | 39.5% | 39.5% | 39.5% | 39.5% | 39.5% | 39.5% | 39.5% | 39.5% | 39.5% | 39.5% | 39.5% | 39.5% | 39.5% | 39.5% | 39.5% | 39.5% | 39.5%
ComDCVKitchenVentilation_PSE | DCV - Kitchen - Single - Comm - 11 HP - GO | 39.5% | 39.5% | 39.5% | 39.5% | 39.5% | 39.5% | 39.5% | 39.5% | 39.5% | 39.5% | 39.5% | 39.5% | 39.5% | 39.5% | 39.5% | 39.5% | 39.5% | 39.5% | 39.5%
ComDCVKitchenVentilation_PSE | DCV - Kitchen - Single - Comm - 12 HP - GO | 39.5% | 39.5% | 39.5% | 39.5% | 39.5% | 39.5% | 39.5% | 39.5% | 39.5% | 39.5% | 39.5% | 39.5% | 39.5% | 39.5% | 39.5% | 39.5% | 39.5% | 39.5% | 39.5%
ComDCVKitchenVentilation_PSE | DCV - Kitchen - Single - Comm - 13 HP - GO | 39.5% | 39.5% | 39.5% | 39.5% | 39.5% | 39.5% | 39.5% | 39.5% | 39.5% | 39.5% | 39.5% | 39.5% | 39.5% | 39.5% | 39.5% | 39.5% | 39.5% | 39.5% | 39.5%
ComDCVKitchenVentilation_PSE | DCV - Kitchen - Single - Comm - 14 HP - GO | 39.5% | 39.5% | 39.5% | 39.5% | 39.5% | 39.5% | 39.5% | 39.5% | 39.5% | 39.5% | 39.5% | 39.5% | 39.5% | 39.5% | 39.5% | 39.5% | 39.5% | 39.5% | 39.5%
ComDCVKitchenVentilation_PSE | DCV - Kitchen - Single - Comm - 15 HP - GO | 39.5% | 39.5% | 39.5% | 39.5% | 39.5% | 39.5% | 39.5% | 39.5% | 39.5% | 39.5% | 39.5% | 39.5% | 39.5% | 39.5% | 39.5% | 39.5% | 39.5% | 39.5% | 39.5%
ComDCVKitchenVentilation_PSE | DCV - Kitchen - Single - Comm - 16 HP - GO | 39.5% | 39.5% | 39.5% | 39.5% | 39.5% | 39.5% | 39.5% | 39.5% | 39.5% | 39.5% | 39.5% | 39.5% | 39.5% | 39.5% | 39.5% | 39.5% | 39.5% | 39.5% | 39.5%
ComDCVKitchenVentilation_PSE | DCV - Kitchen - Single - Comm - 17 HP - GO | 39.5% | 39.5% | 39.5% | 39.5% | 39.5% | 39.5% | 39.5% | 39.5% | 39.5% | 39.5% | 39.5% | 39.5% | 39.5% | 39.5% | 39.5% | 39.5% | 39.5% | 39.5% | 39.5%
ComDCVKitchenVentilation_PSE | DCV - Kitchen - Single - Comm - 18 HP - GO | 39.5% | 39.5% | 39.5% | 39.5% | 39.5% | 39.5% | 39.5% | 39.5% | 39.5% | 39.5% | 39.5% | 39.5% | 39.5% | 39.5% | 39.5% | 39.5% | 39.5% | 39.5% | 39.5%
ComDCVKitchenVentilation_PSE | DCV - Kitchen - Single - Comm - 19 HP - GO | 39.5% | 39.5% | 39.5% | 39.5% | 39.5% | 39.5% | 39.5% | 39.5% | 39.5% | 39.5% | 39.5% | 39.5% | 39.5% | 39.5% | 39.5% | 39.5% | 39.5% | 39.5% | 39.5%
ComDCVKitchenVentilation_PSE | DCV - Kitchen - Single - Comm - 20 HP - GO | 39.5% | 39.5% | 39.5% | 39.5% | 39.5% | 39.5% | 39.5% | 39.5% | 39.5% | 39.5% | 39.5% | 39.5% | 39.5% | 39.5% | 39.5% | 39.5% | 39.5% | 39.5% | 39.5%
ComDCVKitchenVentilation_PSE | DCV - Kitchen - Single - Comm - 21 HP - GO | 39.5% | 39.5% | 39.5% | 39.5% | 39.5% | 39.5% | 39.5% | 39.5% | 39.5% | 39.5% | 39.5% | 39.5% | 39.5% | 39.5% | 39.5% | 39.5% | 39.5% | 39.5% | 39.5%
ComDCVKitchenVentilation_PSE | DCV - Kitchen - Single - Comm - 22 HP - GO | 39.5% | 39.5% | 39.5% | 39.5% | 39.5% | 39.5% | 39.5% | 39.5% | 39.5% | 39.5% | 39.5% | 39.5% | 39.5% | 39.5% | 39.5% | 39.5% | 39.5% | 39.5% | 39.5%
ComDCVKitchenVentilation_PSE | DCV - Kitchen - Single - Comm - 23 HP - GO | 39.5% | 39.5% | 39.5% | 39.5% | 39.5% | 39.5% | 39.5% | 39.5% | 39.5% | 39.5% | 39.5% | 39.5% | 39.5% | 39.5% | 39.5% | 39.5% | 39.5% | 39.5% | 39.5%
ComDCVKitchenVentilation_PSE | DCV - Kitchen - Single - Comm - 24 HP - GO | 39.5% | 39.5% | 39.5% | 39.5% | 39.5% | 39.5% | 39.5% | 39.5% | 39.5% | 39.5% | 39.5% | 39.5% | 39.5% | 39.5% | 39.5% | 39.5% | 39.5% | 39.5% | 39.5%
ComDCVKitchenVentilation_PSE | DCV - Kitchen - Single - Comm - 25 HP - GO | 39.5% | 39.5% | 39.5% | 39.5% | 39.5% | 39.5% | 39.5% | 39.5% | 39.5% | 39.5% | 39.5% | 39.5% | 39.5% | 39.5% | 39.5% | 39.5% | 39.5% | 39.5% | 39.5%
ComDCVKitchenVentilation_PSE | DCV - Kitchen - Single - Comm - 26 HP - GO | 39.5% | 39.5% | 39.5% | 39.5% | 39.5% | 39.5% | 39.5% | 39.5% | 39.5% | 39.5% | 39.5% | 39.5% | 39.5% | 39.5% | 39.5% | 39.5% | 39.5% | 39.5% | 39.5%
ComDCVKitchenVentilation_PSE | DCV - Kitchen - Single - Comm - 27 HP - GO | 39.5% | 39.5% | 39.5% | 39.5% | 39.5% | 39.5% | 39.5% | 39.5% | 39.5% | 39.5% | 39.5% | 39.5% | 39.5% | 39.5% | 39.5% | 39.5% | 39.5% | 39.5% | 39.5%
ComDCVKitchenVentilation_PSE | DCV - Kitchen - Single - Comm - 28 HP - GO | 39.5% | 39.5% | 39.5% | 39.5% | 39.5% | 39.5% | 39.5% | 39.5% | 39.5% | 39.5% | 39.5% | 39.5% | 39.5% | 39.5% | 39.5% | 39.5% | 39.5% | 39.5% | 39.5%
ComDCVKitchenVentilation_PSE | DCV - Kitchen - Single - Comm - 29 HP - GO | 39.5% | 39.5% | 39.5% | 39.5% | 39.5% | 39.5% | 39.5% | 39.5% | 39.5% | 39.5% | 39.5% | 39.5% | 39.5% | 39.5% | 39.5% | 39.5% | 39.5% | 39.5% | 39.5%
ComDCVKitchenVentilation_PSE | DCV - Kitchen - Single - Comm - 30 HP - GO | 39.5% | 39.5% | 39.5% | 39.5% | 39.5% | 39.5% | 39.5% | 39.5% | 39.5% | 39.5% | 39.5% | 39.5% | 39.5% | 39.5% | 39.5% | 39.5% | 39.5% | 39.5% | 39.5%
ComDishwashers_PSE | CKTCH: Dishwasher - Under Counter - Low Temp - GWH | 0.95% | 0.95% | 0.95% | 19% | 19% | 19% | 19% | 66.5% | 66.5% | 0.95% | 38% | 38% | 71.25% | 57% | 9.5% | 0.95% | 0.95% | 0.95% | 15.02%
ComDishwashers_PSE | CKTCH: Dishwasher - Door Type - High Temp - GWH | 0.95% | 0.95% | 0.95% | 19% | 19% | 19% | 19% | 66.5% | 66.5% | 0.95% | 38% | 38% | 71.25% | 57% | 9.5% | 0.95% | 0.95% | 0.95% | 15.02%
ComDishwashers_PSE | CKTCH: Dishwasher - Door Type - Low Temp - GWH | 0.95% | 0.95% | 0.95% | 19% | 19% | 19% | 19% | 66.5% | 66.5% | 0.95% | 38% | 38% | 71.25% | 57% | 9.5% | 0.95% | 0.95% | 0.95% | 15.02%
ComDishwashers_PSE | CKTCH: Dishwasher - Multi Tank - High Temp - GWH | 0.95% | 0.95% | 0.95% | 19% | 19% | 19% | 19% | 66.5% | 66.5% | 0.95% | 38% | 38% | 71.25% | 57% | 9.5% | 0.95% | 0.95% | 0.95% | 15.02%
ComDishwashers_PSE | CKTCH: Dishwasher - Multi Tank - Low Temp - GWH | 0.95% | 0.95% | 0.95% | 19% | 19% | 19% | 19% | 66.5% | 66.5% | 0.95% | 38% | 38% | 71.25% | 57% | 9.5% | 0.95% | 0.95% | 0.95% | 15.02%
ComDishwashers_PSE | CKTCH: Dishwasher - Single Tank - High Temp - GWH | 0.95% | 0.95% | 0.95% | 19% | 19% | 19% | 19% | 66.5% | 66.5% | 0.95% | 38% | 38% | 71.25% | 57% | 9.5% | 0.95% | 0.95% | 0.95% | 15.02%
ComDishwashers_PSE | CKTCH: Dishwasher - Single Tank - Low Temp - GWH | 0.95% | 0.95% | 0.95% | 19% | 19% | 19% | 19% | 66.5% | 66.5% | 0.95% | 38% | 38% | 71.25% | 57% | 9.5% | 0.95% | 0.95% | 0.95% | 15.02%
ComDishwashers_PSE | CKTCH: Dishwasher - Under Counter - High Temp - EWH - E Booster | 0.95% | 0.95% | 0.95% | 19% | 19% | 19% | 19% | 66.5% | 66.5% | 0.95% | 38% | 38% | 71.25% | 57% | 9.5% | 0.95% | 0.95% | 0.95% | 15.02%
ComDishwashers_PSE | CKTCH: Dishwasher - Under Counter - High Temp - E Booster | 0.95% | 0.95% | 0.95% | 19% | 19% | 19% | 19% | 66.5% | 66.5% | 0.95% | 38% | 38% | 71.25% | 57% | 9.5% | 0.95% | 0.95% | 0.95% | 15.02%
ComDishwashers_PSE | CKTCH: Dishwasher - Under Counter - Low Temp - EWH | 0.95% | 0.95% | 0.95% | 19% | 19% | 19% | 19% | 66.5% | 66.5% | 0.95% | 38% | 38% | 71.25% | 57% | 9.5% | 0.95% | 0.95% | 0.95% | 15.02%
ComDishwashers_PSE | CKTCH: Dishwasher - Door Type - High Temp - EWH - E Booster | 0.95% | 0.95% | 0.95% | 19% | 19% | 19% | 19% | 66.5% | 66.5% | 0.95% | 38% | 38% | 71.25% | 57% | 9.5% | 0.95% | 0.95% | 0.95% | 15.02%
ComDishwashers_PSE | CKTCH: Dishwasher - Door Type - High Temp - E Booster | 0.95% | 0.95% | 0.95% | 19% | 19% | 19% | 19% | 66.5% | 66.5% | 0.95% | 38% | 38% | 71.25% | 57% | 9.5% | 0.95% | 0.95% | 0.95% | 15.02%
ComDishwashers_PSE | CKTCH: Dishwasher - Door Type - Low Temp - EWH | 0.95% | 0.95% | 0.95% | 19% | 19% | 19% | 19% | 66.5% | 66.5% | 0.95% | 38% | 38% | 71.25% | 57% | 9.5% | 0.95% | 0.95% | 0.95% | 15.02%
ComDishwashers_PSE | CKTCH: Dishwasher - Multi Tank - High Temp - EWH - E Booster | 0.95% | 0.95% | 0.95% | 19% | 19% | 19% | 19% | 66.5% | 66.5% | 0.95% | 38% | 38% | 71.25% | 57% | 9.5% | 0.95% | 0.95% | 0.95% | 15.02%
ComDishwashers_PSE | CKTCH: Dishwasher - Multi Tank - High Temp - E Booster | 0.95% | 0.95% | 0.95% | 19% | 19% | 19% | 19% | 66.5% | 66.5% | 0.95% | 38% | 38% | 71.25% | 57% | 9.5% | 0.95% | 0.95% | 0.95% | 15.02%
ComDishwashers_PSE | CKTCH: Dishwasher - Multi Tank - Low Temp - EWH | 0.95% | 0.95% | 0.95% | 19% | 19% | 19% | 19% | 66.5% | 66.5% | 0.95% | 38% | 38% | 71.25% | 57% | 9.5% | 0.95% | 0.95% | 0.95% | 15.02%
ComDishwashers_PSE | CKTCH: Dishwasher - Single Tank - High Temp - EWH - E Booster | 0.95% | 0.95% | 0.95% | 19% | 19% | 19% | 19% | 66.5% | 66.5% | 0.95% | 38% | 38% | 71.25% | 57% | 9.5% | 0.95% | 0.95% | 0.95% | 15.02%
ComDishwashers_PSE | CKTCH: Dishwasher - Single Tank - High Temp - E Booster | 0.95% | 0.95% | 0.95% | 19% | 19% | 19% | 19% | 66.5% | 66.5% | 0.95% | 38% | 38% | 71.25% | 57% | 9.5% | 0.95% | 0.95% | 0.95% | 15.02%
ComDishwashers_PSE | CKTCH: Dishwasher - Single Tank - Low Temp - EWH | 0.95% | 0.95% | 0.95% | 19% | 19% | 19% | 19% | 66.5% | 66.5% | 0.95% | 38% | 38% | 71.25% | 57% | 9.5% | 0.95% | 0.95% | 0.95% | 15.02%
ComDishwashers_PSE | CKTCH: Dishwasher - Single Tank - Low Temp - E Incidental | 0.95% | 0.95% | 0.95% | 19% | 19% | 19% | 19% | 66.5% | 66.5% | 0.95% | 38% | 38% | 71.25% | 57% | 9.5% | 0.95% | 0.95% | 0.95% | 15.02%
ComDishwashers_PSE | CKTCH: Dishwasher - Under Counter - High Temp - GWH - E Booster | 0.95% | 0.95% | 0.95% | 19% | 19% | 19% | 19% | 66.5% | 66.5% | 0.95% | 38% | 38% | 71.25% | 57% | 9.5% | 0.95% | 0.95% | 0.95% | 15.02%
ComDishwashers_PSE | CKTCH: Dishwasher - Door Type - High Temp - GWH - E Booster | 0.95% | 0.95% | 0.95% | 19% | 19% | 19% | 19% | 66.5% | 66.5% | 0.95% | 38% | 38% | 71.25% | 57% | 9.5% | 0.95% | 0.95% | 0.95% | 15.02%
ComDishwashers_PSE | CKTCH: Dishwasher - Multi Tank - High Temp - GWH - E Booster | 0.95% | 0.95% | 0.95% | 19% | 19% | 19% | 19% | 66.5% | 66.5% | 0.95% | 38% | 38% | 71.25% | 57% | 9.5% | 0.95% | 0.95% | 0.95% | 15.02%
ComDishwashers_PSE | CKTCH: Dishwasher - Single Tank - High Temp - GWH - E Booster | 0.95% | 0.95% | 0.95% | 19% | 19% | 19% | 19% | 66.5% | 66.5% | 0.95% | 38% | 38% | 71.25% | 57% | 9.5% | 0.95% | 0.95% | 0.95% | 15.02%
ComDishwashers_PSE | CKTCH: Dishwasher - Single Tank - Low Temp - GWH - E Incidental | 0.95% | 0.95% | 0.95% | 19% | 19% | 19% | 19% | 66.5% | 66.5% | 0.95% | 38% | 38% | 71.25% | 57% | 9.5% | 0.95% | 0.95% | 0.95% | 15.02%
ComFryer_PSE | Fryer - Kitchen - Any Vat - Comm - NG | 54.9% | 54.9% | 54.9% | 54.9% | 54.9% | 54.9% | 54.9% | 54.9% | 54.9% | 54.9% | 54.9% | 54.9% | 54.9% | 54.9% | 54.9% | 54.9% | 54.9% | 54.9% | 54.9%
ComFryer_PSE | Fryer - Kitchen - Any Vat - Comm - E | 54.9% | 54.9% | 54.9% | 54.9% | 54.9% | 54.9% | 54.9% | 54.9% | 54.9% | 54.9% | 54.9% | 54.9% | 54.9% | 54.9% | 54.9% | 54.9% | 54.9% | 54.9% | 54.9%
ComGriddles_PSE | CKTCH: Griddle - 2 Linear Ft - E | 54.9% | 54.9% | 54.9% | 54.9% | 54.9% | 54.9% | 54.9% | 54.9% | 54.9% | 54.9% | 54.9% | 54.9% | 54.9% | 54.9% | 54.9% | 54.9% | 54.9% | 54.9% | 54.9%
ComGriddles_PSE | CKTCH: Griddle - 2 Linear Ft - NG | 54.9% | 54.9% | 54.9% | 54.9% | 54.9% | 54.9% | 54.9% | 54.9% | 54.9% | 54.9% | 54.9% | 54.9% | 54.9% | 54.9% | 54.9% | 54.9% | 54.9% | 54.9% | 54.9%
ComGriddles_PSE | CKTCH: Griddle - 3 Linear Ft - E | 54.9% | 54.9% | 54.9% | 54.9% | 54.9% | 54.9% | 54.9% | 54.9% | 54.9% | 54.9% | 54.9% | 54.9% | 54.9% | 54.9% | 54.9% | 54.9% | 54.9% | 54.9% | 54.9%
ComGriddles_PSE | CKTCH: Griddle - 3 Linear Ft - NG | 54.9% | 54.9% | 54.9% | 54.9% | 54.9% | 54.9% | 54.9% | 54.9% | 54.9% | 54.9% | 54.9% | 54.9% | 54.9% | 54.9% | 54.9% | 54.9% | 54.9% | 54.9% | 54.9%
ComGriddles_PSE | CKTCH: Griddle - 4 Linear Ft - E | 54.9% | 54.9% | 54.9% | 54.9% | 54.9% | 54.9% | 54.9% | 54.9% | 54.9% | 54.9% | 54.9% | 54.9% | 54.9% | 54.9% | 54.9% | 54.9% | 54.9% | 54.9% | 54.9%
ComGriddles_PSE | CKTCH: Griddle - 4 Linear Ft - NG | 54.9% | 54.9% | 54.9% | 54.9% | 54.9% | 54.9% | 54.9% | 54.9% | 54.9% | 54.9% | 54.9% | 54.9% | 54.9% | 54.9% | 54.9% | 54.9% | 54.9% | 54.9% | 54.9%
ComGriddles_PSE | CKTCH: Griddle - 5 Linear Ft - E | 54.9% | 54.9% | 54.9% | 54.9% | 54.9% | 54.9% | 54.9% | 54.9% | 54.9% | 54.9% | 54.9% | 54.9% | 54.9% | 54.9% | 54.9% | 54.9% | 54.9% | 54.9% | 54.9%
ComGriddles_PSE | CKTCH: Griddle - 5 Linear Ft - NG | 54.9% | 54.9% | 54.9% | 54.9% | 54.9% | 54.9% | 54.9% | 54.9% | 54.9% | 54.9% | 54.9% | 54.9% | 54.9% | 54.9% | 54.9% | 54.9% | 54.9% | 54.9% | 54.9%
ComGriddles_PSE | CKTCH: Griddle - 6 Linear Ft - E | 54.9% | 54.9% | 54.9% | 54.9% | 54.9% | 54.9% | 54.9% | 54.9% | 54.9% | 54.9% | 54.9% | 54.9% | 54.9% | 54.9% | 54.9% | 54.9% | 54.9% | 54.9% | 54.9%
ComGriddles_PSE | CKTCH: Griddle - 6 Linear Ft - NG | 54.9% | 54.9% | 54.9% | 54.9% | 54.9% | 54.9% | 54.9% | 54.9% | 54.9% | 54.9% | 54.9% | 54.9% | 54.9% | 54.9% | 54.9% | 54.9% | 54.9% | 54.9% | 54.9%
ComHotFoodHoldingCabinet_PSE | CKTCH: Food Cabinet - Hot - Under 13 Ft | 54.9% | 54.9% | 54.9% | 54.9% | 54.9% | 54.9% | 54.9% | 54.9% | 54.9% | 54.9% | 54.9% | 54.9% | 54.9% | 54.9% | 54.9% | 54.9% | 54.9% | 54.9% | 54.9%
ComHotFoodHoldingCabinet_PSE | CKTCH: Food Cabinet - Hot - 13 Ft to Under 28 Ft | 54.9% | 54.9% | 54.9% | 54.9% | 54.9% | 54.9% | 54.9% | 54.9% | 54.9% | 54.9% | 54.9% | 54.9% | 54.9% | 54.9% | 54.9% | 54.9% | 54.9% | 54.9% | 54.9%
ComHotFoodHoldingCabinet_PSE | CKTCH: Food Cabinet - Hot - 28 Ft or More | 54.9% | 54.9% | 54.9% | 54.9% | 54.9% | 54.9% | 54.9% | 54.9% | 54.9% | 54.9% | 54.9% | 54.9% | 54.9% | 54.9% | 54.9% | 54.9% | 54.9% | 54.9% | 54.9%
ComOzoneLaundry-Cadmus | Ozone Laundry | 73.5% | 73.5% | 73.5% | 75% | 75% | 75% | 75% | 75% | 75% | 73.5% | 73.5% | 73.5% | 75% | 41.46% | 75% | 75% | 75% | 75% | 73.37%
ComPreRinseSprayValve_PSE | SBDI: Sprayhead - EWH - 0.65 gpm - from 1.6 | 74% | 74% | 74% | 74% | 74% | 74% | 74% | 74% | 74% | 74% | 74% | 74% | 74% | 74% | 74% | 74% | 74% | 74% | 74%
ComPreRinseSprayValve_PSE | SBDI: Sprayhead - EWH - 0.65 gpm - from 2.2 | 74% | 74% | 74% | 74% | 74% | 74% | 74% | 74% | 74% | 74% | 74% | 74% | 74% | 74% | 74% | 74% | 74% | 74% | 74%
ComPreRinseSprayValve_PSE | SBDI: Sprayhead - EWH - 0.65 gpm - from 2.6 | 74% | 74% | 74% | 74% | 74% | 74% | 74% | 74% | 74% | 74% | 74% | 74% | 74% | 74% | 74% | 74% | 74% | 74% | 74%
ComPreRinseSprayValve_PSE | SBDI: Sprayhead - EWH - 0.65 gpm - not PI | 74% | 74% | 74% | 74% | 74% | 74% | 74% | 74% | 74% | 74% | 74% | 74% | 74% | 74% | 74% | 74% | 74% | 74% | 74%
ComPreRinseSprayValve_PSE | SBDI: Sprayhead - GWH - 0.65 gpm - from 1.6 | 74% | 74% | 74% | 74% | 74% | 74% | 74% | 74% | 74% | 74% | 74% | 74% | 74% | 74% | 74% | 74% | 74% | 74% | 74%
ComPreRinseSprayValve_PSE | SBDI: Sprayhead - GWH - 0.65 gpm - from 2.2 | 74% | 74% | 74% | 74% | 74% | 74% | 74% | 74% | 74% | 74% | 74% | 74% | 74% | 74% | 74% | 74% | 74% | 74% | 74%
ComPreRinseSprayValve_PSE | SBDI: Sprayhead - GWH - 0.65 gpm - from 2.6 | 74% | 74% | 74% | 74% | 74% | 74% | 74% | 74% | 74% | 74% | 74% | 74% | 74% | 74% | 74% | 74% | 74% | 74% | 74%
ComPreRinseSprayValve_PSE | SBDI: Sprayhead - GWH - 0.65 gpm - not PI | 74% | 74% | 74% | 74% | 74% | 74% | 74% | 74% | 74% | 74% | 74% | 74% | 74% | 74% | 74% | 74% | 74% | 74% | 74%
ComRackOven_PSE | CKTCH: Oven - Double Rack - NG | 54.9% | 54.9% | 54.9% | 54.9% | 54.9% | 54.9% | 54.9% | 54.9% | 54.9% | 54.9% | 54.9% | 54.9% | 54.9% | 54.9% | 54.9% | 54.9% | 54.9% | 54.9% | 54.9%
ComSteamCooker_PSE | Steam - Kitchen - Any Size - Comm - E | 32.94% | 32.94% | 32.94% | 32.94% | 32.94% | 32.94% | 32.94% | 32.94% | 32.94% | 32.94% | 32.94% | 32.94% | 32.94% | 32.94% | 32.94% | 32.94% | 32.94% | 32.94% | 32.94%
ComSteamCooker_PSE | Steam - Kitchen - Any Size - Comm - NG | 32.94% | 32.94% | 32.94% | 32.94% | 32.94% | 32.94% | 32.94% | 32.94% | 32.94% | 32.94% | 32.94% | 32.94% | 32.94% | 32.94% | 32.94% | 32.94% | 32.94% | 32.94% | 32.94%
Note on AS87: [Threaded comment] Your version of Excel allows you to read this threaded comment; however, any edits to it will get removed if the file is opened in a newer version of Excel. Learn more: https://go.microsoft.com/fwlink/?linkid=870924 Comment: From: Robinweiler, Beth <Beth.Robinweiler@pse.com> Sent: Monday, April 20, 2020 6:47 PM To: Lakin Garth <lakin.garth@cadmusgroup.com>; Aquila Velonis <Aquila.Velonis@cadmusgroup.com>; Metchop, Lionel <Lionel.Metchop@pse.com> Cc: Narayanan, Deepa <deepa.narayanan@pse.com>; Singh, Gurvinder <gurvinder.singh@pse.com> Subject: RE: [EXT] RE: Review of CPA Measures Hi, Following up from our meeting about the Commercial SEM program, I looked back through the sectors. Please exclude: Supermarket, minimart, restaurant, and assembly from the mix. Those are sectors we wouldn’t consider for the program. This is often due to size & ownership structures that wouldn’t align with this program. We haven’t had any lodging or residential care in our program before, and are definitely not target sectors, but might consider them if an eager customer approached us.
Note on AT87: [Threaded comment] Your version of Excel allows you to read this threaded comment; however, any edits to it will get removed if the file is opened in a newer version of Excel. Learn more: https://go.microsoft.com/fwlink/?linkid=870924 Comment: From: Robinweiler, Beth <Beth.Robinweiler@pse.com> Sent: Monday, April 20, 2020 6:47 PM To: Lakin Garth <lakin.garth@cadmusgroup.com>; Aquila Velonis <Aquila.Velonis@cadmusgroup.com>; Metchop, Lionel <Lionel.Metchop@pse.com> Cc: Narayanan, Deepa <deepa.narayanan@pse.com>; Singh, Gurvinder <gurvinder.singh@pse.com> Subject: RE: [EXT] RE: Review of CPA Measures Hi, Following up from our meeting about the Commercial SEM program, I looked back through the sectors. Please exclude: Supermarket, minimart, restaurant, and assembly from the mix. Those are sectors we wouldn’t consider for the program. This is often due to size & ownership structures that wouldn’t align with this program. We haven’t had any lodging or residential care in our program before, and are definitely not target sectors, but might consider them if an eager customer approached us.
Note on AU87: [Threaded comment] Your version of Excel allows you to read this threaded comment; however, any edits to it will get removed if the file is opened in a newer version of Excel. Learn more: https://go.microsoft.com/fwlink/?linkid=870924 Comment: From: Robinweiler, Beth <Beth.Robinweiler@pse.com> Sent: Monday, April 20, 2020 6:47 PM To: Lakin Garth <lakin.garth@cadmusgroup.com>; Aquila Velonis <Aquila.Velonis@cadmusgroup.com>; Metchop, Lionel <Lionel.Metchop@pse.com> Cc: Narayanan, Deepa <deepa.narayanan@pse.com>; Singh, Gurvinder <gurvinder.singh@pse.com> Subject: RE: [EXT] RE: Review of CPA Measures Hi, Following up from our meeting about the Commercial SEM program, I looked back through the sectors. Please exclude: Supermarket, minimart, restaurant, and assembly from the mix. Those are sectors we wouldn’t consider for the program. This is often due to size & ownership structures that wouldn’t align with this program. We haven’t had any lodging or residential care in our program before, and are definitely not target sectors, but might consider them if an eager customer approached us.
Note on AY87: [Threaded comment] Your version of Excel allows you to read this threaded comment; however, any edits to it will get removed if the file is opened in a newer version of Excel. Learn more: https://go.microsoft.com/fwlink/?linkid=870924 Comment: From: Robinweiler, Beth <Beth.Robinweiler@pse.com> Sent: Monday, April 20, 2020 6:47 PM To: Lakin Garth <lakin.garth@cadmusgroup.com>; Aquila Velonis <Aquila.Velonis@cadmusgroup.com>; Metchop, Lionel <Lionel.Metchop@pse.com> Cc: Narayanan, Deepa <deepa.narayanan@pse.com>; Singh, Gurvinder <gurvinder.singh@pse.com> Subject: RE: [EXT] RE: Review of CPA Measures Hi, Following up from our meeting about the Commercial SEM program, I looked back through the sectors. Please exclude: Supermarket, minimart, restaurant, and assembly from the mix. Those are sectors we wouldn’t consider for the program. This is often due to size & ownership structures that wouldn’t align with this program. We haven’t had any lodging or residential care in our program before, and are definitely not target sectors, but might consider them if an eager customer approached us.
Note on AS88: [Threaded comment] Your version of Excel allows you to read this threaded comment; however, any edits to it will get removed if the file is opened in a newer version of Excel. Learn more: https://go.microsoft.com/fwlink/?linkid=870924 Comment: From: Robinweiler, Beth <Beth.Robinweiler@pse.com> Sent: Monday, April 20, 2020 6:47 PM To: Lakin Garth <lakin.garth@cadmusgroup.com>; Aquila Velonis <Aquila.Velonis@cadmusgroup.com>; Metchop, Lionel <Lionel.Metchop@pse.com> Cc: Narayanan, Deepa <deepa.narayanan@pse.com>; Singh, Gurvinder <gurvinder.singh@pse.com> Subject: RE: [EXT] RE: Review of CPA Measures Hi, Following up from our meeting about the Commercial SEM program, I looked back through the sectors. Please exclude: Supermarket, minimart, restaurant, and assembly from the mix. Those are sectors we wouldn’t consider for the program. This is often due to size & ownership structures that wouldn’t align with this program. We haven’t had any lodging or residential care in our program before, and are definitely not target sectors, but might consider them if an eager customer approached us.
Note on AT88: [Threaded comment] Your version of Excel allows you to read this threaded comment; however, any edits to it will get removed if the file is opened in a newer version of Excel. Learn more: https://go.microsoft.com/fwlink/?linkid=870924 Comment: From: Robinweiler, Beth <Beth.Robinweiler@pse.com> Sent: Monday, April 20, 2020 6:47 PM To: Lakin Garth <lakin.garth@cadmusgroup.com>; Aquila Velonis <Aquila.Velonis@cadmusgroup.com>; Metchop, Lionel <Lionel.Metchop@pse.com> Cc: Narayanan, Deepa <deepa.narayanan@pse.com>; Singh, Gurvinder <gurvinder.singh@pse.com> Subject: RE: [EXT] RE: Review of CPA Measures Hi, Following up from our meeting about the Commercial SEM program, I looked back through the sectors. Please exclude: Supermarket, minimart, restaurant, and assembly from the mix. Those are sectors we wouldn’t consider for the program. This is often due to size & ownership structures that wouldn’t align with this program. We haven’t had any lodging or residential care in our program before, and are definitely not target sectors, but might consider them if an eager customer approached us.
Note on AU88: [Threaded comment] Your version of Excel allows you to read this threaded comment; however, any edits to it will get removed if the file is opened in a newer version of Excel. Learn more: https://go.microsoft.com/fwlink/?linkid=870924 Comment: From: Robinweiler, Beth <Beth.Robinweiler@pse.com> Sent: Monday, April 20, 2020 6:47 PM To: Lakin Garth <lakin.garth@cadmusgroup.com>; Aquila Velonis <Aquila.Velonis@cadmusgroup.com>; Metchop, Lionel <Lionel.Metchop@pse.com> Cc: Narayanan, Deepa <deepa.narayanan@pse.com>; Singh, Gurvinder <gurvinder.singh@pse.com> Subject: RE: [EXT] RE: Review of CPA Measures Hi, Following up from our meeting about the Commercial SEM program, I looked back through the sectors. Please exclude: Supermarket, minimart, restaurant, and assembly from the mix. Those are sectors we wouldn’t consider for the program. This is often due to size & ownership structures that wouldn’t align with this program. We haven’t had any lodging or residential care in our program before, and are definitely not target sectors, but might consider them if an eager customer approached us.
Note on AY88: [Threaded comment] Your version of Excel allows you to read this threaded comment; however, any edits to it will get removed if the file is opened in a newer version of Excel. Learn more: https://go.microsoft.com/fwlink/?linkid=870924 Comment: From: Robinweiler, Beth <Beth.Robinweiler@pse.com> Sent: Monday, April 20, 2020 6:47 PM To: Lakin Garth <lakin.garth@cadmusgroup.com>; Aquila Velonis <Aquila.Velonis@cadmusgroup.com>; Metchop, Lionel <Lionel.Metchop@pse.com> Cc: Narayanan, Deepa <deepa.narayanan@pse.com>; Singh, Gurvinder <gurvinder.singh@pse.com> Subject: RE: [EXT] RE: Review of CPA Measures Hi, Following up from our meeting about the Commercial SEM program, I looked back through the sectors. Please exclude: Supermarket, minimart, restaurant, and assembly from the mix. Those are sectors we wouldn’t consider for the program. This is often due to size & ownership structures that wouldn’t align with this program. We haven’t had any lodging or residential care in our program before, and are definitely not target sectors, but might consider them if an eager customer approached us.
Note on CQ185: Cadmus: Per PSE, change to replace on burnout
Note on CQ186: Cadmus: Per PSE, change to replace on burnout
Note on CR283: Cadmus: Changed per PSE program staff feedback
Note on CR284: Cadmus: Changed per PSE program staff feedback
Note on CR285: Cadmus: Changed per PSE program staff feedback
Note on CR286: Cadmus: Changed per PSE program staff feedback
Note on CR287: Cadmus: Changed per PSE program staff feedback
Note on CR288: Cadmus: Changed per PSE program staff feedback
Note on CR289: Cadmus: Changed per PSE program staff feedback
Note on CR290: Cadmus: Changed per PSE program staff feedback
Note on CR291: Cadmus: Changed per PSE program staff feedback
Note on CR292: Cadmus: Changed per PSE program staff feedback
Note on CR293: Cadmus: Changed per PSE program staff feedback
Note on CR294: Cadmus: Changed per PSE program staff feedback
Note on CR295: Cadmus: Changed per PSE program staff feedback
Note on CR296: Cadmus: Changed per PSE program staff feedback
Note on CR297: Cadmus: Changed per PSE program staff feedback
Note on CR298: Cadmus: Changed per PSE program staff feedback
Note on CR299: Cadmus: Changed per PSE program staff feedback
Note on CR300: Cadmus: Changed per PSE program staff feedback
Note on CR301: Cadmus: Changed per PSE program staff feedback
Note on CR302: Cadmus: Changed per PSE program staff feedback
Note on CR303: Cadmus: Changed per PSE program staff feedback
Note on CR304: Cadmus: Changed per PSE program staff feedback
Note on CR305: Cadmus: Changed per PSE program staff feedback
Note on CR306: Cadmus: Changed per PSE program staff feedback
Note on CR307: Cadmus: Changed per PSE program staff feedback
Note on CR308: Cadmus: Changed per PSE program staff feedback
Note on CR309: Cadmus: Changed per PSE program staff feedback
Note on CR310: Cadmus: Changed per PSE program staff feedback
Note on CR311: Cadmus: Changed per PSE program staff feedback
Note on CR312: Cadmus: Changed per PSE program staff feedback
Note on CR313: Cadmus: Changed per PSE program staff feedback
Note on CR314: Cadmus: Changed per PSE program staff feedback

## Com Applicability - 2
No split | Count |  | Workbook Name | Applicable Supply Curve Types | Segment | Fuel Type | Per Unit Definition for Savings and Costs | Measure Application | Large Off | Medium Off | Small Off | XLarge Ret | Large Ret | Medium Ret | Small Ret | School K-12 | University | Warehouse | Supermarket | MiniMart | Restaurant | Lodging | Hospital | Residential Care | Assembly | Other | All Commercial | Population | Data Center | Indoor Agriculture Tier 1 | Indoor Agriculture Tier 2 | Indoor Agriculture Tier 3 | Street Lighting | Service Territory Water Flow | Group and Vintage | Lookup | Strike Flag | Has specific measure data | Large Off | Medium Off | Small Off | XLarge Ret | Large Ret | Medium Ret | Small Ret | School K-12 | University | Warehouse | Supermarket | MiniMart | Restaurant | Lodging | Hospital | Residential Care | Assembly | Other | All Commercial | Population | Data Center | Indoor Agriculture Tier 1 | Indoor Agriculture Tier 2 | Indoor Agriculture Tier 3 | Street Lighting | Service Territory Water Flow | Large Off | Medium Off | Small Off | XLarge Ret | Large Ret | Medium Ret | Small Ret | School K-12 | University | Warehouse | Supermarket | MiniMart | Restaurant | Lodging | Hospital | Residential Care | Assembly | Other | All Commercial | Population | Data Center | Indoor Agriculture Tier 1 | Indoor Agriculture Tier 2 | Indoor Agriculture Tier 3 | Street Lighting | Service Territory Water Flow
1 | 1811 | Bi-Level-Stairwell | Com-Bi-Level Stairwell-2021P_V8 | NR | All Commercial | Electric | Per 1,000 Sqft of Stairwell Floor Area | NR_LFStairwell8760_Fix_Repl_from LFTube to LINEAR_LEDPanel_CONTR | 56.28% | 56.28% | 56.28% | 56.28% | 56.28% | 56.28% | 56.28% | 56.28% | 56.28% | 56.28% | 56.28% | 56.28% | 56.28% | 56.28% | 56.28% | 56.28% | 56.28% | 56.28% | 56.28% | 0% | 0% | 0% | 0% | 0% | 0% | 0% | Bi-Level-Stairwell-NR | Bi-Level Stairwell Lighting-NR |  | 1 | 100% | 100% | 100% | 100% | 100% | 100% | 100% | 100% | 100% | 100% | 100% | 100% | 100% | 100% | 100% | 100% | 100% | 100% | 100% | 0% | 0% | 0% | 0% | 0% | 0% | 0% | 56.28% | 56.28% | 56.28% | 56.28% | 56.28% | 56.28% | 56.28% | 56.28% | 56.28% | 56.28% | 56.28% | 56.28% | 56.28% | 56.28% | 56.28% | 56.28% | 56.28% | 56.28% | 56.28% | 0% | 0% | 0% | 0% | 0% | 0% | 0%
1 | 1811 | Bi-Level-Stairwell | Com-Bi-Level Stairwell-2021P_V8 | NR | All Commercial | Electric | Per 1,000 Sqft of Stairwell Floor Area | NR_LFStairwell3600_Fix_Repl_from LFTube to LINEAR_LEDPanel_CONTR | 17.63% | 17.63% | 17.63% | 17.63% | 17.63% | 17.63% | 17.63% | 17.63% | 17.63% | 17.63% | 17.63% | 17.63% | 17.63% | 17.63% | 17.63% | 17.63% | 17.63% | 17.63% | 17.63% | 0% | 0% | 0% | 0% | 0% | 0% | 0% | Bi-Level-Stairwell-NR | Bi-Level Stairwell Lighting-NR |  | 1 | 100% | 100% | 100% | 100% | 100% | 100% | 100% | 100% | 100% | 100% | 100% | 100% | 100% | 100% | 100% | 100% | 100% | 100% | 100% | 0% | 0% | 0% | 0% | 0% | 0% | 0% | 17.63% | 17.63% | 17.63% | 17.63% | 17.63% | 17.63% | 17.63% | 17.63% | 17.63% | 17.63% | 17.63% | 17.63% | 17.63% | 17.63% | 17.63% | 17.63% | 17.63% | 17.63% | 17.63% | 0% | 0% | 0% | 0% | 0% | 0% | 0%
| 1811 | Boiler Tune-up | Com-Boiler Tune-up-Cadmus | Retro | Large Off | Gas | Per Building Sqft for Boiler < 300 kBtuh | Boiler < 300 kBtuh - Tune-up Boiler - Large Off | 50.5% | 50.5% | 50.5% | 50.5% | 50.5% | 50.5% | 50.5% | 50.5% | 50.5% | 50.5% | 50.5% | 50.5% | 50.5% | 50.5% | 50.5% | 50.5% | 50.5% | 50.5% | 50.5% | 0% | 0% | 0% | 0% | 0% | 0% | 0% | Boiler Tune-up-Retro | 0 |  | 0 | 3.588% | 22.68% | 100% | 0% | 0% | 60.55% | 80.34% | 2.921% | 2.921% | 83.32% | 0% | 0% | 100% | 34.65% | 3.588% | 6.153% | 13.21% | 8.509% | 18.05% | 0% | 0% | 0% | 0% | 0% | 0% | 0% | 1.812% | 11.45% | 50.5% | 0% | 0% | 30.58% | 40.57% | 1.475% | 1.475% | 42.08% | 0% | 0% | 50.5% | 17.5% | 1.812% | 3.107% | 6.671% | 4.297% | 9.113% | 0% | 0% | 0% | 0% | 0% | 0% | 0%
| 1811 | Boiler Tune-up | Com-Boiler Tune-up-Cadmus | Retro | Medium Off | Gas | Per Building Sqft for Boiler < 300 kBtuh | Boiler < 300 kBtuh - Tune-up Boiler - Medium Off | 50.5% | 50.5% | 50.5% | 50.5% | 50.5% | 50.5% | 50.5% | 50.5% | 50.5% | 50.5% | 50.5% | 50.5% | 50.5% | 50.5% | 50.5% | 50.5% | 50.5% | 50.5% | 50.5% | 0% | 0% | 0% | 0% | 0% | 0% | 0% | Boiler Tune-up-Retro | 0 |  | 0 | 3.588% | 22.68% | 100% | 0% | 0% | 60.55% | 80.34% | 2.921% | 2.921% | 83.32% | 0% | 0% | 100% | 34.65% | 3.588% | 6.153% | 13.21% | 8.509% | 18.05% | 0% | 0% | 0% | 0% | 0% | 0% | 0% | 1.812% | 11.45% | 50.5% | 0% | 0% | 30.58% | 40.57% | 1.475% | 1.475% | 42.08% | 0% | 0% | 50.5% | 17.5% | 1.812% | 3.107% | 6.671% | 4.297% | 9.113% | 0% | 0% | 0% | 0% | 0% | 0% | 0%
| 1811 | Boiler Tune-up | Com-Boiler Tune-up-Cadmus | Retro | Small Off | Gas | Per Building Sqft for Boiler < 300 kBtuh | Boiler < 300 kBtuh - Tune-up Boiler - Small Off | 50.5% | 50.5% | 50.5% | 50.5% | 50.5% | 50.5% | 50.5% | 50.5% | 50.5% | 50.5% | 50.5% | 50.5% | 50.5% | 50.5% | 50.5% | 50.5% | 50.5% | 50.5% | 50.5% | 0% | 0% | 0% | 0% | 0% | 0% | 0% | Boiler Tune-up-Retro | 0 |  | 0 | 3.588% | 22.68% | 100% | 0% | 0% | 60.55% | 80.34% | 2.921% | 2.921% | 83.32% | 0% | 0% | 100% | 34.65% | 3.588% | 6.153% | 13.21% | 8.509% | 18.05% | 0% | 0% | 0% | 0% | 0% | 0% | 0% | 1.812% | 11.45% | 50.5% | 0% | 0% | 30.58% | 40.57% | 1.475% | 1.475% | 42.08% | 0% | 0% | 50.5% | 17.5% | 1.812% | 3.107% | 6.671% | 4.297% | 9.113% | 0% | 0% | 0% | 0% | 0% | 0% | 0%
| 1811 | Boiler Tune-up | Com-Boiler Tune-up-Cadmus | Retro | XLarge Ret | Gas | Per Building Sqft for Boiler < 300 kBtuh | Boiler < 300 kBtuh - Tune-up Boiler - XLarge Ret | 50.5% | 50.5% | 50.5% | 50.5% | 50.5% | 50.5% | 50.5% | 50.5% | 50.5% | 50.5% | 50.5% | 50.5% | 50.5% | 50.5% | 50.5% | 50.5% | 50.5% | 50.5% | 50.5% | 0% | 0% | 0% | 0% | 0% | 0% | 0% | Boiler Tune-up-Retro | 0 |  | 0 | 3.588% | 22.68% | 100% | 0% | 0% | 60.55% | 80.34% | 2.921% | 2.921% | 83.32% | 0% | 0% | 100% | 34.65% | 3.588% | 6.153% | 13.21% | 8.509% | 18.05% | 0% | 0% | 0% | 0% | 0% | 0% | 0% | 1.812% | 11.45% | 50.5% | 0% | 0% | 30.58% | 40.57% | 1.475% | 1.475% | 42.08% | 0% | 0% | 50.5% | 17.5% | 1.812% | 3.107% | 6.671% | 4.297% | 9.113% | 0% | 0% | 0% | 0% | 0% | 0% | 0%
| 1811 | Boiler Tune-up | Com-Boiler Tune-up-Cadmus | Retro | Large Ret | Gas | Per Building Sqft for Boiler < 300 kBtuh | Boiler < 300 kBtuh - Tune-up Boiler - Large Ret | 50.5% | 50.5% | 50.5% | 50.5% | 50.5% | 50.5% | 50.5% | 50.5% | 50.5% | 50.5% | 50.5% | 50.5% | 50.5% | 50.5% | 50.5% | 50.5% | 50.5% | 50.5% | 50.5% | 0% | 0% | 0% | 0% | 0% | 0% | 0% | Boiler Tune-up-Retro | 0 |  | 0 | 3.588% | 22.68% | 100% | 0% | 0% | 60.55% | 80.34% | 2.921% | 2.921% | 83.32% | 0% | 0% | 100% | 34.65% | 3.588% | 6.153% | 13.21% | 8.509% | 18.05% | 0% | 0% | 0% | 0% | 0% | 0% | 0% | 1.812% | 11.45% | 50.5% | 0% | 0% | 30.58% | 40.57% | 1.475% | 1.475% | 42.08% | 0% | 0% | 50.5% | 17.5% | 1.812% | 3.107% | 6.671% | 4.297% | 9.113% | 0% | 0% | 0% | 0% | 0% | 0% | 0%
| 1811 | Boiler Tune-up | Com-Boiler Tune-up-Cadmus | Retro | Medium Ret | Gas | Per Building Sqft for Boiler < 300 kBtuh | Boiler < 300 kBtuh - Tune-up Boiler - Medium Ret | 50.5% | 50.5% | 50.5% | 50.5% | 50.5% | 50.5% | 50.5% | 50.5% | 50.5% | 50.5% | 50.5% | 50.5% | 50.5% | 50.5% | 50.5% | 50.5% | 50.5% | 50.5% | 50.5% | 0% | 0% | 0% | 0% | 0% | 0% | 0% | Boiler Tune-up-Retro | 0 |  | 0 | 3.588% | 22.68% | 100% | 0% | 0% | 60.55% | 80.34% | 2.921% | 2.921% | 83.32% | 0% | 0% | 100% | 34.65% | 3.588% | 6.153% | 13.21% | 8.509% | 18.05% | 0% | 0% | 0% | 0% | 0% | 0% | 0% | 1.812% | 11.45% | 50.5% | 0% | 0% | 30.58% | 40.57% | 1.475% | 1.475% | 42.08% | 0% | 0% | 50.5% | 17.5% | 1.812% | 3.107% | 6.671% | 4.297% | 9.113% | 0% | 0% | 0% | 0% | 0% | 0% | 0%
| 1811 | Boiler Tune-up | Com-Boiler Tune-up-Cadmus | Retro | Small Ret | Gas | Per Building Sqft for Boiler < 300 kBtuh | Boiler < 300 kBtuh - Tune-up Boiler - Small Ret | 50.5% | 50.5% | 50.5% | 50.5% | 50.5% | 50.5% | 50.5% | 50.5% | 50.5% | 50.5% | 50.5% | 50.5% | 50.5% | 50.5% | 50.5% | 50.5% | 50.5% | 50.5% | 50.5% | 0% | 0% | 0% | 0% | 0% | 0% | 0% | Boiler Tune-up-Retro | 0 |  | 0 | 3.588% | 22.68% | 100% | 0% | 0% | 60.55% | 80.34% | 2.921% | 2.921% | 83.32% | 0% | 0% | 100% | 34.65% | 3.588% | 6.153% | 13.21% | 8.509% | 18.05% | 0% | 0% | 0% | 0% | 0% | 0% | 0% | 1.812% | 11.45% | 50.5% | 0% | 0% | 30.58% | 40.57% | 1.475% | 1.475% | 42.08% | 0% | 0% | 50.5% | 17.5% | 1.812% | 3.107% | 6.671% | 4.297% | 9.113% | 0% | 0% | 0% | 0% | 0% | 0% | 0%
| 1811 | Boiler Tune-up | Com-Boiler Tune-up-Cadmus | Retro | School K-12 | Gas | Per Building Sqft for Boiler < 300 kBtuh | Boiler < 300 kBtuh - Tune-up Boiler - School K-12 | 50.5% | 50.5% | 50.5% | 50.5% | 50.5% | 50.5% | 50.5% | 50.5% | 50.5% | 50.5% | 50.5% | 50.5% | 50.5% | 50.5% | 50.5% | 50.5% | 50.5% | 50.5% | 50.5% | 0% | 0% | 0% | 0% | 0% | 0% | 0% | Boiler Tune-up-Retro | 0 |  | 0 | 3.588% | 22.68% | 100% | 0% | 0% | 60.55% | 80.34% | 2.921% | 2.921% | 83.32% | 0% | 0% | 100% | 34.65% | 3.588% | 6.153% | 13.21% | 8.509% | 18.05% | 0% | 0% | 0% | 0% | 0% | 0% | 0% | 1.812% | 11.45% | 50.5% | 0% | 0% | 30.58% | 40.57% | 1.475% | 1.475% | 42.08% | 0% | 0% | 50.5% | 17.5% | 1.812% | 3.107% | 6.671% | 4.297% | 9.113% | 0% | 0% | 0% | 0% | 0% | 0% | 0%
| 1811 | Boiler Tune-up | Com-Boiler Tune-up-Cadmus | Retro | University | Gas | Per Building Sqft for Boiler < 300 kBtuh | Boiler < 300 kBtuh - Tune-up Boiler - University | 50.5% | 50.5% | 50.5% | 50.5% | 50.5% | 50.5% | 50.5% | 50.5% | 50.5% | 50.5% | 50.5% | 50.5% | 50.5% | 50.5% | 50.5% | 50.5% | 50.5% | 50.5% | 50.5% | 0% | 0% | 0% | 0% | 0% | 0% | 0% | Boiler Tune-up-Retro | 0 |  | 0 | 3.588% | 22.68% | 100% | 0% | 0% | 60.55% | 80.34% | 2.921% | 2.921% | 83.32% | 0% | 0% | 100% | 34.65% | 3.588% | 6.153% | 13.21% | 8.509% | 18.05% | 0% | 0% | 0% | 0% | 0% | 0% | 0% | 1.812% | 11.45% | 50.5% | 0% | 0% | 30.58% | 40.57% | 1.475% | 1.475% | 42.08% | 0% | 0% | 50.5% | 17.5% | 1.812% | 3.107% | 6.671% | 4.297% | 9.113% | 0% | 0% | 0% | 0% | 0% | 0% | 0%
| 1811 | Boiler Tune-up | Com-Boiler Tune-up-Cadmus | Retro | Warehouse | Gas | Per Building Sqft for Boiler < 300 kBtuh | Boiler < 300 kBtuh - Tune-up Boiler - Warehouse | 50.5% | 50.5% | 50.5% | 50.5% | 50.5% | 50.5% | 50.5% | 50.5% | 50.5% | 50.5% | 50.5% | 50.5% | 50.5% | 50.5% | 50.5% | 50.5% | 50.5% | 50.5% | 50.5% | 0% | 0% | 0% | 0% | 0% | 0% | 0% | Boiler Tune-up-Retro | 0 |  | 0 | 3.588% | 22.68% | 100% | 0% | 0% | 60.55% | 80.34% | 2.921% | 2.921% | 83.32% | 0% | 0% | 100% | 34.65% | 3.588% | 6.153% | 13.21% | 8.509% | 18.05% | 0% | 0% | 0% | 0% | 0% | 0% | 0% | 1.812% | 11.45% | 50.5% | 0% | 0% | 30.58% | 40.57% | 1.475% | 1.475% | 42.08% | 0% | 0% | 50.5% | 17.5% | 1.812% | 3.107% | 6.671% | 4.297% | 9.113% | 0% | 0% | 0% | 0% | 0% | 0% | 0%
| 1811 | Boiler Tune-up | Com-Boiler Tune-up-Cadmus | Retro | Supermarket | Gas | Per Building Sqft for Boiler < 300 kBtuh | Boiler < 300 kBtuh - Tune-up Boiler - Supermarket | 50.5% | 50.5% | 50.5% | 50.5% | 50.5% | 50.5% | 50.5% | 50.5% | 50.5% | 50.5% | 50.5% | 50.5% | 50.5% | 50.5% | 50.5% | 50.5% | 50.5% | 50.5% | 50.5% | 0% | 0% | 0% | 0% | 0% | 0% | 0% | Boiler Tune-up-Retro | 0 |  | 0 | 3.588% | 22.68% | 100% | 0% | 0% | 60.55% | 80.34% | 2.921% | 2.921% | 83.32% | 0% | 0% | 100% | 34.65% | 3.588% | 6.153% | 13.21% | 8.509% | 18.05% | 0% | 0% | 0% | 0% | 0% | 0% | 0% | 1.812% | 11.45% | 50.5% | 0% | 0% | 30.58% | 40.57% | 1.475% | 1.475% | 42.08% | 0% | 0% | 50.5% | 17.5% | 1.812% | 3.107% | 6.671% | 4.297% | 9.113% | 0% | 0% | 0% | 0% | 0% | 0% | 0%
| 1811 | Boiler Tune-up | Com-Boiler Tune-up-Cadmus | Retro | MiniMart | Gas | Per Building Sqft for Boiler < 300 kBtuh | Boiler < 300 kBtuh - Tune-up Boiler - MiniMart | 50.5% | 50.5% | 50.5% | 50.5% | 50.5% | 50.5% | 50.5% | 50.5% | 50.5% | 50.5% | 50.5% | 50.5% | 50.5% | 50.5% | 50.5% | 50.5% | 50.5% | 50.5% | 50.5% | 0% | 0% | 0% | 0% | 0% | 0% | 0% | Boiler Tune-up-Retro | 0 |  | 0 | 3.588% | 22.68% | 100% | 0% | 0% | 60.55% | 80.34% | 2.921% | 2.921% | 83.32% | 0% | 0% | 100% | 34.65% | 3.588% | 6.153% | 13.21% | 8.509% | 18.05% | 0% | 0% | 0% | 0% | 0% | 0% | 0% | 1.812% | 11.45% | 50.5% | 0% | 0% | 30.58% | 40.57% | 1.475% | 1.475% | 42.08% | 0% | 0% | 50.5% | 17.5% | 1.812% | 3.107% | 6.671% | 4.297% | 9.113% | 0% | 0% | 0% | 0% | 0% | 0% | 0%
| 1811 | Boiler Tune-up | Com-Boiler Tune-up-Cadmus | Retro | Restaurant | Gas | Per Building Sqft for Boiler < 300 kBtuh | Boiler < 300 kBtuh - Tune-up Boiler - Restaurant | 50.5% | 50.5% | 50.5% | 50.5% | 50.5% | 50.5% | 50.5% | 50.5% | 50.5% | 50.5% | 50.5% | 50.5% | 50.5% | 50.5% | 50.5% | 50.5% | 50.5% | 50.5% | 50.5% | 0% | 0% | 0% | 0% | 0% | 0% | 0% | Boiler Tune-up-Retro | 0 |  | 0 | 3.588% | 22.68% | 100% | 0% | 0% | 60.55% | 80.34% | 2.921% | 2.921% | 83.32% | 0% | 0% | 100% | 34.65% | 3.588% | 6.153% | 13.21% | 8.509% | 18.05% | 0% | 0% | 0% | 0% | 0% | 0% | 0% | 1.812% | 11.45% | 50.5% | 0% | 0% | 30.58% | 40.57% | 1.475% | 1.475% | 42.08% | 0% | 0% | 50.5% | 17.5% | 1.812% | 3.107% | 6.671% | 4.297% | 9.113% | 0% | 0% | 0% | 0% | 0% | 0% | 0%
| 1811 | Boiler Tune-up | Com-Boiler Tune-up-Cadmus | Retro | Lodging | Gas | Per Building Sqft for Boiler < 300 kBtuh | Boiler < 300 kBtuh - Tune-up Boiler - Lodging | 50.5% | 50.5% | 50.5% | 50.5% | 50.5% | 50.5% | 50.5% | 50.5% | 50.5% | 50.5% | 50.5% | 50.5% | 50.5% | 50.5% | 50.5% | 50.5% | 50.5% | 50.5% | 50.5% | 0% | 0% | 0% | 0% | 0% | 0% | 0% | Boiler Tune-up-Retro | 0 |  | 0 | 3.588% | 22.68% | 100% | 0% | 0% | 60.55% | 80.34% | 2.921% | 2.921% | 83.32% | 0% | 0% | 100% | 34.65% | 3.588% | 6.153% | 13.21% | 8.509% | 18.05% | 0% | 0% | 0% | 0% | 0% | 0% | 0% | 1.812% | 11.45% | 50.5% | 0% | 0% | 30.58% | 40.57% | 1.475% | 1.475% | 42.08% | 0% | 0% | 50.5% | 17.5% | 1.812% | 3.107% | 6.671% | 4.297% | 9.113% | 0% | 0% | 0% | 0% | 0% | 0% | 0%
| 1811 | Boiler Tune-up | Com-Boiler Tune-up-Cadmus | Retro | Hospital | Gas | Per Building Sqft for Boiler < 300 kBtuh | Boiler < 300 kBtuh - Tune-up Boiler - Hospital | 50.5% | 50.5% | 50.5% | 50.5% | 50.5% | 50.5% | 50.5% | 50.5% | 50.5% | 50.5% | 50.5% | 50.5% | 50.5% | 50.5% | 50.5% | 50.5% | 50.5% | 50.5% | 50.5% | 0% | 0% | 0% | 0% | 0% | 0% | 0% | Boiler Tune-up-Retro | 0 |  | 0 | 3.588% | 22.68% | 100% | 0% | 0% | 60.55% | 80.34% | 2.921% | 2.921% | 83.32% | 0% | 0% | 100% | 34.65% | 3.588% | 6.153% | 13.21% | 8.509% | 18.05% | 0% | 0% | 0% | 0% | 0% | 0% | 0% | 1.812% | 11.45% | 50.5% | 0% | 0% | 30.58% | 40.57% | 1.475% | 1.475% | 42.08% | 0% | 0% | 50.5% | 17.5% | 1.812% | 3.107% | 6.671% | 4.297% | 9.113% | 0% | 0% | 0% | 0% | 0% | 0% | 0%
| 1811 | Boiler Tune-up | Com-Boiler Tune-up-Cadmus | Retro | Residential Care | Gas | Per Building Sqft for Boiler < 300 kBtuh | Boiler < 300 kBtuh - Tune-up Boiler - Residential Care | 50.5% | 50.5% | 50.5% | 50.5% | 50.5% | 50.5% | 50.5% | 50.5% | 50.5% | 50.5% | 50.5% | 50.5% | 50.5% | 50.5% | 50.5% | 50.5% | 50.5% | 50.5% | 50.5% | 0% | 0% | 0% | 0% | 0% | 0% | 0% | Boiler Tune-up-Retro | 0 |  | 0 | 3.588% | 22.68% | 100% | 0% | 0% | 60.55% | 80.34% | 2.921% | 2.921% | 83.32% | 0% | 0% | 100% | 34.65% | 3.588% | 6.153% | 13.21% | 8.509% | 18.05% | 0% | 0% | 0% | 0% | 0% | 0% | 0% | 1.812% | 11.45% | 50.5% | 0% | 0% | 30.58% | 40.57% | 1.475% | 1.475% | 42.08% | 0% | 0% | 50.5% | 17.5% | 1.812% | 3.107% | 6.671% | 4.297% | 9.113% | 0% | 0% | 0% | 0% | 0% | 0% | 0%
| 1811 | Boiler Tune-up | Com-Boiler Tune-up-Cadmus | Retro | Assembly | Gas | Per Building Sqft for Boiler < 300 kBtuh | Boiler < 300 kBtuh - Tune-up Boiler - Assembly | 50.5% | 50.5% | 50.5% | 50.5% | 50.5% | 50.5% | 50.5% | 50.5% | 50.5% | 50.5% | 50.5% | 50.5% | 50.5% | 50.5% | 50.5% | 50.5% | 50.5% | 50.5% | 50.5% | 0% | 0% | 0% | 0% | 0% | 0% | 0% | Boiler Tune-up-Retro | 0 |  | 0 | 3.588% | 22.68% | 100% | 0% | 0% | 60.55% | 80.34% | 2.921% | 2.921% | 83.32% | 0% | 0% | 100% | 34.65% | 3.588% | 6.153% | 13.21% | 8.509% | 18.05% | 0% | 0% | 0% | 0% | 0% | 0% | 0% | 1.812% | 11.45% | 50.5% | 0% | 0% | 30.58% | 40.57% | 1.475% | 1.475% | 42.08% | 0% | 0% | 50.5% | 17.5% | 1.812% | 3.107% | 6.671% | 4.297% | 9.113% | 0% | 0% | 0% | 0% | 0% | 0% | 0%
| 1811 | Boiler Tune-up | Com-Boiler Tune-up-Cadmus | Retro | Other | Gas | Per Building Sqft for Boiler < 300 kBtuh | Boiler < 300 kBtuh - Tune-up Boiler - Other | 50.5% | 50.5% | 50.5% | 50.5% | 50.5% | 50.5% | 50.5% | 50.5% | 50.5% | 50.5% | 50.5% | 50.5% | 50.5% | 50.5% | 50.5% | 50.5% | 50.5% | 50.5% | 50.5% | 0% | 0% | 0% | 0% | 0% | 0% | 0% | Boiler Tune-up-Retro | 0 |  | 0 | 3.588% | 22.68% | 100% | 0% | 0% | 60.55% | 80.34% | 2.921% | 2.921% | 83.32% | 0% | 0% | 100% | 34.65% | 3.588% | 6.153% | 13.21% | 8.509% | 18.05% | 0% | 0% | 0% | 0% | 0% | 0% | 0% | 1.812% | 11.45% | 50.5% | 0% | 0% | 30.58% | 40.57% | 1.475% | 1.475% | 42.08% | 0% | 0% | 50.5% | 17.5% | 1.812% | 3.107% | 6.671% | 4.297% | 9.113% | 0% | 0% | 0% | 0% | 0% | 0% | 0%
| 1811 | Boiler Tune-up | Com-Boiler Tune-up-Cadmus | Retro | Large Off | Gas | Per Building Sqft for Boiler >= 300 and <= 2,500 kBtuh | Boiler >= 300 and <= 2,500 kBtuh - Tune-up Boiler - Large Off | 50.5% | 50.5% | 50.5% | 50.5% | 50.5% | 50.5% | 50.5% | 50.5% | 50.5% | 50.5% | 50.5% | 50.5% | 50.5% | 50.5% | 50.5% | 50.5% | 50.5% | 50.5% | 50.5% | 0% | 0% | 0% | 0% | 0% | 0% | 0% | Boiler Tune-up-Retro | 0 |  | 0 | 96.41% | 77.32% | 0% | 100% | 100% | 39.45% | 19.66% | 97.08% | 97.08% | 16.68% | 100% | 100% | 0% | 65.35% | 96.41% | 93.85% | 86.79% | 91.49% | 81.95% | 0% | 0% | 0% | 0% | 0% | 0% | 0% | 48.69% | 39.05% | 0% | 50.5% | 50.5% | 19.92% | 9.93% | 49.02% | 49.02% | 8.425% | 50.5% | 50.5% | 0% | 33% | 48.69% | 47.39% | 43.83% | 46.2% | 41.39% | 0% | 0% | 0% | 0% | 0% | 0% | 0%
| 1811 | Boiler Tune-up | Com-Boiler Tune-up-Cadmus | Retro | Medium Off | Gas | Per Building Sqft for Boiler >= 300 and <= 2,500 kBtuh | Boiler >= 300 and <= 2,500 kBtuh - Tune-up Boiler - Medium Off | 50.5% | 50.5% | 50.5% | 50.5% | 50.5% | 50.5% | 50.5% | 50.5% | 50.5% | 50.5% | 50.5% | 50.5% | 50.5% | 50.5% | 50.5% | 50.5% | 50.5% | 50.5% | 50.5% | 0% | 0% | 0% | 0% | 0% | 0% | 0% | Boiler Tune-up-Retro | 0 |  | 0 | 96.41% | 77.32% | 0% | 100% | 100% | 39.45% | 19.66% | 97.08% | 97.08% | 16.68% | 100% | 100% | 0% | 65.35% | 96.41% | 93.85% | 86.79% | 91.49% | 81.95% | 0% | 0% | 0% | 0% | 0% | 0% | 0% | 48.69% | 39.05% | 0% | 50.5% | 50.5% | 19.92% | 9.93% | 49.02% | 49.02% | 8.425% | 50.5% | 50.5% | 0% | 33% | 48.69% | 47.39% | 43.83% | 46.2% | 41.39% | 0% | 0% | 0% | 0% | 0% | 0% | 0%
| 1811 | Boiler Tune-up | Com-Boiler Tune-up-Cadmus | Retro | Small Off | Gas | Per Building Sqft for Boiler >= 300 and <= 2,500 kBtuh | Boiler >= 300 and <= 2,500 kBtuh - Tune-up Boiler - Small Off | 50.5% | 50.5% | 50.5% | 50.5% | 50.5% | 50.5% | 50.5% | 50.5% | 50.5% | 50.5% | 50.5% | 50.5% | 50.5% | 50.5% | 50.5% | 50.5% | 50.5% | 50.5% | 50.5% | 0% | 0% | 0% | 0% | 0% | 0% | 0% | Boiler Tune-up-Retro | 0 |  | 0 | 96.41% | 77.32% | 0% | 100% | 100% | 39.45% | 19.66% | 97.08% | 97.08% | 16.68% | 100% | 100% | 0% | 65.35% | 96.41% | 93.85% | 86.79% | 91.49% | 81.95% | 0% | 0% | 0% | 0% | 0% | 0% | 0% | 48.69% | 39.05% | 0% | 50.5% | 50.5% | 19.92% | 9.93% | 49.02% | 49.02% | 8.425% | 50.5% | 50.5% | 0% | 33% | 48.69% | 47.39% | 43.83% | 46.2% | 41.39% | 0% | 0% | 0% | 0% | 0% | 0% | 0%
| 1811 | Boiler Tune-up | Com-Boiler Tune-up-Cadmus | Retro | XLarge Ret | Gas | Per Building Sqft for Boiler >= 300 and <= 2,500 kBtuh | Boiler >= 300 and <= 2,500 kBtuh - Tune-up Boiler - XLarge Ret | 50.5% | 50.5% | 50.5% | 50.5% | 50.5% | 50.5% | 50.5% | 50.5% | 50.5% | 50.5% | 50.5% | 50.5% | 50.5% | 50.5% | 50.5% | 50.5% | 50.5% | 50.5% | 50.5% | 0% | 0% | 0% | 0% | 0% | 0% | 0% | Boiler Tune-up-Retro | 0 |  | 0 | 96.41% | 77.32% | 0% | 100% | 100% | 39.45% | 19.66% | 97.08% | 97.08% | 16.68% | 100% | 100% | 0% | 65.35% | 96.41% | 93.85% | 86.79% | 91.49% | 81.95% | 0% | 0% | 0% | 0% | 0% | 0% | 0% | 48.69% | 39.05% | 0% | 50.5% | 50.5% | 19.92% | 9.93% | 49.02% | 49.02% | 8.425% | 50.5% | 50.5% | 0% | 33% | 48.69% | 47.39% | 43.83% | 46.2% | 41.39% | 0% | 0% | 0% | 0% | 0% | 0% | 0%
| 1811 | Boiler Tune-up | Com-Boiler Tune-up-Cadmus | Retro | Large Ret | Gas | Per Building Sqft for Boiler >= 300 and <= 2,500 kBtuh | Boiler >= 300 and <= 2,500 kBtuh - Tune-up Boiler - Large Ret | 50.5% | 50.5% | 50.5% | 50.5% | 50.5% | 50.5% | 50.5% | 50.5% | 50.5% | 50.5% | 50.5% | 50.5% | 50.5% | 50.5% | 50.5% | 50.5% | 50.5% | 50.5% | 50.5% | 0% | 0% | 0% | 0% | 0% | 0% | 0% | Boiler Tune-up-Retro | 0 |  | 0 | 96.41% | 77.32% | 0% | 100% | 100% | 39.45% | 19.66% | 97.08% | 97.08% | 16.68% | 100% | 100% | 0% | 65.35% | 96.41% | 93.85% | 86.79% | 91.49% | 81.95% | 0% | 0% | 0% | 0% | 0% | 0% | 0% | 48.69% | 39.05% | 0% | 50.5% | 50.5% | 19.92% | 9.93% | 49.02% | 49.02% | 8.425% | 50.5% | 50.5% | 0% | 33% | 48.69% | 47.39% | 43.83% | 46.2% | 41.39% | 0% | 0% | 0% | 0% | 0% | 0% | 0%
| 1811 | Boiler Tune-up | Com-Boiler Tune-up-Cadmus | Retro | Medium Ret | Gas | Per Building Sqft for Boiler >= 300 and <= 2,500 kBtuh | Boiler >= 300 and <= 2,500 kBtuh - Tune-up Boiler - Medium Ret | 50.5% | 50.5% | 50.5% | 50.5% | 50.5% | 50.5% | 50.5% | 50.5% | 50.5% | 50.5% | 50.5% | 50.5% | 50.5% | 50.5% | 50.5% | 50.5% | 50.5% | 50.5% | 50.5% | 0% | 0% | 0% | 0% | 0% | 0% | 0% | Boiler Tune-up-Retro | 0 |  | 0 | 96.41% | 77.32% | 0% | 100% | 100% | 39.45% | 19.66% | 97.08% | 97.08% | 16.68% | 100% | 100% | 0% | 65.35% | 96.41% | 93.85% | 86.79% | 91.49% | 81.95% | 0% | 0% | 0% | 0% | 0% | 0% | 0% | 48.69% | 39.05% | 0% | 50.5% | 50.5% | 19.92% | 9.93% | 49.02% | 49.02% | 8.425% | 50.5% | 50.5% | 0% | 33% | 48.69% | 47.39% | 43.83% | 46.2% | 41.39% | 0% | 0% | 0% | 0% | 0% | 0% | 0%
| 1811 | Boiler Tune-up | Com-Boiler Tune-up-Cadmus | Retro | Small Ret | Gas | Per Building Sqft for Boiler >= 300 and <= 2,500 kBtuh | Boiler >= 300 and <= 2,500 kBtuh - Tune-up Boiler - Small Ret | 50.5% | 50.5% | 50.5% | 50.5% | 50.5% | 50.5% | 50.5% | 50.5% | 50.5% | 50.5% | 50.5% | 50.5% | 50.5% | 50.5% | 50.5% | 50.5% | 50.5% | 50.5% | 50.5% | 0% | 0% | 0% | 0% | 0% | 0% | 0% | Boiler Tune-up-Retro | 0 |  | 0 | 96.41% | 77.32% | 0% | 100% | 100% | 39.45% | 19.66% | 97.08% | 97.08% | 16.68% | 100% | 100% | 0% | 65.35% | 96.41% | 93.85% | 86.79% | 91.49% | 81.95% | 0% | 0% | 0% | 0% | 0% | 0% | 0% | 48.69% | 39.05% | 0% | 50.5% | 50.5% | 19.92% | 9.93% | 49.02% | 49.02% | 8.425% | 50.5% | 50.5% | 0% | 33% | 48.69% | 47.39% | 43.83% | 46.2% | 41.39% | 0% | 0% | 0% | 0% | 0% | 0% | 0%
| 1811 | Boiler Tune-up | Com-Boiler Tune-up-Cadmus | Retro | School K-12 | Gas | Per Building Sqft for Boiler >= 300 and <= 2,500 kBtuh | Boiler >= 300 and <= 2,500 kBtuh - Tune-up Boiler - School K-12 | 50.5% | 50.5% | 50.5% | 50.5% | 50.5% | 50.5% | 50.5% | 50.5% | 50.5% | 50.5% | 50.5% | 50.5% | 50.5% | 50.5% | 50.5% | 50.5% | 50.5% | 50.5% | 50.5% | 0% | 0% | 0% | 0% | 0% | 0% | 0% | Boiler Tune-up-Retro | 0 |  | 0 | 96.41% | 77.32% | 0% | 100% | 100% | 39.45% | 19.66% | 97.08% | 97.08% | 16.68% | 100% | 100% | 0% | 65.35% | 96.41% | 93.85% | 86.79% | 91.49% | 81.95% | 0% | 0% | 0% | 0% | 0% | 0% | 0% | 48.69% | 39.05% | 0% | 50.5% | 50.5% | 19.92% | 9.93% | 49.02% | 49.02% | 8.425% | 50.5% | 50.5% | 0% | 33% | 48.69% | 47.39% | 43.83% | 46.2% | 41.39% | 0% | 0% | 0% | 0% | 0% | 0% | 0%
| 1811 | Boiler Tune-up | Com-Boiler Tune-up-Cadmus | Retro | University | Gas | Per Building Sqft for Boiler >= 300 and <= 2,500 kBtuh | Boiler >= 300 and <= 2,500 kBtuh - Tune-up Boiler - University | 50.5% | 50.5% | 50.5% | 50.5% | 50.5% | 50.5% | 50.5% | 50.5% | 50.5% | 50.5% | 50.5% | 50.5% | 50.5% | 50.5% | 50.5% | 50.5% | 50.5% | 50.5% | 50.5% | 0% | 0% | 0% | 0% | 0% | 0% | 0% | Boiler Tune-up-Retro | 0 |  | 0 | 96.41% | 77.32% | 0% | 100% | 100% | 39.45% | 19.66% | 97.08% | 97.08% | 16.68% | 100% | 100% | 0% | 65.35% | 96.41% | 93.85% | 86.79% | 91.49% | 81.95% | 0% | 0% | 0% | 0% | 0% | 0% | 0% | 48.69% | 39.05% | 0% | 50.5% | 50.5% | 19.92% | 9.93% | 49.02% | 49.02% | 8.425% | 50.5% | 50.5% | 0% | 33% | 48.69% | 47.39% | 43.83% | 46.2% | 41.39% | 0% | 0% | 0% | 0% | 0% | 0% | 0%
| 1811 | Boiler Tune-up | Com-Boiler Tune-up-Cadmus | Retro | Warehouse | Gas | Per Building Sqft for Boiler >= 300 and <= 2,500 kBtuh | Boiler >= 300 and <= 2,500 kBtuh - Tune-up Boiler - Warehouse | 50.5% | 50.5% | 50.5% | 50.5% | 50.5% | 50.5% | 50.5% | 50.5% | 50.5% | 50.5% | 50.5% | 50.5% | 50.5% | 50.5% | 50.5% | 50.5% | 50.5% | 50.5% | 50.5% | 0% | 0% | 0% | 0% | 0% | 0% | 0% | Boiler Tune-up-Retro | 0 |  | 0 | 96.41% | 77.32% | 0% | 100% | 100% | 39.45% | 19.66% | 97.08% | 97.08% | 16.68% | 100% | 100% | 0% | 65.35% | 96.41% | 93.85% | 86.79% | 91.49% | 81.95% | 0% | 0% | 0% | 0% | 0% | 0% | 0% | 48.69% | 39.05% | 0% | 50.5% | 50.5% | 19.92% | 9.93% | 49.02% | 49.02% | 8.425% | 50.5% | 50.5% | 0% | 33% | 48.69% | 47.39% | 43.83% | 46.2% | 41.39% | 0% | 0% | 0% | 0% | 0% | 0% | 0%
| 1811 | Boiler Tune-up | Com-Boiler Tune-up-Cadmus | Retro | Supermarket | Gas | Per Building Sqft for Boiler >= 300 and <= 2,500 kBtuh | Boiler >= 300 and <= 2,500 kBtuh - Tune-up Boiler - Supermarket | 50.5% | 50.5% | 50.5% | 50.5% | 50.5% | 50.5% | 50.5% | 50.5% | 50.5% | 50.5% | 50.5% | 50.5% | 50.5% | 50.5% | 50.5% | 50.5% | 50.5% | 50.5% | 50.5% | 0% | 0% | 0% | 0% | 0% | 0% | 0% | Boiler Tune-up-Retro | 0 |  | 0 | 96.41% | 77.32% | 0% | 100% | 100% | 39.45% | 19.66% | 97.08% | 97.08% | 16.68% | 100% | 100% | 0% | 65.35% | 96.41% | 93.85% | 86.79% | 91.49% | 81.95% | 0% | 0% | 0% | 0% | 0% | 0% | 0% | 48.69% | 39.05% | 0% | 50.5% | 50.5% | 19.92% | 9.93% | 49.02% | 49.02% | 8.425% | 50.5% | 50.5% | 0% | 33% | 48.69% | 47.39% | 43.83% | 46.2% | 41.39% | 0% | 0% | 0% | 0% | 0% | 0% | 0%
| 1811 | Boiler Tune-up | Com-Boiler Tune-up-Cadmus | Retro | MiniMart | Gas | Per Building Sqft for Boiler >= 300 and <= 2,500 kBtuh | Boiler >= 300 and <= 2,500 kBtuh - Tune-up Boiler - MiniMart | 50.5% | 50.5% | 50.5% | 50.5% | 50.5% | 50.5% | 50.5% | 50.5% | 50.5% | 50.5% | 50.5% | 50.5% | 50.5% | 50.5% | 50.5% | 50.5% | 50.5% | 50.5% | 50.5% | 0% | 0% | 0% | 0% | 0% | 0% | 0% | Boiler Tune-up-Retro | 0 |  | 0 | 96.41% | 77.32% | 0% | 100% | 100% | 39.45% | 19.66% | 97.08% | 97.08% | 16.68% | 100% | 100% | 0% | 65.35% | 96.41% | 93.85% | 86.79% | 91.49% | 81.95% | 0% | 0% | 0% | 0% | 0% | 0% | 0% | 48.69% | 39.05% | 0% | 50.5% | 50.5% | 19.92% | 9.93% | 49.02% | 49.02% | 8.425% | 50.5% | 50.5% | 0% | 33% | 48.69% | 47.39% | 43.83% | 46.2% | 41.39% | 0% | 0% | 0% | 0% | 0% | 0% | 0%
| 1811 | Boiler Tune-up | Com-Boiler Tune-up-Cadmus | Retro | Restaurant | Gas | Per Building Sqft for Boiler >= 300 and <= 2,500 kBtuh | Boiler >= 300 and <= 2,500 kBtuh - Tune-up Boiler - Restaurant | 50.5% | 50.5% | 50.5% | 50.5% | 50.5% | 50.5% | 50.5% | 50.5% | 50.5% | 50.5% | 50.5% | 50.5% | 50.5% | 50.5% | 50.5% | 50.5% | 50.5% | 50.5% | 50.5% | 0% | 0% | 0% | 0% | 0% | 0% | 0% | Boiler Tune-up-Retro | 0 |  | 0 | 96.41% | 77.32% | 0% | 100% | 100% | 39.45% | 19.66% | 97.08% | 97.08% | 16.68% | 100% | 100% | 0% | 65.35% | 96.41% | 93.85% | 86.79% | 91.49% | 81.95% | 0% | 0% | 0% | 0% | 0% | 0% | 0% | 48.69% | 39.05% | 0% | 50.5% | 50.5% | 19.92% | 9.93% | 49.02% | 49.02% | 8.425% | 50.5% | 50.5% | 0% | 33% | 48.69% | 47.39% | 43.83% | 46.2% | 41.39% | 0% | 0% | 0% | 0% | 0% | 0% | 0%
| 1811 | Boiler Tune-up | Com-Boiler Tune-up-Cadmus | Retro | Lodging | Gas | Per Building Sqft for Boiler >= 300 and <= 2,500 kBtuh | Boiler >= 300 and <= 2,500 kBtuh - Tune-up Boiler - Lodging | 50.5% | 50.5% | 50.5% | 50.5% | 50.5% | 50.5% | 50.5% | 50.5% | 50.5% | 50.5% | 50.5% | 50.5% | 50.5% | 50.5% | 50.5% | 50.5% | 50.5% | 50.5% | 50.5% | 0% | 0% | 0% | 0% | 0% | 0% | 0% | Boiler Tune-up-Retro | 0 |  | 0 | 96.41% | 77.32% | 0% | 100% | 100% | 39.45% | 19.66% | 97.08% | 97.08% | 16.68% | 100% | 100% | 0% | 65.35% | 96.41% | 93.85% | 86.79% | 91.49% | 81.95% | 0% | 0% | 0% | 0% | 0% | 0% | 0% | 48.69% | 39.05% | 0% | 50.5% | 50.5% | 19.92% | 9.93% | 49.02% | 49.02% | 8.425% | 50.5% | 50.5% | 0% | 33% | 48.69% | 47.39% | 43.83% | 46.2% | 41.39% | 0% | 0% | 0% | 0% | 0% | 0% | 0%
| 1811 | Boiler Tune-up | Com-Boiler Tune-up-Cadmus | Retro | Hospital | Gas | Per Building Sqft for Boiler >= 300 and <= 2,500 kBtuh | Boiler >= 300 and <= 2,500 kBtuh - Tune-up Boiler - Hospital | 50.5% | 50.5% | 50.5% | 50.5% | 50.5% | 50.5% | 50.5% | 50.5% | 50.5% | 50.5% | 50.5% | 50.5% | 50.5% | 50.5% | 50.5% | 50.5% | 50.5% | 50.5% | 50.5% | 0% | 0% | 0% | 0% | 0% | 0% | 0% | Boiler Tune-up-Retro | 0 |  | 0 | 96.41% | 77.32% | 0% | 100% | 100% | 39.45% | 19.66% | 97.08% | 97.08% | 16.68% | 100% | 100% | 0% | 65.35% | 96.41% | 93.85% | 86.79% | 91.49% | 81.95% | 0% | 0% | 0% | 0% | 0% | 0% | 0% | 48.69% | 39.05% | 0% | 50.5% | 50.5% | 19.92% | 9.93% | 49.02% | 49.02% | 8.425% | 50.5% | 50.5% | 0% | 33% | 48.69% | 47.39% | 43.83% | 46.2% | 41.39% | 0% | 0% | 0% | 0% | 0% | 0% | 0%
| 1811 | Boiler Tune-up | Com-Boiler Tune-up-Cadmus | Retro | Residential Care | Gas | Per Building Sqft for Boiler >= 300 and <= 2,500 kBtuh | Boiler >= 300 and <= 2,500 kBtuh - Tune-up Boiler - Residential Care | 50.5% | 50.5% | 50.5% | 50.5% | 50.5% | 50.5% | 50.5% | 50.5% | 50.5% | 50.5% | 50.5% | 50.5% | 50.5% | 50.5% | 50.5% | 50.5% | 50.5% | 50.5% | 50.5% | 0% | 0% | 0% | 0% | 0% | 0% | 0% | Boiler Tune-up-Retro | 0 |  | 0 | 96.41% | 77.32% | 0% | 100% | 100% | 39.45% | 19.66% | 97.08% | 97.08% | 16.68% | 100% | 100% | 0% | 65.35% | 96.41% | 93.85% | 86.79% | 91.49% | 81.95% | 0% | 0% | 0% | 0% | 0% | 0% | 0% | 48.69% | 39.05% | 0% | 50.5% | 50.5% | 19.92% | 9.93% | 49.02% | 49.02% | 8.425% | 50.5% | 50.5% | 0% | 33% | 48.69% | 47.39% | 43.83% | 46.2% | 41.39% | 0% | 0% | 0% | 0% | 0% | 0% | 0%
| 1811 | Boiler Tune-up | Com-Boiler Tune-up-Cadmus | Retro | Assembly | Gas | Per Building Sqft for Boiler >= 300 and <= 2,500 kBtuh | Boiler >= 300 and <= 2,500 kBtuh - Tune-up Boiler - Assembly | 50.5% | 50.5% | 50.5% | 50.5% | 50.5% | 50.5% | 50.5% | 50.5% | 50.5% | 50.5% | 50.5% | 50.5% | 50.5% | 50.5% | 50.5% | 50.5% | 50.5% | 50.5% | 50.5% | 0% | 0% | 0% | 0% | 0% | 0% | 0% | Boiler Tune-up-Retro | 0 |  | 0 | 96.41% | 77.32% | 0% | 100% | 100% | 39.45% | 19.66% | 97.08% | 97.08% | 16.68% | 100% | 100% | 0% | 65.35% | 96.41% | 93.85% | 86.79% | 91.49% | 81.95% | 0% | 0% | 0% | 0% | 0% | 0% | 0% | 48.69% | 39.05% | 0% | 50.5% | 50.5% | 19.92% | 9.93% | 49.02% | 49.02% | 8.425% | 50.5% | 50.5% | 0% | 33% | 48.69% | 47.39% | 43.83% | 46.2% | 41.39% | 0% | 0% | 0% | 0% | 0% | 0% | 0%
| 1811 | Boiler Tune-up | Com-Boiler Tune-up-Cadmus | Retro | Other | Gas | Per Building Sqft for Boiler >= 300 and <= 2,500 kBtuh | Boiler >= 300 and <= 2,500 kBtuh - Tune-up Boiler - Other | 50.5% | 50.5% | 50.5% | 50.5% | 50.5% | 50.5% | 50.5% | 50.5% | 50.5% | 50.5% | 50.5% | 50.5% | 50.5% | 50.5% | 50.5% | 50.5% | 50.5% | 50.5% | 50.5% | 0% | 0% | 0% | 0% | 0% | 0% | 0% | Boiler Tune-up-Retro | 0 |  | 0 | 96.41% | 77.32% | 0% | 100% | 100% | 39.45% | 19.66% | 97.08% | 97.08% | 16.68% | 100% | 100% | 0% | 65.35% | 96.41% | 93.85% | 86.79% | 91.49% | 81.95% | 0% | 0% | 0% | 0% | 0% | 0% | 0% | 48.69% | 39.05% | 0% | 50.5% | 50.5% | 19.92% | 9.93% | 49.02% | 49.02% | 8.425% | 50.5% | 50.5% | 0% | 33% | 48.69% | 47.39% | 43.83% | 46.2% | 41.39% | 0% | 0% | 0% | 0% | 0% | 0% | 0%
| 1811 | Chiller | Com-Chiller-Cadmus | NR and New | Large Off | Electric | Per Building Sqft - Chiller < 150 tons - Air Cooled | Large Off Chillers < 150 tons - High Efficiency (Air Cooled) | 90.33% | 13.31% | 1.09% | 1.794% | 0% | 2.099% | 0% | 28.9% | 26.7% | 0.3375% | 2.299% | 0% | 0% | 25.98% | 71.77% | 13.62% | 19.38% | 23.31% | 17.86% | 0% | 0% | 0% | 0% | 0% | 0% | 0% | Chiller-NR and New | Chiller-Upgrade-NR |  | 0 | 60.12% | 0% | 0% | 0% | 0% | 0% | 0% | 100% | 100% | 100% | 100% | 0% | 0% | 71.6% | 60.12% | 30.47% | 33.38% | 92.84% | 61.65% | 0% | 0% | 0% | 0% | 0% | 0% | 0% | 54.31% | 0% | 0% | 0% | 0% | 0% | 0% | 28.9% | 26.7% | 0.3375% | 2.299% | 0% | 0% | 18.6% | 43.15% | 4.148% | 6.469% | 21.64% | 11.01% | 0% | 0% | 0% | 0% | 0% | 0% | 0%
| 1811 | Chiller | Com-Chiller-Cadmus | NR and New | Medium Off | Electric | Per Building Sqft - Chiller < 150 tons - Air Cooled | Medium Off Chillers < 150 tons - High Efficiency (Air Cooled) | 90.33% | 13.31% | 1.09% | 1.794% | 0% | 2.099% | 0% | 28.9% | 26.7% | 0.3375% | 2.299% | 0% | 0% | 25.98% | 71.77% | 13.62% | 19.38% | 23.31% | 17.86% | 0% | 0% | 0% | 0% | 0% | 0% | 0% | Chiller-NR and New | Chiller-Upgrade-NR |  | 0 | 60.12% | 0% | 0% | 0% | 0% | 0% | 0% | 100% | 100% | 100% | 100% | 0% | 0% | 71.6% | 60.12% | 30.47% | 33.38% | 92.84% | 61.65% | 0% | 0% | 0% | 0% | 0% | 0% | 0% | 54.31% | 0% | 0% | 0% | 0% | 0% | 0% | 28.9% | 26.7% | 0.3375% | 2.299% | 0% | 0% | 18.6% | 43.15% | 4.148% | 6.469% | 21.64% | 11.01% | 0% | 0% | 0% | 0% | 0% | 0% | 0%
| 1811 | Chiller | Com-Chiller-Cadmus | NR and New | Small Off | Electric | Per Building Sqft - Chiller < 150 tons - Air Cooled | Small Off Chillers < 150 tons - High Efficiency (Air Cooled) | 90.33% | 13.31% | 1.09% | 1.794% | 0% | 2.099% | 0% | 28.9% | 26.7% | 0.3375% | 2.299% | 0% | 0% | 25.98% | 71.77% | 13.62% | 19.38% | 23.31% | 17.86% | 0% | 0% | 0% | 0% | 0% | 0% | 0% | Chiller-NR and New | Chiller-Upgrade-NR |  | 0 | 60.12% | 0% | 0% | 0% | 0% | 0% | 0% | 100% | 100% | 100% | 100% | 0% | 0% | 71.6% | 60.12% | 30.47% | 33.38% | 92.84% | 61.65% | 0% | 0% | 0% | 0% | 0% | 0% | 0% | 54.31% | 0% | 0% | 0% | 0% | 0% | 0% | 28.9% | 26.7% | 0.3375% | 2.299% | 0% | 0% | 18.6% | 43.15% | 4.148% | 6.469% | 21.64% | 11.01% | 0% | 0% | 0% | 0% | 0% | 0% | 0%
| 1811 | Chiller | Com-Chiller-Cadmus | NR and New | Xlarge Ret | Electric | Per Building Sqft - Chiller < 150 tons - Air Cooled | XLarge Ret Chillers < 150 tons - High Efficiency (Air Cooled) | 90.33% | 13.31% | 1.09% | 1.794% | 0% | 2.099% | 0% | 28.9% | 26.7% | 0.3375% | 2.299% | 0% | 0% | 25.98% | 71.77% | 13.62% | 19.38% | 23.31% | 17.86% | 0% | 0% | 0% | 0% | 0% | 0% | 0% | Chiller-NR and New | Chiller-Upgrade-NR |  | 0 | 60.12% | 0% | 0% | 0% | 0% | 0% | 0% | 100% | 100% | 100% | 100% | 0% | 0% | 71.6% | 60.12% | 30.47% | 33.38% | 92.84% | 61.65% | 0% | 0% | 0% | 0% | 0% | 0% | 0% | 54.31% | 0% | 0% | 0% | 0% | 0% | 0% | 28.9% | 26.7% | 0.3375% | 2.299% | 0% | 0% | 18.6% | 43.15% | 4.148% | 6.469% | 21.64% | 11.01% | 0% | 0% | 0% | 0% | 0% | 0% | 0%
| 1811 | Chiller | Com-Chiller-Cadmus | NR and New | Large Ret | Electric | Per Building Sqft - Chiller < 150 tons - Air Cooled | Large Ret Chillers < 150 tons - High Efficiency (Air Cooled) | 90.33% | 13.31% | 1.09% | 1.794% | 0% | 2.099% | 0% | 28.9% | 26.7% | 0.3375% | 2.299% | 0% | 0% | 25.98% | 71.77% | 13.62% | 19.38% | 23.31% | 17.86% | 0% | 0% | 0% | 0% | 0% | 0% | 0% | Chiller-NR and New | Chiller-Upgrade-NR |  | 0 | 60.12% | 0% | 0% | 0% | 0% | 0% | 0% | 100% | 100% | 100% | 100% | 0% | 0% | 71.6% | 60.12% | 30.47% | 33.38% | 92.84% | 61.65% | 0% | 0% | 0% | 0% | 0% | 0% | 0% | 54.31% | 0% | 0% | 0% | 0% | 0% | 0% | 28.9% | 26.7% | 0.3375% | 2.299% | 0% | 0% | 18.6% | 43.15% | 4.148% | 6.469% | 21.64% | 11.01% | 0% | 0% | 0% | 0% | 0% | 0% | 0%
| 1811 | Chiller | Com-Chiller-Cadmus | NR and New | Medium Ret | Electric | Per Building Sqft - Chiller < 150 tons - Air Cooled | Medium Ret Chillers < 150 tons - High Efficiency (Air Cooled) | 90.33% | 13.31% | 1.09% | 1.794% | 0% | 2.099% | 0% | 28.9% | 26.7% | 0.3375% | 2.299% | 0% | 0% | 25.98% | 71.77% | 13.62% | 19.38% | 23.31% | 17.86% | 0% | 0% | 0% | 0% | 0% | 0% | 0% | Chiller-NR and New | Chiller-Upgrade-NR |  | 0 | 60.12% | 0% | 0% | 0% | 0% | 0% | 0% | 100% | 100% | 100% | 100% | 0% | 0% | 71.6% | 60.12% | 30.47% | 33.38% | 92.84% | 61.65% | 0% | 0% | 0% | 0% | 0% | 0% | 0% | 54.31% | 0% | 0% | 0% | 0% | 0% | 0% | 28.9% | 26.7% | 0.3375% | 2.299% | 0% | 0% | 18.6% | 43.15% | 4.148% | 6.469% | 21.64% | 11.01% | 0% | 0% | 0% | 0% | 0% | 0% | 0%
| 1811 | Chiller | Com-Chiller-Cadmus | NR and New | Small Ret | Electric | Per Building Sqft - Chiller < 150 tons - Air Cooled | Small Ret Chillers < 150 tons - High Efficiency (Air Cooled) | 90.33% | 13.31% | 1.09% | 1.794% | 0% | 2.099% | 0% | 28.9% | 26.7% | 0.3375% | 2.299% | 0% | 0% | 25.98% | 71.77% | 13.62% | 19.38% | 23.31% | 17.86% | 0% | 0% | 0% | 0% | 0% | 0% | 0% | Chiller-NR and New | Chiller-Upgrade-NR |  | 0 | 60.12% | 0% | 0% | 0% | 0% | 0% | 0% | 100% | 100% | 100% | 100% | 0% | 0% | 71.6% | 60.12% | 30.47% | 33.38% | 92.84% | 61.65% | 0% | 0% | 0% | 0% | 0% | 0% | 0% | 54.31% | 0% | 0% | 0% | 0% | 0% | 0% | 28.9% | 26.7% | 0.3375% | 2.299% | 0% | 0% | 18.6% | 43.15% | 4.148% | 6.469% | 21.64% | 11.01% | 0% | 0% | 0% | 0% | 0% | 0% | 0%
| 1811 | Chiller | Com-Chiller-Cadmus | NR and New | School K-12 | Electric | Per Building Sqft - Chiller < 150 tons - Air Cooled | School K-12 Chillers < 150 tons - High Efficiency (Air Cooled) | 90.33% | 13.31% | 1.09% | 1.794% | 0% | 2.099% | 0% | 28.9% | 26.7% | 0.3375% | 2.299% | 0% | 0% | 25.98% | 71.77% | 13.62% | 19.38% | 23.31% | 17.86% | 0% | 0% | 0% | 0% | 0% | 0% | 0% | Chiller-NR and New | Chiller-Upgrade-NR |  | 0 | 60.12% | 0% | 0% | 0% | 0% | 0% | 0% | 100% | 100% | 100% | 100% | 0% | 0% | 71.6% | 60.12% | 30.47% | 33.38% | 92.84% | 61.65% | 0% | 0% | 0% | 0% | 0% | 0% | 0% | 54.31% | 0% | 0% | 0% | 0% | 0% | 0% | 28.9% | 26.7% | 0.3375% | 2.299% | 0% | 0% | 18.6% | 43.15% | 4.148% | 6.469% | 21.64% | 11.01% | 0% | 0% | 0% | 0% | 0% | 0% | 0%
| 1811 | Chiller | Com-Chiller-Cadmus | NR and New | University | Electric | Per Building Sqft - Chiller < 150 tons - Air Cooled | University Chillers < 150 tons - High Efficiency (Air Cooled) | 90.33% | 13.31% | 1.09% | 1.794% | 0% | 2.099% | 0% | 28.9% | 26.7% | 0.3375% | 2.299% | 0% | 0% | 25.98% | 71.77% | 13.62% | 19.38% | 23.31% | 17.86% | 0% | 0% | 0% | 0% | 0% | 0% | 0% | Chiller-NR and New | Chiller-Upgrade-NR |  | 0 | 60.12% | 0% | 0% | 0% | 0% | 0% | 0% | 100% | 100% | 100% | 100% | 0% | 0% | 71.6% | 60.12% | 30.47% | 33.38% | 92.84% | 61.65% | 0% | 0% | 0% | 0% | 0% | 0% | 0% | 54.31% | 0% | 0% | 0% | 0% | 0% | 0% | 28.9% | 26.7% | 0.3375% | 2.299% | 0% | 0% | 18.6% | 43.15% | 4.148% | 6.469% | 21.64% | 11.01% | 0% | 0% | 0% | 0% | 0% | 0% | 0%
| 1811 | Chiller | Com-Chiller-Cadmus | NR and New | Warehouse | Electric | Per Building Sqft - Chiller < 150 tons - Air Cooled | Warehouse Chillers < 150 tons - High Efficiency (Air Cooled) | 90.33% | 13.31% | 1.09% | 1.794% | 0% | 2.099% | 0% | 28.9% | 26.7% | 0.3375% | 2.299% | 0% | 0% | 25.98% | 71.77% | 13.62% | 19.38% | 23.31% | 17.86% | 0% | 0% | 0% | 0% | 0% | 0% | 0% | Chiller-NR and New | Chiller-Upgrade-NR |  | 0 | 60.12% | 0% | 0% | 0% | 0% | 0% | 0% | 100% | 100% | 100% | 100% | 0% | 0% | 71.6% | 60.12% | 30.47% | 33.38% | 92.84% | 61.65% | 0% | 0% | 0% | 0% | 0% | 0% | 0% | 54.31% | 0% | 0% | 0% | 0% | 0% | 0% | 28.9% | 26.7% | 0.3375% | 2.299% | 0% | 0% | 18.6% | 43.15% | 4.148% | 6.469% | 21.64% | 11.01% | 0% | 0% | 0% | 0% | 0% | 0% | 0%
| 1811 | Chiller | Com-Chiller-Cadmus | NR and New | Supermarket | Electric | Per Building Sqft - Chiller < 150 tons - Air Cooled | Supermarket Chillers < 150 tons - High Efficiency (Air Cooled) | 90.33% | 13.31% | 1.09% | 1.794% | 0% | 2.099% | 0% | 28.9% | 26.7% | 0.3375% | 2.299% | 0% | 0% | 25.98% | 71.77% | 13.62% | 19.38% | 23.31% | 17.86% | 0% | 0% | 0% | 0% | 0% | 0% | 0% | Chiller-NR and New | Chiller-Upgrade-NR |  | 0 | 60.12% | 0% | 0% | 0% | 0% | 0% | 0% | 100% | 100% | 100% | 100% | 0% | 0% | 71.6% | 60.12% | 30.47% | 33.38% | 92.84% | 61.65% | 0% | 0% | 0% | 0% | 0% | 0% | 0% | 54.31% | 0% | 0% | 0% | 0% | 0% | 0% | 28.9% | 26.7% | 0.3375% | 2.299% | 0% | 0% | 18.6% | 43.15% | 4.148% | 6.469% | 21.64% | 11.01% | 0% | 0% | 0% | 0% | 0% | 0% | 0%
| 1811 | Chiller | Com-Chiller-Cadmus | NR and New | MiniMart | Electric | Per Building Sqft - Chiller < 150 tons - Air Cooled | MiniMart Chillers < 150 tons - High Efficiency (Air Cooled) | 90.33% | 13.31% | 1.09% | 1.794% | 0% | 2.099% | 0% | 28.9% | 26.7% | 0.3375% | 2.299% | 0% | 0% | 25.98% | 71.77% | 13.62% | 19.38% | 23.31% | 17.86% | 0% | 0% | 0% | 0% | 0% | 0% | 0% | Chiller-NR and New | Chiller-Upgrade-NR |  | 0 | 60.12% | 0% | 0% | 0% | 0% | 0% | 0% | 100% | 100% | 100% | 100% | 0% | 0% | 71.6% | 60.12% | 30.47% | 33.38% | 92.84% | 61.65% | 0% | 0% | 0% | 0% | 0% | 0% | 0% | 54.31% | 0% | 0% | 0% | 0% | 0% | 0% | 28.9% | 26.7% | 0.3375% | 2.299% | 0% | 0% | 18.6% | 43.15% | 4.148% | 6.469% | 21.64% | 11.01% | 0% | 0% | 0% | 0% | 0% | 0% | 0%
| 1811 | Chiller | Com-Chiller-Cadmus | NR and New | Restaurant | Electric | Per Building Sqft - Chiller < 150 tons - Air Cooled | Restaurant Chillers < 150 tons - High Efficiency (Air Cooled) | 90.33% | 13.31% | 1.09% | 1.794% | 0% | 2.099% | 0% | 28.9% | 26.7% | 0.3375% | 2.299% | 0% | 0% | 25.98% | 71.77% | 13.62% | 19.38% | 23.31% | 17.86% | 0% | 0% | 0% | 0% | 0% | 0% | 0% | Chiller-NR and New | Chiller-Upgrade-NR |  | 0 | 60.12% | 0% | 0% | 0% | 0% | 0% | 0% | 100% | 100% | 100% | 100% | 0% | 0% | 71.6% | 60.12% | 30.47% | 33.38% | 92.84% | 61.65% | 0% | 0% | 0% | 0% | 0% | 0% | 0% | 54.31% | 0% | 0% | 0% | 0% | 0% | 0% | 28.9% | 26.7% | 0.3375% | 2.299% | 0% | 0% | 18.6% | 43.15% | 4.148% | 6.469% | 21.64% | 11.01% | 0% | 0% | 0% | 0% | 0% | 0% | 0%
| 1811 | Chiller | Com-Chiller-Cadmus | NR and New | Lodging | Electric | Per Building Sqft - Chiller < 150 tons - Air Cooled | Lodging Chillers < 150 tons - High Efficiency (Air Cooled) | 90.33% | 13.31% | 1.09% | 1.794% | 0% | 2.099% | 0% | 28.9% | 26.7% | 0.3375% | 2.299% | 0% | 0% | 25.98% | 71.77% | 13.62% | 19.38% | 23.31% | 17.86% | 0% | 0% | 0% | 0% | 0% | 0% | 0% | Chiller-NR and New | Chiller-Upgrade-NR |  | 0 | 60.12% | 0% | 0% | 0% | 0% | 0% | 0% | 100% | 100% | 100% | 100% | 0% | 0% | 71.6% | 60.12% | 30.47% | 33.38% | 92.84% | 61.65% | 0% | 0% | 0% | 0% | 0% | 0% | 0% | 54.31% | 0% | 0% | 0% | 0% | 0% | 0% | 28.9% | 26.7% | 0.3375% | 2.299% | 0% | 0% | 18.6% | 43.15% | 4.148% | 6.469% | 21.64% | 11.01% | 0% | 0% | 0% | 0% | 0% | 0% | 0%
| 1811 | Chiller | Com-Chiller-Cadmus | NR and New | Hospital | Electric | Per Building Sqft - Chiller < 150 tons - Air Cooled | Hospital Chillers < 150 tons - High Efficiency (Air Cooled) | 90.33% | 13.31% | 1.09% | 1.794% | 0% | 2.099% | 0% | 28.9% | 26.7% | 0.3375% | 2.299% | 0% | 0% | 25.98% | 71.77% | 13.62% | 19.38% | 23.31% | 17.86% | 0% | 0% | 0% | 0% | 0% | 0% | 0% | Chiller-NR and New | Chiller-Upgrade-NR |  | 0 | 60.12% | 0% | 0% | 0% | 0% | 0% | 0% | 100% | 100% | 100% | 100% | 0% | 0% | 71.6% | 60.12% | 30.47% | 33.38% | 92.84% | 61.65% | 0% | 0% | 0% | 0% | 0% | 0% | 0% | 54.31% | 0% | 0% | 0% | 0% | 0% | 0% | 28.9% | 26.7% | 0.3375% | 2.299% | 0% | 0% | 18.6% | 43.15% | 4.148% | 6.469% | 21.64% | 11.01% | 0% | 0% | 0% | 0% | 0% | 0% | 0%
| 1811 | Chiller | Com-Chiller-Cadmus | NR and New | Residential Care | Electric | Per Building Sqft - Chiller < 150 tons - Air Cooled | Residential Care Chillers < 150 tons - High Efficiency (Air Cooled) | 90.33% | 13.31% | 1.09% | 1.794% | 0% | 2.099% | 0% | 28.9% | 26.7% | 0.3375% | 2.299% | 0% | 0% | 25.98% | 71.77% | 13.62% | 19.38% | 23.31% | 17.86% | 0% | 0% | 0% | 0% | 0% | 0% | 0% | Chiller-NR and New | Chiller-Upgrade-NR |  | 0 | 60.12% | 0% | 0% | 0% | 0% | 0% | 0% | 100% | 100% | 100% | 100% | 0% | 0% | 71.6% | 60.12% | 30.47% | 33.38% | 92.84% | 61.65% | 0% | 0% | 0% | 0% | 0% | 0% | 0% | 54.31% | 0% | 0% | 0% | 0% | 0% | 0% | 28.9% | 26.7% | 0.3375% | 2.299% | 0% | 0% | 18.6% | 43.15% | 4.148% | 6.469% | 21.64% | 11.01% | 0% | 0% | 0% | 0% | 0% | 0% | 0%
| 1811 | Chiller | Com-Chiller-Cadmus | NR and New | Large Off | Electric | Per Building Sqft - Chiller < 150 tons - Water Cooled | Large Off Chillers < 150 tons (screw) - High Efficiency (Water Cooled) | 90.33% | 13.31% | 1.09% | 1.794% | 0% | 2.099% | 0% | 28.9% | 26.7% | 0.3375% | 2.299% | 0% | 0% | 25.98% | 71.77% | 13.62% | 19.38% | 23.31% | 17.86% | 0% | 0% | 0% | 0% | 0% | 0% | 0% | Chiller-NR and New | Chiller-Upgrade-NR |  | 0 | 21.81% | 0% | 0% | 0% | 0% | 0% | 0% | 0% | 0% | 0% | 0% | 0% | 0% | 20.54% | 0% | 69.53% | 37.93% | 0% | 20.33% | 0% | 0% | 0% | 0% | 0% | 0% | 0% | 19.7% | 0% | 0% | 0% | 0% | 0% | 0% | 0% | 0% | 0% | 0% | 0% | 0% | 5.336% | 0% | 9.468% | 7.35% | 0% | 3.63% | 0% | 0% | 0% | 0% | 0% | 0% | 0%
| 1811 | Chiller | Com-Chiller-Cadmus | NR and New | Medium Off | Electric | Per Building Sqft - Chiller < 150 tons - Water Cooled | Medium Off Chillers < 150 tons (screw) - High Efficiency (Water Cooled) | 90.33% | 13.31% | 1.09% | 1.794% | 0% | 2.099% | 0% | 28.9% | 26.7% | 0.3375% | 2.299% | 0% | 0% | 25.98% | 71.77% | 13.62% | 19.38% | 23.31% | 17.86% | 0% | 0% | 0% | 0% | 0% | 0% | 0% | Chiller-NR and New | Chiller-Upgrade-NR |  | 0 | 21.81% | 0% | 0% | 0% | 0% | 0% | 0% | 0% | 0% | 0% | 0% | 0% | 0% | 20.54% | 0% | 69.53% | 37.93% | 0% | 20.33% | 0% | 0% | 0% | 0% | 0% | 0% | 0% | 19.7% | 0% | 0% | 0% | 0% | 0% | 0% | 0% | 0% | 0% | 0% | 0% | 0% | 5.336% | 0% | 9.468% | 7.35% | 0% | 3.63% | 0% | 0% | 0% | 0% | 0% | 0% | 0%
| 1811 | Chiller | Com-Chiller-Cadmus | NR and New | Small Off | Electric | Per Building Sqft - Chiller < 150 tons - Water Cooled | Small Off Chillers < 150 tons (screw) - High Efficiency (Water Cooled) | 90.33% | 13.31% | 1.09% | 1.794% | 0% | 2.099% | 0% | 28.9% | 26.7% | 0.3375% | 2.299% | 0% | 0% | 25.98% | 71.77% | 13.62% | 19.38% | 23.31% | 17.86% | 0% | 0% | 0% | 0% | 0% | 0% | 0% | Chiller-NR and New | Chiller-Upgrade-NR |  | 0 | 21.81% | 0% | 0% | 0% | 0% | 0% | 0% | 0% | 0% | 0% | 0% | 0% | 0% | 20.54% | 0% | 69.53% | 37.93% | 0% | 20.33% | 0% | 0% | 0% | 0% | 0% | 0% | 0% | 19.7% | 0% | 0% | 0% | 0% | 0% | 0% | 0% | 0% | 0% | 0% | 0% | 0% | 5.336% | 0% | 9.468% | 7.35% | 0% | 3.63% | 0% | 0% | 0% | 0% | 0% | 0% | 0%
| 1811 | Chiller | Com-Chiller-Cadmus | NR and New | Xlarge Ret | Electric | Per Building Sqft - Chiller < 150 tons - Water Cooled | XLarge Ret Chillers < 150 tons (screw) - High Efficiency (Water Cooled) | 90.33% | 13.31% | 1.09% | 1.794% | 0% | 2.099% | 0% | 28.9% | 26.7% | 0.3375% | 2.299% | 0% | 0% | 25.98% | 71.77% | 13.62% | 19.38% | 23.31% | 17.86% | 0% | 0% | 0% | 0% | 0% | 0% | 0% | Chiller-NR and New | Chiller-Upgrade-NR |  | 0 | 21.81% | 0% | 0% | 0% | 0% | 0% | 0% | 0% | 0% | 0% | 0% | 0% | 0% | 20.54% | 0% | 69.53% | 37.93% | 0% | 20.33% | 0% | 0% | 0% | 0% | 0% | 0% | 0% | 19.7% | 0% | 0% | 0% | 0% | 0% | 0% | 0% | 0% | 0% | 0% | 0% | 0% | 5.336% | 0% | 9.468% | 7.35% | 0% | 3.63% | 0% | 0% | 0% | 0% | 0% | 0% | 0%
| 1811 | Chiller | Com-Chiller-Cadmus | NR and New | Large Ret | Electric | Per Building Sqft - Chiller < 150 tons - Water Cooled | Large Ret Chillers < 150 tons (screw) - High Efficiency (Water Cooled) | 90.33% | 13.31% | 1.09% | 1.794% | 0% | 2.099% | 0% | 28.9% | 26.7% | 0.3375% | 2.299% | 0% | 0% | 25.98% | 71.77% | 13.62% | 19.38% | 23.31% | 17.86% | 0% | 0% | 0% | 0% | 0% | 0% | 0% | Chiller-NR and New | Chiller-Upgrade-NR |  | 0 | 21.81% | 0% | 0% | 0% | 0% | 0% | 0% | 0% | 0% | 0% | 0% | 0% | 0% | 20.54% | 0% | 69.53% | 37.93% | 0% | 20.33% | 0% | 0% | 0% | 0% | 0% | 0% | 0% | 19.7% | 0% | 0% | 0% | 0% | 0% | 0% | 0% | 0% | 0% | 0% | 0% | 0% | 5.336% | 0% | 9.468% | 7.35% | 0% | 3.63% | 0% | 0% | 0% | 0% | 0% | 0% | 0%
| 1811 | Chiller | Com-Chiller-Cadmus | NR and New | Medium Ret | Electric | Per Building Sqft - Chiller < 150 tons - Water Cooled | Medium Ret Chillers < 150 tons (screw) - High Efficiency (Water Cooled) | 90.33% | 13.31% | 1.09% | 1.794% | 0% | 2.099% | 0% | 28.9% | 26.7% | 0.3375% | 2.299% | 0% | 0% | 25.98% | 71.77% | 13.62% | 19.38% | 23.31% | 17.86% | 0% | 0% | 0% | 0% | 0% | 0% | 0% | Chiller-NR and New | Chiller-Upgrade-NR |  | 0 | 21.81% | 0% | 0% | 0% | 0% | 0% | 0% | 0% | 0% | 0% | 0% | 0% | 0% | 20.54% | 0% | 69.53% | 37.93% | 0% | 20.33% | 0% | 0% | 0% | 0% | 0% | 0% | 0% | 19.7% | 0% | 0% | 0% | 0% | 0% | 0% | 0% | 0% | 0% | 0% | 0% | 0% | 5.336% | 0% | 9.468% | 7.35% | 0% | 3.63% | 0% | 0% | 0% | 0% | 0% | 0% | 0%
| 1811 | Chiller | Com-Chiller-Cadmus | NR and New | Small Ret | Electric | Per Building Sqft - Chiller < 150 tons - Water Cooled | Small Ret Chillers < 150 tons (screw) - High Efficiency (Water Cooled) | 90.33% | 13.31% | 1.09% | 1.794% | 0% | 2.099% | 0% | 28.9% | 26.7% | 0.3375% | 2.299% | 0% | 0% | 25.98% | 71.77% | 13.62% | 19.38% | 23.31% | 17.86% | 0% | 0% | 0% | 0% | 0% | 0% | 0% | Chiller-NR and New | Chiller-Upgrade-NR |  | 0 | 21.81% | 0% | 0% | 0% | 0% | 0% | 0% | 0% | 0% | 0% | 0% | 0% | 0% | 20.54% | 0% | 69.53% | 37.93% | 0% | 20.33% | 0% | 0% | 0% | 0% | 0% | 0% | 0% | 19.7% | 0% | 0% | 0% | 0% | 0% | 0% | 0% | 0% | 0% | 0% | 0% | 0% | 5.336% | 0% | 9.468% | 7.35% | 0% | 3.63% | 0% | 0% | 0% | 0% | 0% | 0% | 0%
| 1811 | Chiller | Com-Chiller-Cadmus | NR and New | School K-12 | Electric | Per Building Sqft - Chiller < 150 tons - Water Cooled | School K-12 Chillers < 150 tons (screw) - High Efficiency (Water Cooled) | 90.33% | 13.31% | 1.09% | 1.794% | 0% | 2.099% | 0% | 28.9% | 26.7% | 0.3375% | 2.299% | 0% | 0% | 25.98% | 71.77% | 13.62% | 19.38% | 23.31% | 17.86% | 0% | 0% | 0% | 0% | 0% | 0% | 0% | Chiller-NR and New | Chiller-Upgrade-NR |  | 0 | 21.81% | 0% | 0% | 0% | 0% | 0% | 0% | 0% | 0% | 0% | 0% | 0% | 0% | 20.54% | 0% | 69.53% | 37.93% | 0% | 20.33% | 0% | 0% | 0% | 0% | 0% | 0% | 0% | 19.7% | 0% | 0% | 0% | 0% | 0% | 0% | 0% | 0% | 0% | 0% | 0% | 0% | 5.336% | 0% | 9.468% | 7.35% | 0% | 3.63% | 0% | 0% | 0% | 0% | 0% | 0% | 0%
| 1811 | Chiller | Com-Chiller-Cadmus | NR and New | University | Electric | Per Building Sqft - Chiller < 150 tons - Water Cooled | University Chillers < 150 tons (screw) - High Efficiency (Water Cooled) | 90.33% | 13.31% | 1.09% | 1.794% | 0% | 2.099% | 0% | 28.9% | 26.7% | 0.3375% | 2.299% | 0% | 0% | 25.98% | 71.77% | 13.62% | 19.38% | 23.31% | 17.86% | 0% | 0% | 0% | 0% | 0% | 0% | 0% | Chiller-NR and New | Chiller-Upgrade-NR |  | 0 | 21.81% | 0% | 0% | 0% | 0% | 0% | 0% | 0% | 0% | 0% | 0% | 0% | 0% | 20.54% | 0% | 69.53% | 37.93% | 0% | 20.33% | 0% | 0% | 0% | 0% | 0% | 0% | 0% | 19.7% | 0% | 0% | 0% | 0% | 0% | 0% | 0% | 0% | 0% | 0% | 0% | 0% | 5.336% | 0% | 9.468% | 7.35% | 0% | 3.63% | 0% | 0% | 0% | 0% | 0% | 0% | 0%
| 1811 | Chiller | Com-Chiller-Cadmus | NR and New | Warehouse | Electric | Per Building Sqft - Chiller < 150 tons - Water Cooled | Warehouse Chillers < 150 tons (screw) - High Efficiency (Water Cooled) | 90.33% | 13.31% | 1.09% | 1.794% | 0% | 2.099% | 0% | 28.9% | 26.7% | 0.3375% | 2.299% | 0% | 0% | 25.98% | 71.77% | 13.62% | 19.38% | 23.31% | 17.86% | 0% | 0% | 0% | 0% | 0% | 0% | 0% | Chiller-NR and New | Chiller-Upgrade-NR |  | 0 | 21.81% | 0% | 0% | 0% | 0% | 0% | 0% | 0% | 0% | 0% | 0% | 0% | 0% | 20.54% | 0% | 69.53% | 37.93% | 0% | 20.33% | 0% | 0% | 0% | 0% | 0% | 0% | 0% | 19.7% | 0% | 0% | 0% | 0% | 0% | 0% | 0% | 0% | 0% | 0% | 0% | 0% | 5.336% | 0% | 9.468% | 7.35% | 0% | 3.63% | 0% | 0% | 0% | 0% | 0% | 0% | 0%
| 1811 | Chiller | Com-Chiller-Cadmus | NR and New | Supermarket | Electric | Per Building Sqft - Chiller < 150 tons - Water Cooled | Supermarket Chillers < 150 tons (screw) - High Efficiency (Water Cooled) | 90.33% | 13.31% | 1.09% | 1.794% | 0% | 2.099% | 0% | 28.9% | 26.7% | 0.3375% | 2.299% | 0% | 0% | 25.98% | 71.77% | 13.62% | 19.38% | 23.31% | 17.86% | 0% | 0% | 0% | 0% | 0% | 0% | 0% | Chiller-NR and New | Chiller-Upgrade-NR |  | 0 | 21.81% | 0% | 0% | 0% | 0% | 0% | 0% | 0% | 0% | 0% | 0% | 0% | 0% | 20.54% | 0% | 69.53% | 37.93% | 0% | 20.33% | 0% | 0% | 0% | 0% | 0% | 0% | 0% | 19.7% | 0% | 0% | 0% | 0% | 0% | 0% | 0% | 0% | 0% | 0% | 0% | 0% | 5.336% | 0% | 9.468% | 7.35% | 0% | 3.63% | 0% | 0% | 0% | 0% | 0% | 0% | 0%
| 1811 | Chiller | Com-Chiller-Cadmus | NR and New | MiniMart | Electric | Per Building Sqft - Chiller < 150 tons - Water Cooled | MiniMart Chillers < 150 tons (screw) - High Efficiency (Water Cooled) | 90.33% | 13.31% | 1.09% | 1.794% | 0% | 2.099% | 0% | 28.9% | 26.7% | 0.3375% | 2.299% | 0% | 0% | 25.98% | 71.77% | 13.62% | 19.38% | 23.31% | 17.86% | 0% | 0% | 0% | 0% | 0% | 0% | 0% | Chiller-NR and New | Chiller-Upgrade-NR |  | 0 | 21.81% | 0% | 0% | 0% | 0% | 0% | 0% | 0% | 0% | 0% | 0% | 0% | 0% | 20.54% | 0% | 69.53% | 37.93% | 0% | 20.33% | 0% | 0% | 0% | 0% | 0% | 0% | 0% | 19.7% | 0% | 0% | 0% | 0% | 0% | 0% | 0% | 0% | 0% | 0% | 0% | 0% | 5.336% | 0% | 9.468% | 7.35% | 0% | 3.63% | 0% | 0% | 0% | 0% | 0% | 0% | 0%
| 1811 | Chiller | Com-Chiller-Cadmus | NR and New | Restaurant | Electric | Per Building Sqft - Chiller < 150 tons - Water Cooled | Restaurant Chillers < 150 tons (screw) - High Efficiency (Water Cooled) | 90.33% | 13.31% | 1.09% | 1.794% | 0% | 2.099% | 0% | 28.9% | 26.7% | 0.3375% | 2.299% | 0% | 0% | 25.98% | 71.77% | 13.62% | 19.38% | 23.31% | 17.86% | 0% | 0% | 0% | 0% | 0% | 0% | 0% | Chiller-NR and New | Chiller-Upgrade-NR |  | 0 | 21.81% | 0% | 0% | 0% | 0% | 0% | 0% | 0% | 0% | 0% | 0% | 0% | 0% | 20.54% | 0% | 69.53% | 37.93% | 0% | 20.33% | 0% | 0% | 0% | 0% | 0% | 0% | 0% | 19.7% | 0% | 0% | 0% | 0% | 0% | 0% | 0% | 0% | 0% | 0% | 0% | 0% | 5.336% | 0% | 9.468% | 7.35% | 0% | 3.63% | 0% | 0% | 0% | 0% | 0% | 0% | 0%
| 1811 | Chiller | Com-Chiller-Cadmus | NR and New | Lodging | Electric | Per Building Sqft - Chiller < 150 tons - Water Cooled | Lodging Chillers < 150 tons (screw) - High Efficiency (Water Cooled) | 90.33% | 13.31% | 1.09% | 1.794% | 0% | 2.099% | 0% | 28.9% | 26.7% | 0.3375% | 2.299% | 0% | 0% | 25.98% | 71.77% | 13.62% | 19.38% | 23.31% | 17.86% | 0% | 0% | 0% | 0% | 0% | 0% | 0% | Chiller-NR and New | Chiller-Upgrade-NR |  | 0 | 21.81% | 0% | 0% | 0% | 0% | 0% | 0% | 0% | 0% | 0% | 0% | 0% | 0% | 20.54% | 0% | 69.53% | 37.93% | 0% | 20.33% | 0% | 0% | 0% | 0% | 0% | 0% | 0% | 19.7% | 0% | 0% | 0% | 0% | 0% | 0% | 0% | 0% | 0% | 0% | 0% | 0% | 5.336% | 0% | 9.468% | 7.35% | 0% | 3.63% | 0% | 0% | 0% | 0% | 0% | 0% | 0%
| 1811 | Chiller | Com-Chiller-Cadmus | NR and New | Hospital | Electric | Per Building Sqft - Chiller < 150 tons - Water Cooled | Hospital Chillers < 150 tons (screw) - High Efficiency (Water Cooled) | 90.33% | 13.31% | 1.09% | 1.794% | 0% | 2.099% | 0% | 28.9% | 26.7% | 0.3375% | 2.299% | 0% | 0% | 25.98% | 71.77% | 13.62% | 19.38% | 23.31% | 17.86% | 0% | 0% | 0% | 0% | 0% | 0% | 0% | Chiller-NR and New | Chiller-Upgrade-NR |  | 0 | 21.81% | 0% | 0% | 0% | 0% | 0% | 0% | 0% | 0% | 0% | 0% | 0% | 0% | 20.54% | 0% | 69.53% | 37.93% | 0% | 20.33% | 0% | 0% | 0% | 0% | 0% | 0% | 0% | 19.7% | 0% | 0% | 0% | 0% | 0% | 0% | 0% | 0% | 0% | 0% | 0% | 0% | 5.336% | 0% | 9.468% | 7.35% | 0% | 3.63% | 0% | 0% | 0% | 0% | 0% | 0% | 0%
| 1811 | Chiller | Com-Chiller-Cadmus | NR and New | Residential Care | Electric | Per Building Sqft - Chiller < 150 tons - Water Cooled | Residential Care Chillers < 150 tons (screw) - High Efficiency (Water Cooled) | 90.33% | 13.31% | 1.09% | 1.794% | 0% | 2.099% | 0% | 28.9% | 26.7% | 0.3375% | 2.299% | 0% | 0% | 25.98% | 71.77% | 13.62% | 19.38% | 23.31% | 17.86% | 0% | 0% | 0% | 0% | 0% | 0% | 0% | Chiller-NR and New | Chiller-Upgrade-NR |  | 0 | 21.81% | 0% | 0% | 0% | 0% | 0% | 0% | 0% | 0% | 0% | 0% | 0% | 0% | 20.54% | 0% | 69.53% | 37.93% | 0% | 20.33% | 0% | 0% | 0% | 0% | 0% | 0% | 0% | 19.7% | 0% | 0% | 0% | 0% | 0% | 0% | 0% | 0% | 0% | 0% | 0% | 0% | 5.336% | 0% | 9.468% | 7.35% | 0% | 3.63% | 0% | 0% | 0% | 0% | 0% | 0% | 0%
| 1811 | Chiller | Com-Chiller-Cadmus | NR and New | Large Off | Electric | Per Building Sqft - Chiller < 150 tons - Water Cooled | Large Off Chillers < 150 tons (screw) - Premium Efficiency (Water Cooled) | 90.33% | 13.31% | 1.09% | 1.794% | 0% | 2.099% | 0% | 28.9% | 26.7% | 0.3375% | 2.299% | 0% | 0% | 25.98% | 71.77% | 13.62% | 19.38% | 23.31% | 17.86% | 0% | 0% | 0% | 0% | 0% | 0% | 0% | Chiller-NR and New | Chiller-Upgrade-NR |  | 0 | 21.81% | 0% | 0% | 0% | 0% | 0% | 0% | 0% | 0% | 0% | 0% | 0% | 0% | 20.54% | 0% | 69.53% | 37.93% | 0% | 20.33% | 0% | 0% | 0% | 0% | 0% | 0% | 0% | 19.7% | 0% | 0% | 0% | 0% | 0% | 0% | 0% | 0% | 0% | 0% | 0% | 0% | 5.336% | 0% | 9.468% | 7.35% | 0% | 3.63% | 0% | 0% | 0% | 0% | 0% | 0% | 0%
| 1811 | Chiller | Com-Chiller-Cadmus | NR and New | Medium Off | Electric | Per Building Sqft - Chiller < 150 tons - Water Cooled | Medium Off Chillers < 150 tons (screw) - Premium Efficiency (Water Cooled) | 90.33% | 13.31% | 1.09% | 1.794% | 0% | 2.099% | 0% | 28.9% | 26.7% | 0.3375% | 2.299% | 0% | 0% | 25.98% | 71.77% | 13.62% | 19.38% | 23.31% | 17.86% | 0% | 0% | 0% | 0% | 0% | 0% | 0% | Chiller-NR and New | Chiller-Upgrade-NR |  | 0 | 21.81% | 0% | 0% | 0% | 0% | 0% | 0% | 0% | 0% | 0% | 0% | 0% | 0% | 20.54% | 0% | 69.53% | 37.93% | 0% | 20.33% | 0% | 0% | 0% | 0% | 0% | 0% | 0% | 19.7% | 0% | 0% | 0% | 0% | 0% | 0% | 0% | 0% | 0% | 0% | 0% | 0% | 5.336% | 0% | 9.468% | 7.35% | 0% | 3.63% | 0% | 0% | 0% | 0% | 0% | 0% | 0%
| 1811 | Chiller | Com-Chiller-Cadmus | NR and New | Small Off | Electric | Per Building Sqft - Chiller < 150 tons - Water Cooled | Small Off Chillers < 150 tons (screw) - Premium Efficiency (Water Cooled) | 90.33% | 13.31% | 1.09% | 1.794% | 0% | 2.099% | 0% | 28.9% | 26.7% | 0.3375% | 2.299% | 0% | 0% | 25.98% | 71.77% | 13.62% | 19.38% | 23.31% | 17.86% | 0% | 0% | 0% | 0% | 0% | 0% | 0% | Chiller-NR and New | Chiller-Upgrade-NR |  | 0 | 21.81% | 0% | 0% | 0% | 0% | 0% | 0% | 0% | 0% | 0% | 0% | 0% | 0% | 20.54% | 0% | 69.53% | 37.93% | 0% | 20.33% | 0% | 0% | 0% | 0% | 0% | 0% | 0% | 19.7% | 0% | 0% | 0% | 0% | 0% | 0% | 0% | 0% | 0% | 0% | 0% | 0% | 5.336% | 0% | 9.468% | 7.35% | 0% | 3.63% | 0% | 0% | 0% | 0% | 0% | 0% | 0%
| 1811 | Chiller | Com-Chiller-Cadmus | NR and New | Xlarge Ret | Electric | Per Building Sqft - Chiller < 150 tons - Water Cooled | XLarge Ret Chillers < 150 tons (screw) - Premium Efficiency (Water Cooled) | 90.33% | 13.31% | 1.09% | 1.794% | 0% | 2.099% | 0% | 28.9% | 26.7% | 0.3375% | 2.299% | 0% | 0% | 25.98% | 71.77% | 13.62% | 19.38% | 23.31% | 17.86% | 0% | 0% | 0% | 0% | 0% | 0% | 0% | Chiller-NR and New | Chiller-Upgrade-NR |  | 0 | 21.81% | 0% | 0% | 0% | 0% | 0% | 0% | 0% | 0% | 0% | 0% | 0% | 0% | 20.54% | 0% | 69.53% | 37.93% | 0% | 20.33% | 0% | 0% | 0% | 0% | 0% | 0% | 0% | 19.7% | 0% | 0% | 0% | 0% | 0% | 0% | 0% | 0% | 0% | 0% | 0% | 0% | 5.336% | 0% | 9.468% | 7.35% | 0% | 3.63% | 0% | 0% | 0% | 0% | 0% | 0% | 0%
| 1811 | Chiller | Com-Chiller-Cadmus | NR and New | Large Ret | Electric | Per Building Sqft - Chiller < 150 tons - Water Cooled | Large Ret Chillers < 150 tons (screw) - Premium Efficiency (Water Cooled) | 90.33% | 13.31% | 1.09% | 1.794% | 0% | 2.099% | 0% | 28.9% | 26.7% | 0.3375% | 2.299% | 0% | 0% | 25.98% | 71.77% | 13.62% | 19.38% | 23.31% | 17.86% | 0% | 0% | 0% | 0% | 0% | 0% | 0% | Chiller-NR and New | Chiller-Upgrade-NR |  | 0 | 21.81% | 0% | 0% | 0% | 0% | 0% | 0% | 0% | 0% | 0% | 0% | 0% | 0% | 20.54% | 0% | 69.53% | 37.93% | 0% | 20.33% | 0% | 0% | 0% | 0% | 0% | 0% | 0% | 19.7% | 0% | 0% | 0% | 0% | 0% | 0% | 0% | 0% | 0% | 0% | 0% | 0% | 5.336% | 0% | 9.468% | 7.35% | 0% | 3.63% | 0% | 0% | 0% | 0% | 0% | 0% | 0%
| 1811 | Chiller | Com-Chiller-Cadmus | NR and New | Medium Ret | Electric | Per Building Sqft - Chiller < 150 tons - Water Cooled | Medium Ret Chillers < 150 tons (screw) - Premium Efficiency (Water Cooled) | 90.33% | 13.31% | 1.09% | 1.794% | 0% | 2.099% | 0% | 28.9% | 26.7% | 0.3375% | 2.299% | 0% | 0% | 25.98% | 71.77% | 13.62% | 19.38% | 23.31% | 17.86% | 0% | 0% | 0% | 0% | 0% | 0% | 0% | Chiller-NR and New | Chiller-Upgrade-NR |  | 0 | 21.81% | 0% | 0% | 0% | 0% | 0% | 0% | 0% | 0% | 0% | 0% | 0% | 0% | 20.54% | 0% | 69.53% | 37.93% | 0% | 20.33% | 0% | 0% | 0% | 0% | 0% | 0% | 0% | 19.7% | 0% | 0% | 0% | 0% | 0% | 0% | 0% | 0% | 0% | 0% | 0% | 0% | 5.336% | 0% | 9.468% | 7.35% | 0% | 3.63% | 0% | 0% | 0% | 0% | 0% | 0% | 0%
| 1811 | Chiller | Com-Chiller-Cadmus | NR and New | Small Ret | Electric | Per Building Sqft - Chiller < 150 tons - Water Cooled | Small Ret Chillers < 150 tons (screw) - Premium Efficiency (Water Cooled) | 90.33% | 13.31% | 1.09% | 1.794% | 0% | 2.099% | 0% | 28.9% | 26.7% | 0.3375% | 2.299% | 0% | 0% | 25.98% | 71.77% | 13.62% | 19.38% | 23.31% | 17.86% | 0% | 0% | 0% | 0% | 0% | 0% | 0% | Chiller-NR and New | Chiller-Upgrade-NR |  | 0 | 21.81% | 0% | 0% | 0% | 0% | 0% | 0% | 0% | 0% | 0% | 0% | 0% | 0% | 20.54% | 0% | 69.53% | 37.93% | 0% | 20.33% | 0% | 0% | 0% | 0% | 0% | 0% | 0% | 19.7% | 0% | 0% | 0% | 0% | 0% | 0% | 0% | 0% | 0% | 0% | 0% | 0% | 5.336% | 0% | 9.468% | 7.35% | 0% | 3.63% | 0% | 0% | 0% | 0% | 0% | 0% | 0%
| 1811 | Chiller | Com-Chiller-Cadmus | NR and New | School K-12 | Electric | Per Building Sqft - Chiller < 150 tons - Water Cooled | School K-12 Chillers < 150 tons (screw) - Premium Efficiency (Water Cooled) | 90.33% | 13.31% | 1.09% | 1.794% | 0% | 2.099% | 0% | 28.9% | 26.7% | 0.3375% | 2.299% | 0% | 0% | 25.98% | 71.77% | 13.62% | 19.38% | 23.31% | 17.86% | 0% | 0% | 0% | 0% | 0% | 0% | 0% | Chiller-NR and New | Chiller-Upgrade-NR |  | 0 | 21.81% | 0% | 0% | 0% | 0% | 0% | 0% | 0% | 0% | 0% | 0% | 0% | 0% | 20.54% | 0% | 69.53% | 37.93% | 0% | 20.33% | 0% | 0% | 0% | 0% | 0% | 0% | 0% | 19.7% | 0% | 0% | 0% | 0% | 0% | 0% | 0% | 0% | 0% | 0% | 0% | 0% | 5.336% | 0% | 9.468% | 7.35% | 0% | 3.63% | 0% | 0% | 0% | 0% | 0% | 0% | 0%
| 1811 | Chiller | Com-Chiller-Cadmus | NR and New | University | Electric | Per Building Sqft - Chiller < 150 tons - Water Cooled | University Chillers < 150 tons (screw) - Premium Efficiency (Water Cooled) | 90.33% | 13.31% | 1.09% | 1.794% | 0% | 2.099% | 0% | 28.9% | 26.7% | 0.3375% | 2.299% | 0% | 0% | 25.98% | 71.77% | 13.62% | 19.38% | 23.31% | 17.86% | 0% | 0% | 0% | 0% | 0% | 0% | 0% | Chiller-NR and New | Chiller-Upgrade-NR |  | 0 | 21.81% | 0% | 0% | 0% | 0% | 0% | 0% | 0% | 0% | 0% | 0% | 0% | 0% | 20.54% | 0% | 69.53% | 37.93% | 0% | 20.33% | 0% | 0% | 0% | 0% | 0% | 0% | 0% | 19.7% | 0% | 0% | 0% | 0% | 0% | 0% | 0% | 0% | 0% | 0% | 0% | 0% | 5.336% | 0% | 9.468% | 7.35% | 0% | 3.63% | 0% | 0% | 0% | 0% | 0% | 0% | 0%
| 1811 | Chiller | Com-Chiller-Cadmus | NR and New | Warehouse | Electric | Per Building Sqft - Chiller < 150 tons - Water Cooled | Warehouse Chillers < 150 tons (screw) - Premium Efficiency (Water Cooled) | 90.33% | 13.31% | 1.09% | 1.794% | 0% | 2.099% | 0% | 28.9% | 26.7% | 0.3375% | 2.299% | 0% | 0% | 25.98% | 71.77% | 13.62% | 19.38% | 23.31% | 17.86% | 0% | 0% | 0% | 0% | 0% | 0% | 0% | Chiller-NR and New | Chiller-Upgrade-NR |  | 0 | 21.81% | 0% | 0% | 0% | 0% | 0% | 0% | 0% | 0% | 0% | 0% | 0% | 0% | 20.54% | 0% | 69.53% | 37.93% | 0% | 20.33% | 0% | 0% | 0% | 0% | 0% | 0% | 0% | 19.7% | 0% | 0% | 0% | 0% | 0% | 0% | 0% | 0% | 0% | 0% | 0% | 0% | 5.336% | 0% | 9.468% | 7.35% | 0% | 3.63% | 0% | 0% | 0% | 0% | 0% | 0% | 0%
| 1811 | Chiller | Com-Chiller-Cadmus | NR and New | Supermarket | Electric | Per Building Sqft - Chiller < 150 tons - Water Cooled | Supermarket Chillers < 150 tons (screw) - Premium Efficiency (Water Cooled) | 90.33% | 13.31% | 1.09% | 1.794% | 0% | 2.099% | 0% | 28.9% | 26.7% | 0.3375% | 2.299% | 0% | 0% | 25.98% | 71.77% | 13.62% | 19.38% | 23.31% | 17.86% | 0% | 0% | 0% | 0% | 0% | 0% | 0% | Chiller-NR and New | Chiller-Upgrade-NR |  | 0 | 21.81% | 0% | 0% | 0% | 0% | 0% | 0% | 0% | 0% | 0% | 0% | 0% | 0% | 20.54% | 0% | 69.53% | 37.93% | 0% | 20.33% | 0% | 0% | 0% | 0% | 0% | 0% | 0% | 19.7% | 0% | 0% | 0% | 0% | 0% | 0% | 0% | 0% | 0% | 0% | 0% | 0% | 5.336% | 0% | 9.468% | 7.35% | 0% | 3.63% | 0% | 0% | 0% | 0% | 0% | 0% | 0%
| 1811 | Chiller | Com-Chiller-Cadmus | NR and New | MiniMart | Electric | Per Building Sqft - Chiller < 150 tons - Water Cooled | MiniMart Chillers < 150 tons (screw) - Premium Efficiency (Water Cooled) | 90.33% | 13.31% | 1.09% | 1.794% | 0% | 2.099% | 0% | 28.9% | 26.7% | 0.3375% | 2.299% | 0% | 0% | 25.98% | 71.77% | 13.62% | 19.38% | 23.31% | 17.86% | 0% | 0% | 0% | 0% | 0% | 0% | 0% | Chiller-NR and New | Chiller-Upgrade-NR |  | 0 | 21.81% | 0% | 0% | 0% | 0% | 0% | 0% | 0% | 0% | 0% | 0% | 0% | 0% | 20.54% | 0% | 69.53% | 37.93% | 0% | 20.33% | 0% | 0% | 0% | 0% | 0% | 0% | 0% | 19.7% | 0% | 0% | 0% | 0% | 0% | 0% | 0% | 0% | 0% | 0% | 0% | 0% | 5.336% | 0% | 9.468% | 7.35% | 0% | 3.63% | 0% | 0% | 0% | 0% | 0% | 0% | 0%
| 1811 | Chiller | Com-Chiller-Cadmus | NR and New | Restaurant | Electric | Per Building Sqft - Chiller < 150 tons - Water Cooled | Restaurant Chillers < 150 tons (screw) - Premium Efficiency (Water Cooled) | 90.33% | 13.31% | 1.09% | 1.794% | 0% | 2.099% | 0% | 28.9% | 26.7% | 0.3375% | 2.299% | 0% | 0% | 25.98% | 71.77% | 13.62% | 19.38% | 23.31% | 17.86% | 0% | 0% | 0% | 0% | 0% | 0% | 0% | Chiller-NR and New | Chiller-Upgrade-NR |  | 0 | 21.81% | 0% | 0% | 0% | 0% | 0% | 0% | 0% | 0% | 0% | 0% | 0% | 0% | 20.54% | 0% | 69.53% | 37.93% | 0% | 20.33% | 0% | 0% | 0% | 0% | 0% | 0% | 0% | 19.7% | 0% | 0% | 0% | 0% | 0% | 0% | 0% | 0% | 0% | 0% | 0% | 0% | 5.336% | 0% | 9.468% | 7.35% | 0% | 3.63% | 0% | 0% | 0% | 0% | 0% | 0% | 0%
| 1811 | Chiller | Com-Chiller-Cadmus | NR and New | Lodging | Electric | Per Building Sqft - Chiller < 150 tons - Water Cooled | Lodging Chillers < 150 tons (screw) - Premium Efficiency (Water Cooled) | 90.33% | 13.31% | 1.09% | 1.794% | 0% | 2.099% | 0% | 28.9% | 26.7% | 0.3375% | 2.299% | 0% | 0% | 25.98% | 71.77% | 13.62% | 19.38% | 23.31% | 17.86% | 0% | 0% | 0% | 0% | 0% | 0% | 0% | Chiller-NR and New | Chiller-Upgrade-NR |  | 0 | 21.81% | 0% | 0% | 0% | 0% | 0% | 0% | 0% | 0% | 0% | 0% | 0% | 0% | 20.54% | 0% | 69.53% | 37.93% | 0% | 20.33% | 0% | 0% | 0% | 0% | 0% | 0% | 0% | 19.7% | 0% | 0% | 0% | 0% | 0% | 0% | 0% | 0% | 0% | 0% | 0% | 0% | 5.336% | 0% | 9.468% | 7.35% | 0% | 3.63% | 0% | 0% | 0% | 0% | 0% | 0% | 0%
| 1811 | Chiller | Com-Chiller-Cadmus | NR and New | Hospital | Electric | Per Building Sqft - Chiller < 150 tons - Water Cooled | Hospital Chillers < 150 tons (screw) - Premium Efficiency (Water Cooled) | 90.33% | 13.31% | 1.09% | 1.794% | 0% | 2.099% | 0% | 28.9% | 26.7% | 0.3375% | 2.299% | 0% | 0% | 25.98% | 71.77% | 13.62% | 19.38% | 23.31% | 17.86% | 0% | 0% | 0% | 0% | 0% | 0% | 0% | Chiller-NR and New | Chiller-Upgrade-NR |  | 0 | 21.81% | 0% | 0% | 0% | 0% | 0% | 0% | 0% | 0% | 0% | 0% | 0% | 0% | 20.54% | 0% | 69.53% | 37.93% | 0% | 20.33% | 0% | 0% | 0% | 0% | 0% | 0% | 0% | 19.7% | 0% | 0% | 0% | 0% | 0% | 0% | 0% | 0% | 0% | 0% | 0% | 0% | 5.336% | 0% | 9.468% | 7.35% | 0% | 3.63% | 0% | 0% | 0% | 0% | 0% | 0% | 0%
| 1811 | Chiller | Com-Chiller-Cadmus | NR and New | Residential Care | Electric | Per Building Sqft - Chiller < 150 tons - Water Cooled | Residential Care Chillers < 150 tons (screw) - Premium Efficiency (Water Cooled) | 90.33% | 13.31% | 1.09% | 1.794% | 0% | 2.099% | 0% | 28.9% | 26.7% | 0.3375% | 2.299% | 0% | 0% | 25.98% | 71.77% | 13.62% | 19.38% | 23.31% | 17.86% | 0% | 0% | 0% | 0% | 0% | 0% | 0% | Chiller-NR and New | Chiller-Upgrade-NR |  | 0 | 21.81% | 0% | 0% | 0% | 0% | 0% | 0% | 0% | 0% | 0% | 0% | 0% | 0% | 20.54% | 0% | 69.53% | 37.93% | 0% | 20.33% | 0% | 0% | 0% | 0% | 0% | 0% | 0% | 19.7% | 0% | 0% | 0% | 0% | 0% | 0% | 0% | 0% | 0% | 0% | 0% | 0% | 5.336% | 0% | 9.468% | 7.35% | 0% | 3.63% | 0% | 0% | 0% | 0% | 0% | 0% | 0%
| 1811 | Chiller | Com-Chiller-Cadmus | NR and New | Large Off | Electric | Per Building Sqft - Chiller < 150 tons - Water Cooled | Large Off Chillers < 150 tons (screw) - Advanced Efficiency (Water Cooled) | 90.33% | 13.31% | 1.09% | 1.794% | 0% | 2.099% | 0% | 28.9% | 26.7% | 0.3375% | 2.299% | 0% | 0% | 25.98% | 71.77% | 13.62% | 19.38% | 23.31% | 17.86% | 0% | 0% | 0% | 0% | 0% | 0% | 0% | Chiller-NR and New | Chiller-Upgrade-NR |  | 0 | 21.81% | 0% | 0% | 0% | 0% | 0% | 0% | 0% | 0% | 0% | 0% | 0% | 0% | 20.54% | 0% | 69.53% | 37.93% | 0% | 20.33% | 0% | 0% | 0% | 0% | 0% | 0% | 0% | 19.7% | 0% | 0% | 0% | 0% | 0% | 0% | 0% | 0% | 0% | 0% | 0% | 0% | 5.336% | 0% | 9.468% | 7.35% | 0% | 3.63% | 0% | 0% | 0% | 0% | 0% | 0% | 0%
| 1811 | Chiller | Com-Chiller-Cadmus | NR and New | Medium Off | Electric | Per Building Sqft - Chiller < 150 tons - Water Cooled | Medium Off Chillers < 150 tons (screw) - Advanced Efficiency (Water Cooled) | 90.33% | 13.31% | 1.09% | 1.794% | 0% | 2.099% | 0% | 28.9% | 26.7% | 0.3375% | 2.299% | 0% | 0% | 25.98% | 71.77% | 13.62% | 19.38% | 23.31% | 17.86% | 0% | 0% | 0% | 0% | 0% | 0% | 0% | Chiller-NR and New | Chiller-Upgrade-NR |  | 0 | 21.81% | 0% | 0% | 0% | 0% | 0% | 0% | 0% | 0% | 0% | 0% | 0% | 0% | 20.54% | 0% | 69.53% | 37.93% | 0% | 20.33% | 0% | 0% | 0% | 0% | 0% | 0% | 0% | 19.7% | 0% | 0% | 0% | 0% | 0% | 0% | 0% | 0% | 0% | 0% | 0% | 0% | 5.336% | 0% | 9.468% | 7.35% | 0% | 3.63% | 0% | 0% | 0% | 0% | 0% | 0% | 0%
| 1811 | Chiller | Com-Chiller-Cadmus | NR and New | Small Off | Electric | Per Building Sqft - Chiller < 150 tons - Water Cooled | Small Off Chillers < 150 tons (screw) - Advanced Efficiency (Water Cooled) | 90.33% | 13.31% | 1.09% | 1.794% | 0% | 2.099% | 0% | 28.9% | 26.7% | 0.3375% | 2.299% | 0% | 0% | 25.98% | 71.77% | 13.62% | 19.38% | 23.31% | 17.86% | 0% | 0% | 0% | 0% | 0% | 0% | 0% | Chiller-NR and New | Chiller-Upgrade-NR |  | 0 | 21.81% | 0% | 0% | 0% | 0% | 0% | 0% | 0% | 0% | 0% | 0% | 0% | 0% | 20.54% | 0% | 69.53% | 37.93% | 0% | 20.33% | 0% | 0% | 0% | 0% | 0% | 0% | 0% | 19.7% | 0% | 0% | 0% | 0% | 0% | 0% | 0% | 0% | 0% | 0% | 0% | 0% | 5.336% | 0% | 9.468% | 7.35% | 0% | 3.63% | 0% | 0% | 0% | 0% | 0% | 0% | 0%
| 1811 | Chiller | Com-Chiller-Cadmus | NR and New | Xlarge Ret | Electric | Per Building Sqft - Chiller < 150 tons - Water Cooled | XLarge Ret Chillers < 150 tons (screw) - Advanced Efficiency (Water Cooled) | 90.33% | 13.31% | 1.09% | 1.794% | 0% | 2.099% | 0% | 28.9% | 26.7% | 0.3375% | 2.299% | 0% | 0% | 25.98% | 71.77% | 13.62% | 19.38% | 23.31% | 17.86% | 0% | 0% | 0% | 0% | 0% | 0% | 0% | Chiller-NR and New | Chiller-Upgrade-NR |  | 0 | 21.81% | 0% | 0% | 0% | 0% | 0% | 0% | 0% | 0% | 0% | 0% | 0% | 0% | 20.54% | 0% | 69.53% | 37.93% | 0% | 20.33% | 0% | 0% | 0% | 0% | 0% | 0% | 0% | 19.7% | 0% | 0% | 0% | 0% | 0% | 0% | 0% | 0% | 0% | 0% | 0% | 0% | 5.336% | 0% | 9.468% | 7.35% | 0% | 3.63% | 0% | 0% | 0% | 0% | 0% | 0% | 0%
| 1811 | Chiller | Com-Chiller-Cadmus | NR and New | Large Ret | Electric | Per Building Sqft - Chiller < 150 tons - Water Cooled | Large Ret Chillers < 150 tons (screw) - Advanced Efficiency (Water Cooled) | 90.33% | 13.31% | 1.09% | 1.794% | 0% | 2.099% | 0% | 28.9% | 26.7% | 0.3375% | 2.299% | 0% | 0% | 25.98% | 71.77% | 13.62% | 19.38% | 23.31% | 17.86% | 0% | 0% | 0% | 0% | 0% | 0% | 0% | Chiller-NR and New | Chiller-Upgrade-NR |  | 0 | 21.81% | 0% | 0% | 0% | 0% | 0% | 0% | 0% | 0% | 0% | 0% | 0% | 0% | 20.54% | 0% | 69.53% | 37.93% | 0% | 20.33% | 0% | 0% | 0% | 0% | 0% | 0% | 0% | 19.7% | 0% | 0% | 0% | 0% | 0% | 0% | 0% | 0% | 0% | 0% | 0% | 0% | 5.336% | 0% | 9.468% | 7.35% | 0% | 3.63% | 0% | 0% | 0% | 0% | 0% | 0% | 0%
| 1811 | Chiller | Com-Chiller-Cadmus | NR and New | Medium Ret | Electric | Per Building Sqft - Chiller < 150 tons - Water Cooled | Medium Ret Chillers < 150 tons (screw) - Advanced Efficiency (Water Cooled) | 90.33% | 13.31% | 1.09% | 1.794% | 0% | 2.099% | 0% | 28.9% | 26.7% | 0.3375% | 2.299% | 0% | 0% | 25.98% | 71.77% | 13.62% | 19.38% | 23.31% | 17.86% | 0% | 0% | 0% | 0% | 0% | 0% | 0% | Chiller-NR and New | Chiller-Upgrade-NR |  | 0 | 21.81% | 0% | 0% | 0% | 0% | 0% | 0% | 0% | 0% | 0% | 0% | 0% | 0% | 20.54% | 0% | 69.53% | 37.93% | 0% | 20.33% | 0% | 0% | 0% | 0% | 0% | 0% | 0% | 19.7% | 0% | 0% | 0% | 0% | 0% | 0% | 0% | 0% | 0% | 0% | 0% | 0% | 5.336% | 0% | 9.468% | 7.35% | 0% | 3.63% | 0% | 0% | 0% | 0% | 0% | 0% | 0%
| 1811 | Chiller | Com-Chiller-Cadmus | NR and New | Small Ret | Electric | Per Building Sqft - Chiller < 150 tons - Water Cooled | Small Ret Chillers < 150 tons (screw) - Advanced Efficiency (Water Cooled) | 90.33% | 13.31% | 1.09% | 1.794% | 0% | 2.099% | 0% | 28.9% | 26.7% | 0.3375% | 2.299% | 0% | 0% | 25.98% | 71.77% | 13.62% | 19.38% | 23.31% | 17.86% | 0% | 0% | 0% | 0% | 0% | 0% | 0% | Chiller-NR and New | Chiller-Upgrade-NR |  | 0 | 21.81% | 0% | 0% | 0% | 0% | 0% | 0% | 0% | 0% | 0% | 0% | 0% | 0% | 20.54% | 0% | 69.53% | 37.93% | 0% | 20.33% | 0% | 0% | 0% | 0% | 0% | 0% | 0% | 19.7% | 0% | 0% | 0% | 0% | 0% | 0% | 0% | 0% | 0% | 0% | 0% | 0% | 5.336% | 0% | 9.468% | 7.35% | 0% | 3.63% | 0% | 0% | 0% | 0% | 0% | 0% | 0%
| 1811 | Chiller | Com-Chiller-Cadmus | NR and New | School K-12 | Electric | Per Building Sqft - Chiller < 150 tons - Water Cooled | School K-12 Chillers < 150 tons (screw) - Advanced Efficiency (Water Cooled) | 90.33% | 13.31% | 1.09% | 1.794% | 0% | 2.099% | 0% | 28.9% | 26.7% | 0.3375% | 2.299% | 0% | 0% | 25.98% | 71.77% | 13.62% | 19.38% | 23.31% | 17.86% | 0% | 0% | 0% | 0% | 0% | 0% | 0% | Chiller-NR and New | Chiller-Upgrade-NR |  | 0 | 21.81% | 0% | 0% | 0% | 0% | 0% | 0% | 0% | 0% | 0% | 0% | 0% | 0% | 20.54% | 0% | 69.53% | 37.93% | 0% | 20.33% | 0% | 0% | 0% | 0% | 0% | 0% | 0% | 19.7% | 0% | 0% | 0% | 0% | 0% | 0% | 0% | 0% | 0% | 0% | 0% | 0% | 5.336% | 0% | 9.468% | 7.35% | 0% | 3.63% | 0% | 0% | 0% | 0% | 0% | 0% | 0%
| 1811 | Chiller | Com-Chiller-Cadmus | NR and New | University | Electric | Per Building Sqft - Chiller < 150 tons - Water Cooled | University Chillers < 150 tons (screw) - Advanced Efficiency (Water Cooled) | 90.33% | 13.31% | 1.09% | 1.794% | 0% | 2.099% | 0% | 28.9% | 26.7% | 0.3375% | 2.299% | 0% | 0% | 25.98% | 71.77% | 13.62% | 19.38% | 23.31% | 17.86% | 0% | 0% | 0% | 0% | 0% | 0% | 0% | Chiller-NR and New | Chiller-Upgrade-NR |  | 0 | 21.81% | 0% | 0% | 0% | 0% | 0% | 0% | 0% | 0% | 0% | 0% | 0% | 0% | 20.54% | 0% | 69.53% | 37.93% | 0% | 20.33% | 0% | 0% | 0% | 0% | 0% | 0% | 0% | 19.7% | 0% | 0% | 0% | 0% | 0% | 0% | 0% | 0% | 0% | 0% | 0% | 0% | 5.336% | 0% | 9.468% | 7.35% | 0% | 3.63% | 0% | 0% | 0% | 0% | 0% | 0% | 0%
| 1811 | Chiller | Com-Chiller-Cadmus | NR and New | Warehouse | Electric | Per Building Sqft - Chiller < 150 tons - Water Cooled | Warehouse Chillers < 150 tons (screw) - Advanced Efficiency (Water Cooled) | 90.33% | 13.31% | 1.09% | 1.794% | 0% | 2.099% | 0% | 28.9% | 26.7% | 0.3375% | 2.299% | 0% | 0% | 25.98% | 71.77% | 13.62% | 19.38% | 23.31% | 17.86% | 0% | 0% | 0% | 0% | 0% | 0% | 0% | Chiller-NR and New | Chiller-Upgrade-NR |  | 0 | 21.81% | 0% | 0% | 0% | 0% | 0% | 0% | 0% | 0% | 0% | 0% | 0% | 0% | 20.54% | 0% | 69.53% | 37.93% | 0% | 20.33% | 0% | 0% | 0% | 0% | 0% | 0% | 0% | 19.7% | 0% | 0% | 0% | 0% | 0% | 0% | 0% | 0% | 0% | 0% | 0% | 0% | 5.336% | 0% | 9.468% | 7.35% | 0% | 3.63% | 0% | 0% | 0% | 0% | 0% | 0% | 0%
| 1811 | Chiller | Com-Chiller-Cadmus | NR and New | Supermarket | Electric | Per Building Sqft - Chiller < 150 tons - Water Cooled | Supermarket Chillers < 150 tons (screw) - Advanced Efficiency (Water Cooled) | 90.33% | 13.31% | 1.09% | 1.794% | 0% | 2.099% | 0% | 28.9% | 26.7% | 0.3375% | 2.299% | 0% | 0% | 25.98% | 71.77% | 13.62% | 19.38% | 23.31% | 17.86% | 0% | 0% | 0% | 0% | 0% | 0% | 0% | Chiller-NR and New | Chiller-Upgrade-NR |  | 0 | 21.81% | 0% | 0% | 0% | 0% | 0% | 0% | 0% | 0% | 0% | 0% | 0% | 0% | 20.54% | 0% | 69.53% | 37.93% | 0% | 20.33% | 0% | 0% | 0% | 0% | 0% | 0% | 0% | 19.7% | 0% | 0% | 0% | 0% | 0% | 0% | 0% | 0% | 0% | 0% | 0% | 0% | 5.336% | 0% | 9.468% | 7.35% | 0% | 3.63% | 0% | 0% | 0% | 0% | 0% | 0% | 0%
| 1811 | Chiller | Com-Chiller-Cadmus | NR and New | MiniMart | Electric | Per Building Sqft - Chiller < 150 tons - Water Cooled | MiniMart Chillers < 150 tons (screw) - Advanced Efficiency (Water Cooled) | 90.33% | 13.31% | 1.09% | 1.794% | 0% | 2.099% | 0% | 28.9% | 26.7% | 0.3375% | 2.299% | 0% | 0% | 25.98% | 71.77% | 13.62% | 19.38% | 23.31% | 17.86% | 0% | 0% | 0% | 0% | 0% | 0% | 0% | Chiller-NR and New | Chiller-Upgrade-NR |  | 0 | 21.81% | 0% | 0% | 0% | 0% | 0% | 0% | 0% | 0% | 0% | 0% | 0% | 0% | 20.54% | 0% | 69.53% | 37.93% | 0% | 20.33% | 0% | 0% | 0% | 0% | 0% | 0% | 0% | 19.7% | 0% | 0% | 0% | 0% | 0% | 0% | 0% | 0% | 0% | 0% | 0% | 0% | 5.336% | 0% | 9.468% | 7.35% | 0% | 3.63% | 0% | 0% | 0% | 0% | 0% | 0% | 0%
| 1811 | Chiller | Com-Chiller-Cadmus | NR and New | Restaurant | Electric | Per Building Sqft - Chiller < 150 tons - Water Cooled | Restaurant Chillers < 150 tons (screw) - Advanced Efficiency (Water Cooled) | 90.33% | 13.31% | 1.09% | 1.794% | 0% | 2.099% | 0% | 28.9% | 26.7% | 0.3375% | 2.299% | 0% | 0% | 25.98% | 71.77% | 13.62% | 19.38% | 23.31% | 17.86% | 0% | 0% | 0% | 0% | 0% | 0% | 0% | Chiller-NR and New | Chiller-Upgrade-NR |  | 0 | 21.81% | 0% | 0% | 0% | 0% | 0% | 0% | 0% | 0% | 0% | 0% | 0% | 0% | 20.54% | 0% | 69.53% | 37.93% | 0% | 20.33% | 0% | 0% | 0% | 0% | 0% | 0% | 0% | 19.7% | 0% | 0% | 0% | 0% | 0% | 0% | 0% | 0% | 0% | 0% | 0% | 0% | 5.336% | 0% | 9.468% | 7.35% | 0% | 3.63% | 0% | 0% | 0% | 0% | 0% | 0% | 0%
| 1811 | Chiller | Com-Chiller-Cadmus | NR and New | Lodging | Electric | Per Building Sqft - Chiller < 150 tons - Water Cooled | Lodging Chillers < 150 tons (screw) - Advanced Efficiency (Water Cooled) | 90.33% | 13.31% | 1.09% | 1.794% | 0% | 2.099% | 0% | 28.9% | 26.7% | 0.3375% | 2.299% | 0% | 0% | 25.98% | 71.77% | 13.62% | 19.38% | 23.31% | 17.86% | 0% | 0% | 0% | 0% | 0% | 0% | 0% | Chiller-NR and New | Chiller-Upgrade-NR |  | 0 | 21.81% | 0% | 0% | 0% | 0% | 0% | 0% | 0% | 0% | 0% | 0% | 0% | 0% | 20.54% | 0% | 69.53% | 37.93% | 0% | 20.33% | 0% | 0% | 0% | 0% | 0% | 0% | 0% | 19.7% | 0% | 0% | 0% | 0% | 0% | 0% | 0% | 0% | 0% | 0% | 0% | 0% | 5.336% | 0% | 9.468% | 7.35% | 0% | 3.63% | 0% | 0% | 0% | 0% | 0% | 0% | 0%
| 1811 | Chiller | Com-Chiller-Cadmus | NR and New | Hospital | Electric | Per Building Sqft - Chiller < 150 tons - Water Cooled | Hospital Chillers < 150 tons (screw) - Advanced Efficiency (Water Cooled) | 90.33% | 13.31% | 1.09% | 1.794% | 0% | 2.099% | 0% | 28.9% | 26.7% | 0.3375% | 2.299% | 0% | 0% | 25.98% | 71.77% | 13.62% | 19.38% | 23.31% | 17.86% | 0% | 0% | 0% | 0% | 0% | 0% | 0% | Chiller-NR and New | Chiller-Upgrade-NR |  | 0 | 21.81% | 0% | 0% | 0% | 0% | 0% | 0% | 0% | 0% | 0% | 0% | 0% | 0% | 20.54% | 0% | 69.53% | 37.93% | 0% | 20.33% | 0% | 0% | 0% | 0% | 0% | 0% | 0% | 19.7% | 0% | 0% | 0% | 0% | 0% | 0% | 0% | 0% | 0% | 0% | 0% | 0% | 5.336% | 0% | 9.468% | 7.35% | 0% | 3.63% | 0% | 0% | 0% | 0% | 0% | 0% | 0%
| 1811 | Chiller | Com-Chiller-Cadmus | NR and New | Residential Care | Electric | Per Building Sqft - Chiller < 150 tons - Water Cooled | Residential Care Chillers < 150 tons (screw) - Advanced Efficiency (Water Cooled) | 90.33% | 13.31% | 1.09% | 1.794% | 0% | 2.099% | 0% | 28.9% | 26.7% | 0.3375% | 2.299% | 0% | 0% | 25.98% | 71.77% | 13.62% | 19.38% | 23.31% | 17.86% | 0% | 0% | 0% | 0% | 0% | 0% | 0% | Chiller-NR and New | Chiller-Upgrade-NR |  | 0 | 21.81% | 0% | 0% | 0% | 0% | 0% | 0% | 0% | 0% | 0% | 0% | 0% | 0% | 20.54% | 0% | 69.53% | 37.93% | 0% | 20.33% | 0% | 0% | 0% | 0% | 0% | 0% | 0% | 19.7% | 0% | 0% | 0% | 0% | 0% | 0% | 0% | 0% | 0% | 0% | 0% | 0% | 5.336% | 0% | 9.468% | 7.35% | 0% | 3.63% | 0% | 0% | 0% | 0% | 0% | 0% | 0%
| 1811 | Chiller | Com-Chiller-Cadmus | NR and New | Large Off | Electric | Per Building Sqft - Chiller 150-300 tons - Water Cooled | Large Off Chillers 150-300 tons (screw) - High Efficiency (Water Cooled) | 90.33% | 13.31% | 1.09% | 1.794% | 0% | 2.099% | 0% | 28.9% | 26.7% | 0.3375% | 2.299% | 0% | 0% | 25.98% | 71.77% | 13.62% | 19.38% | 23.31% | 17.86% | 0% | 0% | 0% | 0% | 0% | 0% | 0% | Chiller-NR and New | Chiller-Upgrade-NR |  | 0 | 18.07% | 0% | 0% | 100% | 0% | 0% | 0% | 0% | 0% | 0% | 0% | 0% | 0% | 7.86% | 0% | 0% | 28.69% | 0% | 16.68% | 0% | 0% | 0% | 0% | 0% | 0% | 0% | 16.32% | 0% | 0% | 1.794% | 0% | 0% | 0% | 0% | 0% | 0% | 0% | 0% | 0% | 2.042% | 0% | 0% | 5.56% | 0% | 2.978% | 0% | 0% | 0% | 0% | 0% | 0% | 0%
| 1811 | Chiller | Com-Chiller-Cadmus | NR and New | Medium Off | Electric | Per Building Sqft - Chiller 150-300 tons - Water Cooled | Medium Off Chillers 150-300 tons (screw) - High Efficiency (Water Cooled) | 90.33% | 13.31% | 1.09% | 1.794% | 0% | 2.099% | 0% | 28.9% | 26.7% | 0.3375% | 2.299% | 0% | 0% | 25.98% | 71.77% | 13.62% | 19.38% | 23.31% | 17.86% | 0% | 0% | 0% | 0% | 0% | 0% | 0% | Chiller-NR and New | Chiller-Upgrade-NR |  | 0 | 18.07% | 0% | 0% | 100% | 0% | 0% | 0% | 0% | 0% | 0% | 0% | 0% | 0% | 7.86% | 0% | 0% | 28.69% | 0% | 16.68% | 0% | 0% | 0% | 0% | 0% | 0% | 0% | 16.32% | 0% | 0% | 1.794% | 0% | 0% | 0% | 0% | 0% | 0% | 0% | 0% | 0% | 2.042% | 0% | 0% | 5.56% | 0% | 2.978% | 0% | 0% | 0% | 0% | 0% | 0% | 0%
| 1811 | Chiller | Com-Chiller-Cadmus | NR and New | Small Off | Electric | Per Building Sqft - Chiller 150-300 tons - Water Cooled | Small Off Chillers 150-300 tons (screw) - High Efficiency (Water Cooled) | 90.33% | 13.31% | 1.09% | 1.794% | 0% | 2.099% | 0% | 28.9% | 26.7% | 0.3375% | 2.299% | 0% | 0% | 25.98% | 71.77% | 13.62% | 19.38% | 23.31% | 17.86% | 0% | 0% | 0% | 0% | 0% | 0% | 0% | Chiller-NR and New | Chiller-Upgrade-NR |  | 0 | 18.07% | 0% | 0% | 100% | 0% | 0% | 0% | 0% | 0% | 0% | 0% | 0% | 0% | 7.86% | 0% | 0% | 28.69% | 0% | 16.68% | 0% | 0% | 0% | 0% | 0% | 0% | 0% | 16.32% | 0% | 0% | 1.794% | 0% | 0% | 0% | 0% | 0% | 0% | 0% | 0% | 0% | 2.042% | 0% | 0% | 5.56% | 0% | 2.978% | 0% | 0% | 0% | 0% | 0% | 0% | 0%
| 1811 | Chiller | Com-Chiller-Cadmus | NR and New | Xlarge Ret | Electric | Per Building Sqft - Chiller 150-300 tons - Water Cooled | XLarge Ret Chillers 150-300 tons (screw) - High Efficiency (Water Cooled) | 90.33% | 13.31% | 1.09% | 1.794% | 0% | 2.099% | 0% | 28.9% | 26.7% | 0.3375% | 2.299% | 0% | 0% | 25.98% | 71.77% | 13.62% | 19.38% | 23.31% | 17.86% | 0% | 0% | 0% | 0% | 0% | 0% | 0% | Chiller-NR and New | Chiller-Upgrade-NR |  | 0 | 18.07% | 0% | 0% | 100% | 0% | 0% | 0% | 0% | 0% | 0% | 0% | 0% | 0% | 7.86% | 0% | 0% | 28.69% | 0% | 16.68% | 0% | 0% | 0% | 0% | 0% | 0% | 0% | 16.32% | 0% | 0% | 1.794% | 0% | 0% | 0% | 0% | 0% | 0% | 0% | 0% | 0% | 2.042% | 0% | 0% | 5.56% | 0% | 2.978% | 0% | 0% | 0% | 0% | 0% | 0% | 0%
| 1811 | Chiller | Com-Chiller-Cadmus | NR and New | Large Ret | Electric | Per Building Sqft - Chiller 150-300 tons - Water Cooled | Large Ret Chillers 150-300 tons (screw) - High Efficiency (Water Cooled) | 90.33% | 13.31% | 1.09% | 1.794% | 0% | 2.099% | 0% | 28.9% | 26.7% | 0.3375% | 2.299% | 0% | 0% | 25.98% | 71.77% | 13.62% | 19.38% | 23.31% | 17.86% | 0% | 0% | 0% | 0% | 0% | 0% | 0% | Chiller-NR and New | Chiller-Upgrade-NR |  | 0 | 18.07% | 0% | 0% | 100% | 0% | 0% | 0% | 0% | 0% | 0% | 0% | 0% | 0% | 7.86% | 0% | 0% | 28.69% | 0% | 16.68% | 0% | 0% | 0% | 0% | 0% | 0% | 0% | 16.32% | 0% | 0% | 1.794% | 0% | 0% | 0% | 0% | 0% | 0% | 0% | 0% | 0% | 2.042% | 0% | 0% | 5.56% | 0% | 2.978% | 0% | 0% | 0% | 0% | 0% | 0% | 0%
| 1811 | Chiller | Com-Chiller-Cadmus | NR and New | Medium Ret | Electric | Per Building Sqft - Chiller 150-300 tons - Water Cooled | Medium Ret Chillers 150-300 tons (screw) - High Efficiency (Water Cooled) | 90.33% | 13.31% | 1.09% | 1.794% | 0% | 2.099% | 0% | 28.9% | 26.7% | 0.3375% | 2.299% | 0% | 0% | 25.98% | 71.77% | 13.62% | 19.38% | 23.31% | 17.86% | 0% | 0% | 0% | 0% | 0% | 0% | 0% | Chiller-NR and New | Chiller-Upgrade-NR |  | 0 | 18.07% | 0% | 0% | 100% | 0% | 0% | 0% | 0% | 0% | 0% | 0% | 0% | 0% | 7.86% | 0% | 0% | 28.69% | 0% | 16.68% | 0% | 0% | 0% | 0% | 0% | 0% | 0% | 16.32% | 0% | 0% | 1.794% | 0% | 0% | 0% | 0% | 0% | 0% | 0% | 0% | 0% | 2.042% | 0% | 0% | 5.56% | 0% | 2.978% | 0% | 0% | 0% | 0% | 0% | 0% | 0%
| 1811 | Chiller | Com-Chiller-Cadmus | NR and New | Small Ret | Electric | Per Building Sqft - Chiller 150-300 tons - Water Cooled | Small Ret Chillers 150-300 tons (screw) - High Efficiency (Water Cooled) | 90.33% | 13.31% | 1.09% | 1.794% | 0% | 2.099% | 0% | 28.9% | 26.7% | 0.3375% | 2.299% | 0% | 0% | 25.98% | 71.77% | 13.62% | 19.38% | 23.31% | 17.86% | 0% | 0% | 0% | 0% | 0% | 0% | 0% | Chiller-NR and New | Chiller-Upgrade-NR |  | 0 | 18.07% | 0% | 0% | 100% | 0% | 0% | 0% | 0% | 0% | 0% | 0% | 0% | 0% | 7.86% | 0% | 0% | 28.69% | 0% | 16.68% | 0% | 0% | 0% | 0% | 0% | 0% | 0% | 16.32% | 0% | 0% | 1.794% | 0% | 0% | 0% | 0% | 0% | 0% | 0% | 0% | 0% | 2.042% | 0% | 0% | 5.56% | 0% | 2.978% | 0% | 0% | 0% | 0% | 0% | 0% | 0%
| 1811 | Chiller | Com-Chiller-Cadmus | NR and New | School K-12 | Electric | Per Building Sqft - Chiller 150-300 tons - Water Cooled | School K-12 Chillers 150-300 tons (screw) - High Efficiency (Water Cooled) | 90.33% | 13.31% | 1.09% | 1.794% | 0% | 2.099% | 0% | 28.9% | 26.7% | 0.3375% | 2.299% | 0% | 0% | 25.98% | 71.77% | 13.62% | 19.38% | 23.31% | 17.86% | 0% | 0% | 0% | 0% | 0% | 0% | 0% | Chiller-NR and New | Chiller-Upgrade-NR |  | 0 | 18.07% | 0% | 0% | 100% | 0% | 0% | 0% | 0% | 0% | 0% | 0% | 0% | 0% | 7.86% | 0% | 0% | 28.69% | 0% | 16.68% | 0% | 0% | 0% | 0% | 0% | 0% | 0% | 16.32% | 0% | 0% | 1.794% | 0% | 0% | 0% | 0% | 0% | 0% | 0% | 0% | 0% | 2.042% | 0% | 0% | 5.56% | 0% | 2.978% | 0% | 0% | 0% | 0% | 0% | 0% | 0%
| 1811 | Chiller | Com-Chiller-Cadmus | NR and New | University | Electric | Per Building Sqft - Chiller 150-300 tons - Water Cooled | University Chillers 150-300 tons (screw) - High Efficiency (Water Cooled) | 90.33% | 13.31% | 1.09% | 1.794% | 0% | 2.099% | 0% | 28.9% | 26.7% | 0.3375% | 2.299% | 0% | 0% | 25.98% | 71.77% | 13.62% | 19.38% | 23.31% | 17.86% | 0% | 0% | 0% | 0% | 0% | 0% | 0% | Chiller-NR and New | Chiller-Upgrade-NR |  | 0 | 18.07% | 0% | 0% | 100% | 0% | 0% | 0% | 0% | 0% | 0% | 0% | 0% | 0% | 7.86% | 0% | 0% | 28.69% | 0% | 16.68% | 0% | 0% | 0% | 0% | 0% | 0% | 0% | 16.32% | 0% | 0% | 1.794% | 0% | 0% | 0% | 0% | 0% | 0% | 0% | 0% | 0% | 2.042% | 0% | 0% | 5.56% | 0% | 2.978% | 0% | 0% | 0% | 0% | 0% | 0% | 0%
| 1811 | Chiller | Com-Chiller-Cadmus | NR and New | Warehouse | Electric | Per Building Sqft - Chiller 150-300 tons - Water Cooled | Warehouse Chillers 150-300 tons (screw) - High Efficiency (Water Cooled) | 90.33% | 13.31% | 1.09% | 1.794% | 0% | 2.099% | 0% | 28.9% | 26.7% | 0.3375% | 2.299% | 0% | 0% | 25.98% | 71.77% | 13.62% | 19.38% | 23.31% | 17.86% | 0% | 0% | 0% | 0% | 0% | 0% | 0% | Chiller-NR and New | Chiller-Upgrade-NR |  | 0 | 18.07% | 0% | 0% | 100% | 0% | 0% | 0% | 0% | 0% | 0% | 0% | 0% | 0% | 7.86% | 0% | 0% | 28.69% | 0% | 16.68% | 0% | 0% | 0% | 0% | 0% | 0% | 0% | 16.32% | 0% | 0% | 1.794% | 0% | 0% | 0% | 0% | 0% | 0% | 0% | 0% | 0% | 2.042% | 0% | 0% | 5.56% | 0% | 2.978% | 0% | 0% | 0% | 0% | 0% | 0% | 0%
| 1811 | Chiller | Com-Chiller-Cadmus | NR and New | Supermarket | Electric | Per Building Sqft - Chiller 150-300 tons - Water Cooled | Supermarket Chillers 150-300 tons (screw) - High Efficiency (Water Cooled) | 90.33% | 13.31% | 1.09% | 1.794% | 0% | 2.099% | 0% | 28.9% | 26.7% | 0.3375% | 2.299% | 0% | 0% | 25.98% | 71.77% | 13.62% | 19.38% | 23.31% | 17.86% | 0% | 0% | 0% | 0% | 0% | 0% | 0% | Chiller-NR and New | Chiller-Upgrade-NR |  | 0 | 18.07% | 0% | 0% | 100% | 0% | 0% | 0% | 0% | 0% | 0% | 0% | 0% | 0% | 7.86% | 0% | 0% | 28.69% | 0% | 16.68% | 0% | 0% | 0% | 0% | 0% | 0% | 0% | 16.32% | 0% | 0% | 1.794% | 0% | 0% | 0% | 0% | 0% | 0% | 0% | 0% | 0% | 2.042% | 0% | 0% | 5.56% | 0% | 2.978% | 0% | 0% | 0% | 0% | 0% | 0% | 0%
| 1811 | Chiller | Com-Chiller-Cadmus | NR and New | MiniMart | Electric | Per Building Sqft - Chiller 150-300 tons - Water Cooled | MiniMart Chillers 150-300 tons (screw) - High Efficiency (Water Cooled) | 90.33% | 13.31% | 1.09% | 1.794% | 0% | 2.099% | 0% | 28.9% | 26.7% | 0.3375% | 2.299% | 0% | 0% | 25.98% | 71.77% | 13.62% | 19.38% | 23.31% | 17.86% | 0% | 0% | 0% | 0% | 0% | 0% | 0% | Chiller-NR and New | Chiller-Upgrade-NR |  | 0 | 18.07% | 0% | 0% | 100% | 0% | 0% | 0% | 0% | 0% | 0% | 0% | 0% | 0% | 7.86% | 0% | 0% | 28.69% | 0% | 16.68% | 0% | 0% | 0% | 0% | 0% | 0% | 0% | 16.32% | 0% | 0% | 1.794% | 0% | 0% | 0% | 0% | 0% | 0% | 0% | 0% | 0% | 2.042% | 0% | 0% | 5.56% | 0% | 2.978% | 0% | 0% | 0% | 0% | 0% | 0% | 0%
| 1811 | Chiller | Com-Chiller-Cadmus | NR and New | Restaurant | Electric | Per Building Sqft - Chiller 150-300 tons - Water Cooled | Restaurant Chillers 150-300 tons (screw) - High Efficiency (Water Cooled) | 90.33% | 13.31% | 1.09% | 1.794% | 0% | 2.099% | 0% | 28.9% | 26.7% | 0.3375% | 2.299% | 0% | 0% | 25.98% | 71.77% | 13.62% | 19.38% | 23.31% | 17.86% | 0% | 0% | 0% | 0% | 0% | 0% | 0% | Chiller-NR and New | Chiller-Upgrade-NR |  | 0 | 18.07% | 0% | 0% | 100% | 0% | 0% | 0% | 0% | 0% | 0% | 0% | 0% | 0% | 7.86% | 0% | 0% | 28.69% | 0% | 16.68% | 0% | 0% | 0% | 0% | 0% | 0% | 0% | 16.32% | 0% | 0% | 1.794% | 0% | 0% | 0% | 0% | 0% | 0% | 0% | 0% | 0% | 2.042% | 0% | 0% | 5.56% | 0% | 2.978% | 0% | 0% | 0% | 0% | 0% | 0% | 0%
| 1811 | Chiller | Com-Chiller-Cadmus | NR and New | Lodging | Electric | Per Building Sqft - Chiller 150-300 tons - Water Cooled | Lodging Chillers 150-300 tons (screw) - High Efficiency (Water Cooled) | 90.33% | 13.31% | 1.09% | 1.794% | 0% | 2.099% | 0% | 28.9% | 26.7% | 0.3375% | 2.299% | 0% | 0% | 25.98% | 71.77% | 13.62% | 19.38% | 23.31% | 17.86% | 0% | 0% | 0% | 0% | 0% | 0% | 0% | Chiller-NR and New | Chiller-Upgrade-NR |  | 0 | 18.07% | 0% | 0% | 100% | 0% | 0% | 0% | 0% | 0% | 0% | 0% | 0% | 0% | 7.86% | 0% | 0% | 28.69% | 0% | 16.68% | 0% | 0% | 0% | 0% | 0% | 0% | 0% | 16.32% | 0% | 0% | 1.794% | 0% | 0% | 0% | 0% | 0% | 0% | 0% | 0% | 0% | 2.042% | 0% | 0% | 5.56% | 0% | 2.978% | 0% | 0% | 0% | 0% | 0% | 0% | 0%
| 1811 | Chiller | Com-Chiller-Cadmus | NR and New | Hospital | Electric | Per Building Sqft - Chiller 150-300 tons - Water Cooled | Hospital Chillers 150-300 tons (screw) - High Efficiency (Water Cooled) | 90.33% | 13.31% | 1.09% | 1.794% | 0% | 2.099% | 0% | 28.9% | 26.7% | 0.3375% | 2.299% | 0% | 0% | 25.98% | 71.77% | 13.62% | 19.38% | 23.31% | 17.86% | 0% | 0% | 0% | 0% | 0% | 0% | 0% | Chiller-NR and New | Chiller-Upgrade-NR |  | 0 | 18.07% | 0% | 0% | 100% | 0% | 0% | 0% | 0% | 0% | 0% | 0% | 0% | 0% | 7.86% | 0% | 0% | 28.69% | 0% | 16.68% | 0% | 0% | 0% | 0% | 0% | 0% | 0% | 16.32% | 0% | 0% | 1.794% | 0% | 0% | 0% | 0% | 0% | 0% | 0% | 0% | 0% | 2.042% | 0% | 0% | 5.56% | 0% | 2.978% | 0% | 0% | 0% | 0% | 0% | 0% | 0%
| 1811 | Chiller | Com-Chiller-Cadmus | NR and New | Residential Care | Electric | Per Building Sqft - Chiller 150-300 tons - Water Cooled | Residential Care Chillers 150-300 tons (screw) - High Efficiency (Water Cooled) | 90.33% | 13.31% | 1.09% | 1.794% | 0% | 2.099% | 0% | 28.9% | 26.7% | 0.3375% | 2.299% | 0% | 0% | 25.98% | 71.77% | 13.62% | 19.38% | 23.31% | 17.86% | 0% | 0% | 0% | 0% | 0% | 0% | 0% | Chiller-NR and New | Chiller-Upgrade-NR |  | 0 | 18.07% | 0% | 0% | 100% | 0% | 0% | 0% | 0% | 0% | 0% | 0% | 0% | 0% | 7.86% | 0% | 0% | 28.69% | 0% | 16.68% | 0% | 0% | 0% | 0% | 0% | 0% | 0% | 16.32% | 0% | 0% | 1.794% | 0% | 0% | 0% | 0% | 0% | 0% | 0% | 0% | 0% | 2.042% | 0% | 0% | 5.56% | 0% | 2.978% | 0% | 0% | 0% | 0% | 0% | 0% | 0%
| 1811 | Chiller | Com-Chiller-Cadmus | NR and New | Large Off | Electric | Per Building Sqft - Chiller 150-300 tons - Water Cooled | Large Off Chillers 150-300 tons (screw) - Premium Efficiency (Water Cooled) | 90.33% | 13.31% | 1.09% | 1.794% | 0% | 2.099% | 0% | 28.9% | 26.7% | 0.3375% | 2.299% | 0% | 0% | 25.98% | 71.77% | 13.62% | 19.38% | 23.31% | 17.86% | 0% | 0% | 0% | 0% | 0% | 0% | 0% | Chiller-NR and New | Chiller-Upgrade-NR |  | 0 | 18.07% | 0% | 0% | 100% | 0% | 0% | 0% | 0% | 0% | 0% | 0% | 0% | 0% | 7.86% | 0% | 0% | 28.69% | 0% | 16.68% | 0% | 0% | 0% | 0% | 0% | 0% | 0% | 16.32% | 0% | 0% | 1.794% | 0% | 0% | 0% | 0% | 0% | 0% | 0% | 0% | 0% | 2.042% | 0% | 0% | 5.56% | 0% | 2.978% | 0% | 0% | 0% | 0% | 0% | 0% | 0%
| 1811 | Chiller | Com-Chiller-Cadmus | NR and New | Medium Off | Electric | Per Building Sqft - Chiller 150-300 tons - Water Cooled | Medium Off Chillers 150-300 tons (screw) - Premium Efficiency (Water Cooled) | 90.33% | 13.31% | 1.09% | 1.794% | 0% | 2.099% | 0% | 28.9% | 26.7% | 0.3375% | 2.299% | 0% | 0% | 25.98% | 71.77% | 13.62% | 19.38% | 23.31% | 17.86% | 0% | 0% | 0% | 0% | 0% | 0% | 0% | Chiller-NR and New | Chiller-Upgrade-NR |  | 0 | 18.07% | 0% | 0% | 100% | 0% | 0% | 0% | 0% | 0% | 0% | 0% | 0% | 0% | 7.86% | 0% | 0% | 28.69% | 0% | 16.68% | 0% | 0% | 0% | 0% | 0% | 0% | 0% | 16.32% | 0% | 0% | 1.794% | 0% | 0% | 0% | 0% | 0% | 0% | 0% | 0% | 0% | 2.042% | 0% | 0% | 5.56% | 0% | 2.978% | 0% | 0% | 0% | 0% | 0% | 0% | 0%
| 1811 | Chiller | Com-Chiller-Cadmus | NR and New | Small Off | Electric | Per Building Sqft - Chiller 150-300 tons - Water Cooled | Small Off Chillers 150-300 tons (screw) - Premium Efficiency (Water Cooled) | 90.33% | 13.31% | 1.09% | 1.794% | 0% | 2.099% | 0% | 28.9% | 26.7% | 0.3375% | 2.299% | 0% | 0% | 25.98% | 71.77% | 13.62% | 19.38% | 23.31% | 17.86% | 0% | 0% | 0% | 0% | 0% | 0% | 0% | Chiller-NR and New | Chiller-Upgrade-NR |  | 0 | 18.07% | 0% | 0% | 100% | 0% | 0% | 0% | 0% | 0% | 0% | 0% | 0% | 0% | 7.86% | 0% | 0% | 28.69% | 0% | 16.68% | 0% | 0% | 0% | 0% | 0% | 0% | 0% | 16.32% | 0% | 0% | 1.794% | 0% | 0% | 0% | 0% | 0% | 0% | 0% | 0% | 0% | 2.042% | 0% | 0% | 5.56% | 0% | 2.978% | 0% | 0% | 0% | 0% | 0% | 0% | 0%
| 1811 | Chiller | Com-Chiller-Cadmus | NR and New | Xlarge Ret | Electric | Per Building Sqft - Chiller 150-300 tons - Water Cooled | XLarge Ret Chillers 150-300 tons (screw) - Premium Efficiency (Water Cooled) | 90.33% | 13.31% | 1.09% | 1.794% | 0% | 2.099% | 0% | 28.9% | 26.7% | 0.3375% | 2.299% | 0% | 0% | 25.98% | 71.77% | 13.62% | 19.38% | 23.31% | 17.86% | 0% | 0% | 0% | 0% | 0% | 0% | 0% | Chiller-NR and New | Chiller-Upgrade-NR |  | 0 | 18.07% | 0% | 0% | 100% | 0% | 0% | 0% | 0% | 0% | 0% | 0% | 0% | 0% | 7.86% | 0% | 0% | 28.69% | 0% | 16.68% | 0% | 0% | 0% | 0% | 0% | 0% | 0% | 16.32% | 0% | 0% | 1.794% | 0% | 0% | 0% | 0% | 0% | 0% | 0% | 0% | 0% | 2.042% | 0% | 0% | 5.56% | 0% | 2.978% | 0% | 0% | 0% | 0% | 0% | 0% | 0%
| 1811 | Chiller | Com-Chiller-Cadmus | NR and New | Large Ret | Electric | Per Building Sqft - Chiller 150-300 tons - Water Cooled | Large Ret Chillers 150-300 tons (screw) - Premium Efficiency (Water Cooled) | 90.33% | 13.31% | 1.09% | 1.794% | 0% | 2.099% | 0% | 28.9% | 26.7% | 0.3375% | 2.299% | 0% | 0% | 25.98% | 71.77% | 13.62% | 19.38% | 23.31% | 17.86% | 0% | 0% | 0% | 0% | 0% | 0% | 0% | Chiller-NR and New | Chiller-Upgrade-NR |  | 0 | 18.07% | 0% | 0% | 100% | 0% | 0% | 0% | 0% | 0% | 0% | 0% | 0% | 0% | 7.86% | 0% | 0% | 28.69% | 0% | 16.68% | 0% | 0% | 0% | 0% | 0% | 0% | 0% | 16.32% | 0% | 0% | 1.794% | 0% | 0% | 0% | 0% | 0% | 0% | 0% | 0% | 0% | 2.042% | 0% | 0% | 5.56% | 0% | 2.978% | 0% | 0% | 0% | 0% | 0% | 0% | 0%
| 1811 | Chiller | Com-Chiller-Cadmus | NR and New | Medium Ret | Electric | Per Building Sqft - Chiller 150-300 tons - Water Cooled | Medium Ret Chillers 150-300 tons (screw) - Premium Efficiency (Water Cooled) | 90.33% | 13.31% | 1.09% | 1.794% | 0% | 2.099% | 0% | 28.9% | 26.7% | 0.3375% | 2.299% | 0% | 0% | 25.98% | 71.77% | 13.62% | 19.38% | 23.31% | 17.86% | 0% | 0% | 0% | 0% | 0% | 0% | 0% | Chiller-NR and New | Chiller-Upgrade-NR |  | 0 | 18.07% | 0% | 0% | 100% | 0% | 0% | 0% | 0% | 0% | 0% | 0% | 0% | 0% | 7.86% | 0% | 0% | 28.69% | 0% | 16.68% | 0% | 0% | 0% | 0% | 0% | 0% | 0% | 16.32% | 0% | 0% | 1.794% | 0% | 0% | 0% | 0% | 0% | 0% | 0% | 0% | 0% | 2.042% | 0% | 0% | 5.56% | 0% | 2.978% | 0% | 0% | 0% | 0% | 0% | 0% | 0%
| 1811 | Chiller | Com-Chiller-Cadmus | NR and New | Small Ret | Electric | Per Building Sqft - Chiller 150-300 tons - Water Cooled | Small Ret Chillers 150-300 tons (screw) - Premium Efficiency (Water Cooled) | 90.33% | 13.31% | 1.09% | 1.794% | 0% | 2.099% | 0% | 28.9% | 26.7% | 0.3375% | 2.299% | 0% | 0% | 25.98% | 71.77% | 13.62% | 19.38% | 23.31% | 17.86% | 0% | 0% | 0% | 0% | 0% | 0% | 0% | Chiller-NR and New | Chiller-Upgrade-NR |  | 0 | 18.07% | 0% | 0% | 100% | 0% | 0% | 0% | 0% | 0% | 0% | 0% | 0% | 0% | 7.86% | 0% | 0% | 28.69% | 0% | 16.68% | 0% | 0% | 0% | 0% | 0% | 0% | 0% | 16.32% | 0% | 0% | 1.794% | 0% | 0% | 0% | 0% | 0% | 0% | 0% | 0% | 0% | 2.042% | 0% | 0% | 5.56% | 0% | 2.978% | 0% | 0% | 0% | 0% | 0% | 0% | 0%
| 1811 | Chiller | Com-Chiller-Cadmus | NR and New | School K-12 | Electric | Per Building Sqft - Chiller 150-300 tons - Water Cooled | School K-12 Chillers 150-300 tons (screw) - Premium Efficiency (Water Cooled) | 90.33% | 13.31% | 1.09% | 1.794% | 0% | 2.099% | 0% | 28.9% | 26.7% | 0.3375% | 2.299% | 0% | 0% | 25.98% | 71.77% | 13.62% | 19.38% | 23.31% | 17.86% | 0% | 0% | 0% | 0% | 0% | 0% | 0% | Chiller-NR and New | Chiller-Upgrade-NR |  | 0 | 18.07% | 0% | 0% | 100% | 0% | 0% | 0% | 0% | 0% | 0% | 0% | 0% | 0% | 7.86% | 0% | 0% | 28.69% | 0% | 16.68% | 0% | 0% | 0% | 0% | 0% | 0% | 0% | 16.32% | 0% | 0% | 1.794% | 0% | 0% | 0% | 0% | 0% | 0% | 0% | 0% | 0% | 2.042% | 0% | 0% | 5.56% | 0% | 2.978% | 0% | 0% | 0% | 0% | 0% | 0% | 0%
| 1811 | Chiller | Com-Chiller-Cadmus | NR and New | University | Electric | Per Building Sqft - Chiller 150-300 tons - Water Cooled | University Chillers 150-300 tons (screw) - Premium Efficiency (Water Cooled) | 90.33% | 13.31% | 1.09% | 1.794% | 0% | 2.099% | 0% | 28.9% | 26.7% | 0.3375% | 2.299% | 0% | 0% | 25.98% | 71.77% | 13.62% | 19.38% | 23.31% | 17.86% | 0% | 0% | 0% | 0% | 0% | 0% | 0% | Chiller-NR and New | Chiller-Upgrade-NR |  | 0 | 18.07% | 0% | 0% | 100% | 0% | 0% | 0% | 0% | 0% | 0% | 0% | 0% | 0% | 7.86% | 0% | 0% | 28.69% | 0% | 16.68% | 0% | 0% | 0% | 0% | 0% | 0% | 0% | 16.32% | 0% | 0% | 1.794% | 0% | 0% | 0% | 0% | 0% | 0% | 0% | 0% | 0% | 2.042% | 0% | 0% | 5.56% | 0% | 2.978% | 0% | 0% | 0% | 0% | 0% | 0% | 0%
| 1811 | Chiller | Com-Chiller-Cadmus | NR and New | Warehouse | Electric | Per Building Sqft - Chiller 150-300 tons - Water Cooled | Warehouse Chillers 150-300 tons (screw) - Premium Efficiency (Water Cooled) | 90.33% | 13.31% | 1.09% | 1.794% | 0% | 2.099% | 0% | 28.9% | 26.7% | 0.3375% | 2.299% | 0% | 0% | 25.98% | 71.77% | 13.62% | 19.38% | 23.31% | 17.86% | 0% | 0% | 0% | 0% | 0% | 0% | 0% | Chiller-NR and New | Chiller-Upgrade-NR |  | 0 | 18.07% | 0% | 0% | 100% | 0% | 0% | 0% | 0% | 0% | 0% | 0% | 0% | 0% | 7.86% | 0% | 0% | 28.69% | 0% | 16.68% | 0% | 0% | 0% | 0% | 0% | 0% | 0% | 16.32% | 0% | 0% | 1.794% | 0% | 0% | 0% | 0% | 0% | 0% | 0% | 0% | 0% | 2.042% | 0% | 0% | 5.56% | 0% | 2.978% | 0% | 0% | 0% | 0% | 0% | 0% | 0%
| 1811 | Chiller | Com-Chiller-Cadmus | NR and New | Supermarket | Electric | Per Building Sqft - Chiller 150-300 tons - Water Cooled | Supermarket Chillers 150-300 tons (screw) - Premium Efficiency (Water Cooled) | 90.33% | 13.31% | 1.09% | 1.794% | 0% | 2.099% | 0% | 28.9% | 26.7% | 0.3375% | 2.299% | 0% | 0% | 25.98% | 71.77% | 13.62% | 19.38% | 23.31% | 17.86% | 0% | 0% | 0% | 0% | 0% | 0% | 0% | Chiller-NR and New | Chiller-Upgrade-NR |  | 0 | 18.07% | 0% | 0% | 100% | 0% | 0% | 0% | 0% | 0% | 0% | 0% | 0% | 0% | 7.86% | 0% | 0% | 28.69% | 0% | 16.68% | 0% | 0% | 0% | 0% | 0% | 0% | 0% | 16.32% | 0% | 0% | 1.794% | 0% | 0% | 0% | 0% | 0% | 0% | 0% | 0% | 0% | 2.042% | 0% | 0% | 5.56% | 0% | 2.978% | 0% | 0% | 0% | 0% | 0% | 0% | 0%
| 1811 | Chiller | Com-Chiller-Cadmus | NR and New | MiniMart | Electric | Per Building Sqft - Chiller 150-300 tons - Water Cooled | MiniMart Chillers 150-300 tons (screw) - Premium Efficiency (Water Cooled) | 90.33% | 13.31% | 1.09% | 1.794% | 0% | 2.099% | 0% | 28.9% | 26.7% | 0.3375% | 2.299% | 0% | 0% | 25.98% | 71.77% | 13.62% | 19.38% | 23.31% | 17.86% | 0% | 0% | 0% | 0% | 0% | 0% | 0% | Chiller-NR and New | Chiller-Upgrade-NR |  | 0 | 18.07% | 0% | 0% | 100% | 0% | 0% | 0% | 0% | 0% | 0% | 0% | 0% | 0% | 7.86% | 0% | 0% | 28.69% | 0% | 16.68% | 0% | 0% | 0% | 0% | 0% | 0% | 0% | 16.32% | 0% | 0% | 1.794% | 0% | 0% | 0% | 0% | 0% | 0% | 0% | 0% | 0% | 2.042% | 0% | 0% | 5.56% | 0% | 2.978% | 0% | 0% | 0% | 0% | 0% | 0% | 0%
| 1811 | Chiller | Com-Chiller-Cadmus | NR and New | Restaurant | Electric | Per Building Sqft - Chiller 150-300 tons - Water Cooled | Restaurant Chillers 150-300 tons (screw) - Premium Efficiency (Water Cooled) | 90.33% | 13.31% | 1.09% | 1.794% | 0% | 2.099% | 0% | 28.9% | 26.7% | 0.3375% | 2.299% | 0% | 0% | 25.98% | 71.77% | 13.62% | 19.38% | 23.31% | 17.86% | 0% | 0% | 0% | 0% | 0% | 0% | 0% | Chiller-NR and New | Chiller-Upgrade-NR |  | 0 | 18.07% | 0% | 0% | 100% | 0% | 0% | 0% | 0% | 0% | 0% | 0% | 0% | 0% | 7.86% | 0% | 0% | 28.69% | 0% | 16.68% | 0% | 0% | 0% | 0% | 0% | 0% | 0% | 16.32% | 0% | 0% | 1.794% | 0% | 0% | 0% | 0% | 0% | 0% | 0% | 0% | 0% | 2.042% | 0% | 0% | 5.56% | 0% | 2.978% | 0% | 0% | 0% | 0% | 0% | 0% | 0%
| 1811 | Chiller | Com-Chiller-Cadmus | NR and New | Lodging | Electric | Per Building Sqft - Chiller 150-300 tons - Water Cooled | Lodging Chillers 150-300 tons (screw) - Premium Efficiency (Water Cooled) | 90.33% | 13.31% | 1.09% | 1.794% | 0% | 2.099% | 0% | 28.9% | 26.7% | 0.3375% | 2.299% | 0% | 0% | 25.98% | 71.77% | 13.62% | 19.38% | 23.31% | 17.86% | 0% | 0% | 0% | 0% | 0% | 0% | 0% | Chiller-NR and New | Chiller-Upgrade-NR |  | 0 | 18.07% | 0% | 0% | 100% | 0% | 0% | 0% | 0% | 0% | 0% | 0% | 0% | 0% | 7.86% | 0% | 0% | 28.69% | 0% | 16.68% | 0% | 0% | 0% | 0% | 0% | 0% | 0% | 16.32% | 0% | 0% | 1.794% | 0% | 0% | 0% | 0% | 0% | 0% | 0% | 0% | 0% | 2.042% | 0% | 0% | 5.56% | 0% | 2.978% | 0% | 0% | 0% | 0% | 0% | 0% | 0%
| 1811 | Chiller | Com-Chiller-Cadmus | NR and New | Hospital | Electric | Per Building Sqft - Chiller 150-300 tons - Water Cooled | Hospital Chillers 150-300 tons (screw) - Premium Efficiency (Water Cooled) | 90.33% | 13.31% | 1.09% | 1.794% | 0% | 2.099% | 0% | 28.9% | 26.7% | 0.3375% | 2.299% | 0% | 0% | 25.98% | 71.77% | 13.62% | 19.38% | 23.31% | 17.86% | 0% | 0% | 0% | 0% | 0% | 0% | 0% | Chiller-NR and New | Chiller-Upgrade-NR |  | 0 | 18.07% | 0% | 0% | 100% | 0% | 0% | 0% | 0% | 0% | 0% | 0% | 0% | 0% | 7.86% | 0% | 0% | 28.69% | 0% | 16.68% | 0% | 0% | 0% | 0% | 0% | 0% | 0% | 16.32% | 0% | 0% | 1.794% | 0% | 0% | 0% | 0% | 0% | 0% | 0% | 0% | 0% | 2.042% | 0% | 0% | 5.56% | 0% | 2.978% | 0% | 0% | 0% | 0% | 0% | 0% | 0%
| 1811 | Chiller | Com-Chiller-Cadmus | NR and New | Residential Care | Electric | Per Building Sqft - Chiller 150-300 tons - Water Cooled | Residential Care Chillers 150-300 tons (screw) - Premium Efficiency (Water Cooled) | 90.33% | 13.31% | 1.09% | 1.794% | 0% | 2.099% | 0% | 28.9% | 26.7% | 0.3375% | 2.299% | 0% | 0% | 25.98% | 71.77% | 13.62% | 19.38% | 23.31% | 17.86% | 0% | 0% | 0% | 0% | 0% | 0% | 0% | Chiller-NR and New | Chiller-Upgrade-NR |  | 0 | 18.07% | 0% | 0% | 100% | 0% | 0% | 0% | 0% | 0% | 0% | 0% | 0% | 0% | 7.86% | 0% | 0% | 28.69% | 0% | 16.68% | 0% | 0% | 0% | 0% | 0% | 0% | 0% | 16.32% | 0% | 0% | 1.794% | 0% | 0% | 0% | 0% | 0% | 0% | 0% | 0% | 0% | 2.042% | 0% | 0% | 5.56% | 0% | 2.978% | 0% | 0% | 0% | 0% | 0% | 0% | 0%
| 1811 | Chiller | Com-Chiller-Cadmus | NR and New | Large Off | Electric | Per Building Sqft - Chiller 150-300 tons - Water Cooled | Large Off Chillers 150-300 tons (screw) - Advanced Efficiency (Water Cooled) | 90.33% | 13.31% | 1.09% | 1.794% | 0% | 2.099% | 0% | 28.9% | 26.7% | 0.3375% | 2.299% | 0% | 0% | 25.98% | 71.77% | 13.62% | 19.38% | 23.31% | 17.86% | 0% | 0% | 0% | 0% | 0% | 0% | 0% | Chiller-NR and New | Chiller-Upgrade-NR |  | 0 | 18.07% | 0% | 0% | 100% | 0% | 0% | 0% | 0% | 0% | 0% | 0% | 0% | 0% | 7.86% | 0% | 0% | 28.69% | 0% | 16.68% | 0% | 0% | 0% | 0% | 0% | 0% | 0% | 16.32% | 0% | 0% | 1.794% | 0% | 0% | 0% | 0% | 0% | 0% | 0% | 0% | 0% | 2.042% | 0% | 0% | 5.56% | 0% | 2.978% | 0% | 0% | 0% | 0% | 0% | 0% | 0%
| 1811 | Chiller | Com-Chiller-Cadmus | NR and New | Medium Off | Electric | Per Building Sqft - Chiller 150-300 tons - Water Cooled | Medium Off Chillers 150-300 tons (screw) - Advanced Efficiency (Water Cooled) | 90.33% | 13.31% | 1.09% | 1.794% | 0% | 2.099% | 0% | 28.9% | 26.7% | 0.3375% | 2.299% | 0% | 0% | 25.98% | 71.77% | 13.62% | 19.38% | 23.31% | 17.86% | 0% | 0% | 0% | 0% | 0% | 0% | 0% | Chiller-NR and New | Chiller-Upgrade-NR |  | 0 | 18.07% | 0% | 0% | 100% | 0% | 0% | 0% | 0% | 0% | 0% | 0% | 0% | 0% | 7.86% | 0% | 0% | 28.69% | 0% | 16.68% | 0% | 0% | 0% | 0% | 0% | 0% | 0% | 16.32% | 0% | 0% | 1.794% | 0% | 0% | 0% | 0% | 0% | 0% | 0% | 0% | 0% | 2.042% | 0% | 0% | 5.56% | 0% | 2.978% | 0% | 0% | 0% | 0% | 0% | 0% | 0%
| 1811 | Chiller | Com-Chiller-Cadmus | NR and New | Small Off | Electric | Per Building Sqft - Chiller 150-300 tons - Water Cooled | Small Off Chillers 150-300 tons (screw) - Advanced Efficiency (Water Cooled) | 90.33% | 13.31% | 1.09% | 1.794% | 0% | 2.099% | 0% | 28.9% | 26.7% | 0.3375% | 2.299% | 0% | 0% | 25.98% | 71.77% | 13.62% | 19.38% | 23.31% | 17.86% | 0% | 0% | 0% | 0% | 0% | 0% | 0% | Chiller-NR and New | Chiller-Upgrade-NR |  | 0 | 18.07% | 0% | 0% | 100% | 0% | 0% | 0% | 0% | 0% | 0% | 0% | 0% | 0% | 7.86% | 0% | 0% | 28.69% | 0% | 16.68% | 0% | 0% | 0% | 0% | 0% | 0% | 0% | 16.32% | 0% | 0% | 1.794% | 0% | 0% | 0% | 0% | 0% | 0% | 0% | 0% | 0% | 2.042% | 0% | 0% | 5.56% | 0% | 2.978% | 0% | 0% | 0% | 0% | 0% | 0% | 0%
| 1811 | Chiller | Com-Chiller-Cadmus | NR and New | Xlarge Ret | Electric | Per Building Sqft - Chiller 150-300 tons - Water Cooled | XLarge Ret Chillers 150-300 tons (screw) - Advanced Efficiency (Water Cooled) | 90.33% | 13.31% | 1.09% | 1.794% | 0% | 2.099% | 0% | 28.9% | 26.7% | 0.3375% | 2.299% | 0% | 0% | 25.98% | 71.77% | 13.62% | 19.38% | 23.31% | 17.86% | 0% | 0% | 0% | 0% | 0% | 0% | 0% | Chiller-NR and New | Chiller-Upgrade-NR |  | 0 | 18.07% | 0% | 0% | 100% | 0% | 0% | 0% | 0% | 0% | 0% | 0% | 0% | 0% | 7.86% | 0% | 0% | 28.69% | 0% | 16.68% | 0% | 0% | 0% | 0% | 0% | 0% | 0% | 16.32% | 0% | 0% | 1.794% | 0% | 0% | 0% | 0% | 0% | 0% | 0% | 0% | 0% | 2.042% | 0% | 0% | 5.56% | 0% | 2.978% | 0% | 0% | 0% | 0% | 0% | 0% | 0%
| 1811 | Chiller | Com-Chiller-Cadmus | NR and New | Large Ret | Electric | Per Building Sqft - Chiller 150-300 tons - Water Cooled | Large Ret Chillers 150-300 tons (screw) - Advanced Efficiency (Water Cooled) | 90.33% | 13.31% | 1.09% | 1.794% | 0% | 2.099% | 0% | 28.9% | 26.7% | 0.3375% | 2.299% | 0% | 0% | 25.98% | 71.77% | 13.62% | 19.38% | 23.31% | 17.86% | 0% | 0% | 0% | 0% | 0% | 0% | 0% | Chiller-NR and New | Chiller-Upgrade-NR |  | 0 | 18.07% | 0% | 0% | 100% | 0% | 0% | 0% | 0% | 0% | 0% | 0% | 0% | 0% | 7.86% | 0% | 0% | 28.69% | 0% | 16.68% | 0% | 0% | 0% | 0% | 0% | 0% | 0% | 16.32% | 0% | 0% | 1.794% | 0% | 0% | 0% | 0% | 0% | 0% | 0% | 0% | 0% | 2.042% | 0% | 0% | 5.56% | 0% | 2.978% | 0% | 0% | 0% | 0% | 0% | 0% | 0%
| 1811 | Chiller | Com-Chiller-Cadmus | NR and New | Medium Ret | Electric | Per Building Sqft - Chiller 150-300 tons - Water Cooled | Medium Ret Chillers 150-300 tons (screw) - Advanced Efficiency (Water Cooled) | 90.33% | 13.31% | 1.09% | 1.794% | 0% | 2.099% | 0% | 28.9% | 26.7% | 0.3375% | 2.299% | 0% | 0% | 25.98% | 71.77% | 13.62% | 19.38% | 23.31% | 17.86% | 0% | 0% | 0% | 0% | 0% | 0% | 0% | Chiller-NR and New | Chiller-Upgrade-NR |  | 0 | 18.07% | 0% | 0% | 100% | 0% | 0% | 0% | 0% | 0% | 0% | 0% | 0% | 0% | 7.86% | 0% | 0% | 28.69% | 0% | 16.68% | 0% | 0% | 0% | 0% | 0% | 0% | 0% | 16.32% | 0% | 0% | 1.794% | 0% | 0% | 0% | 0% | 0% | 0% | 0% | 0% | 0% | 2.042% | 0% | 0% | 5.56% | 0% | 2.978% | 0% | 0% | 0% | 0% | 0% | 0% | 0%
| 1811 | Chiller | Com-Chiller-Cadmus | NR and New | Small Ret | Electric | Per Building Sqft - Chiller 150-300 tons - Water Cooled | Small Ret Chillers 150-300 tons (screw) - Advanced Efficiency (Water Cooled) | 90.33% | 13.31% | 1.09% | 1.794% | 0% | 2.099% | 0% | 28.9% | 26.7% | 0.3375% | 2.299% | 0% | 0% | 25.98% | 71.77% | 13.62% | 19.38% | 23.31% | 17.86% | 0% | 0% | 0% | 0% | 0% | 0% | 0% | Chiller-NR and New | Chiller-Upgrade-NR |  | 0 | 18.07% | 0% | 0% | 100% | 0% | 0% | 0% | 0% | 0% | 0% | 0% | 0% | 0% | 7.86% | 0% | 0% | 28.69% | 0% | 16.68% | 0% | 0% | 0% | 0% | 0% | 0% | 0% | 16.32% | 0% | 0% | 1.794% | 0% | 0% | 0% | 0% | 0% | 0% | 0% | 0% | 0% | 2.042% | 0% | 0% | 5.56% | 0% | 2.978% | 0% | 0% | 0% | 0% | 0% | 0% | 0%
| 1811 | Chiller | Com-Chiller-Cadmus | NR and New | School K-12 | Electric | Per Building Sqft - Chiller 150-300 tons - Water Cooled | School K-12 Chillers 150-300 tons (screw) - Advanced Efficiency (Water Cooled) | 90.33% | 13.31% | 1.09% | 1.794% | 0% | 2.099% | 0% | 28.9% | 26.7% | 0.3375% | 2.299% | 0% | 0% | 25.98% | 71.77% | 13.62% | 19.38% | 23.31% | 17.86% | 0% | 0% | 0% | 0% | 0% | 0% | 0% | Chiller-NR and New | Chiller-Upgrade-NR |  | 0 | 18.07% | 0% | 0% | 100% | 0% | 0% | 0% | 0% | 0% | 0% | 0% | 0% | 0% | 7.86% | 0% | 0% | 28.69% | 0% | 16.68% | 0% | 0% | 0% | 0% | 0% | 0% | 0% | 16.32% | 0% | 0% | 1.794% | 0% | 0% | 0% | 0% | 0% | 0% | 0% | 0% | 0% | 2.042% | 0% | 0% | 5.56% | 0% | 2.978% | 0% | 0% | 0% | 0% | 0% | 0% | 0%
| 1811 | Chiller | Com-Chiller-Cadmus | NR and New | University | Electric | Per Building Sqft - Chiller 150-300 tons - Water Cooled | University Chillers 150-300 tons (screw) - Advanced Efficiency (Water Cooled) | 90.33% | 13.31% | 1.09% | 1.794% | 0% | 2.099% | 0% | 28.9% | 26.7% | 0.3375% | 2.299% | 0% | 0% | 25.98% | 71.77% | 13.62% | 19.38% | 23.31% | 17.86% | 0% | 0% | 0% | 0% | 0% | 0% | 0% | Chiller-NR and New | Chiller-Upgrade-NR |  | 0 | 18.07% | 0% | 0% | 100% | 0% | 0% | 0% | 0% | 0% | 0% | 0% | 0% | 0% | 7.86% | 0% | 0% | 28.69% | 0% | 16.68% | 0% | 0% | 0% | 0% | 0% | 0% | 0% | 16.32% | 0% | 0% | 1.794% | 0% | 0% | 0% | 0% | 0% | 0% | 0% | 0% | 0% | 2.042% | 0% | 0% | 5.56% | 0% | 2.978% | 0% | 0% | 0% | 0% | 0% | 0% | 0%
| 1811 | Chiller | Com-Chiller-Cadmus | NR and New | Warehouse | Electric | Per Building Sqft - Chiller 150-300 tons - Water Cooled | Warehouse Chillers 150-300 tons (screw) - Advanced Efficiency (Water Cooled) | 90.33% | 13.31% | 1.09% | 1.794% | 0% | 2.099% | 0% | 28.9% | 26.7% | 0.3375% | 2.299% | 0% | 0% | 25.98% | 71.77% | 13.62% | 19.38% | 23.31% | 17.86% | 0% | 0% | 0% | 0% | 0% | 0% | 0% | Chiller-NR and New | Chiller-Upgrade-NR |  | 0 | 18.07% | 0% | 0% | 100% | 0% | 0% | 0% | 0% | 0% | 0% | 0% | 0% | 0% | 7.86% | 0% | 0% | 28.69% | 0% | 16.68% | 0% | 0% | 0% | 0% | 0% | 0% | 0% | 16.32% | 0% | 0% | 1.794% | 0% | 0% | 0% | 0% | 0% | 0% | 0% | 0% | 0% | 2.042% | 0% | 0% | 5.56% | 0% | 2.978% | 0% | 0% | 0% | 0% | 0% | 0% | 0%
| 1811 | Chiller | Com-Chiller-Cadmus | NR and New | Supermarket | Electric | Per Building Sqft - Chiller 150-300 tons - Water Cooled | Supermarket Chillers 150-300 tons (screw) - Advanced Efficiency (Water Cooled) | 90.33% | 13.31% | 1.09% | 1.794% | 0% | 2.099% | 0% | 28.9% | 26.7% | 0.3375% | 2.299% | 0% | 0% | 25.98% | 71.77% | 13.62% | 19.38% | 23.31% | 17.86% | 0% | 0% | 0% | 0% | 0% | 0% | 0% | Chiller-NR and New | Chiller-Upgrade-NR |  | 0 | 18.07% | 0% | 0% | 100% | 0% | 0% | 0% | 0% | 0% | 0% | 0% | 0% | 0% | 7.86% | 0% | 0% | 28.69% | 0% | 16.68% | 0% | 0% | 0% | 0% | 0% | 0% | 0% | 16.32% | 0% | 0% | 1.794% | 0% | 0% | 0% | 0% | 0% | 0% | 0% | 0% | 0% | 2.042% | 0% | 0% | 5.56% | 0% | 2.978% | 0% | 0% | 0% | 0% | 0% | 0% | 0%
| 1811 | Chiller | Com-Chiller-Cadmus | NR and New | MiniMart | Electric | Per Building Sqft - Chiller 150-300 tons - Water Cooled | MiniMart Chillers 150-300 tons (screw) - Advanced Efficiency (Water Cooled) | 90.33% | 13.31% | 1.09% | 1.794% | 0% | 2.099% | 0% | 28.9% | 26.7% | 0.3375% | 2.299% | 0% | 0% | 25.98% | 71.77% | 13.62% | 19.38% | 23.31% | 17.86% | 0% | 0% | 0% | 0% | 0% | 0% | 0% | Chiller-NR and New | Chiller-Upgrade-NR |  | 0 | 18.07% | 0% | 0% | 100% | 0% | 0% | 0% | 0% | 0% | 0% | 0% | 0% | 0% | 7.86% | 0% | 0% | 28.69% | 0% | 16.68% | 0% | 0% | 0% | 0% | 0% | 0% | 0% | 16.32% | 0% | 0% | 1.794% | 0% | 0% | 0% | 0% | 0% | 0% | 0% | 0% | 0% | 2.042% | 0% | 0% | 5.56% | 0% | 2.978% | 0% | 0% | 0% | 0% | 0% | 0% | 0%
| 1811 | Chiller | Com-Chiller-Cadmus | NR and New | Restaurant | Electric | Per Building Sqft - Chiller 150-300 tons - Water Cooled | Restaurant Chillers 150-300 tons (screw) - Advanced Efficiency (Water Cooled) | 90.33% | 13.31% | 1.09% | 1.794% | 0% | 2.099% | 0% | 28.9% | 26.7% | 0.3375% | 2.299% | 0% | 0% | 25.98% | 71.77% | 13.62% | 19.38% | 23.31% | 17.86% | 0% | 0% | 0% | 0% | 0% | 0% | 0% | Chiller-NR and New | Chiller-Upgrade-NR |  | 0 | 18.07% | 0% | 0% | 100% | 0% | 0% | 0% | 0% | 0% | 0% | 0% | 0% | 0% | 7.86% | 0% | 0% | 28.69% | 0% | 16.68% | 0% | 0% | 0% | 0% | 0% | 0% | 0% | 16.32% | 0% | 0% | 1.794% | 0% | 0% | 0% | 0% | 0% | 0% | 0% | 0% | 0% | 2.042% | 0% | 0% | 5.56% | 0% | 2.978% | 0% | 0% | 0% | 0% | 0% | 0% | 0%
| 1811 | Chiller | Com-Chiller-Cadmus | NR and New | Lodging | Electric | Per Building Sqft - Chiller 150-300 tons - Water Cooled | Lodging Chillers 150-300 tons (screw) - Advanced Efficiency (Water Cooled) | 90.33% | 13.31% | 1.09% | 1.794% | 0% | 2.099% | 0% | 28.9% | 26.7% | 0.3375% | 2.299% | 0% | 0% | 25.98% | 71.77% | 13.62% | 19.38% | 23.31% | 17.86% | 0% | 0% | 0% | 0% | 0% | 0% | 0% | Chiller-NR and New | Chiller-Upgrade-NR |  | 0 | 18.07% | 0% | 0% | 100% | 0% | 0% | 0% | 0% | 0% | 0% | 0% | 0% | 0% | 7.86% | 0% | 0% | 28.69% | 0% | 16.68% | 0% | 0% | 0% | 0% | 0% | 0% | 0% | 16.32% | 0% | 0% | 1.794% | 0% | 0% | 0% | 0% | 0% | 0% | 0% | 0% | 0% | 2.042% | 0% | 0% | 5.56% | 0% | 2.978% | 0% | 0% | 0% | 0% | 0% | 0% | 0%
| 1811 | Chiller | Com-Chiller-Cadmus | NR and New | Hospital | Electric | Per Building Sqft - Chiller 150-300 tons - Water Cooled | Hospital Chillers 150-300 tons (screw) - Advanced Efficiency (Water Cooled) | 90.33% | 13.31% | 1.09% | 1.794% | 0% | 2.099% | 0% | 28.9% | 26.7% | 0.3375% | 2.299% | 0% | 0% | 25.98% | 71.77% | 13.62% | 19.38% | 23.31% | 17.86% | 0% | 0% | 0% | 0% | 0% | 0% | 0% | Chiller-NR and New | Chiller-Upgrade-NR |  | 0 | 18.07% | 0% | 0% | 100% | 0% | 0% | 0% | 0% | 0% | 0% | 0% | 0% | 0% | 7.86% | 0% | 0% | 28.69% | 0% | 16.68% | 0% | 0% | 0% | 0% | 0% | 0% | 0% | 16.32% | 0% | 0% | 1.794% | 0% | 0% | 0% | 0% | 0% | 0% | 0% | 0% | 0% | 2.042% | 0% | 0% | 5.56% | 0% | 2.978% | 0% | 0% | 0% | 0% | 0% | 0% | 0%
| 1811 | Chiller | Com-Chiller-Cadmus | NR and New | Residential Care | Electric | Per Building Sqft - Chiller 150-300 tons - Water Cooled | Residential Care Chillers 150-300 tons (screw) - Advanced Efficiency (Water Cooled) | 90.33% | 13.31% | 1.09% | 1.794% | 0% | 2.099% | 0% | 28.9% | 26.7% | 0.3375% | 2.299% | 0% | 0% | 25.98% | 71.77% | 13.62% | 19.38% | 23.31% | 17.86% | 0% | 0% | 0% | 0% | 0% | 0% | 0% | Chiller-NR and New | Chiller-Upgrade-NR |  | 0 | 18.07% | 0% | 0% | 100% | 0% | 0% | 0% | 0% | 0% | 0% | 0% | 0% | 0% | 7.86% | 0% | 0% | 28.69% | 0% | 16.68% | 0% | 0% | 0% | 0% | 0% | 0% | 0% | 16.32% | 0% | 0% | 1.794% | 0% | 0% | 0% | 0% | 0% | 0% | 0% | 0% | 0% | 2.042% | 0% | 0% | 5.56% | 0% | 2.978% | 0% | 0% | 0% | 0% | 0% | 0% | 0%
| 1811 | Chiller | Com-Chiller-Cadmus | NR and New | Large Off | Electric | Per Building Sqft - Chiller > 300 ton - Water Cooled | Large Off Chillers > 300 tons (centrifugal) - High Efficiency (Water Cooled) | 90.33% | 13.31% | 1.09% | 1.794% | 0% | 2.099% | 0% | 28.9% | 26.7% | 0.3375% | 2.299% | 0% | 0% | 25.98% | 71.77% | 13.62% | 19.38% | 23.31% | 17.86% | 0% | 0% | 0% | 0% | 0% | 0% | 0% | Chiller-NR and New | Chiller-Upgrade-NR |  | 0 | 18.07% | 0% | 0% | 100% | 0% | 0% | 0% | 0% | 0% | 0% | 0% | 0% | 0% | 7.86% | 0% | 0% | 28.69% | 0% | 16.68% | 0% | 0% | 0% | 0% | 0% | 0% | 0% | 16.32% | 0% | 0% | 1.794% | 0% | 0% | 0% | 0% | 0% | 0% | 0% | 0% | 0% | 2.042% | 0% | 0% | 5.56% | 0% | 2.978% | 0% | 0% | 0% | 0% | 0% | 0% | 0%
| 1811 | Chiller | Com-Chiller-Cadmus | NR and New | Medium Off | Electric | Per Building Sqft - Chiller > 300 ton - Water Cooled | Medium Off Chillers > 300 tons (centrifugal) - High Efficiency (Water Cooled) | 90.33% | 13.31% | 1.09% | 1.794% | 0% | 2.099% | 0% | 28.9% | 26.7% | 0.3375% | 2.299% | 0% | 0% | 25.98% | 71.77% | 13.62% | 19.38% | 23.31% | 17.86% | 0% | 0% | 0% | 0% | 0% | 0% | 0% | Chiller-NR and New | Chiller-Upgrade-NR |  | 0 | 18.07% | 0% | 0% | 100% | 0% | 0% | 0% | 0% | 0% | 0% | 0% | 0% | 0% | 7.86% | 0% | 0% | 28.69% | 0% | 16.68% | 0% | 0% | 0% | 0% | 0% | 0% | 0% | 16.32% | 0% | 0% | 1.794% | 0% | 0% | 0% | 0% | 0% | 0% | 0% | 0% | 0% | 2.042% | 0% | 0% | 5.56% | 0% | 2.978% | 0% | 0% | 0% | 0% | 0% | 0% | 0%
| 1811 | Chiller | Com-Chiller-Cadmus | NR and New | Small Off | Electric | Per Building Sqft - Chiller > 300 ton - Water Cooled | Small Off Chillers > 300 tons (centrifugal) - High Efficiency (Water Cooled) | 90.33% | 13.31% | 1.09% | 1.794% | 0% | 2.099% | 0% | 28.9% | 26.7% | 0.3375% | 2.299% | 0% | 0% | 25.98% | 71.77% | 13.62% | 19.38% | 23.31% | 17.86% | 0% | 0% | 0% | 0% | 0% | 0% | 0% | Chiller-NR and New | Chiller-Upgrade-NR |  | 0 | 18.07% | 0% | 0% | 100% | 0% | 0% | 0% | 0% | 0% | 0% | 0% | 0% | 0% | 7.86% | 0% | 0% | 28.69% | 0% | 16.68% | 0% | 0% | 0% | 0% | 0% | 0% | 0% | 16.32% | 0% | 0% | 1.794% | 0% | 0% | 0% | 0% | 0% | 0% | 0% | 0% | 0% | 2.042% | 0% | 0% | 5.56% | 0% | 2.978% | 0% | 0% | 0% | 0% | 0% | 0% | 0%
| 1811 | Chiller | Com-Chiller-Cadmus | NR and New | Xlarge Ret | Electric | Per Building Sqft - Chiller > 300 ton - Water Cooled | XLarge Ret Chillers > 300 tons (centrifugal) - High Efficiency (Water Cooled) | 90.33% | 13.31% | 1.09% | 1.794% | 0% | 2.099% | 0% | 28.9% | 26.7% | 0.3375% | 2.299% | 0% | 0% | 25.98% | 71.77% | 13.62% | 19.38% | 23.31% | 17.86% | 0% | 0% | 0% | 0% | 0% | 0% | 0% | Chiller-NR and New | Chiller-Upgrade-NR |  | 0 | 18.07% | 0% | 0% | 100% | 0% | 0% | 0% | 0% | 0% | 0% | 0% | 0% | 0% | 7.86% | 0% | 0% | 28.69% | 0% | 16.68% | 0% | 0% | 0% | 0% | 0% | 0% | 0% | 16.32% | 0% | 0% | 1.794% | 0% | 0% | 0% | 0% | 0% | 0% | 0% | 0% | 0% | 2.042% | 0% | 0% | 5.56% | 0% | 2.978% | 0% | 0% | 0% | 0% | 0% | 0% | 0%
| 1811 | Chiller | Com-Chiller-Cadmus | NR and New | Large Ret | Electric | Per Building Sqft - Chiller > 300 ton - Water Cooled | Large Ret Chillers > 300 tons (centrifugal) - High Efficiency (Water Cooled) | 90.33% | 13.31% | 1.09% | 1.794% | 0% | 2.099% | 0% | 28.9% | 26.7% | 0.3375% | 2.299% | 0% | 0% | 25.98% | 71.77% | 13.62% | 19.38% | 23.31% | 17.86% | 0% | 0% | 0% | 0% | 0% | 0% | 0% | Chiller-NR and New | Chiller-Upgrade-NR |  | 0 | 18.07% | 0% | 0% | 100% | 0% | 0% | 0% | 0% | 0% | 0% | 0% | 0% | 0% | 7.86% | 0% | 0% | 28.69% | 0% | 16.68% | 0% | 0% | 0% | 0% | 0% | 0% | 0% | 16.32% | 0% | 0% | 1.794% | 0% | 0% | 0% | 0% | 0% | 0% | 0% | 0% | 0% | 2.042% | 0% | 0% | 5.56% | 0% | 2.978% | 0% | 0% | 0% | 0% | 0% | 0% | 0%
| 1811 | Chiller | Com-Chiller-Cadmus | NR and New | Medium Ret | Electric | Per Building Sqft - Chiller > 300 ton - Water Cooled | Medium Ret Chillers > 300 tons (centrifugal) - High Efficiency (Water Cooled) | 90.33% | 13.31% | 1.09% | 1.794% | 0% | 2.099% | 0% | 28.9% | 26.7% | 0.3375% | 2.299% | 0% | 0% | 25.98% | 71.77% | 13.62% | 19.38% | 23.31% | 17.86% | 0% | 0% | 0% | 0% | 0% | 0% | 0% | Chiller-NR and New | Chiller-Upgrade-NR |  | 0 | 18.07% | 0% | 0% | 100% | 0% | 0% | 0% | 0% | 0% | 0% | 0% | 0% | 0% | 7.86% | 0% | 0% | 28.69% | 0% | 16.68% | 0% | 0% | 0% | 0% | 0% | 0% | 0% | 16.32% | 0% | 0% | 1.794% | 0% | 0% | 0% | 0% | 0% | 0% | 0% | 0% | 0% | 2.042% | 0% | 0% | 5.56% | 0% | 2.978% | 0% | 0% | 0% | 0% | 0% | 0% | 0%
| 1811 | Chiller | Com-Chiller-Cadmus | NR and New | Small Ret | Electric | Per Building Sqft - Chiller > 300 ton - Water Cooled | Small Ret Chillers > 300 tons (centrifugal) - High Efficiency (Water Cooled) | 90.33% | 13.31% | 1.09% | 1.794% | 0% | 2.099% | 0% | 28.9% | 26.7% | 0.3375% | 2.299% | 0% | 0% | 25.98% | 71.77% | 13.62% | 19.38% | 23.31% | 17.86% | 0% | 0% | 0% | 0% | 0% | 0% | 0% | Chiller-NR and New | Chiller-Upgrade-NR |  | 0 | 18.07% | 0% | 0% | 100% | 0% | 0% | 0% | 0% | 0% | 0% | 0% | 0% | 0% | 7.86% | 0% | 0% | 28.69% | 0% | 16.68% | 0% | 0% | 0% | 0% | 0% | 0% | 0% | 16.32% | 0% | 0% | 1.794% | 0% | 0% | 0% | 0% | 0% | 0% | 0% | 0% | 0% | 2.042% | 0% | 0% | 5.56% | 0% | 2.978% | 0% | 0% | 0% | 0% | 0% | 0% | 0%
| 1811 | Chiller | Com-Chiller-Cadmus | NR and New | School K-12 | Electric | Per Building Sqft - Chiller > 300 ton - Water Cooled | School K-12 Chillers > 300 tons (centrifugal) - High Efficiency (Water Cooled) | 90.33% | 13.31% | 1.09% | 1.794% | 0% | 2.099% | 0% | 28.9% | 26.7% | 0.3375% | 2.299% | 0% | 0% | 25.98% | 71.77% | 13.62% | 19.38% | 23.31% | 17.86% | 0% | 0% | 0% | 0% | 0% | 0% | 0% | Chiller-NR and New | Chiller-Upgrade-NR |  | 0 | 18.07% | 0% | 0% | 100% | 0% | 0% | 0% | 0% | 0% | 0% | 0% | 0% | 0% | 7.86% | 0% | 0% | 28.69% | 0% | 16.68% | 0% | 0% | 0% | 0% | 0% | 0% | 0% | 16.32% | 0% | 0% | 1.794% | 0% | 0% | 0% | 0% | 0% | 0% | 0% | 0% | 0% | 2.042% | 0% | 0% | 5.56% | 0% | 2.978% | 0% | 0% | 0% | 0% | 0% | 0% | 0%
| 1811 | Chiller | Com-Chiller-Cadmus | NR and New | University | Electric | Per Building Sqft - Chiller > 300 ton - Water Cooled | University Chillers > 300 tons (centrifugal) - High Efficiency (Water Cooled) | 90.33% | 13.31% | 1.09% | 1.794% | 0% | 2.099% | 0% | 28.9% | 26.7% | 0.3375% | 2.299% | 0% | 0% | 25.98% | 71.77% | 13.62% | 19.38% | 23.31% | 17.86% | 0% | 0% | 0% | 0% | 0% | 0% | 0% | Chiller-NR and New | Chiller-Upgrade-NR |  | 0 | 18.07% | 0% | 0% | 100% | 0% | 0% | 0% | 0% | 0% | 0% | 0% | 0% | 0% | 7.86% | 0% | 0% | 28.69% | 0% | 16.68% | 0% | 0% | 0% | 0% | 0% | 0% | 0% | 16.32% | 0% | 0% | 1.794% | 0% | 0% | 0% | 0% | 0% | 0% | 0% | 0% | 0% | 2.042% | 0% | 0% | 5.56% | 0% | 2.978% | 0% | 0% | 0% | 0% | 0% | 0% | 0%
| 1811 | Chiller | Com-Chiller-Cadmus | NR and New | Warehouse | Electric | Per Building Sqft - Chiller > 300 ton - Water Cooled | Warehouse Chillers > 300 tons (centrifugal) - High Efficiency (Water Cooled) | 90.33% | 13.31% | 1.09% | 1.794% | 0% | 2.099% | 0% | 28.9% | 26.7% | 0.3375% | 2.299% | 0% | 0% | 25.98% | 71.77% | 13.62% | 19.38% | 23.31% | 17.86% | 0% | 0% | 0% | 0% | 0% | 0% | 0% | Chiller-NR and New | Chiller-Upgrade-NR |  | 0 | 18.07% | 0% | 0% | 100% | 0% | 0% | 0% | 0% | 0% | 0% | 0% | 0% | 0% | 7.86% | 0% | 0% | 28.69% | 0% | 16.68% | 0% | 0% | 0% | 0% | 0% | 0% | 0% | 16.32% | 0% | 0% | 1.794% | 0% | 0% | 0% | 0% | 0% | 0% | 0% | 0% | 0% | 2.042% | 0% | 0% | 5.56% | 0% | 2.978% | 0% | 0% | 0% | 0% | 0% | 0% | 0%
| 1811 | Chiller | Com-Chiller-Cadmus | NR and New | Supermarket | Electric | Per Building Sqft - Chiller > 300 ton - Water Cooled | Supermarket Chillers > 300 tons (centrifugal) - High Efficiency (Water Cooled) | 90.33% | 13.31% | 1.09% | 1.794% | 0% | 2.099% | 0% | 28.9% | 26.7% | 0.3375% | 2.299% | 0% | 0% | 25.98% | 71.77% | 13.62% | 19.38% | 23.31% | 17.86% | 0% | 0% | 0% | 0% | 0% | 0% | 0% | Chiller-NR and New | Chiller-Upgrade-NR |  | 0 | 18.07% | 0% | 0% | 100% | 0% | 0% | 0% | 0% | 0% | 0% | 0% | 0% | 0% | 7.86% | 0% | 0% | 28.69% | 0% | 16.68% | 0% | 0% | 0% | 0% | 0% | 0% | 0% | 16.32% | 0% | 0% | 1.794% | 0% | 0% | 0% | 0% | 0% | 0% | 0% | 0% | 0% | 2.042% | 0% | 0% | 5.56% | 0% | 2.978% | 0% | 0% | 0% | 0% | 0% | 0% | 0%
| 1811 | Chiller | Com-Chiller-Cadmus | NR and New | MiniMart | Electric | Per Building Sqft - Chiller > 300 ton - Water Cooled | MiniMart Chillers > 300 tons (centrifugal) - High Efficiency (Water Cooled) | 90.33% | 13.31% | 1.09% | 1.794% | 0% | 2.099% | 0% | 28.9% | 26.7% | 0.3375% | 2.299% | 0% | 0% | 25.98% | 71.77% | 13.62% | 19.38% | 23.31% | 17.86% | 0% | 0% | 0% | 0% | 0% | 0% | 0% | Chiller-NR and New | Chiller-Upgrade-NR |  | 0 | 18.07% | 0% | 0% | 100% | 0% | 0% | 0% | 0% | 0% | 0% | 0% | 0% | 0% | 7.86% | 0% | 0% | 28.69% | 0% | 16.68% | 0% | 0% | 0% | 0% | 0% | 0% | 0% | 16.32% | 0% | 0% | 1.794% | 0% | 0% | 0% | 0% | 0% | 0% | 0% | 0% | 0% | 2.042% | 0% | 0% | 5.56% | 0% | 2.978% | 0% | 0% | 0% | 0% | 0% | 0% | 0%
| 1811 | Chiller | Com-Chiller-Cadmus | NR and New | Restaurant | Electric | Per Building Sqft - Chiller > 300 ton - Water Cooled | Restaurant Chillers > 300 tons (centrifugal) - High Efficiency (Water Cooled) | 90.33% | 13.31% | 1.09% | 1.794% | 0% | 2.099% | 0% | 28.9% | 26.7% | 0.3375% | 2.299% | 0% | 0% | 25.98% | 71.77% | 13.62% | 19.38% | 23.31% | 17.86% | 0% | 0% | 0% | 0% | 0% | 0% | 0% | Chiller-NR and New | Chiller-Upgrade-NR |  | 0 | 18.07% | 0% | 0% | 100% | 0% | 0% | 0% | 0% | 0% | 0% | 0% | 0% | 0% | 7.86% | 0% | 0% | 28.69% | 0% | 16.68% | 0% | 0% | 0% | 0% | 0% | 0% | 0% | 16.32% | 0% | 0% | 1.794% | 0% | 0% | 0% | 0% | 0% | 0% | 0% | 0% | 0% | 2.042% | 0% | 0% | 5.56% | 0% | 2.978% | 0% | 0% | 0% | 0% | 0% | 0% | 0%
| 1811 | Chiller | Com-Chiller-Cadmus | NR and New | Lodging | Electric | Per Building Sqft - Chiller > 300 ton - Water Cooled | Lodging Chillers > 300 tons (centrifugal) - High Efficiency (Water Cooled) | 90.33% | 13.31% | 1.09% | 1.794% | 0% | 2.099% | 0% | 28.9% | 26.7% | 0.3375% | 2.299% | 0% | 0% | 25.98% | 71.77% | 13.62% | 19.38% | 23.31% | 17.86% | 0% | 0% | 0% | 0% | 0% | 0% | 0% | Chiller-NR and New | Chiller-Upgrade-NR |  | 0 | 18.07% | 0% | 0% | 100% | 0% | 0% | 0% | 0% | 0% | 0% | 0% | 0% | 0% | 7.86% | 0% | 0% | 28.69% | 0% | 16.68% | 0% | 0% | 0% | 0% | 0% | 0% | 0% | 16.32% | 0% | 0% | 1.794% | 0% | 0% | 0% | 0% | 0% | 0% | 0% | 0% | 0% | 2.042% | 0% | 0% | 5.56% | 0% | 2.978% | 0% | 0% | 0% | 0% | 0% | 0% | 0%
| 1811 | Chiller | Com-Chiller-Cadmus | NR and New | Hospital | Electric | Per Building Sqft - Chiller > 300 ton - Water Cooled | Hospital Chillers > 300 tons (centrifugal) - High Efficiency (Water Cooled) | 90.33% | 13.31% | 1.09% | 1.794% | 0% | 2.099% | 0% | 28.9% | 26.7% | 0.3375% | 2.299% | 0% | 0% | 25.98% | 71.77% | 13.62% | 19.38% | 23.31% | 17.86% | 0% | 0% | 0% | 0% | 0% | 0% | 0% | Chiller-NR and New | Chiller-Upgrade-NR |  | 0 | 18.07% | 0% | 0% | 100% | 0% | 0% | 0% | 0% | 0% | 0% | 0% | 0% | 0% | 7.86% | 0% | 0% | 28.69% | 0% | 16.68% | 0% | 0% | 0% | 0% | 0% | 0% | 0% | 16.32% | 0% | 0% | 1.794% | 0% | 0% | 0% | 0% | 0% | 0% | 0% | 0% | 0% | 2.042% | 0% | 0% | 5.56% | 0% | 2.978% | 0% | 0% | 0% | 0% | 0% | 0% | 0%
| 1811 | Chiller | Com-Chiller-Cadmus | NR and New | Residential Care | Electric | Per Building Sqft - Chiller > 300 ton - Water Cooled | Residential Care Chillers > 300 tons (centrifugal) - High Efficiency (Water Cooled) | 90.33% | 13.31% | 1.09% | 1.794% | 0% | 2.099% | 0% | 28.9% | 26.7% | 0.3375% | 2.299% | 0% | 0% | 25.98% | 71.77% | 13.62% | 19.38% | 23.31% | 17.86% | 0% | 0% | 0% | 0% | 0% | 0% | 0% | Chiller-NR and New | Chiller-Upgrade-NR |  | 0 | 18.07% | 0% | 0% | 100% | 0% | 0% | 0% | 0% | 0% | 0% | 0% | 0% | 0% | 7.86% | 0% | 0% | 28.69% | 0% | 16.68% | 0% | 0% | 0% | 0% | 0% | 0% | 0% | 16.32% | 0% | 0% | 1.794% | 0% | 0% | 0% | 0% | 0% | 0% | 0% | 0% | 0% | 2.042% | 0% | 0% | 5.56% | 0% | 2.978% | 0% | 0% | 0% | 0% | 0% | 0% | 0%
| 1811 | Chiller | Com-Chiller-Cadmus | NR and New | Large Off | Electric | Per Building Sqft - Chiller > 300 ton - Water Cooled | Large Off Chillers > 300 tons (centrifugal) - Premium Efficiency (Water Cooled) | 90.33% | 13.31% | 1.09% | 1.794% | 0% | 2.099% | 0% | 28.9% | 26.7% | 0.3375% | 2.299% | 0% | 0% | 25.98% | 71.77% | 13.62% | 19.38% | 23.31% | 17.86% | 0% | 0% | 0% | 0% | 0% | 0% | 0% | Chiller-NR and New | Chiller-Upgrade-NR |  | 0 | 18.07% | 0% | 0% | 100% | 0% | 0% | 0% | 0% | 0% | 0% | 0% | 0% | 0% | 7.86% | 0% | 0% | 28.69% | 0% | 16.68% | 0% | 0% | 0% | 0% | 0% | 0% | 0% | 16.32% | 0% | 0% | 1.794% | 0% | 0% | 0% | 0% | 0% | 0% | 0% | 0% | 0% | 2.042% | 0% | 0% | 5.56% | 0% | 2.978% | 0% | 0% | 0% | 0% | 0% | 0% | 0%
| 1811 | Chiller | Com-Chiller-Cadmus | NR and New | Medium Off | Electric | Per Building Sqft - Chiller > 300 ton - Water Cooled | Medium Off Chillers > 300 tons (centrifugal) - Premium Efficiency (Water Cooled) | 90.33% | 13.31% | 1.09% | 1.794% | 0% | 2.099% | 0% | 28.9% | 26.7% | 0.3375% | 2.299% | 0% | 0% | 25.98% | 71.77% | 13.62% | 19.38% | 23.31% | 17.86% | 0% | 0% | 0% | 0% | 0% | 0% | 0% | Chiller-NR and New | Chiller-Upgrade-NR |  | 0 | 18.07% | 0% | 0% | 100% | 0% | 0% | 0% | 0% | 0% | 0% | 0% | 0% | 0% | 7.86% | 0% | 0% | 28.69% | 0% | 16.68% | 0% | 0% | 0% | 0% | 0% | 0% | 0% | 16.32% | 0% | 0% | 1.794% | 0% | 0% | 0% | 0% | 0% | 0% | 0% | 0% | 0% | 2.042% | 0% | 0% | 5.56% | 0% | 2.978% | 0% | 0% | 0% | 0% | 0% | 0% | 0%
| 1811 | Chiller | Com-Chiller-Cadmus | NR and New | Small Off | Electric | Per Building Sqft - Chiller > 300 ton - Water Cooled | Small Off Chillers > 300 tons (centrifugal) - Premium Efficiency (Water Cooled) | 90.33% | 13.31% | 1.09% | 1.794% | 0% | 2.099% | 0% | 28.9% | 26.7% | 0.3375% | 2.299% | 0% | 0% | 25.98% | 71.77% | 13.62% | 19.38% | 23.31% | 17.86% | 0% | 0% | 0% | 0% | 0% | 0% | 0% | Chiller-NR and New | Chiller-Upgrade-NR |  | 0 | 18.07% | 0% | 0% | 100% | 0% | 0% | 0% | 0% | 0% | 0% | 0% | 0% | 0% | 7.86% | 0% | 0% | 28.69% | 0% | 16.68% | 0% | 0% | 0% | 0% | 0% | 0% | 0% | 16.32% | 0% | 0% | 1.794% | 0% | 0% | 0% | 0% | 0% | 0% | 0% | 0% | 0% | 2.042% | 0% | 0% | 5.56% | 0% | 2.978% | 0% | 0% | 0% | 0% | 0% | 0% | 0%
| 1811 | Chiller | Com-Chiller-Cadmus | NR and New | Xlarge Ret | Electric | Per Building Sqft - Chiller > 300 ton - Water Cooled | XLarge Ret Chillers > 300 tons (centrifugal) - Premium Efficiency (Water Cooled) | 90.33% | 13.31% | 1.09% | 1.794% | 0% | 2.099% | 0% | 28.9% | 26.7% | 0.3375% | 2.299% | 0% | 0% | 25.98% | 71.77% | 13.62% | 19.38% | 23.31% | 17.86% | 0% | 0% | 0% | 0% | 0% | 0% | 0% | Chiller-NR and New | Chiller-Upgrade-NR |  | 0 | 18.07% | 0% | 0% | 100% | 0% | 0% | 0% | 0% | 0% | 0% | 0% | 0% | 0% | 7.86% | 0% | 0% | 28.69% | 0% | 16.68% | 0% | 0% | 0% | 0% | 0% | 0% | 0% | 16.32% | 0% | 0% | 1.794% | 0% | 0% | 0% | 0% | 0% | 0% | 0% | 0% | 0% | 2.042% | 0% | 0% | 5.56% | 0% | 2.978% | 0% | 0% | 0% | 0% | 0% | 0% | 0%
| 1811 | Chiller | Com-Chiller-Cadmus | NR and New | Large Ret | Electric | Per Building Sqft - Chiller > 300 ton - Water Cooled | Large Ret Chillers > 300 tons (centrifugal) - Premium Efficiency (Water Cooled) | 90.33% | 13.31% | 1.09% | 1.794% | 0% | 2.099% | 0% | 28.9% | 26.7% | 0.3375% | 2.299% | 0% | 0% | 25.98% | 71.77% | 13.62% | 19.38% | 23.31% | 17.86% | 0% | 0% | 0% | 0% | 0% | 0% | 0% | Chiller-NR and New | Chiller-Upgrade-NR |  | 0 | 18.07% | 0% | 0% | 100% | 0% | 0% | 0% | 0% | 0% | 0% | 0% | 0% | 0% | 7.86% | 0% | 0% | 28.69% | 0% | 16.68% | 0% | 0% | 0% | 0% | 0% | 0% | 0% | 16.32% | 0% | 0% | 1.794% | 0% | 0% | 0% | 0% | 0% | 0% | 0% | 0% | 0% | 2.042% | 0% | 0% | 5.56% | 0% | 2.978% | 0% | 0% | 0% | 0% | 0% | 0% | 0%
| 1811 | Chiller | Com-Chiller-Cadmus | NR and New | Medium Ret | Electric | Per Building Sqft - Chiller > 300 ton - Water Cooled | Medium Ret Chillers > 300 tons (centrifugal) - Premium Efficiency (Water Cooled) | 90.33% | 13.31% | 1.09% | 1.794% | 0% | 2.099% | 0% | 28.9% | 26.7% | 0.3375% | 2.299% | 0% | 0% | 25.98% | 71.77% | 13.62% | 19.38% | 23.31% | 17.86% | 0% | 0% | 0% | 0% | 0% | 0% | 0% | Chiller-NR and New | Chiller-Upgrade-NR |  | 0 | 18.07% | 0% | 0% | 100% | 0% | 0% | 0% | 0% | 0% | 0% | 0% | 0% | 0% | 7.86% | 0% | 0% | 28.69% | 0% | 16.68% | 0% | 0% | 0% | 0% | 0% | 0% | 0% | 16.32% | 0% | 0% | 1.794% | 0% | 0% | 0% | 0% | 0% | 0% | 0% | 0% | 0% | 2.042% | 0% | 0% | 5.56% | 0% | 2.978% | 0% | 0% | 0% | 0% | 0% | 0% | 0%
| 1811 | Chiller | Com-Chiller-Cadmus | NR and New | Small Ret | Electric | Per Building Sqft - Chiller > 300 ton - Water Cooled | Small Ret Chillers > 300 tons (centrifugal) - Premium Efficiency (Water Cooled) | 90.33% | 13.31% | 1.09% | 1.794% | 0% | 2.099% | 0% | 28.9% | 26.7% | 0.3375% | 2.299% | 0% | 0% | 25.98% | 71.77% | 13.62% | 19.38% | 23.31% | 17.86% | 0% | 0% | 0% | 0% | 0% | 0% | 0% | Chiller-NR and New | Chiller-Upgrade-NR |  | 0 | 18.07% | 0% | 0% | 100% | 0% | 0% | 0% | 0% | 0% | 0% | 0% | 0% | 0% | 7.86% | 0% | 0% | 28.69% | 0% | 16.68% | 0% | 0% | 0% | 0% | 0% | 0% | 0% | 16.32% | 0% | 0% | 1.794% | 0% | 0% | 0% | 0% | 0% | 0% | 0% | 0% | 0% | 2.042% | 0% | 0% | 5.56% | 0% | 2.978% | 0% | 0% | 0% | 0% | 0% | 0% | 0%
| 1811 | Chiller | Com-Chiller-Cadmus | NR and New | School K-12 | Electric | Per Building Sqft - Chiller > 300 ton - Water Cooled | School K-12 Chillers > 300 tons (centrifugal) - Premium Efficiency (Water Cooled) | 90.33% | 13.31% | 1.09% | 1.794% | 0% | 2.099% | 0% | 28.9% | 26.7% | 0.3375% | 2.299% | 0% | 0% | 25.98% | 71.77% | 13.62% | 19.38% | 23.31% | 17.86% | 0% | 0% | 0% | 0% | 0% | 0% | 0% | Chiller-NR and New | Chiller-Upgrade-NR |  | 0 | 18.07% | 0% | 0% | 100% | 0% | 0% | 0% | 0% | 0% | 0% | 0% | 0% | 0% | 7.86% | 0% | 0% | 28.69% | 0% | 16.68% | 0% | 0% | 0% | 0% | 0% | 0% | 0% | 16.32% | 0% | 0% | 1.794% | 0% | 0% | 0% | 0% | 0% | 0% | 0% | 0% | 0% | 2.042% | 0% | 0% | 5.56% | 0% | 2.978% | 0% | 0% | 0% | 0% | 0% | 0% | 0%
| 1811 | Chiller | Com-Chiller-Cadmus | NR and New | University | Electric | Per Building Sqft - Chiller > 300 ton - Water Cooled | University Chillers > 300 tons (centrifugal) - Premium Efficiency (Water Cooled) | 90.33% | 13.31% | 1.09% | 1.794% | 0% | 2.099% | 0% | 28.9% | 26.7% | 0.3375% | 2.299% | 0% | 0% | 25.98% | 71.77% | 13.62% | 19.38% | 23.31% | 17.86% | 0% | 0% | 0% | 0% | 0% | 0% | 0% | Chiller-NR and New | Chiller-Upgrade-NR |  | 0 | 18.07% | 0% | 0% | 100% | 0% | 0% | 0% | 0% | 0% | 0% | 0% | 0% | 0% | 7.86% | 0% | 0% | 28.69% | 0% | 16.68% | 0% | 0% | 0% | 0% | 0% | 0% | 0% | 16.32% | 0% | 0% | 1.794% | 0% | 0% | 0% | 0% | 0% | 0% | 0% | 0% | 0% | 2.042% | 0% | 0% | 5.56% | 0% | 2.978% | 0% | 0% | 0% | 0% | 0% | 0% | 0%
| 1811 | Chiller | Com-Chiller-Cadmus | NR and New | Warehouse | Electric | Per Building Sqft - Chiller > 300 ton - Water Cooled | Warehouse Chillers > 300 tons (centrifugal) - Premium Efficiency (Water Cooled) | 90.33% | 13.31% | 1.09% | 1.794% | 0% | 2.099% | 0% | 28.9% | 26.7% | 0.3375% | 2.299% | 0% | 0% | 25.98% | 71.77% | 13.62% | 19.38% | 23.31% | 17.86% | 0% | 0% | 0% | 0% | 0% | 0% | 0% | Chiller-NR and New | Chiller-Upgrade-NR |  | 0 | 18.07% | 0% | 0% | 100% | 0% | 0% | 0% | 0% | 0% | 0% | 0% | 0% | 0% | 7.86% | 0% | 0% | 28.69% | 0% | 16.68% | 0% | 0% | 0% | 0% | 0% | 0% | 0% | 16.32% | 0% | 0% | 1.794% | 0% | 0% | 0% | 0% | 0% | 0% | 0% | 0% | 0% | 2.042% | 0% | 0% | 5.56% | 0% | 2.978% | 0% | 0% | 0% | 0% | 0% | 0% | 0%
| 1811 | Chiller | Com-Chiller-Cadmus | NR and New | Supermarket | Electric | Per Building Sqft - Chiller > 300 ton - Water Cooled | Supermarket Chillers > 300 tons (centrifugal) - Premium Efficiency (Water Cooled) | 90.33% | 13.31% | 1.09% | 1.794% | 0% | 2.099% | 0% | 28.9% | 26.7% | 0.3375% | 2.299% | 0% | 0% | 25.98% | 71.77% | 13.62% | 19.38% | 23.31% | 17.86% | 0% | 0% | 0% | 0% | 0% | 0% | 0% | Chiller-NR and New | Chiller-Upgrade-NR |  | 0 | 18.07% | 0% | 0% | 100% | 0% | 0% | 0% | 0% | 0% | 0% | 0% | 0% | 0% | 7.86% | 0% | 0% | 28.69% | 0% | 16.68% | 0% | 0% | 0% | 0% | 0% | 0% | 0% | 16.32% | 0% | 0% | 1.794% | 0% | 0% | 0% | 0% | 0% | 0% | 0% | 0% | 0% | 2.042% | 0% | 0% | 5.56% | 0% | 2.978% | 0% | 0% | 0% | 0% | 0% | 0% | 0%
| 1811 | Chiller | Com-Chiller-Cadmus | NR and New | MiniMart | Electric | Per Building Sqft - Chiller > 300 ton - Water Cooled | MiniMart Chillers > 300 tons (centrifugal) - Premium Efficiency (Water Cooled) | 90.33% | 13.31% | 1.09% | 1.794% | 0% | 2.099% | 0% | 28.9% | 26.7% | 0.3375% | 2.299% | 0% | 0% | 25.98% | 71.77% | 13.62% | 19.38% | 23.31% | 17.86% | 0% | 0% | 0% | 0% | 0% | 0% | 0% | Chiller-NR and New | Chiller-Upgrade-NR |  | 0 | 18.07% | 0% | 0% | 100% | 0% | 0% | 0% | 0% | 0% | 0% | 0% | 0% | 0% | 7.86% | 0% | 0% | 28.69% | 0% | 16.68% | 0% | 0% | 0% | 0% | 0% | 0% | 0% | 16.32% | 0% | 0% | 1.794% | 0% | 0% | 0% | 0% | 0% | 0% | 0% | 0% | 0% | 2.042% | 0% | 0% | 5.56% | 0% | 2.978% | 0% | 0% | 0% | 0% | 0% | 0% | 0%
| 1811 | Chiller | Com-Chiller-Cadmus | NR and New | Restaurant | Electric | Per Building Sqft - Chiller > 300 ton - Water Cooled | Restaurant Chillers > 300 tons (centrifugal) - Premium Efficiency (Water Cooled) | 90.33% | 13.31% | 1.09% | 1.794% | 0% | 2.099% | 0% | 28.9% | 26.7% | 0.3375% | 2.299% | 0% | 0% | 25.98% | 71.77% | 13.62% | 19.38% | 23.31% | 17.86% | 0% | 0% | 0% | 0% | 0% | 0% | 0% | Chiller-NR and New | Chiller-Upgrade-NR |  | 0 | 18.07% | 0% | 0% | 100% | 0% | 0% | 0% | 0% | 0% | 0% | 0% | 0% | 0% | 7.86% | 0% | 0% | 28.69% | 0% | 16.68% | 0% | 0% | 0% | 0% | 0% | 0% | 0% | 16.32% | 0% | 0% | 1.794% | 0% | 0% | 0% | 0% | 0% | 0% | 0% | 0% | 0% | 2.042% | 0% | 0% | 5.56% | 0% | 2.978% | 0% | 0% | 0% | 0% | 0% | 0% | 0%
| 1811 | Chiller | Com-Chiller-Cadmus | NR and New | Lodging | Electric | Per Building Sqft - Chiller > 300 ton - Water Cooled | Lodging Chillers > 300 tons (centrifugal) - Premium Efficiency (Water Cooled) | 90.33% | 13.31% | 1.09% | 1.794% | 0% | 2.099% | 0% | 28.9% | 26.7% | 0.3375% | 2.299% | 0% | 0% | 25.98% | 71.77% | 13.62% | 19.38% | 23.31% | 17.86% | 0% | 0% | 0% | 0% | 0% | 0% | 0% | Chiller-NR and New | Chiller-Upgrade-NR |  | 0 | 18.07% | 0% | 0% | 100% | 0% | 0% | 0% | 0% | 0% | 0% | 0% | 0% | 0% | 7.86% | 0% | 0% | 28.69% | 0% | 16.68% | 0% | 0% | 0% | 0% | 0% | 0% | 0% | 16.32% | 0% | 0% | 1.794% | 0% | 0% | 0% | 0% | 0% | 0% | 0% | 0% | 0% | 2.042% | 0% | 0% | 5.56% | 0% | 2.978% | 0% | 0% | 0% | 0% | 0% | 0% | 0%
| 1811 | Chiller | Com-Chiller-Cadmus | NR and New | Hospital | Electric | Per Building Sqft - Chiller > 300 ton - Water Cooled | Hospital Chillers > 300 tons (centrifugal) - Premium Efficiency (Water Cooled) | 90.33% | 13.31% | 1.09% | 1.794% | 0% | 2.099% | 0% | 28.9% | 26.7% | 0.3375% | 2.299% | 0% | 0% | 25.98% | 71.77% | 13.62% | 19.38% | 23.31% | 17.86% | 0% | 0% | 0% | 0% | 0% | 0% | 0% | Chiller-NR and New | Chiller-Upgrade-NR |  | 0 | 18.07% | 0% | 0% | 100% | 0% | 0% | 0% | 0% | 0% | 0% | 0% | 0% | 0% | 7.86% | 0% | 0% | 28.69% | 0% | 16.68% | 0% | 0% | 0% | 0% | 0% | 0% | 0% | 16.32% | 0% | 0% | 1.794% | 0% | 0% | 0% | 0% | 0% | 0% | 0% | 0% | 0% | 2.042% | 0% | 0% | 5.56% | 0% | 2.978% | 0% | 0% | 0% | 0% | 0% | 0% | 0%
| 1811 | Chiller | Com-Chiller-Cadmus | NR and New | Residential Care | Electric | Per Building Sqft - Chiller > 300 ton - Water Cooled | Residential Care Chillers > 300 tons (centrifugal) - Premium Efficiency (Water Cooled) | 90.33% | 13.31% | 1.09% | 1.794% | 0% | 2.099% | 0% | 28.9% | 26.7% | 0.3375% | 2.299% | 0% | 0% | 25.98% | 71.77% | 13.62% | 19.38% | 23.31% | 17.86% | 0% | 0% | 0% | 0% | 0% | 0% | 0% | Chiller-NR and New | Chiller-Upgrade-NR |  | 0 | 18.07% | 0% | 0% | 100% | 0% | 0% | 0% | 0% | 0% | 0% | 0% | 0% | 0% | 7.86% | 0% | 0% | 28.69% | 0% | 16.68% | 0% | 0% | 0% | 0% | 0% | 0% | 0% | 16.32% | 0% | 0% | 1.794% | 0% | 0% | 0% | 0% | 0% | 0% | 0% | 0% | 0% | 2.042% | 0% | 0% | 5.56% | 0% | 2.978% | 0% | 0% | 0% | 0% | 0% | 0% | 0%
| 1811 | Chiller | Com-Chiller-Cadmus | NR and New | Large Off | Electric | Per Building Sqft - Chiller > 300 ton - Water Cooled | Large Off Chillers > 300 tons (centrifugal) with VSD - Advanced Efficiency (Water Cooled) | 90.33% | 13.31% | 1.09% | 1.794% | 0% | 2.099% | 0% | 28.9% | 26.7% | 0.3375% | 2.299% | 0% | 0% | 25.98% | 71.77% | 13.62% | 19.38% | 23.31% | 17.86% | 0% | 0% | 0% | 0% | 0% | 0% | 0% | Chiller-NR and New | Chiller-Upgrade-NR |  | 0 | 18.07% | 0% | 0% | 100% | 0% | 0% | 0% | 0% | 0% | 0% | 0% | 0% | 0% | 7.86% | 0% | 0% | 28.69% | 0% | 16.68% | 0% | 0% | 0% | 0% | 0% | 0% | 0% | 16.32% | 0% | 0% | 1.794% | 0% | 0% | 0% | 0% | 0% | 0% | 0% | 0% | 0% | 2.042% | 0% | 0% | 5.56% | 0% | 2.978% | 0% | 0% | 0% | 0% | 0% | 0% | 0%
| 1811 | Chiller | Com-Chiller-Cadmus | NR and New | Medium Off | Electric | Per Building Sqft - Chiller > 300 ton - Water Cooled | Medium Off Chillers > 300 tons (centrifugal) with VSD - Advanced Efficiency (Water Cooled) | 90.33% | 13.31% | 1.09% | 1.794% | 0% | 2.099% | 0% | 28.9% | 26.7% | 0.3375% | 2.299% | 0% | 0% | 25.98% | 71.77% | 13.62% | 19.38% | 23.31% | 17.86% | 0% | 0% | 0% | 0% | 0% | 0% | 0% | Chiller-NR and New | Chiller-Upgrade-NR |  | 0 | 18.07% | 0% | 0% | 100% | 0% | 0% | 0% | 0% | 0% | 0% | 0% | 0% | 0% | 7.86% | 0% | 0% | 28.69% | 0% | 16.68% | 0% | 0% | 0% | 0% | 0% | 0% | 0% | 16.32% | 0% | 0% | 1.794% | 0% | 0% | 0% | 0% | 0% | 0% | 0% | 0% | 0% | 2.042% | 0% | 0% | 5.56% | 0% | 2.978% | 0% | 0% | 0% | 0% | 0% | 0% | 0%
| 1811 | Chiller | Com-Chiller-Cadmus | NR and New | Small Off | Electric | Per Building Sqft - Chiller > 300 ton - Water Cooled | Small Off Chillers > 300 tons (centrifugal) with VSD - Advanced Efficiency (Water Cooled) | 90.33% | 13.31% | 1.09% | 1.794% | 0% | 2.099% | 0% | 28.9% | 26.7% | 0.3375% | 2.299% | 0% | 0% | 25.98% | 71.77% | 13.62% | 19.38% | 23.31% | 17.86% | 0% | 0% | 0% | 0% | 0% | 0% | 0% | Chiller-NR and New | Chiller-Upgrade-NR |  | 0 | 18.07% | 0% | 0% | 100% | 0% | 0% | 0% | 0% | 0% | 0% | 0% | 0% | 0% | 7.86% | 0% | 0% | 28.69% | 0% | 16.68% | 0% | 0% | 0% | 0% | 0% | 0% | 0% | 16.32% | 0% | 0% | 1.794% | 0% | 0% | 0% | 0% | 0% | 0% | 0% | 0% | 0% | 2.042% | 0% | 0% | 5.56% | 0% | 2.978% | 0% | 0% | 0% | 0% | 0% | 0% | 0%
| 1811 | Chiller | Com-Chiller-Cadmus | NR and New | Xlarge Ret | Electric | Per Building Sqft - Chiller > 300 ton - Water Cooled | XLarge Ret Chillers > 300 tons (centrifugal) with VSD - Advanced Efficiency (Water Cooled) | 90.33% | 13.31% | 1.09% | 1.794% | 0% | 2.099% | 0% | 28.9% | 26.7% | 0.3375% | 2.299% | 0% | 0% | 25.98% | 71.77% | 13.62% | 19.38% | 23.31% | 17.86% | 0% | 0% | 0% | 0% | 0% | 0% | 0% | Chiller-NR and New | Chiller-Upgrade-NR |  | 0 | 18.07% | 0% | 0% | 100% | 0% | 0% | 0% | 0% | 0% | 0% | 0% | 0% | 0% | 7.86% | 0% | 0% | 28.69% | 0% | 16.68% | 0% | 0% | 0% | 0% | 0% | 0% | 0% | 16.32% | 0% | 0% | 1.794% | 0% | 0% | 0% | 0% | 0% | 0% | 0% | 0% | 0% | 2.042% | 0% | 0% | 5.56% | 0% | 2.978% | 0% | 0% | 0% | 0% | 0% | 0% | 0%
| 1811 | Chiller | Com-Chiller-Cadmus | NR and New | Large Ret | Electric | Per Building Sqft - Chiller > 300 ton - Water Cooled | Large Ret Chillers > 300 tons (centrifugal) with VSD - Advanced Efficiency (Water Cooled) | 90.33% | 13.31% | 1.09% | 1.794% | 0% | 2.099% | 0% | 28.9% | 26.7% | 0.3375% | 2.299% | 0% | 0% | 25.98% | 71.77% | 13.62% | 19.38% | 23.31% | 17.86% | 0% | 0% | 0% | 0% | 0% | 0% | 0% | Chiller-NR and New | Chiller-Upgrade-NR |  | 0 | 18.07% | 0% | 0% | 100% | 0% | 0% | 0% | 0% | 0% | 0% | 0% | 0% | 0% | 7.86% | 0% | 0% | 28.69% | 0% | 16.68% | 0% | 0% | 0% | 0% | 0% | 0% | 0% | 16.32% | 0% | 0% | 1.794% | 0% | 0% | 0% | 0% | 0% | 0% | 0% | 0% | 0% | 2.042% | 0% | 0% | 5.56% | 0% | 2.978% | 0% | 0% | 0% | 0% | 0% | 0% | 0%
| 1811 | Chiller | Com-Chiller-Cadmus | NR and New | Medium Ret | Electric | Per Building Sqft - Chiller > 300 ton - Water Cooled | Medium Ret Chillers > 300 tons (centrifugal) with VSD - Advanced Efficiency (Water Cooled) | 90.33% | 13.31% | 1.09% | 1.794% | 0% | 2.099% | 0% | 28.9% | 26.7% | 0.3375% | 2.299% | 0% | 0% | 25.98% | 71.77% | 13.62% | 19.38% | 23.31% | 17.86% | 0% | 0% | 0% | 0% | 0% | 0% | 0% | Chiller-NR and New | Chiller-Upgrade-NR |  | 0 | 18.07% | 0% | 0% | 100% | 0% | 0% | 0% | 0% | 0% | 0% | 0% | 0% | 0% | 7.86% | 0% | 0% | 28.69% | 0% | 16.68% | 0% | 0% | 0% | 0% | 0% | 0% | 0% | 16.32% | 0% | 0% | 1.794% | 0% | 0% | 0% | 0% | 0% | 0% | 0% | 0% | 0% | 2.042% | 0% | 0% | 5.56% | 0% | 2.978% | 0% | 0% | 0% | 0% | 0% | 0% | 0%
| 1811 | Chiller | Com-Chiller-Cadmus | NR and New | Small Ret | Electric | Per Building Sqft - Chiller > 300 ton - Water Cooled | Small Ret Chillers > 300 tons (centrifugal) with VSD - Advanced Efficiency (Water Cooled) | 90.33% | 13.31% | 1.09% | 1.794% | 0% | 2.099% | 0% | 28.9% | 26.7% | 0.3375% | 2.299% | 0% | 0% | 25.98% | 71.77% | 13.62% | 19.38% | 23.31% | 17.86% | 0% | 0% | 0% | 0% | 0% | 0% | 0% | Chiller-NR and New | Chiller-Upgrade-NR |  | 0 | 18.07% | 0% | 0% | 100% | 0% | 0% | 0% | 0% | 0% | 0% | 0% | 0% | 0% | 7.86% | 0% | 0% | 28.69% | 0% | 16.68% | 0% | 0% | 0% | 0% | 0% | 0% | 0% | 16.32% | 0% | 0% | 1.794% | 0% | 0% | 0% | 0% | 0% | 0% | 0% | 0% | 0% | 2.042% | 0% | 0% | 5.56% | 0% | 2.978% | 0% | 0% | 0% | 0% | 0% | 0% | 0%
| 1811 | Chiller | Com-Chiller-Cadmus | NR and New | School K-12 | Electric | Per Building Sqft - Chiller > 300 ton - Water Cooled | School K-12 Chillers > 300 tons (centrifugal) with VSD - Advanced Efficiency (Water Cooled) | 90.33% | 13.31% | 1.09% | 1.794% | 0% | 2.099% | 0% | 28.9% | 26.7% | 0.3375% | 2.299% | 0% | 0% | 25.98% | 71.77% | 13.62% | 19.38% | 23.31% | 17.86% | 0% | 0% | 0% | 0% | 0% | 0% | 0% | Chiller-NR and New | Chiller-Upgrade-NR |  | 0 | 18.07% | 0% | 0% | 100% | 0% | 0% | 0% | 0% | 0% | 0% | 0% | 0% | 0% | 7.86% | 0% | 0% | 28.69% | 0% | 16.68% | 0% | 0% | 0% | 0% | 0% | 0% | 0% | 16.32% | 0% | 0% | 1.794% | 0% | 0% | 0% | 0% | 0% | 0% | 0% | 0% | 0% | 2.042% | 0% | 0% | 5.56% | 0% | 2.978% | 0% | 0% | 0% | 0% | 0% | 0% | 0%
| 1811 | Chiller | Com-Chiller-Cadmus | NR and New | University | Electric | Per Building Sqft - Chiller > 300 ton - Water Cooled | University Chillers > 300 tons (centrifugal) with VSD - Advanced Efficiency (Water Cooled) | 90.33% | 13.31% | 1.09% | 1.794% | 0% | 2.099% | 0% | 28.9% | 26.7% | 0.3375% | 2.299% | 0% | 0% | 25.98% | 71.77% | 13.62% | 19.38% | 23.31% | 17.86% | 0% | 0% | 0% | 0% | 0% | 0% | 0% | Chiller-NR and New | Chiller-Upgrade-NR |  | 0 | 18.07% | 0% | 0% | 100% | 0% | 0% | 0% | 0% | 0% | 0% | 0% | 0% | 0% | 7.86% | 0% | 0% | 28.69% | 0% | 16.68% | 0% | 0% | 0% | 0% | 0% | 0% | 0% | 16.32% | 0% | 0% | 1.794% | 0% | 0% | 0% | 0% | 0% | 0% | 0% | 0% | 0% | 2.042% | 0% | 0% | 5.56% | 0% | 2.978% | 0% | 0% | 0% | 0% | 0% | 0% | 0%
| 1811 | Chiller | Com-Chiller-Cadmus | NR and New | Warehouse | Electric | Per Building Sqft - Chiller > 300 ton - Water Cooled | Warehouse Chillers > 300 tons (centrifugal) with VSD - Advanced Efficiency (Water Cooled) | 90.33% | 13.31% | 1.09% | 1.794% | 0% | 2.099% | 0% | 28.9% | 26.7% | 0.3375% | 2.299% | 0% | 0% | 25.98% | 71.77% | 13.62% | 19.38% | 23.31% | 17.86% | 0% | 0% | 0% | 0% | 0% | 0% | 0% | Chiller-NR and New | Chiller-Upgrade-NR |  | 0 | 18.07% | 0% | 0% | 100% | 0% | 0% | 0% | 0% | 0% | 0% | 0% | 0% | 0% | 7.86% | 0% | 0% | 28.69% | 0% | 16.68% | 0% | 0% | 0% | 0% | 0% | 0% | 0% | 16.32% | 0% | 0% | 1.794% | 0% | 0% | 0% | 0% | 0% | 0% | 0% | 0% | 0% | 2.042% | 0% | 0% | 5.56% | 0% | 2.978% | 0% | 0% | 0% | 0% | 0% | 0% | 0%
| 1811 | Chiller | Com-Chiller-Cadmus | NR and New | Supermarket | Electric | Per Building Sqft - Chiller > 300 ton - Water Cooled | Supermarket Chillers > 300 tons (centrifugal) with VSD - Advanced Efficiency (Water Cooled) | 90.33% | 13.31% | 1.09% | 1.794% | 0% | 2.099% | 0% | 28.9% | 26.7% | 0.3375% | 2.299% | 0% | 0% | 25.98% | 71.77% | 13.62% | 19.38% | 23.31% | 17.86% | 0% | 0% | 0% | 0% | 0% | 0% | 0% | Chiller-NR and New | Chiller-Upgrade-NR |  | 0 | 18.07% | 0% | 0% | 100% | 0% | 0% | 0% | 0% | 0% | 0% | 0% | 0% | 0% | 7.86% | 0% | 0% | 28.69% | 0% | 16.68% | 0% | 0% | 0% | 0% | 0% | 0% | 0% | 16.32% | 0% | 0% | 1.794% | 0% | 0% | 0% | 0% | 0% | 0% | 0% | 0% | 0% | 2.042% | 0% | 0% | 5.56% | 0% | 2.978% | 0% | 0% | 0% | 0% | 0% | 0% | 0%
| 1811 | Chiller | Com-Chiller-Cadmus | NR and New | MiniMart | Electric | Per Building Sqft - Chiller > 300 ton - Water Cooled | MiniMart Chillers > 300 tons (centrifugal) with VSD - Advanced Efficiency (Water Cooled) | 90.33% | 13.31% | 1.09% | 1.794% | 0% | 2.099% | 0% | 28.9% | 26.7% | 0.3375% | 2.299% | 0% | 0% | 25.98% | 71.77% | 13.62% | 19.38% | 23.31% | 17.86% | 0% | 0% | 0% | 0% | 0% | 0% | 0% | Chiller-NR and New | Chiller-Upgrade-NR |  | 0 | 18.07% | 0% | 0% | 100% | 0% | 0% | 0% | 0% | 0% | 0% | 0% | 0% | 0% | 7.86% | 0% | 0% | 28.69% | 0% | 16.68% | 0% | 0% | 0% | 0% | 0% | 0% | 0% | 16.32% | 0% | 0% | 1.794% | 0% | 0% | 0% | 0% | 0% | 0% | 0% | 0% | 0% | 2.042% | 0% | 0% | 5.56% | 0% | 2.978% | 0% | 0% | 0% | 0% | 0% | 0% | 0%
| 1811 | Chiller | Com-Chiller-Cadmus | NR and New | Restaurant | Electric | Per Building Sqft - Chiller > 300 ton - Water Cooled | Restaurant Chillers > 300 tons (centrifugal) with VSD - Advanced Efficiency (Water Cooled) | 90.33% | 13.31% | 1.09% | 1.794% | 0% | 2.099% | 0% | 28.9% | 26.7% | 0.3375% | 2.299% | 0% | 0% | 25.98% | 71.77% | 13.62% | 19.38% | 23.31% | 17.86% | 0% | 0% | 0% | 0% | 0% | 0% | 0% | Chiller-NR and New | Chiller-Upgrade-NR |  | 0 | 18.07% | 0% | 0% | 100% | 0% | 0% | 0% | 0% | 0% | 0% | 0% | 0% | 0% | 7.86% | 0% | 0% | 28.69% | 0% | 16.68% | 0% | 0% | 0% | 0% | 0% | 0% | 0% | 16.32% | 0% | 0% | 1.794% | 0% | 0% | 0% | 0% | 0% | 0% | 0% | 0% | 0% | 2.042% | 0% | 0% | 5.56% | 0% | 2.978% | 0% | 0% | 0% | 0% | 0% | 0% | 0%
| 1811 | Chiller | Com-Chiller-Cadmus | NR and New | Lodging | Electric | Per Building Sqft - Chiller > 300 ton - Water Cooled | Lodging Chillers > 300 tons (centrifugal) with VSD - Advanced Efficiency (Water Cooled) | 90.33% | 13.31% | 1.09% | 1.794% | 0% | 2.099% | 0% | 28.9% | 26.7% | 0.3375% | 2.299% | 0% | 0% | 25.98% | 71.77% | 13.62% | 19.38% | 23.31% | 17.86% | 0% | 0% | 0% | 0% | 0% | 0% | 0% | Chiller-NR and New | Chiller-Upgrade-NR |  | 0 | 18.07% | 0% | 0% | 100% | 0% | 0% | 0% | 0% | 0% | 0% | 0% | 0% | 0% | 7.86% | 0% | 0% | 28.69% | 0% | 16.68% | 0% | 0% | 0% | 0% | 0% | 0% | 0% | 16.32% | 0% | 0% | 1.794% | 0% | 0% | 0% | 0% | 0% | 0% | 0% | 0% | 0% | 2.042% | 0% | 0% | 5.56% | 0% | 2.978% | 0% | 0% | 0% | 0% | 0% | 0% | 0%
| 1811 | Chiller | Com-Chiller-Cadmus | NR and New | Hospital | Electric | Per Building Sqft - Chiller > 300 ton - Water Cooled | Hospital Chillers > 300 tons (centrifugal) with VSD - Advanced Efficiency (Water Cooled) | 90.33% | 13.31% | 1.09% | 1.794% | 0% | 2.099% | 0% | 28.9% | 26.7% | 0.3375% | 2.299% | 0% | 0% | 25.98% | 71.77% | 13.62% | 19.38% | 23.31% | 17.86% | 0% | 0% | 0% | 0% | 0% | 0% | 0% | Chiller-NR and New | Chiller-Upgrade-NR |  | 0 | 18.07% | 0% | 0% | 100% | 0% | 0% | 0% | 0% | 0% | 0% | 0% | 0% | 0% | 7.86% | 0% | 0% | 28.69% | 0% | 16.68% | 0% | 0% | 0% | 0% | 0% | 0% | 0% | 16.32% | 0% | 0% | 1.794% | 0% | 0% | 0% | 0% | 0% | 0% | 0% | 0% | 0% | 2.042% | 0% | 0% | 5.56% | 0% | 2.978% | 0% | 0% | 0% | 0% | 0% | 0% | 0%
| 1811 | Chiller | Com-Chiller-Cadmus | NR and New | Residential Care | Electric | Per Building Sqft - Chiller > 300 ton - Water Cooled | Residential Care Chillers > 300 tons (centrifugal) with VSD - Advanced Efficiency (Water Cooled) | 90.33% | 13.31% | 1.09% | 1.794% | 0% | 2.099% | 0% | 28.9% | 26.7% | 0.3375% | 2.299% | 0% | 0% | 25.98% | 71.77% | 13.62% | 19.38% | 23.31% | 17.86% | 0% | 0% | 0% | 0% | 0% | 0% | 0% | Chiller-NR and New | Chiller-Upgrade-NR |  | 0 | 18.07% | 0% | 0% | 100% | 0% | 0% | 0% | 0% | 0% | 0% | 0% | 0% | 0% | 7.86% | 0% | 0% | 28.69% | 0% | 16.68% | 0% | 0% | 0% | 0% | 0% | 0% | 0% | 16.32% | 0% | 0% | 1.794% | 0% | 0% | 0% | 0% | 0% | 0% | 0% | 0% | 0% | 2.042% | 0% | 0% | 5.56% | 0% | 2.978% | 0% | 0% | 0% | 0% | 0% | 0% | 0%
| 1811 | Chiller | Com-Chiller-Cadmus | NR and New | Assembly | Electric | Per Building Sqft - Chiller < 150 tons - Air Cooled | Assembly Chillers < 150 tons - High Efficiency (Air Cooled) | 90.33% | 13.31% | 1.09% | 1.794% | 0% | 2.099% | 0% | 28.9% | 26.7% | 0.3375% | 2.299% | 0% | 0% | 25.98% | 71.77% | 13.62% | 19.38% | 23.31% | 17.86% | 0% | 0% | 0% | 0% | 0% | 0% | 0% | Chiller-NR and New | Chiller-Upgrade-NR |  | 0 | 60.12% | 0% | 0% | 0% | 0% | 0% | 0% | 100% | 0% | 100% | 100% | 0% | 0% | 71.6% | 0% | 30.47% | 33.38% | 92.84% | 61.65% | 0% | 0% | 0% | 0% | 0% | 0% | 0% | 54.31% | 0% | 0% | 0% | 0% | 0% | 0% | 28.9% | 0% | 0.3375% | 2.299% | 0% | 0% | 18.6% | 0% | 4.148% | 6.469% | 21.64% | 11.01% | 0% | 0% | 0% | 0% | 0% | 0% | 0%
| 1811 | Chiller | Com-Chiller-Cadmus | NR and New | Assembly | Electric | Per Building Sqft - Chiller < 150 tons - Water Cooled | Assembly Chillers < 150 tons (screw) - High Efficiency (Water Cooled) | 90.33% | 13.31% | 1.09% | 1.794% | 0% | 2.099% | 0% | 28.9% | 26.7% | 0.3375% | 2.299% | 0% | 0% | 25.98% | 71.77% | 13.62% | 19.38% | 23.31% | 17.86% | 0% | 0% | 0% | 0% | 0% | 0% | 0% | Chiller-NR and New | Chiller-Upgrade-NR |  | 0 | 60.12% | 0% | 0% | 0% | 0% | 0% | 0% | 100% | 0% | 100% | 100% | 0% | 0% | 71.6% | 0% | 30.47% | 33.38% | 92.84% | 61.65% | 0% | 0% | 0% | 0% | 0% | 0% | 0% | 54.31% | 0% | 0% | 0% | 0% | 0% | 0% | 28.9% | 0% | 0.3375% | 2.299% | 0% | 0% | 18.6% | 0% | 4.148% | 6.469% | 21.64% | 11.01% | 0% | 0% | 0% | 0% | 0% | 0% | 0%
| 1811 | Chiller | Com-Chiller-Cadmus | NR and New | Assembly | Electric | Per Building Sqft - Chiller < 150 tons - Water Cooled | Assembly Chillers < 150 tons (screw) - Premium Efficiency (Water Cooled) | 90.33% | 13.31% | 1.09% | 1.794% | 0% | 2.099% | 0% | 28.9% | 26.7% | 0.3375% | 2.299% | 0% | 0% | 25.98% | 71.77% | 13.62% | 19.38% | 23.31% | 17.86% | 0% | 0% | 0% | 0% | 0% | 0% | 0% | Chiller-NR and New | Chiller-Upgrade-NR |  | 0 | 60.12% | 0% | 0% | 0% | 0% | 0% | 0% | 100% | 0% | 100% | 100% | 0% | 0% | 71.6% | 0% | 30.47% | 33.38% | 92.84% | 61.65% | 0% | 0% | 0% | 0% | 0% | 0% | 0% | 54.31% | 0% | 0% | 0% | 0% | 0% | 0% | 28.9% | 0% | 0.3375% | 2.299% | 0% | 0% | 18.6% | 0% | 4.148% | 6.469% | 21.64% | 11.01% | 0% | 0% | 0% | 0% | 0% | 0% | 0%
| 1811 | Chiller | Com-Chiller-Cadmus | NR and New | Assembly | Electric | Per Building Sqft - Chiller < 150 tons - Water Cooled | Assembly Chillers < 150 tons (screw) - Advanced Efficiency (Water Cooled) | 90.33% | 13.31% | 1.09% | 1.794% | 0% | 2.099% | 0% | 28.9% | 26.7% | 0.3375% | 2.299% | 0% | 0% | 25.98% | 71.77% | 13.62% | 19.38% | 23.31% | 17.86% | 0% | 0% | 0% | 0% | 0% | 0% | 0% | Chiller-NR and New | Chiller-Upgrade-NR |  | 0 | 60.12% | 0% | 0% | 0% | 0% | 0% | 0% | 100% | 0% | 100% | 100% | 0% | 0% | 71.6% | 0% | 30.47% | 33.38% | 92.84% | 61.65% | 0% | 0% | 0% | 0% | 0% | 0% | 0% | 54.31% | 0% | 0% | 0% | 0% | 0% | 0% | 28.9% | 0% | 0.3375% | 2.299% | 0% | 0% | 18.6% | 0% | 4.148% | 6.469% | 21.64% | 11.01% | 0% | 0% | 0% | 0% | 0% | 0% | 0%
| 1811 | Chiller | Com-Chiller-Cadmus | NR and New | Assembly | Electric | Per Building Sqft - Chiller 150-300 tons - Water Cooled | Assembly Chillers 150-300 tons (screw) - High Efficiency (Water Cooled) | 90.33% | 13.31% | 1.09% | 1.794% | 0% | 2.099% | 0% | 28.9% | 26.7% | 0.3375% | 2.299% | 0% | 0% | 25.98% | 71.77% | 13.62% | 19.38% | 23.31% | 17.86% | 0% | 0% | 0% | 0% | 0% | 0% | 0% | Chiller-NR and New | Chiller-Upgrade-NR |  | 0 | 60.12% | 0% | 0% | 0% | 0% | 0% | 0% | 100% | 0% | 100% | 100% | 0% | 0% | 71.6% | 0% | 30.47% | 33.38% | 92.84% | 61.65% | 0% | 0% | 0% | 0% | 0% | 0% | 0% | 54.31% | 0% | 0% | 0% | 0% | 0% | 0% | 28.9% | 0% | 0.3375% | 2.299% | 0% | 0% | 18.6% | 0% | 4.148% | 6.469% | 21.64% | 11.01% | 0% | 0% | 0% | 0% | 0% | 0% | 0%
| 1811 | Chiller | Com-Chiller-Cadmus | NR and New | Assembly | Electric | Per Building Sqft - Chiller 150-300 tons - Water Cooled | Assembly Chillers 150-300 tons (screw) - Premium Efficiency (Water Cooled) | 90.33% | 13.31% | 1.09% | 1.794% | 0% | 2.099% | 0% | 28.9% | 26.7% | 0.3375% | 2.299% | 0% | 0% | 25.98% | 71.77% | 13.62% | 19.38% | 23.31% | 17.86% | 0% | 0% | 0% | 0% | 0% | 0% | 0% | Chiller-NR and New | Chiller-Upgrade-NR |  | 0 | 60.12% | 0% | 0% | 0% | 0% | 0% | 0% | 100% | 0% | 100% | 100% | 0% | 0% | 71.6% | 0% | 30.47% | 33.38% | 92.84% | 61.65% | 0% | 0% | 0% | 0% | 0% | 0% | 0% | 54.31% | 0% | 0% | 0% | 0% | 0% | 0% | 28.9% | 0% | 0.3375% | 2.299% | 0% | 0% | 18.6% | 0% | 4.148% | 6.469% | 21.64% | 11.01% | 0% | 0% | 0% | 0% | 0% | 0% | 0%
| 1811 | Chiller | Com-Chiller-Cadmus | NR and New | Assembly | Electric | Per Building Sqft - Chiller 150-300 tons - Water Cooled | Assembly Chillers 150-300 tons (screw) - Advanced Efficiency (Water Cooled) | 90.33% | 13.31% | 1.09% | 1.794% | 0% | 2.099% | 0% | 28.9% | 26.7% | 0.3375% | 2.299% | 0% | 0% | 25.98% | 71.77% | 13.62% | 19.38% | 23.31% | 17.86% | 0% | 0% | 0% | 0% | 0% | 0% | 0% | Chiller-NR and New | Chiller-Upgrade-NR |  | 0 | 60.12% | 0% | 0% | 0% | 0% | 0% | 0% | 100% | 0% | 100% | 100% | 0% | 0% | 71.6% | 0% | 30.47% | 33.38% | 92.84% | 61.65% | 0% | 0% | 0% | 0% | 0% | 0% | 0% | 54.31% | 0% | 0% | 0% | 0% | 0% | 0% | 28.9% | 0% | 0.3375% | 2.299% | 0% | 0% | 18.6% | 0% | 4.148% | 6.469% | 21.64% | 11.01% | 0% | 0% | 0% | 0% | 0% | 0% | 0%
| 1811 | Chiller | Com-Chiller-Cadmus | NR and New | Assembly | Electric | Per Building Sqft - Chiller > 300 ton - Water Cooled | Assembly Chillers > 300 tons (centrifugal) - High Efficiency (Water Cooled) | 90.33% | 13.31% | 1.09% | 1.794% | 0% | 2.099% | 0% | 28.9% | 26.7% | 0.3375% | 2.299% | 0% | 0% | 25.98% | 71.77% | 13.62% | 19.38% | 23.31% | 17.86% | 0% | 0% | 0% | 0% | 0% | 0% | 0% | Chiller-NR and New | Chiller-Upgrade-NR |  | 0 | 60.12% | 0% | 0% | 0% | 0% | 0% | 0% | 100% | 0% | 100% | 100% | 0% | 0% | 71.6% | 0% | 30.47% | 33.38% | 92.84% | 61.65% | 0% | 0% | 0% | 0% | 0% | 0% | 0% | 54.31% | 0% | 0% | 0% | 0% | 0% | 0% | 28.9% | 0% | 0.3375% | 2.299% | 0% | 0% | 18.6% | 0% | 4.148% | 6.469% | 21.64% | 11.01% | 0% | 0% | 0% | 0% | 0% | 0% | 0%
| 1811 | Chiller | Com-Chiller-Cadmus | NR and New | Assembly | Electric | Per Building Sqft - Chiller > 300 ton - Water Cooled | Assembly Chillers > 300 tons (centrifugal) - Premium Efficiency (Water Cooled) | 90.33% | 13.31% | 1.09% | 1.794% | 0% | 2.099% | 0% | 28.9% | 26.7% | 0.3375% | 2.299% | 0% | 0% | 25.98% | 71.77% | 13.62% | 19.38% | 23.31% | 17.86% | 0% | 0% | 0% | 0% | 0% | 0% | 0% | Chiller-NR and New | Chiller-Upgrade-NR |  | 0 | 60.12% | 0% | 0% | 0% | 0% | 0% | 0% | 100% | 0% | 100% | 100% | 0% | 0% | 71.6% | 0% | 30.47% | 33.38% | 92.84% | 61.65% | 0% | 0% | 0% | 0% | 0% | 0% | 0% | 54.31% | 0% | 0% | 0% | 0% | 0% | 0% | 28.9% | 0% | 0.3375% | 2.299% | 0% | 0% | 18.6% | 0% | 4.148% | 6.469% | 21.64% | 11.01% | 0% | 0% | 0% | 0% | 0% | 0% | 0%
| 1811 | Chiller | Com-Chiller-Cadmus | NR and New | Assembly | Electric | Per Building Sqft - Chiller > 300 ton - Water Cooled | Assembly Chillers > 300 tons (centrifugal) with VSD - Advanced Efficiency (Water Cooled) | 90.33% | 13.31% | 1.09% | 1.794% | 0% | 2.099% | 0% | 28.9% | 26.7% | 0.3375% | 2.299% | 0% | 0% | 25.98% | 71.77% | 13.62% | 19.38% | 23.31% | 17.86% | 0% | 0% | 0% | 0% | 0% | 0% | 0% | Chiller-NR and New | Chiller-Upgrade-NR |  | 0 | 60.12% | 0% | 0% | 0% | 0% | 0% | 0% | 100% | 0% | 100% | 100% | 0% | 0% | 71.6% | 0% | 30.47% | 33.38% | 92.84% | 61.65% | 0% | 0% | 0% | 0% | 0% | 0% | 0% | 54.31% | 0% | 0% | 0% | 0% | 0% | 0% | 28.9% | 0% | 0.3375% | 2.299% | 0% | 0% | 18.6% | 0% | 4.148% | 6.469% | 21.64% | 11.01% | 0% | 0% | 0% | 0% | 0% | 0% | 0%
| 1811 | Chiller | Com-Chiller-Cadmus | NR and New | Other | Electric | Per Building Sqft - Chiller < 150 tons - Air Cooled | Other Chillers < 150 tons - High Efficiency (Air Cooled) | 90.33% | 13.31% | 1.09% | 1.794% | 0% | 2.099% | 0% | 28.9% | 26.7% | 0.3375% | 2.299% | 0% | 0% | 25.98% | 71.77% | 13.62% | 19.38% | 23.31% | 17.86% | 0% | 0% | 0% | 0% | 0% | 0% | 0% | Chiller-NR and New | Chiller-Upgrade-NR |  | 0 | 60.12% | 0% | 0% | 0% | 0% | 0% | 0% | 100% | 0% | 100% | 100% | 0% | 0% | 71.6% | 0% | 30.47% | 33.38% | 92.84% | 61.65% | 0% | 0% | 0% | 0% | 0% | 0% | 0% | 54.31% | 0% | 0% | 0% | 0% | 0% | 0% | 28.9% | 0% | 0.3375% | 2.299% | 0% | 0% | 18.6% | 0% | 4.148% | 6.469% | 21.64% | 11.01% | 0% | 0% | 0% | 0% | 0% | 0% | 0%
| 1811 | Chiller | Com-Chiller-Cadmus | NR and New | Other | Electric | Per Building Sqft - Chiller < 150 tons - Water Cooled | Other Chillers < 150 tons (screw) - High Efficiency (Water Cooled) | 90.33% | 13.31% | 1.09% | 1.794% | 0% | 2.099% | 0% | 28.9% | 26.7% | 0.3375% | 2.299% | 0% | 0% | 25.98% | 71.77% | 13.62% | 19.38% | 23.31% | 17.86% | 0% | 0% | 0% | 0% | 0% | 0% | 0% | Chiller-NR and New | Chiller-Upgrade-NR |  | 0 | 60.12% | 0% | 0% | 0% | 0% | 0% | 0% | 100% | 0% | 100% | 100% | 0% | 0% | 71.6% | 0% | 30.47% | 33.38% | 92.84% | 61.65% | 0% | 0% | 0% | 0% | 0% | 0% | 0% | 54.31% | 0% | 0% | 0% | 0% | 0% | 0% | 28.9% | 0% | 0.3375% | 2.299% | 0% | 0% | 18.6% | 0% | 4.148% | 6.469% | 21.64% | 11.01% | 0% | 0% | 0% | 0% | 0% | 0% | 0%
| 1811 | Chiller | Com-Chiller-Cadmus | NR and New | Other | Electric | Per Building Sqft - Chiller < 150 tons - Water Cooled | Other Chillers < 150 tons (screw) - Premium Efficiency (Water Cooled) | 90.33% | 13.31% | 1.09% | 1.794% | 0% | 2.099% | 0% | 28.9% | 26.7% | 0.3375% | 2.299% | 0% | 0% | 25.98% | 71.77% | 13.62% | 19.38% | 23.31% | 17.86% | 0% | 0% | 0% | 0% | 0% | 0% | 0% | Chiller-NR and New | Chiller-Upgrade-NR |  | 0 | 60.12% | 0% | 0% | 0% | 0% | 0% | 0% | 100% | 0% | 100% | 100% | 0% | 0% | 71.6% | 0% | 30.47% | 33.38% | 92.84% | 61.65% | 0% | 0% | 0% | 0% | 0% | 0% | 0% | 54.31% | 0% | 0% | 0% | 0% | 0% | 0% | 28.9% | 0% | 0.3375% | 2.299% | 0% | 0% | 18.6% | 0% | 4.148% | 6.469% | 21.64% | 11.01% | 0% | 0% | 0% | 0% | 0% | 0% | 0%
| 1811 | Chiller | Com-Chiller-Cadmus | NR and New | Other | Electric | Per Building Sqft - Chiller < 150 tons - Water Cooled | Other Chillers < 150 tons (screw) - Advanced Efficiency (Water Cooled) | 90.33% | 13.31% | 1.09% | 1.794% | 0% | 2.099% | 0% | 28.9% | 26.7% | 0.3375% | 2.299% | 0% | 0% | 25.98% | 71.77% | 13.62% | 19.38% | 23.31% | 17.86% | 0% | 0% | 0% | 0% | 0% | 0% | 0% | Chiller-NR and New | Chiller-Upgrade-NR |  | 0 | 60.12% | 0% | 0% | 0% | 0% | 0% | 0% | 100% | 0% | 100% | 100% | 0% | 0% | 71.6% | 0% | 30.47% | 33.38% | 92.84% | 61.65% | 0% | 0% | 0% | 0% | 0% | 0% | 0% | 54.31% | 0% | 0% | 0% | 0% | 0% | 0% | 28.9% | 0% | 0.3375% | 2.299% | 0% | 0% | 18.6% | 0% | 4.148% | 6.469% | 21.64% | 11.01% | 0% | 0% | 0% | 0% | 0% | 0% | 0%
| 1811 | Chiller | Com-Chiller-Cadmus | NR and New | Other | Electric | Per Building Sqft - Chiller 150-300 tons - Water Cooled | Other Chillers 150-300 tons (screw) - High Efficiency (Water Cooled) | 90.33% | 13.31% | 1.09% | 1.794% | 0% | 2.099% | 0% | 28.9% | 26.7% | 0.3375% | 2.299% | 0% | 0% | 25.98% | 71.77% | 13.62% | 19.38% | 23.31% | 17.86% | 0% | 0% | 0% | 0% | 0% | 0% | 0% | Chiller-NR and New | Chiller-Upgrade-NR |  | 0 | 60.12% | 0% | 0% | 0% | 0% | 0% | 0% | 100% | 0% | 100% | 100% | 0% | 0% | 71.6% | 0% | 30.47% | 33.38% | 92.84% | 61.65% | 0% | 0% | 0% | 0% | 0% | 0% | 0% | 54.31% | 0% | 0% | 0% | 0% | 0% | 0% | 28.9% | 0% | 0.3375% | 2.299% | 0% | 0% | 18.6% | 0% | 4.148% | 6.469% | 21.64% | 11.01% | 0% | 0% | 0% | 0% | 0% | 0% | 0%
| 1811 | Chiller | Com-Chiller-Cadmus | NR and New | Other | Electric | Per Building Sqft - Chiller 150-300 tons - Water Cooled | Other Chillers 150-300 tons (screw) - Premium Efficiency (Water Cooled) | 90.33% | 13.31% | 1.09% | 1.794% | 0% | 2.099% | 0% | 28.9% | 26.7% | 0.3375% | 2.299% | 0% | 0% | 25.98% | 71.77% | 13.62% | 19.38% | 23.31% | 17.86% | 0% | 0% | 0% | 0% | 0% | 0% | 0% | Chiller-NR and New | Chiller-Upgrade-NR |  | 0 | 60.12% | 0% | 0% | 0% | 0% | 0% | 0% | 100% | 0% | 100% | 100% | 0% | 0% | 71.6% | 0% | 30.47% | 33.38% | 92.84% | 61.65% | 0% | 0% | 0% | 0% | 0% | 0% | 0% | 54.31% | 0% | 0% | 0% | 0% | 0% | 0% | 28.9% | 0% | 0.3375% | 2.299% | 0% | 0% | 18.6% | 0% | 4.148% | 6.469% | 21.64% | 11.01% | 0% | 0% | 0% | 0% | 0% | 0% | 0%
| 1811 | Chiller | Com-Chiller-Cadmus | NR and New | Other | Electric | Per Building Sqft - Chiller 150-300 tons - Water Cooled | Other Chillers 150-300 tons (screw) - Advanced Efficiency (Water Cooled) | 90.33% | 13.31% | 1.09% | 1.794% | 0% | 2.099% | 0% | 28.9% | 26.7% | 0.3375% | 2.299% | 0% | 0% | 25.98% | 71.77% | 13.62% | 19.38% | 23.31% | 17.86% | 0% | 0% | 0% | 0% | 0% | 0% | 0% | Chiller-NR and New | Chiller-Upgrade-NR |  | 0 | 60.12% | 0% | 0% | 0% | 0% | 0% | 0% | 100% | 0% | 100% | 100% | 0% | 0% | 71.6% | 0% | 30.47% | 33.38% | 92.84% | 61.65% | 0% | 0% | 0% | 0% | 0% | 0% | 0% | 54.31% | 0% | 0% | 0% | 0% | 0% | 0% | 28.9% | 0% | 0.3375% | 2.299% | 0% | 0% | 18.6% | 0% | 4.148% | 6.469% | 21.64% | 11.01% | 0% | 0% | 0% | 0% | 0% | 0% | 0%
| 1811 | Chiller | Com-Chiller-Cadmus | NR and New | Other | Electric | Per Building Sqft - Chiller > 300 ton - Water Cooled | Other Chillers > 300 tons (centrifugal) - High Efficiency (Water Cooled) | 90.33% | 13.31% | 1.09% | 1.794% | 0% | 2.099% | 0% | 28.9% | 26.7% | 0.3375% | 2.299% | 0% | 0% | 25.98% | 71.77% | 13.62% | 19.38% | 23.31% | 17.86% | 0% | 0% | 0% | 0% | 0% | 0% | 0% | Chiller-NR and New | Chiller-Upgrade-NR |  | 0 | 60.12% | 0% | 0% | 0% | 0% | 0% | 0% | 100% | 0% | 100% | 100% | 0% | 0% | 71.6% | 0% | 30.47% | 33.38% | 92.84% | 61.65% | 0% | 0% | 0% | 0% | 0% | 0% | 0% | 54.31% | 0% | 0% | 0% | 0% | 0% | 0% | 28.9% | 0% | 0.3375% | 2.299% | 0% | 0% | 18.6% | 0% | 4.148% | 6.469% | 21.64% | 11.01% | 0% | 0% | 0% | 0% | 0% | 0% | 0%
| 1811 | Chiller | Com-Chiller-Cadmus | NR and New | Other | Electric | Per Building Sqft - Chiller > 300 ton - Water Cooled | Other Chillers > 300 tons (centrifugal) - Premium Efficiency (Water Cooled) | 90.33% | 13.31% | 1.09% | 1.794% | 0% | 2.099% | 0% | 28.9% | 26.7% | 0.3375% | 2.299% | 0% | 0% | 25.98% | 71.77% | 13.62% | 19.38% | 23.31% | 17.86% | 0% | 0% | 0% | 0% | 0% | 0% | 0% | Chiller-NR and New | Chiller-Upgrade-NR |  | 0 | 60.12% | 0% | 0% | 0% | 0% | 0% | 0% | 100% | 0% | 100% | 100% | 0% | 0% | 71.6% | 0% | 30.47% | 33.38% | 92.84% | 61.65% | 0% | 0% | 0% | 0% | 0% | 0% | 0% | 54.31% | 0% | 0% | 0% | 0% | 0% | 0% | 28.9% | 0% | 0.3375% | 2.299% | 0% | 0% | 18.6% | 0% | 4.148% | 6.469% | 21.64% | 11.01% | 0% | 0% | 0% | 0% | 0% | 0% | 0%
| 1811 | Chiller | Com-Chiller-Cadmus | NR and New | Other | Electric | Per Building Sqft - Chiller > 300 ton - Water Cooled | Other Chillers > 300 tons (centrifugal) with VSD - Advanced Efficiency (Water Cooled) | 90.33% | 13.31% | 1.09% | 1.794% | 0% | 2.099% | 0% | 28.9% | 26.7% | 0.3375% | 2.299% | 0% | 0% | 25.98% | 71.77% | 13.62% | 19.38% | 23.31% | 17.86% | 0% | 0% | 0% | 0% | 0% | 0% | 0% | Chiller-NR and New | Chiller-Upgrade-NR |  | 0 | 60.12% | 0% | 0% | 0% | 0% | 0% | 0% | 100% | 0% | 100% | 100% | 0% | 0% | 71.6% | 0% | 30.47% | 33.38% | 92.84% | 61.65% | 0% | 0% | 0% | 0% | 0% | 0% | 0% | 54.31% | 0% | 0% | 0% | 0% | 0% | 0% | 28.9% | 0% | 0.3375% | 2.299% | 0% | 0% | 18.6% | 0% | 4.148% | 6.469% | 21.64% | 11.01% | 0% | 0% | 0% | 0% | 0% | 0% | 0%
1 | 1811 | Commissioning | Com-Commissioning | New | Large Off | Gas | Per 1,000 Sqft of Floor Area for Commissioning | Commissioning-New-Large Off | 47.68% | 8.441% | 0% | 3.625% | 24.42% | 2.323% | 0% | 27.8% | 74.65% | 0% | 6.44% | 0% | 2.068% | 7.142% | 81.93% | 6.965% | 0% | 0% | 9.64% | 0% | 0% | 0% | 0% | 0% | 0% | 0% | Commissioning-New | Commercial EM-New |  | 0 | 100% | 100% | 100% | 100% | 100% | 100% | 100% | 100% | 100% | 100% | 100% | 100% | 100% | 100% | 100% | 100% | 100% | 100% | 100% | 0% | 0% | 0% | 0% | 0% | 0% | 0% | 47.68% | 8.441% | 0% | 3.625% | 24.42% | 2.323% | 0% | 27.8% | 74.65% | 0% | 6.44% | 0% | 2.068% | 7.142% | 81.93% | 6.965% | 0% | 0% | 9.64% | 0% | 0% | 0% | 0% | 0% | 0% | 0%
1 | 1811 | Commissioning | Com-Commissioning | New | Medium Off | Gas | Per 1,000 Sqft of Floor Area for Commissioning | Commissioning-New-Medium Off | 47.68% | 8.441% | 0% | 3.625% | 24.42% | 2.323% | 0% | 27.8% | 74.65% | 0% | 6.44% | 0% | 2.068% | 7.142% | 81.93% | 6.965% | 0% | 0% | 9.64% | 0% | 0% | 0% | 0% | 0% | 0% | 0% | Commissioning-New | Commercial EM-New |  | 0 | 100% | 100% | 100% | 100% | 100% | 100% | 100% | 100% | 100% | 100% | 100% | 100% | 100% | 100% | 100% | 100% | 100% | 100% | 100% | 0% | 0% | 0% | 0% | 0% | 0% | 0% | 47.68% | 8.441% | 0% | 3.625% | 24.42% | 2.323% | 0% | 27.8% | 74.65% | 0% | 6.44% | 0% | 2.068% | 7.142% | 81.93% | 6.965% | 0% | 0% | 9.64% | 0% | 0% | 0% | 0% | 0% | 0% | 0%
1 | 1811 | Commissioning | Com-Commissioning | New | Small Off | Gas | Per 1,000 Sqft of Floor Area for Commissioning | Commissioning-New-Small Off | 47.68% | 8.441% | 0% | 3.625% | 24.42% | 2.323% | 0% | 27.8% | 74.65% | 0% | 6.44% | 0% | 2.068% | 7.142% | 81.93% | 6.965% | 0% | 0% | 9.64% | 0% | 0% | 0% | 0% | 0% | 0% | 0% | Commissioning-New | Commercial EM-New |  | 0 | 100% | 100% | 100% | 100% | 100% | 100% | 100% | 100% | 100% | 100% | 100% | 100% | 100% | 100% | 100% | 100% | 100% | 100% | 100% | 0% | 0% | 0% | 0% | 0% | 0% | 0% | 47.68% | 8.441% | 0% | 3.625% | 24.42% | 2.323% | 0% | 27.8% | 74.65% | 0% | 6.44% | 0% | 2.068% | 7.142% | 81.93% | 6.965% | 0% | 0% | 9.64% | 0% | 0% | 0% | 0% | 0% | 0% | 0%
1 | 1811 | Commissioning | Com-Commissioning | New | Xlarge Ret | Gas | Per 1,000 Sqft of Floor Area for Commissioning | Commissioning-New-Xlarge Ret | 47.68% | 8.441% | 0% | 3.625% | 24.42% | 2.323% | 0% | 27.8% | 74.65% | 0% | 6.44% | 0% | 2.068% | 7.142% | 81.93% | 6.965% | 0% | 0% | 9.64% | 0% | 0% | 0% | 0% | 0% | 0% | 0% | Commissioning-New | Commercial EM-New |  | 0 | 100% | 100% | 100% | 100% | 100% | 100% | 100% | 100% | 100% | 100% | 100% | 100% | 100% | 100% | 100% | 100% | 100% | 100% | 100% | 0% | 0% | 0% | 0% | 0% | 0% | 0% | 47.68% | 8.441% | 0% | 3.625% | 24.42% | 2.323% | 0% | 27.8% | 74.65% | 0% | 6.44% | 0% | 2.068% | 7.142% | 81.93% | 6.965% | 0% | 0% | 9.64% | 0% | 0% | 0% | 0% | 0% | 0% | 0%
1 | 1811 | Commissioning | Com-Commissioning | New | Large Ret | Gas | Per 1,000 Sqft of Floor Area for Commissioning | Commissioning-New-Large Ret | 47.68% | 8.441% | 0% | 3.625% | 24.42% | 2.323% | 0% | 27.8% | 74.65% | 0% | 6.44% | 0% | 2.068% | 7.142% | 81.93% | 6.965% | 0% | 0% | 9.64% | 0% | 0% | 0% | 0% | 0% | 0% | 0% | Commissioning-New | Commercial EM-New |  | 0 | 100% | 100% | 100% | 100% | 100% | 100% | 100% | 100% | 100% | 100% | 100% | 100% | 100% | 100% | 100% | 100% | 100% | 100% | 100% | 0% | 0% | 0% | 0% | 0% | 0% | 0% | 47.68% | 8.441% | 0% | 3.625% | 24.42% | 2.323% | 0% | 27.8% | 74.65% | 0% | 6.44% | 0% | 2.068% | 7.142% | 81.93% | 6.965% | 0% | 0% | 9.64% | 0% | 0% | 0% | 0% | 0% | 0% | 0%
1 | 1811 | Commissioning | Com-Commissioning | New | Medium Ret | Gas | Per 1,000 Sqft of Floor Area for Commissioning | Commissioning-New-Medium Ret | 47.68% | 8.441% | 0% | 3.625% | 24.42% | 2.323% | 0% | 27.8% | 74.65% | 0% | 6.44% | 0% | 2.068% | 7.142% | 81.93% | 6.965% | 0% | 0% | 9.64% | 0% | 0% | 0% | 0% | 0% | 0% | 0% | Commissioning-New | Commercial EM-New |  | 0 | 100% | 100% | 100% | 100% | 100% | 100% | 100% | 100% | 100% | 100% | 100% | 100% | 100% | 100% | 100% | 100% | 100% | 100% | 100% | 0% | 0% | 0% | 0% | 0% | 0% | 0% | 47.68% | 8.441% | 0% | 3.625% | 24.42% | 2.323% | 0% | 27.8% | 74.65% | 0% | 6.44% | 0% | 2.068% | 7.142% | 81.93% | 6.965% | 0% | 0% | 9.64% | 0% | 0% | 0% | 0% | 0% | 0% | 0%
1 | 1811 | Commissioning | Com-Commissioning | New | Small Ret | Gas | Per 1,000 Sqft of Floor Area for Commissioning | Commissioning-New-Small Ret | 47.68% | 8.441% | 0% | 3.625% | 24.42% | 2.323% | 0% | 27.8% | 74.65% | 0% | 6.44% | 0% | 2.068% | 7.142% | 81.93% | 6.965% | 0% | 0% | 9.64% | 0% | 0% | 0% | 0% | 0% | 0% | 0% | Commissioning-New | Commercial EM-New |  | 0 | 100% | 100% | 100% | 100% | 100% | 100% | 100% | 100% | 100% | 100% | 100% | 100% | 100% | 100% | 100% | 100% | 100% | 100% | 100% | 0% | 0% | 0% | 0% | 0% | 0% | 0% | 47.68% | 8.441% | 0% | 3.625% | 24.42% | 2.323% | 0% | 27.8% | 74.65% | 0% | 6.44% | 0% | 2.068% | 7.142% | 81.93% | 6.965% | 0% | 0% | 9.64% | 0% | 0% | 0% | 0% | 0% | 0% | 0%
1 | 1811 | Commissioning | Com-Commissioning | New | School K-12 | Gas | Per 1,000 Sqft of Floor Area for Commissioning | Commissioning-New-School K-12 | 47.68% | 8.441% | 0% | 3.625% | 24.42% | 2.323% | 0% | 27.8% | 74.65% | 0% | 6.44% | 0% | 2.068% | 7.142% | 81.93% | 6.965% | 0% | 0% | 9.64% | 0% | 0% | 0% | 0% | 0% | 0% | 0% | Commissioning-New | Commercial EM-New |  | 0 | 100% | 100% | 100% | 100% | 100% | 100% | 100% | 100% | 100% | 100% | 100% | 100% | 100% | 100% | 100% | 100% | 100% | 100% | 100% | 0% | 0% | 0% | 0% | 0% | 0% | 0% | 47.68% | 8.441% | 0% | 3.625% | 24.42% | 2.323% | 0% | 27.8% | 74.65% | 0% | 6.44% | 0% | 2.068% | 7.142% | 81.93% | 6.965% | 0% | 0% | 9.64% | 0% | 0% | 0% | 0% | 0% | 0% | 0%
1 | 1811 | Commissioning | Com-Commissioning | New | University | Gas | Per 1,000 Sqft of Floor Area for Commissioning | Commissioning-New-University | 47.68% | 8.441% | 0% | 3.625% | 24.42% | 2.323% | 0% | 27.8% | 74.65% | 0% | 6.44% | 0% | 2.068% | 7.142% | 81.93% | 6.965% | 0% | 0% | 9.64% | 0% | 0% | 0% | 0% | 0% | 0% | 0% | Commissioning-New | Commercial EM-New |  | 0 | 100% | 100% | 100% | 100% | 100% | 100% | 100% | 100% | 100% | 100% | 100% | 100% | 100% | 100% | 100% | 100% | 100% | 100% | 100% | 0% | 0% | 0% | 0% | 0% | 0% | 0% | 47.68% | 8.441% | 0% | 3.625% | 24.42% | 2.323% | 0% | 27.8% | 74.65% | 0% | 6.44% | 0% | 2.068% | 7.142% | 81.93% | 6.965% | 0% | 0% | 9.64% | 0% | 0% | 0% | 0% | 0% | 0% | 0%
1 | 1811 | Commissioning | Com-Commissioning | New | Warehouse | Gas | Per 1,000 Sqft of Floor Area for Commissioning | Commissioning-New-Warehouse | 47.68% | 8.441% | 0% | 3.625% | 24.42% | 2.323% | 0% | 27.8% | 74.65% | 0% | 6.44% | 0% | 2.068% | 7.142% | 81.93% | 6.965% | 0% | 0% | 9.64% | 0% | 0% | 0% | 0% | 0% | 0% | 0% | Commissioning-New | Commercial EM-New |  | 0 | 100% | 100% | 100% | 100% | 100% | 100% | 100% | 100% | 100% | 100% | 100% | 100% | 100% | 100% | 100% | 100% | 100% | 100% | 100% | 0% | 0% | 0% | 0% | 0% | 0% | 0% | 47.68% | 8.441% | 0% | 3.625% | 24.42% | 2.323% | 0% | 27.8% | 74.65% | 0% | 6.44% | 0% | 2.068% | 7.142% | 81.93% | 6.965% | 0% | 0% | 9.64% | 0% | 0% | 0% | 0% | 0% | 0% | 0%
1 | 1811 | Commissioning | Com-Commissioning | New | Supermarket | Gas | Per 1,000 Sqft of Floor Area for Commissioning | Commissioning-New-Supermarket | 47.68% | 8.441% | 0% | 3.625% | 24.42% | 2.323% | 0% | 27.8% | 74.65% | 0% | 6.44% | 0% | 2.068% | 7.142% | 81.93% | 6.965% | 0% | 0% | 9.64% | 0% | 0% | 0% | 0% | 0% | 0% | 0% | Commissioning-New | Commercial EM-New |  | 0 | 100% | 100% | 100% | 100% | 100% | 100% | 100% | 100% | 100% | 100% | 100% | 100% | 100% | 100% | 100% | 100% | 100% | 100% | 100% | 0% | 0% | 0% | 0% | 0% | 0% | 0% | 47.68% | 8.441% | 0% | 3.625% | 24.42% | 2.323% | 0% | 27.8% | 74.65% | 0% | 6.44% | 0% | 2.068% | 7.142% | 81.93% | 6.965% | 0% | 0% | 9.64% | 0% | 0% | 0% | 0% | 0% | 0% | 0%
1 | 1811 | Commissioning | Com-Commissioning | New | MiniMart | Gas | Per 1,000 Sqft of Floor Area for Commissioning | Commissioning-New-MiniMart | 47.68% | 8.441% | 0% | 3.625% | 24.42% | 2.323% | 0% | 27.8% | 74.65% | 0% | 6.44% | 0% | 2.068% | 7.142% | 81.93% | 6.965% | 0% | 0% | 9.64% | 0% | 0% | 0% | 0% | 0% | 0% | 0% | Commissioning-New | Commercial EM-New |  | 0 | 100% | 100% | 100% | 100% | 100% | 100% | 100% | 100% | 100% | 100% | 100% | 100% | 100% | 100% | 100% | 100% | 100% | 100% | 100% | 0% | 0% | 0% | 0% | 0% | 0% | 0% | 47.68% | 8.441% | 0% | 3.625% | 24.42% | 2.323% | 0% | 27.8% | 74.65% | 0% | 6.44% | 0% | 2.068% | 7.142% | 81.93% | 6.965% | 0% | 0% | 9.64% | 0% | 0% | 0% | 0% | 0% | 0% | 0%
1 | 1811 | Commissioning | Com-Commissioning | New | Restaurant | Gas | Per 1,000 Sqft of Floor Area for Commissioning | Commissioning-New-Restaurant | 47.68% | 8.441% | 0% | 3.625% | 24.42% | 2.323% | 0% | 27.8% | 74.65% | 0% | 6.44% | 0% | 2.068% | 7.142% | 81.93% | 6.965% | 0% | 0% | 9.64% | 0% | 0% | 0% | 0% | 0% | 0% | 0% | Commissioning-New | Commercial EM-New |  | 0 | 100% | 100% | 100% | 100% | 100% | 100% | 100% | 100% | 100% | 100% | 100% | 100% | 100% | 100% | 100% | 100% | 100% | 100% | 100% | 0% | 0% | 0% | 0% | 0% | 0% | 0% | 47.68% | 8.441% | 0% | 3.625% | 24.42% | 2.323% | 0% | 27.8% | 74.65% | 0% | 6.44% | 0% | 2.068% | 7.142% | 81.93% | 6.965% | 0% | 0% | 9.64% | 0% | 0% | 0% | 0% | 0% | 0% | 0%
1 | 1811 | Commissioning | Com-Commissioning | New | Lodging | Gas | Per 1,000 Sqft of Floor Area for Commissioning | Commissioning-New-Lodging | 47.68% | 8.441% | 0% | 3.625% | 24.42% | 2.323% | 0% | 27.8% | 74.65% | 0% | 6.44% | 0% | 2.068% | 7.142% | 81.93% | 6.965% | 0% | 0% | 9.64% | 0% | 0% | 0% | 0% | 0% | 0% | 0% | Commissioning-New | Commercial EM-New |  | 0 | 100% | 100% | 100% | 100% | 100% | 100% | 100% | 100% | 100% | 100% | 100% | 100% | 100% | 100% | 100% | 100% | 100% | 100% | 100% | 0% | 0% | 0% | 0% | 0% | 0% | 0% | 47.68% | 8.441% | 0% | 3.625% | 24.42% | 2.323% | 0% | 27.8% | 74.65% | 0% | 6.44% | 0% | 2.068% | 7.142% | 81.93% | 6.965% | 0% | 0% | 9.64% | 0% | 0% | 0% | 0% | 0% | 0% | 0%
1 | 1811 | Commissioning | Com-Commissioning | New | Hospital | Gas | Per 1,000 Sqft of Floor Area for Commissioning | Commissioning-New-Hospital | 47.68% | 8.441% | 0% | 3.625% | 24.42% | 2.323% | 0% | 27.8% | 74.65% | 0% | 6.44% | 0% | 2.068% | 7.142% | 81.93% | 6.965% | 0% | 0% | 9.64% | 0% | 0% | 0% | 0% | 0% | 0% | 0% | Commissioning-New | Commercial EM-New |  | 0 | 100% | 100% | 100% | 100% | 100% | 100% | 100% | 100% | 100% | 100% | 100% | 100% | 100% | 100% | 100% | 100% | 100% | 100% | 100% | 0% | 0% | 0% | 0% | 0% | 0% | 0% | 47.68% | 8.441% | 0% | 3.625% | 24.42% | 2.323% | 0% | 27.8% | 74.65% | 0% | 6.44% | 0% | 2.068% | 7.142% | 81.93% | 6.965% | 0% | 0% | 9.64% | 0% | 0% | 0% | 0% | 0% | 0% | 0%
1 | 1811 | Commissioning | Com-Commissioning | New | Residential Care | Gas | Per 1,000 Sqft of Floor Area for Commissioning | Commissioning-New-Residential Care | 47.68% | 8.441% | 0% | 3.625% | 24.42% | 2.323% | 0% | 27.8% | 74.65% | 0% | 6.44% | 0% | 2.068% | 7.142% | 81.93% | 6.965% | 0% | 0% | 9.64% | 0% | 0% | 0% | 0% | 0% | 0% | 0% | Commissioning-New | Commercial EM-New |  | 0 | 100% | 100% | 100% | 100% | 100% | 100% | 100% | 100% | 100% | 100% | 100% | 100% | 100% | 100% | 100% | 100% | 100% | 100% | 100% | 0% | 0% | 0% | 0% | 0% | 0% | 0% | 47.68% | 8.441% | 0% | 3.625% | 24.42% | 2.323% | 0% | 27.8% | 74.65% | 0% | 6.44% | 0% | 2.068% | 7.142% | 81.93% | 6.965% | 0% | 0% | 9.64% | 0% | 0% | 0% | 0% | 0% | 0% | 0%
1 | 1811 | Commissioning | Com-Commissioning | New | Assembly | Gas | Per 1,000 Sqft of Floor Area for Commissioning | Commissioning-New-Assembly | 47.68% | 8.441% | 0% | 3.625% | 24.42% | 2.323% | 0% | 27.8% | 74.65% | 0% | 6.44% | 0% | 2.068% | 7.142% | 81.93% | 6.965% | 0% | 0% | 9.64% | 0% | 0% | 0% | 0% | 0% | 0% | 0% | Commissioning-New | Commercial EM-New |  | 0 | 100% | 100% | 100% | 100% | 100% | 100% | 100% | 100% | 100% | 100% | 100% | 100% | 100% | 100% | 100% | 100% | 100% | 100% | 100% | 0% | 0% | 0% | 0% | 0% | 0% | 0% | 47.68% | 8.441% | 0% | 3.625% | 24.42% | 2.323% | 0% | 27.8% | 74.65% | 0% | 6.44% | 0% | 2.068% | 7.142% | 81.93% | 6.965% | 0% | 0% | 9.64% | 0% | 0% | 0% | 0% | 0% | 0% | 0%
1 | 1811 | Commissioning | Com-Commissioning | New | Other | Gas | Per 1,000 Sqft of Floor Area for Commissioning | Commissioning-New-Other | 47.68% | 8.441% | 0% | 3.625% | 24.42% | 2.323% | 0% | 27.8% | 74.65% | 0% | 6.44% | 0% | 2.068% | 7.142% | 81.93% | 6.965% | 0% | 0% | 9.64% | 0% | 0% | 0% | 0% | 0% | 0% | 0% | Commissioning-New | Commercial EM-New |  | 0 | 100% | 100% | 100% | 100% | 100% | 100% | 100% | 100% | 100% | 100% | 100% | 100% | 100% | 100% | 100% | 100% | 100% | 100% | 100% | 0% | 0% | 0% | 0% | 0% | 0% | 0% | 47.68% | 8.441% | 0% | 3.625% | 24.42% | 2.323% | 0% | 27.8% | 74.65% | 0% | 6.44% | 0% | 2.068% | 7.142% | 81.93% | 6.965% | 0% | 0% | 9.64% | 0% | 0% | 0% | 0% | 0% | 0% | 0%
1 | 1811 | Commissioning | Com-Commissioning | New | Large Off | Electric | Per 1,000 Sqft of Floor Area for Commissioning | Commissioning-New-Large Off | 47.68% | 8.441% | 0% | 3.625% | 24.42% | 2.323% | 0% | 27.8% | 74.65% | 0% | 6.44% | 0% | 2.068% | 7.142% | 81.93% | 6.965% | 0% | 0% | 9.64% | 0% | 0% | 0% | 0% | 0% | 0% | 0% | Commissioning-New | Commercial EM-New |  | 0 | 100% | 100% | 100% | 100% | 100% | 100% | 100% | 100% | 100% | 100% | 100% | 100% | 100% | 100% | 100% | 100% | 100% | 100% | 100% | 0% | 0% | 0% | 0% | 0% | 0% | 0% | 47.68% | 8.441% | 0% | 3.625% | 24.42% | 2.323% | 0% | 27.8% | 74.65% | 0% | 6.44% | 0% | 2.068% | 7.142% | 81.93% | 6.965% | 0% | 0% | 9.64% | 0% | 0% | 0% | 0% | 0% | 0% | 0%
1 | 1811 | Commissioning | Com-Commissioning | New | Medium Off | Electric | Per 1,000 Sqft of Floor Area for Commissioning | Commissioning-New-Medium Off | 47.68% | 8.441% | 0% | 3.625% | 24.42% | 2.323% | 0% | 27.8% | 74.65% | 0% | 6.44% | 0% | 2.068% | 7.142% | 81.93% | 6.965% | 0% | 0% | 9.64% | 0% | 0% | 0% | 0% | 0% | 0% | 0% | Commissioning-New | Commercial EM-New |  | 0 | 100% | 100% | 100% | 100% | 100% | 100% | 100% | 100% | 100% | 100% | 100% | 100% | 100% | 100% | 100% | 100% | 100% | 100% | 100% | 0% | 0% | 0% | 0% | 0% | 0% | 0% | 47.68% | 8.441% | 0% | 3.625% | 24.42% | 2.323% | 0% | 27.8% | 74.65% | 0% | 6.44% | 0% | 2.068% | 7.142% | 81.93% | 6.965% | 0% | 0% | 9.64% | 0% | 0% | 0% | 0% | 0% | 0% | 0%
1 | 1811 | Commissioning | Com-Commissioning | New | Small Off | Electric | Per 1,000 Sqft of Floor Area for Commissioning | Commissioning-New-Small Off | 47.68% | 8.441% | 0% | 3.625% | 24.42% | 2.323% | 0% | 27.8% | 74.65% | 0% | 6.44% | 0% | 2.068% | 7.142% | 81.93% | 6.965% | 0% | 0% | 9.64% | 0% | 0% | 0% | 0% | 0% | 0% | 0% | Commissioning-New | Commercial EM-New |  | 0 | 100% | 100% | 100% | 100% | 100% | 100% | 100% | 100% | 100% | 100% | 100% | 100% | 100% | 100% | 100% | 100% | 100% | 100% | 100% | 0% | 0% | 0% | 0% | 0% | 0% | 0% | 47.68% | 8.441% | 0% | 3.625% | 24.42% | 2.323% | 0% | 27.8% | 74.65% | 0% | 6.44% | 0% | 2.068% | 7.142% | 81.93% | 6.965% | 0% | 0% | 9.64% | 0% | 0% | 0% | 0% | 0% | 0% | 0%
1 | 1811 | Commissioning | Com-Commissioning | New | Xlarge Ret | Electric | Per 1,000 Sqft of Floor Area for Commissioning | Commissioning-New-Xlarge Ret | 47.68% | 8.441% | 0% | 3.625% | 24.42% | 2.323% | 0% | 27.8% | 74.65% | 0% | 6.44% | 0% | 2.068% | 7.142% | 81.93% | 6.965% | 0% | 0% | 9.64% | 0% | 0% | 0% | 0% | 0% | 0% | 0% | Commissioning-New | Commercial EM-New |  | 0 | 100% | 100% | 100% | 100% | 100% | 100% | 100% | 100% | 100% | 100% | 100% | 100% | 100% | 100% | 100% | 100% | 100% | 100% | 100% | 0% | 0% | 0% | 0% | 0% | 0% | 0% | 47.68% | 8.441% | 0% | 3.625% | 24.42% | 2.323% | 0% | 27.8% | 74.65% | 0% | 6.44% | 0% | 2.068% | 7.142% | 81.93% | 6.965% | 0% | 0% | 9.64% | 0% | 0% | 0% | 0% | 0% | 0% | 0%
1 | 1811 | Commissioning | Com-Commissioning | New | Large Ret | Electric | Per 1,000 Sqft of Floor Area for Commissioning | Commissioning-New-Large Ret | 47.68% | 8.441% | 0% | 3.625% | 24.42% | 2.323% | 0% | 27.8% | 74.65% | 0% | 6.44% | 0% | 2.068% | 7.142% | 81.93% | 6.965% | 0% | 0% | 9.64% | 0% | 0% | 0% | 0% | 0% | 0% | 0% | Commissioning-New | Commercial EM-New |  | 0 | 100% | 100% | 100% | 100% | 100% | 100% | 100% | 100% | 100% | 100% | 100% | 100% | 100% | 100% | 100% | 100% | 100% | 100% | 100% | 0% | 0% | 0% | 0% | 0% | 0% | 0% | 47.68% | 8.441% | 0% | 3.625% | 24.42% | 2.323% | 0% | 27.8% | 74.65% | 0% | 6.44% | 0% | 2.068% | 7.142% | 81.93% | 6.965% | 0% | 0% | 9.64% | 0% | 0% | 0% | 0% | 0% | 0% | 0%
1 | 1811 | Commissioning | Com-Commissioning | New | Medium Ret | Electric | Per 1,000 Sqft of Floor Area for Commissioning | Commissioning-New-Medium Ret | 47.68% | 8.441% | 0% | 3.625% | 24.42% | 2.323% | 0% | 27.8% | 74.65% | 0% | 6.44% | 0% | 2.068% | 7.142% | 81.93% | 6.965% | 0% | 0% | 9.64% | 0% | 0% | 0% | 0% | 0% | 0% | 0% | Commissioning-New | Commercial EM-New |  | 0 | 100% | 100% | 100% | 100% | 100% | 100% | 100% | 100% | 100% | 100% | 100% | 100% | 100% | 100% | 100% | 100% | 100% | 100% | 100% | 0% | 0% | 0% | 0% | 0% | 0% | 0% | 47.68% | 8.441% | 0% | 3.625% | 24.42% | 2.323% | 0% | 27.8% | 74.65% | 0% | 6.44% | 0% | 2.068% | 7.142% | 81.93% | 6.965% | 0% | 0% | 9.64% | 0% | 0% | 0% | 0% | 0% | 0% | 0%
1 | 1811 | Commissioning | Com-Commissioning | New | Small Ret | Electric | Per 1,000 Sqft of Floor Area for Commissioning | Commissioning-New-Small Ret | 47.68% | 8.441% | 0% | 3.625% | 24.42% | 2.323% | 0% | 27.8% | 74.65% | 0% | 6.44% | 0% | 2.068% | 7.142% | 81.93% | 6.965% | 0% | 0% | 9.64% | 0% | 0% | 0% | 0% | 0% | 0% | 0% | Commissioning-New | Commercial EM-New |  | 0 | 100% | 100% | 100% | 100% | 100% | 100% | 100% | 100% | 100% | 100% | 100% | 100% | 100% | 100% | 100% | 100% | 100% | 100% | 100% | 0% | 0% | 0% | 0% | 0% | 0% | 0% | 47.68% | 8.441% | 0% | 3.625% | 24.42% | 2.323% | 0% | 27.8% | 74.65% | 0% | 6.44% | 0% | 2.068% | 7.142% | 81.93% | 6.965% | 0% | 0% | 9.64% | 0% | 0% | 0% | 0% | 0% | 0% | 0%
1 | 1811 | Commissioning | Com-Commissioning | New | School K-12 | Electric | Per 1,000 Sqft of Floor Area for Commissioning | Commissioning-New-School K-12 | 47.68% | 8.441% | 0% | 3.625% | 24.42% | 2.323% | 0% | 27.8% | 74.65% | 0% | 6.44% | 0% | 2.068% | 7.142% | 81.93% | 6.965% | 0% | 0% | 9.64% | 0% | 0% | 0% | 0% | 0% | 0% | 0% | Commissioning-New | Commercial EM-New |  | 0 | 100% | 100% | 100% | 100% | 100% | 100% | 100% | 100% | 100% | 100% | 100% | 100% | 100% | 100% | 100% | 100% | 100% | 100% | 100% | 0% | 0% | 0% | 0% | 0% | 0% | 0% | 47.68% | 8.441% | 0% | 3.625% | 24.42% | 2.323% | 0% | 27.8% | 74.65% | 0% | 6.44% | 0% | 2.068% | 7.142% | 81.93% | 6.965% | 0% | 0% | 9.64% | 0% | 0% | 0% | 0% | 0% | 0% | 0%
1 | 1811 | Commissioning | Com-Commissioning | New | University | Electric | Per 1,000 Sqft of Floor Area for Commissioning | Commissioning-New-University | 47.68% | 8.441% | 0% | 3.625% | 24.42% | 2.323% | 0% | 27.8% | 74.65% | 0% | 6.44% | 0% | 2.068% | 7.142% | 81.93% | 6.965% | 0% | 0% | 9.64% | 0% | 0% | 0% | 0% | 0% | 0% | 0% | Commissioning-New | Commercial EM-New |  | 0 | 100% | 100% | 100% | 100% | 100% | 100% | 100% | 100% | 100% | 100% | 100% | 100% | 100% | 100% | 100% | 100% | 100% | 100% | 100% | 0% | 0% | 0% | 0% | 0% | 0% | 0% | 47.68% | 8.441% | 0% | 3.625% | 24.42% | 2.323% | 0% | 27.8% | 74.65% | 0% | 6.44% | 0% | 2.068% | 7.142% | 81.93% | 6.965% | 0% | 0% | 9.64% | 0% | 0% | 0% | 0% | 0% | 0% | 0%
1 | 1811 | Commissioning | Com-Commissioning | New | Warehouse | Electric | Per 1,000 Sqft of Floor Area for Commissioning | Commissioning-New-Warehouse | 47.68% | 8.441% | 0% | 3.625% | 24.42% | 2.323% | 0% | 27.8% | 74.65% | 0% | 6.44% | 0% | 2.068% | 7.142% | 81.93% | 6.965% | 0% | 0% | 9.64% | 0% | 0% | 0% | 0% | 0% | 0% | 0% | Commissioning-New | Commercial EM-New |  | 0 | 100% | 100% | 100% | 100% | 100% | 100% | 100% | 100% | 100% | 100% | 100% | 100% | 100% | 100% | 100% | 100% | 100% | 100% | 100% | 0% | 0% | 0% | 0% | 0% | 0% | 0% | 47.68% | 8.441% | 0% | 3.625% | 24.42% | 2.323% | 0% | 27.8% | 74.65% | 0% | 6.44% | 0% | 2.068% | 7.142% | 81.93% | 6.965% | 0% | 0% | 9.64% | 0% | 0% | 0% | 0% | 0% | 0% | 0%
1 | 1811 | Commissioning | Com-Commissioning | New | Supermarket | Electric | Per 1,000 Sqft of Floor Area for Commissioning | Commissioning-New-Supermarket | 47.68% | 8.441% | 0% | 3.625% | 24.42% | 2.323% | 0% | 27.8% | 74.65% | 0% | 6.44% | 0% | 2.068% | 7.142% | 81.93% | 6.965% | 0% | 0% | 9.64% | 0% | 0% | 0% | 0% | 0% | 0% | 0% | Commissioning-New | Commercial EM-New |  | 0 | 100% | 100% | 100% | 100% | 100% | 100% | 100% | 100% | 100% | 100% | 100% | 100% | 100% | 100% | 100% | 100% | 100% | 100% | 100% | 0% | 0% | 0% | 0% | 0% | 0% | 0% | 47.68% | 8.441% | 0% | 3.625% | 24.42% | 2.323% | 0% | 27.8% | 74.65% | 0% | 6.44% | 0% | 2.068% | 7.142% | 81.93% | 6.965% | 0% | 0% | 9.64% | 0% | 0% | 0% | 0% | 0% | 0% | 0%
1 | 1811 | Commissioning | Com-Commissioning | New | MiniMart | Electric | Per 1,000 Sqft of Floor Area for Commissioning | Commissioning-New-MiniMart | 47.68% | 8.441% | 0% | 3.625% | 24.42% | 2.323% | 0% | 27.8% | 74.65% | 0% | 6.44% | 0% | 2.068% | 7.142% | 81.93% | 6.965% | 0% | 0% | 9.64% | 0% | 0% | 0% | 0% | 0% | 0% | 0% | Commissioning-New | Commercial EM-New |  | 0 | 100% | 100% | 100% | 100% | 100% | 100% | 100% | 100% | 100% | 100% | 100% | 100% | 100% | 100% | 100% | 100% | 100% | 100% | 100% | 0% | 0% | 0% | 0% | 0% | 0% | 0% | 47.68% | 8.441% | 0% | 3.625% | 24.42% | 2.323% | 0% | 27.8% | 74.65% | 0% | 6.44% | 0% | 2.068% | 7.142% | 81.93% | 6.965% | 0% | 0% | 9.64% | 0% | 0% | 0% | 0% | 0% | 0% | 0%
1 | 1811 | Commissioning | Com-Commissioning | New | Restaurant | Electric | Per 1,000 Sqft of Floor Area for Commissioning | Commissioning-New-Restaurant | 47.68% | 8.441% | 0% | 3.625% | 24.42% | 2.323% | 0% | 27.8% | 74.65% | 0% | 6.44% | 0% | 2.068% | 7.142% | 81.93% | 6.965% | 0% | 0% | 9.64% | 0% | 0% | 0% | 0% | 0% | 0% | 0% | Commissioning-New | Commercial EM-New |  | 0 | 100% | 100% | 100% | 100% | 100% | 100% | 100% | 100% | 100% | 100% | 100% | 100% | 100% | 100% | 100% | 100% | 100% | 100% | 100% | 0% | 0% | 0% | 0% | 0% | 0% | 0% | 47.68% | 8.441% | 0% | 3.625% | 24.42% | 2.323% | 0% | 27.8% | 74.65% | 0% | 6.44% | 0% | 2.068% | 7.142% | 81.93% | 6.965% | 0% | 0% | 9.64% | 0% | 0% | 0% | 0% | 0% | 0% | 0%
1 | 1811 | Commissioning | Com-Commissioning | New | Lodging | Electric | Per 1,000 Sqft of Floor Area for Commissioning | Commissioning-New-Lodging | 47.68% | 8.441% | 0% | 3.625% | 24.42% | 2.323% | 0% | 27.8% | 74.65% | 0% | 6.44% | 0% | 2.068% | 7.142% | 81.93% | 6.965% | 0% | 0% | 9.64% | 0% | 0% | 0% | 0% | 0% | 0% | 0% | Commissioning-New | Commercial EM-New |  | 0 | 100% | 100% | 100% | 100% | 100% | 100% | 100% | 100% | 100% | 100% | 100% | 100% | 100% | 100% | 100% | 100% | 100% | 100% | 100% | 0% | 0% | 0% | 0% | 0% | 0% | 0% | 47.68% | 8.441% | 0% | 3.625% | 24.42% | 2.323% | 0% | 27.8% | 74.65% | 0% | 6.44% | 0% | 2.068% | 7.142% | 81.93% | 6.965% | 0% | 0% | 9.64% | 0% | 0% | 0% | 0% | 0% | 0% | 0%
1 | 1811 | Commissioning | Com-Commissioning | New | Hospital | Electric | Per 1,000 Sqft of Floor Area for Commissioning | Commissioning-New-Hospital | 47.68% | 8.441% | 0% | 3.625% | 24.42% | 2.323% | 0% | 27.8% | 74.65% | 0% | 6.44% | 0% | 2.068% | 7.142% | 81.93% | 6.965% | 0% | 0% | 9.64% | 0% | 0% | 0% | 0% | 0% | 0% | 0% | Commissioning-New | Commercial EM-New |  | 0 | 100% | 100% | 100% | 100% | 100% | 100% | 100% | 100% | 100% | 100% | 100% | 100% | 100% | 100% | 100% | 100% | 100% | 100% | 100% | 0% | 0% | 0% | 0% | 0% | 0% | 0% | 47.68% | 8.441% | 0% | 3.625% | 24.42% | 2.323% | 0% | 27.8% | 74.65% | 0% | 6.44% | 0% | 2.068% | 7.142% | 81.93% | 6.965% | 0% | 0% | 9.64% | 0% | 0% | 0% | 0% | 0% | 0% | 0%
1 | 1811 | Commissioning | Com-Commissioning | New | Residential Care | Electric | Per 1,000 Sqft of Floor Area for Commissioning | Commissioning-New-Residential Care | 47.68% | 8.441% | 0% | 3.625% | 24.42% | 2.323% | 0% | 27.8% | 74.65% | 0% | 6.44% | 0% | 2.068% | 7.142% | 81.93% | 6.965% | 0% | 0% | 9.64% | 0% | 0% | 0% | 0% | 0% | 0% | 0% | Commissioning-New | Commercial EM-New |  | 0 | 100% | 100% | 100% | 100% | 100% | 100% | 100% | 100% | 100% | 100% | 100% | 100% | 100% | 100% | 100% | 100% | 100% | 100% | 100% | 0% | 0% | 0% | 0% | 0% | 0% | 0% | 47.68% | 8.441% | 0% | 3.625% | 24.42% | 2.323% | 0% | 27.8% | 74.65% | 0% | 6.44% | 0% | 2.068% | 7.142% | 81.93% | 6.965% | 0% | 0% | 9.64% | 0% | 0% | 0% | 0% | 0% | 0% | 0%
1 | 1811 | Commissioning | Com-Commissioning | New | Assembly | Electric | Per 1,000 Sqft of Floor Area for Commissioning | Commissioning-New-Assembly | 47.68% | 8.441% | 0% | 3.625% | 24.42% | 2.323% | 0% | 27.8% | 74.65% | 0% | 6.44% | 0% | 2.068% | 7.142% | 81.93% | 6.965% | 0% | 0% | 9.64% | 0% | 0% | 0% | 0% | 0% | 0% | 0% | Commissioning-New | Commercial EM-New |  | 0 | 100% | 100% | 100% | 100% | 100% | 100% | 100% | 100% | 100% | 100% | 100% | 100% | 100% | 100% | 100% | 100% | 100% | 100% | 100% | 0% | 0% | 0% | 0% | 0% | 0% | 0% | 47.68% | 8.441% | 0% | 3.625% | 24.42% | 2.323% | 0% | 27.8% | 74.65% | 0% | 6.44% | 0% | 2.068% | 7.142% | 81.93% | 6.965% | 0% | 0% | 9.64% | 0% | 0% | 0% | 0% | 0% | 0% | 0%
1 | 1811 | Commissioning | Com-Commissioning | New | Other | Electric | Per 1,000 Sqft of Floor Area for Commissioning | Commissioning-New-Other | 47.68% | 8.441% | 0% | 3.625% | 24.42% | 2.323% | 0% | 27.8% | 74.65% | 0% | 6.44% | 0% | 2.068% | 7.142% | 81.93% | 6.965% | 0% | 0% | 9.64% | 0% | 0% | 0% | 0% | 0% | 0% | 0% | Commissioning-New | Commercial EM-New |  | 0 | 100% | 100% | 100% | 100% | 100% | 100% | 100% | 100% | 100% | 100% | 100% | 100% | 100% | 100% | 100% | 100% | 100% | 100% | 100% | 0% | 0% | 0% | 0% | 0% | 0% | 0% | 47.68% | 8.441% | 0% | 3.625% | 24.42% | 2.323% | 0% | 27.8% | 74.65% | 0% | 6.44% | 0% | 2.068% | 7.142% | 81.93% | 6.965% | 0% | 0% | 9.64% | 0% | 0% | 0% | 0% | 0% | 0% | 0%
1 | 1811 | Compressed Air | COM-CompressedAir-7P_V4 | Retro | Large Off | Electric | Per Building SqFt | Compressed Air-Retro-Large Off | 1% | 1% | 1% | 1% | 1% | 1% | 1% | 1% | 1% | 1% | 1% | 1% | 1% | 1% | 1% | 1% | 1% | 1% | 1% | 0% | 0% | 0% | 0% | 0% | 0% | 0% | Compressed Air-Retro | Compressors-New |  | 0 | 100% | 100% | 100% | 100% | 100% | 100% | 100% | 100% | 100% | 100% | 100% | 100% | 100% | 100% | 100% | 100% | 100% | 100% | 100% | 0% | 0% | 0% | 0% | 0% | 0% | 0% | 1% | 1% | 1% | 1% | 1% | 1% | 1% | 1% | 1% | 1% | 1% | 1% | 1% | 1% | 1% | 1% | 1% | 1% | 1% | 0% | 0% | 0% | 0% | 0% | 0% | 0%
1 | 1811 | Compressed Air | COM-CompressedAir-7P_V4 | Retro | Medium Off | Electric | Per Building SqFt | Compressed Air-Retro-Medium Off | 1% | 1% | 1% | 1% | 1% | 1% | 1% | 1% | 1% | 1% | 1% | 1% | 1% | 1% | 1% | 1% | 1% | 1% | 1% | 0% | 0% | 0% | 0% | 0% | 0% | 0% | Compressed Air-Retro | Compressors-New |  | 0 | 100% | 100% | 100% | 100% | 100% | 100% | 100% | 100% | 100% | 100% | 100% | 100% | 100% | 100% | 100% | 100% | 100% | 100% | 100% | 0% | 0% | 0% | 0% | 0% | 0% | 0% | 1% | 1% | 1% | 1% | 1% | 1% | 1% | 1% | 1% | 1% | 1% | 1% | 1% | 1% | 1% | 1% | 1% | 1% | 1% | 0% | 0% | 0% | 0% | 0% | 0% | 0%
1 | 1811 | Compressed Air | COM-CompressedAir-7P_V4 | Retro | Small Off | Electric | Per Building SqFt | Compressed Air-Retro-Small Off | 1% | 1% | 1% | 1% | 1% | 1% | 1% | 1% | 1% | 1% | 1% | 1% | 1% | 1% | 1% | 1% | 1% | 1% | 1% | 0% | 0% | 0% | 0% | 0% | 0% | 0% | Compressed Air-Retro | Compressors-New |  | 0 | 100% | 100% | 100% | 100% | 100% | 100% | 100% | 100% | 100% | 100% | 100% | 100% | 100% | 100% | 100% | 100% | 100% | 100% | 100% | 0% | 0% | 0% | 0% | 0% | 0% | 0% | 1% | 1% | 1% | 1% | 1% | 1% | 1% | 1% | 1% | 1% | 1% | 1% | 1% | 1% | 1% | 1% | 1% | 1% | 1% | 0% | 0% | 0% | 0% | 0% | 0% | 0%
1 | 1811 | Compressed Air | COM-CompressedAir-7P_V4 | Retro | Xlarge Ret | Electric | Per Building SqFt | Compressed Air-Retro-Xlarge Ret | 1% | 1% | 1% | 1% | 1% | 1% | 1% | 1% | 1% | 1% | 1% | 1% | 1% | 1% | 1% | 1% | 1% | 1% | 1% | 0% | 0% | 0% | 0% | 0% | 0% | 0% | Compressed Air-Retro | Compressors-New |  | 0 | 100% | 100% | 100% | 100% | 100% | 100% | 100% | 100% | 100% | 100% | 100% | 100% | 100% | 100% | 100% | 100% | 100% | 100% | 100% | 0% | 0% | 0% | 0% | 0% | 0% | 0% | 1% | 1% | 1% | 1% | 1% | 1% | 1% | 1% | 1% | 1% | 1% | 1% | 1% | 1% | 1% | 1% | 1% | 1% | 1% | 0% | 0% | 0% | 0% | 0% | 0% | 0%
1 | 1811 | Compressed Air | COM-CompressedAir-7P_V4 | Retro | Large Ret | Electric | Per Building SqFt | Compressed Air-Retro-Large Ret | 1% | 1% | 1% | 1% | 1% | 1% | 1% | 1% | 1% | 1% | 1% | 1% | 1% | 1% | 1% | 1% | 1% | 1% | 1% | 0% | 0% | 0% | 0% | 0% | 0% | 0% | Compressed Air-Retro | Compressors-New |  | 0 | 100% | 100% | 100% | 100% | 100% | 100% | 100% | 100% | 100% | 100% | 100% | 100% | 100% | 100% | 100% | 100% | 100% | 100% | 100% | 0% | 0% | 0% | 0% | 0% | 0% | 0% | 1% | 1% | 1% | 1% | 1% | 1% | 1% | 1% | 1% | 1% | 1% | 1% | 1% | 1% | 1% | 1% | 1% | 1% | 1% | 0% | 0% | 0% | 0% | 0% | 0% | 0%
1 | 1811 | Compressed Air | COM-CompressedAir-7P_V4 | Retro | Medium Ret | Electric | Per Building SqFt | Compressed Air-Retro-Medium Ret | 1% | 1% | 1% | 1% | 1% | 1% | 1% | 1% | 1% | 1% | 1% | 1% | 1% | 1% | 1% | 1% | 1% | 1% | 1% | 0% | 0% | 0% | 0% | 0% | 0% | 0% | Compressed Air-Retro | Compressors-New |  | 0 | 100% | 100% | 100% | 100% | 100% | 100% | 100% | 100% | 100% | 100% | 100% | 100% | 100% | 100% | 100% | 100% | 100% | 100% | 100% | 0% | 0% | 0% | 0% | 0% | 0% | 0% | 1% | 1% | 1% | 1% | 1% | 1% | 1% | 1% | 1% | 1% | 1% | 1% | 1% | 1% | 1% | 1% | 1% | 1% | 1% | 0% | 0% | 0% | 0% | 0% | 0% | 0%
1 | 1811 | Compressed Air | COM-CompressedAir-7P_V4 | Retro | Small Ret | Electric | Per Building SqFt | Compressed Air-Retro-Small Ret | 1% | 1% | 1% | 1% | 1% | 1% | 1% | 1% | 1% | 1% | 1% | 1% | 1% | 1% | 1% | 1% | 1% | 1% | 1% | 0% | 0% | 0% | 0% | 0% | 0% | 0% | Compressed Air-Retro | Compressors-New |  | 0 | 100% | 100% | 100% | 100% | 100% | 100% | 100% | 100% | 100% | 100% | 100% | 100% | 100% | 100% | 100% | 100% | 100% | 100% | 100% | 0% | 0% | 0% | 0% | 0% | 0% | 0% | 1% | 1% | 1% | 1% | 1% | 1% | 1% | 1% | 1% | 1% | 1% | 1% | 1% | 1% | 1% | 1% | 1% | 1% | 1% | 0% | 0% | 0% | 0% | 0% | 0% | 0%
1 | 1811 | Compressed Air | COM-CompressedAir-7P_V4 | Retro | School K-12 | Electric | Per Building SqFt | Compressed Air-Retro-School K-12 | 1% | 1% | 1% | 1% | 1% | 1% | 1% | 1% | 1% | 1% | 1% | 1% | 1% | 1% | 1% | 1% | 1% | 1% | 1% | 0% | 0% | 0% | 0% | 0% | 0% | 0% | Compressed Air-Retro | Compressors-New |  | 0 | 100% | 100% | 100% | 100% | 100% | 100% | 100% | 100% | 100% | 100% | 100% | 100% | 100% | 100% | 100% | 100% | 100% | 100% | 100% | 0% | 0% | 0% | 0% | 0% | 0% | 0% | 1% | 1% | 1% | 1% | 1% | 1% | 1% | 1% | 1% | 1% | 1% | 1% | 1% | 1% | 1% | 1% | 1% | 1% | 1% | 0% | 0% | 0% | 0% | 0% | 0% | 0%
1 | 1811 | Compressed Air | COM-CompressedAir-7P_V4 | Retro | University | Electric | Per Building SqFt | Compressed Air-Retro-University | 1% | 1% | 1% | 1% | 1% | 1% | 1% | 1% | 1% | 1% | 1% | 1% | 1% | 1% | 1% | 1% | 1% | 1% | 1% | 0% | 0% | 0% | 0% | 0% | 0% | 0% | Compressed Air-Retro | Compressors-New |  | 0 | 100% | 100% | 100% | 100% | 100% | 100% | 100% | 100% | 100% | 100% | 100% | 100% | 100% | 100% | 100% | 100% | 100% | 100% | 100% | 0% | 0% | 0% | 0% | 0% | 0% | 0% | 1% | 1% | 1% | 1% | 1% | 1% | 1% | 1% | 1% | 1% | 1% | 1% | 1% | 1% | 1% | 1% | 1% | 1% | 1% | 0% | 0% | 0% | 0% | 0% | 0% | 0%
1 | 1811 | Compressed Air | COM-CompressedAir-7P_V4 | Retro | Warehouse | Electric | Per Building SqFt | Compressed Air-Retro-Warehouse | 1% | 1% | 1% | 1% | 1% | 1% | 1% | 1% | 1% | 1% | 1% | 1% | 1% | 1% | 1% | 1% | 1% | 1% | 1% | 0% | 0% | 0% | 0% | 0% | 0% | 0% | Compressed Air-Retro | Compressors-New |  | 0 | 100% | 100% | 100% | 100% | 100% | 100% | 100% | 100% | 100% | 100% | 100% | 100% | 100% | 100% | 100% | 100% | 100% | 100% | 100% | 0% | 0% | 0% | 0% | 0% | 0% | 0% | 1% | 1% | 1% | 1% | 1% | 1% | 1% | 1% | 1% | 1% | 1% | 1% | 1% | 1% | 1% | 1% | 1% | 1% | 1% | 0% | 0% | 0% | 0% | 0% | 0% | 0%
1 | 1811 | Compressed Air | COM-CompressedAir-7P_V4 | Retro | Supermarket | Electric | Per Building SqFt | Compressed Air-Retro-Supermarket | 1% | 1% | 1% | 1% | 1% | 1% | 1% | 1% | 1% | 1% | 1% | 1% | 1% | 1% | 1% | 1% | 1% | 1% | 1% | 0% | 0% | 0% | 0% | 0% | 0% | 0% | Compressed Air-Retro | Compressors-New |  | 0 | 100% | 100% | 100% | 100% | 100% | 100% | 100% | 100% | 100% | 100% | 100% | 100% | 100% | 100% | 100% | 100% | 100% | 100% | 100% | 0% | 0% | 0% | 0% | 0% | 0% | 0% | 1% | 1% | 1% | 1% | 1% | 1% | 1% | 1% | 1% | 1% | 1% | 1% | 1% | 1% | 1% | 1% | 1% | 1% | 1% | 0% | 0% | 0% | 0% | 0% | 0% | 0%
1 | 1811 | Compressed Air | COM-CompressedAir-7P_V4 | Retro | MiniMart | Electric | Per Building SqFt | Compressed Air-Retro-MiniMart | 1% | 1% | 1% | 1% | 1% | 1% | 1% | 1% | 1% | 1% | 1% | 1% | 1% | 1% | 1% | 1% | 1% | 1% | 1% | 0% | 0% | 0% | 0% | 0% | 0% | 0% | Compressed Air-Retro | Compressors-New |  | 0 | 100% | 100% | 100% | 100% | 100% | 100% | 100% | 100% | 100% | 100% | 100% | 100% | 100% | 100% | 100% | 100% | 100% | 100% | 100% | 0% | 0% | 0% | 0% | 0% | 0% | 0% | 1% | 1% | 1% | 1% | 1% | 1% | 1% | 1% | 1% | 1% | 1% | 1% | 1% | 1% | 1% | 1% | 1% | 1% | 1% | 0% | 0% | 0% | 0% | 0% | 0% | 0%
1 | 1811 | Compressed Air | COM-CompressedAir-7P_V4 | Retro | Restaurant | Electric | Per Building SqFt | Compressed Air-Retro-Restaurant | 1% | 1% | 1% | 1% | 1% | 1% | 1% | 1% | 1% | 1% | 1% | 1% | 1% | 1% | 1% | 1% | 1% | 1% | 1% | 0% | 0% | 0% | 0% | 0% | 0% | 0% | Compressed Air-Retro | Compressors-New |  | 0 | 100% | 100% | 100% | 100% | 100% | 100% | 100% | 100% | 100% | 100% | 100% | 100% | 100% | 100% | 100% | 100% | 100% | 100% | 100% | 0% | 0% | 0% | 0% | 0% | 0% | 0% | 1% | 1% | 1% | 1% | 1% | 1% | 1% | 1% | 1% | 1% | 1% | 1% | 1% | 1% | 1% | 1% | 1% | 1% | 1% | 0% | 0% | 0% | 0% | 0% | 0% | 0%
1 | 1811 | Compressed Air | COM-CompressedAir-7P_V4 | Retro | Lodging | Electric | Per Building SqFt | Compressed Air-Retro-Lodging | 1% | 1% | 1% | 1% | 1% | 1% | 1% | 1% | 1% | 1% | 1% | 1% | 1% | 1% | 1% | 1% | 1% | 1% | 1% | 0% | 0% | 0% | 0% | 0% | 0% | 0% | Compressed Air-Retro | Compressors-New |  | 0 | 100% | 100% | 100% | 100% | 100% | 100% | 100% | 100% | 100% | 100% | 100% | 100% | 100% | 100% | 100% | 100% | 100% | 100% | 100% | 0% | 0% | 0% | 0% | 0% | 0% | 0% | 1% | 1% | 1% | 1% | 1% | 1% | 1% | 1% | 1% | 1% | 1% | 1% | 1% | 1% | 1% | 1% | 1% | 1% | 1% | 0% | 0% | 0% | 0% | 0% | 0% | 0%
1 | 1811 | Compressed Air | COM-CompressedAir-7P_V4 | Retro | Hospital | Electric | Per Building SqFt | Compressed Air-Retro-Hospital | 1% | 1% | 1% | 1% | 1% | 1% | 1% | 1% | 1% | 1% | 1% | 1% | 1% | 1% | 1% | 1% | 1% | 1% | 1% | 0% | 0% | 0% | 0% | 0% | 0% | 0% | Compressed Air-Retro | Compressors-New |  | 0 | 100% | 100% | 100% | 100% | 100% | 100% | 100% | 100% | 100% | 100% | 100% | 100% | 100% | 100% | 100% | 100% | 100% | 100% | 100% | 0% | 0% | 0% | 0% | 0% | 0% | 0% | 1% | 1% | 1% | 1% | 1% | 1% | 1% | 1% | 1% | 1% | 1% | 1% | 1% | 1% | 1% | 1% | 1% | 1% | 1% | 0% | 0% | 0% | 0% | 0% | 0% | 0%
1 | 1811 | Compressed Air | COM-CompressedAir-7P_V4 | Retro | Residential Care | Electric | Per Building SqFt | Compressed Air-Retro-Residential Care | 1% | 1% | 1% | 1% | 1% | 1% | 1% | 1% | 1% | 1% | 1% | 1% | 1% | 1% | 1% | 1% | 1% | 1% | 1% | 0% | 0% | 0% | 0% | 0% | 0% | 0% | Compressed Air-Retro | Compressors-New |  | 0 | 100% | 100% | 100% | 100% | 100% | 100% | 100% | 100% | 100% | 100% | 100% | 100% | 100% | 100% | 100% | 100% | 100% | 100% | 100% | 0% | 0% | 0% | 0% | 0% | 0% | 0% | 1% | 1% | 1% | 1% | 1% | 1% | 1% | 1% | 1% | 1% | 1% | 1% | 1% | 1% | 1% | 1% | 1% | 1% | 1% | 0% | 0% | 0% | 0% | 0% | 0% | 0%
1 | 1811 | Compressed Air | COM-CompressedAir-7P_V4 | Retro | Assembly | Electric | Per Building SqFt | Compressed Air-Retro-Assembly | 1% | 1% | 1% | 1% | 1% | 1% | 1% | 1% | 1% | 1% | 1% | 1% | 1% | 1% | 1% | 1% | 1% | 1% | 1% | 0% | 0% | 0% | 0% | 0% | 0% | 0% | Compressed Air-Retro | Compressors-New |  | 0 | 100% | 100% | 100% | 100% | 100% | 100% | 100% | 100% | 100% | 100% | 100% | 100% | 100% | 100% | 100% | 100% | 100% | 100% | 100% | 0% | 0% | 0% | 0% | 0% | 0% | 0% | 1% | 1% | 1% | 1% | 1% | 1% | 1% | 1% | 1% | 1% | 1% | 1% | 1% | 1% | 1% | 1% | 1% | 1% | 1% | 0% | 0% | 0% | 0% | 0% | 0% | 0%
1 | 1811 | Compressed Air | COM-CompressedAir-7P_V4 | Retro | Other | Electric | Per Building SqFt | Compressed Air-Retro-Other | 1% | 1% | 1% | 1% | 1% | 1% | 1% | 1% | 1% | 1% | 1% | 1% | 1% | 1% | 1% | 1% | 1% | 1% | 1% | 0% | 0% | 0% | 0% | 0% | 0% | 0% | Compressed Air-Retro | Compressors-New |  | 0 | 100% | 100% | 100% | 100% | 100% | 100% | 100% | 100% | 100% | 100% | 100% | 100% | 100% | 100% | 100% | 100% | 100% | 100% | 100% | 0% | 0% | 0% | 0% | 0% | 0% | 0% | 1% | 1% | 1% | 1% | 1% | 1% | 1% | 1% | 1% | 1% | 1% | 1% | 1% | 1% | 1% | 1% | 1% | 1% | 1% | 0% | 0% | 0% | 0% | 0% | 0% | 0%
1 | 1811 | Compressed Air | COM-CompressedAir-7P_V4 | NR | Large Off | Electric | Per Building SqFt | Compressed Air-NR-Large Off | 1% | 1% | 1% | 1% | 1% | 1% | 1% | 1% | 1% | 1% | 1% | 1% | 1% | 1% | 1% | 1% | 1% | 1% | 1% | 0% | 0% | 0% | 0% | 0% | 0% | 0% | Compressed Air-NR | Compressors-NR |  | 0 | 100% | 100% | 100% | 100% | 100% | 100% | 100% | 100% | 100% | 100% | 100% | 100% | 100% | 100% | 100% | 100% | 100% | 100% | 100% | 0% | 0% | 0% | 0% | 0% | 0% | 0% | 1% | 1% | 1% | 1% | 1% | 1% | 1% | 1% | 1% | 1% | 1% | 1% | 1% | 1% | 1% | 1% | 1% | 1% | 1% | 0% | 0% | 0% | 0% | 0% | 0% | 0%
1 | 1811 | Compressed Air | COM-CompressedAir-7P_V4 | NR | Medium Off | Electric | Per Building SqFt | Compressed Air-NR-Medium Off | 1% | 1% | 1% | 1% | 1% | 1% | 1% | 1% | 1% | 1% | 1% | 1% | 1% | 1% | 1% | 1% | 1% | 1% | 1% | 0% | 0% | 0% | 0% | 0% | 0% | 0% | Compressed Air-NR | Compressors-NR |  | 0 | 100% | 100% | 100% | 100% | 100% | 100% | 100% | 100% | 100% | 100% | 100% | 100% | 100% | 100% | 100% | 100% | 100% | 100% | 100% | 0% | 0% | 0% | 0% | 0% | 0% | 0% | 1% | 1% | 1% | 1% | 1% | 1% | 1% | 1% | 1% | 1% | 1% | 1% | 1% | 1% | 1% | 1% | 1% | 1% | 1% | 0% | 0% | 0% | 0% | 0% | 0% | 0%
1 | 1811 | Compressed Air | COM-CompressedAir-7P_V4 | NR | Small Off | Electric | Per Building SqFt | Compressed Air-NR-Small Off | 1% | 1% | 1% | 1% | 1% | 1% | 1% | 1% | 1% | 1% | 1% | 1% | 1% | 1% | 1% | 1% | 1% | 1% | 1% | 0% | 0% | 0% | 0% | 0% | 0% | 0% | Compressed Air-NR | Compressors-NR |  | 0 | 100% | 100% | 100% | 100% | 100% | 100% | 100% | 100% | 100% | 100% | 100% | 100% | 100% | 100% | 100% | 100% | 100% | 100% | 100% | 0% | 0% | 0% | 0% | 0% | 0% | 0% | 1% | 1% | 1% | 1% | 1% | 1% | 1% | 1% | 1% | 1% | 1% | 1% | 1% | 1% | 1% | 1% | 1% | 1% | 1% | 0% | 0% | 0% | 0% | 0% | 0% | 0%
1 | 1811 | Compressed Air | COM-CompressedAir-7P_V4 | NR | Xlarge Ret | Electric | Per Building SqFt | Compressed Air-NR-Xlarge Ret | 1% | 1% | 1% | 1% | 1% | 1% | 1% | 1% | 1% | 1% | 1% | 1% | 1% | 1% | 1% | 1% | 1% | 1% | 1% | 0% | 0% | 0% | 0% | 0% | 0% | 0% | Compressed Air-NR | Compressors-NR |  | 0 | 100% | 100% | 100% | 100% | 100% | 100% | 100% | 100% | 100% | 100% | 100% | 100% | 100% | 100% | 100% | 100% | 100% | 100% | 100% | 0% | 0% | 0% | 0% | 0% | 0% | 0% | 1% | 1% | 1% | 1% | 1% | 1% | 1% | 1% | 1% | 1% | 1% | 1% | 1% | 1% | 1% | 1% | 1% | 1% | 1% | 0% | 0% | 0% | 0% | 0% | 0% | 0%
1 | 1811 | Compressed Air | COM-CompressedAir-7P_V4 | NR | Large Ret | Electric | Per Building SqFt | Compressed Air-NR-Large Ret | 1% | 1% | 1% | 1% | 1% | 1% | 1% | 1% | 1% | 1% | 1% | 1% | 1% | 1% | 1% | 1% | 1% | 1% | 1% | 0% | 0% | 0% | 0% | 0% | 0% | 0% | Compressed Air-NR | Compressors-NR |  | 0 | 100% | 100% | 100% | 100% | 100% | 100% | 100% | 100% | 100% | 100% | 100% | 100% | 100% | 100% | 100% | 100% | 100% | 100% | 100% | 0% | 0% | 0% | 0% | 0% | 0% | 0% | 1% | 1% | 1% | 1% | 1% | 1% | 1% | 1% | 1% | 1% | 1% | 1% | 1% | 1% | 1% | 1% | 1% | 1% | 1% | 0% | 0% | 0% | 0% | 0% | 0% | 0%
1 | 1811 | Compressed Air | COM-CompressedAir-7P_V4 | NR | Medium Ret | Electric | Per Building SqFt | Compressed Air-NR-Medium Ret | 1% | 1% | 1% | 1% | 1% | 1% | 1% | 1% | 1% | 1% | 1% | 1% | 1% | 1% | 1% | 1% | 1% | 1% | 1% | 0% | 0% | 0% | 0% | 0% | 0% | 0% | Compressed Air-NR | Compressors-NR |  | 0 | 100% | 100% | 100% | 100% | 100% | 100% | 100% | 100% | 100% | 100% | 100% | 100% | 100% | 100% | 100% | 100% | 100% | 100% | 100% | 0% | 0% | 0% | 0% | 0% | 0% | 0% | 1% | 1% | 1% | 1% | 1% | 1% | 1% | 1% | 1% | 1% | 1% | 1% | 1% | 1% | 1% | 1% | 1% | 1% | 1% | 0% | 0% | 0% | 0% | 0% | 0% | 0%
1 | 1811 | Compressed Air | COM-CompressedAir-7P_V4 | NR | Small Ret | Electric | Per Building SqFt | Compressed Air-NR-Small Ret | 1% | 1% | 1% | 1% | 1% | 1% | 1% | 1% | 1% | 1% | 1% | 1% | 1% | 1% | 1% | 1% | 1% | 1% | 1% | 0% | 0% | 0% | 0% | 0% | 0% | 0% | Compressed Air-NR | Compressors-NR |  | 0 | 100% | 100% | 100% | 100% | 100% | 100% | 100% | 100% | 100% | 100% | 100% | 100% | 100% | 100% | 100% | 100% | 100% | 100% | 100% | 0% | 0% | 0% | 0% | 0% | 0% | 0% | 1% | 1% | 1% | 1% | 1% | 1% | 1% | 1% | 1% | 1% | 1% | 1% | 1% | 1% | 1% | 1% | 1% | 1% | 1% | 0% | 0% | 0% | 0% | 0% | 0% | 0%
1 | 1811 | Compressed Air | COM-CompressedAir-7P_V4 | NR | School K-12 | Electric | Per Building SqFt | Compressed Air-NR-School K-12 | 1% | 1% | 1% | 1% | 1% | 1% | 1% | 1% | 1% | 1% | 1% | 1% | 1% | 1% | 1% | 1% | 1% | 1% | 1% | 0% | 0% | 0% | 0% | 0% | 0% | 0% | Compressed Air-NR | Compressors-NR |  | 0 | 100% | 100% | 100% | 100% | 100% | 100% | 100% | 100% | 100% | 100% | 100% | 100% | 100% | 100% | 100% | 100% | 100% | 100% | 100% | 0% | 0% | 0% | 0% | 0% | 0% | 0% | 1% | 1% | 1% | 1% | 1% | 1% | 1% | 1% | 1% | 1% | 1% | 1% | 1% | 1% | 1% | 1% | 1% | 1% | 1% | 0% | 0% | 0% | 0% | 0% | 0% | 0%
1 | 1811 | Compressed Air | COM-CompressedAir-7P_V4 | NR | University | Electric | Per Building SqFt | Compressed Air-NR-University | 1% | 1% | 1% | 1% | 1% | 1% | 1% | 1% | 1% | 1% | 1% | 1% | 1% | 1% | 1% | 1% | 1% | 1% | 1% | 0% | 0% | 0% | 0% | 0% | 0% | 0% | Compressed Air-NR | Compressors-NR |  | 0 | 100% | 100% | 100% | 100% | 100% | 100% | 100% | 100% | 100% | 100% | 100% | 100% | 100% | 100% | 100% | 100% | 100% | 100% | 100% | 0% | 0% | 0% | 0% | 0% | 0% | 0% | 1% | 1% | 1% | 1% | 1% | 1% | 1% | 1% | 1% | 1% | 1% | 1% | 1% | 1% | 1% | 1% | 1% | 1% | 1% | 0% | 0% | 0% | 0% | 0% | 0% | 0%
1 | 1811 | Compressed Air | COM-CompressedAir-7P_V4 | NR | Warehouse | Electric | Per Building SqFt | Compressed Air-NR-Warehouse | 1% | 1% | 1% | 1% | 1% | 1% | 1% | 1% | 1% | 1% | 1% | 1% | 1% | 1% | 1% | 1% | 1% | 1% | 1% | 0% | 0% | 0% | 0% | 0% | 0% | 0% | Compressed Air-NR | Compressors-NR |  | 0 | 100% | 100% | 100% | 100% | 100% | 100% | 100% | 100% | 100% | 100% | 100% | 100% | 100% | 100% | 100% | 100% | 100% | 100% | 100% | 0% | 0% | 0% | 0% | 0% | 0% | 0% | 1% | 1% | 1% | 1% | 1% | 1% | 1% | 1% | 1% | 1% | 1% | 1% | 1% | 1% | 1% | 1% | 1% | 1% | 1% | 0% | 0% | 0% | 0% | 0% | 0% | 0%
1 | 1811 | Compressed Air | COM-CompressedAir-7P_V4 | NR | Supermarket | Electric | Per Building SqFt | Compressed Air-NR-Supermarket | 1% | 1% | 1% | 1% | 1% | 1% | 1% | 1% | 1% | 1% | 1% | 1% | 1% | 1% | 1% | 1% | 1% | 1% | 1% | 0% | 0% | 0% | 0% | 0% | 0% | 0% | Compressed Air-NR | Compressors-NR |  | 0 | 100% | 100% | 100% | 100% | 100% | 100% | 100% | 100% | 100% | 100% | 100% | 100% | 100% | 100% | 100% | 100% | 100% | 100% | 100% | 0% | 0% | 0% | 0% | 0% | 0% | 0% | 1% | 1% | 1% | 1% | 1% | 1% | 1% | 1% | 1% | 1% | 1% | 1% | 1% | 1% | 1% | 1% | 1% | 1% | 1% | 0% | 0% | 0% | 0% | 0% | 0% | 0%
1 | 1811 | Compressed Air | COM-CompressedAir-7P_V4 | NR | MiniMart | Electric | Per Building SqFt | Compressed Air-NR-MiniMart | 1% | 1% | 1% | 1% | 1% | 1% | 1% | 1% | 1% | 1% | 1% | 1% | 1% | 1% | 1% | 1% | 1% | 1% | 1% | 0% | 0% | 0% | 0% | 0% | 0% | 0% | Compressed Air-NR | Compressors-NR |  | 0 | 100% | 100% | 100% | 100% | 100% | 100% | 100% | 100% | 100% | 100% | 100% | 100% | 100% | 100% | 100% | 100% | 100% | 100% | 100% | 0% | 0% | 0% | 0% | 0% | 0% | 0% | 1% | 1% | 1% | 1% | 1% | 1% | 1% | 1% | 1% | 1% | 1% | 1% | 1% | 1% | 1% | 1% | 1% | 1% | 1% | 0% | 0% | 0% | 0% | 0% | 0% | 0%
1 | 1811 | Compressed Air | COM-CompressedAir-7P_V4 | NR | Restaurant | Electric | Per Building SqFt | Compressed Air-NR-Restaurant | 1% | 1% | 1% | 1% | 1% | 1% | 1% | 1% | 1% | 1% | 1% | 1% | 1% | 1% | 1% | 1% | 1% | 1% | 1% | 0% | 0% | 0% | 0% | 0% | 0% | 0% | Compressed Air-NR | Compressors-NR |  | 0 | 100% | 100% | 100% | 100% | 100% | 100% | 100% | 100% | 100% | 100% | 100% | 100% | 100% | 100% | 100% | 100% | 100% | 100% | 100% | 0% | 0% | 0% | 0% | 0% | 0% | 0% | 1% | 1% | 1% | 1% | 1% | 1% | 1% | 1% | 1% | 1% | 1% | 1% | 1% | 1% | 1% | 1% | 1% | 1% | 1% | 0% | 0% | 0% | 0% | 0% | 0% | 0%
1 | 1811 | Compressed Air | COM-CompressedAir-7P_V4 | NR | Lodging | Electric | Per Building SqFt | Compressed Air-NR-Lodging | 1% | 1% | 1% | 1% | 1% | 1% | 1% | 1% | 1% | 1% | 1% | 1% | 1% | 1% | 1% | 1% | 1% | 1% | 1% | 0% | 0% | 0% | 0% | 0% | 0% | 0% | Compressed Air-NR | Compressors-NR |  | 0 | 100% | 100% | 100% | 100% | 100% | 100% | 100% | 100% | 100% | 100% | 100% | 100% | 100% | 100% | 100% | 100% | 100% | 100% | 100% | 0% | 0% | 0% | 0% | 0% | 0% | 0% | 1% | 1% | 1% | 1% | 1% | 1% | 1% | 1% | 1% | 1% | 1% | 1% | 1% | 1% | 1% | 1% | 1% | 1% | 1% | 0% | 0% | 0% | 0% | 0% | 0% | 0%
1 | 1811 | Compressed Air | COM-CompressedAir-7P_V4 | NR | Hospital | Electric | Per Building SqFt | Compressed Air-NR-Hospital | 1% | 1% | 1% | 1% | 1% | 1% | 1% | 1% | 1% | 1% | 1% | 1% | 1% | 1% | 1% | 1% | 1% | 1% | 1% | 0% | 0% | 0% | 0% | 0% | 0% | 0% | Compressed Air-NR | Compressors-NR |  | 0 | 100% | 100% | 100% | 100% | 100% | 100% | 100% | 100% | 100% | 100% | 100% | 100% | 100% | 100% | 100% | 100% | 100% | 100% | 100% | 0% | 0% | 0% | 0% | 0% | 0% | 0% | 1% | 1% | 1% | 1% | 1% | 1% | 1% | 1% | 1% | 1% | 1% | 1% | 1% | 1% | 1% | 1% | 1% | 1% | 1% | 0% | 0% | 0% | 0% | 0% | 0% | 0%
1 | 1811 | Compressed Air | COM-CompressedAir-7P_V4 | NR | Residential Care | Electric | Per Building SqFt | Compressed Air-NR-Residential Care | 1% | 1% | 1% | 1% | 1% | 1% | 1% | 1% | 1% | 1% | 1% | 1% | 1% | 1% | 1% | 1% | 1% | 1% | 1% | 0% | 0% | 0% | 0% | 0% | 0% | 0% | Compressed Air-NR | Compressors-NR |  | 0 | 100% | 100% | 100% | 100% | 100% | 100% | 100% | 100% | 100% | 100% | 100% | 100% | 100% | 100% | 100% | 100% | 100% | 100% | 100% | 0% | 0% | 0% | 0% | 0% | 0% | 0% | 1% | 1% | 1% | 1% | 1% | 1% | 1% | 1% | 1% | 1% | 1% | 1% | 1% | 1% | 1% | 1% | 1% | 1% | 1% | 0% | 0% | 0% | 0% | 0% | 0% | 0%
1 | 1811 | Compressed Air | COM-CompressedAir-7P_V4 | NR | Assembly | Electric | Per Building SqFt | Compressed Air-NR-Assembly | 1% | 1% | 1% | 1% | 1% | 1% | 1% | 1% | 1% | 1% | 1% | 1% | 1% | 1% | 1% | 1% | 1% | 1% | 1% | 0% | 0% | 0% | 0% | 0% | 0% | 0% | Compressed Air-NR | Compressors-NR |  | 0 | 100% | 100% | 100% | 100% | 100% | 100% | 100% | 100% | 100% | 100% | 100% | 100% | 100% | 100% | 100% | 100% | 100% | 100% | 100% | 0% | 0% | 0% | 0% | 0% | 0% | 0% | 1% | 1% | 1% | 1% | 1% | 1% | 1% | 1% | 1% | 1% | 1% | 1% | 1% | 1% | 1% | 1% | 1% | 1% | 1% | 0% | 0% | 0% | 0% | 0% | 0% | 0%
1 | 1811 | Compressed Air | COM-CompressedAir-7P_V4 | NR | Other | Electric | Per Building SqFt | Compressed Air-NR-Other | 1% | 1% | 1% | 1% | 1% | 1% | 1% | 1% | 1% | 1% | 1% | 1% | 1% | 1% | 1% | 1% | 1% | 1% | 1% | 0% | 0% | 0% | 0% | 0% | 0% | 0% | Compressed Air-NR | Compressors-NR |  | 0 | 100% | 100% | 100% | 100% | 100% | 100% | 100% | 100% | 100% | 100% | 100% | 100% | 100% | 100% | 100% | 100% | 100% | 100% | 100% | 0% | 0% | 0% | 0% | 0% | 0% | 0% | 1% | 1% | 1% | 1% | 1% | 1% | 1% | 1% | 1% | 1% | 1% | 1% | 1% | 1% | 1% | 1% | 1% | 1% | 1% | 0% | 0% | 0% | 0% | 0% | 0% | 0%
1 | 1811 | Cooling DX Tuneup | Com-Tuneup_Cooling_DX-Cadmus | Retro | XLarge Ret | Electric | Per Building Sqft - Cooling DX Tune Up | XLarge Ret Tune-up - DX Maintenance - Refrigerant Charge Correction | 50% | 50% | 50% | 50% | 50% | 50% | 50% | 50% | 50% | 50% | 50% | 50% | 50% | 50% | 50% | 50% | 50% | 50% | 50% | 0% | 0% | 0% | 0% | 0% | 0% | 0% | Cooling DX Tuneup-Retro | 0 |  | 0 | 100% | 100% | 100% | 100% | 100% | 100% | 100% | 100% | 100% | 100% | 100% | 100% | 100% | 100% | 100% | 100% | 100% | 100% | 100% | 0% | 0% | 0% | 0% | 0% | 0% | 0% | 50% | 50% | 50% | 50% | 50% | 50% | 50% | 50% | 50% | 50% | 50% | 50% | 50% | 50% | 50% | 50% | 50% | 50% | 50% | 0% | 0% | 0% | 0% | 0% | 0% | 0%
1 | 1811 | Cooling DX Tuneup | Com-Tuneup_Cooling_DX-Cadmus | Retro | XLarge Ret | Electric | Per Building Sqft - Cooling DX Tune Up | XLarge Ret Tune-up - DX Maintenance - Coil Cleaning | 50% | 50% | 50% | 50% | 50% | 50% | 50% | 50% | 50% | 50% | 50% | 50% | 50% | 50% | 50% | 50% | 50% | 50% | 50% | 0% | 0% | 0% | 0% | 0% | 0% | 0% | Cooling DX Tuneup-Retro | 0 |  | 0 | 100% | 100% | 100% | 100% | 100% | 100% | 100% | 100% | 100% | 100% | 100% | 100% | 100% | 100% | 100% | 100% | 100% | 100% | 100% | 0% | 0% | 0% | 0% | 0% | 0% | 0% | 50% | 50% | 50% | 50% | 50% | 50% | 50% | 50% | 50% | 50% | 50% | 50% | 50% | 50% | 50% | 50% | 50% | 50% | 50% | 0% | 0% | 0% | 0% | 0% | 0% | 0%
| 1811 | Cooling DX | Com-Cooling_DX_Cadmus | NR and New | Xlarge Ret | Electric | Per Building Sqft of Cooling DX - 65 to 135 kBtuh | XLarge Ret DX Package 65 to 135 kBtuh - Premium Efficiency | 100% | 100% | 100% | 100% | 100% | 100% | 100% | 100% | 100% | 100% | 100% | 100% | 100% | 100% | 100% | 100% | 100% | 100% | 100% | 0% | 0% | 0% | 0% | 0% | 0% | 0% | Cooling DX-NR and New | 0 |  | 0 | 9.797% | 55.8% | 100% | 44.65% | 73.22% | 62.79% | 0% | 15.29% | 0% | 66.63% | 50.23% | 100% | 76.26% | 45.13% | 0% | 75.4% | 43.46% | 41.37% | 41.37% | 0% | 0% | 0% | 0% | 0% | 0% | 0% | 9.797% | 55.8% | 100% | 44.65% | 73.22% | 62.79% | 0% | 15.29% | 0% | 66.63% | 50.23% | 100% | 76.26% | 45.13% | 0% | 75.4% | 43.46% | 41.37% | 41.37% | 0% | 0% | 0% | 0% | 0% | 0% | 0%
| 1811 | Cooling DX | Com-Cooling_DX_Cadmus | NR and New | Xlarge Ret | Electric | Per Building Sqft of Cooling DX - 65 to 135 kBtuh | XLarge Ret DX Package 65 to 135 kBtuh - Federal Standard 2023 | 100% | 100% | 100% | 100% | 100% | 100% | 100% | 100% | 100% | 100% | 100% | 100% | 100% | 100% | 100% | 100% | 100% | 100% | 100% | 0% | 0% | 0% | 0% | 0% | 0% | 0% | Cooling DX-NR and New | 0 |  | 0 | 9.797% | 55.8% | 100% | 44.65% | 73.22% | 62.79% | 0% | 15.29% | 0% | 66.63% | 50.23% | 100% | 76.26% | 45.13% | 0% | 75.4% | 43.46% | 41.37% | 41.37% | 0% | 0% | 0% | 0% | 0% | 0% | 0% | 9.797% | 55.8% | 100% | 44.65% | 73.22% | 62.79% | 0% | 15.29% | 0% | 66.63% | 50.23% | 100% | 76.26% | 45.13% | 0% | 75.4% | 43.46% | 41.37% | 41.37% | 0% | 0% | 0% | 0% | 0% | 0% | 0%
| 1811 | Cooling DX | Com-Cooling_DX_Cadmus | NR and New | Xlarge Ret | Electric | Per Building Sqft of Cooling DX - 240 to 760 kBtuh | XLarge Ret DX Package 240 to 760 kBtuh - Premium Efficiency | 100% | 100% | 100% | 100% | 100% | 100% | 100% | 100% | 100% | 100% | 100% | 100% | 100% | 100% | 100% | 100% | 100% | 100% | 100% | 0% | 0% | 0% | 0% | 0% | 0% | 0% | Cooling DX-NR and New | 0 |  | 0 | 16.28% | 24% | 0% | 28.35% | 26.78% | 31.5% | 0% | 20.07% | 0% | 13.39% | 32.17% | 0% | 18.02% | 30.15% | 0% | 18.68% | 18.67% | 29.57% | 23.47% | 0% | 0% | 0% | 0% | 0% | 0% | 0% | 16.28% | 24% | 0% | 28.35% | 26.78% | 31.5% | 0% | 20.07% | 0% | 13.39% | 32.17% | 0% | 18.02% | 30.15% | 0% | 18.68% | 18.67% | 29.57% | 23.47% | 0% | 0% | 0% | 0% | 0% | 0% | 0%
| 1811 | Cooling DX | Com-Cooling_DX_Cadmus | NR and New | Xlarge Ret | Electric | Per Building Sqft of Cooling DX - 240 to 760 kBtuh | XLarge Ret DX Package 240 to 760 kBtuh - Federal Standard 2023 | 100% | 100% | 100% | 100% | 100% | 100% | 100% | 100% | 100% | 100% | 100% | 100% | 100% | 100% | 100% | 100% | 100% | 100% | 100% | 0% | 0% | 0% | 0% | 0% | 0% | 0% | Cooling DX-NR and New | 0 |  | 0 | 16.28% | 24% | 0% | 28.35% | 26.78% | 31.5% | 0% | 20.07% | 0% | 13.39% | 32.17% | 0% | 18.02% | 30.15% | 0% | 18.68% | 18.67% | 29.57% | 23.47% | 0% | 0% | 0% | 0% | 0% | 0% | 0% | 16.28% | 24% | 0% | 28.35% | 26.78% | 31.5% | 0% | 20.07% | 0% | 13.39% | 32.17% | 0% | 18.02% | 30.15% | 0% | 18.68% | 18.67% | 29.57% | 23.47% | 0% | 0% | 0% | 0% | 0% | 0% | 0%
| 1811 | Cooling DX | Com-Cooling_DX_Cadmus | NR and New | Xlarge Ret | Electric | Per Building Sqft of Cooling DX - 135 to 240 kBtuh | XLarge Ret DX Package 135 to 240 kBtuh - Premium Efficiency | 100% | 100% | 100% | 100% | 100% | 100% | 100% | 100% | 100% | 100% | 100% | 100% | 100% | 100% | 100% | 100% | 100% | 100% | 100% | 0% | 0% | 0% | 0% | 0% | 0% | 0% | Cooling DX-NR and New | 0 |  | 0 | 73.92% | 20.2% | 0% | 27% | 0% | 5.715% | 0% | 64.64% | 0% | 19.98% | 17.6% | 0% | 5.721% | 24.73% | 0% | 5.92% | 37.87% | 29.06% | 35.15% | 0% | 0% | 0% | 0% | 0% | 0% | 0% | 73.92% | 20.2% | 0% | 27% | 0% | 5.715% | 0% | 64.64% | 0% | 19.98% | 17.6% | 0% | 5.721% | 24.73% | 0% | 5.92% | 37.87% | 29.06% | 35.15% | 0% | 0% | 0% | 0% | 0% | 0% | 0%
| 1811 | Cooling DX | Com-Cooling_DX_Cadmus | NR and New | Xlarge Ret | Electric | Per Building Sqft of Cooling DX - 135 to 240 kBtuh | XLarge Ret DX Package 135 to 240 kBtuh - Federal Standard 2023 | 100% | 100% | 100% | 100% | 100% | 100% | 100% | 100% | 100% | 100% | 100% | 100% | 100% | 100% | 100% | 100% | 100% | 100% | 100% | 0% | 0% | 0% | 0% | 0% | 0% | 0% | Cooling DX-NR and New | 0 |  | 0 | 73.92% | 20.2% | 0% | 27% | 0% | 5.715% | 0% | 64.64% | 0% | 19.98% | 17.6% | 0% | 5.721% | 24.73% | 0% | 5.92% | 37.87% | 29.06% | 35.15% | 0% | 0% | 0% | 0% | 0% | 0% | 0% | 73.92% | 20.2% | 0% | 27% | 0% | 5.715% | 0% | 64.64% | 0% | 19.98% | 17.6% | 0% | 5.721% | 24.73% | 0% | 5.92% | 37.87% | 29.06% | 35.15% | 0% | 0% | 0% | 0% | 0% | 0% | 0%
1 | 1811 | Cooling DX Tuneup | Com-Tuneup_Cooling_DX-Cadmus | Retro | Warehouse | Electric | Per Building Sqft - Cooling DX Tune Up | Warehouse Tune-up - DX Maintenance - Refrigerant Charge Correction | 50% | 50% | 50% | 50% | 50% | 50% | 50% | 50% | 50% | 50% | 50% | 50% | 50% | 50% | 50% | 50% | 50% | 50% | 50% | 0% | 0% | 0% | 0% | 0% | 0% | 0% | Cooling DX Tuneup-Retro | 0 |  | 0 | 100% | 100% | 100% | 100% | 100% | 100% | 100% | 100% | 100% | 100% | 100% | 100% | 100% | 100% | 100% | 100% | 100% | 100% | 100% | 0% | 0% | 0% | 0% | 0% | 0% | 0% | 50% | 50% | 50% | 50% | 50% | 50% | 50% | 50% | 50% | 50% | 50% | 50% | 50% | 50% | 50% | 50% | 50% | 50% | 50% | 0% | 0% | 0% | 0% | 0% | 0% | 0%
1 | 1811 | Cooling DX Tuneup | Com-Tuneup_Cooling_DX-Cadmus | Retro | Warehouse | Electric | Per Building Sqft - Cooling DX Tune Up | Warehouse Tune-up - DX Maintenance - Coil Cleaning | 50% | 50% | 50% | 50% | 50% | 50% | 50% | 50% | 50% | 50% | 50% | 50% | 50% | 50% | 50% | 50% | 50% | 50% | 50% | 0% | 0% | 0% | 0% | 0% | 0% | 0% | Cooling DX Tuneup-Retro | 0 |  | 0 | 100% | 100% | 100% | 100% | 100% | 100% | 100% | 100% | 100% | 100% | 100% | 100% | 100% | 100% | 100% | 100% | 100% | 100% | 100% | 0% | 0% | 0% | 0% | 0% | 0% | 0% | 50% | 50% | 50% | 50% | 50% | 50% | 50% | 50% | 50% | 50% | 50% | 50% | 50% | 50% | 50% | 50% | 50% | 50% | 50% | 0% | 0% | 0% | 0% | 0% | 0% | 0%
1 | 1811 | Cooling DX | Com-Cooling_DX_Cadmus | NR and New | Warehouse | Electric | Per Building Sqft of Cooling DX - 65 to 135 kBtuh | Warehouse DX Package 65 to 135 kBtuh - Premium Efficiency | 100% | 100% | 100% | 100% | 100% | 100% | 100% | 100% | 100% | 100% | 100% | 100% | 100% | 100% | 100% | 100% | 100% | 100% | 100% | 0% | 0% | 0% | 0% | 0% | 0% | 0% | Cooling DX-NR and New | 0 |  | 0 | 9.797% | 55.8% | 100% | 44.65% | 73.22% | 62.79% | 0% | 15.29% | 0% | 66.63% | 50.23% | 100% | 76.26% | 45.13% | 0% | 75.4% | 43.46% | 41.37% | 41.37% | 0% | 0% | 0% | 0% | 0% | 0% | 0% | 9.797% | 55.8% | 100% | 44.65% | 73.22% | 62.79% | 0% | 15.29% | 0% | 66.63% | 50.23% | 100% | 76.26% | 45.13% | 0% | 75.4% | 43.46% | 41.37% | 41.37% | 0% | 0% | 0% | 0% | 0% | 0% | 0%
1 | 1811 | Cooling DX | Com-Cooling_DX_Cadmus | NR and New | Warehouse | Electric | Per Building Sqft of Cooling DX - 65 to 135 kBtuh | Warehouse DX Package 65 to 135 kBtuh - Federal Standard 2023 | 100% | 100% | 100% | 100% | 100% | 100% | 100% | 100% | 100% | 100% | 100% | 100% | 100% | 100% | 100% | 100% | 100% | 100% | 100% | 0% | 0% | 0% | 0% | 0% | 0% | 0% | Cooling DX-NR and New | 0 |  | 0 | 9.797% | 55.8% | 100% | 44.65% | 73.22% | 62.79% | 0% | 15.29% | 0% | 66.63% | 50.23% | 100% | 76.26% | 45.13% | 0% | 75.4% | 43.46% | 41.37% | 41.37% | 0% | 0% | 0% | 0% | 0% | 0% | 0% | 9.797% | 55.8% | 100% | 44.65% | 73.22% | 62.79% | 0% | 15.29% | 0% | 66.63% | 50.23% | 100% | 76.26% | 45.13% | 0% | 75.4% | 43.46% | 41.37% | 41.37% | 0% | 0% | 0% | 0% | 0% | 0% | 0%
1 | 1811 | Cooling DX | Com-Cooling_DX_Cadmus | NR and New | Warehouse | Electric | Per Building Sqft of Cooling DX - 240 to 760 kBtuh | Warehouse DX Package 240 to 760 kBtuh - Premium Efficiency | 100% | 100% | 100% | 100% | 100% | 100% | 100% | 100% | 100% | 100% | 100% | 100% | 100% | 100% | 100% | 100% | 100% | 100% | 100% | 0% | 0% | 0% | 0% | 0% | 0% | 0% | Cooling DX-NR and New | 0 |  | 0 | 16.28% | 24% | 0% | 28.35% | 26.78% | 31.5% | 0% | 20.07% | 0% | 13.39% | 32.17% | 0% | 18.02% | 30.15% | 0% | 18.68% | 18.67% | 29.57% | 23.47% | 0% | 0% | 0% | 0% | 0% | 0% | 0% | 16.28% | 24% | 0% | 28.35% | 26.78% | 31.5% | 0% | 20.07% | 0% | 13.39% | 32.17% | 0% | 18.02% | 30.15% | 0% | 18.68% | 18.67% | 29.57% | 23.47% | 0% | 0% | 0% | 0% | 0% | 0% | 0%
1 | 1811 | Cooling DX | Com-Cooling_DX_Cadmus | NR and New | Warehouse | Electric | Per Building Sqft of Cooling DX - 240 to 760 kBtuh | Warehouse DX Package 240 to 760 kBtuh - Federal Standard 2023 | 100% | 100% | 100% | 100% | 100% | 100% | 100% | 100% | 100% | 100% | 100% | 100% | 100% | 100% | 100% | 100% | 100% | 100% | 100% | 0% | 0% | 0% | 0% | 0% | 0% | 0% | Cooling DX-NR and New | 0 |  | 0 | 16.28% | 24% | 0% | 28.35% | 26.78% | 31.5% | 0% | 20.07% | 0% | 13.39% | 32.17% | 0% | 18.02% | 30.15% | 0% | 18.68% | 18.67% | 29.57% | 23.47% | 0% | 0% | 0% | 0% | 0% | 0% | 0% | 16.28% | 24% | 0% | 28.35% | 26.78% | 31.5% | 0% | 20.07% | 0% | 13.39% | 32.17% | 0% | 18.02% | 30.15% | 0% | 18.68% | 18.67% | 29.57% | 23.47% | 0% | 0% | 0% | 0% | 0% | 0% | 0%
1 | 1811 | Cooling DX | Com-Cooling_DX_Cadmus | NR and New | Warehouse | Electric | Per Building Sqft of Cooling DX - 135 to 240 kBtuh | Warehouse DX Package 135 to 240 kBtuh - Premium Efficiency | 100% | 100% | 100% | 100% | 100% | 100% | 100% | 100% | 100% | 100% | 100% | 100% | 100% | 100% | 100% | 100% | 100% | 100% | 100% | 0% | 0% | 0% | 0% | 0% | 0% | 0% | Cooling DX-NR and New | 0 |  | 0 | 73.92% | 20.2% | 0% | 27% | 0% | 5.715% | 0% | 64.64% | 0% | 19.98% | 17.6% | 0% | 5.721% | 24.73% | 0% | 5.92% | 37.87% | 29.06% | 35.15% | 0% | 0% | 0% | 0% | 0% | 0% | 0% | 73.92% | 20.2% | 0% | 27% | 0% | 5.715% | 0% | 64.64% | 0% | 19.98% | 17.6% | 0% | 5.721% | 24.73% | 0% | 5.92% | 37.87% | 29.06% | 35.15% | 0% | 0% | 0% | 0% | 0% | 0% | 0%
1 | 1811 | Cooling DX | Com-Cooling_DX_Cadmus | NR and New | Warehouse | Electric | Per Building Sqft of Cooling DX - 135 to 240 kBtuh | Warehouse DX Package 135 to 240 kBtuh - Federal Standard 2023 | 100% | 100% | 100% | 100% | 100% | 100% | 100% | 100% | 100% | 100% | 100% | 100% | 100% | 100% | 100% | 100% | 100% | 100% | 100% | 0% | 0% | 0% | 0% | 0% | 0% | 0% | Cooling DX-NR and New | 0 |  | 0 | 73.92% | 20.2% | 0% | 27% | 0% | 5.715% | 0% | 64.64% | 0% | 19.98% | 17.6% | 0% | 5.721% | 24.73% | 0% | 5.92% | 37.87% | 29.06% | 35.15% | 0% | 0% | 0% | 0% | 0% | 0% | 0% | 73.92% | 20.2% | 0% | 27% | 0% | 5.715% | 0% | 64.64% | 0% | 19.98% | 17.6% | 0% | 5.721% | 24.73% | 0% | 5.92% | 37.87% | 29.06% | 35.15% | 0% | 0% | 0% | 0% | 0% | 0% | 0%
1 | 1811 | Cooling DX Tuneup | Com-Tuneup_Cooling_DX-Cadmus | Retro | University | Electric | Per Building Sqft - Cooling DX Tune Up | University Tune-up - DX Maintenance - Refrigerant Charge Correction | 50% | 50% | 50% | 50% | 50% | 50% | 50% | 50% | 50% | 50% | 50% | 50% | 50% | 50% | 50% | 50% | 50% | 50% | 50% | 0% | 0% | 0% | 0% | 0% | 0% | 0% | Cooling DX Tuneup-Retro | 0 |  | 0 | 100% | 100% | 100% | 100% | 100% | 100% | 100% | 100% | 100% | 100% | 100% | 100% | 100% | 100% | 100% | 100% | 100% | 100% | 100% | 0% | 0% | 0% | 0% | 0% | 0% | 0% | 50% | 50% | 50% | 50% | 50% | 50% | 50% | 50% | 50% | 50% | 50% | 50% | 50% | 50% | 50% | 50% | 50% | 50% | 50% | 0% | 0% | 0% | 0% | 0% | 0% | 0%
1 | 1811 | Cooling DX Tuneup | Com-Tuneup_Cooling_DX-Cadmus | Retro | University | Electric | Per Building Sqft - Cooling DX Tune Up | University Tune-up - DX Maintenance - Coil Cleaning | 50% | 50% | 50% | 50% | 50% | 50% | 50% | 50% | 50% | 50% | 50% | 50% | 50% | 50% | 50% | 50% | 50% | 50% | 50% | 0% | 0% | 0% | 0% | 0% | 0% | 0% | Cooling DX Tuneup-Retro | 0 |  | 0 | 100% | 100% | 100% | 100% | 100% | 100% | 100% | 100% | 100% | 100% | 100% | 100% | 100% | 100% | 100% | 100% | 100% | 100% | 100% | 0% | 0% | 0% | 0% | 0% | 0% | 0% | 50% | 50% | 50% | 50% | 50% | 50% | 50% | 50% | 50% | 50% | 50% | 50% | 50% | 50% | 50% | 50% | 50% | 50% | 50% | 0% | 0% | 0% | 0% | 0% | 0% | 0%
1 | 1811 | Cooling DX | Com-Cooling_DX_Cadmus | NR and New | University | Electric | Per Building Sqft of Cooling DX - 65 to 135 kBtuh | University DX Package 65 to 135 kBtuh - Premium Efficiency | 100% | 100% | 100% | 100% | 100% | 100% | 100% | 100% | 100% | 100% | 100% | 100% | 100% | 100% | 100% | 100% | 100% | 100% | 100% | 0% | 0% | 0% | 0% | 0% | 0% | 0% | Cooling DX-NR and New | 0 |  | 0 | 9.797% | 55.8% | 100% | 44.65% | 73.22% | 62.79% | 0% | 15.29% | 0% | 66.63% | 50.23% | 100% | 76.26% | 45.13% | 0% | 75.4% | 43.46% | 41.37% | 41.37% | 0% | 0% | 0% | 0% | 0% | 0% | 0% | 9.797% | 55.8% | 100% | 44.65% | 73.22% | 62.79% | 0% | 15.29% | 0% | 66.63% | 50.23% | 100% | 76.26% | 45.13% | 0% | 75.4% | 43.46% | 41.37% | 41.37% | 0% | 0% | 0% | 0% | 0% | 0% | 0%
1 | 1811 | Cooling DX | Com-Cooling_DX_Cadmus | NR and New | University | Electric | Per Building Sqft of Cooling DX - 65 to 135 kBtuh | University DX Package 65 to 135 kBtuh - Federal Standard 2023 | 100% | 100% | 100% | 100% | 100% | 100% | 100% | 100% | 100% | 100% | 100% | 100% | 100% | 100% | 100% | 100% | 100% | 100% | 100% | 0% | 0% | 0% | 0% | 0% | 0% | 0% | Cooling DX-NR and New | 0 |  | 0 | 9.797% | 55.8% | 100% | 44.65% | 73.22% | 62.79% | 0% | 15.29% | 0% | 66.63% | 50.23% | 100% | 76.26% | 45.13% | 0% | 75.4% | 43.46% | 41.37% | 41.37% | 0% | 0% | 0% | 0% | 0% | 0% | 0% | 9.797% | 55.8% | 100% | 44.65% | 73.22% | 62.79% | 0% | 15.29% | 0% | 66.63% | 50.23% | 100% | 76.26% | 45.13% | 0% | 75.4% | 43.46% | 41.37% | 41.37% | 0% | 0% | 0% | 0% | 0% | 0% | 0%
1 | 1811 | Cooling DX | Com-Cooling_DX_Cadmus | NR and New | University | Electric | Per Building Sqft of Cooling DX - 240 to 760 kBtuh | University DX Package 240 to 760 kBtuh - Premium Efficiency | 100% | 100% | 100% | 100% | 100% | 100% | 100% | 100% | 100% | 100% | 100% | 100% | 100% | 100% | 100% | 100% | 100% | 100% | 100% | 0% | 0% | 0% | 0% | 0% | 0% | 0% | Cooling DX-NR and New | 0 |  | 0 | 16.28% | 24% | 0% | 28.35% | 26.78% | 31.5% | 0% | 20.07% | 0% | 13.39% | 32.17% | 0% | 18.02% | 30.15% | 0% | 18.68% | 18.67% | 29.57% | 23.47% | 0% | 0% | 0% | 0% | 0% | 0% | 0% | 16.28% | 24% | 0% | 28.35% | 26.78% | 31.5% | 0% | 20.07% | 0% | 13.39% | 32.17% | 0% | 18.02% | 30.15% | 0% | 18.68% | 18.67% | 29.57% | 23.47% | 0% | 0% | 0% | 0% | 0% | 0% | 0%
1 | 1811 | Cooling DX | Com-Cooling_DX_Cadmus | NR and New | University | Electric | Per Building Sqft of Cooling DX - 240 to 760 kBtuh | University DX Package 240 to 760 kBtuh - Federal Standard 2023 | 100% | 100% | 100% | 100% | 100% | 100% | 100% | 100% | 100% | 100% | 100% | 100% | 100% | 100% | 100% | 100% | 100% | 100% | 100% | 0% | 0% | 0% | 0% | 0% | 0% | 0% | Cooling DX-NR and New | 0 |  | 0 | 16.28% | 24% | 0% | 28.35% | 26.78% | 31.5% | 0% | 20.07% | 0% | 13.39% | 32.17% | 0% | 18.02% | 30.15% | 0% | 18.68% | 18.67% | 29.57% | 23.47% | 0% | 0% | 0% | 0% | 0% | 0% | 0% | 16.28% | 24% | 0% | 28.35% | 26.78% | 31.5% | 0% | 20.07% | 0% | 13.39% | 32.17% | 0% | 18.02% | 30.15% | 0% | 18.68% | 18.67% | 29.57% | 23.47% | 0% | 0% | 0% | 0% | 0% | 0% | 0%
1 | 1811 | Cooling DX | Com-Cooling_DX_Cadmus | NR and New | University | Electric | Per Building Sqft of Cooling DX - 135 to 240 kBtuh | University DX Package 135 to 240 kBtuh - Premium Efficiency | 100% | 100% | 100% | 100% | 100% | 100% | 100% | 100% | 100% | 100% | 100% | 100% | 100% | 100% | 100% | 100% | 100% | 100% | 100% | 0% | 0% | 0% | 0% | 0% | 0% | 0% | Cooling DX-NR and New | 0 |  | 0 | 73.92% | 20.2% | 0% | 27% | 0% | 5.715% | 0% | 64.64% | 0% | 19.98% | 17.6% | 0% | 5.721% | 24.73% | 0% | 5.92% | 37.87% | 29.06% | 35.15% | 0% | 0% | 0% | 0% | 0% | 0% | 0% | 73.92% | 20.2% | 0% | 27% | 0% | 5.715% | 0% | 64.64% | 0% | 19.98% | 17.6% | 0% | 5.721% | 24.73% | 0% | 5.92% | 37.87% | 29.06% | 35.15% | 0% | 0% | 0% | 0% | 0% | 0% | 0%
1 | 1811 | Cooling DX | Com-Cooling_DX_Cadmus | NR and New | University | Electric | Per Building Sqft of Cooling DX - 135 to 240 kBtuh | University DX Package 135 to 240 kBtuh - Federal Standard 2023 | 100% | 100% | 100% | 100% | 100% | 100% | 100% | 100% | 100% | 100% | 100% | 100% | 100% | 100% | 100% | 100% | 100% | 100% | 100% | 0% | 0% | 0% | 0% | 0% | 0% | 0% | Cooling DX-NR and New | 0 |  | 0 | 73.92% | 20.2% | 0% | 27% | 0% | 5.715% | 0% | 64.64% | 0% | 19.98% | 17.6% | 0% | 5.721% | 24.73% | 0% | 5.92% | 37.87% | 29.06% | 35.15% | 0% | 0% | 0% | 0% | 0% | 0% | 0% | 73.92% | 20.2% | 0% | 27% | 0% | 5.715% | 0% | 64.64% | 0% | 19.98% | 17.6% | 0% | 5.721% | 24.73% | 0% | 5.92% | 37.87% | 29.06% | 35.15% | 0% | 0% | 0% | 0% | 0% | 0% | 0%
1 | 1811 | Cooling DX Tuneup | Com-Tuneup_Cooling_DX-Cadmus | Retro | Supermarket | Electric | Per Building Sqft - Cooling DX Tune Up | Supermarket Tune-up - DX Maintenance - Refrigerant Charge Correction | 50% | 50% | 50% | 50% | 50% | 50% | 50% | 50% | 50% | 50% | 50% | 50% | 50% | 50% | 50% | 50% | 50% | 50% | 50% | 0% | 0% | 0% | 0% | 0% | 0% | 0% | Cooling DX Tuneup-Retro | 0 |  | 0 | 100% | 100% | 100% | 100% | 100% | 100% | 100% | 100% | 100% | 100% | 100% | 100% | 100% | 100% | 100% | 100% | 100% | 100% | 100% | 0% | 0% | 0% | 0% | 0% | 0% | 0% | 50% | 50% | 50% | 50% | 50% | 50% | 50% | 50% | 50% | 50% | 50% | 50% | 50% | 50% | 50% | 50% | 50% | 50% | 50% | 0% | 0% | 0% | 0% | 0% | 0% | 0%
1 | 1811 | Cooling DX Tuneup | Com-Tuneup_Cooling_DX-Cadmus | Retro | Supermarket | Electric | Per Building Sqft - Cooling DX Tune Up | Supermarket Tune-up - DX Maintenance - Coil Cleaning | 50% | 50% | 50% | 50% | 50% | 50% | 50% | 50% | 50% | 50% | 50% | 50% | 50% | 50% | 50% | 50% | 50% | 50% | 50% | 0% | 0% | 0% | 0% | 0% | 0% | 0% | Cooling DX Tuneup-Retro | 0 |  | 0 | 100% | 100% | 100% | 100% | 100% | 100% | 100% | 100% | 100% | 100% | 100% | 100% | 100% | 100% | 100% | 100% | 100% | 100% | 100% | 0% | 0% | 0% | 0% | 0% | 0% | 0% | 50% | 50% | 50% | 50% | 50% | 50% | 50% | 50% | 50% | 50% | 50% | 50% | 50% | 50% | 50% | 50% | 50% | 50% | 50% | 0% | 0% | 0% | 0% | 0% | 0% | 0%
1 | 1811 | Cooling DX | Com-Cooling_DX_Cadmus | NR and New | Supermarket | Electric | Per Building Sqft of Cooling DX - 65 to 135 kBtuh | Supermarket DX Package 65 to 135 kBtuh - Premium Efficiency | 100% | 100% | 100% | 100% | 100% | 100% | 100% | 100% | 100% | 100% | 100% | 100% | 100% | 100% | 100% | 100% | 100% | 100% | 100% | 0% | 0% | 0% | 0% | 0% | 0% | 0% | Cooling DX-NR and New | 0 |  | 0 | 9.797% | 55.8% | 100% | 44.65% | 73.22% | 62.79% | 0% | 15.29% | 0% | 66.63% | 50.23% | 100% | 76.26% | 45.13% | 0% | 75.4% | 43.46% | 41.37% | 41.37% | 0% | 0% | 0% | 0% | 0% | 0% | 0% | 9.797% | 55.8% | 100% | 44.65% | 73.22% | 62.79% | 0% | 15.29% | 0% | 66.63% | 50.23% | 100% | 76.26% | 45.13% | 0% | 75.4% | 43.46% | 41.37% | 41.37% | 0% | 0% | 0% | 0% | 0% | 0% | 0%
1 | 1811 | Cooling DX | Com-Cooling_DX_Cadmus | NR and New | Supermarket | Electric | Per Building Sqft of Cooling DX - 65 to 135 kBtuh | Supermarket DX Package 65 to 135 kBtuh - Federal Standard 2023 | 100% | 100% | 100% | 100% | 100% | 100% | 100% | 100% | 100% | 100% | 100% | 100% | 100% | 100% | 100% | 100% | 100% | 100% | 100% | 0% | 0% | 0% | 0% | 0% | 0% | 0% | Cooling DX-NR and New | 0 |  | 0 | 9.797% | 55.8% | 100% | 44.65% | 73.22% | 62.79% | 0% | 15.29% | 0% | 66.63% | 50.23% | 100% | 76.26% | 45.13% | 0% | 75.4% | 43.46% | 41.37% | 41.37% | 0% | 0% | 0% | 0% | 0% | 0% | 0% | 9.797% | 55.8% | 100% | 44.65% | 73.22% | 62.79% | 0% | 15.29% | 0% | 66.63% | 50.23% | 100% | 76.26% | 45.13% | 0% | 75.4% | 43.46% | 41.37% | 41.37% | 0% | 0% | 0% | 0% | 0% | 0% | 0%
1 | 1811 | Cooling DX | Com-Cooling_DX_Cadmus | NR and New | Supermarket | Electric | Per Building Sqft of Cooling DX - 240 to 760 kBtuh | Supermarket DX Package 240 to 760 kBtuh - Premium Efficiency | 100% | 100% | 100% | 100% | 100% | 100% | 100% | 100% | 100% | 100% | 100% | 100% | 100% | 100% | 100% | 100% | 100% | 100% | 100% | 0% | 0% | 0% | 0% | 0% | 0% | 0% | Cooling DX-NR and New | 0 |  | 0 | 16.28% | 24% | 0% | 28.35% | 26.78% | 31.5% | 0% | 20.07% | 0% | 13.39% | 32.17% | 0% | 18.02% | 30.15% | 0% | 18.68% | 18.67% | 29.57% | 23.47% | 0% | 0% | 0% | 0% | 0% | 0% | 0% | 16.28% | 24% | 0% | 28.35% | 26.78% | 31.5% | 0% | 20.07% | 0% | 13.39% | 32.17% | 0% | 18.02% | 30.15% | 0% | 18.68% | 18.67% | 29.57% | 23.47% | 0% | 0% | 0% | 0% | 0% | 0% | 0%
1 | 1811 | Cooling DX | Com-Cooling_DX_Cadmus | NR and New | Supermarket | Electric | Per Building Sqft of Cooling DX - 240 to 760 kBtuh | Supermarket DX Package 240 to 760 kBtuh - Federal Standard 2023 | 100% | 100% | 100% | 100% | 100% | 100% | 100% | 100% | 100% | 100% | 100% | 100% | 100% | 100% | 100% | 100% | 100% | 100% | 100% | 0% | 0% | 0% | 0% | 0% | 0% | 0% | Cooling DX-NR and New | 0 |  | 0 | 16.28% | 24% | 0% | 28.35% | 26.78% | 31.5% | 0% | 20.07% | 0% | 13.39% | 32.17% | 0% | 18.02% | 30.15% | 0% | 18.68% | 18.67% | 29.57% | 23.47% | 0% | 0% | 0% | 0% | 0% | 0% | 0% | 16.28% | 24% | 0% | 28.35% | 26.78% | 31.5% | 0% | 20.07% | 0% | 13.39% | 32.17% | 0% | 18.02% | 30.15% | 0% | 18.68% | 18.67% | 29.57% | 23.47% | 0% | 0% | 0% | 0% | 0% | 0% | 0%
1 | 1811 | Cooling DX | Com-Cooling_DX_Cadmus | NR and New | Supermarket | Electric | Per Building Sqft of Cooling DX - 135 to 240 kBtuh | Supermarket DX Package 135 to 240 kBtuh - Premium Efficiency | 100% | 100% | 100% | 100% | 100% | 100% | 100% | 100% | 100% | 100% | 100% | 100% | 100% | 100% | 100% | 100% | 100% | 100% | 100% | 0% | 0% | 0% | 0% | 0% | 0% | 0% | Cooling DX-NR and New | 0 |  | 0 | 73.92% | 20.2% | 0% | 27% | 0% | 5.715% | 0% | 64.64% | 0% | 19.98% | 17.6% | 0% | 5.721% | 24.73% | 0% | 5.92% | 37.87% | 29.06% | 35.15% | 0% | 0% | 0% | 0% | 0% | 0% | 0% | 73.92% | 20.2% | 0% | 27% | 0% | 5.715% | 0% | 64.64% | 0% | 19.98% | 17.6% | 0% | 5.721% | 24.73% | 0% | 5.92% | 37.87% | 29.06% | 35.15% | 0% | 0% | 0% | 0% | 0% | 0% | 0%
1 | 1811 | Cooling DX | Com-Cooling_DX_Cadmus | NR and New | Supermarket | Electric | Per Building Sqft of Cooling DX - 135 to 240 kBtuh | Supermarket DX Package 135 to 240 kBtuh - Federal Standard 2023 | 100% | 100% | 100% | 100% | 100% | 100% | 100% | 100% | 100% | 100% | 100% | 100% | 100% | 100% | 100% | 100% | 100% | 100% | 100% | 0% | 0% | 0% | 0% | 0% | 0% | 0% | Cooling DX-NR and New | 0 |  | 0 | 73.92% | 20.2% | 0% | 27% | 0% | 5.715% | 0% | 64.64% | 0% | 19.98% | 17.6% | 0% | 5.721% | 24.73% | 0% | 5.92% | 37.87% | 29.06% | 35.15% | 0% | 0% | 0% | 0% | 0% | 0% | 0% | 73.92% | 20.2% | 0% | 27% | 0% | 5.715% | 0% | 64.64% | 0% | 19.98% | 17.6% | 0% | 5.721% | 24.73% | 0% | 5.92% | 37.87% | 29.06% | 35.15% | 0% | 0% | 0% | 0% | 0% | 0% | 0%
1 | 1811 | Cooling DX Tuneup | Com-Tuneup_Cooling_DX-Cadmus | Retro | Small Ret | Electric | Per Building Sqft - Cooling DX Tune Up | Small Ret Tune-up - DX Maintenance - Refrigerant Charge Correction | 50% | 50% | 50% | 50% | 50% | 50% | 50% | 50% | 50% | 50% | 50% | 50% | 50% | 50% | 50% | 50% | 50% | 50% | 50% | 0% | 0% | 0% | 0% | 0% | 0% | 0% | Cooling DX Tuneup-Retro | 0 |  | 0 | 100% | 100% | 100% | 100% | 100% | 100% | 100% | 100% | 100% | 100% | 100% | 100% | 100% | 100% | 100% | 100% | 100% | 100% | 100% | 0% | 0% | 0% | 0% | 0% | 0% | 0% | 50% | 50% | 50% | 50% | 50% | 50% | 50% | 50% | 50% | 50% | 50% | 50% | 50% | 50% | 50% | 50% | 50% | 50% | 50% | 0% | 0% | 0% | 0% | 0% | 0% | 0%
1 | 1811 | Cooling DX Tuneup | Com-Tuneup_Cooling_DX-Cadmus | Retro | Small Ret | Electric | Per Building Sqft - Cooling DX Tune Up | Small Ret Tune-up - DX Maintenance - Coil Cleaning | 50% | 50% | 50% | 50% | 50% | 50% | 50% | 50% | 50% | 50% | 50% | 50% | 50% | 50% | 50% | 50% | 50% | 50% | 50% | 0% | 0% | 0% | 0% | 0% | 0% | 0% | Cooling DX Tuneup-Retro | 0 |  | 0 | 100% | 100% | 100% | 100% | 100% | 100% | 100% | 100% | 100% | 100% | 100% | 100% | 100% | 100% | 100% | 100% | 100% | 100% | 100% | 0% | 0% | 0% | 0% | 0% | 0% | 0% | 50% | 50% | 50% | 50% | 50% | 50% | 50% | 50% | 50% | 50% | 50% | 50% | 50% | 50% | 50% | 50% | 50% | 50% | 50% | 0% | 0% | 0% | 0% | 0% | 0% | 0%
1 | 1811 | Cooling DX | Com-Cooling_DX_Cadmus | NR and New | Small Ret | Electric | Per Building Sqft of Cooling DX - 65 to 135 kBtuh | Small Ret DX Package 65 to 135 kBtuh - Premium Efficiency | 100% | 100% | 100% | 100% | 100% | 100% | 100% | 100% | 100% | 100% | 100% | 100% | 100% | 100% | 100% | 100% | 100% | 100% | 100% | 0% | 0% | 0% | 0% | 0% | 0% | 0% | Cooling DX-NR and New | 0 |  | 0 | 9.797% | 55.8% | 100% | 44.65% | 73.22% | 62.79% | 0% | 15.29% | 0% | 66.63% | 50.23% | 100% | 76.26% | 45.13% | 0% | 75.4% | 43.46% | 41.37% | 41.37% | 0% | 0% | 0% | 0% | 0% | 0% | 0% | 9.797% | 55.8% | 100% | 44.65% | 73.22% | 62.79% | 0% | 15.29% | 0% | 66.63% | 50.23% | 100% | 76.26% | 45.13% | 0% | 75.4% | 43.46% | 41.37% | 41.37% | 0% | 0% | 0% | 0% | 0% | 0% | 0%
1 | 1811 | Cooling DX | Com-Cooling_DX_Cadmus | NR and New | Small Ret | Electric | Per Building Sqft of Cooling DX - 65 to 135 kBtuh | Small Ret DX Package 65 to 135 kBtuh - Federal Standard 2023 | 100% | 100% | 100% | 100% | 100% | 100% | 100% | 100% | 100% | 100% | 100% | 100% | 100% | 100% | 100% | 100% | 100% | 100% | 100% | 0% | 0% | 0% | 0% | 0% | 0% | 0% | Cooling DX-NR and New | 0 |  | 0 | 9.797% | 55.8% | 100% | 44.65% | 73.22% | 62.79% | 0% | 15.29% | 0% | 66.63% | 50.23% | 100% | 76.26% | 45.13% | 0% | 75.4% | 43.46% | 41.37% | 41.37% | 0% | 0% | 0% | 0% | 0% | 0% | 0% | 9.797% | 55.8% | 100% | 44.65% | 73.22% | 62.79% | 0% | 15.29% | 0% | 66.63% | 50.23% | 100% | 76.26% | 45.13% | 0% | 75.4% | 43.46% | 41.37% | 41.37% | 0% | 0% | 0% | 0% | 0% | 0% | 0%
1 | 1811 | Cooling DX | Com-Cooling_DX_Cadmus | NR and New | Small Ret | Electric | Per Building Sqft of Cooling DX - 240 to 760 kBtuh | Small Ret DX Package 240 to 760 kBtuh - Premium Efficiency | 100% | 100% | 100% | 100% | 100% | 100% | 100% | 100% | 100% | 100% | 100% | 100% | 100% | 100% | 100% | 100% | 100% | 100% | 100% | 0% | 0% | 0% | 0% | 0% | 0% | 0% | Cooling DX-NR and New | 0 |  | 0 | 16.28% | 24% | 0% | 28.35% | 26.78% | 31.5% | 0% | 20.07% | 0% | 13.39% | 32.17% | 0% | 18.02% | 30.15% | 0% | 18.68% | 18.67% | 29.57% | 23.47% | 0% | 0% | 0% | 0% | 0% | 0% | 0% | 16.28% | 24% | 0% | 28.35% | 26.78% | 31.5% | 0% | 20.07% | 0% | 13.39% | 32.17% | 0% | 18.02% | 30.15% | 0% | 18.68% | 18.67% | 29.57% | 23.47% | 0% | 0% | 0% | 0% | 0% | 0% | 0%
1 | 1811 | Cooling DX | Com-Cooling_DX_Cadmus | NR and New | Small Ret | Electric | Per Building Sqft of Cooling DX - 240 to 760 kBtuh | Small Ret DX Package 240 to 760 kBtuh - Federal Standard 2023 | 100% | 100% | 100% | 100% | 100% | 100% | 100% | 100% | 100% | 100% | 100% | 100% | 100% | 100% | 100% | 100% | 100% | 100% | 100% | 0% | 0% | 0% | 0% | 0% | 0% | 0% | Cooling DX-NR and New | 0 |  | 0 | 16.28% | 24% | 0% | 28.35% | 26.78% | 31.5% | 0% | 20.07% | 0% | 13.39% | 32.17% | 0% | 18.02% | 30.15% | 0% | 18.68% | 18.67% | 29.57% | 23.47% | 0% | 0% | 0% | 0% | 0% | 0% | 0% | 16.28% | 24% | 0% | 28.35% | 26.78% | 31.5% | 0% | 20.07% | 0% | 13.39% | 32.17% | 0% | 18.02% | 30.15% | 0% | 18.68% | 18.67% | 29.57% | 23.47% | 0% | 0% | 0% | 0% | 0% | 0% | 0%
1 | 1811 | Cooling DX | Com-Cooling_DX_Cadmus | NR and New | Small Ret | Electric | Per Building Sqft of Cooling DX - 135 to 240 kBtuh | Small Ret DX Package 135 to 240 kBtuh - Premium Efficiency | 100% | 100% | 100% | 100% | 100% | 100% | 100% | 100% | 100% | 100% | 100% | 100% | 100% | 100% | 100% | 100% | 100% | 100% | 100% | 0% | 0% | 0% | 0% | 0% | 0% | 0% | Cooling DX-NR and New | 0 |  | 0 | 73.92% | 20.2% | 0% | 27% | 0% | 5.715% | 0% | 64.64% | 0% | 19.98% | 17.6% | 0% | 5.721% | 24.73% | 0% | 5.92% | 37.87% | 29.06% | 35.15% | 0% | 0% | 0% | 0% | 0% | 0% | 0% | 73.92% | 20.2% | 0% | 27% | 0% | 5.715% | 0% | 64.64% | 0% | 19.98% | 17.6% | 0% | 5.721% | 24.73% | 0% | 5.92% | 37.87% | 29.06% | 35.15% | 0% | 0% | 0% | 0% | 0% | 0% | 0%
1 | 1811 | Cooling DX | Com-Cooling_DX_Cadmus | NR and New | Small Ret | Electric | Per Building Sqft of Cooling DX - 135 to 240 kBtuh | Small Ret DX Package 135 to 240 kBtuh - Federal Standard 2023 | 100% | 100% | 100% | 100% | 100% | 100% | 100% | 100% | 100% | 100% | 100% | 100% | 100% | 100% | 100% | 100% | 100% | 100% | 100% | 0% | 0% | 0% | 0% | 0% | 0% | 0% | Cooling DX-NR and New | 0 |  | 0 | 73.92% | 20.2% | 0% | 27% | 0% | 5.715% | 0% | 64.64% | 0% | 19.98% | 17.6% | 0% | 5.721% | 24.73% | 0% | 5.92% | 37.87% | 29.06% | 35.15% | 0% | 0% | 0% | 0% | 0% | 0% | 0% | 73.92% | 20.2% | 0% | 27% | 0% | 5.715% | 0% | 64.64% | 0% | 19.98% | 17.6% | 0% | 5.721% | 24.73% | 0% | 5.92% | 37.87% | 29.06% | 35.15% | 0% | 0% | 0% | 0% | 0% | 0% | 0%
1 | 1811 | Cooling DX Tuneup | Com-Tuneup_Cooling_DX-Cadmus | Retro | Small Off | Electric | Per Building Sqft - Cooling DX Tune Up | Small Off Tune-up - DX Maintenance - Refrigerant Charge Correction | 50% | 50% | 50% | 50% | 50% | 50% | 50% | 50% | 50% | 50% | 50% | 50% | 50% | 50% | 50% | 50% | 50% | 50% | 50% | 0% | 0% | 0% | 0% | 0% | 0% | 0% | Cooling DX Tuneup-Retro | 0 |  | 0 | 100% | 100% | 100% | 100% | 100% | 100% | 100% | 100% | 100% | 100% | 100% | 100% | 100% | 100% | 100% | 100% | 100% | 100% | 100% | 0% | 0% | 0% | 0% | 0% | 0% | 0% | 50% | 50% | 50% | 50% | 50% | 50% | 50% | 50% | 50% | 50% | 50% | 50% | 50% | 50% | 50% | 50% | 50% | 50% | 50% | 0% | 0% | 0% | 0% | 0% | 0% | 0%
1 | 1811 | Cooling DX Tuneup | Com-Tuneup_Cooling_DX-Cadmus | Retro | Small Off | Electric | Per Building Sqft - Cooling DX Tune Up | Small Off Tune-up - DX Maintenance - Coil Cleaning | 50% | 50% | 50% | 50% | 50% | 50% | 50% | 50% | 50% | 50% | 50% | 50% | 50% | 50% | 50% | 50% | 50% | 50% | 50% | 0% | 0% | 0% | 0% | 0% | 0% | 0% | Cooling DX Tuneup-Retro | 0 |  | 0 | 100% | 100% | 100% | 100% | 100% | 100% | 100% | 100% | 100% | 100% | 100% | 100% | 100% | 100% | 100% | 100% | 100% | 100% | 100% | 0% | 0% | 0% | 0% | 0% | 0% | 0% | 50% | 50% | 50% | 50% | 50% | 50% | 50% | 50% | 50% | 50% | 50% | 50% | 50% | 50% | 50% | 50% | 50% | 50% | 50% | 0% | 0% | 0% | 0% | 0% | 0% | 0%
1 | 1811 | Cooling DX | Com-Cooling_DX_Cadmus | NR and New | Small Off | Electric | Per Building Sqft of Cooling DX - 65 to 135 kBtuh | Small Off DX Package 65 to 135 kBtuh - Premium Efficiency | 100% | 100% | 100% | 100% | 100% | 100% | 100% | 100% | 100% | 100% | 100% | 100% | 100% | 100% | 100% | 100% | 100% | 100% | 100% | 0% | 0% | 0% | 0% | 0% | 0% | 0% | Cooling DX-NR and New | 0 |  | 0 | 9.797% | 55.8% | 100% | 44.65% | 73.22% | 62.79% | 0% | 15.29% | 0% | 66.63% | 50.23% | 100% | 76.26% | 45.13% | 0% | 75.4% | 43.46% | 41.37% | 41.37% | 0% | 0% | 0% | 0% | 0% | 0% | 0% | 9.797% | 55.8% | 100% | 44.65% | 73.22% | 62.79% | 0% | 15.29% | 0% | 66.63% | 50.23% | 100% | 76.26% | 45.13% | 0% | 75.4% | 43.46% | 41.37% | 41.37% | 0% | 0% | 0% | 0% | 0% | 0% | 0%
1 | 1811 | Cooling DX | Com-Cooling_DX_Cadmus | NR and New | Small Off | Electric | Per Building Sqft of Cooling DX - 65 to 135 kBtuh | Small Off DX Package 65 to 135 kBtuh - Federal Standard 2023 | 100% | 100% | 100% | 100% | 100% | 100% | 100% | 100% | 100% | 100% | 100% | 100% | 100% | 100% | 100% | 100% | 100% | 100% | 100% | 0% | 0% | 0% | 0% | 0% | 0% | 0% | Cooling DX-NR and New | 0 |  | 0 | 9.797% | 55.8% | 100% | 44.65% | 73.22% | 62.79% | 0% | 15.29% | 0% | 66.63% | 50.23% | 100% | 76.26% | 45.13% | 0% | 75.4% | 43.46% | 41.37% | 41.37% | 0% | 0% | 0% | 0% | 0% | 0% | 0% | 9.797% | 55.8% | 100% | 44.65% | 73.22% | 62.79% | 0% | 15.29% | 0% | 66.63% | 50.23% | 100% | 76.26% | 45.13% | 0% | 75.4% | 43.46% | 41.37% | 41.37% | 0% | 0% | 0% | 0% | 0% | 0% | 0%
1 | 1811 | Cooling DX | Com-Cooling_DX_Cadmus | NR and New | Small Off | Electric | Per Building Sqft of Cooling DX - 240 to 760 kBtuh | Small Off DX Package 240 to 760 kBtuh - Premium Efficiency | 100% | 100% | 100% | 100% | 100% | 100% | 100% | 100% | 100% | 100% | 100% | 100% | 100% | 100% | 100% | 100% | 100% | 100% | 100% | 0% | 0% | 0% | 0% | 0% | 0% | 0% | Cooling DX-NR and New | 0 |  | 0 | 16.28% | 24% | 0% | 28.35% | 26.78% | 31.5% | 0% | 20.07% | 0% | 13.39% | 32.17% | 0% | 18.02% | 30.15% | 0% | 18.68% | 18.67% | 29.57% | 23.47% | 0% | 0% | 0% | 0% | 0% | 0% | 0% | 16.28% | 24% | 0% | 28.35% | 26.78% | 31.5% | 0% | 20.07% | 0% | 13.39% | 32.17% | 0% | 18.02% | 30.15% | 0% | 18.68% | 18.67% | 29.57% | 23.47% | 0% | 0% | 0% | 0% | 0% | 0% | 0%
1 | 1811 | Cooling DX | Com-Cooling_DX_Cadmus | NR and New | Small Off | Electric | Per Building Sqft of Cooling DX - 240 to 760 kBtuh | Small Off DX Package 240 to 760 kBtuh - Federal Standard 2023 | 100% | 100% | 100% | 100% | 100% | 100% | 100% | 100% | 100% | 100% | 100% | 100% | 100% | 100% | 100% | 100% | 100% | 100% | 100% | 0% | 0% | 0% | 0% | 0% | 0% | 0% | Cooling DX-NR and New | 0 |  | 0 | 16.28% | 24% | 0% | 28.35% | 26.78% | 31.5% | 0% | 20.07% | 0% | 13.39% | 32.17% | 0% | 18.02% | 30.15% | 0% | 18.68% | 18.67% | 29.57% | 23.47% | 0% | 0% | 0% | 0% | 0% | 0% | 0% | 16.28% | 24% | 0% | 28.35% | 26.78% | 31.5% | 0% | 20.07% | 0% | 13.39% | 32.17% | 0% | 18.02% | 30.15% | 0% | 18.68% | 18.67% | 29.57% | 23.47% | 0% | 0% | 0% | 0% | 0% | 0% | 0%
1 | 1811 | Cooling DX | Com-Cooling_DX_Cadmus | NR and New | Small Off | Electric | Per Building Sqft of Cooling DX - 135 to 240 kBtuh | Small Off DX Package 135 to 240 kBtuh - Premium Efficiency | 100% | 100% | 100% | 100% | 100% | 100% | 100% | 100% | 100% | 100% | 100% | 100% | 100% | 100% | 100% | 100% | 100% | 100% | 100% | 0% | 0% | 0% | 0% | 0% | 0% | 0% | Cooling DX-NR and New | 0 |  | 0 | 73.92% | 20.2% | 0% | 27% | 0% | 5.715% | 0% | 64.64% | 0% | 19.98% | 17.6% | 0% | 5.721% | 24.73% | 0% | 5.92% | 37.87% | 29.06% | 35.15% | 0% | 0% | 0% | 0% | 0% | 0% | 0% | 73.92% | 20.2% | 0% | 27% | 0% | 5.715% | 0% | 64.64% | 0% | 19.98% | 17.6% | 0% | 5.721% | 24.73% | 0% | 5.92% | 37.87% | 29.06% | 35.15% | 0% | 0% | 0% | 0% | 0% | 0% | 0%
1 | 1811 | Cooling DX | Com-Cooling_DX_Cadmus | NR and New | Small Off | Electric | Per Building Sqft of Cooling DX - 135 to 240 kBtuh | Small Off DX Package 135 to 240 kBtuh - Federal Standard 2023 | 100% | 100% | 100% | 100% | 100% | 100% | 100% | 100% | 100% | 100% | 100% | 100% | 100% | 100% | 100% | 100% | 100% | 100% | 100% | 0% | 0% | 0% | 0% | 0% | 0% | 0% | Cooling DX-NR and New | 0 |  | 0 | 73.92% | 20.2% | 0% | 27% | 0% | 5.715% | 0% | 64.64% | 0% | 19.98% | 17.6% | 0% | 5.721% | 24.73% | 0% | 5.92% | 37.87% | 29.06% | 35.15% | 0% | 0% | 0% | 0% | 0% | 0% | 0% | 73.92% | 20.2% | 0% | 27% | 0% | 5.715% | 0% | 64.64% | 0% | 19.98% | 17.6% | 0% | 5.721% | 24.73% | 0% | 5.92% | 37.87% | 29.06% | 35.15% | 0% | 0% | 0% | 0% | 0% | 0% | 0%
1 | 1811 | Cooling DX Tuneup | Com-Tuneup_Cooling_DX-Cadmus | Retro | School K-12 | Electric | Per Building Sqft - Cooling DX Tune Up | School K-12 Tune-up - DX Maintenance - Refrigerant Charge Correction | 50% | 50% | 50% | 50% | 50% | 50% | 50% | 50% | 50% | 50% | 50% | 50% | 50% | 50% | 50% | 50% | 50% | 50% | 50% | 0% | 0% | 0% | 0% | 0% | 0% | 0% | Cooling DX Tuneup-Retro | 0 |  | 0 | 100% | 100% | 100% | 100% | 100% | 100% | 100% | 100% | 100% | 100% | 100% | 100% | 100% | 100% | 100% | 100% | 100% | 100% | 100% | 0% | 0% | 0% | 0% | 0% | 0% | 0% | 50% | 50% | 50% | 50% | 50% | 50% | 50% | 50% | 50% | 50% | 50% | 50% | 50% | 50% | 50% | 50% | 50% | 50% | 50% | 0% | 0% | 0% | 0% | 0% | 0% | 0%
1 | 1811 | Cooling DX Tuneup | Com-Tuneup_Cooling_DX-Cadmus | Retro | School K-12 | Electric | Per Building Sqft - Cooling DX Tune Up | School K-12 Tune-up - DX Maintenance - Coil Cleaning | 50% | 50% | 50% | 50% | 50% | 50% | 50% | 50% | 50% | 50% | 50% | 50% | 50% | 50% | 50% | 50% | 50% | 50% | 50% | 0% | 0% | 0% | 0% | 0% | 0% | 0% | Cooling DX Tuneup-Retro | 0 |  | 0 | 100% | 100% | 100% | 100% | 100% | 100% | 100% | 100% | 100% | 100% | 100% | 100% | 100% | 100% | 100% | 100% | 100% | 100% | 100% | 0% | 0% | 0% | 0% | 0% | 0% | 0% | 50% | 50% | 50% | 50% | 50% | 50% | 50% | 50% | 50% | 50% | 50% | 50% | 50% | 50% | 50% | 50% | 50% | 50% | 50% | 0% | 0% | 0% | 0% | 0% | 0% | 0%
1 | 1811 | Cooling DX | Com-Cooling_DX_Cadmus | NR and New | School K-12 | Electric | Per Building Sqft of Cooling DX - 65 to 135 kBtuh | School K-12 DX Package 65 to 135 kBtuh - Premium Efficiency | 100% | 100% | 100% | 100% | 100% | 100% | 100% | 100% | 100% | 100% | 100% | 100% | 100% | 100% | 100% | 100% | 100% | 100% | 100% | 0% | 0% | 0% | 0% | 0% | 0% | 0% | Cooling DX-NR and New | 0 |  | 0 | 9.797% | 55.8% | 100% | 44.65% | 73.22% | 62.79% | 0% | 15.29% | 0% | 66.63% | 50.23% | 100% | 76.26% | 45.13% | 0% | 75.4% | 43.46% | 41.37% | 41.37% | 0% | 0% | 0% | 0% | 0% | 0% | 0% | 9.797% | 55.8% | 100% | 44.65% | 73.22% | 62.79% | 0% | 15.29% | 0% | 66.63% | 50.23% | 100% | 76.26% | 45.13% | 0% | 75.4% | 43.46% | 41.37% | 41.37% | 0% | 0% | 0% | 0% | 0% | 0% | 0%
1 | 1811 | Cooling DX | Com-Cooling_DX_Cadmus | NR and New | School K-12 | Electric | Per Building Sqft of Cooling DX - 65 to 135 kBtuh | School K-12 DX Package 65 to 135 kBtuh - Federal Standard 2023 | 100% | 100% | 100% | 100% | 100% | 100% | 100% | 100% | 100% | 100% | 100% | 100% | 100% | 100% | 100% | 100% | 100% | 100% | 100% | 0% | 0% | 0% | 0% | 0% | 0% | 0% | Cooling DX-NR and New | 0 |  | 0 | 9.797% | 55.8% | 100% | 44.65% | 73.22% | 62.79% | 0% | 15.29% | 0% | 66.63% | 50.23% | 100% | 76.26% | 45.13% | 0% | 75.4% | 43.46% | 41.37% | 41.37% | 0% | 0% | 0% | 0% | 0% | 0% | 0% | 9.797% | 55.8% | 100% | 44.65% | 73.22% | 62.79% | 0% | 15.29% | 0% | 66.63% | 50.23% | 100% | 76.26% | 45.13% | 0% | 75.4% | 43.46% | 41.37% | 41.37% | 0% | 0% | 0% | 0% | 0% | 0% | 0%
1 | 1811 | Cooling DX | Com-Cooling_DX_Cadmus | NR and New | School K-12 | Electric | Per Building Sqft of Cooling DX - 240 to 760 kBtuh | School K-12 DX Package 240 to 760 kBtuh - Premium Efficiency | 100% | 100% | 100% | 100% | 100% | 100% | 100% | 100% | 100% | 100% | 100% | 100% | 100% | 100% | 100% | 100% | 100% | 100% | 100% | 0% | 0% | 0% | 0% | 0% | 0% | 0% | Cooling DX-NR and New | 0 |  | 0 | 16.28% | 24% | 0% | 28.35% | 26.78% | 31.5% | 0% | 20.07% | 0% | 13.39% | 32.17% | 0% | 18.02% | 30.15% | 0% | 18.68% | 18.67% | 29.57% | 23.47% | 0% | 0% | 0% | 0% | 0% | 0% | 0% | 16.28% | 24% | 0% | 28.35% | 26.78% | 31.5% | 0% | 20.07% | 0% | 13.39% | 32.17% | 0% | 18.02% | 30.15% | 0% | 18.68% | 18.67% | 29.57% | 23.47% | 0% | 0% | 0% | 0% | 0% | 0% | 0%
1 | 1811 | Cooling DX | Com-Cooling_DX_Cadmus | NR and New | School K-12 | Electric | Per Building Sqft of Cooling DX - 240 to 760 kBtuh | School K-12 DX Package 240 to 760 kBtuh - Federal Standard 2023 | 100% | 100% | 100% | 100% | 100% | 100% | 100% | 100% | 100% | 100% | 100% | 100% | 100% | 100% | 100% | 100% | 100% | 100% | 100% | 0% | 0% | 0% | 0% | 0% | 0% | 0% | Cooling DX-NR and New | 0 |  | 0 | 16.28% | 24% | 0% | 28.35% | 26.78% | 31.5% | 0% | 20.07% | 0% | 13.39% | 32.17% | 0% | 18.02% | 30.15% | 0% | 18.68% | 18.67% | 29.57% | 23.47% | 0% | 0% | 0% | 0% | 0% | 0% | 0% | 16.28% | 24% | 0% | 28.35% | 26.78% | 31.5% | 0% | 20.07% | 0% | 13.39% | 32.17% | 0% | 18.02% | 30.15% | 0% | 18.68% | 18.67% | 29.57% | 23.47% | 0% | 0% | 0% | 0% | 0% | 0% | 0%
1 | 1811 | Cooling DX | Com-Cooling_DX_Cadmus | NR and New | School K-12 | Electric | Per Building Sqft of Cooling DX - 135 to 240 kBtuh | School K-12 DX Package 135 to 240 kBtuh - Premium Efficiency | 100% | 100% | 100% | 100% | 100% | 100% | 100% | 100% | 100% | 100% | 100% | 100% | 100% | 100% | 100% | 100% | 100% | 100% | 100% | 0% | 0% | 0% | 0% | 0% | 0% | 0% | Cooling DX-NR and New | 0 |  | 0 | 73.92% | 20.2% | 0% | 27% | 0% | 5.715% | 0% | 64.64% | 0% | 19.98% | 17.6% | 0% | 5.721% | 24.73% | 0% | 5.92% | 37.87% | 29.06% | 35.15% | 0% | 0% | 0% | 0% | 0% | 0% | 0% | 73.92% | 20.2% | 0% | 27% | 0% | 5.715% | 0% | 64.64% | 0% | 19.98% | 17.6% | 0% | 5.721% | 24.73% | 0% | 5.92% | 37.87% | 29.06% | 35.15% | 0% | 0% | 0% | 0% | 0% | 0% | 0%
1 | 1811 | Cooling DX | Com-Cooling_DX_Cadmus | NR and New | School K-12 | Electric | Per Building Sqft of Cooling DX - 135 to 240 kBtuh | School K-12 DX Package 135 to 240 kBtuh - Federal Standard 2023 | 100% | 100% | 100% | 100% | 100% | 100% | 100% | 100% | 100% | 100% | 100% | 100% | 100% | 100% | 100% | 100% | 100% | 100% | 100% | 0% | 0% | 0% | 0% | 0% | 0% | 0% | Cooling DX-NR and New | 0 |  | 0 | 73.92% | 20.2% | 0% | 27% | 0% | 5.715% | 0% | 64.64% | 0% | 19.98% | 17.6% | 0% | 5.721% | 24.73% | 0% | 5.92% | 37.87% | 29.06% | 35.15% | 0% | 0% | 0% | 0% | 0% | 0% | 0% | 73.92% | 20.2% | 0% | 27% | 0% | 5.715% | 0% | 64.64% | 0% | 19.98% | 17.6% | 0% | 5.721% | 24.73% | 0% | 5.92% | 37.87% | 29.06% | 35.15% | 0% | 0% | 0% | 0% | 0% | 0% | 0%
1 | 1811 | Cooling DX Tuneup | Com-Tuneup_Cooling_DX-Cadmus | Retro | Restaurant | Electric | Per Building Sqft - Cooling DX Tune Up | Restaurant Tune-up - DX Maintenance - Refrigerant Charge Correction | 50% | 50% | 50% | 50% | 50% | 50% | 50% | 50% | 50% | 50% | 50% | 50% | 50% | 50% | 50% | 50% | 50% | 50% | 50% | 0% | 0% | 0% | 0% | 0% | 0% | 0% | Cooling DX Tuneup-Retro | 0 |  | 0 | 100% | 100% | 100% | 100% | 100% | 100% | 100% | 100% | 100% | 100% | 100% | 100% | 100% | 100% | 100% | 100% | 100% | 100% | 100% | 0% | 0% | 0% | 0% | 0% | 0% | 0% | 50% | 50% | 50% | 50% | 50% | 50% | 50% | 50% | 50% | 50% | 50% | 50% | 50% | 50% | 50% | 50% | 50% | 50% | 50% | 0% | 0% | 0% | 0% | 0% | 0% | 0%
1 | 1811 | Cooling DX Tuneup | Com-Tuneup_Cooling_DX-Cadmus | Retro | Restaurant | Electric | Per Building Sqft - Cooling DX Tune Up | Restaurant Tune-up - DX Maintenance - Coil Cleaning | 50% | 50% | 50% | 50% | 50% | 50% | 50% | 50% | 50% | 50% | 50% | 50% | 50% | 50% | 50% | 50% | 50% | 50% | 50% | 0% | 0% | 0% | 0% | 0% | 0% | 0% | Cooling DX Tuneup-Retro | 0 |  | 0 | 100% | 100% | 100% | 100% | 100% | 100% | 100% | 100% | 100% | 100% | 100% | 100% | 100% | 100% | 100% | 100% | 100% | 100% | 100% | 0% | 0% | 0% | 0% | 0% | 0% | 0% | 50% | 50% | 50% | 50% | 50% | 50% | 50% | 50% | 50% | 50% | 50% | 50% | 50% | 50% | 50% | 50% | 50% | 50% | 50% | 0% | 0% | 0% | 0% | 0% | 0% | 0%
1 | 1811 | Cooling DX | Com-Cooling_DX_Cadmus | NR and New | Restaurant | Electric | Per Building Sqft of Cooling DX - 65 to 135 kBtuh | Restaurant DX Package 65 to 135 kBtuh - Premium Efficiency | 100% | 100% | 100% | 100% | 100% | 100% | 100% | 100% | 100% | 100% | 100% | 100% | 100% | 100% | 100% | 100% | 100% | 100% | 100% | 0% | 0% | 0% | 0% | 0% | 0% | 0% | Cooling DX-NR and New | 0 |  | 0 | 9.797% | 55.8% | 100% | 44.65% | 73.22% | 62.79% | 0% | 15.29% | 0% | 66.63% | 50.23% | 100% | 76.26% | 45.13% | 0% | 75.4% | 43.46% | 41.37% | 41.37% | 0% | 0% | 0% | 0% | 0% | 0% | 0% | 9.797% | 55.8% | 100% | 44.65% | 73.22% | 62.79% | 0% | 15.29% | 0% | 66.63% | 50.23% | 100% | 76.26% | 45.13% | 0% | 75.4% | 43.46% | 41.37% | 41.37% | 0% | 0% | 0% | 0% | 0% | 0% | 0%
1 | 1811 | Cooling DX | Com-Cooling_DX_Cadmus | NR and New | Restaurant | Electric | Per Building Sqft of Cooling DX - 65 to 135 kBtuh | Restaurant DX Package 65 to 135 kBtuh - Federal Standard 2023 | 100% | 100% | 100% | 100% | 100% | 100% | 100% | 100% | 100% | 100% | 100% | 100% | 100% | 100% | 100% | 100% | 100% | 100% | 100% | 0% | 0% | 0% | 0% | 0% | 0% | 0% | Cooling DX-NR and New | 0 |  | 0 | 9.797% | 55.8% | 100% | 44.65% | 73.22% | 62.79% | 0% | 15.29% | 0% | 66.63% | 50.23% | 100% | 76.26% | 45.13% | 0% | 75.4% | 43.46% | 41.37% | 41.37% | 0% | 0% | 0% | 0% | 0% | 0% | 0% | 9.797% | 55.8% | 100% | 44.65% | 73.22% | 62.79% | 0% | 15.29% | 0% | 66.63% | 50.23% | 100% | 76.26% | 45.13% | 0% | 75.4% | 43.46% | 41.37% | 41.37% | 0% | 0% | 0% | 0% | 0% | 0% | 0%
1 | 1811 | Cooling DX | Com-Cooling_DX_Cadmus | NR and New | Restaurant | Electric | Per Building Sqft of Cooling DX - 240 to 760 kBtuh | Restaurant DX Package 240 to 760 kBtuh - Premium Efficiency | 100% | 100% | 100% | 100% | 100% | 100% | 100% | 100% | 100% | 100% | 100% | 100% | 100% | 100% | 100% | 100% | 100% | 100% | 100% | 0% | 0% | 0% | 0% | 0% | 0% | 0% | Cooling DX-NR and New | 0 |  | 0 | 16.28% | 24% | 0% | 28.35% | 26.78% | 31.5% | 0% | 20.07% | 0% | 13.39% | 32.17% | 0% | 18.02% | 30.15% | 0% | 18.68% | 18.67% | 29.57% | 23.47% | 0% | 0% | 0% | 0% | 0% | 0% | 0% | 16.28% | 24% | 0% | 28.35% | 26.78% | 31.5% | 0% | 20.07% | 0% | 13.39% | 32.17% | 0% | 18.02% | 30.15% | 0% | 18.68% | 18.67% | 29.57% | 23.47% | 0% | 0% | 0% | 0% | 0% | 0% | 0%
1 | 1811 | Cooling DX | Com-Cooling_DX_Cadmus | NR and New | Restaurant | Electric | Per Building Sqft of Cooling DX - 240 to 760 kBtuh | Restaurant DX Package 240 to 760 kBtuh - Federal Standard 2023 | 100% | 100% | 100% | 100% | 100% | 100% | 100% | 100% | 100% | 100% | 100% | 100% | 100% | 100% | 100% | 100% | 100% | 100% | 100% | 0% | 0% | 0% | 0% | 0% | 0% | 0% | Cooling DX-NR and New | 0 |  | 0 | 16.28% | 24% | 0% | 28.35% | 26.78% | 31.5% | 0% | 20.07% | 0% | 13.39% | 32.17% | 0% | 18.02% | 30.15% | 0% | 18.68% | 18.67% | 29.57% | 23.47% | 0% | 0% | 0% | 0% | 0% | 0% | 0% | 16.28% | 24% | 0% | 28.35% | 26.78% | 31.5% | 0% | 20.07% | 0% | 13.39% | 32.17% | 0% | 18.02% | 30.15% | 0% | 18.68% | 18.67% | 29.57% | 23.47% | 0% | 0% | 0% | 0% | 0% | 0% | 0%
1 | 1811 | Cooling DX | Com-Cooling_DX_Cadmus | NR and New | Restaurant | Electric | Per Building Sqft of Cooling DX - 135 to 240 kBtuh | Restaurant DX Package 135 to 240 kBtuh - Premium Efficiency | 100% | 100% | 100% | 100% | 100% | 100% | 100% | 100% | 100% | 100% | 100% | 100% | 100% | 100% | 100% | 100% | 100% | 100% | 100% | 0% | 0% | 0% | 0% | 0% | 0% | 0% | Cooling DX-NR and New | 0 |  | 0 | 73.92% | 20.2% | 0% | 27% | 0% | 5.715% | 0% | 64.64% | 0% | 19.98% | 17.6% | 0% | 5.721% | 24.73% | 0% | 5.92% | 37.87% | 29.06% | 35.15% | 0% | 0% | 0% | 0% | 0% | 0% | 0% | 73.92% | 20.2% | 0% | 27% | 0% | 5.715% | 0% | 64.64% | 0% | 19.98% | 17.6% | 0% | 5.721% | 24.73% | 0% | 5.92% | 37.87% | 29.06% | 35.15% | 0% | 0% | 0% | 0% | 0% | 0% | 0%
1 | 1811 | Cooling DX | Com-Cooling_DX_Cadmus | NR and New | Restaurant | Electric | Per Building Sqft of Cooling DX - 135 to 240 kBtuh | Restaurant DX Package 135 to 240 kBtuh - Federal Standard 2023 | 100% | 100% | 100% | 100% | 100% | 100% | 100% | 100% | 100% | 100% | 100% | 100% | 100% | 100% | 100% | 100% | 100% | 100% | 100% | 0% | 0% | 0% | 0% | 0% | 0% | 0% | Cooling DX-NR and New | 0 |  | 0 | 73.92% | 20.2% | 0% | 27% | 0% | 5.715% | 0% | 64.64% | 0% | 19.98% | 17.6% | 0% | 5.721% | 24.73% | 0% | 5.92% | 37.87% | 29.06% | 35.15% | 0% | 0% | 0% | 0% | 0% | 0% | 0% | 73.92% | 20.2% | 0% | 27% | 0% | 5.715% | 0% | 64.64% | 0% | 19.98% | 17.6% | 0% | 5.721% | 24.73% | 0% | 5.92% | 37.87% | 29.06% | 35.15% | 0% | 0% | 0% | 0% | 0% | 0% | 0%
1 | 1811 | Cooling DX Tuneup | Com-Tuneup_Cooling_DX-Cadmus | Retro | Residential Care | Electric | Per Building Sqft - Cooling DX Tune Up | Residential Care Tune-up - DX Maintenance - Refrigerant Charge Correction | 50% | 50% | 50% | 50% | 50% | 50% | 50% | 50% | 50% | 50% | 50% | 50% | 50% | 50% | 50% | 50% | 50% | 50% | 50% | 0% | 0% | 0% | 0% | 0% | 0% | 0% | Cooling DX Tuneup-Retro | 0 |  | 0 | 100% | 100% | 100% | 100% | 100% | 100% | 100% | 100% | 100% | 100% | 100% | 100% | 100% | 100% | 100% | 100% | 100% | 100% | 100% | 0% | 0% | 0% | 0% | 0% | 0% | 0% | 50% | 50% | 50% | 50% | 50% | 50% | 50% | 50% | 50% | 50% | 50% | 50% | 50% | 50% | 50% | 50% | 50% | 50% | 50% | 0% | 0% | 0% | 0% | 0% | 0% | 0%
1 | 1811 | Cooling DX Tuneup | Com-Tuneup_Cooling_DX-Cadmus | Retro | Residential Care | Electric | Per Building Sqft - Cooling DX Tune Up | Residential Care Tune-up - DX Maintenance - Coil Cleaning | 50% | 50% | 50% | 50% | 50% | 50% | 50% | 50% | 50% | 50% | 50% | 50% | 50% | 50% | 50% | 50% | 50% | 50% | 50% | 0% | 0% | 0% | 0% | 0% | 0% | 0% | Cooling DX Tuneup-Retro | 0 |  | 0 | 100% | 100% | 100% | 100% | 100% | 100% | 100% | 100% | 100% | 100% | 100% | 100% | 100% | 100% | 100% | 100% | 100% | 100% | 100% | 0% | 0% | 0% | 0% | 0% | 0% | 0% | 50% | 50% | 50% | 50% | 50% | 50% | 50% | 50% | 50% | 50% | 50% | 50% | 50% | 50% | 50% | 50% | 50% | 50% | 50% | 0% | 0% | 0% | 0% | 0% | 0% | 0%
1 | 1811 | Cooling DX | Com-Cooling_DX_Cadmus | NR and New | Residential Care | Electric | Per Building Sqft of Cooling DX - 65 to 135 kBtuh | Residential Care DX Package 65 to 135 kBtuh - Premium Efficiency | 100% | 100% | 100% | 100% | 100% | 100% | 100% | 100% | 100% | 100% | 100% | 100% | 100% | 100% | 100% | 100% | 100% | 100% | 100% | 0% | 0% | 0% | 0% | 0% | 0% | 0% | Cooling DX-NR and New | 0 |  | 0 | 9.797% | 55.8% | 100% | 44.65% | 73.22% | 62.79% | 0% | 15.29% | 0% | 66.63% | 50.23% | 100% | 76.26% | 45.13% | 0% | 75.4% | 43.46% | 41.37% | 41.37% | 0% | 0% | 0% | 0% | 0% | 0% | 0% | 9.797% | 55.8% | 100% | 44.65% | 73.22% | 62.79% | 0% | 15.29% | 0% | 66.63% | 50.23% | 100% | 76.26% | 45.13% | 0% | 75.4% | 43.46% | 41.37% | 41.37% | 0% | 0% | 0% | 0% | 0% | 0% | 0%
1 | 1811 | Cooling DX | Com-Cooling_DX_Cadmus | NR and New | Residential Care | Electric | Per Building Sqft of Cooling DX - 65 to 135 kBtuh | Residential Care DX Package 65 to 135 kBtuh - Federal Standard 2023 | 100% | 100% | 100% | 100% | 100% | 100% | 100% | 100% | 100% | 100% | 100% | 100% | 100% | 100% | 100% | 100% | 100% | 100% | 100% | 0% | 0% | 0% | 0% | 0% | 0% | 0% | Cooling DX-NR and New | 0 |  | 0 | 9.797% | 55.8% | 100% | 44.65% | 73.22% | 62.79% | 0% | 15.29% | 0% | 66.63% | 50.23% | 100% | 76.26% | 45.13% | 0% | 75.4% | 43.46% | 41.37% | 41.37% | 0% | 0% | 0% | 0% | 0% | 0% | 0% | 9.797% | 55.8% | 100% | 44.65% | 73.22% | 62.79% | 0% | 15.29% | 0% | 66.63% | 50.23% | 100% | 76.26% | 45.13% | 0% | 75.4% | 43.46% | 41.37% | 41.37% | 0% | 0% | 0% | 0% | 0% | 0% | 0%
1 | 1811 | Cooling DX | Com-Cooling_DX_Cadmus | NR and New | Residential Care | Electric | Per Building Sqft of Cooling DX - 240 to 760 kBtuh | Residential Care DX Package 240 to 760 kBtuh - Premium Efficiency | 100% | 100% | 100% | 100% | 100% | 100% | 100% | 100% | 100% | 100% | 100% | 100% | 100% | 100% | 100% | 100% | 100% | 100% | 100% | 0% | 0% | 0% | 0% | 0% | 0% | 0% | Cooling DX-NR and New | 0 |  | 0 | 16.28% | 24% | 0% | 28.35% | 26.78% | 31.5% | 0% | 20.07% | 0% | 13.39% | 32.17% | 0% | 18.02% | 30.15% | 0% | 18.68% | 18.67% | 29.57% | 23.47% | 0% | 0% | 0% | 0% | 0% | 0% | 0% | 16.28% | 24% | 0% | 28.35% | 26.78% | 31.5% | 0% | 20.07% | 0% | 13.39% | 32.17% | 0% | 18.02% | 30.15% | 0% | 18.68% | 18.67% | 29.57% | 23.47% | 0% | 0% | 0% | 0% | 0% | 0% | 0%
1 | 1811 | Cooling DX | Com-Cooling_DX_Cadmus | NR and New | Residential Care | Electric | Per Building Sqft of Cooling DX - 240 to 760 kBtuh | Residential Care DX Package 240 to 760 kBtuh - Federal Standard 2023 | 100% | 100% | 100% | 100% | 100% | 100% | 100% | 100% | 100% | 100% | 100% | 100% | 100% | 100% | 100% | 100% | 100% | 100% | 100% | 0% | 0% | 0% | 0% | 0% | 0% | 0% | Cooling DX-NR and New | 0 |  | 0 | 16.28% | 24% | 0% | 28.35% | 26.78% | 31.5% | 0% | 20.07% | 0% | 13.39% | 32.17% | 0% | 18.02% | 30.15% | 0% | 18.68% | 18.67% | 29.57% | 23.47% | 0% | 0% | 0% | 0% | 0% | 0% | 0% | 16.28% | 24% | 0% | 28.35% | 26.78% | 31.5% | 0% | 20.07% | 0% | 13.39% | 32.17% | 0% | 18.02% | 30.15% | 0% | 18.68% | 18.67% | 29.57% | 23.47% | 0% | 0% | 0% | 0% | 0% | 0% | 0%
1 | 1811 | Cooling DX | Com-Cooling_DX_Cadmus | NR and New | Residential Care | Electric | Per Building Sqft of Cooling DX - 135 to 240 kBtuh | Residential Care DX Package 135 to 240 kBtuh - Premium Efficiency | 100% | 100% | 100% | 100% | 100% | 100% | 100% | 100% | 100% | 100% | 100% | 100% | 100% | 100% | 100% | 100% | 100% | 100% | 100% | 0% | 0% | 0% | 0% | 0% | 0% | 0% | Cooling DX-NR and New | 0 |  | 0 | 73.92% | 20.2% | 0% | 27% | 0% | 5.715% | 0% | 64.64% | 0% | 19.98% | 17.6% | 0% | 5.721% | 24.73% | 0% | 5.92% | 37.87% | 29.06% | 35.15% | 0% | 0% | 0% | 0% | 0% | 0% | 0% | 73.92% | 20.2% | 0% | 27% | 0% | 5.715% | 0% | 64.64% | 0% | 19.98% | 17.6% | 0% | 5.721% | 24.73% | 0% | 5.92% | 37.87% | 29.06% | 35.15% | 0% | 0% | 0% | 0% | 0% | 0% | 0%
1 | 1811 | Cooling DX | Com-Cooling_DX_Cadmus | NR and New | Residential Care | Electric | Per Building Sqft of Cooling DX - 135 to 240 kBtuh | Residential Care DX Package 135 to 240 kBtuh - Federal Standard 2023 | 100% | 100% | 100% | 100% | 100% | 100% | 100% | 100% | 100% | 100% | 100% | 100% | 100% | 100% | 100% | 100% | 100% | 100% | 100% | 0% | 0% | 0% | 0% | 0% | 0% | 0% | Cooling DX-NR and New | 0 |  | 0 | 73.92% | 20.2% | 0% | 27% | 0% | 5.715% | 0% | 64.64% | 0% | 19.98% | 17.6% | 0% | 5.721% | 24.73% | 0% | 5.92% | 37.87% | 29.06% | 35.15% | 0% | 0% | 0% | 0% | 0% | 0% | 0% | 73.92% | 20.2% | 0% | 27% | 0% | 5.715% | 0% | 64.64% | 0% | 19.98% | 17.6% | 0% | 5.721% | 24.73% | 0% | 5.92% | 37.87% | 29.06% | 35.15% | 0% | 0% | 0% | 0% | 0% | 0% | 0%
1 | 1811 | Cooling DX Tuneup | Com-Tuneup_Cooling_DX-Cadmus | Retro | Other | Electric | Per Building Sqft - Cooling DX Tune Up | Other Tune-up - DX Maintenance - Refrigerant Charge Correction | 50% | 50% | 50% | 50% | 50% | 50% | 50% | 50% | 50% | 50% | 50% | 50% | 50% | 50% | 50% | 50% | 50% | 50% | 50% | 0% | 0% | 0% | 0% | 0% | 0% | 0% | Cooling DX Tuneup-Retro | 0 |  | 0 | 100% | 100% | 100% | 100% | 100% | 100% | 100% | 100% | 100% | 100% | 100% | 100% | 100% | 100% | 100% | 100% | 100% | 100% | 100% | 0% | 0% | 0% | 0% | 0% | 0% | 0% | 50% | 50% | 50% | 50% | 50% | 50% | 50% | 50% | 50% | 50% | 50% | 50% | 50% | 50% | 50% | 50% | 50% | 50% | 50% | 0% | 0% | 0% | 0% | 0% | 0% | 0%
1 | 1811 | Cooling DX Tuneup | Com-Tuneup_Cooling_DX-Cadmus | Retro | Other | Electric | Per Building Sqft - Cooling DX Tune Up | Other Tune-up - DX Maintenance - Coil Cleaning | 50% | 50% | 50% | 50% | 50% | 50% | 50% | 50% | 50% | 50% | 50% | 50% | 50% | 50% | 50% | 50% | 50% | 50% | 50% | 0% | 0% | 0% | 0% | 0% | 0% | 0% | Cooling DX Tuneup-Retro | 0 |  | 0 | 100% | 100% | 100% | 100% | 100% | 100% | 100% | 100% | 100% | 100% | 100% | 100% | 100% | 100% | 100% | 100% | 100% | 100% | 100% | 0% | 0% | 0% | 0% | 0% | 0% | 0% | 50% | 50% | 50% | 50% | 50% | 50% | 50% | 50% | 50% | 50% | 50% | 50% | 50% | 50% | 50% | 50% | 50% | 50% | 50% | 0% | 0% | 0% | 0% | 0% | 0% | 0%
1 | 1811 | Cooling DX | Com-Cooling_DX_Cadmus | NR and New | Other | Electric | Per Building Sqft of Cooling DX - 65 to 135 kBtuh | Other DX Package 65 to 135 kBtuh - Premium Efficiency | 100% | 100% | 100% | 100% | 100% | 100% | 100% | 100% | 100% | 100% | 100% | 100% | 100% | 100% | 100% | 100% | 100% | 100% | 100% | 0% | 0% | 0% | 0% | 0% | 0% | 0% | Cooling DX-NR and New | 0 |  | 0 | 9.797% | 55.8% | 100% | 44.65% | 73.22% | 62.79% | 0% | 15.29% | 0% | 66.63% | 50.23% | 100% | 76.26% | 45.13% | 0% | 75.4% | 43.46% | 41.37% | 41.37% | 0% | 0% | 0% | 0% | 0% | 0% | 0% | 9.797% | 55.8% | 100% | 44.65% | 73.22% | 62.79% | 0% | 15.29% | 0% | 66.63% | 50.23% | 100% | 76.26% | 45.13% | 0% | 75.4% | 43.46% | 41.37% | 41.37% | 0% | 0% | 0% | 0% | 0% | 0% | 0%
1 | 1811 | Cooling DX | Com-Cooling_DX_Cadmus | NR and New | Other | Electric | Per Building Sqft of Cooling DX - 65 to 135 kBtuh | Other DX Package 65 to 135 kBtuh - Federal Standard 2023 | 100% | 100% | 100% | 100% | 100% | 100% | 100% | 100% | 100% | 100% | 100% | 100% | 100% | 100% | 100% | 100% | 100% | 100% | 100% | 0% | 0% | 0% | 0% | 0% | 0% | 0% | Cooling DX-NR and New | 0 |  | 0 | 9.797% | 55.8% | 100% | 44.65% | 73.22% | 62.79% | 0% | 15.29% | 0% | 66.63% | 50.23% | 100% | 76.26% | 45.13% | 0% | 75.4% | 43.46% | 41.37% | 41.37% | 0% | 0% | 0% | 0% | 0% | 0% | 0% | 9.797% | 55.8% | 100% | 44.65% | 73.22% | 62.79% | 0% | 15.29% | 0% | 66.63% | 50.23% | 100% | 76.26% | 45.13% | 0% | 75.4% | 43.46% | 41.37% | 41.37% | 0% | 0% | 0% | 0% | 0% | 0% | 0%
1 | 1811 | Cooling DX | Com-Cooling_DX_Cadmus | NR and New | Other | Electric | Per Building Sqft of Cooling DX - 240 to 760 kBtuh | Other DX Package 240 to 760 kBtuh - Premium Efficiency | 100% | 100% | 100% | 100% | 100% | 100% | 100% | 100% | 100% | 100% | 100% | 100% | 100% | 100% | 100% | 100% | 100% | 100% | 100% | 0% | 0% | 0% | 0% | 0% | 0% | 0% | Cooling DX-NR and New | 0 |  | 0 | 16.28% | 24% | 0% | 28.35% | 26.78% | 31.5% | 0% | 20.07% | 0% | 13.39% | 32.17% | 0% | 18.02% | 30.15% | 0% | 18.68% | 18.67% | 29.57% | 23.47% | 0% | 0% | 0% | 0% | 0% | 0% | 0% | 16.28% | 24% | 0% | 28.35% | 26.78% | 31.5% | 0% | 20.07% | 0% | 13.39% | 32.17% | 0% | 18.02% | 30.15% | 0% | 18.68% | 18.67% | 29.57% | 23.47% | 0% | 0% | 0% | 0% | 0% | 0% | 0%
1 | 1811 | Cooling DX | Com-Cooling_DX_Cadmus | NR and New | Other | Electric | Per Building Sqft of Cooling DX - 240 to 760 kBtuh | Other DX Package 240 to 760 kBtuh - Federal Standard 2023 | 100% | 100% | 100% | 100% | 100% | 100% | 100% | 100% | 100% | 100% | 100% | 100% | 100% | 100% | 100% | 100% | 100% | 100% | 100% | 0% | 0% | 0% | 0% | 0% | 0% | 0% | Cooling DX-NR and New | 0 |  | 0 | 16.28% | 24% | 0% | 28.35% | 26.78% | 31.5% | 0% | 20.07% | 0% | 13.39% | 32.17% | 0% | 18.02% | 30.15% | 0% | 18.68% | 18.67% | 29.57% | 23.47% | 0% | 0% | 0% | 0% | 0% | 0% | 0% | 16.28% | 24% | 0% | 28.35% | 26.78% | 31.5% | 0% | 20.07% | 0% | 13.39% | 32.17% | 0% | 18.02% | 30.15% | 0% | 18.68% | 18.67% | 29.57% | 23.47% | 0% | 0% | 0% | 0% | 0% | 0% | 0%
1 | 1811 | Cooling DX | Com-Cooling_DX_Cadmus | NR and New | Other | Electric | Per Building Sqft of Cooling DX - 135 to 240 kBtuh | Other DX Package 135 to 240 kBtuh - Premium Efficiency | 100% | 100% | 100% | 100% | 100% | 100% | 100% | 100% | 100% | 100% | 100% | 100% | 100% | 100% | 100% | 100% | 100% | 100% | 100% | 0% | 0% | 0% | 0% | 0% | 0% | 0% | Cooling DX-NR and New | 0 |  | 0 | 73.92% | 20.2% | 0% | 27% | 0% | 5.715% | 0% | 64.64% | 0% | 19.98% | 17.6% | 0% | 5.721% | 24.73% | 0% | 5.92% | 37.87% | 29.06% | 35.15% | 0% | 0% | 0% | 0% | 0% | 0% | 0% | 73.92% | 20.2% | 0% | 27% | 0% | 5.715% | 0% | 64.64% | 0% | 19.98% | 17.6% | 0% | 5.721% | 24.73% | 0% | 5.92% | 37.87% | 29.06% | 35.15% | 0% | 0% | 0% | 0% | 0% | 0% | 0%
1 | 1811 | Cooling DX | Com-Cooling_DX_Cadmus | NR and New | Other | Electric | Per Building Sqft of Cooling DX - 135 to 240 kBtuh | Other DX Package 135 to 240 kBtuh - Federal Standard 2023 | 100% | 100% | 100% | 100% | 100% | 100% | 100% | 100% | 100% | 100% | 100% | 100% | 100% | 100% | 100% | 100% | 100% | 100% | 100% | 0% | 0% | 0% | 0% | 0% | 0% | 0% | Cooling DX-NR and New | 0 |  | 0 | 73.92% | 20.2% | 0% | 27% | 0% | 5.715% | 0% | 64.64% | 0% | 19.98% | 17.6% | 0% | 5.721% | 24.73% | 0% | 5.92% | 37.87% | 29.06% | 35.15% | 0% | 0% | 0% | 0% | 0% | 0% | 0% | 73.92% | 20.2% | 0% | 27% | 0% | 5.715% | 0% | 64.64% | 0% | 19.98% | 17.6% | 0% | 5.721% | 24.73% | 0% | 5.92% | 37.87% | 29.06% | 35.15% | 0% | 0% | 0% | 0% | 0% | 0% | 0%
1 | 1811 | Cooling DX Tuneup | Com-Tuneup_Cooling_DX-Cadmus | Retro | Minimart | Electric | Per Building Sqft - Cooling DX Tune Up | MiniMart Tune-up - DX Maintenance - Refrigerant Charge Correction | 50% | 50% | 50% | 50% | 50% | 50% | 50% | 50% | 50% | 50% | 50% | 50% | 50% | 50% | 50% | 50% | 50% | 50% | 50% | 0% | 0% | 0% | 0% | 0% | 0% | 0% | Cooling DX Tuneup-Retro | 0 |  | 0 | 100% | 100% | 100% | 100% | 100% | 100% | 100% | 100% | 100% | 100% | 100% | 100% | 100% | 100% | 100% | 100% | 100% | 100% | 100% | 0% | 0% | 0% | 0% | 0% | 0% | 0% | 50% | 50% | 50% | 50% | 50% | 50% | 50% | 50% | 50% | 50% | 50% | 50% | 50% | 50% | 50% | 50% | 50% | 50% | 50% | 0% | 0% | 0% | 0% | 0% | 0% | 0%
1 | 1811 | Cooling DX Tuneup | Com-Tuneup_Cooling_DX-Cadmus | Retro | Minimart | Electric | Per Building Sqft - Cooling DX Tune Up | MiniMart Tune-up - DX Maintenance - Coil Cleaning | 50% | 50% | 50% | 50% | 50% | 50% | 50% | 50% | 50% | 50% | 50% | 50% | 50% | 50% | 50% | 50% | 50% | 50% | 50% | 0% | 0% | 0% | 0% | 0% | 0% | 0% | Cooling DX Tuneup-Retro | 0 |  | 0 | 100% | 100% | 100% | 100% | 100% | 100% | 100% | 100% | 100% | 100% | 100% | 100% | 100% | 100% | 100% | 100% | 100% | 100% | 100% | 0% | 0% | 0% | 0% | 0% | 0% | 0% | 50% | 50% | 50% | 50% | 50% | 50% | 50% | 50% | 50% | 50% | 50% | 50% | 50% | 50% | 50% | 50% | 50% | 50% | 50% | 0% | 0% | 0% | 0% | 0% | 0% | 0%
1 | 1811 | Cooling DX | Com-Cooling_DX_Cadmus | NR and New | MiniMart | Electric | Per Building Sqft of Cooling DX - 65 to 135 kBtuh | MiniMart DX Package 65 to 135 kBtuh - Premium Efficiency | 100% | 100% | 100% | 100% | 100% | 100% | 100% | 100% | 100% | 100% | 100% | 100% | 100% | 100% | 100% | 100% | 100% | 100% | 100% | 0% | 0% | 0% | 0% | 0% | 0% | 0% | Cooling DX-NR and New | 0 |  | 0 | 9.797% | 55.8% | 100% | 44.65% | 73.22% | 62.79% | 0% | 15.29% | 0% | 66.63% | 50.23% | 100% | 76.26% | 45.13% | 0% | 75.4% | 43.46% | 41.37% | 41.37% | 0% | 0% | 0% | 0% | 0% | 0% | 0% | 9.797% | 55.8% | 100% | 44.65% | 73.22% | 62.79% | 0% | 15.29% | 0% | 66.63% | 50.23% | 100% | 76.26% | 45.13% | 0% | 75.4% | 43.46% | 41.37% | 41.37% | 0% | 0% | 0% | 0% | 0% | 0% | 0%
1 | 1811 | Cooling DX | Com-Cooling_DX_Cadmus | NR and New | MiniMart | Electric | Per Building Sqft of Cooling DX - 65 to 135 kBtuh | MiniMart DX Package 65 to 135 kBtuh - Federal Standard 2023 | 100% | 100% | 100% | 100% | 100% | 100% | 100% | 100% | 100% | 100% | 100% | 100% | 100% | 100% | 100% | 100% | 100% | 100% | 100% | 0% | 0% | 0% | 0% | 0% | 0% | 0% | Cooling DX-NR and New | 0 |  | 0 | 9.797% | 55.8% | 100% | 44.65% | 73.22% | 62.79% | 0% | 15.29% | 0% | 66.63% | 50.23% | 100% | 76.26% | 45.13% | 0% | 75.4% | 43.46% | 41.37% | 41.37% | 0% | 0% | 0% | 0% | 0% | 0% | 0% | 9.797% | 55.8% | 100% | 44.65% | 73.22% | 62.79% | 0% | 15.29% | 0% | 66.63% | 50.23% | 100% | 76.26% | 45.13% | 0% | 75.4% | 43.46% | 41.37% | 41.37% | 0% | 0% | 0% | 0% | 0% | 0% | 0%
1 | 1811 | Cooling DX | Com-Cooling_DX_Cadmus | NR and New | MiniMart | Electric | Per Building Sqft of Cooling DX - 240 to 760 kBtuh | MiniMart DX Package 240 to 760 kBtuh - Premium Efficiency | 100% | 100% | 100% | 100% | 100% | 100% | 100% | 100% | 100% | 100% | 100% | 100% | 100% | 100% | 100% | 100% | 100% | 100% | 100% | 0% | 0% | 0% | 0% | 0% | 0% | 0% | Cooling DX-NR and New | 0 |  | 0 | 16.28% | 24% | 0% | 28.35% | 26.78% | 31.5% | 0% | 20.07% | 0% | 13.39% | 32.17% | 0% | 18.02% | 30.15% | 0% | 18.68% | 18.67% | 29.57% | 23.47% | 0% | 0% | 0% | 0% | 0% | 0% | 0% | 16.28% | 24% | 0% | 28.35% | 26.78% | 31.5% | 0% | 20.07% | 0% | 13.39% | 32.17% | 0% | 18.02% | 30.15% | 0% | 18.68% | 18.67% | 29.57% | 23.47% | 0% | 0% | 0% | 0% | 0% | 0% | 0%
1 | 1811 | Cooling DX | Com-Cooling_DX_Cadmus | NR and New | MiniMart | Electric | Per Building Sqft of Cooling DX - 240 to 760 kBtuh | MiniMart DX Package 240 to 760 kBtuh - Federal Standard 2023 | 100% | 100% | 100% | 100% | 100% | 100% | 100% | 100% | 100% | 100% | 100% | 100% | 100% | 100% | 100% | 100% | 100% | 100% | 100% | 0% | 0% | 0% | 0% | 0% | 0% | 0% | Cooling DX-NR and New | 0 |  | 0 | 16.28% | 24% | 0% | 28.35% | 26.78% | 31.5% | 0% | 20.07% | 0% | 13.39% | 32.17% | 0% | 18.02% | 30.15% | 0% | 18.68% | 18.67% | 29.57% | 23.47% | 0% | 0% | 0% | 0% | 0% | 0% | 0% | 16.28% | 24% | 0% | 28.35% | 26.78% | 31.5% | 0% | 20.07% | 0% | 13.39% | 32.17% | 0% | 18.02% | 30.15% | 0% | 18.68% | 18.67% | 29.57% | 23.47% | 0% | 0% | 0% | 0% | 0% | 0% | 0%
1 | 1811 | Cooling DX | Com-Cooling_DX_Cadmus | NR and New | MiniMart | Electric | Per Building Sqft of Cooling DX - 135 to 240 kBtuh | MiniMart DX Package 135 to 240 kBtuh - Premium Efficiency | 100% | 100% | 100% | 100% | 100% | 100% | 100% | 100% | 100% | 100% | 100% | 100% | 100% | 100% | 100% | 100% | 100% | 100% | 100% | 0% | 0% | 0% | 0% | 0% | 0% | 0% | Cooling DX-NR and New | 0 |  | 0 | 73.92% | 20.2% | 0% | 27% | 0% | 5.715% | 0% | 64.64% | 0% | 19.98% | 17.6% | 0% | 5.721% | 24.73% | 0% | 5.92% | 37.87% | 29.06% | 35.15% | 0% | 0% | 0% | 0% | 0% | 0% | 0% | 73.92% | 20.2% | 0% | 27% | 0% | 5.715% | 0% | 64.64% | 0% | 19.98% | 17.6% | 0% | 5.721% | 24.73% | 0% | 5.92% | 37.87% | 29.06% | 35.15% | 0% | 0% | 0% | 0% | 0% | 0% | 0%
1 | 1811 | Cooling DX | Com-Cooling_DX_Cadmus | NR and New | MiniMart | Electric | Per Building Sqft of Cooling DX - 135 to 240 kBtuh | MiniMart DX Package 135 to 240 kBtuh - Federal Standard 2023 | 100% | 100% | 100% | 100% | 100% | 100% | 100% | 100% | 100% | 100% | 100% | 100% | 100% | 100% | 100% | 100% | 100% | 100% | 100% | 0% | 0% | 0% | 0% | 0% | 0% | 0% | Cooling DX-NR and New | 0 |  | 0 | 73.92% | 20.2% | 0% | 27% | 0% | 5.715% | 0% | 64.64% | 0% | 19.98% | 17.6% | 0% | 5.721% | 24.73% | 0% | 5.92% | 37.87% | 29.06% | 35.15% | 0% | 0% | 0% | 0% | 0% | 0% | 0% | 73.92% | 20.2% | 0% | 27% | 0% | 5.715% | 0% | 64.64% | 0% | 19.98% | 17.6% | 0% | 5.721% | 24.73% | 0% | 5.92% | 37.87% | 29.06% | 35.15% | 0% | 0% | 0% | 0% | 0% | 0% | 0%
1 | 1811 | Cooling DX Tuneup | Com-Tuneup_Cooling_DX-Cadmus | Retro | Medium Ret | Electric | Per Building Sqft - Cooling DX Tune Up | Medium Ret Tune-up - DX Maintenance - Refrigerant Charge Correction | 50% | 50% | 50% | 50% | 50% | 50% | 50% | 50% | 50% | 50% | 50% | 50% | 50% | 50% | 50% | 50% | 50% | 50% | 50% | 0% | 0% | 0% | 0% | 0% | 0% | 0% | Cooling DX Tuneup-Retro | 0 |  | 0 | 100% | 100% | 100% | 100% | 100% | 100% | 100% | 100% | 100% | 100% | 100% | 100% | 100% | 100% | 100% | 100% | 100% | 100% | 100% | 0% | 0% | 0% | 0% | 0% | 0% | 0% | 50% | 50% | 50% | 50% | 50% | 50% | 50% | 50% | 50% | 50% | 50% | 50% | 50% | 50% | 50% | 50% | 50% | 50% | 50% | 0% | 0% | 0% | 0% | 0% | 0% | 0%
1 | 1811 | Cooling DX Tuneup | Com-Tuneup_Cooling_DX-Cadmus | Retro | Medium Ret | Electric | Per Building Sqft - Cooling DX Tune Up | Medium Ret Tune-up - DX Maintenance - Coil Cleaning | 50% | 50% | 50% | 50% | 50% | 50% | 50% | 50% | 50% | 50% | 50% | 50% | 50% | 50% | 50% | 50% | 50% | 50% | 50% | 0% | 0% | 0% | 0% | 0% | 0% | 0% | Cooling DX Tuneup-Retro | 0 |  | 0 | 100% | 100% | 100% | 100% | 100% | 100% | 100% | 100% | 100% | 100% | 100% | 100% | 100% | 100% | 100% | 100% | 100% | 100% | 100% | 0% | 0% | 0% | 0% | 0% | 0% | 0% | 50% | 50% | 50% | 50% | 50% | 50% | 50% | 50% | 50% | 50% | 50% | 50% | 50% | 50% | 50% | 50% | 50% | 50% | 50% | 0% | 0% | 0% | 0% | 0% | 0% | 0%
1 | 1811 | Cooling DX | Com-Cooling_DX_Cadmus | NR and New | Medium Ret | Electric | Per Building Sqft of Cooling DX - 65 to 135 kBtuh | Medium Ret DX Package 65 to 135 kBtuh - Premium Efficiency | 100% | 100% | 100% | 100% | 100% | 100% | 100% | 100% | 100% | 100% | 100% | 100% | 100% | 100% | 100% | 100% | 100% | 100% | 100% | 0% | 0% | 0% | 0% | 0% | 0% | 0% | Cooling DX-NR and New | 0 |  | 0 | 9.797% | 55.8% | 100% | 44.65% | 73.22% | 62.79% | 0% | 15.29% | 0% | 66.63% | 50.23% | 100% | 76.26% | 45.13% | 0% | 75.4% | 43.46% | 41.37% | 41.37% | 0% | 0% | 0% | 0% | 0% | 0% | 0% | 9.797% | 55.8% | 100% | 44.65% | 73.22% | 62.79% | 0% | 15.29% | 0% | 66.63% | 50.23% | 100% | 76.26% | 45.13% | 0% | 75.4% | 43.46% | 41.37% | 41.37% | 0% | 0% | 0% | 0% | 0% | 0% | 0%
1 | 1811 | Cooling DX | Com-Cooling_DX_Cadmus | NR and New | Medium Ret | Electric | Per Building Sqft of Cooling DX - 65 to 135 kBtuh | Medium Ret DX Package 65 to 135 kBtuh - Federal Standard 2023 | 100% | 100% | 100% | 100% | 100% | 100% | 100% | 100% | 100% | 100% | 100% | 100% | 100% | 100% | 100% | 100% | 100% | 100% | 100% | 0% | 0% | 0% | 0% | 0% | 0% | 0% | Cooling DX-NR and New | 0 |  | 0 | 9.797% | 55.8% | 100% | 44.65% | 73.22% | 62.79% | 0% | 15.29% | 0% | 66.63% | 50.23% | 100% | 76.26% | 45.13% | 0% | 75.4% | 43.46% | 41.37% | 41.37% | 0% | 0% | 0% | 0% | 0% | 0% | 0% | 9.797% | 55.8% | 100% | 44.65% | 73.22% | 62.79% | 0% | 15.29% | 0% | 66.63% | 50.23% | 100% | 76.26% | 45.13% | 0% | 75.4% | 43.46% | 41.37% | 41.37% | 0% | 0% | 0% | 0% | 0% | 0% | 0%
1 | 1811 | Cooling DX | Com-Cooling_DX_Cadmus | NR and New | Medium Ret | Electric | Per Building Sqft of Cooling DX - 240 to 760 kBtuh | Medium Ret DX Package 240 to 760 kBtuh - Premium Efficiency | 100% | 100% | 100% | 100% | 100% | 100% | 100% | 100% | 100% | 100% | 100% | 100% | 100% | 100% | 100% | 100% | 100% | 100% | 100% | 0% | 0% | 0% | 0% | 0% | 0% | 0% | Cooling DX-NR and New | 0 |  | 0 | 16.28% | 24% | 0% | 28.35% | 26.78% | 31.5% | 0% | 20.07% | 0% | 13.39% | 32.17% | 0% | 18.02% | 30.15% | 0% | 18.68% | 18.67% | 29.57% | 23.47% | 0% | 0% | 0% | 0% | 0% | 0% | 0% | 16.28% | 24% | 0% | 28.35% | 26.78% | 31.5% | 0% | 20.07% | 0% | 13.39% | 32.17% | 0% | 18.02% | 30.15% | 0% | 18.68% | 18.67% | 29.57% | 23.47% | 0% | 0% | 0% | 0% | 0% | 0% | 0%
1 | 1811 | Cooling DX | Com-Cooling_DX_Cadmus | NR and New | Medium Ret | Electric | Per Building Sqft of Cooling DX - 240 to 760 kBtuh | Medium Ret DX Package 240 to 760 kBtuh - Federal Standard 2023 | 100% | 100% | 100% | 100% | 100% | 100% | 100% | 100% | 100% | 100% | 100% | 100% | 100% | 100% | 100% | 100% | 100% | 100% | 100% | 0% | 0% | 0% | 0% | 0% | 0% | 0% | Cooling DX-NR and New | 0 |  | 0 | 16.28% | 24% | 0% | 28.35% | 26.78% | 31.5% | 0% | 20.07% | 0% | 13.39% | 32.17% | 0% | 18.02% | 30.15% | 0% | 18.68% | 18.67% | 29.57% | 23.47% | 0% | 0% | 0% | 0% | 0% | 0% | 0% | 16.28% | 24% | 0% | 28.35% | 26.78% | 31.5% | 0% | 20.07% | 0% | 13.39% | 32.17% | 0% | 18.02% | 30.15% | 0% | 18.68% | 18.67% | 29.57% | 23.47% | 0% | 0% | 0% | 0% | 0% | 0% | 0%
1 | 1811 | Cooling DX | Com-Cooling_DX_Cadmus | NR and New | Medium Ret | Electric | Per Building Sqft of Cooling DX - 135 to 240 kBtuh | Medium Ret DX Package 135 to 240 kBtuh - Premium Efficiency | 100% | 100% | 100% | 100% | 100% | 100% | 100% | 100% | 100% | 100% | 100% | 100% | 100% | 100% | 100% | 100% | 100% | 100% | 100% | 0% | 0% | 0% | 0% | 0% | 0% | 0% | Cooling DX-NR and New | 0 |  | 0 | 73.92% | 20.2% | 0% | 27% | 0% | 5.715% | 0% | 64.64% | 0% | 19.98% | 17.6% | 0% | 5.721% | 24.73% | 0% | 5.92% | 37.87% | 29.06% | 35.15% | 0% | 0% | 0% | 0% | 0% | 0% | 0% | 73.92% | 20.2% | 0% | 27% | 0% | 5.715% | 0% | 64.64% | 0% | 19.98% | 17.6% | 0% | 5.721% | 24.73% | 0% | 5.92% | 37.87% | 29.06% | 35.15% | 0% | 0% | 0% | 0% | 0% | 0% | 0%
1 | 1811 | Cooling DX | Com-Cooling_DX_Cadmus | NR and New | Medium Ret | Electric | Per Building Sqft of Cooling DX - 135 to 240 kBtuh | Medium Ret DX Package 135 to 240 kBtuh - Federal Standard 2023 | 100% | 100% | 100% | 100% | 100% | 100% | 100% | 100% | 100% | 100% | 100% | 100% | 100% | 100% | 100% | 100% | 100% | 100% | 100% | 0% | 0% | 0% | 0% | 0% | 0% | 0% | Cooling DX-NR and New | 0 |  | 0 | 73.92% | 20.2% | 0% | 27% | 0% | 5.715% | 0% | 64.64% | 0% | 19.98% | 17.6% | 0% | 5.721% | 24.73% | 0% | 5.92% | 37.87% | 29.06% | 35.15% | 0% | 0% | 0% | 0% | 0% | 0% | 0% | 73.92% | 20.2% | 0% | 27% | 0% | 5.715% | 0% | 64.64% | 0% | 19.98% | 17.6% | 0% | 5.721% | 24.73% | 0% | 5.92% | 37.87% | 29.06% | 35.15% | 0% | 0% | 0% | 0% | 0% | 0% | 0%
1 | 1811 | Cooling DX Tuneup | Com-Tuneup_Cooling_DX-Cadmus | Retro | Medium Off | Electric | Per Building Sqft - Cooling DX Tune Up | Medium Off Tune-up - DX Maintenance - Refrigerant Charge Correction | 50% | 50% | 50% | 50% | 50% | 50% | 50% | 50% | 50% | 50% | 50% | 50% | 50% | 50% | 50% | 50% | 50% | 50% | 50% | 0% | 0% | 0% | 0% | 0% | 0% | 0% | Cooling DX Tuneup-Retro | 0 |  | 0 | 100% | 100% | 100% | 100% | 100% | 100% | 100% | 100% | 100% | 100% | 100% | 100% | 100% | 100% | 100% | 100% | 100% | 100% | 100% | 0% | 0% | 0% | 0% | 0% | 0% | 0% | 50% | 50% | 50% | 50% | 50% | 50% | 50% | 50% | 50% | 50% | 50% | 50% | 50% | 50% | 50% | 50% | 50% | 50% | 50% | 0% | 0% | 0% | 0% | 0% | 0% | 0%
1 | 1811 | Cooling DX Tuneup | Com-Tuneup_Cooling_DX-Cadmus | Retro | Medium Off | Electric | Per Building Sqft - Cooling DX Tune Up | Medium Off Tune-up - DX Maintenance - Coil Cleaning | 50% | 50% | 50% | 50% | 50% | 50% | 50% | 50% | 50% | 50% | 50% | 50% | 50% | 50% | 50% | 50% | 50% | 50% | 50% | 0% | 0% | 0% | 0% | 0% | 0% | 0% | Cooling DX Tuneup-Retro | 0 |  | 0 | 100% | 100% | 100% | 100% | 100% | 100% | 100% | 100% | 100% | 100% | 100% | 100% | 100% | 100% | 100% | 100% | 100% | 100% | 100% | 0% | 0% | 0% | 0% | 0% | 0% | 0% | 50% | 50% | 50% | 50% | 50% | 50% | 50% | 50% | 50% | 50% | 50% | 50% | 50% | 50% | 50% | 50% | 50% | 50% | 50% | 0% | 0% | 0% | 0% | 0% | 0% | 0%
1 | 1811 | Cooling DX | Com-Cooling_DX_Cadmus | NR and New | Medium Off | Electric | Per Building Sqft of Cooling DX - 65 to 135 kBtuh | Medium Off DX Package 65 to 135 kBtuh - Premium Efficiency | 100% | 100% | 100% | 100% | 100% | 100% | 100% | 100% | 100% | 100% | 100% | 100% | 100% | 100% | 100% | 100% | 100% | 100% | 100% | 0% | 0% | 0% | 0% | 0% | 0% | 0% | Cooling DX-NR and New | 0 |  | 0 | 9.797% | 55.8% | 100% | 44.65% | 73.22% | 62.79% | 0% | 15.29% | 0% | 66.63% | 50.23% | 100% | 76.26% | 45.13% | 0% | 75.4% | 43.46% | 41.37% | 41.37% | 0% | 0% | 0% | 0% | 0% | 0% | 0% | 9.797% | 55.8% | 100% | 44.65% | 73.22% | 62.79% | 0% | 15.29% | 0% | 66.63% | 50.23% | 100% | 76.26% | 45.13% | 0% | 75.4% | 43.46% | 41.37% | 41.37% | 0% | 0% | 0% | 0% | 0% | 0% | 0%
1 | 1811 | Cooling DX | Com-Cooling_DX_Cadmus | NR and New | Medium Off | Electric | Per Building Sqft of Cooling DX - 65 to 135 kBtuh | Medium Off DX Package 65 to 135 kBtuh - Federal Standard 2023 | 100% | 100% | 100% | 100% | 100% | 100% | 100% | 100% | 100% | 100% | 100% | 100% | 100% | 100% | 100% | 100% | 100% | 100% | 100% | 0% | 0% | 0% | 0% | 0% | 0% | 0% | Cooling DX-NR and New | 0 |  | 0 | 9.797% | 55.8% | 100% | 44.65% | 73.22% | 62.79% | 0% | 15.29% | 0% | 66.63% | 50.23% | 100% | 76.26% | 45.13% | 0% | 75.4% | 43.46% | 41.37% | 41.37% | 0% | 0% | 0% | 0% | 0% | 0% | 0% | 9.797% | 55.8% | 100% | 44.65% | 73.22% | 62.79% | 0% | 15.29% | 0% | 66.63% | 50.23% | 100% | 76.26% | 45.13% | 0% | 75.4% | 43.46% | 41.37% | 41.37% | 0% | 0% | 0% | 0% | 0% | 0% | 0%
1 | 1811 | Cooling DX | Com-Cooling_DX_Cadmus | NR and New | Medium Off | Electric | Per Building Sqft of Cooling DX - 240 to 760 kBtuh | Medium Off DX Package 240 to 760 kBtuh - Premium Efficiency | 100% | 100% | 100% | 100% | 100% | 100% | 100% | 100% | 100% | 100% | 100% | 100% | 100% | 100% | 100% | 100% | 100% | 100% | 100% | 0% | 0% | 0% | 0% | 0% | 0% | 0% | Cooling DX-NR and New | 0 |  | 0 | 16.28% | 24% | 0% | 28.35% | 26.78% | 31.5% | 0% | 20.07% | 0% | 13.39% | 32.17% | 0% | 18.02% | 30.15% | 0% | 18.68% | 18.67% | 29.57% | 23.47% | 0% | 0% | 0% | 0% | 0% | 0% | 0% | 16.28% | 24% | 0% | 28.35% | 26.78% | 31.5% | 0% | 20.07% | 0% | 13.39% | 32.17% | 0% | 18.02% | 30.15% | 0% | 18.68% | 18.67% | 29.57% | 23.47% | 0% | 0% | 0% | 0% | 0% | 0% | 0%
1 | 1811 | Cooling DX | Com-Cooling_DX_Cadmus | NR and New | Medium Off | Electric | Per Building Sqft of Cooling DX - 240 to 760 kBtuh | Medium Off DX Package 240 to 760 kBtuh - Federal Standard 2023 | 100% | 100% | 100% | 100% | 100% | 100% | 100% | 100% | 100% | 100% | 100% | 100% | 100% | 100% | 100% | 100% | 100% | 100% | 100% | 0% | 0% | 0% | 0% | 0% | 0% | 0% | Cooling DX-NR and New | 0 |  | 0 | 16.28% | 24% | 0% | 28.35% | 26.78% | 31.5% | 0% | 20.07% | 0% | 13.39% | 32.17% | 0% | 18.02% | 30.15% | 0% | 18.68% | 18.67% | 29.57% | 23.47% | 0% | 0% | 0% | 0% | 0% | 0% | 0% | 16.28% | 24% | 0% | 28.35% | 26.78% | 31.5% | 0% | 20.07% | 0% | 13.39% | 32.17% | 0% | 18.02% | 30.15% | 0% | 18.68% | 18.67% | 29.57% | 23.47% | 0% | 0% | 0% | 0% | 0% | 0% | 0%
1 | 1811 | Cooling DX | Com-Cooling_DX_Cadmus | NR and New | Medium Off | Electric | Per Building Sqft of Cooling DX - 135 to 240 kBtuh | Medium Off DX Package 135 to 240 kBtuh - Premium Efficiency | 100% | 100% | 100% | 100% | 100% | 100% | 100% | 100% | 100% | 100% | 100% | 100% | 100% | 100% | 100% | 100% | 100% | 100% | 100% | 0% | 0% | 0% | 0% | 0% | 0% | 0% | Cooling DX-NR and New | 0 |  | 0 | 73.92% | 20.2% | 0% | 27% | 0% | 5.715% | 0% | 64.64% | 0% | 19.98% | 17.6% | 0% | 5.721% | 24.73% | 0% | 5.92% | 37.87% | 29.06% | 35.15% | 0% | 0% | 0% | 0% | 0% | 0% | 0% | 73.92% | 20.2% | 0% | 27% | 0% | 5.715% | 0% | 64.64% | 0% | 19.98% | 17.6% | 0% | 5.721% | 24.73% | 0% | 5.92% | 37.87% | 29.06% | 35.15% | 0% | 0% | 0% | 0% | 0% | 0% | 0%
1 | 1811 | Cooling DX | Com-Cooling_DX_Cadmus | NR and New | Medium Off | Electric | Per Building Sqft of Cooling DX - 135 to 240 kBtuh | Medium Off DX Package 135 to 240 kBtuh - Federal Standard 2023 | 100% | 100% | 100% | 100% | 100% | 100% | 100% | 100% | 100% | 100% | 100% | 100% | 100% | 100% | 100% | 100% | 100% | 100% | 100% | 0% | 0% | 0% | 0% | 0% | 0% | 0% | Cooling DX-NR and New | 0 |  | 0 | 73.92% | 20.2% | 0% | 27% | 0% | 5.715% | 0% | 64.64% | 0% | 19.98% | 17.6% | 0% | 5.721% | 24.73% | 0% | 5.92% | 37.87% | 29.06% | 35.15% | 0% | 0% | 0% | 0% | 0% | 0% | 0% | 73.92% | 20.2% | 0% | 27% | 0% | 5.715% | 0% | 64.64% | 0% | 19.98% | 17.6% | 0% | 5.721% | 24.73% | 0% | 5.92% | 37.87% | 29.06% | 35.15% | 0% | 0% | 0% | 0% | 0% | 0% | 0%
1 | 1811 | Cooling DX Tuneup | Com-Tuneup_Cooling_DX-Cadmus | Retro | Lodging | Electric | Per Building Sqft - Cooling DX Tune Up | Lodging Tune-up - DX Maintenance - Refrigerant Charge Correction | 50% | 50% | 50% | 50% | 50% | 50% | 50% | 50% | 50% | 50% | 50% | 50% | 50% | 50% | 50% | 50% | 50% | 50% | 50% | 0% | 0% | 0% | 0% | 0% | 0% | 0% | Cooling DX Tuneup-Retro | 0 |  | 0 | 100% | 100% | 100% | 100% | 100% | 100% | 100% | 100% | 100% | 100% | 100% | 100% | 100% | 100% | 100% | 100% | 100% | 100% | 100% | 0% | 0% | 0% | 0% | 0% | 0% | 0% | 50% | 50% | 50% | 50% | 50% | 50% | 50% | 50% | 50% | 50% | 50% | 50% | 50% | 50% | 50% | 50% | 50% | 50% | 50% | 0% | 0% | 0% | 0% | 0% | 0% | 0%
1 | 1811 | Cooling DX Tuneup | Com-Tuneup_Cooling_DX-Cadmus | Retro | Lodging | Electric | Per Building Sqft - Cooling DX Tune Up | Lodging Tune-up - DX Maintenance - Coil Cleaning | 50% | 50% | 50% | 50% | 50% | 50% | 50% | 50% | 50% | 50% | 50% | 50% | 50% | 50% | 50% | 50% | 50% | 50% | 50% | 0% | 0% | 0% | 0% | 0% | 0% | 0% | Cooling DX Tuneup-Retro | 0 |  | 0 | 100% | 100% | 100% | 100% | 100% | 100% | 100% | 100% | 100% | 100% | 100% | 100% | 100% | 100% | 100% | 100% | 100% | 100% | 100% | 0% | 0% | 0% | 0% | 0% | 0% | 0% | 50% | 50% | 50% | 50% | 50% | 50% | 50% | 50% | 50% | 50% | 50% | 50% | 50% | 50% | 50% | 50% | 50% | 50% | 50% | 0% | 0% | 0% | 0% | 0% | 0% | 0%
1 | 1811 | Cooling DX | Com-Cooling_DX_Cadmus | NR and New | Lodging | Electric | Per Building Sqft of Cooling DX - 65 to 135 kBtuh | Lodging DX Package 65 to 135 kBtuh - Premium Efficiency | 100% | 100% | 100% | 100% | 100% | 100% | 100% | 100% | 100% | 100% | 100% | 100% | 100% | 100% | 100% | 100% | 100% | 100% | 100% | 0% | 0% | 0% | 0% | 0% | 0% | 0% | Cooling DX-NR and New | 0 |  | 0 | 9.797% | 55.8% | 100% | 44.65% | 73.22% | 62.79% | 0% | 15.29% | 0% | 66.63% | 50.23% | 100% | 76.26% | 45.13% | 0% | 75.4% | 43.46% | 41.37% | 41.37% | 0% | 0% | 0% | 0% | 0% | 0% | 0% | 9.797% | 55.8% | 100% | 44.65% | 73.22% | 62.79% | 0% | 15.29% | 0% | 66.63% | 50.23% | 100% | 76.26% | 45.13% | 0% | 75.4% | 43.46% | 41.37% | 41.37% | 0% | 0% | 0% | 0% | 0% | 0% | 0%
1 | 1811 | Cooling DX | Com-Cooling_DX_Cadmus | NR and New | Lodging | Electric | Per Building Sqft of Cooling DX - 65 to 135 kBtuh | Lodging DX Package 65 to 135 kBtuh - Federal Standard 2023 | 100% | 100% | 100% | 100% | 100% | 100% | 100% | 100% | 100% | 100% | 100% | 100% | 100% | 100% | 100% | 100% | 100% | 100% | 100% | 0% | 0% | 0% | 0% | 0% | 0% | 0% | Cooling DX-NR and New | 0 |  | 0 | 9.797% | 55.8% | 100% | 44.65% | 73.22% | 62.79% | 0% | 15.29% | 0% | 66.63% | 50.23% | 100% | 76.26% | 45.13% | 0% | 75.4% | 43.46% | 41.37% | 41.37% | 0% | 0% | 0% | 0% | 0% | 0% | 0% | 9.797% | 55.8% | 100% | 44.65% | 73.22% | 62.79% | 0% | 15.29% | 0% | 66.63% | 50.23% | 100% | 76.26% | 45.13% | 0% | 75.4% | 43.46% | 41.37% | 41.37% | 0% | 0% | 0% | 0% | 0% | 0% | 0%
1 | 1811 | DDC Energy Management | Com-DDC Energy Management-7P_V5 | Retro | Large Off | Gas | Per 1,000 Sqft of Floor Area for Buildings receiving Direct Digital Control (DDC) | Commercial DDC Energy Management-Retro-Large Off | 47.68% | 8.441% | 0% | 3.625% | 24.42% | 2.323% | 0% | 27.8% | 74.65% | 0% | 6.44% | 0% | 2.068% | 7.142% | 81.93% | 6.965% | 0% | 0% | 9.64% | 0% | 0% | 0% | 0% | 0% | 0% | 0% | DDC Energy Management-Retro | Commercial EM-Retro |  | 0 | 100% | 100% | 100% | 100% | 100% | 100% | 100% | 100% | 100% | 100% | 100% | 100% | 100% | 100% | 100% | 100% | 100% | 100% | 100% | 0% | 0% | 0% | 0% | 0% | 0% | 0% | 47.68% | 8.441% | 0% | 3.625% | 24.42% | 2.323% | 0% | 27.8% | 74.65% | 0% | 6.44% | 0% | 2.068% | 7.142% | 81.93% | 6.965% | 0% | 0% | 9.64% | 0% | 0% | 0% | 0% | 0% | 0% | 0%
1 | 1811 | DDC Energy Management | Com-DDC Energy Management-7P_V5 | Retro | Medium Off | Gas | Per 1,000 Sqft of Floor Area for Buildings receiving Direct Digital Control (DDC) | Commercial DDC Energy Management-Retro-Medium Off | 47.68% | 8.441% | 0% | 3.625% | 24.42% | 2.323% | 0% | 27.8% | 74.65% | 0% | 6.44% | 0% | 2.068% | 7.142% | 81.93% | 6.965% | 0% | 0% | 9.64% | 0% | 0% | 0% | 0% | 0% | 0% | 0% | DDC Energy Management-Retro | Commercial EM-Retro |  | 0 | 100% | 100% | 100% | 100% | 100% | 100% | 100% | 100% | 100% | 100% | 100% | 100% | 100% | 100% | 100% | 100% | 100% | 100% | 100% | 0% | 0% | 0% | 0% | 0% | 0% | 0% | 47.68% | 8.441% | 0% | 3.625% | 24.42% | 2.323% | 0% | 27.8% | 74.65% | 0% | 6.44% | 0% | 2.068% | 7.142% | 81.93% | 6.965% | 0% | 0% | 9.64% | 0% | 0% | 0% | 0% | 0% | 0% | 0%
1 | 1811 | DDC Energy Management | Com-DDC Energy Management-7P_V5 | Retro | Small Off | Gas | Per 1,000 Sqft of Floor Area for Buildings receiving Direct Digital Control (DDC) | Commercial DDC Energy Management-Retro-Small Off | 47.68% | 8.441% | 0% | 3.625% | 24.42% | 2.323% | 0% | 27.8% | 74.65% | 0% | 6.44% | 0% | 2.068% | 7.142% | 81.93% | 6.965% | 0% | 0% | 9.64% | 0% | 0% | 0% | 0% | 0% | 0% | 0% | DDC Energy Management-Retro | Commercial EM-Retro |  | 0 | 100% | 100% | 100% | 100% | 100% | 100% | 100% | 100% | 100% | 100% | 100% | 100% | 100% | 100% | 100% | 100% | 100% | 100% | 100% | 0% | 0% | 0% | 0% | 0% | 0% | 0% | 47.68% | 8.441% | 0% | 3.625% | 24.42% | 2.323% | 0% | 27.8% | 74.65% | 0% | 6.44% | 0% | 2.068% | 7.142% | 81.93% | 6.965% | 0% | 0% | 9.64% | 0% | 0% | 0% | 0% | 0% | 0% | 0%
1 | 1811 | DDC Energy Management | Com-DDC Energy Management-7P_V5 | Retro | XLarge Ret | Gas | Per 1,000 Sqft of Floor Area for Buildings receiving Direct Digital Control (DDC) | Commercial DDC Energy Management-Retro-Xlarge Ret | 47.68% | 8.441% | 0% | 3.625% | 24.42% | 2.323% | 0% | 27.8% | 74.65% | 0% | 6.44% | 0% | 2.068% | 7.142% | 81.93% | 6.965% | 0% | 0% | 9.64% | 0% | 0% | 0% | 0% | 0% | 0% | 0% | DDC Energy Management-Retro | Commercial EM-Retro |  | 0 | 100% | 100% | 100% | 100% | 100% | 100% | 100% | 100% | 100% | 100% | 100% | 100% | 100% | 100% | 100% | 100% | 100% | 100% | 100% | 0% | 0% | 0% | 0% | 0% | 0% | 0% | 47.68% | 8.441% | 0% | 3.625% | 24.42% | 2.323% | 0% | 27.8% | 74.65% | 0% | 6.44% | 0% | 2.068% | 7.142% | 81.93% | 6.965% | 0% | 0% | 9.64% | 0% | 0% | 0% | 0% | 0% | 0% | 0%
1 | 1811 | DDC Energy Management | Com-DDC Energy Management-7P_V5 | Retro | Large Ret | Gas | Per 1,000 Sqft of Floor Area for Buildings receiving Direct Digital Control (DDC) | Commercial DDC Energy Management-Retro-Large Ret | 47.68% | 8.441% | 0% | 3.625% | 24.42% | 2.323% | 0% | 27.8% | 74.65% | 0% | 6.44% | 0% | 2.068% | 7.142% | 81.93% | 6.965% | 0% | 0% | 9.64% | 0% | 0% | 0% | 0% | 0% | 0% | 0% | DDC Energy Management-Retro | Commercial EM-Retro |  | 0 | 100% | 100% | 100% | 100% | 100% | 100% | 100% | 100% | 100% | 100% | 100% | 100% | 100% | 100% | 100% | 100% | 100% | 100% | 100% | 0% | 0% | 0% | 0% | 0% | 0% | 0% | 47.68% | 8.441% | 0% | 3.625% | 24.42% | 2.323% | 0% | 27.8% | 74.65% | 0% | 6.44% | 0% | 2.068% | 7.142% | 81.93% | 6.965% | 0% | 0% | 9.64% | 0% | 0% | 0% | 0% | 0% | 0% | 0%
1 | 1811 | DDC Energy Management | Com-DDC Energy Management-7P_V5 | Retro | Medium Ret | Gas | Per 1,000 Sqft of Floor Area for Buildings receiving Direct Digital Control (DDC) | Commercial DDC Energy Management-Retro-Medium Ret | 47.68% | 8.441% | 0% | 3.625% | 24.42% | 2.323% | 0% | 27.8% | 74.65% | 0% | 6.44% | 0% | 2.068% | 7.142% | 81.93% | 6.965% | 0% | 0% | 9.64% | 0% | 0% | 0% | 0% | 0% | 0% | 0% | DDC Energy Management-Retro | Commercial EM-Retro |  | 0 | 100% | 100% | 100% | 100% | 100% | 100% | 100% | 100% | 100% | 100% | 100% | 100% | 100% | 100% | 100% | 100% | 100% | 100% | 100% | 0% | 0% | 0% | 0% | 0% | 0% | 0% | 47.68% | 8.441% | 0% | 3.625% | 24.42% | 2.323% | 0% | 27.8% | 74.65% | 0% | 6.44% | 0% | 2.068% | 7.142% | 81.93% | 6.965% | 0% | 0% | 9.64% | 0% | 0% | 0% | 0% | 0% | 0% | 0%
1 | 1811 | DDC Energy Management | Com-DDC Energy Management-7P_V5 | Retro | Small Ret | Gas | Per 1,000 Sqft of Floor Area for Buildings receiving Direct Digital Control (DDC) | Commercial DDC Energy Management-Retro-Small Ret | 47.68% | 8.441% | 0% | 3.625% | 24.42% | 2.323% | 0% | 27.8% | 74.65% | 0% | 6.44% | 0% | 2.068% | 7.142% | 81.93% | 6.965% | 0% | 0% | 9.64% | 0% | 0% | 0% | 0% | 0% | 0% | 0% | DDC Energy Management-Retro | Commercial EM-Retro |  | 0 | 100% | 100% | 100% | 100% | 100% | 100% | 100% | 100% | 100% | 100% | 100% | 100% | 100% | 100% | 100% | 100% | 100% | 100% | 100% | 0% | 0% | 0% | 0% | 0% | 0% | 0% | 47.68% | 8.441% | 0% | 3.625% | 24.42% | 2.323% | 0% | 27.8% | 74.65% | 0% | 6.44% | 0% | 2.068% | 7.142% | 81.93% | 6.965% | 0% | 0% | 9.64% | 0% | 0% | 0% | 0% | 0% | 0% | 0%
1 | 1811 | DDC Energy Management | Com-DDC Energy Management-7P_V5 | Retro | School K-12 | Gas | Per 1,000 Sqft of Floor Area for Buildings receiving Direct Digital Control (DDC) | Commercial DDC Energy Management-Retro-School K-12 | 47.68% | 8.441% | 0% | 3.625% | 24.42% | 2.323% | 0% | 27.8% | 74.65% | 0% | 6.44% | 0% | 2.068% | 7.142% | 81.93% | 6.965% | 0% | 0% | 9.64% | 0% | 0% | 0% | 0% | 0% | 0% | 0% | DDC Energy Management-Retro | Commercial EM-Retro |  | 0 | 100% | 100% | 100% | 100% | 100% | 100% | 100% | 100% | 100% | 100% | 100% | 100% | 100% | 100% | 100% | 100% | 100% | 100% | 100% | 0% | 0% | 0% | 0% | 0% | 0% | 0% | 47.68% | 8.441% | 0% | 3.625% | 24.42% | 2.323% | 0% | 27.8% | 74.65% | 0% | 6.44% | 0% | 2.068% | 7.142% | 81.93% | 6.965% | 0% | 0% | 9.64% | 0% | 0% | 0% | 0% | 0% | 0% | 0%
1 | 1811 | DDC Energy Management | Com-DDC Energy Management-7P_V5 | Retro | University | Gas | Per 1,000 Sqft of Floor Area for Buildings receiving Direct Digital Control (DDC) | Commercial DDC Energy Management-Retro-University | 47.68% | 8.441% | 0% | 3.625% | 24.42% | 2.323% | 0% | 27.8% | 74.65% | 0% | 6.44% | 0% | 2.068% | 7.142% | 81.93% | 6.965% | 0% | 0% | 9.64% | 0% | 0% | 0% | 0% | 0% | 0% | 0% | DDC Energy Management-Retro | Commercial EM-Retro |  | 0 | 100% | 100% | 100% | 100% | 100% | 100% | 100% | 100% | 100% | 100% | 100% | 100% | 100% | 100% | 100% | 100% | 100% | 100% | 100% | 0% | 0% | 0% | 0% | 0% | 0% | 0% | 47.68% | 8.441% | 0% | 3.625% | 24.42% | 2.323% | 0% | 27.8% | 74.65% | 0% | 6.44% | 0% | 2.068% | 7.142% | 81.93% | 6.965% | 0% | 0% | 9.64% | 0% | 0% | 0% | 0% | 0% | 0% | 0%
1 | 1811 | DDC Energy Management | Com-DDC Energy Management-7P_V5 | Retro | Warehouse | Gas | Per 1,000 Sqft of Floor Area for Buildings receiving Direct Digital Control (DDC) | Commercial DDC Energy Management-Retro-Warehouse | 47.68% | 8.441% | 0% | 3.625% | 24.42% | 2.323% | 0% | 27.8% | 74.65% | 0% | 6.44% | 0% | 2.068% | 7.142% | 81.93% | 6.965% | 0% | 0% | 9.64% | 0% | 0% | 0% | 0% | 0% | 0% | 0% | DDC Energy Management-Retro | Commercial EM-Retro |  | 0 | 100% | 100% | 100% | 100% | 100% | 100% | 100% | 100% | 100% | 100% | 100% | 100% | 100% | 100% | 100% | 100% | 100% | 100% | 100% | 0% | 0% | 0% | 0% | 0% | 0% | 0% | 47.68% | 8.441% | 0% | 3.625% | 24.42% | 2.323% | 0% | 27.8% | 74.65% | 0% | 6.44% | 0% | 2.068% | 7.142% | 81.93% | 6.965% | 0% | 0% | 9.64% | 0% | 0% | 0% | 0% | 0% | 0% | 0%
1 | 1811 | DDC Energy Management | Com-DDC Energy Management-7P_V5 | Retro | Supermarket | Gas | Per 1,000 Sqft of Floor Area for Buildings receiving Direct Digital Control (DDC) | Commercial DDC Energy Management-Retro-Supermarket | 47.68% | 8.441% | 0% | 3.625% | 24.42% | 2.323% | 0% | 27.8% | 74.65% | 0% | 6.44% | 0% | 2.068% | 7.142% | 81.93% | 6.965% | 0% | 0% | 9.64% | 0% | 0% | 0% | 0% | 0% | 0% | 0% | DDC Energy Management-Retro | Commercial EM-Retro |  | 0 | 100% | 100% | 100% | 100% | 100% | 100% | 100% | 100% | 100% | 100% | 100% | 100% | 100% | 100% | 100% | 100% | 100% | 100% | 100% | 0% | 0% | 0% | 0% | 0% | 0% | 0% | 47.68% | 8.441% | 0% | 3.625% | 24.42% | 2.323% | 0% | 27.8% | 74.65% | 0% | 6.44% | 0% | 2.068% | 7.142% | 81.93% | 6.965% | 0% | 0% | 9.64% | 0% | 0% | 0% | 0% | 0% | 0% | 0%
1 | 1811 | DDC Energy Management | Com-DDC Energy Management-7P_V5 | Retro | MiniMart | Gas | Per 1,000 Sqft of Floor Area for Buildings receiving Direct Digital Control (DDC) | Commercial DDC Energy Management-Retro-MiniMart | 47.68% | 8.441% | 0% | 3.625% | 24.42% | 2.323% | 0% | 27.8% | 74.65% | 0% | 6.44% | 0% | 2.068% | 7.142% | 81.93% | 6.965% | 0% | 0% | 9.64% | 0% | 0% | 0% | 0% | 0% | 0% | 0% | DDC Energy Management-Retro | Commercial EM-Retro |  | 0 | 100% | 100% | 100% | 100% | 100% | 100% | 100% | 100% | 100% | 100% | 100% | 100% | 100% | 100% | 100% | 100% | 100% | 100% | 100% | 0% | 0% | 0% | 0% | 0% | 0% | 0% | 47.68% | 8.441% | 0% | 3.625% | 24.42% | 2.323% | 0% | 27.8% | 74.65% | 0% | 6.44% | 0% | 2.068% | 7.142% | 81.93% | 6.965% | 0% | 0% | 9.64% | 0% | 0% | 0% | 0% | 0% | 0% | 0%
1 | 1811 | DDC Energy Management | Com-DDC Energy Management-7P_V5 | Retro | Restaurant | Gas | Per 1,000 Sqft of Floor Area for Buildings receiving Direct Digital Control (DDC) | Commercial DDC Energy Management-Retro-Restaurant | 47.68% | 8.441% | 0% | 3.625% | 24.42% | 2.323% | 0% | 27.8% | 74.65% | 0% | 6.44% | 0% | 2.068% | 7.142% | 81.93% | 6.965% | 0% | 0% | 9.64% | 0% | 0% | 0% | 0% | 0% | 0% | 0% | DDC Energy Management-Retro | Commercial EM-Retro |  | 0 | 100% | 100% | 100% | 100% | 100% | 100% | 100% | 100% | 100% | 100% | 100% | 100% | 100% | 100% | 100% | 100% | 100% | 100% | 100% | 0% | 0% | 0% | 0% | 0% | 0% | 0% | 47.68% | 8.441% | 0% | 3.625% | 24.42% | 2.323% | 0% | 27.8% | 74.65% | 0% | 6.44% | 0% | 2.068% | 7.142% | 81.93% | 6.965% | 0% | 0% | 9.64% | 0% | 0% | 0% | 0% | 0% | 0% | 0%
1 | 1811 | DDC Energy Management | Com-DDC Energy Management-7P_V5 | Retro | Lodging | Gas | Per 1,000 Sqft of Floor Area for Buildings receiving Direct Digital Control (DDC) | Commercial DDC Energy Management-Retro-Lodging | 47.68% | 8.441% | 0% | 3.625% | 24.42% | 2.323% | 0% | 27.8% | 74.65% | 0% | 6.44% | 0% | 2.068% | 7.142% | 81.93% | 6.965% | 0% | 0% | 9.64% | 0% | 0% | 0% | 0% | 0% | 0% | 0% | DDC Energy Management-Retro | Commercial EM-Retro |  | 0 | 100% | 100% | 100% | 100% | 100% | 100% | 100% | 100% | 100% | 100% | 100% | 100% | 100% | 100% | 100% | 100% | 100% | 100% | 100% | 0% | 0% | 0% | 0% | 0% | 0% | 0% | 47.68% | 8.441% | 0% | 3.625% | 24.42% | 2.323% | 0% | 27.8% | 74.65% | 0% | 6.44% | 0% | 2.068% | 7.142% | 81.93% | 6.965% | 0% | 0% | 9.64% | 0% | 0% | 0% | 0% | 0% | 0% | 0%
1 | 1811 | DDC Energy Management | Com-DDC Energy Management-7P_V5 | Retro | Hospital | Gas | Per 1,000 Sqft of Floor Area for Buildings receiving Direct Digital Control (DDC) | Commercial DDC Energy Management-Retro-Hospital | 47.68% | 8.441% | 0% | 3.625% | 24.42% | 2.323% | 0% | 27.8% | 74.65% | 0% | 6.44% | 0% | 2.068% | 7.142% | 81.93% | 6.965% | 0% | 0% | 9.64% | 0% | 0% | 0% | 0% | 0% | 0% | 0% | DDC Energy Management-Retro | Commercial EM-Retro |  | 0 | 100% | 100% | 100% | 100% | 100% | 100% | 100% | 100% | 100% | 100% | 100% | 100% | 100% | 100% | 100% | 100% | 100% | 100% | 100% | 0% | 0% | 0% | 0% | 0% | 0% | 0% | 47.68% | 8.441% | 0% | 3.625% | 24.42% | 2.323% | 0% | 27.8% | 74.65% | 0% | 6.44% | 0% | 2.068% | 7.142% | 81.93% | 6.965% | 0% | 0% | 9.64% | 0% | 0% | 0% | 0% | 0% | 0% | 0%
1 | 1811 | DDC Energy Management | Com-DDC Energy Management-7P_V5 | Retro | Residential Care | Gas | Per 1,000 Sqft of Floor Area for Buildings receiving Direct Digital Control (DDC) | Commercial DDC Energy Management-Retro-Residential Care | 47.68% | 8.441% | 0% | 3.625% | 24.42% | 2.323% | 0% | 27.8% | 74.65% | 0% | 6.44% | 0% | 2.068% | 7.142% | 81.93% | 6.965% | 0% | 0% | 9.64% | 0% | 0% | 0% | 0% | 0% | 0% | 0% | DDC Energy Management-Retro | Commercial EM-Retro |  | 0 | 100% | 100% | 100% | 100% | 100% | 100% | 100% | 100% | 100% | 100% | 100% | 100% | 100% | 100% | 100% | 100% | 100% | 100% | 100% | 0% | 0% | 0% | 0% | 0% | 0% | 0% | 47.68% | 8.441% | 0% | 3.625% | 24.42% | 2.323% | 0% | 27.8% | 74.65% | 0% | 6.44% | 0% | 2.068% | 7.142% | 81.93% | 6.965% | 0% | 0% | 9.64% | 0% | 0% | 0% | 0% | 0% | 0% | 0%
1 | 1811 | DDC Energy Management | Com-DDC Energy Management-7P_V5 | Retro | Assembly | Gas | Per 1,000 Sqft of Floor Area for Buildings receiving Direct Digital Control (DDC) | Commercial DDC Energy Management-Retro-Assembly | 47.68% | 8.441% | 0% | 3.625% | 24.42% | 2.323% | 0% | 27.8% | 74.65% | 0% | 6.44% | 0% | 2.068% | 7.142% | 81.93% | 6.965% | 0% | 0% | 9.64% | 0% | 0% | 0% | 0% | 0% | 0% | 0% | DDC Energy Management-Retro | Commercial EM-Retro |  | 0 | 100% | 100% | 100% | 100% | 100% | 100% | 100% | 100% | 100% | 100% | 100% | 100% | 100% | 100% | 100% | 100% | 100% | 100% | 100% | 0% | 0% | 0% | 0% | 0% | 0% | 0% | 47.68% | 8.441% | 0% | 3.625% | 24.42% | 2.323% | 0% | 27.8% | 74.65% | 0% | 6.44% | 0% | 2.068% | 7.142% | 81.93% | 6.965% | 0% | 0% | 9.64% | 0% | 0% | 0% | 0% | 0% | 0% | 0%
1 | 1811 | DDC Energy Management | Com-DDC Energy Management-7P_V5 | Retro | Other | Gas | Per 1,000 Sqft of Floor Area for Buildings receiving Direct Digital Control (DDC) | Commercial DDC Energy Management-Retro-Other | 47.68% | 8.441% | 0% | 3.625% | 24.42% | 2.323% | 0% | 27.8% | 74.65% | 0% | 6.44% | 0% | 2.068% | 7.142% | 81.93% | 6.965% | 0% | 0% | 9.64% | 0% | 0% | 0% | 0% | 0% | 0% | 0% | DDC Energy Management-Retro | Commercial EM-Retro |  | 0 | 100% | 100% | 100% | 100% | 100% | 100% | 100% | 100% | 100% | 100% | 100% | 100% | 100% | 100% | 100% | 100% | 100% | 100% | 100% | 0% | 0% | 0% | 0% | 0% | 0% | 0% | 47.68% | 8.441% | 0% | 3.625% | 24.42% | 2.323% | 0% | 27.8% | 74.65% | 0% | 6.44% | 0% | 2.068% | 7.142% | 81.93% | 6.965% | 0% | 0% | 9.64% | 0% | 0% | 0% | 0% | 0% | 0% | 0%
1 | 1811 | DDC Energy Management | Com-DDC Energy Management-7P_V5 | Retro | Large Off | Electric | Per 1,000 Sqft of Floor Area for Buildings receiving Direct Digital Control (DDC) | Commercial DDC Energy Management-Retro-Large Off | 47.68% | 8.441% | 0% | 3.625% | 24.42% | 2.323% | 0% | 27.8% | 74.65% | 0% | 6.44% | 0% | 2.068% | 7.142% | 81.93% | 6.965% | 0% | 0% | 9.64% | 0% | 0% | 0% | 0% | 0% | 0% | 0% | DDC Energy Management-Retro | Commercial EM-Retro |  | 0 | 100% | 100% | 100% | 100% | 100% | 100% | 100% | 100% | 100% | 100% | 100% | 100% | 100% | 100% | 100% | 100% | 100% | 100% | 100% | 0% | 0% | 0% | 0% | 0% | 0% | 0% | 47.68% | 8.441% | 0% | 3.625% | 24.42% | 2.323% | 0% | 27.8% | 74.65% | 0% | 6.44% | 0% | 2.068% | 7.142% | 81.93% | 6.965% | 0% | 0% | 9.64% | 0% | 0% | 0% | 0% | 0% | 0% | 0%
1 | 1811 | DDC Energy Management | Com-DDC Energy Management-7P_V5 | Retro | Medium Off | Electric | Per 1,000 Sqft of Floor Area for Buildings receiving Direct Digital Control (DDC) | Commercial DDC Energy Management-Retro-Medium Off | 47.68% | 8.441% | 0% | 3.625% | 24.42% | 2.323% | 0% | 27.8% | 74.65% | 0% | 6.44% | 0% | 2.068% | 7.142% | 81.93% | 6.965% | 0% | 0% | 9.64% | 0% | 0% | 0% | 0% | 0% | 0% | 0% | DDC Energy Management-Retro | Commercial EM-Retro |  | 0 | 100% | 100% | 100% | 100% | 100% | 100% | 100% | 100% | 100% | 100% | 100% | 100% | 100% | 100% | 100% | 100% | 100% | 100% | 100% | 0% | 0% | 0% | 0% | 0% | 0% | 0% | 47.68% | 8.441% | 0% | 3.625% | 24.42% | 2.323% | 0% | 27.8% | 74.65% | 0% | 6.44% | 0% | 2.068% | 7.142% | 81.93% | 6.965% | 0% | 0% | 9.64% | 0% | 0% | 0% | 0% | 0% | 0% | 0%
1 | 1811 | DDC Energy Management | Com-DDC Energy Management-7P_V5 | Retro | Small Off | Electric | Per 1,000 Sqft of Floor Area for Buildings receiving Direct Digital Control (DDC) | Commercial DDC Energy Management-Retro-Small Off | 47.68% | 8.441% | 0% | 3.625% | 24.42% | 2.323% | 0% | 27.8% | 74.65% | 0% | 6.44% | 0% | 2.068% | 7.142% | 81.93% | 6.965% | 0% | 0% | 9.64% | 0% | 0% | 0% | 0% | 0% | 0% | 0% | DDC Energy Management-Retro | Commercial EM-Retro |  | 0 | 100% | 100% | 100% | 100% | 100% | 100% | 100% | 100% | 100% | 100% | 100% | 100% | 100% | 100% | 100% | 100% | 100% | 100% | 100% | 0% | 0% | 0% | 0% | 0% | 0% | 0% | 47.68% | 8.441% | 0% | 3.625% | 24.42% | 2.323% | 0% | 27.8% | 74.65% | 0% | 6.44% | 0% | 2.068% | 7.142% | 81.93% | 6.965% | 0% | 0% | 9.64% | 0% | 0% | 0% | 0% | 0% | 0% | 0%
1 | 1811 | DDC Energy Management | Com-DDC Energy Management-7P_V5 | Retro | XLarge Ret | Electric | Per 1,000 Sqft of Floor Area for Buildings receiving Direct Digital Control (DDC) | Commercial DDC Energy Management-Retro-Xlarge Ret | 47.68% | 8.441% | 0% | 3.625% | 24.42% | 2.323% | 0% | 27.8% | 74.65% | 0% | 6.44% | 0% | 2.068% | 7.142% | 81.93% | 6.965% | 0% | 0% | 9.64% | 0% | 0% | 0% | 0% | 0% | 0% | 0% | DDC Energy Management-Retro | Commercial EM-Retro |  | 0 | 100% | 100% | 100% | 100% | 100% | 100% | 100% | 100% | 100% | 100% | 100% | 100% | 100% | 100% | 100% | 100% | 100% | 100% | 100% | 0% | 0% | 0% | 0% | 0% | 0% | 0% | 47.68% | 8.441% | 0% | 3.625% | 24.42% | 2.323% | 0% | 27.8% | 74.65% | 0% | 6.44% | 0% | 2.068% | 7.142% | 81.93% | 6.965% | 0% | 0% | 9.64% | 0% | 0% | 0% | 0% | 0% | 0% | 0%
1 | 1811 | DDC Energy Management | Com-DDC Energy Management-7P_V5 | Retro | Large Ret | Electric | Per 1,000 Sqft of Floor Area for Buildings receiving Direct Digital Control (DDC) | Commercial DDC Energy Management-Retro-Large Ret | 47.68% | 8.441% | 0% | 3.625% | 24.42% | 2.323% | 0% | 27.8% | 74.65% | 0% | 6.44% | 0% | 2.068% | 7.142% | 81.93% | 6.965% | 0% | 0% | 9.64% | 0% | 0% | 0% | 0% | 0% | 0% | 0% | DDC Energy Management-Retro | Commercial EM-Retro |  | 0 | 100% | 100% | 100% | 100% | 100% | 100% | 100% | 100% | 100% | 100% | 100% | 100% | 100% | 100% | 100% | 100% | 100% | 100% | 100% | 0% | 0% | 0% | 0% | 0% | 0% | 0% | 47.68% | 8.441% | 0% | 3.625% | 24.42% | 2.323% | 0% | 27.8% | 74.65% | 0% | 6.44% | 0% | 2.068% | 7.142% | 81.93% | 6.965% | 0% | 0% | 9.64% | 0% | 0% | 0% | 0% | 0% | 0% | 0%
1 | 1811 | DDC Energy Management | Com-DDC Energy Management-7P_V5 | Retro | Medium Ret | Electric | Per 1,000 Sqft of Floor Area for Buildings receiving Direct Digital Control (DDC) | Commercial DDC Energy Management-Retro-Medium Ret | 47.68% | 8.441% | 0% | 3.625% | 24.42% | 2.323% | 0% | 27.8% | 74.65% | 0% | 6.44% | 0% | 2.068% | 7.142% | 81.93% | 6.965% | 0% | 0% | 9.64% | 0% | 0% | 0% | 0% | 0% | 0% | 0% | DDC Energy Management-Retro | Commercial EM-Retro |  | 0 | 100% | 100% | 100% | 100% | 100% | 100% | 100% | 100% | 100% | 100% | 100% | 100% | 100% | 100% | 100% | 100% | 100% | 100% | 100% | 0% | 0% | 0% | 0% | 0% | 0% | 0% | 47.68% | 8.441% | 0% | 3.625% | 24.42% | 2.323% | 0% | 27.8% | 74.65% | 0% | 6.44% | 0% | 2.068% | 7.142% | 81.93% | 6.965% | 0% | 0% | 9.64% | 0% | 0% | 0% | 0% | 0% | 0% | 0%
1 | 1811 | DDC Energy Management | Com-DDC Energy Management-7P_V5 | Retro | Small Ret | Electric | Per 1,000 Sqft of Floor Area for Buildings receiving Direct Digital Control (DDC) | Commercial DDC Energy Management-Retro-Small Ret | 47.68% | 8.441% | 0% | 3.625% | 24.42% | 2.323% | 0% | 27.8% | 74.65% | 0% | 6.44% | 0% | 2.068% | 7.142% | 81.93% | 6.965% | 0% | 0% | 9.64% | 0% | 0% | 0% | 0% | 0% | 0% | 0% | DDC Energy Management-Retro | Commercial EM-Retro |  | 0 | 100% | 100% | 100% | 100% | 100% | 100% | 100% | 100% | 100% | 100% | 100% | 100% | 100% | 100% | 100% | 100% | 100% | 100% | 100% | 0% | 0% | 0% | 0% | 0% | 0% | 0% | 47.68% | 8.441% | 0% | 3.625% | 24.42% | 2.323% | 0% | 27.8% | 74.65% | 0% | 6.44% | 0% | 2.068% | 7.142% | 81.93% | 6.965% | 0% | 0% | 9.64% | 0% | 0% | 0% | 0% | 0% | 0% | 0%
1 | 1811 | DDC Energy Management | Com-DDC Energy Management-7P_V5 | Retro | School K-12 | Electric | Per 1,000 Sqft of Floor Area for Buildings receiving Direct Digital Control (DDC) | Commercial DDC Energy Management-Retro-School K-12 | 47.68% | 8.441% | 0% | 3.625% | 24.42% | 2.323% | 0% | 27.8% | 74.65% | 0% | 6.44% | 0% | 2.068% | 7.142% | 81.93% | 6.965% | 0% | 0% | 9.64% | 0% | 0% | 0% | 0% | 0% | 0% | 0% | DDC Energy Management-Retro | Commercial EM-Retro |  | 0 | 100% | 100% | 100% | 100% | 100% | 100% | 100% | 100% | 100% | 100% | 100% | 100% | 100% | 100% | 100% | 100% | 100% | 100% | 100% | 0% | 0% | 0% | 0% | 0% | 0% | 0% | 47.68% | 8.441% | 0% | 3.625% | 24.42% | 2.323% | 0% | 27.8% | 74.65% | 0% | 6.44% | 0% | 2.068% | 7.142% | 81.93% | 6.965% | 0% | 0% | 9.64% | 0% | 0% | 0% | 0% | 0% | 0% | 0%
1 | 1811 | DDC Energy Management | Com-DDC Energy Management-7P_V5 | Retro | University | Electric | Per 1,000 Sqft of Floor Area for Buildings receiving Direct Digital Control (DDC) | Commercial DDC Energy Management-Retro-University | 47.68% | 8.441% | 0% | 3.625% | 24.42% | 2.323% | 0% | 27.8% | 74.65% | 0% | 6.44% | 0% | 2.068% | 7.142% | 81.93% | 6.965% | 0% | 0% | 9.64% | 0% | 0% | 0% | 0% | 0% | 0% | 0% | DDC Energy Management-Retro | Commercial EM-Retro |  | 0 | 100% | 100% | 100% | 100% | 100% | 100% | 100% | 100% | 100% | 100% | 100% | 100% | 100% | 100% | 100% | 100% | 100% | 100% | 100% | 0% | 0% | 0% | 0% | 0% | 0% | 0% | 47.68% | 8.441% | 0% | 3.625% | 24.42% | 2.323% | 0% | 27.8% | 74.65% | 0% | 6.44% | 0% | 2.068% | 7.142% | 81.93% | 6.965% | 0% | 0% | 9.64% | 0% | 0% | 0% | 0% | 0% | 0% | 0%
1 | 1811 | DDC Energy Management | Com-DDC Energy Management-7P_V5 | Retro | Warehouse | Electric | Per 1,000 Sqft of Floor Area for Buildings receiving Direct Digital Control (DDC) | Commercial DDC Energy Management-Retro-Warehouse | 47.68% | 8.441% | 0% | 3.625% | 24.42% | 2.323% | 0% | 27.8% | 74.65% | 0% | 6.44% | 0% | 2.068% | 7.142% | 81.93% | 6.965% | 0% | 0% | 9.64% | 0% | 0% | 0% | 0% | 0% | 0% | 0% | DDC Energy Management-Retro | Commercial EM-Retro |  | 0 | 100% | 100% | 100% | 100% | 100% | 100% | 100% | 100% | 100% | 100% | 100% | 100% | 100% | 100% | 100% | 100% | 100% | 100% | 100% | 0% | 0% | 0% | 0% | 0% | 0% | 0% | 47.68% | 8.441% | 0% | 3.625% | 24.42% | 2.323% | 0% | 27.8% | 74.65% | 0% | 6.44% | 0% | 2.068% | 7.142% | 81.93% | 6.965% | 0% | 0% | 9.64% | 0% | 0% | 0% | 0% | 0% | 0% | 0%
1 | 1811 | DDC Energy Management | Com-DDC Energy Management-7P_V5 | Retro | Supermarket | Electric | Per 1,000 Sqft of Floor Area for Buildings receiving Direct Digital Control (DDC) | Commercial DDC Energy Management-Retro-Supermarket | 47.68% | 8.441% | 0% | 3.625% | 24.42% | 2.323% | 0% | 27.8% | 74.65% | 0% | 6.44% | 0% | 2.068% | 7.142% | 81.93% | 6.965% | 0% | 0% | 9.64% | 0% | 0% | 0% | 0% | 0% | 0% | 0% | DDC Energy Management-Retro | Commercial EM-Retro |  | 0 | 100% | 100% | 100% | 100% | 100% | 100% | 100% | 100% | 100% | 100% | 100% | 100% | 100% | 100% | 100% | 100% | 100% | 100% | 100% | 0% | 0% | 0% | 0% | 0% | 0% | 0% | 47.68% | 8.441% | 0% | 3.625% | 24.42% | 2.323% | 0% | 27.8% | 74.65% | 0% | 6.44% | 0% | 2.068% | 7.142% | 81.93% | 6.965% | 0% | 0% | 9.64% | 0% | 0% | 0% | 0% | 0% | 0% | 0%
1 | 1811 | DDC Energy Management | Com-DDC Energy Management-7P_V5 | Retro | MiniMart | Electric | Per 1,000 Sqft of Floor Area for Buildings receiving Direct Digital Control (DDC) | Commercial DDC Energy Management-Retro-MiniMart | 47.68% | 8.441% | 0% | 3.625% | 24.42% | 2.323% | 0% | 27.8% | 74.65% | 0% | 6.44% | 0% | 2.068% | 7.142% | 81.93% | 6.965% | 0% | 0% | 9.64% | 0% | 0% | 0% | 0% | 0% | 0% | 0% | DDC Energy Management-Retro | Commercial EM-Retro |  | 0 | 100% | 100% | 100% | 100% | 100% | 100% | 100% | 100% | 100% | 100% | 100% | 100% | 100% | 100% | 100% | 100% | 100% | 100% | 100% | 0% | 0% | 0% | 0% | 0% | 0% | 0% | 47.68% | 8.441% | 0% | 3.625% | 24.42% | 2.323% | 0% | 27.8% | 74.65% | 0% | 6.44% | 0% | 2.068% | 7.142% | 81.93% | 6.965% | 0% | 0% | 9.64% | 0% | 0% | 0% | 0% | 0% | 0% | 0%
1 | 1811 | DDC Energy Management | Com-DDC Energy Management-7P_V5 | Retro | Restaurant | Electric | Per 1,000 Sqft of Floor Area for Buildings receiving Direct Digital Control (DDC) | Commercial DDC Energy Management-Retro-Restaurant | 47.68% | 8.441% | 0% | 3.625% | 24.42% | 2.323% | 0% | 27.8% | 74.65% | 0% | 6.44% | 0% | 2.068% | 7.142% | 81.93% | 6.965% | 0% | 0% | 9.64% | 0% | 0% | 0% | 0% | 0% | 0% | 0% | DDC Energy Management-Retro | Commercial EM-Retro |  | 0 | 100% | 100% | 100% | 100% | 100% | 100% | 100% | 100% | 100% | 100% | 100% | 100% | 100% | 100% | 100% | 100% | 100% | 100% | 100% | 0% | 0% | 0% | 0% | 0% | 0% | 0% | 47.68% | 8.441% | 0% | 3.625% | 24.42% | 2.323% | 0% | 27.8% | 74.65% | 0% | 6.44% | 0% | 2.068% | 7.142% | 81.93% | 6.965% | 0% | 0% | 9.64% | 0% | 0% | 0% | 0% | 0% | 0% | 0%
1 | 1811 | DDC Energy Management | Com-DDC Energy Management-7P_V5 | Retro | Lodging | Electric | Per 1,000 Sqft of Floor Area for Buildings receiving Direct Digital Control (DDC) | Commercial DDC Energy Management-Retro-Lodging | 47.68% | 8.441% | 0% | 3.625% | 24.42% | 2.323% | 0% | 27.8% | 74.65% | 0% | 6.44% | 0% | 2.068% | 7.142% | 81.93% | 6.965% | 0% | 0% | 9.64% | 0% | 0% | 0% | 0% | 0% | 0% | 0% | DDC Energy Management-Retro | Commercial EM-Retro |  | 0 | 100% | 100% | 100% | 100% | 100% | 100% | 100% | 100% | 100% | 100% | 100% | 100% | 100% | 100% | 100% | 100% | 100% | 100% | 100% | 0% | 0% | 0% | 0% | 0% | 0% | 0% | 47.68% | 8.441% | 0% | 3.625% | 24.42% | 2.323% | 0% | 27.8% | 74.65% | 0% | 6.44% | 0% | 2.068% | 7.142% | 81.93% | 6.965% | 0% | 0% | 9.64% | 0% | 0% | 0% | 0% | 0% | 0% | 0%
1 | 1811 | DDC Energy Management | Com-DDC Energy Management-7P_V5 | Retro | Hospital | Electric | Per 1,000 Sqft of Floor Area for Buildings receiving Direct Digital Control (DDC) | Commercial DDC Energy Management-Retro-Hospital | 47.68% | 8.441% | 0% | 3.625% | 24.42% | 2.323% | 0% | 27.8% | 74.65% | 0% | 6.44% | 0% | 2.068% | 7.142% | 81.93% | 6.965% | 0% | 0% | 9.64% | 0% | 0% | 0% | 0% | 0% | 0% | 0% | DDC Energy Management-Retro | Commercial EM-Retro |  | 0 | 100% | 100% | 100% | 100% | 100% | 100% | 100% | 100% | 100% | 100% | 100% | 100% | 100% | 100% | 100% | 100% | 100% | 100% | 100% | 0% | 0% | 0% | 0% | 0% | 0% | 0% | 47.68% | 8.441% | 0% | 3.625% | 24.42% | 2.323% | 0% | 27.8% | 74.65% | 0% | 6.44% | 0% | 2.068% | 7.142% | 81.93% | 6.965% | 0% | 0% | 9.64% | 0% | 0% | 0% | 0% | 0% | 0% | 0%
1 | 1811 | DDC Energy Management | Com-DDC Energy Management-7P_V5 | Retro | Residential Care | Electric | Per 1,000 Sqft of Floor Area for Buildings receiving Direct Digital Control (DDC) | Commercial DDC Energy Management-Retro-Residential Care | 47.68% | 8.441% | 0% | 3.625% | 24.42% | 2.323% | 0% | 27.8% | 74.65% | 0% | 6.44% | 0% | 2.068% | 7.142% | 81.93% | 6.965% | 0% | 0% | 9.64% | 0% | 0% | 0% | 0% | 0% | 0% | 0% | DDC Energy Management-Retro | Commercial EM-Retro |  | 0 | 100% | 100% | 100% | 100% | 100% | 100% | 100% | 100% | 100% | 100% | 100% | 100% | 100% | 100% | 100% | 100% | 100% | 100% | 100% | 0% | 0% | 0% | 0% | 0% | 0% | 0% | 47.68% | 8.441% | 0% | 3.625% | 24.42% | 2.323% | 0% | 27.8% | 74.65% | 0% | 6.44% | 0% | 2.068% | 7.142% | 81.93% | 6.965% | 0% | 0% | 9.64% | 0% | 0% | 0% | 0% | 0% | 0% | 0%
1 | 1811 | DDC Energy Management | Com-DDC Energy Management-7P_V5 | Retro | Assembly | Electric | Per 1,000 Sqft of Floor Area for Buildings receiving Direct Digital Control (DDC) | Commercial DDC Energy Management-Retro-Assembly | 47.68% | 8.441% | 0% | 3.625% | 24.42% | 2.323% | 0% | 27.8% | 74.65% | 0% | 6.44% | 0% | 2.068% | 7.142% | 81.93% | 6.965% | 0% | 0% | 9.64% | 0% | 0% | 0% | 0% | 0% | 0% | 0% | DDC Energy Management-Retro | Commercial EM-Retro |  | 0 | 100% | 100% | 100% | 100% | 100% | 100% | 100% | 100% | 100% | 100% | 100% | 100% | 100% | 100% | 100% | 100% | 100% | 100% | 100% | 0% | 0% | 0% | 0% | 0% | 0% | 0% | 47.68% | 8.441% | 0% | 3.625% | 24.42% | 2.323% | 0% | 27.8% | 74.65% | 0% | 6.44% | 0% | 2.068% | 7.142% | 81.93% | 6.965% | 0% | 0% | 9.64% | 0% | 0% | 0% | 0% | 0% | 0% | 0%
1 | 1811 | DDC Energy Management | Com-DDC Energy Management-7P_V5 | Retro | Other | Electric | Per 1,000 Sqft of Floor Area for Buildings receiving Direct Digital Control (DDC) | Commercial DDC Energy Management-Retro-Other | 47.68% | 8.441% | 0% | 3.625% | 24.42% | 2.323% | 0% | 27.8% | 74.65% | 0% | 6.44% | 0% | 2.068% | 7.142% | 81.93% | 6.965% | 0% | 0% | 9.64% | 0% | 0% | 0% | 0% | 0% | 0% | 0% | DDC Energy Management-Retro | Commercial EM-Retro |  | 0 | 100% | 100% | 100% | 100% | 100% | 100% | 100% | 100% | 100% | 100% | 100% | 100% | 100% | 100% | 100% | 100% | 100% | 100% | 100% | 0% | 0% | 0% | 0% | 0% | 0% | 0% | 47.68% | 8.441% | 0% | 3.625% | 24.42% | 2.323% | 0% | 27.8% | 74.65% | 0% | 6.44% | 0% | 2.068% | 7.142% | 81.93% | 6.965% | 0% | 0% | 9.64% | 0% | 0% | 0% | 0% | 0% | 0% | 0%
1 | 1811 | DDC Energy Management | Com-DDC Energy Management-7P_V5 | New | Large Off | Gas | Per 1,000 Sqft of Floor Area for Buildings receiving Direct Digital Control (DDC) | Commercial DDC Energy Management-New-Large Off | 47.68% | 8.441% | 0% | 3.625% | 24.42% | 2.323% | 0% | 27.8% | 74.65% | 0% | 6.44% | 0% | 2.068% | 7.142% | 81.93% | 6.965% | 0% | 0% | 9.64% | 0% | 0% | 0% | 0% | 0% | 0% | 0% | DDC Energy Management-New | Commercial EM-New |  | 0 | 100% | 100% | 100% | 100% | 100% | 100% | 100% | 100% | 100% | 100% | 100% | 100% | 100% | 100% | 100% | 100% | 100% | 100% | 100% | 0% | 0% | 0% | 0% | 0% | 0% | 0% | 47.68% | 8.441% | 0% | 3.625% | 24.42% | 2.323% | 0% | 27.8% | 74.65% | 0% | 6.44% | 0% | 2.068% | 7.142% | 81.93% | 6.965% | 0% | 0% | 9.64% | 0% | 0% | 0% | 0% | 0% | 0% | 0%
1 | 1811 | DDC Energy Management | Com-DDC Energy Management-7P_V5 | New | Medium Off | Gas | Per 1,000 Sqft of Floor Area for Buildings receiving Direct Digital Control (DDC) | Commercial DDC Energy Management-New-Medium Off | 47.68% | 8.441% | 0% | 3.625% | 24.42% | 2.323% | 0% | 27.8% | 74.65% | 0% | 6.44% | 0% | 2.068% | 7.142% | 81.93% | 6.965% | 0% | 0% | 9.64% | 0% | 0% | 0% | 0% | 0% | 0% | 0% | DDC Energy Management-New | Commercial EM-New |  | 0 | 100% | 100% | 100% | 100% | 100% | 100% | 100% | 100% | 100% | 100% | 100% | 100% | 100% | 100% | 100% | 100% | 100% | 100% | 100% | 0% | 0% | 0% | 0% | 0% | 0% | 0% | 47.68% | 8.441% | 0% | 3.625% | 24.42% | 2.323% | 0% | 27.8% | 74.65% | 0% | 6.44% | 0% | 2.068% | 7.142% | 81.93% | 6.965% | 0% | 0% | 9.64% | 0% | 0% | 0% | 0% | 0% | 0% | 0%
1 | 1811 | DDC Energy Management | Com-DDC Energy Management-7P_V5 | New | Small Off | Gas | Per 1,000 Sqft of Floor Area for Buildings receiving Direct Digital Control (DDC) | Commercial DDC Energy Management-New-Small Off | 47.68% | 8.441% | 0% | 3.625% | 24.42% | 2.323% | 0% | 27.8% | 74.65% | 0% | 6.44% | 0% | 2.068% | 7.142% | 81.93% | 6.965% | 0% | 0% | 9.64% | 0% | 0% | 0% | 0% | 0% | 0% | 0% | DDC Energy Management-New | Commercial EM-New |  | 0 | 100% | 100% | 100% | 100% | 100% | 100% | 100% | 100% | 100% | 100% | 100% | 100% | 100% | 100% | 100% | 100% | 100% | 100% | 100% | 0% | 0% | 0% | 0% | 0% | 0% | 0% | 47.68% | 8.441% | 0% | 3.625% | 24.42% | 2.323% | 0% | 27.8% | 74.65% | 0% | 6.44% | 0% | 2.068% | 7.142% | 81.93% | 6.965% | 0% | 0% | 9.64% | 0% | 0% | 0% | 0% | 0% | 0% | 0%
1 | 1811 | DDC Energy Management | Com-DDC Energy Management-7P_V5 | New | XLarge Ret | Gas | Per 1,000 Sqft of Floor Area for Buildings receiving Direct Digital Control (DDC) | Commercial DDC Energy Management-New-Xlarge Ret | 47.68% | 8.441% | 0% | 3.625% | 24.42% | 2.323% | 0% | 27.8% | 74.65% | 0% | 6.44% | 0% | 2.068% | 7.142% | 81.93% | 6.965% | 0% | 0% | 9.64% | 0% | 0% | 0% | 0% | 0% | 0% | 0% | DDC Energy Management-New | Commercial EM-New |  | 0 | 100% | 100% | 100% | 100% | 100% | 100% | 100% | 100% | 100% | 100% | 100% | 100% | 100% | 100% | 100% | 100% | 100% | 100% | 100% | 0% | 0% | 0% | 0% | 0% | 0% | 0% | 47.68% | 8.441% | 0% | 3.625% | 24.42% | 2.323% | 0% | 27.8% | 74.65% | 0% | 6.44% | 0% | 2.068% | 7.142% | 81.93% | 6.965% | 0% | 0% | 9.64% | 0% | 0% | 0% | 0% | 0% | 0% | 0%
1 | 1811 | DDC Energy Management | Com-DDC Energy Management-7P_V5 | New | Large Ret | Gas | Per 1,000 Sqft of Floor Area for Buildings receiving Direct Digital Control (DDC) | Commercial DDC Energy Management-New-Large Ret | 47.68% | 8.441% | 0% | 3.625% | 24.42% | 2.323% | 0% | 27.8% | 74.65% | 0% | 6.44% | 0% | 2.068% | 7.142% | 81.93% | 6.965% | 0% | 0% | 9.64% | 0% | 0% | 0% | 0% | 0% | 0% | 0% | DDC Energy Management-New | Commercial EM-New |  | 0 | 100% | 100% | 100% | 100% | 100% | 100% | 100% | 100% | 100% | 100% | 100% | 100% | 100% | 100% | 100% | 100% | 100% | 100% | 100% | 0% | 0% | 0% | 0% | 0% | 0% | 0% | 47.68% | 8.441% | 0% | 3.625% | 24.42% | 2.323% | 0% | 27.8% | 74.65% | 0% | 6.44% | 0% | 2.068% | 7.142% | 81.93% | 6.965% | 0% | 0% | 9.64% | 0% | 0% | 0% | 0% | 0% | 0% | 0%
1 | 1811 | DDC Energy Management | Com-DDC Energy Management-7P_V5 | New | Medium Ret | Gas | Per 1,000 Sqft of Floor Area for Buildings receiving Direct Digital Control (DDC) | Commercial DDC Energy Management-New-Medium Ret | 47.68% | 8.441% | 0% | 3.625% | 24.42% | 2.323% | 0% | 27.8% | 74.65% | 0% | 6.44% | 0% | 2.068% | 7.142% | 81.93% | 6.965% | 0% | 0% | 9.64% | 0% | 0% | 0% | 0% | 0% | 0% | 0% | DDC Energy Management-New | Commercial EM-New |  | 0 | 100% | 100% | 100% | 100% | 100% | 100% | 100% | 100% | 100% | 100% | 100% | 100% | 100% | 100% | 100% | 100% | 100% | 100% | 100% | 0% | 0% | 0% | 0% | 0% | 0% | 0% | 47.68% | 8.441% | 0% | 3.625% | 24.42% | 2.323% | 0% | 27.8% | 74.65% | 0% | 6.44% | 0% | 2.068% | 7.142% | 81.93% | 6.965% | 0% | 0% | 9.64% | 0% | 0% | 0% | 0% | 0% | 0% | 0%
1 | 1811 | DDC Energy Management | Com-DDC Energy Management-7P_V5 | New | Small Ret | Gas | Per 1,000 Sqft of Floor Area for Buildings receiving Direct Digital Control (DDC) | Commercial DDC Energy Management-New-Small Ret | 47.68% | 8.441% | 0% | 3.625% | 24.42% | 2.323% | 0% | 27.8% | 74.65% | 0% | 6.44% | 0% | 2.068% | 7.142% | 81.93% | 6.965% | 0% | 0% | 9.64% | 0% | 0% | 0% | 0% | 0% | 0% | 0% | DDC Energy Management-New | Commercial EM-New |  | 0 | 100% | 100% | 100% | 100% | 100% | 100% | 100% | 100% | 100% | 100% | 100% | 100% | 100% | 100% | 100% | 100% | 100% | 100% | 100% | 0% | 0% | 0% | 0% | 0% | 0% | 0% | 47.68% | 8.441% | 0% | 3.625% | 24.42% | 2.323% | 0% | 27.8% | 74.65% | 0% | 6.44% | 0% | 2.068% | 7.142% | 81.93% | 6.965% | 0% | 0% | 9.64% | 0% | 0% | 0% | 0% | 0% | 0% | 0%
1 | 1811 | DDC Energy Management | Com-DDC Energy Management-7P_V5 | New | School K-12 | Gas | Per 1,000 Sqft of Floor Area for Buildings receiving Direct Digital Control (DDC) | Commercial DDC Energy Management-New-School K-12 | 47.68% | 8.441% | 0% | 3.625% | 24.42% | 2.323% | 0% | 27.8% | 74.65% | 0% | 6.44% | 0% | 2.068% | 7.142% | 81.93% | 6.965% | 0% | 0% | 9.64% | 0% | 0% | 0% | 0% | 0% | 0% | 0% | DDC Energy Management-New | Commercial EM-New |  | 0 | 100% | 100% | 100% | 100% | 100% | 100% | 100% | 100% | 100% | 100% | 100% | 100% | 100% | 100% | 100% | 100% | 100% | 100% | 100% | 0% | 0% | 0% | 0% | 0% | 0% | 0% | 47.68% | 8.441% | 0% | 3.625% | 24.42% | 2.323% | 0% | 27.8% | 74.65% | 0% | 6.44% | 0% | 2.068% | 7.142% | 81.93% | 6.965% | 0% | 0% | 9.64% | 0% | 0% | 0% | 0% | 0% | 0% | 0%
1 | 1811 | DDC Energy Management | Com-DDC Energy Management-7P_V5 | New | University | Gas | Per 1,000 Sqft of Floor Area for Buildings receiving Direct Digital Control (DDC) | Commercial DDC Energy Management-New-University | 47.68% | 8.441% | 0% | 3.625% | 24.42% | 2.323% | 0% | 27.8% | 74.65% | 0% | 6.44% | 0% | 2.068% | 7.142% | 81.93% | 6.965% | 0% | 0% | 9.64% | 0% | 0% | 0% | 0% | 0% | 0% | 0% | DDC Energy Management-New | Commercial EM-New |  | 0 | 100% | 100% | 100% | 100% | 100% | 100% | 100% | 100% | 100% | 100% | 100% | 100% | 100% | 100% | 100% | 100% | 100% | 100% | 100% | 0% | 0% | 0% | 0% | 0% | 0% | 0% | 47.68% | 8.441% | 0% | 3.625% | 24.42% | 2.323% | 0% | 27.8% | 74.65% | 0% | 6.44% | 0% | 2.068% | 7.142% | 81.93% | 6.965% | 0% | 0% | 9.64% | 0% | 0% | 0% | 0% | 0% | 0% | 0%
1 | 1811 | DDC Energy Management | Com-DDC Energy Management-7P_V5 | New | Warehouse | Gas | Per 1,000 Sqft of Floor Area for Buildings receiving Direct Digital Control (DDC) | Commercial DDC Energy Management-New-Warehouse | 47.68% | 8.441% | 0% | 3.625% | 24.42% | 2.323% | 0% | 27.8% | 74.65% | 0% | 6.44% | 0% | 2.068% | 7.142% | 81.93% | 6.965% | 0% | 0% | 9.64% | 0% | 0% | 0% | 0% | 0% | 0% | 0% | DDC Energy Management-New | Commercial EM-New |  | 0 | 100% | 100% | 100% | 100% | 100% | 100% | 100% | 100% | 100% | 100% | 100% | 100% | 100% | 100% | 100% | 100% | 100% | 100% | 100% | 0% | 0% | 0% | 0% | 0% | 0% | 0% | 47.68% | 8.441% | 0% | 3.625% | 24.42% | 2.323% | 0% | 27.8% | 74.65% | 0% | 6.44% | 0% | 2.068% | 7.142% | 81.93% | 6.965% | 0% | 0% | 9.64% | 0% | 0% | 0% | 0% | 0% | 0% | 0%
1 | 1811 | DDC Energy Management | Com-DDC Energy Management-7P_V5 | New | Supermarket | Gas | Per 1,000 Sqft of Floor Area for Buildings receiving Direct Digital Control (DDC) | Commercial DDC Energy Management-New-Supermarket | 47.68% | 8.441% | 0% | 3.625% | 24.42% | 2.323% | 0% | 27.8% | 74.65% | 0% | 6.44% | 0% | 2.068% | 7.142% | 81.93% | 6.965% | 0% | 0% | 9.64% | 0% | 0% | 0% | 0% | 0% | 0% | 0% | DDC Energy Management-New | Commercial EM-New |  | 0 | 100% | 100% | 100% | 100% | 100% | 100% | 100% | 100% | 100% | 100% | 100% | 100% | 100% | 100% | 100% | 100% | 100% | 100% | 100% | 0% | 0% | 0% | 0% | 0% | 0% | 0% | 47.68% | 8.441% | 0% | 3.625% | 24.42% | 2.323% | 0% | 27.8% | 74.65% | 0% | 6.44% | 0% | 2.068% | 7.142% | 81.93% | 6.965% | 0% | 0% | 9.64% | 0% | 0% | 0% | 0% | 0% | 0% | 0%
1 | 1811 | DDC Energy Management | Com-DDC Energy Management-7P_V5 | New | MiniMart | Gas | Per 1,000 Sqft of Floor Area for Buildings receiving Direct Digital Control (DDC) | Commercial DDC Energy Management-New-MiniMart | 47.68% | 8.441% | 0% | 3.625% | 24.42% | 2.323% | 0% | 27.8% | 74.65% | 0% | 6.44% | 0% | 2.068% | 7.142% | 81.93% | 6.965% | 0% | 0% | 9.64% | 0% | 0% | 0% | 0% | 0% | 0% | 0% | DDC Energy Management-New | Commercial EM-New |  | 0 | 100% | 100% | 100% | 100% | 100% | 100% | 100% | 100% | 100% | 100% | 100% | 100% | 100% | 100% | 100% | 100% | 100% | 100% | 100% | 0% | 0% | 0% | 0% | 0% | 0% | 0% | 47.68% | 8.441% | 0% | 3.625% | 24.42% | 2.323% | 0% | 27.8% | 74.65% | 0% | 6.44% | 0% | 2.068% | 7.142% | 81.93% | 6.965% | 0% | 0% | 9.64% | 0% | 0% | 0% | 0% | 0% | 0% | 0%
1 | 1811 | DDC Energy Management | Com-DDC Energy Management-7P_V5 | New | Restaurant | Gas | Per 1,000 Sqft of Floor Area for Buildings receiving Direct Digital Control (DDC) | Commercial DDC Energy Management-New-Restaurant | 47.68% | 8.441% | 0% | 3.625% | 24.42% | 2.323% | 0% | 27.8% | 74.65% | 0% | 6.44% | 0% | 2.068% | 7.142% | 81.93% | 6.965% | 0% | 0% | 9.64% | 0% | 0% | 0% | 0% | 0% | 0% | 0% | DDC Energy Management-New | Commercial EM-New |  | 0 | 100% | 100% | 100% | 100% | 100% | 100% | 100% | 100% | 100% | 100% | 100% | 100% | 100% | 100% | 100% | 100% | 100% | 100% | 100% | 0% | 0% | 0% | 0% | 0% | 0% | 0% | 47.68% | 8.441% | 0% | 3.625% | 24.42% | 2.323% | 0% | 27.8% | 74.65% | 0% | 6.44% | 0% | 2.068% | 7.142% | 81.93% | 6.965% | 0% | 0% | 9.64% | 0% | 0% | 0% | 0% | 0% | 0% | 0%
1 | 1811 | DDC Energy Management | Com-DDC Energy Management-7P_V5 | New | Lodging | Gas | Per 1,000 Sqft of Floor Area for Buildings receiving Direct Digital Control (DDC) | Commercial DDC Energy Management-New-Lodging | 47.68% | 8.441% | 0% | 3.625% | 24.42% | 2.323% | 0% | 27.8% | 74.65% | 0% | 6.44% | 0% | 2.068% | 7.142% | 81.93% | 6.965% | 0% | 0% | 9.64% | 0% | 0% | 0% | 0% | 0% | 0% | 0% | DDC Energy Management-New | Commercial EM-New |  | 0 | 100% | 100% | 100% | 100% | 100% | 100% | 100% | 100% | 100% | 100% | 100% | 100% | 100% | 100% | 100% | 100% | 100% | 100% | 100% | 0% | 0% | 0% | 0% | 0% | 0% | 0% | 47.68% | 8.441% | 0% | 3.625% | 24.42% | 2.323% | 0% | 27.8% | 74.65% | 0% | 6.44% | 0% | 2.068% | 7.142% | 81.93% | 6.965% | 0% | 0% | 9.64% | 0% | 0% | 0% | 0% | 0% | 0% | 0%
1 | 1811 | DDC Energy Management | Com-DDC Energy Management-7P_V5 | New | Hospital | Gas | Per 1,000 Sqft of Floor Area for Buildings receiving Direct Digital Control (DDC) | Commercial DDC Energy Management-New-Hospital | 47.68% | 8.441% | 0% | 3.625% | 24.42% | 2.323% | 0% | 27.8% | 74.65% | 0% | 6.44% | 0% | 2.068% | 7.142% | 81.93% | 6.965% | 0% | 0% | 9.64% | 0% | 0% | 0% | 0% | 0% | 0% | 0% | DDC Energy Management-New | Commercial EM-New |  | 0 | 100% | 100% | 100% | 100% | 100% | 100% | 100% | 100% | 100% | 100% | 100% | 100% | 100% | 100% | 100% | 100% | 100% | 100% | 100% | 0% | 0% | 0% | 0% | 0% | 0% | 0% | 47.68% | 8.441% | 0% | 3.625% | 24.42% | 2.323% | 0% | 27.8% | 74.65% | 0% | 6.44% | 0% | 2.068% | 7.142% | 81.93% | 6.965% | 0% | 0% | 9.64% | 0% | 0% | 0% | 0% | 0% | 0% | 0%
1 | 1811 | DDC Energy Management | Com-DDC Energy Management-7P_V5 | New | Residential Care | Gas | Per 1,000 Sqft of Floor Area for Buildings receiving Direct Digital Control (DDC) | Commercial DDC Energy Management-New-Residential Care | 47.68% | 8.441% | 0% | 3.625% | 24.42% | 2.323% | 0% | 27.8% | 74.65% | 0% | 6.44% | 0% | 2.068% | 7.142% | 81.93% | 6.965% | 0% | 0% | 9.64% | 0% | 0% | 0% | 0% | 0% | 0% | 0% | DDC Energy Management-New | Commercial EM-New |  | 0 | 100% | 100% | 100% | 100% | 100% | 100% | 100% | 100% | 100% | 100% | 100% | 100% | 100% | 100% | 100% | 100% | 100% | 100% | 100% | 0% | 0% | 0% | 0% | 0% | 0% | 0% | 47.68% | 8.441% | 0% | 3.625% | 24.42% | 2.323% | 0% | 27.8% | 74.65% | 0% | 6.44% | 0% | 2.068% | 7.142% | 81.93% | 6.965% | 0% | 0% | 9.64% | 0% | 0% | 0% | 0% | 0% | 0% | 0%
1 | 1811 | DDC Energy Management | Com-DDC Energy Management-7P_V5 | New | Assembly | Gas | Per 1,000 Sqft of Floor Area for Buildings receiving Direct Digital Control (DDC) | Commercial DDC Energy Management-New-Assembly | 47.68% | 8.441% | 0% | 3.625% | 24.42% | 2.323% | 0% | 27.8% | 74.65% | 0% | 6.44% | 0% | 2.068% | 7.142% | 81.93% | 6.965% | 0% | 0% | 9.64% | 0% | 0% | 0% | 0% | 0% | 0% | 0% | DDC Energy Management-New | Commercial EM-New |  | 0 | 100% | 100% | 100% | 100% | 100% | 100% | 100% | 100% | 100% | 100% | 100% | 100% | 100% | 100% | 100% | 100% | 100% | 100% | 100% | 0% | 0% | 0% | 0% | 0% | 0% | 0% | 47.68% | 8.441% | 0% | 3.625% | 24.42% | 2.323% | 0% | 27.8% | 74.65% | 0% | 6.44% | 0% | 2.068% | 7.142% | 81.93% | 6.965% | 0% | 0% | 9.64% | 0% | 0% | 0% | 0% | 0% | 0% | 0%
1 | 1811 | DDC Energy Management | Com-DDC Energy Management-7P_V5 | New | Other | Gas | Per 1,000 Sqft of Floor Area for Buildings receiving Direct Digital Control (DDC) | Commercial DDC Energy Management-New-Other | 47.68% | 8.441% | 0% | 3.625% | 24.42% | 2.323% | 0% | 27.8% | 74.65% | 0% | 6.44% | 0% | 2.068% | 7.142% | 81.93% | 6.965% | 0% | 0% | 9.64% | 0% | 0% | 0% | 0% | 0% | 0% | 0% | DDC Energy Management-New | Commercial EM-New |  | 0 | 100% | 100% | 100% | 100% | 100% | 100% | 100% | 100% | 100% | 100% | 100% | 100% | 100% | 100% | 100% | 100% | 100% | 100% | 100% | 0% | 0% | 0% | 0% | 0% | 0% | 0% | 47.68% | 8.441% | 0% | 3.625% | 24.42% | 2.323% | 0% | 27.8% | 74.65% | 0% | 6.44% | 0% | 2.068% | 7.142% | 81.93% | 6.965% | 0% | 0% | 9.64% | 0% | 0% | 0% | 0% | 0% | 0% | 0%
1 | 1811 | DDC Energy Management | Com-DDC Energy Management-7P_V5 | New | Large Off | Electric | Per 1,000 Sqft of Floor Area for Buildings receiving Direct Digital Control (DDC) | Commercial DDC Energy Management-New-Large Off | 47.68% | 8.441% | 0% | 3.625% | 24.42% | 2.323% | 0% | 27.8% | 74.65% | 0% | 6.44% | 0% | 2.068% | 7.142% | 81.93% | 6.965% | 0% | 0% | 9.64% | 0% | 0% | 0% | 0% | 0% | 0% | 0% | DDC Energy Management-New | Commercial EM-New |  | 0 | 100% | 100% | 100% | 100% | 100% | 100% | 100% | 100% | 100% | 100% | 100% | 100% | 100% | 100% | 100% | 100% | 100% | 100% | 100% | 0% | 0% | 0% | 0% | 0% | 0% | 0% | 47.68% | 8.441% | 0% | 3.625% | 24.42% | 2.323% | 0% | 27.8% | 74.65% | 0% | 6.44% | 0% | 2.068% | 7.142% | 81.93% | 6.965% | 0% | 0% | 9.64% | 0% | 0% | 0% | 0% | 0% | 0% | 0%
1 | 1811 | DDC Energy Management | Com-DDC Energy Management-7P_V5 | New | Medium Off | Electric | Per 1,000 Sqft of Floor Area for Buildings receiving Direct Digital Control (DDC) | Commercial DDC Energy Management-New-Medium Off | 47.68% | 8.441% | 0% | 3.625% | 24.42% | 2.323% | 0% | 27.8% | 74.65% | 0% | 6.44% | 0% | 2.068% | 7.142% | 81.93% | 6.965% | 0% | 0% | 9.64% | 0% | 0% | 0% | 0% | 0% | 0% | 0% | DDC Energy Management-New | Commercial EM-New |  | 0 | 100% | 100% | 100% | 100% | 100% | 100% | 100% | 100% | 100% | 100% | 100% | 100% | 100% | 100% | 100% | 100% | 100% | 100% | 100% | 0% | 0% | 0% | 0% | 0% | 0% | 0% | 47.68% | 8.441% | 0% | 3.625% | 24.42% | 2.323% | 0% | 27.8% | 74.65% | 0% | 6.44% | 0% | 2.068% | 7.142% | 81.93% | 6.965% | 0% | 0% | 9.64% | 0% | 0% | 0% | 0% | 0% | 0% | 0%
1 | 1811 | DDC Energy Management | Com-DDC Energy Management-7P_V5 | New | Small Off | Electric | Per 1,000 Sqft of Floor Area for Buildings receiving Direct Digital Control (DDC) | Commercial DDC Energy Management-New-Small Off | 47.68% | 8.441% | 0% | 3.625% | 24.42% | 2.323% | 0% | 27.8% | 74.65% | 0% | 6.44% | 0% | 2.068% | 7.142% | 81.93% | 6.965% | 0% | 0% | 9.64% | 0% | 0% | 0% | 0% | 0% | 0% | 0% | DDC Energy Management-New | Commercial EM-New |  | 0 | 100% | 100% | 100% | 100% | 100% | 100% | 100% | 100% | 100% | 100% | 100% | 100% | 100% | 100% | 100% | 100% | 100% | 100% | 100% | 0% | 0% | 0% | 0% | 0% | 0% | 0% | 47.68% | 8.441% | 0% | 3.625% | 24.42% | 2.323% | 0% | 27.8% | 74.65% | 0% | 6.44% | 0% | 2.068% | 7.142% | 81.93% | 6.965% | 0% | 0% | 9.64% | 0% | 0% | 0% | 0% | 0% | 0% | 0%
1 | 1811 | DDC Energy Management | Com-DDC Energy Management-7P_V5 | New | XLarge Ret | Electric | Per 1,000 Sqft of Floor Area for Buildings receiving Direct Digital Control (DDC) | Commercial DDC Energy Management-New-Xlarge Ret | 47.68% | 8.441% | 0% | 3.625% | 24.42% | 2.323% | 0% | 27.8% | 74.65% | 0% | 6.44% | 0% | 2.068% | 7.142% | 81.93% | 6.965% | 0% | 0% | 9.64% | 0% | 0% | 0% | 0% | 0% | 0% | 0% | DDC Energy Management-New | Commercial EM-New |  | 0 | 100% | 100% | 100% | 100% | 100% | 100% | 100% | 100% | 100% | 100% | 100% | 100% | 100% | 100% | 100% | 100% | 100% | 100% | 100% | 0% | 0% | 0% | 0% | 0% | 0% | 0% | 47.68% | 8.441% | 0% | 3.625% | 24.42% | 2.323% | 0% | 27.8% | 74.65% | 0% | 6.44% | 0% | 2.068% | 7.142% | 81.93% | 6.965% | 0% | 0% | 9.64% | 0% | 0% | 0% | 0% | 0% | 0% | 0%
1 | 1811 | DDC Energy Management | Com-DDC Energy Management-7P_V5 | New | Large Ret | Electric | Per 1,000 Sqft of Floor Area for Buildings receiving Direct Digital Control (DDC) | Commercial DDC Energy Management-New-Large Ret | 47.68% | 8.441% | 0% | 3.625% | 24.42% | 2.323% | 0% | 27.8% | 74.65% | 0% | 6.44% | 0% | 2.068% | 7.142% | 81.93% | 6.965% | 0% | 0% | 9.64% | 0% | 0% | 0% | 0% | 0% | 0% | 0% | DDC Energy Management-New | Commercial EM-New |  | 0 | 100% | 100% | 100% | 100% | 100% | 100% | 100% | 100% | 100% | 100% | 100% | 100% | 100% | 100% | 100% | 100% | 100% | 100% | 100% | 0% | 0% | 0% | 0% | 0% | 0% | 0% | 47.68% | 8.441% | 0% | 3.625% | 24.42% | 2.323% | 0% | 27.8% | 74.65% | 0% | 6.44% | 0% | 2.068% | 7.142% | 81.93% | 6.965% | 0% | 0% | 9.64% | 0% | 0% | 0% | 0% | 0% | 0% | 0%
1 | 1811 | DDC Energy Management | Com-DDC Energy Management-7P_V5 | New | Medium Ret | Electric | Per 1,000 Sqft of Floor Area for Buildings receiving Direct Digital Control (DDC) | Commercial DDC Energy Management-New-Medium Ret | 47.68% | 8.441% | 0% | 3.625% | 24.42% | 2.323% | 0% | 27.8% | 74.65% | 0% | 6.44% | 0% | 2.068% | 7.142% | 81.93% | 6.965% | 0% | 0% | 9.64% | 0% | 0% | 0% | 0% | 0% | 0% | 0% | DDC Energy Management-New | Commercial EM-New |  | 0 | 100% | 100% | 100% | 100% | 100% | 100% | 100% | 100% | 100% | 100% | 100% | 100% | 100% | 100% | 100% | 100% | 100% | 100% | 100% | 0% | 0% | 0% | 0% | 0% | 0% | 0% | 47.68% | 8.441% | 0% | 3.625% | 24.42% | 2.323% | 0% | 27.8% | 74.65% | 0% | 6.44% | 0% | 2.068% | 7.142% | 81.93% | 6.965% | 0% | 0% | 9.64% | 0% | 0% | 0% | 0% | 0% | 0% | 0%
1 | 1811 | DDC Energy Management | Com-DDC Energy Management-7P_V5 | New | Small Ret | Electric | Per 1,000 Sqft of Floor Area for Buildings receiving Direct Digital Control (DDC) | Commercial DDC Energy Management-New-Small Ret | 47.68% | 8.441% | 0% | 3.625% | 24.42% | 2.323% | 0% | 27.8% | 74.65% | 0% | 6.44% | 0% | 2.068% | 7.142% | 81.93% | 6.965% | 0% | 0% | 9.64% | 0% | 0% | 0% | 0% | 0% | 0% | 0% | DDC Energy Management-New | Commercial EM-New |  | 0 | 100% | 100% | 100% | 100% | 100% | 100% | 100% | 100% | 100% | 100% | 100% | 100% | 100% | 100% | 100% | 100% | 100% | 100% | 100% | 0% | 0% | 0% | 0% | 0% | 0% | 0% | 47.68% | 8.441% | 0% | 3.625% | 24.42% | 2.323% | 0% | 27.8% | 74.65% | 0% | 6.44% | 0% | 2.068% | 7.142% | 81.93% | 6.965% | 0% | 0% | 9.64% | 0% | 0% | 0% | 0% | 0% | 0% | 0%
1 | 1811 | DDC Energy Management | Com-DDC Energy Management-7P_V5 | New | School K-12 | Electric | Per 1,000 Sqft of Floor Area for Buildings receiving Direct Digital Control (DDC) | Commercial DDC Energy Management-New-School K-12 | 47.68% | 8.441% | 0% | 3.625% | 24.42% | 2.323% | 0% | 27.8% | 74.65% | 0% | 6.44% | 0% | 2.068% | 7.142% | 81.93% | 6.965% | 0% | 0% | 9.64% | 0% | 0% | 0% | 0% | 0% | 0% | 0% | DDC Energy Management-New | Commercial EM-New |  | 0 | 100% | 100% | 100% | 100% | 100% | 100% | 100% | 100% | 100% | 100% | 100% | 100% | 100% | 100% | 100% | 100% | 100% | 100% | 100% | 0% | 0% | 0% | 0% | 0% | 0% | 0% | 47.68% | 8.441% | 0% | 3.625% | 24.42% | 2.323% | 0% | 27.8% | 74.65% | 0% | 6.44% | 0% | 2.068% | 7.142% | 81.93% | 6.965% | 0% | 0% | 9.64% | 0% | 0% | 0% | 0% | 0% | 0% | 0%
1 | 1811 | DDC Energy Management | Com-DDC Energy Management-7P_V5 | New | University | Electric | Per 1,000 Sqft of Floor Area for Buildings receiving Direct Digital Control (DDC) | Commercial DDC Energy Management-New-University | 47.68% | 8.441% | 0% | 3.625% | 24.42% | 2.323% | 0% | 27.8% | 74.65% | 0% | 6.44% | 0% | 2.068% | 7.142% | 81.93% | 6.965% | 0% | 0% | 9.64% | 0% | 0% | 0% | 0% | 0% | 0% | 0% | DDC Energy Management-New | Commercial EM-New |  | 0 | 100% | 100% | 100% | 100% | 100% | 100% | 100% | 100% | 100% | 100% | 100% | 100% | 100% | 100% | 100% | 100% | 100% | 100% | 100% | 0% | 0% | 0% | 0% | 0% | 0% | 0% | 47.68% | 8.441% | 0% | 3.625% | 24.42% | 2.323% | 0% | 27.8% | 74.65% | 0% | 6.44% | 0% | 2.068% | 7.142% | 81.93% | 6.965% | 0% | 0% | 9.64% | 0% | 0% | 0% | 0% | 0% | 0% | 0%
1 | 1811 | DDC Energy Management | Com-DDC Energy Management-7P_V5 | New | Warehouse | Electric | Per 1,000 Sqft of Floor Area for Buildings receiving Direct Digital Control (DDC) | Commercial DDC Energy Management-New-Warehouse | 47.68% | 8.441% | 0% | 3.625% | 24.42% | 2.323% | 0% | 27.8% | 74.65% | 0% | 6.44% | 0% | 2.068% | 7.142% | 81.93% | 6.965% | 0% | 0% | 9.64% | 0% | 0% | 0% | 0% | 0% | 0% | 0% | DDC Energy Management-New | Commercial EM-New |  | 0 | 100% | 100% | 100% | 100% | 100% | 100% | 100% | 100% | 100% | 100% | 100% | 100% | 100% | 100% | 100% | 100% | 100% | 100% | 100% | 0% | 0% | 0% | 0% | 0% | 0% | 0% | 47.68% | 8.441% | 0% | 3.625% | 24.42% | 2.323% | 0% | 27.8% | 74.65% | 0% | 6.44% | 0% | 2.068% | 7.142% | 81.93% | 6.965% | 0% | 0% | 9.64% | 0% | 0% | 0% | 0% | 0% | 0% | 0%
1 | 1811 | DDC Energy Management | Com-DDC Energy Management-7P_V5 | New | Supermarket | Electric | Per 1,000 Sqft of Floor Area for Buildings receiving Direct Digital Control (DDC) | Commercial DDC Energy Management-New-Supermarket | 47.68% | 8.441% | 0% | 3.625% | 24.42% | 2.323% | 0% | 27.8% | 74.65% | 0% | 6.44% | 0% | 2.068% | 7.142% | 81.93% | 6.965% | 0% | 0% | 9.64% | 0% | 0% | 0% | 0% | 0% | 0% | 0% | DDC Energy Management-New | Commercial EM-New |  | 0 | 100% | 100% | 100% | 100% | 100% | 100% | 100% | 100% | 100% | 100% | 100% | 100% | 100% | 100% | 100% | 100% | 100% | 100% | 100% | 0% | 0% | 0% | 0% | 0% | 0% | 0% | 47.68% | 8.441% | 0% | 3.625% | 24.42% | 2.323% | 0% | 27.8% | 74.65% | 0% | 6.44% | 0% | 2.068% | 7.142% | 81.93% | 6.965% | 0% | 0% | 9.64% | 0% | 0% | 0% | 0% | 0% | 0% | 0%
1 | 1811 | DDC Energy Management | Com-DDC Energy Management-7P_V5 | New | MiniMart | Electric | Per 1,000 Sqft of Floor Area for Buildings receiving Direct Digital Control (DDC) | Commercial DDC Energy Management-New-MiniMart | 47.68% | 8.441% | 0% | 3.625% | 24.42% | 2.323% | 0% | 27.8% | 74.65% | 0% | 6.44% | 0% | 2.068% | 7.142% | 81.93% | 6.965% | 0% | 0% | 9.64% | 0% | 0% | 0% | 0% | 0% | 0% | 0% | DDC Energy Management-New | Commercial EM-New |  | 0 | 100% | 100% | 100% | 100% | 100% | 100% | 100% | 100% | 100% | 100% | 100% | 100% | 100% | 100% | 100% | 100% | 100% | 100% | 100% | 0% | 0% | 0% | 0% | 0% | 0% | 0% | 47.68% | 8.441% | 0% | 3.625% | 24.42% | 2.323% | 0% | 27.8% | 74.65% | 0% | 6.44% | 0% | 2.068% | 7.142% | 81.93% | 6.965% | 0% | 0% | 9.64% | 0% | 0% | 0% | 0% | 0% | 0% | 0%
1 | 1811 | DDC Energy Management | Com-DDC Energy Management-7P_V5 | New | Restaurant | Electric | Per 1,000 Sqft of Floor Area for Buildings receiving Direct Digital Control (DDC) | Commercial DDC Energy Management-New-Restaurant | 47.68% | 8.441% | 0% | 3.625% | 24.42% | 2.323% | 0% | 27.8% | 74.65% | 0% | 6.44% | 0% | 2.068% | 7.142% | 81.93% | 6.965% | 0% | 0% | 9.64% | 0% | 0% | 0% | 0% | 0% | 0% | 0% | DDC Energy Management-New | Commercial EM-New |  | 0 | 100% | 100% | 100% | 100% | 100% | 100% | 100% | 100% | 100% | 100% | 100% | 100% | 100% | 100% | 100% | 100% | 100% | 100% | 100% | 0% | 0% | 0% | 0% | 0% | 0% | 0% | 47.68% | 8.441% | 0% | 3.625% | 24.42% | 2.323% | 0% | 27.8% | 74.65% | 0% | 6.44% | 0% | 2.068% | 7.142% | 81.93% | 6.965% | 0% | 0% | 9.64% | 0% | 0% | 0% | 0% | 0% | 0% | 0%
1 | 1811 | DDC Energy Management | Com-DDC Energy Management-7P_V5 | New | Lodging | Electric | Per 1,000 Sqft of Floor Area for Buildings receiving Direct Digital Control (DDC) | Commercial DDC Energy Management-New-Lodging | 47.68% | 8.441% | 0% | 3.625% | 24.42% | 2.323% | 0% | 27.8% | 74.65% | 0% | 6.44% | 0% | 2.068% | 7.142% | 81.93% | 6.965% | 0% | 0% | 9.64% | 0% | 0% | 0% | 0% | 0% | 0% | 0% | DDC Energy Management-New | Commercial EM-New |  | 0 | 100% | 100% | 100% | 100% | 100% | 100% | 100% | 100% | 100% | 100% | 100% | 100% | 100% | 100% | 100% | 100% | 100% | 100% | 100% | 0% | 0% | 0% | 0% | 0% | 0% | 0% | 47.68% | 8.441% | 0% | 3.625% | 24.42% | 2.323% | 0% | 27.8% | 74.65% | 0% | 6.44% | 0% | 2.068% | 7.142% | 81.93% | 6.965% | 0% | 0% | 9.64% | 0% | 0% | 0% | 0% | 0% | 0% | 0%
1 | 1811 | DDC Energy Management | Com-DDC Energy Management-7P_V5 | New | Hospital | Electric | Per 1,000 Sqft of Floor Area for Buildings receiving Direct Digital Control (DDC) | Commercial DDC Energy Management-New-Hospital | 47.68% | 8.441% | 0% | 3.625% | 24.42% | 2.323% | 0% | 27.8% | 74.65% | 0% | 6.44% | 0% | 2.068% | 7.142% | 81.93% | 6.965% | 0% | 0% | 9.64% | 0% | 0% | 0% | 0% | 0% | 0% | 0% | DDC Energy Management-New | Commercial EM-New |  | 0 | 100% | 100% | 100% | 100% | 100% | 100% | 100% | 100% | 100% | 100% | 100% | 100% | 100% | 100% | 100% | 100% | 100% | 100% | 100% | 0% | 0% | 0% | 0% | 0% | 0% | 0% | 47.68% | 8.441% | 0% | 3.625% | 24.42% | 2.323% | 0% | 27.8% | 74.65% | 0% | 6.44% | 0% | 2.068% | 7.142% | 81.93% | 6.965% | 0% | 0% | 9.64% | 0% | 0% | 0% | 0% | 0% | 0% | 0%
1 | 1811 | DDC Energy Management | Com-DDC Energy Management-7P_V5 | New | Residential Care | Electric | Per 1,000 Sqft of Floor Area for Buildings receiving Direct Digital Control (DDC) | Commercial DDC Energy Management-New-Residential Care | 47.68% | 8.441% | 0% | 3.625% | 24.42% | 2.323% | 0% | 27.8% | 74.65% | 0% | 6.44% | 0% | 2.068% | 7.142% | 81.93% | 6.965% | 0% | 0% | 9.64% | 0% | 0% | 0% | 0% | 0% | 0% | 0% | DDC Energy Management-New | Commercial EM-New |  | 0 | 100% | 100% | 100% | 100% | 100% | 100% | 100% | 100% | 100% | 100% | 100% | 100% | 100% | 100% | 100% | 100% | 100% | 100% | 100% | 0% | 0% | 0% | 0% | 0% | 0% | 0% | 47.68% | 8.441% | 0% | 3.625% | 24.42% | 2.323% | 0% | 27.8% | 74.65% | 0% | 6.44% | 0% | 2.068% | 7.142% | 81.93% | 6.965% | 0% | 0% | 9.64% | 0% | 0% | 0% | 0% | 0% | 0% | 0%
1 | 1811 | DDC Energy Management | Com-DDC Energy Management-7P_V5 | New | Assembly | Electric | Per 1,000 Sqft of Floor Area for Buildings receiving Direct Digital Control (DDC) | Commercial DDC Energy Management-New-Assembly | 47.68% | 8.441% | 0% | 3.625% | 24.42% | 2.323% | 0% | 27.8% | 74.65% | 0% | 6.44% | 0% | 2.068% | 7.142% | 81.93% | 6.965% | 0% | 0% | 9.64% | 0% | 0% | 0% | 0% | 0% | 0% | 0% | DDC Energy Management-New | Commercial EM-New |  | 0 | 100% | 100% | 100% | 100% | 100% | 100% | 100% | 100% | 100% | 100% | 100% | 100% | 100% | 100% | 100% | 100% | 100% | 100% | 100% | 0% | 0% | 0% | 0% | 0% | 0% | 0% | 47.68% | 8.441% | 0% | 3.625% | 24.42% | 2.323% | 0% | 27.8% | 74.65% | 0% | 6.44% | 0% | 2.068% | 7.142% | 81.93% | 6.965% | 0% | 0% | 9.64% | 0% | 0% | 0% | 0% | 0% | 0% | 0%
1 | 1811 | DDC Energy Management | Com-DDC Energy Management-7P_V5 | New | Other | Electric | Per 1,000 Sqft of Floor Area for Buildings receiving Direct Digital Control (DDC) | Commercial DDC Energy Management-New-Other | 47.68% | 8.441% | 0% | 3.625% | 24.42% | 2.323% | 0% | 27.8% | 74.65% | 0% | 6.44% | 0% | 2.068% | 7.142% | 81.93% | 6.965% | 0% | 0% | 9.64% | 0% | 0% | 0% | 0% | 0% | 0% | 0% | DDC Energy Management-New | Commercial EM-New |  | 0 | 100% | 100% | 100% | 100% | 100% | 100% | 100% | 100% | 100% | 100% | 100% | 100% | 100% | 100% | 100% | 100% | 100% | 100% | 100% | 0% | 0% | 0% | 0% | 0% | 0% | 0% | 47.68% | 8.441% | 0% | 3.625% | 24.42% | 2.323% | 0% | 27.8% | 74.65% | 0% | 6.44% | 0% | 2.068% | 7.142% | 81.93% | 6.965% | 0% | 0% | 9.64% | 0% | 0% | 0% | 0% | 0% | 0% | 0%
1 | 1811 | Exterior Lighting | Com-ExteriorLighting-2021P_V9 | New | All Commercial | Electric | Per 1,000 Interior Building Sqft | Exterior Lighting: Parking Lot - HPS 250W - New | 20% | 20% | 20% | 20% | 20% | 20% | 20% | 20% | 20% | 20% | 20% | 20% | 20% | 20% | 20% | 20% | 20% | 20% | 20% | 0% | 0% | 0% | 0% | 0% | 0% | 0% | Exterior Lighting-New | Exterior Building Lighting-New |  | 2 | 100% | 100% | 100% | 100% | 100% | 100% | 100% | 100% | 100% | 100% | 100% | 100% | 100% | 100% | 100% | 100% | 100% | 100% | 100% | 0% | 0% | 0% | 0% | 0% | 0% | 0% | 20% | 20% | 20% | 20% | 20% | 20% | 20% | 20% | 20% | 20% | 20% | 20% | 20% | 20% | 20% | 20% | 20% | 20% | 20% | 0% | 0% | 0% | 0% | 0% | 0% | 0%
1 | 1811 | Exterior Lighting | Com-ExteriorLighting-2021P_V9 | New | All Commercial | Electric | Per 1,000 Interior Building Sqft | Exterior Lighting: Parking Lot - MH 400W - New | 15% | 15% | 15% | 15% | 15% | 15% | 15% | 15% | 15% | 15% | 15% | 15% | 15% | 15% | 15% | 15% | 15% | 15% | 15% | 0% | 0% | 0% | 0% | 0% | 0% | 0% | Exterior Lighting-New | Exterior Building Lighting-New |  | 2 | 100% | 100% | 100% | 100% | 100% | 100% | 100% | 100% | 100% | 100% | 100% | 100% | 100% | 100% | 100% | 100% | 100% | 100% | 100% | 0% | 0% | 0% | 0% | 0% | 0% | 0% | 15% | 15% | 15% | 15% | 15% | 15% | 15% | 15% | 15% | 15% | 15% | 15% | 15% | 15% | 15% | 15% | 15% | 15% | 15% | 0% | 0% | 0% | 0% | 0% | 0% | 0%
1 | 1811 | Exterior Lighting | Com-ExteriorLighting-2021P_V9 | New | All Commercial | Electric | Per 1,000 Interior Building Sqft | Exterior Lighting: Parking Lot - MH 1000W - New | 15% | 15% | 15% | 15% | 15% | 15% | 15% | 15% | 15% | 15% | 15% | 15% | 15% | 15% | 15% | 15% | 15% | 15% | 15% | 0% | 0% | 0% | 0% | 0% | 0% | 0% | Exterior Lighting-New | Exterior Building Lighting-New |  | 2 | 100% | 100% | 100% | 100% | 100% | 100% | 100% | 100% | 100% | 100% | 100% | 100% | 100% | 100% | 100% | 100% | 100% | 100% | 100% | 0% | 0% | 0% | 0% | 0% | 0% | 0% | 15% | 15% | 15% | 15% | 15% | 15% | 15% | 15% | 15% | 15% | 15% | 15% | 15% | 15% | 15% | 15% | 15% | 15% | 15% | 0% | 0% | 0% | 0% | 0% | 0% | 0%
1 | 1811 | Exterior Lighting | Com-ExteriorLighting-2021P_V9 | NR | All Commercial | Electric | Per 1,000 Interior Building Sqft | Exterior Lighting: Parking Lot - HPS 250W - NR | 20% | 20% | 20% | 20% | 20% | 20% | 20% | 20% | 20% | 20% | 20% | 20% | 20% | 20% | 20% | 20% | 20% | 20% | 20% | 0% | 0% | 0% | 0% | 0% | 0% | 0% | Exterior Lighting-NR | Exterior Building Lighting-NR |  | 2 | 100% | 100% | 100% | 100% | 100% | 100% | 100% | 100% | 100% | 100% | 100% | 100% | 100% | 100% | 100% | 100% | 100% | 100% | 100% | 0% | 0% | 0% | 0% | 0% | 0% | 0% | 20% | 20% | 20% | 20% | 20% | 20% | 20% | 20% | 20% | 20% | 20% | 20% | 20% | 20% | 20% | 20% | 20% | 20% | 20% | 0% | 0% | 0% | 0% | 0% | 0% | 0%
1 | 1811 | Exterior Lighting | Com-ExteriorLighting-2021P_V9 | NR | All Commercial | Electric | Per 1,000 Interior Building Sqft | Exterior Lighting: Parking Lot - MH 400W - NR | 20% | 20% | 20% | 20% | 20% | 20% | 20% | 20% | 20% | 20% | 20% | 20% | 20% | 20% | 20% | 20% | 20% | 20% | 20% | 0% | 0% | 0% | 0% | 0% | 0% | 0% | Exterior Lighting-NR | Exterior Building Lighting-NR |  | 2 | 100% | 100% | 100% | 100% | 100% | 100% | 100% | 100% | 100% | 100% | 100% | 100% | 100% | 100% | 100% | 100% | 100% | 100% | 100% | 0% | 0% | 0% | 0% | 0% | 0% | 0% | 20% | 20% | 20% | 20% | 20% | 20% | 20% | 20% | 20% | 20% | 20% | 20% | 20% | 20% | 20% | 20% | 20% | 20% | 20% | 0% | 0% | 0% | 0% | 0% | 0% | 0%
1 | 1811 | Exterior Lighting | Com-ExteriorLighting-2021P_V9 | NR | All Commercial | Electric | Per 1,000 Interior Building Sqft | Exterior Lighting: Parking Lot - MH 1000W - NR | 20% | 20% | 20% | 20% | 20% | 20% | 20% | 20% | 20% | 20% | 20% | 20% | 20% | 20% | 20% | 20% | 20% | 20% | 20% | 0% | 0% | 0% | 0% | 0% | 0% | 0% | Exterior Lighting-NR | Exterior Building Lighting-NR |  | 2 | 100% | 100% | 100% | 100% | 100% | 100% | 100% | 100% | 100% | 100% | 100% | 100% | 100% | 100% | 100% | 100% | 100% | 100% | 100% | 0% | 0% | 0% | 0% | 0% | 0% | 0% | 20% | 20% | 20% | 20% | 20% | 20% | 20% | 20% | 20% | 20% | 20% | 20% | 20% | 20% | 20% | 20% | 20% | 20% | 20% | 0% | 0% | 0% | 0% | 0% | 0% | 0%
1 | 1811 | Exterior Lighting | Com-ExteriorLighting-2021P_V9 | New | All Commercial | Electric | Per 1,000 Interior Building Sqft | Exterior Lighting: Façade - HID 150W - New | 15% | 15% | 15% | 15% | 15% | 15% | 15% | 15% | 15% | 15% | 15% | 15% | 15% | 15% | 15% | 15% | 15% | 15% | 15% | 0% | 0% | 0% | 0% | 0% | 0% | 0% | Exterior Lighting-New | Exterior Building Lighting-New |  | 2 | 100% | 100% | 100% | 100% | 100% | 100% | 100% | 100% | 100% | 100% | 100% | 100% | 100% | 100% | 100% | 100% | 100% | 100% | 100% | 0% | 0% | 0% | 0% | 0% | 0% | 0% | 15% | 15% | 15% | 15% | 15% | 15% | 15% | 15% | 15% | 15% | 15% | 15% | 15% | 15% | 15% | 15% | 15% | 15% | 15% | 0% | 0% | 0% | 0% | 0% | 0% | 0%
1 | 1811 | Exterior Lighting | Com-ExteriorLighting-2021P_V9 | New | All Commercial | Electric | Per 1,000 Interior Building Sqft | Exterior Lighting: Façade - HID 400W - New | 15% | 15% | 15% | 15% | 15% | 15% | 15% | 15% | 15% | 15% | 15% | 15% | 15% | 15% | 15% | 15% | 15% | 15% | 15% | 0% | 0% | 0% | 0% | 0% | 0% | 0% | Exterior Lighting-New | Exterior Building Lighting-New |  | 2 | 100% | 100% | 100% | 100% | 100% | 100% | 100% | 100% | 100% | 100% | 100% | 100% | 100% | 100% | 100% | 100% | 100% | 100% | 100% | 0% | 0% | 0% | 0% | 0% | 0% | 0% | 15% | 15% | 15% | 15% | 15% | 15% | 15% | 15% | 15% | 15% | 15% | 15% | 15% | 15% | 15% | 15% | 15% | 15% | 15% | 0% | 0% | 0% | 0% | 0% | 0% | 0%
1 | 1811 | Exterior Lighting | Com-ExteriorLighting-2021P_V9 | NR | All Commercial | Electric | Per 1,000 Interior Building Sqft | Exterior Lighting: Façade - HID 150W - NR | 15% | 15% | 15% | 15% | 15% | 15% | 15% | 15% | 15% | 15% | 15% | 15% | 15% | 15% | 15% | 15% | 15% | 15% | 15% | 0% | 0% | 0% | 0% | 0% | 0% | 0% | Exterior Lighting-NR | Exterior Building Lighting-NR |  | 2 | 100% | 100% | 100% | 100% | 100% | 100% | 100% | 100% | 100% | 100% | 100% | 100% | 100% | 100% | 100% | 100% | 100% | 100% | 100% | 0% | 0% | 0% | 0% | 0% | 0% | 0% | 15% | 15% | 15% | 15% | 15% | 15% | 15% | 15% | 15% | 15% | 15% | 15% | 15% | 15% | 15% | 15% | 15% | 15% | 15% | 0% | 0% | 0% | 0% | 0% | 0% | 0%
1 | 1811 | Exterior Lighting | Com-ExteriorLighting-2021P_V9 | NR | All Commercial | Electric | Per 1,000 Interior Building Sqft | Exterior Lighting: Façade - HID 400W - NR | 15% | 15% | 15% | 15% | 15% | 15% | 15% | 15% | 15% | 15% | 15% | 15% | 15% | 15% | 15% | 15% | 15% | 15% | 15% | 0% | 0% | 0% | 0% | 0% | 0% | 0% | Exterior Lighting-NR | Exterior Building Lighting-NR |  | 2 | 100% | 100% | 100% | 100% | 100% | 100% | 100% | 100% | 100% | 100% | 100% | 100% | 100% | 100% | 100% | 100% | 100% | 100% | 100% | 0% | 0% | 0% | 0% | 0% | 0% | 0% | 15% | 15% | 15% | 15% | 15% | 15% | 15% | 15% | 15% | 15% | 15% | 15% | 15% | 15% | 15% | 15% | 15% | 15% | 15% | 0% | 0% | 0% | 0% | 0% | 0% | 0%
1 | 1811 | Exterior Lighting | Com-ExteriorLighting-2021P_V9 | New | All Commercial | Electric | Per 1,000 Interior Building Sqft | Exterior Lighting: Walkway - HID 150W - New | 15% | 15% | 15% | 15% | 15% | 15% | 15% | 15% | 15% | 15% | 15% | 15% | 15% | 15% | 15% | 15% | 15% | 15% | 15% | 0% | 0% | 0% | 0% | 0% | 0% | 0% | Exterior Lighting-New | Exterior Building Lighting-New |  | 2 | 100% | 100% | 100% | 100% | 100% | 100% | 100% | 100% | 100% | 100% | 100% | 100% | 100% | 100% | 100% | 100% | 100% | 100% | 100% | 0% | 0% | 0% | 0% | 0% | 0% | 0% | 15% | 15% | 15% | 15% | 15% | 15% | 15% | 15% | 15% | 15% | 15% | 15% | 15% | 15% | 15% | 15% | 15% | 15% | 15% | 0% | 0% | 0% | 0% | 0% | 0% | 0%
1 | 1811 | Exterior Lighting | Com-ExteriorLighting-2021P_V9 | New | All Commercial | Electric | Per 1,000 Interior Building Sqft | Exterior Lighting: Walkway - CFL 26W - New | 20% | 20% | 20% | 20% | 20% | 20% | 20% | 20% | 20% | 20% | 20% | 20% | 20% | 20% | 20% | 20% | 20% | 20% | 20% | 0% | 0% | 0% | 0% | 0% | 0% | 0% | Exterior Lighting-New | Exterior Building Lighting-New |  | 2 | 100% | 100% | 100% | 100% | 100% | 100% | 100% | 100% | 100% | 100% | 100% | 100% | 100% | 100% | 100% | 100% | 100% | 100% | 100% | 0% | 0% | 0% | 0% | 0% | 0% | 0% | 20% | 20% | 20% | 20% | 20% | 20% | 20% | 20% | 20% | 20% | 20% | 20% | 20% | 20% | 20% | 20% | 20% | 20% | 20% | 0% | 0% | 0% | 0% | 0% | 0% | 0%
1 | 1811 | Exterior Lighting | Com-ExteriorLighting-2021P_V9 | New | All Commercial | Electric | Per 1,000 Interior Building Sqft | Exterior Lighting: Walkway - INC 75W - New | 20% | 20% | 20% | 20% | 20% | 20% | 20% | 20% | 20% | 20% | 20% | 20% | 20% | 20% | 20% | 20% | 20% | 20% | 20% | 0% | 0% | 0% | 0% | 0% | 0% | 0% | Exterior Lighting-New | Exterior Building Lighting-New |  | 2 | 100% | 100% | 100% | 100% | 100% | 100% | 100% | 100% | 100% | 100% | 100% | 100% | 100% | 100% | 100% | 100% | 100% | 100% | 100% | 0% | 0% | 0% | 0% | 0% | 0% | 0% | 20% | 20% | 20% | 20% | 20% | 20% | 20% | 20% | 20% | 20% | 20% | 20% | 20% | 20% | 20% | 20% | 20% | 20% | 20% | 0% | 0% | 0% | 0% | 0% | 0% | 0%
1 | 1811 | Exterior Lighting | Com-ExteriorLighting-2021P_V9 | NR | All Commercial | Electric | Per 1,000 Interior Building Sqft | Exterior Lighting: Walkway - HID 150W - NR | 15% | 15% | 15% | 15% | 15% | 15% | 15% | 15% | 15% | 15% | 15% | 15% | 15% | 15% | 15% | 15% | 15% | 15% | 15% | 0% | 0% | 0% | 0% | 0% | 0% | 0% | Exterior Lighting-NR | Exterior Building Lighting-NR |  | 2 | 100% | 100% | 100% | 100% | 100% | 100% | 100% | 100% | 100% | 100% | 100% | 100% | 100% | 100% | 100% | 100% | 100% | 100% | 100% | 0% | 0% | 0% | 0% | 0% | 0% | 0% | 15% | 15% | 15% | 15% | 15% | 15% | 15% | 15% | 15% | 15% | 15% | 15% | 15% | 15% | 15% | 15% | 15% | 15% | 15% | 0% | 0% | 0% | 0% | 0% | 0% | 0%
1 | 1811 | Exterior Lighting | Com-ExteriorLighting-2021P_V9 | NR | All Commercial | Electric | Per 1,000 Interior Building Sqft | Exterior Lighting: Walkway - CFL 26W - NR | 15% | 15% | 15% | 15% | 15% | 15% | 15% | 15% | 15% | 15% | 15% | 15% | 15% | 15% | 15% | 15% | 15% | 15% | 15% | 0% | 0% | 0% | 0% | 0% | 0% | 0% | Exterior Lighting-NR | Exterior Building Lighting-NR |  | 2 | 100% | 100% | 100% | 100% | 100% | 100% | 100% | 100% | 100% | 100% | 100% | 100% | 100% | 100% | 100% | 100% | 100% | 100% | 100% | 0% | 0% | 0% | 0% | 0% | 0% | 0% | 15% | 15% | 15% | 15% | 15% | 15% | 15% | 15% | 15% | 15% | 15% | 15% | 15% | 15% | 15% | 15% | 15% | 15% | 15% | 0% | 0% | 0% | 0% | 0% | 0% | 0%
1 | 1811 | Exterior Lighting | Com-ExteriorLighting-2021P_V9 | NR | All Commercial | Electric | Per 1,000 Interior Building Sqft | Exterior Lighting: Walkway - INC 75W - NR | 15% | 15% | 15% | 15% | 15% | 15% | 15% | 15% | 15% | 15% | 15% | 15% | 15% | 15% | 15% | 15% | 15% | 15% | 15% | 0% | 0% | 0% | 0% | 0% | 0% | 0% | Exterior Lighting-NR | Exterior Building Lighting-NR |  | 2 | 100% | 100% | 100% | 100% | 100% | 100% | 100% | 100% | 100% | 100% | 100% | 100% | 100% | 100% | 100% | 100% | 100% | 100% | 100% | 0% | 0% | 0% | 0% | 0% | 0% | 0% | 15% | 15% | 15% | 15% | 15% | 15% | 15% | 15% | 15% | 15% | 15% | 15% | 15% | 15% | 15% | 15% | 15% | 15% | 15% | 0% | 0% | 0% | 0% | 0% | 0% | 0%
| 1811 | FumeHood | COM-FumeHood-7P_V2 | NR and New | All Commercial | Electric | Per Fume Hood - Hood Dominated HVAC | Premium Fume Hood-NR | 90% | 90% | 90% | 90% | 90% | 90% | 90% | 90% | 90% | 90% | 90% | 90% | 90% | 90% | 90% | 90% | 90% | 90% | 90% | 0% | 0% | 0% | 0% | 0% | 0% | 0% | FumeHood-NR and New | DCV-Kitchen-Retro |  | 2 | 0.2817% | 0.2817% | 0.2817% | 0.2817% | 0.2817% | 0.2817% | 0.2817% | 0.2817% | 0.2817% | 0.2817% | 0.2817% | 0.2817% | 0.2817% | 0.2817% | 0.2817% | 0.2817% | 0.2817% | 0.2817% | 0.2817% | 0% | 0% | 0% | 0% | 0% | 0% | 0% | 0.2535% | 0.2535% | 0.2535% | 0.2535% | 0.2535% | 0.2535% | 0.2535% | 0.2535% | 0.2535% | 0.2535% | 0.2535% | 0.2535% | 0.2535% | 0.2535% | 0.2535% | 0.2535% | 0.2535% | 0.2535% | 0.2535% | 0% | 0% | 0% | 0% | 0% | 0% | 0%
| 1811 | FumeHood | COM-FumeHood-7P_V2 | NR and New | All Commercial | Electric | Per Fume Hood - Min OA Dominated HVAC | Premium Fume Hood-NR | 90% | 90% | 90% | 90% | 90% | 90% | 90% | 90% | 90% | 90% | 90% | 90% | 90% | 90% | 90% | 90% | 90% | 90% | 90% | 0% | 0% | 0% | 0% | 0% | 0% | 0% | FumeHood-NR and New | DCV-Kitchen-Retro |  | 2 | 0.2817% | 0.2817% | 0.2817% | 0.2817% | 0.2817% | 0.2817% | 0.2817% | 0.2817% | 0.2817% | 0.2817% | 0.2817% | 0.2817% | 0.2817% | 0.2817% | 0.2817% | 0.2817% | 0.2817% | 0.2817% | 0.2817% | 0% | 0% | 0% | 0% | 0% | 0% | 0% | 0.2535% | 0.2535% | 0.2535% | 0.2535% | 0.2535% | 0.2535% | 0.2535% | 0.2535% | 0.2535% | 0.2535% | 0.2535% | 0.2535% | 0.2535% | 0.2535% | 0.2535% | 0.2535% | 0.2535% | 0.2535% | 0.2535% | 0% | 0% | 0% | 0% | 0% | 0% | 0%
| 1811 | LED Signage | Com-LED Signage_PSE | Retro | All Commercial | Electric | Per LED Exit Sign - SBDI | SBDI: LED Exit Sign | 100% | 100% | 100% | 100% | 100% | 100% | 100% | 100% | 100% | 100% | 100% | 100% | 100% | 100% | 100% | 100% | 100% | 100% | 100% | 0% | 0% | 0% | 0% | 0% | 0% | 0% | LED Signage-Retro | LEC Exit Sign-New |  | 0 | 0.2817% | 0.2817% | 0.2817% | 0.2817% | 0.2817% | 0.2817% | 0.2817% | 0.2817% | 0.2817% | 0.2817% | 0.2817% | 0.2817% | 0.2817% | 0.2817% | 0.2817% | 0.2817% | 0.2817% | 0.2817% | 0.2817% | 0% | 0% | 0% | 0% | 0% | 0% | 0% | 0.2817% | 0.2817% | 0.2817% | 0.2817% | 0.2817% | 0.2817% | 0.2817% | 0.2817% | 0.2817% | 0.2817% | 0.2817% | 0.2817% | 0.2817% | 0.2817% | 0.2817% | 0.2817% | 0.2817% | 0.2817% | 0.2817% | 0% | 0% | 0% | 0% | 0% | 0% | 0%
| 1811 | LED Signage | Com-LED Signage_PSE | Retro | All Commercial | Electric | Per LED Open Sign - SBDI | SBDI: LED Open Sign | 100% | 100% | 100% | 100% | 100% | 100% | 100% | 100% | 100% | 100% | 100% | 100% | 100% | 100% | 100% | 100% | 100% | 100% | 100% | 0% | 0% | 0% | 0% | 0% | 0% | 0% | LED Signage-Retro | LEC Exit Sign-New |  | 0 | 0.2817% | 0.2817% | 0.2817% | 0.2817% | 0.2817% | 0.2817% | 0.2817% | 0.2817% | 0.2817% | 0.2817% | 0.2817% | 0.2817% | 0.2817% | 0.2817% | 0.2817% | 0.2817% | 0.2817% | 0.2817% | 0.2817% | 0% | 0% | 0% | 0% | 0% | 0% | 0% | 0.2817% | 0.2817% | 0.2817% | 0.2817% | 0.2817% | 0.2817% | 0.2817% | 0.2817% | 0.2817% | 0.2817% | 0.2817% | 0.2817% | 0.2817% | 0.2817% | 0.2817% | 0.2817% | 0.2817% | 0.2817% | 0.2817% | 0% | 0% | 0% | 0% | 0% | 0% | 0%
1 | 1811 | Interior Lighting | Com-LightingInterior-2021P_V20 | New | All Commercial | Electric | Per Building Thousand SqFt | Weighted Avg Bldg_NEW_LINEAR_Fixture_from_LFTube_to_LEDPanel_CONTR | 86% | 86% | 86% | 86% | 86% | 86% | 86% | 86% | 86% | 86% | 86% | 86% | 86% | 86% | 86% | 86% | 86% | 86% | 86% | 0% | 0% | 0% | 0% | 0% | 0% | 0% | Interior Lighting-New | Lighting Controls Interior-New |  | 1 | 100% | 100% | 100% | 100% | 100% | 100% | 100% | 100% | 100% | 100% | 100% | 100% | 100% | 100% | 100% | 100% | 100% | 100% | 100% | 0% | 0% | 0% | 0% | 0% | 0% | 0% | 86% | 86% | 86% | 86% | 86% | 86% | 86% | 86% | 86% | 86% | 86% | 86% | 86% | 86% | 86% | 86% | 86% | 86% | 86% | 0% | 0% | 0% | 0% | 0% | 0% | 0%
1 | 1811 | Interior Lighting | Com-LightingInterior-2021P_V20 | NR | All Commercial | Electric | Per Building Thousand SqFt | Weighted Avg Bldg_NR_LINEAR_Fixture_from_LFTube_to_LEDPanel | 90% | 90% | 90% | 90% | 90% | 90% | 90% | 90% | 90% | 90% | 90% | 90% | 90% | 90% | 90% | 90% | 90% | 90% | 90% | 0% | 0% | 0% | 0% | 0% | 0% | 0% | Interior Lighting-NR | Lighting Controls Interior-NR |  | 1 | 100% | 100% | 100% | 100% | 100% | 100% | 100% | 100% | 100% | 100% | 100% | 100% | 100% | 100% | 100% | 100% | 100% | 100% | 100% | 0% | 0% | 0% | 0% | 0% | 0% | 0% | 90% | 90% | 90% | 90% | 90% | 90% | 90% | 90% | 90% | 90% | 90% | 90% | 90% | 90% | 90% | 90% | 90% | 90% | 90% | 0% | 0% | 0% | 0% | 0% | 0% | 0%
1 | 1811 | Interior Lighting | Com-LightingInterior-2021P_V20 | NR | All Commercial | Electric | Per Building Thousand SqFt | Weighted Avg Bldg_NR_LINEAR_Fixture_from_LFTube_to_LEDPanel_RDX | 90% | 90% | 90% | 90% | 90% | 90% | 90% | 90% | 90% | 90% | 90% | 90% | 90% | 90% | 90% | 90% | 90% | 90% | 90% | 0% | 0% | 0% | 0% | 0% | 0% | 0% | Interior Lighting-NR | Lighting Controls Interior-NR |  | 1 | 100% | 100% | 100% | 100% | 100% | 100% | 100% | 100% | 100% | 100% | 100% | 100% | 100% | 100% | 100% | 100% | 100% | 100% | 100% | 0% | 0% | 0% | 0% | 0% | 0% | 0% | 90% | 90% | 90% | 90% | 90% | 90% | 90% | 90% | 90% | 90% | 90% | 90% | 90% | 90% | 90% | 90% | 90% | 90% | 90% | 0% | 0% | 0% | 0% | 0% | 0% | 0%
1 | 1811 | Interior Lighting | Com-LightingInterior-2021P_V20 | NR | All Commercial | Electric | Per Building Thousand SqFt | Weighted Avg Bldg_NR_LINEAR_Fixture_from_LFTube_to_LEDPanel_CONTR | 90% | 90% | 90% | 90% | 90% | 90% | 90% | 90% | 90% | 90% | 90% | 90% | 90% | 90% | 90% | 90% | 90% | 90% | 90% | 0% | 0% | 0% | 0% | 0% | 0% | 0% | Interior Lighting-NR | Lighting Controls Interior-NR |  | 1 | 100% | 100% | 100% | 100% | 100% | 100% | 100% | 100% | 100% | 100% | 100% | 100% | 100% | 100% | 100% | 100% | 100% | 100% | 100% | 0% | 0% | 0% | 0% | 0% | 0% | 0% | 90% | 90% | 90% | 90% | 90% | 90% | 90% | 90% | 90% | 90% | 90% | 90% | 90% | 90% | 90% | 90% | 90% | 90% | 90% | 0% | 0% | 0% | 0% | 0% | 0% | 0%
1 | 1811 | Interior Lighting | Com-LightingInterior-2021P_V20 | NR | All Commercial | Electric | Per Building Thousand SqFt | Weighted Avg Bldg_NR_LINEAR_Lamp_from_LFTube_to_LEDTube_RDX | 10% | 10% | 10% | 10% | 10% | 10% | 10% | 10% | 10% | 10% | 10% | 10% | 10% | 10% | 10% | 10% | 10% | 10% | 10% | 0% | 0% | 0% | 0% | 0% | 0% | 0% | Interior Lighting-NR | Lighting Controls Interior-NR |  | 1 | 100% | 100% | 100% | 100% | 100% | 100% | 100% | 100% | 100% | 100% | 100% | 100% | 100% | 100% | 100% | 100% | 100% | 100% | 100% | 0% | 0% | 0% | 0% | 0% | 0% | 0% | 10% | 10% | 10% | 10% | 10% | 10% | 10% | 10% | 10% | 10% | 10% | 10% | 10% | 10% | 10% | 10% | 10% | 10% | 10% | 0% | 0% | 0% | 0% | 0% | 0% | 0%
1 | 1811 | Interior Lighting | Com-LightingInterior-2021P_V20 | NR | All Commercial | Electric | Per Building Thousand SqFt | Weighted Avg Bldg_NR_LINEAR_Fixture_from_LEDTube_to_LEDPanel_CONTR | 100% | 100% | 100% | 100% | 100% | 100% | 100% | 100% | 100% | 100% | 100% | 100% | 100% | 100% | 100% | 100% | 100% | 100% | 100% | 0% | 0% | 0% | 0% | 0% | 0% | 0% | Interior Lighting-NR | Lighting Controls Interior-NR |  | 1 | 100% | 100% | 100% | 100% | 100% | 100% | 100% | 100% | 100% | 100% | 100% | 100% | 100% | 100% | 100% | 100% | 100% | 100% | 100% | 0% | 0% | 0% | 0% | 0% | 0% | 0% | 100% | 100% | 100% | 100% | 100% | 100% | 100% | 100% | 100% | 100% | 100% | 100% | 100% | 100% | 100% | 100% | 100% | 100% | 100% | 0% | 0% | 0% | 0% | 0% | 0% | 0%
1 | 1811 | Interior Lighting | Com-LightingInterior-2021P_V20 | Retro | All Commercial | Electric | Per Building Thousand SqFt | Weighted Avg Bldg_RETRO_LINEAR_Fixture_from_LFTube_to_LEDPanel | 10% | 10% | 10% | 10% | 10% | 10% | 10% | 10% | 10% | 10% | 10% | 10% | 10% | 10% | 10% | 10% | 10% | 10% | 10% | 0% | 0% | 0% | 0% | 0% | 0% | 0% | Interior Lighting-Retro | Lighting Controls Interior-NR |  | 1 | 100% | 100% | 100% | 100% | 100% | 100% | 100% | 100% | 100% | 100% | 100% | 100% | 100% | 100% | 100% | 100% | 100% | 100% | 100% | 0% | 0% | 0% | 0% | 0% | 0% | 0% | 10% | 10% | 10% | 10% | 10% | 10% | 10% | 10% | 10% | 10% | 10% | 10% | 10% | 10% | 10% | 10% | 10% | 10% | 10% | 0% | 0% | 0% | 0% | 0% | 0% | 0%
1 | 1811 | Interior Lighting | Com-LightingInterior-2021P_V20 | Retro | All Commercial | Electric | Per Building Thousand SqFt | Weighted Avg Bldg_RETRO_LINEAR_Fixture_from_LFTube_to_LEDPanel_RDX | 10% | 10% | 10% | 10% | 10% | 10% | 10% | 10% | 10% | 10% | 10% | 10% | 10% | 10% | 10% | 10% | 10% | 10% | 10% | 0% | 0% | 0% | 0% | 0% | 0% | 0% | Interior Lighting-Retro | Lighting Controls Interior-NR |  | 1 | 100% | 100% | 100% | 100% | 100% | 100% | 100% | 100% | 100% | 100% | 100% | 100% | 100% | 100% | 100% | 100% | 100% | 100% | 100% | 0% | 0% | 0% | 0% | 0% | 0% | 0% | 10% | 10% | 10% | 10% | 10% | 10% | 10% | 10% | 10% | 10% | 10% | 10% | 10% | 10% | 10% | 10% | 10% | 10% | 10% | 0% | 0% | 0% | 0% | 0% | 0% | 0%
1 | 1811 | Interior Lighting | Com-LightingInterior-2021P_V20 | Retro | All Commercial | Electric | Per Building Thousand SqFt | Weighted Avg Bldg_RETRO_LINEAR_Fixture_from_LFTube_to_LEDPanel_CONTR | 10% | 10% | 10% | 10% | 10% | 10% | 10% | 10% | 10% | 10% | 10% | 10% | 10% | 10% | 10% | 10% | 10% | 10% | 10% | 0% | 0% | 0% | 0% | 0% | 0% | 0% | Interior Lighting-Retro | Lighting Controls Interior-NR |  | 1 | 100% | 100% | 100% | 100% | 100% | 100% | 100% | 100% | 100% | 100% | 100% | 100% | 100% | 100% | 100% | 100% | 100% | 100% | 100% | 0% | 0% | 0% | 0% | 0% | 0% | 0% | 10% | 10% | 10% | 10% | 10% | 10% | 10% | 10% | 10% | 10% | 10% | 10% | 10% | 10% | 10% | 10% | 10% | 10% | 10% | 0% | 0% | 0% | 0% | 0% | 0% | 0%
1 | 1811 | Interior Lighting | Com-LightingInterior-2021P_V20 | Retro | All Commercial | Electric | Per Building Thousand SqFt | Weighted Avg Bldg_RETRO_LINEAR_Lamp_from_LFTube_to_LEDTube_RDX | 90% | 90% | 90% | 90% | 90% | 90% | 90% | 90% | 90% | 90% | 90% | 90% | 90% | 90% | 90% | 90% | 90% | 90% | 90% | 0% | 0% | 0% | 0% | 0% | 0% | 0% | Interior Lighting-Retro | Lighting Controls Interior-NR |  | 1 | 100% | 100% | 100% | 100% | 100% | 100% | 100% | 100% | 100% | 100% | 100% | 100% | 100% | 100% | 100% | 100% | 100% | 100% | 100% | 0% | 0% | 0% | 0% | 0% | 0% | 0% | 90% | 90% | 90% | 90% | 90% | 90% | 90% | 90% | 90% | 90% | 90% | 90% | 90% | 90% | 90% | 90% | 90% | 90% | 90% | 0% | 0% | 0% | 0% | 0% | 0% | 0%
1 | 1811 | Interior Lighting | Com-LightingInterior-2021P_V20 | Retro | All Commercial | Electric | Per Building Thousand SqFt | Weighted Avg Bldg_RETRO_LINEAR_Fixture_from_LEDTube_to_LEDPanel_CONTR | 0% | 0% | 0% | 0% | 0% | 0% | 0% | 0% | 0% | 0% | 0% | 0% | 0% | 0% | 0% | 0% | 0% | 0% | 0% | 0% | 0% | 0% | 0% | 0% | 0% | 0% | Interior Lighting-Retro | Lighting Controls Interior-NR |  | 1 | 100% | 100% | 100% | 100% | 100% | 100% | 100% | 100% | 100% | 100% | 100% | 100% | 100% | 100% | 100% | 100% | 100% | 100% | 100% | 0% | 0% | 0% | 0% | 0% | 0% | 0% | 0% | 0% | 0% | 0% | 0% | 0% | 0% | 0% | 0% | 0% | 0% | 0% | 0% | 0% | 0% | 0% | 0% | 0% | 0% | 0% | 0% | 0% | 0% | 0% | 0% | 0%
1 | 1811 | Interior Lighting | Com-LightingInterior-2021P_V20 | New | All Commercial | Electric | Per Building Thousand SqFt | Weighted Avg Bldg_NEW_HIGHBAY_Fixture_from_LFTube_to_LEDPanel_CONTR | 50% | 50% | 50% | 50% | 50% | 50% | 50% | 50% | 50% | 50% | 50% | 50% | 50% | 50% | 50% | 50% | 50% | 50% | 50% | 0% | 0% | 0% | 0% | 0% | 0% | 0% | Interior Lighting-New | Lighting Controls Interior-New |  | 1 | 100% | 100% | 100% | 100% | 100% | 100% | 100% | 100% | 100% | 100% | 100% | 100% | 100% | 100% | 100% | 100% | 100% | 100% | 100% | 0% | 0% | 0% | 0% | 0% | 0% | 0% | 50% | 50% | 50% | 50% | 50% | 50% | 50% | 50% | 50% | 50% | 50% | 50% | 50% | 50% | 50% | 50% | 50% | 50% | 50% | 0% | 0% | 0% | 0% | 0% | 0% | 0%
1 | 1811 | Interior Lighting | Com-LightingInterior-2021P_V20 | NR | All Commercial | Electric | Per Building Thousand SqFt | Weighted Avg Bldg_NR_HIGHBAY_Fixture_from_LFTube_to_LEDPanel | 90% | 90% | 90% | 90% | 90% | 90% | 90% | 90% | 90% | 90% | 90% | 90% | 90% | 90% | 90% | 90% | 90% | 90% | 90% | 0% | 0% | 0% | 0% | 0% | 0% | 0% | Interior Lighting-NR | Lighting Controls Interior-NR |  | 1 | 100% | 100% | 100% | 100% | 100% | 100% | 100% | 100% | 100% | 100% | 100% | 100% | 100% | 100% | 100% | 100% | 100% | 100% | 100% | 0% | 0% | 0% | 0% | 0% | 0% | 0% | 90% | 90% | 90% | 90% | 90% | 90% | 90% | 90% | 90% | 90% | 90% | 90% | 90% | 90% | 90% | 90% | 90% | 90% | 90% | 0% | 0% | 0% | 0% | 0% | 0% | 0%
1 | 1811 | Interior Lighting | Com-LightingInterior-2021P_V20 | NR | All Commercial | Electric | Per Building Thousand SqFt | Weighted Avg Bldg_NR_HIGHBAY_Fixture_from_LFTube_to_LEDPanel_CONTR | 90% | 90% | 90% | 90% | 90% | 90% | 90% | 90% | 90% | 90% | 90% | 90% | 90% | 90% | 90% | 90% | 90% | 90% | 90% | 0% | 0% | 0% | 0% | 0% | 0% | 0% | Interior Lighting-NR | Lighting Controls Interior-NR |  | 1 | 100% | 100% | 100% | 100% | 100% | 100% | 100% | 100% | 100% | 100% | 100% | 100% | 100% | 100% | 100% | 100% | 100% | 100% | 100% | 0% | 0% | 0% | 0% | 0% | 0% | 0% | 90% | 90% | 90% | 90% | 90% | 90% | 90% | 90% | 90% | 90% | 90% | 90% | 90% | 90% | 90% | 90% | 90% | 90% | 90% | 0% | 0% | 0% | 0% | 0% | 0% | 0%
1 | 1811 | Interior Lighting | Com-LightingInterior-2021P_V20 | NR | All Commercial | Electric | Per Building Thousand SqFt | Weighted Avg Bldg_NR_HIGHBAY_Fixture_from_HID_to_LEDPanel | 20% | 20% | 20% | 20% | 20% | 20% | 20% | 20% | 20% | 20% | 20% | 20% | 20% | 20% | 20% | 20% | 20% | 20% | 20% | 0% | 0% | 0% | 0% | 0% | 0% | 0% | Interior Lighting-NR | Lighting Controls Interior-NR |  | 1 | 100% | 100% | 100% | 100% | 100% | 100% | 100% | 100% | 100% | 100% | 100% | 100% | 100% | 100% | 100% | 100% | 100% | 100% | 100% | 0% | 0% | 0% | 0% | 0% | 0% | 0% | 20% | 20% | 20% | 20% | 20% | 20% | 20% | 20% | 20% | 20% | 20% | 20% | 20% | 20% | 20% | 20% | 20% | 20% | 20% | 0% | 0% | 0% | 0% | 0% | 0% | 0%
1 | 1811 | Interior Lighting | Com-LightingInterior-2021P_V20 | NR | All Commercial | Electric | Per Building Thousand SqFt | Weighted Avg Bldg_NR_HIGHBAY_Fixture_from_HID_to_LEDPanel_CONTR | 20% | 20% | 20% | 20% | 20% | 20% | 20% | 20% | 20% | 20% | 20% | 20% | 20% | 20% | 20% | 20% | 20% | 20% | 20% | 0% | 0% | 0% | 0% | 0% | 0% | 0% | Interior Lighting-NR | Lighting Controls Interior-NR |  | 1 | 100% | 100% | 100% | 100% | 100% | 100% | 100% | 100% | 100% | 100% | 100% | 100% | 100% | 100% | 100% | 100% | 100% | 100% | 100% | 0% | 0% | 0% | 0% | 0% | 0% | 0% | 20% | 20% | 20% | 20% | 20% | 20% | 20% | 20% | 20% | 20% | 20% | 20% | 20% | 20% | 20% | 20% | 20% | 20% | 20% | 0% | 0% | 0% | 0% | 0% | 0% | 0%
1 | 1811 | Interior Lighting | Com-LightingInterior-2021P_V20 | Retro | All Commercial | Electric | Per Building Thousand SqFt | Weighted Avg Bldg_RETRO_HIGHBAY_Fixture_from_LFTube_to_LEDPanel | 10% | 10% | 10% | 10% | 10% | 10% | 10% | 10% | 10% | 10% | 10% | 10% | 10% | 10% | 10% | 10% | 10% | 10% | 10% | 0% | 0% | 0% | 0% | 0% | 0% | 0% | Interior Lighting-Retro | Lighting Controls Interior-NR |  | 1 | 100% | 100% | 100% | 100% | 100% | 100% | 100% | 100% | 100% | 100% | 100% | 100% | 100% | 100% | 100% | 100% | 100% | 100% | 100% | 0% | 0% | 0% | 0% | 0% | 0% | 0% | 10% | 10% | 10% | 10% | 10% | 10% | 10% | 10% | 10% | 10% | 10% | 10% | 10% | 10% | 10% | 10% | 10% | 10% | 10% | 0% | 0% | 0% | 0% | 0% | 0% | 0%
1 | 1811 | Interior Lighting | Com-LightingInterior-2021P_V20 | Retro | All Commercial | Electric | Per Building Thousand SqFt | Weighted Avg Bldg_RETRO_HIGHBAY_Fixture_from_LFTube_to_LEDPanel_CONTR | 10% | 10% | 10% | 10% | 10% | 10% | 10% | 10% | 10% | 10% | 10% | 10% | 10% | 10% | 10% | 10% | 10% | 10% | 10% | 0% | 0% | 0% | 0% | 0% | 0% | 0% | Interior Lighting-Retro | Lighting Controls Interior-NR |  | 1 | 100% | 100% | 100% | 100% | 100% | 100% | 100% | 100% | 100% | 100% | 100% | 100% | 100% | 100% | 100% | 100% | 100% | 100% | 100% | 0% | 0% | 0% | 0% | 0% | 0% | 0% | 10% | 10% | 10% | 10% | 10% | 10% | 10% | 10% | 10% | 10% | 10% | 10% | 10% | 10% | 10% | 10% | 10% | 10% | 10% | 0% | 0% | 0% | 0% | 0% | 0% | 0%
1 | 1811 | Interior Lighting | Com-LightingInterior-2021P_V20 | Retro | All Commercial | Electric | Per Building Thousand SqFt | Weighted Avg Bldg_RETRO_HIGHBAY_Fixture_from_HID_to_LEDPanel | 80% | 80% | 80% | 80% | 80% | 80% | 80% | 80% | 80% | 80% | 80% | 80% | 80% | 80% | 80% | 80% | 80% | 80% | 80% | 0% | 0% | 0% | 0% | 0% | 0% | 0% | Interior Lighting-Retro | Lighting Controls Interior-NR |  | 1 | 100% | 100% | 100% | 100% | 100% | 100% | 100% | 100% | 100% | 100% | 100% | 100% | 100% | 100% | 100% | 100% | 100% | 100% | 100% | 0% | 0% | 0% | 0% | 0% | 0% | 0% | 80% | 80% | 80% | 80% | 80% | 80% | 80% | 80% | 80% | 80% | 80% | 80% | 80% | 80% | 80% | 80% | 80% | 80% | 80% | 0% | 0% | 0% | 0% | 0% | 0% | 0%
1 | 1811 | Interior Lighting | Com-LightingInterior-2021P_V20 | Retro | All Commercial | Electric | Per Building Thousand SqFt | Weighted Avg Bldg_RETRO_HIGHBAY_Fixture_from_HID_to_LEDPanel_CONTR | 80% | 80% | 80% | 80% | 80% | 80% | 80% | 80% | 80% | 80% | 80% | 80% | 80% | 80% | 80% | 80% | 80% | 80% | 80% | 0% | 0% | 0% | 0% | 0% | 0% | 0% | Interior Lighting-Retro | Lighting Controls Interior-NR |  | 1 | 100% | 100% | 100% | 100% | 100% | 100% | 100% | 100% | 100% | 100% | 100% | 100% | 100% | 100% | 100% | 100% | 100% | 100% | 100% | 0% | 0% | 0% | 0% | 0% | 0% | 0% | 80% | 80% | 80% | 80% | 80% | 80% | 80% | 80% | 80% | 80% | 80% | 80% | 80% | 80% | 80% | 80% | 80% | 80% | 80% | 0% | 0% | 0% | 0% | 0% | 0% | 0%
1 | 1811 | Interior Lighting | Com-LightingInterior-2021P_V20 | New | All Commercial | Electric | Per Building Thousand SqFt | Weighted Avg Bldg_NEW_CAN_Fixture_from_CFL_to_LEDPanel | 11% | 11% | 11% | 11% | 11% | 11% | 11% | 11% | 11% | 11% | 11% | 11% | 11% | 11% | 11% | 11% | 11% | 11% | 11% | 0% | 0% | 0% | 0% | 0% | 0% | 0% | Interior Lighting-New | Lighting Controls Interior-New |  | 1 | 100% | 100% | 100% | 100% | 100% | 100% | 100% | 100% | 100% | 100% | 100% | 100% | 100% | 100% | 100% | 100% | 100% | 100% | 100% | 0% | 0% | 0% | 0% | 0% | 0% | 0% | 11% | 11% | 11% | 11% | 11% | 11% | 11% | 11% | 11% | 11% | 11% | 11% | 11% | 11% | 11% | 11% | 11% | 11% | 11% | 0% | 0% | 0% | 0% | 0% | 0% | 0%
1 | 1811 | Interior Lighting | Com-LightingInterior-2021P_V20 | NR | All Commercial | Electric | Per Building Thousand SqFt | Weighted Avg Bldg_NR_CAN_Lamp_from_CFL_to_LEDScrew | 50% | 50% | 50% | 50% | 50% | 50% | 50% | 50% | 50% | 50% | 50% | 50% | 50% | 50% | 50% | 50% | 50% | 50% | 50% | 0% | 0% | 0% | 0% | 0% | 0% | 0% | Interior Lighting-NR | Lighting Controls Interior-NR |  | 1 | 100% | 100% | 100% | 100% | 100% | 100% | 100% | 100% | 100% | 100% | 100% | 100% | 100% | 100% | 100% | 100% | 100% | 100% | 100% | 0% | 0% | 0% | 0% | 0% | 0% | 0% | 50% | 50% | 50% | 50% | 50% | 50% | 50% | 50% | 50% | 50% | 50% | 50% | 50% | 50% | 50% | 50% | 50% | 50% | 50% | 0% | 0% | 0% | 0% | 0% | 0% | 0%
1 | 1811 | Interior Lighting | Com-LightingInterior-2021P_V20 | NR | All Commercial | Electric | Per Building Thousand SqFt | Weighted Avg Bldg_NR_CAN_Lamp_from_Inc/Hal_to_LEDScrew | 50% | 50% | 50% | 50% | 50% | 50% | 50% | 50% | 50% | 50% | 50% | 50% | 50% | 50% | 50% | 50% | 50% | 50% | 50% | 0% | 0% | 0% | 0% | 0% | 0% | 0% | Interior Lighting-NR | Lighting Controls Interior-NR |  | 1 | 100% | 100% | 100% | 100% | 100% | 100% | 100% | 100% | 100% | 100% | 100% | 100% | 100% | 100% | 100% | 100% | 100% | 100% | 100% | 0% | 0% | 0% | 0% | 0% | 0% | 0% | 50% | 50% | 50% | 50% | 50% | 50% | 50% | 50% | 50% | 50% | 50% | 50% | 50% | 50% | 50% | 50% | 50% | 50% | 50% | 0% | 0% | 0% | 0% | 0% | 0% | 0%
1 | 1811 | Interior Lighting | Com-LightingInterior-2021P_V20 | Retro | All Commercial | Electric | Per Building Thousand SqFt | Weighted Avg Bldg_RETRO_CAN_Lamp_from_CFL_to_LEDScrew | 50% | 50% | 50% | 50% | 50% | 50% | 50% | 50% | 50% | 50% | 50% | 50% | 50% | 50% | 50% | 50% | 50% | 50% | 50% | 0% | 0% | 0% | 0% | 0% | 0% | 0% | Interior Lighting-Retro | Lighting Controls Interior-NR |  | 1 | 100% | 100% | 100% | 100% | 100% | 100% | 100% | 100% | 100% | 100% | 100% | 100% | 100% | 100% | 100% | 100% | 100% | 100% | 100% | 0% | 0% | 0% | 0% | 0% | 0% | 0% | 50% | 50% | 50% | 50% | 50% | 50% | 50% | 50% | 50% | 50% | 50% | 50% | 50% | 50% | 50% | 50% | 50% | 50% | 50% | 0% | 0% | 0% | 0% | 0% | 0% | 0%
1 | 1811 | Interior Lighting | Com-LightingInterior-2021P_V20 | Retro | All Commercial | Electric | Per Building Thousand SqFt | Weighted Avg Bldg_RETRO_CAN_Lamp_from_Inc/Hal_to_LEDScrew | 50% | 50% | 50% | 50% | 50% | 50% | 50% | 50% | 50% | 50% | 50% | 50% | 50% | 50% | 50% | 50% | 50% | 50% | 50% | 0% | 0% | 0% | 0% | 0% | 0% | 0% | Interior Lighting-Retro | Lighting Controls Interior-NR |  | 1 | 100% | 100% | 100% | 100% | 100% | 100% | 100% | 100% | 100% | 100% | 100% | 100% | 100% | 100% | 100% | 100% | 100% | 100% | 100% | 0% | 0% | 0% | 0% | 0% | 0% | 0% | 50% | 50% | 50% | 50% | 50% | 50% | 50% | 50% | 50% | 50% | 50% | 50% | 50% | 50% | 50% | 50% | 50% | 50% | 50% | 0% | 0% | 0% | 0% | 0% | 0% | 0%
1 | 1811 | Interior Lighting | Com-LightingInterior-2021P_V20 | New | All Commercial | Electric | Per Building Thousand SqFt | Weighted Avg Bldg_NEW_DISP_Fixture_from_CFL_to_LEDPanel | 2% | 2% | 2% | 2% | 2% | 2% | 2% | 2% | 2% | 2% | 2% | 2% | 2% | 2% | 2% | 2% | 2% | 2% | 2% | 0% | 0% | 0% | 0% | 0% | 0% | 0% | Interior Lighting-New | Lighting Controls Interior-New |  | 1 | 100% | 100% | 100% | 100% | 100% | 100% | 100% | 100% | 100% | 100% | 100% | 100% | 100% | 100% | 100% | 100% | 100% | 100% | 100% | 0% | 0% | 0% | 0% | 0% | 0% | 0% | 2% | 2% | 2% | 2% | 2% | 2% | 2% | 2% | 2% | 2% | 2% | 2% | 2% | 2% | 2% | 2% | 2% | 2% | 2% | 0% | 0% | 0% | 0% | 0% | 0% | 0%
1 | 1811 | Interior Lighting | Com-LightingInterior-2021P_V20 | NR | All Commercial | Electric | Per Building Thousand SqFt | Weighted Avg Bldg_NR_DISP_Lamp_from_CFL_to_LEDScrew | 50% | 50% | 50% | 50% | 50% | 50% | 50% | 50% | 50% | 50% | 50% | 50% | 50% | 50% | 50% | 50% | 50% | 50% | 50% | 0% | 0% | 0% | 0% | 0% | 0% | 0% | Interior Lighting-NR | Lighting Controls Interior-NR |  | 1 | 100% | 100% | 100% | 100% | 100% | 100% | 100% | 100% | 100% | 100% | 100% | 100% | 100% | 100% | 100% | 100% | 100% | 100% | 100% | 0% | 0% | 0% | 0% | 0% | 0% | 0% | 50% | 50% | 50% | 50% | 50% | 50% | 50% | 50% | 50% | 50% | 50% | 50% | 50% | 50% | 50% | 50% | 50% | 50% | 50% | 0% | 0% | 0% | 0% | 0% | 0% | 0%
1 | 1811 | Interior Lighting | Com-LightingInterior-2021P_V20 | NR | All Commercial | Electric | Per Building Thousand SqFt | Weighted Avg Bldg_NR_DISP_Lamp_from_Inc/Hal_to_LEDScrew | 50% | 50% | 50% | 50% | 50% | 50% | 50% | 50% | 50% | 50% | 50% | 50% | 50% | 50% | 50% | 50% | 50% | 50% | 50% | 0% | 0% | 0% | 0% | 0% | 0% | 0% | Interior Lighting-NR | Lighting Controls Interior-NR |  | 1 | 100% | 100% | 100% | 100% | 100% | 100% | 100% | 100% | 100% | 100% | 100% | 100% | 100% | 100% | 100% | 100% | 100% | 100% | 100% | 0% | 0% | 0% | 0% | 0% | 0% | 0% | 50% | 50% | 50% | 50% | 50% | 50% | 50% | 50% | 50% | 50% | 50% | 50% | 50% | 50% | 50% | 50% | 50% | 50% | 50% | 0% | 0% | 0% | 0% | 0% | 0% | 0%
1 | 1811 | Interior Lighting | Com-LightingInterior-2021P_V20 | Retro | All Commercial | Electric | Per Building Thousand SqFt | Weighted Avg Bldg_RETRO_DISP_Lamp_from_CFL_to_LEDScrew | 50% | 50% | 50% | 50% | 50% | 50% | 50% | 50% | 50% | 50% | 50% | 50% | 50% | 50% | 50% | 50% | 50% | 50% | 50% | 0% | 0% | 0% | 0% | 0% | 0% | 0% | Interior Lighting-Retro | Lighting Controls Interior-NR |  | 1 | 100% | 100% | 100% | 100% | 100% | 100% | 100% | 100% | 100% | 100% | 100% | 100% | 100% | 100% | 100% | 100% | 100% | 100% | 100% | 0% | 0% | 0% | 0% | 0% | 0% | 0% | 50% | 50% | 50% | 50% | 50% | 50% | 50% | 50% | 50% | 50% | 50% | 50% | 50% | 50% | 50% | 50% | 50% | 50% | 50% | 0% | 0% | 0% | 0% | 0% | 0% | 0%
1 | 1811 | Interior Lighting | Com-LightingInterior-2021P_V20 | Retro | All Commercial | Electric | Per Building Thousand SqFt | Weighted Avg Bldg_RETRO_DISP_Lamp_from_Inc/Hal_to_LEDScrew | 50% | 50% | 50% | 50% | 50% | 50% | 50% | 50% | 50% | 50% | 50% | 50% | 50% | 50% | 50% | 50% | 50% | 50% | 50% | 0% | 0% | 0% | 0% | 0% | 0% | 0% | Interior Lighting-Retro | Lighting Controls Interior-NR |  | 1 | 100% | 100% | 100% | 100% | 100% | 100% | 100% | 100% | 100% | 100% | 100% | 100% | 100% | 100% | 100% | 100% | 100% | 100% | 100% | 0% | 0% | 0% | 0% | 0% | 0% | 0% | 50% | 50% | 50% | 50% | 50% | 50% | 50% | 50% | 50% | 50% | 50% | 50% | 50% | 50% | 50% | 50% | 50% | 50% | 50% | 0% | 0% | 0% | 0% | 0% | 0% | 0%
1 | 1811 | Interior Lighting | Com-LightingInterior-2021P_V20 | New | All Commercial | Electric | Per Building Thousand SqFt | Weighted Avg Bldg_NEW_OTHER_Fixture_from_CFL_to_LEDPanel | 30% | 30% | 30% | 30% | 30% | 30% | 30% | 30% | 30% | 30% | 30% | 30% | 30% | 30% | 30% | 30% | 30% | 30% | 30% | 0% | 0% | 0% | 0% | 0% | 0% | 0% | Interior Lighting-New | Lighting Controls Interior-New |  | 1 | 100% | 100% | 100% | 100% | 100% | 100% | 100% | 100% | 100% | 100% | 100% | 100% | 100% | 100% | 100% | 100% | 100% | 100% | 100% | 0% | 0% | 0% | 0% | 0% | 0% | 0% | 30% | 30% | 30% | 30% | 30% | 30% | 30% | 30% | 30% | 30% | 30% | 30% | 30% | 30% | 30% | 30% | 30% | 30% | 30% | 0% | 0% | 0% | 0% | 0% | 0% | 0%
1 | 1811 | Interior Lighting | Com-LightingInterior-2021P_V20 | NR | All Commercial | Electric | Per Building Thousand SqFt | Weighted Avg Bldg_NR_OTHER_Lamp_from_CFL_to_LEDScrew | 50% | 50% | 50% | 50% | 50% | 50% | 50% | 50% | 50% | 50% | 50% | 50% | 50% | 50% | 50% | 50% | 50% | 50% | 50% | 0% | 0% | 0% | 0% | 0% | 0% | 0% | Interior Lighting-NR | Lighting Controls Interior-NR |  | 1 | 100% | 100% | 100% | 100% | 100% | 100% | 100% | 100% | 100% | 100% | 100% | 100% | 100% | 100% | 100% | 100% | 100% | 100% | 100% | 0% | 0% | 0% | 0% | 0% | 0% | 0% | 50% | 50% | 50% | 50% | 50% | 50% | 50% | 50% | 50% | 50% | 50% | 50% | 50% | 50% | 50% | 50% | 50% | 50% | 50% | 0% | 0% | 0% | 0% | 0% | 0% | 0%
1 | 1811 | Interior Lighting | Com-LightingInterior-2021P_V20 | NR | All Commercial | Electric | Per Building Thousand SqFt | Weighted Avg Bldg_NR_OTHER_Lamp_from_Inc/Hal_to_LEDScrew | 50% | 50% | 50% | 50% | 50% | 50% | 50% | 50% | 50% | 50% | 50% | 50% | 50% | 50% | 50% | 50% | 50% | 50% | 50% | 0% | 0% | 0% | 0% | 0% | 0% | 0% | Interior Lighting-NR | Lighting Controls Interior-NR |  | 1 | 100% | 100% | 100% | 100% | 100% | 100% | 100% | 100% | 100% | 100% | 100% | 100% | 100% | 100% | 100% | 100% | 100% | 100% | 100% | 0% | 0% | 0% | 0% | 0% | 0% | 0% | 50% | 50% | 50% | 50% | 50% | 50% | 50% | 50% | 50% | 50% | 50% | 50% | 50% | 50% | 50% | 50% | 50% | 50% | 50% | 0% | 0% | 0% | 0% | 0% | 0% | 0%
1 | 1811 | Interior Lighting | Com-LightingInterior-2021P_V20 | Retro | All Commercial | Electric | Per Building Thousand SqFt | Weighted Avg Bldg_RETRO_OTHER_Lamp_from_CFL_to_LEDScrew | 50% | 50% | 50% | 50% | 50% | 50% | 50% | 50% | 50% | 50% | 50% | 50% | 50% | 50% | 50% | 50% | 50% | 50% | 50% | 0% | 0% | 0% | 0% | 0% | 0% | 0% | Interior Lighting-Retro | Lighting Controls Interior-NR |  | 1 | 100% | 100% | 100% | 100% | 100% | 100% | 100% | 100% | 100% | 100% | 100% | 100% | 100% | 100% | 100% | 100% | 100% | 100% | 100% | 0% | 0% | 0% | 0% | 0% | 0% | 0% | 50% | 50% | 50% | 50% | 50% | 50% | 50% | 50% | 50% | 50% | 50% | 50% | 50% | 50% | 50% | 50% | 50% | 50% | 50% | 0% | 0% | 0% | 0% | 0% | 0% | 0%
1 | 1811 | Interior Lighting | Com-LightingInterior-2021P_V20 | Retro | All Commercial | Electric | Per Building Thousand SqFt | Weighted Avg Bldg_RETRO_OTHER_Lamp_from_Inc/Hal_to_LEDScrew | 50% | 50% | 50% | 50% | 50% | 50% | 50% | 50% | 50% | 50% | 50% | 50% | 50% | 50% | 50% | 50% | 50% | 50% | 50% | 0% | 0% | 0% | 0% | 0% | 0% | 0% | Interior Lighting-Retro | Lighting Controls Interior-NR |  | 1 | 100% | 100% | 100% | 100% | 100% | 100% | 100% | 100% | 100% | 100% | 100% | 100% | 100% | 100% | 100% | 100% | 100% | 100% | 100% | 0% | 0% | 0% | 0% | 0% | 0% | 0% | 50% | 50% | 50% | 50% | 50% | 50% | 50% | 50% | 50% | 50% | 50% | 50% | 50% | 50% | 50% | 50% | 50% | 50% | 50% | 0% | 0% | 0% | 0% | 0% | 0% | 0%
1 | 1811 | Interior Lighting | Com-LightingInterior-2021P_V20 | New | All Commercial | Electric | Per Building Thousand SqFt | Weighted Avg Bldg_NEW_LINEAR_Fixture_from_LEDPanel_to_LEDPanel_CONTR | 90% | 90% | 90% | 90% | 90% | 90% | 90% | 90% | 90% | 90% | 90% | 90% | 90% | 90% | 90% | 90% | 90% | 90% | 90% | 0% | 0% | 0% | 0% | 0% | 0% | 0% | Interior Lighting-New | Lighting Controls Interior-New |  | 1 | 100% | 100% | 100% | 100% | 100% | 100% | 100% | 100% | 100% | 100% | 100% | 100% | 100% | 100% | 100% | 100% | 100% | 100% | 100% | 0% | 0% | 0% | 0% | 0% | 0% | 0% | 90% | 90% | 90% | 90% | 90% | 90% | 90% | 90% | 90% | 90% | 90% | 90% | 90% | 90% | 90% | 90% | 90% | 90% | 90% | 0% | 0% | 0% | 0% | 0% | 0% | 0%
1 | 1811 | Interior Lighting | Com-LightingInterior-2021P_V20 | New | All Commercial | Electric | Per Building Thousand SqFt | Weighted Avg Bldg_NEW_HIGHBAY_Fixture_from_LEDPanel_to_LEDPanel_CONTR | 90% | 90% | 90% | 90% | 90% | 90% | 90% | 90% | 90% | 90% | 90% | 90% | 90% | 90% | 90% | 90% | 90% | 90% | 90% | 0% | 0% | 0% | 0% | 0% | 0% | 0% | Interior Lighting-New | Lighting Controls Interior-New |  | 1 | 100% | 100% | 100% | 100% | 100% | 100% | 100% | 100% | 100% | 100% | 100% | 100% | 100% | 100% | 100% | 100% | 100% | 100% | 100% | 0% | 0% | 0% | 0% | 0% | 0% | 0% | 90% | 90% | 90% | 90% | 90% | 90% | 90% | 90% | 90% | 90% | 90% | 90% | 90% | 90% | 90% | 90% | 90% | 90% | 90% | 0% | 0% | 0% | 0% | 0% | 0% | 0%
1 | 1811 | Interior Lighting | Com-LightingInterior-2021P_V20 | New | All Commercial | Electric | Per Building Thousand SqFt | Weighted Avg Bldg_NEW_CAN_Fixture_from_LEDPanel_to_LEDPanel_CONTR | 90% | 90% | 90% | 90% | 90% | 90% | 90% | 90% | 90% | 90% | 90% | 90% | 90% | 90% | 90% | 90% | 90% | 90% | 90% | 0% | 0% | 0% | 0% | 0% | 0% | 0% | Interior Lighting-New | Lighting Controls Interior-New |  | 1 | 100% | 100% | 100% | 100% | 100% | 100% | 100% | 100% | 100% | 100% | 100% | 100% | 100% | 100% | 100% | 100% | 100% | 100% | 100% | 0% | 0% | 0% | 0% | 0% | 0% | 0% | 90% | 90% | 90% | 90% | 90% | 90% | 90% | 90% | 90% | 90% | 90% | 90% | 90% | 90% | 90% | 90% | 90% | 90% | 90% | 0% | 0% | 0% | 0% | 0% | 0% | 0%
1 | 1811 | Interior Lighting | Com-LightingInterior-2021P_V20 | New | All Commercial | Electric | Per Building Thousand SqFt | Weighted Avg Bldg_NEW_DISP_Fixture_from_LEDPanel_to_LEDPanel_CONTR | 90% | 90% | 90% | 90% | 90% | 90% | 90% | 90% | 90% | 90% | 90% | 90% | 90% | 90% | 90% | 90% | 90% | 90% | 90% | 0% | 0% | 0% | 0% | 0% | 0% | 0% | Interior Lighting-New | Lighting Controls Interior-New |  | 1 | 100% | 100% | 100% | 100% | 100% | 100% | 100% | 100% | 100% | 100% | 100% | 100% | 100% | 100% | 100% | 100% | 100% | 100% | 100% | 0% | 0% | 0% | 0% | 0% | 0% | 0% | 90% | 90% | 90% | 90% | 90% | 90% | 90% | 90% | 90% | 90% | 90% | 90% | 90% | 90% | 90% | 90% | 90% | 90% | 90% | 0% | 0% | 0% | 0% | 0% | 0% | 0%
1 | 1811 | Interior Lighting | Com-LightingInterior-2021P_V20 | New | All Commercial | Electric | Per Building Thousand SqFt | Weighted Avg Bldg_NEW_OTHER_Fixture_from_LEDPanel_to_LEDPanel_CONTR | 90% | 90% | 90% | 90% | 90% | 90% | 90% | 90% | 90% | 90% | 90% | 90% | 90% | 90% | 90% | 90% | 90% | 90% | 90% | 0% | 0% | 0% | 0% | 0% | 0% | 0% | Interior Lighting-New | Lighting Controls Interior-New |  | 1 | 100% | 100% | 100% | 100% | 100% | 100% | 100% | 100% | 100% | 100% | 100% | 100% | 100% | 100% | 100% | 100% | 100% | 100% | 100% | 0% | 0% | 0% | 0% | 0% | 0% | 0% | 90% | 90% | 90% | 90% | 90% | 90% | 90% | 90% | 90% | 90% | 90% | 90% | 90% | 90% | 90% | 90% | 90% | 90% | 90% | 0% | 0% | 0% | 0% | 0% | 0% | 0%
1 | 1811 | ParkingGarageLighting | Com-ParkingGarageLighting-2021P_V11 | Retro | All Commercial | Electric | Per 1000 SqFt of Parking Garage Area | Retro_PARKING_GARAGE_FIX_REPL_from HPS to _LED_FIX | 100% | 100% | 100% | 100% | 100% | 100% | 100% | 100% | 100% | 100% | 100% | 100% | 100% | 100% | 100% | 100% | 100% | 100% | 100% | 0% | 0% | 0% | 0% | 0% | 0% | 0% | ParkingGarageLighting-Retro | Parking Garage Lighting-Retro |  | 1 | 100% | 100% | 100% | 100% | 100% | 100% | 100% | 100% | 100% | 100% | 100% | 100% | 100% | 100% | 100% | 100% | 100% | 100% | 100% | 0% | 0% | 0% | 0% | 0% | 0% | 0% | 100% | 100% | 100% | 100% | 100% | 100% | 100% | 100% | 100% | 100% | 100% | 100% | 100% | 100% | 100% | 100% | 100% | 100% | 100% | 0% | 0% | 0% | 0% | 0% | 0% | 0%
1 | 1811 | ParkingGarageLighting | Com-ParkingGarageLighting-2021P_V11 | Retro | All Commercial | Electric | Per 1000 SqFt of Parking Garage Area | Retro_PARKING_GARAGE_FIX_REPL_from MH to _LED_FIX | 100% | 100% | 100% | 100% | 100% | 100% | 100% | 100% | 100% | 100% | 100% | 100% | 100% | 100% | 100% | 100% | 100% | 100% | 100% | 0% | 0% | 0% | 0% | 0% | 0% | 0% | ParkingGarageLighting-Retro | Parking Garage Lighting-Retro |  | 1 | 100% | 100% | 100% | 100% | 100% | 100% | 100% | 100% | 100% | 100% | 100% | 100% | 100% | 100% | 100% | 100% | 100% | 100% | 100% | 0% | 0% | 0% | 0% | 0% | 0% | 0% | 100% | 100% | 100% | 100% | 100% | 100% | 100% | 100% | 100% | 100% | 100% | 100% | 100% | 100% | 100% | 100% | 100% | 100% | 100% | 0% | 0% | 0% | 0% | 0% | 0% | 0%
1 | 1811 | ParkingGarageLighting | Com-ParkingGarageLighting-2021P_V11 | Retro | All Commercial | Electric | Per 1000 SqFt of Parking Garage Area | Retro_PARKING_GARAGE_FIX_REPL_from HID to _LED_FIX | 100% | 100% | 100% | 100% | 100% | 100% | 100% | 100% | 100% | 100% | 100% | 100% | 100% | 100% | 100% | 100% | 100% | 100% | 100% | 0% | 0% | 0% | 0% | 0% | 0% | 0% | ParkingGarageLighting-Retro | Parking Garage Lighting-Retro |  | 1 | 100% | 100% | 100% | 100% | 100% | 100% | 100% | 100% | 100% | 100% | 100% | 100% | 100% | 100% | 100% | 100% | 100% | 100% | 100% | 0% | 0% | 0% | 0% | 0% | 0% | 0% | 100% | 100% | 100% | 100% | 100% | 100% | 100% | 100% | 100% | 100% | 100% | 100% | 100% | 100% | 100% | 100% | 100% | 100% | 100% | 0% | 0% | 0% | 0% | 0% | 0% | 0%
1 | 1811 | ParkingGarageLighting | Com-ParkingGarageLighting-2021P_V11 | Retro | All Commercial | Electric | Per 1000 SqFt of Parking Garage Area | Retro_PARKING_GARAGE_FIX_REPL_from FL to _LED_FIX | 100% | 100% | 100% | 100% | 100% | 100% | 100% | 100% | 100% | 100% | 100% | 100% | 100% | 100% | 100% | 100% | 100% | 100% | 100% | 0% | 0% | 0% | 0% | 0% | 0% | 0% | ParkingGarageLighting-Retro | Parking Garage Lighting-Retro |  | 1 | 100% | 100% | 100% | 100% | 100% | 100% | 100% | 100% | 100% | 100% | 100% | 100% | 100% | 100% | 100% | 100% | 100% | 100% | 100% | 0% | 0% | 0% | 0% | 0% | 0% | 0% | 100% | 100% | 100% | 100% | 100% | 100% | 100% | 100% | 100% | 100% | 100% | 100% | 100% | 100% | 100% | 100% | 100% | 100% | 100% | 0% | 0% | 0% | 0% | 0% | 0% | 0%
| 1811 | PTAC and PTHP | Com-PTAC and PTHP | NR and New | Lodging | Electric | Per Package Terminal Heat Pump - CHVR - Room AC and Electric Baseboard Baseline | CHVR: Heat Pump - Packaged Terminal - Lodging | 3.867% | 10.77% | 17.2% | 0% | 0% | 0% | 14.66% | 3.653% | 7.229% | 5.347% | 0% | 1.842% | 3.036% | 81.18% | 53.89% | 44.67% | 5.244% | 13.53% | 10.48% | 0% | 0% | 0% | 0% | 0% | 0% | 0% | PTAC and PTHP-NR and New | COM-PTHP-Retro |  | 0 | 2.381% | 2.381% | 2.381% | 0% | 0% | 0% | 2.381% | 2.381% | 2.381% | 2.381% | 0% | 2.381% | 2.381% | 2.381% | 2.381% | 2.381% | 2.381% | 2.381% | 2.381% | 0% | 0% | 0% | 0% | 0% | 0% | 0% | 0.09207% | 0.2565% | 0.4096% | 0% | 0% | 0% | 0.349% | 0.08698% | 0.1721% | 0.1273% | 0% | 0.04386% | 0.07228% | 1.933% | 1.283% | 1.064% | 0.1249% | 0.3222% | 0.2496% | 0% | 0% | 0% | 0% | 0% | 0% | 0%
| 1811 | PTAC and PTHP | Com-PTAC and PTHP | NR and New | Lodging | Electric | Per Package Terminal Heat Pump - SBDI - Room AC and Electric Baseboard Baseline | SBDI: Heat Pump - Packaged Terminal - Lodging | 3.867% | 10.77% | 17.2% | 0% | 0% | 0% | 14.66% | 3.653% | 7.229% | 5.347% | 0% | 1.842% | 3.036% | 81.18% | 53.89% | 44.67% | 5.244% | 13.53% | 10.48% | 0% | 0% | 0% | 0% | 0% | 0% | 0% | PTAC and PTHP-NR and New | COM-PTHP-Retro |  | 0 | 2.381% | 2.381% | 2.381% | 0% | 0% | 0% | 2.381% | 2.381% | 2.381% | 2.381% | 0% | 2.381% | 2.381% | 2.381% | 2.381% | 2.381% | 2.381% | 2.381% | 2.381% | 0% | 0% | 0% | 0% | 0% | 0% | 0% | 0.09207% | 0.2565% | 0.4096% | 0% | 0% | 0% | 0.349% | 0.08698% | 0.1721% | 0.1273% | 0% | 0.04386% | 0.07228% | 1.933% | 1.283% | 1.064% | 0.1249% | 0.3222% | 0.2496% | 0% | 0% | 0% | 0% | 0% | 0% | 0%
| 1811 | PTAC and PTHP | Com-PTAC and PTHP | NR and New | Lodging | Electric | Per Package Terminal Air Conditioner | PTAC - 9.8 EER - Direct Installed | 3.867% | 10.77% | 17.2% | 0% | 0% | 0% | 14.66% | 3.653% | 7.229% | 5.347% | 0% | 1.842% | 3.036% | 81.18% | 53.89% | 44.67% | 5.244% | 13.53% | 10.48% | 0% | 0% | 0% | 0% | 0% | 0% | 0% | PTAC and PTHP-NR and New | COM-PTHP-Retro |  | 0 | 2.381% | 2.381% | 2.381% | 0% | 0% | 0% | 2.381% | 2.381% | 2.381% | 2.381% | 0% | 2.381% | 2.381% | 2.381% | 2.381% | 2.381% | 2.381% | 2.381% | 2.381% | 0% | 0% | 0% | 0% | 0% | 0% | 0% | 0.09207% | 0.2565% | 0.4096% | 0% | 0% | 0% | 0.349% | 0.08698% | 0.1721% | 0.1273% | 0% | 0.04386% | 0.07228% | 1.933% | 1.283% | 1.064% | 0.1249% | 0.3222% | 0.2496% | 0% | 0% | 0% | 0% | 0% | 0% | 0%
1 | 1811 | Commissioning | Com-RetroCommissioning-7P_V5 | Retro | Large Off | Gas | Per 1,000 Sqft of Floor Area for Buildings receiving Direct Digital Control (DDC) | Commissioning-Retro-Large Off | 47.68% | 8.441% | 0% | 3.625% | 24.42% | 2.323% | 0% | 27.8% | 74.65% | 0% | 6.44% | 0% | 2.068% | 7.142% | 81.93% | 6.965% | 0% | 0% | 9.64% | 0% | 0% | 0% | 0% | 0% | 0% | 0% | Commissioning-Retro | Commercial EM-Retro |  | 0 | 100% | 100% | 100% | 100% | 100% | 100% | 100% | 100% | 100% | 100% | 100% | 100% | 100% | 100% | 100% | 100% | 100% | 100% | 100% | 0% | 0% | 0% | 0% | 0% | 0% | 0% | 47.68% | 8.441% | 0% | 3.625% | 24.42% | 2.323% | 0% | 27.8% | 74.65% | 0% | 6.44% | 0% | 2.068% | 7.142% | 81.93% | 6.965% | 0% | 0% | 9.64% | 0% | 0% | 0% | 0% | 0% | 0% | 0%
1 | 1811 | Commissioning | Com-RetroCommissioning-7P_V5 | Retro | Medium Off | Gas | Per 1,000 Sqft of Floor Area for Buildings receiving Direct Digital Control (DDC) | Commissioning-Retro-Medium Off | 47.68% | 8.441% | 0% | 3.625% | 24.42% | 2.323% | 0% | 27.8% | 74.65% | 0% | 6.44% | 0% | 2.068% | 7.142% | 81.93% | 6.965% | 0% | 0% | 9.64% | 0% | 0% | 0% | 0% | 0% | 0% | 0% | Commissioning-Retro | Commercial EM-Retro |  | 0 | 100% | 100% | 100% | 100% | 100% | 100% | 100% | 100% | 100% | 100% | 100% | 100% | 100% | 100% | 100% | 100% | 100% | 100% | 100% | 0% | 0% | 0% | 0% | 0% | 0% | 0% | 47.68% | 8.441% | 0% | 3.625% | 24.42% | 2.323% | 0% | 27.8% | 74.65% | 0% | 6.44% | 0% | 2.068% | 7.142% | 81.93% | 6.965% | 0% | 0% | 9.64% | 0% | 0% | 0% | 0% | 0% | 0% | 0%
1 | 1811 | Commissioning | Com-RetroCommissioning-7P_V5 | Retro | Small Off | Gas | Per 1,000 Sqft of Floor Area for Buildings receiving Direct Digital Control (DDC) | Commissioning-Retro-Small Off | 47.68% | 8.441% | 0% | 3.625% | 24.42% | 2.323% | 0% | 27.8% | 74.65% | 0% | 6.44% | 0% | 2.068% | 7.142% | 81.93% | 6.965% | 0% | 0% | 9.64% | 0% | 0% | 0% | 0% | 0% | 0% | 0% | Commissioning-Retro | Commercial EM-Retro |  | 0 | 100% | 100% | 100% | 100% | 100% | 100% | 100% | 100% | 100% | 100% | 100% | 100% | 100% | 100% | 100% | 100% | 100% | 100% | 100% | 0% | 0% | 0% | 0% | 0% | 0% | 0% | 47.68% | 8.441% | 0% | 3.625% | 24.42% | 2.323% | 0% | 27.8% | 74.65% | 0% | 6.44% | 0% | 2.068% | 7.142% | 81.93% | 6.965% | 0% | 0% | 9.64% | 0% | 0% | 0% | 0% | 0% | 0% | 0%
1 | 1811 | Commissioning | Com-RetroCommissioning-7P_V5 | Retro | Xlarge Ret | Gas | Per 1,000 Sqft of Floor Area for Buildings receiving Direct Digital Control (DDC) | Commissioning-Retro-Xlarge Ret | 47.68% | 8.441% | 0% | 3.625% | 24.42% | 2.323% | 0% | 27.8% | 74.65% | 0% | 6.44% | 0% | 2.068% | 7.142% | 81.93% | 6.965% | 0% | 0% | 9.64% | 0% | 0% | 0% | 0% | 0% | 0% | 0% | Commissioning-Retro | Commercial EM-Retro |  | 0 | 100% | 100% | 100% | 100% | 100% | 100% | 100% | 100% | 100% | 100% | 100% | 100% | 100% | 100% | 100% | 100% | 100% | 100% | 100% | 0% | 0% | 0% | 0% | 0% | 0% | 0% | 47.68% | 8.441% | 0% | 3.625% | 24.42% | 2.323% | 0% | 27.8% | 74.65% | 0% | 6.44% | 0% | 2.068% | 7.142% | 81.93% | 6.965% | 0% | 0% | 9.64% | 0% | 0% | 0% | 0% | 0% | 0% | 0%
1 | 1811 | Commissioning | Com-RetroCommissioning-7P_V5 | Retro | Large Ret | Gas | Per 1,000 Sqft of Floor Area for Buildings receiving Direct Digital Control (DDC) | Commissioning-Retro-Large Ret | 47.68% | 8.441% | 0% | 3.625% | 24.42% | 2.323% | 0% | 27.8% | 74.65% | 0% | 6.44% | 0% | 2.068% | 7.142% | 81.93% | 6.965% | 0% | 0% | 9.64% | 0% | 0% | 0% | 0% | 0% | 0% | 0% | Commissioning-Retro | Commercial EM-Retro |  | 0 | 100% | 100% | 100% | 100% | 100% | 100% | 100% | 100% | 100% | 100% | 100% | 100% | 100% | 100% | 100% | 100% | 100% | 100% | 100% | 0% | 0% | 0% | 0% | 0% | 0% | 0% | 47.68% | 8.441% | 0% | 3.625% | 24.42% | 2.323% | 0% | 27.8% | 74.65% | 0% | 6.44% | 0% | 2.068% | 7.142% | 81.93% | 6.965% | 0% | 0% | 9.64% | 0% | 0% | 0% | 0% | 0% | 0% | 0%
1 | 1811 | Commissioning | Com-RetroCommissioning-7P_V5 | Retro | Medium Ret | Gas | Per 1,000 Sqft of Floor Area for Buildings receiving Direct Digital Control (DDC) | Commissioning-Retro-Medium Ret | 47.68% | 8.441% | 0% | 3.625% | 24.42% | 2.323% | 0% | 27.8% | 74.65% | 0% | 6.44% | 0% | 2.068% | 7.142% | 81.93% | 6.965% | 0% | 0% | 9.64% | 0% | 0% | 0% | 0% | 0% | 0% | 0% | Commissioning-Retro | Commercial EM-Retro |  | 0 | 100% | 100% | 100% | 100% | 100% | 100% | 100% | 100% | 100% | 100% | 100% | 100% | 100% | 100% | 100% | 100% | 100% | 100% | 100% | 0% | 0% | 0% | 0% | 0% | 0% | 0% | 47.68% | 8.441% | 0% | 3.625% | 24.42% | 2.323% | 0% | 27.8% | 74.65% | 0% | 6.44% | 0% | 2.068% | 7.142% | 81.93% | 6.965% | 0% | 0% | 9.64% | 0% | 0% | 0% | 0% | 0% | 0% | 0%
1 | 1811 | Commissioning | Com-RetroCommissioning-7P_V5 | Retro | Small Ret | Gas | Per 1,000 Sqft of Floor Area for Buildings receiving Direct Digital Control (DDC) | Commissioning-Retro-Small Ret | 47.68% | 8.441% | 0% | 3.625% | 24.42% | 2.323% | 0% | 27.8% | 74.65% | 0% | 6.44% | 0% | 2.068% | 7.142% | 81.93% | 6.965% | 0% | 0% | 9.64% | 0% | 0% | 0% | 0% | 0% | 0% | 0% | Commissioning-Retro | Commercial EM-Retro |  | 0 | 100% | 100% | 100% | 100% | 100% | 100% | 100% | 100% | 100% | 100% | 100% | 100% | 100% | 100% | 100% | 100% | 100% | 100% | 100% | 0% | 0% | 0% | 0% | 0% | 0% | 0% | 47.68% | 8.441% | 0% | 3.625% | 24.42% | 2.323% | 0% | 27.8% | 74.65% | 0% | 6.44% | 0% | 2.068% | 7.142% | 81.93% | 6.965% | 0% | 0% | 9.64% | 0% | 0% | 0% | 0% | 0% | 0% | 0%
1 | 1811 | Commissioning | Com-RetroCommissioning-7P_V5 | Retro | School K-12 | Gas | Per 1,000 Sqft of Floor Area for Buildings receiving Direct Digital Control (DDC) | Commissioning-Retro-School K-12 | 47.68% | 8.441% | 0% | 3.625% | 24.42% | 2.323% | 0% | 27.8% | 74.65% | 0% | 6.44% | 0% | 2.068% | 7.142% | 81.93% | 6.965% | 0% | 0% | 9.64% | 0% | 0% | 0% | 0% | 0% | 0% | 0% | Commissioning-Retro | Commercial EM-Retro |  | 0 | 100% | 100% | 100% | 100% | 100% | 100% | 100% | 100% | 100% | 100% | 100% | 100% | 100% | 100% | 100% | 100% | 100% | 100% | 100% | 0% | 0% | 0% | 0% | 0% | 0% | 0% | 47.68% | 8.441% | 0% | 3.625% | 24.42% | 2.323% | 0% | 27.8% | 74.65% | 0% | 6.44% | 0% | 2.068% | 7.142% | 81.93% | 6.965% | 0% | 0% | 9.64% | 0% | 0% | 0% | 0% | 0% | 0% | 0%
1 | 1811 | Commissioning | Com-RetroCommissioning-7P_V5 | Retro | University | Gas | Per 1,000 Sqft of Floor Area for Buildings receiving Direct Digital Control (DDC) | Commissioning-Retro-University | 47.68% | 8.441% | 0% | 3.625% | 24.42% | 2.323% | 0% | 27.8% | 74.65% | 0% | 6.44% | 0% | 2.068% | 7.142% | 81.93% | 6.965% | 0% | 0% | 9.64% | 0% | 0% | 0% | 0% | 0% | 0% | 0% | Commissioning-Retro | Commercial EM-Retro |  | 0 | 100% | 100% | 100% | 100% | 100% | 100% | 100% | 100% | 100% | 100% | 100% | 100% | 100% | 100% | 100% | 100% | 100% | 100% | 100% | 0% | 0% | 0% | 0% | 0% | 0% | 0% | 47.68% | 8.441% | 0% | 3.625% | 24.42% | 2.323% | 0% | 27.8% | 74.65% | 0% | 6.44% | 0% | 2.068% | 7.142% | 81.93% | 6.965% | 0% | 0% | 9.64% | 0% | 0% | 0% | 0% | 0% | 0% | 0%
1 | 1811 | Commissioning | Com-RetroCommissioning-7P_V5 | Retro | Warehouse | Gas | Per 1,000 Sqft of Floor Area for Buildings receiving Direct Digital Control (DDC) | Commissioning-Retro-Warehouse | 47.68% | 8.441% | 0% | 3.625% | 24.42% | 2.323% | 0% | 27.8% | 74.65% | 0% | 6.44% | 0% | 2.068% | 7.142% | 81.93% | 6.965% | 0% | 0% | 9.64% | 0% | 0% | 0% | 0% | 0% | 0% | 0% | Commissioning-Retro | Commercial EM-Retro |  | 0 | 100% | 100% | 100% | 100% | 100% | 100% | 100% | 100% | 100% | 100% | 100% | 100% | 100% | 100% | 100% | 100% | 100% | 100% | 100% | 0% | 0% | 0% | 0% | 0% | 0% | 0% | 47.68% | 8.441% | 0% | 3.625% | 24.42% | 2.323% | 0% | 27.8% | 74.65% | 0% | 6.44% | 0% | 2.068% | 7.142% | 81.93% | 6.965% | 0% | 0% | 9.64% | 0% | 0% | 0% | 0% | 0% | 0% | 0%
1 | 1811 | Commissioning | Com-RetroCommissioning-7P_V5 | Retro | Supermarket | Gas | Per 1,000 Sqft of Floor Area for Buildings receiving Direct Digital Control (DDC) | Commissioning-Retro-Supermarket | 47.68% | 8.441% | 0% | 3.625% | 24.42% | 2.323% | 0% | 27.8% | 74.65% | 0% | 6.44% | 0% | 2.068% | 7.142% | 81.93% | 6.965% | 0% | 0% | 9.64% | 0% | 0% | 0% | 0% | 0% | 0% | 0% | Commissioning-Retro | Commercial EM-Retro |  | 0 | 100% | 100% | 100% | 100% | 100% | 100% | 100% | 100% | 100% | 100% | 100% | 100% | 100% | 100% | 100% | 100% | 100% | 100% | 100% | 0% | 0% | 0% | 0% | 0% | 0% | 0% | 47.68% | 8.441% | 0% | 3.625% | 24.42% | 2.323% | 0% | 27.8% | 74.65% | 0% | 6.44% | 0% | 2.068% | 7.142% | 81.93% | 6.965% | 0% | 0% | 9.64% | 0% | 0% | 0% | 0% | 0% | 0% | 0%
1 | 1811 | Commissioning | Com-RetroCommissioning-7P_V5 | Retro | Restaurant | Gas | Per 1,000 Sqft of Floor Area for Buildings receiving Direct Digital Control (DDC) | Commissioning-Retro-Restaurant | 47.68% | 8.441% | 0% | 3.625% | 24.42% | 2.323% | 0% | 27.8% | 74.65% | 0% | 6.44% | 0% | 2.068% | 7.142% | 81.93% | 6.965% | 0% | 0% | 9.64% | 0% | 0% | 0% | 0% | 0% | 0% | 0% | Commissioning-Retro | Commercial EM-Retro |  | 0 | 100% | 100% | 100% | 100% | 100% | 100% | 100% | 100% | 100% | 100% | 100% | 100% | 100% | 100% | 100% | 100% | 100% | 100% | 100% | 0% | 0% | 0% | 0% | 0% | 0% | 0% | 47.68% | 8.441% | 0% | 3.625% | 24.42% | 2.323% | 0% | 27.8% | 74.65% | 0% | 6.44% | 0% | 2.068% | 7.142% | 81.93% | 6.965% | 0% | 0% | 9.64% | 0% | 0% | 0% | 0% | 0% | 0% | 0%
1 | 1811 | Commissioning | Com-RetroCommissioning-7P_V5 | Retro | Lodging | Gas | Per 1,000 Sqft of Floor Area for Buildings receiving Direct Digital Control (DDC) | Commissioning-Retro-Lodging | 47.68% | 8.441% | 0% | 3.625% | 24.42% | 2.323% | 0% | 27.8% | 74.65% | 0% | 6.44% | 0% | 2.068% | 7.142% | 81.93% | 6.965% | 0% | 0% | 9.64% | 0% | 0% | 0% | 0% | 0% | 0% | 0% | Commissioning-Retro | Commercial EM-Retro |  | 0 | 100% | 100% | 100% | 100% | 100% | 100% | 100% | 100% | 100% | 100% | 100% | 100% | 100% | 100% | 100% | 100% | 100% | 100% | 100% | 0% | 0% | 0% | 0% | 0% | 0% | 0% | 47.68% | 8.441% | 0% | 3.625% | 24.42% | 2.323% | 0% | 27.8% | 74.65% | 0% | 6.44% | 0% | 2.068% | 7.142% | 81.93% | 6.965% | 0% | 0% | 9.64% | 0% | 0% | 0% | 0% | 0% | 0% | 0%
1 | 1811 | Commissioning | Com-RetroCommissioning-7P_V5 | Retro | Hospital | Gas | Per 1,000 Sqft of Floor Area for Buildings receiving Direct Digital Control (DDC) | Commissioning-Retro-Hospital | 47.68% | 8.441% | 0% | 3.625% | 24.42% | 2.323% | 0% | 27.8% | 74.65% | 0% | 6.44% | 0% | 2.068% | 7.142% | 81.93% | 6.965% | 0% | 0% | 9.64% | 0% | 0% | 0% | 0% | 0% | 0% | 0% | Commissioning-Retro | Commercial EM-Retro |  | 0 | 100% | 100% | 100% | 100% | 100% | 100% | 100% | 100% | 100% | 100% | 100% | 100% | 100% | 100% | 100% | 100% | 100% | 100% | 100% | 0% | 0% | 0% | 0% | 0% | 0% | 0% | 47.68% | 8.441% | 0% | 3.625% | 24.42% | 2.323% | 0% | 27.8% | 74.65% | 0% | 6.44% | 0% | 2.068% | 7.142% | 81.93% | 6.965% | 0% | 0% | 9.64% | 0% | 0% | 0% | 0% | 0% | 0% | 0%
1 | 1811 | Commissioning | Com-RetroCommissioning-7P_V5 | Retro | Residential Care | Gas | Per 1,000 Sqft of Floor Area for Buildings receiving Direct Digital Control (DDC) | Commissioning-Retro-Residential Care | 47.68% | 8.441% | 0% | 3.625% | 24.42% | 2.323% | 0% | 27.8% | 74.65% | 0% | 6.44% | 0% | 2.068% | 7.142% | 81.93% | 6.965% | 0% | 0% | 9.64% | 0% | 0% | 0% | 0% | 0% | 0% | 0% | Commissioning-Retro | Commercial EM-Retro |  | 0 | 100% | 100% | 100% | 100% | 100% | 100% | 100% | 100% | 100% | 100% | 100% | 100% | 100% | 100% | 100% | 100% | 100% | 100% | 100% | 0% | 0% | 0% | 0% | 0% | 0% | 0% | 47.68% | 8.441% | 0% | 3.625% | 24.42% | 2.323% | 0% | 27.8% | 74.65% | 0% | 6.44% | 0% | 2.068% | 7.142% | 81.93% | 6.965% | 0% | 0% | 9.64% | 0% | 0% | 0% | 0% | 0% | 0% | 0%
1 | 1811 | Commissioning | Com-RetroCommissioning-7P_V5 | Retro | Assembly | Gas | Per 1,000 Sqft of Floor Area for Buildings receiving Direct Digital Control (DDC) | Commissioning-Retro-Assembly | 47.68% | 8.441% | 0% | 3.625% | 24.42% | 2.323% | 0% | 27.8% | 74.65% | 0% | 6.44% | 0% | 2.068% | 7.142% | 81.93% | 6.965% | 0% | 0% | 9.64% | 0% | 0% | 0% | 0% | 0% | 0% | 0% | Commissioning-Retro | Commercial EM-Retro |  | 0 | 100% | 100% | 100% | 100% | 100% | 100% | 100% | 100% | 100% | 100% | 100% | 100% | 100% | 100% | 100% | 100% | 100% | 100% | 100% | 0% | 0% | 0% | 0% | 0% | 0% | 0% | 47.68% | 8.441% | 0% | 3.625% | 24.42% | 2.323% | 0% | 27.8% | 74.65% | 0% | 6.44% | 0% | 2.068% | 7.142% | 81.93% | 6.965% | 0% | 0% | 9.64% | 0% | 0% | 0% | 0% | 0% | 0% | 0%
1 | 1811 | Commissioning | Com-RetroCommissioning-7P_V5 | Retro | Other | Gas | Per 1,000 Sqft of Floor Area for Buildings receiving Direct Digital Control (DDC) | Commissioning-Retro-Other | 47.68% | 8.441% | 0% | 3.625% | 24.42% | 2.323% | 0% | 27.8% | 74.65% | 0% | 6.44% | 0% | 2.068% | 7.142% | 81.93% | 6.965% | 0% | 0% | 9.64% | 0% | 0% | 0% | 0% | 0% | 0% | 0% | Commissioning-Retro | Commercial EM-Retro |  | 0 | 100% | 100% | 100% | 100% | 100% | 100% | 100% | 100% | 100% | 100% | 100% | 100% | 100% | 100% | 100% | 100% | 100% | 100% | 100% | 0% | 0% | 0% | 0% | 0% | 0% | 0% | 47.68% | 8.441% | 0% | 3.625% | 24.42% | 2.323% | 0% | 27.8% | 74.65% | 0% | 6.44% | 0% | 2.068% | 7.142% | 81.93% | 6.965% | 0% | 0% | 9.64% | 0% | 0% | 0% | 0% | 0% | 0% | 0%
1 | 1811 | Commissioning | Com-RetroCommissioning-7P_V5 | Retro | Large Off | Electric | Per 1,000 Sqft of Floor Area for Buildings receiving Direct Digital Control (DDC) | Commissioning-Retro-Large Off | 47.68% | 8.441% | 0% | 3.625% | 24.42% | 2.323% | 0% | 27.8% | 74.65% | 0% | 6.44% | 0% | 2.068% | 7.142% | 81.93% | 6.965% | 0% | 0% | 9.64% | 0% | 0% | 0% | 0% | 0% | 0% | 0% | Commissioning-Retro | Commercial EM-Retro |  | 0 | 100% | 100% | 100% | 100% | 100% | 100% | 100% | 100% | 100% | 100% | 100% | 100% | 100% | 100% | 100% | 100% | 100% | 100% | 100% | 0% | 0% | 0% | 0% | 0% | 0% | 0% | 47.68% | 8.441% | 0% | 3.625% | 24.42% | 2.323% | 0% | 27.8% | 74.65% | 0% | 6.44% | 0% | 2.068% | 7.142% | 81.93% | 6.965% | 0% | 0% | 9.64% | 0% | 0% | 0% | 0% | 0% | 0% | 0%
1 | 1811 | Commissioning | Com-RetroCommissioning-7P_V5 | Retro | Medium Off | Electric | Per 1,000 Sqft of Floor Area for Buildings receiving Direct Digital Control (DDC) | Commissioning-Retro-Medium Off | 47.68% | 8.441% | 0% | 3.625% | 24.42% | 2.323% | 0% | 27.8% | 74.65% | 0% | 6.44% | 0% | 2.068% | 7.142% | 81.93% | 6.965% | 0% | 0% | 9.64% | 0% | 0% | 0% | 0% | 0% | 0% | 0% | Commissioning-Retro | Commercial EM-Retro |  | 0 | 100% | 100% | 100% | 100% | 100% | 100% | 100% | 100% | 100% | 100% | 100% | 100% | 100% | 100% | 100% | 100% | 100% | 100% | 100% | 0% | 0% | 0% | 0% | 0% | 0% | 0% | 47.68% | 8.441% | 0% | 3.625% | 24.42% | 2.323% | 0% | 27.8% | 74.65% | 0% | 6.44% | 0% | 2.068% | 7.142% | 81.93% | 6.965% | 0% | 0% | 9.64% | 0% | 0% | 0% | 0% | 0% | 0% | 0%
1 | 1811 | Commissioning | Com-RetroCommissioning-7P_V5 | Retro | Small Off | Electric | Per 1,000 Sqft of Floor Area for Buildings receiving Direct Digital Control (DDC) | Commissioning-Retro-Small Off | 47.68% | 8.441% | 0% | 3.625% | 24.42% | 2.323% | 0% | 27.8% | 74.65% | 0% | 6.44% | 0% | 2.068% | 7.142% | 81.93% | 6.965% | 0% | 0% | 9.64% | 0% | 0% | 0% | 0% | 0% | 0% | 0% | Commissioning-Retro | Commercial EM-Retro |  | 0 | 100% | 100% | 100% | 100% | 100% | 100% | 100% | 100% | 100% | 100% | 100% | 100% | 100% | 100% | 100% | 100% | 100% | 100% | 100% | 0% | 0% | 0% | 0% | 0% | 0% | 0% | 47.68% | 8.441% | 0% | 3.625% | 24.42% | 2.323% | 0% | 27.8% | 74.65% | 0% | 6.44% | 0% | 2.068% | 7.142% | 81.93% | 6.965% | 0% | 0% | 9.64% | 0% | 0% | 0% | 0% | 0% | 0% | 0%
1 | 1811 | Commissioning | Com-RetroCommissioning-7P_V5 | Retro | Xlarge Ret | Electric | Per 1,000 Sqft of Floor Area for Buildings receiving Direct Digital Control (DDC) | Commissioning-Retro-Xlarge Ret | 47.68% | 8.441% | 0% | 3.625% | 24.42% | 2.323% | 0% | 27.8% | 74.65% | 0% | 6.44% | 0% | 2.068% | 7.142% | 81.93% | 6.965% | 0% | 0% | 9.64% | 0% | 0% | 0% | 0% | 0% | 0% | 0% | Commissioning-Retro | Commercial EM-Retro |  | 0 | 100% | 100% | 100% | 100% | 100% | 100% | 100% | 100% | 100% | 100% | 100% | 100% | 100% | 100% | 100% | 100% | 100% | 100% | 100% | 0% | 0% | 0% | 0% | 0% | 0% | 0% | 47.68% | 8.441% | 0% | 3.625% | 24.42% | 2.323% | 0% | 27.8% | 74.65% | 0% | 6.44% | 0% | 2.068% | 7.142% | 81.93% | 6.965% | 0% | 0% | 9.64% | 0% | 0% | 0% | 0% | 0% | 0% | 0%
1 | 1811 | Commissioning | Com-RetroCommissioning-7P_V5 | Retro | Large Ret | Electric | Per 1,000 Sqft of Floor Area for Buildings receiving Direct Digital Control (DDC) | Commissioning-Retro-Large Ret | 47.68% | 8.441% | 0% | 3.625% | 24.42% | 2.323% | 0% | 27.8% | 74.65% | 0% | 6.44% | 0% | 2.068% | 7.142% | 81.93% | 6.965% | 0% | 0% | 9.64% | 0% | 0% | 0% | 0% | 0% | 0% | 0% | Commissioning-Retro | Commercial EM-Retro |  | 0 | 100% | 100% | 100% | 100% | 100% | 100% | 100% | 100% | 100% | 100% | 100% | 100% | 100% | 100% | 100% | 100% | 100% | 100% | 100% | 0% | 0% | 0% | 0% | 0% | 0% | 0% | 47.68% | 8.441% | 0% | 3.625% | 24.42% | 2.323% | 0% | 27.8% | 74.65% | 0% | 6.44% | 0% | 2.068% | 7.142% | 81.93% | 6.965% | 0% | 0% | 9.64% | 0% | 0% | 0% | 0% | 0% | 0% | 0%
1 | 1811 | Commissioning | Com-RetroCommissioning-7P_V5 | Retro | Medium Ret | Electric | Per 1,000 Sqft of Floor Area for Buildings receiving Direct Digital Control (DDC) | Commissioning-Retro-Medium Ret | 47.68% | 8.441% | 0% | 3.625% | 24.42% | 2.323% | 0% | 27.8% | 74.65% | 0% | 6.44% | 0% | 2.068% | 7.142% | 81.93% | 6.965% | 0% | 0% | 9.64% | 0% | 0% | 0% | 0% | 0% | 0% | 0% | Commissioning-Retro | Commercial EM-Retro |  | 0 | 100% | 100% | 100% | 100% | 100% | 100% | 100% | 100% | 100% | 100% | 100% | 100% | 100% | 100% | 100% | 100% | 100% | 100% | 100% | 0% | 0% | 0% | 0% | 0% | 0% | 0% | 47.68% | 8.441% | 0% | 3.625% | 24.42% | 2.323% | 0% | 27.8% | 74.65% | 0% | 6.44% | 0% | 2.068% | 7.142% | 81.93% | 6.965% | 0% | 0% | 9.64% | 0% | 0% | 0% | 0% | 0% | 0% | 0%
1 | 1811 | Commissioning | Com-RetroCommissioning-7P_V5 | Retro | Small Ret | Electric | Per 1,000 Sqft of Floor Area for Buildings receiving Direct Digital Control (DDC) | Commissioning-Retro-Small Ret | 47.68% | 8.441% | 0% | 3.625% | 24.42% | 2.323% | 0% | 27.8% | 74.65% | 0% | 6.44% | 0% | 2.068% | 7.142% | 81.93% | 6.965% | 0% | 0% | 9.64% | 0% | 0% | 0% | 0% | 0% | 0% | 0% | Commissioning-Retro | Commercial EM-Retro |  | 0 | 100% | 100% | 100% | 100% | 100% | 100% | 100% | 100% | 100% | 100% | 100% | 100% | 100% | 100% | 100% | 100% | 100% | 100% | 100% | 0% | 0% | 0% | 0% | 0% | 0% | 0% | 47.68% | 8.441% | 0% | 3.625% | 24.42% | 2.323% | 0% | 27.8% | 74.65% | 0% | 6.44% | 0% | 2.068% | 7.142% | 81.93% | 6.965% | 0% | 0% | 9.64% | 0% | 0% | 0% | 0% | 0% | 0% | 0%
1 | 1811 | Commissioning | Com-RetroCommissioning-7P_V5 | Retro | School K-12 | Electric | Per 1,000 Sqft of Floor Area for Buildings receiving Direct Digital Control (DDC) | Commissioning-Retro-School K-12 | 47.68% | 8.441% | 0% | 3.625% | 24.42% | 2.323% | 0% | 27.8% | 74.65% | 0% | 6.44% | 0% | 2.068% | 7.142% | 81.93% | 6.965% | 0% | 0% | 9.64% | 0% | 0% | 0% | 0% | 0% | 0% | 0% | Commissioning-Retro | Commercial EM-Retro |  | 0 | 100% | 100% | 100% | 100% | 100% | 100% | 100% | 100% | 100% | 100% | 100% | 100% | 100% | 100% | 100% | 100% | 100% | 100% | 100% | 0% | 0% | 0% | 0% | 0% | 0% | 0% | 47.68% | 8.441% | 0% | 3.625% | 24.42% | 2.323% | 0% | 27.8% | 74.65% | 0% | 6.44% | 0% | 2.068% | 7.142% | 81.93% | 6.965% | 0% | 0% | 9.64% | 0% | 0% | 0% | 0% | 0% | 0% | 0%
1 | 1811 | Commissioning | Com-RetroCommissioning-7P_V5 | Retro | University | Electric | Per 1,000 Sqft of Floor Area for Buildings receiving Direct Digital Control (DDC) | Commissioning-Retro-University | 47.68% | 8.441% | 0% | 3.625% | 24.42% | 2.323% | 0% | 27.8% | 74.65% | 0% | 6.44% | 0% | 2.068% | 7.142% | 81.93% | 6.965% | 0% | 0% | 9.64% | 0% | 0% | 0% | 0% | 0% | 0% | 0% | Commissioning-Retro | Commercial EM-Retro |  | 0 | 100% | 100% | 100% | 100% | 100% | 100% | 100% | 100% | 100% | 100% | 100% | 100% | 100% | 100% | 100% | 100% | 100% | 100% | 100% | 0% | 0% | 0% | 0% | 0% | 0% | 0% | 47.68% | 8.441% | 0% | 3.625% | 24.42% | 2.323% | 0% | 27.8% | 74.65% | 0% | 6.44% | 0% | 2.068% | 7.142% | 81.93% | 6.965% | 0% | 0% | 9.64% | 0% | 0% | 0% | 0% | 0% | 0% | 0%
1 | 1811 | Commissioning | Com-RetroCommissioning-7P_V5 | Retro | Warehouse | Electric | Per 1,000 Sqft of Floor Area for Buildings receiving Direct Digital Control (DDC) | Commissioning-Retro-Warehouse | 47.68% | 8.441% | 0% | 3.625% | 24.42% | 2.323% | 0% | 27.8% | 74.65% | 0% | 6.44% | 0% | 2.068% | 7.142% | 81.93% | 6.965% | 0% | 0% | 9.64% | 0% | 0% | 0% | 0% | 0% | 0% | 0% | Commissioning-Retro | Commercial EM-Retro |  | 0 | 100% | 100% | 100% | 100% | 100% | 100% | 100% | 100% | 100% | 100% | 100% | 100% | 100% | 100% | 100% | 100% | 100% | 100% | 100% | 0% | 0% | 0% | 0% | 0% | 0% | 0% | 47.68% | 8.441% | 0% | 3.625% | 24.42% | 2.323% | 0% | 27.8% | 74.65% | 0% | 6.44% | 0% | 2.068% | 7.142% | 81.93% | 6.965% | 0% | 0% | 9.64% | 0% | 0% | 0% | 0% | 0% | 0% | 0%
1 | 1811 | Commissioning | Com-RetroCommissioning-7P_V5 | Retro | Supermarket | Electric | Per 1,000 Sqft of Floor Area for Buildings receiving Direct Digital Control (DDC) | Commissioning-Retro-Supermarket | 47.68% | 8.441% | 0% | 3.625% | 24.42% | 2.323% | 0% | 27.8% | 74.65% | 0% | 6.44% | 0% | 2.068% | 7.142% | 81.93% | 6.965% | 0% | 0% | 9.64% | 0% | 0% | 0% | 0% | 0% | 0% | 0% | Commissioning-Retro | Commercial EM-Retro |  | 0 | 100% | 100% | 100% | 100% | 100% | 100% | 100% | 100% | 100% | 100% | 100% | 100% | 100% | 100% | 100% | 100% | 100% | 100% | 100% | 0% | 0% | 0% | 0% | 0% | 0% | 0% | 47.68% | 8.441% | 0% | 3.625% | 24.42% | 2.323% | 0% | 27.8% | 74.65% | 0% | 6.44% | 0% | 2.068% | 7.142% | 81.93% | 6.965% | 0% | 0% | 9.64% | 0% | 0% | 0% | 0% | 0% | 0% | 0%
1 | 1811 | Commissioning | Com-RetroCommissioning-7P_V5 | Retro | Restaurant | Electric | Per 1,000 Sqft of Floor Area for Buildings receiving Direct Digital Control (DDC) | Commissioning-Retro-Restaurant | 47.68% | 8.441% | 0% | 3.625% | 24.42% | 2.323% | 0% | 27.8% | 74.65% | 0% | 6.44% | 0% | 2.068% | 7.142% | 81.93% | 6.965% | 0% | 0% | 9.64% | 0% | 0% | 0% | 0% | 0% | 0% | 0% | Commissioning-Retro | Commercial EM-Retro |  | 0 | 100% | 100% | 100% | 100% | 100% | 100% | 100% | 100% | 100% | 100% | 100% | 100% | 100% | 100% | 100% | 100% | 100% | 100% | 100% | 0% | 0% | 0% | 0% | 0% | 0% | 0% | 47.68% | 8.441% | 0% | 3.625% | 24.42% | 2.323% | 0% | 27.8% | 74.65% | 0% | 6.44% | 0% | 2.068% | 7.142% | 81.93% | 6.965% | 0% | 0% | 9.64% | 0% | 0% | 0% | 0% | 0% | 0% | 0%
1 | 1811 | Commissioning | Com-RetroCommissioning-7P_V5 | Retro | Lodging | Electric | Per 1,000 Sqft of Floor Area for Buildings receiving Direct Digital Control (DDC) | Commissioning-Retro-Lodging | 47.68% | 8.441% | 0% | 3.625% | 24.42% | 2.323% | 0% | 27.8% | 74.65% | 0% | 6.44% | 0% | 2.068% | 7.142% | 81.93% | 6.965% | 0% | 0% | 9.64% | 0% | 0% | 0% | 0% | 0% | 0% | 0% | Commissioning-Retro | Commercial EM-Retro |  | 0 | 100% | 100% | 100% | 100% | 100% | 100% | 100% | 100% | 100% | 100% | 100% | 100% | 100% | 100% | 100% | 100% | 100% | 100% | 100% | 0% | 0% | 0% | 0% | 0% | 0% | 0% | 47.68% | 8.441% | 0% | 3.625% | 24.42% | 2.323% | 0% | 27.8% | 74.65% | 0% | 6.44% | 0% | 2.068% | 7.142% | 81.93% | 6.965% | 0% | 0% | 9.64% | 0% | 0% | 0% | 0% | 0% | 0% | 0%
1 | 1811 | Commissioning | Com-RetroCommissioning-7P_V5 | Retro | Hospital | Electric | Per 1,000 Sqft of Floor Area for Buildings receiving Direct Digital Control (DDC) | Commissioning-Retro-Hospital | 47.68% | 8.441% | 0% | 3.625% | 24.42% | 2.323% | 0% | 27.8% | 74.65% | 0% | 6.44% | 0% | 2.068% | 7.142% | 81.93% | 6.965% | 0% | 0% | 9.64% | 0% | 0% | 0% | 0% | 0% | 0% | 0% | Commissioning-Retro | Commercial EM-Retro |  | 0 | 100% | 100% | 100% | 100% | 100% | 100% | 100% | 100% | 100% | 100% | 100% | 100% | 100% | 100% | 100% | 100% | 100% | 100% | 100% | 0% | 0% | 0% | 0% | 0% | 0% | 0% | 47.68% | 8.441% | 0% | 3.625% | 24.42% | 2.323% | 0% | 27.8% | 74.65% | 0% | 6.44% | 0% | 2.068% | 7.142% | 81.93% | 6.965% | 0% | 0% | 9.64% | 0% | 0% | 0% | 0% | 0% | 0% | 0%
1 | 1811 | Commissioning | Com-RetroCommissioning-7P_V5 | Retro | Residential Care | Electric | Per 1,000 Sqft of Floor Area for Buildings receiving Direct Digital Control (DDC) | Commissioning-Retro-Residential Care | 47.68% | 8.441% | 0% | 3.625% | 24.42% | 2.323% | 0% | 27.8% | 74.65% | 0% | 6.44% | 0% | 2.068% | 7.142% | 81.93% | 6.965% | 0% | 0% | 9.64% | 0% | 0% | 0% | 0% | 0% | 0% | 0% | Commissioning-Retro | Commercial EM-Retro |  | 0 | 100% | 100% | 100% | 100% | 100% | 100% | 100% | 100% | 100% | 100% | 100% | 100% | 100% | 100% | 100% | 100% | 100% | 100% | 100% | 0% | 0% | 0% | 0% | 0% | 0% | 0% | 47.68% | 8.441% | 0% | 3.625% | 24.42% | 2.323% | 0% | 27.8% | 74.65% | 0% | 6.44% | 0% | 2.068% | 7.142% | 81.93% | 6.965% | 0% | 0% | 9.64% | 0% | 0% | 0% | 0% | 0% | 0% | 0%
1 | 1811 | Commissioning | Com-RetroCommissioning-7P_V5 | Retro | Assembly | Electric | Per 1,000 Sqft of Floor Area for Buildings receiving Direct Digital Control (DDC) | Commissioning-Retro-Assembly | 47.68% | 8.441% | 0% | 3.625% | 24.42% | 2.323% | 0% | 27.8% | 74.65% | 0% | 6.44% | 0% | 2.068% | 7.142% | 81.93% | 6.965% | 0% | 0% | 9.64% | 0% | 0% | 0% | 0% | 0% | 0% | 0% | Commissioning-Retro | Commercial EM-Retro |  | 0 | 100% | 100% | 100% | 100% | 100% | 100% | 100% | 100% | 100% | 100% | 100% | 100% | 100% | 100% | 100% | 100% | 100% | 100% | 100% | 0% | 0% | 0% | 0% | 0% | 0% | 0% | 47.68% | 8.441% | 0% | 3.625% | 24.42% | 2.323% | 0% | 27.8% | 74.65% | 0% | 6.44% | 0% | 2.068% | 7.142% | 81.93% | 6.965% | 0% | 0% | 9.64% | 0% | 0% | 0% | 0% | 0% | 0% | 0%
1 | 1811 | Commissioning | Com-RetroCommissioning-7P_V5 | Retro | Other | Electric | Per 1,000 Sqft of Floor Area for Buildings receiving Direct Digital Control (DDC) | Commissioning-Retro-Other | 47.68% | 8.441% | 0% | 3.625% | 24.42% | 2.323% | 0% | 27.8% | 74.65% | 0% | 6.44% | 0% | 2.068% | 7.142% | 81.93% | 6.965% | 0% | 0% | 9.64% | 0% | 0% | 0% | 0% | 0% | 0% | 0% | Commissioning-Retro | Commercial EM-Retro |  | 0 | 100% | 100% | 100% | 100% | 100% | 100% | 100% | 100% | 100% | 100% | 100% | 100% | 100% | 100% | 100% | 100% | 100% | 100% | 100% | 0% | 0% | 0% | 0% | 0% | 0% | 0% | 47.68% | 8.441% | 0% | 3.625% | 24.42% | 2.323% | 0% | 27.8% | 74.65% | 0% | 6.44% | 0% | 2.068% | 7.142% | 81.93% | 6.965% | 0% | 0% | 9.64% | 0% | 0% | 0% | 0% | 0% | 0% | 0%
1 | 1811 | Strategic Energy Management | Com-Strategic Energy Management-7P_V5 | Retro | Large Off | Gas | Per 1,000 Sqft of Floor Area for Buildings receiving Strategic Energy Management | Commercial SEM-Retro-Large Off | 78.16% | 78.16% | 78.16% | 78.16% | 78.16% | 78.16% | 78.16% | 78.16% | 78.16% | 78.16% | 0% | 0% | 0% | 78.16% | 78.16% | 78.16% | 0% | 78.16% | 67.26% | 0% | 0% | 0% | 0% | 0% | 0% | 0% | Strategic Energy Management-Retro | Commercial EM-Retro |  | 0 | 100% | 100% | 100% | 100% | 100% | 100% | 100% | 100% | 100% | 100% | 100% | 100% | 100% | 100% | 100% | 100% | 100% | 100% | 100% | 0% | 0% | 0% | 0% | 0% | 0% | 0% | 78.16% | 78.16% | 78.16% | 78.16% | 78.16% | 78.16% | 78.16% | 78.16% | 78.16% | 78.16% | 0% | 0% | 0% | 78.16% | 78.16% | 78.16% | 0% | 78.16% | 67.26% | 0% | 0% | 0% | 0% | 0% | 0% | 0%
1 | 1811 | Strategic Energy Management | Com-Strategic Energy Management-7P_V5 | Retro | Medium Off | Gas | Per 1,000 Sqft of Floor Area for Buildings receiving Strategic Energy Management | Commercial SEM-Retro-Medium Off | 78.16% | 78.16% | 78.16% | 78.16% | 78.16% | 78.16% | 78.16% | 78.16% | 78.16% | 78.16% | 0% | 0% | 0% | 78.16% | 78.16% | 78.16% | 0% | 78.16% | 67.26% | 0% | 0% | 0% | 0% | 0% | 0% | 0% | Strategic Energy Management-Retro | Commercial EM-Retro |  | 0 | 100% | 100% | 100% | 100% | 100% | 100% | 100% | 100% | 100% | 100% | 100% | 100% | 100% | 100% | 100% | 100% | 100% | 100% | 100% | 0% | 0% | 0% | 0% | 0% | 0% | 0% | 78.16% | 78.16% | 78.16% | 78.16% | 78.16% | 78.16% | 78.16% | 78.16% | 78.16% | 78.16% | 0% | 0% | 0% | 78.16% | 78.16% | 78.16% | 0% | 78.16% | 67.26% | 0% | 0% | 0% | 0% | 0% | 0% | 0%
1 | 1811 | Strategic Energy Management | Com-Strategic Energy Management-7P_V5 | Retro | Small Off | Gas | Per 1,000 Sqft of Floor Area for Buildings receiving Strategic Energy Management | Commercial SEM-Retro-Small Off | 78.16% | 78.16% | 78.16% | 78.16% | 78.16% | 78.16% | 78.16% | 78.16% | 78.16% | 78.16% | 0% | 0% | 0% | 78.16% | 78.16% | 78.16% | 0% | 78.16% | 67.26% | 0% | 0% | 0% | 0% | 0% | 0% | 0% | Strategic Energy Management-Retro | Commercial EM-Retro |  | 0 | 100% | 100% | 100% | 100% | 100% | 100% | 100% | 100% | 100% | 100% | 100% | 100% | 100% | 100% | 100% | 100% | 100% | 100% | 100% | 0% | 0% | 0% | 0% | 0% | 0% | 0% | 78.16% | 78.16% | 78.16% | 78.16% | 78.16% | 78.16% | 78.16% | 78.16% | 78.16% | 78.16% | 0% | 0% | 0% | 78.16% | 78.16% | 78.16% | 0% | 78.16% | 67.26% | 0% | 0% | 0% | 0% | 0% | 0% | 0%
1 | 1811 | Strategic Energy Management | Com-Strategic Energy Management-7P_V5 | Retro | Xlarge Ret | Gas | Per 1,000 Sqft of Floor Area for Buildings receiving Strategic Energy Management | Commercial SEM-Retro-Xlarge Ret | 78.16% | 78.16% | 78.16% | 78.16% | 78.16% | 78.16% | 78.16% | 78.16% | 78.16% | 78.16% | 0% | 0% | 0% | 78.16% | 78.16% | 78.16% | 0% | 78.16% | 67.26% | 0% | 0% | 0% | 0% | 0% | 0% | 0% | Strategic Energy Management-Retro | Commercial EM-Retro |  | 0 | 100% | 100% | 100% | 100% | 100% | 100% | 100% | 100% | 100% | 100% | 100% | 100% | 100% | 100% | 100% | 100% | 100% | 100% | 100% | 0% | 0% | 0% | 0% | 0% | 0% | 0% | 78.16% | 78.16% | 78.16% | 78.16% | 78.16% | 78.16% | 78.16% | 78.16% | 78.16% | 78.16% | 0% | 0% | 0% | 78.16% | 78.16% | 78.16% | 0% | 78.16% | 67.26% | 0% | 0% | 0% | 0% | 0% | 0% | 0%
1 | 1811 | Strategic Energy Management | Com-Strategic Energy Management-7P_V5 | Retro | Large Ret | Gas | Per 1,000 Sqft of Floor Area for Buildings receiving Strategic Energy Management | Commercial SEM-Retro-Large Ret | 78.16% | 78.16% | 78.16% | 78.16% | 78.16% | 78.16% | 78.16% | 78.16% | 78.16% | 78.16% | 0% | 0% | 0% | 78.16% | 78.16% | 78.16% | 0% | 78.16% | 67.26% | 0% | 0% | 0% | 0% | 0% | 0% | 0% | Strategic Energy Management-Retro | Commercial EM-Retro |  | 0 | 100% | 100% | 100% | 100% | 100% | 100% | 100% | 100% | 100% | 100% | 100% | 100% | 100% | 100% | 100% | 100% | 100% | 100% | 100% | 0% | 0% | 0% | 0% | 0% | 0% | 0% | 78.16% | 78.16% | 78.16% | 78.16% | 78.16% | 78.16% | 78.16% | 78.16% | 78.16% | 78.16% | 0% | 0% | 0% | 78.16% | 78.16% | 78.16% | 0% | 78.16% | 67.26% | 0% | 0% | 0% | 0% | 0% | 0% | 0%
1 | 1811 | Strategic Energy Management | Com-Strategic Energy Management-7P_V5 | Retro | Medium Ret | Gas | Per 1,000 Sqft of Floor Area for Buildings receiving Strategic Energy Management | Commercial SEM-Retro-Medium Ret | 78.16% | 78.16% | 78.16% | 78.16% | 78.16% | 78.16% | 78.16% | 78.16% | 78.16% | 78.16% | 0% | 0% | 0% | 78.16% | 78.16% | 78.16% | 0% | 78.16% | 67.26% | 0% | 0% | 0% | 0% | 0% | 0% | 0% | Strategic Energy Management-Retro | Commercial EM-Retro |  | 0 | 100% | 100% | 100% | 100% | 100% | 100% | 100% | 100% | 100% | 100% | 100% | 100% | 100% | 100% | 100% | 100% | 100% | 100% | 100% | 0% | 0% | 0% | 0% | 0% | 0% | 0% | 78.16% | 78.16% | 78.16% | 78.16% | 78.16% | 78.16% | 78.16% | 78.16% | 78.16% | 78.16% | 0% | 0% | 0% | 78.16% | 78.16% | 78.16% | 0% | 78.16% | 67.26% | 0% | 0% | 0% | 0% | 0% | 0% | 0%
1 | 1811 | Strategic Energy Management | Com-Strategic Energy Management-7P_V5 | Retro | Small Ret | Gas | Per 1,000 Sqft of Floor Area for Buildings receiving Strategic Energy Management | Commercial SEM-Retro-Small Ret | 78.16% | 78.16% | 78.16% | 78.16% | 78.16% | 78.16% | 78.16% | 78.16% | 78.16% | 78.16% | 0% | 0% | 0% | 78.16% | 78.16% | 78.16% | 0% | 78.16% | 67.26% | 0% | 0% | 0% | 0% | 0% | 0% | 0% | Strategic Energy Management-Retro | Commercial EM-Retro |  | 0 | 100% | 100% | 100% | 100% | 100% | 100% | 100% | 100% | 100% | 100% | 100% | 100% | 100% | 100% | 100% | 100% | 100% | 100% | 100% | 0% | 0% | 0% | 0% | 0% | 0% | 0% | 78.16% | 78.16% | 78.16% | 78.16% | 78.16% | 78.16% | 78.16% | 78.16% | 78.16% | 78.16% | 0% | 0% | 0% | 78.16% | 78.16% | 78.16% | 0% | 78.16% | 67.26% | 0% | 0% | 0% | 0% | 0% | 0% | 0%
1 | 1811 | Strategic Energy Management | Com-Strategic Energy Management-7P_V5 | Retro | School K-12 | Gas | Per 1,000 Sqft of Floor Area for Buildings receiving Strategic Energy Management | Commercial SEM-Retro-School K-12 | 78.16% | 78.16% | 78.16% | 78.16% | 78.16% | 78.16% | 78.16% | 78.16% | 78.16% | 78.16% | 0% | 0% | 0% | 78.16% | 78.16% | 78.16% | 0% | 78.16% | 67.26% | 0% | 0% | 0% | 0% | 0% | 0% | 0% | Strategic Energy Management-Retro | Commercial EM-Retro |  | 0 | 100% | 100% | 100% | 100% | 100% | 100% | 100% | 100% | 100% | 100% | 100% | 100% | 100% | 100% | 100% | 100% | 100% | 100% | 100% | 0% | 0% | 0% | 0% | 0% | 0% | 0% | 78.16% | 78.16% | 78.16% | 78.16% | 78.16% | 78.16% | 78.16% | 78.16% | 78.16% | 78.16% | 0% | 0% | 0% | 78.16% | 78.16% | 78.16% | 0% | 78.16% | 67.26% | 0% | 0% | 0% | 0% | 0% | 0% | 0%
1 | 1811 | Strategic Energy Management | Com-Strategic Energy Management-7P_V5 | Retro | University | Gas | Per 1,000 Sqft of Floor Area for Buildings receiving Strategic Energy Management | Commercial SEM-Retro-University | 78.16% | 78.16% | 78.16% | 78.16% | 78.16% | 78.16% | 78.16% | 78.16% | 78.16% | 78.16% | 0% | 0% | 0% | 78.16% | 78.16% | 78.16% | 0% | 78.16% | 67.26% | 0% | 0% | 0% | 0% | 0% | 0% | 0% | Strategic Energy Management-Retro | Commercial EM-Retro |  | 0 | 100% | 100% | 100% | 100% | 100% | 100% | 100% | 100% | 100% | 100% | 100% | 100% | 100% | 100% | 100% | 100% | 100% | 100% | 100% | 0% | 0% | 0% | 0% | 0% | 0% | 0% | 78.16% | 78.16% | 78.16% | 78.16% | 78.16% | 78.16% | 78.16% | 78.16% | 78.16% | 78.16% | 0% | 0% | 0% | 78.16% | 78.16% | 78.16% | 0% | 78.16% | 67.26% | 0% | 0% | 0% | 0% | 0% | 0% | 0%
1 | 1811 | Strategic Energy Management | Com-Strategic Energy Management-7P_V5 | Retro | Warehouse | Gas | Per 1,000 Sqft of Floor Area for Buildings receiving Strategic Energy Management | Commercial SEM-Retro-Warehouse | 78.16% | 78.16% | 78.16% | 78.16% | 78.16% | 78.16% | 78.16% | 78.16% | 78.16% | 78.16% | 0% | 0% | 0% | 78.16% | 78.16% | 78.16% | 0% | 78.16% | 67.26% | 0% | 0% | 0% | 0% | 0% | 0% | 0% | Strategic Energy Management-Retro | Commercial EM-Retro |  | 0 | 100% | 100% | 100% | 100% | 100% | 100% | 100% | 100% | 100% | 100% | 100% | 100% | 100% | 100% | 100% | 100% | 100% | 100% | 100% | 0% | 0% | 0% | 0% | 0% | 0% | 0% | 78.16% | 78.16% | 78.16% | 78.16% | 78.16% | 78.16% | 78.16% | 78.16% | 78.16% | 78.16% | 0% | 0% | 0% | 78.16% | 78.16% | 78.16% | 0% | 78.16% | 67.26% | 0% | 0% | 0% | 0% | 0% | 0% | 0%
1 | 1811 | Strategic Energy Management | Com-Strategic Energy Management-7P_V5 | Retro | Supermarket | Gas | Per 1,000 Sqft of Floor Area for Buildings receiving Strategic Energy Management | Commercial SEM-Retro-Supermarket | 78.16% | 78.16% | 78.16% | 78.16% | 78.16% | 78.16% | 78.16% | 78.16% | 78.16% | 78.16% | 0% | 0% | 0% | 78.16% | 78.16% | 78.16% | 0% | 78.16% | 67.26% | 0% | 0% | 0% | 0% | 0% | 0% | 0% | Strategic Energy Management-Retro | Commercial EM-Retro |  | 0 | 100% | 100% | 100% | 100% | 100% | 100% | 100% | 100% | 100% | 100% | 100% | 100% | 100% | 100% | 100% | 100% | 100% | 100% | 100% | 0% | 0% | 0% | 0% | 0% | 0% | 0% | 78.16% | 78.16% | 78.16% | 78.16% | 78.16% | 78.16% | 78.16% | 78.16% | 78.16% | 78.16% | 0% | 0% | 0% | 78.16% | 78.16% | 78.16% | 0% | 78.16% | 67.26% | 0% | 0% | 0% | 0% | 0% | 0% | 0%
1 | 1811 | Strategic Energy Management | Com-Strategic Energy Management-7P_V5 | Retro | MiniMart | Gas | Per 1,000 Sqft of Floor Area for Buildings receiving Strategic Energy Management | Commercial SEM-Retro-MiniMart | 78.16% | 78.16% | 78.16% | 78.16% | 78.16% | 78.16% | 78.16% | 78.16% | 78.16% | 78.16% | 0% | 0% | 0% | 78.16% | 78.16% | 78.16% | 0% | 78.16% | 67.26% | 0% | 0% | 0% | 0% | 0% | 0% | 0% | Strategic Energy Management-Retro | Commercial EM-Retro |  | 0 | 100% | 100% | 100% | 100% | 100% | 100% | 100% | 100% | 100% | 100% | 100% | 100% | 100% | 100% | 100% | 100% | 100% | 100% | 100% | 0% | 0% | 0% | 0% | 0% | 0% | 0% | 78.16% | 78.16% | 78.16% | 78.16% | 78.16% | 78.16% | 78.16% | 78.16% | 78.16% | 78.16% | 0% | 0% | 0% | 78.16% | 78.16% | 78.16% | 0% | 78.16% | 67.26% | 0% | 0% | 0% | 0% | 0% | 0% | 0%
1 | 1811 | Strategic Energy Management | Com-Strategic Energy Management-7P_V5 | Retro | Restaurant | Gas | Per 1,000 Sqft of Floor Area for Buildings receiving Strategic Energy Management | Commercial SEM-Retro-Restaurant | 78.16% | 78.16% | 78.16% | 78.16% | 78.16% | 78.16% | 78.16% | 78.16% | 78.16% | 78.16% | 0% | 0% | 0% | 78.16% | 78.16% | 78.16% | 0% | 78.16% | 67.26% | 0% | 0% | 0% | 0% | 0% | 0% | 0% | Strategic Energy Management-Retro | Commercial EM-Retro |  | 0 | 100% | 100% | 100% | 100% | 100% | 100% | 100% | 100% | 100% | 100% | 100% | 100% | 100% | 100% | 100% | 100% | 100% | 100% | 100% | 0% | 0% | 0% | 0% | 0% | 0% | 0% | 78.16% | 78.16% | 78.16% | 78.16% | 78.16% | 78.16% | 78.16% | 78.16% | 78.16% | 78.16% | 0% | 0% | 0% | 78.16% | 78.16% | 78.16% | 0% | 78.16% | 67.26% | 0% | 0% | 0% | 0% | 0% | 0% | 0%
1 | 1811 | Strategic Energy Management | Com-Strategic Energy Management-7P_V5 | Retro | Lodging | Gas | Per 1,000 Sqft of Floor Area for Buildings receiving Strategic Energy Management | Commercial SEM-Retro-Lodging | 78.16% | 78.16% | 78.16% | 78.16% | 78.16% | 78.16% | 78.16% | 78.16% | 78.16% | 78.16% | 0% | 0% | 0% | 78.16% | 78.16% | 78.16% | 0% | 78.16% | 67.26% | 0% | 0% | 0% | 0% | 0% | 0% | 0% | Strategic Energy Management-Retro | Commercial EM-Retro |  | 0 | 100% | 100% | 100% | 100% | 100% | 100% | 100% | 100% | 100% | 100% | 100% | 100% | 100% | 100% | 100% | 100% | 100% | 100% | 100% | 0% | 0% | 0% | 0% | 0% | 0% | 0% | 78.16% | 78.16% | 78.16% | 78.16% | 78.16% | 78.16% | 78.16% | 78.16% | 78.16% | 78.16% | 0% | 0% | 0% | 78.16% | 78.16% | 78.16% | 0% | 78.16% | 67.26% | 0% | 0% | 0% | 0% | 0% | 0% | 0%
1 | 1811 | Strategic Energy Management | Com-Strategic Energy Management-7P_V5 | Retro | Hospital | Gas | Per 1,000 Sqft of Floor Area for Buildings receiving Strategic Energy Management | Commercial SEM-Retro-Hospital | 78.16% | 78.16% | 78.16% | 78.16% | 78.16% | 78.16% | 78.16% | 78.16% | 78.16% | 78.16% | 0% | 0% | 0% | 78.16% | 78.16% | 78.16% | 0% | 78.16% | 67.26% | 0% | 0% | 0% | 0% | 0% | 0% | 0% | Strategic Energy Management-Retro | Commercial EM-Retro |  | 0 | 100% | 100% | 100% | 100% | 100% | 100% | 100% | 100% | 100% | 100% | 100% | 100% | 100% | 100% | 100% | 100% | 100% | 100% | 100% | 0% | 0% | 0% | 0% | 0% | 0% | 0% | 78.16% | 78.16% | 78.16% | 78.16% | 78.16% | 78.16% | 78.16% | 78.16% | 78.16% | 78.16% | 0% | 0% | 0% | 78.16% | 78.16% | 78.16% | 0% | 78.16% | 67.26% | 0% | 0% | 0% | 0% | 0% | 0% | 0%
1 | 1811 | Strategic Energy Management | Com-Strategic Energy Management-7P_V5 | Retro | Residential Care | Gas | Per 1,000 Sqft of Floor Area for Buildings receiving Strategic Energy Management | Commercial SEM-Retro-Residential Care | 78.16% | 78.16% | 78.16% | 78.16% | 78.16% | 78.16% | 78.16% | 78.16% | 78.16% | 78.16% | 0% | 0% | 0% | 78.16% | 78.16% | 78.16% | 0% | 78.16% | 67.26% | 0% | 0% | 0% | 0% | 0% | 0% | 0% | Strategic Energy Management-Retro | Commercial EM-Retro |  | 0 | 100% | 100% | 100% | 100% | 100% | 100% | 100% | 100% | 100% | 100% | 100% | 100% | 100% | 100% | 100% | 100% | 100% | 100% | 100% | 0% | 0% | 0% | 0% | 0% | 0% | 0% | 78.16% | 78.16% | 78.16% | 78.16% | 78.16% | 78.16% | 78.16% | 78.16% | 78.16% | 78.16% | 0% | 0% | 0% | 78.16% | 78.16% | 78.16% | 0% | 78.16% | 67.26% | 0% | 0% | 0% | 0% | 0% | 0% | 0%
1 | 1811 | Strategic Energy Management | Com-Strategic Energy Management-7P_V5 | Retro | Assembly | Gas | Per 1,000 Sqft of Floor Area for Buildings receiving Strategic Energy Management | Commercial SEM-Retro-Assembly | 78.16% | 78.16% | 78.16% | 78.16% | 78.16% | 78.16% | 78.16% | 78.16% | 78.16% | 78.16% | 0% | 0% | 0% | 78.16% | 78.16% | 78.16% | 0% | 78.16% | 67.26% | 0% | 0% | 0% | 0% | 0% | 0% | 0% | Strategic Energy Management-Retro | Commercial EM-Retro |  | 0 | 100% | 100% | 100% | 100% | 100% | 100% | 100% | 100% | 100% | 100% | 100% | 100% | 100% | 100% | 100% | 100% | 100% | 100% | 100% | 0% | 0% | 0% | 0% | 0% | 0% | 0% | 78.16% | 78.16% | 78.16% | 78.16% | 78.16% | 78.16% | 78.16% | 78.16% | 78.16% | 78.16% | 0% | 0% | 0% | 78.16% | 78.16% | 78.16% | 0% | 78.16% | 67.26% | 0% | 0% | 0% | 0% | 0% | 0% | 0%
1 | 1811 | Strategic Energy Management | Com-Strategic Energy Management-7P_V5 | Retro | Other | Gas | Per 1,000 Sqft of Floor Area for Buildings receiving Strategic Energy Management | Commercial SEM-Retro-Other | 78.16% | 78.16% | 78.16% | 78.16% | 78.16% | 78.16% | 78.16% | 78.16% | 78.16% | 78.16% | 0% | 0% | 0% | 78.16% | 78.16% | 78.16% | 0% | 78.16% | 67.26% | 0% | 0% | 0% | 0% | 0% | 0% | 0% | Strategic Energy Management-Retro | Commercial EM-Retro |  | 0 | 100% | 100% | 100% | 100% | 100% | 100% | 100% | 100% | 100% | 100% | 100% | 100% | 100% | 100% | 100% | 100% | 100% | 100% | 100% | 0% | 0% | 0% | 0% | 0% | 0% | 0% | 78.16% | 78.16% | 78.16% | 78.16% | 78.16% | 78.16% | 78.16% | 78.16% | 78.16% | 78.16% | 0% | 0% | 0% | 78.16% | 78.16% | 78.16% | 0% | 78.16% | 67.26% | 0% | 0% | 0% | 0% | 0% | 0% | 0%
1 | 1811 | Strategic Energy Management | Com-Strategic Energy Management-7P_V5 | Retro | Large Off | Electric | Per 1,000 Sqft of Floor Area for Buildings receiving Strategic Energy Management | Commercial SEM-Retro-Large Off | 78.16% | 78.16% | 78.16% | 78.16% | 78.16% | 78.16% | 78.16% | 78.16% | 78.16% | 78.16% | 0% | 0% | 0% | 78.16% | 78.16% | 78.16% | 0% | 78.16% | 67.26% | 0% | 0% | 0% | 0% | 0% | 0% | 0% | Strategic Energy Management-Retro | Commercial EM-Retro |  | 0 | 100% | 100% | 100% | 100% | 100% | 100% | 100% | 100% | 100% | 100% | 100% | 100% | 100% | 100% | 100% | 100% | 100% | 100% | 100% | 0% | 0% | 0% | 0% | 0% | 0% | 0% | 78.16% | 78.16% | 78.16% | 78.16% | 78.16% | 78.16% | 78.16% | 78.16% | 78.16% | 78.16% | 0% | 0% | 0% | 78.16% | 78.16% | 78.16% | 0% | 78.16% | 67.26% | 0% | 0% | 0% | 0% | 0% | 0% | 0%
1 | 1811 | Strategic Energy Management | Com-Strategic Energy Management-7P_V5 | Retro | Medium Off | Electric | Per 1,000 Sqft of Floor Area for Buildings receiving Strategic Energy Management | Commercial SEM-Retro-Medium Off | 78.16% | 78.16% | 78.16% | 78.16% | 78.16% | 78.16% | 78.16% | 78.16% | 78.16% | 78.16% | 0% | 0% | 0% | 78.16% | 78.16% | 78.16% | 0% | 78.16% | 67.26% | 0% | 0% | 0% | 0% | 0% | 0% | 0% | Strategic Energy Management-Retro | Commercial EM-Retro |  | 0 | 100% | 100% | 100% | 100% | 100% | 100% | 100% | 100% | 100% | 100% | 100% | 100% | 100% | 100% | 100% | 100% | 100% | 100% | 100% | 0% | 0% | 0% | 0% | 0% | 0% | 0% | 78.16% | 78.16% | 78.16% | 78.16% | 78.16% | 78.16% | 78.16% | 78.16% | 78.16% | 78.16% | 0% | 0% | 0% | 78.16% | 78.16% | 78.16% | 0% | 78.16% | 67.26% | 0% | 0% | 0% | 0% | 0% | 0% | 0%
1 | 1811 | Strategic Energy Management | Com-Strategic Energy Management-7P_V5 | Retro | Small Off | Electric | Per 1,000 Sqft of Floor Area for Buildings receiving Strategic Energy Management | Commercial SEM-Retro-Small Off | 78.16% | 78.16% | 78.16% | 78.16% | 78.16% | 78.16% | 78.16% | 78.16% | 78.16% | 78.16% | 0% | 0% | 0% | 78.16% | 78.16% | 78.16% | 0% | 78.16% | 67.26% | 0% | 0% | 0% | 0% | 0% | 0% | 0% | Strategic Energy Management-Retro | Commercial EM-Retro |  | 0 | 100% | 100% | 100% | 100% | 100% | 100% | 100% | 100% | 100% | 100% | 100% | 100% | 100% | 100% | 100% | 100% | 100% | 100% | 100% | 0% | 0% | 0% | 0% | 0% | 0% | 0% | 78.16% | 78.16% | 78.16% | 78.16% | 78.16% | 78.16% | 78.16% | 78.16% | 78.16% | 78.16% | 0% | 0% | 0% | 78.16% | 78.16% | 78.16% | 0% | 78.16% | 67.26% | 0% | 0% | 0% | 0% | 0% | 0% | 0%
1 | 1811 | Strategic Energy Management | Com-Strategic Energy Management-7P_V5 | Retro | Xlarge Ret | Electric | Per 1,000 Sqft of Floor Area for Buildings receiving Strategic Energy Management | Commercial SEM-Retro-Xlarge Ret | 78.16% | 78.16% | 78.16% | 78.16% | 78.16% | 78.16% | 78.16% | 78.16% | 78.16% | 78.16% | 0% | 0% | 0% | 78.16% | 78.16% | 78.16% | 0% | 78.16% | 67.26% | 0% | 0% | 0% | 0% | 0% | 0% | 0% | Strategic Energy Management-Retro | Commercial EM-Retro |  | 0 | 100% | 100% | 100% | 100% | 100% | 100% | 100% | 100% | 100% | 100% | 100% | 100% | 100% | 100% | 100% | 100% | 100% | 100% | 100% | 0% | 0% | 0% | 0% | 0% | 0% | 0% | 78.16% | 78.16% | 78.16% | 78.16% | 78.16% | 78.16% | 78.16% | 78.16% | 78.16% | 78.16% | 0% | 0% | 0% | 78.16% | 78.16% | 78.16% | 0% | 78.16% | 67.26% | 0% | 0% | 0% | 0% | 0% | 0% | 0%
1 | 1811 | Strategic Energy Management | Com-Strategic Energy Management-7P_V5 | Retro | Large Ret | Electric | Per 1,000 Sqft of Floor Area for Buildings receiving Strategic Energy Management | Commercial SEM-Retro-Large Ret | 78.16% | 78.16% | 78.16% | 78.16% | 78.16% | 78.16% | 78.16% | 78.16% | 78.16% | 78.16% | 0% | 0% | 0% | 78.16% | 78.16% | 78.16% | 0% | 78.16% | 67.26% | 0% | 0% | 0% | 0% | 0% | 0% | 0% | Strategic Energy Management-Retro | Commercial EM-Retro |  | 0 | 100% | 100% | 100% | 100% | 100% | 100% | 100% | 100% | 100% | 100% | 100% | 100% | 100% | 100% | 100% | 100% | 100% | 100% | 100% | 0% | 0% | 0% | 0% | 0% | 0% | 0% | 78.16% | 78.16% | 78.16% | 78.16% | 78.16% | 78.16% | 78.16% | 78.16% | 78.16% | 78.16% | 0% | 0% | 0% | 78.16% | 78.16% | 78.16% | 0% | 78.16% | 67.26% | 0% | 0% | 0% | 0% | 0% | 0% | 0%
1 | 1811 | Strategic Energy Management | Com-Strategic Energy Management-7P_V5 | Retro | Medium Ret | Electric | Per 1,000 Sqft of Floor Area for Buildings receiving Strategic Energy Management | Commercial SEM-Retro-Medium Ret | 78.16% | 78.16% | 78.16% | 78.16% | 78.16% | 78.16% | 78.16% | 78.16% | 78.16% | 78.16% | 0% | 0% | 0% | 78.16% | 78.16% | 78.16% | 0% | 78.16% | 67.26% | 0% | 0% | 0% | 0% | 0% | 0% | 0% | Strategic Energy Management-Retro | Commercial EM-Retro |  | 0 | 100% | 100% | 100% | 100% | 100% | 100% | 100% | 100% | 100% | 100% | 100% | 100% | 100% | 100% | 100% | 100% | 100% | 100% | 100% | 0% | 0% | 0% | 0% | 0% | 0% | 0% | 78.16% | 78.16% | 78.16% | 78.16% | 78.16% | 78.16% | 78.16% | 78.16% | 78.16% | 78.16% | 0% | 0% | 0% | 78.16% | 78.16% | 78.16% | 0% | 78.16% | 67.26% | 0% | 0% | 0% | 0% | 0% | 0% | 0%
1 | 1811 | Strategic Energy Management | Com-Strategic Energy Management-7P_V5 | Retro | Small Ret | Electric | Per 1,000 Sqft of Floor Area for Buildings receiving Strategic Energy Management | Commercial SEM-Retro-Small Ret | 78.16% | 78.16% | 78.16% | 78.16% | 78.16% | 78.16% | 78.16% | 78.16% | 78.16% | 78.16% | 0% | 0% | 0% | 78.16% | 78.16% | 78.16% | 0% | 78.16% | 67.26% | 0% | 0% | 0% | 0% | 0% | 0% | 0% | Strategic Energy Management-Retro | Commercial EM-Retro |  | 0 | 100% | 100% | 100% | 100% | 100% | 100% | 100% | 100% | 100% | 100% | 100% | 100% | 100% | 100% | 100% | 100% | 100% | 100% | 100% | 0% | 0% | 0% | 0% | 0% | 0% | 0% | 78.16% | 78.16% | 78.16% | 78.16% | 78.16% | 78.16% | 78.16% | 78.16% | 78.16% | 78.16% | 0% | 0% | 0% | 78.16% | 78.16% | 78.16% | 0% | 78.16% | 67.26% | 0% | 0% | 0% | 0% | 0% | 0% | 0%
1 | 1811 | Strategic Energy Management | Com-Strategic Energy Management-7P_V5 | Retro | School K-12 | Electric | Per 1,000 Sqft of Floor Area for Buildings receiving Strategic Energy Management | Commercial SEM-Retro-School K-12 | 78.16% | 78.16% | 78.16% | 78.16% | 78.16% | 78.16% | 78.16% | 78.16% | 78.16% | 78.16% | 0% | 0% | 0% | 78.16% | 78.16% | 78.16% | 0% | 78.16% | 67.26% | 0% | 0% | 0% | 0% | 0% | 0% | 0% | Strategic Energy Management-Retro | Commercial EM-Retro |  | 0 | 100% | 100% | 100% | 100% | 100% | 100% | 100% | 100% | 100% | 100% | 100% | 100% | 100% | 100% | 100% | 100% | 100% | 100% | 100% | 0% | 0% | 0% | 0% | 0% | 0% | 0% | 78.16% | 78.16% | 78.16% | 78.16% | 78.16% | 78.16% | 78.16% | 78.16% | 78.16% | 78.16% | 0% | 0% | 0% | 78.16% | 78.16% | 78.16% | 0% | 78.16% | 67.26% | 0% | 0% | 0% | 0% | 0% | 0% | 0%
1 | 1811 | Strategic Energy Management | Com-Strategic Energy Management-7P_V5 | Retro | University | Electric | Per 1,000 Sqft of Floor Area for Buildings receiving Strategic Energy Management | Commercial SEM-Retro-University | 78.16% | 78.16% | 78.16% | 78.16% | 78.16% | 78.16% | 78.16% | 78.16% | 78.16% | 78.16% | 0% | 0% | 0% | 78.16% | 78.16% | 78.16% | 0% | 78.16% | 67.26% | 0% | 0% | 0% | 0% | 0% | 0% | 0% | Strategic Energy Management-Retro | Commercial EM-Retro |  | 0 | 100% | 100% | 100% | 100% | 100% | 100% | 100% | 100% | 100% | 100% | 100% | 100% | 100% | 100% | 100% | 100% | 100% | 100% | 100% | 0% | 0% | 0% | 0% | 0% | 0% | 0% | 78.16% | 78.16% | 78.16% | 78.16% | 78.16% | 78.16% | 78.16% | 78.16% | 78.16% | 78.16% | 0% | 0% | 0% | 78.16% | 78.16% | 78.16% | 0% | 78.16% | 67.26% | 0% | 0% | 0% | 0% | 0% | 0% | 0%
1 | 1811 | Strategic Energy Management | Com-Strategic Energy Management-7P_V5 | Retro | Warehouse | Electric | Per 1,000 Sqft of Floor Area for Buildings receiving Strategic Energy Management | Commercial SEM-Retro-Warehouse | 78.16% | 78.16% | 78.16% | 78.16% | 78.16% | 78.16% | 78.16% | 78.16% | 78.16% | 78.16% | 0% | 0% | 0% | 78.16% | 78.16% | 78.16% | 0% | 78.16% | 67.26% | 0% | 0% | 0% | 0% | 0% | 0% | 0% | Strategic Energy Management-Retro | Commercial EM-Retro |  | 0 | 100% | 100% | 100% | 100% | 100% | 100% | 100% | 100% | 100% | 100% | 100% | 100% | 100% | 100% | 100% | 100% | 100% | 100% | 100% | 0% | 0% | 0% | 0% | 0% | 0% | 0% | 78.16% | 78.16% | 78.16% | 78.16% | 78.16% | 78.16% | 78.16% | 78.16% | 78.16% | 78.16% | 0% | 0% | 0% | 78.16% | 78.16% | 78.16% | 0% | 78.16% | 67.26% | 0% | 0% | 0% | 0% | 0% | 0% | 0%
1 | 1811 | Strategic Energy Management | Com-Strategic Energy Management-7P_V5 | Retro | Supermarket | Electric | Per 1,000 Sqft of Floor Area for Buildings receiving Strategic Energy Management | Commercial SEM-Retro-Supermarket | 78.16% | 78.16% | 78.16% | 78.16% | 78.16% | 78.16% | 78.16% | 78.16% | 78.16% | 78.16% | 0% | 0% | 0% | 78.16% | 78.16% | 78.16% | 0% | 78.16% | 67.26% | 0% | 0% | 0% | 0% | 0% | 0% | 0% | Strategic Energy Management-Retro | Commercial EM-Retro |  | 0 | 100% | 100% | 100% | 100% | 100% | 100% | 100% | 100% | 100% | 100% | 100% | 100% | 100% | 100% | 100% | 100% | 100% | 100% | 100% | 0% | 0% | 0% | 0% | 0% | 0% | 0% | 78.16% | 78.16% | 78.16% | 78.16% | 78.16% | 78.16% | 78.16% | 78.16% | 78.16% | 78.16% | 0% | 0% | 0% | 78.16% | 78.16% | 78.16% | 0% | 78.16% | 67.26% | 0% | 0% | 0% | 0% | 0% | 0% | 0%
1 | 1811 | Strategic Energy Management | Com-Strategic Energy Management-7P_V5 | Retro | MiniMart | Electric | Per 1,000 Sqft of Floor Area for Buildings receiving Strategic Energy Management | Commercial SEM-Retro-MiniMart | 78.16% | 78.16% | 78.16% | 78.16% | 78.16% | 78.16% | 78.16% | 78.16% | 78.16% | 78.16% | 0% | 0% | 0% | 78.16% | 78.16% | 78.16% | 0% | 78.16% | 67.26% | 0% | 0% | 0% | 0% | 0% | 0% | 0% | Strategic Energy Management-Retro | Commercial EM-Retro |  | 0 | 100% | 100% | 100% | 100% | 100% | 100% | 100% | 100% | 100% | 100% | 100% | 100% | 100% | 100% | 100% | 100% | 100% | 100% | 100% | 0% | 0% | 0% | 0% | 0% | 0% | 0% | 78.16% | 78.16% | 78.16% | 78.16% | 78.16% | 78.16% | 78.16% | 78.16% | 78.16% | 78.16% | 0% | 0% | 0% | 78.16% | 78.16% | 78.16% | 0% | 78.16% | 67.26% | 0% | 0% | 0% | 0% | 0% | 0% | 0%
1 | 1811 | Strategic Energy Management | Com-Strategic Energy Management-7P_V5 | Retro | Restaurant | Electric | Per 1,000 Sqft of Floor Area for Buildings receiving Strategic Energy Management | Commercial SEM-Retro-Restaurant | 78.16% | 78.16% | 78.16% | 78.16% | 78.16% | 78.16% | 78.16% | 78.16% | 78.16% | 78.16% | 0% | 0% | 0% | 78.16% | 78.16% | 78.16% | 0% | 78.16% | 67.26% | 0% | 0% | 0% | 0% | 0% | 0% | 0% | Strategic Energy Management-Retro | Commercial EM-Retro |  | 0 | 100% | 100% | 100% | 100% | 100% | 100% | 100% | 100% | 100% | 100% | 100% | 100% | 100% | 100% | 100% | 100% | 100% | 100% | 100% | 0% | 0% | 0% | 0% | 0% | 0% | 0% | 78.16% | 78.16% | 78.16% | 78.16% | 78.16% | 78.16% | 78.16% | 78.16% | 78.16% | 78.16% | 0% | 0% | 0% | 78.16% | 78.16% | 78.16% | 0% | 78.16% | 67.26% | 0% | 0% | 0% | 0% | 0% | 0% | 0%
1 | 1811 | Strategic Energy Management | Com-Strategic Energy Management-7P_V5 | Retro | Lodging | Electric | Per 1,000 Sqft of Floor Area for Buildings receiving Strategic Energy Management | Commercial SEM-Retro-Lodging | 78.16% | 78.16% | 78.16% | 78.16% | 78.16% | 78.16% | 78.16% | 78.16% | 78.16% | 78.16% | 0% | 0% | 0% | 78.16% | 78.16% | 78.16% | 0% | 78.16% | 67.26% | 0% | 0% | 0% | 0% | 0% | 0% | 0% | Strategic Energy Management-Retro | Commercial EM-Retro |  | 0 | 100% | 100% | 100% | 100% | 100% | 100% | 100% | 100% | 100% | 100% | 100% | 100% | 100% | 100% | 100% | 100% | 100% | 100% | 100% | 0% | 0% | 0% | 0% | 0% | 0% | 0% | 78.16% | 78.16% | 78.16% | 78.16% | 78.16% | 78.16% | 78.16% | 78.16% | 78.16% | 78.16% | 0% | 0% | 0% | 78.16% | 78.16% | 78.16% | 0% | 78.16% | 67.26% | 0% | 0% | 0% | 0% | 0% | 0% | 0%
1 | 1811 | Strategic Energy Management | Com-Strategic Energy Management-7P_V5 | Retro | Hospital | Electric | Per 1,000 Sqft of Floor Area for Buildings receiving Strategic Energy Management | Commercial SEM-Retro-Hospital | 78.16% | 78.16% | 78.16% | 78.16% | 78.16% | 78.16% | 78.16% | 78.16% | 78.16% | 78.16% | 0% | 0% | 0% | 78.16% | 78.16% | 78.16% | 0% | 78.16% | 67.26% | 0% | 0% | 0% | 0% | 0% | 0% | 0% | Strategic Energy Management-Retro | Commercial EM-Retro |  | 0 | 100% | 100% | 100% | 100% | 100% | 100% | 100% | 100% | 100% | 100% | 100% | 100% | 100% | 100% | 100% | 100% | 100% | 100% | 100% | 0% | 0% | 0% | 0% | 0% | 0% | 0% | 78.16% | 78.16% | 78.16% | 78.16% | 78.16% | 78.16% | 78.16% | 78.16% | 78.16% | 78.16% | 0% | 0% | 0% | 78.16% | 78.16% | 78.16% | 0% | 78.16% | 67.26% | 0% | 0% | 0% | 0% | 0% | 0% | 0%
1 | 1811 | Strategic Energy Management | Com-Strategic Energy Management-7P_V5 | Retro | Residential Care | Electric | Per 1,000 Sqft of Floor Area for Buildings receiving Strategic Energy Management | Commercial SEM-Retro-Residential Care | 78.16% | 78.16% | 78.16% | 78.16% | 78.16% | 78.16% | 78.16% | 78.16% | 78.16% | 78.16% | 0% | 0% | 0% | 78.16% | 78.16% | 78.16% | 0% | 78.16% | 67.26% | 0% | 0% | 0% | 0% | 0% | 0% | 0% | Strategic Energy Management-Retro | Commercial EM-Retro |  | 0 | 100% | 100% | 100% | 100% | 100% | 100% | 100% | 100% | 100% | 100% | 100% | 100% | 100% | 100% | 100% | 100% | 100% | 100% | 100% | 0% | 0% | 0% | 0% | 0% | 0% | 0% | 78.16% | 78.16% | 78.16% | 78.16% | 78.16% | 78.16% | 78.16% | 78.16% | 78.16% | 78.16% | 0% | 0% | 0% | 78.16% | 78.16% | 78.16% | 0% | 78.16% | 67.26% | 0% | 0% | 0% | 0% | 0% | 0% | 0%
1 | 1811 | Strategic Energy Management | Com-Strategic Energy Management-7P_V5 | Retro | Assembly | Electric | Per 1,000 Sqft of Floor Area for Buildings receiving Strategic Energy Management | Commercial SEM-Retro-Assembly | 78.16% | 78.16% | 78.16% | 78.16% | 78.16% | 78.16% | 78.16% | 78.16% | 78.16% | 78.16% | 0% | 0% | 0% | 78.16% | 78.16% | 78.16% | 0% | 78.16% | 67.26% | 0% | 0% | 0% | 0% | 0% | 0% | 0% | Strategic Energy Management-Retro | Commercial EM-Retro |  | 0 | 100% | 100% | 100% | 100% | 100% | 100% | 100% | 100% | 100% | 100% | 100% | 100% | 100% | 100% | 100% | 100% | 100% | 100% | 100% | 0% | 0% | 0% | 0% | 0% | 0% | 0% | 78.16% | 78.16% | 78.16% | 78.16% | 78.16% | 78.16% | 78.16% | 78.16% | 78.16% | 78.16% | 0% | 0% | 0% | 78.16% | 78.16% | 78.16% | 0% | 78.16% | 67.26% | 0% | 0% | 0% | 0% | 0% | 0% | 0%
1 | 1811 | Strategic Energy Management | Com-Strategic Energy Management-7P_V5 | Retro | Other | Electric | Per 1,000 Sqft of Floor Area for Buildings receiving Strategic Energy Management | Commercial SEM-Retro-Other | 78.16% | 78.16% | 78.16% | 78.16% | 78.16% | 78.16% | 78.16% | 78.16% | 78.16% | 78.16% | 0% | 0% | 0% | 78.16% | 78.16% | 78.16% | 0% | 78.16% | 67.26% | 0% | 0% | 0% | 0% | 0% | 0% | 0% | Strategic Energy Management-Retro | Commercial EM-Retro |  | 0 | 100% | 100% | 100% | 100% | 100% | 100% | 100% | 100% | 100% | 100% | 100% | 100% | 100% | 100% | 100% | 100% | 100% | 100% | 100% | 0% | 0% | 0% | 0% | 0% | 0% | 0% | 78.16% | 78.16% | 78.16% | 78.16% | 78.16% | 78.16% | 78.16% | 78.16% | 78.16% | 78.16% | 0% | 0% | 0% | 78.16% | 78.16% | 78.16% | 0% | 78.16% | 67.26% | 0% | 0% | 0% | 0% | 0% | 0% | 0%
1 | 1811 | Strategic Energy Management | Com-Strategic Energy Management-7P_V5 | New | Large Off | Gas | Per 1,000 Sqft of Floor Area for Buildings receiving Strategic Energy Management | Commercial SEM-New-Large Off | 78.16% | 78.16% | 78.16% | 78.16% | 78.16% | 78.16% | 78.16% | 78.16% | 78.16% | 78.16% | 0% | 0% | 0% | 78.16% | 78.16% | 78.16% | 0% | 78.16% | 67.26% | 0% | 0% | 0% | 0% | 0% | 0% | 0% | Strategic Energy Management-New | Commercial EM-New |  | 0 | 100% | 100% | 100% | 100% | 100% | 100% | 100% | 100% | 100% | 100% | 100% | 100% | 100% | 100% | 100% | 100% | 100% | 100% | 100% | 0% | 0% | 0% | 0% | 0% | 0% | 0% | 78.16% | 78.16% | 78.16% | 78.16% | 78.16% | 78.16% | 78.16% | 78.16% | 78.16% | 78.16% | 0% | 0% | 0% | 78.16% | 78.16% | 78.16% | 0% | 78.16% | 67.26% | 0% | 0% | 0% | 0% | 0% | 0% | 0%
1 | 1811 | Strategic Energy Management | Com-Strategic Energy Management-7P_V5 | New | Medium Off | Gas | Per 1,000 Sqft of Floor Area for Buildings receiving Strategic Energy Management | Commercial SEM-New-Medium Off | 78.16% | 78.16% | 78.16% | 78.16% | 78.16% | 78.16% | 78.16% | 78.16% | 78.16% | 78.16% | 0% | 0% | 0% | 78.16% | 78.16% | 78.16% | 0% | 78.16% | 67.26% | 0% | 0% | 0% | 0% | 0% | 0% | 0% | Strategic Energy Management-New | Commercial EM-New |  | 0 | 100% | 100% | 100% | 100% | 100% | 100% | 100% | 100% | 100% | 100% | 100% | 100% | 100% | 100% | 100% | 100% | 100% | 100% | 100% | 0% | 0% | 0% | 0% | 0% | 0% | 0% | 78.16% | 78.16% | 78.16% | 78.16% | 78.16% | 78.16% | 78.16% | 78.16% | 78.16% | 78.16% | 0% | 0% | 0% | 78.16% | 78.16% | 78.16% | 0% | 78.16% | 67.26% | 0% | 0% | 0% | 0% | 0% | 0% | 0%
1 | 1811 | Strategic Energy Management | Com-Strategic Energy Management-7P_V5 | New | Small Off | Gas | Per 1,000 Sqft of Floor Area for Buildings receiving Strategic Energy Management | Commercial SEM-New-Small Off | 78.16% | 78.16% | 78.16% | 78.16% | 78.16% | 78.16% | 78.16% | 78.16% | 78.16% | 78.16% | 0% | 0% | 0% | 78.16% | 78.16% | 78.16% | 0% | 78.16% | 67.26% | 0% | 0% | 0% | 0% | 0% | 0% | 0% | Strategic Energy Management-New | Commercial EM-New |  | 0 | 100% | 100% | 100% | 100% | 100% | 100% | 100% | 100% | 100% | 100% | 100% | 100% | 100% | 100% | 100% | 100% | 100% | 100% | 100% | 0% | 0% | 0% | 0% | 0% | 0% | 0% | 78.16% | 78.16% | 78.16% | 78.16% | 78.16% | 78.16% | 78.16% | 78.16% | 78.16% | 78.16% | 0% | 0% | 0% | 78.16% | 78.16% | 78.16% | 0% | 78.16% | 67.26% | 0% | 0% | 0% | 0% | 0% | 0% | 0%
1 | 1811 | Strategic Energy Management | Com-Strategic Energy Management-7P_V5 | New | Xlarge Ret | Gas | Per 1,000 Sqft of Floor Area for Buildings receiving Strategic Energy Management | Commercial SEM-New-Xlarge Ret | 78.16% | 78.16% | 78.16% | 78.16% | 78.16% | 78.16% | 78.16% | 78.16% | 78.16% | 78.16% | 0% | 0% | 0% | 78.16% | 78.16% | 78.16% | 0% | 78.16% | 67.26% | 0% | 0% | 0% | 0% | 0% | 0% | 0% | Strategic Energy Management-New | Commercial EM-New |  | 0 | 100% | 100% | 100% | 100% | 100% | 100% | 100% | 100% | 100% | 100% | 100% | 100% | 100% | 100% | 100% | 100% | 100% | 100% | 100% | 0% | 0% | 0% | 0% | 0% | 0% | 0% | 78.16% | 78.16% | 78.16% | 78.16% | 78.16% | 78.16% | 78.16% | 78.16% | 78.16% | 78.16% | 0% | 0% | 0% | 78.16% | 78.16% | 78.16% | 0% | 78.16% | 67.26% | 0% | 0% | 0% | 0% | 0% | 0% | 0%
1 | 1811 | Strategic Energy Management | Com-Strategic Energy Management-7P_V5 | New | Large Ret | Gas | Per 1,000 Sqft of Floor Area for Buildings receiving Strategic Energy Management | Commercial SEM-New-Large Ret | 78.16% | 78.16% | 78.16% | 78.16% | 78.16% | 78.16% | 78.16% | 78.16% | 78.16% | 78.16% | 0% | 0% | 0% | 78.16% | 78.16% | 78.16% | 0% | 78.16% | 67.26% | 0% | 0% | 0% | 0% | 0% | 0% | 0% | Strategic Energy Management-New | Commercial EM-New |  | 0 | 100% | 100% | 100% | 100% | 100% | 100% | 100% | 100% | 100% | 100% | 100% | 100% | 100% | 100% | 100% | 100% | 100% | 100% | 100% | 0% | 0% | 0% | 0% | 0% | 0% | 0% | 78.16% | 78.16% | 78.16% | 78.16% | 78.16% | 78.16% | 78.16% | 78.16% | 78.16% | 78.16% | 0% | 0% | 0% | 78.16% | 78.16% | 78.16% | 0% | 78.16% | 67.26% | 0% | 0% | 0% | 0% | 0% | 0% | 0%
1 | 1811 | Strategic Energy Management | Com-Strategic Energy Management-7P_V5 | New | Medium Ret | Gas | Per 1,000 Sqft of Floor Area for Buildings receiving Strategic Energy Management | Commercial SEM-New-Medium Ret | 78.16% | 78.16% | 78.16% | 78.16% | 78.16% | 78.16% | 78.16% | 78.16% | 78.16% | 78.16% | 0% | 0% | 0% | 78.16% | 78.16% | 78.16% | 0% | 78.16% | 67.26% | 0% | 0% | 0% | 0% | 0% | 0% | 0% | Strategic Energy Management-New | Commercial EM-New |  | 0 | 100% | 100% | 100% | 100% | 100% | 100% | 100% | 100% | 100% | 100% | 100% | 100% | 100% | 100% | 100% | 100% | 100% | 100% | 100% | 0% | 0% | 0% | 0% | 0% | 0% | 0% | 78.16% | 78.16% | 78.16% | 78.16% | 78.16% | 78.16% | 78.16% | 78.16% | 78.16% | 78.16% | 0% | 0% | 0% | 78.16% | 78.16% | 78.16% | 0% | 78.16% | 67.26% | 0% | 0% | 0% | 0% | 0% | 0% | 0%
1 | 1811 | Strategic Energy Management | Com-Strategic Energy Management-7P_V5 | New | Small Ret | Gas | Per 1,000 Sqft of Floor Area for Buildings receiving Strategic Energy Management | Commercial SEM-New-Small Ret | 78.16% | 78.16% | 78.16% | 78.16% | 78.16% | 78.16% | 78.16% | 78.16% | 78.16% | 78.16% | 0% | 0% | 0% | 78.16% | 78.16% | 78.16% | 0% | 78.16% | 67.26% | 0% | 0% | 0% | 0% | 0% | 0% | 0% | Strategic Energy Management-New | Commercial EM-New |  | 0 | 100% | 100% | 100% | 100% | 100% | 100% | 100% | 100% | 100% | 100% | 100% | 100% | 100% | 100% | 100% | 100% | 100% | 100% | 100% | 0% | 0% | 0% | 0% | 0% | 0% | 0% | 78.16% | 78.16% | 78.16% | 78.16% | 78.16% | 78.16% | 78.16% | 78.16% | 78.16% | 78.16% | 0% | 0% | 0% | 78.16% | 78.16% | 78.16% | 0% | 78.16% | 67.26% | 0% | 0% | 0% | 0% | 0% | 0% | 0%
1 | 1811 | Strategic Energy Management | Com-Strategic Energy Management-7P_V5 | New | School K-12 | Gas | Per 1,000 Sqft of Floor Area for Buildings receiving Strategic Energy Management | Commercial SEM-New-School K-12 | 78.16% | 78.16% | 78.16% | 78.16% | 78.16% | 78.16% | 78.16% | 78.16% | 78.16% | 78.16% | 0% | 0% | 0% | 78.16% | 78.16% | 78.16% | 0% | 78.16% | 67.26% | 0% | 0% | 0% | 0% | 0% | 0% | 0% | Strategic Energy Management-New | Commercial EM-New |  | 0 | 100% | 100% | 100% | 100% | 100% | 100% | 100% | 100% | 100% | 100% | 100% | 100% | 100% | 100% | 100% | 100% | 100% | 100% | 100% | 0% | 0% | 0% | 0% | 0% | 0% | 0% | 78.16% | 78.16% | 78.16% | 78.16% | 78.16% | 78.16% | 78.16% | 78.16% | 78.16% | 78.16% | 0% | 0% | 0% | 78.16% | 78.16% | 78.16% | 0% | 78.16% | 67.26% | 0% | 0% | 0% | 0% | 0% | 0% | 0%
1 | 1811 | Strategic Energy Management | Com-Strategic Energy Management-7P_V5 | New | University | Gas | Per 1,000 Sqft of Floor Area for Buildings receiving Strategic Energy Management | Commercial SEM-New-University | 78.16% | 78.16% | 78.16% | 78.16% | 78.16% | 78.16% | 78.16% | 78.16% | 78.16% | 78.16% | 0% | 0% | 0% | 78.16% | 78.16% | 78.16% | 0% | 78.16% | 67.26% | 0% | 0% | 0% | 0% | 0% | 0% | 0% | Strategic Energy Management-New | Commercial EM-New |  | 0 | 100% | 100% | 100% | 100% | 100% | 100% | 100% | 100% | 100% | 100% | 100% | 100% | 100% | 100% | 100% | 100% | 100% | 100% | 100% | 0% | 0% | 0% | 0% | 0% | 0% | 0% | 78.16% | 78.16% | 78.16% | 78.16% | 78.16% | 78.16% | 78.16% | 78.16% | 78.16% | 78.16% | 0% | 0% | 0% | 78.16% | 78.16% | 78.16% | 0% | 78.16% | 67.26% | 0% | 0% | 0% | 0% | 0% | 0% | 0%
1 | 1811 | Strategic Energy Management | Com-Strategic Energy Management-7P_V5 | New | Warehouse | Gas | Per 1,000 Sqft of Floor Area for Buildings receiving Strategic Energy Management | Commercial SEM-New-Warehouse | 78.16% | 78.16% | 78.16% | 78.16% | 78.16% | 78.16% | 78.16% | 78.16% | 78.16% | 78.16% | 0% | 0% | 0% | 78.16% | 78.16% | 78.16% | 0% | 78.16% | 67.26% | 0% | 0% | 0% | 0% | 0% | 0% | 0% | Strategic Energy Management-New | Commercial EM-New |  | 0 | 100% | 100% | 100% | 100% | 100% | 100% | 100% | 100% | 100% | 100% | 100% | 100% | 100% | 100% | 100% | 100% | 100% | 100% | 100% | 0% | 0% | 0% | 0% | 0% | 0% | 0% | 78.16% | 78.16% | 78.16% | 78.16% | 78.16% | 78.16% | 78.16% | 78.16% | 78.16% | 78.16% | 0% | 0% | 0% | 78.16% | 78.16% | 78.16% | 0% | 78.16% | 67.26% | 0% | 0% | 0% | 0% | 0% | 0% | 0%
1 | 1811 | Strategic Energy Management | Com-Strategic Energy Management-7P_V5 | New | Supermarket | Gas | Per 1,000 Sqft of Floor Area for Buildings receiving Strategic Energy Management | Commercial SEM-New-Supermarket | 78.16% | 78.16% | 78.16% | 78.16% | 78.16% | 78.16% | 78.16% | 78.16% | 78.16% | 78.16% | 0% | 0% | 0% | 78.16% | 78.16% | 78.16% | 0% | 78.16% | 67.26% | 0% | 0% | 0% | 0% | 0% | 0% | 0% | Strategic Energy Management-New | Commercial EM-New |  | 0 | 100% | 100% | 100% | 100% | 100% | 100% | 100% | 100% | 100% | 100% | 100% | 100% | 100% | 100% | 100% | 100% | 100% | 100% | 100% | 0% | 0% | 0% | 0% | 0% | 0% | 0% | 78.16% | 78.16% | 78.16% | 78.16% | 78.16% | 78.16% | 78.16% | 78.16% | 78.16% | 78.16% | 0% | 0% | 0% | 78.16% | 78.16% | 78.16% | 0% | 78.16% | 67.26% | 0% | 0% | 0% | 0% | 0% | 0% | 0%
1 | 1811 | Strategic Energy Management | Com-Strategic Energy Management-7P_V5 | New | MiniMart | Gas | Per 1,000 Sqft of Floor Area for Buildings receiving Strategic Energy Management | Commercial SEM-New-MiniMart | 78.16% | 78.16% | 78.16% | 78.16% | 78.16% | 78.16% | 78.16% | 78.16% | 78.16% | 78.16% | 0% | 0% | 0% | 78.16% | 78.16% | 78.16% | 0% | 78.16% | 67.26% | 0% | 0% | 0% | 0% | 0% | 0% | 0% | Strategic Energy Management-New | Commercial EM-New |  | 0 | 100% | 100% | 100% | 100% | 100% | 100% | 100% | 100% | 100% | 100% | 100% | 100% | 100% | 100% | 100% | 100% | 100% | 100% | 100% | 0% | 0% | 0% | 0% | 0% | 0% | 0% | 78.16% | 78.16% | 78.16% | 78.16% | 78.16% | 78.16% | 78.16% | 78.16% | 78.16% | 78.16% | 0% | 0% | 0% | 78.16% | 78.16% | 78.16% | 0% | 78.16% | 67.26% | 0% | 0% | 0% | 0% | 0% | 0% | 0%
1 | 1811 | Strategic Energy Management | Com-Strategic Energy Management-7P_V5 | New | Restaurant | Gas | Per 1,000 Sqft of Floor Area for Buildings receiving Strategic Energy Management | Commercial SEM-New-Restaurant | 78.16% | 78.16% | 78.16% | 78.16% | 78.16% | 78.16% | 78.16% | 78.16% | 78.16% | 78.16% | 0% | 0% | 0% | 78.16% | 78.16% | 78.16% | 0% | 78.16% | 67.26% | 0% | 0% | 0% | 0% | 0% | 0% | 0% | Strategic Energy Management-New | Commercial EM-New |  | 0 | 100% | 100% | 100% | 100% | 100% | 100% | 100% | 100% | 100% | 100% | 100% | 100% | 100% | 100% | 100% | 100% | 100% | 100% | 100% | 0% | 0% | 0% | 0% | 0% | 0% | 0% | 78.16% | 78.16% | 78.16% | 78.16% | 78.16% | 78.16% | 78.16% | 78.16% | 78.16% | 78.16% | 0% | 0% | 0% | 78.16% | 78.16% | 78.16% | 0% | 78.16% | 67.26% | 0% | 0% | 0% | 0% | 0% | 0% | 0%
1 | 1811 | Strategic Energy Management | Com-Strategic Energy Management-7P_V5 | New | Lodging | Gas | Per 1,000 Sqft of Floor Area for Buildings receiving Strategic Energy Management | Commercial SEM-New-Lodging | 78.16% | 78.16% | 78.16% | 78.16% | 78.16% | 78.16% | 78.16% | 78.16% | 78.16% | 78.16% | 0% | 0% | 0% | 78.16% | 78.16% | 78.16% | 0% | 78.16% | 67.26% | 0% | 0% | 0% | 0% | 0% | 0% | 0% | Strategic Energy Management-New | Commercial EM-New |  | 0 | 100% | 100% | 100% | 100% | 100% | 100% | 100% | 100% | 100% | 100% | 100% | 100% | 100% | 100% | 100% | 100% | 100% | 100% | 100% | 0% | 0% | 0% | 0% | 0% | 0% | 0% | 78.16% | 78.16% | 78.16% | 78.16% | 78.16% | 78.16% | 78.16% | 78.16% | 78.16% | 78.16% | 0% | 0% | 0% | 78.16% | 78.16% | 78.16% | 0% | 78.16% | 67.26% | 0% | 0% | 0% | 0% | 0% | 0% | 0%
1 | 1811 | Strategic Energy Management | Com-Strategic Energy Management-7P_V5 | New | Hospital | Gas | Per 1,000 Sqft of Floor Area for Buildings receiving Strategic Energy Management | Commercial SEM-New-Hospital | 78.16% | 78.16% | 78.16% | 78.16% | 78.16% | 78.16% | 78.16% | 78.16% | 78.16% | 78.16% | 0% | 0% | 0% | 78.16% | 78.16% | 78.16% | 0% | 78.16% | 67.26% | 0% | 0% | 0% | 0% | 0% | 0% | 0% | Strategic Energy Management-New | Commercial EM-New |  | 0 | 100% | 100% | 100% | 100% | 100% | 100% | 100% | 100% | 100% | 100% | 100% | 100% | 100% | 100% | 100% | 100% | 100% | 100% | 100% | 0% | 0% | 0% | 0% | 0% | 0% | 0% | 78.16% | 78.16% | 78.16% | 78.16% | 78.16% | 78.16% | 78.16% | 78.16% | 78.16% | 78.16% | 0% | 0% | 0% | 78.16% | 78.16% | 78.16% | 0% | 78.16% | 67.26% | 0% | 0% | 0% | 0% | 0% | 0% | 0%
1 | 1811 | Strategic Energy Management | Com-Strategic Energy Management-7P_V5 | New | Residential Care | Gas | Per 1,000 Sqft of Floor Area for Buildings receiving Strategic Energy Management | Commercial SEM-New-Residential Care | 78.16% | 78.16% | 78.16% | 78.16% | 78.16% | 78.16% | 78.16% | 78.16% | 78.16% | 78.16% | 0% | 0% | 0% | 78.16% | 78.16% | 78.16% | 0% | 78.16% | 67.26% | 0% | 0% | 0% | 0% | 0% | 0% | 0% | Strategic Energy Management-New | Commercial EM-New |  | 0 | 100% | 100% | 100% | 100% | 100% | 100% | 100% | 100% | 100% | 100% | 100% | 100% | 100% | 100% | 100% | 100% | 100% | 100% | 100% | 0% | 0% | 0% | 0% | 0% | 0% | 0% | 78.16% | 78.16% | 78.16% | 78.16% | 78.16% | 78.16% | 78.16% | 78.16% | 78.16% | 78.16% | 0% | 0% | 0% | 78.16% | 78.16% | 78.16% | 0% | 78.16% | 67.26% | 0% | 0% | 0% | 0% | 0% | 0% | 0%
1 | 1811 | Strategic Energy Management | Com-Strategic Energy Management-7P_V5 | New | Assembly | Gas | Per 1,000 Sqft of Floor Area for Buildings receiving Strategic Energy Management | Commercial SEM-New-Assembly | 78.16% | 78.16% | 78.16% | 78.16% | 78.16% | 78.16% | 78.16% | 78.16% | 78.16% | 78.16% | 0% | 0% | 0% | 78.16% | 78.16% | 78.16% | 0% | 78.16% | 67.26% | 0% | 0% | 0% | 0% | 0% | 0% | 0% | Strategic Energy Management-New | Commercial EM-New |  | 0 | 100% | 100% | 100% | 100% | 100% | 100% | 100% | 100% | 100% | 100% | 100% | 100% | 100% | 100% | 100% | 100% | 100% | 100% | 100% | 0% | 0% | 0% | 0% | 0% | 0% | 0% | 78.16% | 78.16% | 78.16% | 78.16% | 78.16% | 78.16% | 78.16% | 78.16% | 78.16% | 78.16% | 0% | 0% | 0% | 78.16% | 78.16% | 78.16% | 0% | 78.16% | 67.26% | 0% | 0% | 0% | 0% | 0% | 0% | 0%
1 | 1811 | Strategic Energy Management | Com-Strategic Energy Management-7P_V5 | New | Other | Gas | Per 1,000 Sqft of Floor Area for Buildings receiving Strategic Energy Management | Commercial SEM-New-Other | 78.16% | 78.16% | 78.16% | 78.16% | 78.16% | 78.16% | 78.16% | 78.16% | 78.16% | 78.16% | 0% | 0% | 0% | 78.16% | 78.16% | 78.16% | 0% | 78.16% | 67.26% | 0% | 0% | 0% | 0% | 0% | 0% | 0% | Strategic Energy Management-New | Commercial EM-New |  | 0 | 100% | 100% | 100% | 100% | 100% | 100% | 100% | 100% | 100% | 100% | 100% | 100% | 100% | 100% | 100% | 100% | 100% | 100% | 100% | 0% | 0% | 0% | 0% | 0% | 0% | 0% | 78.16% | 78.16% | 78.16% | 78.16% | 78.16% | 78.16% | 78.16% | 78.16% | 78.16% | 78.16% | 0% | 0% | 0% | 78.16% | 78.16% | 78.16% | 0% | 78.16% | 67.26% | 0% | 0% | 0% | 0% | 0% | 0% | 0%
1 | 1811 | Strategic Energy Management | Com-Strategic Energy Management-7P_V5 | New | Large Off | Electric | Per 1,000 Sqft of Floor Area for Buildings receiving Strategic Energy Management | Commercial SEM-New-Large Off | 78.16% | 78.16% | 78.16% | 78.16% | 78.16% | 78.16% | 78.16% | 78.16% | 78.16% | 78.16% | 0% | 0% | 0% | 78.16% | 78.16% | 78.16% | 0% | 78.16% | 67.26% | 0% | 0% | 0% | 0% | 0% | 0% | 0% | Strategic Energy Management-New | Commercial EM-New |  | 0 | 100% | 100% | 100% | 100% | 100% | 100% | 100% | 100% | 100% | 100% | 100% | 100% | 100% | 100% | 100% | 100% | 100% | 100% | 100% | 0% | 0% | 0% | 0% | 0% | 0% | 0% | 78.16% | 78.16% | 78.16% | 78.16% | 78.16% | 78.16% | 78.16% | 78.16% | 78.16% | 78.16% | 0% | 0% | 0% | 78.16% | 78.16% | 78.16% | 0% | 78.16% | 67.26% | 0% | 0% | 0% | 0% | 0% | 0% | 0%
1 | 1811 | Strategic Energy Management | Com-Strategic Energy Management-7P_V5 | New | Medium Off | Electric | Per 1,000 Sqft of Floor Area for Buildings receiving Strategic Energy Management | Commercial SEM-New-Medium Off | 78.16% | 78.16% | 78.16% | 78.16% | 78.16% | 78.16% | 78.16% | 78.16% | 78.16% | 78.16% | 0% | 0% | 0% | 78.16% | 78.16% | 78.16% | 0% | 78.16% | 67.26% | 0% | 0% | 0% | 0% | 0% | 0% | 0% | Strategic Energy Management-New | Commercial EM-New |  | 0 | 100% | 100% | 100% | 100% | 100% | 100% | 100% | 100% | 100% | 100% | 100% | 100% | 100% | 100% | 100% | 100% | 100% | 100% | 100% | 0% | 0% | 0% | 0% | 0% | 0% | 0% | 78.16% | 78.16% | 78.16% | 78.16% | 78.16% | 78.16% | 78.16% | 78.16% | 78.16% | 78.16% | 0% | 0% | 0% | 78.16% | 78.16% | 78.16% | 0% | 78.16% | 67.26% | 0% | 0% | 0% | 0% | 0% | 0% | 0%
1 | 1811 | Strategic Energy Management | Com-Strategic Energy Management-7P_V5 | New | Small Off | Electric | Per 1,000 Sqft of Floor Area for Buildings receiving Strategic Energy Management | Commercial SEM-New-Small Off | 78.16% | 78.16% | 78.16% | 78.16% | 78.16% | 78.16% | 78.16% | 78.16% | 78.16% | 78.16% | 0% | 0% | 0% | 78.16% | 78.16% | 78.16% | 0% | 78.16% | 67.26% | 0% | 0% | 0% | 0% | 0% | 0% | 0% | Strategic Energy Management-New | Commercial EM-New |  | 0 | 100% | 100% | 100% | 100% | 100% | 100% | 100% | 100% | 100% | 100% | 100% | 100% | 100% | 100% | 100% | 100% | 100% | 100% | 100% | 0% | 0% | 0% | 0% | 0% | 0% | 0% | 78.16% | 78.16% | 78.16% | 78.16% | 78.16% | 78.16% | 78.16% | 78.16% | 78.16% | 78.16% | 0% | 0% | 0% | 78.16% | 78.16% | 78.16% | 0% | 78.16% | 67.26% | 0% | 0% | 0% | 0% | 0% | 0% | 0%
1 | 1811 | Strategic Energy Management | Com-Strategic Energy Management-7P_V5 | New | Xlarge Ret | Electric | Per 1,000 Sqft of Floor Area for Buildings receiving Strategic Energy Management | Commercial SEM-New-Xlarge Ret | 78.16% | 78.16% | 78.16% | 78.16% | 78.16% | 78.16% | 78.16% | 78.16% | 78.16% | 78.16% | 0% | 0% | 0% | 78.16% | 78.16% | 78.16% | 0% | 78.16% | 67.26% | 0% | 0% | 0% | 0% | 0% | 0% | 0% | Strategic Energy Management-New | Commercial EM-New |  | 0 | 100% | 100% | 100% | 100% | 100% | 100% | 100% | 100% | 100% | 100% | 100% | 100% | 100% | 100% | 100% | 100% | 100% | 100% | 100% | 0% | 0% | 0% | 0% | 0% | 0% | 0% | 78.16% | 78.16% | 78.16% | 78.16% | 78.16% | 78.16% | 78.16% | 78.16% | 78.16% | 78.16% | 0% | 0% | 0% | 78.16% | 78.16% | 78.16% | 0% | 78.16% | 67.26% | 0% | 0% | 0% | 0% | 0% | 0% | 0%
1 | 1811 | Strategic Energy Management | Com-Strategic Energy Management-7P_V5 | New | Large Ret | Electric | Per 1,000 Sqft of Floor Area for Buildings receiving Strategic Energy Management | Commercial SEM-New-Large Ret | 78.16% | 78.16% | 78.16% | 78.16% | 78.16% | 78.16% | 78.16% | 78.16% | 78.16% | 78.16% | 0% | 0% | 0% | 78.16% | 78.16% | 78.16% | 0% | 78.16% | 67.26% | 0% | 0% | 0% | 0% | 0% | 0% | 0% | Strategic Energy Management-New | Commercial EM-New |  | 0 | 100% | 100% | 100% | 100% | 100% | 100% | 100% | 100% | 100% | 100% | 100% | 100% | 100% | 100% | 100% | 100% | 100% | 100% | 100% | 0% | 0% | 0% | 0% | 0% | 0% | 0% | 78.16% | 78.16% | 78.16% | 78.16% | 78.16% | 78.16% | 78.16% | 78.16% | 78.16% | 78.16% | 0% | 0% | 0% | 78.16% | 78.16% | 78.16% | 0% | 78.16% | 67.26% | 0% | 0% | 0% | 0% | 0% | 0% | 0%
1 | 1811 | Strategic Energy Management | Com-Strategic Energy Management-7P_V5 | New | Medium Ret | Electric | Per 1,000 Sqft of Floor Area for Buildings receiving Strategic Energy Management | Commercial SEM-New-Medium Ret | 78.16% | 78.16% | 78.16% | 78.16% | 78.16% | 78.16% | 78.16% | 78.16% | 78.16% | 78.16% | 0% | 0% | 0% | 78.16% | 78.16% | 78.16% | 0% | 78.16% | 67.26% | 0% | 0% | 0% | 0% | 0% | 0% | 0% | Strategic Energy Management-New | Commercial EM-New |  | 0 | 100% | 100% | 100% | 100% | 100% | 100% | 100% | 100% | 100% | 100% | 100% | 100% | 100% | 100% | 100% | 100% | 100% | 100% | 100% | 0% | 0% | 0% | 0% | 0% | 0% | 0% | 78.16% | 78.16% | 78.16% | 78.16% | 78.16% | 78.16% | 78.16% | 78.16% | 78.16% | 78.16% | 0% | 0% | 0% | 78.16% | 78.16% | 78.16% | 0% | 78.16% | 67.26% | 0% | 0% | 0% | 0% | 0% | 0% | 0%
1 | 1811 | Strategic Energy Management | Com-Strategic Energy Management-7P_V5 | New | Small Ret | Electric | Per 1,000 Sqft of Floor Area for Buildings receiving Strategic Energy Management | Commercial SEM-New-Small Ret | 78.16% | 78.16% | 78.16% | 78.16% | 78.16% | 78.16% | 78.16% | 78.16% | 78.16% | 78.16% | 0% | 0% | 0% | 78.16% | 78.16% | 78.16% | 0% | 78.16% | 67.26% | 0% | 0% | 0% | 0% | 0% | 0% | 0% | Strategic Energy Management-New | Commercial EM-New |  | 0 | 100% | 100% | 100% | 100% | 100% | 100% | 100% | 100% | 100% | 100% | 100% | 100% | 100% | 100% | 100% | 100% | 100% | 100% | 100% | 0% | 0% | 0% | 0% | 0% | 0% | 0% | 78.16% | 78.16% | 78.16% | 78.16% | 78.16% | 78.16% | 78.16% | 78.16% | 78.16% | 78.16% | 0% | 0% | 0% | 78.16% | 78.16% | 78.16% | 0% | 78.16% | 67.26% | 0% | 0% | 0% | 0% | 0% | 0% | 0%
1 | 1811 | Strategic Energy Management | Com-Strategic Energy Management-7P_V5 | New | School K-12 | Electric | Per 1,000 Sqft of Floor Area for Buildings receiving Strategic Energy Management | Commercial SEM-New-School K-12 | 78.16% | 78.16% | 78.16% | 78.16% | 78.16% | 78.16% | 78.16% | 78.16% | 78.16% | 78.16% | 0% | 0% | 0% | 78.16% | 78.16% | 78.16% | 0% | 78.16% | 67.26% | 0% | 0% | 0% | 0% | 0% | 0% | 0% | Strategic Energy Management-New | Commercial EM-New |  | 0 | 100% | 100% | 100% | 100% | 100% | 100% | 100% | 100% | 100% | 100% | 100% | 100% | 100% | 100% | 100% | 100% | 100% | 100% | 100% | 0% | 0% | 0% | 0% | 0% | 0% | 0% | 78.16% | 78.16% | 78.16% | 78.16% | 78.16% | 78.16% | 78.16% | 78.16% | 78.16% | 78.16% | 0% | 0% | 0% | 78.16% | 78.16% | 78.16% | 0% | 78.16% | 67.26% | 0% | 0% | 0% | 0% | 0% | 0% | 0%
1 | 1811 | Strategic Energy Management | Com-Strategic Energy Management-7P_V5 | New | University | Electric | Per 1,000 Sqft of Floor Area for Buildings receiving Strategic Energy Management | Commercial SEM-New-University | 78.16% | 78.16% | 78.16% | 78.16% | 78.16% | 78.16% | 78.16% | 78.16% | 78.16% | 78.16% | 0% | 0% | 0% | 78.16% | 78.16% | 78.16% | 0% | 78.16% | 67.26% | 0% | 0% | 0% | 0% | 0% | 0% | 0% | Strategic Energy Management-New | Commercial EM-New |  | 0 | 100% | 100% | 100% | 100% | 100% | 100% | 100% | 100% | 100% | 100% | 100% | 100% | 100% | 100% | 100% | 100% | 100% | 100% | 100% | 0% | 0% | 0% | 0% | 0% | 0% | 0% | 78.16% | 78.16% | 78.16% | 78.16% | 78.16% | 78.16% | 78.16% | 78.16% | 78.16% | 78.16% | 0% | 0% | 0% | 78.16% | 78.16% | 78.16% | 0% | 78.16% | 67.26% | 0% | 0% | 0% | 0% | 0% | 0% | 0%
1 | 1811 | Strategic Energy Management | Com-Strategic Energy Management-7P_V5 | New | Warehouse | Electric | Per 1,000 Sqft of Floor Area for Buildings receiving Strategic Energy Management | Commercial SEM-New-Warehouse | 78.16% | 78.16% | 78.16% | 78.16% | 78.16% | 78.16% | 78.16% | 78.16% | 78.16% | 78.16% | 0% | 0% | 0% | 78.16% | 78.16% | 78.16% | 0% | 78.16% | 67.26% | 0% | 0% | 0% | 0% | 0% | 0% | 0% | Strategic Energy Management-New | Commercial EM-New |  | 0 | 100% | 100% | 100% | 100% | 100% | 100% | 100% | 100% | 100% | 100% | 100% | 100% | 100% | 100% | 100% | 100% | 100% | 100% | 100% | 0% | 0% | 0% | 0% | 0% | 0% | 0% | 78.16% | 78.16% | 78.16% | 78.16% | 78.16% | 78.16% | 78.16% | 78.16% | 78.16% | 78.16% | 0% | 0% | 0% | 78.16% | 78.16% | 78.16% | 0% | 78.16% | 67.26% | 0% | 0% | 0% | 0% | 0% | 0% | 0%
1 | 1811 | Strategic Energy Management | Com-Strategic Energy Management-7P_V5 | New | Supermarket | Electric | Per 1,000 Sqft of Floor Area for Buildings receiving Strategic Energy Management | Commercial SEM-New-Supermarket | 78.16% | 78.16% | 78.16% | 78.16% | 78.16% | 78.16% | 78.16% | 78.16% | 78.16% | 78.16% | 0% | 0% | 0% | 78.16% | 78.16% | 78.16% | 0% | 78.16% | 67.26% | 0% | 0% | 0% | 0% | 0% | 0% | 0% | Strategic Energy Management-New | Commercial EM-New |  | 0 | 100% | 100% | 100% | 100% | 100% | 100% | 100% | 100% | 100% | 100% | 100% | 100% | 100% | 100% | 100% | 100% | 100% | 100% | 100% | 0% | 0% | 0% | 0% | 0% | 0% | 0% | 78.16% | 78.16% | 78.16% | 78.16% | 78.16% | 78.16% | 78.16% | 78.16% | 78.16% | 78.16% | 0% | 0% | 0% | 78.16% | 78.16% | 78.16% | 0% | 78.16% | 67.26% | 0% | 0% | 0% | 0% | 0% | 0% | 0%
1 | 1811 | Strategic Energy Management | Com-Strategic Energy Management-7P_V5 | New | MiniMart | Electric | Per 1,000 Sqft of Floor Area for Buildings receiving Strategic Energy Management | Commercial SEM-New-MiniMart | 78.16% | 78.16% | 78.16% | 78.16% | 78.16% | 78.16% | 78.16% | 78.16% | 78.16% | 78.16% | 0% | 0% | 0% | 78.16% | 78.16% | 78.16% | 0% | 78.16% | 67.26% | 0% | 0% | 0% | 0% | 0% | 0% | 0% | Strategic Energy Management-New | Commercial EM-New |  | 0 | 100% | 100% | 100% | 100% | 100% | 100% | 100% | 100% | 100% | 100% | 100% | 100% | 100% | 100% | 100% | 100% | 100% | 100% | 100% | 0% | 0% | 0% | 0% | 0% | 0% | 0% | 78.16% | 78.16% | 78.16% | 78.16% | 78.16% | 78.16% | 78.16% | 78.16% | 78.16% | 78.16% | 0% | 0% | 0% | 78.16% | 78.16% | 78.16% | 0% | 78.16% | 67.26% | 0% | 0% | 0% | 0% | 0% | 0% | 0%
1 | 1811 | Strategic Energy Management | Com-Strategic Energy Management-7P_V5 | New | Restaurant | Electric | Per 1,000 Sqft of Floor Area for Buildings receiving Strategic Energy Management | Commercial SEM-New-Restaurant | 78.16% | 78.16% | 78.16% | 78.16% | 78.16% | 78.16% | 78.16% | 78.16% | 78.16% | 78.16% | 0% | 0% | 0% | 78.16% | 78.16% | 78.16% | 0% | 78.16% | 67.26% | 0% | 0% | 0% | 0% | 0% | 0% | 0% | Strategic Energy Management-New | Commercial EM-New |  | 0 | 100% | 100% | 100% | 100% | 100% | 100% | 100% | 100% | 100% | 100% | 100% | 100% | 100% | 100% | 100% | 100% | 100% | 100% | 100% | 0% | 0% | 0% | 0% | 0% | 0% | 0% | 78.16% | 78.16% | 78.16% | 78.16% | 78.16% | 78.16% | 78.16% | 78.16% | 78.16% | 78.16% | 0% | 0% | 0% | 78.16% | 78.16% | 78.16% | 0% | 78.16% | 67.26% | 0% | 0% | 0% | 0% | 0% | 0% | 0%
1 | 1811 | Strategic Energy Management | Com-Strategic Energy Management-7P_V5 | New | Lodging | Electric | Per 1,000 Sqft of Floor Area for Buildings receiving Strategic Energy Management | Commercial SEM-New-Lodging | 78.16% | 78.16% | 78.16% | 78.16% | 78.16% | 78.16% | 78.16% | 78.16% | 78.16% | 78.16% | 0% | 0% | 0% | 78.16% | 78.16% | 78.16% | 0% | 78.16% | 67.26% | 0% | 0% | 0% | 0% | 0% | 0% | 0% | Strategic Energy Management-New | Commercial EM-New |  | 0 | 100% | 100% | 100% | 100% | 100% | 100% | 100% | 100% | 100% | 100% | 100% | 100% | 100% | 100% | 100% | 100% | 100% | 100% | 100% | 0% | 0% | 0% | 0% | 0% | 0% | 0% | 78.16% | 78.16% | 78.16% | 78.16% | 78.16% | 78.16% | 78.16% | 78.16% | 78.16% | 78.16% | 0% | 0% | 0% | 78.16% | 78.16% | 78.16% | 0% | 78.16% | 67.26% | 0% | 0% | 0% | 0% | 0% | 0% | 0%
1 | 1811 | Strategic Energy Management | Com-Strategic Energy Management-7P_V5 | New | Hospital | Electric | Per 1,000 Sqft of Floor Area for Buildings receiving Strategic Energy Management | Commercial SEM-New-Hospital | 78.16% | 78.16% | 78.16% | 78.16% | 78.16% | 78.16% | 78.16% | 78.16% | 78.16% | 78.16% | 0% | 0% | 0% | 78.16% | 78.16% | 78.16% | 0% | 78.16% | 67.26% | 0% | 0% | 0% | 0% | 0% | 0% | 0% | Strategic Energy Management-New | Commercial EM-New |  | 0 | 100% | 100% | 100% | 100% | 100% | 100% | 100% | 100% | 100% | 100% | 100% | 100% | 100% | 100% | 100% | 100% | 100% | 100% | 100% | 0% | 0% | 0% | 0% | 0% | 0% | 0% | 78.16% | 78.16% | 78.16% | 78.16% | 78.16% | 78.16% | 78.16% | 78.16% | 78.16% | 78.16% | 0% | 0% | 0% | 78.16% | 78.16% | 78.16% | 0% | 78.16% | 67.26% | 0% | 0% | 0% | 0% | 0% | 0% | 0%
1 | 1811 | Strategic Energy Management | Com-Strategic Energy Management-7P_V5 | New | Residential Care | Electric | Per 1,000 Sqft of Floor Area for Buildings receiving Strategic Energy Management | Commercial SEM-New-Residential Care | 78.16% | 78.16% | 78.16% | 78.16% | 78.16% | 78.16% | 78.16% | 78.16% | 78.16% | 78.16% | 0% | 0% | 0% | 78.16% | 78.16% | 78.16% | 0% | 78.16% | 67.26% | 0% | 0% | 0% | 0% | 0% | 0% | 0% | Strategic Energy Management-New | Commercial EM-New |  | 0 | 100% | 100% | 100% | 100% | 100% | 100% | 100% | 100% | 100% | 100% | 100% | 100% | 100% | 100% | 100% | 100% | 100% | 100% | 100% | 0% | 0% | 0% | 0% | 0% | 0% | 0% | 78.16% | 78.16% | 78.16% | 78.16% | 78.16% | 78.16% | 78.16% | 78.16% | 78.16% | 78.16% | 0% | 0% | 0% | 78.16% | 78.16% | 78.16% | 0% | 78.16% | 67.26% | 0% | 0% | 0% | 0% | 0% | 0% | 0%
1 | 1811 | Strategic Energy Management | Com-Strategic Energy Management-7P_V5 | New | Assembly | Electric | Per 1,000 Sqft of Floor Area for Buildings receiving Strategic Energy Management | Commercial SEM-New-Assembly | 78.16% | 78.16% | 78.16% | 78.16% | 78.16% | 78.16% | 78.16% | 78.16% | 78.16% | 78.16% | 0% | 0% | 0% | 78.16% | 78.16% | 78.16% | 0% | 78.16% | 67.26% | 0% | 0% | 0% | 0% | 0% | 0% | 0% | Strategic Energy Management-New | Commercial EM-New |  | 0 | 100% | 100% | 100% | 100% | 100% | 100% | 100% | 100% | 100% | 100% | 100% | 100% | 100% | 100% | 100% | 100% | 100% | 100% | 100% | 0% | 0% | 0% | 0% | 0% | 0% | 0% | 78.16% | 78.16% | 78.16% | 78.16% | 78.16% | 78.16% | 78.16% | 78.16% | 78.16% | 78.16% | 0% | 0% | 0% | 78.16% | 78.16% | 78.16% | 0% | 78.16% | 67.26% | 0% | 0% | 0% | 0% | 0% | 0% | 0%
1 | 1811 | Strategic Energy Management | Com-Strategic Energy Management-7P_V5 | New | Other | Electric | Per 1,000 Sqft of Floor Area for Buildings receiving Strategic Energy Management | Commercial SEM-New-Other | 78.16% | 78.16% | 78.16% | 78.16% | 78.16% | 78.16% | 78.16% | 78.16% | 78.16% | 78.16% | 0% | 0% | 0% | 78.16% | 78.16% | 78.16% | 0% | 78.16% | 67.26% | 0% | 0% | 0% | 0% | 0% | 0% | 0% | Strategic Energy Management-New | Commercial EM-New |  | 0 | 100% | 100% | 100% | 100% | 100% | 100% | 100% | 100% | 100% | 100% | 100% | 100% | 100% | 100% | 100% | 100% | 100% | 100% | 100% | 0% | 0% | 0% | 0% | 0% | 0% | 0% | 78.16% | 78.16% | 78.16% | 78.16% | 78.16% | 78.16% | 78.16% | 78.16% | 78.16% | 78.16% | 0% | 0% | 0% | 78.16% | 78.16% | 78.16% | 0% | 78.16% | 67.26% | 0% | 0% | 0% | 0% | 0% | 0% | 0%
1 | 1811 | Chiller | Com-Tuneup_Chiller-Cadmus | Retro | Large Off | Electric | Per Building Sqft - Chiller Tune Up | Large Off Tune-up - Chiller Maintenance | 90.33% | 13.31% | 1.09% | 1.794% | 0% | 2.099% | 0% | 28.9% | 26.7% | 0.3375% | 2.299% | 0% | 0% | 25.98% | 71.77% | 13.62% | 19.38% | 23.31% | 17.86% | 0% | 0% | 0% | 0% | 0% | 0% | 0% | Chiller-Retro | Chiller-System-Retro |  | 0 | 100% | 100% | 100% | 100% | 100% | 100% | 100% | 100% | 100% | 100% | 100% | 100% | 100% | 100% | 100% | 100% | 100% | 100% | 100% | 0% | 0% | 0% | 0% | 0% | 0% | 0% | 90.33% | 13.31% | 1.09% | 1.794% | 0% | 2.099% | 0% | 28.9% | 26.7% | 0.3375% | 2.299% | 0% | 0% | 25.98% | 71.77% | 13.62% | 19.38% | 23.31% | 17.86% | 0% | 0% | 0% | 0% | 0% | 0% | 0%
1 | 1811 | Chiller | Com-Tuneup_Chiller-Cadmus | Retro | Medium Off | Electric | Per Building Sqft - Chiller Tune Up | Medium Off Tune-up - Chiller Maintenance | 90.33% | 13.31% | 1.09% | 1.794% | 0% | 2.099% | 0% | 28.9% | 26.7% | 0.3375% | 2.299% | 0% | 0% | 25.98% | 71.77% | 13.62% | 19.38% | 23.31% | 17.86% | 0% | 0% | 0% | 0% | 0% | 0% | 0% | Chiller-Retro | Chiller-System-Retro |  | 0 | 100% | 100% | 100% | 100% | 100% | 100% | 100% | 100% | 100% | 100% | 100% | 100% | 100% | 100% | 100% | 100% | 100% | 100% | 100% | 0% | 0% | 0% | 0% | 0% | 0% | 0% | 90.33% | 13.31% | 1.09% | 1.794% | 0% | 2.099% | 0% | 28.9% | 26.7% | 0.3375% | 2.299% | 0% | 0% | 25.98% | 71.77% | 13.62% | 19.38% | 23.31% | 17.86% | 0% | 0% | 0% | 0% | 0% | 0% | 0%
1 | 1811 | Chiller | Com-Tuneup_Chiller-Cadmus | Retro | Small Off | Electric | Per Building Sqft - Chiller Tune Up | Small Off Tune-up - Chiller Maintenance | 90.33% | 13.31% | 1.09% | 1.794% | 0% | 2.099% | 0% | 28.9% | 26.7% | 0.3375% | 2.299% | 0% | 0% | 25.98% | 71.77% | 13.62% | 19.38% | 23.31% | 17.86% | 0% | 0% | 0% | 0% | 0% | 0% | 0% | Chiller-Retro | Chiller-System-Retro |  | 0 | 100% | 100% | 100% | 100% | 100% | 100% | 100% | 100% | 100% | 100% | 100% | 100% | 100% | 100% | 100% | 100% | 100% | 100% | 100% | 0% | 0% | 0% | 0% | 0% | 0% | 0% | 90.33% | 13.31% | 1.09% | 1.794% | 0% | 2.099% | 0% | 28.9% | 26.7% | 0.3375% | 2.299% | 0% | 0% | 25.98% | 71.77% | 13.62% | 19.38% | 23.31% | 17.86% | 0% | 0% | 0% | 0% | 0% | 0% | 0%
1 | 1811 | Chiller | Com-Tuneup_Chiller-Cadmus | Retro | XLarge Ret | Electric | Per Building Sqft - Chiller Tune Up | XLarge Ret Tune-up - Chiller Maintenance | 90.33% | 13.31% | 1.09% | 1.794% | 0% | 2.099% | 0% | 28.9% | 26.7% | 0.3375% | 2.299% | 0% | 0% | 25.98% | 71.77% | 13.62% | 19.38% | 23.31% | 17.86% | 0% | 0% | 0% | 0% | 0% | 0% | 0% | Chiller-Retro | Chiller-System-Retro |  | 0 | 100% | 100% | 100% | 100% | 100% | 100% | 100% | 100% | 100% | 100% | 100% | 100% | 100% | 100% | 100% | 100% | 100% | 100% | 100% | 0% | 0% | 0% | 0% | 0% | 0% | 0% | 90.33% | 13.31% | 1.09% | 1.794% | 0% | 2.099% | 0% | 28.9% | 26.7% | 0.3375% | 2.299% | 0% | 0% | 25.98% | 71.77% | 13.62% | 19.38% | 23.31% | 17.86% | 0% | 0% | 0% | 0% | 0% | 0% | 0%
1 | 1811 | Chiller | Com-Tuneup_Chiller-Cadmus | Retro | Large Ret | Electric | Per Building Sqft - Chiller Tune Up | Large Ret Tune-up - Chiller Maintenance | 90.33% | 13.31% | 1.09% | 1.794% | 0% | 2.099% | 0% | 28.9% | 26.7% | 0.3375% | 2.299% | 0% | 0% | 25.98% | 71.77% | 13.62% | 19.38% | 23.31% | 17.86% | 0% | 0% | 0% | 0% | 0% | 0% | 0% | Chiller-Retro | Chiller-System-Retro |  | 0 | 100% | 100% | 100% | 100% | 100% | 100% | 100% | 100% | 100% | 100% | 100% | 100% | 100% | 100% | 100% | 100% | 100% | 100% | 100% | 0% | 0% | 0% | 0% | 0% | 0% | 0% | 90.33% | 13.31% | 1.09% | 1.794% | 0% | 2.099% | 0% | 28.9% | 26.7% | 0.3375% | 2.299% | 0% | 0% | 25.98% | 71.77% | 13.62% | 19.38% | 23.31% | 17.86% | 0% | 0% | 0% | 0% | 0% | 0% | 0%
1 | 1811 | Chiller | Com-Tuneup_Chiller-Cadmus | Retro | Medium Ret | Electric | Per Building Sqft - Chiller Tune Up | Medium Ret Tune-up - Chiller Maintenance | 90.33% | 13.31% | 1.09% | 1.794% | 0% | 2.099% | 0% | 28.9% | 26.7% | 0.3375% | 2.299% | 0% | 0% | 25.98% | 71.77% | 13.62% | 19.38% | 23.31% | 17.86% | 0% | 0% | 0% | 0% | 0% | 0% | 0% | Chiller-Retro | Chiller-System-Retro |  | 0 | 100% | 100% | 100% | 100% | 100% | 100% | 100% | 100% | 100% | 100% | 100% | 100% | 100% | 100% | 100% | 100% | 100% | 100% | 100% | 0% | 0% | 0% | 0% | 0% | 0% | 0% | 90.33% | 13.31% | 1.09% | 1.794% | 0% | 2.099% | 0% | 28.9% | 26.7% | 0.3375% | 2.299% | 0% | 0% | 25.98% | 71.77% | 13.62% | 19.38% | 23.31% | 17.86% | 0% | 0% | 0% | 0% | 0% | 0% | 0%
1 | 1811 | Chiller | Com-Tuneup_Chiller-Cadmus | Retro | Small Ret | Electric | Per Building Sqft - Chiller Tune Up | Small Ret Tune-up - Chiller Maintenance | 90.33% | 13.31% | 1.09% | 1.794% | 0% | 2.099% | 0% | 28.9% | 26.7% | 0.3375% | 2.299% | 0% | 0% | 25.98% | 71.77% | 13.62% | 19.38% | 23.31% | 17.86% | 0% | 0% | 0% | 0% | 0% | 0% | 0% | Chiller-Retro | Chiller-System-Retro |  | 0 | 100% | 100% | 100% | 100% | 100% | 100% | 100% | 100% | 100% | 100% | 100% | 100% | 100% | 100% | 100% | 100% | 100% | 100% | 100% | 0% | 0% | 0% | 0% | 0% | 0% | 0% | 90.33% | 13.31% | 1.09% | 1.794% | 0% | 2.099% | 0% | 28.9% | 26.7% | 0.3375% | 2.299% | 0% | 0% | 25.98% | 71.77% | 13.62% | 19.38% | 23.31% | 17.86% | 0% | 0% | 0% | 0% | 0% | 0% | 0%
1 | 1811 | Chiller | Com-Tuneup_Chiller-Cadmus | Retro | School K-12 | Electric | Per Building Sqft - Chiller Tune Up | School K-12 Tune-up - Chiller Maintenance | 90.33% | 13.31% | 1.09% | 1.794% | 0% | 2.099% | 0% | 28.9% | 26.7% | 0.3375% | 2.299% | 0% | 0% | 25.98% | 71.77% | 13.62% | 19.38% | 23.31% | 17.86% | 0% | 0% | 0% | 0% | 0% | 0% | 0% | Chiller-Retro | Chiller-System-Retro |  | 0 | 100% | 100% | 100% | 100% | 100% | 100% | 100% | 100% | 100% | 100% | 100% | 100% | 100% | 100% | 100% | 100% | 100% | 100% | 100% | 0% | 0% | 0% | 0% | 0% | 0% | 0% | 90.33% | 13.31% | 1.09% | 1.794% | 0% | 2.099% | 0% | 28.9% | 26.7% | 0.3375% | 2.299% | 0% | 0% | 25.98% | 71.77% | 13.62% | 19.38% | 23.31% | 17.86% | 0% | 0% | 0% | 0% | 0% | 0% | 0%
1 | 1811 | Chiller | Com-Tuneup_Chiller-Cadmus | Retro | University | Electric | Per Building Sqft - Chiller Tune Up | University Tune-up - Chiller Maintenance | 90.33% | 13.31% | 1.09% | 1.794% | 0% | 2.099% | 0% | 28.9% | 26.7% | 0.3375% | 2.299% | 0% | 0% | 25.98% | 71.77% | 13.62% | 19.38% | 23.31% | 17.86% | 0% | 0% | 0% | 0% | 0% | 0% | 0% | Chiller-Retro | Chiller-System-Retro |  | 0 | 100% | 100% | 100% | 100% | 100% | 100% | 100% | 100% | 100% | 100% | 100% | 100% | 100% | 100% | 100% | 100% | 100% | 100% | 100% | 0% | 0% | 0% | 0% | 0% | 0% | 0% | 90.33% | 13.31% | 1.09% | 1.794% | 0% | 2.099% | 0% | 28.9% | 26.7% | 0.3375% | 2.299% | 0% | 0% | 25.98% | 71.77% | 13.62% | 19.38% | 23.31% | 17.86% | 0% | 0% | 0% | 0% | 0% | 0% | 0%
1 | 1811 | Chiller | Com-Tuneup_Chiller-Cadmus | Retro | Warehouse | Electric | Per Building Sqft - Chiller Tune Up | Warehouse Tune-up - Chiller Maintenance | 90.33% | 13.31% | 1.09% | 1.794% | 0% | 2.099% | 0% | 28.9% | 26.7% | 0.3375% | 2.299% | 0% | 0% | 25.98% | 71.77% | 13.62% | 19.38% | 23.31% | 17.86% | 0% | 0% | 0% | 0% | 0% | 0% | 0% | Chiller-Retro | Chiller-System-Retro |  | 0 | 100% | 100% | 100% | 100% | 100% | 100% | 100% | 100% | 100% | 100% | 100% | 100% | 100% | 100% | 100% | 100% | 100% | 100% | 100% | 0% | 0% | 0% | 0% | 0% | 0% | 0% | 90.33% | 13.31% | 1.09% | 1.794% | 0% | 2.099% | 0% | 28.9% | 26.7% | 0.3375% | 2.299% | 0% | 0% | 25.98% | 71.77% | 13.62% | 19.38% | 23.31% | 17.86% | 0% | 0% | 0% | 0% | 0% | 0% | 0%
1 | 1811 | Chiller | Com-Tuneup_Chiller-Cadmus | Retro | Supermarket | Electric | Per Building Sqft - Chiller Tune Up | Supermarket Tune-up - Chiller Maintenance | 90.33% | 13.31% | 1.09% | 1.794% | 0% | 2.099% | 0% | 28.9% | 26.7% | 0.3375% | 2.299% | 0% | 0% | 25.98% | 71.77% | 13.62% | 19.38% | 23.31% | 17.86% | 0% | 0% | 0% | 0% | 0% | 0% | 0% | Chiller-Retro | Chiller-System-Retro |  | 0 | 100% | 100% | 100% | 100% | 100% | 100% | 100% | 100% | 100% | 100% | 100% | 100% | 100% | 100% | 100% | 100% | 100% | 100% | 100% | 0% | 0% | 0% | 0% | 0% | 0% | 0% | 90.33% | 13.31% | 1.09% | 1.794% | 0% | 2.099% | 0% | 28.9% | 26.7% | 0.3375% | 2.299% | 0% | 0% | 25.98% | 71.77% | 13.62% | 19.38% | 23.31% | 17.86% | 0% | 0% | 0% | 0% | 0% | 0% | 0%
1 | 1811 | Chiller | Com-Tuneup_Chiller-Cadmus | Retro | MiniMart | Electric | Per Building Sqft - Chiller Tune Up | MiniMart Tune-up - Chiller Maintenance | 90.33% | 13.31% | 1.09% | 1.794% | 0% | 2.099% | 0% | 28.9% | 26.7% | 0.3375% | 2.299% | 0% | 0% | 25.98% | 71.77% | 13.62% | 19.38% | 23.31% | 17.86% | 0% | 0% | 0% | 0% | 0% | 0% | 0% | Chiller-Retro | Chiller-System-Retro |  | 0 | 100% | 100% | 100% | 100% | 100% | 100% | 100% | 100% | 100% | 100% | 100% | 100% | 100% | 100% | 100% | 100% | 100% | 100% | 100% | 0% | 0% | 0% | 0% | 0% | 0% | 0% | 90.33% | 13.31% | 1.09% | 1.794% | 0% | 2.099% | 0% | 28.9% | 26.7% | 0.3375% | 2.299% | 0% | 0% | 25.98% | 71.77% | 13.62% | 19.38% | 23.31% | 17.86% | 0% | 0% | 0% | 0% | 0% | 0% | 0%
1 | 1811 | Chiller | Com-Tuneup_Chiller-Cadmus | Retro | Restaurant | Electric | Per Building Sqft - Chiller Tune Up | Restaurant Tune-up - Chiller Maintenance | 90.33% | 13.31% | 1.09% | 1.794% | 0% | 2.099% | 0% | 28.9% | 26.7% | 0.3375% | 2.299% | 0% | 0% | 25.98% | 71.77% | 13.62% | 19.38% | 23.31% | 17.86% | 0% | 0% | 0% | 0% | 0% | 0% | 0% | Chiller-Retro | Chiller-System-Retro |  | 0 | 100% | 100% | 100% | 100% | 100% | 100% | 100% | 100% | 100% | 100% | 100% | 100% | 100% | 100% | 100% | 100% | 100% | 100% | 100% | 0% | 0% | 0% | 0% | 0% | 0% | 0% | 90.33% | 13.31% | 1.09% | 1.794% | 0% | 2.099% | 0% | 28.9% | 26.7% | 0.3375% | 2.299% | 0% | 0% | 25.98% | 71.77% | 13.62% | 19.38% | 23.31% | 17.86% | 0% | 0% | 0% | 0% | 0% | 0% | 0%
1 | 1811 | Chiller | Com-Tuneup_Chiller-Cadmus | Retro | Lodging | Electric | Per Building Sqft - Chiller Tune Up | Lodging Tune-up - Chiller Maintenance | 90.33% | 13.31% | 1.09% | 1.794% | 0% | 2.099% | 0% | 28.9% | 26.7% | 0.3375% | 2.299% | 0% | 0% | 25.98% | 71.77% | 13.62% | 19.38% | 23.31% | 17.86% | 0% | 0% | 0% | 0% | 0% | 0% | 0% | Chiller-Retro | Chiller-System-Retro |  | 0 | 100% | 100% | 100% | 100% | 100% | 100% | 100% | 100% | 100% | 100% | 100% | 100% | 100% | 100% | 100% | 100% | 100% | 100% | 100% | 0% | 0% | 0% | 0% | 0% | 0% | 0% | 90.33% | 13.31% | 1.09% | 1.794% | 0% | 2.099% | 0% | 28.9% | 26.7% | 0.3375% | 2.299% | 0% | 0% | 25.98% | 71.77% | 13.62% | 19.38% | 23.31% | 17.86% | 0% | 0% | 0% | 0% | 0% | 0% | 0%
1 | 1811 | Chiller | Com-Tuneup_Chiller-Cadmus | Retro | Hospital | Electric | Per Building Sqft - Chiller Tune Up | Hospital Tune-up - Chiller Maintenance | 90.33% | 13.31% | 1.09% | 1.794% | 0% | 2.099% | 0% | 28.9% | 26.7% | 0.3375% | 2.299% | 0% | 0% | 25.98% | 71.77% | 13.62% | 19.38% | 23.31% | 17.86% | 0% | 0% | 0% | 0% | 0% | 0% | 0% | Chiller-Retro | Chiller-System-Retro |  | 0 | 100% | 100% | 100% | 100% | 100% | 100% | 100% | 100% | 100% | 100% | 100% | 100% | 100% | 100% | 100% | 100% | 100% | 100% | 100% | 0% | 0% | 0% | 0% | 0% | 0% | 0% | 90.33% | 13.31% | 1.09% | 1.794% | 0% | 2.099% | 0% | 28.9% | 26.7% | 0.3375% | 2.299% | 0% | 0% | 25.98% | 71.77% | 13.62% | 19.38% | 23.31% | 17.86% | 0% | 0% | 0% | 0% | 0% | 0% | 0%
1 | 1811 | Chiller | Com-Tuneup_Chiller-Cadmus | Retro | Residential Care | Electric | Per Building Sqft - Chiller Tune Up | Residential Care Tune-up - Chiller Maintenance | 90.33% | 13.31% | 1.09% | 1.794% | 0% | 2.099% | 0% | 28.9% | 26.7% | 0.3375% | 2.299% | 0% | 0% | 25.98% | 71.77% | 13.62% | 19.38% | 23.31% | 17.86% | 0% | 0% | 0% | 0% | 0% | 0% | 0% | Chiller-Retro | Chiller-System-Retro |  | 0 | 100% | 100% | 100% | 100% | 100% | 100% | 100% | 100% | 100% | 100% | 100% | 100% | 100% | 100% | 100% | 100% | 100% | 100% | 100% | 0% | 0% | 0% | 0% | 0% | 0% | 0% | 90.33% | 13.31% | 1.09% | 1.794% | 0% | 2.099% | 0% | 28.9% | 26.7% | 0.3375% | 2.299% | 0% | 0% | 25.98% | 71.77% | 13.62% | 19.38% | 23.31% | 17.86% | 0% | 0% | 0% | 0% | 0% | 0% | 0%
1 | 1811 | Chiller | Com-Tuneup_Chiller-Cadmus | Retro | Assembly | Electric | Per Building Sqft - Chiller Tune Up | Assembly Tune-up - Chiller Maintenance | 90.33% | 13.31% | 1.09% | 1.794% | 0% | 2.099% | 0% | 28.9% | 26.7% | 0.3375% | 2.299% | 0% | 0% | 25.98% | 71.77% | 13.62% | 19.38% | 23.31% | 17.86% | 0% | 0% | 0% | 0% | 0% | 0% | 0% | Chiller-Retro | Chiller-System-Retro |  | 0 | 100% | 100% | 100% | 100% | 100% | 100% | 100% | 100% | 100% | 100% | 100% | 100% | 100% | 100% | 100% | 100% | 100% | 100% | 100% | 0% | 0% | 0% | 0% | 0% | 0% | 0% | 90.33% | 13.31% | 1.09% | 1.794% | 0% | 2.099% | 0% | 28.9% | 26.7% | 0.3375% | 2.299% | 0% | 0% | 25.98% | 71.77% | 13.62% | 19.38% | 23.31% | 17.86% | 0% | 0% | 0% | 0% | 0% | 0% | 0%
1 | 1811 | Chiller | Com-Tuneup_Chiller-Cadmus | Retro | Other | Electric | Per Building Sqft - Chiller Tune Up | Other Tune-up - Chiller Maintenance | 90.33% | 13.31% | 1.09% | 1.794% | 0% | 2.099% | 0% | 28.9% | 26.7% | 0.3375% | 2.299% | 0% | 0% | 25.98% | 71.77% | 13.62% | 19.38% | 23.31% | 17.86% | 0% | 0% | 0% | 0% | 0% | 0% | 0% | Chiller-Retro | Chiller-System-Retro |  | 0 | 100% | 100% | 100% | 100% | 100% | 100% | 100% | 100% | 100% | 100% | 100% | 100% | 100% | 100% | 100% | 100% | 100% | 100% | 100% | 0% | 0% | 0% | 0% | 0% | 0% | 0% | 90.33% | 13.31% | 1.09% | 1.794% | 0% | 2.099% | 0% | 28.9% | 26.7% | 0.3375% | 2.299% | 0% | 0% | 25.98% | 71.77% | 13.62% | 19.38% | 23.31% | 17.86% | 0% | 0% | 0% | 0% | 0% | 0% | 0%
| 1811 | Cooling DX | Com-Cooling_DX_Cadmus | NR and New | Lodging | Electric | Per Building Sqft of Cooling DX - 240 to 760 kBtuh | Lodging DX Package 240 to 760 kBtuh - Premium Efficiency | 100% | 100% | 100% | 100% | 100% | 100% | 100% | 100% | 100% | 100% | 100% | 100% | 100% | 100% | 100% | 100% | 100% | 100% | 100% | 0% | 0% | 0% | 0% | 0% | 0% | 0% | Cooling DX-NR and New | 0 |  | 0 | 73.92% | 20.2% | 0% | 27% | 0% | 5.715% | 0% | 64.64% | 0% | 19.98% | 17.6% | 0% | 5.721% | 24.73% | 0% | 5.92% | 37.87% | 29.06% | 35.15% | 0% | 0% | 0% | 0% | 0% | 0% | 0% | 73.92% | 20.2% | 0% | 27% | 0% | 5.715% | 0% | 64.64% | 0% | 19.98% | 17.6% | 0% | 5.721% | 24.73% | 0% | 5.92% | 37.87% | 29.06% | 35.15% | 0% | 0% | 0% | 0% | 0% | 0% | 0%
| 1811 | Cooling DX | Com-Cooling_DX_Cadmus | NR and New | Lodging | Electric | Per Building Sqft of Cooling DX - 240 to 760 kBtuh | Lodging DX Package 240 to 760 kBtuh - Federal Standard 2023 | 100% | 100% | 100% | 100% | 100% | 100% | 100% | 100% | 100% | 100% | 100% | 100% | 100% | 100% | 100% | 100% | 100% | 100% | 100% | 0% | 0% | 0% | 0% | 0% | 0% | 0% | Cooling DX-NR and New | 0 |  | 0 | 73.92% | 20.2% | 0% | 27% | 0% | 5.715% | 0% | 164.6% | 0% | 19.98% | 17.6% | 0% | 5.721% | 24.73% | 0% | 5.92% | 37.87% | 29.06% | 35.15% | 0% | 0% | 0% | 0% | 0% | 0% | 0% | 73.92% | 20.2% | 0% | 27% | 0% | 5.715% | 0% | 164.6% | 0% | 19.98% | 17.6% | 0% | 5.721% | 24.73% | 0% | 5.92% | 37.87% | 29.06% | 35.15% | 0% | 0% | 0% | 0% | 0% | 0% | 0%
| 1811 | Cooling DX | Com-Cooling_DX_Cadmus | NR and New | Lodging | Electric | Per Building Sqft of Cooling DX - 135 to 240 kBtuh | Lodging DX Package 135 to 240 kBtuh - Premium Efficiency | 100% | 100% | 100% | 100% | 100% | 100% | 100% | 100% | 100% | 100% | 100% | 100% | 100% | 100% | 100% | 100% | 100% | 100% | 100% | 0% | 0% | 0% | 0% | 0% | 0% | 0% | Cooling DX-NR and New | 0 |  | 0 | 16.28% | 24% | 0% | 28.35% | 26.78% | 31.5% | 0% | 20.07% | 0% | 13.39% | 32.17% | 0% | 18.02% | 30.15% | 0% | 18.68% | 18.67% | 29.57% | 23.47% | 0% | 0% | 0% | 0% | 0% | 0% | 0% | 16.28% | 24% | 0% | 28.35% | 26.78% | 31.5% | 0% | 20.07% | 0% | 13.39% | 32.17% | 0% | 18.02% | 30.15% | 0% | 18.68% | 18.67% | 29.57% | 23.47% | 0% | 0% | 0% | 0% | 0% | 0% | 0%
| 1811 | Cooling DX | Com-Cooling_DX_Cadmus | NR and New | Lodging | Electric | Per Building Sqft of Cooling DX - 135 to 240 kBtuh | Lodging DX Package 135 to 240 kBtuh - Federal Standard 2023 | 100% | 100% | 100% | 100% | 100% | 100% | 100% | 100% | 100% | 100% | 100% | 100% | 100% | 100% | 100% | 100% | 100% | 100% | 100% | 0% | 0% | 0% | 0% | 0% | 0% | 0% | Cooling DX-NR and New | 0 |  | 0 | 16.28% | 24% | 0% | 28.35% | 26.78% | 31.5% | 0% | 20.07% | 0% | 13.39% | 32.17% | 0% | 18.02% | 30.15% | 0% | 18.68% | 18.67% | 29.57% | 23.47% | 0% | 0% | 0% | 0% | 0% | 0% | 0% | 16.28% | 24% | 0% | 28.35% | 26.78% | 31.5% | 0% | 20.07% | 0% | 13.39% | 32.17% | 0% | 18.02% | 30.15% | 0% | 18.68% | 18.67% | 29.57% | 23.47% | 0% | 0% | 0% | 0% | 0% | 0% | 0%
1 | 1811 | Cooling DX Tuneup | Com-Tuneup_Cooling_DX-Cadmus | Retro | Large Ret | Electric | Per Building Sqft - Cooling DX Tune Up | Large Ret Tune-up - DX Maintenance - Refrigerant Charge Correction | 50% | 50% | 50% | 50% | 50% | 50% | 50% | 50% | 50% | 50% | 50% | 50% | 50% | 50% | 50% | 50% | 50% | 50% | 50% | 0% | 0% | 0% | 0% | 0% | 0% | 0% | Cooling DX Tuneup-Retro | 0 |  | 0 | 100% | 100% | 100% | 100% | 100% | 100% | 100% | 100% | 100% | 100% | 100% | 100% | 100% | 100% | 100% | 100% | 100% | 100% | 100% | 0% | 0% | 0% | 0% | 0% | 0% | 0% | 50% | 50% | 50% | 50% | 50% | 50% | 50% | 50% | 50% | 50% | 50% | 50% | 50% | 50% | 50% | 50% | 50% | 50% | 50% | 0% | 0% | 0% | 0% | 0% | 0% | 0%
1 | 1811 | Cooling DX Tuneup | Com-Tuneup_Cooling_DX-Cadmus | Retro | Large Ret | Electric | Per Building Sqft - Cooling DX Tune Up | Large Ret Tune-up - DX Maintenance - Coil Cleaning | 50% | 50% | 50% | 50% | 50% | 50% | 50% | 50% | 50% | 50% | 50% | 50% | 50% | 50% | 50% | 50% | 50% | 50% | 50% | 0% | 0% | 0% | 0% | 0% | 0% | 0% | Cooling DX Tuneup-Retro | 0 |  | 0 | 100% | 100% | 100% | 100% | 100% | 100% | 100% | 100% | 100% | 100% | 100% | 100% | 100% | 100% | 100% | 100% | 100% | 100% | 100% | 0% | 0% | 0% | 0% | 0% | 0% | 0% | 50% | 50% | 50% | 50% | 50% | 50% | 50% | 50% | 50% | 50% | 50% | 50% | 50% | 50% | 50% | 50% | 50% | 50% | 50% | 0% | 0% | 0% | 0% | 0% | 0% | 0%
| 1811 | Cooling DX | Com-Cooling_DX_Cadmus | NR and New | Large Ret | Electric | Per Building Sqft of Cooling DX - 65 to 135 kBtuh | Large Ret DX Package 65 to 135 kBtuh - Premium Efficiency | 100% | 100% | 100% | 100% | 100% | 100% | 100% | 100% | 100% | 100% | 100% | 100% | 100% | 100% | 100% | 100% | 100% | 100% | 100% | 0% | 0% | 0% | 0% | 0% | 0% | 0% | Cooling DX-NR and New | 0 |  | 0 | 9.797% | 55.8% | 100% | 44.65% | 73.22% | 62.79% | 0% | 15.29% | 0% | 66.63% | 50.23% | 100% | 76.26% | 45.13% | 0% | 75.4% | 43.46% | 41.37% | 41.37% | 0% | 0% | 0% | 0% | 0% | 0% | 0% | 9.797% | 55.8% | 100% | 44.65% | 73.22% | 62.79% | 0% | 15.29% | 0% | 66.63% | 50.23% | 100% | 76.26% | 45.13% | 0% | 75.4% | 43.46% | 41.37% | 41.37% | 0% | 0% | 0% | 0% | 0% | 0% | 0%
| 1811 | Cooling DX | Com-Cooling_DX_Cadmus | NR and New | Large Ret | Electric | Per Building Sqft of Cooling DX - 65 to 135 kBtuh | Large Ret DX Package 65 to 135 kBtuh - Federal Standard 2023 | 100% | 100% | 100% | 100% | 100% | 100% | 100% | 100% | 100% | 100% | 100% | 100% | 100% | 100% | 100% | 100% | 100% | 100% | 100% | 0% | 0% | 0% | 0% | 0% | 0% | 0% | Cooling DX-NR and New | 0 |  | 0 | 9.797% | 55.8% | 100% | 44.65% | 73.22% | 62.79% | 0% | 15.29% | 0% | 66.63% | 50.23% | 100% | 76.26% | 45.13% | 0% | 75.4% | 43.46% | 41.37% | 41.37% | 0% | 0% | 0% | 0% | 0% | 0% | 0% | 9.797% | 55.8% | 100% | 44.65% | 73.22% | 62.79% | 0% | 15.29% | 0% | 66.63% | 50.23% | 100% | 76.26% | 45.13% | 0% | 75.4% | 43.46% | 41.37% | 41.37% | 0% | 0% | 0% | 0% | 0% | 0% | 0%
| 1811 | Cooling DX | Com-Cooling_DX_Cadmus | NR and New | Large Ret | Electric | Per Building Sqft of Cooling DX - 240 to 760 kBtuh | Large Ret DX Package 240 to 760 kBtuh - Premium Efficiency | 100% | 100% | 100% | 100% | 100% | 100% | 100% | 100% | 100% | 100% | 100% | 100% | 100% | 100% | 100% | 100% | 100% | 100% | 100% | 0% | 0% | 0% | 0% | 0% | 0% | 0% | Cooling DX-NR and New | 0 |  | 0 | 73.92% | 20.2% | 0% | 27% | 0% | 5.715% | 0% | 64.64% | 0% | 19.98% | 17.6% | 0% | 5.721% | 24.73% | 0% | 5.92% | 37.87% | 29.06% | 35.15% | 0% | 0% | 0% | 0% | 0% | 0% | 0% | 73.92% | 20.2% | 0% | 27% | 0% | 5.715% | 0% | 64.64% | 0% | 19.98% | 17.6% | 0% | 5.721% | 24.73% | 0% | 5.92% | 37.87% | 29.06% | 35.15% | 0% | 0% | 0% | 0% | 0% | 0% | 0%
| 1811 | Cooling DX | Com-Cooling_DX_Cadmus | NR and New | Large Ret | Electric | Per Building Sqft of Cooling DX - 240 to 760 kBtuh | Large Ret DX Package 240 to 760 kBtuh - Federal Standard 2023 | 100% | 100% | 100% | 100% | 100% | 100% | 100% | 100% | 100% | 100% | 100% | 100% | 100% | 100% | 100% | 100% | 100% | 100% | 100% | 0% | 0% | 0% | 0% | 0% | 0% | 0% | Cooling DX-NR and New | 0 |  | 0 | 73.92% | 20.2% | 0% | 27% | 0% | 5.715% | 0% | 64.64% | 0% | 19.98% | 17.6% | 0% | 5.721% | 24.73% | 0% | 5.92% | 37.87% | 29.06% | 35.15% | 0% | 0% | 0% | 0% | 0% | 0% | 0% | 73.92% | 20.2% | 0% | 27% | 0% | 5.715% | 0% | 64.64% | 0% | 19.98% | 17.6% | 0% | 5.721% | 24.73% | 0% | 5.92% | 37.87% | 29.06% | 35.15% | 0% | 0% | 0% | 0% | 0% | 0% | 0%
| 1811 | Cooling DX | Com-Cooling_DX_Cadmus | NR and New | Large Ret | Electric | Per Building Sqft of Cooling DX - 135 to 240 kBtuh | Large Ret DX Package 135 to 240 kBtuh - Premium Efficiency | 100% | 100% | 100% | 100% | 100% | 100% | 100% | 100% | 100% | 100% | 100% | 100% | 100% | 100% | 100% | 100% | 100% | 100% | 100% | 0% | 0% | 0% | 0% | 0% | 0% | 0% | Cooling DX-NR and New | 0 |  | 0 | 16.28% | 24% | 0% | 28.35% | 26.78% | 31.5% | 0% | 20.07% | 0% | 13.39% | 32.17% | 0% | 18.02% | 30.15% | 0% | 18.68% | 18.67% | 29.57% | 23.47% | 0% | 0% | 0% | 0% | 0% | 0% | 0% | 16.28% | 24% | 0% | 28.35% | 26.78% | 31.5% | 0% | 20.07% | 0% | 13.39% | 32.17% | 0% | 18.02% | 30.15% | 0% | 18.68% | 18.67% | 29.57% | 23.47% | 0% | 0% | 0% | 0% | 0% | 0% | 0%
| 1811 | Cooling DX | Com-Cooling_DX_Cadmus | NR and New | Large Ret | Electric | Per Building Sqft of Cooling DX - 135 to 240 kBtuh | Large Ret DX Package 135 to 240 kBtuh - Federal Standard 2023 | 100% | 100% | 100% | 100% | 100% | 100% | 100% | 100% | 100% | 100% | 100% | 100% | 100% | 100% | 100% | 100% | 100% | 100% | 100% | 0% | 0% | 0% | 0% | 0% | 0% | 0% | Cooling DX-NR and New | 0 |  | 0 | 16.28% | 24% | 0% | 28.35% | 26.78% | 31.5% | 0% | 20.07% | 0% | 13.39% | 32.17% | 0% | 18.02% | 30.15% | 0% | 18.68% | 18.67% | 29.57% | 23.47% | 0% | 0% | 0% | 0% | 0% | 0% | 0% | 16.28% | 24% | 0% | 28.35% | 26.78% | 31.5% | 0% | 20.07% | 0% | 13.39% | 32.17% | 0% | 18.02% | 30.15% | 0% | 18.68% | 18.67% | 29.57% | 23.47% | 0% | 0% | 0% | 0% | 0% | 0% | 0%
1 | 1811 | Cooling DX Tuneup | Com-Tuneup_Cooling_DX-Cadmus | Retro | Large Off | Electric | Per Building Sqft - Cooling DX Tune Up | Large Off Tune-up - DX Maintenance - Refrigerant Charge Correction | 50% | 50% | 50% | 50% | 50% | 50% | 50% | 50% | 50% | 50% | 50% | 50% | 50% | 50% | 50% | 50% | 50% | 50% | 50% | 0% | 0% | 0% | 0% | 0% | 0% | 0% | Cooling DX Tuneup-Retro | 0 |  | 0 | 100% | 100% | 100% | 100% | 100% | 100% | 100% | 100% | 100% | 100% | 100% | 100% | 100% | 100% | 100% | 100% | 100% | 100% | 100% | 0% | 0% | 0% | 0% | 0% | 0% | 0% | 50% | 50% | 50% | 50% | 50% | 50% | 50% | 50% | 50% | 50% | 50% | 50% | 50% | 50% | 50% | 50% | 50% | 50% | 50% | 0% | 0% | 0% | 0% | 0% | 0% | 0%
1 | 1811 | Cooling DX Tuneup | Com-Tuneup_Cooling_DX-Cadmus | Retro | Large Off | Electric | Per Building Sqft - Cooling DX Tune Up | Large Off Tune-up - DX Maintenance - Coil Cleaning | 50% | 50% | 50% | 50% | 50% | 50% | 50% | 50% | 50% | 50% | 50% | 50% | 50% | 50% | 50% | 50% | 50% | 50% | 50% | 0% | 0% | 0% | 0% | 0% | 0% | 0% | Cooling DX Tuneup-Retro | 0 |  | 0 | 100% | 100% | 100% | 100% | 100% | 100% | 100% | 100% | 100% | 100% | 100% | 100% | 100% | 100% | 100% | 100% | 100% | 100% | 100% | 0% | 0% | 0% | 0% | 0% | 0% | 0% | 50% | 50% | 50% | 50% | 50% | 50% | 50% | 50% | 50% | 50% | 50% | 50% | 50% | 50% | 50% | 50% | 50% | 50% | 50% | 0% | 0% | 0% | 0% | 0% | 0% | 0%
| 1811 | Cooling DX | Com-Cooling_DX_Cadmus | NR and New | Large Off | Electric | Per Building Sqft of Cooling DX - 65 to 135 kBtuh | Large Off DX Package 65 to 135 kBtuh - Premium Efficiency | 100% | 100% | 100% | 100% | 100% | 100% | 100% | 100% | 100% | 100% | 100% | 100% | 100% | 100% | 100% | 100% | 100% | 100% | 100% | 0% | 0% | 0% | 0% | 0% | 0% | 0% | Cooling DX-NR and New | 0 |  | 0 | 9.797% | 55.8% | 100% | 44.65% | 73.22% | 62.79% | 0% | 15.29% | 0% | 66.63% | 50.23% | 100% | 76.26% | 45.13% | 0% | 75.4% | 43.46% | 41.37% | 41.37% | 0% | 0% | 0% | 0% | 0% | 0% | 0% | 9.797% | 55.8% | 100% | 44.65% | 73.22% | 62.79% | 0% | 15.29% | 0% | 66.63% | 50.23% | 100% | 76.26% | 45.13% | 0% | 75.4% | 43.46% | 41.37% | 41.37% | 0% | 0% | 0% | 0% | 0% | 0% | 0%
| 1811 | Cooling DX | Com-Cooling_DX_Cadmus | NR and New | Large Off | Electric | Per Building Sqft of Cooling DX - 65 to 135 kBtuh | Large Off DX Package 65 to 135 kBtuh - Federal Standard 2023 | 100% | 100% | 100% | 100% | 100% | 100% | 100% | 100% | 100% | 100% | 100% | 100% | 100% | 100% | 100% | 100% | 100% | 100% | 100% | 0% | 0% | 0% | 0% | 0% | 0% | 0% | Cooling DX-NR and New | 0 |  | 0 | 9.797% | 55.8% | 100% | 44.65% | 73.22% | 62.79% | 0% | 15.29% | 0% | 66.63% | 50.23% | 100% | 76.26% | 45.13% | 0% | 75.4% | 43.46% | 41.37% | 41.37% | 0% | 0% | 0% | 0% | 0% | 0% | 0% | 9.797% | 55.8% | 100% | 44.65% | 73.22% | 62.79% | 0% | 15.29% | 0% | 66.63% | 50.23% | 100% | 76.26% | 45.13% | 0% | 75.4% | 43.46% | 41.37% | 41.37% | 0% | 0% | 0% | 0% | 0% | 0% | 0%
| 1811 | Cooling DX | Com-Cooling_DX_Cadmus | NR and New | Large Off | Electric | Per Building Sqft of Cooling DX - 240 to 760 kBtuh | Large Off DX Package 240 to 760 kBtuh - Premium Efficiency | 100% | 100% | 100% | 100% | 100% | 100% | 100% | 100% | 100% | 100% | 100% | 100% | 100% | 100% | 100% | 100% | 100% | 100% | 100% | 0% | 0% | 0% | 0% | 0% | 0% | 0% | Cooling DX-NR and New | 0 |  | 0 | 73.92% | 20.2% | 0% | 27% | 0% | 5.715% | 0% | 64.64% | 0% | 19.98% | 17.6% | 0% | 5.721% | 24.73% | 0% | 5.92% | 37.87% | 29.06% | 35.15% | 0% | 0% | 0% | 0% | 0% | 0% | 0% | 73.92% | 20.2% | 0% | 27% | 0% | 5.715% | 0% | 64.64% | 0% | 19.98% | 17.6% | 0% | 5.721% | 24.73% | 0% | 5.92% | 37.87% | 29.06% | 35.15% | 0% | 0% | 0% | 0% | 0% | 0% | 0%
| 1811 | Cooling DX | Com-Cooling_DX_Cadmus | NR and New | Large Off | Electric | Per Building Sqft of Cooling DX - 240 to 760 kBtuh | Large Off DX Package 240 to 760 kBtuh - Federal Standard 2023 | 100% | 100% | 100% | 100% | 100% | 100% | 100% | 100% | 100% | 100% | 100% | 100% | 100% | 100% | 100% | 100% | 100% | 100% | 100% | 0% | 0% | 0% | 0% | 0% | 0% | 0% | Cooling DX-NR and New | 0 |  | 0 | 73.92% | 20.2% | 0% | 27% | 0% | 5.715% | 0% | 64.64% | 0% | 19.98% | 17.6% | 0% | 5.721% | 24.73% | 0% | 5.92% | 37.87% | 29.06% | 35.15% | 0% | 0% | 0% | 0% | 0% | 0% | 0% | 73.92% | 20.2% | 0% | 27% | 0% | 5.715% | 0% | 64.64% | 0% | 19.98% | 17.6% | 0% | 5.721% | 24.73% | 0% | 5.92% | 37.87% | 29.06% | 35.15% | 0% | 0% | 0% | 0% | 0% | 0% | 0%
| 1811 | Cooling DX | Com-Cooling_DX_Cadmus | NR and New | Large Off | Electric | Per Building Sqft of Cooling DX - 135 to 240 kBtuh | Large Off DX Package 135 to 240 kBtuh - Premium Efficiency | 100% | 100% | 100% | 100% | 100% | 100% | 100% | 100% | 100% | 100% | 100% | 100% | 100% | 100% | 100% | 100% | 100% | 100% | 100% | 0% | 0% | 0% | 0% | 0% | 0% | 0% | Cooling DX-NR and New | 0 |  | 0 | 16.28% | 24% | 0% | 28.35% | 26.78% | 31.5% | 0% | 20.07% | 0% | 13.39% | 32.17% | 0% | 18.02% | 30.15% | 0% | 18.68% | 18.67% | 29.57% | 23.47% | 0% | 0% | 0% | 0% | 0% | 0% | 0% | 16.28% | 24% | 0% | 28.35% | 26.78% | 31.5% | 0% | 20.07% | 0% | 13.39% | 32.17% | 0% | 18.02% | 30.15% | 0% | 18.68% | 18.67% | 29.57% | 23.47% | 0% | 0% | 0% | 0% | 0% | 0% | 0%
| 1811 | Cooling DX | Com-Cooling_DX_Cadmus | NR and New | Large Off | Electric | Per Building Sqft of Cooling DX - 135 to 240 kBtuh | Large Off DX Package 135 to 240 kBtuh - Federal Standard 2023 | 100% | 100% | 100% | 100% | 100% | 100% | 100% | 100% | 100% | 100% | 100% | 100% | 100% | 100% | 100% | 100% | 100% | 100% | 100% | 0% | 0% | 0% | 0% | 0% | 0% | 0% | Cooling DX-NR and New | 0 |  | 0 | 16.28% | 24% | 0% | 28.35% | 26.78% | 31.5% | 0% | 20.07% | 0% | 13.39% | 32.17% | 0% | 18.02% | 30.15% | 0% | 18.68% | 18.67% | 29.57% | 23.47% | 0% | 0% | 0% | 0% | 0% | 0% | 0% | 16.28% | 24% | 0% | 28.35% | 26.78% | 31.5% | 0% | 20.07% | 0% | 13.39% | 32.17% | 0% | 18.02% | 30.15% | 0% | 18.68% | 18.67% | 29.57% | 23.47% | 0% | 0% | 0% | 0% | 0% | 0% | 0%
1 | 1811 | Cooling DX Tuneup | Com-Tuneup_Cooling_DX-Cadmus | Retro | Hospital | Electric | Per Building Sqft - Cooling DX Tune Up | Hospital Tune-up - DX Maintenance - Refrigerant Charge Correction | 50% | 50% | 50% | 50% | 50% | 50% | 50% | 50% | 50% | 50% | 50% | 50% | 50% | 50% | 50% | 50% | 50% | 50% | 50% | 0% | 0% | 0% | 0% | 0% | 0% | 0% | Cooling DX Tuneup-Retro | 0 |  | 0 | 100% | 100% | 100% | 100% | 100% | 100% | 100% | 100% | 100% | 100% | 100% | 100% | 100% | 100% | 100% | 100% | 100% | 100% | 100% | 0% | 0% | 0% | 0% | 0% | 0% | 0% | 50% | 50% | 50% | 50% | 50% | 50% | 50% | 50% | 50% | 50% | 50% | 50% | 50% | 50% | 50% | 50% | 50% | 50% | 50% | 0% | 0% | 0% | 0% | 0% | 0% | 0%
1 | 1811 | Cooling DX Tuneup | Com-Tuneup_Cooling_DX-Cadmus | Retro | Hospital | Electric | Per Building Sqft - Cooling DX Tune Up | Hospital Tune-up - DX Maintenance - Coil Cleaning | 50% | 50% | 50% | 50% | 50% | 50% | 50% | 50% | 50% | 50% | 50% | 50% | 50% | 50% | 50% | 50% | 50% | 50% | 50% | 0% | 0% | 0% | 0% | 0% | 0% | 0% | Cooling DX Tuneup-Retro | 0 |  | 0 | 100% | 100% | 100% | 100% | 100% | 100% | 100% | 100% | 100% | 100% | 100% | 100% | 100% | 100% | 100% | 100% | 100% | 100% | 100% | 0% | 0% | 0% | 0% | 0% | 0% | 0% | 50% | 50% | 50% | 50% | 50% | 50% | 50% | 50% | 50% | 50% | 50% | 50% | 50% | 50% | 50% | 50% | 50% | 50% | 50% | 0% | 0% | 0% | 0% | 0% | 0% | 0%
| 1811 | Cooling DX | Com-Cooling_DX_Cadmus | NR and New | Hospital | Electric | Per Building Sqft of Cooling DX - 65 to 135 kBtuh | Hospital DX Package 65 to 135 kBtuh - Premium Efficiency | 100% | 100% | 100% | 100% | 100% | 100% | 100% | 100% | 100% | 100% | 100% | 100% | 100% | 100% | 100% | 100% | 100% | 100% | 100% | 0% | 0% | 0% | 0% | 0% | 0% | 0% | Cooling DX-NR and New | 0 |  | 0 | 9.797% | 55.8% | 100% | 44.65% | 73.22% | 62.79% | 0% | 15.29% | 0% | 66.63% | 50.23% | 100% | 76.26% | 45.13% | 0% | 75.4% | 43.46% | 41.37% | 41.37% | 0% | 0% | 0% | 0% | 0% | 0% | 0% | 9.797% | 55.8% | 100% | 44.65% | 73.22% | 62.79% | 0% | 15.29% | 0% | 66.63% | 50.23% | 100% | 76.26% | 45.13% | 0% | 75.4% | 43.46% | 41.37% | 41.37% | 0% | 0% | 0% | 0% | 0% | 0% | 0%
| 1811 | Cooling DX | Com-Cooling_DX_Cadmus | NR and New | Hospital | Electric | Per Building Sqft of Cooling DX - 65 to 135 kBtuh | Hospital DX Package 65 to 135 kBtuh - Federal Standard 2023 | 100% | 100% | 100% | 100% | 100% | 100% | 100% | 100% | 100% | 100% | 100% | 100% | 100% | 100% | 100% | 100% | 100% | 100% | 100% | 0% | 0% | 0% | 0% | 0% | 0% | 0% | Cooling DX-NR and New | 0 |  | 0 | 9.797% | 55.8% | 100% | 44.65% | 73.22% | 62.79% | 0% | 15.29% | 0% | 66.63% | 50.23% | 100% | 76.26% | 45.13% | 0% | 75.4% | 43.46% | 41.37% | 41.37% | 0% | 0% | 0% | 0% | 0% | 0% | 0% | 9.797% | 55.8% | 100% | 44.65% | 73.22% | 62.79% | 0% | 15.29% | 0% | 66.63% | 50.23% | 100% | 76.26% | 45.13% | 0% | 75.4% | 43.46% | 41.37% | 41.37% | 0% | 0% | 0% | 0% | 0% | 0% | 0%
| 1811 | Cooling DX | Com-Cooling_DX_Cadmus | NR and New | Hospital | Electric | Per Building Sqft of Cooling DX - 240 to 760 kBtuh | Hospital DX Package 240 to 760 kBtuh - Premium Efficiency | 100% | 100% | 100% | 100% | 100% | 100% | 100% | 100% | 100% | 100% | 100% | 100% | 100% | 100% | 100% | 100% | 100% | 100% | 100% | 0% | 0% | 0% | 0% | 0% | 0% | 0% | Cooling DX-NR and New | 0 |  | 0 | 73.92% | 20.2% | 0% | 27% | 0% | 5.715% | 0% | 64.64% | 0% | 19.98% | 17.6% | 0% | 5.721% | 24.73% | 0% | 5.92% | 37.87% | 29.06% | 35.15% | 0% | 0% | 0% | 0% | 0% | 0% | 0% | 73.92% | 20.2% | 0% | 27% | 0% | 5.715% | 0% | 64.64% | 0% | 19.98% | 17.6% | 0% | 5.721% | 24.73% | 0% | 5.92% | 37.87% | 29.06% | 35.15% | 0% | 0% | 0% | 0% | 0% | 0% | 0%
| 1811 | Cooling DX | Com-Cooling_DX_Cadmus | NR and New | Hospital | Electric | Per Building Sqft of Cooling DX - 240 to 760 kBtuh | Hospital DX Package 240 to 760 kBtuh - Federal Standard 2023 | 100% | 100% | 100% | 100% | 100% | 100% | 100% | 100% | 100% | 100% | 100% | 100% | 100% | 100% | 100% | 100% | 100% | 100% | 100% | 0% | 0% | 0% | 0% | 0% | 0% | 0% | Cooling DX-NR and New | 0 |  | 0 | 73.92% | 20.2% | 0% | 27% | 0% | 5.715% | 0% | 64.64% | 0% | 19.98% | 17.6% | 0% | 5.721% | 24.73% | 0% | 5.92% | 37.87% | 29.06% | 35.15% | 0% | 0% | 0% | 0% | 0% | 0% | 0% | 73.92% | 20.2% | 0% | 27% | 0% | 5.715% | 0% | 64.64% | 0% | 19.98% | 17.6% | 0% | 5.721% | 24.73% | 0% | 5.92% | 37.87% | 29.06% | 35.15% | 0% | 0% | 0% | 0% | 0% | 0% | 0%
| 1811 | Cooling DX | Com-Cooling_DX_Cadmus | NR and New | Hospital | Electric | Per Building Sqft of Cooling DX - 135 to 240 kBtuh | Hospital DX Package 135 to 240 kBtuh - Premium Efficiency | 100% | 100% | 100% | 100% | 100% | 100% | 100% | 100% | 100% | 100% | 100% | 100% | 100% | 100% | 100% | 100% | 100% | 100% | 100% | 0% | 0% | 0% | 0% | 0% | 0% | 0% | Cooling DX-NR and New | 0 |  | 0 | 16.28% | 24% | 0% | 28.35% | 26.78% | 31.5% | 0% | 20.07% | 0% | 13.39% | 32.17% | 0% | 18.02% | 30.15% | 0% | 18.68% | 18.67% | 29.57% | 23.47% | 0% | 0% | 0% | 0% | 0% | 0% | 0% | 16.28% | 24% | 0% | 28.35% | 26.78% | 31.5% | 0% | 20.07% | 0% | 13.39% | 32.17% | 0% | 18.02% | 30.15% | 0% | 18.68% | 18.67% | 29.57% | 23.47% | 0% | 0% | 0% | 0% | 0% | 0% | 0%
| 1811 | Cooling DX | Com-Cooling_DX_Cadmus | NR and New | Hospital | Electric | Per Building Sqft of Cooling DX - 135 to 240 kBtuh | Hospital DX Package 135 to 240 kBtuh - Federal Standard 2023 | 100% | 100% | 100% | 100% | 100% | 100% | 100% | 100% | 100% | 100% | 100% | 100% | 100% | 100% | 100% | 100% | 100% | 100% | 100% | 0% | 0% | 0% | 0% | 0% | 0% | 0% | Cooling DX-NR and New | 0 |  | 0 | 16.28% | 24% | 0% | 28.35% | 26.78% | 31.5% | 0% | 20.07% | 0% | 13.39% | 32.17% | 0% | 18.02% | 30.15% | 0% | 18.68% | 18.67% | 29.57% | 23.47% | 0% | 0% | 0% | 0% | 0% | 0% | 0% | 16.28% | 24% | 0% | 28.35% | 26.78% | 31.5% | 0% | 20.07% | 0% | 13.39% | 32.17% | 0% | 18.02% | 30.15% | 0% | 18.68% | 18.67% | 29.57% | 23.47% | 0% | 0% | 0% | 0% | 0% | 0% | 0%
1 | 1811 | Cooling DX Tuneup | Com-Tuneup_Cooling_DX-Cadmus | Retro | Assembly | Electric | Per Building Sqft - Cooling DX Tune Up | Assembly Tune-up - DX Maintenance - Refrigerant Charge Correction | 50% | 50% | 50% | 50% | 50% | 50% | 50% | 50% | 50% | 50% | 50% | 50% | 50% | 50% | 50% | 50% | 50% | 50% | 50% | 0% | 0% | 0% | 0% | 0% | 0% | 0% | Cooling DX Tuneup-Retro | 0 |  | 0 | 100% | 100% | 100% | 100% | 100% | 100% | 100% | 100% | 100% | 100% | 100% | 100% | 100% | 100% | 100% | 100% | 100% | 100% | 100% | 0% | 0% | 0% | 0% | 0% | 0% | 0% | 50% | 50% | 50% | 50% | 50% | 50% | 50% | 50% | 50% | 50% | 50% | 50% | 50% | 50% | 50% | 50% | 50% | 50% | 50% | 0% | 0% | 0% | 0% | 0% | 0% | 0%
1 | 1811 | Cooling DX Tuneup | Com-Tuneup_Cooling_DX-Cadmus | Retro | Assembly | Electric | Per Building Sqft - Cooling DX Tune Up | Assembly Tune-up - DX Maintenance - Coil Cleaning | 50% | 50% | 50% | 50% | 50% | 50% | 50% | 50% | 50% | 50% | 50% | 50% | 50% | 50% | 50% | 50% | 50% | 50% | 50% | 0% | 0% | 0% | 0% | 0% | 0% | 0% | Cooling DX Tuneup-Retro | 0 |  | 0 | 100% | 100% | 100% | 100% | 100% | 100% | 100% | 100% | 100% | 100% | 100% | 100% | 100% | 100% | 100% | 100% | 100% | 100% | 100% | 0% | 0% | 0% | 0% | 0% | 0% | 0% | 50% | 50% | 50% | 50% | 50% | 50% | 50% | 50% | 50% | 50% | 50% | 50% | 50% | 50% | 50% | 50% | 50% | 50% | 50% | 0% | 0% | 0% | 0% | 0% | 0% | 0%
| 1811 | Cooling DX | Com-Cooling_DX_Cadmus | NR and New | Assembly | Electric | Per Building Sqft of Cooling DX - 65 to 135 kBtuh | Assembly DX Package 65 to 135 kBtuh - Premium Efficiency | 100% | 100% | 100% | 100% | 100% | 100% | 100% | 100% | 100% | 100% | 100% | 100% | 100% | 100% | 100% | 100% | 100% | 100% | 100% | 0% | 0% | 0% | 0% | 0% | 0% | 0% | Cooling DX-NR and New | 0 |  | 0 | 9.797% | 55.8% | 100% | 44.65% | 73.22% | 62.79% | 0% | 15.29% | 0% | 66.63% | 50.23% | 100% | 76.26% | 45.13% | 0% | 75.4% | 43.46% | 41.37% | 41.37% | 0% | 0% | 0% | 0% | 0% | 0% | 0% | 9.797% | 55.8% | 100% | 44.65% | 73.22% | 62.79% | 0% | 15.29% | 0% | 66.63% | 50.23% | 100% | 76.26% | 45.13% | 0% | 75.4% | 43.46% | 41.37% | 41.37% | 0% | 0% | 0% | 0% | 0% | 0% | 0%
| 1811 | Cooling DX | Com-Cooling_DX_Cadmus | NR and New | Assembly | Electric | Per Building Sqft of Cooling DX - 65 to 135 kBtuh | Assembly DX Package 65 to 135 kBtuh - Federal Standard 2023 | 100% | 100% | 100% | 100% | 100% | 100% | 100% | 100% | 100% | 100% | 100% | 100% | 100% | 100% | 100% | 100% | 100% | 100% | 100% | 0% | 0% | 0% | 0% | 0% | 0% | 0% | Cooling DX-NR and New | 0 |  | 0 | 9.797% | 55.8% | 100% | 44.65% | 73.22% | 62.79% | 0% | 15.29% | 0% | 66.63% | 50.23% | 100% | 76.26% | 45.13% | 0% | 75.4% | 43.46% | 41.37% | 41.37% | 0% | 0% | 0% | 0% | 0% | 0% | 0% | 9.797% | 55.8% | 100% | 44.65% | 73.22% | 62.79% | 0% | 15.29% | 0% | 66.63% | 50.23% | 100% | 76.26% | 45.13% | 0% | 75.4% | 43.46% | 41.37% | 41.37% | 0% | 0% | 0% | 0% | 0% | 0% | 0%
| 1811 | Cooling DX | Com-Cooling_DX_Cadmus | NR and New | Assembly | Electric | Per Building Sqft of Cooling DX - 240 to 760 kBtuh | Assembly DX Package 240 to 760 kBtuh - Premium Efficiency | 100% | 100% | 100% | 100% | 100% | 100% | 100% | 100% | 100% | 100% | 100% | 100% | 100% | 100% | 100% | 100% | 100% | 100% | 100% | 0% | 0% | 0% | 0% | 0% | 0% | 0% | Cooling DX-NR and New | 0 |  | 0 | 73.92% | 20.2% | 0% | 27% | 0% | 5.715% | 0% | 64.64% | 0% | 19.98% | 17.6% | 0% | 5.721% | 24.73% | 0% | 5.92% | 37.87% | 29.06% | 35.15% | 0% | 0% | 0% | 0% | 0% | 0% | 0% | 73.92% | 20.2% | 0% | 27% | 0% | 5.715% | 0% | 64.64% | 0% | 19.98% | 17.6% | 0% | 5.721% | 24.73% | 0% | 5.92% | 37.87% | 29.06% | 35.15% | 0% | 0% | 0% | 0% | 0% | 0% | 0%
| 1811 | Cooling DX | Com-Cooling_DX_Cadmus | NR and New | Assembly | Electric | Per Building Sqft of Cooling DX - 240 to 760 kBtuh | Assembly DX Package 240 to 760 kBtuh - Federal Standard 2023 | 100% | 100% | 100% | 100% | 100% | 100% | 100% | 100% | 100% | 100% | 100% | 100% | 100% | 100% | 100% | 100% | 100% | 100% | 100% | 0% | 0% | 0% | 0% | 0% | 0% | 0% | Cooling DX-NR and New | 0 |  | 0 | 73.92% | 20.2% | 0% | 27% | 0% | 5.715% | 0% | 64.64% | 0% | 19.98% | 17.6% | 0% | 5.721% | 24.73% | 0% | 5.92% | 37.87% | 29.06% | 35.15% | 0% | 0% | 0% | 0% | 0% | 0% | 0% | 73.92% | 20.2% | 0% | 27% | 0% | 5.715% | 0% | 64.64% | 0% | 19.98% | 17.6% | 0% | 5.721% | 24.73% | 0% | 5.92% | 37.87% | 29.06% | 35.15% | 0% | 0% | 0% | 0% | 0% | 0% | 0%
| 1811 | Cooling DX | Com-Cooling_DX_Cadmus | NR and New | Assembly | Electric | Per Building Sqft of Cooling DX - 135 to 240 kBtuh | Assembly DX Package 135 to 240 kBtuh - Premium Efficiency | 100% | 100% | 100% | 100% | 100% | 100% | 100% | 100% | 100% | 100% | 100% | 100% | 100% | 100% | 100% | 100% | 100% | 100% | 100% | 0% | 0% | 0% | 0% | 0% | 0% | 0% | Cooling DX-NR and New | 0 |  | 0 | 16.28% | 24% | 0% | 28.35% | 26.78% | 31.5% | 0% | 20.07% | 0% | 13.39% | 32.17% | 0% | 18.02% | 30.15% | 0% | 18.68% | 18.67% | 29.57% | 23.47% | 0% | 0% | 0% | 0% | 0% | 0% | 0% | 16.28% | 24% | 0% | 28.35% | 26.78% | 31.5% | 0% | 20.07% | 0% | 13.39% | 32.17% | 0% | 18.02% | 30.15% | 0% | 18.68% | 18.67% | 29.57% | 23.47% | 0% | 0% | 0% | 0% | 0% | 0% | 0%
| 1811 | Cooling DX | Com-Cooling_DX_Cadmus | NR and New | Assembly | Electric | Per Building Sqft of Cooling DX - 135 to 240 kBtuh | Assembly DX Package 135 to 240 kBtuh - Federal Standard 2023 | 100% | 100% | 100% | 100% | 100% | 100% | 100% | 100% | 100% | 100% | 100% | 100% | 100% | 100% | 100% | 100% | 100% | 100% | 100% | 0% | 0% | 0% | 0% | 0% | 0% | 0% | Cooling DX-NR and New | 0 |  | 0 | 16.28% | 24% | 0% | 28.35% | 26.78% | 31.5% | 0% | 20.07% | 0% | 13.39% | 32.17% | 0% | 18.02% | 30.15% | 0% | 18.68% | 18.67% | 29.57% | 23.47% | 0% | 0% | 0% | 0% | 0% | 0% | 0% | 16.28% | 24% | 0% | 28.35% | 26.78% | 31.5% | 0% | 20.07% | 0% | 13.39% | 32.17% | 0% | 18.02% | 30.15% | 0% | 18.68% | 18.67% | 29.57% | 23.47% | 0% | 0% | 0% | 0% | 0% | 0% | 0%
1 | 1811 | Heat Pump Tuneup | Com-Tuneup_Heat_Pump-Cadmus | Retro | Large Off | Electric | Per Building Sqft - Heat Pump Tune Up | Large Off Tune-up - Heat Pump Maintenance (Tune-up) - Refrigerant Charge Correction | 3.654% | 39.52% | 38% | 2.171% | 0% | 11.2% | 8.868% | 3.51% | 10% | 0.5999% | 23.81% | 26.66% | 16.39% | 6.881% | 10% | 8.21% | 9.354% | 5.26% | 9.616% | 0% | 0% | 0% | 0% | 0% | 0% | 0% | Heat Pump Tuneup-Retro | HeatPumps-NR |  | 0 | 100% | 100% | 100% | 100% | 100% | 100% | 100% | 100% | 100% | 100% | 100% | 100% | 100% | 100% | 100% | 100% | 100% | 100% | 100% | 0% | 0% | 0% | 0% | 0% | 0% | 0% | 3.654% | 39.52% | 38% | 2.171% | 0% | 11.2% | 8.868% | 3.51% | 10% | 0.5999% | 23.81% | 26.66% | 16.39% | 6.881% | 10% | 8.21% | 9.354% | 5.26% | 9.616% | 0% | 0% | 0% | 0% | 0% | 0% | 0%
1 | 1811 | Heat Pump Tuneup | Com-Tuneup_Heat_Pump-Cadmus | Retro | Medium Off | Electric | Per Building Sqft - Heat Pump Tune Up | Medium Off Tune-up - Heat Pump Maintenance (Tune-up) - Refrigerant Charge Correction | 3.654% | 39.52% | 38% | 2.171% | 0% | 11.2% | 8.868% | 3.51% | 10% | 0.5999% | 23.81% | 26.66% | 16.39% | 6.881% | 10% | 8.21% | 9.354% | 5.26% | 9.616% | 0% | 0% | 0% | 0% | 0% | 0% | 0% | Heat Pump Tuneup-Retro | HeatPumps-NR |  | 0 | 100% | 100% | 100% | 100% | 100% | 100% | 100% | 100% | 100% | 100% | 100% | 100% | 100% | 100% | 100% | 100% | 100% | 100% | 100% | 0% | 0% | 0% | 0% | 0% | 0% | 0% | 3.654% | 39.52% | 38% | 2.171% | 0% | 11.2% | 8.868% | 3.51% | 10% | 0.5999% | 23.81% | 26.66% | 16.39% | 6.881% | 10% | 8.21% | 9.354% | 5.26% | 9.616% | 0% | 0% | 0% | 0% | 0% | 0% | 0%
1 | 1811 | Heat Pump Tuneup | Com-Tuneup_Heat_Pump-Cadmus | Retro | Small Off | Electric | Per Building Sqft - Heat Pump Tune Up | Small Off Tune-up - Heat Pump Maintenance (Tune-up) - Refrigerant Charge Correction | 3.654% | 39.52% | 38% | 2.171% | 0% | 11.2% | 8.868% | 3.51% | 10% | 0.5999% | 23.81% | 26.66% | 16.39% | 6.881% | 10% | 8.21% | 9.354% | 5.26% | 9.616% | 0% | 0% | 0% | 0% | 0% | 0% | 0% | Heat Pump Tuneup-Retro | HeatPumps-NR |  | 0 | 100% | 100% | 100% | 100% | 100% | 100% | 100% | 100% | 100% | 100% | 100% | 100% | 100% | 100% | 100% | 100% | 100% | 100% | 100% | 0% | 0% | 0% | 0% | 0% | 0% | 0% | 3.654% | 39.52% | 38% | 2.171% | 0% | 11.2% | 8.868% | 3.51% | 10% | 0.5999% | 23.81% | 26.66% | 16.39% | 6.881% | 10% | 8.21% | 9.354% | 5.26% | 9.616% | 0% | 0% | 0% | 0% | 0% | 0% | 0%
1 | 1811 | Heat Pump Tuneup | Com-Tuneup_Heat_Pump-Cadmus | Retro | XLarge Ret | Electric | Per Building Sqft - Heat Pump Tune Up | XLarge Ret Tune-up - Heat Pump Maintenance (Tune-up) - Refrigerant Charge Correction | 3.654% | 39.52% | 38% | 2.171% | 0% | 11.2% | 8.868% | 3.51% | 10% | 0.5999% | 23.81% | 26.66% | 16.39% | 6.881% | 10% | 8.21% | 9.354% | 5.26% | 9.616% | 0% | 0% | 0% | 0% | 0% | 0% | 0% | Heat Pump Tuneup-Retro | HeatPumps-NR |  | 0 | 100% | 100% | 100% | 100% | 100% | 100% | 100% | 100% | 100% | 100% | 100% | 100% | 100% | 100% | 100% | 100% | 100% | 100% | 100% | 0% | 0% | 0% | 0% | 0% | 0% | 0% | 3.654% | 39.52% | 38% | 2.171% | 0% | 11.2% | 8.868% | 3.51% | 10% | 0.5999% | 23.81% | 26.66% | 16.39% | 6.881% | 10% | 8.21% | 9.354% | 5.26% | 9.616% | 0% | 0% | 0% | 0% | 0% | 0% | 0%
1 | 1811 | Heat Pump Tuneup | Com-Tuneup_Heat_Pump-Cadmus | Retro | Large Ret | Electric | Per Building Sqft - Heat Pump Tune Up | Large Ret Tune-up - Heat Pump Maintenance (Tune-up) - Refrigerant Charge Correction | 3.654% | 39.52% | 38% | 2.171% | 0% | 11.2% | 8.868% | 3.51% | 10% | 0.5999% | 23.81% | 26.66% | 16.39% | 6.881% | 10% | 8.21% | 9.354% | 5.26% | 9.616% | 0% | 0% | 0% | 0% | 0% | 0% | 0% | Heat Pump Tuneup-Retro | HeatPumps-NR |  | 0 | 100% | 100% | 100% | 100% | 100% | 100% | 100% | 100% | 100% | 100% | 100% | 100% | 100% | 100% | 100% | 100% | 100% | 100% | 100% | 0% | 0% | 0% | 0% | 0% | 0% | 0% | 3.654% | 39.52% | 38% | 2.171% | 0% | 11.2% | 8.868% | 3.51% | 10% | 0.5999% | 23.81% | 26.66% | 16.39% | 6.881% | 10% | 8.21% | 9.354% | 5.26% | 9.616% | 0% | 0% | 0% | 0% | 0% | 0% | 0%
1 | 1811 | Heat Pump Tuneup | Com-Tuneup_Heat_Pump-Cadmus | Retro | Medium Ret | Electric | Per Building Sqft - Heat Pump Tune Up | Medium Ret Tune-up - Heat Pump Maintenance (Tune-up) - Refrigerant Charge Correction | 3.654% | 39.52% | 38% | 2.171% | 0% | 11.2% | 8.868% | 3.51% | 10% | 0.5999% | 23.81% | 26.66% | 16.39% | 6.881% | 10% | 8.21% | 9.354% | 5.26% | 9.616% | 0% | 0% | 0% | 0% | 0% | 0% | 0% | Heat Pump Tuneup-Retro | HeatPumps-NR |  | 0 | 100% | 100% | 100% | 100% | 100% | 100% | 100% | 100% | 100% | 100% | 100% | 100% | 100% | 100% | 100% | 100% | 100% | 100% | 100% | 0% | 0% | 0% | 0% | 0% | 0% | 0% | 3.654% | 39.52% | 38% | 2.171% | 0% | 11.2% | 8.868% | 3.51% | 10% | 0.5999% | 23.81% | 26.66% | 16.39% | 6.881% | 10% | 8.21% | 9.354% | 5.26% | 9.616% | 0% | 0% | 0% | 0% | 0% | 0% | 0%
1 | 1811 | Heat Pump Tuneup | Com-Tuneup_Heat_Pump-Cadmus | Retro | Small Ret | Electric | Per Building Sqft - Heat Pump Tune Up | Small Ret Tune-up - Heat Pump Maintenance (Tune-up) - Refrigerant Charge Correction | 3.654% | 39.52% | 38% | 2.171% | 0% | 11.2% | 8.868% | 3.51% | 10% | 0.5999% | 23.81% | 26.66% | 16.39% | 6.881% | 10% | 8.21% | 9.354% | 5.26% | 9.616% | 0% | 0% | 0% | 0% | 0% | 0% | 0% | Heat Pump Tuneup-Retro | HeatPumps-NR |  | 0 | 100% | 100% | 100% | 100% | 100% | 100% | 100% | 100% | 100% | 100% | 100% | 100% | 100% | 100% | 100% | 100% | 100% | 100% | 100% | 0% | 0% | 0% | 0% | 0% | 0% | 0% | 3.654% | 39.52% | 38% | 2.171% | 0% | 11.2% | 8.868% | 3.51% | 10% | 0.5999% | 23.81% | 26.66% | 16.39% | 6.881% | 10% | 8.21% | 9.354% | 5.26% | 9.616% | 0% | 0% | 0% | 0% | 0% | 0% | 0%
1 | 1811 | Heat Pump Tuneup | Com-Tuneup_Heat_Pump-Cadmus | Retro | School K-12 | Electric | Per Building Sqft - Heat Pump Tune Up | School K-12 Tune-up - Heat Pump Maintenance (Tune-up) - Refrigerant Charge Correction | 3.654% | 39.52% | 38% | 2.171% | 0% | 11.2% | 8.868% | 3.51% | 10% | 0.5999% | 23.81% | 26.66% | 16.39% | 6.881% | 10% | 8.21% | 9.354% | 5.26% | 9.616% | 0% | 0% | 0% | 0% | 0% | 0% | 0% | Heat Pump Tuneup-Retro | HeatPumps-NR |  | 0 | 100% | 100% | 100% | 100% | 100% | 100% | 100% | 100% | 100% | 100% | 100% | 100% | 100% | 100% | 100% | 100% | 100% | 100% | 100% | 0% | 0% | 0% | 0% | 0% | 0% | 0% | 3.654% | 39.52% | 38% | 2.171% | 0% | 11.2% | 8.868% | 3.51% | 10% | 0.5999% | 23.81% | 26.66% | 16.39% | 6.881% | 10% | 8.21% | 9.354% | 5.26% | 9.616% | 0% | 0% | 0% | 0% | 0% | 0% | 0%
1 | 1811 | Heat Pump Tuneup | Com-Tuneup_Heat_Pump-Cadmus | Retro | University | Electric | Per Building Sqft - Heat Pump Tune Up | University Tune-up - Heat Pump Maintenance (Tune-up) - Refrigerant Charge Correction | 3.654% | 39.52% | 38% | 2.171% | 0% | 11.2% | 8.868% | 3.51% | 10% | 0.5999% | 23.81% | 26.66% | 16.39% | 6.881% | 10% | 8.21% | 9.354% | 5.26% | 9.616% | 0% | 0% | 0% | 0% | 0% | 0% | 0% | Heat Pump Tuneup-Retro | HeatPumps-NR |  | 0 | 100% | 100% | 100% | 100% | 100% | 100% | 100% | 100% | 100% | 100% | 100% | 100% | 100% | 100% | 100% | 100% | 100% | 100% | 100% | 0% | 0% | 0% | 0% | 0% | 0% | 0% | 3.654% | 39.52% | 38% | 2.171% | 0% | 11.2% | 8.868% | 3.51% | 10% | 0.5999% | 23.81% | 26.66% | 16.39% | 6.881% | 10% | 8.21% | 9.354% | 5.26% | 9.616% | 0% | 0% | 0% | 0% | 0% | 0% | 0%
1 | 1811 | Heat Pump Tuneup | Com-Tuneup_Heat_Pump-Cadmus | Retro | Warehouse | Electric | Per Building Sqft - Heat Pump Tune Up | Warehouse Tune-up - Heat Pump Maintenance (Tune-up) - Refrigerant Charge Correction | 3.654% | 39.52% | 38% | 2.171% | 0% | 11.2% | 8.868% | 3.51% | 10% | 0.5999% | 23.81% | 26.66% | 16.39% | 6.881% | 10% | 8.21% | 9.354% | 5.26% | 9.616% | 0% | 0% | 0% | 0% | 0% | 0% | 0% | Heat Pump Tuneup-Retro | HeatPumps-NR |  | 0 | 100% | 100% | 100% | 100% | 100% | 100% | 100% | 100% | 100% | 100% | 100% | 100% | 100% | 100% | 100% | 100% | 100% | 100% | 100% | 0% | 0% | 0% | 0% | 0% | 0% | 0% | 3.654% | 39.52% | 38% | 2.171% | 0% | 11.2% | 8.868% | 3.51% | 10% | 0.5999% | 23.81% | 26.66% | 16.39% | 6.881% | 10% | 8.21% | 9.354% | 5.26% | 9.616% | 0% | 0% | 0% | 0% | 0% | 0% | 0%
1 | 1811 | Heat Pump Tuneup | Com-Tuneup_Heat_Pump-Cadmus | Retro | Supermarket | Electric | Per Building Sqft - Heat Pump Tune Up | Supermarket Tune-up - Heat Pump Maintenance (Tune-up) - Refrigerant Charge Correction | 3.654% | 39.52% | 38% | 2.171% | 0% | 11.2% | 8.868% | 3.51% | 10% | 0.5999% | 23.81% | 26.66% | 16.39% | 6.881% | 10% | 8.21% | 9.354% | 5.26% | 9.616% | 0% | 0% | 0% | 0% | 0% | 0% | 0% | Heat Pump Tuneup-Retro | HeatPumps-NR |  | 0 | 100% | 100% | 100% | 100% | 100% | 100% | 100% | 100% | 100% | 100% | 100% | 100% | 100% | 100% | 100% | 100% | 100% | 100% | 100% | 0% | 0% | 0% | 0% | 0% | 0% | 0% | 3.654% | 39.52% | 38% | 2.171% | 0% | 11.2% | 8.868% | 3.51% | 10% | 0.5999% | 23.81% | 26.66% | 16.39% | 6.881% | 10% | 8.21% | 9.354% | 5.26% | 9.616% | 0% | 0% | 0% | 0% | 0% | 0% | 0%
1 | 1811 | Heat Pump Tuneup | Com-Tuneup_Heat_Pump-Cadmus | Retro | MiniMart | Electric | Per Building Sqft - Heat Pump Tune Up | MiniMart Tune-up - Heat Pump Maintenance (Tune-up) - Refrigerant Charge Correction | 3.654% | 39.52% | 38% | 2.171% | 0% | 11.2% | 8.868% | 3.51% | 10% | 0.5999% | 23.81% | 26.66% | 16.39% | 6.881% | 10% | 8.21% | 9.354% | 5.26% | 9.616% | 0% | 0% | 0% | 0% | 0% | 0% | 0% | Heat Pump Tuneup-Retro | HeatPumps-NR |  | 0 | 100% | 100% | 100% | 100% | 100% | 100% | 100% | 100% | 100% | 100% | 100% | 100% | 100% | 100% | 100% | 100% | 100% | 100% | 100% | 0% | 0% | 0% | 0% | 0% | 0% | 0% | 3.654% | 39.52% | 38% | 2.171% | 0% | 11.2% | 8.868% | 3.51% | 10% | 0.5999% | 23.81% | 26.66% | 16.39% | 6.881% | 10% | 8.21% | 9.354% | 5.26% | 9.616% | 0% | 0% | 0% | 0% | 0% | 0% | 0%
1 | 1811 | Heat Pump Tuneup | Com-Tuneup_Heat_Pump-Cadmus | Retro | Restaurant | Electric | Per Building Sqft - Heat Pump Tune Up | Restaurant Tune-up - Heat Pump Maintenance (Tune-up) - Refrigerant Charge Correction | 3.654% | 39.52% | 38% | 2.171% | 0% | 11.2% | 8.868% | 3.51% | 10% | 0.5999% | 23.81% | 26.66% | 16.39% | 6.881% | 10% | 8.21% | 9.354% | 5.26% | 9.616% | 0% | 0% | 0% | 0% | 0% | 0% | 0% | Heat Pump Tuneup-Retro | HeatPumps-NR |  | 0 | 100% | 100% | 100% | 100% | 100% | 100% | 100% | 100% | 100% | 100% | 100% | 100% | 100% | 100% | 100% | 100% | 100% | 100% | 100% | 0% | 0% | 0% | 0% | 0% | 0% | 0% | 3.654% | 39.52% | 38% | 2.171% | 0% | 11.2% | 8.868% | 3.51% | 10% | 0.5999% | 23.81% | 26.66% | 16.39% | 6.881% | 10% | 8.21% | 9.354% | 5.26% | 9.616% | 0% | 0% | 0% | 0% | 0% | 0% | 0%
1 | 1811 | Heat Pump Tuneup | Com-Tuneup_Heat_Pump-Cadmus | Retro | Lodging | Electric | Per Building Sqft - Heat Pump Tune Up | Lodging Tune-up - Heat Pump Maintenance (Tune-up) - Refrigerant Charge Correction | 3.654% | 39.52% | 38% | 2.171% | 0% | 11.2% | 8.868% | 3.51% | 10% | 0.5999% | 23.81% | 26.66% | 16.39% | 6.881% | 10% | 8.21% | 9.354% | 5.26% | 9.616% | 0% | 0% | 0% | 0% | 0% | 0% | 0% | Heat Pump Tuneup-Retro | HeatPumps-NR |  | 0 | 100% | 100% | 100% | 100% | 100% | 100% | 100% | 100% | 100% | 100% | 100% | 100% | 100% | 100% | 100% | 100% | 100% | 100% | 100% | 0% | 0% | 0% | 0% | 0% | 0% | 0% | 3.654% | 39.52% | 38% | 2.171% | 0% | 11.2% | 8.868% | 3.51% | 10% | 0.5999% | 23.81% | 26.66% | 16.39% | 6.881% | 10% | 8.21% | 9.354% | 5.26% | 9.616% | 0% | 0% | 0% | 0% | 0% | 0% | 0%
1 | 1811 | Heat Pump Tuneup | Com-Tuneup_Heat_Pump-Cadmus | Retro | Hospital | Electric | Per Building Sqft - Heat Pump Tune Up | Hospital Tune-up - Heat Pump Maintenance (Tune-up) - Refrigerant Charge Correction | 3.654% | 39.52% | 38% | 2.171% | 0% | 11.2% | 8.868% | 3.51% | 10% | 0.5999% | 23.81% | 26.66% | 16.39% | 6.881% | 10% | 8.21% | 9.354% | 5.26% | 9.616% | 0% | 0% | 0% | 0% | 0% | 0% | 0% | Heat Pump Tuneup-Retro | HeatPumps-NR |  | 0 | 100% | 100% | 100% | 100% | 100% | 100% | 100% | 100% | 100% | 100% | 100% | 100% | 100% | 100% | 100% | 100% | 100% | 100% | 100% | 0% | 0% | 0% | 0% | 0% | 0% | 0% | 3.654% | 39.52% | 38% | 2.171% | 0% | 11.2% | 8.868% | 3.51% | 10% | 0.5999% | 23.81% | 26.66% | 16.39% | 6.881% | 10% | 8.21% | 9.354% | 5.26% | 9.616% | 0% | 0% | 0% | 0% | 0% | 0% | 0%
1 | 1811 | Heat Pump Tuneup | Com-Tuneup_Heat_Pump-Cadmus | Retro | Residential Care | Electric | Per Building Sqft - Heat Pump Tune Up | Residential Care Tune-up - Heat Pump Maintenance (Tune-up) - Refrigerant Charge Correction | 3.654% | 39.52% | 38% | 2.171% | 0% | 11.2% | 8.868% | 3.51% | 10% | 0.5999% | 23.81% | 26.66% | 16.39% | 6.881% | 10% | 8.21% | 9.354% | 5.26% | 9.616% | 0% | 0% | 0% | 0% | 0% | 0% | 0% | Heat Pump Tuneup-Retro | HeatPumps-NR |  | 0 | 100% | 100% | 100% | 100% | 100% | 100% | 100% | 100% | 100% | 100% | 100% | 100% | 100% | 100% | 100% | 100% | 100% | 100% | 100% | 0% | 0% | 0% | 0% | 0% | 0% | 0% | 3.654% | 39.52% | 38% | 2.171% | 0% | 11.2% | 8.868% | 3.51% | 10% | 0.5999% | 23.81% | 26.66% | 16.39% | 6.881% | 10% | 8.21% | 9.354% | 5.26% | 9.616% | 0% | 0% | 0% | 0% | 0% | 0% | 0%
1 | 1811 | Heat Pump Tuneup | Com-Tuneup_Heat_Pump-Cadmus | Retro | Assembly | Electric | Per Building Sqft - Heat Pump Tune Up | Assembly Tune-up - Heat Pump Maintenance (Tune-up) - Refrigerant Charge Correction | 3.654% | 39.52% | 38% | 2.171% | 0% | 11.2% | 8.868% | 3.51% | 10% | 0.5999% | 23.81% | 26.66% | 16.39% | 6.881% | 10% | 8.21% | 9.354% | 5.26% | 9.616% | 0% | 0% | 0% | 0% | 0% | 0% | 0% | Heat Pump Tuneup-Retro | HeatPumps-NR |  | 0 | 100% | 100% | 100% | 100% | 100% | 100% | 100% | 100% | 100% | 100% | 100% | 100% | 100% | 100% | 100% | 100% | 100% | 100% | 100% | 0% | 0% | 0% | 0% | 0% | 0% | 0% | 3.654% | 39.52% | 38% | 2.171% | 0% | 11.2% | 8.868% | 3.51% | 10% | 0.5999% | 23.81% | 26.66% | 16.39% | 6.881% | 10% | 8.21% | 9.354% | 5.26% | 9.616% | 0% | 0% | 0% | 0% | 0% | 0% | 0%
1 | 1811 | Heat Pump Tuneup | Com-Tuneup_Heat_Pump-Cadmus | Retro | Other | Electric | Per Building Sqft - Heat Pump Tune Up | Other Tune-up - Heat Pump Maintenance (Tune-up) - Refrigerant Charge Correction | 3.654% | 39.52% | 38% | 2.171% | 0% | 11.2% | 8.868% | 3.51% | 10% | 0.5999% | 23.81% | 26.66% | 16.39% | 6.881% | 10% | 8.21% | 9.354% | 5.26% | 9.616% | 0% | 0% | 0% | 0% | 0% | 0% | 0% | Heat Pump Tuneup-Retro | HeatPumps-NR |  | 0 | 100% | 100% | 100% | 100% | 100% | 100% | 100% | 100% | 100% | 100% | 100% | 100% | 100% | 100% | 100% | 100% | 100% | 100% | 100% | 0% | 0% | 0% | 0% | 0% | 0% | 0% | 3.654% | 39.52% | 38% | 2.171% | 0% | 11.2% | 8.868% | 3.51% | 10% | 0.5999% | 23.81% | 26.66% | 16.39% | 6.881% | 10% | 8.21% | 9.354% | 5.26% | 9.616% | 0% | 0% | 0% | 0% | 0% | 0% | 0%
1 | 1811 | Heat Pump Tuneup | Com-Tuneup_Heat_Pump-Cadmus | Retro | Large Off | Electric | Per Building Sqft - Heat Pump Tune Up | Large Off Tune-up - Heat Pump Maintenance (Tune-up) - Coil Cleaning | 3.654% | 39.52% | 38% | 2.171% | 0% | 11.2% | 8.868% | 3.51% | 10% | 0.5999% | 23.81% | 26.66% | 16.39% | 6.881% | 10% | 8.21% | 9.354% | 5.26% | 9.616% | 0% | 0% | 0% | 0% | 0% | 0% | 0% | Heat Pump Tuneup-Retro | HeatPumps-NR |  | 0 | 100% | 100% | 100% | 100% | 100% | 100% | 100% | 100% | 100% | 100% | 100% | 100% | 100% | 100% | 100% | 100% | 100% | 100% | 100% | 0% | 0% | 0% | 0% | 0% | 0% | 0% | 3.654% | 39.52% | 38% | 2.171% | 0% | 11.2% | 8.868% | 3.51% | 10% | 0.5999% | 23.81% | 26.66% | 16.39% | 6.881% | 10% | 8.21% | 9.354% | 5.26% | 9.616% | 0% | 0% | 0% | 0% | 0% | 0% | 0%
1 | 1811 | Heat Pump Tuneup | Com-Tuneup_Heat_Pump-Cadmus | Retro | Medium Off | Electric | Per Building Sqft - Heat Pump Tune Up | Medium Off Tune-up - Heat Pump Maintenance (Tune-up) - Coil Cleaning | 3.654% | 39.52% | 38% | 2.171% | 0% | 11.2% | 8.868% | 3.51% | 10% | 0.5999% | 23.81% | 26.66% | 16.39% | 6.881% | 10% | 8.21% | 9.354% | 5.26% | 9.616% | 0% | 0% | 0% | 0% | 0% | 0% | 0% | Heat Pump Tuneup-Retro | HeatPumps-NR |  | 0 | 100% | 100% | 100% | 100% | 100% | 100% | 100% | 100% | 100% | 100% | 100% | 100% | 100% | 100% | 100% | 100% | 100% | 100% | 100% | 0% | 0% | 0% | 0% | 0% | 0% | 0% | 3.654% | 39.52% | 38% | 2.171% | 0% | 11.2% | 8.868% | 3.51% | 10% | 0.5999% | 23.81% | 26.66% | 16.39% | 6.881% | 10% | 8.21% | 9.354% | 5.26% | 9.616% | 0% | 0% | 0% | 0% | 0% | 0% | 0%
1 | 1811 | Heat Pump Tuneup | Com-Tuneup_Heat_Pump-Cadmus | Retro | Small Off | Electric | Per Building Sqft - Heat Pump Tune Up | Small Off Tune-up - Heat Pump Maintenance (Tune-up) - Coil Cleaning | 3.654% | 39.52% | 38% | 2.171% | 0% | 11.2% | 8.868% | 3.51% | 10% | 0.5999% | 23.81% | 26.66% | 16.39% | 6.881% | 10% | 8.21% | 9.354% | 5.26% | 9.616% | 0% | 0% | 0% | 0% | 0% | 0% | 0% | Heat Pump Tuneup-Retro | HeatPumps-NR |  | 0 | 100% | 100% | 100% | 100% | 100% | 100% | 100% | 100% | 100% | 100% | 100% | 100% | 100% | 100% | 100% | 100% | 100% | 100% | 100% | 0% | 0% | 0% | 0% | 0% | 0% | 0% | 3.654% | 39.52% | 38% | 2.171% | 0% | 11.2% | 8.868% | 3.51% | 10% | 0.5999% | 23.81% | 26.66% | 16.39% | 6.881% | 10% | 8.21% | 9.354% | 5.26% | 9.616% | 0% | 0% | 0% | 0% | 0% | 0% | 0%
1 | 1811 | Heat Pump Tuneup | Com-Tuneup_Heat_Pump-Cadmus | Retro | XLarge Ret | Electric | Per Building Sqft - Heat Pump Tune Up | XLarge Ret Tune-up - Heat Pump Maintenance (Tune-up) - Coil Cleaning | 3.654% | 39.52% | 38% | 2.171% | 0% | 11.2% | 8.868% | 3.51% | 10% | 0.5999% | 23.81% | 26.66% | 16.39% | 6.881% | 10% | 8.21% | 9.354% | 5.26% | 9.616% | 0% | 0% | 0% | 0% | 0% | 0% | 0% | Heat Pump Tuneup-Retro | HeatPumps-NR |  | 0 | 100% | 100% | 100% | 100% | 100% | 100% | 100% | 100% | 100% | 100% | 100% | 100% | 100% | 100% | 100% | 100% | 100% | 100% | 100% | 0% | 0% | 0% | 0% | 0% | 0% | 0% | 3.654% | 39.52% | 38% | 2.171% | 0% | 11.2% | 8.868% | 3.51% | 10% | 0.5999% | 23.81% | 26.66% | 16.39% | 6.881% | 10% | 8.21% | 9.354% | 5.26% | 9.616% | 0% | 0% | 0% | 0% | 0% | 0% | 0%
1 | 1811 | Heat Pump Tuneup | Com-Tuneup_Heat_Pump-Cadmus | Retro | Large Ret | Electric | Per Building Sqft - Heat Pump Tune Up | Large Ret Tune-up - Heat Pump Maintenance (Tune-up) - Coil Cleaning | 3.654% | 39.52% | 38% | 2.171% | 0% | 11.2% | 8.868% | 3.51% | 10% | 0.5999% | 23.81% | 26.66% | 16.39% | 6.881% | 10% | 8.21% | 9.354% | 5.26% | 9.616% | 0% | 0% | 0% | 0% | 0% | 0% | 0% | Heat Pump Tuneup-Retro | HeatPumps-NR |  | 0 | 100% | 100% | 100% | 100% | 100% | 100% | 100% | 100% | 100% | 100% | 100% | 100% | 100% | 100% | 100% | 100% | 100% | 100% | 100% | 0% | 0% | 0% | 0% | 0% | 0% | 0% | 3.654% | 39.52% | 38% | 2.171% | 0% | 11.2% | 8.868% | 3.51% | 10% | 0.5999% | 23.81% | 26.66% | 16.39% | 6.881% | 10% | 8.21% | 9.354% | 5.26% | 9.616% | 0% | 0% | 0% | 0% | 0% | 0% | 0%
1 | 1811 | Heat Pump Tuneup | Com-Tuneup_Heat_Pump-Cadmus | Retro | Medium Ret | Electric | Per Building Sqft - Heat Pump Tune Up | Medium Ret Tune-up - Heat Pump Maintenance (Tune-up) - Coil Cleaning | 3.654% | 39.52% | 38% | 2.171% | 0% | 11.2% | 8.868% | 3.51% | 10% | 0.5999% | 23.81% | 26.66% | 16.39% | 6.881% | 10% | 8.21% | 9.354% | 5.26% | 9.616% | 0% | 0% | 0% | 0% | 0% | 0% | 0% | Heat Pump Tuneup-Retro | HeatPumps-NR |  | 0 | 100% | 100% | 100% | 100% | 100% | 100% | 100% | 100% | 100% | 100% | 100% | 100% | 100% | 100% | 100% | 100% | 100% | 100% | 100% | 0% | 0% | 0% | 0% | 0% | 0% | 0% | 3.654% | 39.52% | 38% | 2.171% | 0% | 11.2% | 8.868% | 3.51% | 10% | 0.5999% | 23.81% | 26.66% | 16.39% | 6.881% | 10% | 8.21% | 9.354% | 5.26% | 9.616% | 0% | 0% | 0% | 0% | 0% | 0% | 0%
1 | 1811 | Heat Pump Tuneup | Com-Tuneup_Heat_Pump-Cadmus | Retro | Small Ret | Electric | Per Building Sqft - Heat Pump Tune Up | Small Ret Tune-up - Heat Pump Maintenance (Tune-up) - Coil Cleaning | 3.654% | 39.52% | 38% | 2.171% | 0% | 11.2% | 8.868% | 3.51% | 10% | 0.5999% | 23.81% | 26.66% | 16.39% | 6.881% | 10% | 8.21% | 9.354% | 5.26% | 9.616% | 0% | 0% | 0% | 0% | 0% | 0% | 0% | Heat Pump Tuneup-Retro | HeatPumps-NR |  | 0 | 100% | 100% | 100% | 100% | 100% | 100% | 100% | 100% | 100% | 100% | 100% | 100% | 100% | 100% | 100% | 100% | 100% | 100% | 100% | 0% | 0% | 0% | 0% | 0% | 0% | 0% | 3.654% | 39.52% | 38% | 2.171% | 0% | 11.2% | 8.868% | 3.51% | 10% | 0.5999% | 23.81% | 26.66% | 16.39% | 6.881% | 10% | 8.21% | 9.354% | 5.26% | 9.616% | 0% | 0% | 0% | 0% | 0% | 0% | 0%
1 | 1811 | Heat Pump Tuneup | Com-Tuneup_Heat_Pump-Cadmus | Retro | School K-12 | Electric | Per Building Sqft - Heat Pump Tune Up | School K-12 Tune-up - Heat Pump Maintenance (Tune-up) - Coil Cleaning | 3.654% | 39.52% | 38% | 2.171% | 0% | 11.2% | 8.868% | 3.51% | 10% | 0.5999% | 23.81% | 26.66% | 16.39% | 6.881% | 10% | 8.21% | 9.354% | 5.26% | 9.616% | 0% | 0% | 0% | 0% | 0% | 0% | 0% | Heat Pump Tuneup-Retro | HeatPumps-NR |  | 0 | 100% | 100% | 100% | 100% | 100% | 100% | 100% | 100% | 100% | 100% | 100% | 100% | 100% | 100% | 100% | 100% | 100% | 100% | 100% | 0% | 0% | 0% | 0% | 0% | 0% | 0% | 3.654% | 39.52% | 38% | 2.171% | 0% | 11.2% | 8.868% | 3.51% | 10% | 0.5999% | 23.81% | 26.66% | 16.39% | 6.881% | 10% | 8.21% | 9.354% | 5.26% | 9.616% | 0% | 0% | 0% | 0% | 0% | 0% | 0%
1 | 1811 | Heat Pump Tuneup | Com-Tuneup_Heat_Pump-Cadmus | Retro | University | Electric | Per Building Sqft - Heat Pump Tune Up | University Tune-up - Heat Pump Maintenance (Tune-up) - Coil Cleaning | 3.654% | 39.52% | 38% | 2.171% | 0% | 11.2% | 8.868% | 3.51% | 10% | 0.5999% | 23.81% | 26.66% | 16.39% | 6.881% | 10% | 8.21% | 9.354% | 5.26% | 9.616% | 0% | 0% | 0% | 0% | 0% | 0% | 0% | Heat Pump Tuneup-Retro | HeatPumps-NR |  | 0 | 100% | 100% | 100% | 100% | 100% | 100% | 100% | 100% | 100% | 100% | 100% | 100% | 100% | 100% | 100% | 100% | 100% | 100% | 100% | 0% | 0% | 0% | 0% | 0% | 0% | 0% | 3.654% | 39.52% | 38% | 2.171% | 0% | 11.2% | 8.868% | 3.51% | 10% | 0.5999% | 23.81% | 26.66% | 16.39% | 6.881% | 10% | 8.21% | 9.354% | 5.26% | 9.616% | 0% | 0% | 0% | 0% | 0% | 0% | 0%
1 | 1811 | Heat Pump Tuneup | Com-Tuneup_Heat_Pump-Cadmus | Retro | Warehouse | Electric | Per Building Sqft - Heat Pump Tune Up | Warehouse Tune-up - Heat Pump Maintenance (Tune-up) - Coil Cleaning | 3.654% | 39.52% | 38% | 2.171% | 0% | 11.2% | 8.868% | 3.51% | 10% | 0.5999% | 23.81% | 26.66% | 16.39% | 6.881% | 10% | 8.21% | 9.354% | 5.26% | 9.616% | 0% | 0% | 0% | 0% | 0% | 0% | 0% | Heat Pump Tuneup-Retro | HeatPumps-NR |  | 0 | 100% | 100% | 100% | 100% | 100% | 100% | 100% | 100% | 100% | 100% | 100% | 100% | 100% | 100% | 100% | 100% | 100% | 100% | 100% | 0% | 0% | 0% | 0% | 0% | 0% | 0% | 3.654% | 39.52% | 38% | 2.171% | 0% | 11.2% | 8.868% | 3.51% | 10% | 0.5999% | 23.81% | 26.66% | 16.39% | 6.881% | 10% | 8.21% | 9.354% | 5.26% | 9.616% | 0% | 0% | 0% | 0% | 0% | 0% | 0%
1 | 1811 | Heat Pump Tuneup | Com-Tuneup_Heat_Pump-Cadmus | Retro | Supermarket | Electric | Per Building Sqft - Heat Pump Tune Up | Supermarket Tune-up - Heat Pump Maintenance (Tune-up) - Coil Cleaning | 3.654% | 39.52% | 38% | 2.171% | 0% | 11.2% | 8.868% | 3.51% | 10% | 0.5999% | 23.81% | 26.66% | 16.39% | 6.881% | 10% | 8.21% | 9.354% | 5.26% | 9.616% | 0% | 0% | 0% | 0% | 0% | 0% | 0% | Heat Pump Tuneup-Retro | HeatPumps-NR |  | 0 | 100% | 100% | 100% | 100% | 100% | 100% | 100% | 100% | 100% | 100% | 100% | 100% | 100% | 100% | 100% | 100% | 100% | 100% | 100% | 0% | 0% | 0% | 0% | 0% | 0% | 0% | 3.654% | 39.52% | 38% | 2.171% | 0% | 11.2% | 8.868% | 3.51% | 10% | 0.5999% | 23.81% | 26.66% | 16.39% | 6.881% | 10% | 8.21% | 9.354% | 5.26% | 9.616% | 0% | 0% | 0% | 0% | 0% | 0% | 0%
1 | 1811 | Heat Pump Tuneup | Com-Tuneup_Heat_Pump-Cadmus | Retro | MiniMart | Electric | Per Building Sqft - Heat Pump Tune Up | MiniMart Tune-up - Heat Pump Maintenance (Tune-up) - Coil Cleaning | 3.654% | 39.52% | 38% | 2.171% | 0% | 11.2% | 8.868% | 3.51% | 10% | 0.5999% | 23.81% | 26.66% | 16.39% | 6.881% | 10% | 8.21% | 9.354% | 5.26% | 9.616% | 0% | 0% | 0% | 0% | 0% | 0% | 0% | Heat Pump Tuneup-Retro | HeatPumps-NR |  | 0 | 100% | 100% | 100% | 100% | 100% | 100% | 100% | 100% | 100% | 100% | 100% | 100% | 100% | 100% | 100% | 100% | 100% | 100% | 100% | 0% | 0% | 0% | 0% | 0% | 0% | 0% | 3.654% | 39.52% | 38% | 2.171% | 0% | 11.2% | 8.868% | 3.51% | 10% | 0.5999% | 23.81% | 26.66% | 16.39% | 6.881% | 10% | 8.21% | 9.354% | 5.26% | 9.616% | 0% | 0% | 0% | 0% | 0% | 0% | 0%
1 | 1811 | Heat Pump Tuneup | Com-Tuneup_Heat_Pump-Cadmus | Retro | Restaurant | Electric | Per Building Sqft - Heat Pump Tune Up | Restaurant Tune-up - Heat Pump Maintenance (Tune-up) - Coil Cleaning | 3.654% | 39.52% | 38% | 2.171% | 0% | 11.2% | 8.868% | 3.51% | 10% | 0.5999% | 23.81% | 26.66% | 16.39% | 6.881% | 10% | 8.21% | 9.354% | 5.26% | 9.616% | 0% | 0% | 0% | 0% | 0% | 0% | 0% | Heat Pump Tuneup-Retro | HeatPumps-NR |  | 0 | 100% | 100% | 100% | 100% | 100% | 100% | 100% | 100% | 100% | 100% | 100% | 100% | 100% | 100% | 100% | 100% | 100% | 100% | 100% | 0% | 0% | 0% | 0% | 0% | 0% | 0% | 3.654% | 39.52% | 38% | 2.171% | 0% | 11.2% | 8.868% | 3.51% | 10% | 0.5999% | 23.81% | 26.66% | 16.39% | 6.881% | 10% | 8.21% | 9.354% | 5.26% | 9.616% | 0% | 0% | 0% | 0% | 0% | 0% | 0%
1 | 1811 | Heat Pump Tuneup | Com-Tuneup_Heat_Pump-Cadmus | Retro | Lodging | Electric | Per Building Sqft - Heat Pump Tune Up | Lodging Tune-up - Heat Pump Maintenance (Tune-up) - Coil Cleaning | 3.654% | 39.52% | 38% | 2.171% | 0% | 11.2% | 8.868% | 3.51% | 10% | 0.5999% | 23.81% | 26.66% | 16.39% | 6.881% | 10% | 8.21% | 9.354% | 5.26% | 9.616% | 0% | 0% | 0% | 0% | 0% | 0% | 0% | Heat Pump Tuneup-Retro | HeatPumps-NR |  | 0 | 100% | 100% | 100% | 100% | 100% | 100% | 100% | 100% | 100% | 100% | 100% | 100% | 100% | 100% | 100% | 100% | 100% | 100% | 100% | 0% | 0% | 0% | 0% | 0% | 0% | 0% | 3.654% | 39.52% | 38% | 2.171% | 0% | 11.2% | 8.868% | 3.51% | 10% | 0.5999% | 23.81% | 26.66% | 16.39% | 6.881% | 10% | 8.21% | 9.354% | 5.26% | 9.616% | 0% | 0% | 0% | 0% | 0% | 0% | 0%
1 | 1811 | Heat Pump Tuneup | Com-Tuneup_Heat_Pump-Cadmus | Retro | Hospital | Electric | Per Building Sqft - Heat Pump Tune Up | Hospital Tune-up - Heat Pump Maintenance (Tune-up) - Coil Cleaning | 3.654% | 39.52% | 38% | 2.171% | 0% | 11.2% | 8.868% | 3.51% | 10% | 0.5999% | 23.81% | 26.66% | 16.39% | 6.881% | 10% | 8.21% | 9.354% | 5.26% | 9.616% | 0% | 0% | 0% | 0% | 0% | 0% | 0% | Heat Pump Tuneup-Retro | HeatPumps-NR |  | 0 | 100% | 100% | 100% | 100% | 100% | 100% | 100% | 100% | 100% | 100% | 100% | 100% | 100% | 100% | 100% | 100% | 100% | 100% | 100% | 0% | 0% | 0% | 0% | 0% | 0% | 0% | 3.654% | 39.52% | 38% | 2.171% | 0% | 11.2% | 8.868% | 3.51% | 10% | 0.5999% | 23.81% | 26.66% | 16.39% | 6.881% | 10% | 8.21% | 9.354% | 5.26% | 9.616% | 0% | 0% | 0% | 0% | 0% | 0% | 0%
1 | 1811 | Heat Pump Tuneup | Com-Tuneup_Heat_Pump-Cadmus | Retro | Residential Care | Electric | Per Building Sqft - Heat Pump Tune Up | Residential Care Tune-up - Heat Pump Maintenance (Tune-up) - Coil Cleaning | 3.654% | 39.52% | 38% | 2.171% | 0% | 11.2% | 8.868% | 3.51% | 10% | 0.5999% | 23.81% | 26.66% | 16.39% | 6.881% | 10% | 8.21% | 9.354% | 5.26% | 9.616% | 0% | 0% | 0% | 0% | 0% | 0% | 0% | Heat Pump Tuneup-Retro | HeatPumps-NR |  | 0 | 100% | 100% | 100% | 100% | 100% | 100% | 100% | 100% | 100% | 100% | 100% | 100% | 100% | 100% | 100% | 100% | 100% | 100% | 100% | 0% | 0% | 0% | 0% | 0% | 0% | 0% | 3.654% | 39.52% | 38% | 2.171% | 0% | 11.2% | 8.868% | 3.51% | 10% | 0.5999% | 23.81% | 26.66% | 16.39% | 6.881% | 10% | 8.21% | 9.354% | 5.26% | 9.616% | 0% | 0% | 0% | 0% | 0% | 0% | 0%
1 | 1811 | Heat Pump Tuneup | Com-Tuneup_Heat_Pump-Cadmus | Retro | Assembly | Electric | Per Building Sqft - Heat Pump Tune Up | Assembly Tune-up - Heat Pump Maintenance (Tune-up) - Coil Cleaning | 3.654% | 39.52% | 38% | 2.171% | 0% | 11.2% | 8.868% | 3.51% | 10% | 0.5999% | 23.81% | 26.66% | 16.39% | 6.881% | 10% | 8.21% | 9.354% | 5.26% | 9.616% | 0% | 0% | 0% | 0% | 0% | 0% | 0% | Heat Pump Tuneup-Retro | HeatPumps-NR |  | 0 | 100% | 100% | 100% | 100% | 100% | 100% | 100% | 100% | 100% | 100% | 100% | 100% | 100% | 100% | 100% | 100% | 100% | 100% | 100% | 0% | 0% | 0% | 0% | 0% | 0% | 0% | 3.654% | 39.52% | 38% | 2.171% | 0% | 11.2% | 8.868% | 3.51% | 10% | 0.5999% | 23.81% | 26.66% | 16.39% | 6.881% | 10% | 8.21% | 9.354% | 5.26% | 9.616% | 0% | 0% | 0% | 0% | 0% | 0% | 0%
1 | 1811 | Heat Pump Tuneup | Com-Tuneup_Heat_Pump-Cadmus | Retro | Other | Electric | Per Building Sqft - Heat Pump Tune Up | Other Tune-up - Heat Pump Maintenance (Tune-up) - Coil Cleaning | 3.654% | 39.52% | 38% | 2.171% | 0% | 11.2% | 8.868% | 3.51% | 10% | 0.5999% | 23.81% | 26.66% | 16.39% | 6.881% | 10% | 8.21% | 9.354% | 5.26% | 9.616% | 0% | 0% | 0% | 0% | 0% | 0% | 0% | Heat Pump Tuneup-Retro | HeatPumps-NR |  | 0 | 100% | 100% | 100% | 100% | 100% | 100% | 100% | 100% | 100% | 100% | 100% | 100% | 100% | 100% | 100% | 100% | 100% | 100% | 100% | 0% | 0% | 0% | 0% | 0% | 0% | 0% | 3.654% | 39.52% | 38% | 2.171% | 0% | 11.2% | 8.868% | 3.51% | 10% | 0.5999% | 23.81% | 26.66% | 16.39% | 6.881% | 10% | 8.21% | 9.354% | 5.26% | 9.616% | 0% | 0% | 0% | 0% | 0% | 0% | 0%
1 | 1811 | Wastewater | COM-Wastewater-7P_V6 | Retro | All Commercial | Electric | Per MGD Regional Water Flow | Optimize Municipal Sewage ; <1 MGD Design Capacity | 100% | 100% | 100% | 100% | 100% | 100% | 100% | 100% | 100% | 100% | 100% | 100% | 100% | 100% | 100% | 100% | 100% | 100% | 100% | 0% | 0% | 0% | 0% | 0% | 0% | 0% | Wastewater-Retro | Municipal Water Supply-Retro |  | 1 | 100% | 100% | 100% | 100% | 100% | 100% | 100% | 100% | 100% | 100% | 100% | 100% | 100% | 100% | 100% | 100% | 100% | 100% | 100% | 0% | 0% | 0% | 0% | 0% | 0% | 0% | 100% | 100% | 100% | 100% | 100% | 100% | 100% | 100% | 100% | 100% | 100% | 100% | 100% | 100% | 100% | 100% | 100% | 100% | 100% | 0% | 0% | 0% | 0% | 0% | 0% | 0%
1 | 1811 | Wastewater | COM-Wastewater-7P_V6 | Retro | All Commercial | Electric | Per MGD Regional Water Flow | Optimize Municipal Sewage ; 1 to 10 MGD Design Capacity | 100% | 100% | 100% | 100% | 100% | 100% | 100% | 100% | 100% | 100% | 100% | 100% | 100% | 100% | 100% | 100% | 100% | 100% | 100% | 0% | 0% | 0% | 0% | 0% | 0% | 0% | Wastewater-Retro | Municipal Water Supply-Retro |  | 1 | 100% | 100% | 100% | 100% | 100% | 100% | 100% | 100% | 100% | 100% | 100% | 100% | 100% | 100% | 100% | 100% | 100% | 100% | 100% | 0% | 0% | 0% | 0% | 0% | 0% | 0% | 100% | 100% | 100% | 100% | 100% | 100% | 100% | 100% | 100% | 100% | 100% | 100% | 100% | 100% | 100% | 100% | 100% | 100% | 100% | 0% | 0% | 0% | 0% | 0% | 0% | 0%
1 | 1811 | Wastewater | COM-Wastewater-7P_V6 | Retro | All Commercial | Electric | Per MGD Regional Water Flow | Optimize Municipal Sewage ; >10 MGD Design Capacity | 100% | 100% | 100% | 100% | 100% | 100% | 100% | 100% | 100% | 100% | 100% | 100% | 100% | 100% | 100% | 100% | 100% | 100% | 100% | 0% | 0% | 0% | 0% | 0% | 0% | 0% | Wastewater-Retro | Municipal Water Supply-Retro |  | 1 | 100% | 100% | 100% | 100% | 100% | 100% | 100% | 100% | 100% | 100% | 100% | 100% | 100% | 100% | 100% | 100% | 100% | 100% | 100% | 0% | 0% | 0% | 0% | 0% | 0% | 0% | 100% | 100% | 100% | 100% | 100% | 100% | 100% | 100% | 100% | 100% | 100% | 100% | 100% | 100% | 100% | 100% | 100% | 100% | 100% | 0% | 0% | 0% | 0% | 0% | 0% | 0%
| 1811 | Water Cooler | Com-WaterCooler-7P_V6 | Retro | All Commercial | Electric | Per Timer on ES1.7 Hot & Cold Water Cooler | Timer on ES1.7 Hot & Cold Water Cooler | 80% | 80% | 80% | 80% | 80% | 80% | 80% | 80% | 80% | 80% | 80% | 80% | 80% | 80% | 80% | 80% | 80% | 80% | 80% | 0% | 0% | 0% | 0% | 0% | 0% | 0% | Water Cooler-Retro | Water Cooler Controls-NR |  | 1 | 0.2817% | 0.2817% | 0.2817% | 0.2817% | 0.2817% | 0.2817% | 0.2817% | 0.2817% | 0.2817% | 0.2817% | 0.2817% | 0.2817% | 0.2817% | 0.2817% | 0.2817% | 0.2817% | 0.2817% | 0.2817% | 0.2817% | 0% | 0% | 0% | 0% | 0% | 0% | 0% | 0.2254% | 0.2254% | 0.2254% | 0.2254% | 0.2254% | 0.2254% | 0.2254% | 0.2254% | 0.2254% | 0.2254% | 0.2254% | 0.2254% | 0.2254% | 0.2254% | 0.2254% | 0.2254% | 0.2254% | 0.2254% | 0.2254% | 0% | 0% | 0% | 0% | 0% | 0% | 0%
| 1811 | Water Cooler | Com-WaterCooler-7P_V6 | Retro | All Commercial | Electric | Per Timer on ES Qualifying 1.7 Hot & Cold Water Cooler | Timer on ES Qualifying 1.7 Hot & Cold Water Cooler | 80% | 80% | 80% | 80% | 80% | 80% | 80% | 80% | 80% | 80% | 80% | 80% | 80% | 80% | 80% | 80% | 80% | 80% | 80% | 0% | 0% | 0% | 0% | 0% | 0% | 0% | Water Cooler-Retro | Water Cooler Controls-NR |  | 1 | 0.2817% | 0.2817% | 0.2817% | 0.2817% | 0.2817% | 0.2817% | 0.2817% | 0.2817% | 0.2817% | 0.2817% | 0.2817% | 0.2817% | 0.2817% | 0.2817% | 0.2817% | 0.2817% | 0.2817% | 0.2817% | 0.2817% | 0% | 0% | 0% | 0% | 0% | 0% | 0% | 0.2254% | 0.2254% | 0.2254% | 0.2254% | 0.2254% | 0.2254% | 0.2254% | 0.2254% | 0.2254% | 0.2254% | 0.2254% | 0.2254% | 0.2254% | 0.2254% | 0.2254% | 0.2254% | 0.2254% | 0.2254% | 0.2254% | 0% | 0% | 0% | 0% | 0% | 0% | 0%
| 1811 | Water Cooler | Com-WaterCooler-7P_V6 | Retro | All Commercial | Electric | Per Timer on Non-Compliant ES1.7 Water Cooler | Timer on Non-Compliant ES1.7 Water Cooler | 100% | 100% | 100% | 100% | 100% | 100% | 100% | 100% | 100% | 100% | 100% | 100% | 100% | 100% | 100% | 100% | 100% | 100% | 100% | 0% | 0% | 0% | 0% | 0% | 0% | 0% | Water Cooler-Retro | Water Cooler Controls-NR |  | 1 | 0.2817% | 0.2817% | 0.2817% | 0.2817% | 0.2817% | 0.2817% | 0.2817% | 0.2817% | 0.2817% | 0.2817% | 0.2817% | 0.2817% | 0.2817% | 0.2817% | 0.2817% | 0.2817% | 0.2817% | 0.2817% | 0.2817% | 0% | 0% | 0% | 0% | 0% | 0% | 0% | 0.2817% | 0.2817% | 0.2817% | 0.2817% | 0.2817% | 0.2817% | 0.2817% | 0.2817% | 0.2817% | 0.2817% | 0.2817% | 0.2817% | 0.2817% | 0.2817% | 0.2817% | 0.2817% | 0.2817% | 0.2817% | 0.2817% | 0% | 0% | 0% | 0% | 0% | 0% | 0%
| 1811 | Water Cooler | Com-WaterCooler-7P_V6 | Retro | All Commercial | Electric | Per Timer on ES 2.0 Cold Only Water Cooler | Timer on ES 2.0 Cold Only Water Cooler | 20% | 20% | 20% | 20% | 20% | 20% | 20% | 20% | 20% | 20% | 20% | 20% | 20% | 20% | 20% | 20% | 20% | 20% | 20% | 0% | 0% | 0% | 0% | 0% | 0% | 0% | Water Cooler-Retro | Water Cooler Controls-NR |  | 1 | 0.2817% | 0.2817% | 0.2817% | 0.2817% | 0.2817% | 0.2817% | 0.2817% | 0.2817% | 0.2817% | 0.2817% | 0.2817% | 0.2817% | 0.2817% | 0.2817% | 0.2817% | 0.2817% | 0.2817% | 0.2817% | 0.2817% | 0% | 0% | 0% | 0% | 0% | 0% | 0% | 0.05634% | 0.05634% | 0.05634% | 0.05634% | 0.05634% | 0.05634% | 0.05634% | 0.05634% | 0.05634% | 0.05634% | 0.05634% | 0.05634% | 0.05634% | 0.05634% | 0.05634% | 0.05634% | 0.05634% | 0.05634% | 0.05634% | 0% | 0% | 0% | 0% | 0% | 0% | 0%
| 1811 | Water Cooler | Com-WaterCooler-7P_V6 | Retro | All Commercial | Electric | Per Timer on Stock Average Hot & Cold Water Cooler | Timer on Stock Average Hot & Cold Water Cooler | 80% | 80% | 80% | 80% | 80% | 80% | 80% | 80% | 80% | 80% | 80% | 80% | 80% | 80% | 80% | 80% | 80% | 80% | 80% | 0% | 0% | 0% | 0% | 0% | 0% | 0% | Water Cooler-Retro | Water Cooler Controls-NR |  | 1 | 0.2817% | 0.2817% | 0.2817% | 0.2817% | 0.2817% | 0.2817% | 0.2817% | 0.2817% | 0.2817% | 0.2817% | 0.2817% | 0.2817% | 0.2817% | 0.2817% | 0.2817% | 0.2817% | 0.2817% | 0.2817% | 0.2817% | 0% | 0% | 0% | 0% | 0% | 0% | 0% | 0.2254% | 0.2254% | 0.2254% | 0.2254% | 0.2254% | 0.2254% | 0.2254% | 0.2254% | 0.2254% | 0.2254% | 0.2254% | 0.2254% | 0.2254% | 0.2254% | 0.2254% | 0.2254% | 0.2254% | 0.2254% | 0.2254% | 0% | 0% | 0% | 0% | 0% | 0% | 0%
| 1811 | Water Cooler | Com-WaterCooler-7P_V6 | Retro | All Commercial | Electric | Per Timer on Market Average Hot & Cold Water Cooler | Timer on Market Average Hot & Cold Water Cooler | 80% | 80% | 80% | 80% | 80% | 80% | 80% | 80% | 80% | 80% | 80% | 80% | 80% | 80% | 80% | 80% | 80% | 80% | 80% | 0% | 0% | 0% | 0% | 0% | 0% | 0% | Water Cooler-Retro | Water Cooler Controls-NR |  | 1 | 0.2817% | 0.2817% | 0.2817% | 0.2817% | 0.2817% | 0.2817% | 0.2817% | 0.2817% | 0.2817% | 0.2817% | 0.2817% | 0.2817% | 0.2817% | 0.2817% | 0.2817% | 0.2817% | 0.2817% | 0.2817% | 0.2817% | 0% | 0% | 0% | 0% | 0% | 0% | 0% | 0.2254% | 0.2254% | 0.2254% | 0.2254% | 0.2254% | 0.2254% | 0.2254% | 0.2254% | 0.2254% | 0.2254% | 0.2254% | 0.2254% | 0.2254% | 0.2254% | 0.2254% | 0.2254% | 0.2254% | 0.2254% | 0.2254% | 0% | 0% | 0% | 0% | 0% | 0% | 0%
| 1811 | Water Cooler | Com-WaterCooler-7P_V6 | Retro | All Commercial | Electric | Per Timer on ES 2.0 Hot & Cold Water Cooler | Timer on ES 2.0 Hot & Cold Water Cooler | 80% | 80% | 80% | 80% | 80% | 80% | 80% | 80% | 80% | 80% | 80% | 80% | 80% | 80% | 80% | 80% | 80% | 80% | 80% | 0% | 0% | 0% | 0% | 0% | 0% | 0% | Water Cooler-Retro | Water Cooler Controls-NR |  | 1 | 0.2817% | 0.2817% | 0.2817% | 0.2817% | 0.2817% | 0.2817% | 0.2817% | 0.2817% | 0.2817% | 0.2817% | 0.2817% | 0.2817% | 0.2817% | 0.2817% | 0.2817% | 0.2817% | 0.2817% | 0.2817% | 0.2817% | 0% | 0% | 0% | 0% | 0% | 0% | 0% | 0.2254% | 0.2254% | 0.2254% | 0.2254% | 0.2254% | 0.2254% | 0.2254% | 0.2254% | 0.2254% | 0.2254% | 0.2254% | 0.2254% | 0.2254% | 0.2254% | 0.2254% | 0.2254% | 0.2254% | 0.2254% | 0.2254% | 0% | 0% | 0% | 0% | 0% | 0% | 0%
| 1811 | Water Cooler | Com-WaterCooler-7P_V6 | Retro | All Commercial | Electric | Per Market Average to ES 2.0 Upgrade | Market Average to ES 2.0 Upgrade | 100% | 100% | 100% | 100% | 100% | 100% | 100% | 100% | 100% | 100% | 100% | 100% | 100% | 100% | 100% | 100% | 100% | 100% | 100% | 0% | 0% | 0% | 0% | 0% | 0% | 0% | Water Cooler-Retro | Water Cooler Controls-NR |  | 1 | 0.2817% | 0.2817% | 0.2817% | 0.2817% | 0.2817% | 0.2817% | 0.2817% | 0.2817% | 0.2817% | 0.2817% | 0.2817% | 0.2817% | 0.2817% | 0.2817% | 0.2817% | 0.2817% | 0.2817% | 0.2817% | 0.2817% | 0% | 0% | 0% | 0% | 0% | 0% | 0% | 0.2817% | 0.2817% | 0.2817% | 0.2817% | 0.2817% | 0.2817% | 0.2817% | 0.2817% | 0.2817% | 0.2817% | 0.2817% | 0.2817% | 0.2817% | 0.2817% | 0.2817% | 0.2817% | 0.2817% | 0.2817% | 0.2817% | 0% | 0% | 0% | 0% | 0% | 0% | 0%
| 1811 | Water Supply | COM-WaterSupply-7P_V6 | Retro | All Commercial | Electric | Per MGD Regional Water Flow | Municipal Water Supply-Retro | 100% | 100% | 100% | 100% | 100% | 100% | 100% | 100% | 100% | 100% | 100% | 100% | 100% | 100% | 100% | 100% | 100% | 100% | 100% | 0% | 0% | 0% | 0% | 0% | 0% | 0% | Water Supply-Retro | #N/A |  | 1 | 0.2817% | 0.2817% | 0.2817% | 0.2817% | 0.2817% | 0.2817% | 0.2817% | 0.2817% | 0.2817% | 0.2817% | 0.2817% | 0.2817% | 0.2817% | 0.2817% | 0.2817% | 0.2817% | 0.2817% | 0.2817% | 0.2817% | 0% | 0% | 0% | 0% | 0% | 0% | 0% | 0.2817% | 0.2817% | 0.2817% | 0.2817% | 0.2817% | 0.2817% | 0.2817% | 0.2817% | 0.2817% | 0.2817% | 0.2817% | 0.2817% | 0.2817% | 0.2817% | 0.2817% | 0.2817% | 0.2817% | 0.2817% | 0.2817% | 0% | 0% | 0% | 0% | 0% | 0% | 0%
| 1811 | Advanced Power Strips | ComAdvancedPowerStrips_v4-1 | Retro | All Commercial | Electric | Per Advanced Power Strip | Advanced Power Strips | 75% | 75% | 75% | 75% | 75% | 75% | 75% | 75% | 75% | 75% | 75% | 75% | 75% | 75% | 75% | 75% | 75% | 75% | 75% | 0% | 0% | 0% | 0% | 0% | 0% | 0% | Advanced Power Strips-Retro | PowerStrips-Retro |  | 0 | 0.2817% | 0.2817% | 0.2817% | 0.2817% | 0.2817% | 0.2817% | 0.2817% | 0.2817% | 0.2817% | 0.2817% | 0.2817% | 0.2817% | 0.2817% | 0.2817% | 0.2817% | 0.2817% | 0.2817% | 0.2817% | 0.2817% | 0% | 0% | 0% | 0% | 0% | 0% | 0% | 0.2113% | 0.2113% | 0.2113% | 0.2113% | 0.2113% | 0.2113% | 0.2113% | 0.2113% | 0.2113% | 0.2113% | 0.2113% | 0.2113% | 0.2113% | 0.2113% | 0.2113% | 0.2113% | 0.2113% | 0.2113% | 0.2113% | 0% | 0% | 0% | 0% | 0% | 0% | 0%
| 1811 | Boilers | ComBoilers_Cadmus | NR and New | Large Off | Gas | Per Building SqFt - Boiler < 300 kBtuh | Large Off Boiler < 300 kBtuh - Federal Standard 2022 Boiler - AFUE 84% | 50% | 50% | 50% | 50% | 50% | 50% | 50% | 50% | 50% | 50% | 50% | 50% | 50% | 50% | 50% | 50% | 50% | 50% | 50% | 0% | 0% | 0% | 0% | 0% | 0% | 0% | Boilers-NR and New | #N/A |  | 0 | 2.606% | 22.68% | 100% | 0% | 0% | 60.55% | 80.34% | 2.016% | 0% | 83.32% | 0% | 0% | 100% | 31.65% | 0% | 5.504% | 8.742% | 7.834% | 14.48% | 0% | 0% | 0% | 0% | 0% | 0% | 0% | 1.303% | 11.34% | 50% | 0% | 0% | 30.27% | 40.17% | 1.008% | 0% | 41.66% | 0% | 0% | 50% | 15.82% | 0% | 2.752% | 4.371% | 3.917% | 7.24% | 0% | 0% | 0% | 0% | 0% | 0% | 0%
| 1811 | Boilers | ComBoilers_Cadmus | NR and New | Medium Off | Gas | Per Building SqFt - Boiler < 300 kBtuh | Medium Off Boiler < 300 kBtuh - Federal Standard 2022 Boiler - AFUE 84% | 50% | 50% | 50% | 50% | 50% | 50% | 50% | 50% | 50% | 50% | 50% | 50% | 50% | 50% | 50% | 50% | 50% | 50% | 50% | 0% | 0% | 0% | 0% | 0% | 0% | 0% | Boilers-NR and New | #N/A |  | 0 | 2.606% | 22.68% | 100% | 0% | 0% | 60.55% | 80.34% | 2.016% | 0% | 83.32% | 0% | 0% | 100% | 31.65% | 0% | 5.504% | 8.742% | 7.834% | 14.48% | 0% | 0% | 0% | 0% | 0% | 0% | 0% | 1.303% | 11.34% | 50% | 0% | 0% | 30.27% | 40.17% | 1.008% | 0% | 41.66% | 0% | 0% | 50% | 15.82% | 0% | 2.752% | 4.371% | 3.917% | 7.24% | 0% | 0% | 0% | 0% | 0% | 0% | 0%
| 1811 | Boilers | ComBoilers_Cadmus | NR and New | Small Off | Gas | Per Building SqFt - Boiler < 300 kBtuh | Small Off Boiler < 300 kBtuh - Federal Standard 2022 Boiler - AFUE 84% | 50% | 50% | 50% | 50% | 50% | 50% | 50% | 50% | 50% | 50% | 50% | 50% | 50% | 50% | 50% | 50% | 50% | 50% | 50% | 0% | 0% | 0% | 0% | 0% | 0% | 0% | Boilers-NR and New | #N/A |  | 0 | 2.606% | 22.68% | 100% | 0% | 0% | 60.55% | 80.34% | 2.016% | 0% | 83.32% | 0% | 0% | 100% | 31.65% | 0% | 5.504% | 8.742% | 7.834% | 14.48% | 0% | 0% | 0% | 0% | 0% | 0% | 0% | 1.303% | 11.34% | 50% | 0% | 0% | 30.27% | 40.17% | 1.008% | 0% | 41.66% | 0% | 0% | 50% | 15.82% | 0% | 2.752% | 4.371% | 3.917% | 7.24% | 0% | 0% | 0% | 0% | 0% | 0% | 0%
| 1811 | Boilers | ComBoilers_Cadmus | NR and New | XLarge Ret | Gas | Per Building SqFt - Boiler < 300 kBtuh | XLarge Ret Boiler < 300 kBtuh - Federal Standard 2022 Boiler - AFUE 84% | 50% | 50% | 50% | 50% | 50% | 50% | 50% | 50% | 50% | 50% | 50% | 50% | 50% | 50% | 50% | 50% | 50% | 50% | 50% | 0% | 0% | 0% | 0% | 0% | 0% | 0% | Boilers-NR and New | #N/A |  | 0 | 2.606% | 22.68% | 100% | 0% | 0% | 60.55% | 80.34% | 2.016% | 0% | 83.32% | 0% | 0% | 100% | 31.65% | 0% | 5.504% | 8.742% | 7.834% | 14.48% | 0% | 0% | 0% | 0% | 0% | 0% | 0% | 1.303% | 11.34% | 50% | 0% | 0% | 30.27% | 40.17% | 1.008% | 0% | 41.66% | 0% | 0% | 50% | 15.82% | 0% | 2.752% | 4.371% | 3.917% | 7.24% | 0% | 0% | 0% | 0% | 0% | 0% | 0%
| 1811 | Boilers | ComBoilers_Cadmus | NR and New | Large Ret | Gas | Per Building SqFt - Boiler < 300 kBtuh | Large Ret Boiler < 300 kBtuh - Federal Standard 2022 Boiler - AFUE 84% | 50% | 50% | 50% | 50% | 50% | 50% | 50% | 50% | 50% | 50% | 50% | 50% | 50% | 50% | 50% | 50% | 50% | 50% | 50% | 0% | 0% | 0% | 0% | 0% | 0% | 0% | Boilers-NR and New | #N/A |  | 0 | 2.606% | 22.68% | 100% | 0% | 0% | 60.55% | 80.34% | 2.016% | 0% | 83.32% | 0% | 0% | 100% | 31.65% | 0% | 5.504% | 8.742% | 7.834% | 14.48% | 0% | 0% | 0% | 0% | 0% | 0% | 0% | 1.303% | 11.34% | 50% | 0% | 0% | 30.27% | 40.17% | 1.008% | 0% | 41.66% | 0% | 0% | 50% | 15.82% | 0% | 2.752% | 4.371% | 3.917% | 7.24% | 0% | 0% | 0% | 0% | 0% | 0% | 0%
| 1811 | Boilers | ComBoilers_Cadmus | NR and New | Medium Ret | Gas | Per Building SqFt - Boiler < 300 kBtuh | Medium Ret Boiler < 300 kBtuh - Federal Standard 2022 Boiler - AFUE 84% | 50% | 50% | 50% | 50% | 50% | 50% | 50% | 50% | 50% | 50% | 50% | 50% | 50% | 50% | 50% | 50% | 50% | 50% | 50% | 0% | 0% | 0% | 0% | 0% | 0% | 0% | Boilers-NR and New | #N/A |  | 0 | 2.606% | 22.68% | 100% | 0% | 0% | 60.55% | 80.34% | 2.016% | 0% | 83.32% | 0% | 0% | 100% | 31.65% | 0% | 5.504% | 8.742% | 7.834% | 14.48% | 0% | 0% | 0% | 0% | 0% | 0% | 0% | 1.303% | 11.34% | 50% | 0% | 0% | 30.27% | 40.17% | 1.008% | 0% | 41.66% | 0% | 0% | 50% | 15.82% | 0% | 2.752% | 4.371% | 3.917% | 7.24% | 0% | 0% | 0% | 0% | 0% | 0% | 0%
| 1811 | Boilers | ComBoilers_Cadmus | NR and New | Small Ret | Gas | Per Building SqFt - Boiler < 300 kBtuh | Small Ret Boiler < 300 kBtuh - Federal Standard 2022 Boiler - AFUE 84% | 50% | 50% | 50% | 50% | 50% | 50% | 50% | 50% | 50% | 50% | 50% | 50% | 50% | 50% | 50% | 50% | 50% | 50% | 50% | 0% | 0% | 0% | 0% | 0% | 0% | 0% | Boilers-NR and New | #N/A |  | 0 | 2.606% | 22.68% | 100% | 0% | 0% | 60.55% | 80.34% | 2.016% | 0% | 83.32% | 0% | 0% | 100% | 31.65% | 0% | 5.504% | 8.742% | 7.834% | 14.48% | 0% | 0% | 0% | 0% | 0% | 0% | 0% | 1.303% | 11.34% | 50% | 0% | 0% | 30.27% | 40.17% | 1.008% | 0% | 41.66% | 0% | 0% | 50% | 15.82% | 0% | 2.752% | 4.371% | 3.917% | 7.24% | 0% | 0% | 0% | 0% | 0% | 0% | 0%
| 1811 | Boilers | ComBoilers_Cadmus | NR and New | School K-12 | Gas | Per Building SqFt - Boiler < 300 kBtuh | School K-12 Boiler < 300 kBtuh - Federal Standard 2022 Boiler - AFUE 84% | 50% | 50% | 50% | 50% | 50% | 50% | 50% | 50% | 50% | 50% | 50% | 50% | 50% | 50% | 50% | 50% | 50% | 50% | 50% | 0% | 0% | 0% | 0% | 0% | 0% | 0% | Boilers-NR and New | #N/A |  | 0 | 2.606% | 22.68% | 100% | 0% | 0% | 60.55% | 80.34% | 2.016% | 0% | 83.32% | 0% | 0% | 100% | 31.65% | 0% | 5.504% | 8.742% | 7.834% | 14.48% | 0% | 0% | 0% | 0% | 0% | 0% | 0% | 1.303% | 11.34% | 50% | 0% | 0% | 30.27% | 40.17% | 1.008% | 0% | 41.66% | 0% | 0% | 50% | 15.82% | 0% | 2.752% | 4.371% | 3.917% | 7.24% | 0% | 0% | 0% | 0% | 0% | 0% | 0%
| 1811 | Boilers | ComBoilers_Cadmus | NR and New | University | Gas | Per Building SqFt - Boiler < 300 kBtuh | University Boiler < 300 kBtuh - Federal Standard 2022 Boiler - AFUE 84% | 50% | 50% | 50% | 50% | 50% | 50% | 50% | 50% | 50% | 50% | 50% | 50% | 50% | 50% | 50% | 50% | 50% | 50% | 50% | 0% | 0% | 0% | 0% | 0% | 0% | 0% | Boilers-NR and New | #N/A |  | 0 | 2.606% | 22.68% | 100% | 0% | 0% | 60.55% | 80.34% | 2.016% | 0% | 83.32% | 0% | 0% | 100% | 31.65% | 0% | 5.504% | 8.742% | 7.834% | 14.48% | 0% | 0% | 0% | 0% | 0% | 0% | 0% | 1.303% | 11.34% | 50% | 0% | 0% | 30.27% | 40.17% | 1.008% | 0% | 41.66% | 0% | 0% | 50% | 15.82% | 0% | 2.752% | 4.371% | 3.917% | 7.24% | 0% | 0% | 0% | 0% | 0% | 0% | 0%
| 1811 | Boilers | ComBoilers_Cadmus | NR and New | Warehouse | Gas | Per Building SqFt - Boiler < 300 kBtuh | Warehouse Boiler < 300 kBtuh - Federal Standard 2022 Boiler - AFUE 84% | 50% | 50% | 50% | 50% | 50% | 50% | 50% | 50% | 50% | 50% | 50% | 50% | 50% | 50% | 50% | 50% | 50% | 50% | 50% | 0% | 0% | 0% | 0% | 0% | 0% | 0% | Boilers-NR and New | #N/A |  | 0 | 2.606% | 22.68% | 100% | 0% | 0% | 60.55% | 80.34% | 2.016% | 0% | 83.32% | 0% | 0% | 100% | 31.65% | 0% | 5.504% | 8.742% | 7.834% | 14.48% | 0% | 0% | 0% | 0% | 0% | 0% | 0% | 1.303% | 11.34% | 50% | 0% | 0% | 30.27% | 40.17% | 1.008% | 0% | 41.66% | 0% | 0% | 50% | 15.82% | 0% | 2.752% | 4.371% | 3.917% | 7.24% | 0% | 0% | 0% | 0% | 0% | 0% | 0%
| 1811 | Boilers | ComBoilers_Cadmus | NR and New | Supermarket | Gas | Per Building SqFt - Boiler < 300 kBtuh | Supermarket Boiler < 300 kBtuh - Federal Standard 2022 Boiler - AFUE 84% | 50% | 50% | 50% | 50% | 50% | 50% | 50% | 50% | 50% | 50% | 50% | 50% | 50% | 50% | 50% | 50% | 50% | 50% | 50% | 0% | 0% | 0% | 0% | 0% | 0% | 0% | Boilers-NR and New | #N/A |  | 0 | 2.606% | 22.68% | 100% | 0% | 0% | 60.55% | 80.34% | 2.016% | 0% | 83.32% | 0% | 0% | 100% | 31.65% | 0% | 5.504% | 8.742% | 7.834% | 14.48% | 0% | 0% | 0% | 0% | 0% | 0% | 0% | 1.303% | 11.34% | 50% | 0% | 0% | 30.27% | 40.17% | 1.008% | 0% | 41.66% | 0% | 0% | 50% | 15.82% | 0% | 2.752% | 4.371% | 3.917% | 7.24% | 0% | 0% | 0% | 0% | 0% | 0% | 0%
| 1811 | Boilers | ComBoilers_Cadmus | NR and New | MiniMart | Gas | Per Building SqFt - Boiler < 300 kBtuh | MiniMart Boiler < 300 kBtuh - Federal Standard 2022 Boiler - AFUE 84% | 50% | 50% | 50% | 50% | 50% | 50% | 50% | 50% | 50% | 50% | 50% | 50% | 50% | 50% | 50% | 50% | 50% | 50% | 50% | 0% | 0% | 0% | 0% | 0% | 0% | 0% | Boilers-NR and New | #N/A |  | 0 | 2.606% | 22.68% | 100% | 0% | 0% | 60.55% | 80.34% | 2.016% | 0% | 83.32% | 0% | 0% | 100% | 31.65% | 0% | 5.504% | 8.742% | 7.834% | 14.48% | 0% | 0% | 0% | 0% | 0% | 0% | 0% | 1.303% | 11.34% | 50% | 0% | 0% | 30.27% | 40.17% | 1.008% | 0% | 41.66% | 0% | 0% | 50% | 15.82% | 0% | 2.752% | 4.371% | 3.917% | 7.24% | 0% | 0% | 0% | 0% | 0% | 0% | 0%
| 1811 | Boilers | ComBoilers_Cadmus | NR and New | Restaurant | Gas | Per Building SqFt - Boiler < 300 kBtuh | Restaurant Boiler < 300 kBtuh - Federal Standard 2022 Boiler - AFUE 84% | 50% | 50% | 50% | 50% | 50% | 50% | 50% | 50% | 50% | 50% | 50% | 50% | 50% | 50% | 50% | 50% | 50% | 50% | 50% | 0% | 0% | 0% | 0% | 0% | 0% | 0% | Boilers-NR and New | #N/A |  | 0 | 2.606% | 22.68% | 100% | 0% | 0% | 60.55% | 80.34% | 2.016% | 0% | 83.32% | 0% | 0% | 100% | 31.65% | 0% | 5.504% | 8.742% | 7.834% | 14.48% | 0% | 0% | 0% | 0% | 0% | 0% | 0% | 1.303% | 11.34% | 50% | 0% | 0% | 30.27% | 40.17% | 1.008% | 0% | 41.66% | 0% | 0% | 50% | 15.82% | 0% | 2.752% | 4.371% | 3.917% | 7.24% | 0% | 0% | 0% | 0% | 0% | 0% | 0%
| 1811 | Boilers | ComBoilers_Cadmus | NR and New | Lodging | Gas | Per Building SqFt - Boiler < 300 kBtuh | Lodging Boiler < 300 kBtuh - Federal Standard 2022 Boiler - AFUE 84% | 50% | 50% | 50% | 50% | 50% | 50% | 50% | 50% | 50% | 50% | 50% | 50% | 50% | 50% | 50% | 50% | 50% | 50% | 50% | 0% | 0% | 0% | 0% | 0% | 0% | 0% | Boilers-NR and New | #N/A |  | 0 | 2.606% | 22.68% | 100% | 0% | 0% | 60.55% | 80.34% | 2.016% | 0% | 83.32% | 0% | 0% | 100% | 31.65% | 0% | 5.504% | 8.742% | 7.834% | 14.48% | 0% | 0% | 0% | 0% | 0% | 0% | 0% | 1.303% | 11.34% | 50% | 0% | 0% | 30.27% | 40.17% | 1.008% | 0% | 41.66% | 0% | 0% | 50% | 15.82% | 0% | 2.752% | 4.371% | 3.917% | 7.24% | 0% | 0% | 0% | 0% | 0% | 0% | 0%
| 1811 | Boilers | ComBoilers_Cadmus | NR and New | Hospital | Gas | Per Building SqFt - Boiler < 300 kBtuh | Hospital Boiler < 300 kBtuh - Federal Standard 2022 Boiler - AFUE 84% | 50% | 50% | 50% | 50% | 50% | 50% | 50% | 50% | 50% | 50% | 50% | 50% | 50% | 50% | 50% | 50% | 50% | 50% | 50% | 0% | 0% | 0% | 0% | 0% | 0% | 0% | Boilers-NR and New | #N/A |  | 0 | 2.606% | 22.68% | 100% | 0% | 0% | 60.55% | 80.34% | 2.016% | 0% | 83.32% | 0% | 0% | 100% | 31.65% | 0% | 5.504% | 8.742% | 7.834% | 14.48% | 0% | 0% | 0% | 0% | 0% | 0% | 0% | 1.303% | 11.34% | 50% | 0% | 0% | 30.27% | 40.17% | 1.008% | 0% | 41.66% | 0% | 0% | 50% | 15.82% | 0% | 2.752% | 4.371% | 3.917% | 7.24% | 0% | 0% | 0% | 0% | 0% | 0% | 0%
| 1811 | Boilers | ComBoilers_Cadmus | NR and New | Residential Care | Gas | Per Building SqFt - Boiler < 300 kBtuh | Residential Care Boiler < 300 kBtuh - Federal Standard 2022 Boiler - AFUE 84% | 50% | 50% | 50% | 50% | 50% | 50% | 50% | 50% | 50% | 50% | 50% | 50% | 50% | 50% | 50% | 50% | 50% | 50% | 50% | 0% | 0% | 0% | 0% | 0% | 0% | 0% | Boilers-NR and New | #N/A |  | 0 | 2.606% | 22.68% | 100% | 0% | 0% | 60.55% | 80.34% | 2.016% | 0% | 83.32% | 0% | 0% | 100% | 31.65% | 0% | 5.504% | 8.742% | 7.834% | 14.48% | 0% | 0% | 0% | 0% | 0% | 0% | 0% | 1.303% | 11.34% | 50% | 0% | 0% | 30.27% | 40.17% | 1.008% | 0% | 41.66% | 0% | 0% | 50% | 15.82% | 0% | 2.752% | 4.371% | 3.917% | 7.24% | 0% | 0% | 0% | 0% | 0% | 0% | 0%
| 1811 | Boilers | ComBoilers_Cadmus | NR and New | Assembly | Gas | Per Building SqFt - Boiler < 300 kBtuh | Assembly Boiler < 300 kBtuh - Federal Standard 2022 Boiler - AFUE 84% | 50% | 50% | 50% | 50% | 50% | 50% | 50% | 50% | 50% | 50% | 50% | 50% | 50% | 50% | 50% | 50% | 50% | 50% | 50% | 0% | 0% | 0% | 0% | 0% | 0% | 0% | Boilers-NR and New | #N/A |  | 0 | 2.606% | 22.68% | 100% | 0% | 0% | 60.55% | 80.34% | 2.016% | 0% | 83.32% | 0% | 0% | 100% | 31.65% | 0% | 5.504% | 8.742% | 7.834% | 14.48% | 0% | 0% | 0% | 0% | 0% | 0% | 0% | 1.303% | 11.34% | 50% | 0% | 0% | 30.27% | 40.17% | 1.008% | 0% | 41.66% | 0% | 0% | 50% | 15.82% | 0% | 2.752% | 4.371% | 3.917% | 7.24% | 0% | 0% | 0% | 0% | 0% | 0% | 0%
| 1811 | Boilers | ComBoilers_Cadmus | NR and New | Other | Gas | Per Building SqFt - Boiler < 300 kBtuh | Other Boiler < 300 kBtuh - Federal Standard 2022 Boiler - AFUE 84% | 50% | 50% | 50% | 50% | 50% | 50% | 50% | 50% | 50% | 50% | 50% | 50% | 50% | 50% | 50% | 50% | 50% | 50% | 50% | 0% | 0% | 0% | 0% | 0% | 0% | 0% | Boilers-NR and New | #N/A |  | 0 | 2.606% | 22.68% | 100% | 0% | 0% | 60.55% | 80.34% | 2.016% | 0% | 83.32% | 0% | 0% | 100% | 31.65% | 0% | 5.504% | 8.742% | 7.834% | 14.48% | 0% | 0% | 0% | 0% | 0% | 0% | 0% | 1.303% | 11.34% | 50% | 0% | 0% | 30.27% | 40.17% | 1.008% | 0% | 41.66% | 0% | 0% | 50% | 15.82% | 0% | 2.752% | 4.371% | 3.917% | 7.24% | 0% | 0% | 0% | 0% | 0% | 0% | 0%
| 1811 | Boilers | ComBoilers_Cadmus | NR and New | Large Off | Gas | Per Building SqFt - Boiler < 300 kBtuh | Large Off Boiler < 300 kBtuh - ENERGY STAR - AFUE 90% | 50% | 50% | 50% | 50% | 50% | 50% | 50% | 50% | 50% | 50% | 50% | 50% | 50% | 50% | 50% | 50% | 50% | 50% | 50% | 0% | 0% | 0% | 0% | 0% | 0% | 0% | Boilers-NR and New | #N/A |  | 0 | 2.606% | 22.68% | 100% | 0% | 0% | 60.55% | 80.34% | 2.016% | 0% | 83.32% | 0% | 0% | 100% | 31.65% | 0% | 5.504% | 8.742% | 7.834% | 14.48% | 0% | 0% | 0% | 0% | 0% | 0% | 0% | 1.303% | 11.34% | 50% | 0% | 0% | 30.27% | 40.17% | 1.008% | 0% | 41.66% | 0% | 0% | 50% | 15.82% | 0% | 2.752% | 4.371% | 3.917% | 7.24% | 0% | 0% | 0% | 0% | 0% | 0% | 0%
| 1811 | Boilers | ComBoilers_Cadmus | NR and New | Medium Off | Gas | Per Building SqFt - Boiler < 300 kBtuh | Medium Off Boiler < 300 kBtuh - ENERGY STAR - AFUE 90% | 50% | 50% | 50% | 50% | 50% | 50% | 50% | 50% | 50% | 50% | 50% | 50% | 50% | 50% | 50% | 50% | 50% | 50% | 50% | 0% | 0% | 0% | 0% | 0% | 0% | 0% | Boilers-NR and New | #N/A |  | 0 | 2.606% | 22.68% | 100% | 0% | 0% | 60.55% | 80.34% | 2.016% | 0% | 83.32% | 0% | 0% | 100% | 31.65% | 0% | 5.504% | 8.742% | 7.834% | 14.48% | 0% | 0% | 0% | 0% | 0% | 0% | 0% | 1.303% | 11.34% | 50% | 0% | 0% | 30.27% | 40.17% | 1.008% | 0% | 41.66% | 0% | 0% | 50% | 15.82% | 0% | 2.752% | 4.371% | 3.917% | 7.24% | 0% | 0% | 0% | 0% | 0% | 0% | 0%
| 1811 | Boilers | ComBoilers_Cadmus | NR and New | Small Off | Gas | Per Building SqFt - Boiler < 300 kBtuh | Small Off Boiler < 300 kBtuh - ENERGY STAR - AFUE 90% | 50% | 50% | 50% | 50% | 50% | 50% | 50% | 50% | 50% | 50% | 50% | 50% | 50% | 50% | 50% | 50% | 50% | 50% | 50% | 0% | 0% | 0% | 0% | 0% | 0% | 0% | Boilers-NR and New | #N/A |  | 0 | 2.606% | 22.68% | 100% | 0% | 0% | 60.55% | 80.34% | 2.016% | 0% | 83.32% | 0% | 0% | 100% | 31.65% | 0% | 5.504% | 8.742% | 7.834% | 14.48% | 0% | 0% | 0% | 0% | 0% | 0% | 0% | 1.303% | 11.34% | 50% | 0% | 0% | 30.27% | 40.17% | 1.008% | 0% | 41.66% | 0% | 0% | 50% | 15.82% | 0% | 2.752% | 4.371% | 3.917% | 7.24% | 0% | 0% | 0% | 0% | 0% | 0% | 0%
| 1811 | Boilers | ComBoilers_Cadmus | NR and New | XLarge Ret | Gas | Per Building SqFt - Boiler < 300 kBtuh | XLarge Ret Boiler < 300 kBtuh - ENERGY STAR - AFUE 90% | 50% | 50% | 50% | 50% | 50% | 50% | 50% | 50% | 50% | 50% | 50% | 50% | 50% | 50% | 50% | 50% | 50% | 50% | 50% | 0% | 0% | 0% | 0% | 0% | 0% | 0% | Boilers-NR and New | #N/A |  | 0 | 2.606% | 22.68% | 100% | 0% | 0% | 60.55% | 80.34% | 2.016% | 0% | 83.32% | 0% | 0% | 100% | 31.65% | 0% | 5.504% | 8.742% | 7.834% | 14.48% | 0% | 0% | 0% | 0% | 0% | 0% | 0% | 1.303% | 11.34% | 50% | 0% | 0% | 30.27% | 40.17% | 1.008% | 0% | 41.66% | 0% | 0% | 50% | 15.82% | 0% | 2.752% | 4.371% | 3.917% | 7.24% | 0% | 0% | 0% | 0% | 0% | 0% | 0%
| 1811 | Boilers | ComBoilers_Cadmus | NR and New | Large Ret | Gas | Per Building SqFt - Boiler < 300 kBtuh | Large Ret Boiler < 300 kBtuh - ENERGY STAR - AFUE 90% | 50% | 50% | 50% | 50% | 50% | 50% | 50% | 50% | 50% | 50% | 50% | 50% | 50% | 50% | 50% | 50% | 50% | 50% | 50% | 0% | 0% | 0% | 0% | 0% | 0% | 0% | Boilers-NR and New | #N/A |  | 0 | 2.606% | 22.68% | 100% | 0% | 0% | 60.55% | 80.34% | 2.016% | 0% | 83.32% | 0% | 0% | 100% | 31.65% | 0% | 5.504% | 8.742% | 7.834% | 14.48% | 0% | 0% | 0% | 0% | 0% | 0% | 0% | 1.303% | 11.34% | 50% | 0% | 0% | 30.27% | 40.17% | 1.008% | 0% | 41.66% | 0% | 0% | 50% | 15.82% | 0% | 2.752% | 4.371% | 3.917% | 7.24% | 0% | 0% | 0% | 0% | 0% | 0% | 0%
| 1811 | Boilers | ComBoilers_Cadmus | NR and New | Medium Ret | Gas | Per Building SqFt - Boiler < 300 kBtuh | Medium Ret Boiler < 300 kBtuh - ENERGY STAR - AFUE 90% | 50% | 50% | 50% | 50% | 50% | 50% | 50% | 50% | 50% | 50% | 50% | 50% | 50% | 50% | 50% | 50% | 50% | 50% | 50% | 0% | 0% | 0% | 0% | 0% | 0% | 0% | Boilers-NR and New | #N/A |  | 0 | 2.606% | 22.68% | 100% | 0% | 0% | 60.55% | 80.34% | 2.016% | 0% | 83.32% | 0% | 0% | 100% | 31.65% | 0% | 5.504% | 8.742% | 7.834% | 14.48% | 0% | 0% | 0% | 0% | 0% | 0% | 0% | 1.303% | 11.34% | 50% | 0% | 0% | 30.27% | 40.17% | 1.008% | 0% | 41.66% | 0% | 0% | 50% | 15.82% | 0% | 2.752% | 4.371% | 3.917% | 7.24% | 0% | 0% | 0% | 0% | 0% | 0% | 0%
| 1811 | Boilers | ComBoilers_Cadmus | NR and New | Small Ret | Gas | Per Building SqFt - Boiler < 300 kBtuh | Small Ret Boiler < 300 kBtuh - ENERGY STAR - AFUE 90% | 50% | 50% | 50% | 50% | 50% | 50% | 50% | 50% | 50% | 50% | 50% | 50% | 50% | 50% | 50% | 50% | 50% | 50% | 50% | 0% | 0% | 0% | 0% | 0% | 0% | 0% | Boilers-NR and New | #N/A |  | 0 | 2.606% | 22.68% | 100% | 0% | 0% | 60.55% | 80.34% | 2.016% | 0% | 83.32% | 0% | 0% | 100% | 31.65% | 0% | 5.504% | 8.742% | 7.834% | 14.48% | 0% | 0% | 0% | 0% | 0% | 0% | 0% | 1.303% | 11.34% | 50% | 0% | 0% | 30.27% | 40.17% | 1.008% | 0% | 41.66% | 0% | 0% | 50% | 15.82% | 0% | 2.752% | 4.371% | 3.917% | 7.24% | 0% | 0% | 0% | 0% | 0% | 0% | 0%
| 1811 | Boilers | ComBoilers_Cadmus | NR and New | School K-12 | Gas | Per Building SqFt - Boiler < 300 kBtuh | School K-12 Boiler < 300 kBtuh - ENERGY STAR - AFUE 90% | 50% | 50% | 50% | 50% | 50% | 50% | 50% | 50% | 50% | 50% | 50% | 50% | 50% | 50% | 50% | 50% | 50% | 50% | 50% | 0% | 0% | 0% | 0% | 0% | 0% | 0% | Boilers-NR and New | #N/A |  | 0 | 2.606% | 22.68% | 100% | 0% | 0% | 60.55% | 80.34% | 2.016% | 0% | 83.32% | 0% | 0% | 100% | 31.65% | 0% | 5.504% | 8.742% | 7.834% | 14.48% | 0% | 0% | 0% | 0% | 0% | 0% | 0% | 1.303% | 11.34% | 50% | 0% | 0% | 30.27% | 40.17% | 1.008% | 0% | 41.66% | 0% | 0% | 50% | 15.82% | 0% | 2.752% | 4.371% | 3.917% | 7.24% | 0% | 0% | 0% | 0% | 0% | 0% | 0%
| 1811 | Boilers | ComBoilers_Cadmus | NR and New | University | Gas | Per Building SqFt - Boiler < 300 kBtuh | University Boiler < 300 kBtuh - ENERGY STAR - AFUE 90% | 50% | 50% | 50% | 50% | 50% | 50% | 50% | 50% | 50% | 50% | 50% | 50% | 50% | 50% | 50% | 50% | 50% | 50% | 50% | 0% | 0% | 0% | 0% | 0% | 0% | 0% | Boilers-NR and New | #N/A |  | 0 | 2.606% | 22.68% | 100% | 0% | 0% | 60.55% | 80.34% | 2.016% | 0% | 83.32% | 0% | 0% | 100% | 31.65% | 0% | 5.504% | 8.742% | 7.834% | 14.48% | 0% | 0% | 0% | 0% | 0% | 0% | 0% | 1.303% | 11.34% | 50% | 0% | 0% | 30.27% | 40.17% | 1.008% | 0% | 41.66% | 0% | 0% | 50% | 15.82% | 0% | 2.752% | 4.371% | 3.917% | 7.24% | 0% | 0% | 0% | 0% | 0% | 0% | 0%
| 1811 | Boilers | ComBoilers_Cadmus | NR and New | Warehouse | Gas | Per Building SqFt - Boiler < 300 kBtuh | Warehouse Boiler < 300 kBtuh - ENERGY STAR - AFUE 90% | 50% | 50% | 50% | 50% | 50% | 50% | 50% | 50% | 50% | 50% | 50% | 50% | 50% | 50% | 50% | 50% | 50% | 50% | 50% | 0% | 0% | 0% | 0% | 0% | 0% | 0% | Boilers-NR and New | #N/A |  | 0 | 2.606% | 22.68% | 100% | 0% | 0% | 60.55% | 80.34% | 2.016% | 0% | 83.32% | 0% | 0% | 100% | 31.65% | 0% | 5.504% | 8.742% | 7.834% | 14.48% | 0% | 0% | 0% | 0% | 0% | 0% | 0% | 1.303% | 11.34% | 50% | 0% | 0% | 30.27% | 40.17% | 1.008% | 0% | 41.66% | 0% | 0% | 50% | 15.82% | 0% | 2.752% | 4.371% | 3.917% | 7.24% | 0% | 0% | 0% | 0% | 0% | 0% | 0%
| 1811 | Boilers | ComBoilers_Cadmus | NR and New | Supermarket | Gas | Per Building SqFt - Boiler < 300 kBtuh | Supermarket Boiler < 300 kBtuh - ENERGY STAR - AFUE 90% | 50% | 50% | 50% | 50% | 50% | 50% | 50% | 50% | 50% | 50% | 50% | 50% | 50% | 50% | 50% | 50% | 50% | 50% | 50% | 0% | 0% | 0% | 0% | 0% | 0% | 0% | Boilers-NR and New | #N/A |  | 0 | 2.606% | 22.68% | 100% | 0% | 0% | 60.55% | 80.34% | 2.016% | 0% | 83.32% | 0% | 0% | 100% | 31.65% | 0% | 5.504% | 8.742% | 7.834% | 14.48% | 0% | 0% | 0% | 0% | 0% | 0% | 0% | 1.303% | 11.34% | 50% | 0% | 0% | 30.27% | 40.17% | 1.008% | 0% | 41.66% | 0% | 0% | 50% | 15.82% | 0% | 2.752% | 4.371% | 3.917% | 7.24% | 0% | 0% | 0% | 0% | 0% | 0% | 0%
| 1811 | Boilers | ComBoilers_Cadmus | NR and New | MiniMart | Gas | Per Building SqFt - Boiler < 300 kBtuh | MiniMart Boiler < 300 kBtuh - ENERGY STAR - AFUE 90% | 50% | 50% | 50% | 50% | 50% | 50% | 50% | 50% | 50% | 50% | 50% | 50% | 50% | 50% | 50% | 50% | 50% | 50% | 50% | 0% | 0% | 0% | 0% | 0% | 0% | 0% | Boilers-NR and New | #N/A |  | 0 | 2.606% | 22.68% | 100% | 0% | 0% | 60.55% | 80.34% | 2.016% | 0% | 83.32% | 0% | 0% | 100% | 31.65% | 0% | 5.504% | 8.742% | 7.834% | 14.48% | 0% | 0% | 0% | 0% | 0% | 0% | 0% | 1.303% | 11.34% | 50% | 0% | 0% | 30.27% | 40.17% | 1.008% | 0% | 41.66% | 0% | 0% | 50% | 15.82% | 0% | 2.752% | 4.371% | 3.917% | 7.24% | 0% | 0% | 0% | 0% | 0% | 0% | 0%
| 1811 | Boilers | ComBoilers_Cadmus | NR and New | Restaurant | Gas | Per Building SqFt - Boiler < 300 kBtuh | Restaurant Boiler < 300 kBtuh - ENERGY STAR - AFUE 90% | 50% | 50% | 50% | 50% | 50% | 50% | 50% | 50% | 50% | 50% | 50% | 50% | 50% | 50% | 50% | 50% | 50% | 50% | 50% | 0% | 0% | 0% | 0% | 0% | 0% | 0% | Boilers-NR and New | #N/A |  | 0 | 2.606% | 22.68% | 100% | 0% | 0% | 60.55% | 80.34% | 2.016% | 0% | 83.32% | 0% | 0% | 100% | 31.65% | 0% | 5.504% | 8.742% | 7.834% | 14.48% | 0% | 0% | 0% | 0% | 0% | 0% | 0% | 1.303% | 11.34% | 50% | 0% | 0% | 30.27% | 40.17% | 1.008% | 0% | 41.66% | 0% | 0% | 50% | 15.82% | 0% | 2.752% | 4.371% | 3.917% | 7.24% | 0% | 0% | 0% | 0% | 0% | 0% | 0%
| 1811 | Boilers | ComBoilers_Cadmus | NR and New | Lodging | Gas | Per Building SqFt - Boiler < 300 kBtuh | Lodging Boiler < 300 kBtuh - ENERGY STAR - AFUE 90% | 50% | 50% | 50% | 50% | 50% | 50% | 50% | 50% | 50% | 50% | 50% | 50% | 50% | 50% | 50% | 50% | 50% | 50% | 50% | 0% | 0% | 0% | 0% | 0% | 0% | 0% | Boilers-NR and New | #N/A |  | 0 | 2.606% | 22.68% | 100% | 0% | 0% | 60.55% | 80.34% | 2.016% | 0% | 83.32% | 0% | 0% | 100% | 31.65% | 0% | 5.504% | 8.742% | 7.834% | 14.48% | 0% | 0% | 0% | 0% | 0% | 0% | 0% | 1.303% | 11.34% | 50% | 0% | 0% | 30.27% | 40.17% | 1.008% | 0% | 41.66% | 0% | 0% | 50% | 15.82% | 0% | 2.752% | 4.371% | 3.917% | 7.24% | 0% | 0% | 0% | 0% | 0% | 0% | 0%
| 1811 | Boilers | ComBoilers_Cadmus | NR and New | Hospital | Gas | Per Building SqFt - Boiler < 300 kBtuh | Hospital Boiler < 300 kBtuh - ENERGY STAR - AFUE 90% | 50% | 50% | 50% | 50% | 50% | 50% | 50% | 50% | 50% | 50% | 50% | 50% | 50% | 50% | 50% | 50% | 50% | 50% | 50% | 0% | 0% | 0% | 0% | 0% | 0% | 0% | Boilers-NR and New | #N/A |  | 0 | 2.606% | 22.68% | 100% | 0% | 0% | 60.55% | 80.34% | 2.016% | 0% | 83.32% | 0% | 0% | 100% | 31.65% | 0% | 5.504% | 8.742% | 7.834% | 14.48% | 0% | 0% | 0% | 0% | 0% | 0% | 0% | 1.303% | 11.34% | 50% | 0% | 0% | 30.27% | 40.17% | 1.008% | 0% | 41.66% | 0% | 0% | 50% | 15.82% | 0% | 2.752% | 4.371% | 3.917% | 7.24% | 0% | 0% | 0% | 0% | 0% | 0% | 0%
| 1811 | Boilers | ComBoilers_Cadmus | NR and New | Residential Care | Gas | Per Building SqFt - Boiler < 300 kBtuh | Residential Care Boiler < 300 kBtuh - ENERGY STAR - AFUE 90% | 50% | 50% | 50% | 50% | 50% | 50% | 50% | 50% | 50% | 50% | 50% | 50% | 50% | 50% | 50% | 50% | 50% | 50% | 50% | 0% | 0% | 0% | 0% | 0% | 0% | 0% | Boilers-NR and New | #N/A |  | 0 | 2.606% | 22.68% | 100% | 0% | 0% | 60.55% | 80.34% | 2.016% | 0% | 83.32% | 0% | 0% | 100% | 31.65% | 0% | 5.504% | 8.742% | 7.834% | 14.48% | 0% | 0% | 0% | 0% | 0% | 0% | 0% | 1.303% | 11.34% | 50% | 0% | 0% | 30.27% | 40.17% | 1.008% | 0% | 41.66% | 0% | 0% | 50% | 15.82% | 0% | 2.752% | 4.371% | 3.917% | 7.24% | 0% | 0% | 0% | 0% | 0% | 0% | 0%
| 1811 | Boilers | ComBoilers_Cadmus | NR and New | Assembly | Gas | Per Building SqFt - Boiler < 300 kBtuh | Assembly Boiler < 300 kBtuh - ENERGY STAR - AFUE 90% | 50% | 50% | 50% | 50% | 50% | 50% | 50% | 50% | 50% | 50% | 50% | 50% | 50% | 50% | 50% | 50% | 50% | 50% | 50% | 0% | 0% | 0% | 0% | 0% | 0% | 0% | Boilers-NR and New | #N/A |  | 0 | 2.606% | 22.68% | 100% | 0% | 0% | 60.55% | 80.34% | 2.016% | 0% | 83.32% | 0% | 0% | 100% | 31.65% | 0% | 5.504% | 8.742% | 7.834% | 14.48% | 0% | 0% | 0% | 0% | 0% | 0% | 0% | 1.303% | 11.34% | 50% | 0% | 0% | 30.27% | 40.17% | 1.008% | 0% | 41.66% | 0% | 0% | 50% | 15.82% | 0% | 2.752% | 4.371% | 3.917% | 7.24% | 0% | 0% | 0% | 0% | 0% | 0% | 0%
| 1811 | Boilers | ComBoilers_Cadmus | NR and New | Other | Gas | Per Building SqFt - Boiler < 300 kBtuh | Other Boiler < 300 kBtuh - ENERGY STAR - AFUE 90% | 50% | 50% | 50% | 50% | 50% | 50% | 50% | 50% | 50% | 50% | 50% | 50% | 50% | 50% | 50% | 50% | 50% | 50% | 50% | 0% | 0% | 0% | 0% | 0% | 0% | 0% | Boilers-NR and New | #N/A |  | 0 | 2.606% | 22.68% | 100% | 0% | 0% | 60.55% | 80.34% | 2.016% | 0% | 83.32% | 0% | 0% | 100% | 31.65% | 0% | 5.504% | 8.742% | 7.834% | 14.48% | 0% | 0% | 0% | 0% | 0% | 0% | 0% | 1.303% | 11.34% | 50% | 0% | 0% | 30.27% | 40.17% | 1.008% | 0% | 41.66% | 0% | 0% | 50% | 15.82% | 0% | 2.752% | 4.371% | 3.917% | 7.24% | 0% | 0% | 0% | 0% | 0% | 0% | 0%
| 1811 | Boilers | ComBoilers_Cadmus | NR and New | Large Off | Gas | Per Building SqFt - Boiler < 300 kBtuh | Large Off Boiler < 300 kBtuh - Premium Efficiency - AFUE 94% | 50% | 50% | 50% | 50% | 50% | 50% | 50% | 50% | 50% | 50% | 50% | 50% | 50% | 50% | 50% | 50% | 50% | 50% | 50% | 0% | 0% | 0% | 0% | 0% | 0% | 0% | Boilers-NR and New | #N/A |  | 0 | 2.606% | 22.68% | 100% | 0% | 0% | 60.55% | 80.34% | 2.016% | 0% | 83.32% | 0% | 0% | 100% | 31.65% | 0% | 5.504% | 8.742% | 7.834% | 14.48% | 0% | 0% | 0% | 0% | 0% | 0% | 0% | 1.303% | 11.34% | 50% | 0% | 0% | 30.27% | 40.17% | 1.008% | 0% | 41.66% | 0% | 0% | 50% | 15.82% | 0% | 2.752% | 4.371% | 3.917% | 7.24% | 0% | 0% | 0% | 0% | 0% | 0% | 0%
| 1811 | Boilers | ComBoilers_Cadmus | NR and New | Medium Off | Gas | Per Building SqFt - Boiler < 300 kBtuh | Medium Off Boiler < 300 kBtuh - Premium Efficiency - AFUE 94% | 50% | 50% | 50% | 50% | 50% | 50% | 50% | 50% | 50% | 50% | 50% | 50% | 50% | 50% | 50% | 50% | 50% | 50% | 50% | 0% | 0% | 0% | 0% | 0% | 0% | 0% | Boilers-NR and New | #N/A |  | 0 | 2.606% | 22.68% | 100% | 0% | 0% | 60.55% | 80.34% | 2.016% | 0% | 83.32% | 0% | 0% | 100% | 31.65% | 0% | 5.504% | 8.742% | 7.834% | 14.48% | 0% | 0% | 0% | 0% | 0% | 0% | 0% | 1.303% | 11.34% | 50% | 0% | 0% | 30.27% | 40.17% | 1.008% | 0% | 41.66% | 0% | 0% | 50% | 15.82% | 0% | 2.752% | 4.371% | 3.917% | 7.24% | 0% | 0% | 0% | 0% | 0% | 0% | 0%
| 1811 | Boilers | ComBoilers_Cadmus | NR and New | Small Off | Gas | Per Building SqFt - Boiler < 300 kBtuh | Small Off Boiler < 300 kBtuh - Premium Efficiency - AFUE 94% | 50% | 50% | 50% | 50% | 50% | 50% | 50% | 50% | 50% | 50% | 50% | 50% | 50% | 50% | 50% | 50% | 50% | 50% | 50% | 0% | 0% | 0% | 0% | 0% | 0% | 0% | Boilers-NR and New | #N/A |  | 0 | 2.606% | 22.68% | 100% | 0% | 0% | 60.55% | 80.34% | 2.016% | 0% | 83.32% | 0% | 0% | 100% | 31.65% | 0% | 5.504% | 8.742% | 7.834% | 14.48% | 0% | 0% | 0% | 0% | 0% | 0% | 0% | 1.303% | 11.34% | 50% | 0% | 0% | 30.27% | 40.17% | 1.008% | 0% | 41.66% | 0% | 0% | 50% | 15.82% | 0% | 2.752% | 4.371% | 3.917% | 7.24% | 0% | 0% | 0% | 0% | 0% | 0% | 0%
| 1811 | Boilers | ComBoilers_Cadmus | NR and New | XLarge Ret | Gas | Per Building SqFt - Boiler < 300 kBtuh | XLarge Ret Boiler < 300 kBtuh - Premium Efficiency - AFUE 94% | 50% | 50% | 50% | 50% | 50% | 50% | 50% | 50% | 50% | 50% | 50% | 50% | 50% | 50% | 50% | 50% | 50% | 50% | 50% | 0% | 0% | 0% | 0% | 0% | 0% | 0% | Boilers-NR and New | #N/A |  | 0 | 2.606% | 22.68% | 100% | 0% | 0% | 60.55% | 80.34% | 2.016% | 0% | 83.32% | 0% | 0% | 100% | 31.65% | 0% | 5.504% | 8.742% | 7.834% | 14.48% | 0% | 0% | 0% | 0% | 0% | 0% | 0% | 1.303% | 11.34% | 50% | 0% | 0% | 30.27% | 40.17% | 1.008% | 0% | 41.66% | 0% | 0% | 50% | 15.82% | 0% | 2.752% | 4.371% | 3.917% | 7.24% | 0% | 0% | 0% | 0% | 0% | 0% | 0%
| 1811 | Boilers | ComBoilers_Cadmus | NR and New | Large Ret | Gas | Per Building SqFt - Boiler < 300 kBtuh | Large Ret Boiler < 300 kBtuh - Premium Efficiency - AFUE 94% | 50% | 50% | 50% | 50% | 50% | 50% | 50% | 50% | 50% | 50% | 50% | 50% | 50% | 50% | 50% | 50% | 50% | 50% | 50% | 0% | 0% | 0% | 0% | 0% | 0% | 0% | Boilers-NR and New | #N/A |  | 0 | 2.606% | 22.68% | 100% | 0% | 0% | 60.55% | 80.34% | 2.016% | 0% | 83.32% | 0% | 0% | 100% | 31.65% | 0% | 5.504% | 8.742% | 7.834% | 14.48% | 0% | 0% | 0% | 0% | 0% | 0% | 0% | 1.303% | 11.34% | 50% | 0% | 0% | 30.27% | 40.17% | 1.008% | 0% | 41.66% | 0% | 0% | 50% | 15.82% | 0% | 2.752% | 4.371% | 3.917% | 7.24% | 0% | 0% | 0% | 0% | 0% | 0% | 0%
| 1811 | Boilers | ComBoilers_Cadmus | NR and New | Medium Ret | Gas | Per Building SqFt - Boiler < 300 kBtuh | Medium Ret Boiler < 300 kBtuh - Premium Efficiency - AFUE 94% | 50% | 50% | 50% | 50% | 50% | 50% | 50% | 50% | 50% | 50% | 50% | 50% | 50% | 50% | 50% | 50% | 50% | 50% | 50% | 0% | 0% | 0% | 0% | 0% | 0% | 0% | Boilers-NR and New | #N/A |  | 0 | 2.606% | 22.68% | 100% | 0% | 0% | 60.55% | 80.34% | 2.016% | 0% | 83.32% | 0% | 0% | 100% | 31.65% | 0% | 5.504% | 8.742% | 7.834% | 14.48% | 0% | 0% | 0% | 0% | 0% | 0% | 0% | 1.303% | 11.34% | 50% | 0% | 0% | 30.27% | 40.17% | 1.008% | 0% | 41.66% | 0% | 0% | 50% | 15.82% | 0% | 2.752% | 4.371% | 3.917% | 7.24% | 0% | 0% | 0% | 0% | 0% | 0% | 0%
| 1811 | Boilers | ComBoilers_Cadmus | NR and New | Small Ret | Gas | Per Building SqFt - Boiler < 300 kBtuh | Small Ret Boiler < 300 kBtuh - Premium Efficiency - AFUE 94% | 50% | 50% | 50% | 50% | 50% | 50% | 50% | 50% | 50% | 50% | 50% | 50% | 50% | 50% | 50% | 50% | 50% | 50% | 50% | 0% | 0% | 0% | 0% | 0% | 0% | 0% | Boilers-NR and New | #N/A |  | 0 | 2.606% | 22.68% | 100% | 0% | 0% | 60.55% | 80.34% | 2.016% | 0% | 83.32% | 0% | 0% | 100% | 31.65% | 0% | 5.504% | 8.742% | 7.834% | 14.48% | 0% | 0% | 0% | 0% | 0% | 0% | 0% | 1.303% | 11.34% | 50% | 0% | 0% | 30.27% | 40.17% | 1.008% | 0% | 41.66% | 0% | 0% | 50% | 15.82% | 0% | 2.752% | 4.371% | 3.917% | 7.24% | 0% | 0% | 0% | 0% | 0% | 0% | 0%
| 1811 | Boilers | ComBoilers_Cadmus | NR and New | School K-12 | Gas | Per Building SqFt - Boiler < 300 kBtuh | School K-12 Boiler < 300 kBtuh - Premium Efficiency - AFUE 94% | 50% | 50% | 50% | 50% | 50% | 50% | 50% | 50% | 50% | 50% | 50% | 50% | 50% | 50% | 50% | 50% | 50% | 50% | 50% | 0% | 0% | 0% | 0% | 0% | 0% | 0% | Boilers-NR and New | #N/A |  | 0 | 2.606% | 22.68% | 100% | 0% | 0% | 60.55% | 80.34% | 2.016% | 0% | 83.32% | 0% | 0% | 100% | 31.65% | 0% | 5.504% | 8.742% | 7.834% | 14.48% | 0% | 0% | 0% | 0% | 0% | 0% | 0% | 1.303% | 11.34% | 50% | 0% | 0% | 30.27% | 40.17% | 1.008% | 0% | 41.66% | 0% | 0% | 50% | 15.82% | 0% | 2.752% | 4.371% | 3.917% | 7.24% | 0% | 0% | 0% | 0% | 0% | 0% | 0%
| 1811 | Boilers | ComBoilers_Cadmus | NR and New | University | Gas | Per Building SqFt - Boiler < 300 kBtuh | University Boiler < 300 kBtuh - Premium Efficiency - AFUE 94% | 50% | 50% | 50% | 50% | 50% | 50% | 50% | 50% | 50% | 50% | 50% | 50% | 50% | 50% | 50% | 50% | 50% | 50% | 50% | 0% | 0% | 0% | 0% | 0% | 0% | 0% | Boilers-NR and New | #N/A |  | 0 | 2.606% | 22.68% | 100% | 0% | 0% | 60.55% | 80.34% | 2.016% | 0% | 83.32% | 0% | 0% | 100% | 31.65% | 0% | 5.504% | 8.742% | 7.834% | 14.48% | 0% | 0% | 0% | 0% | 0% | 0% | 0% | 1.303% | 11.34% | 50% | 0% | 0% | 30.27% | 40.17% | 1.008% | 0% | 41.66% | 0% | 0% | 50% | 15.82% | 0% | 2.752% | 4.371% | 3.917% | 7.24% | 0% | 0% | 0% | 0% | 0% | 0% | 0%
| 1811 | Boilers | ComBoilers_Cadmus | NR and New | Warehouse | Gas | Per Building SqFt - Boiler < 300 kBtuh | Warehouse Boiler < 300 kBtuh - Premium Efficiency - AFUE 94% | 50% | 50% | 50% | 50% | 50% | 50% | 50% | 50% | 50% | 50% | 50% | 50% | 50% | 50% | 50% | 50% | 50% | 50% | 50% | 0% | 0% | 0% | 0% | 0% | 0% | 0% | Boilers-NR and New | #N/A |  | 0 | 2.606% | 22.68% | 100% | 0% | 0% | 60.55% | 80.34% | 2.016% | 0% | 83.32% | 0% | 0% | 100% | 31.65% | 0% | 5.504% | 8.742% | 7.834% | 14.48% | 0% | 0% | 0% | 0% | 0% | 0% | 0% | 1.303% | 11.34% | 50% | 0% | 0% | 30.27% | 40.17% | 1.008% | 0% | 41.66% | 0% | 0% | 50% | 15.82% | 0% | 2.752% | 4.371% | 3.917% | 7.24% | 0% | 0% | 0% | 0% | 0% | 0% | 0%
| 1811 | Boilers | ComBoilers_Cadmus | NR and New | Supermarket | Gas | Per Building SqFt - Boiler < 300 kBtuh | Supermarket Boiler < 300 kBtuh - Premium Efficiency - AFUE 94% | 50% | 50% | 50% | 50% | 50% | 50% | 50% | 50% | 50% | 50% | 50% | 50% | 50% | 50% | 50% | 50% | 50% | 50% | 50% | 0% | 0% | 0% | 0% | 0% | 0% | 0% | Boilers-NR and New | #N/A |  | 0 | 2.606% | 22.68% | 100% | 0% | 0% | 60.55% | 80.34% | 2.016% | 0% | 83.32% | 0% | 0% | 100% | 31.65% | 0% | 5.504% | 8.742% | 7.834% | 14.48% | 0% | 0% | 0% | 0% | 0% | 0% | 0% | 1.303% | 11.34% | 50% | 0% | 0% | 30.27% | 40.17% | 1.008% | 0% | 41.66% | 0% | 0% | 50% | 15.82% | 0% | 2.752% | 4.371% | 3.917% | 7.24% | 0% | 0% | 0% | 0% | 0% | 0% | 0%
| 1811 | Boilers | ComBoilers_Cadmus | NR and New | MiniMart | Gas | Per Building SqFt - Boiler < 300 kBtuh | MiniMart Boiler < 300 kBtuh - Premium Efficiency - AFUE 94% | 50% | 50% | 50% | 50% | 50% | 50% | 50% | 50% | 50% | 50% | 50% | 50% | 50% | 50% | 50% | 50% | 50% | 50% | 50% | 0% | 0% | 0% | 0% | 0% | 0% | 0% | Boilers-NR and New | #N/A |  | 0 | 2.606% | 22.68% | 100% | 0% | 0% | 60.55% | 80.34% | 2.016% | 0% | 83.32% | 0% | 0% | 100% | 31.65% | 0% | 5.504% | 8.742% | 7.834% | 14.48% | 0% | 0% | 0% | 0% | 0% | 0% | 0% | 1.303% | 11.34% | 50% | 0% | 0% | 30.27% | 40.17% | 1.008% | 0% | 41.66% | 0% | 0% | 50% | 15.82% | 0% | 2.752% | 4.371% | 3.917% | 7.24% | 0% | 0% | 0% | 0% | 0% | 0% | 0%
| 1811 | Boilers | ComBoilers_Cadmus | NR and New | Restaurant | Gas | Per Building SqFt - Boiler < 300 kBtuh | Restaurant Boiler < 300 kBtuh - Premium Efficiency - AFUE 94% | 50% | 50% | 50% | 50% | 50% | 50% | 50% | 50% | 50% | 50% | 50% | 50% | 50% | 50% | 50% | 50% | 50% | 50% | 50% | 0% | 0% | 0% | 0% | 0% | 0% | 0% | Boilers-NR and New | #N/A |  | 0 | 2.606% | 22.68% | 100% | 0% | 0% | 60.55% | 80.34% | 2.016% | 0% | 83.32% | 0% | 0% | 100% | 31.65% | 0% | 5.504% | 8.742% | 7.834% | 14.48% | 0% | 0% | 0% | 0% | 0% | 0% | 0% | 1.303% | 11.34% | 50% | 0% | 0% | 30.27% | 40.17% | 1.008% | 0% | 41.66% | 0% | 0% | 50% | 15.82% | 0% | 2.752% | 4.371% | 3.917% | 7.24% | 0% | 0% | 0% | 0% | 0% | 0% | 0%
| 1811 | Boilers | ComBoilers_Cadmus | NR and New | Lodging | Gas | Per Building SqFt - Boiler < 300 kBtuh | Lodging Boiler < 300 kBtuh - Premium Efficiency - AFUE 94% | 50% | 50% | 50% | 50% | 50% | 50% | 50% | 50% | 50% | 50% | 50% | 50% | 50% | 50% | 50% | 50% | 50% | 50% | 50% | 0% | 0% | 0% | 0% | 0% | 0% | 0% | Boilers-NR and New | #N/A |  | 0 | 2.606% | 22.68% | 100% | 0% | 0% | 60.55% | 80.34% | 2.016% | 0% | 83.32% | 0% | 0% | 100% | 31.65% | 0% | 5.504% | 8.742% | 7.834% | 14.48% | 0% | 0% | 0% | 0% | 0% | 0% | 0% | 1.303% | 11.34% | 50% | 0% | 0% | 30.27% | 40.17% | 1.008% | 0% | 41.66% | 0% | 0% | 50% | 15.82% | 0% | 2.752% | 4.371% | 3.917% | 7.24% | 0% | 0% | 0% | 0% | 0% | 0% | 0%
| 1811 | Boilers | ComBoilers_Cadmus | NR and New | Hospital | Gas | Per Building SqFt - Boiler < 300 kBtuh | Hospital Boiler < 300 kBtuh - Premium Efficiency - AFUE 94% | 50% | 50% | 50% | 50% | 50% | 50% | 50% | 50% | 50% | 50% | 50% | 50% | 50% | 50% | 50% | 50% | 50% | 50% | 50% | 0% | 0% | 0% | 0% | 0% | 0% | 0% | Boilers-NR and New | #N/A |  | 0 | 2.606% | 22.68% | 100% | 0% | 0% | 60.55% | 80.34% | 2.016% | 0% | 83.32% | 0% | 0% | 100% | 31.65% | 0% | 5.504% | 8.742% | 7.834% | 14.48% | 0% | 0% | 0% | 0% | 0% | 0% | 0% | 1.303% | 11.34% | 50% | 0% | 0% | 30.27% | 40.17% | 1.008% | 0% | 41.66% | 0% | 0% | 50% | 15.82% | 0% | 2.752% | 4.371% | 3.917% | 7.24% | 0% | 0% | 0% | 0% | 0% | 0% | 0%
| 1811 | Boilers | ComBoilers_Cadmus | NR and New | Residential Care | Gas | Per Building SqFt - Boiler < 300 kBtuh | Residential Care Boiler < 300 kBtuh - Premium Efficiency - AFUE 94% | 50% | 50% | 50% | 50% | 50% | 50% | 50% | 50% | 50% | 50% | 50% | 50% | 50% | 50% | 50% | 50% | 50% | 50% | 50% | 0% | 0% | 0% | 0% | 0% | 0% | 0% | Boilers-NR and New | #N/A |  | 0 | 2.606% | 22.68% | 100% | 0% | 0% | 60.55% | 80.34% | 2.016% | 0% | 83.32% | 0% | 0% | 100% | 31.65% | 0% | 5.504% | 8.742% | 7.834% | 14.48% | 0% | 0% | 0% | 0% | 0% | 0% | 0% | 1.303% | 11.34% | 50% | 0% | 0% | 30.27% | 40.17% | 1.008% | 0% | 41.66% | 0% | 0% | 50% | 15.82% | 0% | 2.752% | 4.371% | 3.917% | 7.24% | 0% | 0% | 0% | 0% | 0% | 0% | 0%
| 1811 | Boilers | ComBoilers_Cadmus | NR and New | Assembly | Gas | Per Building SqFt - Boiler < 300 kBtuh | Assembly Boiler < 300 kBtuh - Premium Efficiency - AFUE 94% | 50% | 50% | 50% | 50% | 50% | 50% | 50% | 50% | 50% | 50% | 50% | 50% | 50% | 50% | 50% | 50% | 50% | 50% | 50% | 0% | 0% | 0% | 0% | 0% | 0% | 0% | Boilers-NR and New | #N/A |  | 0 | 2.606% | 22.68% | 100% | 0% | 0% | 60.55% | 80.34% | 2.016% | 0% | 83.32% | 0% | 0% | 100% | 31.65% | 0% | 5.504% | 8.742% | 7.834% | 14.48% | 0% | 0% | 0% | 0% | 0% | 0% | 0% | 1.303% | 11.34% | 50% | 0% | 0% | 30.27% | 40.17% | 1.008% | 0% | 41.66% | 0% | 0% | 50% | 15.82% | 0% | 2.752% | 4.371% | 3.917% | 7.24% | 0% | 0% | 0% | 0% | 0% | 0% | 0%
| 1811 | Boilers | ComBoilers_Cadmus | NR and New | Other | Gas | Per Building SqFt - Boiler < 300 kBtuh | Other Boiler < 300 kBtuh - Premium Efficiency - AFUE 94% | 50% | 50% | 50% | 50% | 50% | 50% | 50% | 50% | 50% | 50% | 50% | 50% | 50% | 50% | 50% | 50% | 50% | 50% | 50% | 0% | 0% | 0% | 0% | 0% | 0% | 0% | Boilers-NR and New | #N/A |  | 0 | 2.606% | 22.68% | 100% | 0% | 0% | 60.55% | 80.34% | 2.016% | 0% | 83.32% | 0% | 0% | 100% | 31.65% | 0% | 5.504% | 8.742% | 7.834% | 14.48% | 0% | 0% | 0% | 0% | 0% | 0% | 0% | 1.303% | 11.34% | 50% | 0% | 0% | 30.27% | 40.17% | 1.008% | 0% | 41.66% | 0% | 0% | 50% | 15.82% | 0% | 2.752% | 4.371% | 3.917% | 7.24% | 0% | 0% | 0% | 0% | 0% | 0% | 0%
| 1811 | Boilers | ComBoilers_Cadmus | NR and New | Large Off | Gas | Per Building SqFt - Boiler < 300 kBtuh | Large Off Boiler < 300 kBtuh - ENERGY STAR 2016 Most Efficient Boiler - 95% AFUE | 50% | 50% | 50% | 50% | 50% | 50% | 50% | 50% | 50% | 50% | 50% | 50% | 50% | 50% | 50% | 50% | 50% | 50% | 50% | 0% | 0% | 0% | 0% | 0% | 0% | 0% | Boilers-NR and New | #N/A |  | 0 | 2.606% | 22.68% | 100% | 0% | 0% | 60.55% | 80.34% | 2.016% | 0% | 83.32% | 0% | 0% | 100% | 31.65% | 0% | 5.504% | 8.742% | 7.834% | 14.48% | 0% | 0% | 0% | 0% | 0% | 0% | 0% | 1.303% | 11.34% | 50% | 0% | 0% | 30.27% | 40.17% | 1.008% | 0% | 41.66% | 0% | 0% | 50% | 15.82% | 0% | 2.752% | 4.371% | 3.917% | 7.24% | 0% | 0% | 0% | 0% | 0% | 0% | 0%
| 1811 | Boilers | ComBoilers_Cadmus | NR and New | Medium Off | Gas | Per Building SqFt - Boiler < 300 kBtuh | Medium Off Boiler < 300 kBtuh - ENERGY STAR 2016 Most Efficient Boiler - 95% AFUE | 50% | 50% | 50% | 50% | 50% | 50% | 50% | 50% | 50% | 50% | 50% | 50% | 50% | 50% | 50% | 50% | 50% | 50% | 50% | 0% | 0% | 0% | 0% | 0% | 0% | 0% | Boilers-NR and New | #N/A |  | 0 | 2.606% | 22.68% | 100% | 0% | 0% | 60.55% | 80.34% | 2.016% | 0% | 83.32% | 0% | 0% | 100% | 31.65% | 0% | 5.504% | 8.742% | 7.834% | 14.48% | 0% | 0% | 0% | 0% | 0% | 0% | 0% | 1.303% | 11.34% | 50% | 0% | 0% | 30.27% | 40.17% | 1.008% | 0% | 41.66% | 0% | 0% | 50% | 15.82% | 0% | 2.752% | 4.371% | 3.917% | 7.24% | 0% | 0% | 0% | 0% | 0% | 0% | 0%
| 1811 | Boilers | ComBoilers_Cadmus | NR and New | Small Off | Gas | Per Building SqFt - Boiler < 300 kBtuh | Small Off Boiler < 300 kBtuh - ENERGY STAR 2016 Most Efficient Boiler - 95% AFUE | 50% | 50% | 50% | 50% | 50% | 50% | 50% | 50% | 50% | 50% | 50% | 50% | 50% | 50% | 50% | 50% | 50% | 50% | 50% | 0% | 0% | 0% | 0% | 0% | 0% | 0% | Boilers-NR and New | #N/A |  | 0 | 2.606% | 22.68% | 100% | 0% | 0% | 60.55% | 80.34% | 2.016% | 0% | 83.32% | 0% | 0% | 100% | 31.65% | 0% | 5.504% | 8.742% | 7.834% | 14.48% | 0% | 0% | 0% | 0% | 0% | 0% | 0% | 1.303% | 11.34% | 50% | 0% | 0% | 30.27% | 40.17% | 1.008% | 0% | 41.66% | 0% | 0% | 50% | 15.82% | 0% | 2.752% | 4.371% | 3.917% | 7.24% | 0% | 0% | 0% | 0% | 0% | 0% | 0%
| 1811 | Boilers | ComBoilers_Cadmus | NR and New | XLarge Ret | Gas | Per Building SqFt - Boiler < 300 kBtuh | XLarge Ret Boiler < 300 kBtuh - ENERGY STAR 2016 Most Efficient Boiler - 95% AFUE | 50% | 50% | 50% | 50% | 50% | 50% | 50% | 50% | 50% | 50% | 50% | 50% | 50% | 50% | 50% | 50% | 50% | 50% | 50% | 0% | 0% | 0% | 0% | 0% | 0% | 0% | Boilers-NR and New | #N/A |  | 0 | 2.606% | 22.68% | 100% | 0% | 0% | 60.55% | 80.34% | 2.016% | 0% | 83.32% | 0% | 0% | 100% | 31.65% | 0% | 5.504% | 8.742% | 7.834% | 14.48% | 0% | 0% | 0% | 0% | 0% | 0% | 0% | 1.303% | 11.34% | 50% | 0% | 0% | 30.27% | 40.17% | 1.008% | 0% | 41.66% | 0% | 0% | 50% | 15.82% | 0% | 2.752% | 4.371% | 3.917% | 7.24% | 0% | 0% | 0% | 0% | 0% | 0% | 0%
| 1811 | Boilers | ComBoilers_Cadmus | NR and New | Large Ret | Gas | Per Building SqFt - Boiler < 300 kBtuh | Large Ret Boiler < 300 kBtuh - ENERGY STAR 2016 Most Efficient Boiler - 95% AFUE | 50% | 50% | 50% | 50% | 50% | 50% | 50% | 50% | 50% | 50% | 50% | 50% | 50% | 50% | 50% | 50% | 50% | 50% | 50% | 0% | 0% | 0% | 0% | 0% | 0% | 0% | Boilers-NR and New | #N/A |  | 0 | 2.606% | 22.68% | 100% | 0% | 0% | 60.55% | 80.34% | 2.016% | 0% | 83.32% | 0% | 0% | 100% | 31.65% | 0% | 5.504% | 8.742% | 7.834% | 14.48% | 0% | 0% | 0% | 0% | 0% | 0% | 0% | 1.303% | 11.34% | 50% | 0% | 0% | 30.27% | 40.17% | 1.008% | 0% | 41.66% | 0% | 0% | 50% | 15.82% | 0% | 2.752% | 4.371% | 3.917% | 7.24% | 0% | 0% | 0% | 0% | 0% | 0% | 0%
| 1811 | Boilers | ComBoilers_Cadmus | NR and New | Medium Ret | Gas | Per Building SqFt - Boiler < 300 kBtuh | Medium Ret Boiler < 300 kBtuh - ENERGY STAR 2016 Most Efficient Boiler - 95% AFUE | 50% | 50% | 50% | 50% | 50% | 50% | 50% | 50% | 50% | 50% | 50% | 50% | 50% | 50% | 50% | 50% | 50% | 50% | 50% | 0% | 0% | 0% | 0% | 0% | 0% | 0% | Boilers-NR and New | #N/A |  | 0 | 2.606% | 22.68% | 100% | 0% | 0% | 60.55% | 80.34% | 2.016% | 0% | 83.32% | 0% | 0% | 100% | 31.65% | 0% | 5.504% | 8.742% | 7.834% | 14.48% | 0% | 0% | 0% | 0% | 0% | 0% | 0% | 1.303% | 11.34% | 50% | 0% | 0% | 30.27% | 40.17% | 1.008% | 0% | 41.66% | 0% | 0% | 50% | 15.82% | 0% | 2.752% | 4.371% | 3.917% | 7.24% | 0% | 0% | 0% | 0% | 0% | 0% | 0%
| 1811 | Boilers | ComBoilers_Cadmus | NR and New | Small Ret | Gas | Per Building SqFt - Boiler < 300 kBtuh | Small Ret Boiler < 300 kBtuh - ENERGY STAR 2016 Most Efficient Boiler - 95% AFUE | 50% | 50% | 50% | 50% | 50% | 50% | 50% | 50% | 50% | 50% | 50% | 50% | 50% | 50% | 50% | 50% | 50% | 50% | 50% | 0% | 0% | 0% | 0% | 0% | 0% | 0% | Boilers-NR and New | #N/A |  | 0 | 2.606% | 22.68% | 100% | 0% | 0% | 60.55% | 80.34% | 2.016% | 0% | 83.32% | 0% | 0% | 100% | 31.65% | 0% | 5.504% | 8.742% | 7.834% | 14.48% | 0% | 0% | 0% | 0% | 0% | 0% | 0% | 1.303% | 11.34% | 50% | 0% | 0% | 30.27% | 40.17% | 1.008% | 0% | 41.66% | 0% | 0% | 50% | 15.82% | 0% | 2.752% | 4.371% | 3.917% | 7.24% | 0% | 0% | 0% | 0% | 0% | 0% | 0%
| 1811 | Boilers | ComBoilers_Cadmus | NR and New | School K-12 | Gas | Per Building SqFt - Boiler < 300 kBtuh | School K-12 Boiler < 300 kBtuh - ENERGY STAR 2016 Most Efficient Boiler - 95% AFUE | 50% | 50% | 50% | 50% | 50% | 50% | 50% | 50% | 50% | 50% | 50% | 50% | 50% | 50% | 50% | 50% | 50% | 50% | 50% | 0% | 0% | 0% | 0% | 0% | 0% | 0% | Boilers-NR and New | #N/A |  | 0 | 2.606% | 22.68% | 100% | 0% | 0% | 60.55% | 80.34% | 2.016% | 0% | 83.32% | 0% | 0% | 100% | 31.65% | 0% | 5.504% | 8.742% | 7.834% | 14.48% | 0% | 0% | 0% | 0% | 0% | 0% | 0% | 1.303% | 11.34% | 50% | 0% | 0% | 30.27% | 40.17% | 1.008% | 0% | 41.66% | 0% | 0% | 50% | 15.82% | 0% | 2.752% | 4.371% | 3.917% | 7.24% | 0% | 0% | 0% | 0% | 0% | 0% | 0%
| 1811 | Boilers | ComBoilers_Cadmus | NR and New | University | Gas | Per Building SqFt - Boiler < 300 kBtuh | University Boiler < 300 kBtuh - ENERGY STAR 2016 Most Efficient Boiler - 95% AFUE | 50% | 50% | 50% | 50% | 50% | 50% | 50% | 50% | 50% | 50% | 50% | 50% | 50% | 50% | 50% | 50% | 50% | 50% | 50% | 0% | 0% | 0% | 0% | 0% | 0% | 0% | Boilers-NR and New | #N/A |  | 0 | 2.606% | 22.68% | 100% | 0% | 0% | 60.55% | 80.34% | 2.016% | 0% | 83.32% | 0% | 0% | 100% | 31.65% | 0% | 5.504% | 8.742% | 7.834% | 14.48% | 0% | 0% | 0% | 0% | 0% | 0% | 0% | 1.303% | 11.34% | 50% | 0% | 0% | 30.27% | 40.17% | 1.008% | 0% | 41.66% | 0% | 0% | 50% | 15.82% | 0% | 2.752% | 4.371% | 3.917% | 7.24% | 0% | 0% | 0% | 0% | 0% | 0% | 0%
| 1811 | Boilers | ComBoilers_Cadmus | NR and New | Warehouse | Gas | Per Building SqFt - Boiler < 300 kBtuh | Warehouse Boiler < 300 kBtuh - ENERGY STAR 2016 Most Efficient Boiler - 95% AFUE | 50% | 50% | 50% | 50% | 50% | 50% | 50% | 50% | 50% | 50% | 50% | 50% | 50% | 50% | 50% | 50% | 50% | 50% | 50% | 0% | 0% | 0% | 0% | 0% | 0% | 0% | Boilers-NR and New | #N/A |  | 0 | 2.606% | 22.68% | 100% | 0% | 0% | 60.55% | 80.34% | 2.016% | 0% | 83.32% | 0% | 0% | 100% | 31.65% | 0% | 5.504% | 8.742% | 7.834% | 14.48% | 0% | 0% | 0% | 0% | 0% | 0% | 0% | 1.303% | 11.34% | 50% | 0% | 0% | 30.27% | 40.17% | 1.008% | 0% | 41.66% | 0% | 0% | 50% | 15.82% | 0% | 2.752% | 4.371% | 3.917% | 7.24% | 0% | 0% | 0% | 0% | 0% | 0% | 0%
| 1811 | Boilers | ComBoilers_Cadmus | NR and New | Supermarket | Gas | Per Building SqFt - Boiler < 300 kBtuh | Supermarket Boiler < 300 kBtuh - ENERGY STAR 2016 Most Efficient Boiler - 95% AFUE | 50% | 50% | 50% | 50% | 50% | 50% | 50% | 50% | 50% | 50% | 50% | 50% | 50% | 50% | 50% | 50% | 50% | 50% | 50% | 0% | 0% | 0% | 0% | 0% | 0% | 0% | Boilers-NR and New | #N/A |  | 0 | 2.606% | 22.68% | 100% | 0% | 0% | 60.55% | 80.34% | 2.016% | 0% | 83.32% | 0% | 0% | 100% | 31.65% | 0% | 5.504% | 8.742% | 7.834% | 14.48% | 0% | 0% | 0% | 0% | 0% | 0% | 0% | 1.303% | 11.34% | 50% | 0% | 0% | 30.27% | 40.17% | 1.008% | 0% | 41.66% | 0% | 0% | 50% | 15.82% | 0% | 2.752% | 4.371% | 3.917% | 7.24% | 0% | 0% | 0% | 0% | 0% | 0% | 0%
| 1811 | Boilers | ComBoilers_Cadmus | NR and New | MiniMart | Gas | Per Building SqFt - Boiler < 300 kBtuh | MiniMart Boiler < 300 kBtuh - ENERGY STAR 2016 Most Efficient Boiler - 95% AFUE | 50% | 50% | 50% | 50% | 50% | 50% | 50% | 50% | 50% | 50% | 50% | 50% | 50% | 50% | 50% | 50% | 50% | 50% | 50% | 0% | 0% | 0% | 0% | 0% | 0% | 0% | Boilers-NR and New | #N/A |  | 0 | 2.606% | 22.68% | 100% | 0% | 0% | 60.55% | 80.34% | 2.016% | 0% | 83.32% | 0% | 0% | 100% | 31.65% | 0% | 5.504% | 8.742% | 7.834% | 14.48% | 0% | 0% | 0% | 0% | 0% | 0% | 0% | 1.303% | 11.34% | 50% | 0% | 0% | 30.27% | 40.17% | 1.008% | 0% | 41.66% | 0% | 0% | 50% | 15.82% | 0% | 2.752% | 4.371% | 3.917% | 7.24% | 0% | 0% | 0% | 0% | 0% | 0% | 0%
| 1811 | Boilers | ComBoilers_Cadmus | NR and New | Restaurant | Gas | Per Building SqFt - Boiler < 300 kBtuh | Restaurant Boiler < 300 kBtuh - ENERGY STAR 2016 Most Efficient Boiler - 95% AFUE | 50% | 50% | 50% | 50% | 50% | 50% | 50% | 50% | 50% | 50% | 50% | 50% | 50% | 50% | 50% | 50% | 50% | 50% | 50% | 0% | 0% | 0% | 0% | 0% | 0% | 0% | Boilers-NR and New | #N/A |  | 0 | 2.606% | 22.68% | 100% | 0% | 0% | 60.55% | 80.34% | 2.016% | 0% | 83.32% | 0% | 0% | 100% | 31.65% | 0% | 5.504% | 8.742% | 7.834% | 14.48% | 0% | 0% | 0% | 0% | 0% | 0% | 0% | 1.303% | 11.34% | 50% | 0% | 0% | 30.27% | 40.17% | 1.008% | 0% | 41.66% | 0% | 0% | 50% | 15.82% | 0% | 2.752% | 4.371% | 3.917% | 7.24% | 0% | 0% | 0% | 0% | 0% | 0% | 0%
| 1811 | Boilers | ComBoilers_Cadmus | NR and New | Lodging | Gas | Per Building SqFt - Boiler < 300 kBtuh | Lodging Boiler < 300 kBtuh - ENERGY STAR 2016 Most Efficient Boiler - 95% AFUE | 50% | 50% | 50% | 50% | 50% | 50% | 50% | 50% | 50% | 50% | 50% | 50% | 50% | 50% | 50% | 50% | 50% | 50% | 50% | 0% | 0% | 0% | 0% | 0% | 0% | 0% | Boilers-NR and New | #N/A |  | 0 | 2.606% | 22.68% | 100% | 0% | 0% | 60.55% | 80.34% | 2.016% | 0% | 83.32% | 0% | 0% | 100% | 31.65% | 0% | 5.504% | 8.742% | 7.834% | 14.48% | 0% | 0% | 0% | 0% | 0% | 0% | 0% | 1.303% | 11.34% | 50% | 0% | 0% | 30.27% | 40.17% | 1.008% | 0% | 41.66% | 0% | 0% | 50% | 15.82% | 0% | 2.752% | 4.371% | 3.917% | 7.24% | 0% | 0% | 0% | 0% | 0% | 0% | 0%
| 1811 | Boilers | ComBoilers_Cadmus | NR and New | Hospital | Gas | Per Building SqFt - Boiler < 300 kBtuh | Hospital Boiler < 300 kBtuh - ENERGY STAR 2016 Most Efficient Boiler - 95% AFUE | 50% | 50% | 50% | 50% | 50% | 50% | 50% | 50% | 50% | 50% | 50% | 50% | 50% | 50% | 50% | 50% | 50% | 50% | 50% | 0% | 0% | 0% | 0% | 0% | 0% | 0% | Boilers-NR and New | #N/A |  | 0 | 2.606% | 22.68% | 100% | 0% | 0% | 60.55% | 80.34% | 2.016% | 0% | 83.32% | 0% | 0% | 100% | 31.65% | 0% | 5.504% | 8.742% | 7.834% | 14.48% | 0% | 0% | 0% | 0% | 0% | 0% | 0% | 1.303% | 11.34% | 50% | 0% | 0% | 30.27% | 40.17% | 1.008% | 0% | 41.66% | 0% | 0% | 50% | 15.82% | 0% | 2.752% | 4.371% | 3.917% | 7.24% | 0% | 0% | 0% | 0% | 0% | 0% | 0%
| 1811 | Boilers | ComBoilers_Cadmus | NR and New | Residential Care | Gas | Per Building SqFt - Boiler < 300 kBtuh | Residential Care Boiler < 300 kBtuh - ENERGY STAR 2016 Most Efficient Boiler - 95% AFUE | 50% | 50% | 50% | 50% | 50% | 50% | 50% | 50% | 50% | 50% | 50% | 50% | 50% | 50% | 50% | 50% | 50% | 50% | 50% | 0% | 0% | 0% | 0% | 0% | 0% | 0% | Boilers-NR and New | #N/A |  | 0 | 2.606% | 22.68% | 100% | 0% | 0% | 60.55% | 80.34% | 2.016% | 0% | 83.32% | 0% | 0% | 100% | 31.65% | 0% | 5.504% | 8.742% | 7.834% | 14.48% | 0% | 0% | 0% | 0% | 0% | 0% | 0% | 1.303% | 11.34% | 50% | 0% | 0% | 30.27% | 40.17% | 1.008% | 0% | 41.66% | 0% | 0% | 50% | 15.82% | 0% | 2.752% | 4.371% | 3.917% | 7.24% | 0% | 0% | 0% | 0% | 0% | 0% | 0%
| 1811 | Boilers | ComBoilers_Cadmus | NR and New | Assembly | Gas | Per Building SqFt - Boiler < 300 kBtuh | Assembly Boiler < 300 kBtuh - ENERGY STAR 2016 Most Efficient Boiler - 95% AFUE | 50% | 50% | 50% | 50% | 50% | 50% | 50% | 50% | 50% | 50% | 50% | 50% | 50% | 50% | 50% | 50% | 50% | 50% | 50% | 0% | 0% | 0% | 0% | 0% | 0% | 0% | Boilers-NR and New | #N/A |  | 0 | 2.606% | 22.68% | 100% | 0% | 0% | 60.55% | 80.34% | 2.016% | 0% | 83.32% | 0% | 0% | 100% | 31.65% | 0% | 5.504% | 8.742% | 7.834% | 14.48% | 0% | 0% | 0% | 0% | 0% | 0% | 0% | 1.303% | 11.34% | 50% | 0% | 0% | 30.27% | 40.17% | 1.008% | 0% | 41.66% | 0% | 0% | 50% | 15.82% | 0% | 2.752% | 4.371% | 3.917% | 7.24% | 0% | 0% | 0% | 0% | 0% | 0% | 0%
| 1811 | Boilers | ComBoilers_Cadmus | NR and New | Other | Gas | Per Building SqFt - Boiler < 300 kBtuh | Other Boiler < 300 kBtuh - ENERGY STAR 2016 Most Efficient Boiler - 95% AFUE | 50% | 50% | 50% | 50% | 50% | 50% | 50% | 50% | 50% | 50% | 50% | 50% | 50% | 50% | 50% | 50% | 50% | 50% | 50% | 0% | 0% | 0% | 0% | 0% | 0% | 0% | Boilers-NR and New | #N/A |  | 0 | 2.606% | 22.68% | 100% | 0% | 0% | 60.55% | 80.34% | 2.016% | 0% | 83.32% | 0% | 0% | 100% | 31.65% | 0% | 5.504% | 8.742% | 7.834% | 14.48% | 0% | 0% | 0% | 0% | 0% | 0% | 0% | 1.303% | 11.34% | 50% | 0% | 0% | 30.27% | 40.17% | 1.008% | 0% | 41.66% | 0% | 0% | 50% | 15.82% | 0% | 2.752% | 4.371% | 3.917% | 7.24% | 0% | 0% | 0% | 0% | 0% | 0% | 0%
| 1811 | Boilers | ComBoilers_Cadmus | NR and New | Large Off | Gas | Per Building SqFt - Boiler < 300 kBtuh | Large Off Boiler < 300 kBtuh - Advanced Efficiency - AFUE 96% | 50% | 50% | 50% | 50% | 50% | 50% | 50% | 50% | 50% | 50% | 50% | 50% | 50% | 50% | 50% | 50% | 50% | 50% | 50% | 0% | 0% | 0% | 0% | 0% | 0% | 0% | Boilers-NR and New | #N/A |  | 0 | 2.606% | 22.68% | 100% | 0% | 0% | 60.55% | 80.34% | 2.016% | 0% | 83.32% | 0% | 0% | 100% | 31.65% | 0% | 5.504% | 8.742% | 7.834% | 14.48% | 0% | 0% | 0% | 0% | 0% | 0% | 0% | 1.303% | 11.34% | 50% | 0% | 0% | 30.27% | 40.17% | 1.008% | 0% | 41.66% | 0% | 0% | 50% | 15.82% | 0% | 2.752% | 4.371% | 3.917% | 7.24% | 0% | 0% | 0% | 0% | 0% | 0% | 0%
| 1811 | Boilers | ComBoilers_Cadmus | NR and New | Medium Off | Gas | Per Building SqFt - Boiler < 300 kBtuh | Medium Off Boiler < 300 kBtuh - Advanced Efficiency - AFUE 96% | 50% | 50% | 50% | 50% | 50% | 50% | 50% | 50% | 50% | 50% | 50% | 50% | 50% | 50% | 50% | 50% | 50% | 50% | 50% | 0% | 0% | 0% | 0% | 0% | 0% | 0% | Boilers-NR and New | #N/A |  | 0 | 2.606% | 22.68% | 100% | 0% | 0% | 60.55% | 80.34% | 2.016% | 0% | 83.32% | 0% | 0% | 100% | 31.65% | 0% | 5.504% | 8.742% | 7.834% | 14.48% | 0% | 0% | 0% | 0% | 0% | 0% | 0% | 1.303% | 11.34% | 50% | 0% | 0% | 30.27% | 40.17% | 1.008% | 0% | 41.66% | 0% | 0% | 50% | 15.82% | 0% | 2.752% | 4.371% | 3.917% | 7.24% | 0% | 0% | 0% | 0% | 0% | 0% | 0%
| 1811 | Boilers | ComBoilers_Cadmus | NR and New | Small Off | Gas | Per Building SqFt - Boiler < 300 kBtuh | Small Off Boiler < 300 kBtuh - Advanced Efficiency - AFUE 96% | 50% | 50% | 50% | 50% | 50% | 50% | 50% | 50% | 50% | 50% | 50% | 50% | 50% | 50% | 50% | 50% | 50% | 50% | 50% | 0% | 0% | 0% | 0% | 0% | 0% | 0% | Boilers-NR and New | #N/A |  | 0 | 2.606% | 22.68% | 100% | 0% | 0% | 60.55% | 80.34% | 2.016% | 0% | 83.32% | 0% | 0% | 100% | 31.65% | 0% | 5.504% | 8.742% | 7.834% | 14.48% | 0% | 0% | 0% | 0% | 0% | 0% | 0% | 1.303% | 11.34% | 50% | 0% | 0% | 30.27% | 40.17% | 1.008% | 0% | 41.66% | 0% | 0% | 50% | 15.82% | 0% | 2.752% | 4.371% | 3.917% | 7.24% | 0% | 0% | 0% | 0% | 0% | 0% | 0%
| 1811 | Boilers | ComBoilers_Cadmus | NR and New | XLarge Ret | Gas | Per Building SqFt - Boiler < 300 kBtuh | XLarge Ret Boiler < 300 kBtuh - Advanced Efficiency - AFUE 96% | 50% | 50% | 50% | 50% | 50% | 50% | 50% | 50% | 50% | 50% | 50% | 50% | 50% | 50% | 50% | 50% | 50% | 50% | 50% | 0% | 0% | 0% | 0% | 0% | 0% | 0% | Boilers-NR and New | #N/A |  | 0 | 2.606% | 22.68% | 100% | 0% | 0% | 60.55% | 80.34% | 2.016% | 0% | 83.32% | 0% | 0% | 100% | 31.65% | 0% | 5.504% | 8.742% | 7.834% | 14.48% | 0% | 0% | 0% | 0% | 0% | 0% | 0% | 1.303% | 11.34% | 50% | 0% | 0% | 30.27% | 40.17% | 1.008% | 0% | 41.66% | 0% | 0% | 50% | 15.82% | 0% | 2.752% | 4.371% | 3.917% | 7.24% | 0% | 0% | 0% | 0% | 0% | 0% | 0%
| 1811 | Boilers | ComBoilers_Cadmus | NR and New | Large Ret | Gas | Per Building SqFt - Boiler < 300 kBtuh | Large Ret Boiler < 300 kBtuh - Advanced Efficiency - AFUE 96% | 50% | 50% | 50% | 50% | 50% | 50% | 50% | 50% | 50% | 50% | 50% | 50% | 50% | 50% | 50% | 50% | 50% | 50% | 50% | 0% | 0% | 0% | 0% | 0% | 0% | 0% | Boilers-NR and New | #N/A |  | 0 | 2.606% | 22.68% | 100% | 0% | 0% | 60.55% | 80.34% | 2.016% | 0% | 83.32% | 0% | 0% | 100% | 31.65% | 0% | 5.504% | 8.742% | 7.834% | 14.48% | 0% | 0% | 0% | 0% | 0% | 0% | 0% | 1.303% | 11.34% | 50% | 0% | 0% | 30.27% | 40.17% | 1.008% | 0% | 41.66% | 0% | 0% | 50% | 15.82% | 0% | 2.752% | 4.371% | 3.917% | 7.24% | 0% | 0% | 0% | 0% | 0% | 0% | 0%
| 1811 | Boilers | ComBoilers_Cadmus | NR and New | Medium Ret | Gas | Per Building SqFt - Boiler < 300 kBtuh | Medium Ret Boiler < 300 kBtuh - Advanced Efficiency - AFUE 96% | 50% | 50% | 50% | 50% | 50% | 50% | 50% | 50% | 50% | 50% | 50% | 50% | 50% | 50% | 50% | 50% | 50% | 50% | 50% | 0% | 0% | 0% | 0% | 0% | 0% | 0% | Boilers-NR and New | #N/A |  | 0 | 2.606% | 22.68% | 100% | 0% | 0% | 60.55% | 80.34% | 2.016% | 0% | 83.32% | 0% | 0% | 100% | 31.65% | 0% | 5.504% | 8.742% | 7.834% | 14.48% | 0% | 0% | 0% | 0% | 0% | 0% | 0% | 1.303% | 11.34% | 50% | 0% | 0% | 30.27% | 40.17% | 1.008% | 0% | 41.66% | 0% | 0% | 50% | 15.82% | 0% | 2.752% | 4.371% | 3.917% | 7.24% | 0% | 0% | 0% | 0% | 0% | 0% | 0%
| 1811 | Boilers | ComBoilers_Cadmus | NR and New | Small Ret | Gas | Per Building SqFt - Boiler < 300 kBtuh | Small Ret Boiler < 300 kBtuh - Advanced Efficiency - AFUE 96% | 50% | 50% | 50% | 50% | 50% | 50% | 50% | 50% | 50% | 50% | 50% | 50% | 50% | 50% | 50% | 50% | 50% | 50% | 50% | 0% | 0% | 0% | 0% | 0% | 0% | 0% | Boilers-NR and New | #N/A |  | 0 | 2.606% | 22.68% | 100% | 0% | 0% | 60.55% | 80.34% | 2.016% | 0% | 83.32% | 0% | 0% | 100% | 31.65% | 0% | 5.504% | 8.742% | 7.834% | 14.48% | 0% | 0% | 0% | 0% | 0% | 0% | 0% | 1.303% | 11.34% | 50% | 0% | 0% | 30.27% | 40.17% | 1.008% | 0% | 41.66% | 0% | 0% | 50% | 15.82% | 0% | 2.752% | 4.371% | 3.917% | 7.24% | 0% | 0% | 0% | 0% | 0% | 0% | 0%
| 1811 | Boilers | ComBoilers_Cadmus | NR and New | School K-12 | Gas | Per Building SqFt - Boiler < 300 kBtuh | School K-12 Boiler < 300 kBtuh - Advanced Efficiency - AFUE 96% | 50% | 50% | 50% | 50% | 50% | 50% | 50% | 50% | 50% | 50% | 50% | 50% | 50% | 50% | 50% | 50% | 50% | 50% | 50% | 0% | 0% | 0% | 0% | 0% | 0% | 0% | Boilers-NR and New | #N/A |  | 0 | 2.606% | 22.68% | 100% | 0% | 0% | 60.55% | 80.34% | 2.016% | 0% | 83.32% | 0% | 0% | 100% | 31.65% | 0% | 5.504% | 8.742% | 7.834% | 14.48% | 0% | 0% | 0% | 0% | 0% | 0% | 0% | 1.303% | 11.34% | 50% | 0% | 0% | 30.27% | 40.17% | 1.008% | 0% | 41.66% | 0% | 0% | 50% | 15.82% | 0% | 2.752% | 4.371% | 3.917% | 7.24% | 0% | 0% | 0% | 0% | 0% | 0% | 0%
| 1811 | Boilers | ComBoilers_Cadmus | NR and New | University | Gas | Per Building SqFt - Boiler < 300 kBtuh | University Boiler < 300 kBtuh - Advanced Efficiency - AFUE 96% | 50% | 50% | 50% | 50% | 50% | 50% | 50% | 50% | 50% | 50% | 50% | 50% | 50% | 50% | 50% | 50% | 50% | 50% | 50% | 0% | 0% | 0% | 0% | 0% | 0% | 0% | Boilers-NR and New | #N/A |  | 0 | 2.606% | 22.68% | 100% | 0% | 0% | 60.55% | 80.34% | 2.016% | 0% | 83.32% | 0% | 0% | 100% | 31.65% | 0% | 5.504% | 8.742% | 7.834% | 14.48% | 0% | 0% | 0% | 0% | 0% | 0% | 0% | 1.303% | 11.34% | 50% | 0% | 0% | 30.27% | 40.17% | 1.008% | 0% | 41.66% | 0% | 0% | 50% | 15.82% | 0% | 2.752% | 4.371% | 3.917% | 7.24% | 0% | 0% | 0% | 0% | 0% | 0% | 0%
| 1811 | Boilers | ComBoilers_Cadmus | NR and New | Warehouse | Gas | Per Building SqFt - Boiler < 300 kBtuh | Warehouse Boiler < 300 kBtuh - Advanced Efficiency - AFUE 96% | 50% | 50% | 50% | 50% | 50% | 50% | 50% | 50% | 50% | 50% | 50% | 50% | 50% | 50% | 50% | 50% | 50% | 50% | 50% | 0% | 0% | 0% | 0% | 0% | 0% | 0% | Boilers-NR and New | #N/A |  | 0 | 2.606% | 22.68% | 100% | 0% | 0% | 60.55% | 80.34% | 2.016% | 0% | 83.32% | 0% | 0% | 100% | 31.65% | 0% | 5.504% | 8.742% | 7.834% | 14.48% | 0% | 0% | 0% | 0% | 0% | 0% | 0% | 1.303% | 11.34% | 50% | 0% | 0% | 30.27% | 40.17% | 1.008% | 0% | 41.66% | 0% | 0% | 50% | 15.82% | 0% | 2.752% | 4.371% | 3.917% | 7.24% | 0% | 0% | 0% | 0% | 0% | 0% | 0%
| 1811 | Boilers | ComBoilers_Cadmus | NR and New | Supermarket | Gas | Per Building SqFt - Boiler < 300 kBtuh | Supermarket Boiler < 300 kBtuh - Advanced Efficiency - AFUE 96% | 50% | 50% | 50% | 50% | 50% | 50% | 50% | 50% | 50% | 50% | 50% | 50% | 50% | 50% | 50% | 50% | 50% | 50% | 50% | 0% | 0% | 0% | 0% | 0% | 0% | 0% | Boilers-NR and New | #N/A |  | 0 | 2.606% | 22.68% | 100% | 0% | 0% | 60.55% | 80.34% | 2.016% | 0% | 83.32% | 0% | 0% | 100% | 31.65% | 0% | 5.504% | 8.742% | 7.834% | 14.48% | 0% | 0% | 0% | 0% | 0% | 0% | 0% | 1.303% | 11.34% | 50% | 0% | 0% | 30.27% | 40.17% | 1.008% | 0% | 41.66% | 0% | 0% | 50% | 15.82% | 0% | 2.752% | 4.371% | 3.917% | 7.24% | 0% | 0% | 0% | 0% | 0% | 0% | 0%
| 1811 | Boilers | ComBoilers_Cadmus | NR and New | MiniMart | Gas | Per Building SqFt - Boiler < 300 kBtuh | MiniMart Boiler < 300 kBtuh - Advanced Efficiency - AFUE 96% | 50% | 50% | 50% | 50% | 50% | 50% | 50% | 50% | 50% | 50% | 50% | 50% | 50% | 50% | 50% | 50% | 50% | 50% | 50% | 0% | 0% | 0% | 0% | 0% | 0% | 0% | Boilers-NR and New | #N/A |  | 0 | 2.606% | 22.68% | 100% | 0% | 0% | 60.55% | 80.34% | 2.016% | 0% | 83.32% | 0% | 0% | 100% | 31.65% | 0% | 5.504% | 8.742% | 7.834% | 14.48% | 0% | 0% | 0% | 0% | 0% | 0% | 0% | 1.303% | 11.34% | 50% | 0% | 0% | 30.27% | 40.17% | 1.008% | 0% | 41.66% | 0% | 0% | 50% | 15.82% | 0% | 2.752% | 4.371% | 3.917% | 7.24% | 0% | 0% | 0% | 0% | 0% | 0% | 0%
| 1811 | Boilers | ComBoilers_Cadmus | NR and New | Restaurant | Gas | Per Building SqFt - Boiler < 300 kBtuh | Restaurant Boiler < 300 kBtuh - Advanced Efficiency - AFUE 96% | 50% | 50% | 50% | 50% | 50% | 50% | 50% | 50% | 50% | 50% | 50% | 50% | 50% | 50% | 50% | 50% | 50% | 50% | 50% | 0% | 0% | 0% | 0% | 0% | 0% | 0% | Boilers-NR and New | #N/A |  | 0 | 2.606% | 22.68% | 100% | 0% | 0% | 60.55% | 80.34% | 2.016% | 0% | 83.32% | 0% | 0% | 100% | 31.65% | 0% | 5.504% | 8.742% | 7.834% | 14.48% | 0% | 0% | 0% | 0% | 0% | 0% | 0% | 1.303% | 11.34% | 50% | 0% | 0% | 30.27% | 40.17% | 1.008% | 0% | 41.66% | 0% | 0% | 50% | 15.82% | 0% | 2.752% | 4.371% | 3.917% | 7.24% | 0% | 0% | 0% | 0% | 0% | 0% | 0%
| 1811 | Boilers | ComBoilers_Cadmus | NR and New | Lodging | Gas | Per Building SqFt - Boiler < 300 kBtuh | Lodging Boiler < 300 kBtuh - Advanced Efficiency - AFUE 96% | 50% | 50% | 50% | 50% | 50% | 50% | 50% | 50% | 50% | 50% | 50% | 50% | 50% | 50% | 50% | 50% | 50% | 50% | 50% | 0% | 0% | 0% | 0% | 0% | 0% | 0% | Boilers-NR and New | #N/A |  | 0 | 2.606% | 22.68% | 100% | 0% | 0% | 60.55% | 80.34% | 2.016% | 0% | 83.32% | 0% | 0% | 100% | 31.65% | 0% | 5.504% | 8.742% | 7.834% | 14.48% | 0% | 0% | 0% | 0% | 0% | 0% | 0% | 1.303% | 11.34% | 50% | 0% | 0% | 30.27% | 40.17% | 1.008% | 0% | 41.66% | 0% | 0% | 50% | 15.82% | 0% | 2.752% | 4.371% | 3.917% | 7.24% | 0% | 0% | 0% | 0% | 0% | 0% | 0%
| 1811 | Boilers | ComBoilers_Cadmus | NR and New | Hospital | Gas | Per Building SqFt - Boiler < 300 kBtuh | Hospital Boiler < 300 kBtuh - Advanced Efficiency - AFUE 96% | 50% | 50% | 50% | 50% | 50% | 50% | 50% | 50% | 50% | 50% | 50% | 50% | 50% | 50% | 50% | 50% | 50% | 50% | 50% | 0% | 0% | 0% | 0% | 0% | 0% | 0% | Boilers-NR and New | #N/A |  | 0 | 2.606% | 22.68% | 100% | 0% | 0% | 60.55% | 80.34% | 2.016% | 0% | 83.32% | 0% | 0% | 100% | 31.65% | 0% | 5.504% | 8.742% | 7.834% | 14.48% | 0% | 0% | 0% | 0% | 0% | 0% | 0% | 1.303% | 11.34% | 50% | 0% | 0% | 30.27% | 40.17% | 1.008% | 0% | 41.66% | 0% | 0% | 50% | 15.82% | 0% | 2.752% | 4.371% | 3.917% | 7.24% | 0% | 0% | 0% | 0% | 0% | 0% | 0%
| 1811 | Boilers | ComBoilers_Cadmus | NR and New | Residential Care | Gas | Per Building SqFt - Boiler < 300 kBtuh | Residential Care Boiler < 300 kBtuh - Advanced Efficiency - AFUE 96% | 50% | 50% | 50% | 50% | 50% | 50% | 50% | 50% | 50% | 50% | 50% | 50% | 50% | 50% | 50% | 50% | 50% | 50% | 50% | 0% | 0% | 0% | 0% | 0% | 0% | 0% | Boilers-NR and New | #N/A |  | 0 | 2.606% | 22.68% | 100% | 0% | 0% | 60.55% | 80.34% | 2.016% | 0% | 83.32% | 0% | 0% | 100% | 31.65% | 0% | 5.504% | 8.742% | 7.834% | 14.48% | 0% | 0% | 0% | 0% | 0% | 0% | 0% | 1.303% | 11.34% | 50% | 0% | 0% | 30.27% | 40.17% | 1.008% | 0% | 41.66% | 0% | 0% | 50% | 15.82% | 0% | 2.752% | 4.371% | 3.917% | 7.24% | 0% | 0% | 0% | 0% | 0% | 0% | 0%
| 1811 | Boilers | ComBoilers_Cadmus | NR and New | Assembly | Gas | Per Building SqFt - Boiler < 300 kBtuh | Assembly Boiler < 300 kBtuh - Advanced Efficiency - AFUE 96% | 50% | 50% | 50% | 50% | 50% | 50% | 50% | 50% | 50% | 50% | 50% | 50% | 50% | 50% | 50% | 50% | 50% | 50% | 50% | 0% | 0% | 0% | 0% | 0% | 0% | 0% | Boilers-NR and New | #N/A |  | 0 | 2.606% | 22.68% | 100% | 0% | 0% | 60.55% | 80.34% | 2.016% | 0% | 83.32% | 0% | 0% | 100% | 31.65% | 0% | 5.504% | 8.742% | 7.834% | 14.48% | 0% | 0% | 0% | 0% | 0% | 0% | 0% | 1.303% | 11.34% | 50% | 0% | 0% | 30.27% | 40.17% | 1.008% | 0% | 41.66% | 0% | 0% | 50% | 15.82% | 0% | 2.752% | 4.371% | 3.917% | 7.24% | 0% | 0% | 0% | 0% | 0% | 0% | 0%
| 1811 | Boilers | ComBoilers_Cadmus | NR and New | Other | Gas | Per Building SqFt - Boiler < 300 kBtuh | Other Boiler < 300 kBtuh - Advanced Efficiency - AFUE 96% | 50% | 50% | 50% | 50% | 50% | 50% | 50% | 50% | 50% | 50% | 50% | 50% | 50% | 50% | 50% | 50% | 50% | 50% | 50% | 0% | 0% | 0% | 0% | 0% | 0% | 0% | Boilers-NR and New | #N/A |  | 0 | 2.606% | 22.68% | 100% | 0% | 0% | 60.55% | 80.34% | 2.016% | 0% | 83.32% | 0% | 0% | 100% | 31.65% | 0% | 5.504% | 8.742% | 7.834% | 14.48% | 0% | 0% | 0% | 0% | 0% | 0% | 0% | 1.303% | 11.34% | 50% | 0% | 0% | 30.27% | 40.17% | 1.008% | 0% | 41.66% | 0% | 0% | 50% | 15.82% | 0% | 2.752% | 4.371% | 3.917% | 7.24% | 0% | 0% | 0% | 0% | 0% | 0% | 0%
| 1811 | Boilers | ComBoilers_Cadmus | NR and New | Large Off | Gas | Per Building SqFt - Boiler >= 300 kBtuh | Large Off Boiler >= 300 and <= 2,500 kBtuh - Federal Standard 2023 Boiler - Thermal Efficiency Et = 79% | 50% | 50% | 50% | 50% | 50% | 50% | 50% | 50% | 50% | 50% | 50% | 50% | 50% | 50% | 50% | 50% | 50% | 50% | 50% | 0% | 0% | 0% | 0% | 0% | 0% | 0% | Boilers-NR and New | #N/A |  | 0 | 97.39% | 77.32% | 0% | 100% | 100% | 39.45% | 19.66% | 97.98% | 0% | 16.68% | 100% | 100% | 0% | 68.35% | 0% | 94.5% | 91.26% | 92.17% | 85.52% | 0% | 0% | 0% | 0% | 0% | 0% | 0% | 48.7% | 38.66% | 0% | 50% | 50% | 19.73% | 9.832% | 48.99% | 0% | 8.341% | 50% | 50% | 0% | 34.18% | 0% | 47.25% | 45.63% | 46.08% | 42.76% | 0% | 0% | 0% | 0% | 0% | 0% | 0%
| 1811 | Boilers | ComBoilers_Cadmus | NR and New | Medium Off | Gas | Per Building SqFt - Boiler >= 300 kBtuh | Medium Off Boiler >= 300 and <= 2,500 kBtuh - Federal Standard 2023 Boiler - Thermal Efficiency Et = 79% | 50% | 50% | 50% | 50% | 50% | 50% | 50% | 50% | 50% | 50% | 50% | 50% | 50% | 50% | 50% | 50% | 50% | 50% | 50% | 0% | 0% | 0% | 0% | 0% | 0% | 0% | Boilers-NR and New | #N/A |  | 0 | 97.39% | 77.32% | 0% | 100% | 100% | 39.45% | 19.66% | 97.98% | 0% | 16.68% | 100% | 100% | 0% | 68.35% | 0% | 94.5% | 91.26% | 92.17% | 85.52% | 0% | 0% | 0% | 0% | 0% | 0% | 0% | 48.7% | 38.66% | 0% | 50% | 50% | 19.73% | 9.832% | 48.99% | 0% | 8.341% | 50% | 50% | 0% | 34.18% | 0% | 47.25% | 45.63% | 46.08% | 42.76% | 0% | 0% | 0% | 0% | 0% | 0% | 0%
| 1811 | Boilers | ComBoilers_Cadmus | NR and New | Small Off | Gas | Per Building SqFt - Boiler >= 300 kBtuh | Small Off Boiler >= 300 and <= 2,500 kBtuh - Federal Standard 2023 Boiler - Thermal Efficiency Et = 79% | 50% | 50% | 50% | 50% | 50% | 50% | 50% | 50% | 50% | 50% | 50% | 50% | 50% | 50% | 50% | 50% | 50% | 50% | 50% | 0% | 0% | 0% | 0% | 0% | 0% | 0% | Boilers-NR and New | #N/A |  | 0 | 97.39% | 77.32% | 0% | 100% | 100% | 39.45% | 19.66% | 97.98% | 0% | 16.68% | 100% | 100% | 0% | 68.35% | 0% | 94.5% | 91.26% | 92.17% | 85.52% | 0% | 0% | 0% | 0% | 0% | 0% | 0% | 48.7% | 38.66% | 0% | 50% | 50% | 19.73% | 9.832% | 48.99% | 0% | 8.341% | 50% | 50% | 0% | 34.18% | 0% | 47.25% | 45.63% | 46.08% | 42.76% | 0% | 0% | 0% | 0% | 0% | 0% | 0%
| 1811 | Boilers | ComBoilers_Cadmus | NR and New | XLarge Ret | Gas | Per Building SqFt - Boiler >= 300 kBtuh | XLarge Ret Boiler >= 300 and <= 2,500 kBtuh - Federal Standard 2023 Boiler - Thermal Efficiency Et = 79% | 50% | 50% | 50% | 50% | 50% | 50% | 50% | 50% | 50% | 50% | 50% | 50% | 50% | 50% | 50% | 50% | 50% | 50% | 50% | 0% | 0% | 0% | 0% | 0% | 0% | 0% | Boilers-NR and New | #N/A |  | 0 | 97.39% | 77.32% | 0% | 100% | 100% | 39.45% | 19.66% | 97.98% | 0% | 16.68% | 100% | 100% | 0% | 68.35% | 0% | 94.5% | 91.26% | 92.17% | 85.52% | 0% | 0% | 0% | 0% | 0% | 0% | 0% | 48.7% | 38.66% | 0% | 50% | 50% | 19.73% | 9.832% | 48.99% | 0% | 8.341% | 50% | 50% | 0% | 34.18% | 0% | 47.25% | 45.63% | 46.08% | 42.76% | 0% | 0% | 0% | 0% | 0% | 0% | 0%
| 1811 | Boilers | ComBoilers_Cadmus | NR and New | Large Ret | Gas | Per Building SqFt - Boiler >= 300 kBtuh | Large Ret Boiler >= 300 and <= 2,500 kBtuh - Federal Standard 2023 Boiler - Thermal Efficiency Et = 79% | 50% | 50% | 50% | 50% | 50% | 50% | 50% | 50% | 50% | 50% | 50% | 50% | 50% | 50% | 50% | 50% | 50% | 50% | 50% | 0% | 0% | 0% | 0% | 0% | 0% | 0% | Boilers-NR and New | #N/A |  | 0 | 97.39% | 77.32% | 0% | 100% | 100% | 39.45% | 19.66% | 97.98% | 0% | 16.68% | 100% | 100% | 0% | 68.35% | 0% | 94.5% | 91.26% | 92.17% | 85.52% | 0% | 0% | 0% | 0% | 0% | 0% | 0% | 48.7% | 38.66% | 0% | 50% | 50% | 19.73% | 9.832% | 48.99% | 0% | 8.341% | 50% | 50% | 0% | 34.18% | 0% | 47.25% | 45.63% | 46.08% | 42.76% | 0% | 0% | 0% | 0% | 0% | 0% | 0%
| 1811 | Boilers | ComBoilers_Cadmus | NR and New | Medium Ret | Gas | Per Building SqFt - Boiler >= 300 kBtuh | Medium Ret Boiler >= 300 and <= 2,500 kBtuh - Federal Standard 2023 Boiler - Thermal Efficiency Et = 79% | 50% | 50% | 50% | 50% | 50% | 50% | 50% | 50% | 50% | 50% | 50% | 50% | 50% | 50% | 50% | 50% | 50% | 50% | 50% | 0% | 0% | 0% | 0% | 0% | 0% | 0% | Boilers-NR and New | #N/A |  | 0 | 97.39% | 77.32% | 0% | 100% | 100% | 39.45% | 19.66% | 97.98% | 0% | 16.68% | 100% | 100% | 0% | 68.35% | 0% | 94.5% | 91.26% | 92.17% | 85.52% | 0% | 0% | 0% | 0% | 0% | 0% | 0% | 48.7% | 38.66% | 0% | 50% | 50% | 19.73% | 9.832% | 48.99% | 0% | 8.341% | 50% | 50% | 0% | 34.18% | 0% | 47.25% | 45.63% | 46.08% | 42.76% | 0% | 0% | 0% | 0% | 0% | 0% | 0%
| 1811 | Boilers | ComBoilers_Cadmus | NR and New | Small Ret | Gas | Per Building SqFt - Boiler >= 300 kBtuh | Small Ret Boiler >= 300 and <= 2,500 kBtuh - Federal Standard 2023 Boiler - Thermal Efficiency Et = 79% | 50% | 50% | 50% | 50% | 50% | 50% | 50% | 50% | 50% | 50% | 50% | 50% | 50% | 50% | 50% | 50% | 50% | 50% | 50% | 0% | 0% | 0% | 0% | 0% | 0% | 0% | Boilers-NR and New | #N/A |  | 0 | 97.39% | 77.32% | 0% | 100% | 100% | 39.45% | 19.66% | 97.98% | 0% | 16.68% | 100% | 100% | 0% | 68.35% | 0% | 94.5% | 91.26% | 92.17% | 85.52% | 0% | 0% | 0% | 0% | 0% | 0% | 0% | 48.7% | 38.66% | 0% | 50% | 50% | 19.73% | 9.832% | 48.99% | 0% | 8.341% | 50% | 50% | 0% | 34.18% | 0% | 47.25% | 45.63% | 46.08% | 42.76% | 0% | 0% | 0% | 0% | 0% | 0% | 0%
| 1811 | Boilers | ComBoilers_Cadmus | NR and New | School K-12 | Gas | Per Building SqFt - Boiler >= 300 kBtuh | School K-12 Boiler >= 300 and <= 2,500 kBtuh - Federal Standard 2023 Boiler - Thermal Efficiency Et = 79% | 50% | 50% | 50% | 50% | 50% | 50% | 50% | 50% | 50% | 50% | 50% | 50% | 50% | 50% | 50% | 50% | 50% | 50% | 50% | 0% | 0% | 0% | 0% | 0% | 0% | 0% | Boilers-NR and New | #N/A |  | 0 | 97.39% | 77.32% | 0% | 100% | 100% | 39.45% | 19.66% | 97.98% | 0% | 16.68% | 100% | 100% | 0% | 68.35% | 0% | 94.5% | 91.26% | 92.17% | 85.52% | 0% | 0% | 0% | 0% | 0% | 0% | 0% | 48.7% | 38.66% | 0% | 50% | 50% | 19.73% | 9.832% | 48.99% | 0% | 8.341% | 50% | 50% | 0% | 34.18% | 0% | 47.25% | 45.63% | 46.08% | 42.76% | 0% | 0% | 0% | 0% | 0% | 0% | 0%
| 1811 | Boilers | ComBoilers_Cadmus | NR and New | University | Gas | Per Building SqFt - Boiler >= 300 kBtuh | University Boiler >= 300 and <= 2,500 kBtuh - Federal Standard 2023 Boiler - Thermal Efficiency Et = 79% | 50% | 50% | 50% | 50% | 50% | 50% | 50% | 50% | 50% | 50% | 50% | 50% | 50% | 50% | 50% | 50% | 50% | 50% | 50% | 0% | 0% | 0% | 0% | 0% | 0% | 0% | Boilers-NR and New | #N/A |  | 0 | 97.39% | 77.32% | 0% | 100% | 100% | 39.45% | 19.66% | 97.98% | 0% | 16.68% | 100% | 100% | 0% | 68.35% | 0% | 94.5% | 91.26% | 92.17% | 85.52% | 0% | 0% | 0% | 0% | 0% | 0% | 0% | 48.7% | 38.66% | 0% | 50% | 50% | 19.73% | 9.832% | 48.99% | 0% | 8.341% | 50% | 50% | 0% | 34.18% | 0% | 47.25% | 45.63% | 46.08% | 42.76% | 0% | 0% | 0% | 0% | 0% | 0% | 0%
| 1811 | Boilers | ComBoilers_Cadmus | NR and New | Warehouse | Gas | Per Building SqFt - Boiler >= 300 kBtuh | Warehouse Boiler >= 300 and <= 2,500 kBtuh - Federal Standard 2023 Boiler - Thermal Efficiency Et = 79% | 50% | 50% | 50% | 50% | 50% | 50% | 50% | 50% | 50% | 50% | 50% | 50% | 50% | 50% | 50% | 50% | 50% | 50% | 50% | 0% | 0% | 0% | 0% | 0% | 0% | 0% | Boilers-NR and New | #N/A |  | 0 | 97.39% | 77.32% | 0% | 100% | 100% | 39.45% | 19.66% | 97.98% | 0% | 16.68% | 100% | 100% | 0% | 68.35% | 0% | 94.5% | 91.26% | 92.17% | 85.52% | 0% | 0% | 0% | 0% | 0% | 0% | 0% | 48.7% | 38.66% | 0% | 50% | 50% | 19.73% | 9.832% | 48.99% | 0% | 8.341% | 50% | 50% | 0% | 34.18% | 0% | 47.25% | 45.63% | 46.08% | 42.76% | 0% | 0% | 0% | 0% | 0% | 0% | 0%
| 1811 | Boilers | ComBoilers_Cadmus | NR and New | Supermarket | Gas | Per Building SqFt - Boiler >= 300 kBtuh | Supermarket Boiler >= 300 and <= 2,500 kBtuh - Federal Standard 2023 Boiler - Thermal Efficiency Et = 79% | 50% | 50% | 50% | 50% | 50% | 50% | 50% | 50% | 50% | 50% | 50% | 50% | 50% | 50% | 50% | 50% | 50% | 50% | 50% | 0% | 0% | 0% | 0% | 0% | 0% | 0% | Boilers-NR and New | #N/A |  | 0 | 97.39% | 77.32% | 0% | 100% | 100% | 39.45% | 19.66% | 97.98% | 0% | 16.68% | 100% | 100% | 0% | 68.35% | 0% | 94.5% | 91.26% | 92.17% | 85.52% | 0% | 0% | 0% | 0% | 0% | 0% | 0% | 48.7% | 38.66% | 0% | 50% | 50% | 19.73% | 9.832% | 48.99% | 0% | 8.341% | 50% | 50% | 0% | 34.18% | 0% | 47.25% | 45.63% | 46.08% | 42.76% | 0% | 0% | 0% | 0% | 0% | 0% | 0%
| 1811 | Boilers | ComBoilers_Cadmus | NR and New | MiniMart | Gas | Per Building SqFt - Boiler >= 300 kBtuh | MiniMart Boiler >= 300 and <= 2,500 kBtuh - Federal Standard 2023 Boiler - Thermal Efficiency Et = 79% | 50% | 50% | 50% | 50% | 50% | 50% | 50% | 50% | 50% | 50% | 50% | 50% | 50% | 50% | 50% | 50% | 50% | 50% | 50% | 0% | 0% | 0% | 0% | 0% | 0% | 0% | Boilers-NR and New | #N/A |  | 0 | 97.39% | 77.32% | 0% | 100% | 100% | 39.45% | 19.66% | 97.98% | 0% | 16.68% | 100% | 100% | 0% | 68.35% | 0% | 94.5% | 91.26% | 92.17% | 85.52% | 0% | 0% | 0% | 0% | 0% | 0% | 0% | 48.7% | 38.66% | 0% | 50% | 50% | 19.73% | 9.832% | 48.99% | 0% | 8.341% | 50% | 50% | 0% | 34.18% | 0% | 47.25% | 45.63% | 46.08% | 42.76% | 0% | 0% | 0% | 0% | 0% | 0% | 0%
| 1811 | Boilers | ComBoilers_Cadmus | NR and New | Restaurant | Gas | Per Building SqFt - Boiler >= 300 kBtuh | Restaurant Boiler >= 300 and <= 2,500 kBtuh - Federal Standard 2023 Boiler - Thermal Efficiency Et = 79% | 50% | 50% | 50% | 50% | 50% | 50% | 50% | 50% | 50% | 50% | 50% | 50% | 50% | 50% | 50% | 50% | 50% | 50% | 50% | 0% | 0% | 0% | 0% | 0% | 0% | 0% | Boilers-NR and New | #N/A |  | 0 | 97.39% | 77.32% | 0% | 100% | 100% | 39.45% | 19.66% | 97.98% | 0% | 16.68% | 100% | 100% | 0% | 68.35% | 0% | 94.5% | 91.26% | 92.17% | 85.52% | 0% | 0% | 0% | 0% | 0% | 0% | 0% | 48.7% | 38.66% | 0% | 50% | 50% | 19.73% | 9.832% | 48.99% | 0% | 8.341% | 50% | 50% | 0% | 34.18% | 0% | 47.25% | 45.63% | 46.08% | 42.76% | 0% | 0% | 0% | 0% | 0% | 0% | 0%
| 1811 | Boilers | ComBoilers_Cadmus | NR and New | Lodging | Gas | Per Building SqFt - Boiler >= 300 kBtuh | Lodging Boiler >= 300 and <= 2,500 kBtuh - Federal Standard 2023 Boiler - Thermal Efficiency Et = 79% | 50% | 50% | 50% | 50% | 50% | 50% | 50% | 50% | 50% | 50% | 50% | 50% | 50% | 50% | 50% | 50% | 50% | 50% | 50% | 0% | 0% | 0% | 0% | 0% | 0% | 0% | Boilers-NR and New | #N/A |  | 0 | 97.39% | 77.32% | 0% | 100% | 100% | 39.45% | 19.66% | 97.98% | 0% | 16.68% | 100% | 100% | 0% | 68.35% | 0% | 94.5% | 91.26% | 92.17% | 85.52% | 0% | 0% | 0% | 0% | 0% | 0% | 0% | 48.7% | 38.66% | 0% | 50% | 50% | 19.73% | 9.832% | 48.99% | 0% | 8.341% | 50% | 50% | 0% | 34.18% | 0% | 47.25% | 45.63% | 46.08% | 42.76% | 0% | 0% | 0% | 0% | 0% | 0% | 0%
| 1811 | Boilers | ComBoilers_Cadmus | NR and New | Hospital | Gas | Per Building SqFt - Boiler >= 300 kBtuh | Hospital Boiler >= 300 and <= 2,500 kBtuh - Federal Standard 2023 Boiler - Thermal Efficiency Et = 79% | 50% | 50% | 50% | 50% | 50% | 50% | 50% | 50% | 50% | 50% | 50% | 50% | 50% | 50% | 50% | 50% | 50% | 50% | 50% | 0% | 0% | 0% | 0% | 0% | 0% | 0% | Boilers-NR and New | #N/A |  | 0 | 97.39% | 77.32% | 0% | 100% | 100% | 39.45% | 19.66% | 97.98% | 0% | 16.68% | 100% | 100% | 0% | 68.35% | 0% | 94.5% | 91.26% | 92.17% | 85.52% | 0% | 0% | 0% | 0% | 0% | 0% | 0% | 48.7% | 38.66% | 0% | 50% | 50% | 19.73% | 9.832% | 48.99% | 0% | 8.341% | 50% | 50% | 0% | 34.18% | 0% | 47.25% | 45.63% | 46.08% | 42.76% | 0% | 0% | 0% | 0% | 0% | 0% | 0%
| 1811 | Boilers | ComBoilers_Cadmus | NR and New | Residential Care | Gas | Per Building SqFt - Boiler >= 300 kBtuh | Residential Care Boiler >= 300 and <= 2,500 kBtuh - Federal Standard 2023 Boiler - Thermal Efficiency Et = 79% | 50% | 50% | 50% | 50% | 50% | 50% | 50% | 50% | 50% | 50% | 50% | 50% | 50% | 50% | 50% | 50% | 50% | 50% | 50% | 0% | 0% | 0% | 0% | 0% | 0% | 0% | Boilers-NR and New | #N/A |  | 0 | 97.39% | 77.32% | 0% | 100% | 100% | 39.45% | 19.66% | 97.98% | 0% | 16.68% | 100% | 100% | 0% | 68.35% | 0% | 94.5% | 91.26% | 92.17% | 85.52% | 0% | 0% | 0% | 0% | 0% | 0% | 0% | 48.7% | 38.66% | 0% | 50% | 50% | 19.73% | 9.832% | 48.99% | 0% | 8.341% | 50% | 50% | 0% | 34.18% | 0% | 47.25% | 45.63% | 46.08% | 42.76% | 0% | 0% | 0% | 0% | 0% | 0% | 0%
| 1811 | Boilers | ComBoilers_Cadmus | NR and New | Assembly | Gas | Per Building SqFt - Boiler >= 300 kBtuh | Assembly Boiler >= 300 and <= 2,500 kBtuh - Federal Standard 2023 Boiler - Thermal Efficiency Et = 79% | 50% | 50% | 50% | 50% | 50% | 50% | 50% | 50% | 50% | 50% | 50% | 50% | 50% | 50% | 50% | 50% | 50% | 50% | 50% | 0% | 0% | 0% | 0% | 0% | 0% | 0% | Boilers-NR and New | #N/A |  | 0 | 97.39% | 77.32% | 0% | 100% | 100% | 39.45% | 19.66% | 97.98% | 0% | 16.68% | 100% | 100% | 0% | 68.35% | 0% | 94.5% | 91.26% | 92.17% | 85.52% | 0% | 0% | 0% | 0% | 0% | 0% | 0% | 48.7% | 38.66% | 0% | 50% | 50% | 19.73% | 9.832% | 48.99% | 0% | 8.341% | 50% | 50% | 0% | 34.18% | 0% | 47.25% | 45.63% | 46.08% | 42.76% | 0% | 0% | 0% | 0% | 0% | 0% | 0%
| 1811 | Boilers | ComBoilers_Cadmus | NR and New | Other | Gas | Per Building SqFt - Boiler >= 300 kBtuh | Other Boiler >= 300 and <= 2,500 kBtuh - Federal Standard 2023 Boiler - Thermal Efficiency Et = 79% | 50% | 50% | 50% | 50% | 50% | 50% | 50% | 50% | 50% | 50% | 50% | 50% | 50% | 50% | 50% | 50% | 50% | 50% | 50% | 0% | 0% | 0% | 0% | 0% | 0% | 0% | Boilers-NR and New | #N/A |  | 0 | 97.39% | 77.32% | 0% | 100% | 100% | 39.45% | 19.66% | 97.98% | 0% | 16.68% | 100% | 100% | 0% | 68.35% | 0% | 94.5% | 91.26% | 92.17% | 85.52% | 0% | 0% | 0% | 0% | 0% | 0% | 0% | 48.7% | 38.66% | 0% | 50% | 50% | 19.73% | 9.832% | 48.99% | 0% | 8.341% | 50% | 50% | 0% | 34.18% | 0% | 47.25% | 45.63% | 46.08% | 42.76% | 0% | 0% | 0% | 0% | 0% | 0% | 0%
| 1811 | Boilers | ComBoilers_Cadmus | NR and New | Large Off | Gas | Per Building SqFt - Boiler >= 300 kBtuh | Large Off Boiler >= 300 and <= 2,500 kBtuh - High Efficiency - Thermal Efficiency Et = 85% | 50% | 50% | 50% | 50% | 50% | 50% | 50% | 50% | 50% | 50% | 50% | 50% | 50% | 50% | 50% | 50% | 50% | 50% | 50% | 0% | 0% | 0% | 0% | 0% | 0% | 0% | Boilers-NR and New | #N/A |  | 0 | 97.39% | 77.32% | 0% | 100% | 100% | 39.45% | 19.66% | 97.98% | 0% | 16.68% | 100% | 100% | 0% | 68.35% | 0% | 94.5% | 91.26% | 92.17% | 85.52% | 0% | 0% | 0% | 0% | 0% | 0% | 0% | 48.7% | 38.66% | 0% | 50% | 50% | 19.73% | 9.832% | 48.99% | 0% | 8.341% | 50% | 50% | 0% | 34.18% | 0% | 47.25% | 45.63% | 46.08% | 42.76% | 0% | 0% | 0% | 0% | 0% | 0% | 0%
| 1811 | Boilers | ComBoilers_Cadmus | NR and New | Medium Off | Gas | Per Building SqFt - Boiler >= 300 kBtuh | Medium Off Boiler >= 300 and <= 2,500 kBtuh - High Efficiency - Thermal Efficiency Et = 85% | 50% | 50% | 50% | 50% | 50% | 50% | 50% | 50% | 50% | 50% | 50% | 50% | 50% | 50% | 50% | 50% | 50% | 50% | 50% | 0% | 0% | 0% | 0% | 0% | 0% | 0% | Boilers-NR and New | #N/A |  | 0 | 97.39% | 77.32% | 0% | 100% | 100% | 39.45% | 19.66% | 97.98% | 0% | 16.68% | 100% | 100% | 0% | 68.35% | 0% | 94.5% | 91.26% | 92.17% | 85.52% | 0% | 0% | 0% | 0% | 0% | 0% | 0% | 48.7% | 38.66% | 0% | 50% | 50% | 19.73% | 9.832% | 48.99% | 0% | 8.341% | 50% | 50% | 0% | 34.18% | 0% | 47.25% | 45.63% | 46.08% | 42.76% | 0% | 0% | 0% | 0% | 0% | 0% | 0%
| 1811 | Boilers | ComBoilers_Cadmus | NR and New | Small Off | Gas | Per Building SqFt - Boiler >= 300 kBtuh | Small Off Boiler >= 300 and <= 2,500 kBtuh - High Efficiency - Thermal Efficiency Et = 85% | 50% | 50% | 50% | 50% | 50% | 50% | 50% | 50% | 50% | 50% | 50% | 50% | 50% | 50% | 50% | 50% | 50% | 50% | 50% | 0% | 0% | 0% | 0% | 0% | 0% | 0% | Boilers-NR and New | #N/A |  | 0 | 97.39% | 77.32% | 0% | 100% | 100% | 39.45% | 19.66% | 97.98% | 0% | 16.68% | 100% | 100% | 0% | 68.35% | 0% | 94.5% | 91.26% | 92.17% | 85.52% | 0% | 0% | 0% | 0% | 0% | 0% | 0% | 48.7% | 38.66% | 0% | 50% | 50% | 19.73% | 9.832% | 48.99% | 0% | 8.341% | 50% | 50% | 0% | 34.18% | 0% | 47.25% | 45.63% | 46.08% | 42.76% | 0% | 0% | 0% | 0% | 0% | 0% | 0%
| 1811 | Boilers | ComBoilers_Cadmus | NR and New | XLarge Ret | Gas | Per Building SqFt - Boiler >= 300 kBtuh | XLarge Ret Boiler >= 300 and <= 2,500 kBtuh - High Efficiency - Thermal Efficiency Et = 85% | 50% | 50% | 50% | 50% | 50% | 50% | 50% | 50% | 50% | 50% | 50% | 50% | 50% | 50% | 50% | 50% | 50% | 50% | 50% | 0% | 0% | 0% | 0% | 0% | 0% | 0% | Boilers-NR and New | #N/A |  | 0 | 97.39% | 77.32% | 0% | 100% | 100% | 39.45% | 19.66% | 97.98% | 0% | 16.68% | 100% | 100% | 0% | 68.35% | 0% | 94.5% | 91.26% | 92.17% | 85.52% | 0% | 0% | 0% | 0% | 0% | 0% | 0% | 48.7% | 38.66% | 0% | 50% | 50% | 19.73% | 9.832% | 48.99% | 0% | 8.341% | 50% | 50% | 0% | 34.18% | 0% | 47.25% | 45.63% | 46.08% | 42.76% | 0% | 0% | 0% | 0% | 0% | 0% | 0%
| 1811 | Boilers | ComBoilers_Cadmus | NR and New | Large Ret | Gas | Per Building SqFt - Boiler >= 300 kBtuh | Large Ret Boiler >= 300 and <= 2,500 kBtuh - High Efficiency - Thermal Efficiency Et = 85% | 50% | 50% | 50% | 50% | 50% | 50% | 50% | 50% | 50% | 50% | 50% | 50% | 50% | 50% | 50% | 50% | 50% | 50% | 50% | 0% | 0% | 0% | 0% | 0% | 0% | 0% | Boilers-NR and New | #N/A |  | 0 | 97.39% | 77.32% | 0% | 100% | 100% | 39.45% | 19.66% | 97.98% | 0% | 16.68% | 100% | 100% | 0% | 68.35% | 0% | 94.5% | 91.26% | 92.17% | 85.52% | 0% | 0% | 0% | 0% | 0% | 0% | 0% | 48.7% | 38.66% | 0% | 50% | 50% | 19.73% | 9.832% | 48.99% | 0% | 8.341% | 50% | 50% | 0% | 34.18% | 0% | 47.25% | 45.63% | 46.08% | 42.76% | 0% | 0% | 0% | 0% | 0% | 0% | 0%
| 1811 | Boilers | ComBoilers_Cadmus | NR and New | Medium Ret | Gas | Per Building SqFt - Boiler >= 300 kBtuh | Medium Ret Boiler >= 300 and <= 2,500 kBtuh - High Efficiency - Thermal Efficiency Et = 85% | 50% | 50% | 50% | 50% | 50% | 50% | 50% | 50% | 50% | 50% | 50% | 50% | 50% | 50% | 50% | 50% | 50% | 50% | 50% | 0% | 0% | 0% | 0% | 0% | 0% | 0% | Boilers-NR and New | #N/A |  | 0 | 97.39% | 77.32% | 0% | 100% | 100% | 39.45% | 19.66% | 97.98% | 0% | 16.68% | 100% | 100% | 0% | 68.35% | 0% | 94.5% | 91.26% | 92.17% | 85.52% | 0% | 0% | 0% | 0% | 0% | 0% | 0% | 48.7% | 38.66% | 0% | 50% | 50% | 19.73% | 9.832% | 48.99% | 0% | 8.341% | 50% | 50% | 0% | 34.18% | 0% | 47.25% | 45.63% | 46.08% | 42.76% | 0% | 0% | 0% | 0% | 0% | 0% | 0%
| 1811 | Boilers | ComBoilers_Cadmus | NR and New | Small Ret | Gas | Per Building SqFt - Boiler >= 300 kBtuh | Small Ret Boiler >= 300 and <= 2,500 kBtuh - High Efficiency - Thermal Efficiency Et = 85% | 50% | 50% | 50% | 50% | 50% | 50% | 50% | 50% | 50% | 50% | 50% | 50% | 50% | 50% | 50% | 50% | 50% | 50% | 50% | 0% | 0% | 0% | 0% | 0% | 0% | 0% | Boilers-NR and New | #N/A |  | 0 | 97.39% | 77.32% | 0% | 100% | 100% | 39.45% | 19.66% | 97.98% | 0% | 16.68% | 100% | 100% | 0% | 68.35% | 0% | 94.5% | 91.26% | 92.17% | 85.52% | 0% | 0% | 0% | 0% | 0% | 0% | 0% | 48.7% | 38.66% | 0% | 50% | 50% | 19.73% | 9.832% | 48.99% | 0% | 8.341% | 50% | 50% | 0% | 34.18% | 0% | 47.25% | 45.63% | 46.08% | 42.76% | 0% | 0% | 0% | 0% | 0% | 0% | 0%
| 1811 | Boilers | ComBoilers_Cadmus | NR and New | School K-12 | Gas | Per Building SqFt - Boiler >= 300 kBtuh | School K-12 Boiler >= 300 and <= 2,500 kBtuh - High Efficiency - Thermal Efficiency Et = 85% | 50% | 50% | 50% | 50% | 50% | 50% | 50% | 50% | 50% | 50% | 50% | 50% | 50% | 50% | 50% | 50% | 50% | 50% | 50% | 0% | 0% | 0% | 0% | 0% | 0% | 0% | Boilers-NR and New | #N/A |  | 0 | 97.39% | 77.32% | 0% | 100% | 100% | 39.45% | 19.66% | 97.98% | 0% | 16.68% | 100% | 100% | 0% | 68.35% | 0% | 94.5% | 91.26% | 92.17% | 85.52% | 0% | 0% | 0% | 0% | 0% | 0% | 0% | 48.7% | 38.66% | 0% | 50% | 50% | 19.73% | 9.832% | 48.99% | 0% | 8.341% | 50% | 50% | 0% | 34.18% | 0% | 47.25% | 45.63% | 46.08% | 42.76% | 0% | 0% | 0% | 0% | 0% | 0% | 0%
| 1811 | Boilers | ComBoilers_Cadmus | NR and New | University | Gas | Per Building SqFt - Boiler >= 300 kBtuh | University Boiler >= 300 and <= 2,500 kBtuh - High Efficiency - Thermal Efficiency Et = 85% | 50% | 50% | 50% | 50% | 50% | 50% | 50% | 50% | 50% | 50% | 50% | 50% | 50% | 50% | 50% | 50% | 50% | 50% | 50% | 0% | 0% | 0% | 0% | 0% | 0% | 0% | Boilers-NR and New | #N/A |  | 0 | 97.39% | 77.32% | 0% | 100% | 100% | 39.45% | 19.66% | 97.98% | 0% | 16.68% | 100% | 100% | 0% | 68.35% | 0% | 94.5% | 91.26% | 92.17% | 85.52% | 0% | 0% | 0% | 0% | 0% | 0% | 0% | 48.7% | 38.66% | 0% | 50% | 50% | 19.73% | 9.832% | 48.99% | 0% | 8.341% | 50% | 50% | 0% | 34.18% | 0% | 47.25% | 45.63% | 46.08% | 42.76% | 0% | 0% | 0% | 0% | 0% | 0% | 0%
| 1811 | Boilers | ComBoilers_Cadmus | NR and New | Warehouse | Gas | Per Building SqFt - Boiler >= 300 kBtuh | Warehouse Boiler >= 300 and <= 2,500 kBtuh - High Efficiency - Thermal Efficiency Et = 85% | 50% | 50% | 50% | 50% | 50% | 50% | 50% | 50% | 50% | 50% | 50% | 50% | 50% | 50% | 50% | 50% | 50% | 50% | 50% | 0% | 0% | 0% | 0% | 0% | 0% | 0% | Boilers-NR and New | #N/A |  | 0 | 97.39% | 77.32% | 0% | 100% | 100% | 39.45% | 19.66% | 97.98% | 0% | 16.68% | 100% | 100% | 0% | 68.35% | 0% | 94.5% | 91.26% | 92.17% | 85.52% | 0% | 0% | 0% | 0% | 0% | 0% | 0% | 48.7% | 38.66% | 0% | 50% | 50% | 19.73% | 9.832% | 48.99% | 0% | 8.341% | 50% | 50% | 0% | 34.18% | 0% | 47.25% | 45.63% | 46.08% | 42.76% | 0% | 0% | 0% | 0% | 0% | 0% | 0%
| 1811 | Boilers | ComBoilers_Cadmus | NR and New | Supermarket | Gas | Per Building SqFt - Boiler >= 300 kBtuh | Supermarket Boiler >= 300 and <= 2,500 kBtuh - High Efficiency - Thermal Efficiency Et = 85% | 50% | 50% | 50% | 50% | 50% | 50% | 50% | 50% | 50% | 50% | 50% | 50% | 50% | 50% | 50% | 50% | 50% | 50% | 50% | 0% | 0% | 0% | 0% | 0% | 0% | 0% | Boilers-NR and New | #N/A |  | 0 | 97.39% | 77.32% | 0% | 100% | 100% | 39.45% | 19.66% | 97.98% | 0% | 16.68% | 100% | 100% | 0% | 68.35% | 0% | 94.5% | 91.26% | 92.17% | 85.52% | 0% | 0% | 0% | 0% | 0% | 0% | 0% | 48.7% | 38.66% | 0% | 50% | 50% | 19.73% | 9.832% | 48.99% | 0% | 8.341% | 50% | 50% | 0% | 34.18% | 0% | 47.25% | 45.63% | 46.08% | 42.76% | 0% | 0% | 0% | 0% | 0% | 0% | 0%
| 1811 | Boilers | ComBoilers_Cadmus | NR and New | MiniMart | Gas | Per Building SqFt - Boiler >= 300 kBtuh | MiniMart Boiler >= 300 and <= 2,500 kBtuh - High Efficiency - Thermal Efficiency Et = 85% | 50% | 50% | 50% | 50% | 50% | 50% | 50% | 50% | 50% | 50% | 50% | 50% | 50% | 50% | 50% | 50% | 50% | 50% | 50% | 0% | 0% | 0% | 0% | 0% | 0% | 0% | Boilers-NR and New | #N/A |  | 0 | 97.39% | 77.32% | 0% | 100% | 100% | 39.45% | 19.66% | 97.98% | 0% | 16.68% | 100% | 100% | 0% | 68.35% | 0% | 94.5% | 91.26% | 92.17% | 85.52% | 0% | 0% | 0% | 0% | 0% | 0% | 0% | 48.7% | 38.66% | 0% | 50% | 50% | 19.73% | 9.832% | 48.99% | 0% | 8.341% | 50% | 50% | 0% | 34.18% | 0% | 47.25% | 45.63% | 46.08% | 42.76% | 0% | 0% | 0% | 0% | 0% | 0% | 0%
| 1811 | Boilers | ComBoilers_Cadmus | NR and New | Restaurant | Gas | Per Building SqFt - Boiler >= 300 kBtuh | Restaurant Boiler >= 300 and <= 2,500 kBtuh - High Efficiency - Thermal Efficiency Et = 85% | 50% | 50% | 50% | 50% | 50% | 50% | 50% | 50% | 50% | 50% | 50% | 50% | 50% | 50% | 50% | 50% | 50% | 50% | 50% | 0% | 0% | 0% | 0% | 0% | 0% | 0% | Boilers-NR and New | #N/A |  | 0 | 97.39% | 77.32% | 0% | 100% | 100% | 39.45% | 19.66% | 97.98% | 0% | 16.68% | 100% | 100% | 0% | 68.35% | 0% | 94.5% | 91.26% | 92.17% | 85.52% | 0% | 0% | 0% | 0% | 0% | 0% | 0% | 48.7% | 38.66% | 0% | 50% | 50% | 19.73% | 9.832% | 48.99% | 0% | 8.341% | 50% | 50% | 0% | 34.18% | 0% | 47.25% | 45.63% | 46.08% | 42.76% | 0% | 0% | 0% | 0% | 0% | 0% | 0%
| 1811 | Boilers | ComBoilers_Cadmus | NR and New | Lodging | Gas | Per Building SqFt - Boiler >= 300 kBtuh | Lodging Boiler >= 300 and <= 2,500 kBtuh - High Efficiency - Thermal Efficiency Et = 85% | 50% | 50% | 50% | 50% | 50% | 50% | 50% | 50% | 50% | 50% | 50% | 50% | 50% | 50% | 50% | 50% | 50% | 50% | 50% | 0% | 0% | 0% | 0% | 0% | 0% | 0% | Boilers-NR and New | #N/A |  | 0 | 97.39% | 77.32% | 0% | 100% | 100% | 39.45% | 19.66% | 97.98% | 0% | 16.68% | 100% | 100% | 0% | 68.35% | 0% | 94.5% | 91.26% | 92.17% | 85.52% | 0% | 0% | 0% | 0% | 0% | 0% | 0% | 48.7% | 38.66% | 0% | 50% | 50% | 19.73% | 9.832% | 48.99% | 0% | 8.341% | 50% | 50% | 0% | 34.18% | 0% | 47.25% | 45.63% | 46.08% | 42.76% | 0% | 0% | 0% | 0% | 0% | 0% | 0%
| 1811 | Boilers | ComBoilers_Cadmus | NR and New | Hospital | Gas | Per Building SqFt - Boiler >= 300 kBtuh | Hospital Boiler >= 300 and <= 2,500 kBtuh - High Efficiency - Thermal Efficiency Et = 85% | 50% | 50% | 50% | 50% | 50% | 50% | 50% | 50% | 50% | 50% | 50% | 50% | 50% | 50% | 50% | 50% | 50% | 50% | 50% | 0% | 0% | 0% | 0% | 0% | 0% | 0% | Boilers-NR and New | #N/A |  | 0 | 97.39% | 77.32% | 0% | 100% | 100% | 39.45% | 19.66% | 97.98% | 0% | 16.68% | 100% | 100% | 0% | 68.35% | 0% | 94.5% | 91.26% | 92.17% | 85.52% | 0% | 0% | 0% | 0% | 0% | 0% | 0% | 48.7% | 38.66% | 0% | 50% | 50% | 19.73% | 9.832% | 48.99% | 0% | 8.341% | 50% | 50% | 0% | 34.18% | 0% | 47.25% | 45.63% | 46.08% | 42.76% | 0% | 0% | 0% | 0% | 0% | 0% | 0%
| 1811 | Boilers | ComBoilers_Cadmus | NR and New | Residential Care | Gas | Per Building SqFt - Boiler >= 300 kBtuh | Residential Care Boiler >= 300 and <= 2,500 kBtuh - High Efficiency - Thermal Efficiency Et = 85% | 50% | 50% | 50% | 50% | 50% | 50% | 50% | 50% | 50% | 50% | 50% | 50% | 50% | 50% | 50% | 50% | 50% | 50% | 50% | 0% | 0% | 0% | 0% | 0% | 0% | 0% | Boilers-NR and New | #N/A |  | 0 | 97.39% | 77.32% | 0% | 100% | 100% | 39.45% | 19.66% | 97.98% | 0% | 16.68% | 100% | 100% | 0% | 68.35% | 0% | 94.5% | 91.26% | 92.17% | 85.52% | 0% | 0% | 0% | 0% | 0% | 0% | 0% | 48.7% | 38.66% | 0% | 50% | 50% | 19.73% | 9.832% | 48.99% | 0% | 8.341% | 50% | 50% | 0% | 34.18% | 0% | 47.25% | 45.63% | 46.08% | 42.76% | 0% | 0% | 0% | 0% | 0% | 0% | 0%
| 1811 | Boilers | ComBoilers_Cadmus | NR and New | Assembly | Gas | Per Building SqFt - Boiler >= 300 kBtuh | Assembly Boiler >= 300 and <= 2,500 kBtuh - High Efficiency - Thermal Efficiency Et = 85% | 50% | 50% | 50% | 50% | 50% | 50% | 50% | 50% | 50% | 50% | 50% | 50% | 50% | 50% | 50% | 50% | 50% | 50% | 50% | 0% | 0% | 0% | 0% | 0% | 0% | 0% | Boilers-NR and New | #N/A |  | 0 | 97.39% | 77.32% | 0% | 100% | 100% | 39.45% | 19.66% | 97.98% | 0% | 16.68% | 100% | 100% | 0% | 68.35% | 0% | 94.5% | 91.26% | 92.17% | 85.52% | 0% | 0% | 0% | 0% | 0% | 0% | 0% | 48.7% | 38.66% | 0% | 50% | 50% | 19.73% | 9.832% | 48.99% | 0% | 8.341% | 50% | 50% | 0% | 34.18% | 0% | 47.25% | 45.63% | 46.08% | 42.76% | 0% | 0% | 0% | 0% | 0% | 0% | 0%
| 1811 | Boilers | ComBoilers_Cadmus | NR and New | Other | Gas | Per Building SqFt - Boiler >= 300 kBtuh | Other Boiler >= 300 and <= 2,500 kBtuh - High Efficiency - Thermal Efficiency Et = 85% | 50% | 50% | 50% | 50% | 50% | 50% | 50% | 50% | 50% | 50% | 50% | 50% | 50% | 50% | 50% | 50% | 50% | 50% | 50% | 0% | 0% | 0% | 0% | 0% | 0% | 0% | Boilers-NR and New | #N/A |  | 0 | 97.39% | 77.32% | 0% | 100% | 100% | 39.45% | 19.66% | 97.98% | 0% | 16.68% | 100% | 100% | 0% | 68.35% | 0% | 94.5% | 91.26% | 92.17% | 85.52% | 0% | 0% | 0% | 0% | 0% | 0% | 0% | 48.7% | 38.66% | 0% | 50% | 50% | 19.73% | 9.832% | 48.99% | 0% | 8.341% | 50% | 50% | 0% | 34.18% | 0% | 47.25% | 45.63% | 46.08% | 42.76% | 0% | 0% | 0% | 0% | 0% | 0% | 0%
| 1811 | Boilers | ComBoilers_Cadmus | NR and New | Large Off | Gas | Per Building SqFt - Boiler >= 300 kBtuh | Large Off Boiler >= 300 and <= 2,500 kBtuh - High Efficiency - Thermal Efficiency Et = 95% | 50% | 50% | 50% | 50% | 50% | 50% | 50% | 50% | 50% | 50% | 50% | 50% | 50% | 50% | 50% | 50% | 50% | 50% | 50% | 0% | 0% | 0% | 0% | 0% | 0% | 0% | Boilers-NR and New | #N/A |  | 0 | 97.39% | 77.32% | 0% | 100% | 100% | 39.45% | 19.66% | 97.98% | 0% | 16.68% | 100% | 100% | 0% | 68.35% | 0% | 94.5% | 91.26% | 92.17% | 85.52% | 0% | 0% | 0% | 0% | 0% | 0% | 0% | 48.7% | 38.66% | 0% | 50% | 50% | 19.73% | 9.832% | 48.99% | 0% | 8.341% | 50% | 50% | 0% | 34.18% | 0% | 47.25% | 45.63% | 46.08% | 42.76% | 0% | 0% | 0% | 0% | 0% | 0% | 0%
| 1811 | Boilers | ComBoilers_Cadmus | NR and New | Medium Off | Gas | Per Building SqFt - Boiler >= 300 kBtuh | Medium Off Boiler >= 300 and <= 2,500 kBtuh - High Efficiency - Thermal Efficiency Et = 95% | 50% | 50% | 50% | 50% | 50% | 50% | 50% | 50% | 50% | 50% | 50% | 50% | 50% | 50% | 50% | 50% | 50% | 50% | 50% | 0% | 0% | 0% | 0% | 0% | 0% | 0% | Boilers-NR and New | #N/A |  | 0 | 97.39% | 77.32% | 0% | 100% | 100% | 39.45% | 19.66% | 97.98% | 0% | 16.68% | 100% | 100% | 0% | 68.35% | 0% | 94.5% | 91.26% | 92.17% | 85.52% | 0% | 0% | 0% | 0% | 0% | 0% | 0% | 48.7% | 38.66% | 0% | 50% | 50% | 19.73% | 9.832% | 48.99% | 0% | 8.341% | 50% | 50% | 0% | 34.18% | 0% | 47.25% | 45.63% | 46.08% | 42.76% | 0% | 0% | 0% | 0% | 0% | 0% | 0%
| 1811 | Boilers | ComBoilers_Cadmus | NR and New | Small Off | Gas | Per Building SqFt - Boiler >= 300 kBtuh | Small Off Boiler >= 300 and <= 2,500 kBtuh - High Efficiency - Thermal Efficiency Et = 95% | 50% | 50% | 50% | 50% | 50% | 50% | 50% | 50% | 50% | 50% | 50% | 50% | 50% | 50% | 50% | 50% | 50% | 50% | 50% | 0% | 0% | 0% | 0% | 0% | 0% | 0% | Boilers-NR and New | #N/A |  | 0 | 97.39% | 77.32% | 0% | 100% | 100% | 39.45% | 19.66% | 97.98% | 0% | 16.68% | 100% | 100% | 0% | 68.35% | 0% | 94.5% | 91.26% | 92.17% | 85.52% | 0% | 0% | 0% | 0% | 0% | 0% | 0% | 48.7% | 38.66% | 0% | 50% | 50% | 19.73% | 9.832% | 48.99% | 0% | 8.341% | 50% | 50% | 0% | 34.18% | 0% | 47.25% | 45.63% | 46.08% | 42.76% | 0% | 0% | 0% | 0% | 0% | 0% | 0%
| 1811 | Boilers | ComBoilers_Cadmus | NR and New | XLarge Ret | Gas | Per Building SqFt - Boiler >= 300 kBtuh | XLarge Ret Boiler >= 300 and <= 2,500 kBtuh - High Efficiency - Thermal Efficiency Et = 95% | 50% | 50% | 50% | 50% | 50% | 50% | 50% | 50% | 50% | 50% | 50% | 50% | 50% | 50% | 50% | 50% | 50% | 50% | 50% | 0% | 0% | 0% | 0% | 0% | 0% | 0% | Boilers-NR and New | #N/A |  | 0 | 97.39% | 77.32% | 0% | 100% | 100% | 39.45% | 19.66% | 97.98% | 0% | 16.68% | 100% | 100% | 0% | 68.35% | 0% | 94.5% | 91.26% | 92.17% | 85.52% | 0% | 0% | 0% | 0% | 0% | 0% | 0% | 48.7% | 38.66% | 0% | 50% | 50% | 19.73% | 9.832% | 48.99% | 0% | 8.341% | 50% | 50% | 0% | 34.18% | 0% | 47.25% | 45.63% | 46.08% | 42.76% | 0% | 0% | 0% | 0% | 0% | 0% | 0%
| 1811 | Boilers | ComBoilers_Cadmus | NR and New | Large Ret | Gas | Per Building SqFt - Boiler >= 300 kBtuh | Large Ret Boiler >= 300 and <= 2,500 kBtuh - High Efficiency - Thermal Efficiency Et = 95% | 50% | 50% | 50% | 50% | 50% | 50% | 50% | 50% | 50% | 50% | 50% | 50% | 50% | 50% | 50% | 50% | 50% | 50% | 50% | 0% | 0% | 0% | 0% | 0% | 0% | 0% | Boilers-NR and New | #N/A |  | 0 | 97.39% | 77.32% | 0% | 100% | 100% | 39.45% | 19.66% | 97.98% | 0% | 16.68% | 100% | 100% | 0% | 68.35% | 0% | 94.5% | 91.26% | 92.17% | 85.52% | 0% | 0% | 0% | 0% | 0% | 0% | 0% | 48.7% | 38.66% | 0% | 50% | 50% | 19.73% | 9.832% | 48.99% | 0% | 8.341% | 50% | 50% | 0% | 34.18% | 0% | 47.25% | 45.63% | 46.08% | 42.76% | 0% | 0% | 0% | 0% | 0% | 0% | 0%
| 1811 | Boilers | ComBoilers_Cadmus | NR and New | Medium Ret | Gas | Per Building SqFt - Boiler >= 300 kBtuh | Medium Ret Boiler >= 300 and <= 2,500 kBtuh - High Efficiency - Thermal Efficiency Et = 95% | 50% | 50% | 50% | 50% | 50% | 50% | 50% | 50% | 50% | 50% | 50% | 50% | 50% | 50% | 50% | 50% | 50% | 50% | 50% | 0% | 0% | 0% | 0% | 0% | 0% | 0% | Boilers-NR and New | #N/A |  | 0 | 97.39% | 77.32% | 0% | 100% | 100% | 39.45% | 19.66% | 97.98% | 0% | 16.68% | 100% | 100% | 0% | 68.35% | 0% | 94.5% | 91.26% | 92.17% | 85.52% | 0% | 0% | 0% | 0% | 0% | 0% | 0% | 48.7% | 38.66% | 0% | 50% | 50% | 19.73% | 9.832% | 48.99% | 0% | 8.341% | 50% | 50% | 0% | 34.18% | 0% | 47.25% | 45.63% | 46.08% | 42.76% | 0% | 0% | 0% | 0% | 0% | 0% | 0%
| 1811 | Boilers | ComBoilers_Cadmus | NR and New | Small Ret | Gas | Per Building SqFt - Boiler >= 300 kBtuh | Small Ret Boiler >= 300 and <= 2,500 kBtuh - High Efficiency - Thermal Efficiency Et = 95% | 50% | 50% | 50% | 50% | 50% | 50% | 50% | 50% | 50% | 50% | 50% | 50% | 50% | 50% | 50% | 50% | 50% | 50% | 50% | 0% | 0% | 0% | 0% | 0% | 0% | 0% | Boilers-NR and New | #N/A |  | 0 | 97.39% | 77.32% | 0% | 100% | 100% | 39.45% | 19.66% | 97.98% | 0% | 16.68% | 100% | 100% | 0% | 68.35% | 0% | 94.5% | 91.26% | 92.17% | 85.52% | 0% | 0% | 0% | 0% | 0% | 0% | 0% | 48.7% | 38.66% | 0% | 50% | 50% | 19.73% | 9.832% | 48.99% | 0% | 8.341% | 50% | 50% | 0% | 34.18% | 0% | 47.25% | 45.63% | 46.08% | 42.76% | 0% | 0% | 0% | 0% | 0% | 0% | 0%
| 1811 | Boilers | ComBoilers_Cadmus | NR and New | School K-12 | Gas | Per Building SqFt - Boiler >= 300 kBtuh | School K-12 Boiler >= 300 and <= 2,500 kBtuh - High Efficiency - Thermal Efficiency Et = 95% | 50% | 50% | 50% | 50% | 50% | 50% | 50% | 50% | 50% | 50% | 50% | 50% | 50% | 50% | 50% | 50% | 50% | 50% | 50% | 0% | 0% | 0% | 0% | 0% | 0% | 0% | Boilers-NR and New | #N/A |  | 0 | 97.39% | 77.32% | 0% | 100% | 100% | 39.45% | 19.66% | 97.98% | 0% | 16.68% | 100% | 100% | 0% | 68.35% | 0% | 94.5% | 91.26% | 92.17% | 85.52% | 0% | 0% | 0% | 0% | 0% | 0% | 0% | 48.7% | 38.66% | 0% | 50% | 50% | 19.73% | 9.832% | 48.99% | 0% | 8.341% | 50% | 50% | 0% | 34.18% | 0% | 47.25% | 45.63% | 46.08% | 42.76% | 0% | 0% | 0% | 0% | 0% | 0% | 0%
| 1811 | Boilers | ComBoilers_Cadmus | NR and New | University | Gas | Per Building SqFt - Boiler >= 300 kBtuh | University Boiler >= 300 and <= 2,500 kBtuh - High Efficiency - Thermal Efficiency Et = 95% | 50% | 50% | 50% | 50% | 50% | 50% | 50% | 50% | 50% | 50% | 50% | 50% | 50% | 50% | 50% | 50% | 50% | 50% | 50% | 0% | 0% | 0% | 0% | 0% | 0% | 0% | Boilers-NR and New | #N/A |  | 0 | 97.39% | 77.32% | 0% | 100% | 100% | 39.45% | 19.66% | 97.98% | 0% | 16.68% | 100% | 100% | 0% | 68.35% | 0% | 94.5% | 91.26% | 92.17% | 85.52% | 0% | 0% | 0% | 0% | 0% | 0% | 0% | 48.7% | 38.66% | 0% | 50% | 50% | 19.73% | 9.832% | 48.99% | 0% | 8.341% | 50% | 50% | 0% | 34.18% | 0% | 47.25% | 45.63% | 46.08% | 42.76% | 0% | 0% | 0% | 0% | 0% | 0% | 0%
| 1811 | Boilers | ComBoilers_Cadmus | NR and New | Warehouse | Gas | Per Building SqFt - Boiler >= 300 kBtuh | Warehouse Boiler >= 300 and <= 2,500 kBtuh - High Efficiency - Thermal Efficiency Et = 95% | 50% | 50% | 50% | 50% | 50% | 50% | 50% | 50% | 50% | 50% | 50% | 50% | 50% | 50% | 50% | 50% | 50% | 50% | 50% | 0% | 0% | 0% | 0% | 0% | 0% | 0% | Boilers-NR and New | #N/A |  | 0 | 97.39% | 77.32% | 0% | 100% | 100% | 39.45% | 19.66% | 97.98% | 0% | 16.68% | 100% | 100% | 0% | 68.35% | 0% | 94.5% | 91.26% | 92.17% | 85.52% | 0% | 0% | 0% | 0% | 0% | 0% | 0% | 48.7% | 38.66% | 0% | 50% | 50% | 19.73% | 9.832% | 48.99% | 0% | 8.341% | 50% | 50% | 0% | 34.18% | 0% | 47.25% | 45.63% | 46.08% | 42.76% | 0% | 0% | 0% | 0% | 0% | 0% | 0%
| 1811 | Boilers | ComBoilers_Cadmus | NR and New | Supermarket | Gas | Per Building SqFt - Boiler >= 300 kBtuh | Supermarket Boiler >= 300 and <= 2,500 kBtuh - High Efficiency - Thermal Efficiency Et = 95% | 50% | 50% | 50% | 50% | 50% | 50% | 50% | 50% | 50% | 50% | 50% | 50% | 50% | 50% | 50% | 50% | 50% | 50% | 50% | 0% | 0% | 0% | 0% | 0% | 0% | 0% | Boilers-NR and New | #N/A |  | 0 | 97.39% | 77.32% | 0% | 100% | 100% | 39.45% | 19.66% | 97.98% | 0% | 16.68% | 100% | 100% | 0% | 68.35% | 0% | 94.5% | 91.26% | 92.17% | 85.52% | 0% | 0% | 0% | 0% | 0% | 0% | 0% | 48.7% | 38.66% | 0% | 50% | 50% | 19.73% | 9.832% | 48.99% | 0% | 8.341% | 50% | 50% | 0% | 34.18% | 0% | 47.25% | 45.63% | 46.08% | 42.76% | 0% | 0% | 0% | 0% | 0% | 0% | 0%
| 1811 | Boilers | ComBoilers_Cadmus | NR and New | MiniMart | Gas | Per Building SqFt - Boiler >= 300 kBtuh | MiniMart Boiler >= 300 and <= 2,500 kBtuh - High Efficiency - Thermal Efficiency Et = 95% | 50% | 50% | 50% | 50% | 50% | 50% | 50% | 50% | 50% | 50% | 50% | 50% | 50% | 50% | 50% | 50% | 50% | 50% | 50% | 0% | 0% | 0% | 0% | 0% | 0% | 0% | Boilers-NR and New | #N/A |  | 0 | 97.39% | 77.32% | 0% | 100% | 100% | 39.45% | 19.66% | 97.98% | 0% | 16.68% | 100% | 100% | 0% | 68.35% | 0% | 94.5% | 91.26% | 92.17% | 85.52% | 0% | 0% | 0% | 0% | 0% | 0% | 0% | 48.7% | 38.66% | 0% | 50% | 50% | 19.73% | 9.832% | 48.99% | 0% | 8.341% | 50% | 50% | 0% | 34.18% | 0% | 47.25% | 45.63% | 46.08% | 42.76% | 0% | 0% | 0% | 0% | 0% | 0% | 0%
| 1811 | Boilers | ComBoilers_Cadmus | NR and New | Restaurant | Gas | Per Building SqFt - Boiler >= 300 kBtuh | Restaurant Boiler >= 300 and <= 2,500 kBtuh - High Efficiency - Thermal Efficiency Et = 95% | 50% | 50% | 50% | 50% | 50% | 50% | 50% | 50% | 50% | 50% | 50% | 50% | 50% | 50% | 50% | 50% | 50% | 50% | 50% | 0% | 0% | 0% | 0% | 0% | 0% | 0% | Boilers-NR and New | #N/A |  | 0 | 97.39% | 77.32% | 0% | 100% | 100% | 39.45% | 19.66% | 97.98% | 0% | 16.68% | 100% | 100% | 0% | 68.35% | 0% | 94.5% | 91.26% | 92.17% | 85.52% | 0% | 0% | 0% | 0% | 0% | 0% | 0% | 48.7% | 38.66% | 0% | 50% | 50% | 19.73% | 9.832% | 48.99% | 0% | 8.341% | 50% | 50% | 0% | 34.18% | 0% | 47.25% | 45.63% | 46.08% | 42.76% | 0% | 0% | 0% | 0% | 0% | 0% | 0%
| 1811 | Boilers | ComBoilers_Cadmus | NR and New | Lodging | Gas | Per Building SqFt - Boiler >= 300 kBtuh | Lodging Boiler >= 300 and <= 2,500 kBtuh - High Efficiency - Thermal Efficiency Et = 95% | 50% | 50% | 50% | 50% | 50% | 50% | 50% | 50% | 50% | 50% | 50% | 50% | 50% | 50% | 50% | 50% | 50% | 50% | 50% | 0% | 0% | 0% | 0% | 0% | 0% | 0% | Boilers-NR and New | #N/A |  | 0 | 97.39% | 77.32% | 0% | 100% | 100% | 39.45% | 19.66% | 97.98% | 0% | 16.68% | 100% | 100% | 0% | 68.35% | 0% | 94.5% | 91.26% | 92.17% | 85.52% | 0% | 0% | 0% | 0% | 0% | 0% | 0% | 48.7% | 38.66% | 0% | 50% | 50% | 19.73% | 9.832% | 48.99% | 0% | 8.341% | 50% | 50% | 0% | 34.18% | 0% | 47.25% | 45.63% | 46.08% | 42.76% | 0% | 0% | 0% | 0% | 0% | 0% | 0%
| 1811 | Boilers | ComBoilers_Cadmus | NR and New | Hospital | Gas | Per Building SqFt - Boiler >= 300 kBtuh | Hospital Boiler >= 300 and <= 2,500 kBtuh - High Efficiency - Thermal Efficiency Et = 95% | 50% | 50% | 50% | 50% | 50% | 50% | 50% | 50% | 50% | 50% | 50% | 50% | 50% | 50% | 50% | 50% | 50% | 50% | 50% | 0% | 0% | 0% | 0% | 0% | 0% | 0% | Boilers-NR and New | #N/A |  | 0 | 97.39% | 77.32% | 0% | 100% | 100% | 39.45% | 19.66% | 97.98% | 0% | 16.68% | 100% | 100% | 0% | 68.35% | 0% | 94.5% | 91.26% | 92.17% | 85.52% | 0% | 0% | 0% | 0% | 0% | 0% | 0% | 48.7% | 38.66% | 0% | 50% | 50% | 19.73% | 9.832% | 48.99% | 0% | 8.341% | 50% | 50% | 0% | 34.18% | 0% | 47.25% | 45.63% | 46.08% | 42.76% | 0% | 0% | 0% | 0% | 0% | 0% | 0%
| 1811 | Boilers | ComBoilers_Cadmus | NR and New | Residential Care | Gas | Per Building SqFt - Boiler >= 300 kBtuh | Residential Care Boiler >= 300 and <= 2,500 kBtuh - High Efficiency - Thermal Efficiency Et = 95% | 50% | 50% | 50% | 50% | 50% | 50% | 50% | 50% | 50% | 50% | 50% | 50% | 50% | 50% | 50% | 50% | 50% | 50% | 50% | 0% | 0% | 0% | 0% | 0% | 0% | 0% | Boilers-NR and New | #N/A |  | 0 | 97.39% | 77.32% | 0% | 100% | 100% | 39.45% | 19.66% | 97.98% | 0% | 16.68% | 100% | 100% | 0% | 68.35% | 0% | 94.5% | 91.26% | 92.17% | 85.52% | 0% | 0% | 0% | 0% | 0% | 0% | 0% | 48.7% | 38.66% | 0% | 50% | 50% | 19.73% | 9.832% | 48.99% | 0% | 8.341% | 50% | 50% | 0% | 34.18% | 0% | 47.25% | 45.63% | 46.08% | 42.76% | 0% | 0% | 0% | 0% | 0% | 0% | 0%
| 1811 | Boilers | ComBoilers_Cadmus | NR and New | Assembly | Gas | Per Building SqFt - Boiler >= 300 kBtuh | Assembly Boiler >= 300 and <= 2,500 kBtuh - High Efficiency - Thermal Efficiency Et = 95% | 50% | 50% | 50% | 50% | 50% | 50% | 50% | 50% | 50% | 50% | 50% | 50% | 50% | 50% | 50% | 50% | 50% | 50% | 50% | 0% | 0% | 0% | 0% | 0% | 0% | 0% | Boilers-NR and New | #N/A |  | 0 | 97.39% | 77.32% | 0% | 100% | 100% | 39.45% | 19.66% | 97.98% | 0% | 16.68% | 100% | 100% | 0% | 68.35% | 0% | 94.5% | 91.26% | 92.17% | 85.52% | 0% | 0% | 0% | 0% | 0% | 0% | 0% | 48.7% | 38.66% | 0% | 50% | 50% | 19.73% | 9.832% | 48.99% | 0% | 8.341% | 50% | 50% | 0% | 34.18% | 0% | 47.25% | 45.63% | 46.08% | 42.76% | 0% | 0% | 0% | 0% | 0% | 0% | 0%
| 1811 | Boilers | ComBoilers_Cadmus | NR and New | Other | Gas | Per Building SqFt - Boiler >= 300 kBtuh | Other Boiler >= 300 and <= 2,500 kBtuh - High Efficiency - Thermal Efficiency Et = 95% | 50% | 50% | 50% | 50% | 50% | 50% | 50% | 50% | 50% | 50% | 50% | 50% | 50% | 50% | 50% | 50% | 50% | 50% | 50% | 0% | 0% | 0% | 0% | 0% | 0% | 0% | Boilers-NR and New | #N/A |  | 0 | 97.39% | 77.32% | 0% | 100% | 100% | 39.45% | 19.66% | 97.98% | 0% | 16.68% | 100% | 100% | 0% | 68.35% | 0% | 94.5% | 91.26% | 92.17% | 85.52% | 0% | 0% | 0% | 0% | 0% | 0% | 0% | 48.7% | 38.66% | 0% | 50% | 50% | 19.73% | 9.832% | 48.99% | 0% | 8.341% | 50% | 50% | 0% | 34.18% | 0% | 47.25% | 45.63% | 46.08% | 42.76% | 0% | 0% | 0% | 0% | 0% | 0% | 0%
| 1811 | Charboilers | ComCharbroilers | NR | All Commercial | Gas | Per Commercial Charbroiler | Charbroiler | 0% | 0% | 0% | 0% | 0% | 0% | 0% | 55% | 55% | 0% | 0% | 0% | 55% | 55% | 55% | 0% | 0% | 0% | 8.903% | 0% | 0% | 0% | 0% | 0% | 0% | 0% | Charboilers-NR | 0 |  | 0 | 0% | 0% | 0% | 0% | 0% | 0% | 0% | 1.136% | 1.136% | 0% | 0% | 0% | 1.136% | 1.136% | 1.136% | 0% | 0% | 0% | 1.136% | 0% | 0% | 0% | 0% | 0% | 0% | 0% | 0% | 0% | 0% | 0% | 0% | 0% | 0% | 0.625% | 0.625% | 0% | 0% | 0% | 0.625% | 0.625% | 0.625% | 0% | 0% | 0% | 0.1012% | 0% | 0% | 0% | 0% | 0% | 0% | 0%
| 1811 | Clothes Washer | ComClothesWashers_PSE | NR | All Commercial | Electric | Per Clothes Washer - EWH - E Dryer - Laundromat | Clothes Washer - EWH - E Dryer - Laundromat | 90% | 90% | 90% | 90% | 90% | 90% | 90% | 90% | 90% | 90% | 90% | 90% | 90% | 90% | 90% | 90% | 90% | 90% | 90% | 0% | 0% | 0% | 0% | 0% | 0% | 0% | Clothes Washer-NR | Washer-NR |  | 1 | 0.2817% | 0.2817% | 0.2817% | 0.2817% | 0.2817% | 0.2817% | 0.2817% | 0.2817% | 0.2817% | 0.2817% | 0.2817% | 0.2817% | 0.2817% | 0.2817% | 0.2817% | 0.2817% | 0.2817% | 0.2817% | 0.2817% | 0% | 0% | 0% | 0% | 0% | 0% | 0% | 0.2535% | 0.2535% | 0.2535% | 0.2535% | 0.2535% | 0.2535% | 0.2535% | 0.2535% | 0.2535% | 0.2535% | 0.2535% | 0.2535% | 0.2535% | 0.2535% | 0.2535% | 0.2535% | 0.2535% | 0.2535% | 0.2535% | 0% | 0% | 0% | 0% | 0% | 0% | 0%
| 1811 | Clothes Washer | ComClothesWashers_PSE | NR | All Commercial | Electric | Per Clothes Washer - EWH - G Dryer - Laundromat | Clothes Washer - EWH - G Dryer - Laundromat | 90% | 90% | 90% | 90% | 90% | 90% | 90% | 90% | 90% | 90% | 90% | 90% | 90% | 90% | 90% | 90% | 90% | 90% | 90% | 0% | 0% | 0% | 0% | 0% | 0% | 0% | Clothes Washer-NR | Washer-NR |  | 1 | 0.2817% | 0.2817% | 0.2817% | 0.2817% | 0.2817% | 0.2817% | 0.2817% | 0.2817% | 0.2817% | 0.2817% | 0.2817% | 0.2817% | 0.2817% | 0.2817% | 0.2817% | 0.2817% | 0.2817% | 0.2817% | 0.2817% | 0% | 0% | 0% | 0% | 0% | 0% | 0% | 0.2535% | 0.2535% | 0.2535% | 0.2535% | 0.2535% | 0.2535% | 0.2535% | 0.2535% | 0.2535% | 0.2535% | 0.2535% | 0.2535% | 0.2535% | 0.2535% | 0.2535% | 0.2535% | 0.2535% | 0.2535% | 0.2535% | 0% | 0% | 0% | 0% | 0% | 0% | 0%
| 1811 | Clothes Washer | ComClothesWashers_PSE | NR | All Commercial | Electric | Per Clothes Washer - EWH - non G Dryer - Laundromat | Clothes Washer - EWH - non G Dryer - Laundromat | 90% | 90% | 90% | 90% | 90% | 90% | 90% | 90% | 90% | 90% | 90% | 90% | 90% | 90% | 90% | 90% | 90% | 90% | 90% | 0% | 0% | 0% | 0% | 0% | 0% | 0% | Clothes Washer-NR | Washer-NR |  | 1 | 0.2817% | 0.2817% | 0.2817% | 0.2817% | 0.2817% | 0.2817% | 0.2817% | 0.2817% | 0.2817% | 0.2817% | 0.2817% | 0.2817% | 0.2817% | 0.2817% | 0.2817% | 0.2817% | 0.2817% | 0.2817% | 0.2817% | 0% | 0% | 0% | 0% | 0% | 0% | 0% | 0.2535% | 0.2535% | 0.2535% | 0.2535% | 0.2535% | 0.2535% | 0.2535% | 0.2535% | 0.2535% | 0.2535% | 0.2535% | 0.2535% | 0.2535% | 0.2535% | 0.2535% | 0.2535% | 0.2535% | 0.2535% | 0.2535% | 0% | 0% | 0% | 0% | 0% | 0% | 0%
| 1811 | Clothes Washer | ComClothesWashers_PSE | NR | All Commercial | Gas | Per Clothes Washer - GWH - E Dryer - Laundromat | Clothes Washer - GWH - E Dryer - Laundromat | 90% | 90% | 90% | 90% | 90% | 90% | 90% | 90% | 90% | 90% | 90% | 90% | 90% | 90% | 90% | 90% | 90% | 90% | 90% | 0% | 0% | 0% | 0% | 0% | 0% | 0% | Clothes Washer-NR | Washer-NR |  | 1 | 1.136% | 1.136% | 1.136% | 1.136% | 1.136% | 1.136% | 1.136% | 1.136% | 1.136% | 1.136% | 1.136% | 1.136% | 1.136% | 1.136% | 1.136% | 1.136% | 1.136% | 1.136% | 1.136% | 0% | 0% | 0% | 0% | 0% | 0% | 0% | 1.023% | 1.023% | 1.023% | 1.023% | 1.023% | 1.023% | 1.023% | 1.023% | 1.023% | 1.023% | 1.023% | 1.023% | 1.023% | 1.023% | 1.023% | 1.023% | 1.023% | 1.023% | 1.023% | 0% | 0% | 0% | 0% | 0% | 0% | 0%
| 1811 | Clothes Washer | ComClothesWashers_PSE | NR | All Commercial | Gas | Per Clothes Washer - GWH - G Dryer - Laundromat | Clothes Washer - GWH - G Dryer - Laundromat | 90% | 90% | 90% | 90% | 90% | 90% | 90% | 90% | 90% | 90% | 90% | 90% | 90% | 90% | 90% | 90% | 90% | 90% | 90% | 0% | 0% | 0% | 0% | 0% | 0% | 0% | Clothes Washer-NR | Washer-NR |  | 1 | 1.136% | 1.136% | 1.136% | 1.136% | 1.136% | 1.136% | 1.136% | 1.136% | 1.136% | 1.136% | 1.136% | 1.136% | 1.136% | 1.136% | 1.136% | 1.136% | 1.136% | 1.136% | 1.136% | 0% | 0% | 0% | 0% | 0% | 0% | 0% | 1.023% | 1.023% | 1.023% | 1.023% | 1.023% | 1.023% | 1.023% | 1.023% | 1.023% | 1.023% | 1.023% | 1.023% | 1.023% | 1.023% | 1.023% | 1.023% | 1.023% | 1.023% | 1.023% | 0% | 0% | 0% | 0% | 0% | 0% | 0%
| 1811 | Clothes Washer | ComClothesWashers_PSE | NR | All Commercial | Gas | Per Clothes Washer - GWH - non E Dryer - Laundromat | Clothes Washer - GWH - non E Dryer - Laundromat | 90% | 90% | 90% | 90% | 90% | 90% | 90% | 90% | 90% | 90% | 90% | 90% | 90% | 90% | 90% | 90% | 90% | 90% | 90% | 0% | 0% | 0% | 0% | 0% | 0% | 0% | Clothes Washer-NR | Washer-NR |  | 1 | 1.136% | 1.136% | 1.136% | 1.136% | 1.136% | 1.136% | 1.136% | 1.136% | 1.136% | 1.136% | 1.136% | 1.136% | 1.136% | 1.136% | 1.136% | 1.136% | 1.136% | 1.136% | 1.136% | 0% | 0% | 0% | 0% | 0% | 0% | 0% | 1.023% | 1.023% | 1.023% | 1.023% | 1.023% | 1.023% | 1.023% | 1.023% | 1.023% | 1.023% | 1.023% | 1.023% | 1.023% | 1.023% | 1.023% | 1.023% | 1.023% | 1.023% | 1.023% | 0% | 0% | 0% | 0% | 0% | 0% | 0%
| 1811 | Clothes Washer | ComClothesWashers_PSE | NR | All Commercial | Gas | Per Clothes Washer - non EWH - G Dryer - Laundromat | Clothes Washer - non EWH - G Dryer - Laundromat | 90% | 90% | 90% | 90% | 90% | 90% | 90% | 90% | 90% | 90% | 90% | 90% | 90% | 90% | 90% | 90% | 90% | 90% | 90% | 0% | 0% | 0% | 0% | 0% | 0% | 0% | Clothes Washer-NR | Washer-NR |  | 1 | 1.136% | 1.136% | 1.136% | 1.136% | 1.136% | 1.136% | 1.136% | 1.136% | 1.136% | 1.136% | 1.136% | 1.136% | 1.136% | 1.136% | 1.136% | 1.136% | 1.136% | 1.136% | 1.136% | 0% | 0% | 0% | 0% | 0% | 0% | 0% | 1.023% | 1.023% | 1.023% | 1.023% | 1.023% | 1.023% | 1.023% | 1.023% | 1.023% | 1.023% | 1.023% | 1.023% | 1.023% | 1.023% | 1.023% | 1.023% | 1.023% | 1.023% | 1.023% | 0% | 0% | 0% | 0% | 0% | 0% | 0%
| 1811 | Clothes Washer | ComClothesWashers_PSE | NR | All Commercial | Electric | Per Clothes Washer - non GWH - E Dryer - Laundromat | Clothes Washer - non GWH - E Dryer - Laundromat | 90% | 90% | 90% | 90% | 90% | 90% | 90% | 90% | 90% | 90% | 90% | 90% | 90% | 90% | 90% | 90% | 90% | 90% | 90% | 0% | 0% | 0% | 0% | 0% | 0% | 0% | Clothes Washer-NR | Washer-NR |  | 1 | 0.2817% | 0.2817% | 0.2817% | 0.2817% | 0.2817% | 0.2817% | 0.2817% | 0.2817% | 0.2817% | 0.2817% | 0.2817% | 0.2817% | 0.2817% | 0.2817% | 0.2817% | 0.2817% | 0.2817% | 0.2817% | 0.2817% | 0% | 0% | 0% | 0% | 0% | 0% | 0% | 0.2535% | 0.2535% | 0.2535% | 0.2535% | 0.2535% | 0.2535% | 0.2535% | 0.2535% | 0.2535% | 0.2535% | 0.2535% | 0.2535% | 0.2535% | 0.2535% | 0.2535% | 0.2535% | 0.2535% | 0.2535% | 0.2535% | 0% | 0% | 0% | 0% | 0% | 0% | 0%
| 1811 | Combination Oven | ComCombinationOven_PSE | NR | All Commercial | Electric | Per Electric Combination Oven (14 Pan or Less) - CKTCH | CKTCH: Oven - Combination - 14 Pan or Less - E | 54.9% | 54.9% | 54.9% | 54.9% | 54.9% | 54.9% | 54.9% | 54.9% | 54.9% | 54.9% | 54.9% | 54.9% | 54.9% | 54.9% | 54.9% | 54.9% | 54.9% | 54.9% | 54.9% | 0% | 0% | 0% | 0% | 0% | 0% | 0% | Combination Oven-NR | Combo Oven-NR |  | 1 | 0.2817% | 0.2817% | 0.2817% | 0.2817% | 0.2817% | 0.2817% | 0.2817% | 0.2817% | 0.2817% | 0.2817% | 0.2817% | 0.2817% | 0.2817% | 0.2817% | 0.2817% | 0.2817% | 0.2817% | 0.2817% | 0.2817% | 0% | 0% | 0% | 0% | 0% | 0% | 0% | 0.1546% | 0.1546% | 0.1546% | 0.1546% | 0.1546% | 0.1546% | 0.1546% | 0.1546% | 0.1546% | 0.1546% | 0.1546% | 0.1546% | 0.1546% | 0.1546% | 0.1546% | 0.1546% | 0.1546% | 0.1546% | 0.1546% | 0% | 0% | 0% | 0% | 0% | 0% | 0%
| 1811 | Combination Oven | ComCombinationOven_PSE | NR | All Commercial | Electric | Per Electric Combination Oven (More Than 28 Pans) - CKTCH | CKTCH: Oven - Combination - More Than 28 Pans - E | 54.9% | 54.9% | 54.9% | 54.9% | 54.9% | 54.9% | 54.9% | 54.9% | 54.9% | 54.9% | 54.9% | 54.9% | 54.9% | 54.9% | 54.9% | 54.9% | 54.9% | 54.9% | 54.9% | 0% | 0% | 0% | 0% | 0% | 0% | 0% | Combination Oven-NR | Combo Oven-NR |  | 1 | 0.2817% | 0.2817% | 0.2817% | 0.2817% | 0.2817% | 0.2817% | 0.2817% | 0.2817% | 0.2817% | 0.2817% | 0.2817% | 0.2817% | 0.2817% | 0.2817% | 0.2817% | 0.2817% | 0.2817% | 0.2817% | 0.2817% | 0% | 0% | 0% | 0% | 0% | 0% | 0% | 0.1546% | 0.1546% | 0.1546% | 0.1546% | 0.1546% | 0.1546% | 0.1546% | 0.1546% | 0.1546% | 0.1546% | 0.1546% | 0.1546% | 0.1546% | 0.1546% | 0.1546% | 0.1546% | 0.1546% | 0.1546% | 0.1546% | 0% | 0% | 0% | 0% | 0% | 0% | 0%
| 1811 | Combination Oven | ComCombinationOven_PSE | NR | All Commercial | Electric | Per Electric Combination Oven (15 to 28 Pans) - CKTCH | CKTCH: Oven - Combination - 15 to 28 Pans - E | 54.9% | 54.9% | 54.9% | 54.9% | 54.9% | 54.9% | 54.9% | 54.9% | 54.9% | 54.9% | 54.9% | 54.9% | 54.9% | 54.9% | 54.9% | 54.9% | 54.9% | 54.9% | 54.9% | 0% | 0% | 0% | 0% | 0% | 0% | 0% | Combination Oven-NR | Combo Oven-NR |  | 1 | 0.2817% | 0.2817% | 0.2817% | 0.2817% | 0.2817% | 0.2817% | 0.2817% | 0.2817% | 0.2817% | 0.2817% | 0.2817% | 0.2817% | 0.2817% | 0.2817% | 0.2817% | 0.2817% | 0.2817% | 0.2817% | 0.2817% | 0% | 0% | 0% | 0% | 0% | 0% | 0% | 0.1546% | 0.1546% | 0.1546% | 0.1546% | 0.1546% | 0.1546% | 0.1546% | 0.1546% | 0.1546% | 0.1546% | 0.1546% | 0.1546% | 0.1546% | 0.1546% | 0.1546% | 0.1546% | 0.1546% | 0.1546% | 0.1546% | 0% | 0% | 0% | 0% | 0% | 0% | 0%
| 1811 | Combination Oven | ComCombinationOven_PSE | NR | All Commercial | Gas | Per Natural Gas Combination Oven (14 Pan or Less) - CKTCH | CKTCH: Oven - Combination - 14 Pan or Less - NG | 54.9% | 54.9% | 54.9% | 54.9% | 54.9% | 54.9% | 54.9% | 54.9% | 54.9% | 54.9% | 54.9% | 54.9% | 54.9% | 54.9% | 54.9% | 54.9% | 54.9% | 54.9% | 54.9% | 0% | 0% | 0% | 0% | 0% | 0% | 0% | Combination Oven-NR | Combo Oven-NR |  | 1 | 1.136% | 1.136% | 1.136% | 1.136% | 1.136% | 1.136% | 1.136% | 1.136% | 1.136% | 1.136% | 1.136% | 1.136% | 1.136% | 1.136% | 1.136% | 1.136% | 1.136% | 1.136% | 1.136% | 0% | 0% | 0% | 0% | 0% | 0% | 0% | 0.6239% | 0.6239% | 0.6239% | 0.6239% | 0.6239% | 0.6239% | 0.6239% | 0.6239% | 0.6239% | 0.6239% | 0.6239% | 0.6239% | 0.6239% | 0.6239% | 0.6239% | 0.6239% | 0.6239% | 0.6239% | 0.6239% | 0% | 0% | 0% | 0% | 0% | 0% | 0%
| 1811 | Combination Oven | ComCombinationOven_PSE | NR | All Commercial | Gas | Per Natural Gas Combination Oven (More Than 28 Pans) - CKTCH | CKTCH: Oven - Combination - More Than 28 Pans - NG | 54.9% | 54.9% | 54.9% | 54.9% | 54.9% | 54.9% | 54.9% | 54.9% | 54.9% | 54.9% | 54.9% | 54.9% | 54.9% | 54.9% | 54.9% | 54.9% | 54.9% | 54.9% | 54.9% | 0% | 0% | 0% | 0% | 0% | 0% | 0% | Combination Oven-NR | Combo Oven-NR |  | 1 | 1.136% | 1.136% | 1.136% | 1.136% | 1.136% | 1.136% | 1.136% | 1.136% | 1.136% | 1.136% | 1.136% | 1.136% | 1.136% | 1.136% | 1.136% | 1.136% | 1.136% | 1.136% | 1.136% | 0% | 0% | 0% | 0% | 0% | 0% | 0% | 0.6239% | 0.6239% | 0.6239% | 0.6239% | 0.6239% | 0.6239% | 0.6239% | 0.6239% | 0.6239% | 0.6239% | 0.6239% | 0.6239% | 0.6239% | 0.6239% | 0.6239% | 0.6239% | 0.6239% | 0.6239% | 0.6239% | 0% | 0% | 0% | 0% | 0% | 0% | 0%
| 1811 | Combination Oven | ComCombinationOven_PSE | NR | All Commercial | Gas | Per Natural Gas Combination Oven (15 to 28 Pans) - CKTCH | CKTCH: Oven - Combination - 15 to 28 Pans - NG | 54.9% | 54.9% | 54.9% | 54.9% | 54.9% | 54.9% | 54.9% | 54.9% | 54.9% | 54.9% | 54.9% | 54.9% | 54.9% | 54.9% | 54.9% | 54.9% | 54.9% | 54.9% | 54.9% | 0% | 0% | 0% | 0% | 0% | 0% | 0% | Combination Oven-NR | Combo Oven-NR |  | 1 | 1.136% | 1.136% | 1.136% | 1.136% | 1.136% | 1.136% | 1.136% | 1.136% | 1.136% | 1.136% | 1.136% | 1.136% | 1.136% | 1.136% | 1.136% | 1.136% | 1.136% | 1.136% | 1.136% | 0% | 0% | 0% | 0% | 0% | 0% | 0% | 0.6239% | 0.6239% | 0.6239% | 0.6239% | 0.6239% | 0.6239% | 0.6239% | 0.6239% | 0.6239% | 0.6239% | 0.6239% | 0.6239% | 0.6239% | 0.6239% | 0.6239% | 0.6239% | 0.6239% | 0.6239% | 0.6239% | 0% | 0% | 0% | 0% | 0% | 0% | 0%
| 1811 | Connected Thermostats | ComConnectedThermostats_PSE | Retro | Supermarket | Electric | Per Web Enabled Thermostat - ER Heating | Thermostat - Web Enabled - ER Heating - Comm - Grocery | 0% | 17.94% | 41.65% | 0% | 0% | 20.85% | 24.4% | 17.69% | 0% | 13.31% | 13.44% | 33.85% | 9.528% | 0% | 0% | 6.756% | 18.44% | 14.37% | 13.67% | 0% | 0% | 0% | 0% | 0% | 0% | 0% | Connected Thermostats-Retro | ConnectedThermostats-Retro |  | 0 | 0% | 0.8621% | 0.8621% | 0% | 0% | 0.8621% | 0.8621% | 0.8621% | 0% | 0.8621% | 0.8621% | 0.8621% | 0.8621% | 0% | 0% | 0.8621% | 0.8621% | 0.8621% | 0.8621% | 0% | 0% | 0% | 0% | 0% | 0% | 0% | 0% | 0.1546% | 0.359% | 0% | 0% | 0.1797% | 0.2104% | 0.1525% | 0% | 0.1147% | 0.1159% | 0.2918% | 0.08214% | 0% | 0% | 0.05824% | 0.159% | 0.1239% | 0.1178% | 0% | 0% | 0% | 0% | 0% | 0% | 0%
| 1811 | Connected Thermostats | ComConnectedThermostats_PSE | Retro | Supermarket | Electric | Per Web Enabled Thermostat - HP Heating | Thermostat - Web Enabled - HP Heating - Comm - Grocery | 0% | 17.94% | 41.65% | 0% | 0% | 20.85% | 24.4% | 17.69% | 0% | 13.31% | 13.44% | 33.85% | 9.528% | 0% | 0% | 6.756% | 18.44% | 14.37% | 13.67% | 0% | 0% | 0% | 0% | 0% | 0% | 0% | Connected Thermostats-Retro | ConnectedThermostats-Retro |  | 0 | 0% | 0.8621% | 0.8621% | 0% | 0% | 0.8621% | 0.8621% | 0.8621% | 0% | 0.8621% | 0.8621% | 0.8621% | 0.8621% | 0% | 0% | 0.8621% | 0.8621% | 0.8621% | 0.8621% | 0% | 0% | 0% | 0% | 0% | 0% | 0% | 0% | 0.1546% | 0.359% | 0% | 0% | 0.1797% | 0.2104% | 0.1525% | 0% | 0.1147% | 0.1159% | 0.2918% | 0.08214% | 0% | 0% | 0.05824% | 0.159% | 0.1239% | 0.1178% | 0% | 0% | 0% | 0% | 0% | 0% | 0%
| 1811 | Connected Thermostats | ComConnectedThermostats_PSE | Retro | Supermarket | Gas | Per Web Enabled Thermostat - GP Heating | Thermostat - Web Enabled - GP Heating - Comm - Grocery | 0% | 17.94% | 41.65% | 0% | 0% | 20.85% | 24.4% | 17.69% | 0% | 13.31% | 13.44% | 33.85% | 9.528% | 0% | 0% | 6.756% | 18.44% | 14.37% | 13.67% | 0% | 0% | 0% | 0% | 0% | 0% | 0% | Connected Thermostats-Retro | ConnectedThermostats-Retro |  | 0 | 0% | 3.333% | 3.333% | 0% | 0% | 3.333% | 3.333% | 3.333% | 0% | 3.333% | 3.333% | 3.333% | 3.333% | 0% | 0% | 3.333% | 3.333% | 3.333% | 3.333% | 0% | 0% | 0% | 0% | 0% | 0% | 0% | 0% | 0.5979% | 1.388% | 0% | 0% | 0.6949% | 0.8134% | 0.5898% | 0% | 0.4435% | 0.4482% | 1.128% | 0.3176% | 0% | 0% | 0.2252% | 0.6146% | 0.4789% | 0.4555% | 0% | 0% | 0% | 0% | 0% | 0% | 0%
| 6 | Connected Thermostats | ComConnectedThermostats_PSE | Retro | Supermarket | Electric | Per Web Enabled Thermostat - ER Heating - wo AC | Thermostat - Web Enabled - ER Heating - wo AC - Comm - Grocery | 0% | 17.94% | 41.65% | 0% | 0% | 20.85% | 24.4% | 17.69% | 0% | 13.31% | 13.44% | 33.85% | 9.528% | 0% | 0% | 6.756% | 18.44% | 14.37% | 13.67% | 0% | 0% | 0% | 0% | 0% | 0% | 0% | Connected Thermostats-Retro | ConnectedThermostats-Retro |  | 0 | 0% | 50% | 50% | 0% | 0% | 50% | 50% | 50% | 0% | 50% | 50% | 50% | 50% | 0% | 0% | 50% | 50% | 50% | 50% | 0% | 0% | 0% | 0% | 0% | 0% | 0% | 0% | 8.969% | 20.82% | 0% | 0% | 10.42% | 12.2% | 8.847% | 0% | 6.653% | 6.722% | 16.93% | 4.764% | 0% | 0% | 3.378% | 9.22% | 7.184% | 6.833% | 0% | 0% | 0% | 0% | 0% | 0% | 0%
| 6 | Connected Thermostats | ComConnectedThermostats_PSE | Retro | Supermarket | Electric | Per Web Enabled Thermostat - HP Heating - wo AC | Thermostat - Web Enabled - HP Heating - wo AC - Comm - Grocery | 0% | 17.94% | 41.65% | 0% | 0% | 20.85% | 24.4% | 17.69% | 0% | 13.31% | 13.44% | 33.85% | 9.528% | 0% | 0% | 6.756% | 18.44% | 14.37% | 13.67% | 0% | 0% | 0% | 0% | 0% | 0% | 0% | Connected Thermostats-Retro | ConnectedThermostats-Retro |  | 0 | 0% | 50% | 50% | 0% | 0% | 50% | 50% | 50% | 0% | 50% | 50% | 50% | 50% | 0% | 0% | 50% | 50% | 50% | 50% | 0% | 0% | 0% | 0% | 0% | 0% | 0% | 0% | 8.969% | 20.82% | 0% | 0% | 10.42% | 12.2% | 8.847% | 0% | 6.653% | 6.722% | 16.93% | 4.764% | 0% | 0% | 3.378% | 9.22% | 7.184% | 6.833% | 0% | 0% | 0% | 0% | 0% | 0% | 0%
| 6 | Connected Thermostats | ComConnectedThermostats_PSE | Retro | Supermarket | Gas | Per Web Enabled Thermostat - GP Heating - wo AC | Thermostat - Web Enabled - GP Heating - wo AC - Comm - Grocery | 0% | 17.94% | 41.65% | 0% | 0% | 20.85% | 24.4% | 17.69% | 0% | 13.31% | 13.44% | 33.85% | 9.528% | 0% | 0% | 6.756% | 18.44% | 14.37% | 13.67% | 0% | 0% | 0% | 0% | 0% | 0% | 0% | Connected Thermostats-Retro | ConnectedThermostats-Retro |  | 0 | 0% | 100% | 100% | 0% | 0% | 100% | 100% | 100% | 0% | 100% | 100% | 100% | 100% | 0% | 0% | 100% | 100% | 100% | 100% | 0% | 0% | 0% | 0% | 0% | 0% | 0% | 0% | 17.94% | 41.65% | 0% | 0% | 20.85% | 24.4% | 17.69% | 0% | 13.31% | 13.44% | 33.85% | 9.528% | 0% | 0% | 6.756% | 18.44% | 14.37% | 13.67% | 0% | 0% | 0% | 0% | 0% | 0% | 0%
| 1811 | Connected Thermostats | ComConnectedThermostats_PSE | Retro | All Commercial | Electric | Per Web Enabled Thermostat - ER Heating | Thermostat - Web Enabled - ER Heating - Comm | 0% | 17.94% | 41.65% | 0% | 0% | 20.85% | 24.4% | 17.69% | 0% | 13.31% | 13.44% | 33.85% | 9.528% | 0% | 0% | 6.756% | 18.44% | 14.37% | 13.67% | 0% | 0% | 0% | 0% | 0% | 0% | 0% | Connected Thermostats-Retro | ConnectedThermostats-Retro |  | 0 | 0% | 0.2817% | 0.2817% | 0% | 0% | 0.2817% | 0.2817% | 0.2817% | 0% | 0.2817% | 0.2817% | 0.2817% | 0.2817% | 0% | 0% | 0.2817% | 0.2817% | 0.2817% | 0.2817% | 0% | 0% | 0% | 0% | 0% | 0% | 0% | 0% | 0.05053% | 0.1173% | 0% | 0% | 0.05873% | 0.06874% | 0.04984% | 0% | 0.03748% | 0.03787% | 0.09536% | 0.02684% | 0% | 0% | 0.01903% | 0.05194% | 0.04047% | 0.0385% | 0% | 0% | 0% | 0% | 0% | 0% | 0%
| 1811 | Connected Thermostats | ComConnectedThermostats_PSE | Retro | All Commercial | Electric | Per Web Enabled Thermostat - HP Heating | Thermostat - Web Enabled - HP Heating - Comm | 0% | 17.94% | 41.65% | 0% | 0% | 20.85% | 24.4% | 17.69% | 0% | 13.31% | 13.44% | 33.85% | 9.528% | 0% | 0% | 6.756% | 18.44% | 14.37% | 13.67% | 0% | 0% | 0% | 0% | 0% | 0% | 0% | Connected Thermostats-Retro | ConnectedThermostats-Retro |  | 0 | 0% | 0.2817% | 0.2817% | 0% | 0% | 0.2817% | 0.2817% | 0.2817% | 0% | 0.2817% | 0.2817% | 0.2817% | 0.2817% | 0% | 0% | 0.2817% | 0.2817% | 0.2817% | 0.2817% | 0% | 0% | 0% | 0% | 0% | 0% | 0% | 0% | 0.05053% | 0.1173% | 0% | 0% | 0.05873% | 0.06874% | 0.04984% | 0% | 0.03748% | 0.03787% | 0.09536% | 0.02684% | 0% | 0% | 0.01903% | 0.05194% | 0.04047% | 0.0385% | 0% | 0% | 0% | 0% | 0% | 0% | 0%
| 1811 | Connected Thermostats | ComConnectedThermostats_PSE | Retro | All Commercial | Gas | Per Web Enabled Thermostat - GP Heating | Thermostat - Web Enabled - GP Heating - Comm | 0% | 17.94% | 41.65% | 0% | 0% | 20.85% | 24.4% | 17.69% | 0% | 13.31% | 13.44% | 33.85% | 9.528% | 0% | 0% | 6.756% | 18.44% | 14.37% | 13.67% | 0% | 0% | 0% | 0% | 0% | 0% | 0% | Connected Thermostats-Retro | ConnectedThermostats-Retro |  | 0 | 0% | 1.136% | 1.136% | 0% | 0% | 1.136% | 1.136% | 1.136% | 0% | 1.136% | 1.136% | 1.136% | 1.136% | 0% | 0% | 1.136% | 1.136% | 1.136% | 1.136% | 0% | 0% | 0% | 0% | 0% | 0% | 0% | 0% | 0.2038% | 0.4733% | 0% | 0% | 0.2369% | 0.2773% | 0.2011% | 0% | 0.1512% | 0.1528% | 0.3847% | 0.1083% | 0% | 0% | 0.07677% | 0.2095% | 0.1633% | 0.1553% | 0% | 0% | 0% | 0% | 0% | 0% | 0%
| 6 | Connected Thermostats | ComConnectedThermostats_PSE | Retro | All Commercial | Electric | Per Web Enabled Thermostat - ER Heating - wo AC | Thermostat - Web Enabled - ER Heating - wo AC - Comm | 0% | 17.94% | 41.65% | 0% | 0% | 20.85% | 24.4% | 17.69% | 0% | 13.31% | 13.44% | 33.85% | 9.528% | 0% | 0% | 6.756% | 18.44% | 14.37% | 13.67% | 0% | 0% | 0% | 0% | 0% | 0% | 0% | Connected Thermostats-Retro | ConnectedThermostats-Retro |  | 0 | 0% | 50% | 50% | 0% | 0% | 50% | 50% | 50% | 0% | 50% | 50% | 50% | 50% | 0% | 0% | 50% | 50% | 50% | 50% | 0% | 0% | 0% | 0% | 0% | 0% | 0% | 0% | 8.969% | 20.82% | 0% | 0% | 10.42% | 12.2% | 8.847% | 0% | 6.653% | 6.722% | 16.93% | 4.764% | 0% | 0% | 3.378% | 9.22% | 7.184% | 6.833% | 0% | 0% | 0% | 0% | 0% | 0% | 0%
| 6 | Connected Thermostats | ComConnectedThermostats_PSE | Retro | All Commercial | Electric | Per Web Enabled Thermostat - HP Heating - wo AC | Thermostat - Web Enabled - HP Heating - wo AC - Comm | 0% | 17.94% | 41.65% | 0% | 0% | 20.85% | 24.4% | 17.69% | 0% | 13.31% | 13.44% | 33.85% | 9.528% | 0% | 0% | 6.756% | 18.44% | 14.37% | 13.67% | 0% | 0% | 0% | 0% | 0% | 0% | 0% | Connected Thermostats-Retro | ConnectedThermostats-Retro |  | 0 | 0% | 50% | 50% | 0% | 0% | 50% | 50% | 50% | 0% | 50% | 50% | 50% | 50% | 0% | 0% | 50% | 50% | 50% | 50% | 0% | 0% | 0% | 0% | 0% | 0% | 0% | 0% | 8.969% | 20.82% | 0% | 0% | 10.42% | 12.2% | 8.847% | 0% | 6.653% | 6.722% | 16.93% | 4.764% | 0% | 0% | 3.378% | 9.22% | 7.184% | 6.833% | 0% | 0% | 0% | 0% | 0% | 0% | 0%
| 6 | Connected Thermostats | ComConnectedThermostats_PSE | Retro | All Commercial | Gas | Per Web Enabled Thermostat - GP Heating - wo AC | Thermostat - Web Enabled - GP Heating - wo AC - Comm | 0% | 17.94% | 41.65% | 0% | 0% | 20.85% | 24.4% | 17.69% | 0% | 13.31% | 13.44% | 33.85% | 9.528% | 0% | 0% | 6.756% | 18.44% | 14.37% | 13.67% | 0% | 0% | 0% | 0% | 0% | 0% | 0% | Connected Thermostats-Retro | ConnectedThermostats-Retro |  | 0 | 0% | 100% | 100% | 0% | 0% | 100% | 100% | 100% | 0% | 100% | 100% | 100% | 100% | 0% | 0% | 100% | 100% | 100% | 100% | 0% | 0% | 0% | 0% | 0% | 0% | 0% | 0% | 17.94% | 41.65% | 0% | 0% | 20.85% | 24.4% | 17.69% | 0% | 13.31% | 13.44% | 33.85% | 9.528% | 0% | 0% | 6.756% | 18.44% | 14.37% | 13.67% | 0% | 0% | 0% | 0% | 0% | 0% | 0%
| 1811 | Connected Thermostats | ComConnectedThermostats_PSE | Retro | All Commercial | Electric | Per Programmable Thermostat - SBDI | SBDI: Thermostat - Programmable | 0% | 17.94% | 41.65% | 0% | 0% | 20.85% | 24.4% | 17.69% | 0% | 13.31% | 13.44% | 33.85% | 9.528% | 0% | 0% | 6.756% | 18.44% | 14.37% | 13.67% | 0% | 0% | 0% | 0% | 0% | 0% | 0% | Connected Thermostats-Retro | ConnectedThermostats-Retro |  | 0 | 0% | 0.2817% | 0.2817% | 0% | 0% | 0.2817% | 0.2817% | 0.2817% | 0% | 0.2817% | 0.2817% | 0.2817% | 0.2817% | 0% | 0% | 0.2817% | 0.2817% | 0.2817% | 0.2817% | 0% | 0% | 0% | 0% | 0% | 0% | 0% | 0% | 0.05053% | 0.1173% | 0% | 0% | 0.05873% | 0.06874% | 0.04984% | 0% | 0.03748% | 0.03787% | 0.09536% | 0.02684% | 0% | 0% | 0.01903% | 0.05194% | 0.04047% | 0.0385% | 0% | 0% | 0% | 0% | 0% | 0% | 0%
| 1811 | Connected Thermostats | ComConnectedThermostats_PSE | Retro | All Commercial | Electric | Per Occupancy Based Thermostat Control - 5 Degrees - CHVR | CHVR: Thermostat Control - Occupancy Based - 5 Degrees | 0% | 17.94% | 41.65% | 0% | 0% | 20.85% | 24.4% | 17.69% | 0% | 13.31% | 13.44% | 33.85% | 9.528% | 0% | 0% | 6.756% | 18.44% | 14.37% | 13.67% | 0% | 0% | 0% | 0% | 0% | 0% | 0% | Connected Thermostats-Retro | ConnectedThermostats-Retro |  | 0 | 0% | 0.2817% | 0.2817% | 0% | 0% | 0.2817% | 0.2817% | 0.2817% | 0% | 0.2817% | 0.2817% | 0.2817% | 0.2817% | 0% | 0% | 0.2817% | 0.2817% | 0.2817% | 0.2817% | 0% | 0% | 0% | 0% | 0% | 0% | 0% | 0% | 0.05053% | 0.1173% | 0% | 0% | 0.05873% | 0.06874% | 0.04984% | 0% | 0.03748% | 0.03787% | 0.09536% | 0.02684% | 0% | 0% | 0.01903% | 0.05194% | 0.04047% | 0.0385% | 0% | 0% | 0% | 0% | 0% | 0% | 0%
| 1811 | Connected Thermostats | ComConnectedThermostats_PSE | Retro | All Commercial | Electric | Per Occupancy Based Thermostat Control - SBDI | SBDI: Thermostat Control - Occupancy Based | 0% | 17.94% | 41.65% | 0% | 0% | 20.85% | 24.4% | 17.69% | 0% | 13.31% | 13.44% | 33.85% | 9.528% | 0% | 0% | 6.756% | 18.44% | 14.37% | 13.67% | 0% | 0% | 0% | 0% | 0% | 0% | 0% | Connected Thermostats-Retro | ConnectedThermostats-Retro |  | 0 | 0% | 0.2817% | 0.2817% | 0% | 0% | 0.2817% | 0.2817% | 0.2817% | 0% | 0.2817% | 0.2817% | 0.2817% | 0.2817% | 0% | 0% | 0.2817% | 0.2817% | 0.2817% | 0.2817% | 0% | 0% | 0% | 0% | 0% | 0% | 0% | 0% | 0.05053% | 0.1173% | 0% | 0% | 0.05873% | 0.06874% | 0.04984% | 0% | 0.03748% | 0.03787% | 0.09536% | 0.02684% | 0% | 0% | 0.01903% | 0.05194% | 0.04047% | 0.0385% | 0% | 0% | 0% | 0% | 0% | 0% | 0%
| 1811 | Convection Oven | ComConvectionOven_PSE | NR | All Commercial | Electric | Per Electric Double Convection Oven (5 Pans or less) | Oven - Convection - Double - 5 Pans or less - EH - Comm | 54.9% | 54.9% | 54.9% | 54.9% | 54.9% | 54.9% | 54.9% | 54.9% | 54.9% | 54.9% | 54.9% | 54.9% | 54.9% | 54.9% | 54.9% | 54.9% | 54.9% | 54.9% | 54.9% | 0% | 0% | 0% | 0% | 0% | 0% | 0% | Convection Oven-NR | Convection Oven-NR |  | 1 | 0.2817% | 0.2817% | 0.2817% | 0.2817% | 0.2817% | 0.2817% | 0.2817% | 0.2817% | 0.2817% | 0.2817% | 0.2817% | 0.2817% | 0.2817% | 0.2817% | 0.2817% | 0.2817% | 0.2817% | 0.2817% | 0.2817% | 0% | 0% | 0% | 0% | 0% | 0% | 0% | 0.1546% | 0.1546% | 0.1546% | 0.1546% | 0.1546% | 0.1546% | 0.1546% | 0.1546% | 0.1546% | 0.1546% | 0.1546% | 0.1546% | 0.1546% | 0.1546% | 0.1546% | 0.1546% | 0.1546% | 0.1546% | 0.1546% | 0% | 0% | 0% | 0% | 0% | 0% | 0%
| 1811 | Convection Oven | ComConvectionOven_PSE | NR | All Commercial | Gas | Per Gas Double Convection Oven (5 Pans or less) | Oven - Convection - Double - 5 Pans or less - GH - Comm | 54.9% | 54.9% | 54.9% | 54.9% | 54.9% | 54.9% | 54.9% | 54.9% | 54.9% | 54.9% | 54.9% | 54.9% | 54.9% | 54.9% | 54.9% | 54.9% | 54.9% | 54.9% | 54.9% | 0% | 0% | 0% | 0% | 0% | 0% | 0% | Convection Oven-NR | Convection Oven-NR |  | 1 | 1.136% | 1.136% | 1.136% | 1.136% | 1.136% | 1.136% | 1.136% | 1.136% | 1.136% | 1.136% | 1.136% | 1.136% | 1.136% | 1.136% | 1.136% | 1.136% | 1.136% | 1.136% | 1.136% | 0% | 0% | 0% | 0% | 0% | 0% | 0% | 0.6239% | 0.6239% | 0.6239% | 0.6239% | 0.6239% | 0.6239% | 0.6239% | 0.6239% | 0.6239% | 0.6239% | 0.6239% | 0.6239% | 0.6239% | 0.6239% | 0.6239% | 0.6239% | 0.6239% | 0.6239% | 0.6239% | 0% | 0% | 0% | 0% | 0% | 0% | 0%
| 1811 | Convection Oven | ComConvectionOven_PSE | NR | All Commercial | Electric | Per Electric Double Convection Oven (More than 5 Pans) | Oven - Convection - Double - More than 5 Pans - EH - Comm | 54.9% | 54.9% | 54.9% | 54.9% | 54.9% | 54.9% | 54.9% | 54.9% | 54.9% | 54.9% | 54.9% | 54.9% | 54.9% | 54.9% | 54.9% | 54.9% | 54.9% | 54.9% | 54.9% | 0% | 0% | 0% | 0% | 0% | 0% | 0% | Convection Oven-NR | Convection Oven-NR |  | 1 | 0.2817% | 0.2817% | 0.2817% | 0.2817% | 0.2817% | 0.2817% | 0.2817% | 0.2817% | 0.2817% | 0.2817% | 0.2817% | 0.2817% | 0.2817% | 0.2817% | 0.2817% | 0.2817% | 0.2817% | 0.2817% | 0.2817% | 0% | 0% | 0% | 0% | 0% | 0% | 0% | 0.1546% | 0.1546% | 0.1546% | 0.1546% | 0.1546% | 0.1546% | 0.1546% | 0.1546% | 0.1546% | 0.1546% | 0.1546% | 0.1546% | 0.1546% | 0.1546% | 0.1546% | 0.1546% | 0.1546% | 0.1546% | 0.1546% | 0% | 0% | 0% | 0% | 0% | 0% | 0%
| 1811 | Convection Oven | ComConvectionOven_PSE | NR | All Commercial | Gas | Per Gas Double Convection Oven (More than 5 Pans) | Oven - Convection - Double - More than 5 Pans - GH - Comm | 54.9% | 54.9% | 54.9% | 54.9% | 54.9% | 54.9% | 54.9% | 54.9% | 54.9% | 54.9% | 54.9% | 54.9% | 54.9% | 54.9% | 54.9% | 54.9% | 54.9% | 54.9% | 54.9% | 0% | 0% | 0% | 0% | 0% | 0% | 0% | Convection Oven-NR | Convection Oven-NR |  | 1 | 1.136% | 1.136% | 1.136% | 1.136% | 1.136% | 1.136% | 1.136% | 1.136% | 1.136% | 1.136% | 1.136% | 1.136% | 1.136% | 1.136% | 1.136% | 1.136% | 1.136% | 1.136% | 1.136% | 0% | 0% | 0% | 0% | 0% | 0% | 0% | 0.6239% | 0.6239% | 0.6239% | 0.6239% | 0.6239% | 0.6239% | 0.6239% | 0.6239% | 0.6239% | 0.6239% | 0.6239% | 0.6239% | 0.6239% | 0.6239% | 0.6239% | 0.6239% | 0.6239% | 0.6239% | 0.6239% | 0% | 0% | 0% | 0% | 0% | 0% | 0%
| 1811 | Convection Oven | ComConvectionOven_PSE | NR | All Commercial | Electric | Per Electric Full Convection Oven (5 Pans or less) | Oven - Convection - Full - 5 Pans or less - EH - Comm | 54.9% | 54.9% | 54.9% | 54.9% | 54.9% | 54.9% | 54.9% | 54.9% | 54.9% | 54.9% | 54.9% | 54.9% | 54.9% | 54.9% | 54.9% | 54.9% | 54.9% | 54.9% | 54.9% | 0% | 0% | 0% | 0% | 0% | 0% | 0% | Convection Oven-NR | Convection Oven-NR |  | 1 | 0.2817% | 0.2817% | 0.2817% | 0.2817% | 0.2817% | 0.2817% | 0.2817% | 0.2817% | 0.2817% | 0.2817% | 0.2817% | 0.2817% | 0.2817% | 0.2817% | 0.2817% | 0.2817% | 0.2817% | 0.2817% | 0.2817% | 0% | 0% | 0% | 0% | 0% | 0% | 0% | 0.1546% | 0.1546% | 0.1546% | 0.1546% | 0.1546% | 0.1546% | 0.1546% | 0.1546% | 0.1546% | 0.1546% | 0.1546% | 0.1546% | 0.1546% | 0.1546% | 0.1546% | 0.1546% | 0.1546% | 0.1546% | 0.1546% | 0% | 0% | 0% | 0% | 0% | 0% | 0%
| 1811 | Convection Oven | ComConvectionOven_PSE | NR | All Commercial | Gas | Per Gas Full Convection Oven (5 Pans or less) | Oven - Convection - Full - 5 Pans or less - GH - Comm | 54.9% | 54.9% | 54.9% | 54.9% | 54.9% | 54.9% | 54.9% | 54.9% | 54.9% | 54.9% | 54.9% | 54.9% | 54.9% | 54.9% | 54.9% | 54.9% | 54.9% | 54.9% | 54.9% | 0% | 0% | 0% | 0% | 0% | 0% | 0% | Convection Oven-NR | Convection Oven-NR |  | 1 | 1.136% | 1.136% | 1.136% | 1.136% | 1.136% | 1.136% | 1.136% | 1.136% | 1.136% | 1.136% | 1.136% | 1.136% | 1.136% | 1.136% | 1.136% | 1.136% | 1.136% | 1.136% | 1.136% | 0% | 0% | 0% | 0% | 0% | 0% | 0% | 0.6239% | 0.6239% | 0.6239% | 0.6239% | 0.6239% | 0.6239% | 0.6239% | 0.6239% | 0.6239% | 0.6239% | 0.6239% | 0.6239% | 0.6239% | 0.6239% | 0.6239% | 0.6239% | 0.6239% | 0.6239% | 0.6239% | 0% | 0% | 0% | 0% | 0% | 0% | 0%
| 1811 | Convection Oven | ComConvectionOven_PSE | NR | All Commercial | Electric | Per Electric Full Convection Oven (More than 5 Pans) | Oven - Convection - Full - More than 5 Pans - EH - Comm | 54.9% | 54.9% | 54.9% | 54.9% | 54.9% | 54.9% | 54.9% | 54.9% | 54.9% | 54.9% | 54.9% | 54.9% | 54.9% | 54.9% | 54.9% | 54.9% | 54.9% | 54.9% | 54.9% | 0% | 0% | 0% | 0% | 0% | 0% | 0% | Convection Oven-NR | Convection Oven-NR |  | 1 | 0.2817% | 0.2817% | 0.2817% | 0.2817% | 0.2817% | 0.2817% | 0.2817% | 0.2817% | 0.2817% | 0.2817% | 0.2817% | 0.2817% | 0.2817% | 0.2817% | 0.2817% | 0.2817% | 0.2817% | 0.2817% | 0.2817% | 0% | 0% | 0% | 0% | 0% | 0% | 0% | 0.1546% | 0.1546% | 0.1546% | 0.1546% | 0.1546% | 0.1546% | 0.1546% | 0.1546% | 0.1546% | 0.1546% | 0.1546% | 0.1546% | 0.1546% | 0.1546% | 0.1546% | 0.1546% | 0.1546% | 0.1546% | 0.1546% | 0% | 0% | 0% | 0% | 0% | 0% | 0%
| 1811 | Convection Oven | ComConvectionOven_PSE | NR | All Commercial | Gas | Per Gas Full Convection Oven (More than 5 Pans) | Oven - Convection - Full - More than 5 Pans - GH - Comm | 54.9% | 54.9% | 54.9% | 54.9% | 54.9% | 54.9% | 54.9% | 54.9% | 54.9% | 54.9% | 54.9% | 54.9% | 54.9% | 54.9% | 54.9% | 54.9% | 54.9% | 54.9% | 54.9% | 0% | 0% | 0% | 0% | 0% | 0% | 0% | Convection Oven-NR | Convection Oven-NR |  | 1 | 1.136% | 1.136% | 1.136% | 1.136% | 1.136% | 1.136% | 1.136% | 1.136% | 1.136% | 1.136% | 1.136% | 1.136% | 1.136% | 1.136% | 1.136% | 1.136% | 1.136% | 1.136% | 1.136% | 0% | 0% | 0% | 0% | 0% | 0% | 0% | 0.6239% | 0.6239% | 0.6239% | 0.6239% | 0.6239% | 0.6239% | 0.6239% | 0.6239% | 0.6239% | 0.6239% | 0.6239% | 0.6239% | 0.6239% | 0.6239% | 0.6239% | 0.6239% | 0.6239% | 0.6239% | 0.6239% | 0% | 0% | 0% | 0% | 0% | 0% | 0%
| 1811 | Convection Oven | ComConvectionOven_PSE | NR | All Commercial | Electric | Per Electric Half Convection Oven | Oven - Convection - Half - EH - Comm | 54.9% | 54.9% | 54.9% | 54.9% | 54.9% | 54.9% | 54.9% | 54.9% | 54.9% | 54.9% | 54.9% | 54.9% | 54.9% | 54.9% | 54.9% | 54.9% | 54.9% | 54.9% | 54.9% | 0% | 0% | 0% | 0% | 0% | 0% | 0% | Convection Oven-NR | Convection Oven-NR |  | 1 | 0.2817% | 0.2817% | 0.2817% | 0.2817% | 0.2817% | 0.2817% | 0.2817% | 0.2817% | 0.2817% | 0.2817% | 0.2817% | 0.2817% | 0.2817% | 0.2817% | 0.2817% | 0.2817% | 0.2817% | 0.2817% | 0.2817% | 0% | 0% | 0% | 0% | 0% | 0% | 0% | 0.1546% | 0.1546% | 0.1546% | 0.1546% | 0.1546% | 0.1546% | 0.1546% | 0.1546% | 0.1546% | 0.1546% | 0.1546% | 0.1546% | 0.1546% | 0.1546% | 0.1546% | 0.1546% | 0.1546% | 0.1546% | 0.1546% | 0% | 0% | 0% | 0% | 0% | 0% | 0%
| 1811 | Convection Oven | ComConvectionOven_PSE | NR | All Commercial | Gas | Per Gas Half Convection Oven | Oven - Convection - Half - GH - Comm | 54.9% | 54.9% | 54.9% | 54.9% | 54.9% | 54.9% | 54.9% | 54.9% | 54.9% | 54.9% | 54.9% | 54.9% | 54.9% | 54.9% | 54.9% | 54.9% | 54.9% | 54.9% | 54.9% | 0% | 0% | 0% | 0% | 0% | 0% | 0% | Convection Oven-NR | Convection Oven-NR |  | 1 | 1.136% | 1.136% | 1.136% | 1.136% | 1.136% | 1.136% | 1.136% | 1.136% | 1.136% | 1.136% | 1.136% | 1.136% | 1.136% | 1.136% | 1.136% | 1.136% | 1.136% | 1.136% | 1.136% | 0% | 0% | 0% | 0% | 0% | 0% | 0% | 0.6239% | 0.6239% | 0.6239% | 0.6239% | 0.6239% | 0.6239% | 0.6239% | 0.6239% | 0.6239% | 0.6239% | 0.6239% | 0.6239% | 0.6239% | 0.6239% | 0.6239% | 0.6239% | 0.6239% | 0.6239% | 0.6239% | 0% | 0% | 0% | 0% | 0% | 0% | 0%
| 1811 | Conveyer Oven | ComConveyorOvens_PSE | NR | All Commercial | Gas | Per Gas Conveyor Oven | Oven - Conveyor - GH - Comm | 54.9% | 54.9% | 54.9% | 54.9% | 54.9% | 54.9% | 54.9% | 54.9% | 54.9% | 54.9% | 54.9% | 54.9% | 54.9% | 54.9% | 54.9% | 54.9% | 54.9% | 54.9% | 54.9% | 0% | 0% | 0% | 0% | 0% | 0% | 0% | Conveyer Oven-NR | Combo Oven-NR |  | 1 | 1.136% | 1.136% | 1.136% | 1.136% | 1.136% | 1.136% | 1.136% | 1.136% | 1.136% | 1.136% | 1.136% | 1.136% | 1.136% | 1.136% | 1.136% | 1.136% | 1.136% | 1.136% | 1.136% | 0% | 0% | 0% | 0% | 0% | 0% | 0% | 0.6239% | 0.6239% | 0.6239% | 0.6239% | 0.6239% | 0.6239% | 0.6239% | 0.6239% | 0.6239% | 0.6239% | 0.6239% | 0.6239% | 0.6239% | 0.6239% | 0.6239% | 0.6239% | 0.6239% | 0.6239% | 0.6239% | 0% | 0% | 0% | 0% | 0% | 0% | 0%
| 1811 | Demand Control Ventilation | ComDCV-7P_V5 | Retro | Large Off | Electric | Per Commercial Building 1000 Square Feet for Demand Control Ventilation - DCV Only | Demand Control Ventilation-Retro-Large Off | 10.33% | 62.21% | 71.76% | 64.94% | 37.55% | 51.86% | 42.25% | 32.31% | 19.21% | 21.14% | 43.39% | 57.5% | 45.02% | 24.21% | 12.66% | 32.26% | 47.07% | 34.67% | 36.32% | 0% | 0% | 0% | 0% | 0% | 0% | 0% | Demand Control Ventilation-Retro | Demand Control Ventilation-Retro |  | 0 | 2.564% | 2.564% | 2.564% | 2.564% | 2.564% | 2.564% | 2.564% | 2.564% | 2.564% | 2.564% | 2.564% | 2.564% | 2.564% | 2.564% | 2.564% | 2.564% | 2.564% | 2.564% | 2.564% | 0% | 0% | 0% | 0% | 0% | 0% | 0% | 0.2648% | 1.595% | 1.84% | 1.665% | 0.9628% | 1.33% | 1.083% | 0.8284% | 0.4926% | 0.5422% | 1.113% | 1.474% | 1.154% | 0.6207% | 0.3247% | 0.8272% | 1.207% | 0.889% | 0.9313% | 0% | 0% | 0% | 0% | 0% | 0% | 0%
| 1811 | Demand Control Ventilation | ComDCV-7P_V5 | Retro | Medium Off | Electric | Per Commercial Building 1000 Square Feet for Demand Control Ventilation - DCV Only | Demand Control Ventilation-Retro-Medium Off | 10.33% | 62.21% | 71.76% | 64.94% | 37.55% | 51.86% | 42.25% | 32.31% | 19.21% | 21.14% | 43.39% | 57.5% | 45.02% | 24.21% | 12.66% | 32.26% | 47.07% | 34.67% | 36.32% | 0% | 0% | 0% | 0% | 0% | 0% | 0% | Demand Control Ventilation-Retro | Demand Control Ventilation-Retro |  | 0 | 2.564% | 2.564% | 2.564% | 2.564% | 2.564% | 2.564% | 2.564% | 2.564% | 2.564% | 2.564% | 2.564% | 2.564% | 2.564% | 2.564% | 2.564% | 2.564% | 2.564% | 2.564% | 2.564% | 0% | 0% | 0% | 0% | 0% | 0% | 0% | 0.2648% | 1.595% | 1.84% | 1.665% | 0.9628% | 1.33% | 1.083% | 0.8284% | 0.4926% | 0.5422% | 1.113% | 1.474% | 1.154% | 0.6207% | 0.3247% | 0.8272% | 1.207% | 0.889% | 0.9313% | 0% | 0% | 0% | 0% | 0% | 0% | 0%
| 1811 | Demand Control Ventilation | ComDCV-7P_V5 | Retro | Small Off | Electric | Per Commercial Building 1000 Square Feet for Demand Control Ventilation - DCV Only | Demand Control Ventilation-Retro-Small Off | 10.33% | 62.21% | 71.76% | 64.94% | 37.55% | 51.86% | 42.25% | 32.31% | 19.21% | 21.14% | 43.39% | 57.5% | 45.02% | 24.21% | 12.66% | 32.26% | 47.07% | 34.67% | 36.32% | 0% | 0% | 0% | 0% | 0% | 0% | 0% | Demand Control Ventilation-Retro | Demand Control Ventilation-Retro |  | 0 | 2.632% | 2.632% | 2.632% | 2.632% | 2.632% | 2.632% | 2.632% | 2.632% | 2.632% | 2.632% | 2.632% | 2.632% | 2.632% | 2.632% | 2.632% | 2.632% | 2.632% | 2.632% | 2.632% | 0% | 0% | 0% | 0% | 0% | 0% | 0% | 0.2718% | 1.637% | 1.889% | 1.709% | 0.9881% | 1.365% | 1.112% | 0.8502% | 0.5056% | 0.5564% | 1.142% | 1.513% | 1.185% | 0.6371% | 0.3332% | 0.849% | 1.239% | 0.9124% | 0.9558% | 0% | 0% | 0% | 0% | 0% | 0% | 0%
| 1811 | Demand Control Ventilation | ComDCV-7P_V5 | Retro | Xlarge Ret | Electric | Per Commercial Building 1000 Square Feet for Demand Control Ventilation - DCV Only | Demand Control Ventilation-Retro-Xlarge Ret | 10.33% | 62.21% | 71.76% | 64.94% | 37.55% | 51.86% | 42.25% | 32.31% | 19.21% | 21.14% | 43.39% | 57.5% | 45.02% | 24.21% | 12.66% | 32.26% | 47.07% | 34.67% | 36.32% | 0% | 0% | 0% | 0% | 0% | 0% | 0% | Demand Control Ventilation-Retro | Demand Control Ventilation-Retro |  | 0 | 2.632% | 2.632% | 2.632% | 2.632% | 2.632% | 2.632% | 2.632% | 2.632% | 2.632% | 2.632% | 2.632% | 2.632% | 2.632% | 2.632% | 2.632% | 2.632% | 2.632% | 2.632% | 2.632% | 0% | 0% | 0% | 0% | 0% | 0% | 0% | 0.2718% | 1.637% | 1.889% | 1.709% | 0.9881% | 1.365% | 1.112% | 0.8502% | 0.5056% | 0.5564% | 1.142% | 1.513% | 1.185% | 0.6371% | 0.3332% | 0.849% | 1.239% | 0.9124% | 0.9558% | 0% | 0% | 0% | 0% | 0% | 0% | 0%
| 1811 | Demand Control Ventilation | ComDCV-7P_V5 | Retro | Large Ret | Electric | Per Commercial Building 1000 Square Feet for Demand Control Ventilation - DCV Only | Demand Control Ventilation-Retro-Large Ret | 10.33% | 62.21% | 71.76% | 64.94% | 37.55% | 51.86% | 42.25% | 32.31% | 19.21% | 21.14% | 43.39% | 57.5% | 45.02% | 24.21% | 12.66% | 32.26% | 47.07% | 34.67% | 36.32% | 0% | 0% | 0% | 0% | 0% | 0% | 0% | Demand Control Ventilation-Retro | Demand Control Ventilation-Retro |  | 0 | 2.632% | 2.632% | 2.632% | 2.632% | 2.632% | 2.632% | 2.632% | 2.632% | 2.632% | 2.632% | 2.632% | 2.632% | 2.632% | 2.632% | 2.632% | 2.632% | 2.632% | 2.632% | 2.632% | 0% | 0% | 0% | 0% | 0% | 0% | 0% | 0.2718% | 1.637% | 1.889% | 1.709% | 0.9881% | 1.365% | 1.112% | 0.8502% | 0.5056% | 0.5564% | 1.142% | 1.513% | 1.185% | 0.6371% | 0.3332% | 0.849% | 1.239% | 0.9124% | 0.9558% | 0% | 0% | 0% | 0% | 0% | 0% | 0%
| 1811 | Demand Control Ventilation | ComDCV-7P_V5 | Retro | Medium Ret | Electric | Per Commercial Building 1000 Square Feet for Demand Control Ventilation - DCV Only | Demand Control Ventilation-Retro-Medium Ret | 10.33% | 62.21% | 71.76% | 64.94% | 37.55% | 51.86% | 42.25% | 32.31% | 19.21% | 21.14% | 43.39% | 57.5% | 45.02% | 24.21% | 12.66% | 32.26% | 47.07% | 34.67% | 36.32% | 0% | 0% | 0% | 0% | 0% | 0% | 0% | Demand Control Ventilation-Retro | Demand Control Ventilation-Retro |  | 0 | 2.632% | 2.632% | 2.632% | 2.632% | 2.632% | 2.632% | 2.632% | 2.632% | 2.632% | 2.632% | 2.632% | 2.632% | 2.632% | 2.632% | 2.632% | 2.632% | 2.632% | 2.632% | 2.632% | 0% | 0% | 0% | 0% | 0% | 0% | 0% | 0.2718% | 1.637% | 1.889% | 1.709% | 0.9881% | 1.365% | 1.112% | 0.8502% | 0.5056% | 0.5564% | 1.142% | 1.513% | 1.185% | 0.6371% | 0.3332% | 0.849% | 1.239% | 0.9124% | 0.9558% | 0% | 0% | 0% | 0% | 0% | 0% | 0%
| 1811 | Demand Control Ventilation | ComDCV-7P_V5 | Retro | Small Ret | Electric | Per Commercial Building 1000 Square Feet for Demand Control Ventilation - DCV Only | Demand Control Ventilation-Retro-Small Ret | 10.33% | 62.21% | 71.76% | 64.94% | 37.55% | 51.86% | 42.25% | 32.31% | 19.21% | 21.14% | 43.39% | 57.5% | 45.02% | 24.21% | 12.66% | 32.26% | 47.07% | 34.67% | 36.32% | 0% | 0% | 0% | 0% | 0% | 0% | 0% | Demand Control Ventilation-Retro | Demand Control Ventilation-Retro |  | 0 | 2.632% | 2.632% | 2.632% | 2.632% | 2.632% | 2.632% | 2.632% | 2.632% | 2.632% | 2.632% | 2.632% | 2.632% | 2.632% | 2.632% | 2.632% | 2.632% | 2.632% | 2.632% | 2.632% | 0% | 0% | 0% | 0% | 0% | 0% | 0% | 0.2718% | 1.637% | 1.889% | 1.709% | 0.9881% | 1.365% | 1.112% | 0.8502% | 0.5056% | 0.5564% | 1.142% | 1.513% | 1.185% | 0.6371% | 0.3332% | 0.849% | 1.239% | 0.9124% | 0.9558% | 0% | 0% | 0% | 0% | 0% | 0% | 0%
| 1811 | Demand Control Ventilation | ComDCV-7P_V5 | Retro | School K-12 | Electric | Per Commercial Building 1000 Square Feet for Demand Control Ventilation - DCV Only | Demand Control Ventilation-Retro-School K-12 | 10.33% | 62.21% | 71.76% | 64.94% | 37.55% | 51.86% | 42.25% | 32.31% | 19.21% | 21.14% | 43.39% | 57.5% | 45.02% | 24.21% | 12.66% | 32.26% | 47.07% | 34.67% | 36.32% | 0% | 0% | 0% | 0% | 0% | 0% | 0% | Demand Control Ventilation-Retro | Demand Control Ventilation-Retro |  | 0 | 1.053% | 1.053% | 1.053% | 1.053% | 1.053% | 1.053% | 1.053% | 1.053% | 1.053% | 1.053% | 1.053% | 1.053% | 1.053% | 1.053% | 1.053% | 1.053% | 1.053% | 1.053% | 1.053% | 0% | 0% | 0% | 0% | 0% | 0% | 0% | 0.1087% | 0.6548% | 0.7554% | 0.6835% | 0.3952% | 0.5459% | 0.4447% | 0.3401% | 0.2022% | 0.2226% | 0.4567% | 0.6053% | 0.4739% | 0.2548% | 0.1333% | 0.3396% | 0.4955% | 0.365% | 0.3823% | 0% | 0% | 0% | 0% | 0% | 0% | 0%
| 1811 | Demand Control Ventilation | ComDCV-7P_V5 | Retro | University | Electric | Per Commercial Building 1000 Square Feet for Demand Control Ventilation - DCV Only | Demand Control Ventilation-Retro-University | 10.33% | 62.21% | 71.76% | 64.94% | 37.55% | 51.86% | 42.25% | 32.31% | 19.21% | 21.14% | 43.39% | 57.5% | 45.02% | 24.21% | 12.66% | 32.26% | 47.07% | 34.67% | 36.32% | 0% | 0% | 0% | 0% | 0% | 0% | 0% | Demand Control Ventilation-Retro | Demand Control Ventilation-Retro |  | 0 | 2.632% | 2.632% | 2.632% | 2.632% | 2.632% | 2.632% | 2.632% | 2.632% | 2.632% | 2.632% | 2.632% | 2.632% | 2.632% | 2.632% | 2.632% | 2.632% | 2.632% | 2.632% | 2.632% | 0% | 0% | 0% | 0% | 0% | 0% | 0% | 0.2718% | 1.637% | 1.889% | 1.709% | 0.9881% | 1.365% | 1.112% | 0.8502% | 0.5056% | 0.5564% | 1.142% | 1.513% | 1.185% | 0.6371% | 0.3332% | 0.849% | 1.239% | 0.9124% | 0.9558% | 0% | 0% | 0% | 0% | 0% | 0% | 0%
| 1811 | Demand Control Ventilation | ComDCV-7P_V5 | Retro | Warehouse | Electric | Per Commercial Building 1000 Square Feet for Demand Control Ventilation - DCV Only | Demand Control Ventilation-Retro-Warehouse | 10.33% | 62.21% | 71.76% | 64.94% | 37.55% | 51.86% | 42.25% | 32.31% | 19.21% | 21.14% | 43.39% | 57.5% | 45.02% | 24.21% | 12.66% | 32.26% | 47.07% | 34.67% | 36.32% | 0% | 0% | 0% | 0% | 0% | 0% | 0% | Demand Control Ventilation-Retro | Demand Control Ventilation-Retro |  | 0 | 2.632% | 2.632% | 2.632% | 2.632% | 2.632% | 2.632% | 2.632% | 2.632% | 2.632% | 2.632% | 2.632% | 2.632% | 2.632% | 2.632% | 2.632% | 2.632% | 2.632% | 2.632% | 2.632% | 0% | 0% | 0% | 0% | 0% | 0% | 0% | 0.2718% | 1.637% | 1.889% | 1.709% | 0.9881% | 1.365% | 1.112% | 0.8502% | 0.5056% | 0.5564% | 1.142% | 1.513% | 1.185% | 0.6371% | 0.3332% | 0.849% | 1.239% | 0.9124% | 0.9558% | 0% | 0% | 0% | 0% | 0% | 0% | 0%
| 1811 | Demand Control Ventilation | ComDCV-7P_V5 | Retro | Supermarket | Electric | Per Commercial Building 1000 Square Feet for Demand Control Ventilation - DCV Only | Demand Control Ventilation-Retro-Supermarket | 10.33% | 62.21% | 71.76% | 64.94% | 37.55% | 51.86% | 42.25% | 32.31% | 19.21% | 21.14% | 43.39% | 57.5% | 45.02% | 24.21% | 12.66% | 32.26% | 47.07% | 34.67% | 36.32% | 0% | 0% | 0% | 0% | 0% | 0% | 0% | Demand Control Ventilation-Retro | Demand Control Ventilation-Retro |  | 0 | 0.8621% | 0.8621% | 0.8621% | 0.8621% | 0.8621% | 0.8621% | 0.8621% | 0.8621% | 0.8621% | 0.8621% | 0.8621% | 0.8621% | 0.8621% | 0.8621% | 0.8621% | 0.8621% | 0.8621% | 0.8621% | 0.8621% | 0% | 0% | 0% | 0% | 0% | 0% | 0% | 0.08903% | 0.5363% | 0.6187% | 0.5598% | 0.3237% | 0.4471% | 0.3642% | 0.2785% | 0.1656% | 0.1823% | 0.3741% | 0.4957% | 0.3881% | 0.2087% | 0.1092% | 0.2781% | 0.4058% | 0.2989% | 0.3131% | 0% | 0% | 0% | 0% | 0% | 0% | 0%
| 1811 | Demand Control Ventilation | ComDCV-7P_V5 | Retro | MiniMart | Electric | Per Commercial Building 1000 Square Feet for Demand Control Ventilation - DCV Only | Demand Control Ventilation-Retro-MiniMart | 10.33% | 62.21% | 71.76% | 64.94% | 37.55% | 51.86% | 42.25% | 32.31% | 19.21% | 21.14% | 43.39% | 57.5% | 45.02% | 24.21% | 12.66% | 32.26% | 47.07% | 34.67% | 36.32% | 0% | 0% | 0% | 0% | 0% | 0% | 0% | Demand Control Ventilation-Retro | Demand Control Ventilation-Retro |  | 0 | 2.564% | 2.564% | 2.564% | 2.564% | 2.564% | 2.564% | 2.564% | 2.564% | 2.564% | 2.564% | 2.564% | 2.564% | 2.564% | 2.564% | 2.564% | 2.564% | 2.564% | 2.564% | 2.564% | 0% | 0% | 0% | 0% | 0% | 0% | 0% | 0.2648% | 1.595% | 1.84% | 1.665% | 0.9628% | 1.33% | 1.083% | 0.8284% | 0.4926% | 0.5422% | 1.113% | 1.474% | 1.154% | 0.6207% | 0.3247% | 0.8272% | 1.207% | 0.889% | 0.9313% | 0% | 0% | 0% | 0% | 0% | 0% | 0%
| 1811 | Demand Control Ventilation | ComDCV-7P_V5 | Retro | Restaurant | Electric | Per Commercial Building 1000 Square Feet for Demand Control Ventilation - DCV Only | Demand Control Ventilation-Retro-Restaurant | 10.33% | 62.21% | 71.76% | 64.94% | 37.55% | 51.86% | 42.25% | 32.31% | 19.21% | 21.14% | 43.39% | 57.5% | 45.02% | 24.21% | 12.66% | 32.26% | 47.07% | 34.67% | 36.32% | 0% | 0% | 0% | 0% | 0% | 0% | 0% | Demand Control Ventilation-Retro | Demand Control Ventilation-Retro |  | 0 | 2.564% | 2.564% | 2.564% | 2.564% | 2.564% | 2.564% | 2.564% | 2.564% | 2.564% | 2.564% | 2.564% | 2.564% | 2.564% | 2.564% | 2.564% | 2.564% | 2.564% | 2.564% | 2.564% | 0% | 0% | 0% | 0% | 0% | 0% | 0% | 0.2648% | 1.595% | 1.84% | 1.665% | 0.9628% | 1.33% | 1.083% | 0.8284% | 0.4926% | 0.5422% | 1.113% | 1.474% | 1.154% | 0.6207% | 0.3247% | 0.8272% | 1.207% | 0.889% | 0.9313% | 0% | 0% | 0% | 0% | 0% | 0% | 0%
| 1811 | Demand Control Ventilation | ComDCV-7P_V5 | Retro | Lodging | Electric | Per Commercial Building 1000 Square Feet for Demand Control Ventilation - DCV Only | Demand Control Ventilation-Retro-Lodging | 10.33% | 62.21% | 71.76% | 64.94% | 37.55% | 51.86% | 42.25% | 32.31% | 19.21% | 21.14% | 43.39% | 57.5% | 45.02% | 24.21% | 12.66% | 32.26% | 47.07% | 34.67% | 36.32% | 0% | 0% | 0% | 0% | 0% | 0% | 0% | Demand Control Ventilation-Retro | Demand Control Ventilation-Retro |  | 0 | 2.381% | 2.381% | 2.381% | 2.381% | 2.381% | 2.381% | 2.381% | 2.381% | 2.381% | 2.381% | 2.381% | 2.381% | 2.381% | 2.381% | 2.381% | 2.381% | 2.381% | 2.381% | 2.381% | 0% | 0% | 0% | 0% | 0% | 0% | 0% | 0.2459% | 1.481% | 1.709% | 1.546% | 0.894% | 1.235% | 1.006% | 0.7692% | 0.4575% | 0.5035% | 1.033% | 1.369% | 1.072% | 0.5764% | 0.3015% | 0.7682% | 1.121% | 0.8255% | 0.8648% | 0% | 0% | 0% | 0% | 0% | 0% | 0%
| 1811 | Demand Control Ventilation | ComDCV-7P_V5 | Retro | Hospital | Electric | Per Commercial Building 1000 Square Feet for Demand Control Ventilation - DCV Only | Demand Control Ventilation-Retro-Hospital | 10.33% | 62.21% | 71.76% | 64.94% | 37.55% | 51.86% | 42.25% | 32.31% | 19.21% | 21.14% | 43.39% | 57.5% | 45.02% | 24.21% | 12.66% | 32.26% | 47.07% | 34.67% | 36.32% | 0% | 0% | 0% | 0% | 0% | 0% | 0% | Demand Control Ventilation-Retro | Demand Control Ventilation-Retro |  | 0 | 2.632% | 2.632% | 2.632% | 2.632% | 2.632% | 2.632% | 2.632% | 2.632% | 2.632% | 2.632% | 2.632% | 2.632% | 2.632% | 2.632% | 2.632% | 2.632% | 2.632% | 2.632% | 2.632% | 0% | 0% | 0% | 0% | 0% | 0% | 0% | 0.2718% | 1.637% | 1.889% | 1.709% | 0.9881% | 1.365% | 1.112% | 0.8502% | 0.5056% | 0.5564% | 1.142% | 1.513% | 1.185% | 0.6371% | 0.3332% | 0.849% | 1.239% | 0.9124% | 0.9558% | 0% | 0% | 0% | 0% | 0% | 0% | 0%
| 1811 | Demand Control Ventilation | ComDCV-7P_V5 | Retro | Residential Care | Electric | Per Commercial Building 1000 Square Feet for Demand Control Ventilation - DCV Only | Demand Control Ventilation-Retro-Residential Care | 10.33% | 62.21% | 71.76% | 64.94% | 37.55% | 51.86% | 42.25% | 32.31% | 19.21% | 21.14% | 43.39% | 57.5% | 45.02% | 24.21% | 12.66% | 32.26% | 47.07% | 34.67% | 36.32% | 0% | 0% | 0% | 0% | 0% | 0% | 0% | Demand Control Ventilation-Retro | Demand Control Ventilation-Retro |  | 0 | 2.273% | 2.273% | 2.273% | 2.273% | 2.273% | 2.273% | 2.273% | 2.273% | 2.273% | 2.273% | 2.273% | 2.273% | 2.273% | 2.273% | 2.273% | 2.273% | 2.273% | 2.273% | 2.273% | 0% | 0% | 0% | 0% | 0% | 0% | 0% | 0.2347% | 1.414% | 1.631% | 1.476% | 0.8534% | 1.179% | 0.9602% | 0.7343% | 0.4367% | 0.4806% | 0.9861% | 1.307% | 1.023% | 0.5502% | 0.2878% | 0.7332% | 1.07% | 0.788% | 0.8255% | 0% | 0% | 0% | 0% | 0% | 0% | 0%
| 1811 | Demand Control Ventilation | ComDCV-7P_V5 | Retro | Assembly | Electric | Per Commercial Building 1000 Square Feet for Demand Control Ventilation - DCV Only | Demand Control Ventilation-Retro-Assembly | 10.33% | 62.21% | 71.76% | 64.94% | 37.55% | 51.86% | 42.25% | 32.31% | 19.21% | 21.14% | 43.39% | 57.5% | 45.02% | 24.21% | 12.66% | 32.26% | 47.07% | 34.67% | 36.32% | 0% | 0% | 0% | 0% | 0% | 0% | 0% | Demand Control Ventilation-Retro | Demand Control Ventilation-Retro |  | 0 | 2.632% | 2.632% | 2.632% | 2.632% | 2.632% | 2.632% | 2.632% | 2.632% | 2.632% | 2.632% | 2.632% | 2.632% | 2.632% | 2.632% | 2.632% | 2.632% | 2.632% | 2.632% | 2.632% | 0% | 0% | 0% | 0% | 0% | 0% | 0% | 0.2718% | 1.637% | 1.889% | 1.709% | 0.9881% | 1.365% | 1.112% | 0.8502% | 0.5056% | 0.5564% | 1.142% | 1.513% | 1.185% | 0.6371% | 0.3332% | 0.849% | 1.239% | 0.9124% | 0.9558% | 0% | 0% | 0% | 0% | 0% | 0% | 0%
| 1811 | Demand Control Ventilation | ComDCV-7P_V5 | Retro | Other | Electric | Per Commercial Building 1000 Square Feet for Demand Control Ventilation - DCV Only | Demand Control Ventilation-Retro-Other | 10.33% | 62.21% | 71.76% | 64.94% | 37.55% | 51.86% | 42.25% | 32.31% | 19.21% | 21.14% | 43.39% | 57.5% | 45.02% | 24.21% | 12.66% | 32.26% | 47.07% | 34.67% | 36.32% | 0% | 0% | 0% | 0% | 0% | 0% | 0% | Demand Control Ventilation-Retro | Demand Control Ventilation-Retro |  | 0 | 2.564% | 2.564% | 2.564% | 2.564% | 2.564% | 2.564% | 2.564% | 2.564% | 2.564% | 2.564% | 2.564% | 2.564% | 2.564% | 2.564% | 2.564% | 2.564% | 2.564% | 2.564% | 2.564% | 0% | 0% | 0% | 0% | 0% | 0% | 0% | 0.2648% | 1.595% | 1.84% | 1.665% | 0.9628% | 1.33% | 1.083% | 0.8284% | 0.4926% | 0.5422% | 1.113% | 1.474% | 1.154% | 0.6207% | 0.3247% | 0.8272% | 1.207% | 0.889% | 0.9313% | 0% | 0% | 0% | 0% | 0% | 0% | 0%
| 1811 | Demand Control Ventilation | ComDCV-7P_V5 | Retro | Large Off | Gas | Per Commercial Building 1000 Square Feet for Demand Control Ventilation - DCV Only | Demand Control Ventilation-Retro-Large Off | 10.33% | 62.21% | 71.76% | 64.94% | 37.55% | 51.86% | 42.25% | 32.31% | 19.21% | 21.14% | 43.39% | 57.5% | 45.02% | 24.21% | 12.66% | 32.26% | 47.07% | 34.67% | 36.32% | 0% | 0% | 0% | 0% | 0% | 0% | 0% | Demand Control Ventilation-Retro | Demand Control Ventilation-Retro |  | 0 | 3.333% | 3.333% | 3.333% | 3.333% | 3.333% | 3.333% | 3.333% | 3.333% | 3.333% | 3.333% | 3.333% | 3.333% | 3.333% | 3.333% | 3.333% | 3.333% | 3.333% | 3.333% | 3.333% | 0% | 0% | 0% | 0% | 0% | 0% | 0% | 0.3442% | 2.074% | 2.392% | 2.165% | 1.252% | 1.729% | 1.408% | 1.077% | 0.6404% | 0.7048% | 1.446% | 1.917% | 1.501% | 0.8069% | 0.4221% | 1.075% | 1.569% | 1.156% | 1.211% | 0% | 0% | 0% | 0% | 0% | 0% | 0%
| 1811 | Demand Control Ventilation | ComDCV-7P_V5 | Retro | Medium Off | Gas | Per Commercial Building 1000 Square Feet for Demand Control Ventilation - DCV Only | Demand Control Ventilation-Retro-Medium Off | 10.33% | 62.21% | 71.76% | 64.94% | 37.55% | 51.86% | 42.25% | 32.31% | 19.21% | 21.14% | 43.39% | 57.5% | 45.02% | 24.21% | 12.66% | 32.26% | 47.07% | 34.67% | 36.32% | 0% | 0% | 0% | 0% | 0% | 0% | 0% | Demand Control Ventilation-Retro | Demand Control Ventilation-Retro |  | 0 | 3.333% | 3.333% | 3.333% | 3.333% | 3.333% | 3.333% | 3.333% | 3.333% | 3.333% | 3.333% | 3.333% | 3.333% | 3.333% | 3.333% | 3.333% | 3.333% | 3.333% | 3.333% | 3.333% | 0% | 0% | 0% | 0% | 0% | 0% | 0% | 0.3442% | 2.074% | 2.392% | 2.165% | 1.252% | 1.729% | 1.408% | 1.077% | 0.6404% | 0.7048% | 1.446% | 1.917% | 1.501% | 0.8069% | 0.4221% | 1.075% | 1.569% | 1.156% | 1.211% | 0% | 0% | 0% | 0% | 0% | 0% | 0%
| 1811 | Demand Control Ventilation | ComDCV-7P_V5 | Retro | Small Off | Gas | Per Commercial Building 1000 Square Feet for Demand Control Ventilation - DCV Only | Demand Control Ventilation-Retro-Small Off | 10.33% | 62.21% | 71.76% | 64.94% | 37.55% | 51.86% | 42.25% | 32.31% | 19.21% | 21.14% | 43.39% | 57.5% | 45.02% | 24.21% | 12.66% | 32.26% | 47.07% | 34.67% | 36.32% | 0% | 0% | 0% | 0% | 0% | 0% | 0% | Demand Control Ventilation-Retro | Demand Control Ventilation-Retro |  | 0 | 3.448% | 3.448% | 3.448% | 3.448% | 3.448% | 3.448% | 3.448% | 3.448% | 3.448% | 3.448% | 3.448% | 3.448% | 3.448% | 3.448% | 3.448% | 3.448% | 3.448% | 3.448% | 3.448% | 0% | 0% | 0% | 0% | 0% | 0% | 0% | 0.3561% | 2.145% | 2.475% | 2.239% | 1.295% | 1.788% | 1.457% | 1.114% | 0.6625% | 0.7291% | 1.496% | 1.983% | 1.552% | 0.8348% | 0.4367% | 1.112% | 1.623% | 1.196% | 1.252% | 0% | 0% | 0% | 0% | 0% | 0% | 0%
| 1811 | Demand Control Ventilation | ComDCV-7P_V5 | Retro | Xlarge Ret | Gas | Per Commercial Building 1000 Square Feet for Demand Control Ventilation - DCV Only | Demand Control Ventilation-Retro-Xlarge Ret | 10.33% | 62.21% | 71.76% | 64.94% | 37.55% | 51.86% | 42.25% | 32.31% | 19.21% | 21.14% | 43.39% | 57.5% | 45.02% | 24.21% | 12.66% | 32.26% | 47.07% | 34.67% | 36.32% | 0% | 0% | 0% | 0% | 0% | 0% | 0% | Demand Control Ventilation-Retro | Demand Control Ventilation-Retro |  | 0 | 3.448% | 3.448% | 3.448% | 3.448% | 3.448% | 3.448% | 3.448% | 3.448% | 3.448% | 3.448% | 3.448% | 3.448% | 3.448% | 3.448% | 3.448% | 3.448% | 3.448% | 3.448% | 3.448% | 0% | 0% | 0% | 0% | 0% | 0% | 0% | 0.3561% | 2.145% | 2.475% | 2.239% | 1.295% | 1.788% | 1.457% | 1.114% | 0.6625% | 0.7291% | 1.496% | 1.983% | 1.552% | 0.8348% | 0.4367% | 1.112% | 1.623% | 1.196% | 1.252% | 0% | 0% | 0% | 0% | 0% | 0% | 0%
| 1811 | Demand Control Ventilation | ComDCV-7P_V5 | Retro | Large Ret | Gas | Per Commercial Building 1000 Square Feet for Demand Control Ventilation - DCV Only | Demand Control Ventilation-Retro-Large Ret | 10.33% | 62.21% | 71.76% | 64.94% | 37.55% | 51.86% | 42.25% | 32.31% | 19.21% | 21.14% | 43.39% | 57.5% | 45.02% | 24.21% | 12.66% | 32.26% | 47.07% | 34.67% | 36.32% | 0% | 0% | 0% | 0% | 0% | 0% | 0% | Demand Control Ventilation-Retro | Demand Control Ventilation-Retro |  | 0 | 3.448% | 3.448% | 3.448% | 3.448% | 3.448% | 3.448% | 3.448% | 3.448% | 3.448% | 3.448% | 3.448% | 3.448% | 3.448% | 3.448% | 3.448% | 3.448% | 3.448% | 3.448% | 3.448% | 0% | 0% | 0% | 0% | 0% | 0% | 0% | 0.3561% | 2.145% | 2.475% | 2.239% | 1.295% | 1.788% | 1.457% | 1.114% | 0.6625% | 0.7291% | 1.496% | 1.983% | 1.552% | 0.8348% | 0.4367% | 1.112% | 1.623% | 1.196% | 1.252% | 0% | 0% | 0% | 0% | 0% | 0% | 0%
| 1811 | Demand Control Ventilation | ComDCV-7P_V5 | Retro | Medium Ret | Gas | Per Commercial Building 1000 Square Feet for Demand Control Ventilation - DCV Only | Demand Control Ventilation-Retro-Medium Ret | 10.33% | 62.21% | 71.76% | 64.94% | 37.55% | 51.86% | 42.25% | 32.31% | 19.21% | 21.14% | 43.39% | 57.5% | 45.02% | 24.21% | 12.66% | 32.26% | 47.07% | 34.67% | 36.32% | 0% | 0% | 0% | 0% | 0% | 0% | 0% | Demand Control Ventilation-Retro | Demand Control Ventilation-Retro |  | 0 | 3.448% | 3.448% | 3.448% | 3.448% | 3.448% | 3.448% | 3.448% | 3.448% | 3.448% | 3.448% | 3.448% | 3.448% | 3.448% | 3.448% | 3.448% | 3.448% | 3.448% | 3.448% | 3.448% | 0% | 0% | 0% | 0% | 0% | 0% | 0% | 0.3561% | 2.145% | 2.475% | 2.239% | 1.295% | 1.788% | 1.457% | 1.114% | 0.6625% | 0.7291% | 1.496% | 1.983% | 1.552% | 0.8348% | 0.4367% | 1.112% | 1.623% | 1.196% | 1.252% | 0% | 0% | 0% | 0% | 0% | 0% | 0%
| 1811 | Demand Control Ventilation | ComDCV-7P_V5 | Retro | Small Ret | Gas | Per Commercial Building 1000 Square Feet for Demand Control Ventilation - DCV Only | Demand Control Ventilation-Retro-Small Ret | 10.33% | 62.21% | 71.76% | 64.94% | 37.55% | 51.86% | 42.25% | 32.31% | 19.21% | 21.14% | 43.39% | 57.5% | 45.02% | 24.21% | 12.66% | 32.26% | 47.07% | 34.67% | 36.32% | 0% | 0% | 0% | 0% | 0% | 0% | 0% | Demand Control Ventilation-Retro | Demand Control Ventilation-Retro |  | 0 | 3.448% | 3.448% | 3.448% | 3.448% | 3.448% | 3.448% | 3.448% | 3.448% | 3.448% | 3.448% | 3.448% | 3.448% | 3.448% | 3.448% | 3.448% | 3.448% | 3.448% | 3.448% | 3.448% | 0% | 0% | 0% | 0% | 0% | 0% | 0% | 0.3561% | 2.145% | 2.475% | 2.239% | 1.295% | 1.788% | 1.457% | 1.114% | 0.6625% | 0.7291% | 1.496% | 1.983% | 1.552% | 0.8348% | 0.4367% | 1.112% | 1.623% | 1.196% | 1.252% | 0% | 0% | 0% | 0% | 0% | 0% | 0%
| 1811 | Demand Control Ventilation | ComDCV-7P_V5 | Retro | School K-12 | Gas | Per Commercial Building 1000 Square Feet for Demand Control Ventilation - DCV Only | Demand Control Ventilation-Retro-School K-12 | 10.33% | 62.21% | 71.76% | 64.94% | 37.55% | 51.86% | 42.25% | 32.31% | 19.21% | 21.14% | 43.39% | 57.5% | 45.02% | 24.21% | 12.66% | 32.26% | 47.07% | 34.67% | 36.32% | 0% | 0% | 0% | 0% | 0% | 0% | 0% | Demand Control Ventilation-Retro | Demand Control Ventilation-Retro |  | 0 | 3.226% | 3.226% | 3.226% | 3.226% | 3.226% | 3.226% | 3.226% | 3.226% | 3.226% | 3.226% | 3.226% | 3.226% | 3.226% | 3.226% | 3.226% | 3.226% | 3.226% | 3.226% | 3.226% | 0% | 0% | 0% | 0% | 0% | 0% | 0% | 0.3331% | 2.007% | 2.315% | 2.095% | 1.211% | 1.673% | 1.363% | 1.042% | 0.6198% | 0.6821% | 1.4% | 1.855% | 1.452% | 0.7809% | 0.4085% | 1.041% | 1.519% | 1.118% | 1.172% | 0% | 0% | 0% | 0% | 0% | 0% | 0%
| 1811 | Demand Control Ventilation | ComDCV-7P_V5 | Retro | University | Gas | Per Commercial Building 1000 Square Feet for Demand Control Ventilation - DCV Only | Demand Control Ventilation-Retro-University | 10.33% | 62.21% | 71.76% | 64.94% | 37.55% | 51.86% | 42.25% | 32.31% | 19.21% | 21.14% | 43.39% | 57.5% | 45.02% | 24.21% | 12.66% | 32.26% | 47.07% | 34.67% | 36.32% | 0% | 0% | 0% | 0% | 0% | 0% | 0% | Demand Control Ventilation-Retro | Demand Control Ventilation-Retro |  | 0 | 3.448% | 3.448% | 3.448% | 3.448% | 3.448% | 3.448% | 3.448% | 3.448% | 3.448% | 3.448% | 3.448% | 3.448% | 3.448% | 3.448% | 3.448% | 3.448% | 3.448% | 3.448% | 3.448% | 0% | 0% | 0% | 0% | 0% | 0% | 0% | 0.3561% | 2.145% | 2.475% | 2.239% | 1.295% | 1.788% | 1.457% | 1.114% | 0.6625% | 0.7291% | 1.496% | 1.983% | 1.552% | 0.8348% | 0.4367% | 1.112% | 1.623% | 1.196% | 1.252% | 0% | 0% | 0% | 0% | 0% | 0% | 0%
| 1811 | Demand Control Ventilation | ComDCV-7P_V5 | Retro | Warehouse | Gas | Per Commercial Building 1000 Square Feet for Demand Control Ventilation - DCV Only | Demand Control Ventilation-Retro-Warehouse | 10.33% | 62.21% | 71.76% | 64.94% | 37.55% | 51.86% | 42.25% | 32.31% | 19.21% | 21.14% | 43.39% | 57.5% | 45.02% | 24.21% | 12.66% | 32.26% | 47.07% | 34.67% | 36.32% | 0% | 0% | 0% | 0% | 0% | 0% | 0% | Demand Control Ventilation-Retro | Demand Control Ventilation-Retro |  | 0 | 3.448% | 3.448% | 3.448% | 3.448% | 3.448% | 3.448% | 3.448% | 3.448% | 3.448% | 3.448% | 3.448% | 3.448% | 3.448% | 3.448% | 3.448% | 3.448% | 3.448% | 3.448% | 3.448% | 0% | 0% | 0% | 0% | 0% | 0% | 0% | 0.3561% | 2.145% | 2.475% | 2.239% | 1.295% | 1.788% | 1.457% | 1.114% | 0.6625% | 0.7291% | 1.496% | 1.983% | 1.552% | 0.8348% | 0.4367% | 1.112% | 1.623% | 1.196% | 1.252% | 0% | 0% | 0% | 0% | 0% | 0% | 0%
| 1811 | Demand Control Ventilation | ComDCV-7P_V5 | Retro | Supermarket | Gas | Per Commercial Building 1000 Square Feet for Demand Control Ventilation - DCV Only | Demand Control Ventilation-Retro-Supermarket | 10.33% | 62.21% | 71.76% | 64.94% | 37.55% | 51.86% | 42.25% | 32.31% | 19.21% | 21.14% | 43.39% | 57.5% | 45.02% | 24.21% | 12.66% | 32.26% | 47.07% | 34.67% | 36.32% | 0% | 0% | 0% | 0% | 0% | 0% | 0% | Demand Control Ventilation-Retro | Demand Control Ventilation-Retro |  | 0 | 3.333% | 3.333% | 3.333% | 3.333% | 3.333% | 3.333% | 3.333% | 3.333% | 3.333% | 3.333% | 3.333% | 3.333% | 3.333% | 3.333% | 3.333% | 3.333% | 3.333% | 3.333% | 3.333% | 0% | 0% | 0% | 0% | 0% | 0% | 0% | 0.3442% | 2.074% | 2.392% | 2.165% | 1.252% | 1.729% | 1.408% | 1.077% | 0.6404% | 0.7048% | 1.446% | 1.917% | 1.501% | 0.8069% | 0.4221% | 1.075% | 1.569% | 1.156% | 1.211% | 0% | 0% | 0% | 0% | 0% | 0% | 0%
| 1811 | Demand Control Ventilation | ComDCV-7P_V5 | Retro | MiniMart | Gas | Per Commercial Building 1000 Square Feet for Demand Control Ventilation - DCV Only | Demand Control Ventilation-Retro-MiniMart | 10.33% | 62.21% | 71.76% | 64.94% | 37.55% | 51.86% | 42.25% | 32.31% | 19.21% | 21.14% | 43.39% | 57.5% | 45.02% | 24.21% | 12.66% | 32.26% | 47.07% | 34.67% | 36.32% | 0% | 0% | 0% | 0% | 0% | 0% | 0% | Demand Control Ventilation-Retro | Demand Control Ventilation-Retro |  | 0 | 3.571% | 3.571% | 3.571% | 3.571% | 3.571% | 3.571% | 3.571% | 3.571% | 3.571% | 3.571% | 3.571% | 3.571% | 3.571% | 3.571% | 3.571% | 3.571% | 3.571% | 3.571% | 3.571% | 0% | 0% | 0% | 0% | 0% | 0% | 0% | 0.3688% | 2.222% | 2.563% | 2.319% | 1.341% | 1.852% | 1.509% | 1.154% | 0.6862% | 0.7552% | 1.55% | 2.054% | 1.608% | 0.8646% | 0.4523% | 1.152% | 1.681% | 1.238% | 1.297% | 0% | 0% | 0% | 0% | 0% | 0% | 0%
| 1811 | Demand Control Ventilation | ComDCV-7P_V5 | Retro | Restaurant | Gas | Per Commercial Building 1000 Square Feet for Demand Control Ventilation - DCV Only | Demand Control Ventilation-Retro-Restaurant | 10.33% | 62.21% | 71.76% | 64.94% | 37.55% | 51.86% | 42.25% | 32.31% | 19.21% | 21.14% | 43.39% | 57.5% | 45.02% | 24.21% | 12.66% | 32.26% | 47.07% | 34.67% | 36.32% | 0% | 0% | 0% | 0% | 0% | 0% | 0% | Demand Control Ventilation-Retro | Demand Control Ventilation-Retro |  | 0 | 3.226% | 3.226% | 3.226% | 3.226% | 3.226% | 3.226% | 3.226% | 3.226% | 3.226% | 3.226% | 3.226% | 3.226% | 3.226% | 3.226% | 3.226% | 3.226% | 3.226% | 3.226% | 3.226% | 0% | 0% | 0% | 0% | 0% | 0% | 0% | 0.3331% | 2.007% | 2.315% | 2.095% | 1.211% | 1.673% | 1.363% | 1.042% | 0.6198% | 0.6821% | 1.4% | 1.855% | 1.452% | 0.7809% | 0.4085% | 1.041% | 1.519% | 1.118% | 1.172% | 0% | 0% | 0% | 0% | 0% | 0% | 0%
| 1811 | Demand Control Ventilation | ComDCV-7P_V5 | Retro | Lodging | Gas | Per Commercial Building 1000 Square Feet for Demand Control Ventilation - DCV Only | Demand Control Ventilation-Retro-Lodging | 10.33% | 62.21% | 71.76% | 64.94% | 37.55% | 51.86% | 42.25% | 32.31% | 19.21% | 21.14% | 43.39% | 57.5% | 45.02% | 24.21% | 12.66% | 32.26% | 47.07% | 34.67% | 36.32% | 0% | 0% | 0% | 0% | 0% | 0% | 0% | Demand Control Ventilation-Retro | Demand Control Ventilation-Retro |  | 0 | 3.448% | 3.448% | 3.448% | 3.448% | 3.448% | 3.448% | 3.448% | 3.448% | 3.448% | 3.448% | 3.448% | 3.448% | 3.448% | 3.448% | 3.448% | 3.448% | 3.448% | 3.448% | 3.448% | 0% | 0% | 0% | 0% | 0% | 0% | 0% | 0.3561% | 2.145% | 2.475% | 2.239% | 1.295% | 1.788% | 1.457% | 1.114% | 0.6625% | 0.7291% | 1.496% | 1.983% | 1.552% | 0.8348% | 0.4367% | 1.112% | 1.623% | 1.196% | 1.252% | 0% | 0% | 0% | 0% | 0% | 0% | 0%
| 1811 | Demand Control Ventilation | ComDCV-7P_V5 | Retro | Hospital | Gas | Per Commercial Building 1000 Square Feet for Demand Control Ventilation - DCV Only | Demand Control Ventilation-Retro-Hospital | 10.33% | 62.21% | 71.76% | 64.94% | 37.55% | 51.86% | 42.25% | 32.31% | 19.21% | 21.14% | 43.39% | 57.5% | 45.02% | 24.21% | 12.66% | 32.26% | 47.07% | 34.67% | 36.32% | 0% | 0% | 0% | 0% | 0% | 0% | 0% | Demand Control Ventilation-Retro | Demand Control Ventilation-Retro |  | 0 | 3.448% | 3.448% | 3.448% | 3.448% | 3.448% | 3.448% | 3.448% | 3.448% | 3.448% | 3.448% | 3.448% | 3.448% | 3.448% | 3.448% | 3.448% | 3.448% | 3.448% | 3.448% | 3.448% | 0% | 0% | 0% | 0% | 0% | 0% | 0% | 0.3561% | 2.145% | 2.475% | 2.239% | 1.295% | 1.788% | 1.457% | 1.114% | 0.6625% | 0.7291% | 1.496% | 1.983% | 1.552% | 0.8348% | 0.4367% | 1.112% | 1.623% | 1.196% | 1.252% | 0% | 0% | 0% | 0% | 0% | 0% | 0%
| 1811 | Demand Control Ventilation | ComDCV-7P_V5 | Retro | Residential Care | Gas | Per Commercial Building 1000 Square Feet for Demand Control Ventilation - DCV Only | Demand Control Ventilation-Retro-Residential Care | 10.33% | 62.21% | 71.76% | 64.94% | 37.55% | 51.86% | 42.25% | 32.31% | 19.21% | 21.14% | 43.39% | 57.5% | 45.02% | 24.21% | 12.66% | 32.26% | 47.07% | 34.67% | 36.32% | 0% | 0% | 0% | 0% | 0% | 0% | 0% | Demand Control Ventilation-Retro | Demand Control Ventilation-Retro |  | 0 | 3.125% | 3.125% | 3.125% | 3.125% | 3.125% | 3.125% | 3.125% | 3.125% | 3.125% | 3.125% | 3.125% | 3.125% | 3.125% | 3.125% | 3.125% | 3.125% | 3.125% | 3.125% | 3.125% | 0% | 0% | 0% | 0% | 0% | 0% | 0% | 0.3227% | 1.944% | 2.243% | 2.029% | 1.173% | 1.621% | 1.32% | 1.01% | 0.6004% | 0.6608% | 1.356% | 1.797% | 1.407% | 0.7565% | 0.3957% | 1.008% | 1.471% | 1.083% | 1.135% | 0% | 0% | 0% | 0% | 0% | 0% | 0%
| 1811 | Demand Control Ventilation | ComDCV-7P_V5 | Retro | Assembly | Gas | Per Commercial Building 1000 Square Feet for Demand Control Ventilation - DCV Only | Demand Control Ventilation-Retro-Assembly | 10.33% | 62.21% | 71.76% | 64.94% | 37.55% | 51.86% | 42.25% | 32.31% | 19.21% | 21.14% | 43.39% | 57.5% | 45.02% | 24.21% | 12.66% | 32.26% | 47.07% | 34.67% | 36.32% | 0% | 0% | 0% | 0% | 0% | 0% | 0% | Demand Control Ventilation-Retro | Demand Control Ventilation-Retro |  | 0 | 3.448% | 3.448% | 3.448% | 3.448% | 3.448% | 3.448% | 3.448% | 3.448% | 3.448% | 3.448% | 3.448% | 3.448% | 3.448% | 3.448% | 3.448% | 3.448% | 3.448% | 3.448% | 3.448% | 0% | 0% | 0% | 0% | 0% | 0% | 0% | 0.3561% | 2.145% | 2.475% | 2.239% | 1.295% | 1.788% | 1.457% | 1.114% | 0.6625% | 0.7291% | 1.496% | 1.983% | 1.552% | 0.8348% | 0.4367% | 1.112% | 1.623% | 1.196% | 1.252% | 0% | 0% | 0% | 0% | 0% | 0% | 0%
| 1811 | Demand Control Ventilation | ComDCV-7P_V5 | Retro | Other | Gas | Per Commercial Building 1000 Square Feet for Demand Control Ventilation - DCV Only | Demand Control Ventilation-Retro-Other | 10.33% | 62.21% | 71.76% | 64.94% | 37.55% | 51.86% | 42.25% | 32.31% | 19.21% | 21.14% | 43.39% | 57.5% | 45.02% | 24.21% | 12.66% | 32.26% | 47.07% | 34.67% | 36.32% | 0% | 0% | 0% | 0% | 0% | 0% | 0% | Demand Control Ventilation-Retro | Demand Control Ventilation-Retro |  | 0 | 3.125% | 3.125% | 3.125% | 3.125% | 3.125% | 3.125% | 3.125% | 3.125% | 3.125% | 3.125% | 3.125% | 3.125% | 3.125% | 3.125% | 3.125% | 3.125% | 3.125% | 3.125% | 3.125% | 0% | 0% | 0% | 0% | 0% | 0% | 0% | 0.3227% | 1.944% | 2.243% | 2.029% | 1.173% | 1.621% | 1.32% | 1.01% | 0.6004% | 0.6608% | 1.356% | 1.797% | 1.407% | 0.7565% | 0.3957% | 1.008% | 1.471% | 1.083% | 1.135% | 0% | 0% | 0% | 0% | 0% | 0% | 0%
| 1811 | Demand Control Ventilation | ComDCV-7P_V5 | Retro | Large Off | Electric | Per Commercial Building 1000 Square Feet for Demand Control Ventilation - DOAS | Demand Control Ventilation-Retro-Large Off | 10.33% | 62.21% | 71.76% | 64.94% | 37.55% | 51.86% | 42.25% | 32.31% | 19.21% | 21.14% | 43.39% | 57.5% | 45.02% | 24.21% | 12.66% | 32.26% | 47.07% | 34.67% | 36.32% | 0% | 0% | 0% | 0% | 0% | 0% | 0% | Demand Control Ventilation-Retro | Demand Control Ventilation-Retro |  | 0 | 2.564% | 2.564% | 2.564% | 2.564% | 2.564% | 2.564% | 2.564% | 2.564% | 2.564% | 2.564% | 2.564% | 2.564% | 2.564% | 2.564% | 2.564% | 2.564% | 2.564% | 2.564% | 2.564% | 0% | 0% | 0% | 0% | 0% | 0% | 0% | 0.2648% | 1.595% | 1.84% | 1.665% | 0.9628% | 1.33% | 1.083% | 0.8284% | 0.4926% | 0.5422% | 1.113% | 1.474% | 1.154% | 0.6207% | 0.3247% | 0.8272% | 1.207% | 0.889% | 0.9313% | 0% | 0% | 0% | 0% | 0% | 0% | 0%
| 1811 | Demand Control Ventilation | ComDCV-7P_V5 | Retro | Medium Off | Electric | Per Commercial Building 1000 Square Feet for Demand Control Ventilation - DOAS | Demand Control Ventilation-Retro-Medium Off | 10.33% | 62.21% | 71.76% | 64.94% | 37.55% | 51.86% | 42.25% | 32.31% | 19.21% | 21.14% | 43.39% | 57.5% | 45.02% | 24.21% | 12.66% | 32.26% | 47.07% | 34.67% | 36.32% | 0% | 0% | 0% | 0% | 0% | 0% | 0% | Demand Control Ventilation-Retro | Demand Control Ventilation-Retro |  | 0 | 2.564% | 2.564% | 2.564% | 2.564% | 2.564% | 2.564% | 2.564% | 2.564% | 2.564% | 2.564% | 2.564% | 2.564% | 2.564% | 2.564% | 2.564% | 2.564% | 2.564% | 2.564% | 2.564% | 0% | 0% | 0% | 0% | 0% | 0% | 0% | 0.2648% | 1.595% | 1.84% | 1.665% | 0.9628% | 1.33% | 1.083% | 0.8284% | 0.4926% | 0.5422% | 1.113% | 1.474% | 1.154% | 0.6207% | 0.3247% | 0.8272% | 1.207% | 0.889% | 0.9313% | 0% | 0% | 0% | 0% | 0% | 0% | 0%
| 1811 | Demand Control Ventilation | ComDCV-7P_V5 | Retro | Small Off | Electric | Per Commercial Building 1000 Square Feet for Demand Control Ventilation - DOAS | Demand Control Ventilation-Retro-Small Off | 10.33% | 62.21% | 71.76% | 64.94% | 37.55% | 51.86% | 42.25% | 32.31% | 19.21% | 21.14% | 43.39% | 57.5% | 45.02% | 24.21% | 12.66% | 32.26% | 47.07% | 34.67% | 36.32% | 0% | 0% | 0% | 0% | 0% | 0% | 0% | Demand Control Ventilation-Retro | Demand Control Ventilation-Retro |  | 0 | 2.632% | 2.632% | 2.632% | 2.632% | 2.632% | 2.632% | 2.632% | 2.632% | 2.632% | 2.632% | 2.632% | 2.632% | 2.632% | 2.632% | 2.632% | 2.632% | 2.632% | 2.632% | 2.632% | 0% | 0% | 0% | 0% | 0% | 0% | 0% | 0.2718% | 1.637% | 1.889% | 1.709% | 0.9881% | 1.365% | 1.112% | 0.8502% | 0.5056% | 0.5564% | 1.142% | 1.513% | 1.185% | 0.6371% | 0.3332% | 0.849% | 1.239% | 0.9124% | 0.9558% | 0% | 0% | 0% | 0% | 0% | 0% | 0%
| 1811 | Demand Control Ventilation | ComDCV-7P_V5 | Retro | Xlarge Ret | Electric | Per Commercial Building 1000 Square Feet for Demand Control Ventilation - DOAS | Demand Control Ventilation-Retro-Xlarge Ret | 10.33% | 62.21% | 71.76% | 64.94% | 37.55% | 51.86% | 42.25% | 32.31% | 19.21% | 21.14% | 43.39% | 57.5% | 45.02% | 24.21% | 12.66% | 32.26% | 47.07% | 34.67% | 36.32% | 0% | 0% | 0% | 0% | 0% | 0% | 0% | Demand Control Ventilation-Retro | Demand Control Ventilation-Retro |  | 0 | 2.632% | 2.632% | 2.632% | 2.632% | 2.632% | 2.632% | 2.632% | 2.632% | 2.632% | 2.632% | 2.632% | 2.632% | 2.632% | 2.632% | 2.632% | 2.632% | 2.632% | 2.632% | 2.632% | 0% | 0% | 0% | 0% | 0% | 0% | 0% | 0.2718% | 1.637% | 1.889% | 1.709% | 0.9881% | 1.365% | 1.112% | 0.8502% | 0.5056% | 0.5564% | 1.142% | 1.513% | 1.185% | 0.6371% | 0.3332% | 0.849% | 1.239% | 0.9124% | 0.9558% | 0% | 0% | 0% | 0% | 0% | 0% | 0%
| 1811 | Demand Control Ventilation | ComDCV-7P_V5 | Retro | Large Ret | Electric | Per Commercial Building 1000 Square Feet for Demand Control Ventilation - DOAS | Demand Control Ventilation-Retro-Large Ret | 10.33% | 62.21% | 71.76% | 64.94% | 37.55% | 51.86% | 42.25% | 32.31% | 19.21% | 21.14% | 43.39% | 57.5% | 45.02% | 24.21% | 12.66% | 32.26% | 47.07% | 34.67% | 36.32% | 0% | 0% | 0% | 0% | 0% | 0% | 0% | Demand Control Ventilation-Retro | Demand Control Ventilation-Retro |  | 0 | 2.632% | 2.632% | 2.632% | 2.632% | 2.632% | 2.632% | 2.632% | 2.632% | 2.632% | 2.632% | 2.632% | 2.632% | 2.632% | 2.632% | 2.632% | 2.632% | 2.632% | 2.632% | 2.632% | 0% | 0% | 0% | 0% | 0% | 0% | 0% | 0.2718% | 1.637% | 1.889% | 1.709% | 0.9881% | 1.365% | 1.112% | 0.8502% | 0.5056% | 0.5564% | 1.142% | 1.513% | 1.185% | 0.6371% | 0.3332% | 0.849% | 1.239% | 0.9124% | 0.9558% | 0% | 0% | 0% | 0% | 0% | 0% | 0%
| 1811 | Demand Control Ventilation | ComDCV-7P_V5 | Retro | Medium Ret | Electric | Per Commercial Building 1000 Square Feet for Demand Control Ventilation - DOAS | Demand Control Ventilation-Retro-Medium Ret | 10.33% | 62.21% | 71.76% | 64.94% | 37.55% | 51.86% | 42.25% | 32.31% | 19.21% | 21.14% | 43.39% | 57.5% | 45.02% | 24.21% | 12.66% | 32.26% | 47.07% | 34.67% | 36.32% | 0% | 0% | 0% | 0% | 0% | 0% | 0% | Demand Control Ventilation-Retro | Demand Control Ventilation-Retro |  | 0 | 2.632% | 2.632% | 2.632% | 2.632% | 2.632% | 2.632% | 2.632% | 2.632% | 2.632% | 2.632% | 2.632% | 2.632% | 2.632% | 2.632% | 2.632% | 2.632% | 2.632% | 2.632% | 2.632% | 0% | 0% | 0% | 0% | 0% | 0% | 0% | 0.2718% | 1.637% | 1.889% | 1.709% | 0.9881% | 1.365% | 1.112% | 0.8502% | 0.5056% | 0.5564% | 1.142% | 1.513% | 1.185% | 0.6371% | 0.3332% | 0.849% | 1.239% | 0.9124% | 0.9558% | 0% | 0% | 0% | 0% | 0% | 0% | 0%
| 1811 | Demand Control Ventilation | ComDCV-7P_V5 | Retro | Small Ret | Electric | Per Commercial Building 1000 Square Feet for Demand Control Ventilation - DOAS | Demand Control Ventilation-Retro-Small Ret | 10.33% | 62.21% | 71.76% | 64.94% | 37.55% | 51.86% | 42.25% | 32.31% | 19.21% | 21.14% | 43.39% | 57.5% | 45.02% | 24.21% | 12.66% | 32.26% | 47.07% | 34.67% | 36.32% | 0% | 0% | 0% | 0% | 0% | 0% | 0% | Demand Control Ventilation-Retro | Demand Control Ventilation-Retro |  | 0 | 2.632% | 2.632% | 2.632% | 2.632% | 2.632% | 2.632% | 2.632% | 2.632% | 2.632% | 2.632% | 2.632% | 2.632% | 2.632% | 2.632% | 2.632% | 2.632% | 2.632% | 2.632% | 2.632% | 0% | 0% | 0% | 0% | 0% | 0% | 0% | 0.2718% | 1.637% | 1.889% | 1.709% | 0.9881% | 1.365% | 1.112% | 0.8502% | 0.5056% | 0.5564% | 1.142% | 1.513% | 1.185% | 0.6371% | 0.3332% | 0.849% | 1.239% | 0.9124% | 0.9558% | 0% | 0% | 0% | 0% | 0% | 0% | 0%
| 1811 | Demand Control Ventilation | ComDCV-7P_V5 | Retro | School K-12 | Electric | Per Commercial Building 1000 Square Feet for Demand Control Ventilation - DOAS | Demand Control Ventilation-Retro-School K-12 | 10.33% | 62.21% | 71.76% | 64.94% | 37.55% | 51.86% | 42.25% | 32.31% | 19.21% | 21.14% | 43.39% | 57.5% | 45.02% | 24.21% | 12.66% | 32.26% | 47.07% | 34.67% | 36.32% | 0% | 0% | 0% | 0% | 0% | 0% | 0% | Demand Control Ventilation-Retro | Demand Control Ventilation-Retro |  | 0 | 1.053% | 1.053% | 1.053% | 1.053% | 1.053% | 1.053% | 1.053% | 1.053% | 1.053% | 1.053% | 1.053% | 1.053% | 1.053% | 1.053% | 1.053% | 1.053% | 1.053% | 1.053% | 1.053% | 0% | 0% | 0% | 0% | 0% | 0% | 0% | 0.1087% | 0.6548% | 0.7554% | 0.6835% | 0.3952% | 0.5459% | 0.4447% | 0.3401% | 0.2022% | 0.2226% | 0.4567% | 0.6053% | 0.4739% | 0.2548% | 0.1333% | 0.3396% | 0.4955% | 0.365% | 0.3823% | 0% | 0% | 0% | 0% | 0% | 0% | 0%
| 1811 | Demand Control Ventilation | ComDCV-7P_V5 | Retro | University | Electric | Per Commercial Building 1000 Square Feet for Demand Control Ventilation - DOAS | Demand Control Ventilation-Retro-University | 10.33% | 62.21% | 71.76% | 64.94% | 37.55% | 51.86% | 42.25% | 32.31% | 19.21% | 21.14% | 43.39% | 57.5% | 45.02% | 24.21% | 12.66% | 32.26% | 47.07% | 34.67% | 36.32% | 0% | 0% | 0% | 0% | 0% | 0% | 0% | Demand Control Ventilation-Retro | Demand Control Ventilation-Retro |  | 0 | 2.632% | 2.632% | 2.632% | 2.632% | 2.632% | 2.632% | 2.632% | 2.632% | 2.632% | 2.632% | 2.632% | 2.632% | 2.632% | 2.632% | 2.632% | 2.632% | 2.632% | 2.632% | 2.632% | 0% | 0% | 0% | 0% | 0% | 0% | 0% | 0.2718% | 1.637% | 1.889% | 1.709% | 0.9881% | 1.365% | 1.112% | 0.8502% | 0.5056% | 0.5564% | 1.142% | 1.513% | 1.185% | 0.6371% | 0.3332% | 0.849% | 1.239% | 0.9124% | 0.9558% | 0% | 0% | 0% | 0% | 0% | 0% | 0%
| 1811 | Demand Control Ventilation | ComDCV-7P_V5 | Retro | Warehouse | Electric | Per Commercial Building 1000 Square Feet for Demand Control Ventilation - DOAS | Demand Control Ventilation-Retro-Warehouse | 10.33% | 62.21% | 71.76% | 64.94% | 37.55% | 51.86% | 42.25% | 32.31% | 19.21% | 21.14% | 43.39% | 57.5% | 45.02% | 24.21% | 12.66% | 32.26% | 47.07% | 34.67% | 36.32% | 0% | 0% | 0% | 0% | 0% | 0% | 0% | Demand Control Ventilation-Retro | Demand Control Ventilation-Retro |  | 0 | 2.632% | 2.632% | 2.632% | 2.632% | 2.632% | 2.632% | 2.632% | 2.632% | 2.632% | 2.632% | 2.632% | 2.632% | 2.632% | 2.632% | 2.632% | 2.632% | 2.632% | 2.632% | 2.632% | 0% | 0% | 0% | 0% | 0% | 0% | 0% | 0.2718% | 1.637% | 1.889% | 1.709% | 0.9881% | 1.365% | 1.112% | 0.8502% | 0.5056% | 0.5564% | 1.142% | 1.513% | 1.185% | 0.6371% | 0.3332% | 0.849% | 1.239% | 0.9124% | 0.9558% | 0% | 0% | 0% | 0% | 0% | 0% | 0%
| 1811 | Demand Control Ventilation | ComDCV-7P_V5 | Retro | Supermarket | Electric | Per Commercial Building 1000 Square Feet for Demand Control Ventilation - DOAS | Demand Control Ventilation-Retro-Supermarket | 10.33% | 62.21% | 71.76% | 64.94% | 37.55% | 51.86% | 42.25% | 32.31% | 19.21% | 21.14% | 43.39% | 57.5% | 45.02% | 24.21% | 12.66% | 32.26% | 47.07% | 34.67% | 36.32% | 0% | 0% | 0% | 0% | 0% | 0% | 0% | Demand Control Ventilation-Retro | Demand Control Ventilation-Retro |  | 0 | 0.8621% | 0.8621% | 0.8621% | 0.8621% | 0.8621% | 0.8621% | 0.8621% | 0.8621% | 0.8621% | 0.8621% | 0.8621% | 0.8621% | 0.8621% | 0.8621% | 0.8621% | 0.8621% | 0.8621% | 0.8621% | 0.8621% | 0% | 0% | 0% | 0% | 0% | 0% | 0% | 0.08903% | 0.5363% | 0.6187% | 0.5598% | 0.3237% | 0.4471% | 0.3642% | 0.2785% | 0.1656% | 0.1823% | 0.3741% | 0.4957% | 0.3881% | 0.2087% | 0.1092% | 0.2781% | 0.4058% | 0.2989% | 0.3131% | 0% | 0% | 0% | 0% | 0% | 0% | 0%
| 1811 | Demand Control Ventilation | ComDCV-7P_V5 | Retro | MiniMart | Electric | Per Commercial Building 1000 Square Feet for Demand Control Ventilation - DOAS | Demand Control Ventilation-Retro-MiniMart | 10.33% | 62.21% | 71.76% | 64.94% | 37.55% | 51.86% | 42.25% | 32.31% | 19.21% | 21.14% | 43.39% | 57.5% | 45.02% | 24.21% | 12.66% | 32.26% | 47.07% | 34.67% | 36.32% | 0% | 0% | 0% | 0% | 0% | 0% | 0% | Demand Control Ventilation-Retro | Demand Control Ventilation-Retro |  | 0 | 2.564% | 2.564% | 2.564% | 2.564% | 2.564% | 2.564% | 2.564% | 2.564% | 2.564% | 2.564% | 2.564% | 2.564% | 2.564% | 2.564% | 2.564% | 2.564% | 2.564% | 2.564% | 2.564% | 0% | 0% | 0% | 0% | 0% | 0% | 0% | 0.2648% | 1.595% | 1.84% | 1.665% | 0.9628% | 1.33% | 1.083% | 0.8284% | 0.4926% | 0.5422% | 1.113% | 1.474% | 1.154% | 0.6207% | 0.3247% | 0.8272% | 1.207% | 0.889% | 0.9313% | 0% | 0% | 0% | 0% | 0% | 0% | 0%
| 1811 | Demand Control Ventilation | ComDCV-7P_V5 | Retro | Restaurant | Electric | Per Commercial Building 1000 Square Feet for Demand Control Ventilation - DOAS | Demand Control Ventilation-Retro-Restaurant | 10.33% | 62.21% | 71.76% | 64.94% | 37.55% | 51.86% | 42.25% | 32.31% | 19.21% | 21.14% | 43.39% | 57.5% | 45.02% | 24.21% | 12.66% | 32.26% | 47.07% | 34.67% | 36.32% | 0% | 0% | 0% | 0% | 0% | 0% | 0% | Demand Control Ventilation-Retro | Demand Control Ventilation-Retro |  | 0 | 2.564% | 2.564% | 2.564% | 2.564% | 2.564% | 2.564% | 2.564% | 2.564% | 2.564% | 2.564% | 2.564% | 2.564% | 2.564% | 2.564% | 2.564% | 2.564% | 2.564% | 2.564% | 2.564% | 0% | 0% | 0% | 0% | 0% | 0% | 0% | 0.2648% | 1.595% | 1.84% | 1.665% | 0.9628% | 1.33% | 1.083% | 0.8284% | 0.4926% | 0.5422% | 1.113% | 1.474% | 1.154% | 0.6207% | 0.3247% | 0.8272% | 1.207% | 0.889% | 0.9313% | 0% | 0% | 0% | 0% | 0% | 0% | 0%
| 1811 | Demand Control Ventilation | ComDCV-7P_V5 | Retro | Lodging | Electric | Per Commercial Building 1000 Square Feet for Demand Control Ventilation - DOAS | Demand Control Ventilation-Retro-Lodging | 10.33% | 62.21% | 71.76% | 64.94% | 37.55% | 51.86% | 42.25% | 32.31% | 19.21% | 21.14% | 43.39% | 57.5% | 45.02% | 24.21% | 12.66% | 32.26% | 47.07% | 34.67% | 36.32% | 0% | 0% | 0% | 0% | 0% | 0% | 0% | Demand Control Ventilation-Retro | Demand Control Ventilation-Retro |  | 0 | 2.381% | 2.381% | 2.381% | 2.381% | 2.381% | 2.381% | 2.381% | 2.381% | 2.381% | 2.381% | 2.381% | 2.381% | 2.381% | 2.381% | 2.381% | 2.381% | 2.381% | 2.381% | 2.381% | 0% | 0% | 0% | 0% | 0% | 0% | 0% | 0.2459% | 1.481% | 1.709% | 1.546% | 0.894% | 1.235% | 1.006% | 0.7692% | 0.4575% | 0.5035% | 1.033% | 1.369% | 1.072% | 0.5764% | 0.3015% | 0.7682% | 1.121% | 0.8255% | 0.8648% | 0% | 0% | 0% | 0% | 0% | 0% | 0%
| 1811 | Demand Control Ventilation | ComDCV-7P_V5 | Retro | Hospital | Electric | Per Commercial Building 1000 Square Feet for Demand Control Ventilation - DOAS | Demand Control Ventilation-Retro-Hospital | 10.33% | 62.21% | 71.76% | 64.94% | 37.55% | 51.86% | 42.25% | 32.31% | 19.21% | 21.14% | 43.39% | 57.5% | 45.02% | 24.21% | 12.66% | 32.26% | 47.07% | 34.67% | 36.32% | 0% | 0% | 0% | 0% | 0% | 0% | 0% | Demand Control Ventilation-Retro | Demand Control Ventilation-Retro |  | 0 | 2.632% | 2.632% | 2.632% | 2.632% | 2.632% | 2.632% | 2.632% | 2.632% | 2.632% | 2.632% | 2.632% | 2.632% | 2.632% | 2.632% | 2.632% | 2.632% | 2.632% | 2.632% | 2.632% | 0% | 0% | 0% | 0% | 0% | 0% | 0% | 0.2718% | 1.637% | 1.889% | 1.709% | 0.9881% | 1.365% | 1.112% | 0.8502% | 0.5056% | 0.5564% | 1.142% | 1.513% | 1.185% | 0.6371% | 0.3332% | 0.849% | 1.239% | 0.9124% | 0.9558% | 0% | 0% | 0% | 0% | 0% | 0% | 0%
| 1811 | Demand Control Ventilation | ComDCV-7P_V5 | Retro | Residential Care | Electric | Per Commercial Building 1000 Square Feet for Demand Control Ventilation - DOAS | Demand Control Ventilation-Retro-Residential Care | 10.33% | 62.21% | 71.76% | 64.94% | 37.55% | 51.86% | 42.25% | 32.31% | 19.21% | 21.14% | 43.39% | 57.5% | 45.02% | 24.21% | 12.66% | 32.26% | 47.07% | 34.67% | 36.32% | 0% | 0% | 0% | 0% | 0% | 0% | 0% | Demand Control Ventilation-Retro | Demand Control Ventilation-Retro |  | 0 | 2.273% | 2.273% | 2.273% | 2.273% | 2.273% | 2.273% | 2.273% | 2.273% | 2.273% | 2.273% | 2.273% | 2.273% | 2.273% | 2.273% | 2.273% | 2.273% | 2.273% | 2.273% | 2.273% | 0% | 0% | 0% | 0% | 0% | 0% | 0% | 0.2347% | 1.414% | 1.631% | 1.476% | 0.8534% | 1.179% | 0.9602% | 0.7343% | 0.4367% | 0.4806% | 0.9861% | 1.307% | 1.023% | 0.5502% | 0.2878% | 0.7332% | 1.07% | 0.788% | 0.8255% | 0% | 0% | 0% | 0% | 0% | 0% | 0%
| 1811 | Demand Control Ventilation | ComDCV-7P_V5 | Retro | Assembly | Electric | Per Commercial Building 1000 Square Feet for Demand Control Ventilation - DOAS | Demand Control Ventilation-Retro-Assembly | 10.33% | 62.21% | 71.76% | 64.94% | 37.55% | 51.86% | 42.25% | 32.31% | 19.21% | 21.14% | 43.39% | 57.5% | 45.02% | 24.21% | 12.66% | 32.26% | 47.07% | 34.67% | 36.32% | 0% | 0% | 0% | 0% | 0% | 0% | 0% | Demand Control Ventilation-Retro | Demand Control Ventilation-Retro |  | 0 | 2.632% | 2.632% | 2.632% | 2.632% | 2.632% | 2.632% | 2.632% | 2.632% | 2.632% | 2.632% | 2.632% | 2.632% | 2.632% | 2.632% | 2.632% | 2.632% | 2.632% | 2.632% | 2.632% | 0% | 0% | 0% | 0% | 0% | 0% | 0% | 0.2718% | 1.637% | 1.889% | 1.709% | 0.9881% | 1.365% | 1.112% | 0.8502% | 0.5056% | 0.5564% | 1.142% | 1.513% | 1.185% | 0.6371% | 0.3332% | 0.849% | 1.239% | 0.9124% | 0.9558% | 0% | 0% | 0% | 0% | 0% | 0% | 0%
| 1811 | Demand Control Ventilation | ComDCV-7P_V5 | Retro | Other | Electric | Per Commercial Building 1000 Square Feet for Demand Control Ventilation - DOAS | Demand Control Ventilation-Retro-Other | 10.33% | 62.21% | 71.76% | 64.94% | 37.55% | 51.86% | 42.25% | 32.31% | 19.21% | 21.14% | 43.39% | 57.5% | 45.02% | 24.21% | 12.66% | 32.26% | 47.07% | 34.67% | 36.32% | 0% | 0% | 0% | 0% | 0% | 0% | 0% | Demand Control Ventilation-Retro | Demand Control Ventilation-Retro |  | 0 | 2.564% | 2.564% | 2.564% | 2.564% | 2.564% | 2.564% | 2.564% | 2.564% | 2.564% | 2.564% | 2.564% | 2.564% | 2.564% | 2.564% | 2.564% | 2.564% | 2.564% | 2.564% | 2.564% | 0% | 0% | 0% | 0% | 0% | 0% | 0% | 0.2648% | 1.595% | 1.84% | 1.665% | 0.9628% | 1.33% | 1.083% | 0.8284% | 0.4926% | 0.5422% | 1.113% | 1.474% | 1.154% | 0.6207% | 0.3247% | 0.8272% | 1.207% | 0.889% | 0.9313% | 0% | 0% | 0% | 0% | 0% | 0% | 0%
| 1811 | Demand Control Ventilation | ComDCV-7P_V5 | Retro | Large Off | Gas | Per Commercial Building 1000 Square Feet for Demand Control Ventilation - DOAS | Demand Control Ventilation-Retro-Large Off | 10.33% | 62.21% | 71.76% | 64.94% | 37.55% | 51.86% | 42.25% | 32.31% | 19.21% | 21.14% | 43.39% | 57.5% | 45.02% | 24.21% | 12.66% | 32.26% | 47.07% | 34.67% | 36.32% | 0% | 0% | 0% | 0% | 0% | 0% | 0% | Demand Control Ventilation-Retro | Demand Control Ventilation-Retro |  | 0 | 3.333% | 3.333% | 3.333% | 3.333% | 3.333% | 3.333% | 3.333% | 3.333% | 3.333% | 3.333% | 3.333% | 3.333% | 3.333% | 3.333% | 3.333% | 3.333% | 3.333% | 3.333% | 3.333% | 0% | 0% | 0% | 0% | 0% | 0% | 0% | 0.3442% | 2.074% | 2.392% | 2.165% | 1.252% | 1.729% | 1.408% | 1.077% | 0.6404% | 0.7048% | 1.446% | 1.917% | 1.501% | 0.8069% | 0.4221% | 1.075% | 1.569% | 1.156% | 1.211% | 0% | 0% | 0% | 0% | 0% | 0% | 0%
| 1811 | Demand Control Ventilation | ComDCV-7P_V5 | Retro | Medium Off | Gas | Per Commercial Building 1000 Square Feet for Demand Control Ventilation - DOAS | Demand Control Ventilation-Retro-Medium Off | 10.33% | 62.21% | 71.76% | 64.94% | 37.55% | 51.86% | 42.25% | 32.31% | 19.21% | 21.14% | 43.39% | 57.5% | 45.02% | 24.21% | 12.66% | 32.26% | 47.07% | 34.67% | 36.32% | 0% | 0% | 0% | 0% | 0% | 0% | 0% | Demand Control Ventilation-Retro | Demand Control Ventilation-Retro |  | 0 | 3.333% | 3.333% | 3.333% | 3.333% | 3.333% | 3.333% | 3.333% | 3.333% | 3.333% | 3.333% | 3.333% | 3.333% | 3.333% | 3.333% | 3.333% | 3.333% | 3.333% | 3.333% | 3.333% | 0% | 0% | 0% | 0% | 0% | 0% | 0% | 0.3442% | 2.074% | 2.392% | 2.165% | 1.252% | 1.729% | 1.408% | 1.077% | 0.6404% | 0.7048% | 1.446% | 1.917% | 1.501% | 0.8069% | 0.4221% | 1.075% | 1.569% | 1.156% | 1.211% | 0% | 0% | 0% | 0% | 0% | 0% | 0%
| 1811 | Demand Control Ventilation | ComDCV-7P_V5 | Retro | Small Off | Gas | Per Commercial Building 1000 Square Feet for Demand Control Ventilation - DOAS | Demand Control Ventilation-Retro-Small Off | 10.33% | 62.21% | 71.76% | 64.94% | 37.55% | 51.86% | 42.25% | 32.31% | 19.21% | 21.14% | 43.39% | 57.5% | 45.02% | 24.21% | 12.66% | 32.26% | 47.07% | 34.67% | 36.32% | 0% | 0% | 0% | 0% | 0% | 0% | 0% | Demand Control Ventilation-Retro | Demand Control Ventilation-Retro |  | 0 | 3.448% | 3.448% | 3.448% | 3.448% | 3.448% | 3.448% | 3.448% | 3.448% | 3.448% | 3.448% | 3.448% | 3.448% | 3.448% | 3.448% | 3.448% | 3.448% | 3.448% | 3.448% | 3.448% | 0% | 0% | 0% | 0% | 0% | 0% | 0% | 0.3561% | 2.145% | 2.475% | 2.239% | 1.295% | 1.788% | 1.457% | 1.114% | 0.6625% | 0.7291% | 1.496% | 1.983% | 1.552% | 0.8348% | 0.4367% | 1.112% | 1.623% | 1.196% | 1.252% | 0% | 0% | 0% | 0% | 0% | 0% | 0%
| 1811 | Demand Control Ventilation | ComDCV-7P_V5 | Retro | Xlarge Ret | Gas | Per Commercial Building 1000 Square Feet for Demand Control Ventilation - DOAS | Demand Control Ventilation-Retro-Xlarge Ret | 10.33% | 62.21% | 71.76% | 64.94% | 37.55% | 51.86% | 42.25% | 32.31% | 19.21% | 21.14% | 43.39% | 57.5% | 45.02% | 24.21% | 12.66% | 32.26% | 47.07% | 34.67% | 36.32% | 0% | 0% | 0% | 0% | 0% | 0% | 0% | Demand Control Ventilation-Retro | Demand Control Ventilation-Retro |  | 0 | 3.448% | 3.448% | 3.448% | 3.448% | 3.448% | 3.448% | 3.448% | 3.448% | 3.448% | 3.448% | 3.448% | 3.448% | 3.448% | 3.448% | 3.448% | 3.448% | 3.448% | 3.448% | 3.448% | 0% | 0% | 0% | 0% | 0% | 0% | 0% | 0.3561% | 2.145% | 2.475% | 2.239% | 1.295% | 1.788% | 1.457% | 1.114% | 0.6625% | 0.7291% | 1.496% | 1.983% | 1.552% | 0.8348% | 0.4367% | 1.112% | 1.623% | 1.196% | 1.252% | 0% | 0% | 0% | 0% | 0% | 0% | 0%
| 1811 | Demand Control Ventilation | ComDCV-7P_V5 | Retro | Large Ret | Gas | Per Commercial Building 1000 Square Feet for Demand Control Ventilation - DOAS | Demand Control Ventilation-Retro-Large Ret | 10.33% | 62.21% | 71.76% | 64.94% | 37.55% | 51.86% | 42.25% | 32.31% | 19.21% | 21.14% | 43.39% | 57.5% | 45.02% | 24.21% | 12.66% | 32.26% | 47.07% | 34.67% | 36.32% | 0% | 0% | 0% | 0% | 0% | 0% | 0% | Demand Control Ventilation-Retro | Demand Control Ventilation-Retro |  | 0 | 3.448% | 3.448% | 3.448% | 3.448% | 3.448% | 3.448% | 3.448% | 3.448% | 3.448% | 3.448% | 3.448% | 3.448% | 3.448% | 3.448% | 3.448% | 3.448% | 3.448% | 3.448% | 3.448% | 0% | 0% | 0% | 0% | 0% | 0% | 0% | 0.3561% | 2.145% | 2.475% | 2.239% | 1.295% | 1.788% | 1.457% | 1.114% | 0.6625% | 0.7291% | 1.496% | 1.983% | 1.552% | 0.8348% | 0.4367% | 1.112% | 1.623% | 1.196% | 1.252% | 0% | 0% | 0% | 0% | 0% | 0% | 0%
| 1811 | Demand Control Ventilation | ComDCV-7P_V5 | Retro | Medium Ret | Gas | Per Commercial Building 1000 Square Feet for Demand Control Ventilation - DOAS | Demand Control Ventilation-Retro-Medium Ret | 10.33% | 62.21% | 71.76% | 64.94% | 37.55% | 51.86% | 42.25% | 32.31% | 19.21% | 21.14% | 43.39% | 57.5% | 45.02% | 24.21% | 12.66% | 32.26% | 47.07% | 34.67% | 36.32% | 0% | 0% | 0% | 0% | 0% | 0% | 0% | Demand Control Ventilation-Retro | Demand Control Ventilation-Retro |  | 0 | 3.448% | 3.448% | 3.448% | 3.448% | 3.448% | 3.448% | 3.448% | 3.448% | 3.448% | 3.448% | 3.448% | 3.448% | 3.448% | 3.448% | 3.448% | 3.448% | 3.448% | 3.448% | 3.448% | 0% | 0% | 0% | 0% | 0% | 0% | 0% | 0.3561% | 2.145% | 2.475% | 2.239% | 1.295% | 1.788% | 1.457% | 1.114% | 0.6625% | 0.7291% | 1.496% | 1.983% | 1.552% | 0.8348% | 0.4367% | 1.112% | 1.623% | 1.196% | 1.252% | 0% | 0% | 0% | 0% | 0% | 0% | 0%
| 1811 | Demand Control Ventilation | ComDCV-7P_V5 | Retro | Small Ret | Gas | Per Commercial Building 1000 Square Feet for Demand Control Ventilation - DOAS | Demand Control Ventilation-Retro-Small Ret | 10.33% | 62.21% | 71.76% | 64.94% | 37.55% | 51.86% | 42.25% | 32.31% | 19.21% | 21.14% | 43.39% | 57.5% | 45.02% | 24.21% | 12.66% | 32.26% | 47.07% | 34.67% | 36.32% | 0% | 0% | 0% | 0% | 0% | 0% | 0% | Demand Control Ventilation-Retro | Demand Control Ventilation-Retro |  | 0 | 3.448% | 3.448% | 3.448% | 3.448% | 3.448% | 3.448% | 3.448% | 3.448% | 3.448% | 3.448% | 3.448% | 3.448% | 3.448% | 3.448% | 3.448% | 3.448% | 3.448% | 3.448% | 3.448% | 0% | 0% | 0% | 0% | 0% | 0% | 0% | 0.3561% | 2.145% | 2.475% | 2.239% | 1.295% | 1.788% | 1.457% | 1.114% | 0.6625% | 0.7291% | 1.496% | 1.983% | 1.552% | 0.8348% | 0.4367% | 1.112% | 1.623% | 1.196% | 1.252% | 0% | 0% | 0% | 0% | 0% | 0% | 0%
| 1811 | Demand Control Ventilation | ComDCV-7P_V5 | Retro | School K-12 | Gas | Per Commercial Building 1000 Square Feet for Demand Control Ventilation - DOAS | Demand Control Ventilation-Retro-School K-12 | 10.33% | 62.21% | 71.76% | 64.94% | 37.55% | 51.86% | 42.25% | 32.31% | 19.21% | 21.14% | 43.39% | 57.5% | 45.02% | 24.21% | 12.66% | 32.26% | 47.07% | 34.67% | 36.32% | 0% | 0% | 0% | 0% | 0% | 0% | 0% | Demand Control Ventilation-Retro | Demand Control Ventilation-Retro |  | 0 | 3.226% | 3.226% | 3.226% | 3.226% | 3.226% | 3.226% | 3.226% | 3.226% | 3.226% | 3.226% | 3.226% | 3.226% | 3.226% | 3.226% | 3.226% | 3.226% | 3.226% | 3.226% | 3.226% | 0% | 0% | 0% | 0% | 0% | 0% | 0% | 0.3331% | 2.007% | 2.315% | 2.095% | 1.211% | 1.673% | 1.363% | 1.042% | 0.6198% | 0.6821% | 1.4% | 1.855% | 1.452% | 0.7809% | 0.4085% | 1.041% | 1.519% | 1.118% | 1.172% | 0% | 0% | 0% | 0% | 0% | 0% | 0%
| 1811 | Demand Control Ventilation | ComDCV-7P_V5 | Retro | University | Gas | Per Commercial Building 1000 Square Feet for Demand Control Ventilation - DOAS | Demand Control Ventilation-Retro-University | 10.33% | 62.21% | 71.76% | 64.94% | 37.55% | 51.86% | 42.25% | 32.31% | 19.21% | 21.14% | 43.39% | 57.5% | 45.02% | 24.21% | 12.66% | 32.26% | 47.07% | 34.67% | 36.32% | 0% | 0% | 0% | 0% | 0% | 0% | 0% | Demand Control Ventilation-Retro | Demand Control Ventilation-Retro |  | 0 | 3.448% | 3.448% | 3.448% | 3.448% | 3.448% | 3.448% | 3.448% | 3.448% | 3.448% | 3.448% | 3.448% | 3.448% | 3.448% | 3.448% | 3.448% | 3.448% | 3.448% | 3.448% | 3.448% | 0% | 0% | 0% | 0% | 0% | 0% | 0% | 0.3561% | 2.145% | 2.475% | 2.239% | 1.295% | 1.788% | 1.457% | 1.114% | 0.6625% | 0.7291% | 1.496% | 1.983% | 1.552% | 0.8348% | 0.4367% | 1.112% | 1.623% | 1.196% | 1.252% | 0% | 0% | 0% | 0% | 0% | 0% | 0%
| 1811 | Demand Control Ventilation | ComDCV-7P_V5 | Retro | Warehouse | Gas | Per Commercial Building 1000 Square Feet for Demand Control Ventilation - DOAS | Demand Control Ventilation-Retro-Warehouse | 10.33% | 62.21% | 71.76% | 64.94% | 37.55% | 51.86% | 42.25% | 32.31% | 19.21% | 21.14% | 43.39% | 57.5% | 45.02% | 24.21% | 12.66% | 32.26% | 47.07% | 34.67% | 36.32% | 0% | 0% | 0% | 0% | 0% | 0% | 0% | Demand Control Ventilation-Retro | Demand Control Ventilation-Retro |  | 0 | 3.448% | 3.448% | 3.448% | 3.448% | 3.448% | 3.448% | 3.448% | 3.448% | 3.448% | 3.448% | 3.448% | 3.448% | 3.448% | 3.448% | 3.448% | 3.448% | 3.448% | 3.448% | 3.448% | 0% | 0% | 0% | 0% | 0% | 0% | 0% | 0.3561% | 2.145% | 2.475% | 2.239% | 1.295% | 1.788% | 1.457% | 1.114% | 0.6625% | 0.7291% | 1.496% | 1.983% | 1.552% | 0.8348% | 0.4367% | 1.112% | 1.623% | 1.196% | 1.252% | 0% | 0% | 0% | 0% | 0% | 0% | 0%
| 1811 | Demand Control Ventilation | ComDCV-7P_V5 | Retro | Supermarket | Gas | Per Commercial Building 1000 Square Feet for Demand Control Ventilation - DOAS | Demand Control Ventilation-Retro-Supermarket | 10.33% | 62.21% | 71.76% | 64.94% | 37.55% | 51.86% | 42.25% | 32.31% | 19.21% | 21.14% | 43.39% | 57.5% | 45.02% | 24.21% | 12.66% | 32.26% | 47.07% | 34.67% | 36.32% | 0% | 0% | 0% | 0% | 0% | 0% | 0% | Demand Control Ventilation-Retro | Demand Control Ventilation-Retro |  | 0 | 3.333% | 3.333% | 3.333% | 3.333% | 3.333% | 3.333% | 3.333% | 3.333% | 3.333% | 3.333% | 3.333% | 3.333% | 3.333% | 3.333% | 3.333% | 3.333% | 3.333% | 3.333% | 3.333% | 0% | 0% | 0% | 0% | 0% | 0% | 0% | 0.3442% | 2.074% | 2.392% | 2.165% | 1.252% | 1.729% | 1.408% | 1.077% | 0.6404% | 0.7048% | 1.446% | 1.917% | 1.501% | 0.8069% | 0.4221% | 1.075% | 1.569% | 1.156% | 1.211% | 0% | 0% | 0% | 0% | 0% | 0% | 0%
| 1811 | Demand Control Ventilation | ComDCV-7P_V5 | Retro | MiniMart | Gas | Per Commercial Building 1000 Square Feet for Demand Control Ventilation - DOAS | Demand Control Ventilation-Retro-MiniMart | 10.33% | 62.21% | 71.76% | 64.94% | 37.55% | 51.86% | 42.25% | 32.31% | 19.21% | 21.14% | 43.39% | 57.5% | 45.02% | 24.21% | 12.66% | 32.26% | 47.07% | 34.67% | 36.32% | 0% | 0% | 0% | 0% | 0% | 0% | 0% | Demand Control Ventilation-Retro | Demand Control Ventilation-Retro |  | 0 | 3.571% | 3.571% | 3.571% | 3.571% | 3.571% | 3.571% | 3.571% | 3.571% | 3.571% | 3.571% | 3.571% | 3.571% | 3.571% | 3.571% | 3.571% | 3.571% | 3.571% | 3.571% | 3.571% | 0% | 0% | 0% | 0% | 0% | 0% | 0% | 0.3688% | 2.222% | 2.563% | 2.319% | 1.341% | 1.852% | 1.509% | 1.154% | 0.6862% | 0.7552% | 1.55% | 2.054% | 1.608% | 0.8646% | 0.4523% | 1.152% | 1.681% | 1.238% | 1.297% | 0% | 0% | 0% | 0% | 0% | 0% | 0%
| 1811 | Demand Control Ventilation | ComDCV-7P_V5 | Retro | Restaurant | Gas | Per Commercial Building 1000 Square Feet for Demand Control Ventilation - DOAS | Demand Control Ventilation-Retro-Restaurant | 10.33% | 62.21% | 71.76% | 64.94% | 37.55% | 51.86% | 42.25% | 32.31% | 19.21% | 21.14% | 43.39% | 57.5% | 45.02% | 24.21% | 12.66% | 32.26% | 47.07% | 34.67% | 36.32% | 0% | 0% | 0% | 0% | 0% | 0% | 0% | Demand Control Ventilation-Retro | Demand Control Ventilation-Retro |  | 0 | 3.226% | 3.226% | 3.226% | 3.226% | 3.226% | 3.226% | 3.226% | 3.226% | 3.226% | 3.226% | 3.226% | 3.226% | 3.226% | 3.226% | 3.226% | 3.226% | 3.226% | 3.226% | 3.226% | 0% | 0% | 0% | 0% | 0% | 0% | 0% | 0.3331% | 2.007% | 2.315% | 2.095% | 1.211% | 1.673% | 1.363% | 1.042% | 0.6198% | 0.6821% | 1.4% | 1.855% | 1.452% | 0.7809% | 0.4085% | 1.041% | 1.519% | 1.118% | 1.172% | 0% | 0% | 0% | 0% | 0% | 0% | 0%
| 1811 | Demand Control Ventilation | ComDCV-7P_V5 | Retro | Lodging | Gas | Per Commercial Building 1000 Square Feet for Demand Control Ventilation - DOAS | Demand Control Ventilation-Retro-Lodging | 10.33% | 62.21% | 71.76% | 64.94% | 37.55% | 51.86% | 42.25% | 32.31% | 19.21% | 21.14% | 43.39% | 57.5% | 45.02% | 24.21% | 12.66% | 32.26% | 47.07% | 34.67% | 36.32% | 0% | 0% | 0% | 0% | 0% | 0% | 0% | Demand Control Ventilation-Retro | Demand Control Ventilation-Retro |  | 0 | 3.448% | 3.448% | 3.448% | 3.448% | 3.448% | 3.448% | 3.448% | 3.448% | 3.448% | 3.448% | 3.448% | 3.448% | 3.448% | 3.448% | 3.448% | 3.448% | 3.448% | 3.448% | 3.448% | 0% | 0% | 0% | 0% | 0% | 0% | 0% | 0.3561% | 2.145% | 2.475% | 2.239% | 1.295% | 1.788% | 1.457% | 1.114% | 0.6625% | 0.7291% | 1.496% | 1.983% | 1.552% | 0.8348% | 0.4367% | 1.112% | 1.623% | 1.196% | 1.252% | 0% | 0% | 0% | 0% | 0% | 0% | 0%
| 1811 | Demand Control Ventilation | ComDCV-7P_V5 | Retro | Hospital | Gas | Per Commercial Building 1000 Square Feet for Demand Control Ventilation - DOAS | Demand Control Ventilation-Retro-Hospital | 10.33% | 62.21% | 71.76% | 64.94% | 37.55% | 51.86% | 42.25% | 32.31% | 19.21% | 21.14% | 43.39% | 57.5% | 45.02% | 24.21% | 12.66% | 32.26% | 47.07% | 34.67% | 36.32% | 0% | 0% | 0% | 0% | 0% | 0% | 0% | Demand Control Ventilation-Retro | Demand Control Ventilation-Retro |  | 0 | 3.448% | 3.448% | 3.448% | 3.448% | 3.448% | 3.448% | 3.448% | 3.448% | 3.448% | 3.448% | 3.448% | 3.448% | 3.448% | 3.448% | 3.448% | 3.448% | 3.448% | 3.448% | 3.448% | 0% | 0% | 0% | 0% | 0% | 0% | 0% | 0.3561% | 2.145% | 2.475% | 2.239% | 1.295% | 1.788% | 1.457% | 1.114% | 0.6625% | 0.7291% | 1.496% | 1.983% | 1.552% | 0.8348% | 0.4367% | 1.112% | 1.623% | 1.196% | 1.252% | 0% | 0% | 0% | 0% | 0% | 0% | 0%
| 1811 | Demand Control Ventilation | ComDCV-7P_V5 | Retro | Residential Care | Gas | Per Commercial Building 1000 Square Feet for Demand Control Ventilation - DOAS | Demand Control Ventilation-Retro-Residential Care | 10.33% | 62.21% | 71.76% | 64.94% | 37.55% | 51.86% | 42.25% | 32.31% | 19.21% | 21.14% | 43.39% | 57.5% | 45.02% | 24.21% | 12.66% | 32.26% | 47.07% | 34.67% | 36.32% | 0% | 0% | 0% | 0% | 0% | 0% | 0% | Demand Control Ventilation-Retro | Demand Control Ventilation-Retro |  | 0 | 3.125% | 3.125% | 3.125% | 3.125% | 3.125% | 3.125% | 3.125% | 3.125% | 3.125% | 3.125% | 3.125% | 3.125% | 3.125% | 3.125% | 3.125% | 3.125% | 3.125% | 3.125% | 3.125% | 0% | 0% | 0% | 0% | 0% | 0% | 0% | 0.3227% | 1.944% | 2.243% | 2.029% | 1.173% | 1.621% | 1.32% | 1.01% | 0.6004% | 0.6608% | 1.356% | 1.797% | 1.407% | 0.7565% | 0.3957% | 1.008% | 1.471% | 1.083% | 1.135% | 0% | 0% | 0% | 0% | 0% | 0% | 0%
| 1811 | Demand Control Ventilation | ComDCV-7P_V5 | Retro | Assembly | Gas | Per Commercial Building 1000 Square Feet for Demand Control Ventilation - DOAS | Demand Control Ventilation-Retro-Assembly | 10.33% | 62.21% | 71.76% | 64.94% | 37.55% | 51.86% | 42.25% | 32.31% | 19.21% | 21.14% | 43.39% | 57.5% | 45.02% | 24.21% | 12.66% | 32.26% | 47.07% | 34.67% | 36.32% | 0% | 0% | 0% | 0% | 0% | 0% | 0% | Demand Control Ventilation-Retro | Demand Control Ventilation-Retro |  | 0 | 3.448% | 3.448% | 3.448% | 3.448% | 3.448% | 3.448% | 3.448% | 3.448% | 3.448% | 3.448% | 3.448% | 3.448% | 3.448% | 3.448% | 3.448% | 3.448% | 3.448% | 3.448% | 3.448% | 0% | 0% | 0% | 0% | 0% | 0% | 0% | 0.3561% | 2.145% | 2.475% | 2.239% | 1.295% | 1.788% | 1.457% | 1.114% | 0.6625% | 0.7291% | 1.496% | 1.983% | 1.552% | 0.8348% | 0.4367% | 1.112% | 1.623% | 1.196% | 1.252% | 0% | 0% | 0% | 0% | 0% | 0% | 0%
| 1811 | Demand Control Ventilation | ComDCV-7P_V5 | Retro | Other | Gas | Per Commercial Building 1000 Square Feet for Demand Control Ventilation - DOAS | Demand Control Ventilation-Retro-Other | 10.33% | 62.21% | 71.76% | 64.94% | 37.55% | 51.86% | 42.25% | 32.31% | 19.21% | 21.14% | 43.39% | 57.5% | 45.02% | 24.21% | 12.66% | 32.26% | 47.07% | 34.67% | 36.32% | 0% | 0% | 0% | 0% | 0% | 0% | 0% | Demand Control Ventilation-Retro | Demand Control Ventilation-Retro |  | 0 | 3.125% | 3.125% | 3.125% | 3.125% | 3.125% | 3.125% | 3.125% | 3.125% | 3.125% | 3.125% | 3.125% | 3.125% | 3.125% | 3.125% | 3.125% | 3.125% | 3.125% | 3.125% | 3.125% | 0% | 0% | 0% | 0% | 0% | 0% | 0% | 0.3227% | 1.944% | 2.243% | 2.029% | 1.173% | 1.621% | 1.32% | 1.01% | 0.6004% | 0.6608% | 1.356% | 1.797% | 1.407% | 0.7565% | 0.3957% | 1.008% | 1.471% | 1.083% | 1.135% | 0% | 0% | 0% | 0% | 0% | 0% | 0%
| 1811 | DCV Garage | ComDCVGarage-7P_V3 | Retro | All Commercial | Electric | Per Commercial Building Square Feet Covered By Parking Garage Demand Control Ventilation System | DCV Parking Garage-Retro | 24.69% | 0% | 0% | 4.308% | 0% | 0% | 0% | 1.266% | 6.973% | 0% | 0% | 0% | 0% | 4.941% | 6.973% | 1.898% | 3.448% | 8.261% | 4.142% | 0% | 0% | 0% | 0% | 0% | 0% | 0% | DCV Garage-Retro | DCV-Parking Garage-Retro |  | 1 | 0.2817% | 0% | 0% | 0.2817% | 0% | 0% | 0% | 0.2817% | 0.2817% | 0% | 0% | 0% | 0% | 0.2817% | 0.2817% | 0.2817% | 0.2817% | 0.2817% | 0.2817% | 0% | 0% | 0% | 0% | 0% | 0% | 0% | 0.06954% | 0% | 0% | 0.01214% | 0% | 0% | 0% | 0.003567% | 0.01964% | 0% | 0% | 0% | 0% | 0.01392% | 0.01964% | 0.005346% | 0.009714% | 0.02327% | 0.01167% | 0% | 0% | 0% | 0% | 0% | 0% | 0%
| 1811 | DCV Kitchen Ventilation | ComDCVKitchenVentilation_PSE | Retro | All Commercial | Electric | Per DCV - Kitchen - Single - Comm - 2 HP - EO | DCV - Kitchen - Single - Comm - 2 HP - EO | 39.5% | 39.5% | 39.5% | 39.5% | 39.5% | 39.5% | 39.5% | 39.5% | 39.5% | 39.5% | 39.5% | 39.5% | 39.5% | 39.5% | 39.5% | 39.5% | 39.5% | 39.5% | 39.5% | 0% | 0% | 0% | 0% | 0% | 0% | 0% | DCV Kitchen Ventilation-Retro | DCV-Kitchen-Retro |  | 1 | 0.2817% | 0.2817% | 0.2817% | 0.2817% | 0.2817% | 0.2817% | 0.2817% | 0.2817% | 0.2817% | 0.2817% | 0.2817% | 0.2817% | 0.2817% | 0.2817% | 0.2817% | 0.2817% | 0.2817% | 0.2817% | 0.2817% | 0% | 0% | 0% | 0% | 0% | 0% | 0% | 0.1113% | 0.1113% | 0.1113% | 0.1113% | 0.1113% | 0.1113% | 0.1113% | 0.1113% | 0.1113% | 0.1113% | 0.1113% | 0.1113% | 0.1113% | 0.1113% | 0.1113% | 0.1113% | 0.1113% | 0.1113% | 0.1113% | 0% | 0% | 0% | 0% | 0% | 0% | 0%
| 1811 | DCV Kitchen Ventilation | ComDCVKitchenVentilation_PSE | Retro | All Commercial | Electric | Per DCV - Kitchen - Single - Comm - 3 HP - EO | DCV - Kitchen - Single - Comm - 3 HP - EO | 39.5% | 39.5% | 39.5% | 39.5% | 39.5% | 39.5% | 39.5% | 39.5% | 39.5% | 39.5% | 39.5% | 39.5% | 39.5% | 39.5% | 39.5% | 39.5% | 39.5% | 39.5% | 39.5% | 0% | 0% | 0% | 0% | 0% | 0% | 0% | DCV Kitchen Ventilation-Retro | DCV-Kitchen-Retro |  | 1 | 0.2817% | 0.2817% | 0.2817% | 0.2817% | 0.2817% | 0.2817% | 0.2817% | 0.2817% | 0.2817% | 0.2817% | 0.2817% | 0.2817% | 0.2817% | 0.2817% | 0.2817% | 0.2817% | 0.2817% | 0.2817% | 0.2817% | 0% | 0% | 0% | 0% | 0% | 0% | 0% | 0.1113% | 0.1113% | 0.1113% | 0.1113% | 0.1113% | 0.1113% | 0.1113% | 0.1113% | 0.1113% | 0.1113% | 0.1113% | 0.1113% | 0.1113% | 0.1113% | 0.1113% | 0.1113% | 0.1113% | 0.1113% | 0.1113% | 0% | 0% | 0% | 0% | 0% | 0% | 0%
| 1811 | DCV Kitchen Ventilation | ComDCVKitchenVentilation_PSE | Retro | All Commercial | Electric | Per DCV - Kitchen - Single - Comm - 4 HP - EO | DCV - Kitchen - Single - Comm - 4 HP - EO | 39.5% | 39.5% | 39.5% | 39.5% | 39.5% | 39.5% | 39.5% | 39.5% | 39.5% | 39.5% | 39.5% | 39.5% | 39.5% | 39.5% | 39.5% | 39.5% | 39.5% | 39.5% | 39.5% | 0% | 0% | 0% | 0% | 0% | 0% | 0% | DCV Kitchen Ventilation-Retro | DCV-Kitchen-Retro |  | 1 | 0.2817% | 0.2817% | 0.2817% | 0.2817% | 0.2817% | 0.2817% | 0.2817% | 0.2817% | 0.2817% | 0.2817% | 0.2817% | 0.2817% | 0.2817% | 0.2817% | 0.2817% | 0.2817% | 0.2817% | 0.2817% | 0.2817% | 0% | 0% | 0% | 0% | 0% | 0% | 0% | 0.1113% | 0.1113% | 0.1113% | 0.1113% | 0.1113% | 0.1113% | 0.1113% | 0.1113% | 0.1113% | 0.1113% | 0.1113% | 0.1113% | 0.1113% | 0.1113% | 0.1113% | 0.1113% | 0.1113% | 0.1113% | 0.1113% | 0% | 0% | 0% | 0% | 0% | 0% | 0%
| 1811 | DCV Kitchen Ventilation | ComDCVKitchenVentilation_PSE | Retro | All Commercial | Electric | Per DCV - Kitchen - Single - Comm - 5 HP - EO | DCV - Kitchen - Single - Comm - 5 HP - EO | 39.5% | 39.5% | 39.5% | 39.5% | 39.5% | 39.5% | 39.5% | 39.5% | 39.5% | 39.5% | 39.5% | 39.5% | 39.5% | 39.5% | 39.5% | 39.5% | 39.5% | 39.5% | 39.5% | 0% | 0% | 0% | 0% | 0% | 0% | 0% | DCV Kitchen Ventilation-Retro | DCV-Kitchen-Retro |  | 1 | 0.2817% | 0.2817% | 0.2817% | 0.2817% | 0.2817% | 0.2817% | 0.2817% | 0.2817% | 0.2817% | 0.2817% | 0.2817% | 0.2817% | 0.2817% | 0.2817% | 0.2817% | 0.2817% | 0.2817% | 0.2817% | 0.2817% | 0% | 0% | 0% | 0% | 0% | 0% | 0% | 0.1113% | 0.1113% | 0.1113% | 0.1113% | 0.1113% | 0.1113% | 0.1113% | 0.1113% | 0.1113% | 0.1113% | 0.1113% | 0.1113% | 0.1113% | 0.1113% | 0.1113% | 0.1113% | 0.1113% | 0.1113% | 0.1113% | 0% | 0% | 0% | 0% | 0% | 0% | 0%
| 1811 | DCV Kitchen Ventilation | ComDCVKitchenVentilation_PSE | Retro | All Commercial | Electric | Per DCV - Kitchen - Single - Comm - 6 HP - EO | DCV - Kitchen - Single - Comm - 6 HP - EO | 39.5% | 39.5% | 39.5% | 39.5% | 39.5% | 39.5% | 39.5% | 39.5% | 39.5% | 39.5% | 39.5% | 39.5% | 39.5% | 39.5% | 39.5% | 39.5% | 39.5% | 39.5% | 39.5% | 0% | 0% | 0% | 0% | 0% | 0% | 0% | DCV Kitchen Ventilation-Retro | DCV-Kitchen-Retro |  | 1 | 0.2817% | 0.2817% | 0.2817% | 0.2817% | 0.2817% | 0.2817% | 0.2817% | 0.2817% | 0.2817% | 0.2817% | 0.2817% | 0.2817% | 0.2817% | 0.2817% | 0.2817% | 0.2817% | 0.2817% | 0.2817% | 0.2817% | 0% | 0% | 0% | 0% | 0% | 0% | 0% | 0.1113% | 0.1113% | 0.1113% | 0.1113% | 0.1113% | 0.1113% | 0.1113% | 0.1113% | 0.1113% | 0.1113% | 0.1113% | 0.1113% | 0.1113% | 0.1113% | 0.1113% | 0.1113% | 0.1113% | 0.1113% | 0.1113% | 0% | 0% | 0% | 0% | 0% | 0% | 0%
| 1811 | DCV Kitchen Ventilation | ComDCVKitchenVentilation_PSE | Retro | All Commercial | Electric | Per DCV - Kitchen - Single - Comm - 7 HP - EO | DCV - Kitchen - Single - Comm - 7 HP - EO | 39.5% | 39.5% | 39.5% | 39.5% | 39.5% | 39.5% | 39.5% | 39.5% | 39.5% | 39.5% | 39.5% | 39.5% | 39.5% | 39.5% | 39.5% | 39.5% | 39.5% | 39.5% | 39.5% | 0% | 0% | 0% | 0% | 0% | 0% | 0% | DCV Kitchen Ventilation-Retro | DCV-Kitchen-Retro |  | 1 | 0.2817% | 0.2817% | 0.2817% | 0.2817% | 0.2817% | 0.2817% | 0.2817% | 0.2817% | 0.2817% | 0.2817% | 0.2817% | 0.2817% | 0.2817% | 0.2817% | 0.2817% | 0.2817% | 0.2817% | 0.2817% | 0.2817% | 0% | 0% | 0% | 0% | 0% | 0% | 0% | 0.1113% | 0.1113% | 0.1113% | 0.1113% | 0.1113% | 0.1113% | 0.1113% | 0.1113% | 0.1113% | 0.1113% | 0.1113% | 0.1113% | 0.1113% | 0.1113% | 0.1113% | 0.1113% | 0.1113% | 0.1113% | 0.1113% | 0% | 0% | 0% | 0% | 0% | 0% | 0%
| 1811 | DCV Kitchen Ventilation | ComDCVKitchenVentilation_PSE | Retro | All Commercial | Electric | Per DCV - Kitchen - Single - Comm - 8 HP - EO | DCV - Kitchen - Single - Comm - 8 HP - EO | 39.5% | 39.5% | 39.5% | 39.5% | 39.5% | 39.5% | 39.5% | 39.5% | 39.5% | 39.5% | 39.5% | 39.5% | 39.5% | 39.5% | 39.5% | 39.5% | 39.5% | 39.5% | 39.5% | 0% | 0% | 0% | 0% | 0% | 0% | 0% | DCV Kitchen Ventilation-Retro | DCV-Kitchen-Retro |  | 1 | 0.2817% | 0.2817% | 0.2817% | 0.2817% | 0.2817% | 0.2817% | 0.2817% | 0.2817% | 0.2817% | 0.2817% | 0.2817% | 0.2817% | 0.2817% | 0.2817% | 0.2817% | 0.2817% | 0.2817% | 0.2817% | 0.2817% | 0% | 0% | 0% | 0% | 0% | 0% | 0% | 0.1113% | 0.1113% | 0.1113% | 0.1113% | 0.1113% | 0.1113% | 0.1113% | 0.1113% | 0.1113% | 0.1113% | 0.1113% | 0.1113% | 0.1113% | 0.1113% | 0.1113% | 0.1113% | 0.1113% | 0.1113% | 0.1113% | 0% | 0% | 0% | 0% | 0% | 0% | 0%
| 1811 | DCV Kitchen Ventilation | ComDCVKitchenVentilation_PSE | Retro | All Commercial | Electric | Per DCV - Kitchen - Single - Comm - 9 HP - EO | DCV - Kitchen - Single - Comm - 9 HP - EO | 39.5% | 39.5% | 39.5% | 39.5% | 39.5% | 39.5% | 39.5% | 39.5% | 39.5% | 39.5% | 39.5% | 39.5% | 39.5% | 39.5% | 39.5% | 39.5% | 39.5% | 39.5% | 39.5% | 0% | 0% | 0% | 0% | 0% | 0% | 0% | DCV Kitchen Ventilation-Retro | DCV-Kitchen-Retro |  | 1 | 0.2817% | 0.2817% | 0.2817% | 0.2817% | 0.2817% | 0.2817% | 0.2817% | 0.2817% | 0.2817% | 0.2817% | 0.2817% | 0.2817% | 0.2817% | 0.2817% | 0.2817% | 0.2817% | 0.2817% | 0.2817% | 0.2817% | 0% | 0% | 0% | 0% | 0% | 0% | 0% | 0.1113% | 0.1113% | 0.1113% | 0.1113% | 0.1113% | 0.1113% | 0.1113% | 0.1113% | 0.1113% | 0.1113% | 0.1113% | 0.1113% | 0.1113% | 0.1113% | 0.1113% | 0.1113% | 0.1113% | 0.1113% | 0.1113% | 0% | 0% | 0% | 0% | 0% | 0% | 0%
| 1811 | DCV Kitchen Ventilation | ComDCVKitchenVentilation_PSE | Retro | All Commercial | Electric | Per DCV - Kitchen - Single - Comm - 10 HP - EO | DCV - Kitchen - Single - Comm - 10 HP - EO | 39.5% | 39.5% | 39.5% | 39.5% | 39.5% | 39.5% | 39.5% | 39.5% | 39.5% | 39.5% | 39.5% | 39.5% | 39.5% | 39.5% | 39.5% | 39.5% | 39.5% | 39.5% | 39.5% | 0% | 0% | 0% | 0% | 0% | 0% | 0% | DCV Kitchen Ventilation-Retro | DCV-Kitchen-Retro |  | 1 | 0.2817% | 0.2817% | 0.2817% | 0.2817% | 0.2817% | 0.2817% | 0.2817% | 0.2817% | 0.2817% | 0.2817% | 0.2817% | 0.2817% | 0.2817% | 0.2817% | 0.2817% | 0.2817% | 0.2817% | 0.2817% | 0.2817% | 0% | 0% | 0% | 0% | 0% | 0% | 0% | 0.1113% | 0.1113% | 0.1113% | 0.1113% | 0.1113% | 0.1113% | 0.1113% | 0.1113% | 0.1113% | 0.1113% | 0.1113% | 0.1113% | 0.1113% | 0.1113% | 0.1113% | 0.1113% | 0.1113% | 0.1113% | 0.1113% | 0% | 0% | 0% | 0% | 0% | 0% | 0%
| 1811 | DCV Kitchen Ventilation | ComDCVKitchenVentilation_PSE | Retro | All Commercial | Electric | Per DCV - Kitchen - Single - Comm - 11 HP - EO | DCV - Kitchen - Single - Comm - 11 HP - EO | 39.5% | 39.5% | 39.5% | 39.5% | 39.5% | 39.5% | 39.5% | 39.5% | 39.5% | 39.5% | 39.5% | 39.5% | 39.5% | 39.5% | 39.5% | 39.5% | 39.5% | 39.5% | 39.5% | 0% | 0% | 0% | 0% | 0% | 0% | 0% | DCV Kitchen Ventilation-Retro | DCV-Kitchen-Retro |  | 1 | 0.2817% | 0.2817% | 0.2817% | 0.2817% | 0.2817% | 0.2817% | 0.2817% | 0.2817% | 0.2817% | 0.2817% | 0.2817% | 0.2817% | 0.2817% | 0.2817% | 0.2817% | 0.2817% | 0.2817% | 0.2817% | 0.2817% | 0% | 0% | 0% | 0% | 0% | 0% | 0% | 0.1113% | 0.1113% | 0.1113% | 0.1113% | 0.1113% | 0.1113% | 0.1113% | 0.1113% | 0.1113% | 0.1113% | 0.1113% | 0.1113% | 0.1113% | 0.1113% | 0.1113% | 0.1113% | 0.1113% | 0.1113% | 0.1113% | 0% | 0% | 0% | 0% | 0% | 0% | 0%
| 1811 | DCV Kitchen Ventilation | ComDCVKitchenVentilation_PSE | Retro | All Commercial | Electric | Per DCV - Kitchen - Single - Comm - 12 HP - EO | DCV - Kitchen - Single - Comm - 12 HP - EO | 39.5% | 39.5% | 39.5% | 39.5% | 39.5% | 39.5% | 39.5% | 39.5% | 39.5% | 39.5% | 39.5% | 39.5% | 39.5% | 39.5% | 39.5% | 39.5% | 39.5% | 39.5% | 39.5% | 0% | 0% | 0% | 0% | 0% | 0% | 0% | DCV Kitchen Ventilation-Retro | DCV-Kitchen-Retro |  | 1 | 0.2817% | 0.2817% | 0.2817% | 0.2817% | 0.2817% | 0.2817% | 0.2817% | 0.2817% | 0.2817% | 0.2817% | 0.2817% | 0.2817% | 0.2817% | 0.2817% | 0.2817% | 0.2817% | 0.2817% | 0.2817% | 0.2817% | 0% | 0% | 0% | 0% | 0% | 0% | 0% | 0.1113% | 0.1113% | 0.1113% | 0.1113% | 0.1113% | 0.1113% | 0.1113% | 0.1113% | 0.1113% | 0.1113% | 0.1113% | 0.1113% | 0.1113% | 0.1113% | 0.1113% | 0.1113% | 0.1113% | 0.1113% | 0.1113% | 0% | 0% | 0% | 0% | 0% | 0% | 0%
| 1811 | DCV Kitchen Ventilation | ComDCVKitchenVentilation_PSE | Retro | All Commercial | Electric | Per DCV - Kitchen - Single - Comm - 13 HP - EO | DCV - Kitchen - Single - Comm - 13 HP - EO | 39.5% | 39.5% | 39.5% | 39.5% | 39.5% | 39.5% | 39.5% | 39.5% | 39.5% | 39.5% | 39.5% | 39.5% | 39.5% | 39.5% | 39.5% | 39.5% | 39.5% | 39.5% | 39.5% | 0% | 0% | 0% | 0% | 0% | 0% | 0% | DCV Kitchen Ventilation-Retro | DCV-Kitchen-Retro |  | 1 | 0.2817% | 0.2817% | 0.2817% | 0.2817% | 0.2817% | 0.2817% | 0.2817% | 0.2817% | 0.2817% | 0.2817% | 0.2817% | 0.2817% | 0.2817% | 0.2817% | 0.2817% | 0.2817% | 0.2817% | 0.2817% | 0.2817% | 0% | 0% | 0% | 0% | 0% | 0% | 0% | 0.1113% | 0.1113% | 0.1113% | 0.1113% | 0.1113% | 0.1113% | 0.1113% | 0.1113% | 0.1113% | 0.1113% | 0.1113% | 0.1113% | 0.1113% | 0.1113% | 0.1113% | 0.1113% | 0.1113% | 0.1113% | 0.1113% | 0% | 0% | 0% | 0% | 0% | 0% | 0%
| 1811 | DCV Kitchen Ventilation | ComDCVKitchenVentilation_PSE | Retro | All Commercial | Electric | Per DCV - Kitchen - Single - Comm - 14 HP - EO | DCV - Kitchen - Single - Comm - 14 HP - EO | 39.5% | 39.5% | 39.5% | 39.5% | 39.5% | 39.5% | 39.5% | 39.5% | 39.5% | 39.5% | 39.5% | 39.5% | 39.5% | 39.5% | 39.5% | 39.5% | 39.5% | 39.5% | 39.5% | 0% | 0% | 0% | 0% | 0% | 0% | 0% | DCV Kitchen Ventilation-Retro | DCV-Kitchen-Retro |  | 1 | 0.2817% | 0.2817% | 0.2817% | 0.2817% | 0.2817% | 0.2817% | 0.2817% | 0.2817% | 0.2817% | 0.2817% | 0.2817% | 0.2817% | 0.2817% | 0.2817% | 0.2817% | 0.2817% | 0.2817% | 0.2817% | 0.2817% | 0% | 0% | 0% | 0% | 0% | 0% | 0% | 0.1113% | 0.1113% | 0.1113% | 0.1113% | 0.1113% | 0.1113% | 0.1113% | 0.1113% | 0.1113% | 0.1113% | 0.1113% | 0.1113% | 0.1113% | 0.1113% | 0.1113% | 0.1113% | 0.1113% | 0.1113% | 0.1113% | 0% | 0% | 0% | 0% | 0% | 0% | 0%
| 1811 | DCV Kitchen Ventilation | ComDCVKitchenVentilation_PSE | Retro | All Commercial | Electric | Per DCV - Kitchen - Single - Comm - 15 HP - EO | DCV - Kitchen - Single - Comm - 15 HP - EO | 39.5% | 39.5% | 39.5% | 39.5% | 39.5% | 39.5% | 39.5% | 39.5% | 39.5% | 39.5% | 39.5% | 39.5% | 39.5% | 39.5% | 39.5% | 39.5% | 39.5% | 39.5% | 39.5% | 0% | 0% | 0% | 0% | 0% | 0% | 0% | DCV Kitchen Ventilation-Retro | DCV-Kitchen-Retro |  | 1 | 0.2817% | 0.2817% | 0.2817% | 0.2817% | 0.2817% | 0.2817% | 0.2817% | 0.2817% | 0.2817% | 0.2817% | 0.2817% | 0.2817% | 0.2817% | 0.2817% | 0.2817% | 0.2817% | 0.2817% | 0.2817% | 0.2817% | 0% | 0% | 0% | 0% | 0% | 0% | 0% | 0.1113% | 0.1113% | 0.1113% | 0.1113% | 0.1113% | 0.1113% | 0.1113% | 0.1113% | 0.1113% | 0.1113% | 0.1113% | 0.1113% | 0.1113% | 0.1113% | 0.1113% | 0.1113% | 0.1113% | 0.1113% | 0.1113% | 0% | 0% | 0% | 0% | 0% | 0% | 0%
| 1811 | DCV Kitchen Ventilation | ComDCVKitchenVentilation_PSE | Retro | All Commercial | Electric | Per DCV - Kitchen - Single - Comm - 16 HP - EO | DCV - Kitchen - Single - Comm - 16 HP - EO | 39.5% | 39.5% | 39.5% | 39.5% | 39.5% | 39.5% | 39.5% | 39.5% | 39.5% | 39.5% | 39.5% | 39.5% | 39.5% | 39.5% | 39.5% | 39.5% | 39.5% | 39.5% | 39.5% | 0% | 0% | 0% | 0% | 0% | 0% | 0% | DCV Kitchen Ventilation-Retro | DCV-Kitchen-Retro |  | 1 | 0.2817% | 0.2817% | 0.2817% | 0.2817% | 0.2817% | 0.2817% | 0.2817% | 0.2817% | 0.2817% | 0.2817% | 0.2817% | 0.2817% | 0.2817% | 0.2817% | 0.2817% | 0.2817% | 0.2817% | 0.2817% | 0.2817% | 0% | 0% | 0% | 0% | 0% | 0% | 0% | 0.1113% | 0.1113% | 0.1113% | 0.1113% | 0.1113% | 0.1113% | 0.1113% | 0.1113% | 0.1113% | 0.1113% | 0.1113% | 0.1113% | 0.1113% | 0.1113% | 0.1113% | 0.1113% | 0.1113% | 0.1113% | 0.1113% | 0% | 0% | 0% | 0% | 0% | 0% | 0%
| 1811 | DCV Kitchen Ventilation | ComDCVKitchenVentilation_PSE | Retro | All Commercial | Electric | Per DCV - Kitchen - Single - Comm - 17 HP - EO | DCV - Kitchen - Single - Comm - 17 HP - EO | 39.5% | 39.5% | 39.5% | 39.5% | 39.5% | 39.5% | 39.5% | 39.5% | 39.5% | 39.5% | 39.5% | 39.5% | 39.5% | 39.5% | 39.5% | 39.5% | 39.5% | 39.5% | 39.5% | 0% | 0% | 0% | 0% | 0% | 0% | 0% | DCV Kitchen Ventilation-Retro | DCV-Kitchen-Retro |  | 1 | 0.2817% | 0.2817% | 0.2817% | 0.2817% | 0.2817% | 0.2817% | 0.2817% | 0.2817% | 0.2817% | 0.2817% | 0.2817% | 0.2817% | 0.2817% | 0.2817% | 0.2817% | 0.2817% | 0.2817% | 0.2817% | 0.2817% | 0% | 0% | 0% | 0% | 0% | 0% | 0% | 0.1113% | 0.1113% | 0.1113% | 0.1113% | 0.1113% | 0.1113% | 0.1113% | 0.1113% | 0.1113% | 0.1113% | 0.1113% | 0.1113% | 0.1113% | 0.1113% | 0.1113% | 0.1113% | 0.1113% | 0.1113% | 0.1113% | 0% | 0% | 0% | 0% | 0% | 0% | 0%
| 1811 | DCV Kitchen Ventilation | ComDCVKitchenVentilation_PSE | Retro | All Commercial | Electric | Per DCV - Kitchen - Single - Comm - 18 HP - EO | DCV - Kitchen - Single - Comm - 18 HP - EO | 39.5% | 39.5% | 39.5% | 39.5% | 39.5% | 39.5% | 39.5% | 39.5% | 39.5% | 39.5% | 39.5% | 39.5% | 39.5% | 39.5% | 39.5% | 39.5% | 39.5% | 39.5% | 39.5% | 0% | 0% | 0% | 0% | 0% | 0% | 0% | DCV Kitchen Ventilation-Retro | DCV-Kitchen-Retro |  | 1 | 0.2817% | 0.2817% | 0.2817% | 0.2817% | 0.2817% | 0.2817% | 0.2817% | 0.2817% | 0.2817% | 0.2817% | 0.2817% | 0.2817% | 0.2817% | 0.2817% | 0.2817% | 0.2817% | 0.2817% | 0.2817% | 0.2817% | 0% | 0% | 0% | 0% | 0% | 0% | 0% | 0.1113% | 0.1113% | 0.1113% | 0.1113% | 0.1113% | 0.1113% | 0.1113% | 0.1113% | 0.1113% | 0.1113% | 0.1113% | 0.1113% | 0.1113% | 0.1113% | 0.1113% | 0.1113% | 0.1113% | 0.1113% | 0.1113% | 0% | 0% | 0% | 0% | 0% | 0% | 0%
| 1811 | DCV Kitchen Ventilation | ComDCVKitchenVentilation_PSE | Retro | All Commercial | Electric | Per DCV - Kitchen - Single - Comm - 19 HP - EO | DCV - Kitchen - Single - Comm - 19 HP - EO | 39.5% | 39.5% | 39.5% | 39.5% | 39.5% | 39.5% | 39.5% | 39.5% | 39.5% | 39.5% | 39.5% | 39.5% | 39.5% | 39.5% | 39.5% | 39.5% | 39.5% | 39.5% | 39.5% | 0% | 0% | 0% | 0% | 0% | 0% | 0% | DCV Kitchen Ventilation-Retro | DCV-Kitchen-Retro |  | 1 | 0.2817% | 0.2817% | 0.2817% | 0.2817% | 0.2817% | 0.2817% | 0.2817% | 0.2817% | 0.2817% | 0.2817% | 0.2817% | 0.2817% | 0.2817% | 0.2817% | 0.2817% | 0.2817% | 0.2817% | 0.2817% | 0.2817% | 0% | 0% | 0% | 0% | 0% | 0% | 0% | 0.1113% | 0.1113% | 0.1113% | 0.1113% | 0.1113% | 0.1113% | 0.1113% | 0.1113% | 0.1113% | 0.1113% | 0.1113% | 0.1113% | 0.1113% | 0.1113% | 0.1113% | 0.1113% | 0.1113% | 0.1113% | 0.1113% | 0% | 0% | 0% | 0% | 0% | 0% | 0%
| 1811 | DCV Kitchen Ventilation | ComDCVKitchenVentilation_PSE | Retro | All Commercial | Electric | Per DCV - Kitchen - Single - Comm - 20 HP - EO | DCV - Kitchen - Single - Comm - 20 HP - EO | 39.5% | 39.5% | 39.5% | 39.5% | 39.5% | 39.5% | 39.5% | 39.5% | 39.5% | 39.5% | 39.5% | 39.5% | 39.5% | 39.5% | 39.5% | 39.5% | 39.5% | 39.5% | 39.5% | 0% | 0% | 0% | 0% | 0% | 0% | 0% | DCV Kitchen Ventilation-Retro | DCV-Kitchen-Retro |  | 1 | 0.2817% | 0.2817% | 0.2817% | 0.2817% | 0.2817% | 0.2817% | 0.2817% | 0.2817% | 0.2817% | 0.2817% | 0.2817% | 0.2817% | 0.2817% | 0.2817% | 0.2817% | 0.2817% | 0.2817% | 0.2817% | 0.2817% | 0% | 0% | 0% | 0% | 0% | 0% | 0% | 0.1113% | 0.1113% | 0.1113% | 0.1113% | 0.1113% | 0.1113% | 0.1113% | 0.1113% | 0.1113% | 0.1113% | 0.1113% | 0.1113% | 0.1113% | 0.1113% | 0.1113% | 0.1113% | 0.1113% | 0.1113% | 0.1113% | 0% | 0% | 0% | 0% | 0% | 0% | 0%
| 1811 | DCV Kitchen Ventilation | ComDCVKitchenVentilation_PSE | Retro | All Commercial | Electric | Per DCV - Kitchen - Single - Comm - 21 HP - EO | DCV - Kitchen - Single - Comm - 21 HP - EO | 39.5% | 39.5% | 39.5% | 39.5% | 39.5% | 39.5% | 39.5% | 39.5% | 39.5% | 39.5% | 39.5% | 39.5% | 39.5% | 39.5% | 39.5% | 39.5% | 39.5% | 39.5% | 39.5% | 0% | 0% | 0% | 0% | 0% | 0% | 0% | DCV Kitchen Ventilation-Retro | DCV-Kitchen-Retro |  | 1 | 0.2817% | 0.2817% | 0.2817% | 0.2817% | 0.2817% | 0.2817% | 0.2817% | 0.2817% | 0.2817% | 0.2817% | 0.2817% | 0.2817% | 0.2817% | 0.2817% | 0.2817% | 0.2817% | 0.2817% | 0.2817% | 0.2817% | 0% | 0% | 0% | 0% | 0% | 0% | 0% | 0.1113% | 0.1113% | 0.1113% | 0.1113% | 0.1113% | 0.1113% | 0.1113% | 0.1113% | 0.1113% | 0.1113% | 0.1113% | 0.1113% | 0.1113% | 0.1113% | 0.1113% | 0.1113% | 0.1113% | 0.1113% | 0.1113% | 0% | 0% | 0% | 0% | 0% | 0% | 0%
| 1811 | DCV Kitchen Ventilation | ComDCVKitchenVentilation_PSE | Retro | All Commercial | Electric | Per DCV - Kitchen - Single - Comm - 22 HP - EO | DCV - Kitchen - Single - Comm - 22 HP - EO | 39.5% | 39.5% | 39.5% | 39.5% | 39.5% | 39.5% | 39.5% | 39.5% | 39.5% | 39.5% | 39.5% | 39.5% | 39.5% | 39.5% | 39.5% | 39.5% | 39.5% | 39.5% | 39.5% | 0% | 0% | 0% | 0% | 0% | 0% | 0% | DCV Kitchen Ventilation-Retro | DCV-Kitchen-Retro |  | 1 | 0.2817% | 0.2817% | 0.2817% | 0.2817% | 0.2817% | 0.2817% | 0.2817% | 0.2817% | 0.2817% | 0.2817% | 0.2817% | 0.2817% | 0.2817% | 0.2817% | 0.2817% | 0.2817% | 0.2817% | 0.2817% | 0.2817% | 0% | 0% | 0% | 0% | 0% | 0% | 0% | 0.1113% | 0.1113% | 0.1113% | 0.1113% | 0.1113% | 0.1113% | 0.1113% | 0.1113% | 0.1113% | 0.1113% | 0.1113% | 0.1113% | 0.1113% | 0.1113% | 0.1113% | 0.1113% | 0.1113% | 0.1113% | 0.1113% | 0% | 0% | 0% | 0% | 0% | 0% | 0%
| 1811 | DCV Kitchen Ventilation | ComDCVKitchenVentilation_PSE | Retro | All Commercial | Electric | Per DCV - Kitchen - Single - Comm - 23 HP - EO | DCV - Kitchen - Single - Comm - 23 HP - EO | 39.5% | 39.5% | 39.5% | 39.5% | 39.5% | 39.5% | 39.5% | 39.5% | 39.5% | 39.5% | 39.5% | 39.5% | 39.5% | 39.5% | 39.5% | 39.5% | 39.5% | 39.5% | 39.5% | 0% | 0% | 0% | 0% | 0% | 0% | 0% | DCV Kitchen Ventilation-Retro | DCV-Kitchen-Retro |  | 1 | 0.2817% | 0.2817% | 0.2817% | 0.2817% | 0.2817% | 0.2817% | 0.2817% | 0.2817% | 0.2817% | 0.2817% | 0.2817% | 0.2817% | 0.2817% | 0.2817% | 0.2817% | 0.2817% | 0.2817% | 0.2817% | 0.2817% | 0% | 0% | 0% | 0% | 0% | 0% | 0% | 0.1113% | 0.1113% | 0.1113% | 0.1113% | 0.1113% | 0.1113% | 0.1113% | 0.1113% | 0.1113% | 0.1113% | 0.1113% | 0.1113% | 0.1113% | 0.1113% | 0.1113% | 0.1113% | 0.1113% | 0.1113% | 0.1113% | 0% | 0% | 0% | 0% | 0% | 0% | 0%
| 1811 | DCV Kitchen Ventilation | ComDCVKitchenVentilation_PSE | Retro | All Commercial | Electric | Per DCV - Kitchen - Single - Comm - 24 HP - EO | DCV - Kitchen - Single - Comm - 24 HP - EO | 39.5% | 39.5% | 39.5% | 39.5% | 39.5% | 39.5% | 39.5% | 39.5% | 39.5% | 39.5% | 39.5% | 39.5% | 39.5% | 39.5% | 39.5% | 39.5% | 39.5% | 39.5% | 39.5% | 0% | 0% | 0% | 0% | 0% | 0% | 0% | DCV Kitchen Ventilation-Retro | DCV-Kitchen-Retro |  | 1 | 0.2817% | 0.2817% | 0.2817% | 0.2817% | 0.2817% | 0.2817% | 0.2817% | 0.2817% | 0.2817% | 0.2817% | 0.2817% | 0.2817% | 0.2817% | 0.2817% | 0.2817% | 0.2817% | 0.2817% | 0.2817% | 0.2817% | 0% | 0% | 0% | 0% | 0% | 0% | 0% | 0.1113% | 0.1113% | 0.1113% | 0.1113% | 0.1113% | 0.1113% | 0.1113% | 0.1113% | 0.1113% | 0.1113% | 0.1113% | 0.1113% | 0.1113% | 0.1113% | 0.1113% | 0.1113% | 0.1113% | 0.1113% | 0.1113% | 0% | 0% | 0% | 0% | 0% | 0% | 0%
| 1811 | DCV Kitchen Ventilation | ComDCVKitchenVentilation_PSE | Retro | All Commercial | Electric | Per DCV - Kitchen - Single - Comm - 25 HP - EO | DCV - Kitchen - Single - Comm - 25 HP - EO | 39.5% | 39.5% | 39.5% | 39.5% | 39.5% | 39.5% | 39.5% | 39.5% | 39.5% | 39.5% | 39.5% | 39.5% | 39.5% | 39.5% | 39.5% | 39.5% | 39.5% | 39.5% | 39.5% | 0% | 0% | 0% | 0% | 0% | 0% | 0% | DCV Kitchen Ventilation-Retro | DCV-Kitchen-Retro |  | 1 | 0.2817% | 0.2817% | 0.2817% | 0.2817% | 0.2817% | 0.2817% | 0.2817% | 0.2817% | 0.2817% | 0.2817% | 0.2817% | 0.2817% | 0.2817% | 0.2817% | 0.2817% | 0.2817% | 0.2817% | 0.2817% | 0.2817% | 0% | 0% | 0% | 0% | 0% | 0% | 0% | 0.1113% | 0.1113% | 0.1113% | 0.1113% | 0.1113% | 0.1113% | 0.1113% | 0.1113% | 0.1113% | 0.1113% | 0.1113% | 0.1113% | 0.1113% | 0.1113% | 0.1113% | 0.1113% | 0.1113% | 0.1113% | 0.1113% | 0% | 0% | 0% | 0% | 0% | 0% | 0%
| 1811 | DCV Kitchen Ventilation | ComDCVKitchenVentilation_PSE | Retro | All Commercial | Electric | Per DCV - Kitchen - Single - Comm - 26 HP - EO | DCV - Kitchen - Single - Comm - 26 HP - EO | 39.5% | 39.5% | 39.5% | 39.5% | 39.5% | 39.5% | 39.5% | 39.5% | 39.5% | 39.5% | 39.5% | 39.5% | 39.5% | 39.5% | 39.5% | 39.5% | 39.5% | 39.5% | 39.5% | 0% | 0% | 0% | 0% | 0% | 0% | 0% | DCV Kitchen Ventilation-Retro | DCV-Kitchen-Retro |  | 1 | 0.2817% | 0.2817% | 0.2817% | 0.2817% | 0.2817% | 0.2817% | 0.2817% | 0.2817% | 0.2817% | 0.2817% | 0.2817% | 0.2817% | 0.2817% | 0.2817% | 0.2817% | 0.2817% | 0.2817% | 0.2817% | 0.2817% | 0% | 0% | 0% | 0% | 0% | 0% | 0% | 0.1113% | 0.1113% | 0.1113% | 0.1113% | 0.1113% | 0.1113% | 0.1113% | 0.1113% | 0.1113% | 0.1113% | 0.1113% | 0.1113% | 0.1113% | 0.1113% | 0.1113% | 0.1113% | 0.1113% | 0.1113% | 0.1113% | 0% | 0% | 0% | 0% | 0% | 0% | 0%
| 1811 | DCV Kitchen Ventilation | ComDCVKitchenVentilation_PSE | Retro | All Commercial | Electric | Per DCV - Kitchen - Single - Comm - 27 HP - EO | DCV - Kitchen - Single - Comm - 27 HP - EO | 39.5% | 39.5% | 39.5% | 39.5% | 39.5% | 39.5% | 39.5% | 39.5% | 39.5% | 39.5% | 39.5% | 39.5% | 39.5% | 39.5% | 39.5% | 39.5% | 39.5% | 39.5% | 39.5% | 0% | 0% | 0% | 0% | 0% | 0% | 0% | DCV Kitchen Ventilation-Retro | DCV-Kitchen-Retro |  | 1 | 0.2817% | 0.2817% | 0.2817% | 0.2817% | 0.2817% | 0.2817% | 0.2817% | 0.2817% | 0.2817% | 0.2817% | 0.2817% | 0.2817% | 0.2817% | 0.2817% | 0.2817% | 0.2817% | 0.2817% | 0.2817% | 0.2817% | 0% | 0% | 0% | 0% | 0% | 0% | 0% | 0.1113% | 0.1113% | 0.1113% | 0.1113% | 0.1113% | 0.1113% | 0.1113% | 0.1113% | 0.1113% | 0.1113% | 0.1113% | 0.1113% | 0.1113% | 0.1113% | 0.1113% | 0.1113% | 0.1113% | 0.1113% | 0.1113% | 0% | 0% | 0% | 0% | 0% | 0% | 0%
| 1811 | DCV Kitchen Ventilation | ComDCVKitchenVentilation_PSE | Retro | All Commercial | Electric | Per DCV - Kitchen - Single - Comm - 28 HP - EO | DCV - Kitchen - Single - Comm - 28 HP - EO | 39.5% | 39.5% | 39.5% | 39.5% | 39.5% | 39.5% | 39.5% | 39.5% | 39.5% | 39.5% | 39.5% | 39.5% | 39.5% | 39.5% | 39.5% | 39.5% | 39.5% | 39.5% | 39.5% | 0% | 0% | 0% | 0% | 0% | 0% | 0% | DCV Kitchen Ventilation-Retro | DCV-Kitchen-Retro |  | 1 | 0.2817% | 0.2817% | 0.2817% | 0.2817% | 0.2817% | 0.2817% | 0.2817% | 0.2817% | 0.2817% | 0.2817% | 0.2817% | 0.2817% | 0.2817% | 0.2817% | 0.2817% | 0.2817% | 0.2817% | 0.2817% | 0.2817% | 0% | 0% | 0% | 0% | 0% | 0% | 0% | 0.1113% | 0.1113% | 0.1113% | 0.1113% | 0.1113% | 0.1113% | 0.1113% | 0.1113% | 0.1113% | 0.1113% | 0.1113% | 0.1113% | 0.1113% | 0.1113% | 0.1113% | 0.1113% | 0.1113% | 0.1113% | 0.1113% | 0% | 0% | 0% | 0% | 0% | 0% | 0%
| 1811 | DCV Kitchen Ventilation | ComDCVKitchenVentilation_PSE | Retro | All Commercial | Electric | Per DCV - Kitchen - Single - Comm - 29 HP - EO | DCV - Kitchen - Single - Comm - 29 HP - EO | 39.5% | 39.5% | 39.5% | 39.5% | 39.5% | 39.5% | 39.5% | 39.5% | 39.5% | 39.5% | 39.5% | 39.5% | 39.5% | 39.5% | 39.5% | 39.5% | 39.5% | 39.5% | 39.5% | 0% | 0% | 0% | 0% | 0% | 0% | 0% | DCV Kitchen Ventilation-Retro | DCV-Kitchen-Retro |  | 1 | 0.2817% | 0.2817% | 0.2817% | 0.2817% | 0.2817% | 0.2817% | 0.2817% | 0.2817% | 0.2817% | 0.2817% | 0.2817% | 0.2817% | 0.2817% | 0.2817% | 0.2817% | 0.2817% | 0.2817% | 0.2817% | 0.2817% | 0% | 0% | 0% | 0% | 0% | 0% | 0% | 0.1113% | 0.1113% | 0.1113% | 0.1113% | 0.1113% | 0.1113% | 0.1113% | 0.1113% | 0.1113% | 0.1113% | 0.1113% | 0.1113% | 0.1113% | 0.1113% | 0.1113% | 0.1113% | 0.1113% | 0.1113% | 0.1113% | 0% | 0% | 0% | 0% | 0% | 0% | 0%
| 1811 | DCV Kitchen Ventilation | ComDCVKitchenVentilation_PSE | Retro | All Commercial | Electric | Per DCV - Kitchen - Single - Comm - 30 HP - EO | DCV - Kitchen - Single - Comm - 30 HP - EO | 39.5% | 39.5% | 39.5% | 39.5% | 39.5% | 39.5% | 39.5% | 39.5% | 39.5% | 39.5% | 39.5% | 39.5% | 39.5% | 39.5% | 39.5% | 39.5% | 39.5% | 39.5% | 39.5% | 0% | 0% | 0% | 0% | 0% | 0% | 0% | DCV Kitchen Ventilation-Retro | DCV-Kitchen-Retro |  | 1 | 0.2817% | 0.2817% | 0.2817% | 0.2817% | 0.2817% | 0.2817% | 0.2817% | 0.2817% | 0.2817% | 0.2817% | 0.2817% | 0.2817% | 0.2817% | 0.2817% | 0.2817% | 0.2817% | 0.2817% | 0.2817% | 0.2817% | 0% | 0% | 0% | 0% | 0% | 0% | 0% | 0.1113% | 0.1113% | 0.1113% | 0.1113% | 0.1113% | 0.1113% | 0.1113% | 0.1113% | 0.1113% | 0.1113% | 0.1113% | 0.1113% | 0.1113% | 0.1113% | 0.1113% | 0.1113% | 0.1113% | 0.1113% | 0.1113% | 0% | 0% | 0% | 0% | 0% | 0% | 0%
| 1811 | DCV Kitchen Ventilation | ComDCVKitchenVentilation_PSE | Retro | All Commercial | Gas | Per DCV - Kitchen - Single - Comm - 2 HP - GO | DCV - Kitchen - Single - Comm - 2 HP - GO | 39.5% | 39.5% | 39.5% | 39.5% | 39.5% | 39.5% | 39.5% | 39.5% | 39.5% | 39.5% | 39.5% | 39.5% | 39.5% | 39.5% | 39.5% | 39.5% | 39.5% | 39.5% | 39.5% | 0% | 0% | 0% | 0% | 0% | 0% | 0% | DCV Kitchen Ventilation-Retro | DCV-Kitchen-Retro |  | 1 | 1.136% | 1.136% | 1.136% | 1.136% | 1.136% | 1.136% | 1.136% | 1.136% | 1.136% | 1.136% | 1.136% | 1.136% | 1.136% | 1.136% | 1.136% | 1.136% | 1.136% | 1.136% | 1.136% | 0% | 0% | 0% | 0% | 0% | 0% | 0% | 0.4489% | 0.4489% | 0.4489% | 0.4489% | 0.4489% | 0.4489% | 0.4489% | 0.4489% | 0.4489% | 0.4489% | 0.4489% | 0.4489% | 0.4489% | 0.4489% | 0.4489% | 0.4489% | 0.4489% | 0.4489% | 0.4489% | 0% | 0% | 0% | 0% | 0% | 0% | 0%
| 1811 | DCV Kitchen Ventilation | ComDCVKitchenVentilation_PSE | Retro | All Commercial | Gas | Per DCV - Kitchen - Single - Comm - 3 HP - GO | DCV - Kitchen - Single - Comm - 3 HP - GO | 39.5% | 39.5% | 39.5% | 39.5% | 39.5% | 39.5% | 39.5% | 39.5% | 39.5% | 39.5% | 39.5% | 39.5% | 39.5% | 39.5% | 39.5% | 39.5% | 39.5% | 39.5% | 39.5% | 0% | 0% | 0% | 0% | 0% | 0% | 0% | DCV Kitchen Ventilation-Retro | DCV-Kitchen-Retro |  | 1 | 1.136% | 1.136% | 1.136% | 1.136% | 1.136% | 1.136% | 1.136% | 1.136% | 1.136% | 1.136% | 1.136% | 1.136% | 1.136% | 1.136% | 1.136% | 1.136% | 1.136% | 1.136% | 1.136% | 0% | 0% | 0% | 0% | 0% | 0% | 0% | 0.4489% | 0.4489% | 0.4489% | 0.4489% | 0.4489% | 0.4489% | 0.4489% | 0.4489% | 0.4489% | 0.4489% | 0.4489% | 0.4489% | 0.4489% | 0.4489% | 0.4489% | 0.4489% | 0.4489% | 0.4489% | 0.4489% | 0% | 0% | 0% | 0% | 0% | 0% | 0%
| 1811 | DCV Kitchen Ventilation | ComDCVKitchenVentilation_PSE | Retro | All Commercial | Gas | Per DCV - Kitchen - Single - Comm - 4 HP - GO | DCV - Kitchen - Single - Comm - 4 HP - GO | 39.5% | 39.5% | 39.5% | 39.5% | 39.5% | 39.5% | 39.5% | 39.5% | 39.5% | 39.5% | 39.5% | 39.5% | 39.5% | 39.5% | 39.5% | 39.5% | 39.5% | 39.5% | 39.5% | 0% | 0% | 0% | 0% | 0% | 0% | 0% | DCV Kitchen Ventilation-Retro | DCV-Kitchen-Retro |  | 1 | 1.136% | 1.136% | 1.136% | 1.136% | 1.136% | 1.136% | 1.136% | 1.136% | 1.136% | 1.136% | 1.136% | 1.136% | 1.136% | 1.136% | 1.136% | 1.136% | 1.136% | 1.136% | 1.136% | 0% | 0% | 0% | 0% | 0% | 0% | 0% | 0.4489% | 0.4489% | 0.4489% | 0.4489% | 0.4489% | 0.4489% | 0.4489% | 0.4489% | 0.4489% | 0.4489% | 0.4489% | 0.4489% | 0.4489% | 0.4489% | 0.4489% | 0.4489% | 0.4489% | 0.4489% | 0.4489% | 0% | 0% | 0% | 0% | 0% | 0% | 0%
| 1811 | DCV Kitchen Ventilation | ComDCVKitchenVentilation_PSE | Retro | All Commercial | Gas | Per DCV - Kitchen - Single - Comm - 5 HP - GO | DCV - Kitchen - Single - Comm - 5 HP - GO | 39.5% | 39.5% | 39.5% | 39.5% | 39.5% | 39.5% | 39.5% | 39.5% | 39.5% | 39.5% | 39.5% | 39.5% | 39.5% | 39.5% | 39.5% | 39.5% | 39.5% | 39.5% | 39.5% | 0% | 0% | 0% | 0% | 0% | 0% | 0% | DCV Kitchen Ventilation-Retro | DCV-Kitchen-Retro |  | 1 | 1.136% | 1.136% | 1.136% | 1.136% | 1.136% | 1.136% | 1.136% | 1.136% | 1.136% | 1.136% | 1.136% | 1.136% | 1.136% | 1.136% | 1.136% | 1.136% | 1.136% | 1.136% | 1.136% | 0% | 0% | 0% | 0% | 0% | 0% | 0% | 0.4489% | 0.4489% | 0.4489% | 0.4489% | 0.4489% | 0.4489% | 0.4489% | 0.4489% | 0.4489% | 0.4489% | 0.4489% | 0.4489% | 0.4489% | 0.4489% | 0.4489% | 0.4489% | 0.4489% | 0.4489% | 0.4489% | 0% | 0% | 0% | 0% | 0% | 0% | 0%
| 1811 | DCV Kitchen Ventilation | ComDCVKitchenVentilation_PSE | Retro | All Commercial | Gas | Per DCV - Kitchen - Single - Comm - 6 HP - GO | DCV - Kitchen - Single - Comm - 6 HP - GO | 39.5% | 39.5% | 39.5% | 39.5% | 39.5% | 39.5% | 39.5% | 39.5% | 39.5% | 39.5% | 39.5% | 39.5% | 39.5% | 39.5% | 39.5% | 39.5% | 39.5% | 39.5% | 39.5% | 0% | 0% | 0% | 0% | 0% | 0% | 0% | DCV Kitchen Ventilation-Retro | DCV-Kitchen-Retro |  | 1 | 1.136% | 1.136% | 1.136% | 1.136% | 1.136% | 1.136% | 1.136% | 1.136% | 1.136% | 1.136% | 1.136% | 1.136% | 1.136% | 1.136% | 1.136% | 1.136% | 1.136% | 1.136% | 1.136% | 0% | 0% | 0% | 0% | 0% | 0% | 0% | 0.4489% | 0.4489% | 0.4489% | 0.4489% | 0.4489% | 0.4489% | 0.4489% | 0.4489% | 0.4489% | 0.4489% | 0.4489% | 0.4489% | 0.4489% | 0.4489% | 0.4489% | 0.4489% | 0.4489% | 0.4489% | 0.4489% | 0% | 0% | 0% | 0% | 0% | 0% | 0%
| 1811 | DCV Kitchen Ventilation | ComDCVKitchenVentilation_PSE | Retro | All Commercial | Gas | Per DCV - Kitchen - Single - Comm - 7 HP - GO | DCV - Kitchen - Single - Comm - 7 HP - GO | 39.5% | 39.5% | 39.5% | 39.5% | 39.5% | 39.5% | 39.5% | 39.5% | 39.5% | 39.5% | 39.5% | 39.5% | 39.5% | 39.5% | 39.5% | 39.5% | 39.5% | 39.5% | 39.5% | 0% | 0% | 0% | 0% | 0% | 0% | 0% | DCV Kitchen Ventilation-Retro | DCV-Kitchen-Retro |  | 1 | 1.136% | 1.136% | 1.136% | 1.136% | 1.136% | 1.136% | 1.136% | 1.136% | 1.136% | 1.136% | 1.136% | 1.136% | 1.136% | 1.136% | 1.136% | 1.136% | 1.136% | 1.136% | 1.136% | 0% | 0% | 0% | 0% | 0% | 0% | 0% | 0.4489% | 0.4489% | 0.4489% | 0.4489% | 0.4489% | 0.4489% | 0.4489% | 0.4489% | 0.4489% | 0.4489% | 0.4489% | 0.4489% | 0.4489% | 0.4489% | 0.4489% | 0.4489% | 0.4489% | 0.4489% | 0.4489% | 0% | 0% | 0% | 0% | 0% | 0% | 0%
| 1811 | DCV Kitchen Ventilation | ComDCVKitchenVentilation_PSE | Retro | All Commercial | Gas | Per DCV - Kitchen - Single - Comm - 8 HP - GO | DCV - Kitchen - Single - Comm - 8 HP - GO | 39.5% | 39.5% | 39.5% | 39.5% | 39.5% | 39.5% | 39.5% | 39.5% | 39.5% | 39.5% | 39.5% | 39.5% | 39.5% | 39.5% | 39.5% | 39.5% | 39.5% | 39.5% | 39.5% | 0% | 0% | 0% | 0% | 0% | 0% | 0% | DCV Kitchen Ventilation-Retro | DCV-Kitchen-Retro |  | 1 | 1.136% | 1.136% | 1.136% | 1.136% | 1.136% | 1.136% | 1.136% | 1.136% | 1.136% | 1.136% | 1.136% | 1.136% | 1.136% | 1.136% | 1.136% | 1.136% | 1.136% | 1.136% | 1.136% | 0% | 0% | 0% | 0% | 0% | 0% | 0% | 0.4489% | 0.4489% | 0.4489% | 0.4489% | 0.4489% | 0.4489% | 0.4489% | 0.4489% | 0.4489% | 0.4489% | 0.4489% | 0.4489% | 0.4489% | 0.4489% | 0.4489% | 0.4489% | 0.4489% | 0.4489% | 0.4489% | 0% | 0% | 0% | 0% | 0% | 0% | 0%
| 1811 | DCV Kitchen Ventilation | ComDCVKitchenVentilation_PSE | Retro | All Commercial | Gas | Per DCV - Kitchen - Single - Comm - 9 HP - GO | DCV - Kitchen - Single - Comm - 9 HP - GO | 39.5% | 39.5% | 39.5% | 39.5% | 39.5% | 39.5% | 39.5% | 39.5% | 39.5% | 39.5% | 39.5% | 39.5% | 39.5% | 39.5% | 39.5% | 39.5% | 39.5% | 39.5% | 39.5% | 0% | 0% | 0% | 0% | 0% | 0% | 0% | DCV Kitchen Ventilation-Retro | DCV-Kitchen-Retro |  | 1 | 1.136% | 1.136% | 1.136% | 1.136% | 1.136% | 1.136% | 1.136% | 1.136% | 1.136% | 1.136% | 1.136% | 1.136% | 1.136% | 1.136% | 1.136% | 1.136% | 1.136% | 1.136% | 1.136% | 0% | 0% | 0% | 0% | 0% | 0% | 0% | 0.4489% | 0.4489% | 0.4489% | 0.4489% | 0.4489% | 0.4489% | 0.4489% | 0.4489% | 0.4489% | 0.4489% | 0.4489% | 0.4489% | 0.4489% | 0.4489% | 0.4489% | 0.4489% | 0.4489% | 0.4489% | 0.4489% | 0% | 0% | 0% | 0% | 0% | 0% | 0%
| 1811 | DCV Kitchen Ventilation | ComDCVKitchenVentilation_PSE | Retro | All Commercial | Gas | Per DCV - Kitchen - Single - Comm - 10 HP - GO | DCV - Kitchen - Single - Comm - 10 HP - GO | 39.5% | 39.5% | 39.5% | 39.5% | 39.5% | 39.5% | 39.5% | 39.5% | 39.5% | 39.5% | 39.5% | 39.5% | 39.5% | 39.5% | 39.5% | 39.5% | 39.5% | 39.5% | 39.5% | 0% | 0% | 0% | 0% | 0% | 0% | 0% | DCV Kitchen Ventilation-Retro | DCV-Kitchen-Retro |  | 1 | 1.136% | 1.136% | 1.136% | 1.136% | 1.136% | 1.136% | 1.136% | 1.136% | 1.136% | 1.136% | 1.136% | 1.136% | 1.136% | 1.136% | 1.136% | 1.136% | 1.136% | 1.136% | 1.136% | 0% | 0% | 0% | 0% | 0% | 0% | 0% | 0.4489% | 0.4489% | 0.4489% | 0.4489% | 0.4489% | 0.4489% | 0.4489% | 0.4489% | 0.4489% | 0.4489% | 0.4489% | 0.4489% | 0.4489% | 0.4489% | 0.4489% | 0.4489% | 0.4489% | 0.4489% | 0.4489% | 0% | 0% | 0% | 0% | 0% | 0% | 0%
| 1811 | DCV Kitchen Ventilation | ComDCVKitchenVentilation_PSE | Retro | All Commercial | Gas | Per DCV - Kitchen - Single - Comm - 11 HP - GO | DCV - Kitchen - Single - Comm - 11 HP - GO | 39.5% | 39.5% | 39.5% | 39.5% | 39.5% | 39.5% | 39.5% | 39.5% | 39.5% | 39.5% | 39.5% | 39.5% | 39.5% | 39.5% | 39.5% | 39.5% | 39.5% | 39.5% | 39.5% | 0% | 0% | 0% | 0% | 0% | 0% | 0% | DCV Kitchen Ventilation-Retro | DCV-Kitchen-Retro |  | 1 | 1.136% | 1.136% | 1.136% | 1.136% | 1.136% | 1.136% | 1.136% | 1.136% | 1.136% | 1.136% | 1.136% | 1.136% | 1.136% | 1.136% | 1.136% | 1.136% | 1.136% | 1.136% | 1.136% | 0% | 0% | 0% | 0% | 0% | 0% | 0% | 0.4489% | 0.4489% | 0.4489% | 0.4489% | 0.4489% | 0.4489% | 0.4489% | 0.4489% | 0.4489% | 0.4489% | 0.4489% | 0.4489% | 0.4489% | 0.4489% | 0.4489% | 0.4489% | 0.4489% | 0.4489% | 0.4489% | 0% | 0% | 0% | 0% | 0% | 0% | 0%
| 1811 | DCV Kitchen Ventilation | ComDCVKitchenVentilation_PSE | Retro | All Commercial | Gas | Per DCV - Kitchen - Single - Comm - 12 HP - GO | DCV - Kitchen - Single - Comm - 12 HP - GO | 39.5% | 39.5% | 39.5% | 39.5% | 39.5% | 39.5% | 39.5% | 39.5% | 39.5% | 39.5% | 39.5% | 39.5% | 39.5% | 39.5% | 39.5% | 39.5% | 39.5% | 39.5% | 39.5% | 0% | 0% | 0% | 0% | 0% | 0% | 0% | DCV Kitchen Ventilation-Retro | DCV-Kitchen-Retro |  | 1 | 1.136% | 1.136% | 1.136% | 1.136% | 1.136% | 1.136% | 1.136% | 1.136% | 1.136% | 1.136% | 1.136% | 1.136% | 1.136% | 1.136% | 1.136% | 1.136% | 1.136% | 1.136% | 1.136% | 0% | 0% | 0% | 0% | 0% | 0% | 0% | 0.4489% | 0.4489% | 0.4489% | 0.4489% | 0.4489% | 0.4489% | 0.4489% | 0.4489% | 0.4489% | 0.4489% | 0.4489% | 0.4489% | 0.4489% | 0.4489% | 0.4489% | 0.4489% | 0.4489% | 0.4489% | 0.4489% | 0% | 0% | 0% | 0% | 0% | 0% | 0%
| 1811 | DCV Kitchen Ventilation | ComDCVKitchenVentilation_PSE | Retro | All Commercial | Gas | Per DCV - Kitchen - Single - Comm - 13 HP - GO | DCV - Kitchen - Single - Comm - 13 HP - GO | 39.5% | 39.5% | 39.5% | 39.5% | 39.5% | 39.5% | 39.5% | 39.5% | 39.5% | 39.5% | 39.5% | 39.5% | 39.5% | 39.5% | 39.5% | 39.5% | 39.5% | 39.5% | 39.5% | 0% | 0% | 0% | 0% | 0% | 0% | 0% | DCV Kitchen Ventilation-Retro | DCV-Kitchen-Retro |  | 1 | 1.136% | 1.136% | 1.136% | 1.136% | 1.136% | 1.136% | 1.136% | 1.136% | 1.136% | 1.136% | 1.136% | 1.136% | 1.136% | 1.136% | 1.136% | 1.136% | 1.136% | 1.136% | 1.136% | 0% | 0% | 0% | 0% | 0% | 0% | 0% | 0.4489% | 0.4489% | 0.4489% | 0.4489% | 0.4489% | 0.4489% | 0.4489% | 0.4489% | 0.4489% | 0.4489% | 0.4489% | 0.4489% | 0.4489% | 0.4489% | 0.4489% | 0.4489% | 0.4489% | 0.4489% | 0.4489% | 0% | 0% | 0% | 0% | 0% | 0% | 0%
| 1811 | DCV Kitchen Ventilation | ComDCVKitchenVentilation_PSE | Retro | All Commercial | Gas | Per DCV - Kitchen - Single - Comm - 14 HP - GO | DCV - Kitchen - Single - Comm - 14 HP - GO | 39.5% | 39.5% | 39.5% | 39.5% | 39.5% | 39.5% | 39.5% | 39.5% | 39.5% | 39.5% | 39.5% | 39.5% | 39.5% | 39.5% | 39.5% | 39.5% | 39.5% | 39.5% | 39.5% | 0% | 0% | 0% | 0% | 0% | 0% | 0% | DCV Kitchen Ventilation-Retro | DCV-Kitchen-Retro |  | 1 | 1.136% | 1.136% | 1.136% | 1.136% | 1.136% | 1.136% | 1.136% | 1.136% | 1.136% | 1.136% | 1.136% | 1.136% | 1.136% | 1.136% | 1.136% | 1.136% | 1.136% | 1.136% | 1.136% | 0% | 0% | 0% | 0% | 0% | 0% | 0% | 0.4489% | 0.4489% | 0.4489% | 0.4489% | 0.4489% | 0.4489% | 0.4489% | 0.4489% | 0.4489% | 0.4489% | 0.4489% | 0.4489% | 0.4489% | 0.4489% | 0.4489% | 0.4489% | 0.4489% | 0.4489% | 0.4489% | 0% | 0% | 0% | 0% | 0% | 0% | 0%
| 1811 | DCV Kitchen Ventilation | ComDCVKitchenVentilation_PSE | Retro | All Commercial | Gas | Per DCV - Kitchen - Single - Comm - 15 HP - GO | DCV - Kitchen - Single - Comm - 15 HP - GO | 39.5% | 39.5% | 39.5% | 39.5% | 39.5% | 39.5% | 39.5% | 39.5% | 39.5% | 39.5% | 39.5% | 39.5% | 39.5% | 39.5% | 39.5% | 39.5% | 39.5% | 39.5% | 39.5% | 0% | 0% | 0% | 0% | 0% | 0% | 0% | DCV Kitchen Ventilation-Retro | DCV-Kitchen-Retro |  | 1 | 1.136% | 1.136% | 1.136% | 1.136% | 1.136% | 1.136% | 1.136% | 1.136% | 1.136% | 1.136% | 1.136% | 1.136% | 1.136% | 1.136% | 1.136% | 1.136% | 1.136% | 1.136% | 1.136% | 0% | 0% | 0% | 0% | 0% | 0% | 0% | 0.4489% | 0.4489% | 0.4489% | 0.4489% | 0.4489% | 0.4489% | 0.4489% | 0.4489% | 0.4489% | 0.4489% | 0.4489% | 0.4489% | 0.4489% | 0.4489% | 0.4489% | 0.4489% | 0.4489% | 0.4489% | 0.4489% | 0% | 0% | 0% | 0% | 0% | 0% | 0%
| 1811 | DCV Kitchen Ventilation | ComDCVKitchenVentilation_PSE | Retro | All Commercial | Gas | Per DCV - Kitchen - Single - Comm - 16 HP - GO | DCV - Kitchen - Single - Comm - 16 HP - GO | 39.5% | 39.5% | 39.5% | 39.5% | 39.5% | 39.5% | 39.5% | 39.5% | 39.5% | 39.5% | 39.5% | 39.5% | 39.5% | 39.5% | 39.5% | 39.5% | 39.5% | 39.5% | 39.5% | 0% | 0% | 0% | 0% | 0% | 0% | 0% | DCV Kitchen Ventilation-Retro | DCV-Kitchen-Retro |  | 1 | 1.136% | 1.136% | 1.136% | 1.136% | 1.136% | 1.136% | 1.136% | 1.136% | 1.136% | 1.136% | 1.136% | 1.136% | 1.136% | 1.136% | 1.136% | 1.136% | 1.136% | 1.136% | 1.136% | 0% | 0% | 0% | 0% | 0% | 0% | 0% | 0.4489% | 0.4489% | 0.4489% | 0.4489% | 0.4489% | 0.4489% | 0.4489% | 0.4489% | 0.4489% | 0.4489% | 0.4489% | 0.4489% | 0.4489% | 0.4489% | 0.4489% | 0.4489% | 0.4489% | 0.4489% | 0.4489% | 0% | 0% | 0% | 0% | 0% | 0% | 0%
| 1811 | DCV Kitchen Ventilation | ComDCVKitchenVentilation_PSE | Retro | All Commercial | Gas | Per DCV - Kitchen - Single - Comm - 17 HP - GO | DCV - Kitchen - Single - Comm - 17 HP - GO | 39.5% | 39.5% | 39.5% | 39.5% | 39.5% | 39.5% | 39.5% | 39.5% | 39.5% | 39.5% | 39.5% | 39.5% | 39.5% | 39.5% | 39.5% | 39.5% | 39.5% | 39.5% | 39.5% | 0% | 0% | 0% | 0% | 0% | 0% | 0% | DCV Kitchen Ventilation-Retro | DCV-Kitchen-Retro |  | 1 | 1.136% | 1.136% | 1.136% | 1.136% | 1.136% | 1.136% | 1.136% | 1.136% | 1.136% | 1.136% | 1.136% | 1.136% | 1.136% | 1.136% | 1.136% | 1.136% | 1.136% | 1.136% | 1.136% | 0% | 0% | 0% | 0% | 0% | 0% | 0% | 0.4489% | 0.4489% | 0.4489% | 0.4489% | 0.4489% | 0.4489% | 0.4489% | 0.4489% | 0.4489% | 0.4489% | 0.4489% | 0.4489% | 0.4489% | 0.4489% | 0.4489% | 0.4489% | 0.4489% | 0.4489% | 0.4489% | 0% | 0% | 0% | 0% | 0% | 0% | 0%
| 1811 | DCV Kitchen Ventilation | ComDCVKitchenVentilation_PSE | Retro | All Commercial | Gas | Per DCV - Kitchen - Single - Comm - 18 HP - GO | DCV - Kitchen - Single - Comm - 18 HP - GO | 39.5% | 39.5% | 39.5% | 39.5% | 39.5% | 39.5% | 39.5% | 39.5% | 39.5% | 39.5% | 39.5% | 39.5% | 39.5% | 39.5% | 39.5% | 39.5% | 39.5% | 39.5% | 39.5% | 0% | 0% | 0% | 0% | 0% | 0% | 0% | DCV Kitchen Ventilation-Retro | DCV-Kitchen-Retro |  | 1 | 1.136% | 1.136% | 1.136% | 1.136% | 1.136% | 1.136% | 1.136% | 1.136% | 1.136% | 1.136% | 1.136% | 1.136% | 1.136% | 1.136% | 1.136% | 1.136% | 1.136% | 1.136% | 1.136% | 0% | 0% | 0% | 0% | 0% | 0% | 0% | 0.4489% | 0.4489% | 0.4489% | 0.4489% | 0.4489% | 0.4489% | 0.4489% | 0.4489% | 0.4489% | 0.4489% | 0.4489% | 0.4489% | 0.4489% | 0.4489% | 0.4489% | 0.4489% | 0.4489% | 0.4489% | 0.4489% | 0% | 0% | 0% | 0% | 0% | 0% | 0%
| 1811 | DCV Kitchen Ventilation | ComDCVKitchenVentilation_PSE | Retro | All Commercial | Gas | Per DCV - Kitchen - Single - Comm - 19 HP - GO | DCV - Kitchen - Single - Comm - 19 HP - GO | 39.5% | 39.5% | 39.5% | 39.5% | 39.5% | 39.5% | 39.5% | 39.5% | 39.5% | 39.5% | 39.5% | 39.5% | 39.5% | 39.5% | 39.5% | 39.5% | 39.5% | 39.5% | 39.5% | 0% | 0% | 0% | 0% | 0% | 0% | 0% | DCV Kitchen Ventilation-Retro | DCV-Kitchen-Retro |  | 1 | 1.136% | 1.136% | 1.136% | 1.136% | 1.136% | 1.136% | 1.136% | 1.136% | 1.136% | 1.136% | 1.136% | 1.136% | 1.136% | 1.136% | 1.136% | 1.136% | 1.136% | 1.136% | 1.136% | 0% | 0% | 0% | 0% | 0% | 0% | 0% | 0.4489% | 0.4489% | 0.4489% | 0.4489% | 0.4489% | 0.4489% | 0.4489% | 0.4489% | 0.4489% | 0.4489% | 0.4489% | 0.4489% | 0.4489% | 0.4489% | 0.4489% | 0.4489% | 0.4489% | 0.4489% | 0.4489% | 0% | 0% | 0% | 0% | 0% | 0% | 0%
| 1811 | DCV Kitchen Ventilation | ComDCVKitchenVentilation_PSE | Retro | All Commercial | Gas | Per DCV - Kitchen - Single - Comm - 20 HP - GO | DCV - Kitchen - Single - Comm - 20 HP - GO | 39.5% | 39.5% | 39.5% | 39.5% | 39.5% | 39.5% | 39.5% | 39.5% | 39.5% | 39.5% | 39.5% | 39.5% | 39.5% | 39.5% | 39.5% | 39.5% | 39.5% | 39.5% | 39.5% | 0% | 0% | 0% | 0% | 0% | 0% | 0% | DCV Kitchen Ventilation-Retro | DCV-Kitchen-Retro |  | 1 | 1.136% | 1.136% | 1.136% | 1.136% | 1.136% | 1.136% | 1.136% | 1.136% | 1.136% | 1.136% | 1.136% | 1.136% | 1.136% | 1.136% | 1.136% | 1.136% | 1.136% | 1.136% | 1.136% | 0% | 0% | 0% | 0% | 0% | 0% | 0% | 0.4489% | 0.4489% | 0.4489% | 0.4489% | 0.4489% | 0.4489% | 0.4489% | 0.4489% | 0.4489% | 0.4489% | 0.4489% | 0.4489% | 0.4489% | 0.4489% | 0.4489% | 0.4489% | 0.4489% | 0.4489% | 0.4489% | 0% | 0% | 0% | 0% | 0% | 0% | 0%
| 1811 | DCV Kitchen Ventilation | ComDCVKitchenVentilation_PSE | Retro | All Commercial | Gas | Per DCV - Kitchen - Single - Comm - 21 HP - GO | DCV - Kitchen - Single - Comm - 21 HP - GO | 39.5% | 39.5% | 39.5% | 39.5% | 39.5% | 39.5% | 39.5% | 39.5% | 39.5% | 39.5% | 39.5% | 39.5% | 39.5% | 39.5% | 39.5% | 39.5% | 39.5% | 39.5% | 39.5% | 0% | 0% | 0% | 0% | 0% | 0% | 0% | DCV Kitchen Ventilation-Retro | DCV-Kitchen-Retro |  | 1 | 1.136% | 1.136% | 1.136% | 1.136% | 1.136% | 1.136% | 1.136% | 1.136% | 1.136% | 1.136% | 1.136% | 1.136% | 1.136% | 1.136% | 1.136% | 1.136% | 1.136% | 1.136% | 1.136% | 0% | 0% | 0% | 0% | 0% | 0% | 0% | 0.4489% | 0.4489% | 0.4489% | 0.4489% | 0.4489% | 0.4489% | 0.4489% | 0.4489% | 0.4489% | 0.4489% | 0.4489% | 0.4489% | 0.4489% | 0.4489% | 0.4489% | 0.4489% | 0.4489% | 0.4489% | 0.4489% | 0% | 0% | 0% | 0% | 0% | 0% | 0%
| 1811 | DCV Kitchen Ventilation | ComDCVKitchenVentilation_PSE | Retro | All Commercial | Gas | Per DCV - Kitchen - Single - Comm - 22 HP - GO | DCV - Kitchen - Single - Comm - 22 HP - GO | 39.5% | 39.5% | 39.5% | 39.5% | 39.5% | 39.5% | 39.5% | 39.5% | 39.5% | 39.5% | 39.5% | 39.5% | 39.5% | 39.5% | 39.5% | 39.5% | 39.5% | 39.5% | 39.5% | 0% | 0% | 0% | 0% | 0% | 0% | 0% | DCV Kitchen Ventilation-Retro | DCV-Kitchen-Retro |  | 1 | 1.136% | 1.136% | 1.136% | 1.136% | 1.136% | 1.136% | 1.136% | 1.136% | 1.136% | 1.136% | 1.136% | 1.136% | 1.136% | 1.136% | 1.136% | 1.136% | 1.136% | 1.136% | 1.136% | 0% | 0% | 0% | 0% | 0% | 0% | 0% | 0.4489% | 0.4489% | 0.4489% | 0.4489% | 0.4489% | 0.4489% | 0.4489% | 0.4489% | 0.4489% | 0.4489% | 0.4489% | 0.4489% | 0.4489% | 0.4489% | 0.4489% | 0.4489% | 0.4489% | 0.4489% | 0.4489% | 0% | 0% | 0% | 0% | 0% | 0% | 0%
| 1811 | DCV Kitchen Ventilation | ComDCVKitchenVentilation_PSE | Retro | All Commercial | Gas | Per DCV - Kitchen - Single - Comm - 23 HP - GO | DCV - Kitchen - Single - Comm - 23 HP - GO | 39.5% | 39.5% | 39.5% | 39.5% | 39.5% | 39.5% | 39.5% | 39.5% | 39.5% | 39.5% | 39.5% | 39.5% | 39.5% | 39.5% | 39.5% | 39.5% | 39.5% | 39.5% | 39.5% | 0% | 0% | 0% | 0% | 0% | 0% | 0% | DCV Kitchen Ventilation-Retro | DCV-Kitchen-Retro |  | 1 | 1.136% | 1.136% | 1.136% | 1.136% | 1.136% | 1.136% | 1.136% | 1.136% | 1.136% | 1.136% | 1.136% | 1.136% | 1.136% | 1.136% | 1.136% | 1.136% | 1.136% | 1.136% | 1.136% | 0% | 0% | 0% | 0% | 0% | 0% | 0% | 0.4489% | 0.4489% | 0.4489% | 0.4489% | 0.4489% | 0.4489% | 0.4489% | 0.4489% | 0.4489% | 0.4489% | 0.4489% | 0.4489% | 0.4489% | 0.4489% | 0.4489% | 0.4489% | 0.4489% | 0.4489% | 0.4489% | 0% | 0% | 0% | 0% | 0% | 0% | 0%
| 1811 | DCV Kitchen Ventilation | ComDCVKitchenVentilation_PSE | Retro | All Commercial | Gas | Per DCV - Kitchen - Single - Comm - 24 HP - GO | DCV - Kitchen - Single - Comm - 24 HP - GO | 39.5% | 39.5% | 39.5% | 39.5% | 39.5% | 39.5% | 39.5% | 39.5% | 39.5% | 39.5% | 39.5% | 39.5% | 39.5% | 39.5% | 39.5% | 39.5% | 39.5% | 39.5% | 39.5% | 0% | 0% | 0% | 0% | 0% | 0% | 0% | DCV Kitchen Ventilation-Retro | DCV-Kitchen-Retro |  | 1 | 1.136% | 1.136% | 1.136% | 1.136% | 1.136% | 1.136% | 1.136% | 1.136% | 1.136% | 1.136% | 1.136% | 1.136% | 1.136% | 1.136% | 1.136% | 1.136% | 1.136% | 1.136% | 1.136% | 0% | 0% | 0% | 0% | 0% | 0% | 0% | 0.4489% | 0.4489% | 0.4489% | 0.4489% | 0.4489% | 0.4489% | 0.4489% | 0.4489% | 0.4489% | 0.4489% | 0.4489% | 0.4489% | 0.4489% | 0.4489% | 0.4489% | 0.4489% | 0.4489% | 0.4489% | 0.4489% | 0% | 0% | 0% | 0% | 0% | 0% | 0%
| 1811 | DCV Kitchen Ventilation | ComDCVKitchenVentilation_PSE | Retro | All Commercial | Gas | Per DCV - Kitchen - Single - Comm - 25 HP - GO | DCV - Kitchen - Single - Comm - 25 HP - GO | 39.5% | 39.5% | 39.5% | 39.5% | 39.5% | 39.5% | 39.5% | 39.5% | 39.5% | 39.5% | 39.5% | 39.5% | 39.5% | 39.5% | 39.5% | 39.5% | 39.5% | 39.5% | 39.5% | 0% | 0% | 0% | 0% | 0% | 0% | 0% | DCV Kitchen Ventilation-Retro | DCV-Kitchen-Retro |  | 1 | 1.136% | 1.136% | 1.136% | 1.136% | 1.136% | 1.136% | 1.136% | 1.136% | 1.136% | 1.136% | 1.136% | 1.136% | 1.136% | 1.136% | 1.136% | 1.136% | 1.136% | 1.136% | 1.136% | 0% | 0% | 0% | 0% | 0% | 0% | 0% | 0.4489% | 0.4489% | 0.4489% | 0.4489% | 0.4489% | 0.4489% | 0.4489% | 0.4489% | 0.4489% | 0.4489% | 0.4489% | 0.4489% | 0.4489% | 0.4489% | 0.4489% | 0.4489% | 0.4489% | 0.4489% | 0.4489% | 0% | 0% | 0% | 0% | 0% | 0% | 0%
| 1811 | DCV Kitchen Ventilation | ComDCVKitchenVentilation_PSE | Retro | All Commercial | Gas | Per DCV - Kitchen - Single - Comm - 26 HP - GO | DCV - Kitchen - Single - Comm - 26 HP - GO | 39.5% | 39.5% | 39.5% | 39.5% | 39.5% | 39.5% | 39.5% | 39.5% | 39.5% | 39.5% | 39.5% | 39.5% | 39.5% | 39.5% | 39.5% | 39.5% | 39.5% | 39.5% | 39.5% | 0% | 0% | 0% | 0% | 0% | 0% | 0% | DCV Kitchen Ventilation-Retro | DCV-Kitchen-Retro |  | 1 | 1.136% | 1.136% | 1.136% | 1.136% | 1.136% | 1.136% | 1.136% | 1.136% | 1.136% | 1.136% | 1.136% | 1.136% | 1.136% | 1.136% | 1.136% | 1.136% | 1.136% | 1.136% | 1.136% | 0% | 0% | 0% | 0% | 0% | 0% | 0% | 0.4489% | 0.4489% | 0.4489% | 0.4489% | 0.4489% | 0.4489% | 0.4489% | 0.4489% | 0.4489% | 0.4489% | 0.4489% | 0.4489% | 0.4489% | 0.4489% | 0.4489% | 0.4489% | 0.4489% | 0.4489% | 0.4489% | 0% | 0% | 0% | 0% | 0% | 0% | 0%
| 1811 | DCV Kitchen Ventilation | ComDCVKitchenVentilation_PSE | Retro | All Commercial | Gas | Per DCV - Kitchen - Single - Comm - 27 HP - GO | DCV - Kitchen - Single - Comm - 27 HP - GO | 39.5% | 39.5% | 39.5% | 39.5% | 39.5% | 39.5% | 39.5% | 39.5% | 39.5% | 39.5% | 39.5% | 39.5% | 39.5% | 39.5% | 39.5% | 39.5% | 39.5% | 39.5% | 39.5% | 0% | 0% | 0% | 0% | 0% | 0% | 0% | DCV Kitchen Ventilation-Retro | DCV-Kitchen-Retro |  | 1 | 1.136% | 1.136% | 1.136% | 1.136% | 1.136% | 1.136% | 1.136% | 1.136% | 1.136% | 1.136% | 1.136% | 1.136% | 1.136% | 1.136% | 1.136% | 1.136% | 1.136% | 1.136% | 1.136% | 0% | 0% | 0% | 0% | 0% | 0% | 0% | 0.4489% | 0.4489% | 0.4489% | 0.4489% | 0.4489% | 0.4489% | 0.4489% | 0.4489% | 0.4489% | 0.4489% | 0.4489% | 0.4489% | 0.4489% | 0.4489% | 0.4489% | 0.4489% | 0.4489% | 0.4489% | 0.4489% | 0% | 0% | 0% | 0% | 0% | 0% | 0%
| 1811 | DCV Kitchen Ventilation | ComDCVKitchenVentilation_PSE | Retro | All Commercial | Gas | Per DCV - Kitchen - Single - Comm - 28 HP - GO | DCV - Kitchen - Single - Comm - 28 HP - GO | 39.5% | 39.5% | 39.5% | 39.5% | 39.5% | 39.5% | 39.5% | 39.5% | 39.5% | 39.5% | 39.5% | 39.5% | 39.5% | 39.5% | 39.5% | 39.5% | 39.5% | 39.5% | 39.5% | 0% | 0% | 0% | 0% | 0% | 0% | 0% | DCV Kitchen Ventilation-Retro | DCV-Kitchen-Retro |  | 1 | 1.136% | 1.136% | 1.136% | 1.136% | 1.136% | 1.136% | 1.136% | 1.136% | 1.136% | 1.136% | 1.136% | 1.136% | 1.136% | 1.136% | 1.136% | 1.136% | 1.136% | 1.136% | 1.136% | 0% | 0% | 0% | 0% | 0% | 0% | 0% | 0.4489% | 0.4489% | 0.4489% | 0.4489% | 0.4489% | 0.4489% | 0.4489% | 0.4489% | 0.4489% | 0.4489% | 0.4489% | 0.4489% | 0.4489% | 0.4489% | 0.4489% | 0.4489% | 0.4489% | 0.4489% | 0.4489% | 0% | 0% | 0% | 0% | 0% | 0% | 0%
| 1811 | DCV Kitchen Ventilation | ComDCVKitchenVentilation_PSE | Retro | All Commercial | Gas | Per DCV - Kitchen - Single - Comm - 29 HP - GO | DCV - Kitchen - Single - Comm - 29 HP - GO | 39.5% | 39.5% | 39.5% | 39.5% | 39.5% | 39.5% | 39.5% | 39.5% | 39.5% | 39.5% | 39.5% | 39.5% | 39.5% | 39.5% | 39.5% | 39.5% | 39.5% | 39.5% | 39.5% | 0% | 0% | 0% | 0% | 0% | 0% | 0% | DCV Kitchen Ventilation-Retro | DCV-Kitchen-Retro |  | 1 | 1.136% | 1.136% | 1.136% | 1.136% | 1.136% | 1.136% | 1.136% | 1.136% | 1.136% | 1.136% | 1.136% | 1.136% | 1.136% | 1.136% | 1.136% | 1.136% | 1.136% | 1.136% | 1.136% | 0% | 0% | 0% | 0% | 0% | 0% | 0% | 0.4489% | 0.4489% | 0.4489% | 0.4489% | 0.4489% | 0.4489% | 0.4489% | 0.4489% | 0.4489% | 0.4489% | 0.4489% | 0.4489% | 0.4489% | 0.4489% | 0.4489% | 0.4489% | 0.4489% | 0.4489% | 0.4489% | 0% | 0% | 0% | 0% | 0% | 0% | 0%
| 1811 | DCV Kitchen Ventilation | ComDCVKitchenVentilation_PSE | Retro | All Commercial | Gas | Per DCV - Kitchen - Single - Comm - 30 HP - GO | DCV - Kitchen - Single - Comm - 30 HP - GO | 39.5% | 39.5% | 39.5% | 39.5% | 39.5% | 39.5% | 39.5% | 39.5% | 39.5% | 39.5% | 39.5% | 39.5% | 39.5% | 39.5% | 39.5% | 39.5% | 39.5% | 39.5% | 39.5% | 0% | 0% | 0% | 0% | 0% | 0% | 0% | DCV Kitchen Ventilation-Retro | DCV-Kitchen-Retro |  | 1 | 1.136% | 1.136% | 1.136% | 1.136% | 1.136% | 1.136% | 1.136% | 1.136% | 1.136% | 1.136% | 1.136% | 1.136% | 1.136% | 1.136% | 1.136% | 1.136% | 1.136% | 1.136% | 1.136% | 0% | 0% | 0% | 0% | 0% | 0% | 0% | 0.4489% | 0.4489% | 0.4489% | 0.4489% | 0.4489% | 0.4489% | 0.4489% | 0.4489% | 0.4489% | 0.4489% | 0.4489% | 0.4489% | 0.4489% | 0.4489% | 0.4489% | 0.4489% | 0.4489% | 0.4489% | 0.4489% | 0% | 0% | 0% | 0% | 0% | 0% | 0%
1 | 1811 | Ductless Heat Pump | ComDHP-7P_V2 | Retro | Large Off | Electric | Per Commercial Building Square Feet For Ductless Heat Pump | DHP-Retro-Large Off | 0% | 0% | 20.99% | 0% | 0% | 0% | 22.09% | 0.03681% | 0% | 0.1018% | 0% | 17.74% | 2.687% | 0.4509% | 0% | 0.006749% | 0.1193% | 0.7101% | 1.67% | 0% | 0% | 0% | 0% | 0% | 0% | 0% | Ductless Heat Pump-Retro | DHP-Retro |  | 0 | 100% | 100% | 100% | 100% | 100% | 100% | 100% | 100% | 100% | 100% | 100% | 100% | 100% | 100% | 100% | 100% | 100% | 100% | 100% | 0% | 0% | 0% | 0% | 0% | 0% | 0% | 0% | 0% | 20.99% | 0% | 0% | 0% | 22.09% | 0.03681% | 0% | 0.1018% | 0% | 17.74% | 2.687% | 0.4509% | 0% | 0.006749% | 0.1193% | 0.7101% | 1.67% | 0% | 0% | 0% | 0% | 0% | 0% | 0%
1 | 1811 | Ductless Heat Pump | ComDHP-7P_V2 | Retro | Medium Off | Electric | Per Commercial Building Square Feet For Ductless Heat Pump | DHP-Retro-Medium Off | 0% | 0% | 20.99% | 0% | 0% | 0% | 22.09% | 0.03681% | 0% | 0.1018% | 0% | 17.74% | 2.687% | 0.4509% | 0% | 0.006749% | 0.1193% | 0.7101% | 1.67% | 0% | 0% | 0% | 0% | 0% | 0% | 0% | Ductless Heat Pump-Retro | DHP-Retro |  | 0 | 100% | 100% | 100% | 100% | 100% | 100% | 100% | 100% | 100% | 100% | 100% | 100% | 100% | 100% | 100% | 100% | 100% | 100% | 100% | 0% | 0% | 0% | 0% | 0% | 0% | 0% | 0% | 0% | 20.99% | 0% | 0% | 0% | 22.09% | 0.03681% | 0% | 0.1018% | 0% | 17.74% | 2.687% | 0.4509% | 0% | 0.006749% | 0.1193% | 0.7101% | 1.67% | 0% | 0% | 0% | 0% | 0% | 0% | 0%
1 | 1811 | Ductless Heat Pump | ComDHP-7P_V2 | Retro | Small Off | Electric | Per Commercial Building Square Feet For Ductless Heat Pump | DHP-Retro-Small Off | 0% | 0% | 20.99% | 0% | 0% | 0% | 22.09% | 0.03681% | 0% | 0.1018% | 0% | 17.74% | 2.687% | 0.4509% | 0% | 0.006749% | 0.1193% | 0.7101% | 1.67% | 0% | 0% | 0% | 0% | 0% | 0% | 0% | Ductless Heat Pump-Retro | DHP-Retro |  | 0 | 100% | 100% | 100% | 100% | 100% | 100% | 100% | 100% | 100% | 100% | 100% | 100% | 100% | 100% | 100% | 100% | 100% | 100% | 100% | 0% | 0% | 0% | 0% | 0% | 0% | 0% | 0% | 0% | 20.99% | 0% | 0% | 0% | 22.09% | 0.03681% | 0% | 0.1018% | 0% | 17.74% | 2.687% | 0.4509% | 0% | 0.006749% | 0.1193% | 0.7101% | 1.67% | 0% | 0% | 0% | 0% | 0% | 0% | 0%
1 | 1811 | Ductless Heat Pump | ComDHP-7P_V2 | Retro | XLarge Ret | Electric | Per Commercial Building Square Feet For Ductless Heat Pump | DHP-Retro-Xlarge Ret | 0% | 0% | 20.99% | 0% | 0% | 0% | 22.09% | 0.03681% | 0% | 0.1018% | 0% | 17.74% | 2.687% | 0.4509% | 0% | 0.006749% | 0.1193% | 0.7101% | 1.67% | 0% | 0% | 0% | 0% | 0% | 0% | 0% | Ductless Heat Pump-Retro | DHP-Retro |  | 0 | 100% | 100% | 100% | 100% | 100% | 100% | 100% | 100% | 100% | 100% | 100% | 100% | 100% | 100% | 100% | 100% | 100% | 100% | 100% | 0% | 0% | 0% | 0% | 0% | 0% | 0% | 0% | 0% | 20.99% | 0% | 0% | 0% | 22.09% | 0.03681% | 0% | 0.1018% | 0% | 17.74% | 2.687% | 0.4509% | 0% | 0.006749% | 0.1193% | 0.7101% | 1.67% | 0% | 0% | 0% | 0% | 0% | 0% | 0%
1 | 1811 | Ductless Heat Pump | ComDHP-7P_V2 | Retro | Large Ret | Electric | Per Commercial Building Square Feet For Ductless Heat Pump | DHP-Retro-Large Ret | 0% | 0% | 20.99% | 0% | 0% | 0% | 22.09% | 0.03681% | 0% | 0.1018% | 0% | 17.74% | 2.687% | 0.4509% | 0% | 0.006749% | 0.1193% | 0.7101% | 1.67% | 0% | 0% | 0% | 0% | 0% | 0% | 0% | Ductless Heat Pump-Retro | DHP-Retro |  | 0 | 100% | 100% | 100% | 100% | 100% | 100% | 100% | 100% | 100% | 100% | 100% | 100% | 100% | 100% | 100% | 100% | 100% | 100% | 100% | 0% | 0% | 0% | 0% | 0% | 0% | 0% | 0% | 0% | 20.99% | 0% | 0% | 0% | 22.09% | 0.03681% | 0% | 0.1018% | 0% | 17.74% | 2.687% | 0.4509% | 0% | 0.006749% | 0.1193% | 0.7101% | 1.67% | 0% | 0% | 0% | 0% | 0% | 0% | 0%
1 | 1811 | Ductless Heat Pump | ComDHP-7P_V2 | Retro | Medium Ret | Electric | Per Commercial Building Square Feet For Ductless Heat Pump | DHP-Retro-Medium Ret | 0% | 0% | 20.99% | 0% | 0% | 0% | 22.09% | 0.03681% | 0% | 0.1018% | 0% | 17.74% | 2.687% | 0.4509% | 0% | 0.006749% | 0.1193% | 0.7101% | 1.67% | 0% | 0% | 0% | 0% | 0% | 0% | 0% | Ductless Heat Pump-Retro | DHP-Retro |  | 0 | 100% | 100% | 100% | 100% | 100% | 100% | 100% | 100% | 100% | 100% | 100% | 100% | 100% | 100% | 100% | 100% | 100% | 100% | 100% | 0% | 0% | 0% | 0% | 0% | 0% | 0% | 0% | 0% | 20.99% | 0% | 0% | 0% | 22.09% | 0.03681% | 0% | 0.1018% | 0% | 17.74% | 2.687% | 0.4509% | 0% | 0.006749% | 0.1193% | 0.7101% | 1.67% | 0% | 0% | 0% | 0% | 0% | 0% | 0%
1 | 1811 | Ductless Heat Pump | ComDHP-7P_V2 | Retro | Small Ret | Electric | Per Commercial Building Square Feet For Ductless Heat Pump | DHP-Retro-Small Ret | 0% | 0% | 20.99% | 0% | 0% | 0% | 22.09% | 0.03681% | 0% | 0.1018% | 0% | 17.74% | 2.687% | 0.4509% | 0% | 0.006749% | 0.1193% | 0.7101% | 1.67% | 0% | 0% | 0% | 0% | 0% | 0% | 0% | Ductless Heat Pump-Retro | DHP-Retro |  | 0 | 100% | 100% | 100% | 100% | 100% | 100% | 100% | 100% | 100% | 100% | 100% | 100% | 100% | 100% | 100% | 100% | 100% | 100% | 100% | 0% | 0% | 0% | 0% | 0% | 0% | 0% | 0% | 0% | 20.99% | 0% | 0% | 0% | 22.09% | 0.03681% | 0% | 0.1018% | 0% | 17.74% | 2.687% | 0.4509% | 0% | 0.006749% | 0.1193% | 0.7101% | 1.67% | 0% | 0% | 0% | 0% | 0% | 0% | 0%
1 | 1811 | Ductless Heat Pump | ComDHP-7P_V2 | Retro | School K-12 | Electric | Per Commercial Building Square Feet For Ductless Heat Pump | DHP-Retro-School K-12 | 0% | 0% | 20.99% | 0% | 0% | 0% | 22.09% | 0.03681% | 0% | 0.1018% | 0% | 17.74% | 2.687% | 0.4509% | 0% | 0.006749% | 0.1193% | 0.7101% | 1.67% | 0% | 0% | 0% | 0% | 0% | 0% | 0% | Ductless Heat Pump-Retro | DHP-Retro |  | 0 | 100% | 100% | 100% | 100% | 100% | 100% | 100% | 100% | 100% | 100% | 100% | 100% | 100% | 100% | 100% | 100% | 100% | 100% | 100% | 0% | 0% | 0% | 0% | 0% | 0% | 0% | 0% | 0% | 20.99% | 0% | 0% | 0% | 22.09% | 0.03681% | 0% | 0.1018% | 0% | 17.74% | 2.687% | 0.4509% | 0% | 0.006749% | 0.1193% | 0.7101% | 1.67% | 0% | 0% | 0% | 0% | 0% | 0% | 0%
1 | 1811 | Ductless Heat Pump | ComDHP-7P_V2 | Retro | University | Electric | Per Commercial Building Square Feet For Ductless Heat Pump | DHP-Retro-University | 0% | 0% | 20.99% | 0% | 0% | 0% | 22.09% | 0.03681% | 0% | 0.1018% | 0% | 17.74% | 2.687% | 0.4509% | 0% | 0.006749% | 0.1193% | 0.7101% | 1.67% | 0% | 0% | 0% | 0% | 0% | 0% | 0% | Ductless Heat Pump-Retro | DHP-Retro |  | 0 | 100% | 100% | 100% | 100% | 100% | 100% | 100% | 100% | 100% | 100% | 100% | 100% | 100% | 100% | 100% | 100% | 100% | 100% | 100% | 0% | 0% | 0% | 0% | 0% | 0% | 0% | 0% | 0% | 20.99% | 0% | 0% | 0% | 22.09% | 0.03681% | 0% | 0.1018% | 0% | 17.74% | 2.687% | 0.4509% | 0% | 0.006749% | 0.1193% | 0.7101% | 1.67% | 0% | 0% | 0% | 0% | 0% | 0% | 0%
1 | 1811 | Ductless Heat Pump | ComDHP-7P_V2 | Retro | Warehouse | Electric | Per Commercial Building Square Feet For Ductless Heat Pump | DHP-Retro-Warehouse | 0% | 0% | 20.99% | 0% | 0% | 0% | 22.09% | 0.03681% | 0% | 0.1018% | 0% | 17.74% | 2.687% | 0.4509% | 0% | 0.006749% | 0.1193% | 0.7101% | 1.67% | 0% | 0% | 0% | 0% | 0% | 0% | 0% | Ductless Heat Pump-Retro | DHP-Retro |  | 0 | 100% | 100% | 100% | 100% | 100% | 100% | 100% | 100% | 100% | 100% | 100% | 100% | 100% | 100% | 100% | 100% | 100% | 100% | 100% | 0% | 0% | 0% | 0% | 0% | 0% | 0% | 0% | 0% | 20.99% | 0% | 0% | 0% | 22.09% | 0.03681% | 0% | 0.1018% | 0% | 17.74% | 2.687% | 0.4509% | 0% | 0.006749% | 0.1193% | 0.7101% | 1.67% | 0% | 0% | 0% | 0% | 0% | 0% | 0%
1 | 1811 | Ductless Heat Pump | ComDHP-7P_V2 | Retro | Supermarket | Electric | Per Commercial Building Square Feet For Ductless Heat Pump | DHP-Retro-Supermarket | 0% | 0% | 20.99% | 0% | 0% | 0% | 22.09% | 0.03681% | 0% | 0.1018% | 0% | 17.74% | 2.687% | 0.4509% | 0% | 0.006749% | 0.1193% | 0.7101% | 1.67% | 0% | 0% | 0% | 0% | 0% | 0% | 0% | Ductless Heat Pump-Retro | DHP-Retro |  | 0 | 100% | 100% | 100% | 100% | 100% | 100% | 100% | 100% | 100% | 100% | 100% | 100% | 100% | 100% | 100% | 100% | 100% | 100% | 100% | 0% | 0% | 0% | 0% | 0% | 0% | 0% | 0% | 0% | 20.99% | 0% | 0% | 0% | 22.09% | 0.03681% | 0% | 0.1018% | 0% | 17.74% | 2.687% | 0.4509% | 0% | 0.006749% | 0.1193% | 0.7101% | 1.67% | 0% | 0% | 0% | 0% | 0% | 0% | 0%
1 | 1811 | Ductless Heat Pump | ComDHP-7P_V2 | Retro | MiniMart | Electric | Per Commercial Building Square Feet For Ductless Heat Pump | DHP-Retro-MiniMart | 0% | 0% | 20.99% | 0% | 0% | 0% | 22.09% | 0.03681% | 0% | 0.1018% | 0% | 17.74% | 2.687% | 0.4509% | 0% | 0.006749% | 0.1193% | 0.7101% | 1.67% | 0% | 0% | 0% | 0% | 0% | 0% | 0% | Ductless Heat Pump-Retro | DHP-Retro |  | 0 | 100% | 100% | 100% | 100% | 100% | 100% | 100% | 100% | 100% | 100% | 100% | 100% | 100% | 100% | 100% | 100% | 100% | 100% | 100% | 0% | 0% | 0% | 0% | 0% | 0% | 0% | 0% | 0% | 20.99% | 0% | 0% | 0% | 22.09% | 0.03681% | 0% | 0.1018% | 0% | 17.74% | 2.687% | 0.4509% | 0% | 0.006749% | 0.1193% | 0.7101% | 1.67% | 0% | 0% | 0% | 0% | 0% | 0% | 0%
1 | 1811 | Ductless Heat Pump | ComDHP-7P_V2 | Retro | Restaurant | Electric | Per Commercial Building Square Feet For Ductless Heat Pump | DHP-Retro-Restaurant | 0% | 0% | 20.99% | 0% | 0% | 0% | 22.09% | 0.03681% | 0% | 0.1018% | 0% | 17.74% | 2.687% | 0.4509% | 0% | 0.006749% | 0.1193% | 0.7101% | 1.67% | 0% | 0% | 0% | 0% | 0% | 0% | 0% | Ductless Heat Pump-Retro | DHP-Retro |  | 0 | 100% | 100% | 100% | 100% | 100% | 100% | 100% | 100% | 100% | 100% | 100% | 100% | 100% | 100% | 100% | 100% | 100% | 100% | 100% | 0% | 0% | 0% | 0% | 0% | 0% | 0% | 0% | 0% | 20.99% | 0% | 0% | 0% | 22.09% | 0.03681% | 0% | 0.1018% | 0% | 17.74% | 2.687% | 0.4509% | 0% | 0.006749% | 0.1193% | 0.7101% | 1.67% | 0% | 0% | 0% | 0% | 0% | 0% | 0%
1 | 1811 | Ductless Heat Pump | ComDHP-7P_V2 | Retro | Lodging | Electric | Per Commercial Building Square Feet For Ductless Heat Pump | DHP-Retro-Lodging | 0% | 0% | 20.99% | 0% | 0% | 0% | 22.09% | 0.03681% | 0% | 0.1018% | 0% | 17.74% | 2.687% | 0.4509% | 0% | 0.006749% | 0.1193% | 0.7101% | 1.67% | 0% | 0% | 0% | 0% | 0% | 0% | 0% | Ductless Heat Pump-Retro | DHP-Retro |  | 0 | 100% | 100% | 100% | 100% | 100% | 100% | 100% | 100% | 100% | 100% | 100% | 100% | 100% | 100% | 100% | 100% | 100% | 100% | 100% | 0% | 0% | 0% | 0% | 0% | 0% | 0% | 0% | 0% | 20.99% | 0% | 0% | 0% | 22.09% | 0.03681% | 0% | 0.1018% | 0% | 17.74% | 2.687% | 0.4509% | 0% | 0.006749% | 0.1193% | 0.7101% | 1.67% | 0% | 0% | 0% | 0% | 0% | 0% | 0%
1 | 1811 | Ductless Heat Pump | ComDHP-7P_V2 | Retro | Hospital | Electric | Per Commercial Building Square Feet For Ductless Heat Pump | DHP-Retro-Hospital | 0% | 0% | 20.99% | 0% | 0% | 0% | 22.09% | 0.03681% | 0% | 0.1018% | 0% | 17.74% | 2.687% | 0.4509% | 0% | 0.006749% | 0.1193% | 0.7101% | 1.67% | 0% | 0% | 0% | 0% | 0% | 0% | 0% | Ductless Heat Pump-Retro | DHP-Retro |  | 0 | 100% | 100% | 100% | 100% | 100% | 100% | 100% | 100% | 100% | 100% | 100% | 100% | 100% | 100% | 100% | 100% | 100% | 100% | 100% | 0% | 0% | 0% | 0% | 0% | 0% | 0% | 0% | 0% | 20.99% | 0% | 0% | 0% | 22.09% | 0.03681% | 0% | 0.1018% | 0% | 17.74% | 2.687% | 0.4509% | 0% | 0.006749% | 0.1193% | 0.7101% | 1.67% | 0% | 0% | 0% | 0% | 0% | 0% | 0%
1 | 1811 | Ductless Heat Pump | ComDHP-7P_V2 | Retro | Residential Care | Electric | Per Commercial Building Square Feet For Ductless Heat Pump | DHP-Retro-Residential Care | 0% | 0% | 20.99% | 0% | 0% | 0% | 22.09% | 0.03681% | 0% | 0.1018% | 0% | 17.74% | 2.687% | 0.4509% | 0% | 0.006749% | 0.1193% | 0.7101% | 1.67% | 0% | 0% | 0% | 0% | 0% | 0% | 0% | Ductless Heat Pump-Retro | DHP-Retro |  | 0 | 100% | 100% | 100% | 100% | 100% | 100% | 100% | 100% | 100% | 100% | 100% | 100% | 100% | 100% | 100% | 100% | 100% | 100% | 100% | 0% | 0% | 0% | 0% | 0% | 0% | 0% | 0% | 0% | 20.99% | 0% | 0% | 0% | 22.09% | 0.03681% | 0% | 0.1018% | 0% | 17.74% | 2.687% | 0.4509% | 0% | 0.006749% | 0.1193% | 0.7101% | 1.67% | 0% | 0% | 0% | 0% | 0% | 0% | 0%
1 | 1811 | Ductless Heat Pump | ComDHP-7P_V2 | Retro | Assembly | Electric | Per Commercial Building Square Feet For Ductless Heat Pump | DHP-Retro-Assembly | 0% | 0% | 20.99% | 0% | 0% | 0% | 22.09% | 0.03681% | 0% | 0.1018% | 0% | 17.74% | 2.687% | 0.4509% | 0% | 0.006749% | 0.1193% | 0.7101% | 1.67% | 0% | 0% | 0% | 0% | 0% | 0% | 0% | Ductless Heat Pump-Retro | DHP-Retro |  | 0 | 100% | 100% | 100% | 100% | 100% | 100% | 100% | 100% | 100% | 100% | 100% | 100% | 100% | 100% | 100% | 100% | 100% | 100% | 100% | 0% | 0% | 0% | 0% | 0% | 0% | 0% | 0% | 0% | 20.99% | 0% | 0% | 0% | 22.09% | 0.03681% | 0% | 0.1018% | 0% | 17.74% | 2.687% | 0.4509% | 0% | 0.006749% | 0.1193% | 0.7101% | 1.67% | 0% | 0% | 0% | 0% | 0% | 0% | 0%
1 | 1811 | Ductless Heat Pump | ComDHP-7P_V2 | Retro | Other | Electric | Per Commercial Building Square Feet For Ductless Heat Pump | DHP-Retro-Other | 0% | 0% | 20.99% | 0% | 0% | 0% | 22.09% | 0.03681% | 0% | 0.1018% | 0% | 17.74% | 2.687% | 0.4509% | 0% | 0.006749% | 0.1193% | 0.7101% | 1.67% | 0% | 0% | 0% | 0% | 0% | 0% | 0% | Ductless Heat Pump-Retro | DHP-Retro |  | 0 | 100% | 100% | 100% | 100% | 100% | 100% | 100% | 100% | 100% | 100% | 100% | 100% | 100% | 100% | 100% | 100% | 100% | 100% | 100% | 0% | 0% | 0% | 0% | 0% | 0% | 0% | 0% | 0% | 20.99% | 0% | 0% | 0% | 22.09% | 0.03681% | 0% | 0.1018% | 0% | 17.74% | 2.687% | 0.4509% | 0% | 0.006749% | 0.1193% | 0.7101% | 1.67% | 0% | 0% | 0% | 0% | 0% | 0% | 0%
1 | 1811 | Ductless Heat Pump | ComDHP-7P_V2 | New | Large Off | Electric | Per Commercial Building Square Feet For Ductless Heat Pump | DHP-NEW-Large Off | 0% | 0% | 20.99% | 0% | 0% | 0% | 22.09% | 0.03681% | 0% | 0.1018% | 0% | 17.74% | 2.687% | 0.4509% | 0% | 0.006749% | 0.1193% | 0.7101% | 1.67% | 0% | 0% | 0% | 0% | 0% | 0% | 0% | Ductless Heat Pump-New | DHP-New |  | 0 | 100% | 100% | 100% | 100% | 100% | 100% | 100% | 100% | 100% | 100% | 100% | 100% | 100% | 100% | 100% | 100% | 100% | 100% | 100% | 0% | 0% | 0% | 0% | 0% | 0% | 0% | 0% | 0% | 20.99% | 0% | 0% | 0% | 22.09% | 0.03681% | 0% | 0.1018% | 0% | 17.74% | 2.687% | 0.4509% | 0% | 0.006749% | 0.1193% | 0.7101% | 1.67% | 0% | 0% | 0% | 0% | 0% | 0% | 0%
1 | 1811 | Ductless Heat Pump | ComDHP-7P_V2 | New | Medium Off | Electric | Per Commercial Building Square Feet For Ductless Heat Pump | DHP-NEW-Medium Off | 0% | 0% | 20.99% | 0% | 0% | 0% | 22.09% | 0.03681% | 0% | 0.1018% | 0% | 17.74% | 2.687% | 0.4509% | 0% | 0.006749% | 0.1193% | 0.7101% | 1.67% | 0% | 0% | 0% | 0% | 0% | 0% | 0% | Ductless Heat Pump-New | DHP-New |  | 0 | 100% | 100% | 100% | 100% | 100% | 100% | 100% | 100% | 100% | 100% | 100% | 100% | 100% | 100% | 100% | 100% | 100% | 100% | 100% | 0% | 0% | 0% | 0% | 0% | 0% | 0% | 0% | 0% | 20.99% | 0% | 0% | 0% | 22.09% | 0.03681% | 0% | 0.1018% | 0% | 17.74% | 2.687% | 0.4509% | 0% | 0.006749% | 0.1193% | 0.7101% | 1.67% | 0% | 0% | 0% | 0% | 0% | 0% | 0%
1 | 1811 | Ductless Heat Pump | ComDHP-7P_V2 | New | Small Off | Electric | Per Commercial Building Square Feet For Ductless Heat Pump | DHP-NEW-Small Off | 0% | 0% | 20.99% | 0% | 0% | 0% | 22.09% | 0.03681% | 0% | 0.1018% | 0% | 17.74% | 2.687% | 0.4509% | 0% | 0.006749% | 0.1193% | 0.7101% | 1.67% | 0% | 0% | 0% | 0% | 0% | 0% | 0% | Ductless Heat Pump-New | DHP-New |  | 0 | 100% | 100% | 100% | 100% | 100% | 100% | 100% | 100% | 100% | 100% | 100% | 100% | 100% | 100% | 100% | 100% | 100% | 100% | 100% | 0% | 0% | 0% | 0% | 0% | 0% | 0% | 0% | 0% | 20.99% | 0% | 0% | 0% | 22.09% | 0.03681% | 0% | 0.1018% | 0% | 17.74% | 2.687% | 0.4509% | 0% | 0.006749% | 0.1193% | 0.7101% | 1.67% | 0% | 0% | 0% | 0% | 0% | 0% | 0%
1 | 1811 | Ductless Heat Pump | ComDHP-7P_V2 | New | XLarge Ret | Electric | Per Commercial Building Square Feet For Ductless Heat Pump | DHP-NEW-Xlarge Ret | 0% | 0% | 20.99% | 0% | 0% | 0% | 22.09% | 0.03681% | 0% | 0.1018% | 0% | 17.74% | 2.687% | 0.4509% | 0% | 0.006749% | 0.1193% | 0.7101% | 1.67% | 0% | 0% | 0% | 0% | 0% | 0% | 0% | Ductless Heat Pump-New | DHP-New |  | 0 | 100% | 100% | 100% | 100% | 100% | 100% | 100% | 100% | 100% | 100% | 100% | 100% | 100% | 100% | 100% | 100% | 100% | 100% | 100% | 0% | 0% | 0% | 0% | 0% | 0% | 0% | 0% | 0% | 20.99% | 0% | 0% | 0% | 22.09% | 0.03681% | 0% | 0.1018% | 0% | 17.74% | 2.687% | 0.4509% | 0% | 0.006749% | 0.1193% | 0.7101% | 1.67% | 0% | 0% | 0% | 0% | 0% | 0% | 0%
1 | 1811 | Ductless Heat Pump | ComDHP-7P_V2 | New | Large Ret | Electric | Per Commercial Building Square Feet For Ductless Heat Pump | DHP-NEW-Large Ret | 0% | 0% | 20.99% | 0% | 0% | 0% | 22.09% | 0.03681% | 0% | 0.1018% | 0% | 17.74% | 2.687% | 0.4509% | 0% | 0.006749% | 0.1193% | 0.7101% | 1.67% | 0% | 0% | 0% | 0% | 0% | 0% | 0% | Ductless Heat Pump-New | DHP-New |  | 0 | 100% | 100% | 100% | 100% | 100% | 100% | 100% | 100% | 100% | 100% | 100% | 100% | 100% | 100% | 100% | 100% | 100% | 100% | 100% | 0% | 0% | 0% | 0% | 0% | 0% | 0% | 0% | 0% | 20.99% | 0% | 0% | 0% | 22.09% | 0.03681% | 0% | 0.1018% | 0% | 17.74% | 2.687% | 0.4509% | 0% | 0.006749% | 0.1193% | 0.7101% | 1.67% | 0% | 0% | 0% | 0% | 0% | 0% | 0%
1 | 1811 | Ductless Heat Pump | ComDHP-7P_V2 | New | Medium Ret | Electric | Per Commercial Building Square Feet For Ductless Heat Pump | DHP-NEW-Medium Ret | 0% | 0% | 20.99% | 0% | 0% | 0% | 22.09% | 0.03681% | 0% | 0.1018% | 0% | 17.74% | 2.687% | 0.4509% | 0% | 0.006749% | 0.1193% | 0.7101% | 1.67% | 0% | 0% | 0% | 0% | 0% | 0% | 0% | Ductless Heat Pump-New | DHP-New |  | 0 | 100% | 100% | 100% | 100% | 100% | 100% | 100% | 100% | 100% | 100% | 100% | 100% | 100% | 100% | 100% | 100% | 100% | 100% | 100% | 0% | 0% | 0% | 0% | 0% | 0% | 0% | 0% | 0% | 20.99% | 0% | 0% | 0% | 22.09% | 0.03681% | 0% | 0.1018% | 0% | 17.74% | 2.687% | 0.4509% | 0% | 0.006749% | 0.1193% | 0.7101% | 1.67% | 0% | 0% | 0% | 0% | 0% | 0% | 0%
1 | 1811 | Ductless Heat Pump | ComDHP-7P_V2 | New | Small Ret | Electric | Per Commercial Building Square Feet For Ductless Heat Pump | DHP-NEW-Small Ret | 0% | 0% | 20.99% | 0% | 0% | 0% | 22.09% | 0.03681% | 0% | 0.1018% | 0% | 17.74% | 2.687% | 0.4509% | 0% | 0.006749% | 0.1193% | 0.7101% | 1.67% | 0% | 0% | 0% | 0% | 0% | 0% | 0% | Ductless Heat Pump-New | DHP-New |  | 0 | 100% | 100% | 100% | 100% | 100% | 100% | 100% | 100% | 100% | 100% | 100% | 100% | 100% | 100% | 100% | 100% | 100% | 100% | 100% | 0% | 0% | 0% | 0% | 0% | 0% | 0% | 0% | 0% | 20.99% | 0% | 0% | 0% | 22.09% | 0.03681% | 0% | 0.1018% | 0% | 17.74% | 2.687% | 0.4509% | 0% | 0.006749% | 0.1193% | 0.7101% | 1.67% | 0% | 0% | 0% | 0% | 0% | 0% | 0%
1 | 1811 | Ductless Heat Pump | ComDHP-7P_V2 | New | School K-12 | Electric | Per Commercial Building Square Feet For Ductless Heat Pump | DHP-NEW-School K-12 | 0% | 0% | 20.99% | 0% | 0% | 0% | 22.09% | 0.03681% | 0% | 0.1018% | 0% | 17.74% | 2.687% | 0.4509% | 0% | 0.006749% | 0.1193% | 0.7101% | 1.67% | 0% | 0% | 0% | 0% | 0% | 0% | 0% | Ductless Heat Pump-New | DHP-New |  | 0 | 100% | 100% | 100% | 100% | 100% | 100% | 100% | 100% | 100% | 100% | 100% | 100% | 100% | 100% | 100% | 100% | 100% | 100% | 100% | 0% | 0% | 0% | 0% | 0% | 0% | 0% | 0% | 0% | 20.99% | 0% | 0% | 0% | 22.09% | 0.03681% | 0% | 0.1018% | 0% | 17.74% | 2.687% | 0.4509% | 0% | 0.006749% | 0.1193% | 0.7101% | 1.67% | 0% | 0% | 0% | 0% | 0% | 0% | 0%
1 | 1811 | Ductless Heat Pump | ComDHP-7P_V2 | New | University | Electric | Per Commercial Building Square Feet For Ductless Heat Pump | DHP-NEW-University | 0% | 0% | 20.99% | 0% | 0% | 0% | 22.09% | 0.03681% | 0% | 0.1018% | 0% | 17.74% | 2.687% | 0.4509% | 0% | 0.006749% | 0.1193% | 0.7101% | 1.67% | 0% | 0% | 0% | 0% | 0% | 0% | 0% | Ductless Heat Pump-New | DHP-New |  | 0 | 100% | 100% | 100% | 100% | 100% | 100% | 100% | 100% | 100% | 100% | 100% | 100% | 100% | 100% | 100% | 100% | 100% | 100% | 100% | 0% | 0% | 0% | 0% | 0% | 0% | 0% | 0% | 0% | 20.99% | 0% | 0% | 0% | 22.09% | 0.03681% | 0% | 0.1018% | 0% | 17.74% | 2.687% | 0.4509% | 0% | 0.006749% | 0.1193% | 0.7101% | 1.67% | 0% | 0% | 0% | 0% | 0% | 0% | 0%
1 | 1811 | Ductless Heat Pump | ComDHP-7P_V2 | New | Warehouse | Electric | Per Commercial Building Square Feet For Ductless Heat Pump | DHP-NEW-Warehouse | 0% | 0% | 20.99% | 0% | 0% | 0% | 22.09% | 0.03681% | 0% | 0.1018% | 0% | 17.74% | 2.687% | 0.4509% | 0% | 0.006749% | 0.1193% | 0.7101% | 1.67% | 0% | 0% | 0% | 0% | 0% | 0% | 0% | Ductless Heat Pump-New | DHP-New |  | 0 | 100% | 100% | 100% | 100% | 100% | 100% | 100% | 100% | 100% | 100% | 100% | 100% | 100% | 100% | 100% | 100% | 100% | 100% | 100% | 0% | 0% | 0% | 0% | 0% | 0% | 0% | 0% | 0% | 20.99% | 0% | 0% | 0% | 22.09% | 0.03681% | 0% | 0.1018% | 0% | 17.74% | 2.687% | 0.4509% | 0% | 0.006749% | 0.1193% | 0.7101% | 1.67% | 0% | 0% | 0% | 0% | 0% | 0% | 0%
1 | 1811 | Ductless Heat Pump | ComDHP-7P_V2 | New | Supermarket | Electric | Per Commercial Building Square Feet For Ductless Heat Pump | DHP-NEW-Supermarket | 0% | 0% | 20.99% | 0% | 0% | 0% | 22.09% | 0.03681% | 0% | 0.1018% | 0% | 17.74% | 2.687% | 0.4509% | 0% | 0.006749% | 0.1193% | 0.7101% | 1.67% | 0% | 0% | 0% | 0% | 0% | 0% | 0% | Ductless Heat Pump-New | DHP-New |  | 0 | 100% | 100% | 100% | 100% | 100% | 100% | 100% | 100% | 100% | 100% | 100% | 100% | 100% | 100% | 100% | 100% | 100% | 100% | 100% | 0% | 0% | 0% | 0% | 0% | 0% | 0% | 0% | 0% | 20.99% | 0% | 0% | 0% | 22.09% | 0.03681% | 0% | 0.1018% | 0% | 17.74% | 2.687% | 0.4509% | 0% | 0.006749% | 0.1193% | 0.7101% | 1.67% | 0% | 0% | 0% | 0% | 0% | 0% | 0%
1 | 1811 | Ductless Heat Pump | ComDHP-7P_V2 | New | MiniMart | Electric | Per Commercial Building Square Feet For Ductless Heat Pump | DHP-NEW-MiniMart | 0% | 0% | 20.99% | 0% | 0% | 0% | 22.09% | 0.03681% | 0% | 0.1018% | 0% | 17.74% | 2.687% | 0.4509% | 0% | 0.006749% | 0.1193% | 0.7101% | 1.67% | 0% | 0% | 0% | 0% | 0% | 0% | 0% | Ductless Heat Pump-New | DHP-New |  | 0 | 100% | 100% | 100% | 100% | 100% | 100% | 100% | 100% | 100% | 100% | 100% | 100% | 100% | 100% | 100% | 100% | 100% | 100% | 100% | 0% | 0% | 0% | 0% | 0% | 0% | 0% | 0% | 0% | 20.99% | 0% | 0% | 0% | 22.09% | 0.03681% | 0% | 0.1018% | 0% | 17.74% | 2.687% | 0.4509% | 0% | 0.006749% | 0.1193% | 0.7101% | 1.67% | 0% | 0% | 0% | 0% | 0% | 0% | 0%
1 | 1811 | Ductless Heat Pump | ComDHP-7P_V2 | New | Restaurant | Electric | Per Commercial Building Square Feet For Ductless Heat Pump | DHP-NEW-Restaurant | 0% | 0% | 20.99% | 0% | 0% | 0% | 22.09% | 0.03681% | 0% | 0.1018% | 0% | 17.74% | 2.687% | 0.4509% | 0% | 0.006749% | 0.1193% | 0.7101% | 1.67% | 0% | 0% | 0% | 0% | 0% | 0% | 0% | Ductless Heat Pump-New | DHP-New |  | 0 | 100% | 100% | 100% | 100% | 100% | 100% | 100% | 100% | 100% | 100% | 100% | 100% | 100% | 100% | 100% | 100% | 100% | 100% | 100% | 0% | 0% | 0% | 0% | 0% | 0% | 0% | 0% | 0% | 20.99% | 0% | 0% | 0% | 22.09% | 0.03681% | 0% | 0.1018% | 0% | 17.74% | 2.687% | 0.4509% | 0% | 0.006749% | 0.1193% | 0.7101% | 1.67% | 0% | 0% | 0% | 0% | 0% | 0% | 0%
1 | 1811 | Ductless Heat Pump | ComDHP-7P_V2 | New | Lodging | Electric | Per Commercial Building Square Feet For Ductless Heat Pump | DHP-NEW-Lodging | 0% | 0% | 20.99% | 0% | 0% | 0% | 22.09% | 0.03681% | 0% | 0.1018% | 0% | 17.74% | 2.687% | 0.4509% | 0% | 0.006749% | 0.1193% | 0.7101% | 1.67% | 0% | 0% | 0% | 0% | 0% | 0% | 0% | Ductless Heat Pump-New | DHP-New |  | 0 | 100% | 100% | 100% | 100% | 100% | 100% | 100% | 100% | 100% | 100% | 100% | 100% | 100% | 100% | 100% | 100% | 100% | 100% | 100% | 0% | 0% | 0% | 0% | 0% | 0% | 0% | 0% | 0% | 20.99% | 0% | 0% | 0% | 22.09% | 0.03681% | 0% | 0.1018% | 0% | 17.74% | 2.687% | 0.4509% | 0% | 0.006749% | 0.1193% | 0.7101% | 1.67% | 0% | 0% | 0% | 0% | 0% | 0% | 0%
1 | 1811 | Ductless Heat Pump | ComDHP-7P_V2 | New | Hospital | Electric | Per Commercial Building Square Feet For Ductless Heat Pump | DHP-NEW-Hospital | 0% | 0% | 20.99% | 0% | 0% | 0% | 22.09% | 0.03681% | 0% | 0.1018% | 0% | 17.74% | 2.687% | 0.4509% | 0% | 0.006749% | 0.1193% | 0.7101% | 1.67% | 0% | 0% | 0% | 0% | 0% | 0% | 0% | Ductless Heat Pump-New | DHP-New |  | 0 | 100% | 100% | 100% | 100% | 100% | 100% | 100% | 100% | 100% | 100% | 100% | 100% | 100% | 100% | 100% | 100% | 100% | 100% | 100% | 0% | 0% | 0% | 0% | 0% | 0% | 0% | 0% | 0% | 20.99% | 0% | 0% | 0% | 22.09% | 0.03681% | 0% | 0.1018% | 0% | 17.74% | 2.687% | 0.4509% | 0% | 0.006749% | 0.1193% | 0.7101% | 1.67% | 0% | 0% | 0% | 0% | 0% | 0% | 0%
1 | 1811 | Ductless Heat Pump | ComDHP-7P_V2 | New | Residential Care | Electric | Per Commercial Building Square Feet For Ductless Heat Pump | DHP-NEW-Residential Care | 0% | 0% | 20.99% | 0% | 0% | 0% | 22.09% | 0.03681% | 0% | 0.1018% | 0% | 17.74% | 2.687% | 0.4509% | 0% | 0.006749% | 0.1193% | 0.7101% | 1.67% | 0% | 0% | 0% | 0% | 0% | 0% | 0% | Ductless Heat Pump-New | DHP-New |  | 0 | 100% | 100% | 100% | 100% | 100% | 100% | 100% | 100% | 100% | 100% | 100% | 100% | 100% | 100% | 100% | 100% | 100% | 100% | 100% | 0% | 0% | 0% | 0% | 0% | 0% | 0% | 0% | 0% | 20.99% | 0% | 0% | 0% | 22.09% | 0.03681% | 0% | 0.1018% | 0% | 17.74% | 2.687% | 0.4509% | 0% | 0.006749% | 0.1193% | 0.7101% | 1.67% | 0% | 0% | 0% | 0% | 0% | 0% | 0%
1 | 1811 | Ductless Heat Pump | ComDHP-7P_V2 | New | Assembly | Electric | Per Commercial Building Square Feet For Ductless Heat Pump | DHP-NEW-Assembly | 0% | 0% | 20.99% | 0% | 0% | 0% | 22.09% | 0.03681% | 0% | 0.1018% | 0% | 17.74% | 2.687% | 0.4509% | 0% | 0.006749% | 0.1193% | 0.7101% | 1.67% | 0% | 0% | 0% | 0% | 0% | 0% | 0% | Ductless Heat Pump-New | DHP-New |  | 0 | 100% | 100% | 100% | 100% | 100% | 100% | 100% | 100% | 100% | 100% | 100% | 100% | 100% | 100% | 100% | 100% | 100% | 100% | 100% | 0% | 0% | 0% | 0% | 0% | 0% | 0% | 0% | 0% | 20.99% | 0% | 0% | 0% | 22.09% | 0.03681% | 0% | 0.1018% | 0% | 17.74% | 2.687% | 0.4509% | 0% | 0.006749% | 0.1193% | 0.7101% | 1.67% | 0% | 0% | 0% | 0% | 0% | 0% | 0%
1 | 1811 | Ductless Heat Pump | ComDHP-7P_V2 | New | Other | Electric | Per Commercial Building Square Feet For Ductless Heat Pump | DHP-NEW-Other | 0% | 0% | 20.99% | 0% | 0% | 0% | 22.09% | 0.03681% | 0% | 0.1018% | 0% | 17.74% | 2.687% | 0.4509% | 0% | 0.006749% | 0.1193% | 0.7101% | 1.67% | 0% | 0% | 0% | 0% | 0% | 0% | 0% | Ductless Heat Pump-New | DHP-New |  | 0 | 100% | 100% | 100% | 100% | 100% | 100% | 100% | 100% | 100% | 100% | 100% | 100% | 100% | 100% | 100% | 100% | 100% | 100% | 100% | 0% | 0% | 0% | 0% | 0% | 0% | 0% | 0% | 0% | 20.99% | 0% | 0% | 0% | 22.09% | 0.03681% | 0% | 0.1018% | 0% | 17.74% | 2.687% | 0.4509% | 0% | 0.006749% | 0.1193% | 0.7101% | 1.67% | 0% | 0% | 0% | 0% | 0% | 0% | 0%
1 | 1811 | Water Heater | ComDHWEfficientTank_v4_4 | NR and New | All Commercial | Electric | Per Commercial-Type Electric Storage Water Heater | Commercial-type Electric Water Heater | 100% | 100% | 100% | 100% | 100% | 100% | 100% | 100% | 100% | 100% | 100% | 100% | 100% | 100% | 100% | 100% | 100% | 100% | 100% | 0% | 0% | 0% | 0% | 0% | 0% | 0% | Water Heater-NR and New | HPWH ResType-NR |  | 0 | 100% | 100% | 100% | 100% | 100% | 100% | 100% | 100% | 100% | 100% | 100% | 100% | 100% | 100% | 100% | 100% | 100% | 100% | 100% | 0% | 0% | 0% | 0% | 0% | 0% | 0% | 100% | 100% | 100% | 100% | 100% | 100% | 100% | 100% | 100% | 100% | 100% | 100% | 100% | 100% | 100% | 100% | 100% | 100% | 100% | 0% | 0% | 0% | 0% | 0% | 0% | 0%
1 | 1811 | Water Heater | ComDHWEfficientTank_v4_4 | NR and New | All Commercial | Electric | Per Residential-Type Electric Heat Pump Water Heater | Residential-type ENERGY STAR Heat Pump Water Heater - EF 2.2 | 100% | 100% | 100% | 100% | 100% | 100% | 100% | 100% | 100% | 100% | 100% | 100% | 100% | 100% | 100% | 100% | 100% | 100% | 100% | 0% | 0% | 0% | 0% | 0% | 0% | 0% | Water Heater-NR and New | HPWH ResType-NR |  | 0 | 100% | 100% | 100% | 100% | 100% | 100% | 100% | 100% | 100% | 100% | 100% | 100% | 100% | 100% | 100% | 100% | 100% | 100% | 100% | 0% | 0% | 0% | 0% | 0% | 0% | 0% | 100% | 100% | 100% | 100% | 100% | 100% | 100% | 100% | 100% | 100% | 100% | 100% | 100% | 100% | 100% | 100% | 100% | 100% | 100% | 0% | 0% | 0% | 0% | 0% | 0% | 0%
1 | 1811 | Water Heater | ComDHWEfficientTank_v4_4 | NR and New | All Commercial | Electric | Per Residential-Type Electric Heat Pump Water Heater | Residential-type Advanced Heat Pump Water Heater - EF 2.8 | 100% | 100% | 100% | 100% | 100% | 100% | 100% | 100% | 100% | 100% | 100% | 100% | 100% | 100% | 100% | 100% | 100% | 100% | 100% | 0% | 0% | 0% | 0% | 0% | 0% | 0% | Water Heater-NR and New | HPWH ResType-NR |  | 0 | 100% | 100% | 100% | 100% | 100% | 100% | 100% | 100% | 100% | 100% | 100% | 100% | 100% | 100% | 100% | 100% | 100% | 100% | 100% | 0% | 0% | 0% | 0% | 0% | 0% | 0% | 100% | 100% | 100% | 100% | 100% | 100% | 100% | 100% | 100% | 100% | 100% | 100% | 100% | 100% | 100% | 100% | 100% | 100% | 100% | 0% | 0% | 0% | 0% | 0% | 0% | 0%
1 | 1811 | Water Heater | ComDHWEfficientTank_v4_4 | NR and New | Restaurant | Gas | Per Commercial Gas Water Heater | Gas Hot Water Heater - 94% Efficient - Restaurant | 100% | 100% | 100% | 100% | 100% | 100% | 100% | 100% | 100% | 100% | 100% | 100% | 100% | 100% | 100% | 100% | 100% | 100% | 100% | 0% | 0% | 0% | 0% | 0% | 0% | 0% | Water Heater-NR and New | HPWH ResType-NR |  | 0 | 100% | 100% | 100% | 100% | 100% | 100% | 100% | 100% | 100% | 100% | 100% | 100% | 100% | 100% | 100% | 100% | 100% | 100% | 100% | 0% | 0% | 0% | 0% | 0% | 0% | 0% | 100% | 100% | 100% | 100% | 100% | 100% | 100% | 100% | 100% | 100% | 100% | 100% | 100% | 100% | 100% | 100% | 100% | 100% | 100% | 0% | 0% | 0% | 0% | 0% | 0% | 0%
1 | 1811 | Water Heater | ComDHWEfficientTank_v4_4 | NR and New | Other | Gas | Per Commercial Gas Water Heater | Gas Hot Water Heater - 94% Efficient - Laundry | 100% | 100% | 100% | 100% | 100% | 100% | 100% | 100% | 100% | 100% | 100% | 100% | 100% | 100% | 100% | 100% | 100% | 100% | 100% | 0% | 0% | 0% | 0% | 0% | 0% | 0% | Water Heater-NR and New | HPWH ResType-NR |  | 0 | 100% | 100% | 100% | 100% | 100% | 100% | 100% | 100% | 100% | 100% | 100% | 100% | 100% | 100% | 100% | 100% | 100% | 100% | 100% | 0% | 0% | 0% | 0% | 0% | 0% | 0% | 100% | 100% | 100% | 100% | 100% | 100% | 100% | 100% | 100% | 100% | 100% | 100% | 100% | 100% | 100% | 100% | 100% | 100% | 100% | 0% | 0% | 0% | 0% | 0% | 0% | 0%
1 | 1811 | Water Heater | ComDHWEfficientTank_v4_4 | NR and New | School K-12 | Gas | Per Commercial Gas Water Heater | Gas Hot Water Heater - 94% Efficient - Education | 100% | 100% | 100% | 100% | 100% | 100% | 100% | 100% | 100% | 100% | 100% | 100% | 100% | 100% | 100% | 100% | 100% | 100% | 100% | 0% | 0% | 0% | 0% | 0% | 0% | 0% | Water Heater-NR and New | HPWH ResType-NR |  | 0 | 100% | 100% | 100% | 100% | 100% | 100% | 100% | 100% | 100% | 100% | 100% | 100% | 100% | 100% | 100% | 100% | 100% | 100% | 100% | 0% | 0% | 0% | 0% | 0% | 0% | 0% | 100% | 100% | 100% | 100% | 100% | 100% | 100% | 100% | 100% | 100% | 100% | 100% | 100% | 100% | 100% | 100% | 100% | 100% | 100% | 0% | 0% | 0% | 0% | 0% | 0% | 0%
1 | 1811 | Water Heater | ComDHWEfficientTank_v4_4 | NR and New | Restaurant | Gas | Per Commercial Gas Water Heater | Gas Tankless Hot Water Heater - 94% Efficient - Restaurant | 100% | 100% | 100% | 100% | 100% | 100% | 100% | 100% | 100% | 100% | 100% | 100% | 100% | 100% | 100% | 100% | 100% | 100% | 100% | 0% | 0% | 0% | 0% | 0% | 0% | 0% | Water Heater-NR and New | HPWH ResType-NR |  | 0 | 100% | 100% | 100% | 100% | 100% | 100% | 100% | 100% | 100% | 100% | 100% | 100% | 100% | 100% | 100% | 100% | 100% | 100% | 100% | 0% | 0% | 0% | 0% | 0% | 0% | 0% | 100% | 100% | 100% | 100% | 100% | 100% | 100% | 100% | 100% | 100% | 100% | 100% | 100% | 100% | 100% | 100% | 100% | 100% | 100% | 0% | 0% | 0% | 0% | 0% | 0% | 0%
1 | 1811 | Water Heater | ComDHWEfficientTank_v4_4 | NR and New | Other | Gas | Per Commercial Gas Water Heater | Gas Tankless Hot Water Heater - 94% Efficient - Laundry | 100% | 100% | 100% | 100% | 100% | 100% | 100% | 100% | 100% | 100% | 100% | 100% | 100% | 100% | 100% | 100% | 100% | 100% | 100% | 0% | 0% | 0% | 0% | 0% | 0% | 0% | Water Heater-NR and New | HPWH ResType-NR |  | 0 | 100% | 100% | 100% | 100% | 100% | 100% | 100% | 100% | 100% | 100% | 100% | 100% | 100% | 100% | 100% | 100% | 100% | 100% | 100% | 0% | 0% | 0% | 0% | 0% | 0% | 0% | 100% | 100% | 100% | 100% | 100% | 100% | 100% | 100% | 100% | 100% | 100% | 100% | 100% | 100% | 100% | 100% | 100% | 100% | 100% | 0% | 0% | 0% | 0% | 0% | 0% | 0%
1 | 1811 | Water Heater | ComDHWEfficientTank_v4_4 | NR and New | School K-12 | Gas | Per Commercial Gas Water Heater | Gas Tankless Hot Water Heater - 94% Efficient - Education | 100% | 100% | 100% | 100% | 100% | 100% | 100% | 100% | 100% | 100% | 100% | 100% | 100% | 100% | 100% | 100% | 100% | 100% | 100% | 0% | 0% | 0% | 0% | 0% | 0% | 0% | Water Heater-NR and New | HPWH ResType-NR |  | 0 | 100% | 100% | 100% | 100% | 100% | 100% | 100% | 100% | 100% | 100% | 100% | 100% | 100% | 100% | 100% | 100% | 100% | 100% | 100% | 0% | 0% | 0% | 0% | 0% | 0% | 0% | 100% | 100% | 100% | 100% | 100% | 100% | 100% | 100% | 100% | 100% | 100% | 100% | 100% | 100% | 100% | 100% | 100% | 100% | 100% | 0% | 0% | 0% | 0% | 0% | 0% | 0%
1 | 1811 | Water Heater | ComDishwashers_PSE | NR and New | All Commercial | Gas | Per Dishwasher - Under Counter - High Temp - GWH | CKTCH: Dishwasher - Under Counter - High Temp - GWH | 100% | 100% | 100% | 100% | 100% | 100% | 100% | 100% | 100% | 100% | 100% | 100% | 100% | 100% | 100% | 100% | 100% | 100% | 100% | 0% | 0% | 0% | 0% | 0% | 0% | 0% | Water Heater-NR and New | HPWH ResType-NR |  | 0 | 100% | 100% | 100% | 100% | 100% | 100% | 100% | 100% | 100% | 100% | 100% | 100% | 100% | 100% | 100% | 100% | 100% | 100% | 100% | 0% | 0% | 0% | 0% | 0% | 0% | 0% | 100% | 100% | 100% | 100% | 100% | 100% | 100% | 100% | 100% | 100% | 100% | 100% | 100% | 100% | 100% | 100% | 100% | 100% | 100% | 0% | 0% | 0% | 0% | 0% | 0% | 0%
0 | 1811 | Dishwashers | ComDishwashers_PSE | NR and New | All Commercial | Gas | Per Dishwasher - Under Counter - Low Temp - GWH | CKTCH: Dishwasher - Under Counter - Low Temp - GWH | 0.95% | 0.95% | 0.95% | 19% | 19% | 19% | 19% | 66.5% | 66.5% | 0.95% | 38% | 38% | 71.25% | 57% | 9.5% | 0.95% | 0.95% | 0.95% | 15.02% | 0% | 0% | 0% | 0% | 0% | 0% | 0% | Dishwashers-NR and New | Washer-NR |  | 1 | 1.136% | 1.136% | 1.136% | 1.136% | 1.136% | 1.136% | 1.136% | 1.136% | 1.136% | 1.136% | 1.136% | 1.136% | 1.136% | 1.136% | 1.136% | 1.136% | 1.136% | 1.136% | 1.136% | 0% | 0% | 0% | 0% | 0% | 0% | 0% | 0.0108% | 0.0108% | 0.0108% | 0.2159% | 0.2159% | 0.2159% | 0.2159% | 0.7557% | 0.7557% | 0.0108% | 0.4318% | 0.4318% | 0.8097% | 0.6477% | 0.108% | 0.0108% | 0.0108% | 0.0108% | 0.1707% | 0% | 0% | 0% | 0% | 0% | 0% | 0%
0 | 1811 | Dishwashers | ComDishwashers_PSE | NR and New | All Commercial | Gas | Per Dishwasher - Door Type - High Temp - GWH | CKTCH: Dishwasher - Door Type - High Temp - GWH | 0.95% | 0.95% | 0.95% | 19% | 19% | 19% | 19% | 66.5% | 66.5% | 0.95% | 38% | 38% | 71.25% | 57% | 9.5% | 0.95% | 0.95% | 0.95% | 15.02% | 0% | 0% | 0% | 0% | 0% | 0% | 0% | Dishwashers-NR and New | Washer-NR |  | 1 | 1.136% | 1.136% | 1.136% | 1.136% | 1.136% | 1.136% | 1.136% | 1.136% | 1.136% | 1.136% | 1.136% | 1.136% | 1.136% | 1.136% | 1.136% | 1.136% | 1.136% | 1.136% | 1.136% | 0% | 0% | 0% | 0% | 0% | 0% | 0% | 0.0108% | 0.0108% | 0.0108% | 0.2159% | 0.2159% | 0.2159% | 0.2159% | 0.7557% | 0.7557% | 0.0108% | 0.4318% | 0.4318% | 0.8097% | 0.6477% | 0.108% | 0.0108% | 0.0108% | 0.0108% | 0.1707% | 0% | 0% | 0% | 0% | 0% | 0% | 0%
0 | 1811 | Dishwashers | ComDishwashers_PSE | NR and New | All Commercial | Gas | Per Dishwasher - Door Type - Low Temp - GWH | CKTCH: Dishwasher - Door Type - Low Temp - GWH | 0.95% | 0.95% | 0.95% | 19% | 19% | 19% | 19% | 66.5% | 66.5% | 0.95% | 38% | 38% | 71.25% | 57% | 9.5% | 0.95% | 0.95% | 0.95% | 15.02% | 0% | 0% | 0% | 0% | 0% | 0% | 0% | Dishwashers-NR and New | Washer-NR |  | 1 | 1.136% | 1.136% | 1.136% | 1.136% | 1.136% | 1.136% | 1.136% | 1.136% | 1.136% | 1.136% | 1.136% | 1.136% | 1.136% | 1.136% | 1.136% | 1.136% | 1.136% | 1.136% | 1.136% | 0% | 0% | 0% | 0% | 0% | 0% | 0% | 0.0108% | 0.0108% | 0.0108% | 0.2159% | 0.2159% | 0.2159% | 0.2159% | 0.7557% | 0.7557% | 0.0108% | 0.4318% | 0.4318% | 0.8097% | 0.6477% | 0.108% | 0.0108% | 0.0108% | 0.0108% | 0.1707% | 0% | 0% | 0% | 0% | 0% | 0% | 0%
0 | 1811 | Dishwashers | ComDishwashers_PSE | NR and New | All Commercial | Gas | Per Dishwasher - Multi Tank - High Temp - GWH | CKTCH: Dishwasher - Multi Tank - High Temp - GWH | 0.95% | 0.95% | 0.95% | 19% | 19% | 19% | 19% | 66.5% | 66.5% | 0.95% | 38% | 38% | 71.25% | 57% | 9.5% | 0.95% | 0.95% | 0.95% | 15.02% | 0% | 0% | 0% | 0% | 0% | 0% | 0% | Dishwashers-NR and New | Washer-NR |  | 1 | 1.136% | 1.136% | 1.136% | 1.136% | 1.136% | 1.136% | 1.136% | 1.136% | 1.136% | 1.136% | 1.136% | 1.136% | 1.136% | 1.136% | 1.136% | 1.136% | 1.136% | 1.136% | 1.136% | 0% | 0% | 0% | 0% | 0% | 0% | 0% | 0.0108% | 0.0108% | 0.0108% | 0.2159% | 0.2159% | 0.2159% | 0.2159% | 0.7557% | 0.7557% | 0.0108% | 0.4318% | 0.4318% | 0.8097% | 0.6477% | 0.108% | 0.0108% | 0.0108% | 0.0108% | 0.1707% | 0% | 0% | 0% | 0% | 0% | 0% | 0%
0 | 1811 | Dishwashers | ComDishwashers_PSE | NR and New | All Commercial | Gas | Per Dishwasher - Multi Tank - Low Temp - GWH | CKTCH: Dishwasher - Multi Tank - Low Temp - GWH | 0.95% | 0.95% | 0.95% | 19% | 19% | 19% | 19% | 66.5% | 66.5% | 0.95% | 38% | 38% | 71.25% | 57% | 9.5% | 0.95% | 0.95% | 0.95% | 15.02% | 0% | 0% | 0% | 0% | 0% | 0% | 0% | Dishwashers-NR and New | Washer-NR |  | 1 | 1.136% | 1.136% | 1.136% | 1.136% | 1.136% | 1.136% | 1.136% | 1.136% | 1.136% | 1.136% | 1.136% | 1.136% | 1.136% | 1.136% | 1.136% | 1.136% | 1.136% | 1.136% | 1.136% | 0% | 0% | 0% | 0% | 0% | 0% | 0% | 0.0108% | 0.0108% | 0.0108% | 0.2159% | 0.2159% | 0.2159% | 0.2159% | 0.7557% | 0.7557% | 0.0108% | 0.4318% | 0.4318% | 0.8097% | 0.6477% | 0.108% | 0.0108% | 0.0108% | 0.0108% | 0.1707% | 0% | 0% | 0% | 0% | 0% | 0% | 0%
0 | 1811 | Dishwashers | ComDishwashers_PSE | NR and New | All Commercial | Gas | Per Dishwasher - Single Tank - High Temp - GWH | CKTCH: Dishwasher - Single Tank - High Temp - GWH | 0.95% | 0.95% | 0.95% | 19% | 19% | 19% | 19% | 66.5% | 66.5% | 0.95% | 38% | 38% | 71.25% | 57% | 9.5% | 0.95% | 0.95% | 0.95% | 15.02% | 0% | 0% | 0% | 0% | 0% | 0% | 0% | Dishwashers-NR and New | Washer-NR |  | 1 | 1.136% | 1.136% | 1.136% | 1.136% | 1.136% | 1.136% | 1.136% | 1.136% | 1.136% | 1.136% | 1.136% | 1.136% | 1.136% | 1.136% | 1.136% | 1.136% | 1.136% | 1.136% | 1.136% | 0% | 0% | 0% | 0% | 0% | 0% | 0% | 0.0108% | 0.0108% | 0.0108% | 0.2159% | 0.2159% | 0.2159% | 0.2159% | 0.7557% | 0.7557% | 0.0108% | 0.4318% | 0.4318% | 0.8097% | 0.6477% | 0.108% | 0.0108% | 0.0108% | 0.0108% | 0.1707% | 0% | 0% | 0% | 0% | 0% | 0% | 0%
0 | 1811 | Dishwashers | ComDishwashers_PSE | NR and New | All Commercial | Gas | Per Dishwasher - Single Tank - Low Temp - GWH | CKTCH: Dishwasher - Single Tank - Low Temp - GWH | 0.95% | 0.95% | 0.95% | 19% | 19% | 19% | 19% | 66.5% | 66.5% | 0.95% | 38% | 38% | 71.25% | 57% | 9.5% | 0.95% | 0.95% | 0.95% | 15.02% | 0% | 0% | 0% | 0% | 0% | 0% | 0% | Dishwashers-NR and New | Washer-NR |  | 1 | 1.136% | 1.136% | 1.136% | 1.136% | 1.136% | 1.136% | 1.136% | 1.136% | 1.136% | 1.136% | 1.136% | 1.136% | 1.136% | 1.136% | 1.136% | 1.136% | 1.136% | 1.136% | 1.136% | 0% | 0% | 0% | 0% | 0% | 0% | 0% | 0.0108% | 0.0108% | 0.0108% | 0.2159% | 0.2159% | 0.2159% | 0.2159% | 0.7557% | 0.7557% | 0.0108% | 0.4318% | 0.4318% | 0.8097% | 0.6477% | 0.108% | 0.0108% | 0.0108% | 0.0108% | 0.1707% | 0% | 0% | 0% | 0% | 0% | 0% | 0%
0 | 1811 | Dishwashers | ComDishwashers_PSE | NR and New | All Commercial | Electric | Per Dishwasher - Under Counter - High Temp - EWH - E Booster | CKTCH: Dishwasher - Under Counter - High Temp - EWH - E Booster | 0.95% | 0.95% | 0.95% | 19% | 19% | 19% | 19% | 66.5% | 66.5% | 0.95% | 38% | 38% | 71.25% | 57% | 9.5% | 0.95% | 0.95% | 0.95% | 15.02% | 0% | 0% | 0% | 0% | 0% | 0% | 0% | Dishwashers-NR and New | Washer-NR |  | 1 | 0.2817% | 0.2817% | 0.2817% | 0.2817% | 0.2817% | 0.2817% | 0.2817% | 0.2817% | 0.2817% | 0.2817% | 0.2817% | 0.2817% | 0.2817% | 0.2817% | 0.2817% | 0.2817% | 0.2817% | 0.2817% | 0.2817% | 0% | 0% | 0% | 0% | 0% | 0% | 0% | 0.002676% | 0.002676% | 0.002676% | 0.05352% | 0.05352% | 0.05352% | 0.05352% | 0.1873% | 0.1873% | 0.002676% | 0.107% | 0.107% | 0.2007% | 0.1606% | 0.02676% | 0.002676% | 0.002676% | 0.002676% | 0.0423% | 0% | 0% | 0% | 0% | 0% | 0% | 0%
0 | 1811 | Dishwashers | ComDishwashers_PSE | NR and New | All Commercial | Electric | Per Dishwasher - Under Counter - High Temp - E Booster | CKTCH: Dishwasher - Under Counter - High Temp - E Booster | 0.95% | 0.95% | 0.95% | 19% | 19% | 19% | 19% | 66.5% | 66.5% | 0.95% | 38% | 38% | 71.25% | 57% | 9.5% | 0.95% | 0.95% | 0.95% | 15.02% | 0% | 0% | 0% | 0% | 0% | 0% | 0% | Dishwashers-NR and New | Washer-NR |  | 1 | 0.2817% | 0.2817% | 0.2817% | 0.2817% | 0.2817% | 0.2817% | 0.2817% | 0.2817% | 0.2817% | 0.2817% | 0.2817% | 0.2817% | 0.2817% | 0.2817% | 0.2817% | 0.2817% | 0.2817% | 0.2817% | 0.2817% | 0% | 0% | 0% | 0% | 0% | 0% | 0% | 0.002676% | 0.002676% | 0.002676% | 0.05352% | 0.05352% | 0.05352% | 0.05352% | 0.1873% | 0.1873% | 0.002676% | 0.107% | 0.107% | 0.2007% | 0.1606% | 0.02676% | 0.002676% | 0.002676% | 0.002676% | 0.0423% | 0% | 0% | 0% | 0% | 0% | 0% | 0%
0 | 1811 | Dishwashers | ComDishwashers_PSE | NR and New | All Commercial | Electric | Per Dishwasher - Under Counter - Low Temp - EWH | CKTCH: Dishwasher - Under Counter - Low Temp - EWH | 0.95% | 0.95% | 0.95% | 19% | 19% | 19% | 19% | 66.5% | 66.5% | 0.95% | 38% | 38% | 71.25% | 57% | 9.5% | 0.95% | 0.95% | 0.95% | 15.02% | 0% | 0% | 0% | 0% | 0% | 0% | 0% | Dishwashers-NR and New | Washer-NR |  | 1 | 0.2817% | 0.2817% | 0.2817% | 0.2817% | 0.2817% | 0.2817% | 0.2817% | 0.2817% | 0.2817% | 0.2817% | 0.2817% | 0.2817% | 0.2817% | 0.2817% | 0.2817% | 0.2817% | 0.2817% | 0.2817% | 0.2817% | 0% | 0% | 0% | 0% | 0% | 0% | 0% | 0.002676% | 0.002676% | 0.002676% | 0.05352% | 0.05352% | 0.05352% | 0.05352% | 0.1873% | 0.1873% | 0.002676% | 0.107% | 0.107% | 0.2007% | 0.1606% | 0.02676% | 0.002676% | 0.002676% | 0.002676% | 0.0423% | 0% | 0% | 0% | 0% | 0% | 0% | 0%
0 | 1811 | Dishwashers | ComDishwashers_PSE | NR and New | All Commercial | Electric | Per Dishwasher - Door Type - High Temp - EWH - E Booster | CKTCH: Dishwasher - Door Type - High Temp - EWH - E Booster | 0.95% | 0.95% | 0.95% | 19% | 19% | 19% | 19% | 66.5% | 66.5% | 0.95% | 38% | 38% | 71.25% | 57% | 9.5% | 0.95% | 0.95% | 0.95% | 15.02% | 0% | 0% | 0% | 0% | 0% | 0% | 0% | Dishwashers-NR and New | Washer-NR |  | 1 | 0.2817% | 0.2817% | 0.2817% | 0.2817% | 0.2817% | 0.2817% | 0.2817% | 0.2817% | 0.2817% | 0.2817% | 0.2817% | 0.2817% | 0.2817% | 0.2817% | 0.2817% | 0.2817% | 0.2817% | 0.2817% | 0.2817% | 0% | 0% | 0% | 0% | 0% | 0% | 0% | 0.002676% | 0.002676% | 0.002676% | 0.05352% | 0.05352% | 0.05352% | 0.05352% | 0.1873% | 0.1873% | 0.002676% | 0.107% | 0.107% | 0.2007% | 0.1606% | 0.02676% | 0.002676% | 0.002676% | 0.002676% | 0.0423% | 0% | 0% | 0% | 0% | 0% | 0% | 0%
0 | 1811 | Dishwashers | ComDishwashers_PSE | NR and New | All Commercial | Electric | Per Dishwasher - Door Type - High Temp - E Booster | CKTCH: Dishwasher - Door Type - High Temp - E Booster | 0.95% | 0.95% | 0.95% | 19% | 19% | 19% | 19% | 66.5% | 66.5% | 0.95% | 38% | 38% | 71.25% | 57% | 9.5% | 0.95% | 0.95% | 0.95% | 15.02% | 0% | 0% | 0% | 0% | 0% | 0% | 0% | Dishwashers-NR and New | Washer-NR |  | 1 | 0.2817% | 0.2817% | 0.2817% | 0.2817% | 0.2817% | 0.2817% | 0.2817% | 0.2817% | 0.2817% | 0.2817% | 0.2817% | 0.2817% | 0.2817% | 0.2817% | 0.2817% | 0.2817% | 0.2817% | 0.2817% | 0.2817% | 0% | 0% | 0% | 0% | 0% | 0% | 0% | 0.002676% | 0.002676% | 0.002676% | 0.05352% | 0.05352% | 0.05352% | 0.05352% | 0.1873% | 0.1873% | 0.002676% | 0.107% | 0.107% | 0.2007% | 0.1606% | 0.02676% | 0.002676% | 0.002676% | 0.002676% | 0.0423% | 0% | 0% | 0% | 0% | 0% | 0% | 0%
0 | 1811 | Dishwashers | ComDishwashers_PSE | NR and New | All Commercial | Electric | Per Dishwasher - Door Type - Low Temp - EWH | CKTCH: Dishwasher - Door Type - Low Temp - EWH | 0.95% | 0.95% | 0.95% | 19% | 19% | 19% | 19% | 66.5% | 66.5% | 0.95% | 38% | 38% | 71.25% | 57% | 9.5% | 0.95% | 0.95% | 0.95% | 15.02% | 0% | 0% | 0% | 0% | 0% | 0% | 0% | Dishwashers-NR and New | Washer-NR |  | 1 | 0.2817% | 0.2817% | 0.2817% | 0.2817% | 0.2817% | 0.2817% | 0.2817% | 0.2817% | 0.2817% | 0.2817% | 0.2817% | 0.2817% | 0.2817% | 0.2817% | 0.2817% | 0.2817% | 0.2817% | 0.2817% | 0.2817% | 0% | 0% | 0% | 0% | 0% | 0% | 0% | 0.002676% | 0.002676% | 0.002676% | 0.05352% | 0.05352% | 0.05352% | 0.05352% | 0.1873% | 0.1873% | 0.002676% | 0.107% | 0.107% | 0.2007% | 0.1606% | 0.02676% | 0.002676% | 0.002676% | 0.002676% | 0.0423% | 0% | 0% | 0% | 0% | 0% | 0% | 0%
0 | 1811 | Dishwashers | ComDishwashers_PSE | NR and New | All Commercial | Electric | Per Dishwasher - Multi Tank - High Temp - EWH - E Booster | CKTCH: Dishwasher - Multi Tank - High Temp - EWH - E Booster | 0.95% | 0.95% | 0.95% | 19% | 19% | 19% | 19% | 66.5% | 66.5% | 0.95% | 38% | 38% | 71.25% | 57% | 9.5% | 0.95% | 0.95% | 0.95% | 15.02% | 0% | 0% | 0% | 0% | 0% | 0% | 0% | Dishwashers-NR and New | Washer-NR |  | 1 | 0.2817% | 0.2817% | 0.2817% | 0.2817% | 0.2817% | 0.2817% | 0.2817% | 0.2817% | 0.2817% | 0.2817% | 0.2817% | 0.2817% | 0.2817% | 0.2817% | 0.2817% | 0.2817% | 0.2817% | 0.2817% | 0.2817% | 0% | 0% | 0% | 0% | 0% | 0% | 0% | 0.002676% | 0.002676% | 0.002676% | 0.05352% | 0.05352% | 0.05352% | 0.05352% | 0.1873% | 0.1873% | 0.002676% | 0.107% | 0.107% | 0.2007% | 0.1606% | 0.02676% | 0.002676% | 0.002676% | 0.002676% | 0.0423% | 0% | 0% | 0% | 0% | 0% | 0% | 0%
0 | 1811 | Dishwashers | ComDishwashers_PSE | NR and New | All Commercial | Electric | Per Dishwasher - Multi Tank - High Temp - E Booster | CKTCH: Dishwasher - Multi Tank - High Temp - E Booster | 0.95% | 0.95% | 0.95% | 19% | 19% | 19% | 19% | 66.5% | 66.5% | 0.95% | 38% | 38% | 71.25% | 57% | 9.5% | 0.95% | 0.95% | 0.95% | 15.02% | 0% | 0% | 0% | 0% | 0% | 0% | 0% | Dishwashers-NR and New | Washer-NR |  | 1 | 0.2817% | 0.2817% | 0.2817% | 0.2817% | 0.2817% | 0.2817% | 0.2817% | 0.2817% | 0.2817% | 0.2817% | 0.2817% | 0.2817% | 0.2817% | 0.2817% | 0.2817% | 0.2817% | 0.2817% | 0.2817% | 0.2817% | 0% | 0% | 0% | 0% | 0% | 0% | 0% | 0.002676% | 0.002676% | 0.002676% | 0.05352% | 0.05352% | 0.05352% | 0.05352% | 0.1873% | 0.1873% | 0.002676% | 0.107% | 0.107% | 0.2007% | 0.1606% | 0.02676% | 0.002676% | 0.002676% | 0.002676% | 0.0423% | 0% | 0% | 0% | 0% | 0% | 0% | 0%
0 | 1811 | Dishwashers | ComDishwashers_PSE | NR and New | All Commercial | Electric | Per Dishwasher - Multi Tank - Low Temp - EWH | CKTCH: Dishwasher - Multi Tank - Low Temp - EWH | 0.95% | 0.95% | 0.95% | 19% | 19% | 19% | 19% | 66.5% | 66.5% | 0.95% | 38% | 38% | 71.25% | 57% | 9.5% | 0.95% | 0.95% | 0.95% | 15.02% | 0% | 0% | 0% | 0% | 0% | 0% | 0% | Dishwashers-NR and New | Washer-NR |  | 1 | 0.2817% | 0.2817% | 0.2817% | 0.2817% | 0.2817% | 0.2817% | 0.2817% | 0.2817% | 0.2817% | 0.2817% | 0.2817% | 0.2817% | 0.2817% | 0.2817% | 0.2817% | 0.2817% | 0.2817% | 0.2817% | 0.2817% | 0% | 0% | 0% | 0% | 0% | 0% | 0% | 0.002676% | 0.002676% | 0.002676% | 0.05352% | 0.05352% | 0.05352% | 0.05352% | 0.1873% | 0.1873% | 0.002676% | 0.107% | 0.107% | 0.2007% | 0.1606% | 0.02676% | 0.002676% | 0.002676% | 0.002676% | 0.0423% | 0% | 0% | 0% | 0% | 0% | 0% | 0%
0 | 1811 | Dishwashers | ComDishwashers_PSE | NR and New | All Commercial | Electric | Per Dishwasher - Single Tank - High Temp - EWH - E Booster | CKTCH: Dishwasher - Single Tank - High Temp - EWH - E Booster | 0.95% | 0.95% | 0.95% | 19% | 19% | 19% | 19% | 66.5% | 66.5% | 0.95% | 38% | 38% | 71.25% | 57% | 9.5% | 0.95% | 0.95% | 0.95% | 15.02% | 0% | 0% | 0% | 0% | 0% | 0% | 0% | Dishwashers-NR and New | Washer-NR |  | 1 | 0.2817% | 0.2817% | 0.2817% | 0.2817% | 0.2817% | 0.2817% | 0.2817% | 0.2817% | 0.2817% | 0.2817% | 0.2817% | 0.2817% | 0.2817% | 0.2817% | 0.2817% | 0.2817% | 0.2817% | 0.2817% | 0.2817% | 0% | 0% | 0% | 0% | 0% | 0% | 0% | 0.002676% | 0.002676% | 0.002676% | 0.05352% | 0.05352% | 0.05352% | 0.05352% | 0.1873% | 0.1873% | 0.002676% | 0.107% | 0.107% | 0.2007% | 0.1606% | 0.02676% | 0.002676% | 0.002676% | 0.002676% | 0.0423% | 0% | 0% | 0% | 0% | 0% | 0% | 0%
0 | 1811 | Dishwashers | ComDishwashers_PSE | NR and New | All Commercial | Electric | Per Dishwasher - Single Tank - High Temp - E Booster | CKTCH: Dishwasher - Single Tank - High Temp - E Booster | 0.95% | 0.95% | 0.95% | 19% | 19% | 19% | 19% | 66.5% | 66.5% | 0.95% | 38% | 38% | 71.25% | 57% | 9.5% | 0.95% | 0.95% | 0.95% | 15.02% | 0% | 0% | 0% | 0% | 0% | 0% | 0% | Dishwashers-NR and New | Washer-NR |  | 1 | 0.2817% | 0.2817% | 0.2817% | 0.2817% | 0.2817% | 0.2817% | 0.2817% | 0.2817% | 0.2817% | 0.2817% | 0.2817% | 0.2817% | 0.2817% | 0.2817% | 0.2817% | 0.2817% | 0.2817% | 0.2817% | 0.2817% | 0% | 0% | 0% | 0% | 0% | 0% | 0% | 0.002676% | 0.002676% | 0.002676% | 0.05352% | 0.05352% | 0.05352% | 0.05352% | 0.1873% | 0.1873% | 0.002676% | 0.107% | 0.107% | 0.2007% | 0.1606% | 0.02676% | 0.002676% | 0.002676% | 0.002676% | 0.0423% | 0% | 0% | 0% | 0% | 0% | 0% | 0%
0 | 1811 | Dishwashers | ComDishwashers_PSE | NR and New | All Commercial | Electric | Per Dishwasher - Single Tank - Low Temp - EWH | CKTCH: Dishwasher - Single Tank - Low Temp - EWH | 0.95% | 0.95% | 0.95% | 19% | 19% | 19% | 19% | 66.5% | 66.5% | 0.95% | 38% | 38% | 71.25% | 57% | 9.5% | 0.95% | 0.95% | 0.95% | 15.02% | 0% | 0% | 0% | 0% | 0% | 0% | 0% | Dishwashers-NR and New | Washer-NR |  | 1 | 0.2817% | 0.2817% | 0.2817% | 0.2817% | 0.2817% | 0.2817% | 0.2817% | 0.2817% | 0.2817% | 0.2817% | 0.2817% | 0.2817% | 0.2817% | 0.2817% | 0.2817% | 0.2817% | 0.2817% | 0.2817% | 0.2817% | 0% | 0% | 0% | 0% | 0% | 0% | 0% | 0.002676% | 0.002676% | 0.002676% | 0.05352% | 0.05352% | 0.05352% | 0.05352% | 0.1873% | 0.1873% | 0.002676% | 0.107% | 0.107% | 0.2007% | 0.1606% | 0.02676% | 0.002676% | 0.002676% | 0.002676% | 0.0423% | 0% | 0% | 0% | 0% | 0% | 0% | 0%
0 | 1811 | Dishwashers | ComDishwashers_PSE | NR and New | All Commercial | Electric | Per Dishwasher - Single Tank - Low Temp - E Incidental | CKTCH: Dishwasher - Single Tank - Low Temp - E Incidental | 0.95% | 0.95% | 0.95% | 19% | 19% | 19% | 19% | 66.5% | 66.5% | 0.95% | 38% | 38% | 71.25% | 57% | 9.5% | 0.95% | 0.95% | 0.95% | 15.02% | 0% | 0% | 0% | 0% | 0% | 0% | 0% | Dishwashers-NR and New | Washer-NR |  | 1 | 0.2817% | 0.2817% | 0.2817% | 0.2817% | 0.2817% | 0.2817% | 0.2817% | 0.2817% | 0.2817% | 0.2817% | 0.2817% | 0.2817% | 0.2817% | 0.2817% | 0.2817% | 0.2817% | 0.2817% | 0.2817% | 0.2817% | 0% | 0% | 0% | 0% | 0% | 0% | 0% | 0.002676% | 0.002676% | 0.002676% | 0.05352% | 0.05352% | 0.05352% | 0.05352% | 0.1873% | 0.1873% | 0.002676% | 0.107% | 0.107% | 0.2007% | 0.1606% | 0.02676% | 0.002676% | 0.002676% | 0.002676% | 0.0423% | 0% | 0% | 0% | 0% | 0% | 0% | 0%
0 | 1811 | Dishwashers | ComDishwashers_PSE | NR and New | All Commercial | Gas | Per Dishwasher - Under Counter - High Temp - GWH - E Booster | CKTCH: Dishwasher - Under Counter - High Temp - GWH - E Booster | 0.95% | 0.95% | 0.95% | 19% | 19% | 19% | 19% | 66.5% | 66.5% | 0.95% | 38% | 38% | 71.25% | 57% | 9.5% | 0.95% | 0.95% | 0.95% | 15.02% | 0% | 0% | 0% | 0% | 0% | 0% | 0% | Dishwashers-NR and New | Washer-NR |  | 1 | 1.136% | 1.136% | 1.136% | 1.136% | 1.136% | 1.136% | 1.136% | 1.136% | 1.136% | 1.136% | 1.136% | 1.136% | 1.136% | 1.136% | 1.136% | 1.136% | 1.136% | 1.136% | 1.136% | 0% | 0% | 0% | 0% | 0% | 0% | 0% | 0.0108% | 0.0108% | 0.0108% | 0.2159% | 0.2159% | 0.2159% | 0.2159% | 0.7557% | 0.7557% | 0.0108% | 0.4318% | 0.4318% | 0.8097% | 0.6477% | 0.108% | 0.0108% | 0.0108% | 0.0108% | 0.1707% | 0% | 0% | 0% | 0% | 0% | 0% | 0%
0 | 1811 | Dishwashers | ComDishwashers_PSE | NR and New | All Commercial | Gas | Per Dishwasher - Door Type - High Temp - GWH - E Booster | CKTCH: Dishwasher - Door Type - High Temp - GWH - E Booster | 0.95% | 0.95% | 0.95% | 19% | 19% | 19% | 19% | 66.5% | 66.5% | 0.95% | 38% | 38% | 71.25% | 57% | 9.5% | 0.95% | 0.95% | 0.95% | 15.02% | 0% | 0% | 0% | 0% | 0% | 0% | 0% | Dishwashers-NR and New | Washer-NR |  | 1 | 1.136% | 1.136% | 1.136% | 1.136% | 1.136% | 1.136% | 1.136% | 1.136% | 1.136% | 1.136% | 1.136% | 1.136% | 1.136% | 1.136% | 1.136% | 1.136% | 1.136% | 1.136% | 1.136% | 0% | 0% | 0% | 0% | 0% | 0% | 0% | 0.0108% | 0.0108% | 0.0108% | 0.2159% | 0.2159% | 0.2159% | 0.2159% | 0.7557% | 0.7557% | 0.0108% | 0.4318% | 0.4318% | 0.8097% | 0.6477% | 0.108% | 0.0108% | 0.0108% | 0.0108% | 0.1707% | 0% | 0% | 0% | 0% | 0% | 0% | 0%
0 | 1811 | Dishwashers | ComDishwashers_PSE | NR and New | All Commercial | Gas | Per Dishwasher - Multi Tank - High Temp - GWH - E Booster | CKTCH: Dishwasher - Multi Tank - High Temp - GWH - E Booster | 0.95% | 0.95% | 0.95% | 19% | 19% | 19% | 19% | 66.5% | 66.5% | 0.95% | 38% | 38% | 71.25% | 57% | 9.5% | 0.95% | 0.95% | 0.95% | 15.02% | 0% | 0% | 0% | 0% | 0% | 0% | 0% | Dishwashers-NR and New | Washer-NR |  | 1 | 1.136% | 1.136% | 1.136% | 1.136% | 1.136% | 1.136% | 1.136% | 1.136% | 1.136% | 1.136% | 1.136% | 1.136% | 1.136% | 1.136% | 1.136% | 1.136% | 1.136% | 1.136% | 1.136% | 0% | 0% | 0% | 0% | 0% | 0% | 0% | 0.0108% | 0.0108% | 0.0108% | 0.2159% | 0.2159% | 0.2159% | 0.2159% | 0.7557% | 0.7557% | 0.0108% | 0.4318% | 0.4318% | 0.8097% | 0.6477% | 0.108% | 0.0108% | 0.0108% | 0.0108% | 0.1707% | 0% | 0% | 0% | 0% | 0% | 0% | 0%
0 | 1811 | Dishwashers | ComDishwashers_PSE | NR and New | All Commercial | Gas | Per Dishwasher - Single Tank - High Temp - GWH - E Booster | CKTCH: Dishwasher - Single Tank - High Temp - GWH - E Booster | 0.95% | 0.95% | 0.95% | 19% | 19% | 19% | 19% | 66.5% | 66.5% | 0.95% | 38% | 38% | 71.25% | 57% | 9.5% | 0.95% | 0.95% | 0.95% | 15.02% | 0% | 0% | 0% | 0% | 0% | 0% | 0% | Dishwashers-NR and New | Washer-NR |  | 1 | 1.136% | 1.136% | 1.136% | 1.136% | 1.136% | 1.136% | 1.136% | 1.136% | 1.136% | 1.136% | 1.136% | 1.136% | 1.136% | 1.136% | 1.136% | 1.136% | 1.136% | 1.136% | 1.136% | 0% | 0% | 0% | 0% | 0% | 0% | 0% | 0.0108% | 0.0108% | 0.0108% | 0.2159% | 0.2159% | 0.2159% | 0.2159% | 0.7557% | 0.7557% | 0.0108% | 0.4318% | 0.4318% | 0.8097% | 0.6477% | 0.108% | 0.0108% | 0.0108% | 0.0108% | 0.1707% | 0% | 0% | 0% | 0% | 0% | 0% | 0%
0 | 1811 | Dishwashers | ComDishwashers_PSE | NR and New | All Commercial | Gas | Per Dishwasher - Single Tank - Low Temp - GWH - E Incidental | CKTCH: Dishwasher - Single Tank - Low Temp - GWH - E Incidental | 0.95% | 0.95% | 0.95% | 19% | 19% | 19% | 19% | 66.5% | 66.5% | 0.95% | 38% | 38% | 71.25% | 57% | 9.5% | 0.95% | 0.95% | 0.95% | 15.02% | 0% | 0% | 0% | 0% | 0% | 0% | 0% | Dishwashers-NR and New | Washer-NR |  | 1 | 1.136% | 1.136% | 1.136% | 1.136% | 1.136% | 1.136% | 1.136% | 1.136% | 1.136% | 1.136% | 1.136% | 1.136% | 1.136% | 1.136% | 1.136% | 1.136% | 1.136% | 1.136% | 1.136% | 0% | 0% | 0% | 0% | 0% | 0% | 0% | 0.0108% | 0.0108% | 0.0108% | 0.2159% | 0.2159% | 0.2159% | 0.2159% | 0.7557% | 0.7557% | 0.0108% | 0.4318% | 0.4318% | 0.8097% | 0.6477% | 0.108% | 0.0108% | 0.0108% | 0.0108% | 0.1707% | 0% | 0% | 0% | 0% | 0% | 0% | 0%
| 1811 | Refrigerated Display Case | ComDisplayCaseAddDoor-Cadmus | Retro | All Commercial | Electric | Per Foot of Added Display Case Door Length - Baseline does not have night cover | Add Door to Open Vertical Refrigerated Display Case, Medium Temperature | 100% | 100% | 100% | 100% | 100% | 100% | 100% | 100% | 100% | 100% | 100% | 100% | 100% | 100% | 100% | 100% | 100% | 100% | 100% | 0% | 0% | 0% | 0% | 0% | 0% | 0% | Refrigerated Display Case-Retro | GroceryRefrigeration-Retro |  | 0 | 0.2817% | 0.2817% | 0.2817% | 0.2817% | 0.2817% | 0.2817% | 0.2817% | 0.2817% | 0.2817% | 0.2817% | 0.2817% | 0.2817% | 0.2817% | 0.2817% | 0.2817% | 0.2817% | 0.2817% | 0.2817% | 0.2817% | 0% | 0% | 0% | 0% | 0% | 0% | 0% | 0.2817% | 0.2817% | 0.2817% | 0.2817% | 0.2817% | 0.2817% | 0.2817% | 0.2817% | 0.2817% | 0.2817% | 0.2817% | 0.2817% | 0.2817% | 0.2817% | 0.2817% | 0.2817% | 0.2817% | 0.2817% | 0.2817% | 0% | 0% | 0% | 0% | 0% | 0% | 0%
| 1811 | Refrigerated Display Case | ComDisplayCaseAddDoor-Cadmus | Retro | All Commercial | Electric | Per Foot of Added Display Case Door Length With Night Covers - Baseline has night cover | Add Door to Open Vertical Refrigerated Display Case with Night Covers, Medium Temperature | 100% | 100% | 100% | 100% | 100% | 100% | 100% | 100% | 100% | 100% | 100% | 100% | 100% | 100% | 100% | 100% | 100% | 100% | 100% | 0% | 0% | 0% | 0% | 0% | 0% | 0% | Refrigerated Display Case-Retro | GroceryRefrigeration-Retro |  | 0 | 0.2817% | 0.2817% | 0.2817% | 0.2817% | 0.2817% | 0.2817% | 0.2817% | 0.2817% | 0.2817% | 0.2817% | 0.2817% | 0.2817% | 0.2817% | 0.2817% | 0.2817% | 0.2817% | 0.2817% | 0.2817% | 0.2817% | 0% | 0% | 0% | 0% | 0% | 0% | 0% | 0.2817% | 0.2817% | 0.2817% | 0.2817% | 0.2817% | 0.2817% | 0.2817% | 0.2817% | 0.2817% | 0.2817% | 0.2817% | 0.2817% | 0.2817% | 0.2817% | 0.2817% | 0.2817% | 0.2817% | 0.2817% | 0.2817% | 0% | 0% | 0% | 0% | 0% | 0% | 0%
| 1811 | Door Auto Closer | ComDoorAutoCloser_PSE | Retro | All Commercial | Gas | Per Auto Door Closer - Glass Reach-in - Low-Temp - Gas Heating | Auto-Closers for Glass Reach-in Doors - Low-Temp (Gas Heating) | 100% | 100% | 100% | 100% | 100% | 100% | 100% | 100% | 100% | 100% | 100% | 100% | 100% | 100% | 100% | 100% | 100% | 100% | 100% | 0% | 0% | 0% | 0% | 0% | 0% | 0% | Door Auto Closer-Retro | GroceryRefrigeration-Retro |  | 0 | 0.1638% | 0.1638% | 0.1638% | 0.1638% | 0.1638% | 0.1638% | 0.1638% | 0.1638% | 0.1638% | 0.1638% | 0.1638% | 0.1638% | 0.1638% | 0.1638% | 0.1638% | 0.1638% | 0.1638% | 0.1638% | 0.1638% | 0% | 0% | 0% | 0% | 0% | 0% | 0% | 0.1638% | 0.1638% | 0.1638% | 0.1638% | 0.1638% | 0.1638% | 0.1638% | 0.1638% | 0.1638% | 0.1638% | 0.1638% | 0.1638% | 0.1638% | 0.1638% | 0.1638% | 0.1638% | 0.1638% | 0.1638% | 0.1638% | 0% | 0% | 0% | 0% | 0% | 0% | 0%
| 1811 | Door Auto Closer | ComDoorAutoCloser_PSE | Retro | All Commercial | Gas | Per Auto Door Closer - Glass Reach-in - Medium-Temp - Gas Heating | Auto-Closers for Glass Reach-in Doors - Medium-Temp (Gas Heating) | 100% | 100% | 100% | 100% | 100% | 100% | 100% | 100% | 100% | 100% | 100% | 100% | 100% | 100% | 100% | 100% | 100% | 100% | 100% | 0% | 0% | 0% | 0% | 0% | 0% | 0% | Door Auto Closer-Retro | GroceryRefrigeration-Retro |  | 0 | 0.1638% | 0.1638% | 0.1638% | 0.1638% | 0.1638% | 0.1638% | 0.1638% | 0.1638% | 0.1638% | 0.1638% | 0.1638% | 0.1638% | 0.1638% | 0.1638% | 0.1638% | 0.1638% | 0.1638% | 0.1638% | 0.1638% | 0% | 0% | 0% | 0% | 0% | 0% | 0% | 0.1638% | 0.1638% | 0.1638% | 0.1638% | 0.1638% | 0.1638% | 0.1638% | 0.1638% | 0.1638% | 0.1638% | 0.1638% | 0.1638% | 0.1638% | 0.1638% | 0.1638% | 0.1638% | 0.1638% | 0.1638% | 0.1638% | 0% | 0% | 0% | 0% | 0% | 0% | 0%
| 1811 | Door Auto Closer | ComDoorAutoCloser_PSE | Retro | All Commercial | Gas | Per Auto Door Closer - Walk-in - Low-Temp - Gas Heating | Auto-Closers for Walk-in Doors - Low-Temp (Gas Heating) | 100% | 100% | 100% | 100% | 100% | 100% | 100% | 100% | 100% | 100% | 100% | 100% | 100% | 100% | 100% | 100% | 100% | 100% | 100% | 0% | 0% | 0% | 0% | 0% | 0% | 0% | Door Auto Closer-Retro | GroceryRefrigeration-Retro |  | 0 | 0.3362% | 0.3362% | 0.3362% | 0.3362% | 0.3362% | 0.3362% | 0.3362% | 0.3362% | 0.3362% | 0.3362% | 0.3362% | 0.3362% | 0.3362% | 0.3362% | 0.3362% | 0.3362% | 0.3362% | 0.3362% | 0.3362% | 0% | 0% | 0% | 0% | 0% | 0% | 0% | 0.3362% | 0.3362% | 0.3362% | 0.3362% | 0.3362% | 0.3362% | 0.3362% | 0.3362% | 0.3362% | 0.3362% | 0.3362% | 0.3362% | 0.3362% | 0.3362% | 0.3362% | 0.3362% | 0.3362% | 0.3362% | 0.3362% | 0% | 0% | 0% | 0% | 0% | 0% | 0%
| 1811 | Door Auto Closer | ComDoorAutoCloser_PSE | Retro | All Commercial | Gas | Per Auto Door Closer - Walk-in - Medium-Temp - Gas Heating | Auto-Closers for Walk-in Doors - Medium-Temp (Gas Heating) | 100% | 100% | 100% | 100% | 100% | 100% | 100% | 100% | 100% | 100% | 100% | 100% | 100% | 100% | 100% | 100% | 100% | 100% | 100% | 0% | 0% | 0% | 0% | 0% | 0% | 0% | Door Auto Closer-Retro | GroceryRefrigeration-Retro |  | 0 | 0.3362% | 0.3362% | 0.3362% | 0.3362% | 0.3362% | 0.3362% | 0.3362% | 0.3362% | 0.3362% | 0.3362% | 0.3362% | 0.3362% | 0.3362% | 0.3362% | 0.3362% | 0.3362% | 0.3362% | 0.3362% | 0.3362% | 0% | 0% | 0% | 0% | 0% | 0% | 0% | 0.3362% | 0.3362% | 0.3362% | 0.3362% | 0.3362% | 0.3362% | 0.3362% | 0.3362% | 0.3362% | 0.3362% | 0.3362% | 0.3362% | 0.3362% | 0.3362% | 0.3362% | 0.3362% | 0.3362% | 0.3362% | 0.3362% | 0% | 0% | 0% | 0% | 0% | 0% | 0%
| 1811 | Door Auto Closer | ComDoorAutoCloser_PSE | Retro | All Commercial | Electric | Per Auto Door Closer - Glass Reach-in - Low-Temp - Electric Heating | Auto-Closers for Glass Reach-in Doors - Low-Temp (Electric Heating) | 100% | 100% | 100% | 100% | 100% | 100% | 100% | 100% | 100% | 100% | 100% | 100% | 100% | 100% | 100% | 100% | 100% | 100% | 100% | 0% | 0% | 0% | 0% | 0% | 0% | 0% | Door Auto Closer-Retro | GroceryRefrigeration-Retro |  | 0 | 32.6% | 32.6% | 32.6% | 32.6% | 32.6% | 32.6% | 32.6% | 32.6% | 32.6% | 32.6% | 32.6% | 32.6% | 32.6% | 32.6% | 32.6% | 32.6% | 32.6% | 32.6% | 32.6% | 0% | 0% | 0% | 0% | 0% | 0% | 0% | 32.6% | 32.6% | 32.6% | 32.6% | 32.6% | 32.6% | 32.6% | 32.6% | 32.6% | 32.6% | 32.6% | 32.6% | 32.6% | 32.6% | 32.6% | 32.6% | 32.6% | 32.6% | 32.6% | 0% | 0% | 0% | 0% | 0% | 0% | 0%
| 1811 | Door Auto Closer | ComDoorAutoCloser_PSE | Retro | All Commercial | Electric | Per Auto Door Closer - Glass Reach-in - Medium-Temp - Electric Heating | Auto-Closers for Glass Reach-in Doors - Medium-Temp (Electric Heating) | 100% | 100% | 100% | 100% | 100% | 100% | 100% | 100% | 100% | 100% | 100% | 100% | 100% | 100% | 100% | 100% | 100% | 100% | 100% | 0% | 0% | 0% | 0% | 0% | 0% | 0% | Door Auto Closer-Retro | GroceryRefrigeration-Retro |  | 0 | 32.6% | 32.6% | 32.6% | 32.6% | 32.6% | 32.6% | 32.6% | 32.6% | 32.6% | 32.6% | 32.6% | 32.6% | 32.6% | 32.6% | 32.6% | 32.6% | 32.6% | 32.6% | 32.6% | 0% | 0% | 0% | 0% | 0% | 0% | 0% | 32.6% | 32.6% | 32.6% | 32.6% | 32.6% | 32.6% | 32.6% | 32.6% | 32.6% | 32.6% | 32.6% | 32.6% | 32.6% | 32.6% | 32.6% | 32.6% | 32.6% | 32.6% | 32.6% | 0% | 0% | 0% | 0% | 0% | 0% | 0%
| 1811 | Door Auto Closer | ComDoorAutoCloser_PSE | Retro | All Commercial | Electric | Per Auto Door Closer - Walk-in - Low-Temp - Electric Heating | Auto-Closers for Walk-in Doors - Low-Temp (Electric Heating) | 100% | 100% | 100% | 100% | 100% | 100% | 100% | 100% | 100% | 100% | 100% | 100% | 100% | 100% | 100% | 100% | 100% | 100% | 100% | 0% | 0% | 0% | 0% | 0% | 0% | 0% | Door Auto Closer-Retro | GroceryRefrigeration-Retro |  | 0 | 66.9% | 66.9% | 66.9% | 66.9% | 66.9% | 66.9% | 66.9% | 66.9% | 66.9% | 66.9% | 66.9% | 66.9% | 66.9% | 66.9% | 66.9% | 66.9% | 66.9% | 66.9% | 66.9% | 0% | 0% | 0% | 0% | 0% | 0% | 0% | 66.9% | 66.9% | 66.9% | 66.9% | 66.9% | 66.9% | 66.9% | 66.9% | 66.9% | 66.9% | 66.9% | 66.9% | 66.9% | 66.9% | 66.9% | 66.9% | 66.9% | 66.9% | 66.9% | 0% | 0% | 0% | 0% | 0% | 0% | 0%
| 1811 | Door Auto Closer | ComDoorAutoCloser_PSE | Retro | All Commercial | Electric | Per Auto Door Closer - Walk-in - Medium-Temp - Electric Heating | Auto-Closers for Walk-in Doors - Medium-Temp (Electric Heating) | 100% | 100% | 100% | 100% | 100% | 100% | 100% | 100% | 100% | 100% | 100% | 100% | 100% | 100% | 100% | 100% | 100% | 100% | 100% | 0% | 0% | 0% | 0% | 0% | 0% | 0% | Door Auto Closer-Retro | GroceryRefrigeration-Retro |  | 0 | 66.9% | 66.9% | 66.9% | 66.9% | 66.9% | 66.9% | 66.9% | 66.9% | 66.9% | 66.9% | 66.9% | 66.9% | 66.9% | 66.9% | 66.9% | 66.9% | 66.9% | 66.9% | 66.9% | 0% | 0% | 0% | 0% | 0% | 0% | 0% | 66.9% | 66.9% | 66.9% | 66.9% | 66.9% | 66.9% | 66.9% | 66.9% | 66.9% | 66.9% | 66.9% | 66.9% | 66.9% | 66.9% | 66.9% | 66.9% | 66.9% | 66.9% | 66.9% | 0% | 0% | 0% | 0% | 0% | 0% | 0%
| 1811 | ECM for Walkins | ComECMsforWalkIns_PSE | Retro | All Commercial | Electric | Per Walk-In Refrigerator ECM (23W) - SBDI | SBDI: ECM - Walk In - 23w | 100% | 100% | 100% | 100% | 100% | 100% | 100% | 100% | 100% | 100% | 100% | 100% | 100% | 100% | 100% | 100% | 100% | 100% | 100% | 0% | 0% | 0% | 0% | 0% | 0% | 0% | ECM for Walkins-Retro | CircPumps-NR |  | 0 | 0.2817% | 0.2817% | 0.2817% | 0.2817% | 0.2817% | 0.2817% | 0.2817% | 0.2817% | 0.2817% | 0.2817% | 0.2817% | 0.2817% | 0.2817% | 0.2817% | 0.2817% | 0.2817% | 0.2817% | 0.2817% | 0.2817% | 0% | 0% | 0% | 0% | 0% | 0% | 0% | 0.2817% | 0.2817% | 0.2817% | 0.2817% | 0.2817% | 0.2817% | 0.2817% | 0.2817% | 0.2817% | 0.2817% | 0.2817% | 0.2817% | 0.2817% | 0.2817% | 0.2817% | 0.2817% | 0.2817% | 0.2817% | 0.2817% | 0% | 0% | 0% | 0% | 0% | 0% | 0%
| 1811 | ECM for Walkins | ComECMsforWalkIns_PSE | Retro | All Commercial | Electric | Per Walk-In Refrigerator ECM (More than 23W) - SBDI | SBDI: ECM - Walk In - More than 23w | 100% | 100% | 100% | 100% | 100% | 100% | 100% | 100% | 100% | 100% | 100% | 100% | 100% | 100% | 100% | 100% | 100% | 100% | 100% | 0% | 0% | 0% | 0% | 0% | 0% | 0% | ECM for Walkins-Retro | CircPumps-NR |  | 0 | 0.2817% | 0.2817% | 0.2817% | 0.2817% | 0.2817% | 0.2817% | 0.2817% | 0.2817% | 0.2817% | 0.2817% | 0.2817% | 0.2817% | 0.2817% | 0.2817% | 0.2817% | 0.2817% | 0.2817% | 0.2817% | 0.2817% | 0% | 0% | 0% | 0% | 0% | 0% | 0% | 0.2817% | 0.2817% | 0.2817% | 0.2817% | 0.2817% | 0.2817% | 0.2817% | 0.2817% | 0.2817% | 0.2817% | 0.2817% | 0.2817% | 0.2817% | 0.2817% | 0.2817% | 0.2817% | 0.2817% | 0.2817% | 0.2817% | 0% | 0% | 0% | 0% | 0% | 0% | 0%
1 | 1811 | ECM VAV | ComECMVAV-7P_V4 | New | Large Off | Electric | Per Commercial Building Square Feet | ECM-VAV-New-Large Off | 100% | 100% | 100% | 100% | 100% | 100% | 100% | 100% | 100% | 100% | 100% | 100% | 100% | 100% | 100% | 100% | 100% | 100% | 100% | 0% | 0% | 0% | 0% | 0% | 0% | 0% | ECM VAV-New | CircPumps-New |  | 0 | 100% | 100% | 100% | 100% | 100% | 100% | 100% | 100% | 100% | 100% | 100% | 100% | 100% | 100% | 100% | 100% | 100% | 100% | 100% | 0% | 0% | 0% | 0% | 0% | 0% | 0% | 100% | 100% | 100% | 100% | 100% | 100% | 100% | 100% | 100% | 100% | 100% | 100% | 100% | 100% | 100% | 100% | 100% | 100% | 100% | 0% | 0% | 0% | 0% | 0% | 0% | 0%
1 | 1811 | ECM VAV | ComECMVAV-7P_V4 | New | Medium Off | Electric | Per Commercial Building Square Feet | ECM-VAV-New-Medium Off | 100% | 100% | 100% | 100% | 100% | 100% | 100% | 100% | 100% | 100% | 100% | 100% | 100% | 100% | 100% | 100% | 100% | 100% | 100% | 0% | 0% | 0% | 0% | 0% | 0% | 0% | ECM VAV-New | CircPumps-New |  | 0 | 100% | 100% | 100% | 100% | 100% | 100% | 100% | 100% | 100% | 100% | 100% | 100% | 100% | 100% | 100% | 100% | 100% | 100% | 100% | 0% | 0% | 0% | 0% | 0% | 0% | 0% | 100% | 100% | 100% | 100% | 100% | 100% | 100% | 100% | 100% | 100% | 100% | 100% | 100% | 100% | 100% | 100% | 100% | 100% | 100% | 0% | 0% | 0% | 0% | 0% | 0% | 0%
1 | 1811 | ECM VAV | ComECMVAV-7P_V4 | New | Small Off | Electric | Per Commercial Building Square Feet | ECM-VAV-New-Small Off | 100% | 100% | 100% | 100% | 100% | 100% | 100% | 100% | 100% | 100% | 100% | 100% | 100% | 100% | 100% | 100% | 100% | 100% | 100% | 0% | 0% | 0% | 0% | 0% | 0% | 0% | ECM VAV-New | CircPumps-New |  | 0 | 100% | 100% | 100% | 100% | 100% | 100% | 100% | 100% | 100% | 100% | 100% | 100% | 100% | 100% | 100% | 100% | 100% | 100% | 100% | 0% | 0% | 0% | 0% | 0% | 0% | 0% | 100% | 100% | 100% | 100% | 100% | 100% | 100% | 100% | 100% | 100% | 100% | 100% | 100% | 100% | 100% | 100% | 100% | 100% | 100% | 0% | 0% | 0% | 0% | 0% | 0% | 0%
1 | 1811 | ECM VAV | ComECMVAV-7P_V4 | New | Xlarge Ret | Electric | Per Commercial Building Square Feet | ECM-VAV-New-Xlarge Ret | 100% | 100% | 100% | 100% | 100% | 100% | 100% | 100% | 100% | 100% | 100% | 100% | 100% | 100% | 100% | 100% | 100% | 100% | 100% | 0% | 0% | 0% | 0% | 0% | 0% | 0% | ECM VAV-New | CircPumps-New |  | 0 | 100% | 100% | 100% | 100% | 100% | 100% | 100% | 100% | 100% | 100% | 100% | 100% | 100% | 100% | 100% | 100% | 100% | 100% | 100% | 0% | 0% | 0% | 0% | 0% | 0% | 0% | 100% | 100% | 100% | 100% | 100% | 100% | 100% | 100% | 100% | 100% | 100% | 100% | 100% | 100% | 100% | 100% | 100% | 100% | 100% | 0% | 0% | 0% | 0% | 0% | 0% | 0%
1 | 1811 | ECM VAV | ComECMVAV-7P_V4 | New | Large Ret | Electric | Per Commercial Building Square Feet | ECM-VAV-New-Large Ret | 100% | 100% | 100% | 100% | 100% | 100% | 100% | 100% | 100% | 100% | 100% | 100% | 100% | 100% | 100% | 100% | 100% | 100% | 100% | 0% | 0% | 0% | 0% | 0% | 0% | 0% | ECM VAV-New | CircPumps-New |  | 0 | 100% | 100% | 100% | 100% | 100% | 100% | 100% | 100% | 100% | 100% | 100% | 100% | 100% | 100% | 100% | 100% | 100% | 100% | 100% | 0% | 0% | 0% | 0% | 0% | 0% | 0% | 100% | 100% | 100% | 100% | 100% | 100% | 100% | 100% | 100% | 100% | 100% | 100% | 100% | 100% | 100% | 100% | 100% | 100% | 100% | 0% | 0% | 0% | 0% | 0% | 0% | 0%
1 | 1811 | ECM VAV | ComECMVAV-7P_V4 | New | Medium Ret | Electric | Per Commercial Building Square Feet | ECM-VAV-New-Medium Ret | 100% | 100% | 100% | 100% | 100% | 100% | 100% | 100% | 100% | 100% | 100% | 100% | 100% | 100% | 100% | 100% | 100% | 100% | 100% | 0% | 0% | 0% | 0% | 0% | 0% | 0% | ECM VAV-New | CircPumps-New |  | 0 | 100% | 100% | 100% | 100% | 100% | 100% | 100% | 100% | 100% | 100% | 100% | 100% | 100% | 100% | 100% | 100% | 100% | 100% | 100% | 0% | 0% | 0% | 0% | 0% | 0% | 0% | 100% | 100% | 100% | 100% | 100% | 100% | 100% | 100% | 100% | 100% | 100% | 100% | 100% | 100% | 100% | 100% | 100% | 100% | 100% | 0% | 0% | 0% | 0% | 0% | 0% | 0%
1 | 1811 | ECM VAV | ComECMVAV-7P_V4 | New | Small Ret | Electric | Per Commercial Building Square Feet | ECM-VAV-New-Small Ret | 100% | 100% | 100% | 100% | 100% | 100% | 100% | 100% | 100% | 100% | 100% | 100% | 100% | 100% | 100% | 100% | 100% | 100% | 100% | 0% | 0% | 0% | 0% | 0% | 0% | 0% | ECM VAV-New | CircPumps-New |  | 0 | 100% | 100% | 100% | 100% | 100% | 100% | 100% | 100% | 100% | 100% | 100% | 100% | 100% | 100% | 100% | 100% | 100% | 100% | 100% | 0% | 0% | 0% | 0% | 0% | 0% | 0% | 100% | 100% | 100% | 100% | 100% | 100% | 100% | 100% | 100% | 100% | 100% | 100% | 100% | 100% | 100% | 100% | 100% | 100% | 100% | 0% | 0% | 0% | 0% | 0% | 0% | 0%
1 | 1811 | ECM VAV | ComECMVAV-7P_V4 | New | School K-12 | Electric | Per Commercial Building Square Feet | ECM-VAV-New-School K-12 | 100% | 100% | 100% | 100% | 100% | 100% | 100% | 100% | 100% | 100% | 100% | 100% | 100% | 100% | 100% | 100% | 100% | 100% | 100% | 0% | 0% | 0% | 0% | 0% | 0% | 0% | ECM VAV-New | CircPumps-New |  | 0 | 100% | 100% | 100% | 100% | 100% | 100% | 100% | 100% | 100% | 100% | 100% | 100% | 100% | 100% | 100% | 100% | 100% | 100% | 100% | 0% | 0% | 0% | 0% | 0% | 0% | 0% | 100% | 100% | 100% | 100% | 100% | 100% | 100% | 100% | 100% | 100% | 100% | 100% | 100% | 100% | 100% | 100% | 100% | 100% | 100% | 0% | 0% | 0% | 0% | 0% | 0% | 0%
1 | 1811 | ECM VAV | ComECMVAV-7P_V4 | New | University | Electric | Per Commercial Building Square Feet | ECM-VAV-New-University | 100% | 100% | 100% | 100% | 100% | 100% | 100% | 100% | 100% | 100% | 100% | 100% | 100% | 100% | 100% | 100% | 100% | 100% | 100% | 0% | 0% | 0% | 0% | 0% | 0% | 0% | ECM VAV-New | CircPumps-New |  | 0 | 100% | 100% | 100% | 100% | 100% | 100% | 100% | 100% | 100% | 100% | 100% | 100% | 100% | 100% | 100% | 100% | 100% | 100% | 100% | 0% | 0% | 0% | 0% | 0% | 0% | 0% | 100% | 100% | 100% | 100% | 100% | 100% | 100% | 100% | 100% | 100% | 100% | 100% | 100% | 100% | 100% | 100% | 100% | 100% | 100% | 0% | 0% | 0% | 0% | 0% | 0% | 0%
1 | 1811 | ECM VAV | ComECMVAV-7P_V4 | New | Warehouse | Electric | Per Commercial Building Square Feet | ECM-VAV-New-Warehouse | 100% | 100% | 100% | 100% | 100% | 100% | 100% | 100% | 100% | 100% | 100% | 100% | 100% | 100% | 100% | 100% | 100% | 100% | 100% | 0% | 0% | 0% | 0% | 0% | 0% | 0% | ECM VAV-New | CircPumps-New |  | 0 | 100% | 100% | 100% | 100% | 100% | 100% | 100% | 100% | 100% | 100% | 100% | 100% | 100% | 100% | 100% | 100% | 100% | 100% | 100% | 0% | 0% | 0% | 0% | 0% | 0% | 0% | 100% | 100% | 100% | 100% | 100% | 100% | 100% | 100% | 100% | 100% | 100% | 100% | 100% | 100% | 100% | 100% | 100% | 100% | 100% | 0% | 0% | 0% | 0% | 0% | 0% | 0%
1 | 1811 | ECM VAV | ComECMVAV-7P_V4 | New | Supermarket | Electric | Per Commercial Building Square Feet | ECM-VAV-New-Supermarket | 100% | 100% | 100% | 100% | 100% | 100% | 100% | 100% | 100% | 100% | 100% | 100% | 100% | 100% | 100% | 100% | 100% | 100% | 100% | 0% | 0% | 0% | 0% | 0% | 0% | 0% | ECM VAV-New | CircPumps-New |  | 0 | 100% | 100% | 100% | 100% | 100% | 100% | 100% | 100% | 100% | 100% | 100% | 100% | 100% | 100% | 100% | 100% | 100% | 100% | 100% | 0% | 0% | 0% | 0% | 0% | 0% | 0% | 100% | 100% | 100% | 100% | 100% | 100% | 100% | 100% | 100% | 100% | 100% | 100% | 100% | 100% | 100% | 100% | 100% | 100% | 100% | 0% | 0% | 0% | 0% | 0% | 0% | 0%
1 | 1811 | ECM VAV | ComECMVAV-7P_V4 | New | MiniMart | Electric | Per Commercial Building Square Feet | ECM-VAV-New-MiniMart | 100% | 100% | 100% | 100% | 100% | 100% | 100% | 100% | 100% | 100% | 100% | 100% | 100% | 100% | 100% | 100% | 100% | 100% | 100% | 0% | 0% | 0% | 0% | 0% | 0% | 0% | ECM VAV-New | CircPumps-New |  | 0 | 100% | 100% | 100% | 100% | 100% | 100% | 100% | 100% | 100% | 100% | 100% | 100% | 100% | 100% | 100% | 100% | 100% | 100% | 100% | 0% | 0% | 0% | 0% | 0% | 0% | 0% | 100% | 100% | 100% | 100% | 100% | 100% | 100% | 100% | 100% | 100% | 100% | 100% | 100% | 100% | 100% | 100% | 100% | 100% | 100% | 0% | 0% | 0% | 0% | 0% | 0% | 0%
1 | 1811 | ECM VAV | ComECMVAV-7P_V4 | New | Restaurant | Electric | Per Commercial Building Square Feet | ECM-VAV-New-Restaurant | 100% | 100% | 100% | 100% | 100% | 100% | 100% | 100% | 100% | 100% | 100% | 100% | 100% | 100% | 100% | 100% | 100% | 100% | 100% | 0% | 0% | 0% | 0% | 0% | 0% | 0% | ECM VAV-New | CircPumps-New |  | 0 | 100% | 100% | 100% | 100% | 100% | 100% | 100% | 100% | 100% | 100% | 100% | 100% | 100% | 100% | 100% | 100% | 100% | 100% | 100% | 0% | 0% | 0% | 0% | 0% | 0% | 0% | 100% | 100% | 100% | 100% | 100% | 100% | 100% | 100% | 100% | 100% | 100% | 100% | 100% | 100% | 100% | 100% | 100% | 100% | 100% | 0% | 0% | 0% | 0% | 0% | 0% | 0%
1 | 1811 | ECM VAV | ComECMVAV-7P_V4 | New | Lodging | Electric | Per Commercial Building Square Feet | ECM-VAV-New-Lodging | 100% | 100% | 100% | 100% | 100% | 100% | 100% | 100% | 100% | 100% | 100% | 100% | 100% | 100% | 100% | 100% | 100% | 100% | 100% | 0% | 0% | 0% | 0% | 0% | 0% | 0% | ECM VAV-New | CircPumps-New |  | 0 | 100% | 100% | 100% | 100% | 100% | 100% | 100% | 100% | 100% | 100% | 100% | 100% | 100% | 100% | 100% | 100% | 100% | 100% | 100% | 0% | 0% | 0% | 0% | 0% | 0% | 0% | 100% | 100% | 100% | 100% | 100% | 100% | 100% | 100% | 100% | 100% | 100% | 100% | 100% | 100% | 100% | 100% | 100% | 100% | 100% | 0% | 0% | 0% | 0% | 0% | 0% | 0%
1 | 1811 | ECM VAV | ComECMVAV-7P_V4 | New | Hospital | Electric | Per Commercial Building Square Feet | ECM-VAV-New-Hospital | 100% | 100% | 100% | 100% | 100% | 100% | 100% | 100% | 100% | 100% | 100% | 100% | 100% | 100% | 100% | 100% | 100% | 100% | 100% | 0% | 0% | 0% | 0% | 0% | 0% | 0% | ECM VAV-New | CircPumps-New |  | 0 | 100% | 100% | 100% | 100% | 100% | 100% | 100% | 100% | 100% | 100% | 100% | 100% | 100% | 100% | 100% | 100% | 100% | 100% | 100% | 0% | 0% | 0% | 0% | 0% | 0% | 0% | 100% | 100% | 100% | 100% | 100% | 100% | 100% | 100% | 100% | 100% | 100% | 100% | 100% | 100% | 100% | 100% | 100% | 100% | 100% | 0% | 0% | 0% | 0% | 0% | 0% | 0%
1 | 1811 | ECM VAV | ComECMVAV-7P_V4 | New | Residential Care | Electric | Per Commercial Building Square Feet | ECM-VAV-New-Residential Care | 100% | 100% | 100% | 100% | 100% | 100% | 100% | 100% | 100% | 100% | 100% | 100% | 100% | 100% | 100% | 100% | 100% | 100% | 100% | 0% | 0% | 0% | 0% | 0% | 0% | 0% | ECM VAV-New | CircPumps-New |  | 0 | 100% | 100% | 100% | 100% | 100% | 100% | 100% | 100% | 100% | 100% | 100% | 100% | 100% | 100% | 100% | 100% | 100% | 100% | 100% | 0% | 0% | 0% | 0% | 0% | 0% | 0% | 100% | 100% | 100% | 100% | 100% | 100% | 100% | 100% | 100% | 100% | 100% | 100% | 100% | 100% | 100% | 100% | 100% | 100% | 100% | 0% | 0% | 0% | 0% | 0% | 0% | 0%
1 | 1811 | ECM VAV | ComECMVAV-7P_V4 | New | Assembly | Electric | Per Commercial Building Square Feet | ECM-VAV-New-Assembly | 100% | 100% | 100% | 100% | 100% | 100% | 100% | 100% | 100% | 100% | 100% | 100% | 100% | 100% | 100% | 100% | 100% | 100% | 100% | 0% | 0% | 0% | 0% | 0% | 0% | 0% | ECM VAV-New | CircPumps-New |  | 0 | 100% | 100% | 100% | 100% | 100% | 100% | 100% | 100% | 100% | 100% | 100% | 100% | 100% | 100% | 100% | 100% | 100% | 100% | 100% | 0% | 0% | 0% | 0% | 0% | 0% | 0% | 100% | 100% | 100% | 100% | 100% | 100% | 100% | 100% | 100% | 100% | 100% | 100% | 100% | 100% | 100% | 100% | 100% | 100% | 100% | 0% | 0% | 0% | 0% | 0% | 0% | 0%
1 | 1811 | ECM VAV | ComECMVAV-7P_V4 | New | Other | Electric | Per Commercial Building Square Feet | ECM-VAV-New-Other | 100% | 100% | 100% | 100% | 100% | 100% | 100% | 100% | 100% | 100% | 100% | 100% | 100% | 100% | 100% | 100% | 100% | 100% | 100% | 0% | 0% | 0% | 0% | 0% | 0% | 0% | ECM VAV-New | CircPumps-New |  | 0 | 100% | 100% | 100% | 100% | 100% | 100% | 100% | 100% | 100% | 100% | 100% | 100% | 100% | 100% | 100% | 100% | 100% | 100% | 100% | 0% | 0% | 0% | 0% | 0% | 0% | 0% | 100% | 100% | 100% | 100% | 100% | 100% | 100% | 100% | 100% | 100% | 100% | 100% | 100% | 100% | 100% | 100% | 100% | 100% | 100% | 0% | 0% | 0% | 0% | 0% | 0% | 0%
1 | 1811 | ECM VAV | ComECMVAV-7P_V4 | New | Large Off | Gas | Per Commercial Building Square Feet | ECM-VAV-New-Large Off | 100% | 100% | 100% | 100% | 100% | 100% | 100% | 100% | 100% | 100% | 100% | 100% | 100% | 100% | 100% | 100% | 100% | 100% | 100% | 0% | 0% | 0% | 0% | 0% | 0% | 0% | ECM VAV-New | CircPumps-New |  | 0 | 100% | 100% | 100% | 100% | 100% | 100% | 100% | 100% | 100% | 100% | 100% | 100% | 100% | 100% | 100% | 100% | 100% | 100% | 100% | 0% | 0% | 0% | 0% | 0% | 0% | 0% | 100% | 100% | 100% | 100% | 100% | 100% | 100% | 100% | 100% | 100% | 100% | 100% | 100% | 100% | 100% | 100% | 100% | 100% | 100% | 0% | 0% | 0% | 0% | 0% | 0% | 0%
1 | 1811 | ECM VAV | ComECMVAV-7P_V4 | New | Medium Off | Gas | Per Commercial Building Square Feet | ECM-VAV-New-Medium Off | 100% | 100% | 100% | 100% | 100% | 100% | 100% | 100% | 100% | 100% | 100% | 100% | 100% | 100% | 100% | 100% | 100% | 100% | 100% | 0% | 0% | 0% | 0% | 0% | 0% | 0% | ECM VAV-New | CircPumps-New |  | 0 | 100% | 100% | 100% | 100% | 100% | 100% | 100% | 100% | 100% | 100% | 100% | 100% | 100% | 100% | 100% | 100% | 100% | 100% | 100% | 0% | 0% | 0% | 0% | 0% | 0% | 0% | 100% | 100% | 100% | 100% | 100% | 100% | 100% | 100% | 100% | 100% | 100% | 100% | 100% | 100% | 100% | 100% | 100% | 100% | 100% | 0% | 0% | 0% | 0% | 0% | 0% | 0%
1 | 1811 | ECM VAV | ComECMVAV-7P_V4 | New | Small Off | Gas | Per Commercial Building Square Feet | ECM-VAV-New-Small Off | 100% | 100% | 100% | 100% | 100% | 100% | 100% | 100% | 100% | 100% | 100% | 100% | 100% | 100% | 100% | 100% | 100% | 100% | 100% | 0% | 0% | 0% | 0% | 0% | 0% | 0% | ECM VAV-New | CircPumps-New |  | 0 | 100% | 100% | 100% | 100% | 100% | 100% | 100% | 100% | 100% | 100% | 100% | 100% | 100% | 100% | 100% | 100% | 100% | 100% | 100% | 0% | 0% | 0% | 0% | 0% | 0% | 0% | 100% | 100% | 100% | 100% | 100% | 100% | 100% | 100% | 100% | 100% | 100% | 100% | 100% | 100% | 100% | 100% | 100% | 100% | 100% | 0% | 0% | 0% | 0% | 0% | 0% | 0%
1 | 1811 | ECM VAV | ComECMVAV-7P_V4 | New | Xlarge Ret | Gas | Per Commercial Building Square Feet | ECM-VAV-New-Xlarge Ret | 100% | 100% | 100% | 100% | 100% | 100% | 100% | 100% | 100% | 100% | 100% | 100% | 100% | 100% | 100% | 100% | 100% | 100% | 100% | 0% | 0% | 0% | 0% | 0% | 0% | 0% | ECM VAV-New | CircPumps-New |  | 0 | 100% | 100% | 100% | 100% | 100% | 100% | 100% | 100% | 100% | 100% | 100% | 100% | 100% | 100% | 100% | 100% | 100% | 100% | 100% | 0% | 0% | 0% | 0% | 0% | 0% | 0% | 100% | 100% | 100% | 100% | 100% | 100% | 100% | 100% | 100% | 100% | 100% | 100% | 100% | 100% | 100% | 100% | 100% | 100% | 100% | 0% | 0% | 0% | 0% | 0% | 0% | 0%
1 | 1811 | ECM VAV | ComECMVAV-7P_V4 | New | Large Ret | Gas | Per Commercial Building Square Feet | ECM-VAV-New-Large Ret | 100% | 100% | 100% | 100% | 100% | 100% | 100% | 100% | 100% | 100% | 100% | 100% | 100% | 100% | 100% | 100% | 100% | 100% | 100% | 0% | 0% | 0% | 0% | 0% | 0% | 0% | ECM VAV-New | CircPumps-New |  | 0 | 100% | 100% | 100% | 100% | 100% | 100% | 100% | 100% | 100% | 100% | 100% | 100% | 100% | 100% | 100% | 100% | 100% | 100% | 100% | 0% | 0% | 0% | 0% | 0% | 0% | 0% | 100% | 100% | 100% | 100% | 100% | 100% | 100% | 100% | 100% | 100% | 100% | 100% | 100% | 100% | 100% | 100% | 100% | 100% | 100% | 0% | 0% | 0% | 0% | 0% | 0% | 0%
1 | 1811 | ECM VAV | ComECMVAV-7P_V4 | New | Medium Ret | Gas | Per Commercial Building Square Feet | ECM-VAV-New-Medium Ret | 100% | 100% | 100% | 100% | 100% | 100% | 100% | 100% | 100% | 100% | 100% | 100% | 100% | 100% | 100% | 100% | 100% | 100% | 100% | 0% | 0% | 0% | 0% | 0% | 0% | 0% | ECM VAV-New | CircPumps-New |  | 0 | 100% | 100% | 100% | 100% | 100% | 100% | 100% | 100% | 100% | 100% | 100% | 100% | 100% | 100% | 100% | 100% | 100% | 100% | 100% | 0% | 0% | 0% | 0% | 0% | 0% | 0% | 100% | 100% | 100% | 100% | 100% | 100% | 100% | 100% | 100% | 100% | 100% | 100% | 100% | 100% | 100% | 100% | 100% | 100% | 100% | 0% | 0% | 0% | 0% | 0% | 0% | 0%
1 | 1811 | ECM VAV | ComECMVAV-7P_V4 | New | Small Ret | Gas | Per Commercial Building Square Feet | ECM-VAV-New-Small Ret | 100% | 100% | 100% | 100% | 100% | 100% | 100% | 100% | 100% | 100% | 100% | 100% | 100% | 100% | 100% | 100% | 100% | 100% | 100% | 0% | 0% | 0% | 0% | 0% | 0% | 0% | ECM VAV-New | CircPumps-New |  | 0 | 100% | 100% | 100% | 100% | 100% | 100% | 100% | 100% | 100% | 100% | 100% | 100% | 100% | 100% | 100% | 100% | 100% | 100% | 100% | 0% | 0% | 0% | 0% | 0% | 0% | 0% | 100% | 100% | 100% | 100% | 100% | 100% | 100% | 100% | 100% | 100% | 100% | 100% | 100% | 100% | 100% | 100% | 100% | 100% | 100% | 0% | 0% | 0% | 0% | 0% | 0% | 0%
1 | 1811 | ECM VAV | ComECMVAV-7P_V4 | New | School K-12 | Gas | Per Commercial Building Square Feet | ECM-VAV-New-School K-12 | 100% | 100% | 100% | 100% | 100% | 100% | 100% | 100% | 100% | 100% | 100% | 100% | 100% | 100% | 100% | 100% | 100% | 100% | 100% | 0% | 0% | 0% | 0% | 0% | 0% | 0% | ECM VAV-New | CircPumps-New |  | 0 | 100% | 100% | 100% | 100% | 100% | 100% | 100% | 100% | 100% | 100% | 100% | 100% | 100% | 100% | 100% | 100% | 100% | 100% | 100% | 0% | 0% | 0% | 0% | 0% | 0% | 0% | 100% | 100% | 100% | 100% | 100% | 100% | 100% | 100% | 100% | 100% | 100% | 100% | 100% | 100% | 100% | 100% | 100% | 100% | 100% | 0% | 0% | 0% | 0% | 0% | 0% | 0%
1 | 1811 | ECM VAV | ComECMVAV-7P_V4 | New | University | Gas | Per Commercial Building Square Feet | ECM-VAV-New-University | 100% | 100% | 100% | 100% | 100% | 100% | 100% | 100% | 100% | 100% | 100% | 100% | 100% | 100% | 100% | 100% | 100% | 100% | 100% | 0% | 0% | 0% | 0% | 0% | 0% | 0% | ECM VAV-New | CircPumps-New |  | 0 | 100% | 100% | 100% | 100% | 100% | 100% | 100% | 100% | 100% | 100% | 100% | 100% | 100% | 100% | 100% | 100% | 100% | 100% | 100% | 0% | 0% | 0% | 0% | 0% | 0% | 0% | 100% | 100% | 100% | 100% | 100% | 100% | 100% | 100% | 100% | 100% | 100% | 100% | 100% | 100% | 100% | 100% | 100% | 100% | 100% | 0% | 0% | 0% | 0% | 0% | 0% | 0%
1 | 1811 | ECM VAV | ComECMVAV-7P_V4 | New | Warehouse | Gas | Per Commercial Building Square Feet | ECM-VAV-New-Warehouse | 100% | 100% | 100% | 100% | 100% | 100% | 100% | 100% | 100% | 100% | 100% | 100% | 100% | 100% | 100% | 100% | 100% | 100% | 100% | 0% | 0% | 0% | 0% | 0% | 0% | 0% | ECM VAV-New | CircPumps-New |  | 0 | 100% | 100% | 100% | 100% | 100% | 100% | 100% | 100% | 100% | 100% | 100% | 100% | 100% | 100% | 100% | 100% | 100% | 100% | 100% | 0% | 0% | 0% | 0% | 0% | 0% | 0% | 100% | 100% | 100% | 100% | 100% | 100% | 100% | 100% | 100% | 100% | 100% | 100% | 100% | 100% | 100% | 100% | 100% | 100% | 100% | 0% | 0% | 0% | 0% | 0% | 0% | 0%
1 | 1811 | ECM VAV | ComECMVAV-7P_V4 | New | Supermarket | Gas | Per Commercial Building Square Feet | ECM-VAV-New-Supermarket | 100% | 100% | 100% | 100% | 100% | 100% | 100% | 100% | 100% | 100% | 100% | 100% | 100% | 100% | 100% | 100% | 100% | 100% | 100% | 0% | 0% | 0% | 0% | 0% | 0% | 0% | ECM VAV-New | CircPumps-New |  | 0 | 100% | 100% | 100% | 100% | 100% | 100% | 100% | 100% | 100% | 100% | 100% | 100% | 100% | 100% | 100% | 100% | 100% | 100% | 100% | 0% | 0% | 0% | 0% | 0% | 0% | 0% | 100% | 100% | 100% | 100% | 100% | 100% | 100% | 100% | 100% | 100% | 100% | 100% | 100% | 100% | 100% | 100% | 100% | 100% | 100% | 0% | 0% | 0% | 0% | 0% | 0% | 0%
1 | 1811 | ECM VAV | ComECMVAV-7P_V4 | New | MiniMart | Gas | Per Commercial Building Square Feet | ECM-VAV-New-MiniMart | 100% | 100% | 100% | 100% | 100% | 100% | 100% | 100% | 100% | 100% | 100% | 100% | 100% | 100% | 100% | 100% | 100% | 100% | 100% | 0% | 0% | 0% | 0% | 0% | 0% | 0% | ECM VAV-New | CircPumps-New |  | 0 | 100% | 100% | 100% | 100% | 100% | 100% | 100% | 100% | 100% | 100% | 100% | 100% | 100% | 100% | 100% | 100% | 100% | 100% | 100% | 0% | 0% | 0% | 0% | 0% | 0% | 0% | 100% | 100% | 100% | 100% | 100% | 100% | 100% | 100% | 100% | 100% | 100% | 100% | 100% | 100% | 100% | 100% | 100% | 100% | 100% | 0% | 0% | 0% | 0% | 0% | 0% | 0%
1 | 1811 | ECM VAV | ComECMVAV-7P_V4 | New | Restaurant | Gas | Per Commercial Building Square Feet | ECM-VAV-New-Restaurant | 100% | 100% | 100% | 100% | 100% | 100% | 100% | 100% | 100% | 100% | 100% | 100% | 100% | 100% | 100% | 100% | 100% | 100% | 100% | 0% | 0% | 0% | 0% | 0% | 0% | 0% | ECM VAV-New | CircPumps-New |  | 0 | 100% | 100% | 100% | 100% | 100% | 100% | 100% | 100% | 100% | 100% | 100% | 100% | 100% | 100% | 100% | 100% | 100% | 100% | 100% | 0% | 0% | 0% | 0% | 0% | 0% | 0% | 100% | 100% | 100% | 100% | 100% | 100% | 100% | 100% | 100% | 100% | 100% | 100% | 100% | 100% | 100% | 100% | 100% | 100% | 100% | 0% | 0% | 0% | 0% | 0% | 0% | 0%
1 | 1811 | ECM VAV | ComECMVAV-7P_V4 | New | Lodging | Gas | Per Commercial Building Square Feet | ECM-VAV-New-Lodging | 100% | 100% | 100% | 100% | 100% | 100% | 100% | 100% | 100% | 100% | 100% | 100% | 100% | 100% | 100% | 100% | 100% | 100% | 100% | 0% | 0% | 0% | 0% | 0% | 0% | 0% | ECM VAV-New | CircPumps-New |  | 0 | 100% | 100% | 100% | 100% | 100% | 100% | 100% | 100% | 100% | 100% | 100% | 100% | 100% | 100% | 100% | 100% | 100% | 100% | 100% | 0% | 0% | 0% | 0% | 0% | 0% | 0% | 100% | 100% | 100% | 100% | 100% | 100% | 100% | 100% | 100% | 100% | 100% | 100% | 100% | 100% | 100% | 100% | 100% | 100% | 100% | 0% | 0% | 0% | 0% | 0% | 0% | 0%
1 | 1811 | ECM VAV | ComECMVAV-7P_V4 | New | Hospital | Gas | Per Commercial Building Square Feet | ECM-VAV-New-Hospital | 100% | 100% | 100% | 100% | 100% | 100% | 100% | 100% | 100% | 100% | 100% | 100% | 100% | 100% | 100% | 100% | 100% | 100% | 100% | 0% | 0% | 0% | 0% | 0% | 0% | 0% | ECM VAV-New | CircPumps-New |  | 0 | 100% | 100% | 100% | 100% | 100% | 100% | 100% | 100% | 100% | 100% | 100% | 100% | 100% | 100% | 100% | 100% | 100% | 100% | 100% | 0% | 0% | 0% | 0% | 0% | 0% | 0% | 100% | 100% | 100% | 100% | 100% | 100% | 100% | 100% | 100% | 100% | 100% | 100% | 100% | 100% | 100% | 100% | 100% | 100% | 100% | 0% | 0% | 0% | 0% | 0% | 0% | 0%
1 | 1811 | ECM VAV | ComECMVAV-7P_V4 | New | Residential Care | Gas | Per Commercial Building Square Feet | ECM-VAV-New-Residential Care | 100% | 100% | 100% | 100% | 100% | 100% | 100% | 100% | 100% | 100% | 100% | 100% | 100% | 100% | 100% | 100% | 100% | 100% | 100% | 0% | 0% | 0% | 0% | 0% | 0% | 0% | ECM VAV-New | CircPumps-New |  | 0 | 100% | 100% | 100% | 100% | 100% | 100% | 100% | 100% | 100% | 100% | 100% | 100% | 100% | 100% | 100% | 100% | 100% | 100% | 100% | 0% | 0% | 0% | 0% | 0% | 0% | 0% | 100% | 100% | 100% | 100% | 100% | 100% | 100% | 100% | 100% | 100% | 100% | 100% | 100% | 100% | 100% | 100% | 100% | 100% | 100% | 0% | 0% | 0% | 0% | 0% | 0% | 0%
1 | 1811 | ECM VAV | ComECMVAV-7P_V4 | New | Assembly | Gas | Per Commercial Building Square Feet | ECM-VAV-New-Assembly | 100% | 100% | 100% | 100% | 100% | 100% | 100% | 100% | 100% | 100% | 100% | 100% | 100% | 100% | 100% | 100% | 100% | 100% | 100% | 0% | 0% | 0% | 0% | 0% | 0% | 0% | ECM VAV-New | CircPumps-New |  | 0 | 100% | 100% | 100% | 100% | 100% | 100% | 100% | 100% | 100% | 100% | 100% | 100% | 100% | 100% | 100% | 100% | 100% | 100% | 100% | 0% | 0% | 0% | 0% | 0% | 0% | 0% | 100% | 100% | 100% | 100% | 100% | 100% | 100% | 100% | 100% | 100% | 100% | 100% | 100% | 100% | 100% | 100% | 100% | 100% | 100% | 0% | 0% | 0% | 0% | 0% | 0% | 0%
1 | 1811 | ECM VAV | ComECMVAV-7P_V4 | New | Other | Gas | Per Commercial Building Square Feet | ECM-VAV-New-Other | 100% | 100% | 100% | 100% | 100% | 100% | 100% | 100% | 100% | 100% | 100% | 100% | 100% | 100% | 100% | 100% | 100% | 100% | 100% | 0% | 0% | 0% | 0% | 0% | 0% | 0% | ECM VAV-New | CircPumps-New |  | 0 | 100% | 100% | 100% | 100% | 100% | 100% | 100% | 100% | 100% | 100% | 100% | 100% | 100% | 100% | 100% | 100% | 100% | 100% | 100% | 0% | 0% | 0% | 0% | 0% | 0% | 0% | 100% | 100% | 100% | 100% | 100% | 100% | 100% | 100% | 100% | 100% | 100% | 100% | 100% | 100% | 100% | 100% | 100% | 100% | 100% | 0% | 0% | 0% | 0% | 0% | 0% | 0%
1 | 1811 | ECM VAV | ComECMVAV-7P_V4 | NR | Large Off | Electric | Per Commercial Building Square Feet | ECM-VAV-NR-Large Off | 100% | 100% | 100% | 100% | 100% | 100% | 100% | 100% | 100% | 100% | 100% | 100% | 100% | 100% | 100% | 100% | 100% | 100% | 100% | 0% | 0% | 0% | 0% | 0% | 0% | 0% | ECM VAV-NR | CircPumps-NR |  | 0 | 100% | 100% | 100% | 100% | 100% | 100% | 100% | 100% | 100% | 100% | 100% | 100% | 100% | 100% | 100% | 100% | 100% | 100% | 100% | 0% | 0% | 0% | 0% | 0% | 0% | 0% | 100% | 100% | 100% | 100% | 100% | 100% | 100% | 100% | 100% | 100% | 100% | 100% | 100% | 100% | 100% | 100% | 100% | 100% | 100% | 0% | 0% | 0% | 0% | 0% | 0% | 0%
1 | 1811 | ECM VAV | ComECMVAV-7P_V4 | NR | Medium Off | Electric | Per Commercial Building Square Feet | ECM-VAV-NR-Medium Off | 100% | 100% | 100% | 100% | 100% | 100% | 100% | 100% | 100% | 100% | 100% | 100% | 100% | 100% | 100% | 100% | 100% | 100% | 100% | 0% | 0% | 0% | 0% | 0% | 0% | 0% | ECM VAV-NR | CircPumps-NR |  | 0 | 100% | 100% | 100% | 100% | 100% | 100% | 100% | 100% | 100% | 100% | 100% | 100% | 100% | 100% | 100% | 100% | 100% | 100% | 100% | 0% | 0% | 0% | 0% | 0% | 0% | 0% | 100% | 100% | 100% | 100% | 100% | 100% | 100% | 100% | 100% | 100% | 100% | 100% | 100% | 100% | 100% | 100% | 100% | 100% | 100% | 0% | 0% | 0% | 0% | 0% | 0% | 0%
1 | 1811 | ECM VAV | ComECMVAV-7P_V4 | NR | Small Off | Electric | Per Commercial Building Square Feet | ECM-VAV-NR-Small Off | 100% | 100% | 100% | 100% | 100% | 100% | 100% | 100% | 100% | 100% | 100% | 100% | 100% | 100% | 100% | 100% | 100% | 100% | 100% | 0% | 0% | 0% | 0% | 0% | 0% | 0% | ECM VAV-NR | CircPumps-NR |  | 0 | 100% | 100% | 100% | 100% | 100% | 100% | 100% | 100% | 100% | 100% | 100% | 100% | 100% | 100% | 100% | 100% | 100% | 100% | 100% | 0% | 0% | 0% | 0% | 0% | 0% | 0% | 100% | 100% | 100% | 100% | 100% | 100% | 100% | 100% | 100% | 100% | 100% | 100% | 100% | 100% | 100% | 100% | 100% | 100% | 100% | 0% | 0% | 0% | 0% | 0% | 0% | 0%
1 | 1811 | ECM VAV | ComECMVAV-7P_V4 | NR | Xlarge Ret | Electric | Per Commercial Building Square Feet | ECM-VAV-NR-Xlarge Ret | 100% | 100% | 100% | 100% | 100% | 100% | 100% | 100% | 100% | 100% | 100% | 100% | 100% | 100% | 100% | 100% | 100% | 100% | 100% | 0% | 0% | 0% | 0% | 0% | 0% | 0% | ECM VAV-NR | CircPumps-NR |  | 0 | 100% | 100% | 100% | 100% | 100% | 100% | 100% | 100% | 100% | 100% | 100% | 100% | 100% | 100% | 100% | 100% | 100% | 100% | 100% | 0% | 0% | 0% | 0% | 0% | 0% | 0% | 100% | 100% | 100% | 100% | 100% | 100% | 100% | 100% | 100% | 100% | 100% | 100% | 100% | 100% | 100% | 100% | 100% | 100% | 100% | 0% | 0% | 0% | 0% | 0% | 0% | 0%
1 | 1811 | ECM VAV | ComECMVAV-7P_V4 | NR | Large Ret | Electric | Per Commercial Building Square Feet | ECM-VAV-NR-Large Ret | 100% | 100% | 100% | 100% | 100% | 100% | 100% | 100% | 100% | 100% | 100% | 100% | 100% | 100% | 100% | 100% | 100% | 100% | 100% | 0% | 0% | 0% | 0% | 0% | 0% | 0% | ECM VAV-NR | CircPumps-NR |  | 0 | 100% | 100% | 100% | 100% | 100% | 100% | 100% | 100% | 100% | 100% | 100% | 100% | 100% | 100% | 100% | 100% | 100% | 100% | 100% | 0% | 0% | 0% | 0% | 0% | 0% | 0% | 100% | 100% | 100% | 100% | 100% | 100% | 100% | 100% | 100% | 100% | 100% | 100% | 100% | 100% | 100% | 100% | 100% | 100% | 100% | 0% | 0% | 0% | 0% | 0% | 0% | 0%
1 | 1811 | ECM VAV | ComECMVAV-7P_V4 | NR | Medium Ret | Electric | Per Commercial Building Square Feet | ECM-VAV-NR-Medium Ret | 100% | 100% | 100% | 100% | 100% | 100% | 100% | 100% | 100% | 100% | 100% | 100% | 100% | 100% | 100% | 100% | 100% | 100% | 100% | 0% | 0% | 0% | 0% | 0% | 0% | 0% | ECM VAV-NR | CircPumps-NR |  | 0 | 100% | 100% | 100% | 100% | 100% | 100% | 100% | 100% | 100% | 100% | 100% | 100% | 100% | 100% | 100% | 100% | 100% | 100% | 100% | 0% | 0% | 0% | 0% | 0% | 0% | 0% | 100% | 100% | 100% | 100% | 100% | 100% | 100% | 100% | 100% | 100% | 100% | 100% | 100% | 100% | 100% | 100% | 100% | 100% | 100% | 0% | 0% | 0% | 0% | 0% | 0% | 0%
1 | 1811 | ECM VAV | ComECMVAV-7P_V4 | NR | Small Ret | Electric | Per Commercial Building Square Feet | ECM-VAV-NR-Small Ret | 100% | 100% | 100% | 100% | 100% | 100% | 100% | 100% | 100% | 100% | 100% | 100% | 100% | 100% | 100% | 100% | 100% | 100% | 100% | 0% | 0% | 0% | 0% | 0% | 0% | 0% | ECM VAV-NR | CircPumps-NR |  | 0 | 100% | 100% | 100% | 100% | 100% | 100% | 100% | 100% | 100% | 100% | 100% | 100% | 100% | 100% | 100% | 100% | 100% | 100% | 100% | 0% | 0% | 0% | 0% | 0% | 0% | 0% | 100% | 100% | 100% | 100% | 100% | 100% | 100% | 100% | 100% | 100% | 100% | 100% | 100% | 100% | 100% | 100% | 100% | 100% | 100% | 0% | 0% | 0% | 0% | 0% | 0% | 0%
1 | 1811 | ECM VAV | ComECMVAV-7P_V4 | NR | School K-12 | Electric | Per Commercial Building Square Feet | ECM-VAV-NR-School K-12 | 100% | 100% | 100% | 100% | 100% | 100% | 100% | 100% | 100% | 100% | 100% | 100% | 100% | 100% | 100% | 100% | 100% | 100% | 100% | 0% | 0% | 0% | 0% | 0% | 0% | 0% | ECM VAV-NR | CircPumps-NR |  | 0 | 100% | 100% | 100% | 100% | 100% | 100% | 100% | 100% | 100% | 100% | 100% | 100% | 100% | 100% | 100% | 100% | 100% | 100% | 100% | 0% | 0% | 0% | 0% | 0% | 0% | 0% | 100% | 100% | 100% | 100% | 100% | 100% | 100% | 100% | 100% | 100% | 100% | 100% | 100% | 100% | 100% | 100% | 100% | 100% | 100% | 0% | 0% | 0% | 0% | 0% | 0% | 0%
1 | 1811 | ECM VAV | ComECMVAV-7P_V4 | NR | University | Electric | Per Commercial Building Square Feet | ECM-VAV-NR-University | 100% | 100% | 100% | 100% | 100% | 100% | 100% | 100% | 100% | 100% | 100% | 100% | 100% | 100% | 100% | 100% | 100% | 100% | 100% | 0% | 0% | 0% | 0% | 0% | 0% | 0% | ECM VAV-NR | CircPumps-NR |  | 0 | 100% | 100% | 100% | 100% | 100% | 100% | 100% | 100% | 100% | 100% | 100% | 100% | 100% | 100% | 100% | 100% | 100% | 100% | 100% | 0% | 0% | 0% | 0% | 0% | 0% | 0% | 100% | 100% | 100% | 100% | 100% | 100% | 100% | 100% | 100% | 100% | 100% | 100% | 100% | 100% | 100% | 100% | 100% | 100% | 100% | 0% | 0% | 0% | 0% | 0% | 0% | 0%
1 | 1811 | ECM VAV | ComECMVAV-7P_V4 | NR | Warehouse | Electric | Per Commercial Building Square Feet | ECM-VAV-NR-Warehouse | 100% | 100% | 100% | 100% | 100% | 100% | 100% | 100% | 100% | 100% | 100% | 100% | 100% | 100% | 100% | 100% | 100% | 100% | 100% | 0% | 0% | 0% | 0% | 0% | 0% | 0% | ECM VAV-NR | CircPumps-NR |  | 0 | 100% | 100% | 100% | 100% | 100% | 100% | 100% | 100% | 100% | 100% | 100% | 100% | 100% | 100% | 100% | 100% | 100% | 100% | 100% | 0% | 0% | 0% | 0% | 0% | 0% | 0% | 100% | 100% | 100% | 100% | 100% | 100% | 100% | 100% | 100% | 100% | 100% | 100% | 100% | 100% | 100% | 100% | 100% | 100% | 100% | 0% | 0% | 0% | 0% | 0% | 0% | 0%
1 | 1811 | ECM VAV | ComECMVAV-7P_V4 | NR | Supermarket | Electric | Per Commercial Building Square Feet | ECM-VAV-NR-Supermarket | 100% | 100% | 100% | 100% | 100% | 100% | 100% | 100% | 100% | 100% | 100% | 100% | 100% | 100% | 100% | 100% | 100% | 100% | 100% | 0% | 0% | 0% | 0% | 0% | 0% | 0% | ECM VAV-NR | CircPumps-NR |  | 0 | 100% | 100% | 100% | 100% | 100% | 100% | 100% | 100% | 100% | 100% | 100% | 100% | 100% | 100% | 100% | 100% | 100% | 100% | 100% | 0% | 0% | 0% | 0% | 0% | 0% | 0% | 100% | 100% | 100% | 100% | 100% | 100% | 100% | 100% | 100% | 100% | 100% | 100% | 100% | 100% | 100% | 100% | 100% | 100% | 100% | 0% | 0% | 0% | 0% | 0% | 0% | 0%
1 | 1811 | ECM VAV | ComECMVAV-7P_V4 | NR | MiniMart | Electric | Per Commercial Building Square Feet | ECM-VAV-NR-MiniMart | 100% | 100% | 100% | 100% | 100% | 100% | 100% | 100% | 100% | 100% | 100% | 100% | 100% | 100% | 100% | 100% | 100% | 100% | 100% | 0% | 0% | 0% | 0% | 0% | 0% | 0% | ECM VAV-NR | CircPumps-NR |  | 0 | 100% | 100% | 100% | 100% | 100% | 100% | 100% | 100% | 100% | 100% | 100% | 100% | 100% | 100% | 100% | 100% | 100% | 100% | 100% | 0% | 0% | 0% | 0% | 0% | 0% | 0% | 100% | 100% | 100% | 100% | 100% | 100% | 100% | 100% | 100% | 100% | 100% | 100% | 100% | 100% | 100% | 100% | 100% | 100% | 100% | 0% | 0% | 0% | 0% | 0% | 0% | 0%
1 | 1811 | ECM VAV | ComECMVAV-7P_V4 | NR | Restaurant | Electric | Per Commercial Building Square Feet | ECM-VAV-NR-Restaurant | 100% | 100% | 100% | 100% | 100% | 100% | 100% | 100% | 100% | 100% | 100% | 100% | 100% | 100% | 100% | 100% | 100% | 100% | 100% | 0% | 0% | 0% | 0% | 0% | 0% | 0% | ECM VAV-NR | CircPumps-NR |  | 0 | 100% | 100% | 100% | 100% | 100% | 100% | 100% | 100% | 100% | 100% | 100% | 100% | 100% | 100% | 100% | 100% | 100% | 100% | 100% | 0% | 0% | 0% | 0% | 0% | 0% | 0% | 100% | 100% | 100% | 100% | 100% | 100% | 100% | 100% | 100% | 100% | 100% | 100% | 100% | 100% | 100% | 100% | 100% | 100% | 100% | 0% | 0% | 0% | 0% | 0% | 0% | 0%
1 | 1811 | ECM VAV | ComECMVAV-7P_V4 | NR | Lodging | Electric | Per Commercial Building Square Feet | ECM-VAV-NR-Lodging | 100% | 100% | 100% | 100% | 100% | 100% | 100% | 100% | 100% | 100% | 100% | 100% | 100% | 100% | 100% | 100% | 100% | 100% | 100% | 0% | 0% | 0% | 0% | 0% | 0% | 0% | ECM VAV-NR | CircPumps-NR |  | 0 | 100% | 100% | 100% | 100% | 100% | 100% | 100% | 100% | 100% | 100% | 100% | 100% | 100% | 100% | 100% | 100% | 100% | 100% | 100% | 0% | 0% | 0% | 0% | 0% | 0% | 0% | 100% | 100% | 100% | 100% | 100% | 100% | 100% | 100% | 100% | 100% | 100% | 100% | 100% | 100% | 100% | 100% | 100% | 100% | 100% | 0% | 0% | 0% | 0% | 0% | 0% | 0%
1 | 1811 | ECM VAV | ComECMVAV-7P_V4 | NR | Hospital | Electric | Per Commercial Building Square Feet | ECM-VAV-NR-Hospital | 100% | 100% | 100% | 100% | 100% | 100% | 100% | 100% | 100% | 100% | 100% | 100% | 100% | 100% | 100% | 100% | 100% | 100% | 100% | 0% | 0% | 0% | 0% | 0% | 0% | 0% | ECM VAV-NR | CircPumps-NR |  | 0 | 100% | 100% | 100% | 100% | 100% | 100% | 100% | 100% | 100% | 100% | 100% | 100% | 100% | 100% | 100% | 100% | 100% | 100% | 100% | 0% | 0% | 0% | 0% | 0% | 0% | 0% | 100% | 100% | 100% | 100% | 100% | 100% | 100% | 100% | 100% | 100% | 100% | 100% | 100% | 100% | 100% | 100% | 100% | 100% | 100% | 0% | 0% | 0% | 0% | 0% | 0% | 0%
1 | 1811 | ECM VAV | ComECMVAV-7P_V4 | NR | Residential Care | Electric | Per Commercial Building Square Feet | ECM-VAV-NR-Residential Care | 100% | 100% | 100% | 100% | 100% | 100% | 100% | 100% | 100% | 100% | 100% | 100% | 100% | 100% | 100% | 100% | 100% | 100% | 100% | 0% | 0% | 0% | 0% | 0% | 0% | 0% | ECM VAV-NR | CircPumps-NR |  | 0 | 100% | 100% | 100% | 100% | 100% | 100% | 100% | 100% | 100% | 100% | 100% | 100% | 100% | 100% | 100% | 100% | 100% | 100% | 100% | 0% | 0% | 0% | 0% | 0% | 0% | 0% | 100% | 100% | 100% | 100% | 100% | 100% | 100% | 100% | 100% | 100% | 100% | 100% | 100% | 100% | 100% | 100% | 100% | 100% | 100% | 0% | 0% | 0% | 0% | 0% | 0% | 0%
1 | 1811 | ECM VAV | ComECMVAV-7P_V4 | NR | Assembly | Electric | Per Commercial Building Square Feet | ECM-VAV-NR-Assembly | 100% | 100% | 100% | 100% | 100% | 100% | 100% | 100% | 100% | 100% | 100% | 100% | 100% | 100% | 100% | 100% | 100% | 100% | 100% | 0% | 0% | 0% | 0% | 0% | 0% | 0% | ECM VAV-NR | CircPumps-NR |  | 0 | 100% | 100% | 100% | 100% | 100% | 100% | 100% | 100% | 100% | 100% | 100% | 100% | 100% | 100% | 100% | 100% | 100% | 100% | 100% | 0% | 0% | 0% | 0% | 0% | 0% | 0% | 100% | 100% | 100% | 100% | 100% | 100% | 100% | 100% | 100% | 100% | 100% | 100% | 100% | 100% | 100% | 100% | 100% | 100% | 100% | 0% | 0% | 0% | 0% | 0% | 0% | 0%
1 | 1811 | ECM VAV | ComECMVAV-7P_V4 | NR | Other | Electric | Per Commercial Building Square Feet | ECM-VAV-NR-Other | 100% | 100% | 100% | 100% | 100% | 100% | 100% | 100% | 100% | 100% | 100% | 100% | 100% | 100% | 100% | 100% | 100% | 100% | 100% | 0% | 0% | 0% | 0% | 0% | 0% | 0% | ECM VAV-NR | CircPumps-NR |  | 0 | 100% | 100% | 100% | 100% | 100% | 100% | 100% | 100% | 100% | 100% | 100% | 100% | 100% | 100% | 100% | 100% | 100% | 100% | 100% | 0% | 0% | 0% | 0% | 0% | 0% | 0% | 100% | 100% | 100% | 100% | 100% | 100% | 100% | 100% | 100% | 100% | 100% | 100% | 100% | 100% | 100% | 100% | 100% | 100% | 100% | 0% | 0% | 0% | 0% | 0% | 0% | 0%
1 | 1811 | ECM VAV | ComECMVAV-7P_V4 | NR | Large Off | Gas | Per Commercial Building Square Feet | ECM-VAV-NR-Large Off | 100% | 100% | 100% | 100% | 100% | 100% | 100% | 100% | 100% | 100% | 100% | 100% | 100% | 100% | 100% | 100% | 100% | 100% | 100% | 0% | 0% | 0% | 0% | 0% | 0% | 0% | ECM VAV-NR | CircPumps-NR |  | 0 | 100% | 100% | 100% | 100% | 100% | 100% | 100% | 100% | 100% | 100% | 100% | 100% | 100% | 100% | 100% | 100% | 100% | 100% | 100% | 0% | 0% | 0% | 0% | 0% | 0% | 0% | 100% | 100% | 100% | 100% | 100% | 100% | 100% | 100% | 100% | 100% | 100% | 100% | 100% | 100% | 100% | 100% | 100% | 100% | 100% | 0% | 0% | 0% | 0% | 0% | 0% | 0%
1 | 1811 | ECM VAV | ComECMVAV-7P_V4 | NR | Medium Off | Gas | Per Commercial Building Square Feet | ECM-VAV-NR-Medium Off | 100% | 100% | 100% | 100% | 100% | 100% | 100% | 100% | 100% | 100% | 100% | 100% | 100% | 100% | 100% | 100% | 100% | 100% | 100% | 0% | 0% | 0% | 0% | 0% | 0% | 0% | ECM VAV-NR | CircPumps-NR |  | 0 | 100% | 100% | 100% | 100% | 100% | 100% | 100% | 100% | 100% | 100% | 100% | 100% | 100% | 100% | 100% | 100% | 100% | 100% | 100% | 0% | 0% | 0% | 0% | 0% | 0% | 0% | 100% | 100% | 100% | 100% | 100% | 100% | 100% | 100% | 100% | 100% | 100% | 100% | 100% | 100% | 100% | 100% | 100% | 100% | 100% | 0% | 0% | 0% | 0% | 0% | 0% | 0%
1 | 1811 | ECM VAV | ComECMVAV-7P_V4 | NR | Small Off | Gas | Per Commercial Building Square Feet | ECM-VAV-NR-Small Off | 100% | 100% | 100% | 100% | 100% | 100% | 100% | 100% | 100% | 100% | 100% | 100% | 100% | 100% | 100% | 100% | 100% | 100% | 100% | 0% | 0% | 0% | 0% | 0% | 0% | 0% | ECM VAV-NR | CircPumps-NR |  | 0 | 100% | 100% | 100% | 100% | 100% | 100% | 100% | 100% | 100% | 100% | 100% | 100% | 100% | 100% | 100% | 100% | 100% | 100% | 100% | 0% | 0% | 0% | 0% | 0% | 0% | 0% | 100% | 100% | 100% | 100% | 100% | 100% | 100% | 100% | 100% | 100% | 100% | 100% | 100% | 100% | 100% | 100% | 100% | 100% | 100% | 0% | 0% | 0% | 0% | 0% | 0% | 0%
1 | 1811 | ECM VAV | ComECMVAV-7P_V4 | NR | Xlarge Ret | Gas | Per Commercial Building Square Feet | ECM-VAV-NR-Xlarge Ret | 100% | 100% | 100% | 100% | 100% | 100% | 100% | 100% | 100% | 100% | 100% | 100% | 100% | 100% | 100% | 100% | 100% | 100% | 100% | 0% | 0% | 0% | 0% | 0% | 0% | 0% | ECM VAV-NR | CircPumps-NR |  | 0 | 100% | 100% | 100% | 100% | 100% | 100% | 100% | 100% | 100% | 100% | 100% | 100% | 100% | 100% | 100% | 100% | 100% | 100% | 100% | 0% | 0% | 0% | 0% | 0% | 0% | 0% | 100% | 100% | 100% | 100% | 100% | 100% | 100% | 100% | 100% | 100% | 100% | 100% | 100% | 100% | 100% | 100% | 100% | 100% | 100% | 0% | 0% | 0% | 0% | 0% | 0% | 0%
1 | 1811 | ECM VAV | ComECMVAV-7P_V4 | NR | Large Ret | Gas | Per Commercial Building Square Feet | ECM-VAV-NR-Large Ret | 100% | 100% | 100% | 100% | 100% | 100% | 100% | 100% | 100% | 100% | 100% | 100% | 100% | 100% | 100% | 100% | 100% | 100% | 100% | 0% | 0% | 0% | 0% | 0% | 0% | 0% | ECM VAV-NR | CircPumps-NR |  | 0 | 100% | 100% | 100% | 100% | 100% | 100% | 100% | 100% | 100% | 100% | 100% | 100% | 100% | 100% | 100% | 100% | 100% | 100% | 100% | 0% | 0% | 0% | 0% | 0% | 0% | 0% | 100% | 100% | 100% | 100% | 100% | 100% | 100% | 100% | 100% | 100% | 100% | 100% | 100% | 100% | 100% | 100% | 100% | 100% | 100% | 0% | 0% | 0% | 0% | 0% | 0% | 0%
1 | 1811 | ECM VAV | ComECMVAV-7P_V4 | NR | Medium Ret | Gas | Per Commercial Building Square Feet | ECM-VAV-NR-Medium Ret | 100% | 100% | 100% | 100% | 100% | 100% | 100% | 100% | 100% | 100% | 100% | 100% | 100% | 100% | 100% | 100% | 100% | 100% | 100% | 0% | 0% | 0% | 0% | 0% | 0% | 0% | ECM VAV-NR | CircPumps-NR |  | 0 | 100% | 100% | 100% | 100% | 100% | 100% | 100% | 100% | 100% | 100% | 100% | 100% | 100% | 100% | 100% | 100% | 100% | 100% | 100% | 0% | 0% | 0% | 0% | 0% | 0% | 0% | 100% | 100% | 100% | 100% | 100% | 100% | 100% | 100% | 100% | 100% | 100% | 100% | 100% | 100% | 100% | 100% | 100% | 100% | 100% | 0% | 0% | 0% | 0% | 0% | 0% | 0%
1 | 1811 | ECM VAV | ComECMVAV-7P_V4 | NR | Small Ret | Gas | Per Commercial Building Square Feet | ECM-VAV-NR-Small Ret | 100% | 100% | 100% | 100% | 100% | 100% | 100% | 100% | 100% | 100% | 100% | 100% | 100% | 100% | 100% | 100% | 100% | 100% | 100% | 0% | 0% | 0% | 0% | 0% | 0% | 0% | ECM VAV-NR | CircPumps-NR |  | 0 | 100% | 100% | 100% | 100% | 100% | 100% | 100% | 100% | 100% | 100% | 100% | 100% | 100% | 100% | 100% | 100% | 100% | 100% | 100% | 0% | 0% | 0% | 0% | 0% | 0% | 0% | 100% | 100% | 100% | 100% | 100% | 100% | 100% | 100% | 100% | 100% | 100% | 100% | 100% | 100% | 100% | 100% | 100% | 100% | 100% | 0% | 0% | 0% | 0% | 0% | 0% | 0%
1 | 1811 | ECM VAV | ComECMVAV-7P_V4 | NR | School K-12 | Gas | Per Commercial Building Square Feet | ECM-VAV-NR-School K-12 | 100% | 100% | 100% | 100% | 100% | 100% | 100% | 100% | 100% | 100% | 100% | 100% | 100% | 100% | 100% | 100% | 100% | 100% | 100% | 0% | 0% | 0% | 0% | 0% | 0% | 0% | ECM VAV-NR | CircPumps-NR |  | 0 | 100% | 100% | 100% | 100% | 100% | 100% | 100% | 100% | 100% | 100% | 100% | 100% | 100% | 100% | 100% | 100% | 100% | 100% | 100% | 0% | 0% | 0% | 0% | 0% | 0% | 0% | 100% | 100% | 100% | 100% | 100% | 100% | 100% | 100% | 100% | 100% | 100% | 100% | 100% | 100% | 100% | 100% | 100% | 100% | 100% | 0% | 0% | 0% | 0% | 0% | 0% | 0%
1 | 1811 | ECM VAV | ComECMVAV-7P_V4 | NR | University | Gas | Per Commercial Building Square Feet | ECM-VAV-NR-University | 100% | 100% | 100% | 100% | 100% | 100% | 100% | 100% | 100% | 100% | 100% | 100% | 100% | 100% | 100% | 100% | 100% | 100% | 100% | 0% | 0% | 0% | 0% | 0% | 0% | 0% | ECM VAV-NR | CircPumps-NR |  | 0 | 100% | 100% | 100% | 100% | 100% | 100% | 100% | 100% | 100% | 100% | 100% | 100% | 100% | 100% | 100% | 100% | 100% | 100% | 100% | 0% | 0% | 0% | 0% | 0% | 0% | 0% | 100% | 100% | 100% | 100% | 100% | 100% | 100% | 100% | 100% | 100% | 100% | 100% | 100% | 100% | 100% | 100% | 100% | 100% | 100% | 0% | 0% | 0% | 0% | 0% | 0% | 0%
1 | 1811 | ECM VAV | ComECMVAV-7P_V4 | NR | Warehouse | Gas | Per Commercial Building Square Feet | ECM-VAV-NR-Warehouse | 100% | 100% | 100% | 100% | 100% | 100% | 100% | 100% | 100% | 100% | 100% | 100% | 100% | 100% | 100% | 100% | 100% | 100% | 100% | 0% | 0% | 0% | 0% | 0% | 0% | 0% | ECM VAV-NR | CircPumps-NR |  | 0 | 100% | 100% | 100% | 100% | 100% | 100% | 100% | 100% | 100% | 100% | 100% | 100% | 100% | 100% | 100% | 100% | 100% | 100% | 100% | 0% | 0% | 0% | 0% | 0% | 0% | 0% | 100% | 100% | 100% | 100% | 100% | 100% | 100% | 100% | 100% | 100% | 100% | 100% | 100% | 100% | 100% | 100% | 100% | 100% | 100% | 0% | 0% | 0% | 0% | 0% | 0% | 0%
1 | 1811 | ECM VAV | ComECMVAV-7P_V4 | NR | Supermarket | Gas | Per Commercial Building Square Feet | ECM-VAV-NR-Supermarket | 100% | 100% | 100% | 100% | 100% | 100% | 100% | 100% | 100% | 100% | 100% | 100% | 100% | 100% | 100% | 100% | 100% | 100% | 100% | 0% | 0% | 0% | 0% | 0% | 0% | 0% | ECM VAV-NR | CircPumps-NR |  | 0 | 100% | 100% | 100% | 100% | 100% | 100% | 100% | 100% | 100% | 100% | 100% | 100% | 100% | 100% | 100% | 100% | 100% | 100% | 100% | 0% | 0% | 0% | 0% | 0% | 0% | 0% | 100% | 100% | 100% | 100% | 100% | 100% | 100% | 100% | 100% | 100% | 100% | 100% | 100% | 100% | 100% | 100% | 100% | 100% | 100% | 0% | 0% | 0% | 0% | 0% | 0% | 0%
1 | 1811 | ECM VAV | ComECMVAV-7P_V4 | NR | MiniMart | Gas | Per Commercial Building Square Feet | ECM-VAV-NR-MiniMart | 100% | 100% | 100% | 100% | 100% | 100% | 100% | 100% | 100% | 100% | 100% | 100% | 100% | 100% | 100% | 100% | 100% | 100% | 100% | 0% | 0% | 0% | 0% | 0% | 0% | 0% | ECM VAV-NR | CircPumps-NR |  | 0 | 100% | 100% | 100% | 100% | 100% | 100% | 100% | 100% | 100% | 100% | 100% | 100% | 100% | 100% | 100% | 100% | 100% | 100% | 100% | 0% | 0% | 0% | 0% | 0% | 0% | 0% | 100% | 100% | 100% | 100% | 100% | 100% | 100% | 100% | 100% | 100% | 100% | 100% | 100% | 100% | 100% | 100% | 100% | 100% | 100% | 0% | 0% | 0% | 0% | 0% | 0% | 0%
1 | 1811 | ECM VAV | ComECMVAV-7P_V4 | NR | Restaurant | Gas | Per Commercial Building Square Feet | ECM-VAV-NR-Restaurant | 100% | 100% | 100% | 100% | 100% | 100% | 100% | 100% | 100% | 100% | 100% | 100% | 100% | 100% | 100% | 100% | 100% | 100% | 100% | 0% | 0% | 0% | 0% | 0% | 0% | 0% | ECM VAV-NR | CircPumps-NR |  | 0 | 100% | 100% | 100% | 100% | 100% | 100% | 100% | 100% | 100% | 100% | 100% | 100% | 100% | 100% | 100% | 100% | 100% | 100% | 100% | 0% | 0% | 0% | 0% | 0% | 0% | 0% | 100% | 100% | 100% | 100% | 100% | 100% | 100% | 100% | 100% | 100% | 100% | 100% | 100% | 100% | 100% | 100% | 100% | 100% | 100% | 0% | 0% | 0% | 0% | 0% | 0% | 0%
1 | 1811 | ECM VAV | ComECMVAV-7P_V4 | NR | Lodging | Gas | Per Commercial Building Square Feet | ECM-VAV-NR-Lodging | 100% | 100% | 100% | 100% | 100% | 100% | 100% | 100% | 100% | 100% | 100% | 100% | 100% | 100% | 100% | 100% | 100% | 100% | 100% | 0% | 0% | 0% | 0% | 0% | 0% | 0% | ECM VAV-NR | CircPumps-NR |  | 0 | 100% | 100% | 100% | 100% | 100% | 100% | 100% | 100% | 100% | 100% | 100% | 100% | 100% | 100% | 100% | 100% | 100% | 100% | 100% | 0% | 0% | 0% | 0% | 0% | 0% | 0% | 100% | 100% | 100% | 100% | 100% | 100% | 100% | 100% | 100% | 100% | 100% | 100% | 100% | 100% | 100% | 100% | 100% | 100% | 100% | 0% | 0% | 0% | 0% | 0% | 0% | 0%
1 | 1811 | ECM VAV | ComECMVAV-7P_V4 | NR | Hospital | Gas | Per Commercial Building Square Feet | ECM-VAV-NR-Hospital | 100% | 100% | 100% | 100% | 100% | 100% | 100% | 100% | 100% | 100% | 100% | 100% | 100% | 100% | 100% | 100% | 100% | 100% | 100% | 0% | 0% | 0% | 0% | 0% | 0% | 0% | ECM VAV-NR | CircPumps-NR |  | 0 | 100% | 100% | 100% | 100% | 100% | 100% | 100% | 100% | 100% | 100% | 100% | 100% | 100% | 100% | 100% | 100% | 100% | 100% | 100% | 0% | 0% | 0% | 0% | 0% | 0% | 0% | 100% | 100% | 100% | 100% | 100% | 100% | 100% | 100% | 100% | 100% | 100% | 100% | 100% | 100% | 100% | 100% | 100% | 100% | 100% | 0% | 0% | 0% | 0% | 0% | 0% | 0%
1 | 1811 | ECM VAV | ComECMVAV-7P_V4 | NR | Residential Care | Gas | Per Commercial Building Square Feet | ECM-VAV-NR-Residential Care | 100% | 100% | 100% | 100% | 100% | 100% | 100% | 100% | 100% | 100% | 100% | 100% | 100% | 100% | 100% | 100% | 100% | 100% | 100% | 0% | 0% | 0% | 0% | 0% | 0% | 0% | ECM VAV-NR | CircPumps-NR |  | 0 | 100% | 100% | 100% | 100% | 100% | 100% | 100% | 100% | 100% | 100% | 100% | 100% | 100% | 100% | 100% | 100% | 100% | 100% | 100% | 0% | 0% | 0% | 0% | 0% | 0% | 0% | 100% | 100% | 100% | 100% | 100% | 100% | 100% | 100% | 100% | 100% | 100% | 100% | 100% | 100% | 100% | 100% | 100% | 100% | 100% | 0% | 0% | 0% | 0% | 0% | 0% | 0%
1 | 1811 | ECM VAV | ComECMVAV-7P_V4 | NR | Assembly | Gas | Per Commercial Building Square Feet | ECM-VAV-NR-Assembly | 100% | 100% | 100% | 100% | 100% | 100% | 100% | 100% | 100% | 100% | 100% | 100% | 100% | 100% | 100% | 100% | 100% | 100% | 100% | 0% | 0% | 0% | 0% | 0% | 0% | 0% | ECM VAV-NR | CircPumps-NR |  | 0 | 100% | 100% | 100% | 100% | 100% | 100% | 100% | 100% | 100% | 100% | 100% | 100% | 100% | 100% | 100% | 100% | 100% | 100% | 100% | 0% | 0% | 0% | 0% | 0% | 0% | 0% | 100% | 100% | 100% | 100% | 100% | 100% | 100% | 100% | 100% | 100% | 100% | 100% | 100% | 100% | 100% | 100% | 100% | 100% | 100% | 0% | 0% | 0% | 0% | 0% | 0% | 0%
1 | 1811 | ECM VAV | ComECMVAV-7P_V4 | NR | Other | Gas | Per Commercial Building Square Feet | ECM-VAV-NR-Other | 100% | 100% | 100% | 100% | 100% | 100% | 100% | 100% | 100% | 100% | 100% | 100% | 100% | 100% | 100% | 100% | 100% | 100% | 100% | 0% | 0% | 0% | 0% | 0% | 0% | 0% | ECM VAV-NR | CircPumps-NR |  | 0 | 100% | 100% | 100% | 100% | 100% | 100% | 100% | 100% | 100% | 100% | 100% | 100% | 100% | 100% | 100% | 100% | 100% | 100% | 100% | 0% | 0% | 0% | 0% | 0% | 0% | 0% | 100% | 100% | 100% | 100% | 100% | 100% | 100% | 100% | 100% | 100% | 100% | 100% | 100% | 100% | 100% | 100% | 100% | 100% | 100% | 0% | 0% | 0% | 0% | 0% | 0% | 0%
1 | 1811 | Economizer | ComEconomizer-7P_v2 | Retro | Large Off | Electric | Per Commercial Building Square Feet For Economizer | Economizer-Retro-Large Off | 37.77% | 23.83% | 5.552% | 35.31% | 19.91% | 15.51% | 1.02% | 28.09% | 28.09% | 11.12% | 31.36% | 15.26% | 24.65% | 7.818% | 34.12% | 5.905% | 29.89% | 31.49% | 23.07% | 0% | 0% | 0% | 0% | 0% | 0% | 0% | Economizer-Retro | Economizer-Retro |  | 0 | 100% | 100% | 100% | 100% | 100% | 100% | 100% | 100% | 100% | 100% | 100% | 100% | 100% | 100% | 100% | 100% | 100% | 100% | 100% | 0% | 0% | 0% | 0% | 0% | 0% | 0% | 37.77% | 23.83% | 5.552% | 35.31% | 19.91% | 15.51% | 1.02% | 28.09% | 28.09% | 11.12% | 31.36% | 15.26% | 24.65% | 7.818% | 34.12% | 5.905% | 29.89% | 31.49% | 23.07% | 0% | 0% | 0% | 0% | 0% | 0% | 0%
1 | 1811 | Economizer | ComEconomizer-7P_v2 | Retro | Medium Off | Electric | Per Commercial Building Square Feet For Economizer | Economizer-Retro-Medium Off | 37.77% | 23.83% | 5.552% | 35.31% | 19.91% | 15.51% | 1.02% | 28.09% | 28.09% | 11.12% | 31.36% | 15.26% | 24.65% | 7.818% | 34.12% | 5.905% | 29.89% | 31.49% | 23.07% | 0% | 0% | 0% | 0% | 0% | 0% | 0% | Economizer-Retro | Economizer-Retro |  | 0 | 100% | 100% | 100% | 100% | 100% | 100% | 100% | 100% | 100% | 100% | 100% | 100% | 100% | 100% | 100% | 100% | 100% | 100% | 100% | 0% | 0% | 0% | 0% | 0% | 0% | 0% | 37.77% | 23.83% | 5.552% | 35.31% | 19.91% | 15.51% | 1.02% | 28.09% | 28.09% | 11.12% | 31.36% | 15.26% | 24.65% | 7.818% | 34.12% | 5.905% | 29.89% | 31.49% | 23.07% | 0% | 0% | 0% | 0% | 0% | 0% | 0%
1 | 1811 | Economizer | ComEconomizer-7P_v2 | Retro | Small Off | Electric | Per Commercial Building Square Feet For Economizer | Economizer-Retro-Small Off | 37.77% | 23.83% | 5.552% | 35.31% | 19.91% | 15.51% | 1.02% | 28.09% | 28.09% | 11.12% | 31.36% | 15.26% | 24.65% | 7.818% | 34.12% | 5.905% | 29.89% | 31.49% | 23.07% | 0% | 0% | 0% | 0% | 0% | 0% | 0% | Economizer-Retro | Economizer-Retro |  | 0 | 100% | 100% | 100% | 100% | 100% | 100% | 100% | 100% | 100% | 100% | 100% | 100% | 100% | 100% | 100% | 100% | 100% | 100% | 100% | 0% | 0% | 0% | 0% | 0% | 0% | 0% | 37.77% | 23.83% | 5.552% | 35.31% | 19.91% | 15.51% | 1.02% | 28.09% | 28.09% | 11.12% | 31.36% | 15.26% | 24.65% | 7.818% | 34.12% | 5.905% | 29.89% | 31.49% | 23.07% | 0% | 0% | 0% | 0% | 0% | 0% | 0%
1 | 1811 | Economizer | ComEconomizer-7P_v2 | Retro | Xlarge Ret | Electric | Per Commercial Building Square Feet For Economizer | Economizer-Retro-Xlarge Ret | 37.77% | 23.83% | 5.552% | 35.31% | 19.91% | 15.51% | 1.02% | 28.09% | 28.09% | 11.12% | 31.36% | 15.26% | 24.65% | 7.818% | 34.12% | 5.905% | 29.89% | 31.49% | 23.07% | 0% | 0% | 0% | 0% | 0% | 0% | 0% | Economizer-Retro | Economizer-Retro |  | 0 | 100% | 100% | 100% | 100% | 100% | 100% | 100% | 100% | 100% | 100% | 100% | 100% | 100% | 100% | 100% | 100% | 100% | 100% | 100% | 0% | 0% | 0% | 0% | 0% | 0% | 0% | 37.77% | 23.83% | 5.552% | 35.31% | 19.91% | 15.51% | 1.02% | 28.09% | 28.09% | 11.12% | 31.36% | 15.26% | 24.65% | 7.818% | 34.12% | 5.905% | 29.89% | 31.49% | 23.07% | 0% | 0% | 0% | 0% | 0% | 0% | 0%
1 | 1811 | Economizer | ComEconomizer-7P_v2 | Retro | Large Ret | Electric | Per Commercial Building Square Feet For Economizer | Economizer-Retro-Large Ret | 37.77% | 23.83% | 5.552% | 35.31% | 19.91% | 15.51% | 1.02% | 28.09% | 28.09% | 11.12% | 31.36% | 15.26% | 24.65% | 7.818% | 34.12% | 5.905% | 29.89% | 31.49% | 23.07% | 0% | 0% | 0% | 0% | 0% | 0% | 0% | Economizer-Retro | Economizer-Retro |  | 0 | 100% | 100% | 100% | 100% | 100% | 100% | 100% | 100% | 100% | 100% | 100% | 100% | 100% | 100% | 100% | 100% | 100% | 100% | 100% | 0% | 0% | 0% | 0% | 0% | 0% | 0% | 37.77% | 23.83% | 5.552% | 35.31% | 19.91% | 15.51% | 1.02% | 28.09% | 28.09% | 11.12% | 31.36% | 15.26% | 24.65% | 7.818% | 34.12% | 5.905% | 29.89% | 31.49% | 23.07% | 0% | 0% | 0% | 0% | 0% | 0% | 0%
1 | 1811 | Economizer | ComEconomizer-7P_v2 | Retro | Medium Ret | Electric | Per Commercial Building Square Feet For Economizer | Economizer-Retro-Medium Ret | 37.77% | 23.83% | 5.552% | 35.31% | 19.91% | 15.51% | 1.02% | 28.09% | 28.09% | 11.12% | 31.36% | 15.26% | 24.65% | 7.818% | 34.12% | 5.905% | 29.89% | 31.49% | 23.07% | 0% | 0% | 0% | 0% | 0% | 0% | 0% | Economizer-Retro | Economizer-Retro |  | 0 | 100% | 100% | 100% | 100% | 100% | 100% | 100% | 100% | 100% | 100% | 100% | 100% | 100% | 100% | 100% | 100% | 100% | 100% | 100% | 0% | 0% | 0% | 0% | 0% | 0% | 0% | 37.77% | 23.83% | 5.552% | 35.31% | 19.91% | 15.51% | 1.02% | 28.09% | 28.09% | 11.12% | 31.36% | 15.26% | 24.65% | 7.818% | 34.12% | 5.905% | 29.89% | 31.49% | 23.07% | 0% | 0% | 0% | 0% | 0% | 0% | 0%
1 | 1811 | Economizer | ComEconomizer-7P_v2 | Retro | Small Ret | Electric | Per Commercial Building Square Feet For Economizer | Economizer-Retro-Small Ret | 37.77% | 23.83% | 5.552% | 35.31% | 19.91% | 15.51% | 1.02% | 28.09% | 28.09% | 11.12% | 31.36% | 15.26% | 24.65% | 7.818% | 34.12% | 5.905% | 29.89% | 31.49% | 23.07% | 0% | 0% | 0% | 0% | 0% | 0% | 0% | Economizer-Retro | Economizer-Retro |  | 0 | 100% | 100% | 100% | 100% | 100% | 100% | 100% | 100% | 100% | 100% | 100% | 100% | 100% | 100% | 100% | 100% | 100% | 100% | 100% | 0% | 0% | 0% | 0% | 0% | 0% | 0% | 37.77% | 23.83% | 5.552% | 35.31% | 19.91% | 15.51% | 1.02% | 28.09% | 28.09% | 11.12% | 31.36% | 15.26% | 24.65% | 7.818% | 34.12% | 5.905% | 29.89% | 31.49% | 23.07% | 0% | 0% | 0% | 0% | 0% | 0% | 0%
1 | 1811 | Economizer | ComEconomizer-7P_v2 | Retro | School K-12 | Electric | Per Commercial Building Square Feet For Economizer | Economizer-Retro-School K-12 | 37.77% | 23.83% | 5.552% | 35.31% | 19.91% | 15.51% | 1.02% | 28.09% | 28.09% | 11.12% | 31.36% | 15.26% | 24.65% | 7.818% | 34.12% | 5.905% | 29.89% | 31.49% | 23.07% | 0% | 0% | 0% | 0% | 0% | 0% | 0% | Economizer-Retro | Economizer-Retro |  | 0 | 100% | 100% | 100% | 100% | 100% | 100% | 100% | 100% | 100% | 100% | 100% | 100% | 100% | 100% | 100% | 100% | 100% | 100% | 100% | 0% | 0% | 0% | 0% | 0% | 0% | 0% | 37.77% | 23.83% | 5.552% | 35.31% | 19.91% | 15.51% | 1.02% | 28.09% | 28.09% | 11.12% | 31.36% | 15.26% | 24.65% | 7.818% | 34.12% | 5.905% | 29.89% | 31.49% | 23.07% | 0% | 0% | 0% | 0% | 0% | 0% | 0%
1 | 1811 | Economizer | ComEconomizer-7P_v2 | Retro | University | Electric | Per Commercial Building Square Feet For Economizer | Economizer-Retro-University | 37.77% | 23.83% | 5.552% | 35.31% | 19.91% | 15.51% | 1.02% | 28.09% | 28.09% | 11.12% | 31.36% | 15.26% | 24.65% | 7.818% | 34.12% | 5.905% | 29.89% | 31.49% | 23.07% | 0% | 0% | 0% | 0% | 0% | 0% | 0% | Economizer-Retro | Economizer-Retro |  | 0 | 100% | 100% | 100% | 100% | 100% | 100% | 100% | 100% | 100% | 100% | 100% | 100% | 100% | 100% | 100% | 100% | 100% | 100% | 100% | 0% | 0% | 0% | 0% | 0% | 0% | 0% | 37.77% | 23.83% | 5.552% | 35.31% | 19.91% | 15.51% | 1.02% | 28.09% | 28.09% | 11.12% | 31.36% | 15.26% | 24.65% | 7.818% | 34.12% | 5.905% | 29.89% | 31.49% | 23.07% | 0% | 0% | 0% | 0% | 0% | 0% | 0%
1 | 1811 | Economizer | ComEconomizer-7P_v2 | Retro | Warehouse | Electric | Per Commercial Building Square Feet For Economizer | Economizer-Retro-Warehouse | 37.77% | 23.83% | 5.552% | 35.31% | 19.91% | 15.51% | 1.02% | 28.09% | 28.09% | 11.12% | 31.36% | 15.26% | 24.65% | 7.818% | 34.12% | 5.905% | 29.89% | 31.49% | 23.07% | 0% | 0% | 0% | 0% | 0% | 0% | 0% | Economizer-Retro | Economizer-Retro |  | 0 | 100% | 100% | 100% | 100% | 100% | 100% | 100% | 100% | 100% | 100% | 100% | 100% | 100% | 100% | 100% | 100% | 100% | 100% | 100% | 0% | 0% | 0% | 0% | 0% | 0% | 0% | 37.77% | 23.83% | 5.552% | 35.31% | 19.91% | 15.51% | 1.02% | 28.09% | 28.09% | 11.12% | 31.36% | 15.26% | 24.65% | 7.818% | 34.12% | 5.905% | 29.89% | 31.49% | 23.07% | 0% | 0% | 0% | 0% | 0% | 0% | 0%
1 | 1811 | Economizer | ComEconomizer-7P_v2 | Retro | Supermarket | Electric | Per Commercial Building Square Feet For Economizer | Economizer-Retro-Supermarket | 37.77% | 23.83% | 5.552% | 35.31% | 19.91% | 15.51% | 1.02% | 28.09% | 28.09% | 11.12% | 31.36% | 15.26% | 24.65% | 7.818% | 34.12% | 5.905% | 29.89% | 31.49% | 23.07% | 0% | 0% | 0% | 0% | 0% | 0% | 0% | Economizer-Retro | Economizer-Retro |  | 0 | 100% | 100% | 100% | 100% | 100% | 100% | 100% | 100% | 100% | 100% | 100% | 100% | 100% | 100% | 100% | 100% | 100% | 100% | 100% | 0% | 0% | 0% | 0% | 0% | 0% | 0% | 37.77% | 23.83% | 5.552% | 35.31% | 19.91% | 15.51% | 1.02% | 28.09% | 28.09% | 11.12% | 31.36% | 15.26% | 24.65% | 7.818% | 34.12% | 5.905% | 29.89% | 31.49% | 23.07% | 0% | 0% | 0% | 0% | 0% | 0% | 0%
1 | 1811 | Economizer | ComEconomizer-7P_v2 | Retro | MiniMart | Electric | Per Commercial Building Square Feet For Economizer | Economizer-Retro-MiniMart | 37.77% | 23.83% | 5.552% | 35.31% | 19.91% | 15.51% | 1.02% | 28.09% | 28.09% | 11.12% | 31.36% | 15.26% | 24.65% | 7.818% | 34.12% | 5.905% | 29.89% | 31.49% | 23.07% | 0% | 0% | 0% | 0% | 0% | 0% | 0% | Economizer-Retro | Economizer-Retro |  | 0 | 100% | 100% | 100% | 100% | 100% | 100% | 100% | 100% | 100% | 100% | 100% | 100% | 100% | 100% | 100% | 100% | 100% | 100% | 100% | 0% | 0% | 0% | 0% | 0% | 0% | 0% | 37.77% | 23.83% | 5.552% | 35.31% | 19.91% | 15.51% | 1.02% | 28.09% | 28.09% | 11.12% | 31.36% | 15.26% | 24.65% | 7.818% | 34.12% | 5.905% | 29.89% | 31.49% | 23.07% | 0% | 0% | 0% | 0% | 0% | 0% | 0%
1 | 1811 | Economizer | ComEconomizer-7P_v2 | Retro | Restaurant | Electric | Per Commercial Building Square Feet For Economizer | Economizer-Retro-Restaurant | 37.77% | 23.83% | 5.552% | 35.31% | 19.91% | 15.51% | 1.02% | 28.09% | 28.09% | 11.12% | 31.36% | 15.26% | 24.65% | 7.818% | 34.12% | 5.905% | 29.89% | 31.49% | 23.07% | 0% | 0% | 0% | 0% | 0% | 0% | 0% | Economizer-Retro | Economizer-Retro |  | 0 | 100% | 100% | 100% | 100% | 100% | 100% | 100% | 100% | 100% | 100% | 100% | 100% | 100% | 100% | 100% | 100% | 100% | 100% | 100% | 0% | 0% | 0% | 0% | 0% | 0% | 0% | 37.77% | 23.83% | 5.552% | 35.31% | 19.91% | 15.51% | 1.02% | 28.09% | 28.09% | 11.12% | 31.36% | 15.26% | 24.65% | 7.818% | 34.12% | 5.905% | 29.89% | 31.49% | 23.07% | 0% | 0% | 0% | 0% | 0% | 0% | 0%
1 | 1811 | Economizer | ComEconomizer-7P_v2 | Retro | Lodging | Electric | Per Commercial Building Square Feet For Economizer | Economizer-Retro-Lodging | 37.77% | 23.83% | 5.552% | 35.31% | 19.91% | 15.51% | 1.02% | 28.09% | 28.09% | 11.12% | 31.36% | 15.26% | 24.65% | 7.818% | 34.12% | 5.905% | 29.89% | 31.49% | 23.07% | 0% | 0% | 0% | 0% | 0% | 0% | 0% | Economizer-Retro | Economizer-Retro |  | 0 | 100% | 100% | 100% | 100% | 100% | 100% | 100% | 100% | 100% | 100% | 100% | 100% | 100% | 100% | 100% | 100% | 100% | 100% | 100% | 0% | 0% | 0% | 0% | 0% | 0% | 0% | 37.77% | 23.83% | 5.552% | 35.31% | 19.91% | 15.51% | 1.02% | 28.09% | 28.09% | 11.12% | 31.36% | 15.26% | 24.65% | 7.818% | 34.12% | 5.905% | 29.89% | 31.49% | 23.07% | 0% | 0% | 0% | 0% | 0% | 0% | 0%
1 | 1811 | Economizer | ComEconomizer-7P_v2 | Retro | Hospital | Electric | Per Commercial Building Square Feet For Economizer | Economizer-Retro-Hospital | 37.77% | 23.83% | 5.552% | 35.31% | 19.91% | 15.51% | 1.02% | 28.09% | 28.09% | 11.12% | 31.36% | 15.26% | 24.65% | 7.818% | 34.12% | 5.905% | 29.89% | 31.49% | 23.07% | 0% | 0% | 0% | 0% | 0% | 0% | 0% | Economizer-Retro | Economizer-Retro |  | 0 | 100% | 100% | 100% | 100% | 100% | 100% | 100% | 100% | 100% | 100% | 100% | 100% | 100% | 100% | 100% | 100% | 100% | 100% | 100% | 0% | 0% | 0% | 0% | 0% | 0% | 0% | 37.77% | 23.83% | 5.552% | 35.31% | 19.91% | 15.51% | 1.02% | 28.09% | 28.09% | 11.12% | 31.36% | 15.26% | 24.65% | 7.818% | 34.12% | 5.905% | 29.89% | 31.49% | 23.07% | 0% | 0% | 0% | 0% | 0% | 0% | 0%
1 | 1811 | Economizer | ComEconomizer-7P_v2 | Retro | Residential Care | Electric | Per Commercial Building Square Feet For Economizer | Economizer-Retro-Residential Care | 37.77% | 23.83% | 5.552% | 35.31% | 19.91% | 15.51% | 1.02% | 28.09% | 28.09% | 11.12% | 31.36% | 15.26% | 24.65% | 7.818% | 34.12% | 5.905% | 29.89% | 31.49% | 23.07% | 0% | 0% | 0% | 0% | 0% | 0% | 0% | Economizer-Retro | Economizer-Retro |  | 0 | 100% | 100% | 100% | 100% | 100% | 100% | 100% | 100% | 100% | 100% | 100% | 100% | 100% | 100% | 100% | 100% | 100% | 100% | 100% | 0% | 0% | 0% | 0% | 0% | 0% | 0% | 37.77% | 23.83% | 5.552% | 35.31% | 19.91% | 15.51% | 1.02% | 28.09% | 28.09% | 11.12% | 31.36% | 15.26% | 24.65% | 7.818% | 34.12% | 5.905% | 29.89% | 31.49% | 23.07% | 0% | 0% | 0% | 0% | 0% | 0% | 0%
1 | 1811 | Economizer | ComEconomizer-7P_v2 | Retro | Assembly | Electric | Per Commercial Building Square Feet For Economizer | Economizer-Retro-Assembly | 37.77% | 23.83% | 5.552% | 35.31% | 19.91% | 15.51% | 1.02% | 28.09% | 28.09% | 11.12% | 31.36% | 15.26% | 24.65% | 7.818% | 34.12% | 5.905% | 29.89% | 31.49% | 23.07% | 0% | 0% | 0% | 0% | 0% | 0% | 0% | Economizer-Retro | Economizer-Retro |  | 0 | 100% | 100% | 100% | 100% | 100% | 100% | 100% | 100% | 100% | 100% | 100% | 100% | 100% | 100% | 100% | 100% | 100% | 100% | 100% | 0% | 0% | 0% | 0% | 0% | 0% | 0% | 37.77% | 23.83% | 5.552% | 35.31% | 19.91% | 15.51% | 1.02% | 28.09% | 28.09% | 11.12% | 31.36% | 15.26% | 24.65% | 7.818% | 34.12% | 5.905% | 29.89% | 31.49% | 23.07% | 0% | 0% | 0% | 0% | 0% | 0% | 0%
1 | 1811 | Economizer | ComEconomizer-7P_v2 | Retro | Other | Electric | Per Commercial Building Square Feet For Economizer | Economizer-Retro-Other | 37.77% | 23.83% | 5.552% | 35.31% | 19.91% | 15.51% | 1.02% | 28.09% | 28.09% | 11.12% | 31.36% | 15.26% | 24.65% | 7.818% | 34.12% | 5.905% | 29.89% | 31.49% | 23.07% | 0% | 0% | 0% | 0% | 0% | 0% | 0% | Economizer-Retro | Economizer-Retro |  | 0 | 100% | 100% | 100% | 100% | 100% | 100% | 100% | 100% | 100% | 100% | 100% | 100% | 100% | 100% | 100% | 100% | 100% | 100% | 100% | 0% | 0% | 0% | 0% | 0% | 0% | 0% | 37.77% | 23.83% | 5.552% | 35.31% | 19.91% | 15.51% | 1.02% | 28.09% | 28.09% | 11.12% | 31.36% | 15.26% | 24.65% | 7.818% | 34.12% | 5.905% | 29.89% | 31.49% | 23.07% | 0% | 0% | 0% | 0% | 0% | 0% | 0%
| 1811 | Pool Pump | ComEfficientPoolPumps_v2_1 | NR and New | All Commercial | Electric | Per Outdoor_Self-Priming_> 0 to ≤ 1 thp | Multi-Family/Commercial_Outdoor_Self-Priming_> 0 to ≤ 1 thp_SINGLE-SPEED to VARIABLE-SPEED | 100% | 100% | 100% | 100% | 100% | 100% | 100% | 100% | 100% | 100% | 100% | 100% | 100% | 100% | 100% | 100% | 100% | 100% | 100% | 0% | 0% | 0% | 0% | 0% | 0% | 0% | Pool Pump-NR and New | Clean Water Pumps-New |  | 0 | 25% | 25% | 25% | 25% | 25% | 25% | 25% | 25% | 25% | 25% | 25% | 25% | 25% | 25% | 25% | 25% | 25% | 25% | 25% | 0% | 0% | 0% | 0% | 0% | 0% | 0% | 25% | 25% | 25% | 25% | 25% | 25% | 25% | 25% | 25% | 25% | 25% | 25% | 25% | 25% | 25% | 25% | 25% | 25% | 25% | 0% | 0% | 0% | 0% | 0% | 0% | 0%
| 1811 | Pool Pump | ComEfficientPoolPumps_v2_1 | NR and New | All Commercial | Electric | Per Outdoor_Self-Priming_> 1 to ≤ 2 thp | Multi-Family/Commercial_Outdoor_Self-Priming_> 1 to ≤ 2 thp_SINGLE-SPEED to VARIABLE-SPEED | 100% | 100% | 100% | 100% | 100% | 100% | 100% | 100% | 100% | 100% | 100% | 100% | 100% | 100% | 100% | 100% | 100% | 100% | 100% | 0% | 0% | 0% | 0% | 0% | 0% | 0% | Pool Pump-NR and New | Clean Water Pumps-New |  | 0 | 25% | 25% | 25% | 25% | 25% | 25% | 25% | 25% | 25% | 25% | 25% | 25% | 25% | 25% | 25% | 25% | 25% | 25% | 25% | 0% | 0% | 0% | 0% | 0% | 0% | 0% | 25% | 25% | 25% | 25% | 25% | 25% | 25% | 25% | 25% | 25% | 25% | 25% | 25% | 25% | 25% | 25% | 25% | 25% | 25% | 0% | 0% | 0% | 0% | 0% | 0% | 0%
| 1811 | Pool Pump | ComEfficientPoolPumps_v2_1 | NR and New | All Commercial | Electric | Per Outdoor_Self-Priming_> 2 to ≤ 3 thp | Multi-Family/Commercial_Outdoor_Self-Priming_> 2 to ≤ 3 thp_SINGLE-SPEED to VARIABLE-SPEED | 100% | 100% | 100% | 100% | 100% | 100% | 100% | 100% | 100% | 100% | 100% | 100% | 100% | 100% | 100% | 100% | 100% | 100% | 100% | 0% | 0% | 0% | 0% | 0% | 0% | 0% | Pool Pump-NR and New | Clean Water Pumps-New |  | 0 | 25% | 25% | 25% | 25% | 25% | 25% | 25% | 25% | 25% | 25% | 25% | 25% | 25% | 25% | 25% | 25% | 25% | 25% | 25% | 0% | 0% | 0% | 0% | 0% | 0% | 0% | 25% | 25% | 25% | 25% | 25% | 25% | 25% | 25% | 25% | 25% | 25% | 25% | 25% | 25% | 25% | 25% | 25% | 25% | 25% | 0% | 0% | 0% | 0% | 0% | 0% | 0%
| 1811 | Pool Pump | ComEfficientPoolPumps_v2_1 | NR and New | All Commercial | Electric | Per Outdoor_Self-Priming_> 3 to ≤ 4 thp | Multi-Family/Commercial_Outdoor_Self-Priming_> 3 to ≤ 4 thp_SINGLE-SPEED to VARIABLE-SPEED | 100% | 100% | 100% | 100% | 100% | 100% | 100% | 100% | 100% | 100% | 100% | 100% | 100% | 100% | 100% | 100% | 100% | 100% | 100% | 0% | 0% | 0% | 0% | 0% | 0% | 0% | Pool Pump-NR and New | Clean Water Pumps-New |  | 0 | 25% | 25% | 25% | 25% | 25% | 25% | 25% | 25% | 25% | 25% | 25% | 25% | 25% | 25% | 25% | 25% | 25% | 25% | 25% | 0% | 0% | 0% | 0% | 0% | 0% | 0% | 25% | 25% | 25% | 25% | 25% | 25% | 25% | 25% | 25% | 25% | 25% | 25% | 25% | 25% | 25% | 25% | 25% | 25% | 25% | 0% | 0% | 0% | 0% | 0% | 0% | 0%
| 1811 | Pool Pump | ComEfficientPoolPumps_v2_1 | NR and New | All Commercial | Electric | Per Outdoor_Self-Priming_> 0 to ≤ 1 thp | Multi-Family/Commercial_Outdoor_Self-Priming_> 0 to ≤ 1 thp_DUAL-SPEED to VARIABLE-SPEED | 100% | 100% | 100% | 100% | 100% | 100% | 100% | 100% | 100% | 100% | 100% | 100% | 100% | 100% | 100% | 100% | 100% | 100% | 100% | 0% | 0% | 0% | 0% | 0% | 0% | 0% | Pool Pump-NR and New | Clean Water Pumps-New |  | 0 | 25% | 25% | 25% | 25% | 25% | 25% | 25% | 25% | 25% | 25% | 25% | 25% | 25% | 25% | 25% | 25% | 25% | 25% | 25% | 0% | 0% | 0% | 0% | 0% | 0% | 0% | 25% | 25% | 25% | 25% | 25% | 25% | 25% | 25% | 25% | 25% | 25% | 25% | 25% | 25% | 25% | 25% | 25% | 25% | 25% | 0% | 0% | 0% | 0% | 0% | 0% | 0%
| 1811 | Pool Pump | ComEfficientPoolPumps_v2_1 | NR and New | All Commercial | Electric | Per Outdoor_Self-Priming_> 1 to ≤ 2 thp | Multi-Family/Commercial_Outdoor_Self-Priming_> 1 to ≤ 2 thp_DUAL-SPEED to VARIABLE-SPEED | 100% | 100% | 100% | 100% | 100% | 100% | 100% | 100% | 100% | 100% | 100% | 100% | 100% | 100% | 100% | 100% | 100% | 100% | 100% | 0% | 0% | 0% | 0% | 0% | 0% | 0% | Pool Pump-NR and New | Clean Water Pumps-New |  | 0 | 25% | 25% | 25% | 25% | 25% | 25% | 25% | 25% | 25% | 25% | 25% | 25% | 25% | 25% | 25% | 25% | 25% | 25% | 25% | 0% | 0% | 0% | 0% | 0% | 0% | 0% | 25% | 25% | 25% | 25% | 25% | 25% | 25% | 25% | 25% | 25% | 25% | 25% | 25% | 25% | 25% | 25% | 25% | 25% | 25% | 0% | 0% | 0% | 0% | 0% | 0% | 0%
| 1811 | Pool Pump | ComEfficientPoolPumps_v2_1 | NR and New | All Commercial | Electric | Per Outdoor_Self-Priming_> 2 to ≤ 3 thp | Multi-Family/Commercial_Outdoor_Self-Priming_> 2 to ≤ 3 thp_DUAL-SPEED to VARIABLE-SPEED | 100% | 100% | 100% | 100% | 100% | 100% | 100% | 100% | 100% | 100% | 100% | 100% | 100% | 100% | 100% | 100% | 100% | 100% | 100% | 0% | 0% | 0% | 0% | 0% | 0% | 0% | Pool Pump-NR and New | Clean Water Pumps-New |  | 0 | 25% | 25% | 25% | 25% | 25% | 25% | 25% | 25% | 25% | 25% | 25% | 25% | 25% | 25% | 25% | 25% | 25% | 25% | 25% | 0% | 0% | 0% | 0% | 0% | 0% | 0% | 25% | 25% | 25% | 25% | 25% | 25% | 25% | 25% | 25% | 25% | 25% | 25% | 25% | 25% | 25% | 25% | 25% | 25% | 25% | 0% | 0% | 0% | 0% | 0% | 0% | 0%
| 1811 | Pool Pump | ComEfficientPoolPumps_v2_1 | NR and New | All Commercial | Electric | Per Outdoor_Self-Priming_> 3 to ≤ 4 thp | Multi-Family/Commercial_Outdoor_Self-Priming_> 3 to ≤ 4 thp_DUAL-SPEED to VARIABLE-SPEED | 100% | 100% | 100% | 100% | 100% | 100% | 100% | 100% | 100% | 100% | 100% | 100% | 100% | 100% | 100% | 100% | 100% | 100% | 100% | 0% | 0% | 0% | 0% | 0% | 0% | 0% | Pool Pump-NR and New | Clean Water Pumps-New |  | 0 | 25% | 25% | 25% | 25% | 25% | 25% | 25% | 25% | 25% | 25% | 25% | 25% | 25% | 25% | 25% | 25% | 25% | 25% | 25% | 0% | 0% | 0% | 0% | 0% | 0% | 0% | 25% | 25% | 25% | 25% | 25% | 25% | 25% | 25% | 25% | 25% | 25% | 25% | 25% | 25% | 25% | 25% | 25% | 25% | 25% | 0% | 0% | 0% | 0% | 0% | 0% | 0%
| 1811 | Pool Pump | ComEfficientPoolPumps_v2_1 | NR and New | All Commercial | Electric | Per Indoor_Self-Priming_> 0 to ≤ 1 thp | Multi-Family/Commercial_Indoor_Self-Priming_> 0 to ≤ 1 thp_SINGLE-SPEED to VARIABLE-SPEED | 100% | 100% | 100% | 100% | 100% | 100% | 100% | 100% | 100% | 100% | 100% | 100% | 100% | 100% | 100% | 100% | 100% | 100% | 100% | 0% | 0% | 0% | 0% | 0% | 0% | 0% | Pool Pump-NR and New | Clean Water Pumps-New |  | 0 | 25% | 25% | 25% | 25% | 25% | 25% | 25% | 25% | 25% | 25% | 25% | 25% | 25% | 25% | 25% | 25% | 25% | 25% | 25% | 0% | 0% | 0% | 0% | 0% | 0% | 0% | 25% | 25% | 25% | 25% | 25% | 25% | 25% | 25% | 25% | 25% | 25% | 25% | 25% | 25% | 25% | 25% | 25% | 25% | 25% | 0% | 0% | 0% | 0% | 0% | 0% | 0%
| 1811 | Pool Pump | ComEfficientPoolPumps_v2_1 | NR and New | All Commercial | Electric | Per Indoor_Self-Priming_> 1 to ≤ 2 thp | Multi-Family/Commercial_Indoor_Self-Priming_> 1 to ≤ 2 thp_SINGLE-SPEED to VARIABLE-SPEED | 100% | 100% | 100% | 100% | 100% | 100% | 100% | 100% | 100% | 100% | 100% | 100% | 100% | 100% | 100% | 100% | 100% | 100% | 100% | 0% | 0% | 0% | 0% | 0% | 0% | 0% | Pool Pump-NR and New | Clean Water Pumps-New |  | 0 | 25% | 25% | 25% | 25% | 25% | 25% | 25% | 25% | 25% | 25% | 25% | 25% | 25% | 25% | 25% | 25% | 25% | 25% | 25% | 0% | 0% | 0% | 0% | 0% | 0% | 0% | 25% | 25% | 25% | 25% | 25% | 25% | 25% | 25% | 25% | 25% | 25% | 25% | 25% | 25% | 25% | 25% | 25% | 25% | 25% | 0% | 0% | 0% | 0% | 0% | 0% | 0%
| 1811 | Pool Pump | ComEfficientPoolPumps_v2_1 | NR and New | All Commercial | Electric | Per Indoor_Self-Priming_> 2 to ≤ 3 thp | Multi-Family/Commercial_Indoor_Self-Priming_> 2 to ≤ 3 thp_SINGLE-SPEED to VARIABLE-SPEED | 100% | 100% | 100% | 100% | 100% | 100% | 100% | 100% | 100% | 100% | 100% | 100% | 100% | 100% | 100% | 100% | 100% | 100% | 100% | 0% | 0% | 0% | 0% | 0% | 0% | 0% | Pool Pump-NR and New | Clean Water Pumps-New |  | 0 | 25% | 25% | 25% | 25% | 25% | 25% | 25% | 25% | 25% | 25% | 25% | 25% | 25% | 25% | 25% | 25% | 25% | 25% | 25% | 0% | 0% | 0% | 0% | 0% | 0% | 0% | 25% | 25% | 25% | 25% | 25% | 25% | 25% | 25% | 25% | 25% | 25% | 25% | 25% | 25% | 25% | 25% | 25% | 25% | 25% | 0% | 0% | 0% | 0% | 0% | 0% | 0%
| 1811 | Pool Pump | ComEfficientPoolPumps_v2_1 | NR and New | All Commercial | Electric | Per Indoor_Self-Priming_> 3 to ≤ 4 thp | Multi-Family/Commercial_Indoor_Self-Priming_> 3 to ≤ 4 thp_SINGLE-SPEED to VARIABLE-SPEED | 100% | 100% | 100% | 100% | 100% | 100% | 100% | 100% | 100% | 100% | 100% | 100% | 100% | 100% | 100% | 100% | 100% | 100% | 100% | 0% | 0% | 0% | 0% | 0% | 0% | 0% | Pool Pump-NR and New | Clean Water Pumps-New |  | 0 | 25% | 25% | 25% | 25% | 25% | 25% | 25% | 25% | 25% | 25% | 25% | 25% | 25% | 25% | 25% | 25% | 25% | 25% | 25% | 0% | 0% | 0% | 0% | 0% | 0% | 0% | 25% | 25% | 25% | 25% | 25% | 25% | 25% | 25% | 25% | 25% | 25% | 25% | 25% | 25% | 25% | 25% | 25% | 25% | 25% | 0% | 0% | 0% | 0% | 0% | 0% | 0%
| 1811 | Pool Pump | ComEfficientPoolPumps_v2_1 | NR and New | All Commercial | Electric | Per Indoor_Self-Priming_> 0 to ≤ 1 thp | Multi-Family/Commercial_Indoor_Self-Priming_> 0 to ≤ 1 thp_DUAL-SPEED to VARIABLE-SPEED | 100% | 100% | 100% | 100% | 100% | 100% | 100% | 100% | 100% | 100% | 100% | 100% | 100% | 100% | 100% | 100% | 100% | 100% | 100% | 0% | 0% | 0% | 0% | 0% | 0% | 0% | Pool Pump-NR and New | Clean Water Pumps-New |  | 0 | 25% | 25% | 25% | 25% | 25% | 25% | 25% | 25% | 25% | 25% | 25% | 25% | 25% | 25% | 25% | 25% | 25% | 25% | 25% | 0% | 0% | 0% | 0% | 0% | 0% | 0% | 25% | 25% | 25% | 25% | 25% | 25% | 25% | 25% | 25% | 25% | 25% | 25% | 25% | 25% | 25% | 25% | 25% | 25% | 25% | 0% | 0% | 0% | 0% | 0% | 0% | 0%
| 1811 | Pool Pump | ComEfficientPoolPumps_v2_1 | NR and New | All Commercial | Electric | Per Indoor_Self-Priming_> 1 to ≤ 2 thp | Multi-Family/Commercial_Indoor_Self-Priming_> 1 to ≤ 2 thp_DUAL-SPEED to VARIABLE-SPEED | 100% | 100% | 100% | 100% | 100% | 100% | 100% | 100% | 100% | 100% | 100% | 100% | 100% | 100% | 100% | 100% | 100% | 100% | 100% | 0% | 0% | 0% | 0% | 0% | 0% | 0% | Pool Pump-NR and New | Clean Water Pumps-New |  | 0 | 25% | 25% | 25% | 25% | 25% | 25% | 25% | 25% | 25% | 25% | 25% | 25% | 25% | 25% | 25% | 25% | 25% | 25% | 25% | 0% | 0% | 0% | 0% | 0% | 0% | 0% | 25% | 25% | 25% | 25% | 25% | 25% | 25% | 25% | 25% | 25% | 25% | 25% | 25% | 25% | 25% | 25% | 25% | 25% | 25% | 0% | 0% | 0% | 0% | 0% | 0% | 0%
| 1811 | Pool Pump | ComEfficientPoolPumps_v2_1 | NR and New | All Commercial | Electric | Per Indoor_Self-Priming_> 2 to ≤ 3 thp | Multi-Family/Commercial_Indoor_Self-Priming_> 2 to ≤ 3 thp_DUAL-SPEED to VARIABLE-SPEED | 100% | 100% | 100% | 100% | 100% | 100% | 100% | 100% | 100% | 100% | 100% | 100% | 100% | 100% | 100% | 100% | 100% | 100% | 100% | 0% | 0% | 0% | 0% | 0% | 0% | 0% | Pool Pump-NR and New | Clean Water Pumps-New |  | 0 | 25% | 25% | 25% | 25% | 25% | 25% | 25% | 25% | 25% | 25% | 25% | 25% | 25% | 25% | 25% | 25% | 25% | 25% | 25% | 0% | 0% | 0% | 0% | 0% | 0% | 0% | 25% | 25% | 25% | 25% | 25% | 25% | 25% | 25% | 25% | 25% | 25% | 25% | 25% | 25% | 25% | 25% | 25% | 25% | 25% | 0% | 0% | 0% | 0% | 0% | 0% | 0%
| 1811 | Pool Pump | ComEfficientPoolPumps_v2_1 | NR and New | All Commercial | Electric | Per Indoor_Self-Priming_> 3 to ≤ 4 thp | Multi-Family/Commercial_Indoor_Self-Priming_> 3 to ≤ 4 thp_DUAL-SPEED to VARIABLE-SPEED | 100% | 100% | 100% | 100% | 100% | 100% | 100% | 100% | 100% | 100% | 100% | 100% | 100% | 100% | 100% | 100% | 100% | 100% | 100% | 0% | 0% | 0% | 0% | 0% | 0% | 0% | Pool Pump-NR and New | Clean Water Pumps-New |  | 0 | 25% | 25% | 25% | 25% | 25% | 25% | 25% | 25% | 25% | 25% | 25% | 25% | 25% | 25% | 25% | 25% | 25% | 25% | 25% | 0% | 0% | 0% | 0% | 0% | 0% | 0% | 25% | 25% | 25% | 25% | 25% | 25% | 25% | 25% | 25% | 25% | 25% | 25% | 25% | 25% | 25% | 25% | 25% | 25% | 25% | 0% | 0% | 0% | 0% | 0% | 0% | 0%
1 | 1811 | Pool Pump | ComEfficientPoolPumps_v2_1 | NR and New | All Commercial | Electric | Per Indoor_Pressure Cleaner Booster_> 0 to ≤ 2 thp | Multi-Family/Commercial_Indoor_Pressure Cleaner Booster_> 0 to ≤ 2 thp_Current Practice to ENERGY STAR Single-Speed | 100% | 100% | 100% | 100% | 100% | 100% | 100% | 100% | 100% | 100% | 100% | 100% | 100% | 100% | 100% | 100% | 100% | 100% | 100% | 0% | 0% | 0% | 0% | 0% | 0% | 0% | Pool Pump-NR and New | Clean Water Pumps-New |  | 0 | 100% | 100% | 100% | 100% | 100% | 100% | 100% | 100% | 100% | 100% | 100% | 100% | 100% | 100% | 100% | 100% | 100% | 100% | 100% | 0% | 0% | 0% | 0% | 0% | 0% | 0% | 100% | 100% | 100% | 100% | 100% | 100% | 100% | 100% | 100% | 100% | 100% | 100% | 100% | 100% | 100% | 100% | 100% | 100% | 100% | 0% | 0% | 0% | 0% | 0% | 0% | 0%
1 | 1811 | Pool Pump | ComEfficientPoolPumps_v2_1 | NR and New | All Commercial | Electric | Per Indoor_Pressure Cleaner Booster_> 0 to ≤ 2 thp | Multi-Family/Commercial_Indoor_Pressure Cleaner Booster_> 0 to ≤ 2 thp_ENERGY STAR Single-Speed to ENERGY STAR Variable-Speed | 100% | 100% | 100% | 100% | 100% | 100% | 100% | 100% | 100% | 100% | 100% | 100% | 100% | 100% | 100% | 100% | 100% | 100% | 100% | 0% | 0% | 0% | 0% | 0% | 0% | 0% | Pool Pump-NR and New | Clean Water Pumps-New |  | 0 | 100% | 100% | 100% | 100% | 100% | 100% | 100% | 100% | 100% | 100% | 100% | 100% | 100% | 100% | 100% | 100% | 100% | 100% | 100% | 0% | 0% | 0% | 0% | 0% | 0% | 0% | 100% | 100% | 100% | 100% | 100% | 100% | 100% | 100% | 100% | 100% | 100% | 100% | 100% | 100% | 100% | 100% | 100% | 100% | 100% | 0% | 0% | 0% | 0% | 0% | 0% | 0%
1 | 1811 | Pool Pump | ComEfficientPoolPumps_v2_1 | NR and New | All Commercial | Electric | Per Outdoor_Pressure Cleaner Booster_> 0 to ≤ 2 thp | Multi-Family/Commercial_Outdoor_Pressure Cleaner Booster_> 0 to ≤ 2 thp_Current Practice to ENERGY STAR Single-Speed | 100% | 100% | 100% | 100% | 100% | 100% | 100% | 100% | 100% | 100% | 100% | 100% | 100% | 100% | 100% | 100% | 100% | 100% | 100% | 0% | 0% | 0% | 0% | 0% | 0% | 0% | Pool Pump-NR and New | Clean Water Pumps-New |  | 0 | 100% | 100% | 100% | 100% | 100% | 100% | 100% | 100% | 100% | 100% | 100% | 100% | 100% | 100% | 100% | 100% | 100% | 100% | 100% | 0% | 0% | 0% | 0% | 0% | 0% | 0% | 100% | 100% | 100% | 100% | 100% | 100% | 100% | 100% | 100% | 100% | 100% | 100% | 100% | 100% | 100% | 100% | 100% | 100% | 100% | 0% | 0% | 0% | 0% | 0% | 0% | 0%
1 | 1811 | Pool Pump | ComEfficientPoolPumps_v2_1 | NR and New | All Commercial | Electric | Per Outdoor_Pressure Cleaner Booster_> 0 to ≤ 2 thp | Multi-Family/Commercial_Outdoor_Pressure Cleaner Booster_> 0 to ≤ 2 thp_ENERGY STAR Single-Speed to ENERGY STAR Variable-Speed | 100% | 100% | 100% | 100% | 100% | 100% | 100% | 100% | 100% | 100% | 100% | 100% | 100% | 100% | 100% | 100% | 100% | 100% | 100% | 0% | 0% | 0% | 0% | 0% | 0% | 0% | Pool Pump-NR and New | Clean Water Pumps-New |  | 0 | 100% | 100% | 100% | 100% | 100% | 100% | 100% | 100% | 100% | 100% | 100% | 100% | 100% | 100% | 100% | 100% | 100% | 100% | 100% | 0% | 0% | 0% | 0% | 0% | 0% | 0% | 100% | 100% | 100% | 100% | 100% | 100% | 100% | 100% | 100% | 100% | 100% | 100% | 100% | 100% | 100% | 100% | 100% | 100% | 100% | 0% | 0% | 0% | 0% | 0% | 0% | 0%
| 1811 | Fan | ComFans_v1_1 | Retro | All Commercial | Electric | Per Commercial Variable Speed Fan - FEI 1.00 to 1.13 | Commercial Variable Speed Fan - FEI 1.00 to 1.13 | 100% | 100% | 100% | 100% | 100% | 100% | 100% | 100% | 100% | 100% | 100% | 100% | 100% | 100% | 100% | 100% | 100% | 100% | 100% | 0% | 0% | 0% | 0% | 0% | 0% | 0% | Fan-Retro | Fans-Retro |  | 0 | 0.2817% | 0.2817% | 0.2817% | 0.2817% | 0.2817% | 0.2817% | 0.2817% | 0.2817% | 0.2817% | 0.2817% | 0.2817% | 0.2817% | 0.2817% | 0.2817% | 0.2817% | 0.2817% | 0.2817% | 0.2817% | 0.2817% | 0% | 0% | 0% | 0% | 0% | 0% | 0% | 0.2817% | 0.2817% | 0.2817% | 0.2817% | 0.2817% | 0.2817% | 0.2817% | 0.2817% | 0.2817% | 0.2817% | 0.2817% | 0.2817% | 0.2817% | 0.2817% | 0.2817% | 0.2817% | 0.2817% | 0.2817% | 0.2817% | 0% | 0% | 0% | 0% | 0% | 0% | 0%
| 1811 | Fan | ComFans_v1_1 | Retro | All Commercial | Electric | Per Commercial Variable Speed Fan - FEI 1.14 to 1.27 | Commercial Variable Speed Fan - FEI 1.14 to 1.27 | 100% | 100% | 100% | 100% | 100% | 100% | 100% | 100% | 100% | 100% | 100% | 100% | 100% | 100% | 100% | 100% | 100% | 100% | 100% | 0% | 0% | 0% | 0% | 0% | 0% | 0% | Fan-Retro | Fans-Retro |  | 0 | 0.2817% | 0.2817% | 0.2817% | 0.2817% | 0.2817% | 0.2817% | 0.2817% | 0.2817% | 0.2817% | 0.2817% | 0.2817% | 0.2817% | 0.2817% | 0.2817% | 0.2817% | 0.2817% | 0.2817% | 0.2817% | 0.2817% | 0% | 0% | 0% | 0% | 0% | 0% | 0% | 0.2817% | 0.2817% | 0.2817% | 0.2817% | 0.2817% | 0.2817% | 0.2817% | 0.2817% | 0.2817% | 0.2817% | 0.2817% | 0.2817% | 0.2817% | 0.2817% | 0.2817% | 0.2817% | 0.2817% | 0.2817% | 0.2817% | 0% | 0% | 0% | 0% | 0% | 0% | 0%
| 1811 | Fan | ComFans_v1_1 | Retro | All Commercial | Electric | Per Commercial Variable Speed Fan - FEI 1.28 to 1.41 | Commercial Variable Speed Fan - FEI 1.28 to 1.41 | 100% | 100% | 100% | 100% | 100% | 100% | 100% | 100% | 100% | 100% | 100% | 100% | 100% | 100% | 100% | 100% | 100% | 100% | 100% | 0% | 0% | 0% | 0% | 0% | 0% | 0% | Fan-Retro | Fans-Retro |  | 0 | 0.2817% | 0.2817% | 0.2817% | 0.2817% | 0.2817% | 0.2817% | 0.2817% | 0.2817% | 0.2817% | 0.2817% | 0.2817% | 0.2817% | 0.2817% | 0.2817% | 0.2817% | 0.2817% | 0.2817% | 0.2817% | 0.2817% | 0% | 0% | 0% | 0% | 0% | 0% | 0% | 0.2817% | 0.2817% | 0.2817% | 0.2817% | 0.2817% | 0.2817% | 0.2817% | 0.2817% | 0.2817% | 0.2817% | 0.2817% | 0.2817% | 0.2817% | 0.2817% | 0.2817% | 0.2817% | 0.2817% | 0.2817% | 0.2817% | 0% | 0% | 0% | 0% | 0% | 0% | 0%
| 1811 | Fryer | ComFryer_PSE | NR and New | All Commercial | Gas | Per Gas Commercial Fryer | Fryer - Kitchen - Any Vat - Comm - NG | 54.9% | 54.9% | 54.9% | 54.9% | 54.9% | 54.9% | 54.9% | 54.9% | 54.9% | 54.9% | 54.9% | 54.9% | 54.9% | 54.9% | 54.9% | 54.9% | 54.9% | 54.9% | 54.9% | 0% | 0% | 0% | 0% | 0% | 0% | 0% | Fryer-NR and New | Fryer-NR |  | 1 | 1.136% | 1.136% | 1.136% | 1.136% | 1.136% | 1.136% | 1.136% | 1.136% | 1.136% | 1.136% | 1.136% | 1.136% | 1.136% | 1.136% | 1.136% | 1.136% | 1.136% | 1.136% | 1.136% | 0% | 0% | 0% | 0% | 0% | 0% | 0% | 0.6239% | 0.6239% | 0.6239% | 0.6239% | 0.6239% | 0.6239% | 0.6239% | 0.6239% | 0.6239% | 0.6239% | 0.6239% | 0.6239% | 0.6239% | 0.6239% | 0.6239% | 0.6239% | 0.6239% | 0.6239% | 0.6239% | 0% | 0% | 0% | 0% | 0% | 0% | 0%
| 1811 | Fryer | ComFryer_PSE | NR and New | All Commercial | Electric | Per Electric Commercial Fryer | Fryer - Kitchen - Any Vat - Comm - E | 54.9% | 54.9% | 54.9% | 54.9% | 54.9% | 54.9% | 54.9% | 54.9% | 54.9% | 54.9% | 54.9% | 54.9% | 54.9% | 54.9% | 54.9% | 54.9% | 54.9% | 54.9% | 54.9% | 0% | 0% | 0% | 0% | 0% | 0% | 0% | Fryer-NR and New | Fryer-NR |  | 1 | 0.2817% | 0.2817% | 0.2817% | 0.2817% | 0.2817% | 0.2817% | 0.2817% | 0.2817% | 0.2817% | 0.2817% | 0.2817% | 0.2817% | 0.2817% | 0.2817% | 0.2817% | 0.2817% | 0.2817% | 0.2817% | 0.2817% | 0% | 0% | 0% | 0% | 0% | 0% | 0% | 0.1546% | 0.1546% | 0.1546% | 0.1546% | 0.1546% | 0.1546% | 0.1546% | 0.1546% | 0.1546% | 0.1546% | 0.1546% | 0.1546% | 0.1546% | 0.1546% | 0.1546% | 0.1546% | 0.1546% | 0.1546% | 0.1546% | 0% | 0% | 0% | 0% | 0% | 0% | 0%
| 1811 | Furnace | ComFurnaces_Cadmus | NR | Large Off | Gas | Per Building Sqft - Furnace < 225 kBtuh - 80% AFUE Baseline | Large Off Furnace < 225 kBtuh - High Efficiency - 92% AFUE Gas Furnaces (Non-Weatherized) | 50% | 50% | 50% | 50% | 50% | 50% | 50% | 50% | 50% | 50% | 50% | 50% | 50% | 50% | 50% | 50% | 50% | 50% | 50% | 0% | 0% | 0% | 0% | 0% | 0% | 0% | Furnace-NR | 0 |  | 0 | 100% | 90.73% | 100% | 0% | 0% | 92.93% | 100% | 100% | 0% | 99.07% | 83.96% | 100% | 100% | 92.21% | 0% | 100% | 88.81% | 100% | 94.7% | 0% | 0% | 0% | 0% | 0% | 0% | 0% | 50% | 45.36% | 50% | 0% | 0% | 46.46% | 50% | 50% | 0% | 49.53% | 41.98% | 50% | 50% | 46.1% | 0% | 50% | 44.41% | 50% | 47.35% | 0% | 0% | 0% | 0% | 0% | 0% | 0%
| 1811 | Furnace | ComFurnaces_Cadmus | NR | Medium Off | Gas | Per Building Sqft - Furnace < 225 kBtuh - 80% AFUE Baseline | Medium Off Furnace < 225 kBtuh - High Efficiency - 92% AFUE Gas Furnaces (Non-Weatherized) | 50% | 50% | 50% | 50% | 50% | 50% | 50% | 50% | 50% | 50% | 50% | 50% | 50% | 50% | 50% | 50% | 50% | 50% | 50% | 0% | 0% | 0% | 0% | 0% | 0% | 0% | Furnace-NR | 0 |  | 0 | 100% | 90.73% | 100% | 0% | 0% | 92.93% | 100% | 100% | 0% | 99.07% | 83.96% | 100% | 100% | 92.21% | 0% | 100% | 88.81% | 100% | 94.7% | 0% | 0% | 0% | 0% | 0% | 0% | 0% | 50% | 45.36% | 50% | 0% | 0% | 46.46% | 50% | 50% | 0% | 49.53% | 41.98% | 50% | 50% | 46.1% | 0% | 50% | 44.41% | 50% | 47.35% | 0% | 0% | 0% | 0% | 0% | 0% | 0%
| 1811 | Furnace | ComFurnaces_Cadmus | NR | Small Off | Gas | Per Building Sqft - Furnace < 225 kBtuh - 80% AFUE Baseline | Small Off Furnace < 225 kBtuh - High Efficiency - 92% AFUE Gas Furnaces (Non-Weatherized) | 50% | 50% | 50% | 50% | 50% | 50% | 50% | 50% | 50% | 50% | 50% | 50% | 50% | 50% | 50% | 50% | 50% | 50% | 50% | 0% | 0% | 0% | 0% | 0% | 0% | 0% | Furnace-NR | 0 |  | 0 | 100% | 90.73% | 100% | 0% | 0% | 92.93% | 100% | 100% | 0% | 99.07% | 83.96% | 100% | 100% | 92.21% | 0% | 100% | 88.81% | 100% | 94.7% | 0% | 0% | 0% | 0% | 0% | 0% | 0% | 50% | 45.36% | 50% | 0% | 0% | 46.46% | 50% | 50% | 0% | 49.53% | 41.98% | 50% | 50% | 46.1% | 0% | 50% | 44.41% | 50% | 47.35% | 0% | 0% | 0% | 0% | 0% | 0% | 0%
| 1811 | Furnace | ComFurnaces_Cadmus | NR | XLarge Ret | Gas | Per Building Sqft - Furnace < 225 kBtuh - 80% AFUE Baseline | XLarge Ret Furnace < 225 kBtuh - High Efficiency - 92% AFUE Gas Furnaces (Non-Weatherized) | 50% | 50% | 50% | 50% | 50% | 50% | 50% | 50% | 50% | 50% | 50% | 50% | 50% | 50% | 50% | 50% | 50% | 50% | 50% | 0% | 0% | 0% | 0% | 0% | 0% | 0% | Furnace-NR | 0 |  | 0 | 100% | 90.73% | 100% | 0% | 0% | 92.93% | 100% | 100% | 0% | 99.07% | 83.96% | 100% | 100% | 92.21% | 0% | 100% | 88.81% | 100% | 94.7% | 0% | 0% | 0% | 0% | 0% | 0% | 0% | 50% | 45.36% | 50% | 0% | 0% | 46.46% | 50% | 50% | 0% | 49.53% | 41.98% | 50% | 50% | 46.1% | 0% | 50% | 44.41% | 50% | 47.35% | 0% | 0% | 0% | 0% | 0% | 0% | 0%
| 1811 | Furnace | ComFurnaces_Cadmus | NR | Large Ret | Gas | Per Building Sqft - Furnace < 225 kBtuh - 80% AFUE Baseline | Large Ret Furnace < 225 kBtuh - High Efficiency - 92% AFUE Gas Furnaces (Non-Weatherized) | 50% | 50% | 50% | 50% | 50% | 50% | 50% | 50% | 50% | 50% | 50% | 50% | 50% | 50% | 50% | 50% | 50% | 50% | 50% | 0% | 0% | 0% | 0% | 0% | 0% | 0% | Furnace-NR | 0 |  | 0 | 100% | 90.73% | 100% | 0% | 0% | 92.93% | 100% | 100% | 0% | 99.07% | 83.96% | 100% | 100% | 92.21% | 0% | 100% | 88.81% | 100% | 94.7% | 0% | 0% | 0% | 0% | 0% | 0% | 0% | 50% | 45.36% | 50% | 0% | 0% | 46.46% | 50% | 50% | 0% | 49.53% | 41.98% | 50% | 50% | 46.1% | 0% | 50% | 44.41% | 50% | 47.35% | 0% | 0% | 0% | 0% | 0% | 0% | 0%
| 1811 | Furnace | ComFurnaces_Cadmus | NR | Medium Ret | Gas | Per Building Sqft - Furnace < 225 kBtuh - 80% AFUE Baseline | Medium Ret Furnace < 225 kBtuh - High Efficiency - 92% AFUE Gas Furnaces (Non-Weatherized) | 50% | 50% | 50% | 50% | 50% | 50% | 50% | 50% | 50% | 50% | 50% | 50% | 50% | 50% | 50% | 50% | 50% | 50% | 50% | 0% | 0% | 0% | 0% | 0% | 0% | 0% | Furnace-NR | 0 |  | 0 | 100% | 90.73% | 100% | 0% | 0% | 92.93% | 100% | 100% | 0% | 99.07% | 83.96% | 100% | 100% | 92.21% | 0% | 100% | 88.81% | 100% | 94.7% | 0% | 0% | 0% | 0% | 0% | 0% | 0% | 50% | 45.36% | 50% | 0% | 0% | 46.46% | 50% | 50% | 0% | 49.53% | 41.98% | 50% | 50% | 46.1% | 0% | 50% | 44.41% | 50% | 47.35% | 0% | 0% | 0% | 0% | 0% | 0% | 0%
| 1811 | Furnace | ComFurnaces_Cadmus | NR | Small Ret | Gas | Per Building Sqft - Furnace < 225 kBtuh - 80% AFUE Baseline | Small Ret Furnace < 225 kBtuh - High Efficiency - 92% AFUE Gas Furnaces (Non-Weatherized) | 50% | 50% | 50% | 50% | 50% | 50% | 50% | 50% | 50% | 50% | 50% | 50% | 50% | 50% | 50% | 50% | 50% | 50% | 50% | 0% | 0% | 0% | 0% | 0% | 0% | 0% | Furnace-NR | 0 |  | 0 | 100% | 90.73% | 100% | 0% | 0% | 92.93% | 100% | 100% | 0% | 99.07% | 83.96% | 100% | 100% | 92.21% | 0% | 100% | 88.81% | 100% | 94.7% | 0% | 0% | 0% | 0% | 0% | 0% | 0% | 50% | 45.36% | 50% | 0% | 0% | 46.46% | 50% | 50% | 0% | 49.53% | 41.98% | 50% | 50% | 46.1% | 0% | 50% | 44.41% | 50% | 47.35% | 0% | 0% | 0% | 0% | 0% | 0% | 0%
| 1811 | Furnace | ComFurnaces_Cadmus | NR | School K-12 | Gas | Per Building Sqft - Furnace < 225 kBtuh - 80% AFUE Baseline | School K-12 Furnace < 225 kBtuh - High Efficiency - 92% AFUE Gas Furnaces (Non-Weatherized) | 50% | 50% | 50% | 50% | 50% | 50% | 50% | 50% | 50% | 50% | 50% | 50% | 50% | 50% | 50% | 50% | 50% | 50% | 50% | 0% | 0% | 0% | 0% | 0% | 0% | 0% | Furnace-NR | 0 |  | 0 | 100% | 90.73% | 100% | 0% | 0% | 92.93% | 100% | 100% | 0% | 99.07% | 83.96% | 100% | 100% | 92.21% | 0% | 100% | 88.81% | 100% | 94.7% | 0% | 0% | 0% | 0% | 0% | 0% | 0% | 50% | 45.36% | 50% | 0% | 0% | 46.46% | 50% | 50% | 0% | 49.53% | 41.98% | 50% | 50% | 46.1% | 0% | 50% | 44.41% | 50% | 47.35% | 0% | 0% | 0% | 0% | 0% | 0% | 0%
| 1811 | Furnace | ComFurnaces_Cadmus | NR | University | Gas | Per Building Sqft - Furnace < 225 kBtuh - 80% AFUE Baseline | University Furnace < 225 kBtuh - High Efficiency - 92% AFUE Gas Furnaces (Non-Weatherized) | 50% | 50% | 50% | 50% | 50% | 50% | 50% | 50% | 50% | 50% | 50% | 50% | 50% | 50% | 50% | 50% | 50% | 50% | 50% | 0% | 0% | 0% | 0% | 0% | 0% | 0% | Furnace-NR | 0 |  | 0 | 100% | 90.73% | 100% | 0% | 0% | 92.93% | 100% | 100% | 0% | 99.07% | 83.96% | 100% | 100% | 92.21% | 0% | 100% | 88.81% | 100% | 94.7% | 0% | 0% | 0% | 0% | 0% | 0% | 0% | 50% | 45.36% | 50% | 0% | 0% | 46.46% | 50% | 50% | 0% | 49.53% | 41.98% | 50% | 50% | 46.1% | 0% | 50% | 44.41% | 50% | 47.35% | 0% | 0% | 0% | 0% | 0% | 0% | 0%
| 1811 | Furnace | ComFurnaces_Cadmus | NR | Warehouse | Gas | Per Building Sqft - Furnace < 225 kBtuh - 80% AFUE Baseline | Warehouse Furnace < 225 kBtuh - High Efficiency - 92% AFUE Gas Furnaces (Non-Weatherized) | 50% | 50% | 50% | 50% | 50% | 50% | 50% | 50% | 50% | 50% | 50% | 50% | 50% | 50% | 50% | 50% | 50% | 50% | 50% | 0% | 0% | 0% | 0% | 0% | 0% | 0% | Furnace-NR | 0 |  | 0 | 100% | 90.73% | 100% | 0% | 0% | 92.93% | 100% | 100% | 0% | 99.07% | 83.96% | 100% | 100% | 92.21% | 0% | 100% | 88.81% | 100% | 94.7% | 0% | 0% | 0% | 0% | 0% | 0% | 0% | 50% | 45.36% | 50% | 0% | 0% | 46.46% | 50% | 50% | 0% | 49.53% | 41.98% | 50% | 50% | 46.1% | 0% | 50% | 44.41% | 50% | 47.35% | 0% | 0% | 0% | 0% | 0% | 0% | 0%
| 1811 | Furnace | ComFurnaces_Cadmus | NR | Supermarket | Gas | Per Building Sqft - Furnace < 225 kBtuh - 80% AFUE Baseline | Supermarket Furnace < 225 kBtuh - High Efficiency - 92% AFUE Gas Furnaces (Non-Weatherized) | 50% | 50% | 50% | 50% | 50% | 50% | 50% | 50% | 50% | 50% | 50% | 50% | 50% | 50% | 50% | 50% | 50% | 50% | 50% | 0% | 0% | 0% | 0% | 0% | 0% | 0% | Furnace-NR | 0 |  | 0 | 100% | 90.73% | 100% | 0% | 0% | 92.93% | 100% | 100% | 0% | 99.07% | 83.96% | 100% | 100% | 92.21% | 0% | 100% | 88.81% | 100% | 94.7% | 0% | 0% | 0% | 0% | 0% | 0% | 0% | 50% | 45.36% | 50% | 0% | 0% | 46.46% | 50% | 50% | 0% | 49.53% | 41.98% | 50% | 50% | 46.1% | 0% | 50% | 44.41% | 50% | 47.35% | 0% | 0% | 0% | 0% | 0% | 0% | 0%
| 1811 | Furnace | ComFurnaces_Cadmus | NR | MiniMart | Gas | Per Building Sqft - Furnace < 225 kBtuh - 80% AFUE Baseline | MiniMart Furnace < 225 kBtuh - High Efficiency - 92% AFUE Gas Furnaces (Non-Weatherized) | 50% | 50% | 50% | 50% | 50% | 50% | 50% | 50% | 50% | 50% | 50% | 50% | 50% | 50% | 50% | 50% | 50% | 50% | 50% | 0% | 0% | 0% | 0% | 0% | 0% | 0% | Furnace-NR | 0 |  | 0 | 100% | 90.73% | 100% | 0% | 0% | 92.93% | 100% | 100% | 0% | 99.07% | 83.96% | 100% | 100% | 92.21% | 0% | 100% | 88.81% | 100% | 94.7% | 0% | 0% | 0% | 0% | 0% | 0% | 0% | 50% | 45.36% | 50% | 0% | 0% | 46.46% | 50% | 50% | 0% | 49.53% | 41.98% | 50% | 50% | 46.1% | 0% | 50% | 44.41% | 50% | 47.35% | 0% | 0% | 0% | 0% | 0% | 0% | 0%
| 1811 | Furnace | ComFurnaces_Cadmus | NR | Restaurant | Gas | Per Building Sqft - Furnace < 225 kBtuh - 80% AFUE Baseline | Restaurant Furnace < 225 kBtuh - High Efficiency - 92% AFUE Gas Furnaces (Non-Weatherized) | 50% | 50% | 50% | 50% | 50% | 50% | 50% | 50% | 50% | 50% | 50% | 50% | 50% | 50% | 50% | 50% | 50% | 50% | 50% | 0% | 0% | 0% | 0% | 0% | 0% | 0% | Furnace-NR | 0 |  | 0 | 100% | 90.73% | 100% | 0% | 0% | 92.93% | 100% | 100% | 0% | 99.07% | 83.96% | 100% | 100% | 92.21% | 0% | 100% | 88.81% | 100% | 94.7% | 0% | 0% | 0% | 0% | 0% | 0% | 0% | 50% | 45.36% | 50% | 0% | 0% | 46.46% | 50% | 50% | 0% | 49.53% | 41.98% | 50% | 50% | 46.1% | 0% | 50% | 44.41% | 50% | 47.35% | 0% | 0% | 0% | 0% | 0% | 0% | 0%
| 1811 | Furnace | ComFurnaces_Cadmus | NR | Lodging | Gas | Per Building Sqft - Furnace < 225 kBtuh - 80% AFUE Baseline | Lodging Furnace < 225 kBtuh - High Efficiency - 92% AFUE Gas Furnaces (Non-Weatherized) | 50% | 50% | 50% | 50% | 50% | 50% | 50% | 50% | 50% | 50% | 50% | 50% | 50% | 50% | 50% | 50% | 50% | 50% | 50% | 0% | 0% | 0% | 0% | 0% | 0% | 0% | Furnace-NR | 0 |  | 0 | 100% | 90.73% | 100% | 0% | 0% | 92.93% | 100% | 100% | 0% | 99.07% | 83.96% | 100% | 100% | 92.21% | 0% | 100% | 88.81% | 100% | 94.7% | 0% | 0% | 0% | 0% | 0% | 0% | 0% | 50% | 45.36% | 50% | 0% | 0% | 46.46% | 50% | 50% | 0% | 49.53% | 41.98% | 50% | 50% | 46.1% | 0% | 50% | 44.41% | 50% | 47.35% | 0% | 0% | 0% | 0% | 0% | 0% | 0%
| 1811 | Furnace | ComFurnaces_Cadmus | NR | Hospital | Gas | Per Building Sqft - Furnace < 225 kBtuh - 80% AFUE Baseline | Hospital Furnace < 225 kBtuh - High Efficiency - 92% AFUE Gas Furnaces (Non-Weatherized) | 50% | 50% | 50% | 50% | 50% | 50% | 50% | 50% | 50% | 50% | 50% | 50% | 50% | 50% | 50% | 50% | 50% | 50% | 50% | 0% | 0% | 0% | 0% | 0% | 0% | 0% | Furnace-NR | 0 |  | 0 | 100% | 90.73% | 100% | 0% | 0% | 92.93% | 100% | 100% | 0% | 99.07% | 83.96% | 100% | 100% | 92.21% | 0% | 100% | 88.81% | 100% | 94.7% | 0% | 0% | 0% | 0% | 0% | 0% | 0% | 50% | 45.36% | 50% | 0% | 0% | 46.46% | 50% | 50% | 0% | 49.53% | 41.98% | 50% | 50% | 46.1% | 0% | 50% | 44.41% | 50% | 47.35% | 0% | 0% | 0% | 0% | 0% | 0% | 0%
| 1811 | Furnace | ComFurnaces_Cadmus | NR | Residential Care | Gas | Per Building Sqft - Furnace < 225 kBtuh - 80% AFUE Baseline | Residential Care Furnace < 225 kBtuh - High Efficiency - 92% AFUE Gas Furnaces (Non-Weatherized) | 50% | 50% | 50% | 50% | 50% | 50% | 50% | 50% | 50% | 50% | 50% | 50% | 50% | 50% | 50% | 50% | 50% | 50% | 50% | 0% | 0% | 0% | 0% | 0% | 0% | 0% | Furnace-NR | 0 |  | 0 | 100% | 90.73% | 100% | 0% | 0% | 92.93% | 100% | 100% | 0% | 99.07% | 83.96% | 100% | 100% | 92.21% | 0% | 100% | 88.81% | 100% | 94.7% | 0% | 0% | 0% | 0% | 0% | 0% | 0% | 50% | 45.36% | 50% | 0% | 0% | 46.46% | 50% | 50% | 0% | 49.53% | 41.98% | 50% | 50% | 46.1% | 0% | 50% | 44.41% | 50% | 47.35% | 0% | 0% | 0% | 0% | 0% | 0% | 0%
| 1811 | Furnace | ComFurnaces_Cadmus | NR | Assembly | Gas | Per Building Sqft - Furnace < 225 kBtuh - 80% AFUE Baseline | Assembly Furnace < 225 kBtuh - High Efficiency - 92% AFUE Gas Furnaces (Non-Weatherized) | 50% | 50% | 50% | 50% | 50% | 50% | 50% | 50% | 50% | 50% | 50% | 50% | 50% | 50% | 50% | 50% | 50% | 50% | 50% | 0% | 0% | 0% | 0% | 0% | 0% | 0% | Furnace-NR | 0 |  | 0 | 100% | 90.73% | 100% | 0% | 0% | 92.93% | 100% | 100% | 0% | 99.07% | 83.96% | 100% | 100% | 92.21% | 0% | 100% | 88.81% | 100% | 94.7% | 0% | 0% | 0% | 0% | 0% | 0% | 0% | 50% | 45.36% | 50% | 0% | 0% | 46.46% | 50% | 50% | 0% | 49.53% | 41.98% | 50% | 50% | 46.1% | 0% | 50% | 44.41% | 50% | 47.35% | 0% | 0% | 0% | 0% | 0% | 0% | 0%
| 1811 | Furnace | ComFurnaces_Cadmus | NR | Other | Gas | Per Building Sqft - Furnace < 225 kBtuh - 80% AFUE Baseline | Other Furnace < 225 kBtuh - High Efficiency - 92% AFUE Gas Furnaces (Non-Weatherized) | 50% | 50% | 50% | 50% | 50% | 50% | 50% | 50% | 50% | 50% | 50% | 50% | 50% | 50% | 50% | 50% | 50% | 50% | 50% | 0% | 0% | 0% | 0% | 0% | 0% | 0% | Furnace-NR | 0 |  | 0 | 100% | 90.73% | 100% | 0% | 0% | 92.93% | 100% | 100% | 0% | 99.07% | 83.96% | 100% | 100% | 92.21% | 0% | 100% | 88.81% | 100% | 94.7% | 0% | 0% | 0% | 0% | 0% | 0% | 0% | 50% | 45.36% | 50% | 0% | 0% | 46.46% | 50% | 50% | 0% | 49.53% | 41.98% | 50% | 50% | 46.1% | 0% | 50% | 44.41% | 50% | 47.35% | 0% | 0% | 0% | 0% | 0% | 0% | 0%
| 1811 | Furnace | ComFurnaces_Cadmus | NR | Large Off | Gas | Per Building Sqft - Furnace < 225 kBtuh - 92% AFUE Baseline | Large Off Furnace < 225 kBtuh - Premium Efficiency - 94% AFUE Gas Furnaces (Non-Weatherized) | 50% | 50% | 50% | 50% | 50% | 50% | 50% | 50% | 50% | 50% | 50% | 50% | 50% | 50% | 50% | 50% | 50% | 50% | 50% | 0% | 0% | 0% | 0% | 0% | 0% | 0% | Furnace-NR | 0 |  | 0 | 100% | 90.73% | 100% | 0% | 0% | 92.93% | 100% | 100% | 0% | 99.07% | 83.96% | 100% | 100% | 92.21% | 0% | 100% | 88.81% | 100% | 94.7% | 0% | 0% | 0% | 0% | 0% | 0% | 0% | 50% | 45.36% | 50% | 0% | 0% | 46.46% | 50% | 50% | 0% | 49.53% | 41.98% | 50% | 50% | 46.1% | 0% | 50% | 44.41% | 50% | 47.35% | 0% | 0% | 0% | 0% | 0% | 0% | 0%
| 1811 | Furnace | ComFurnaces_Cadmus | NR | Medium Off | Gas | Per Building Sqft - Furnace < 225 kBtuh - 92% AFUE Baseline | Medium Off Furnace < 225 kBtuh - Premium Efficiency - 94% AFUE Gas Furnaces (Non-Weatherized) | 50% | 50% | 50% | 50% | 50% | 50% | 50% | 50% | 50% | 50% | 50% | 50% | 50% | 50% | 50% | 50% | 50% | 50% | 50% | 0% | 0% | 0% | 0% | 0% | 0% | 0% | Furnace-NR | 0 |  | 0 | 100% | 90.73% | 100% | 0% | 0% | 92.93% | 100% | 100% | 0% | 99.07% | 83.96% | 100% | 100% | 92.21% | 0% | 100% | 88.81% | 100% | 94.7% | 0% | 0% | 0% | 0% | 0% | 0% | 0% | 50% | 45.36% | 50% | 0% | 0% | 46.46% | 50% | 50% | 0% | 49.53% | 41.98% | 50% | 50% | 46.1% | 0% | 50% | 44.41% | 50% | 47.35% | 0% | 0% | 0% | 0% | 0% | 0% | 0%
| 1811 | Furnace | ComFurnaces_Cadmus | NR | Small Off | Gas | Per Building Sqft - Furnace < 225 kBtuh - 92% AFUE Baseline | Small Off Furnace < 225 kBtuh - Premium Efficiency - 94% AFUE Gas Furnaces (Non-Weatherized) | 50% | 50% | 50% | 50% | 50% | 50% | 50% | 50% | 50% | 50% | 50% | 50% | 50% | 50% | 50% | 50% | 50% | 50% | 50% | 0% | 0% | 0% | 0% | 0% | 0% | 0% | Furnace-NR | 0 |  | 0 | 100% | 90.73% | 100% | 0% | 0% | 92.93% | 100% | 100% | 0% | 99.07% | 83.96% | 100% | 100% | 92.21% | 0% | 100% | 88.81% | 100% | 94.7% | 0% | 0% | 0% | 0% | 0% | 0% | 0% | 50% | 45.36% | 50% | 0% | 0% | 46.46% | 50% | 50% | 0% | 49.53% | 41.98% | 50% | 50% | 46.1% | 0% | 50% | 44.41% | 50% | 47.35% | 0% | 0% | 0% | 0% | 0% | 0% | 0%
| 1811 | Furnace | ComFurnaces_Cadmus | NR | XLarge Ret | Gas | Per Building Sqft - Furnace < 225 kBtuh - 92% AFUE Baseline | XLarge Ret Furnace < 225 kBtuh - Premium Efficiency - 94% AFUE Gas Furnaces (Non-Weatherized) | 50% | 50% | 50% | 50% | 50% | 50% | 50% | 50% | 50% | 50% | 50% | 50% | 50% | 50% | 50% | 50% | 50% | 50% | 50% | 0% | 0% | 0% | 0% | 0% | 0% | 0% | Furnace-NR | 0 |  | 0 | 100% | 90.73% | 100% | 0% | 0% | 92.93% | 100% | 100% | 0% | 99.07% | 83.96% | 100% | 100% | 92.21% | 0% | 100% | 88.81% | 100% | 94.7% | 0% | 0% | 0% | 0% | 0% | 0% | 0% | 50% | 45.36% | 50% | 0% | 0% | 46.46% | 50% | 50% | 0% | 49.53% | 41.98% | 50% | 50% | 46.1% | 0% | 50% | 44.41% | 50% | 47.35% | 0% | 0% | 0% | 0% | 0% | 0% | 0%
| 1811 | Furnace | ComFurnaces_Cadmus | NR | Large Ret | Gas | Per Building Sqft - Furnace < 225 kBtuh - 92% AFUE Baseline | Large Ret Furnace < 225 kBtuh - Premium Efficiency - 94% AFUE Gas Furnaces (Non-Weatherized) | 50% | 50% | 50% | 50% | 50% | 50% | 50% | 50% | 50% | 50% | 50% | 50% | 50% | 50% | 50% | 50% | 50% | 50% | 50% | 0% | 0% | 0% | 0% | 0% | 0% | 0% | Furnace-NR | 0 |  | 0 | 100% | 90.73% | 100% | 0% | 0% | 92.93% | 100% | 100% | 0% | 99.07% | 83.96% | 100% | 100% | 92.21% | 0% | 100% | 88.81% | 100% | 94.7% | 0% | 0% | 0% | 0% | 0% | 0% | 0% | 50% | 45.36% | 50% | 0% | 0% | 46.46% | 50% | 50% | 0% | 49.53% | 41.98% | 50% | 50% | 46.1% | 0% | 50% | 44.41% | 50% | 47.35% | 0% | 0% | 0% | 0% | 0% | 0% | 0%
| 1811 | Furnace | ComFurnaces_Cadmus | NR | Medium Ret | Gas | Per Building Sqft - Furnace < 225 kBtuh - 92% AFUE Baseline | Medium Ret Furnace < 225 kBtuh - Premium Efficiency - 94% AFUE Gas Furnaces (Non-Weatherized) | 50% | 50% | 50% | 50% | 50% | 50% | 50% | 50% | 50% | 50% | 50% | 50% | 50% | 50% | 50% | 50% | 50% | 50% | 50% | 0% | 0% | 0% | 0% | 0% | 0% | 0% | Furnace-NR | 0 |  | 0 | 100% | 90.73% | 100% | 0% | 0% | 92.93% | 100% | 100% | 0% | 99.07% | 83.96% | 100% | 100% | 92.21% | 0% | 100% | 88.81% | 100% | 94.7% | 0% | 0% | 0% | 0% | 0% | 0% | 0% | 50% | 45.36% | 50% | 0% | 0% | 46.46% | 50% | 50% | 0% | 49.53% | 41.98% | 50% | 50% | 46.1% | 0% | 50% | 44.41% | 50% | 47.35% | 0% | 0% | 0% | 0% | 0% | 0% | 0%
| 1811 | Furnace | ComFurnaces_Cadmus | NR | Small Ret | Gas | Per Building Sqft - Furnace < 225 kBtuh - 92% AFUE Baseline | Small Ret Furnace < 225 kBtuh - Premium Efficiency - 94% AFUE Gas Furnaces (Non-Weatherized) | 50% | 50% | 50% | 50% | 50% | 50% | 50% | 50% | 50% | 50% | 50% | 50% | 50% | 50% | 50% | 50% | 50% | 50% | 50% | 0% | 0% | 0% | 0% | 0% | 0% | 0% | Furnace-NR | 0 |  | 0 | 100% | 90.73% | 100% | 0% | 0% | 92.93% | 100% | 100% | 0% | 99.07% | 83.96% | 100% | 100% | 92.21% | 0% | 100% | 88.81% | 100% | 94.7% | 0% | 0% | 0% | 0% | 0% | 0% | 0% | 50% | 45.36% | 50% | 0% | 0% | 46.46% | 50% | 50% | 0% | 49.53% | 41.98% | 50% | 50% | 46.1% | 0% | 50% | 44.41% | 50% | 47.35% | 0% | 0% | 0% | 0% | 0% | 0% | 0%
| 1811 | Furnace | ComFurnaces_Cadmus | NR | School K-12 | Gas | Per Building Sqft - Furnace < 225 kBtuh - 92% AFUE Baseline | School K-12 Furnace < 225 kBtuh - Premium Efficiency - 94% AFUE Gas Furnaces (Non-Weatherized) | 50% | 50% | 50% | 50% | 50% | 50% | 50% | 50% | 50% | 50% | 50% | 50% | 50% | 50% | 50% | 50% | 50% | 50% | 50% | 0% | 0% | 0% | 0% | 0% | 0% | 0% | Furnace-NR | 0 |  | 0 | 100% | 90.73% | 100% | 0% | 0% | 92.93% | 100% | 100% | 0% | 99.07% | 83.96% | 100% | 100% | 92.21% | 0% | 100% | 88.81% | 100% | 94.7% | 0% | 0% | 0% | 0% | 0% | 0% | 0% | 50% | 45.36% | 50% | 0% | 0% | 46.46% | 50% | 50% | 0% | 49.53% | 41.98% | 50% | 50% | 46.1% | 0% | 50% | 44.41% | 50% | 47.35% | 0% | 0% | 0% | 0% | 0% | 0% | 0%
| 1811 | Furnace | ComFurnaces_Cadmus | NR | University | Gas | Per Building Sqft - Furnace < 225 kBtuh - 92% AFUE Baseline | University Furnace < 225 kBtuh - Premium Efficiency - 94% AFUE Gas Furnaces (Non-Weatherized) | 50% | 50% | 50% | 50% | 50% | 50% | 50% | 50% | 50% | 50% | 50% | 50% | 50% | 50% | 50% | 50% | 50% | 50% | 50% | 0% | 0% | 0% | 0% | 0% | 0% | 0% | Furnace-NR | 0 |  | 0 | 100% | 90.73% | 100% | 0% | 0% | 92.93% | 100% | 100% | 0% | 99.07% | 83.96% | 100% | 100% | 92.21% | 0% | 100% | 88.81% | 100% | 94.7% | 0% | 0% | 0% | 0% | 0% | 0% | 0% | 50% | 45.36% | 50% | 0% | 0% | 46.46% | 50% | 50% | 0% | 49.53% | 41.98% | 50% | 50% | 46.1% | 0% | 50% | 44.41% | 50% | 47.35% | 0% | 0% | 0% | 0% | 0% | 0% | 0%
| 1811 | Furnace | ComFurnaces_Cadmus | NR | Warehouse | Gas | Per Building Sqft - Furnace < 225 kBtuh - 92% AFUE Baseline | Warehouse Furnace < 225 kBtuh - Premium Efficiency - 94% AFUE Gas Furnaces (Non-Weatherized) | 50% | 50% | 50% | 50% | 50% | 50% | 50% | 50% | 50% | 50% | 50% | 50% | 50% | 50% | 50% | 50% | 50% | 50% | 50% | 0% | 0% | 0% | 0% | 0% | 0% | 0% | Furnace-NR | 0 |  | 0 | 100% | 90.73% | 100% | 0% | 0% | 92.93% | 100% | 100% | 0% | 99.07% | 83.96% | 100% | 100% | 92.21% | 0% | 100% | 88.81% | 100% | 94.7% | 0% | 0% | 0% | 0% | 0% | 0% | 0% | 50% | 45.36% | 50% | 0% | 0% | 46.46% | 50% | 50% | 0% | 49.53% | 41.98% | 50% | 50% | 46.1% | 0% | 50% | 44.41% | 50% | 47.35% | 0% | 0% | 0% | 0% | 0% | 0% | 0%
| 1811 | Furnace | ComFurnaces_Cadmus | NR | Supermarket | Gas | Per Building Sqft - Furnace < 225 kBtuh - 92% AFUE Baseline | Supermarket Furnace < 225 kBtuh - Premium Efficiency - 94% AFUE Gas Furnaces (Non-Weatherized) | 50% | 50% | 50% | 50% | 50% | 50% | 50% | 50% | 50% | 50% | 50% | 50% | 50% | 50% | 50% | 50% | 50% | 50% | 50% | 0% | 0% | 0% | 0% | 0% | 0% | 0% | Furnace-NR | 0 |  | 0 | 100% | 90.73% | 100% | 0% | 0% | 92.93% | 100% | 100% | 0% | 99.07% | 83.96% | 100% | 100% | 92.21% | 0% | 100% | 88.81% | 100% | 94.7% | 0% | 0% | 0% | 0% | 0% | 0% | 0% | 50% | 45.36% | 50% | 0% | 0% | 46.46% | 50% | 50% | 0% | 49.53% | 41.98% | 50% | 50% | 46.1% | 0% | 50% | 44.41% | 50% | 47.35% | 0% | 0% | 0% | 0% | 0% | 0% | 0%
| 1811 | Furnace | ComFurnaces_Cadmus | NR | MiniMart | Gas | Per Building Sqft - Furnace < 225 kBtuh - 92% AFUE Baseline | MiniMart Furnace < 225 kBtuh - Premium Efficiency - 94% AFUE Gas Furnaces (Non-Weatherized) | 50% | 50% | 50% | 50% | 50% | 50% | 50% | 50% | 50% | 50% | 50% | 50% | 50% | 50% | 50% | 50% | 50% | 50% | 50% | 0% | 0% | 0% | 0% | 0% | 0% | 0% | Furnace-NR | 0 |  | 0 | 100% | 90.73% | 100% | 0% | 0% | 92.93% | 100% | 100% | 0% | 99.07% | 83.96% | 100% | 100% | 92.21% | 0% | 100% | 88.81% | 100% | 94.7% | 0% | 0% | 0% | 0% | 0% | 0% | 0% | 50% | 45.36% | 50% | 0% | 0% | 46.46% | 50% | 50% | 0% | 49.53% | 41.98% | 50% | 50% | 46.1% | 0% | 50% | 44.41% | 50% | 47.35% | 0% | 0% | 0% | 0% | 0% | 0% | 0%
| 1811 | Furnace | ComFurnaces_Cadmus | NR | Restaurant | Gas | Per Building Sqft - Furnace < 225 kBtuh - 92% AFUE Baseline | Restaurant Furnace < 225 kBtuh - Premium Efficiency - 94% AFUE Gas Furnaces (Non-Weatherized) | 50% | 50% | 50% | 50% | 50% | 50% | 50% | 50% | 50% | 50% | 50% | 50% | 50% | 50% | 50% | 50% | 50% | 50% | 50% | 0% | 0% | 0% | 0% | 0% | 0% | 0% | Furnace-NR | 0 |  | 0 | 100% | 90.73% | 100% | 0% | 0% | 92.93% | 100% | 100% | 0% | 99.07% | 83.96% | 100% | 100% | 92.21% | 0% | 100% | 88.81% | 100% | 94.7% | 0% | 0% | 0% | 0% | 0% | 0% | 0% | 50% | 45.36% | 50% | 0% | 0% | 46.46% | 50% | 50% | 0% | 49.53% | 41.98% | 50% | 50% | 46.1% | 0% | 50% | 44.41% | 50% | 47.35% | 0% | 0% | 0% | 0% | 0% | 0% | 0%
| 1811 | Furnace | ComFurnaces_Cadmus | NR | Lodging | Gas | Per Building Sqft - Furnace < 225 kBtuh - 92% AFUE Baseline | Lodging Furnace < 225 kBtuh - Premium Efficiency - 94% AFUE Gas Furnaces (Non-Weatherized) | 50% | 50% | 50% | 50% | 50% | 50% | 50% | 50% | 50% | 50% | 50% | 50% | 50% | 50% | 50% | 50% | 50% | 50% | 50% | 0% | 0% | 0% | 0% | 0% | 0% | 0% | Furnace-NR | 0 |  | 0 | 100% | 90.73% | 100% | 0% | 0% | 92.93% | 100% | 100% | 0% | 99.07% | 83.96% | 100% | 100% | 92.21% | 0% | 100% | 88.81% | 100% | 94.7% | 0% | 0% | 0% | 0% | 0% | 0% | 0% | 50% | 45.36% | 50% | 0% | 0% | 46.46% | 50% | 50% | 0% | 49.53% | 41.98% | 50% | 50% | 46.1% | 0% | 50% | 44.41% | 50% | 47.35% | 0% | 0% | 0% | 0% | 0% | 0% | 0%
| 1811 | Furnace | ComFurnaces_Cadmus | NR | Hospital | Gas | Per Building Sqft - Furnace < 225 kBtuh - 92% AFUE Baseline | Hospital Furnace < 225 kBtuh - Premium Efficiency - 94% AFUE Gas Furnaces (Non-Weatherized) | 50% | 50% | 50% | 50% | 50% | 50% | 50% | 50% | 50% | 50% | 50% | 50% | 50% | 50% | 50% | 50% | 50% | 50% | 50% | 0% | 0% | 0% | 0% | 0% | 0% | 0% | Furnace-NR | 0 |  | 0 | 100% | 90.73% | 100% | 0% | 0% | 92.93% | 100% | 100% | 0% | 99.07% | 83.96% | 100% | 100% | 92.21% | 0% | 100% | 88.81% | 100% | 94.7% | 0% | 0% | 0% | 0% | 0% | 0% | 0% | 50% | 45.36% | 50% | 0% | 0% | 46.46% | 50% | 50% | 0% | 49.53% | 41.98% | 50% | 50% | 46.1% | 0% | 50% | 44.41% | 50% | 47.35% | 0% | 0% | 0% | 0% | 0% | 0% | 0%
| 1811 | Furnace | ComFurnaces_Cadmus | NR | Residential Care | Gas | Per Building Sqft - Furnace < 225 kBtuh - 92% AFUE Baseline | Residential Care Furnace < 225 kBtuh - Premium Efficiency - 94% AFUE Gas Furnaces (Non-Weatherized) | 50% | 50% | 50% | 50% | 50% | 50% | 50% | 50% | 50% | 50% | 50% | 50% | 50% | 50% | 50% | 50% | 50% | 50% | 50% | 0% | 0% | 0% | 0% | 0% | 0% | 0% | Furnace-NR | 0 |  | 0 | 100% | 90.73% | 100% | 0% | 0% | 92.93% | 100% | 100% | 0% | 99.07% | 83.96% | 100% | 100% | 92.21% | 0% | 100% | 88.81% | 100% | 94.7% | 0% | 0% | 0% | 0% | 0% | 0% | 0% | 50% | 45.36% | 50% | 0% | 0% | 46.46% | 50% | 50% | 0% | 49.53% | 41.98% | 50% | 50% | 46.1% | 0% | 50% | 44.41% | 50% | 47.35% | 0% | 0% | 0% | 0% | 0% | 0% | 0%
| 1811 | Furnace | ComFurnaces_Cadmus | NR | Assembly | Gas | Per Building Sqft - Furnace < 225 kBtuh - 92% AFUE Baseline | Assembly Furnace < 225 kBtuh - Premium Efficiency - 94% AFUE Gas Furnaces (Non-Weatherized) | 50% | 50% | 50% | 50% | 50% | 50% | 50% | 50% | 50% | 50% | 50% | 50% | 50% | 50% | 50% | 50% | 50% | 50% | 50% | 0% | 0% | 0% | 0% | 0% | 0% | 0% | Furnace-NR | 0 |  | 0 | 100% | 90.73% | 100% | 0% | 0% | 92.93% | 100% | 100% | 0% | 99.07% | 83.96% | 100% | 100% | 92.21% | 0% | 100% | 88.81% | 100% | 94.7% | 0% | 0% | 0% | 0% | 0% | 0% | 0% | 50% | 45.36% | 50% | 0% | 0% | 46.46% | 50% | 50% | 0% | 49.53% | 41.98% | 50% | 50% | 46.1% | 0% | 50% | 44.41% | 50% | 47.35% | 0% | 0% | 0% | 0% | 0% | 0% | 0%
| 1811 | Furnace | ComFurnaces_Cadmus | NR | Other | Gas | Per Building Sqft - Furnace < 225 kBtuh - 92% AFUE Baseline | Other Furnace < 225 kBtuh - Premium Efficiency - 94% AFUE Gas Furnaces (Non-Weatherized) | 50% | 50% | 50% | 50% | 50% | 50% | 50% | 50% | 50% | 50% | 50% | 50% | 50% | 50% | 50% | 50% | 50% | 50% | 50% | 0% | 0% | 0% | 0% | 0% | 0% | 0% | Furnace-NR | 0 |  | 0 | 100% | 90.73% | 100% | 0% | 0% | 92.93% | 100% | 100% | 0% | 99.07% | 83.96% | 100% | 100% | 92.21% | 0% | 100% | 88.81% | 100% | 94.7% | 0% | 0% | 0% | 0% | 0% | 0% | 0% | 50% | 45.36% | 50% | 0% | 0% | 46.46% | 50% | 50% | 0% | 49.53% | 41.98% | 50% | 50% | 46.1% | 0% | 50% | 44.41% | 50% | 47.35% | 0% | 0% | 0% | 0% | 0% | 0% | 0%
| 1811 | Furnace | ComFurnaces_Cadmus | NR | Large Off | Gas | Per Building Sqft - Furnace < 225 kBtuh - 94% AFUE Baseline | Large Off Furnace < 225 kBtuh - Advanced Efficiency - 96% AFUE Gas Furnaces (Non-Weatherized) | 50% | 50% | 50% | 50% | 50% | 50% | 50% | 50% | 50% | 50% | 50% | 50% | 50% | 50% | 50% | 50% | 50% | 50% | 50% | 0% | 0% | 0% | 0% | 0% | 0% | 0% | Furnace-NR | 0 |  | 0 | 100% | 90.73% | 100% | 0% | 0% | 92.93% | 100% | 100% | 0% | 99.07% | 83.96% | 100% | 100% | 92.21% | 0% | 100% | 88.81% | 100% | 94.7% | 0% | 0% | 0% | 0% | 0% | 0% | 0% | 50% | 45.36% | 50% | 0% | 0% | 46.46% | 50% | 50% | 0% | 49.53% | 41.98% | 50% | 50% | 46.1% | 0% | 50% | 44.41% | 50% | 47.35% | 0% | 0% | 0% | 0% | 0% | 0% | 0%
| 1811 | Furnace | ComFurnaces_Cadmus | NR | Medium Off | Gas | Per Building Sqft - Furnace < 225 kBtuh - 94% AFUE Baseline | Medium Off Furnace < 225 kBtuh - Advanced Efficiency - 96% AFUE Gas Furnaces (Non-Weatherized) | 50% | 50% | 50% | 50% | 50% | 50% | 50% | 50% | 50% | 50% | 50% | 50% | 50% | 50% | 50% | 50% | 50% | 50% | 50% | 0% | 0% | 0% | 0% | 0% | 0% | 0% | Furnace-NR | 0 |  | 0 | 100% | 90.73% | 100% | 0% | 0% | 92.93% | 100% | 100% | 0% | 99.07% | 83.96% | 100% | 100% | 92.21% | 0% | 100% | 88.81% | 100% | 94.7% | 0% | 0% | 0% | 0% | 0% | 0% | 0% | 50% | 45.36% | 50% | 0% | 0% | 46.46% | 50% | 50% | 0% | 49.53% | 41.98% | 50% | 50% | 46.1% | 0% | 50% | 44.41% | 50% | 47.35% | 0% | 0% | 0% | 0% | 0% | 0% | 0%
| 1811 | Furnace | ComFurnaces_Cadmus | NR | Small Off | Gas | Per Building Sqft - Furnace < 225 kBtuh - 94% AFUE Baseline | Small Off Furnace < 225 kBtuh - Advanced Efficiency - 96% AFUE Gas Furnaces (Non-Weatherized) | 50% | 50% | 50% | 50% | 50% | 50% | 50% | 50% | 50% | 50% | 50% | 50% | 50% | 50% | 50% | 50% | 50% | 50% | 50% | 0% | 0% | 0% | 0% | 0% | 0% | 0% | Furnace-NR | 0 |  | 0 | 100% | 90.73% | 100% | 0% | 0% | 92.93% | 100% | 100% | 0% | 99.07% | 83.96% | 100% | 100% | 92.21% | 0% | 100% | 88.81% | 100% | 94.7% | 0% | 0% | 0% | 0% | 0% | 0% | 0% | 50% | 45.36% | 50% | 0% | 0% | 46.46% | 50% | 50% | 0% | 49.53% | 41.98% | 50% | 50% | 46.1% | 0% | 50% | 44.41% | 50% | 47.35% | 0% | 0% | 0% | 0% | 0% | 0% | 0%
| 1811 | Furnace | ComFurnaces_Cadmus | NR | XLarge Ret | Gas | Per Building Sqft - Furnace < 225 kBtuh - 94% AFUE Baseline | XLarge Ret Furnace < 225 kBtuh - Advanced Efficiency - 96% AFUE Gas Furnaces (Non-Weatherized) | 50% | 50% | 50% | 50% | 50% | 50% | 50% | 50% | 50% | 50% | 50% | 50% | 50% | 50% | 50% | 50% | 50% | 50% | 50% | 0% | 0% | 0% | 0% | 0% | 0% | 0% | Furnace-NR | 0 |  | 0 | 100% | 90.73% | 100% | 0% | 0% | 92.93% | 100% | 100% | 0% | 99.07% | 83.96% | 100% | 100% | 92.21% | 0% | 100% | 88.81% | 100% | 94.7% | 0% | 0% | 0% | 0% | 0% | 0% | 0% | 50% | 45.36% | 50% | 0% | 0% | 46.46% | 50% | 50% | 0% | 49.53% | 41.98% | 50% | 50% | 46.1% | 0% | 50% | 44.41% | 50% | 47.35% | 0% | 0% | 0% | 0% | 0% | 0% | 0%
| 1811 | Furnace | ComFurnaces_Cadmus | NR | Large Ret | Gas | Per Building Sqft - Furnace < 225 kBtuh - 94% AFUE Baseline | Large Ret Furnace < 225 kBtuh - Advanced Efficiency - 96% AFUE Gas Furnaces (Non-Weatherized) | 50% | 50% | 50% | 50% | 50% | 50% | 50% | 50% | 50% | 50% | 50% | 50% | 50% | 50% | 50% | 50% | 50% | 50% | 50% | 0% | 0% | 0% | 0% | 0% | 0% | 0% | Furnace-NR | 0 |  | 0 | 100% | 90.73% | 100% | 0% | 0% | 92.93% | 100% | 100% | 0% | 99.07% | 83.96% | 100% | 100% | 92.21% | 0% | 100% | 88.81% | 100% | 94.7% | 0% | 0% | 0% | 0% | 0% | 0% | 0% | 50% | 45.36% | 50% | 0% | 0% | 46.46% | 50% | 50% | 0% | 49.53% | 41.98% | 50% | 50% | 46.1% | 0% | 50% | 44.41% | 50% | 47.35% | 0% | 0% | 0% | 0% | 0% | 0% | 0%
| 1811 | Furnace | ComFurnaces_Cadmus | NR | Medium Ret | Gas | Per Building Sqft - Furnace < 225 kBtuh - 94% AFUE Baseline | Medium Ret Furnace < 225 kBtuh - Advanced Efficiency - 96% AFUE Gas Furnaces (Non-Weatherized) | 50% | 50% | 50% | 50% | 50% | 50% | 50% | 50% | 50% | 50% | 50% | 50% | 50% | 50% | 50% | 50% | 50% | 50% | 50% | 0% | 0% | 0% | 0% | 0% | 0% | 0% | Furnace-NR | 0 |  | 0 | 100% | 90.73% | 100% | 0% | 0% | 92.93% | 100% | 100% | 0% | 99.07% | 83.96% | 100% | 100% | 92.21% | 0% | 100% | 88.81% | 100% | 94.7% | 0% | 0% | 0% | 0% | 0% | 0% | 0% | 50% | 45.36% | 50% | 0% | 0% | 46.46% | 50% | 50% | 0% | 49.53% | 41.98% | 50% | 50% | 46.1% | 0% | 50% | 44.41% | 50% | 47.35% | 0% | 0% | 0% | 0% | 0% | 0% | 0%
| 1811 | Furnace | ComFurnaces_Cadmus | NR | Small Ret | Gas | Per Building Sqft - Furnace < 225 kBtuh - 94% AFUE Baseline | Small Ret Furnace < 225 kBtuh - Advanced Efficiency - 96% AFUE Gas Furnaces (Non-Weatherized) | 50% | 50% | 50% | 50% | 50% | 50% | 50% | 50% | 50% | 50% | 50% | 50% | 50% | 50% | 50% | 50% | 50% | 50% | 50% | 0% | 0% | 0% | 0% | 0% | 0% | 0% | Furnace-NR | 0 |  | 0 | 100% | 90.73% | 100% | 0% | 0% | 92.93% | 100% | 100% | 0% | 99.07% | 83.96% | 100% | 100% | 92.21% | 0% | 100% | 88.81% | 100% | 94.7% | 0% | 0% | 0% | 0% | 0% | 0% | 0% | 50% | 45.36% | 50% | 0% | 0% | 46.46% | 50% | 50% | 0% | 49.53% | 41.98% | 50% | 50% | 46.1% | 0% | 50% | 44.41% | 50% | 47.35% | 0% | 0% | 0% | 0% | 0% | 0% | 0%
| 1811 | Furnace | ComFurnaces_Cadmus | NR | School K-12 | Gas | Per Building Sqft - Furnace < 225 kBtuh - 94% AFUE Baseline | School K-12 Furnace < 225 kBtuh - Advanced Efficiency - 96% AFUE Gas Furnaces (Non-Weatherized) | 50% | 50% | 50% | 50% | 50% | 50% | 50% | 50% | 50% | 50% | 50% | 50% | 50% | 50% | 50% | 50% | 50% | 50% | 50% | 0% | 0% | 0% | 0% | 0% | 0% | 0% | Furnace-NR | 0 |  | 0 | 100% | 90.73% | 100% | 0% | 0% | 92.93% | 100% | 100% | 0% | 99.07% | 83.96% | 100% | 100% | 92.21% | 0% | 100% | 88.81% | 100% | 94.7% | 0% | 0% | 0% | 0% | 0% | 0% | 0% | 50% | 45.36% | 50% | 0% | 0% | 46.46% | 50% | 50% | 0% | 49.53% | 41.98% | 50% | 50% | 46.1% | 0% | 50% | 44.41% | 50% | 47.35% | 0% | 0% | 0% | 0% | 0% | 0% | 0%
| 1811 | Furnace | ComFurnaces_Cadmus | NR | University | Gas | Per Building Sqft - Furnace < 225 kBtuh - 94% AFUE Baseline | University Furnace < 225 kBtuh - Advanced Efficiency - 96% AFUE Gas Furnaces (Non-Weatherized) | 50% | 50% | 50% | 50% | 50% | 50% | 50% | 50% | 50% | 50% | 50% | 50% | 50% | 50% | 50% | 50% | 50% | 50% | 50% | 0% | 0% | 0% | 0% | 0% | 0% | 0% | Furnace-NR | 0 |  | 0 | 100% | 90.73% | 100% | 0% | 0% | 92.93% | 100% | 100% | 0% | 99.07% | 83.96% | 100% | 100% | 92.21% | 0% | 100% | 88.81% | 100% | 94.7% | 0% | 0% | 0% | 0% | 0% | 0% | 0% | 50% | 45.36% | 50% | 0% | 0% | 46.46% | 50% | 50% | 0% | 49.53% | 41.98% | 50% | 50% | 46.1% | 0% | 50% | 44.41% | 50% | 47.35% | 0% | 0% | 0% | 0% | 0% | 0% | 0%
| 1811 | Furnace | ComFurnaces_Cadmus | NR | Warehouse | Gas | Per Building Sqft - Furnace < 225 kBtuh - 94% AFUE Baseline | Warehouse Furnace < 225 kBtuh - Advanced Efficiency - 96% AFUE Gas Furnaces (Non-Weatherized) | 50% | 50% | 50% | 50% | 50% | 50% | 50% | 50% | 50% | 50% | 50% | 50% | 50% | 50% | 50% | 50% | 50% | 50% | 50% | 0% | 0% | 0% | 0% | 0% | 0% | 0% | Furnace-NR | 0 |  | 0 | 100% | 90.73% | 100% | 0% | 0% | 92.93% | 100% | 100% | 0% | 99.07% | 83.96% | 100% | 100% | 92.21% | 0% | 100% | 88.81% | 100% | 94.7% | 0% | 0% | 0% | 0% | 0% | 0% | 0% | 50% | 45.36% | 50% | 0% | 0% | 46.46% | 50% | 50% | 0% | 49.53% | 41.98% | 50% | 50% | 46.1% | 0% | 50% | 44.41% | 50% | 47.35% | 0% | 0% | 0% | 0% | 0% | 0% | 0%
| 1811 | Furnace | ComFurnaces_Cadmus | NR | Supermarket | Gas | Per Building Sqft - Furnace < 225 kBtuh - 94% AFUE Baseline | Supermarket Furnace < 225 kBtuh - Advanced Efficiency - 96% AFUE Gas Furnaces (Non-Weatherized) | 50% | 50% | 50% | 50% | 50% | 50% | 50% | 50% | 50% | 50% | 50% | 50% | 50% | 50% | 50% | 50% | 50% | 50% | 50% | 0% | 0% | 0% | 0% | 0% | 0% | 0% | Furnace-NR | 0 |  | 0 | 100% | 90.73% | 100% | 0% | 0% | 92.93% | 100% | 100% | 0% | 99.07% | 83.96% | 100% | 100% | 92.21% | 0% | 100% | 88.81% | 100% | 94.7% | 0% | 0% | 0% | 0% | 0% | 0% | 0% | 50% | 45.36% | 50% | 0% | 0% | 46.46% | 50% | 50% | 0% | 49.53% | 41.98% | 50% | 50% | 46.1% | 0% | 50% | 44.41% | 50% | 47.35% | 0% | 0% | 0% | 0% | 0% | 0% | 0%
| 1811 | Furnace | ComFurnaces_Cadmus | NR | MiniMart | Gas | Per Building Sqft - Furnace < 225 kBtuh - 94% AFUE Baseline | MiniMart Furnace < 225 kBtuh - Advanced Efficiency - 96% AFUE Gas Furnaces (Non-Weatherized) | 50% | 50% | 50% | 50% | 50% | 50% | 50% | 50% | 50% | 50% | 50% | 50% | 50% | 50% | 50% | 50% | 50% | 50% | 50% | 0% | 0% | 0% | 0% | 0% | 0% | 0% | Furnace-NR | 0 |  | 0 | 100% | 90.73% | 100% | 0% | 0% | 92.93% | 100% | 100% | 0% | 99.07% | 83.96% | 100% | 100% | 92.21% | 0% | 100% | 88.81% | 100% | 94.7% | 0% | 0% | 0% | 0% | 0% | 0% | 0% | 50% | 45.36% | 50% | 0% | 0% | 46.46% | 50% | 50% | 0% | 49.53% | 41.98% | 50% | 50% | 46.1% | 0% | 50% | 44.41% | 50% | 47.35% | 0% | 0% | 0% | 0% | 0% | 0% | 0%
| 1811 | Furnace | ComFurnaces_Cadmus | NR | Restaurant | Gas | Per Building Sqft - Furnace < 225 kBtuh - 94% AFUE Baseline | Restaurant Furnace < 225 kBtuh - Advanced Efficiency - 96% AFUE Gas Furnaces (Non-Weatherized) | 50% | 50% | 50% | 50% | 50% | 50% | 50% | 50% | 50% | 50% | 50% | 50% | 50% | 50% | 50% | 50% | 50% | 50% | 50% | 0% | 0% | 0% | 0% | 0% | 0% | 0% | Furnace-NR | 0 |  | 0 | 100% | 90.73% | 100% | 0% | 0% | 92.93% | 100% | 100% | 0% | 99.07% | 83.96% | 100% | 100% | 92.21% | 0% | 100% | 88.81% | 100% | 94.7% | 0% | 0% | 0% | 0% | 0% | 0% | 0% | 50% | 45.36% | 50% | 0% | 0% | 46.46% | 50% | 50% | 0% | 49.53% | 41.98% | 50% | 50% | 46.1% | 0% | 50% | 44.41% | 50% | 47.35% | 0% | 0% | 0% | 0% | 0% | 0% | 0%
| 1811 | Furnace | ComFurnaces_Cadmus | NR | Lodging | Gas | Per Building Sqft - Furnace < 225 kBtuh - 94% AFUE Baseline | Lodging Furnace < 225 kBtuh - Advanced Efficiency - 96% AFUE Gas Furnaces (Non-Weatherized) | 50% | 50% | 50% | 50% | 50% | 50% | 50% | 50% | 50% | 50% | 50% | 50% | 50% | 50% | 50% | 50% | 50% | 50% | 50% | 0% | 0% | 0% | 0% | 0% | 0% | 0% | Furnace-NR | 0 |  | 0 | 100% | 90.73% | 100% | 0% | 0% | 92.93% | 100% | 100% | 0% | 99.07% | 83.96% | 100% | 100% | 92.21% | 0% | 100% | 88.81% | 100% | 94.7% | 0% | 0% | 0% | 0% | 0% | 0% | 0% | 50% | 45.36% | 50% | 0% | 0% | 46.46% | 50% | 50% | 0% | 49.53% | 41.98% | 50% | 50% | 46.1% | 0% | 50% | 44.41% | 50% | 47.35% | 0% | 0% | 0% | 0% | 0% | 0% | 0%
| 1811 | Furnace | ComFurnaces_Cadmus | NR | Hospital | Gas | Per Building Sqft - Furnace < 225 kBtuh - 94% AFUE Baseline | Hospital Furnace < 225 kBtuh - Advanced Efficiency - 96% AFUE Gas Furnaces (Non-Weatherized) | 50% | 50% | 50% | 50% | 50% | 50% | 50% | 50% | 50% | 50% | 50% | 50% | 50% | 50% | 50% | 50% | 50% | 50% | 50% | 0% | 0% | 0% | 0% | 0% | 0% | 0% | Furnace-NR | 0 |  | 0 | 100% | 90.73% | 100% | 0% | 0% | 92.93% | 100% | 100% | 0% | 99.07% | 83.96% | 100% | 100% | 92.21% | 0% | 100% | 88.81% | 100% | 94.7% | 0% | 0% | 0% | 0% | 0% | 0% | 0% | 50% | 45.36% | 50% | 0% | 0% | 46.46% | 50% | 50% | 0% | 49.53% | 41.98% | 50% | 50% | 46.1% | 0% | 50% | 44.41% | 50% | 47.35% | 0% | 0% | 0% | 0% | 0% | 0% | 0%
| 1811 | Furnace | ComFurnaces_Cadmus | NR | Residential Care | Gas | Per Building Sqft - Furnace < 225 kBtuh - 94% AFUE Baseline | Residential Care Furnace < 225 kBtuh - Advanced Efficiency - 96% AFUE Gas Furnaces (Non-Weatherized) | 50% | 50% | 50% | 50% | 50% | 50% | 50% | 50% | 50% | 50% | 50% | 50% | 50% | 50% | 50% | 50% | 50% | 50% | 50% | 0% | 0% | 0% | 0% | 0% | 0% | 0% | Furnace-NR | 0 |  | 0 | 100% | 90.73% | 100% | 0% | 0% | 92.93% | 100% | 100% | 0% | 99.07% | 83.96% | 100% | 100% | 92.21% | 0% | 100% | 88.81% | 100% | 94.7% | 0% | 0% | 0% | 0% | 0% | 0% | 0% | 50% | 45.36% | 50% | 0% | 0% | 46.46% | 50% | 50% | 0% | 49.53% | 41.98% | 50% | 50% | 46.1% | 0% | 50% | 44.41% | 50% | 47.35% | 0% | 0% | 0% | 0% | 0% | 0% | 0%
| 1811 | Furnace | ComFurnaces_Cadmus | NR | Assembly | Gas | Per Building Sqft - Furnace < 225 kBtuh - 94% AFUE Baseline | Assembly Furnace < 225 kBtuh - Advanced Efficiency - 96% AFUE Gas Furnaces (Non-Weatherized) | 50% | 50% | 50% | 50% | 50% | 50% | 50% | 50% | 50% | 50% | 50% | 50% | 50% | 50% | 50% | 50% | 50% | 50% | 50% | 0% | 0% | 0% | 0% | 0% | 0% | 0% | Furnace-NR | 0 |  | 0 | 100% | 90.73% | 100% | 0% | 0% | 92.93% | 100% | 100% | 0% | 99.07% | 83.96% | 100% | 100% | 92.21% | 0% | 100% | 88.81% | 100% | 94.7% | 0% | 0% | 0% | 0% | 0% | 0% | 0% | 50% | 45.36% | 50% | 0% | 0% | 46.46% | 50% | 50% | 0% | 49.53% | 41.98% | 50% | 50% | 46.1% | 0% | 50% | 44.41% | 50% | 47.35% | 0% | 0% | 0% | 0% | 0% | 0% | 0%
| 1811 | Furnace | ComFurnaces_Cadmus | NR | Other | Gas | Per Building Sqft - Furnace < 225 kBtuh - 94% AFUE Baseline | Other Furnace < 225 kBtuh - Advanced Efficiency - 96% AFUE Gas Furnaces (Non-Weatherized) | 50% | 50% | 50% | 50% | 50% | 50% | 50% | 50% | 50% | 50% | 50% | 50% | 50% | 50% | 50% | 50% | 50% | 50% | 50% | 0% | 0% | 0% | 0% | 0% | 0% | 0% | Furnace-NR | 0 |  | 0 | 100% | 90.73% | 100% | 0% | 0% | 92.93% | 100% | 100% | 0% | 99.07% | 83.96% | 100% | 100% | 92.21% | 0% | 100% | 88.81% | 100% | 94.7% | 0% | 0% | 0% | 0% | 0% | 0% | 0% | 50% | 45.36% | 50% | 0% | 0% | 46.46% | 50% | 50% | 0% | 49.53% | 41.98% | 50% | 50% | 46.1% | 0% | 50% | 44.41% | 50% | 47.35% | 0% | 0% | 0% | 0% | 0% | 0% | 0%
| 1811 | Furnace | ComFurnaces_Cadmus | NR | Large Off | Gas | Per Building Sqft - Gas Pack >= 225 kBtuh - 80% TE Baseline | Large Off Rooftop Gas Pack >= 225 kBtuh - High Efficiency - 82% TE CWAF | 50% | 50% | 50% | 50% | 50% | 50% | 50% | 50% | 50% | 50% | 50% | 50% | 50% | 50% | 50% | 50% | 50% | 50% | 50% | 0% | 0% | 0% | 0% | 0% | 0% | 0% | Furnace-NR | 0 |  | 0 | 0% | 9.27% | 0% | 0% | 0% | 7.071% | 0% | 0% | 0% | 0.9346% | 16.04% | 0% | 0% | 7.791% | 0% | 0% | 11.19% | 0% | 5.297% | 0% | 0% | 0% | 0% | 0% | 0% | 0% | 0% | 4.635% | 0% | 0% | 0% | 3.535% | 0% | 0% | 0% | 0.4673% | 8.018% | 0% | 0% | 3.896% | 0% | 0% | 5.594% | 0% | 2.648% | 0% | 0% | 0% | 0% | 0% | 0% | 0%
| 1811 | Furnace | ComFurnaces_Cadmus | NR | Medium Off | Gas | Per Building Sqft - Gas Pack >= 225 kBtuh - 80% TE Baseline | Medium Off Rooftop Gas Pack >= 225 kBtuh - High Efficiency - 82% TE CWAF | 50% | 50% | 50% | 50% | 50% | 50% | 50% | 50% | 50% | 50% | 50% | 50% | 50% | 50% | 50% | 50% | 50% | 50% | 50% | 0% | 0% | 0% | 0% | 0% | 0% | 0% | Furnace-NR | 0 |  | 0 | 0% | 9.27% | 0% | 0% | 0% | 7.071% | 0% | 0% | 0% | 0.9346% | 16.04% | 0% | 0% | 7.791% | 0% | 0% | 11.19% | 0% | 5.297% | 0% | 0% | 0% | 0% | 0% | 0% | 0% | 0% | 4.635% | 0% | 0% | 0% | 3.535% | 0% | 0% | 0% | 0.4673% | 8.018% | 0% | 0% | 3.896% | 0% | 0% | 5.594% | 0% | 2.648% | 0% | 0% | 0% | 0% | 0% | 0% | 0%
| 1811 | Furnace | ComFurnaces_Cadmus | NR | Small Off | Gas | Per Building Sqft - Gas Pack >= 225 kBtuh - 80% TE Baseline | Small Off Rooftop Gas Pack >= 225 kBtuh - High Efficiency - 82% TE CWAF | 50% | 50% | 50% | 50% | 50% | 50% | 50% | 50% | 50% | 50% | 50% | 50% | 50% | 50% | 50% | 50% | 50% | 50% | 50% | 0% | 0% | 0% | 0% | 0% | 0% | 0% | Furnace-NR | 0 |  | 0 | 0% | 9.27% | 0% | 0% | 0% | 7.071% | 0% | 0% | 0% | 0.9346% | 16.04% | 0% | 0% | 7.791% | 0% | 0% | 11.19% | 0% | 5.297% | 0% | 0% | 0% | 0% | 0% | 0% | 0% | 0% | 4.635% | 0% | 0% | 0% | 3.535% | 0% | 0% | 0% | 0.4673% | 8.018% | 0% | 0% | 3.896% | 0% | 0% | 5.594% | 0% | 2.648% | 0% | 0% | 0% | 0% | 0% | 0% | 0%
| 1811 | Furnace | ComFurnaces_Cadmus | NR | XLarge Ret | Gas | Per Building Sqft - Gas Pack >= 225 kBtuh - 80% TE Baseline | XLarge Ret Rooftop Gas Pack >= 225 kBtuh - High Efficiency - 82% TE CWAF | 50% | 50% | 50% | 50% | 50% | 50% | 50% | 50% | 50% | 50% | 50% | 50% | 50% | 50% | 50% | 50% | 50% | 50% | 50% | 0% | 0% | 0% | 0% | 0% | 0% | 0% | Furnace-NR | 0 |  | 0 | 0% | 9.27% | 0% | 0% | 0% | 7.071% | 0% | 0% | 0% | 0.9346% | 16.04% | 0% | 0% | 7.791% | 0% | 0% | 11.19% | 0% | 5.297% | 0% | 0% | 0% | 0% | 0% | 0% | 0% | 0% | 4.635% | 0% | 0% | 0% | 3.535% | 0% | 0% | 0% | 0.4673% | 8.018% | 0% | 0% | 3.896% | 0% | 0% | 5.594% | 0% | 2.648% | 0% | 0% | 0% | 0% | 0% | 0% | 0%
| 1811 | Furnace | ComFurnaces_Cadmus | NR | Large Ret | Gas | Per Building Sqft - Gas Pack >= 225 kBtuh - 80% TE Baseline | Large Ret Rooftop Gas Pack >= 225 kBtuh - High Efficiency - 82% TE CWAF | 50% | 50% | 50% | 50% | 50% | 50% | 50% | 50% | 50% | 50% | 50% | 50% | 50% | 50% | 50% | 50% | 50% | 50% | 50% | 0% | 0% | 0% | 0% | 0% | 0% | 0% | Furnace-NR | 0 |  | 0 | 0% | 9.27% | 0% | 0% | 0% | 7.071% | 0% | 0% | 0% | 0.9346% | 16.04% | 0% | 0% | 7.791% | 0% | 0% | 11.19% | 0% | 5.297% | 0% | 0% | 0% | 0% | 0% | 0% | 0% | 0% | 4.635% | 0% | 0% | 0% | 3.535% | 0% | 0% | 0% | 0.4673% | 8.018% | 0% | 0% | 3.896% | 0% | 0% | 5.594% | 0% | 2.648% | 0% | 0% | 0% | 0% | 0% | 0% | 0%
| 1811 | Furnace | ComFurnaces_Cadmus | NR | Medium Ret | Gas | Per Building Sqft - Gas Pack >= 225 kBtuh - 80% TE Baseline | Medium Ret Rooftop Gas Pack >= 225 kBtuh - High Efficiency - 82% TE CWAF | 50% | 50% | 50% | 50% | 50% | 50% | 50% | 50% | 50% | 50% | 50% | 50% | 50% | 50% | 50% | 50% | 50% | 50% | 50% | 0% | 0% | 0% | 0% | 0% | 0% | 0% | Furnace-NR | 0 |  | 0 | 0% | 9.27% | 0% | 0% | 0% | 7.071% | 0% | 0% | 0% | 0.9346% | 16.04% | 0% | 0% | 7.791% | 0% | 0% | 11.19% | 0% | 5.297% | 0% | 0% | 0% | 0% | 0% | 0% | 0% | 0% | 4.635% | 0% | 0% | 0% | 3.535% | 0% | 0% | 0% | 0.4673% | 8.018% | 0% | 0% | 3.896% | 0% | 0% | 5.594% | 0% | 2.648% | 0% | 0% | 0% | 0% | 0% | 0% | 0%
| 1811 | Furnace | ComFurnaces_Cadmus | NR | Small Ret | Gas | Per Building Sqft - Gas Pack >= 225 kBtuh - 80% TE Baseline | Small Ret Rooftop Gas Pack >= 225 kBtuh - High Efficiency - 82% TE CWAF | 50% | 50% | 50% | 50% | 50% | 50% | 50% | 50% | 50% | 50% | 50% | 50% | 50% | 50% | 50% | 50% | 50% | 50% | 50% | 0% | 0% | 0% | 0% | 0% | 0% | 0% | Furnace-NR | 0 |  | 0 | 0% | 9.27% | 0% | 0% | 0% | 7.071% | 0% | 0% | 0% | 0.9346% | 16.04% | 0% | 0% | 7.791% | 0% | 0% | 11.19% | 0% | 5.297% | 0% | 0% | 0% | 0% | 0% | 0% | 0% | 0% | 4.635% | 0% | 0% | 0% | 3.535% | 0% | 0% | 0% | 0.4673% | 8.018% | 0% | 0% | 3.896% | 0% | 0% | 5.594% | 0% | 2.648% | 0% | 0% | 0% | 0% | 0% | 0% | 0%
| 1811 | Furnace | ComFurnaces_Cadmus | NR | School K-12 | Gas | Per Building Sqft - Gas Pack >= 225 kBtuh - 80% TE Baseline | School K-12 Rooftop Gas Pack >= 225 kBtuh - High Efficiency - 82% TE CWAF | 50% | 50% | 50% | 50% | 50% | 50% | 50% | 50% | 50% | 50% | 50% | 50% | 50% | 50% | 50% | 50% | 50% | 50% | 50% | 0% | 0% | 0% | 0% | 0% | 0% | 0% | Furnace-NR | 0 |  | 0 | 0% | 9.27% | 0% | 0% | 0% | 7.071% | 0% | 0% | 0% | 0.9346% | 16.04% | 0% | 0% | 7.791% | 0% | 0% | 11.19% | 0% | 5.297% | 0% | 0% | 0% | 0% | 0% | 0% | 0% | 0% | 4.635% | 0% | 0% | 0% | 3.535% | 0% | 0% | 0% | 0.4673% | 8.018% | 0% | 0% | 3.896% | 0% | 0% | 5.594% | 0% | 2.648% | 0% | 0% | 0% | 0% | 0% | 0% | 0%
| 1811 | Furnace | ComFurnaces_Cadmus | NR | University | Gas | Per Building Sqft - Gas Pack >= 225 kBtuh - 80% TE Baseline | University Rooftop Gas Pack >= 225 kBtuh - High Efficiency - 82% TE CWAF | 50% | 50% | 50% | 50% | 50% | 50% | 50% | 50% | 50% | 50% | 50% | 50% | 50% | 50% | 50% | 50% | 50% | 50% | 50% | 0% | 0% | 0% | 0% | 0% | 0% | 0% | Furnace-NR | 0 |  | 0 | 0% | 9.27% | 0% | 0% | 0% | 7.071% | 0% | 0% | 0% | 0.9346% | 16.04% | 0% | 0% | 7.791% | 0% | 0% | 11.19% | 0% | 5.297% | 0% | 0% | 0% | 0% | 0% | 0% | 0% | 0% | 4.635% | 0% | 0% | 0% | 3.535% | 0% | 0% | 0% | 0.4673% | 8.018% | 0% | 0% | 3.896% | 0% | 0% | 5.594% | 0% | 2.648% | 0% | 0% | 0% | 0% | 0% | 0% | 0%
| 1811 | Furnace | ComFurnaces_Cadmus | NR | Warehouse | Gas | Per Building Sqft - Gas Pack >= 225 kBtuh - 80% TE Baseline | Warehouse Rooftop Gas Pack >= 225 kBtuh - High Efficiency - 82% TE CWAF | 50% | 50% | 50% | 50% | 50% | 50% | 50% | 50% | 50% | 50% | 50% | 50% | 50% | 50% | 50% | 50% | 50% | 50% | 50% | 0% | 0% | 0% | 0% | 0% | 0% | 0% | Furnace-NR | 0 |  | 0 | 0% | 9.27% | 0% | 0% | 0% | 7.071% | 0% | 0% | 0% | 0.9346% | 16.04% | 0% | 0% | 7.791% | 0% | 0% | 11.19% | 0% | 5.297% | 0% | 0% | 0% | 0% | 0% | 0% | 0% | 0% | 4.635% | 0% | 0% | 0% | 3.535% | 0% | 0% | 0% | 0.4673% | 8.018% | 0% | 0% | 3.896% | 0% | 0% | 5.594% | 0% | 2.648% | 0% | 0% | 0% | 0% | 0% | 0% | 0%
| 1811 | Furnace | ComFurnaces_Cadmus | NR | Supermarket | Gas | Per Building Sqft - Gas Pack >= 225 kBtuh - 80% TE Baseline | Supermarket Rooftop Gas Pack >= 225 kBtuh - High Efficiency - 82% TE CWAF | 50% | 50% | 50% | 50% | 50% | 50% | 50% | 50% | 50% | 50% | 50% | 50% | 50% | 50% | 50% | 50% | 50% | 50% | 50% | 0% | 0% | 0% | 0% | 0% | 0% | 0% | Furnace-NR | 0 |  | 0 | 0% | 9.27% | 0% | 0% | 0% | 7.071% | 0% | 0% | 0% | 0.9346% | 16.04% | 0% | 0% | 7.791% | 0% | 0% | 11.19% | 0% | 5.297% | 0% | 0% | 0% | 0% | 0% | 0% | 0% | 0% | 4.635% | 0% | 0% | 0% | 3.535% | 0% | 0% | 0% | 0.4673% | 8.018% | 0% | 0% | 3.896% | 0% | 0% | 5.594% | 0% | 2.648% | 0% | 0% | 0% | 0% | 0% | 0% | 0%
| 1811 | Furnace | ComFurnaces_Cadmus | NR | MiniMart | Gas | Per Building Sqft - Gas Pack >= 225 kBtuh - 80% TE Baseline | MiniMart Rooftop Gas Pack >= 225 kBtuh - High Efficiency - 82% TE CWAF | 50% | 50% | 50% | 50% | 50% | 50% | 50% | 50% | 50% | 50% | 50% | 50% | 50% | 50% | 50% | 50% | 50% | 50% | 50% | 0% | 0% | 0% | 0% | 0% | 0% | 0% | Furnace-NR | 0 |  | 0 | 0% | 9.27% | 0% | 0% | 0% | 7.071% | 0% | 0% | 0% | 0.9346% | 16.04% | 0% | 0% | 7.791% | 0% | 0% | 11.19% | 0% | 5.297% | 0% | 0% | 0% | 0% | 0% | 0% | 0% | 0% | 4.635% | 0% | 0% | 0% | 3.535% | 0% | 0% | 0% | 0.4673% | 8.018% | 0% | 0% | 3.896% | 0% | 0% | 5.594% | 0% | 2.648% | 0% | 0% | 0% | 0% | 0% | 0% | 0%
| 1811 | Furnace | ComFurnaces_Cadmus | NR | Restaurant | Gas | Per Building Sqft - Gas Pack >= 225 kBtuh - 80% TE Baseline | Restaurant Rooftop Gas Pack >= 225 kBtuh - High Efficiency - 82% TE CWAF | 50% | 50% | 50% | 50% | 50% | 50% | 50% | 50% | 50% | 50% | 50% | 50% | 50% | 50% | 50% | 50% | 50% | 50% | 50% | 0% | 0% | 0% | 0% | 0% | 0% | 0% | Furnace-NR | 0 |  | 0 | 0% | 9.27% | 0% | 0% | 0% | 7.071% | 0% | 0% | 0% | 0.9346% | 16.04% | 0% | 0% | 7.791% | 0% | 0% | 11.19% | 0% | 5.297% | 0% | 0% | 0% | 0% | 0% | 0% | 0% | 0% | 4.635% | 0% | 0% | 0% | 3.535% | 0% | 0% | 0% | 0.4673% | 8.018% | 0% | 0% | 3.896% | 0% | 0% | 5.594% | 0% | 2.648% | 0% | 0% | 0% | 0% | 0% | 0% | 0%
| 1811 | Furnace | ComFurnaces_Cadmus | NR | Lodging | Gas | Per Building Sqft - Gas Pack >= 225 kBtuh - 80% TE Baseline | Lodging Rooftop Gas Pack >= 225 kBtuh - High Efficiency - 82% TE CWAF | 50% | 50% | 50% | 50% | 50% | 50% | 50% | 50% | 50% | 50% | 50% | 50% | 50% | 50% | 50% | 50% | 50% | 50% | 50% | 0% | 0% | 0% | 0% | 0% | 0% | 0% | Furnace-NR | 0 |  | 0 | 0% | 9.27% | 0% | 0% | 0% | 7.071% | 0% | 0% | 0% | 0.9346% | 16.04% | 0% | 0% | 7.791% | 0% | 0% | 11.19% | 0% | 5.297% | 0% | 0% | 0% | 0% | 0% | 0% | 0% | 0% | 4.635% | 0% | 0% | 0% | 3.535% | 0% | 0% | 0% | 0.4673% | 8.018% | 0% | 0% | 3.896% | 0% | 0% | 5.594% | 0% | 2.648% | 0% | 0% | 0% | 0% | 0% | 0% | 0%
| 1811 | Furnace | ComFurnaces_Cadmus | NR | Hospital | Gas | Per Building Sqft - Gas Pack >= 225 kBtuh - 80% TE Baseline | Hospital Rooftop Gas Pack >= 225 kBtuh - High Efficiency - 82% TE CWAF | 50% | 50% | 50% | 50% | 50% | 50% | 50% | 50% | 50% | 50% | 50% | 50% | 50% | 50% | 50% | 50% | 50% | 50% | 50% | 0% | 0% | 0% | 0% | 0% | 0% | 0% | Furnace-NR | 0 |  | 0 | 0% | 9.27% | 0% | 0% | 0% | 7.071% | 0% | 0% | 0% | 0.9346% | 16.04% | 0% | 0% | 7.791% | 0% | 0% | 11.19% | 0% | 5.297% | 0% | 0% | 0% | 0% | 0% | 0% | 0% | 0% | 4.635% | 0% | 0% | 0% | 3.535% | 0% | 0% | 0% | 0.4673% | 8.018% | 0% | 0% | 3.896% | 0% | 0% | 5.594% | 0% | 2.648% | 0% | 0% | 0% | 0% | 0% | 0% | 0%
| 1811 | Furnace | ComFurnaces_Cadmus | NR | Residential Care | Gas | Per Building Sqft - Gas Pack >= 225 kBtuh - 80% TE Baseline | Residential Care Rooftop Gas Pack >= 225 kBtuh - High Efficiency - 82% TE CWAF | 50% | 50% | 50% | 50% | 50% | 50% | 50% | 50% | 50% | 50% | 50% | 50% | 50% | 50% | 50% | 50% | 50% | 50% | 50% | 0% | 0% | 0% | 0% | 0% | 0% | 0% | Furnace-NR | 0 |  | 0 | 0% | 9.27% | 0% | 0% | 0% | 7.071% | 0% | 0% | 0% | 0.9346% | 16.04% | 0% | 0% | 7.791% | 0% | 0% | 11.19% | 0% | 5.297% | 0% | 0% | 0% | 0% | 0% | 0% | 0% | 0% | 4.635% | 0% | 0% | 0% | 3.535% | 0% | 0% | 0% | 0.4673% | 8.018% | 0% | 0% | 3.896% | 0% | 0% | 5.594% | 0% | 2.648% | 0% | 0% | 0% | 0% | 0% | 0% | 0%
| 1811 | Furnace | ComFurnaces_Cadmus | NR | Assembly | Gas | Per Building Sqft - Gas Pack >= 225 kBtuh - 80% TE Baseline | Assembly Rooftop Gas Pack >= 225 kBtuh - High Efficiency - 82% TE CWAF | 50% | 50% | 50% | 50% | 50% | 50% | 50% | 50% | 50% | 50% | 50% | 50% | 50% | 50% | 50% | 50% | 50% | 50% | 50% | 0% | 0% | 0% | 0% | 0% | 0% | 0% | Furnace-NR | 0 |  | 0 | 0% | 9.27% | 0% | 0% | 0% | 7.071% | 0% | 0% | 0% | 0.9346% | 16.04% | 0% | 0% | 7.791% | 0% | 0% | 11.19% | 0% | 5.297% | 0% | 0% | 0% | 0% | 0% | 0% | 0% | 0% | 4.635% | 0% | 0% | 0% | 3.535% | 0% | 0% | 0% | 0.4673% | 8.018% | 0% | 0% | 3.896% | 0% | 0% | 5.594% | 0% | 2.648% | 0% | 0% | 0% | 0% | 0% | 0% | 0%
| 1811 | Furnace | ComFurnaces_Cadmus | NR | Other | Gas | Per Building Sqft - Gas Pack >= 225 kBtuh - 80% TE Baseline | Other Rooftop Gas Pack >= 225 kBtuh - High Efficiency - 82% TE CWAF | 50% | 50% | 50% | 50% | 50% | 50% | 50% | 50% | 50% | 50% | 50% | 50% | 50% | 50% | 50% | 50% | 50% | 50% | 50% | 0% | 0% | 0% | 0% | 0% | 0% | 0% | Furnace-NR | 0 |  | 0 | 0% | 9.27% | 0% | 0% | 0% | 7.071% | 0% | 0% | 0% | 0.9346% | 16.04% | 0% | 0% | 7.791% | 0% | 0% | 11.19% | 0% | 5.297% | 0% | 0% | 0% | 0% | 0% | 0% | 0% | 0% | 4.635% | 0% | 0% | 0% | 3.535% | 0% | 0% | 0% | 0.4673% | 8.018% | 0% | 0% | 3.896% | 0% | 0% | 5.594% | 0% | 2.648% | 0% | 0% | 0% | 0% | 0% | 0% | 0%
| 1811 | Furnace | ComFurnaces_Cadmus | NR | Large Off | Gas | Per Building Sqft - Gas Pack >= 225 kBtuh - 82% TE Baseline | Large Off Rooftop Gas Pack >= 225 kBtuh - High Efficiency - 92% TE CWAF | 50% | 50% | 50% | 50% | 50% | 50% | 50% | 50% | 50% | 50% | 50% | 50% | 50% | 50% | 50% | 50% | 50% | 50% | 50% | 0% | 0% | 0% | 0% | 0% | 0% | 0% | Furnace-NR | 0 |  | 0 | 0% | 9.27% | 0% | 0% | 0% | 7.071% | 0% | 0% | 0% | 0.9346% | 16.04% | 0% | 0% | 7.791% | 0% | 0% | 11.19% | 0% | 5.297% | 0% | 0% | 0% | 0% | 0% | 0% | 0% | 0% | 4.635% | 0% | 0% | 0% | 3.535% | 0% | 0% | 0% | 0.4673% | 8.018% | 0% | 0% | 3.896% | 0% | 0% | 5.594% | 0% | 2.648% | 0% | 0% | 0% | 0% | 0% | 0% | 0%
| 1811 | Furnace | ComFurnaces_Cadmus | NR | Medium Off | Gas | Per Building Sqft - Gas Pack >= 225 kBtuh - 82% TE Baseline | Medium Off Rooftop Gas Pack >= 225 kBtuh - High Efficiency - 92% TE CWAF | 50% | 50% | 50% | 50% | 50% | 50% | 50% | 50% | 50% | 50% | 50% | 50% | 50% | 50% | 50% | 50% | 50% | 50% | 50% | 0% | 0% | 0% | 0% | 0% | 0% | 0% | Furnace-NR | 0 |  | 0 | 0% | 9.27% | 0% | 0% | 0% | 7.071% | 0% | 0% | 0% | 0.9346% | 16.04% | 0% | 0% | 7.791% | 0% | 0% | 11.19% | 0% | 5.297% | 0% | 0% | 0% | 0% | 0% | 0% | 0% | 0% | 4.635% | 0% | 0% | 0% | 3.535% | 0% | 0% | 0% | 0.4673% | 8.018% | 0% | 0% | 3.896% | 0% | 0% | 5.594% | 0% | 2.648% | 0% | 0% | 0% | 0% | 0% | 0% | 0%
| 1811 | Furnace | ComFurnaces_Cadmus | NR | Small Off | Gas | Per Building Sqft - Gas Pack >= 225 kBtuh - 82% TE Baseline | Small Off Rooftop Gas Pack >= 225 kBtuh - High Efficiency - 92% TE CWAF | 50% | 50% | 50% | 50% | 50% | 50% | 50% | 50% | 50% | 50% | 50% | 50% | 50% | 50% | 50% | 50% | 50% | 50% | 50% | 0% | 0% | 0% | 0% | 0% | 0% | 0% | Furnace-NR | 0 |  | 0 | 0% | 9.27% | 0% | 0% | 0% | 7.071% | 0% | 0% | 0% | 0.9346% | 16.04% | 0% | 0% | 7.791% | 0% | 0% | 11.19% | 0% | 5.297% | 0% | 0% | 0% | 0% | 0% | 0% | 0% | 0% | 4.635% | 0% | 0% | 0% | 3.535% | 0% | 0% | 0% | 0.4673% | 8.018% | 0% | 0% | 3.896% | 0% | 0% | 5.594% | 0% | 2.648% | 0% | 0% | 0% | 0% | 0% | 0% | 0%
| 1811 | Furnace | ComFurnaces_Cadmus | NR | XLarge Ret | Gas | Per Building Sqft - Gas Pack >= 225 kBtuh - 82% TE Baseline | XLarge Ret Rooftop Gas Pack >= 225 kBtuh - High Efficiency - 92% TE CWAF | 50% | 50% | 50% | 50% | 50% | 50% | 50% | 50% | 50% | 50% | 50% | 50% | 50% | 50% | 50% | 50% | 50% | 50% | 50% | 0% | 0% | 0% | 0% | 0% | 0% | 0% | Furnace-NR | 0 |  | 0 | 0% | 9.27% | 0% | 0% | 0% | 7.071% | 0% | 0% | 0% | 0.9346% | 16.04% | 0% | 0% | 7.791% | 0% | 0% | 11.19% | 0% | 5.297% | 0% | 0% | 0% | 0% | 0% | 0% | 0% | 0% | 4.635% | 0% | 0% | 0% | 3.535% | 0% | 0% | 0% | 0.4673% | 8.018% | 0% | 0% | 3.896% | 0% | 0% | 5.594% | 0% | 2.648% | 0% | 0% | 0% | 0% | 0% | 0% | 0%
| 1811 | Furnace | ComFurnaces_Cadmus | NR | Large Ret | Gas | Per Building Sqft - Gas Pack >= 225 kBtuh - 82% TE Baseline | Large Ret Rooftop Gas Pack >= 225 kBtuh - High Efficiency - 92% TE CWAF | 50% | 50% | 50% | 50% | 50% | 50% | 50% | 50% | 50% | 50% | 50% | 50% | 50% | 50% | 50% | 50% | 50% | 50% | 50% | 0% | 0% | 0% | 0% | 0% | 0% | 0% | Furnace-NR | 0 |  | 0 | 0% | 9.27% | 0% | 0% | 0% | 7.071% | 0% | 0% | 0% | 0.9346% | 16.04% | 0% | 0% | 7.791% | 0% | 0% | 11.19% | 0% | 5.297% | 0% | 0% | 0% | 0% | 0% | 0% | 0% | 0% | 4.635% | 0% | 0% | 0% | 3.535% | 0% | 0% | 0% | 0.4673% | 8.018% | 0% | 0% | 3.896% | 0% | 0% | 5.594% | 0% | 2.648% | 0% | 0% | 0% | 0% | 0% | 0% | 0%
| 1811 | Furnace | ComFurnaces_Cadmus | NR | Medium Ret | Gas | Per Building Sqft - Gas Pack >= 225 kBtuh - 82% TE Baseline | Medium Ret Rooftop Gas Pack >= 225 kBtuh - High Efficiency - 92% TE CWAF | 50% | 50% | 50% | 50% | 50% | 50% | 50% | 50% | 50% | 50% | 50% | 50% | 50% | 50% | 50% | 50% | 50% | 50% | 50% | 0% | 0% | 0% | 0% | 0% | 0% | 0% | Furnace-NR | 0 |  | 0 | 0% | 9.27% | 0% | 0% | 0% | 7.071% | 0% | 0% | 0% | 0.9346% | 16.04% | 0% | 0% | 7.791% | 0% | 0% | 11.19% | 0% | 5.297% | 0% | 0% | 0% | 0% | 0% | 0% | 0% | 0% | 4.635% | 0% | 0% | 0% | 3.535% | 0% | 0% | 0% | 0.4673% | 8.018% | 0% | 0% | 3.896% | 0% | 0% | 5.594% | 0% | 2.648% | 0% | 0% | 0% | 0% | 0% | 0% | 0%
| 1811 | Furnace | ComFurnaces_Cadmus | NR | Small Ret | Gas | Per Building Sqft - Gas Pack >= 225 kBtuh - 82% TE Baseline | Small Ret Rooftop Gas Pack >= 225 kBtuh - High Efficiency - 92% TE CWAF | 50% | 50% | 50% | 50% | 50% | 50% | 50% | 50% | 50% | 50% | 50% | 50% | 50% | 50% | 50% | 50% | 50% | 50% | 50% | 0% | 0% | 0% | 0% | 0% | 0% | 0% | Furnace-NR | 0 |  | 0 | 0% | 9.27% | 0% | 0% | 0% | 7.071% | 0% | 0% | 0% | 0.9346% | 16.04% | 0% | 0% | 7.791% | 0% | 0% | 11.19% | 0% | 5.297% | 0% | 0% | 0% | 0% | 0% | 0% | 0% | 0% | 4.635% | 0% | 0% | 0% | 3.535% | 0% | 0% | 0% | 0.4673% | 8.018% | 0% | 0% | 3.896% | 0% | 0% | 5.594% | 0% | 2.648% | 0% | 0% | 0% | 0% | 0% | 0% | 0%
| 1811 | Furnace | ComFurnaces_Cadmus | NR | School K-12 | Gas | Per Building Sqft - Gas Pack >= 225 kBtuh - 82% TE Baseline | School K-12 Rooftop Gas Pack >= 225 kBtuh - High Efficiency - 92% TE CWAF | 50% | 50% | 50% | 50% | 50% | 50% | 50% | 50% | 50% | 50% | 50% | 50% | 50% | 50% | 50% | 50% | 50% | 50% | 50% | 0% | 0% | 0% | 0% | 0% | 0% | 0% | Furnace-NR | 0 |  | 0 | 0% | 9.27% | 0% | 0% | 0% | 7.071% | 0% | 0% | 0% | 0.9346% | 16.04% | 0% | 0% | 7.791% | 0% | 0% | 11.19% | 0% | 5.297% | 0% | 0% | 0% | 0% | 0% | 0% | 0% | 0% | 4.635% | 0% | 0% | 0% | 3.535% | 0% | 0% | 0% | 0.4673% | 8.018% | 0% | 0% | 3.896% | 0% | 0% | 5.594% | 0% | 2.648% | 0% | 0% | 0% | 0% | 0% | 0% | 0%
| 1811 | Furnace | ComFurnaces_Cadmus | NR | University | Gas | Per Building Sqft - Gas Pack >= 225 kBtuh - 82% TE Baseline | University Rooftop Gas Pack >= 225 kBtuh - High Efficiency - 92% TE CWAF | 50% | 50% | 50% | 50% | 50% | 50% | 50% | 50% | 50% | 50% | 50% | 50% | 50% | 50% | 50% | 50% | 50% | 50% | 50% | 0% | 0% | 0% | 0% | 0% | 0% | 0% | Furnace-NR | 0 |  | 0 | 0% | 9.27% | 0% | 0% | 0% | 7.071% | 0% | 0% | 0% | 0.9346% | 16.04% | 0% | 0% | 7.791% | 0% | 0% | 11.19% | 0% | 5.297% | 0% | 0% | 0% | 0% | 0% | 0% | 0% | 0% | 4.635% | 0% | 0% | 0% | 3.535% | 0% | 0% | 0% | 0.4673% | 8.018% | 0% | 0% | 3.896% | 0% | 0% | 5.594% | 0% | 2.648% | 0% | 0% | 0% | 0% | 0% | 0% | 0%
| 1811 | Furnace | ComFurnaces_Cadmus | NR | Warehouse | Gas | Per Building Sqft - Gas Pack >= 225 kBtuh - 82% TE Baseline | Warehouse Rooftop Gas Pack >= 225 kBtuh - High Efficiency - 92% TE CWAF | 50% | 50% | 50% | 50% | 50% | 50% | 50% | 50% | 50% | 50% | 50% | 50% | 50% | 50% | 50% | 50% | 50% | 50% | 50% | 0% | 0% | 0% | 0% | 0% | 0% | 0% | Furnace-NR | 0 |  | 0 | 0% | 9.27% | 0% | 0% | 0% | 7.071% | 0% | 0% | 0% | 0.9346% | 16.04% | 0% | 0% | 7.791% | 0% | 0% | 11.19% | 0% | 5.297% | 0% | 0% | 0% | 0% | 0% | 0% | 0% | 0% | 4.635% | 0% | 0% | 0% | 3.535% | 0% | 0% | 0% | 0.4673% | 8.018% | 0% | 0% | 3.896% | 0% | 0% | 5.594% | 0% | 2.648% | 0% | 0% | 0% | 0% | 0% | 0% | 0%
| 1811 | Furnace | ComFurnaces_Cadmus | NR | Supermarket | Gas | Per Building Sqft - Gas Pack >= 225 kBtuh - 82% TE Baseline | Supermarket Rooftop Gas Pack >= 225 kBtuh - High Efficiency - 92% TE CWAF | 50% | 50% | 50% | 50% | 50% | 50% | 50% | 50% | 50% | 50% | 50% | 50% | 50% | 50% | 50% | 50% | 50% | 50% | 50% | 0% | 0% | 0% | 0% | 0% | 0% | 0% | Furnace-NR | 0 |  | 0 | 0% | 9.27% | 0% | 0% | 0% | 7.071% | 0% | 0% | 0% | 0.9346% | 16.04% | 0% | 0% | 7.791% | 0% | 0% | 11.19% | 0% | 5.297% | 0% | 0% | 0% | 0% | 0% | 0% | 0% | 0% | 4.635% | 0% | 0% | 0% | 3.535% | 0% | 0% | 0% | 0.4673% | 8.018% | 0% | 0% | 3.896% | 0% | 0% | 5.594% | 0% | 2.648% | 0% | 0% | 0% | 0% | 0% | 0% | 0%
| 1811 | Furnace | ComFurnaces_Cadmus | NR | MiniMart | Gas | Per Building Sqft - Gas Pack >= 225 kBtuh - 82% TE Baseline | MiniMart Rooftop Gas Pack >= 225 kBtuh - High Efficiency - 92% TE CWAF | 50% | 50% | 50% | 50% | 50% | 50% | 50% | 50% | 50% | 50% | 50% | 50% | 50% | 50% | 50% | 50% | 50% | 50% | 50% | 0% | 0% | 0% | 0% | 0% | 0% | 0% | Furnace-NR | 0 |  | 0 | 0% | 9.27% | 0% | 0% | 0% | 7.071% | 0% | 0% | 0% | 0.9346% | 16.04% | 0% | 0% | 7.791% | 0% | 0% | 11.19% | 0% | 5.297% | 0% | 0% | 0% | 0% | 0% | 0% | 0% | 0% | 4.635% | 0% | 0% | 0% | 3.535% | 0% | 0% | 0% | 0.4673% | 8.018% | 0% | 0% | 3.896% | 0% | 0% | 5.594% | 0% | 2.648% | 0% | 0% | 0% | 0% | 0% | 0% | 0%
| 1811 | Furnace | ComFurnaces_Cadmus | NR | Restaurant | Gas | Per Building Sqft - Gas Pack >= 225 kBtuh - 82% TE Baseline | Restaurant Rooftop Gas Pack >= 225 kBtuh - High Efficiency - 92% TE CWAF | 50% | 50% | 50% | 50% | 50% | 50% | 50% | 50% | 50% | 50% | 50% | 50% | 50% | 50% | 50% | 50% | 50% | 50% | 50% | 0% | 0% | 0% | 0% | 0% | 0% | 0% | Furnace-NR | 0 |  | 0 | 0% | 9.27% | 0% | 0% | 0% | 7.071% | 0% | 0% | 0% | 0.9346% | 16.04% | 0% | 0% | 7.791% | 0% | 0% | 11.19% | 0% | 5.297% | 0% | 0% | 0% | 0% | 0% | 0% | 0% | 0% | 4.635% | 0% | 0% | 0% | 3.535% | 0% | 0% | 0% | 0.4673% | 8.018% | 0% | 0% | 3.896% | 0% | 0% | 5.594% | 0% | 2.648% | 0% | 0% | 0% | 0% | 0% | 0% | 0%
| 1811 | Furnace | ComFurnaces_Cadmus | NR | Lodging | Gas | Per Building Sqft - Gas Pack >= 225 kBtuh - 82% TE Baseline | Lodging Rooftop Gas Pack >= 225 kBtuh - High Efficiency - 92% TE CWAF | 50% | 50% | 50% | 50% | 50% | 50% | 50% | 50% | 50% | 50% | 50% | 50% | 50% | 50% | 50% | 50% | 50% | 50% | 50% | 0% | 0% | 0% | 0% | 0% | 0% | 0% | Furnace-NR | 0 |  | 0 | 0% | 9.27% | 0% | 0% | 0% | 7.071% | 0% | 0% | 0% | 0.9346% | 16.04% | 0% | 0% | 7.791% | 0% | 0% | 11.19% | 0% | 5.297% | 0% | 0% | 0% | 0% | 0% | 0% | 0% | 0% | 4.635% | 0% | 0% | 0% | 3.535% | 0% | 0% | 0% | 0.4673% | 8.018% | 0% | 0% | 3.896% | 0% | 0% | 5.594% | 0% | 2.648% | 0% | 0% | 0% | 0% | 0% | 0% | 0%
| 1811 | Furnace | ComFurnaces_Cadmus | NR | Hospital | Gas | Per Building Sqft - Gas Pack >= 225 kBtuh - 82% TE Baseline | Hospital Rooftop Gas Pack >= 225 kBtuh - High Efficiency - 92% TE CWAF | 50% | 50% | 50% | 50% | 50% | 50% | 50% | 50% | 50% | 50% | 50% | 50% | 50% | 50% | 50% | 50% | 50% | 50% | 50% | 0% | 0% | 0% | 0% | 0% | 0% | 0% | Furnace-NR | 0 |  | 0 | 0% | 9.27% | 0% | 0% | 0% | 7.071% | 0% | 0% | 0% | 0.9346% | 16.04% | 0% | 0% | 7.791% | 0% | 0% | 11.19% | 0% | 5.297% | 0% | 0% | 0% | 0% | 0% | 0% | 0% | 0% | 4.635% | 0% | 0% | 0% | 3.535% | 0% | 0% | 0% | 0.4673% | 8.018% | 0% | 0% | 3.896% | 0% | 0% | 5.594% | 0% | 2.648% | 0% | 0% | 0% | 0% | 0% | 0% | 0%
| 1811 | Furnace | ComFurnaces_Cadmus | NR | Residential Care | Gas | Per Building Sqft - Gas Pack >= 225 kBtuh - 82% TE Baseline | Residential Care Rooftop Gas Pack >= 225 kBtuh - High Efficiency - 92% TE CWAF | 50% | 50% | 50% | 50% | 50% | 50% | 50% | 50% | 50% | 50% | 50% | 50% | 50% | 50% | 50% | 50% | 50% | 50% | 50% | 0% | 0% | 0% | 0% | 0% | 0% | 0% | Furnace-NR | 0 |  | 0 | 0% | 9.27% | 0% | 0% | 0% | 7.071% | 0% | 0% | 0% | 0.9346% | 16.04% | 0% | 0% | 7.791% | 0% | 0% | 11.19% | 0% | 5.297% | 0% | 0% | 0% | 0% | 0% | 0% | 0% | 0% | 4.635% | 0% | 0% | 0% | 3.535% | 0% | 0% | 0% | 0.4673% | 8.018% | 0% | 0% | 3.896% | 0% | 0% | 5.594% | 0% | 2.648% | 0% | 0% | 0% | 0% | 0% | 0% | 0%
| 1811 | Furnace | ComFurnaces_Cadmus | NR | Assembly | Gas | Per Building Sqft - Gas Pack >= 225 kBtuh - 82% TE Baseline | Assembly Rooftop Gas Pack >= 225 kBtuh - High Efficiency - 92% TE CWAF | 50% | 50% | 50% | 50% | 50% | 50% | 50% | 50% | 50% | 50% | 50% | 50% | 50% | 50% | 50% | 50% | 50% | 50% | 50% | 0% | 0% | 0% | 0% | 0% | 0% | 0% | Furnace-NR | 0 |  | 0 | 0% | 9.27% | 0% | 0% | 0% | 7.071% | 0% | 0% | 0% | 0.9346% | 16.04% | 0% | 0% | 7.791% | 0% | 0% | 11.19% | 0% | 5.297% | 0% | 0% | 0% | 0% | 0% | 0% | 0% | 0% | 4.635% | 0% | 0% | 0% | 3.535% | 0% | 0% | 0% | 0.4673% | 8.018% | 0% | 0% | 3.896% | 0% | 0% | 5.594% | 0% | 2.648% | 0% | 0% | 0% | 0% | 0% | 0% | 0%
| 1811 | Furnace | ComFurnaces_Cadmus | NR | Other | Gas | Per Building Sqft - Gas Pack >= 225 kBtuh - 82% TE Baseline | Other Rooftop Gas Pack >= 225 kBtuh - High Efficiency - 92% TE CWAF | 50% | 50% | 50% | 50% | 50% | 50% | 50% | 50% | 50% | 50% | 50% | 50% | 50% | 50% | 50% | 50% | 50% | 50% | 50% | 0% | 0% | 0% | 0% | 0% | 0% | 0% | Furnace-NR | 0 |  | 0 | 0% | 9.27% | 0% | 0% | 0% | 7.071% | 0% | 0% | 0% | 0.9346% | 16.04% | 0% | 0% | 7.791% | 0% | 0% | 11.19% | 0% | 5.297% | 0% | 0% | 0% | 0% | 0% | 0% | 0% | 0% | 4.635% | 0% | 0% | 0% | 3.535% | 0% | 0% | 0% | 0.4673% | 8.018% | 0% | 0% | 3.896% | 0% | 0% | 5.594% | 0% | 2.648% | 0% | 0% | 0% | 0% | 0% | 0% | 0%
| 1811 | Griddles | ComGriddles_PSE | NR and New | All Commercial | Electric | Per Griddle - 2 Linear Ft - Electric - CKTCH | CKTCH: Griddle - 2 Linear Ft - E | 54.9% | 54.9% | 54.9% | 54.9% | 54.9% | 54.9% | 54.9% | 54.9% | 54.9% | 54.9% | 54.9% | 54.9% | 54.9% | 54.9% | 54.9% | 54.9% | 54.9% | 54.9% | 54.9% | 0% | 0% | 0% | 0% | 0% | 0% | 0% | Griddles-NR and New | Griddle-NR |  | 1 | 0% | 9.27% | 0% | 0% | 0% | 7.071% | 0% | 0% | 0% | 0.9346% | 16.04% | 0% | 0% | 7.791% | 0% | 0% | 11.19% | 0% | 5.297% | 0% | 0% | 0% | 0% | 0% | 0% | 0% | 0% | 5.089% | 0% | 0% | 0% | 3.882% | 0% | 0% | 0% | 0.5131% | 8.804% | 0% | 0% | 4.277% | 0% | 0% | 6.142% | 0% | 2.908% | 0% | 0% | 0% | 0% | 0% | 0% | 0%
| 1811 | Griddles | ComGriddles_PSE | NR and New | All Commercial | Gas | Per Griddle - 2 Linear Ft - Gas - CKTCH | CKTCH: Griddle - 2 Linear Ft - NG | 54.9% | 54.9% | 54.9% | 54.9% | 54.9% | 54.9% | 54.9% | 54.9% | 54.9% | 54.9% | 54.9% | 54.9% | 54.9% | 54.9% | 54.9% | 54.9% | 54.9% | 54.9% | 54.9% | 0% | 0% | 0% | 0% | 0% | 0% | 0% | Griddles-NR and New | Griddle-NR |  | 1 | 0% | 9.27% | 0% | 0% | 0% | 7.071% | 0% | 0% | 0% | 0.9346% | 16.04% | 0% | 0% | 7.791% | 0% | 0% | 11.19% | 0% | 5.297% | 0% | 0% | 0% | 0% | 0% | 0% | 0% | 0% | 5.089% | 0% | 0% | 0% | 3.882% | 0% | 0% | 0% | 0.5131% | 8.804% | 0% | 0% | 4.277% | 0% | 0% | 6.142% | 0% | 2.908% | 0% | 0% | 0% | 0% | 0% | 0% | 0%
| 1811 | Griddles | ComGriddles_PSE | NR and New | All Commercial | Electric | Per Griddle - 3 Linear Ft - Electric - CKTCH | CKTCH: Griddle - 3 Linear Ft - E | 54.9% | 54.9% | 54.9% | 54.9% | 54.9% | 54.9% | 54.9% | 54.9% | 54.9% | 54.9% | 54.9% | 54.9% | 54.9% | 54.9% | 54.9% | 54.9% | 54.9% | 54.9% | 54.9% | 0% | 0% | 0% | 0% | 0% | 0% | 0% | Griddles-NR and New | Griddle-NR |  | 1 | 0% | 9.27% | 0% | 0% | 0% | 7.071% | 0% | 0% | 0% | 0.9346% | 16.04% | 0% | 0% | 7.791% | 0% | 0% | 11.19% | 0% | 5.297% | 0% | 0% | 0% | 0% | 0% | 0% | 0% | 0% | 5.089% | 0% | 0% | 0% | 3.882% | 0% | 0% | 0% | 0.5131% | 8.804% | 0% | 0% | 4.277% | 0% | 0% | 6.142% | 0% | 2.908% | 0% | 0% | 0% | 0% | 0% | 0% | 0%
| 1811 | Griddles | ComGriddles_PSE | NR and New | All Commercial | Gas | Per Griddle - 3 Linear Ft - Gas - CKTCH | CKTCH: Griddle - 3 Linear Ft - NG | 54.9% | 54.9% | 54.9% | 54.9% | 54.9% | 54.9% | 54.9% | 54.9% | 54.9% | 54.9% | 54.9% | 54.9% | 54.9% | 54.9% | 54.9% | 54.9% | 54.9% | 54.9% | 54.9% | 0% | 0% | 0% | 0% | 0% | 0% | 0% | Griddles-NR and New | Griddle-NR |  | 1 | 0% | 9.27% | 0% | 0% | 0% | 7.071% | 0% | 0% | 0% | 0.9346% | 16.04% | 0% | 0% | 7.791% | 0% | 0% | 11.19% | 0% | 5.297% | 0% | 0% | 0% | 0% | 0% | 0% | 0% | 0% | 5.089% | 0% | 0% | 0% | 3.882% | 0% | 0% | 0% | 0.5131% | 8.804% | 0% | 0% | 4.277% | 0% | 0% | 6.142% | 0% | 2.908% | 0% | 0% | 0% | 0% | 0% | 0% | 0%
| 1811 | Griddles | ComGriddles_PSE | NR and New | All Commercial | Electric | Per Griddle - 4 Linear Ft - Electric - CKTCH | CKTCH: Griddle - 4 Linear Ft - E | 54.9% | 54.9% | 54.9% | 54.9% | 54.9% | 54.9% | 54.9% | 54.9% | 54.9% | 54.9% | 54.9% | 54.9% | 54.9% | 54.9% | 54.9% | 54.9% | 54.9% | 54.9% | 54.9% | 0% | 0% | 0% | 0% | 0% | 0% | 0% | Griddles-NR and New | Griddle-NR |  | 1 | 0% | 9.27% | 0% | 0% | 0% | 7.071% | 0% | 0% | 0% | 0.9346% | 16.04% | 0% | 0% | 7.791% | 0% | 0% | 11.19% | 0% | 5.297% | 0% | 0% | 0% | 0% | 0% | 0% | 0% | 0% | 5.089% | 0% | 0% | 0% | 3.882% | 0% | 0% | 0% | 0.5131% | 8.804% | 0% | 0% | 4.277% | 0% | 0% | 6.142% | 0% | 2.908% | 0% | 0% | 0% | 0% | 0% | 0% | 0%
| 1811 | Griddles | ComGriddles_PSE | NR and New | All Commercial | Gas | Per Griddle - 4 Linear Ft - Gas - CKTCH | CKTCH: Griddle - 4 Linear Ft - NG | 54.9% | 54.9% | 54.9% | 54.9% | 54.9% | 54.9% | 54.9% | 54.9% | 54.9% | 54.9% | 54.9% | 54.9% | 54.9% | 54.9% | 54.9% | 54.9% | 54.9% | 54.9% | 54.9% | 0% | 0% | 0% | 0% | 0% | 0% | 0% | Griddles-NR and New | Griddle-NR |  | 1 | 0% | 9.27% | 0% | 0% | 0% | 7.071% | 0% | 0% | 0% | 0.9346% | 16.04% | 0% | 0% | 7.791% | 0% | 0% | 11.19% | 0% | 5.297% | 0% | 0% | 0% | 0% | 0% | 0% | 0% | 0% | 5.089% | 0% | 0% | 0% | 3.882% | 0% | 0% | 0% | 0.5131% | 8.804% | 0% | 0% | 4.277% | 0% | 0% | 6.142% | 0% | 2.908% | 0% | 0% | 0% | 0% | 0% | 0% | 0%
| 1811 | Griddles | ComGriddles_PSE | NR and New | All Commercial | Electric | Per Griddle - 5 Linear Ft - Electric - CKTCH | CKTCH: Griddle - 5 Linear Ft - E | 54.9% | 54.9% | 54.9% | 54.9% | 54.9% | 54.9% | 54.9% | 54.9% | 54.9% | 54.9% | 54.9% | 54.9% | 54.9% | 54.9% | 54.9% | 54.9% | 54.9% | 54.9% | 54.9% | 0% | 0% | 0% | 0% | 0% | 0% | 0% | Griddles-NR and New | Griddle-NR |  | 1 | 0% | 9.27% | 0% | 0% | 0% | 7.071% | 0% | 0% | 0% | 0.9346% | 16.04% | 0% | 0% | 7.791% | 0% | 0% | 11.19% | 0% | 5.297% | 0% | 0% | 0% | 0% | 0% | 0% | 0% | 0% | 5.089% | 0% | 0% | 0% | 3.882% | 0% | 0% | 0% | 0.5131% | 8.804% | 0% | 0% | 4.277% | 0% | 0% | 6.142% | 0% | 2.908% | 0% | 0% | 0% | 0% | 0% | 0% | 0%
| 1811 | Griddles | ComGriddles_PSE | NR and New | All Commercial | Gas | Per Griddle - 5 Linear Ft - Gas - CKTCH | CKTCH: Griddle - 5 Linear Ft - NG | 54.9% | 54.9% | 54.9% | 54.9% | 54.9% | 54.9% | 54.9% | 54.9% | 54.9% | 54.9% | 54.9% | 54.9% | 54.9% | 54.9% | 54.9% | 54.9% | 54.9% | 54.9% | 54.9% | 0% | 0% | 0% | 0% | 0% | 0% | 0% | Griddles-NR and New | Griddle-NR |  | 1 | 0% | 9.27% | 0% | 0% | 0% | 7.071% | 0% | 0% | 0% | 0.9346% | 16.04% | 0% | 0% | 7.791% | 0% | 0% | 11.19% | 0% | 5.297% | 0% | 0% | 0% | 0% | 0% | 0% | 0% | 0% | 5.089% | 0% | 0% | 0% | 3.882% | 0% | 0% | 0% | 0.5131% | 8.804% | 0% | 0% | 4.277% | 0% | 0% | 6.142% | 0% | 2.908% | 0% | 0% | 0% | 0% | 0% | 0% | 0%
| 1811 | Griddles | ComGriddles_PSE | NR and New | All Commercial | Electric | Per Griddle - 6 Linear Ft - Electric - CKTCH | CKTCH: Griddle - 6 Linear Ft - E | 54.9% | 54.9% | 54.9% | 54.9% | 54.9% | 54.9% | 54.9% | 54.9% | 54.9% | 54.9% | 54.9% | 54.9% | 54.9% | 54.9% | 54.9% | 54.9% | 54.9% | 54.9% | 54.9% | 0% | 0% | 0% | 0% | 0% | 0% | 0% | Griddles-NR and New | Griddle-NR |  | 1 | 0% | 9.27% | 0% | 0% | 0% | 7.071% | 0% | 0% | 0% | 0.9346% | 16.04% | 0% | 0% | 7.791% | 0% | 0% | 11.19% | 0% | 5.297% | 0% | 0% | 0% | 0% | 0% | 0% | 0% | 0% | 5.089% | 0% | 0% | 0% | 3.882% | 0% | 0% | 0% | 0.5131% | 8.804% | 0% | 0% | 4.277% | 0% | 0% | 6.142% | 0% | 2.908% | 0% | 0% | 0% | 0% | 0% | 0% | 0%
| 1811 | Griddles | ComGriddles_PSE | NR and New | All Commercial | Gas | Per Griddle - 6 Linear Ft - Gas - CKTCH | CKTCH: Griddle - 6 Linear Ft - NG | 54.9% | 54.9% | 54.9% | 54.9% | 54.9% | 54.9% | 54.9% | 54.9% | 54.9% | 54.9% | 54.9% | 54.9% | 54.9% | 54.9% | 54.9% | 54.9% | 54.9% | 54.9% | 54.9% | 0% | 0% | 0% | 0% | 0% | 0% | 0% | Griddles-NR and New | Griddle-NR |  | 1 | 0% | 9.27% | 0% | 0% | 0% | 7.071% | 0% | 0% | 0% | 0.9346% | 16.04% | 0% | 0% | 7.791% | 0% | 0% | 11.19% | 0% | 5.297% | 0% | 0% | 0% | 0% | 0% | 0% | 0% | 0% | 5.089% | 0% | 0% | 0% | 3.882% | 0% | 0% | 0% | 0.5131% | 8.804% | 0% | 0% | 4.277% | 0% | 0% | 6.142% | 0% | 2.908% | 0% | 0% | 0% | 0% | 0% | 0% | 0%
| 1811 | Grocery Retrocommissioning | ComGroceryAntiSweatHeaterControls_v4_1 | Retro | All Commercial | Electric | Per Foot of Low Temperature Reach-In Case Covered By Anti Sweat Heater Controls | Anti-Sweat Heater Controls – Low Temp-HZ1 | 100% | 100% | 100% | 100% | 100% | 100% | 100% | 100% | 100% | 100% | 100% | 100% | 100% | 100% | 100% | 100% | 100% | 100% | 100% | 0% | 0% | 0% | 0% | 0% | 0% | 0% | Grocery Retrocommissioning-Retro | GroceryRefrigeration-Retro |  | 0 | 100% | 100% | 100% | 100% | 100% | 100% | 100% | 100% | 100% | 100% | 100% | 100% | 100% | 100% | 100% | 100% | 100% | 100% | 100% | 0% | 0% | 0% | 0% | 0% | 0% | 0% | 100% | 100% | 100% | 100% | 100% | 100% | 100% | 100% | 100% | 100% | 100% | 100% | 100% | 100% | 100% | 100% | 100% | 100% | 100% | 0% | 0% | 0% | 0% | 0% | 0% | 0%
| 1811 | Grocery Retrocommissioning | ComGroceryAntiSweatHeaterControls_v4_1 | Retro | All Commercial | Electric | Per Foot of Medium Temperature Reach-In Case Covered By Anti Sweat Heater Controls | Anti-Sweat Heater Controls – Med Temp-HZ1 | 100% | 100% | 100% | 100% | 100% | 100% | 100% | 100% | 100% | 100% | 100% | 100% | 100% | 100% | 100% | 100% | 100% | 100% | 100% | 0% | 0% | 0% | 0% | 0% | 0% | 0% | Grocery Retrocommissioning-Retro | GroceryRefrigeration-Retro |  | 0 | 0% | 0% | 0% | 0% | 0% | 0% | 0% | 0% | 0% | 0% | 0% | 0% | 0% | 0% | 0% | 0% | 0% | 0% | 0% | 0% | 0% | 0% | 0% | 0% | 0% | 0% | 0% | 0% | 0% | 0% | 0% | 0% | 0% | 0% | 0% | 0% | 0% | 0% | 0% | 0% | 0% | 0% | 0% | 0% | 0% | 0% | 0% | 0% | 0% | 0% | 0% | 0%
| 1811 | Grocery Retrocommissioning | ComGroceryCompressorECM_v3_1 | Retro | Supermarket | Electric | Per 20W ECM replacing 20W Shaded Pole | 20W_ECM replacing 20W_Shaded Pole | 100% | 100% | 100% | 100% | 100% | 100% | 100% | 100% | 100% | 100% | 100% | 100% | 100% | 100% | 100% | 100% | 100% | 100% | 100% | 0% | 0% | 0% | 0% | 0% | 0% | 0% | Grocery Retrocommissioning-Retro | GroceryRefrigeration-Retro |  | 0 | 33% | 33% | 33% | 33% | 33% | 33% | 33% | 33% | 33% | 33% | 33% | 33% | 33% | 33% | 33% | 33% | 33% | 33% | 33% | 0% | 0% | 0% | 0% | 0% | 0% | 0% | 33% | 33% | 33% | 33% | 33% | 33% | 33% | 33% | 33% | 33% | 33% | 33% | 33% | 33% | 33% | 33% | 33% | 33% | 33% | 0% | 0% | 0% | 0% | 0% | 0% | 0%
| 1811 | Grocery Retrocommissioning | ComGroceryCompressorECM_v3_1 | Retro | Supermarket | Electric | Per 20W ECM replacing 1/20HP Shaded Pole | 20W_ECM replacing 1/20HP_Shaded Pole | 100% | 100% | 100% | 100% | 100% | 100% | 100% | 100% | 100% | 100% | 100% | 100% | 100% | 100% | 100% | 100% | 100% | 100% | 100% | 0% | 0% | 0% | 0% | 0% | 0% | 0% | Grocery Retrocommissioning-Retro | GroceryRefrigeration-Retro |  | 0 | 33% | 33% | 33% | 33% | 33% | 33% | 33% | 33% | 33% | 33% | 33% | 33% | 33% | 33% | 33% | 33% | 33% | 33% | 33% | 0% | 0% | 0% | 0% | 0% | 0% | 0% | 33% | 33% | 33% | 33% | 33% | 33% | 33% | 33% | 33% | 33% | 33% | 33% | 33% | 33% | 33% | 33% | 33% | 33% | 33% | 0% | 0% | 0% | 0% | 0% | 0% | 0%
| 1811 | Grocery Retrocommissioning | ComGroceryCompressorECM_v3_1 | Retro | Supermarket | Electric | Per 20W ECM replacing 1/15HP Shaded Pole | 20W_ECM replacing 1/15HP_Shaded Pole | 100% | 100% | 100% | 100% | 100% | 100% | 100% | 100% | 100% | 100% | 100% | 100% | 100% | 100% | 100% | 100% | 100% | 100% | 100% | 0% | 0% | 0% | 0% | 0% | 0% | 0% | Grocery Retrocommissioning-Retro | GroceryRefrigeration-Retro |  | 0 | 33% | 33% | 33% | 33% | 33% | 33% | 33% | 33% | 33% | 33% | 33% | 33% | 33% | 33% | 33% | 33% | 33% | 33% | 33% | 0% | 0% | 0% | 0% | 0% | 0% | 0% | 33% | 33% | 33% | 33% | 33% | 33% | 33% | 33% | 33% | 33% | 33% | 33% | 33% | 33% | 33% | 33% | 33% | 33% | 33% | 0% | 0% | 0% | 0% | 0% | 0% | 0%
| 1811 | Grocery Retrocommissioning | ComGroceryCompressorECM_v3_1 | Retro | Supermarket | Electric | Per 20W ECM replacing 20W Permanent Split Capacitor | 20W_ECM replacing 20W_Permanent Split Capacitor | 100% | 100% | 100% | 100% | 100% | 100% | 100% | 100% | 100% | 100% | 100% | 100% | 100% | 100% | 100% | 100% | 100% | 100% | 100% | 0% | 0% | 0% | 0% | 0% | 0% | 0% | Grocery Retrocommissioning-Retro | GroceryRefrigeration-Retro |  | 0 | 33% | 33% | 33% | 33% | 33% | 33% | 33% | 33% | 33% | 33% | 33% | 33% | 33% | 33% | 33% | 33% | 33% | 33% | 33% | 0% | 0% | 0% | 0% | 0% | 0% | 0% | 33% | 33% | 33% | 33% | 33% | 33% | 33% | 33% | 33% | 33% | 33% | 33% | 33% | 33% | 33% | 33% | 33% | 33% | 33% | 0% | 0% | 0% | 0% | 0% | 0% | 0%
| 1811 | Grocery Retrocommissioning | ComGroceryCompressorECM_v3_1 | Retro | Supermarket | Electric | Per 20W ECM replacing 1/20HP Permanent Split Capacitor | 20W_ECM replacing 1/20HP_Permanent Split Capacitor | 100% | 100% | 100% | 100% | 100% | 100% | 100% | 100% | 100% | 100% | 100% | 100% | 100% | 100% | 100% | 100% | 100% | 100% | 100% | 0% | 0% | 0% | 0% | 0% | 0% | 0% | Grocery Retrocommissioning-Retro | GroceryRefrigeration-Retro |  | 0 | 33% | 33% | 33% | 33% | 33% | 33% | 33% | 33% | 33% | 33% | 33% | 33% | 33% | 33% | 33% | 33% | 33% | 33% | 33% | 0% | 0% | 0% | 0% | 0% | 0% | 0% | 33% | 33% | 33% | 33% | 33% | 33% | 33% | 33% | 33% | 33% | 33% | 33% | 33% | 33% | 33% | 33% | 33% | 33% | 33% | 0% | 0% | 0% | 0% | 0% | 0% | 0%
| 1811 | Grocery Retrocommissioning | ComGroceryCompressorECM_v3_1 | Retro | Supermarket | Electric | Per 20W ECM replacing 1/15HP Permanent Split Capacitor | 20W_ECM replacing 1/15HP_Permanent Split Capacitor | 100% | 100% | 100% | 100% | 100% | 100% | 100% | 100% | 100% | 100% | 100% | 100% | 100% | 100% | 100% | 100% | 100% | 100% | 100% | 0% | 0% | 0% | 0% | 0% | 0% | 0% | Grocery Retrocommissioning-Retro | GroceryRefrigeration-Retro |  | 0 | 33% | 33% | 33% | 33% | 33% | 33% | 33% | 33% | 33% | 33% | 33% | 33% | 33% | 33% | 33% | 33% | 33% | 33% | 33% | 0% | 0% | 0% | 0% | 0% | 0% | 0% | 33% | 33% | 33% | 33% | 33% | 33% | 33% | 33% | 33% | 33% | 33% | 33% | 33% | 33% | 33% | 33% | 33% | 33% | 33% | 0% | 0% | 0% | 0% | 0% | 0% | 0%
| 1811 | Grocery Retrocommissioning | ComGroceryCompressorECM_v3_1 | Retro | Supermarket | Electric | Per 1/20HP ECM replacing 20W Shaded Pole | 1/20HP_ECM replacing 20W_Shaded Pole | 100% | 100% | 100% | 100% | 100% | 100% | 100% | 100% | 100% | 100% | 100% | 100% | 100% | 100% | 100% | 100% | 100% | 100% | 100% | 0% | 0% | 0% | 0% | 0% | 0% | 0% | Grocery Retrocommissioning-Retro | GroceryRefrigeration-Retro |  | 0 | 33% | 33% | 33% | 33% | 33% | 33% | 33% | 33% | 33% | 33% | 33% | 33% | 33% | 33% | 33% | 33% | 33% | 33% | 33% | 0% | 0% | 0% | 0% | 0% | 0% | 0% | 33% | 33% | 33% | 33% | 33% | 33% | 33% | 33% | 33% | 33% | 33% | 33% | 33% | 33% | 33% | 33% | 33% | 33% | 33% | 0% | 0% | 0% | 0% | 0% | 0% | 0%
| 1811 | Grocery Retrocommissioning | ComGroceryCompressorECM_v3_1 | Retro | Supermarket | Electric | Per 1/20HP ECM replacing 1/20HP Shaded Pole | 1/20HP_ECM replacing 1/20HP_Shaded Pole | 100% | 100% | 100% | 100% | 100% | 100% | 100% | 100% | 100% | 100% | 100% | 100% | 100% | 100% | 100% | 100% | 100% | 100% | 100% | 0% | 0% | 0% | 0% | 0% | 0% | 0% | Grocery Retrocommissioning-Retro | GroceryRefrigeration-Retro |  | 0 | 33% | 33% | 33% | 33% | 33% | 33% | 33% | 33% | 33% | 33% | 33% | 33% | 33% | 33% | 33% | 33% | 33% | 33% | 33% | 0% | 0% | 0% | 0% | 0% | 0% | 0% | 33% | 33% | 33% | 33% | 33% | 33% | 33% | 33% | 33% | 33% | 33% | 33% | 33% | 33% | 33% | 33% | 33% | 33% | 33% | 0% | 0% | 0% | 0% | 0% | 0% | 0%
| 1811 | Grocery Retrocommissioning | ComGroceryCompressorECM_v3_1 | Retro | Supermarket | Electric | Per 1/20HP ECM replacing 1/15HP Shaded Pole | 1/20HP_ECM replacing 1/15HP_Shaded Pole | 100% | 100% | 100% | 100% | 100% | 100% | 100% | 100% | 100% | 100% | 100% | 100% | 100% | 100% | 100% | 100% | 100% | 100% | 100% | 0% | 0% | 0% | 0% | 0% | 0% | 0% | Grocery Retrocommissioning-Retro | GroceryRefrigeration-Retro |  | 0 | 33% | 33% | 33% | 33% | 33% | 33% | 33% | 33% | 33% | 33% | 33% | 33% | 33% | 33% | 33% | 33% | 33% | 33% | 33% | 0% | 0% | 0% | 0% | 0% | 0% | 0% | 33% | 33% | 33% | 33% | 33% | 33% | 33% | 33% | 33% | 33% | 33% | 33% | 33% | 33% | 33% | 33% | 33% | 33% | 33% | 0% | 0% | 0% | 0% | 0% | 0% | 0%
| 1811 | Grocery Retrocommissioning | ComGroceryCompressorECM_v3_1 | Retro | Supermarket | Electric | Per 1/20HP ECM replacing 20W Permanent Split Capacitor | 1/20HP_ECM replacing 20W_Permanent Split Capacitor | 100% | 100% | 100% | 100% | 100% | 100% | 100% | 100% | 100% | 100% | 100% | 100% | 100% | 100% | 100% | 100% | 100% | 100% | 100% | 0% | 0% | 0% | 0% | 0% | 0% | 0% | Grocery Retrocommissioning-Retro | GroceryRefrigeration-Retro |  | 0 | 33% | 33% | 33% | 33% | 33% | 33% | 33% | 33% | 33% | 33% | 33% | 33% | 33% | 33% | 33% | 33% | 33% | 33% | 33% | 0% | 0% | 0% | 0% | 0% | 0% | 0% | 33% | 33% | 33% | 33% | 33% | 33% | 33% | 33% | 33% | 33% | 33% | 33% | 33% | 33% | 33% | 33% | 33% | 33% | 33% | 0% | 0% | 0% | 0% | 0% | 0% | 0%
| 1811 | Grocery Retrocommissioning | ComGroceryCompressorECM_v3_1 | Retro | Supermarket | Electric | Per 1/20HP ECM replacing 1/20HP Permanent Split Capacitor | 1/20HP_ECM replacing 1/20HP_Permanent Split Capacitor | 100% | 100% | 100% | 100% | 100% | 100% | 100% | 100% | 100% | 100% | 100% | 100% | 100% | 100% | 100% | 100% | 100% | 100% | 100% | 0% | 0% | 0% | 0% | 0% | 0% | 0% | Grocery Retrocommissioning-Retro | GroceryRefrigeration-Retro |  | 0 | 33% | 33% | 33% | 33% | 33% | 33% | 33% | 33% | 33% | 33% | 33% | 33% | 33% | 33% | 33% | 33% | 33% | 33% | 33% | 0% | 0% | 0% | 0% | 0% | 0% | 0% | 33% | 33% | 33% | 33% | 33% | 33% | 33% | 33% | 33% | 33% | 33% | 33% | 33% | 33% | 33% | 33% | 33% | 33% | 33% | 0% | 0% | 0% | 0% | 0% | 0% | 0%
| 1811 | Grocery Retrocommissioning | ComGroceryCompressorECM_v3_1 | Retro | Supermarket | Electric | Per 1/20HP ECM replacing 1/15HP Permanent Split Capacitor | 1/20HP_ECM replacing 1/15HP_Permanent Split Capacitor | 100% | 100% | 100% | 100% | 100% | 100% | 100% | 100% | 100% | 100% | 100% | 100% | 100% | 100% | 100% | 100% | 100% | 100% | 100% | 0% | 0% | 0% | 0% | 0% | 0% | 0% | Grocery Retrocommissioning-Retro | GroceryRefrigeration-Retro |  | 0 | 33% | 33% | 33% | 33% | 33% | 33% | 33% | 33% | 33% | 33% | 33% | 33% | 33% | 33% | 33% | 33% | 33% | 33% | 33% | 0% | 0% | 0% | 0% | 0% | 0% | 0% | 33% | 33% | 33% | 33% | 33% | 33% | 33% | 33% | 33% | 33% | 33% | 33% | 33% | 33% | 33% | 33% | 33% | 33% | 33% | 0% | 0% | 0% | 0% | 0% | 0% | 0%
| 1811 | Grocery Retrocommissioning | ComGroceryCompressorECM_v3_1 | Retro | Supermarket | Electric | Per 1/15HP ECM replacing 20W Shaded Pole | 1/15HP_ECM replacing 20W_Shaded Pole | 100% | 100% | 100% | 100% | 100% | 100% | 100% | 100% | 100% | 100% | 100% | 100% | 100% | 100% | 100% | 100% | 100% | 100% | 100% | 0% | 0% | 0% | 0% | 0% | 0% | 0% | Grocery Retrocommissioning-Retro | GroceryRefrigeration-Retro |  | 0 | 33% | 33% | 33% | 33% | 33% | 33% | 33% | 33% | 33% | 33% | 33% | 33% | 33% | 33% | 33% | 33% | 33% | 33% | 33% | 0% | 0% | 0% | 0% | 0% | 0% | 0% | 33% | 33% | 33% | 33% | 33% | 33% | 33% | 33% | 33% | 33% | 33% | 33% | 33% | 33% | 33% | 33% | 33% | 33% | 33% | 0% | 0% | 0% | 0% | 0% | 0% | 0%
| 1811 | Grocery Retrocommissioning | ComGroceryCompressorECM_v3_1 | Retro | Supermarket | Electric | Per 1/15HP ECM replacing 1/20HP Shaded Pole | 1/15HP_ECM replacing 1/20HP_Shaded Pole | 100% | 100% | 100% | 100% | 100% | 100% | 100% | 100% | 100% | 100% | 100% | 100% | 100% | 100% | 100% | 100% | 100% | 100% | 100% | 0% | 0% | 0% | 0% | 0% | 0% | 0% | Grocery Retrocommissioning-Retro | GroceryRefrigeration-Retro |  | 0 | 33% | 33% | 33% | 33% | 33% | 33% | 33% | 33% | 33% | 33% | 33% | 33% | 33% | 33% | 33% | 33% | 33% | 33% | 33% | 0% | 0% | 0% | 0% | 0% | 0% | 0% | 33% | 33% | 33% | 33% | 33% | 33% | 33% | 33% | 33% | 33% | 33% | 33% | 33% | 33% | 33% | 33% | 33% | 33% | 33% | 0% | 0% | 0% | 0% | 0% | 0% | 0%
| 1811 | Grocery Retrocommissioning | ComGroceryCompressorECM_v3_1 | Retro | Supermarket | Electric | Per 1/15HP ECM replacing 1/15HP Shaded Pole | 1/15HP_ECM replacing 1/15HP_Shaded Pole | 100% | 100% | 100% | 100% | 100% | 100% | 100% | 100% | 100% | 100% | 100% | 100% | 100% | 100% | 100% | 100% | 100% | 100% | 100% | 0% | 0% | 0% | 0% | 0% | 0% | 0% | Grocery Retrocommissioning-Retro | GroceryRefrigeration-Retro |  | 0 | 33% | 33% | 33% | 33% | 33% | 33% | 33% | 33% | 33% | 33% | 33% | 33% | 33% | 33% | 33% | 33% | 33% | 33% | 33% | 0% | 0% | 0% | 0% | 0% | 0% | 0% | 33% | 33% | 33% | 33% | 33% | 33% | 33% | 33% | 33% | 33% | 33% | 33% | 33% | 33% | 33% | 33% | 33% | 33% | 33% | 0% | 0% | 0% | 0% | 0% | 0% | 0%
| 1811 | Grocery Retrocommissioning | ComGroceryCompressorECM_v3_1 | Retro | Supermarket | Electric | Per 1/15HP ECM replacing 20W Permanent Split Capacitor | 1/15HP_ECM replacing 20W_Permanent Split Capacitor | 100% | 100% | 100% | 100% | 100% | 100% | 100% | 100% | 100% | 100% | 100% | 100% | 100% | 100% | 100% | 100% | 100% | 100% | 100% | 0% | 0% | 0% | 0% | 0% | 0% | 0% | Grocery Retrocommissioning-Retro | GroceryRefrigeration-Retro |  | 0 | 33% | 33% | 33% | 33% | 33% | 33% | 33% | 33% | 33% | 33% | 33% | 33% | 33% | 33% | 33% | 33% | 33% | 33% | 33% | 0% | 0% | 0% | 0% | 0% | 0% | 0% | 33% | 33% | 33% | 33% | 33% | 33% | 33% | 33% | 33% | 33% | 33% | 33% | 33% | 33% | 33% | 33% | 33% | 33% | 33% | 0% | 0% | 0% | 0% | 0% | 0% | 0%
| 1811 | Grocery Retrocommissioning | ComGroceryCompressorECM_v3_1 | Retro | Supermarket | Electric | Per 1/15HP ECM replacing 1/20HP Permanent Split Capacitor | 1/15HP_ECM replacing 1/20HP_Permanent Split Capacitor | 100% | 100% | 100% | 100% | 100% | 100% | 100% | 100% | 100% | 100% | 100% | 100% | 100% | 100% | 100% | 100% | 100% | 100% | 100% | 0% | 0% | 0% | 0% | 0% | 0% | 0% | Grocery Retrocommissioning-Retro | GroceryRefrigeration-Retro |  | 0 | 33% | 33% | 33% | 33% | 33% | 33% | 33% | 33% | 33% | 33% | 33% | 33% | 33% | 33% | 33% | 33% | 33% | 33% | 33% | 0% | 0% | 0% | 0% | 0% | 0% | 0% | 33% | 33% | 33% | 33% | 33% | 33% | 33% | 33% | 33% | 33% | 33% | 33% | 33% | 33% | 33% | 33% | 33% | 33% | 33% | 0% | 0% | 0% | 0% | 0% | 0% | 0%
| 1811 | Grocery Retrocommissioning | ComGroceryCompressorECM_v3_1 | Retro | Supermarket | Electric | Per 1/15HP ECM replacing 1/15HP Permanent Split Capacitor | 1/15HP_ECM replacing 1/15HP_Permanent Split Capacitor | 100% | 100% | 100% | 100% | 100% | 100% | 100% | 100% | 100% | 100% | 100% | 100% | 100% | 100% | 100% | 100% | 100% | 100% | 100% | 0% | 0% | 0% | 0% | 0% | 0% | 0% | Grocery Retrocommissioning-Retro | GroceryRefrigeration-Retro |  | 0 | 33% | 33% | 33% | 33% | 33% | 33% | 33% | 33% | 33% | 33% | 33% | 33% | 33% | 33% | 33% | 33% | 33% | 33% | 33% | 0% | 0% | 0% | 0% | 0% | 0% | 0% | 33% | 33% | 33% | 33% | 33% | 33% | 33% | 33% | 33% | 33% | 33% | 33% | 33% | 33% | 33% | 33% | 33% | 33% | 33% | 0% | 0% | 0% | 0% | 0% | 0% | 0%
| 1811 | Grocery Retrocommissioning | ComGroceryCompressorECM_v3_1 | Retro | Supermarket | Electric | Per Fan Removal replacing 20W Shaded Pole | Fan Removal replacing 20W_Shaded Pole | 100% | 100% | 100% | 100% | 100% | 100% | 100% | 100% | 100% | 100% | 100% | 100% | 100% | 100% | 100% | 100% | 100% | 100% | 100% | 0% | 0% | 0% | 0% | 0% | 0% | 0% | Grocery Retrocommissioning-Retro | GroceryRefrigeration-Retro |  | 0 | 33% | 33% | 33% | 33% | 33% | 33% | 33% | 33% | 33% | 33% | 33% | 33% | 33% | 33% | 33% | 33% | 33% | 33% | 33% | 0% | 0% | 0% | 0% | 0% | 0% | 0% | 33% | 33% | 33% | 33% | 33% | 33% | 33% | 33% | 33% | 33% | 33% | 33% | 33% | 33% | 33% | 33% | 33% | 33% | 33% | 0% | 0% | 0% | 0% | 0% | 0% | 0%
| 1811 | Grocery Retrocommissioning | ComGroceryCompressorECM_v3_1 | Retro | Supermarket | Electric | Per Fan Removal replacing 1/20HP Shaded Pole | Fan Removal replacing 1/20HP_Shaded Pole | 100% | 100% | 100% | 100% | 100% | 100% | 100% | 100% | 100% | 100% | 100% | 100% | 100% | 100% | 100% | 100% | 100% | 100% | 100% | 0% | 0% | 0% | 0% | 0% | 0% | 0% | Grocery Retrocommissioning-Retro | GroceryRefrigeration-Retro |  | 0 | 33% | 33% | 33% | 33% | 33% | 33% | 33% | 33% | 33% | 33% | 33% | 33% | 33% | 33% | 33% | 33% | 33% | 33% | 33% | 0% | 0% | 0% | 0% | 0% | 0% | 0% | 33% | 33% | 33% | 33% | 33% | 33% | 33% | 33% | 33% | 33% | 33% | 33% | 33% | 33% | 33% | 33% | 33% | 33% | 33% | 0% | 0% | 0% | 0% | 0% | 0% | 0%
| 1811 | Grocery Retrocommissioning | ComGroceryCompressorECM_v3_1 | Retro | Supermarket | Electric | Per Fan Removal replacing 1/15HP Shaded Pole | Fan Removal replacing 1/15HP_Shaded Pole | 100% | 100% | 100% | 100% | 100% | 100% | 100% | 100% | 100% | 100% | 100% | 100% | 100% | 100% | 100% | 100% | 100% | 100% | 100% | 0% | 0% | 0% | 0% | 0% | 0% | 0% | Grocery Retrocommissioning-Retro | GroceryRefrigeration-Retro |  | 0 | 33% | 33% | 33% | 33% | 33% | 33% | 33% | 33% | 33% | 33% | 33% | 33% | 33% | 33% | 33% | 33% | 33% | 33% | 33% | 0% | 0% | 0% | 0% | 0% | 0% | 0% | 33% | 33% | 33% | 33% | 33% | 33% | 33% | 33% | 33% | 33% | 33% | 33% | 33% | 33% | 33% | 33% | 33% | 33% | 33% | 0% | 0% | 0% | 0% | 0% | 0% | 0%
| 1811 | Grocery Retrocommissioning | ComGroceryCompressorECM_v3_1 | Retro | Supermarket | Electric | Per Fan Removal replacing 20W Permanent Split Capacitor | Fan Removal replacing 20W_Permanent Split Capacitor | 100% | 100% | 100% | 100% | 100% | 100% | 100% | 100% | 100% | 100% | 100% | 100% | 100% | 100% | 100% | 100% | 100% | 100% | 100% | 0% | 0% | 0% | 0% | 0% | 0% | 0% | Grocery Retrocommissioning-Retro | GroceryRefrigeration-Retro |  | 0 | 33% | 33% | 33% | 33% | 33% | 33% | 33% | 33% | 33% | 33% | 33% | 33% | 33% | 33% | 33% | 33% | 33% | 33% | 33% | 0% | 0% | 0% | 0% | 0% | 0% | 0% | 33% | 33% | 33% | 33% | 33% | 33% | 33% | 33% | 33% | 33% | 33% | 33% | 33% | 33% | 33% | 33% | 33% | 33% | 33% | 0% | 0% | 0% | 0% | 0% | 0% | 0%
| 1811 | Grocery Retrocommissioning | ComGroceryCompressorECM_v3_1 | Retro | Supermarket | Electric | Per Fan Removal replacing 1/20HP Permanent Split Capacitor | Fan Removal replacing 1/20HP_Permanent Split Capacitor | 100% | 100% | 100% | 100% | 100% | 100% | 100% | 100% | 100% | 100% | 100% | 100% | 100% | 100% | 100% | 100% | 100% | 100% | 100% | 0% | 0% | 0% | 0% | 0% | 0% | 0% | Grocery Retrocommissioning-Retro | GroceryRefrigeration-Retro |  | 0 | 33% | 33% | 33% | 33% | 33% | 33% | 33% | 33% | 33% | 33% | 33% | 33% | 33% | 33% | 33% | 33% | 33% | 33% | 33% | 0% | 0% | 0% | 0% | 0% | 0% | 0% | 33% | 33% | 33% | 33% | 33% | 33% | 33% | 33% | 33% | 33% | 33% | 33% | 33% | 33% | 33% | 33% | 33% | 33% | 33% | 0% | 0% | 0% | 0% | 0% | 0% | 0%
| 1811 | Grocery Retrocommissioning | ComGroceryCompressorECM_v3_1 | Retro | Supermarket | Electric | Per Fan Removal replacing 1/15HP Permanent Split Capacitor | Fan Removal replacing 1/15HP_Permanent Split Capacitor | 100% | 100% | 100% | 100% | 100% | 100% | 100% | 100% | 100% | 100% | 100% | 100% | 100% | 100% | 100% | 100% | 100% | 100% | 100% | 0% | 0% | 0% | 0% | 0% | 0% | 0% | Grocery Retrocommissioning-Retro | GroceryRefrigeration-Retro |  | 0 | 33% | 33% | 33% | 33% | 33% | 33% | 33% | 33% | 33% | 33% | 33% | 33% | 33% | 33% | 33% | 33% | 33% | 33% | 33% | 0% | 0% | 0% | 0% | 0% | 0% | 0% | 33% | 33% | 33% | 33% | 33% | 33% | 33% | 33% | 33% | 33% | 33% | 33% | 33% | 33% | 33% | 33% | 33% | 33% | 33% | 0% | 0% | 0% | 0% | 0% | 0% | 0%
| 1811 | Display Case Fan | ComGroceryDisplayCaseEvapFanMotorRetrofit_v4_1 | Retro | All Commercial | Electric | Per Display Case Evaporator Fan Motor - Medium Temp - Replacing Shaded Pole 9 W output power | Medium Temp_ECM replacing Shaded Pole_9 W output power | 100% | 100% | 100% | 100% | 100% | 100% | 100% | 100% | 100% | 100% | 100% | 100% | 100% | 100% | 100% | 100% | 100% | 100% | 100% | 0% | 0% | 0% | 0% | 0% | 0% | 0% | Display Case Fan-Retro | Fans-Retro |  | 0 | 59.78% | 59.78% | 59.78% | 59.78% | 59.78% | 59.78% | 59.78% | 59.78% | 59.78% | 59.78% | 59.78% | 59.78% | 59.78% | 59.78% | 59.78% | 59.78% | 59.78% | 59.78% | 59.78% | 0% | 0% | 0% | 0% | 0% | 0% | 0% | 59.78% | 59.78% | 59.78% | 59.78% | 59.78% | 59.78% | 59.78% | 59.78% | 59.78% | 59.78% | 59.78% | 59.78% | 59.78% | 59.78% | 59.78% | 59.78% | 59.78% | 59.78% | 59.78% | 0% | 0% | 0% | 0% | 0% | 0% | 0%
| 1811 | Display Case Fan | ComGroceryDisplayCaseEvapFanMotorRetrofit_v4_1 | Retro | All Commercial | Electric | Per Display Case Evaporator Fan Motor - Medium Temp - Replacing Shaded Pole 10 to 15 W output power | Medium Temp_ECM replacing Shaded Pole_10 to 15 W output power | 100% | 100% | 100% | 100% | 100% | 100% | 100% | 100% | 100% | 100% | 100% | 100% | 100% | 100% | 100% | 100% | 100% | 100% | 100% | 0% | 0% | 0% | 0% | 0% | 0% | 0% | Display Case Fan-Retro | Fans-Retro |  | 0 | 59.78% | 59.78% | 59.78% | 59.78% | 59.78% | 59.78% | 59.78% | 59.78% | 59.78% | 59.78% | 59.78% | 59.78% | 59.78% | 59.78% | 59.78% | 59.78% | 59.78% | 59.78% | 59.78% | 0% | 0% | 0% | 0% | 0% | 0% | 0% | 59.78% | 59.78% | 59.78% | 59.78% | 59.78% | 59.78% | 59.78% | 59.78% | 59.78% | 59.78% | 59.78% | 59.78% | 59.78% | 59.78% | 59.78% | 59.78% | 59.78% | 59.78% | 59.78% | 0% | 0% | 0% | 0% | 0% | 0% | 0%
| 1811 | Display Case Fan | ComGroceryDisplayCaseEvapFanMotorRetrofit_v4_1 | Retro | All Commercial | Electric | Per Display Case Evaporator Fan Motor - Medium Temp - Replacing Shaded Pole 16 to 20 W output power | Medium Temp_ECM replacing Shaded Pole_16 to 20 W output power | 100% | 100% | 100% | 100% | 100% | 100% | 100% | 100% | 100% | 100% | 100% | 100% | 100% | 100% | 100% | 100% | 100% | 100% | 100% | 0% | 0% | 0% | 0% | 0% | 0% | 0% | Display Case Fan-Retro | Fans-Retro |  | 0 | 59.78% | 59.78% | 59.78% | 59.78% | 59.78% | 59.78% | 59.78% | 59.78% | 59.78% | 59.78% | 59.78% | 59.78% | 59.78% | 59.78% | 59.78% | 59.78% | 59.78% | 59.78% | 59.78% | 0% | 0% | 0% | 0% | 0% | 0% | 0% | 59.78% | 59.78% | 59.78% | 59.78% | 59.78% | 59.78% | 59.78% | 59.78% | 59.78% | 59.78% | 59.78% | 59.78% | 59.78% | 59.78% | 59.78% | 59.78% | 59.78% | 59.78% | 59.78% | 0% | 0% | 0% | 0% | 0% | 0% | 0%
| 1811 | Display Case Fan | ComGroceryDisplayCaseEvapFanMotorRetrofit_v4_1 | Retro | All Commercial | Electric | Per Display Case Evaporator Fan Motor - Medium Temp - Replacing Shaded Pole 20+ W output power | Medium Temp_ECM replacing Shaded Pole_20+ W output power | 100% | 100% | 100% | 100% | 100% | 100% | 100% | 100% | 100% | 100% | 100% | 100% | 100% | 100% | 100% | 100% | 100% | 100% | 100% | 0% | 0% | 0% | 0% | 0% | 0% | 0% | Display Case Fan-Retro | Fans-Retro |  | 0 | 59.78% | 59.78% | 59.78% | 59.78% | 59.78% | 59.78% | 59.78% | 59.78% | 59.78% | 59.78% | 59.78% | 59.78% | 59.78% | 59.78% | 59.78% | 59.78% | 59.78% | 59.78% | 59.78% | 0% | 0% | 0% | 0% | 0% | 0% | 0% | 59.78% | 59.78% | 59.78% | 59.78% | 59.78% | 59.78% | 59.78% | 59.78% | 59.78% | 59.78% | 59.78% | 59.78% | 59.78% | 59.78% | 59.78% | 59.78% | 59.78% | 59.78% | 59.78% | 0% | 0% | 0% | 0% | 0% | 0% | 0%
| 1811 | Display Case Fan | ComGroceryDisplayCaseEvapFanMotorRetrofit_v4_1 | Retro | All Commercial | Electric | Per Display Case Evaporator Fan Motor - Medium Temp - Replacing Permanent Split Capacitor 9 W output power | Medium Temp_ECM replacing Permanent Split Capacitor_9 W output power | 100% | 100% | 100% | 100% | 100% | 100% | 100% | 100% | 100% | 100% | 100% | 100% | 100% | 100% | 100% | 100% | 100% | 100% | 100% | 0% | 0% | 0% | 0% | 0% | 0% | 0% | Display Case Fan-Retro | Fans-Retro |  | 0 | 59.78% | 59.78% | 59.78% | 59.78% | 59.78% | 59.78% | 59.78% | 59.78% | 59.78% | 59.78% | 59.78% | 59.78% | 59.78% | 59.78% | 59.78% | 59.78% | 59.78% | 59.78% | 59.78% | 0% | 0% | 0% | 0% | 0% | 0% | 0% | 59.78% | 59.78% | 59.78% | 59.78% | 59.78% | 59.78% | 59.78% | 59.78% | 59.78% | 59.78% | 59.78% | 59.78% | 59.78% | 59.78% | 59.78% | 59.78% | 59.78% | 59.78% | 59.78% | 0% | 0% | 0% | 0% | 0% | 0% | 0%
| 1811 | Display Case Fan | ComGroceryDisplayCaseEvapFanMotorRetrofit_v4_1 | Retro | All Commercial | Electric | Per Display Case Evaporator Fan Motor - Medium Temp - Replacing Permanent Split Capacitor 10 to 15 W output power | Medium Temp_ECM replacing Permanent Split Capacitor_10 to 15 W output power | 100% | 100% | 100% | 100% | 100% | 100% | 100% | 100% | 100% | 100% | 100% | 100% | 100% | 100% | 100% | 100% | 100% | 100% | 100% | 0% | 0% | 0% | 0% | 0% | 0% | 0% | Display Case Fan-Retro | Fans-Retro |  | 0 | 59.78% | 59.78% | 59.78% | 59.78% | 59.78% | 59.78% | 59.78% | 59.78% | 59.78% | 59.78% | 59.78% | 59.78% | 59.78% | 59.78% | 59.78% | 59.78% | 59.78% | 59.78% | 59.78% | 0% | 0% | 0% | 0% | 0% | 0% | 0% | 59.78% | 59.78% | 59.78% | 59.78% | 59.78% | 59.78% | 59.78% | 59.78% | 59.78% | 59.78% | 59.78% | 59.78% | 59.78% | 59.78% | 59.78% | 59.78% | 59.78% | 59.78% | 59.78% | 0% | 0% | 0% | 0% | 0% | 0% | 0%
| 1811 | Display Case Fan | ComGroceryDisplayCaseEvapFanMotorRetrofit_v4_1 | Retro | All Commercial | Electric | Per Display Case Evaporator Fan Motor - Medium Temp - Replacing Permanent Split Capacitor 16 to 20 W output power | Medium Temp_ECM replacing Permanent Split Capacitor_16 to 20 W output power | 100% | 100% | 100% | 100% | 100% | 100% | 100% | 100% | 100% | 100% | 100% | 100% | 100% | 100% | 100% | 100% | 100% | 100% | 100% | 0% | 0% | 0% | 0% | 0% | 0% | 0% | Display Case Fan-Retro | Fans-Retro |  | 0 | 59.78% | 59.78% | 59.78% | 59.78% | 59.78% | 59.78% | 59.78% | 59.78% | 59.78% | 59.78% | 59.78% | 59.78% | 59.78% | 59.78% | 59.78% | 59.78% | 59.78% | 59.78% | 59.78% | 0% | 0% | 0% | 0% | 0% | 0% | 0% | 59.78% | 59.78% | 59.78% | 59.78% | 59.78% | 59.78% | 59.78% | 59.78% | 59.78% | 59.78% | 59.78% | 59.78% | 59.78% | 59.78% | 59.78% | 59.78% | 59.78% | 59.78% | 59.78% | 0% | 0% | 0% | 0% | 0% | 0% | 0%
| 1811 | Display Case Fan | ComGroceryDisplayCaseEvapFanMotorRetrofit_v4_1 | Retro | All Commercial | Electric | Per Display Case Evaporator Fan Motor - Medium Temp - Replacing Permanent Split Capacitor 20+ W output power | Medium Temp_ECM replacing Permanent Split Capacitor_20+ W output power | 100% | 100% | 100% | 100% | 100% | 100% | 100% | 100% | 100% | 100% | 100% | 100% | 100% | 100% | 100% | 100% | 100% | 100% | 100% | 0% | 0% | 0% | 0% | 0% | 0% | 0% | Display Case Fan-Retro | Fans-Retro |  | 0 | 59.78% | 59.78% | 59.78% | 59.78% | 59.78% | 59.78% | 59.78% | 59.78% | 59.78% | 59.78% | 59.78% | 59.78% | 59.78% | 59.78% | 59.78% | 59.78% | 59.78% | 59.78% | 59.78% | 0% | 0% | 0% | 0% | 0% | 0% | 0% | 59.78% | 59.78% | 59.78% | 59.78% | 59.78% | 59.78% | 59.78% | 59.78% | 59.78% | 59.78% | 59.78% | 59.78% | 59.78% | 59.78% | 59.78% | 59.78% | 59.78% | 59.78% | 59.78% | 0% | 0% | 0% | 0% | 0% | 0% | 0%
| 1811 | Display Case Fan | ComGroceryDisplayCaseEvapFanMotorRetrofit_v4_1 | Retro | All Commercial | Electric | Per Display Case Evaporator Fan Motor - Medium Temp - Replacing Shaded Pole 9 W output power | Medium Temp_PMSM replacing Shaded Pole_9 W output power | 100% | 100% | 100% | 100% | 100% | 100% | 100% | 100% | 100% | 100% | 100% | 100% | 100% | 100% | 100% | 100% | 100% | 100% | 100% | 0% | 0% | 0% | 0% | 0% | 0% | 0% | Display Case Fan-Retro | Fans-Retro |  | 0 | 59.78% | 59.78% | 59.78% | 59.78% | 59.78% | 59.78% | 59.78% | 59.78% | 59.78% | 59.78% | 59.78% | 59.78% | 59.78% | 59.78% | 59.78% | 59.78% | 59.78% | 59.78% | 59.78% | 0% | 0% | 0% | 0% | 0% | 0% | 0% | 59.78% | 59.78% | 59.78% | 59.78% | 59.78% | 59.78% | 59.78% | 59.78% | 59.78% | 59.78% | 59.78% | 59.78% | 59.78% | 59.78% | 59.78% | 59.78% | 59.78% | 59.78% | 59.78% | 0% | 0% | 0% | 0% | 0% | 0% | 0%
| 1811 | Display Case Fan | ComGroceryDisplayCaseEvapFanMotorRetrofit_v4_1 | Retro | All Commercial | Electric | Per Display Case Evaporator Fan Motor - Medium Temp - Replacing Shaded Pole 10 to 15 W output power | Medium Temp_PMSM replacing Shaded Pole_10 to 15 W output power | 100% | 100% | 100% | 100% | 100% | 100% | 100% | 100% | 100% | 100% | 100% | 100% | 100% | 100% | 100% | 100% | 100% | 100% | 100% | 0% | 0% | 0% | 0% | 0% | 0% | 0% | Display Case Fan-Retro | Fans-Retro |  | 0 | 59.78% | 59.78% | 59.78% | 59.78% | 59.78% | 59.78% | 59.78% | 59.78% | 59.78% | 59.78% | 59.78% | 59.78% | 59.78% | 59.78% | 59.78% | 59.78% | 59.78% | 59.78% | 59.78% | 0% | 0% | 0% | 0% | 0% | 0% | 0% | 59.78% | 59.78% | 59.78% | 59.78% | 59.78% | 59.78% | 59.78% | 59.78% | 59.78% | 59.78% | 59.78% | 59.78% | 59.78% | 59.78% | 59.78% | 59.78% | 59.78% | 59.78% | 59.78% | 0% | 0% | 0% | 0% | 0% | 0% | 0%
| 1811 | Display Case Fan | ComGroceryDisplayCaseEvapFanMotorRetrofit_v4_1 | Retro | All Commercial | Electric | Per Display Case Evaporator Fan Motor - Medium Temp - Replacing Permanent Split Capacitor 9 W output power | Medium Temp_PMSM replacing Permanent Split Capacitor_9 W output power | 100% | 100% | 100% | 100% | 100% | 100% | 100% | 100% | 100% | 100% | 100% | 100% | 100% | 100% | 100% | 100% | 100% | 100% | 100% | 0% | 0% | 0% | 0% | 0% | 0% | 0% | Display Case Fan-Retro | Fans-Retro |  | 0 | 59.78% | 59.78% | 59.78% | 59.78% | 59.78% | 59.78% | 59.78% | 59.78% | 59.78% | 59.78% | 59.78% | 59.78% | 59.78% | 59.78% | 59.78% | 59.78% | 59.78% | 59.78% | 59.78% | 0% | 0% | 0% | 0% | 0% | 0% | 0% | 59.78% | 59.78% | 59.78% | 59.78% | 59.78% | 59.78% | 59.78% | 59.78% | 59.78% | 59.78% | 59.78% | 59.78% | 59.78% | 59.78% | 59.78% | 59.78% | 59.78% | 59.78% | 59.78% | 0% | 0% | 0% | 0% | 0% | 0% | 0%
| 1811 | Display Case Fan | ComGroceryDisplayCaseEvapFanMotorRetrofit_v4_1 | Retro | All Commercial | Electric | Per Display Case Evaporator Fan Motor - Medium Temp - Replacing Permanent Split Capacitor 10 to 15 W output power | Medium Temp_PMSM replacing Permanent Split Capacitor_10 to 15 W output power | 100% | 100% | 100% | 100% | 100% | 100% | 100% | 100% | 100% | 100% | 100% | 100% | 100% | 100% | 100% | 100% | 100% | 100% | 100% | 0% | 0% | 0% | 0% | 0% | 0% | 0% | Display Case Fan-Retro | Fans-Retro |  | 0 | 59.78% | 59.78% | 59.78% | 59.78% | 59.78% | 59.78% | 59.78% | 59.78% | 59.78% | 59.78% | 59.78% | 59.78% | 59.78% | 59.78% | 59.78% | 59.78% | 59.78% | 59.78% | 59.78% | 0% | 0% | 0% | 0% | 0% | 0% | 0% | 59.78% | 59.78% | 59.78% | 59.78% | 59.78% | 59.78% | 59.78% | 59.78% | 59.78% | 59.78% | 59.78% | 59.78% | 59.78% | 59.78% | 59.78% | 59.78% | 59.78% | 59.78% | 59.78% | 0% | 0% | 0% | 0% | 0% | 0% | 0%
| 1811 | Display Case Fan | ComGroceryDisplayCaseEvapFanMotorRetrofit_v4_1 | Retro | All Commercial | Electric | Per Display Case Evaporator Fan Motor - Medium Temp - Replacing Electronically Commutated 9 W output power | Medium Temp_PMSM replacing Electronically Commutated_9 W output power | 100% | 100% | 100% | 100% | 100% | 100% | 100% | 100% | 100% | 100% | 100% | 100% | 100% | 100% | 100% | 100% | 100% | 100% | 100% | 0% | 0% | 0% | 0% | 0% | 0% | 0% | Display Case Fan-Retro | Fans-Retro |  | 0 | 59.78% | 59.78% | 59.78% | 59.78% | 59.78% | 59.78% | 59.78% | 59.78% | 59.78% | 59.78% | 59.78% | 59.78% | 59.78% | 59.78% | 59.78% | 59.78% | 59.78% | 59.78% | 59.78% | 0% | 0% | 0% | 0% | 0% | 0% | 0% | 59.78% | 59.78% | 59.78% | 59.78% | 59.78% | 59.78% | 59.78% | 59.78% | 59.78% | 59.78% | 59.78% | 59.78% | 59.78% | 59.78% | 59.78% | 59.78% | 59.78% | 59.78% | 59.78% | 0% | 0% | 0% | 0% | 0% | 0% | 0%
| 1811 | Display Case Fan | ComGroceryDisplayCaseEvapFanMotorRetrofit_v4_1 | Retro | All Commercial | Electric | Per Display Case Evaporator Fan Motor - Medium Temp - Replacing Electronically Commutated 10 to 15 W output power | Medium Temp_PMSM replacing Electronically Commutated_10 to 15 W output power | 100% | 100% | 100% | 100% | 100% | 100% | 100% | 100% | 100% | 100% | 100% | 100% | 100% | 100% | 100% | 100% | 100% | 100% | 100% | 0% | 0% | 0% | 0% | 0% | 0% | 0% | Display Case Fan-Retro | Fans-Retro |  | 0 | 59.78% | 59.78% | 59.78% | 59.78% | 59.78% | 59.78% | 59.78% | 59.78% | 59.78% | 59.78% | 59.78% | 59.78% | 59.78% | 59.78% | 59.78% | 59.78% | 59.78% | 59.78% | 59.78% | 0% | 0% | 0% | 0% | 0% | 0% | 0% | 59.78% | 59.78% | 59.78% | 59.78% | 59.78% | 59.78% | 59.78% | 59.78% | 59.78% | 59.78% | 59.78% | 59.78% | 59.78% | 59.78% | 59.78% | 59.78% | 59.78% | 59.78% | 59.78% | 0% | 0% | 0% | 0% | 0% | 0% | 0%
| 1811 | Display Case Fan | ComGroceryDisplayCaseEvapFanMotorRetrofit_v4_1 | Retro | All Commercial | Electric | Per Display Case Evaporator Fan Motor - Low Temp - Replacing Shaded Pole 9 W output power | Low Temp_ECM replacing Shaded Pole_9 W output power | 100% | 100% | 100% | 100% | 100% | 100% | 100% | 100% | 100% | 100% | 100% | 100% | 100% | 100% | 100% | 100% | 100% | 100% | 100% | 0% | 0% | 0% | 0% | 0% | 0% | 0% | Display Case Fan-Retro | Fans-Retro |  | 0 | 40.22% | 40.22% | 40.22% | 40.22% | 40.22% | 40.22% | 40.22% | 40.22% | 40.22% | 40.22% | 40.22% | 40.22% | 40.22% | 40.22% | 40.22% | 40.22% | 40.22% | 40.22% | 40.22% | 0% | 0% | 0% | 0% | 0% | 0% | 0% | 40.22% | 40.22% | 40.22% | 40.22% | 40.22% | 40.22% | 40.22% | 40.22% | 40.22% | 40.22% | 40.22% | 40.22% | 40.22% | 40.22% | 40.22% | 40.22% | 40.22% | 40.22% | 40.22% | 0% | 0% | 0% | 0% | 0% | 0% | 0%
| 1811 | Display Case Fan | ComGroceryDisplayCaseEvapFanMotorRetrofit_v4_1 | Retro | All Commercial | Electric | Per Display Case Evaporator Fan Motor - Low Temp - Replacing Shaded Pole 10 to 15 W output power | Low Temp_ECM replacing Shaded Pole_10 to 15 W output power | 100% | 100% | 100% | 100% | 100% | 100% | 100% | 100% | 100% | 100% | 100% | 100% | 100% | 100% | 100% | 100% | 100% | 100% | 100% | 0% | 0% | 0% | 0% | 0% | 0% | 0% | Display Case Fan-Retro | Fans-Retro |  | 0 | 40.22% | 40.22% | 40.22% | 40.22% | 40.22% | 40.22% | 40.22% | 40.22% | 40.22% | 40.22% | 40.22% | 40.22% | 40.22% | 40.22% | 40.22% | 40.22% | 40.22% | 40.22% | 40.22% | 0% | 0% | 0% | 0% | 0% | 0% | 0% | 40.22% | 40.22% | 40.22% | 40.22% | 40.22% | 40.22% | 40.22% | 40.22% | 40.22% | 40.22% | 40.22% | 40.22% | 40.22% | 40.22% | 40.22% | 40.22% | 40.22% | 40.22% | 40.22% | 0% | 0% | 0% | 0% | 0% | 0% | 0%
| 1811 | Display Case Fan | ComGroceryDisplayCaseEvapFanMotorRetrofit_v4_1 | Retro | All Commercial | Electric | Per Display Case Evaporator Fan Motor - Low Temp - Replacing Shaded Pole 16 to 20 W output power | Low Temp_ECM replacing Shaded Pole_16 to 20 W output power | 100% | 100% | 100% | 100% | 100% | 100% | 100% | 100% | 100% | 100% | 100% | 100% | 100% | 100% | 100% | 100% | 100% | 100% | 100% | 0% | 0% | 0% | 0% | 0% | 0% | 0% | Display Case Fan-Retro | Fans-Retro |  | 0 | 40.22% | 40.22% | 40.22% | 40.22% | 40.22% | 40.22% | 40.22% | 40.22% | 40.22% | 40.22% | 40.22% | 40.22% | 40.22% | 40.22% | 40.22% | 40.22% | 40.22% | 40.22% | 40.22% | 0% | 0% | 0% | 0% | 0% | 0% | 0% | 40.22% | 40.22% | 40.22% | 40.22% | 40.22% | 40.22% | 40.22% | 40.22% | 40.22% | 40.22% | 40.22% | 40.22% | 40.22% | 40.22% | 40.22% | 40.22% | 40.22% | 40.22% | 40.22% | 0% | 0% | 0% | 0% | 0% | 0% | 0%
| 1811 | Display Case Fan | ComGroceryDisplayCaseEvapFanMotorRetrofit_v4_1 | Retro | All Commercial | Electric | Per Display Case Evaporator Fan Motor - Low Temp - Replacing Shaded Pole 20+ W output power | Low Temp_ECM replacing Shaded Pole_20+ W output power | 100% | 100% | 100% | 100% | 100% | 100% | 100% | 100% | 100% | 100% | 100% | 100% | 100% | 100% | 100% | 100% | 100% | 100% | 100% | 0% | 0% | 0% | 0% | 0% | 0% | 0% | Display Case Fan-Retro | Fans-Retro |  | 0 | 40.22% | 40.22% | 40.22% | 40.22% | 40.22% | 40.22% | 40.22% | 40.22% | 40.22% | 40.22% | 40.22% | 40.22% | 40.22% | 40.22% | 40.22% | 40.22% | 40.22% | 40.22% | 40.22% | 0% | 0% | 0% | 0% | 0% | 0% | 0% | 40.22% | 40.22% | 40.22% | 40.22% | 40.22% | 40.22% | 40.22% | 40.22% | 40.22% | 40.22% | 40.22% | 40.22% | 40.22% | 40.22% | 40.22% | 40.22% | 40.22% | 40.22% | 40.22% | 0% | 0% | 0% | 0% | 0% | 0% | 0%
| 1811 | Display Case Fan | ComGroceryDisplayCaseEvapFanMotorRetrofit_v4_1 | Retro | All Commercial | Electric | Per Display Case Evaporator Fan Motor - Low Temp - Replacing Permanent Split Capacitor 9 W output power | Low Temp_ECM replacing Permanent Split Capacitor_9 W output power | 100% | 100% | 100% | 100% | 100% | 100% | 100% | 100% | 100% | 100% | 100% | 100% | 100% | 100% | 100% | 100% | 100% | 100% | 100% | 0% | 0% | 0% | 0% | 0% | 0% | 0% | Display Case Fan-Retro | Fans-Retro |  | 0 | 40.22% | 40.22% | 40.22% | 40.22% | 40.22% | 40.22% | 40.22% | 40.22% | 40.22% | 40.22% | 40.22% | 40.22% | 40.22% | 40.22% | 40.22% | 40.22% | 40.22% | 40.22% | 40.22% | 0% | 0% | 0% | 0% | 0% | 0% | 0% | 40.22% | 40.22% | 40.22% | 40.22% | 40.22% | 40.22% | 40.22% | 40.22% | 40.22% | 40.22% | 40.22% | 40.22% | 40.22% | 40.22% | 40.22% | 40.22% | 40.22% | 40.22% | 40.22% | 0% | 0% | 0% | 0% | 0% | 0% | 0%
| 1811 | Display Case Fan | ComGroceryDisplayCaseEvapFanMotorRetrofit_v4_1 | Retro | All Commercial | Electric | Per Display Case Evaporator Fan Motor - Low Temp - Replacing Permanent Split Capacitor 10 to 15 W output power | Low Temp_ECM replacing Permanent Split Capacitor_10 to 15 W output power | 100% | 100% | 100% | 100% | 100% | 100% | 100% | 100% | 100% | 100% | 100% | 100% | 100% | 100% | 100% | 100% | 100% | 100% | 100% | 0% | 0% | 0% | 0% | 0% | 0% | 0% | Display Case Fan-Retro | Fans-Retro |  | 0 | 40.22% | 40.22% | 40.22% | 40.22% | 40.22% | 40.22% | 40.22% | 40.22% | 40.22% | 40.22% | 40.22% | 40.22% | 40.22% | 40.22% | 40.22% | 40.22% | 40.22% | 40.22% | 40.22% | 0% | 0% | 0% | 0% | 0% | 0% | 0% | 40.22% | 40.22% | 40.22% | 40.22% | 40.22% | 40.22% | 40.22% | 40.22% | 40.22% | 40.22% | 40.22% | 40.22% | 40.22% | 40.22% | 40.22% | 40.22% | 40.22% | 40.22% | 40.22% | 0% | 0% | 0% | 0% | 0% | 0% | 0%
| 1811 | Display Case Fan | ComGroceryDisplayCaseEvapFanMotorRetrofit_v4_1 | Retro | All Commercial | Electric | Per Display Case Evaporator Fan Motor - Low Temp - Replacing Permanent Split Capacitor 16 to 20 W output power | Low Temp_ECM replacing Permanent Split Capacitor_16 to 20 W output power | 100% | 100% | 100% | 100% | 100% | 100% | 100% | 100% | 100% | 100% | 100% | 100% | 100% | 100% | 100% | 100% | 100% | 100% | 100% | 0% | 0% | 0% | 0% | 0% | 0% | 0% | Display Case Fan-Retro | Fans-Retro |  | 0 | 40.22% | 40.22% | 40.22% | 40.22% | 40.22% | 40.22% | 40.22% | 40.22% | 40.22% | 40.22% | 40.22% | 40.22% | 40.22% | 40.22% | 40.22% | 40.22% | 40.22% | 40.22% | 40.22% | 0% | 0% | 0% | 0% | 0% | 0% | 0% | 40.22% | 40.22% | 40.22% | 40.22% | 40.22% | 40.22% | 40.22% | 40.22% | 40.22% | 40.22% | 40.22% | 40.22% | 40.22% | 40.22% | 40.22% | 40.22% | 40.22% | 40.22% | 40.22% | 0% | 0% | 0% | 0% | 0% | 0% | 0%
| 1811 | Display Case Fan | ComGroceryDisplayCaseEvapFanMotorRetrofit_v4_1 | Retro | All Commercial | Electric | Per Display Case Evaporator Fan Motor - Low Temp - Replacing Permanent Split Capacitor 20+ W output power | Low Temp_ECM replacing Permanent Split Capacitor_20+ W output power | 100% | 100% | 100% | 100% | 100% | 100% | 100% | 100% | 100% | 100% | 100% | 100% | 100% | 100% | 100% | 100% | 100% | 100% | 100% | 0% | 0% | 0% | 0% | 0% | 0% | 0% | Display Case Fan-Retro | Fans-Retro |  | 0 | 40.22% | 40.22% | 40.22% | 40.22% | 40.22% | 40.22% | 40.22% | 40.22% | 40.22% | 40.22% | 40.22% | 40.22% | 40.22% | 40.22% | 40.22% | 40.22% | 40.22% | 40.22% | 40.22% | 0% | 0% | 0% | 0% | 0% | 0% | 0% | 40.22% | 40.22% | 40.22% | 40.22% | 40.22% | 40.22% | 40.22% | 40.22% | 40.22% | 40.22% | 40.22% | 40.22% | 40.22% | 40.22% | 40.22% | 40.22% | 40.22% | 40.22% | 40.22% | 0% | 0% | 0% | 0% | 0% | 0% | 0%
| 1811 | Display Case Fan | ComGroceryDisplayCaseEvapFanMotorRetrofit_v4_1 | Retro | All Commercial | Electric | Per Display Case Evaporator Fan Motor - Low Temp - Replacing Shaded Pole 9 W output power | Low Temp_PMSM replacing Shaded Pole_9 W output power | 100% | 100% | 100% | 100% | 100% | 100% | 100% | 100% | 100% | 100% | 100% | 100% | 100% | 100% | 100% | 100% | 100% | 100% | 100% | 0% | 0% | 0% | 0% | 0% | 0% | 0% | Display Case Fan-Retro | Fans-Retro |  | 0 | 40.22% | 40.22% | 40.22% | 40.22% | 40.22% | 40.22% | 40.22% | 40.22% | 40.22% | 40.22% | 40.22% | 40.22% | 40.22% | 40.22% | 40.22% | 40.22% | 40.22% | 40.22% | 40.22% | 0% | 0% | 0% | 0% | 0% | 0% | 0% | 40.22% | 40.22% | 40.22% | 40.22% | 40.22% | 40.22% | 40.22% | 40.22% | 40.22% | 40.22% | 40.22% | 40.22% | 40.22% | 40.22% | 40.22% | 40.22% | 40.22% | 40.22% | 40.22% | 0% | 0% | 0% | 0% | 0% | 0% | 0%
| 1811 | Display Case Fan | ComGroceryDisplayCaseEvapFanMotorRetrofit_v4_1 | Retro | All Commercial | Electric | Per Display Case Evaporator Fan Motor - Low Temp - Replacing Shaded Pole 10 to 15 W output power | Low Temp_PMSM replacing Shaded Pole_10 to 15 W output power | 100% | 100% | 100% | 100% | 100% | 100% | 100% | 100% | 100% | 100% | 100% | 100% | 100% | 100% | 100% | 100% | 100% | 100% | 100% | 0% | 0% | 0% | 0% | 0% | 0% | 0% | Display Case Fan-Retro | Fans-Retro |  | 0 | 40.22% | 40.22% | 40.22% | 40.22% | 40.22% | 40.22% | 40.22% | 40.22% | 40.22% | 40.22% | 40.22% | 40.22% | 40.22% | 40.22% | 40.22% | 40.22% | 40.22% | 40.22% | 40.22% | 0% | 0% | 0% | 0% | 0% | 0% | 0% | 40.22% | 40.22% | 40.22% | 40.22% | 40.22% | 40.22% | 40.22% | 40.22% | 40.22% | 40.22% | 40.22% | 40.22% | 40.22% | 40.22% | 40.22% | 40.22% | 40.22% | 40.22% | 40.22% | 0% | 0% | 0% | 0% | 0% | 0% | 0%
| 1811 | Display Case Fan | ComGroceryDisplayCaseEvapFanMotorRetrofit_v4_1 | Retro | All Commercial | Electric | Per Display Case Evaporator Fan Motor - Low Temp - Replacing Permanent Split Capacitor 9 W output power | Low Temp_PMSM replacing Permanent Split Capacitor_9 W output power | 100% | 100% | 100% | 100% | 100% | 100% | 100% | 100% | 100% | 100% | 100% | 100% | 100% | 100% | 100% | 100% | 100% | 100% | 100% | 0% | 0% | 0% | 0% | 0% | 0% | 0% | Display Case Fan-Retro | Fans-Retro |  | 0 | 40.22% | 40.22% | 40.22% | 40.22% | 40.22% | 40.22% | 40.22% | 40.22% | 40.22% | 40.22% | 40.22% | 40.22% | 40.22% | 40.22% | 40.22% | 40.22% | 40.22% | 40.22% | 40.22% | 0% | 0% | 0% | 0% | 0% | 0% | 0% | 40.22% | 40.22% | 40.22% | 40.22% | 40.22% | 40.22% | 40.22% | 40.22% | 40.22% | 40.22% | 40.22% | 40.22% | 40.22% | 40.22% | 40.22% | 40.22% | 40.22% | 40.22% | 40.22% | 0% | 0% | 0% | 0% | 0% | 0% | 0%
| 1811 | Display Case Fan | ComGroceryDisplayCaseEvapFanMotorRetrofit_v4_1 | Retro | All Commercial | Electric | Per Display Case Evaporator Fan Motor - Low Temp - Replacing Permanent Split Capacitor 10 to 15 W output power | Low Temp_PMSM replacing Permanent Split Capacitor_10 to 15 W output power | 100% | 100% | 100% | 100% | 100% | 100% | 100% | 100% | 100% | 100% | 100% | 100% | 100% | 100% | 100% | 100% | 100% | 100% | 100% | 0% | 0% | 0% | 0% | 0% | 0% | 0% | Display Case Fan-Retro | Fans-Retro |  | 0 | 40.22% | 40.22% | 40.22% | 40.22% | 40.22% | 40.22% | 40.22% | 40.22% | 40.22% | 40.22% | 40.22% | 40.22% | 40.22% | 40.22% | 40.22% | 40.22% | 40.22% | 40.22% | 40.22% | 0% | 0% | 0% | 0% | 0% | 0% | 0% | 40.22% | 40.22% | 40.22% | 40.22% | 40.22% | 40.22% | 40.22% | 40.22% | 40.22% | 40.22% | 40.22% | 40.22% | 40.22% | 40.22% | 40.22% | 40.22% | 40.22% | 40.22% | 40.22% | 0% | 0% | 0% | 0% | 0% | 0% | 0%
| 1811 | Display Case Fan | ComGroceryDisplayCaseEvapFanMotorRetrofit_v4_1 | Retro | All Commercial | Electric | Per Display Case Evaporator Fan Motor - Low Temp - Replacing Electronically Commutated 9 W output power | Low Temp_PMSM replacing Electronically Commutated_9 W output power | 100% | 100% | 100% | 100% | 100% | 100% | 100% | 100% | 100% | 100% | 100% | 100% | 100% | 100% | 100% | 100% | 100% | 100% | 100% | 0% | 0% | 0% | 0% | 0% | 0% | 0% | Display Case Fan-Retro | Fans-Retro |  | 0 | 40.22% | 40.22% | 40.22% | 40.22% | 40.22% | 40.22% | 40.22% | 40.22% | 40.22% | 40.22% | 40.22% | 40.22% | 40.22% | 40.22% | 40.22% | 40.22% | 40.22% | 40.22% | 40.22% | 0% | 0% | 0% | 0% | 0% | 0% | 0% | 40.22% | 40.22% | 40.22% | 40.22% | 40.22% | 40.22% | 40.22% | 40.22% | 40.22% | 40.22% | 40.22% | 40.22% | 40.22% | 40.22% | 40.22% | 40.22% | 40.22% | 40.22% | 40.22% | 0% | 0% | 0% | 0% | 0% | 0% | 0%
| 1811 | Display Case Fan | ComGroceryDisplayCaseEvapFanMotorRetrofit_v4_1 | Retro | All Commercial | Electric | Per Display Case Evaporator Fan Motor - Low Temp - Replacing Electronically Commutated 10 to 15 W output power | Low Temp_PMSM replacing Electronically Commutated_10 to 15 W output power | 100% | 100% | 100% | 100% | 100% | 100% | 100% | 100% | 100% | 100% | 100% | 100% | 100% | 100% | 100% | 100% | 100% | 100% | 100% | 0% | 0% | 0% | 0% | 0% | 0% | 0% | Display Case Fan-Retro | Fans-Retro |  | 0 | 40.22% | 40.22% | 40.22% | 40.22% | 40.22% | 40.22% | 40.22% | 40.22% | 40.22% | 40.22% | 40.22% | 40.22% | 40.22% | 40.22% | 40.22% | 40.22% | 40.22% | 40.22% | 40.22% | 0% | 0% | 0% | 0% | 0% | 0% | 0% | 40.22% | 40.22% | 40.22% | 40.22% | 40.22% | 40.22% | 40.22% | 40.22% | 40.22% | 40.22% | 40.22% | 40.22% | 40.22% | 40.22% | 40.22% | 40.22% | 40.22% | 40.22% | 40.22% | 0% | 0% | 0% | 0% | 0% | 0% | 0%
| 1811 | Display Case LEDs | ComGroceryDisplayCaseLighting_v1_2 | Retro | Supermarket | Electric | Per Linear Foot of Display Case - Single Row T8_Low Power LED_Inside Refrigerated Space_Medium Temperature Case | Single Row T8_Low Power LED_Inside Refrigerated Space_Medium Temperature Case | 1% | 1% | 1% | 1% | 1% | 1% | 1% | 1% | 1% | 1% | 1% | 1% | 1% | 1% | 1% | 1% | 1% | 1% | 1% | 0% | 0% | 0% | 0% | 0% | 0% | 0% | Display Case LEDs-Retro | Low Power LF Lamps-NR |  | 0 | 61.83% | 61.83% | 61.83% | 61.83% | 61.83% | 61.83% | 61.83% | 61.83% | 61.83% | 61.83% | 61.83% | 61.83% | 61.83% | 61.83% | 61.83% | 61.83% | 61.83% | 61.83% | 61.83% | 0% | 0% | 0% | 0% | 0% | 0% | 0% | 0.6183% | 0.6183% | 0.6183% | 0.6183% | 0.6183% | 0.6183% | 0.6183% | 0.6183% | 0.6183% | 0.6183% | 0.6183% | 0.6183% | 0.6183% | 0.6183% | 0.6183% | 0.6183% | 0.6183% | 0.6183% | 0.6183% | 0% | 0% | 0% | 0% | 0% | 0% | 0%
| 1811 | Display Case LEDs | ComGroceryDisplayCaseLighting_v1_2 | Retro | Supermarket | Electric | Per Linear Foot of Display Case - Single Row T12_Low Power LED_Inside Refrigerated Space_Medium Temperature Case | Single Row T12_Low Power LED_Inside Refrigerated Space_Medium Temperature Case | 1% | 1% | 1% | 1% | 1% | 1% | 1% | 1% | 1% | 1% | 1% | 1% | 1% | 1% | 1% | 1% | 1% | 1% | 1% | 0% | 0% | 0% | 0% | 0% | 0% | 0% | Display Case LEDs-Retro | Low Power LF Lamps-NR |  | 0 | 61.83% | 61.83% | 61.83% | 61.83% | 61.83% | 61.83% | 61.83% | 61.83% | 61.83% | 61.83% | 61.83% | 61.83% | 61.83% | 61.83% | 61.83% | 61.83% | 61.83% | 61.83% | 61.83% | 0% | 0% | 0% | 0% | 0% | 0% | 0% | 0.6183% | 0.6183% | 0.6183% | 0.6183% | 0.6183% | 0.6183% | 0.6183% | 0.6183% | 0.6183% | 0.6183% | 0.6183% | 0.6183% | 0.6183% | 0.6183% | 0.6183% | 0.6183% | 0.6183% | 0.6183% | 0.6183% | 0% | 0% | 0% | 0% | 0% | 0% | 0%
| 1811 | Display Case LEDs | ComGroceryDisplayCaseLighting_v1_2 | Retro | Supermarket | Electric | Per Linear Foot of Display Case - Double Row T8 _High Power LED_Inside Refrigerated Space_Medium Temperature Case | Double Row T8 _High Power LED_Inside Refrigerated Space_Medium Temperature Case | 1% | 1% | 1% | 1% | 1% | 1% | 1% | 1% | 1% | 1% | 1% | 1% | 1% | 1% | 1% | 1% | 1% | 1% | 1% | 0% | 0% | 0% | 0% | 0% | 0% | 0% | Display Case LEDs-Retro | Low Power LF Lamps-NR |  | 0 | 61.83% | 61.83% | 61.83% | 61.83% | 61.83% | 61.83% | 61.83% | 61.83% | 61.83% | 61.83% | 61.83% | 61.83% | 61.83% | 61.83% | 61.83% | 61.83% | 61.83% | 61.83% | 61.83% | 0% | 0% | 0% | 0% | 0% | 0% | 0% | 0.6183% | 0.6183% | 0.6183% | 0.6183% | 0.6183% | 0.6183% | 0.6183% | 0.6183% | 0.6183% | 0.6183% | 0.6183% | 0.6183% | 0.6183% | 0.6183% | 0.6183% | 0.6183% | 0.6183% | 0.6183% | 0.6183% | 0% | 0% | 0% | 0% | 0% | 0% | 0%
| 1811 | Display Case LEDs | ComGroceryDisplayCaseLighting_v1_2 | Retro | Supermarket | Electric | Per Linear Foot of Display Case - Double Row T12 _High Power LED_Inside Refrigerated Space_Medium Temperature Case | Double Row T12 _High Power LED_Inside Refrigerated Space_Medium Temperature Case | 1% | 1% | 1% | 1% | 1% | 1% | 1% | 1% | 1% | 1% | 1% | 1% | 1% | 1% | 1% | 1% | 1% | 1% | 1% | 0% | 0% | 0% | 0% | 0% | 0% | 0% | Display Case LEDs-Retro | Low Power LF Lamps-NR |  | 0 | 61.83% | 61.83% | 61.83% | 61.83% | 61.83% | 61.83% | 61.83% | 61.83% | 61.83% | 61.83% | 61.83% | 61.83% | 61.83% | 61.83% | 61.83% | 61.83% | 61.83% | 61.83% | 61.83% | 0% | 0% | 0% | 0% | 0% | 0% | 0% | 0.6183% | 0.6183% | 0.6183% | 0.6183% | 0.6183% | 0.6183% | 0.6183% | 0.6183% | 0.6183% | 0.6183% | 0.6183% | 0.6183% | 0.6183% | 0.6183% | 0.6183% | 0.6183% | 0.6183% | 0.6183% | 0.6183% | 0% | 0% | 0% | 0% | 0% | 0% | 0%
| 1811 | Display Case LEDs | ComGroceryDisplayCaseLighting_v1_2 | Retro | Supermarket | Electric | Per Linear Foot of Display Case - Delamp T8/T12 Single Row_No LED_Inside Refrigerated Space_Medium Temperature Case | Delamp T8/T12 Single Row_No LED_Inside Refrigerated Space_Medium Temperature Case | 1% | 1% | 1% | 1% | 1% | 1% | 1% | 1% | 1% | 1% | 1% | 1% | 1% | 1% | 1% | 1% | 1% | 1% | 1% | 0% | 0% | 0% | 0% | 0% | 0% | 0% | Display Case LEDs-Retro | Low Power LF Lamps-NR |  | 0 | 61.83% | 61.83% | 61.83% | 61.83% | 61.83% | 61.83% | 61.83% | 61.83% | 61.83% | 61.83% | 61.83% | 61.83% | 61.83% | 61.83% | 61.83% | 61.83% | 61.83% | 61.83% | 61.83% | 0% | 0% | 0% | 0% | 0% | 0% | 0% | 0.6183% | 0.6183% | 0.6183% | 0.6183% | 0.6183% | 0.6183% | 0.6183% | 0.6183% | 0.6183% | 0.6183% | 0.6183% | 0.6183% | 0.6183% | 0.6183% | 0.6183% | 0.6183% | 0.6183% | 0.6183% | 0.6183% | 0% | 0% | 0% | 0% | 0% | 0% | 0%
| 1811 | Display Case LEDs | ComGroceryDisplayCaseLighting_v1_2 | Retro | Supermarket | Electric | Per Linear Foot of Display Case - Delamp T8/T12 Double Row_No LED_Inside Refrigerated Space_Medium Temperature Case | Delamp T8/T12 Double Row_No LED_Inside Refrigerated Space_Medium Temperature Case | 1% | 1% | 1% | 1% | 1% | 1% | 1% | 1% | 1% | 1% | 1% | 1% | 1% | 1% | 1% | 1% | 1% | 1% | 1% | 0% | 0% | 0% | 0% | 0% | 0% | 0% | Display Case LEDs-Retro | Low Power LF Lamps-NR |  | 0 | 61.83% | 61.83% | 61.83% | 61.83% | 61.83% | 61.83% | 61.83% | 61.83% | 61.83% | 61.83% | 61.83% | 61.83% | 61.83% | 61.83% | 61.83% | 61.83% | 61.83% | 61.83% | 61.83% | 0% | 0% | 0% | 0% | 0% | 0% | 0% | 0.6183% | 0.6183% | 0.6183% | 0.6183% | 0.6183% | 0.6183% | 0.6183% | 0.6183% | 0.6183% | 0.6183% | 0.6183% | 0.6183% | 0.6183% | 0.6183% | 0.6183% | 0.6183% | 0.6183% | 0.6183% | 0.6183% | 0% | 0% | 0% | 0% | 0% | 0% | 0%
| 1811 | Display Case LEDs | ComGroceryDisplayCaseLighting_v1_2 | Retro | Supermarket | Electric | Per Linear Foot of Display Case - Single Row T8_Low Power LED_Outside Refrigerated Space_HVAC Interaction | Single Row T8_Low Power LED_Outside Refrigerated Space_HVAC Interaction | 1% | 1% | 1% | 1% | 1% | 1% | 1% | 1% | 1% | 1% | 1% | 1% | 1% | 1% | 1% | 1% | 1% | 1% | 1% | 0% | 0% | 0% | 0% | 0% | 0% | 0% | Display Case LEDs-Retro | Low Power LF Lamps-NR |  | 0 | 0% | 0% | 0% | 0% | 0% | 0% | 0% | 0% | 0% | 0% | 0% | 0% | 0% | 0% | 0% | 0% | 0% | 0% | 0% | 0% | 0% | 0% | 0% | 0% | 0% | 0% | 0% | 0% | 0% | 0% | 0% | 0% | 0% | 0% | 0% | 0% | 0% | 0% | 0% | 0% | 0% | 0% | 0% | 0% | 0% | 0% | 0% | 0% | 0% | 0% | 0% | 0%
| 1811 | Display Case LEDs | ComGroceryDisplayCaseLighting_v1_2 | Retro | Supermarket | Electric | Per Linear Foot of Display Case - Single Row T12_Low Power LED_Outside Refrigerated Space_HVAC Interaction | Single Row T12_Low Power LED_Outside Refrigerated Space_HVAC Interaction | 1% | 1% | 1% | 1% | 1% | 1% | 1% | 1% | 1% | 1% | 1% | 1% | 1% | 1% | 1% | 1% | 1% | 1% | 1% | 0% | 0% | 0% | 0% | 0% | 0% | 0% | Display Case LEDs-Retro | Low Power LF Lamps-NR |  | 0 | 0% | 0% | 0% | 0% | 0% | 0% | 0% | 0% | 0% | 0% | 0% | 0% | 0% | 0% | 0% | 0% | 0% | 0% | 0% | 0% | 0% | 0% | 0% | 0% | 0% | 0% | 0% | 0% | 0% | 0% | 0% | 0% | 0% | 0% | 0% | 0% | 0% | 0% | 0% | 0% | 0% | 0% | 0% | 0% | 0% | 0% | 0% | 0% | 0% | 0% | 0% | 0%
| 1811 | Display Case LEDs | ComGroceryDisplayCaseLighting_v1_2 | Retro | Supermarket | Electric | Per Linear Foot of Display Case - Double Row T8 _High Power LED_Outside Refrigerated Space_HVAC Interaction | Double Row T8 _High Power LED_Outside Refrigerated Space_HVAC Interaction | 1% | 1% | 1% | 1% | 1% | 1% | 1% | 1% | 1% | 1% | 1% | 1% | 1% | 1% | 1% | 1% | 1% | 1% | 1% | 0% | 0% | 0% | 0% | 0% | 0% | 0% | Display Case LEDs-Retro | Low Power LF Lamps-NR |  | 0 | 0% | 0% | 0% | 0% | 0% | 0% | 0% | 0% | 0% | 0% | 0% | 0% | 0% | 0% | 0% | 0% | 0% | 0% | 0% | 0% | 0% | 0% | 0% | 0% | 0% | 0% | 0% | 0% | 0% | 0% | 0% | 0% | 0% | 0% | 0% | 0% | 0% | 0% | 0% | 0% | 0% | 0% | 0% | 0% | 0% | 0% | 0% | 0% | 0% | 0% | 0% | 0%
| 1811 | Display Case LEDs | ComGroceryDisplayCaseLighting_v1_2 | Retro | Supermarket | Electric | Per Linear Foot of Display Case - Double Row T12 _High Power LED_Outside Refrigerated Space_HVAC Interaction | Double Row T12 _High Power LED_Outside Refrigerated Space_HVAC Interaction | 1% | 1% | 1% | 1% | 1% | 1% | 1% | 1% | 1% | 1% | 1% | 1% | 1% | 1% | 1% | 1% | 1% | 1% | 1% | 0% | 0% | 0% | 0% | 0% | 0% | 0% | Display Case LEDs-Retro | Low Power LF Lamps-NR |  | 0 | 0% | 0% | 0% | 0% | 0% | 0% | 0% | 0% | 0% | 0% | 0% | 0% | 0% | 0% | 0% | 0% | 0% | 0% | 0% | 0% | 0% | 0% | 0% | 0% | 0% | 0% | 0% | 0% | 0% | 0% | 0% | 0% | 0% | 0% | 0% | 0% | 0% | 0% | 0% | 0% | 0% | 0% | 0% | 0% | 0% | 0% | 0% | 0% | 0% | 0% | 0% | 0%
| 1811 | Display Case LEDs | ComGroceryDisplayCaseLighting_v1_2 | Retro | Supermarket | Electric | Per Linear Foot of Display Case - Delamp T8/T12 Single Row_No LED_Outside Refrigerated Space_HVAC Interaction | Delamp T8/T12 Single Row_No LED_Outside Refrigerated Space_HVAC Interaction | 1% | 1% | 1% | 1% | 1% | 1% | 1% | 1% | 1% | 1% | 1% | 1% | 1% | 1% | 1% | 1% | 1% | 1% | 1% | 0% | 0% | 0% | 0% | 0% | 0% | 0% | Display Case LEDs-Retro | Low Power LF Lamps-NR |  | 0 | 0% | 0% | 0% | 0% | 0% | 0% | 0% | 0% | 0% | 0% | 0% | 0% | 0% | 0% | 0% | 0% | 0% | 0% | 0% | 0% | 0% | 0% | 0% | 0% | 0% | 0% | 0% | 0% | 0% | 0% | 0% | 0% | 0% | 0% | 0% | 0% | 0% | 0% | 0% | 0% | 0% | 0% | 0% | 0% | 0% | 0% | 0% | 0% | 0% | 0% | 0% | 0%
| 1811 | Display Case LEDs | ComGroceryDisplayCaseLighting_v1_2 | Retro | Supermarket | Electric | Per Linear Foot of Display Case - Delamp T8/T12 Double Row_No LED_Outside Refrigerated Space_HVAC Interaction | Delamp T8/T12 Double Row_No LED_Outside Refrigerated Space_HVAC Interaction | 1% | 1% | 1% | 1% | 1% | 1% | 1% | 1% | 1% | 1% | 1% | 1% | 1% | 1% | 1% | 1% | 1% | 1% | 1% | 0% | 0% | 0% | 0% | 0% | 0% | 0% | Display Case LEDs-Retro | Low Power LF Lamps-NR |  | 0 | 0% | 0% | 0% | 0% | 0% | 0% | 0% | 0% | 0% | 0% | 0% | 0% | 0% | 0% | 0% | 0% | 0% | 0% | 0% | 0% | 0% | 0% | 0% | 0% | 0% | 0% | 0% | 0% | 0% | 0% | 0% | 0% | 0% | 0% | 0% | 0% | 0% | 0% | 0% | 0% | 0% | 0% | 0% | 0% | 0% | 0% | 0% | 0% | 0% | 0% | 0% | 0%
| 1811 | Display Case LEDs | ComGroceryDisplayCaseLighting_v1_2 | Retro | Supermarket | Electric | Per Linear Foot of Display Case - Single Row T8_Low Power LED_Inside Refrigerated Space_Low Temperature Case | Single Row T8_Low Power LED_Inside Refrigerated Space_Low Temperature Case | 1% | 1% | 1% | 1% | 1% | 1% | 1% | 1% | 1% | 1% | 1% | 1% | 1% | 1% | 1% | 1% | 1% | 1% | 1% | 0% | 0% | 0% | 0% | 0% | 0% | 0% | Display Case LEDs-Retro | Low Power LF Lamps-NR |  | 0 | 38.17% | 38.17% | 38.17% | 38.17% | 38.17% | 38.17% | 38.17% | 38.17% | 38.17% | 38.17% | 38.17% | 38.17% | 38.17% | 38.17% | 38.17% | 38.17% | 38.17% | 38.17% | 38.17% | 0% | 0% | 0% | 0% | 0% | 0% | 0% | 0.3817% | 0.3817% | 0.3817% | 0.3817% | 0.3817% | 0.3817% | 0.3817% | 0.3817% | 0.3817% | 0.3817% | 0.3817% | 0.3817% | 0.3817% | 0.3817% | 0.3817% | 0.3817% | 0.3817% | 0.3817% | 0.3817% | 0% | 0% | 0% | 0% | 0% | 0% | 0%
| 1811 | Display Case LEDs | ComGroceryDisplayCaseLighting_v1_2 | Retro | Supermarket | Electric | Per Linear Foot of Display Case - Single Row T12_Low Power LED_Inside Refrigerated Space_Low Temperature Case | Single Row T12_Low Power LED_Inside Refrigerated Space_Low Temperature Case | 1% | 1% | 1% | 1% | 1% | 1% | 1% | 1% | 1% | 1% | 1% | 1% | 1% | 1% | 1% | 1% | 1% | 1% | 1% | 0% | 0% | 0% | 0% | 0% | 0% | 0% | Display Case LEDs-Retro | Low Power LF Lamps-NR |  | 0 | 38.17% | 38.17% | 38.17% | 38.17% | 38.17% | 38.17% | 38.17% | 38.17% | 38.17% | 38.17% | 38.17% | 38.17% | 38.17% | 38.17% | 38.17% | 38.17% | 38.17% | 38.17% | 38.17% | 0% | 0% | 0% | 0% | 0% | 0% | 0% | 0.3817% | 0.3817% | 0.3817% | 0.3817% | 0.3817% | 0.3817% | 0.3817% | 0.3817% | 0.3817% | 0.3817% | 0.3817% | 0.3817% | 0.3817% | 0.3817% | 0.3817% | 0.3817% | 0.3817% | 0.3817% | 0.3817% | 0% | 0% | 0% | 0% | 0% | 0% | 0%
| 1811 | Display Case LEDs | ComGroceryDisplayCaseLighting_v1_2 | Retro | Supermarket | Electric | Per Linear Foot of Display Case - Double Row T8 _High Power LED_Inside Refrigerated Space_Low Temperature Case | Double Row T8 _High Power LED_Inside Refrigerated Space_Low Temperature Case | 1% | 1% | 1% | 1% | 1% | 1% | 1% | 1% | 1% | 1% | 1% | 1% | 1% | 1% | 1% | 1% | 1% | 1% | 1% | 0% | 0% | 0% | 0% | 0% | 0% | 0% | Display Case LEDs-Retro | Low Power LF Lamps-NR |  | 0 | 38.17% | 38.17% | 38.17% | 38.17% | 38.17% | 38.17% | 38.17% | 38.17% | 38.17% | 38.17% | 38.17% | 38.17% | 38.17% | 38.17% | 38.17% | 38.17% | 38.17% | 38.17% | 38.17% | 0% | 0% | 0% | 0% | 0% | 0% | 0% | 0.3817% | 0.3817% | 0.3817% | 0.3817% | 0.3817% | 0.3817% | 0.3817% | 0.3817% | 0.3817% | 0.3817% | 0.3817% | 0.3817% | 0.3817% | 0.3817% | 0.3817% | 0.3817% | 0.3817% | 0.3817% | 0.3817% | 0% | 0% | 0% | 0% | 0% | 0% | 0%
| 1811 | Display Case LEDs | ComGroceryDisplayCaseLighting_v1_2 | Retro | Supermarket | Electric | Per Linear Foot of Display Case - Double Row T12 _High Power LED_Inside Refrigerated Space_Low Temperature Case | Double Row T12 _High Power LED_Inside Refrigerated Space_Low Temperature Case | 1% | 1% | 1% | 1% | 1% | 1% | 1% | 1% | 1% | 1% | 1% | 1% | 1% | 1% | 1% | 1% | 1% | 1% | 1% | 0% | 0% | 0% | 0% | 0% | 0% | 0% | Display Case LEDs-Retro | Low Power LF Lamps-NR |  | 0 | 38.17% | 38.17% | 38.17% | 38.17% | 38.17% | 38.17% | 38.17% | 38.17% | 38.17% | 38.17% | 38.17% | 38.17% | 38.17% | 38.17% | 38.17% | 38.17% | 38.17% | 38.17% | 38.17% | 0% | 0% | 0% | 0% | 0% | 0% | 0% | 0.3817% | 0.3817% | 0.3817% | 0.3817% | 0.3817% | 0.3817% | 0.3817% | 0.3817% | 0.3817% | 0.3817% | 0.3817% | 0.3817% | 0.3817% | 0.3817% | 0.3817% | 0.3817% | 0.3817% | 0.3817% | 0.3817% | 0% | 0% | 0% | 0% | 0% | 0% | 0%
| 1811 | Display Case LEDs | ComGroceryDisplayCaseLighting_v1_2 | Retro | Supermarket | Electric | Per Linear Foot of Display Case - Delamp T8/T12 Single Row_No LED_Inside Refrigerated Space_Low Temperature Case | Delamp T8/T12 Single Row_No LED_Inside Refrigerated Space_Low Temperature Case | 1% | 1% | 1% | 1% | 1% | 1% | 1% | 1% | 1% | 1% | 1% | 1% | 1% | 1% | 1% | 1% | 1% | 1% | 1% | 0% | 0% | 0% | 0% | 0% | 0% | 0% | Display Case LEDs-Retro | Low Power LF Lamps-NR |  | 0 | 38.17% | 38.17% | 38.17% | 38.17% | 38.17% | 38.17% | 38.17% | 38.17% | 38.17% | 38.17% | 38.17% | 38.17% | 38.17% | 38.17% | 38.17% | 38.17% | 38.17% | 38.17% | 38.17% | 0% | 0% | 0% | 0% | 0% | 0% | 0% | 0.3817% | 0.3817% | 0.3817% | 0.3817% | 0.3817% | 0.3817% | 0.3817% | 0.3817% | 0.3817% | 0.3817% | 0.3817% | 0.3817% | 0.3817% | 0.3817% | 0.3817% | 0.3817% | 0.3817% | 0.3817% | 0.3817% | 0% | 0% | 0% | 0% | 0% | 0% | 0%
| 1811 | Display Case LEDs | ComGroceryDisplayCaseLighting_v1_2 | Retro | Supermarket | Electric | Per Linear Foot of Display Case - Delamp T8/T12 Double Row_No LED_Inside Refrigerated Space_Low Temperature Case | Delamp T8/T12 Double Row_No LED_Inside Refrigerated Space_Low Temperature Case | 1% | 1% | 1% | 1% | 1% | 1% | 1% | 1% | 1% | 1% | 1% | 1% | 1% | 1% | 1% | 1% | 1% | 1% | 1% | 0% | 0% | 0% | 0% | 0% | 0% | 0% | Display Case LEDs-Retro | Low Power LF Lamps-NR |  | 0 | 38.17% | 38.17% | 38.17% | 38.17% | 38.17% | 38.17% | 38.17% | 38.17% | 38.17% | 38.17% | 38.17% | 38.17% | 38.17% | 38.17% | 38.17% | 38.17% | 38.17% | 38.17% | 38.17% | 0% | 0% | 0% | 0% | 0% | 0% | 0% | 0.3817% | 0.3817% | 0.3817% | 0.3817% | 0.3817% | 0.3817% | 0.3817% | 0.3817% | 0.3817% | 0.3817% | 0.3817% | 0.3817% | 0.3817% | 0.3817% | 0.3817% | 0.3817% | 0.3817% | 0.3817% | 0.3817% | 0% | 0% | 0% | 0% | 0% | 0% | 0%
| 1811 | Display Case LEDs | ComGroceryDisplayCaseLighting_v1_2 | Retro | Supermarket | Electric | Per Linear Foot of Display Case - Motion Sensor_High Power LED | Motion Sensor_High Power LED__ | 1% | 1% | 1% | 1% | 1% | 1% | 1% | 1% | 1% | 1% | 1% | 1% | 1% | 1% | 1% | 1% | 1% | 1% | 1% | 0% | 0% | 0% | 0% | 0% | 0% | 0% | Display Case LEDs-Retro | Low Power LF Lamps-NR |  | 0 | 0% | 0% | 0% | 0% | 0% | 0% | 0% | 0% | 0% | 0% | 0% | 0% | 0% | 0% | 0% | 0% | 0% | 0% | 0% | 0% | 0% | 0% | 0% | 0% | 0% | 0% | 0% | 0% | 0% | 0% | 0% | 0% | 0% | 0% | 0% | 0% | 0% | 0% | 0% | 0% | 0% | 0% | 0% | 0% | 0% | 0% | 0% | 0% | 0% | 0% | 0% | 0%
| 1811 | Display Case LEDs | ComGroceryDisplayCaseLighting_v1_2 | Retro | Supermarket | Electric | Per Linear Foot of Display Case - Motion Sensor_Low Power LED | Motion Sensor_Low Power LED__ | 1% | 1% | 1% | 1% | 1% | 1% | 1% | 1% | 1% | 1% | 1% | 1% | 1% | 1% | 1% | 1% | 1% | 1% | 1% | 0% | 0% | 0% | 0% | 0% | 0% | 0% | Display Case LEDs-Retro | Low Power LF Lamps-NR |  | 0 | 0% | 0% | 0% | 0% | 0% | 0% | 0% | 0% | 0% | 0% | 0% | 0% | 0% | 0% | 0% | 0% | 0% | 0% | 0% | 0% | 0% | 0% | 0% | 0% | 0% | 0% | 0% | 0% | 0% | 0% | 0% | 0% | 0% | 0% | 0% | 0% | 0% | 0% | 0% | 0% | 0% | 0% | 0% | 0% | 0% | 0% | 0% | 0% | 0% | 0% | 0% | 0%
1 | 1811 | Door Gaskets | ComGroceryDoorGasketReplacement_v2_0 | Retro | Supermarket | Electric | Per Low Temp Glass Reach-in Door | Gaskets for Reach-in Glass Doors - Low Temp (per door) | 100% | 100% | 100% | 100% | 100% | 100% | 100% | 100% | 100% | 100% | 100% | 100% | 100% | 100% | 100% | 100% | 100% | 100% | 100% | 0% | 0% | 0% | 0% | 0% | 0% | 0% | Door Gaskets-Retro | GroceryRefrigeration-Retro |  | 0 | 100% | 100% | 100% | 100% | 100% | 100% | 100% | 100% | 100% | 100% | 100% | 100% | 100% | 100% | 100% | 100% | 100% | 100% | 100% | 0% | 0% | 0% | 0% | 0% | 0% | 0% | 100% | 100% | 100% | 100% | 100% | 100% | 100% | 100% | 100% | 100% | 100% | 100% | 100% | 100% | 100% | 100% | 100% | 100% | 100% | 0% | 0% | 0% | 0% | 0% | 0% | 0%
1 | 1811 | Door Gaskets | ComGroceryDoorGasketReplacement_v2_0 | Retro | Supermarket | Electric | Per Medium Temp Glass Reach-in Door | Gaskets for Reach-in Glass Doors - Medium Temp (per door) | 100% | 100% | 100% | 100% | 100% | 100% | 100% | 100% | 100% | 100% | 100% | 100% | 100% | 100% | 100% | 100% | 100% | 100% | 100% | 0% | 0% | 0% | 0% | 0% | 0% | 0% | Door Gaskets-Retro | GroceryRefrigeration-Retro |  | 0 | 100% | 100% | 100% | 100% | 100% | 100% | 100% | 100% | 100% | 100% | 100% | 100% | 100% | 100% | 100% | 100% | 100% | 100% | 100% | 0% | 0% | 0% | 0% | 0% | 0% | 0% | 100% | 100% | 100% | 100% | 100% | 100% | 100% | 100% | 100% | 100% | 100% | 100% | 100% | 100% | 100% | 100% | 100% | 100% | 100% | 0% | 0% | 0% | 0% | 0% | 0% | 0%
1 | 1811 | Door Gaskets | ComGroceryDoorGasketReplacement_v2_0 | Retro | Supermarket | Electric | Per Walk-in Freezer Door | Gaskets for Walk-in Freezer – Main Door (per door) | 100% | 100% | 100% | 100% | 100% | 100% | 100% | 100% | 100% | 100% | 100% | 100% | 100% | 100% | 100% | 100% | 100% | 100% | 100% | 0% | 0% | 0% | 0% | 0% | 0% | 0% | Door Gaskets-Retro | GroceryRefrigeration-Retro |  | 0 | 100% | 100% | 100% | 100% | 100% | 100% | 100% | 100% | 100% | 100% | 100% | 100% | 100% | 100% | 100% | 100% | 100% | 100% | 100% | 0% | 0% | 0% | 0% | 0% | 0% | 0% | 100% | 100% | 100% | 100% | 100% | 100% | 100% | 100% | 100% | 100% | 100% | 100% | 100% | 100% | 100% | 100% | 100% | 100% | 100% | 0% | 0% | 0% | 0% | 0% | 0% | 0%
1 | 1811 | Door Gaskets | ComGroceryDoorGasketReplacement_v2_0 | Retro | Supermarket | Electric | Per Walk-in Cooler Door | Gaskets for Walk-in Cooler – Main Door (per door) | 100% | 100% | 100% | 100% | 100% | 100% | 100% | 100% | 100% | 100% | 100% | 100% | 100% | 100% | 100% | 100% | 100% | 100% | 100% | 0% | 0% | 0% | 0% | 0% | 0% | 0% | Door Gaskets-Retro | GroceryRefrigeration-Retro |  | 0 | 100% | 100% | 100% | 100% | 100% | 100% | 100% | 100% | 100% | 100% | 100% | 100% | 100% | 100% | 100% | 100% | 100% | 100% | 100% | 0% | 0% | 0% | 0% | 0% | 0% | 0% | 100% | 100% | 100% | 100% | 100% | 100% | 100% | 100% | 100% | 100% | 100% | 100% | 100% | 100% | 100% | 100% | 100% | 100% | 100% | 0% | 0% | 0% | 0% | 0% | 0% | 0%
| 1811 | Floating Head Pressure | ComGroceryFHPCSingleCompressor_v2_1 | Retro | Supermarket | Electric | Per Floating Head Pressure - Condensing Unit - Medium Temperature 2-3 HP | Floating Head Pressure - Condensing Unit - Medium Temperature 2-3 HP | 0% | 0% | 0% | 0% | 0% | 0% | 0% | 55% | 55% | 0% | 55% | 55% | 0% | 0% | 55% | 0% | 0% | 0% | 0% | 0% | 0% | 0% | 0% | 0% | 0% | 0% | Floating Head Pressure-Retro | 0 |  | 0 | 25% | 25% | 25% | 25% | 25% | 25% | 25% | 25% | 25% | 25% | 25% | 25% | 25% | 25% | 25% | 25% | 25% | 25% | 25% | 0% | 0% | 0% | 0% | 0% | 0% | 0% | 0% | 0% | 0% | 0% | 0% | 0% | 0% | 13.75% | 13.75% | 0% | 13.75% | 13.75% | 0% | 0% | 13.75% | 0% | 0% | 0% | 0% | 0% | 0% | 0% | 0% | 0% | 0% | 0%
| 1811 | Floating Head Pressure | ComGroceryFHPCSingleCompressor_v2_1 | Retro | Supermarket | Electric | Per Floating Head Pressure - Condensing Unit - Low Temperature 2-3 HP | Floating Head Pressure - Condensing Unit - Low Temperature 2-3 HP | 0% | 0% | 0% | 0% | 0% | 0% | 0% | 55% | 55% | 0% | 55% | 55% | 0% | 0% | 55% | 0% | 0% | 0% | 0% | 0% | 0% | 0% | 0% | 0% | 0% | 0% | Floating Head Pressure-Retro | 0 |  | 0 | 25% | 25% | 25% | 25% | 25% | 25% | 25% | 25% | 25% | 25% | 25% | 25% | 25% | 25% | 25% | 25% | 25% | 25% | 25% | 0% | 0% | 0% | 0% | 0% | 0% | 0% | 0% | 0% | 0% | 0% | 0% | 0% | 0% | 13.75% | 13.75% | 0% | 13.75% | 13.75% | 0% | 0% | 13.75% | 0% | 0% | 0% | 0% | 0% | 0% | 0% | 0% | 0% | 0% | 0%
| 1811 | Floating Head Pressure | ComGroceryFHPCSingleCompressor_v2_1 | Retro | Supermarket | Electric | Per Floating Head Pressure - Condensing Unit - Medium Temperature 4-6 HP | Floating Head Pressure - Condensing Unit - Medium Temperature 4-6 HP | 0% | 0% | 0% | 0% | 0% | 0% | 0% | 55% | 55% | 0% | 55% | 55% | 0% | 0% | 55% | 0% | 0% | 0% | 0% | 0% | 0% | 0% | 0% | 0% | 0% | 0% | Floating Head Pressure-Retro | 0 |  | 0 | 25% | 25% | 25% | 25% | 25% | 25% | 25% | 25% | 25% | 25% | 25% | 25% | 25% | 25% | 25% | 25% | 25% | 25% | 25% | 0% | 0% | 0% | 0% | 0% | 0% | 0% | 0% | 0% | 0% | 0% | 0% | 0% | 0% | 13.75% | 13.75% | 0% | 13.75% | 13.75% | 0% | 0% | 13.75% | 0% | 0% | 0% | 0% | 0% | 0% | 0% | 0% | 0% | 0% | 0%
| 1811 | Floating Head Pressure | ComGroceryFHPCSingleCompressor_v2_1 | Retro | Supermarket | Electric | Per Floating Head Pressure - Condensing Unit - Low Temperature 4-6 HP | Floating Head Pressure - Condensing Unit - Low Temperature 4-6 HP | 0% | 0% | 0% | 0% | 0% | 0% | 0% | 55% | 55% | 0% | 55% | 55% | 0% | 0% | 55% | 0% | 0% | 0% | 0% | 0% | 0% | 0% | 0% | 0% | 0% | 0% | Floating Head Pressure-Retro | 0 |  | 0 | 25% | 25% | 25% | 25% | 25% | 25% | 25% | 25% | 25% | 25% | 25% | 25% | 25% | 25% | 25% | 25% | 25% | 25% | 25% | 0% | 0% | 0% | 0% | 0% | 0% | 0% | 0% | 0% | 0% | 0% | 0% | 0% | 0% | 13.75% | 13.75% | 0% | 13.75% | 13.75% | 0% | 0% | 13.75% | 0% | 0% | 0% | 0% | 0% | 0% | 0% | 0% | 0% | 0% | 0%
| 1811 | Floating Head Pressure | ComGroceryFHPCSingleCompressor_v2_1 | Retro | Supermarket | Electric | Per Floating Head Pressure - Condensing Unit - Medium Temperature 7-10 HP | Floating Head Pressure - Condensing Unit - Medium Temperature 7-10 HP | 0% | 0% | 0% | 0% | 0% | 0% | 0% | 55% | 55% | 0% | 55% | 55% | 0% | 0% | 55% | 0% | 0% | 0% | 0% | 0% | 0% | 0% | 0% | 0% | 0% | 0% | Floating Head Pressure-Retro | 0 |  | 0 | 25% | 25% | 25% | 25% | 25% | 25% | 25% | 25% | 25% | 25% | 25% | 25% | 25% | 25% | 25% | 25% | 25% | 25% | 25% | 0% | 0% | 0% | 0% | 0% | 0% | 0% | 0% | 0% | 0% | 0% | 0% | 0% | 0% | 13.75% | 13.75% | 0% | 13.75% | 13.75% | 0% | 0% | 13.75% | 0% | 0% | 0% | 0% | 0% | 0% | 0% | 0% | 0% | 0% | 0%
| 1811 | Floating Head Pressure | ComGroceryFHPCSingleCompressor_v2_1 | Retro | Supermarket | Electric | Per Floating Head Pressure - Condensing Unit - Low Temperature 7-10 HP | Floating Head Pressure - Condensing Unit - Low Temperature 7-10 HP | 0% | 0% | 0% | 0% | 0% | 0% | 0% | 55% | 55% | 0% | 55% | 55% | 0% | 0% | 55% | 0% | 0% | 0% | 0% | 0% | 0% | 0% | 0% | 0% | 0% | 0% | Floating Head Pressure-Retro | 0 |  | 0 | 25% | 25% | 25% | 25% | 25% | 25% | 25% | 25% | 25% | 25% | 25% | 25% | 25% | 25% | 25% | 25% | 25% | 25% | 25% | 0% | 0% | 0% | 0% | 0% | 0% | 0% | 0% | 0% | 0% | 0% | 0% | 0% | 0% | 13.75% | 13.75% | 0% | 13.75% | 13.75% | 0% | 0% | 13.75% | 0% | 0% | 0% | 0% | 0% | 0% | 0% | 0% | 0% | 0% | 0%
| 1811 | Floating Head Pressure | ComGroceryFHPCSingleCompressor_v2_1 | Retro | Supermarket | Electric | Per Floating Head Pressure - Condensing Unit - Medium Temperature 11-15 HP | Floating Head Pressure - Condensing Unit - Medium Temperature 11-15 HP | 0% | 0% | 0% | 0% | 0% | 0% | 0% | 55% | 55% | 0% | 55% | 55% | 0% | 0% | 55% | 0% | 0% | 0% | 0% | 0% | 0% | 0% | 0% | 0% | 0% | 0% | Floating Head Pressure-Retro | 0 |  | 0 | 25% | 25% | 25% | 25% | 25% | 25% | 25% | 25% | 25% | 25% | 25% | 25% | 25% | 25% | 25% | 25% | 25% | 25% | 25% | 0% | 0% | 0% | 0% | 0% | 0% | 0% | 0% | 0% | 0% | 0% | 0% | 0% | 0% | 13.75% | 13.75% | 0% | 13.75% | 13.75% | 0% | 0% | 13.75% | 0% | 0% | 0% | 0% | 0% | 0% | 0% | 0% | 0% | 0% | 0%
| 1811 | Floating Head Pressure | ComGroceryFHPCSingleCompressor_v2_1 | Retro | Supermarket | Electric | Per Floating Head Pressure - Condensing Unit - Low Temperature 11-15 HP | Floating Head Pressure - Condensing Unit - Low Temperature 11-15 HP | 0% | 0% | 0% | 0% | 0% | 0% | 0% | 55% | 55% | 0% | 55% | 55% | 0% | 0% | 55% | 0% | 0% | 0% | 0% | 0% | 0% | 0% | 0% | 0% | 0% | 0% | Floating Head Pressure-Retro | 0 |  | 0 | 25% | 25% | 25% | 25% | 25% | 25% | 25% | 25% | 25% | 25% | 25% | 25% | 25% | 25% | 25% | 25% | 25% | 25% | 25% | 0% | 0% | 0% | 0% | 0% | 0% | 0% | 0% | 0% | 0% | 0% | 0% | 0% | 0% | 13.75% | 13.75% | 0% | 13.75% | 13.75% | 0% | 0% | 13.75% | 0% | 0% | 0% | 0% | 0% | 0% | 0% | 0% | 0% | 0% | 0%
| 1811 | Floating Head Pressure | ComGroceryFHPCSingleCompressor_v2_1 | Retro | Supermarket | Electric | Per Floating Head Pressure - Remote Condenser - Medium Temperature 2-3 HP | Floating Head Pressure - Remote Condenser - Medium Temperature 2-3 HP | 0% | 0% | 0% | 0% | 0% | 0% | 0% | 55% | 55% | 0% | 55% | 55% | 0% | 0% | 55% | 0% | 0% | 0% | 0% | 0% | 0% | 0% | 0% | 0% | 0% | 0% | Floating Head Pressure-Retro | 0 |  | 0 | 25% | 25% | 25% | 25% | 25% | 25% | 25% | 25% | 25% | 25% | 25% | 25% | 25% | 25% | 25% | 25% | 25% | 25% | 25% | 0% | 0% | 0% | 0% | 0% | 0% | 0% | 0% | 0% | 0% | 0% | 0% | 0% | 0% | 13.75% | 13.75% | 0% | 13.75% | 13.75% | 0% | 0% | 13.75% | 0% | 0% | 0% | 0% | 0% | 0% | 0% | 0% | 0% | 0% | 0%
| 1811 | Floating Head Pressure | ComGroceryFHPCSingleCompressor_v2_1 | Retro | Supermarket | Electric | Per Floating Head Pressure - Remote Condenser - Low Temperature 2-3 HP | Floating Head Pressure - Remote Condenser - Low Temperature 2-3 HP | 0% | 0% | 0% | 0% | 0% | 0% | 0% | 55% | 55% | 0% | 55% | 55% | 0% | 0% | 55% | 0% | 0% | 0% | 0% | 0% | 0% | 0% | 0% | 0% | 0% | 0% | Floating Head Pressure-Retro | 0 |  | 0 | 25% | 25% | 25% | 25% | 25% | 25% | 25% | 25% | 25% | 25% | 25% | 25% | 25% | 25% | 25% | 25% | 25% | 25% | 25% | 0% | 0% | 0% | 0% | 0% | 0% | 0% | 0% | 0% | 0% | 0% | 0% | 0% | 0% | 13.75% | 13.75% | 0% | 13.75% | 13.75% | 0% | 0% | 13.75% | 0% | 0% | 0% | 0% | 0% | 0% | 0% | 0% | 0% | 0% | 0%
| 1811 | Floating Head Pressure | ComGroceryFHPCSingleCompressor_v2_1 | Retro | Supermarket | Electric | Per Floating Head Pressure - Remote Condenser - Medium Temperature 4-6 HP | Floating Head Pressure - Remote Condenser - Medium Temperature 4-6 HP | 0% | 0% | 0% | 0% | 0% | 0% | 0% | 55% | 55% | 0% | 55% | 55% | 0% | 0% | 55% | 0% | 0% | 0% | 0% | 0% | 0% | 0% | 0% | 0% | 0% | 0% | Floating Head Pressure-Retro | 0 |  | 0 | 25% | 25% | 25% | 25% | 25% | 25% | 25% | 25% | 25% | 25% | 25% | 25% | 25% | 25% | 25% | 25% | 25% | 25% | 25% | 0% | 0% | 0% | 0% | 0% | 0% | 0% | 0% | 0% | 0% | 0% | 0% | 0% | 0% | 13.75% | 13.75% | 0% | 13.75% | 13.75% | 0% | 0% | 13.75% | 0% | 0% | 0% | 0% | 0% | 0% | 0% | 0% | 0% | 0% | 0%
| 1811 | Floating Head Pressure | ComGroceryFHPCSingleCompressor_v2_1 | Retro | Supermarket | Electric | Per Floating Head Pressure - Remote Condenser - Low Temperature 4-6 HP | Floating Head Pressure - Remote Condenser - Low Temperature 4-6 HP | 0% | 0% | 0% | 0% | 0% | 0% | 0% | 55% | 55% | 0% | 55% | 55% | 0% | 0% | 55% | 0% | 0% | 0% | 0% | 0% | 0% | 0% | 0% | 0% | 0% | 0% | Floating Head Pressure-Retro | 0 |  | 0 | 25% | 25% | 25% | 25% | 25% | 25% | 25% | 25% | 25% | 25% | 25% | 25% | 25% | 25% | 25% | 25% | 25% | 25% | 25% | 0% | 0% | 0% | 0% | 0% | 0% | 0% | 0% | 0% | 0% | 0% | 0% | 0% | 0% | 13.75% | 13.75% | 0% | 13.75% | 13.75% | 0% | 0% | 13.75% | 0% | 0% | 0% | 0% | 0% | 0% | 0% | 0% | 0% | 0% | 0%
| 1811 | Floating Head Pressure | ComGroceryFHPCSingleCompressor_v2_1 | Retro | Supermarket | Electric | Per Floating Head Pressure - Remote Condenser - Medium Temperature 7-10 HP | Floating Head Pressure - Remote Condenser - Medium Temperature 7-10 HP | 0% | 0% | 0% | 0% | 0% | 0% | 0% | 55% | 55% | 0% | 55% | 55% | 0% | 0% | 55% | 0% | 0% | 0% | 0% | 0% | 0% | 0% | 0% | 0% | 0% | 0% | Floating Head Pressure-Retro | 0 |  | 0 | 25% | 25% | 25% | 25% | 25% | 25% | 25% | 25% | 25% | 25% | 25% | 25% | 25% | 25% | 25% | 25% | 25% | 25% | 25% | 0% | 0% | 0% | 0% | 0% | 0% | 0% | 0% | 0% | 0% | 0% | 0% | 0% | 0% | 13.75% | 13.75% | 0% | 13.75% | 13.75% | 0% | 0% | 13.75% | 0% | 0% | 0% | 0% | 0% | 0% | 0% | 0% | 0% | 0% | 0%
| 1811 | Floating Head Pressure | ComGroceryFHPCSingleCompressor_v2_1 | Retro | Supermarket | Electric | Per Floating Head Pressure - Remote Condenser - Low Temperature 7-10 HP | Floating Head Pressure - Remote Condenser - Low Temperature 7-10 HP | 0% | 0% | 0% | 0% | 0% | 0% | 0% | 55% | 55% | 0% | 55% | 55% | 0% | 0% | 55% | 0% | 0% | 0% | 0% | 0% | 0% | 0% | 0% | 0% | 0% | 0% | Floating Head Pressure-Retro | 0 |  | 0 | 25% | 25% | 25% | 25% | 25% | 25% | 25% | 25% | 25% | 25% | 25% | 25% | 25% | 25% | 25% | 25% | 25% | 25% | 25% | 0% | 0% | 0% | 0% | 0% | 0% | 0% | 0% | 0% | 0% | 0% | 0% | 0% | 0% | 13.75% | 13.75% | 0% | 13.75% | 13.75% | 0% | 0% | 13.75% | 0% | 0% | 0% | 0% | 0% | 0% | 0% | 0% | 0% | 0% | 0%
| 1811 | Floating Head Pressure | ComGroceryFHPCSingleCompressor_v2_1 | Retro | Supermarket | Electric | Per Floating Head Pressure - Remote Condenser - Medium Temperature 11-15 HP | Floating Head Pressure - Remote Condenser - Medium Temperature 11-15 HP | 0% | 0% | 0% | 0% | 0% | 0% | 0% | 55% | 55% | 0% | 55% | 55% | 0% | 0% | 55% | 0% | 0% | 0% | 0% | 0% | 0% | 0% | 0% | 0% | 0% | 0% | Floating Head Pressure-Retro | 0 |  | 0 | 25% | 25% | 25% | 25% | 25% | 25% | 25% | 25% | 25% | 25% | 25% | 25% | 25% | 25% | 25% | 25% | 25% | 25% | 25% | 0% | 0% | 0% | 0% | 0% | 0% | 0% | 0% | 0% | 0% | 0% | 0% | 0% | 0% | 13.75% | 13.75% | 0% | 13.75% | 13.75% | 0% | 0% | 13.75% | 0% | 0% | 0% | 0% | 0% | 0% | 0% | 0% | 0% | 0% | 0%
| 1811 | Floating Head Pressure | ComGroceryFHPCSingleCompressor_v2_1 | Retro | Supermarket | Electric | Per Floating Head Pressure - Remote Condenser - Low Temperature 11-15 HP | Floating Head Pressure - Remote Condenser - Low Temperature 11-15 HP | 0% | 0% | 0% | 0% | 0% | 0% | 0% | 55% | 55% | 0% | 55% | 55% | 0% | 0% | 55% | 0% | 0% | 0% | 0% | 0% | 0% | 0% | 0% | 0% | 0% | 0% | Floating Head Pressure-Retro | 0 |  | 0 | 25% | 25% | 25% | 25% | 25% | 25% | 25% | 25% | 25% | 25% | 25% | 25% | 25% | 25% | 25% | 25% | 25% | 25% | 25% | 0% | 0% | 0% | 0% | 0% | 0% | 0% | 0% | 0% | 0% | 0% | 0% | 0% | 0% | 13.75% | 13.75% | 0% | 13.75% | 13.75% | 0% | 0% | 13.75% | 0% | 0% | 0% | 0% | 0% | 0% | 0% | 0% | 0% | 0% | 0%
1 | 1811 | Grocery Retrocommissioning | ComGroceryRetrocommissioning-7P_V7 | Retro | Supermarket | Electric | Per Total Regional kWh Savings Potential for Retrocommissioning | Grocery Retrocommisioning - Supermarkets | 100% | 100% | 100% | 100% | 100% | 100% | 100% | 100% | 100% | 100% | 100% | 100% | 100% | 100% | 100% | 100% | 100% | 100% | 100% | 0% | 0% | 0% | 0% | 0% | 0% | 0% | Grocery Retrocommissioning-Retro | GroceryRefrigeration-Retro |  | 0 | 100% | 100% | 100% | 100% | 100% | 100% | 100% | 100% | 100% | 100% | 100% | 100% | 100% | 100% | 100% | 100% | 100% | 100% | 100% | 0% | 0% | 0% | 0% | 0% | 0% | 0% | 100% | 100% | 100% | 100% | 100% | 100% | 100% | 100% | 100% | 100% | 100% | 100% | 100% | 100% | 100% | 100% | 100% | 100% | 100% | 0% | 0% | 0% | 0% | 0% | 0% | 0%
1 | 1811 | Grocery Retrocommissioning | ComGroceryRetrocommissioning-7P_V7 | Retro | MiniMart | Electric | Per Total Regional kWh Savings Potential for Retrocommissioning | Grocery Retrocommisioning - MiniMarts | 100% | 100% | 100% | 100% | 100% | 100% | 100% | 100% | 100% | 100% | 100% | 100% | 100% | 100% | 100% | 100% | 100% | 100% | 100% | 0% | 0% | 0% | 0% | 0% | 0% | 0% | Grocery Retrocommissioning-Retro | GroceryRefrigeration-Retro |  | 0 | 100% | 100% | 100% | 100% | 100% | 100% | 100% | 100% | 100% | 100% | 100% | 100% | 100% | 100% | 100% | 100% | 100% | 100% | 100% | 0% | 0% | 0% | 0% | 0% | 0% | 0% | 100% | 100% | 100% | 100% | 100% | 100% | 100% | 100% | 100% | 100% | 100% | 100% | 100% | 100% | 100% | 100% | 100% | 100% | 100% | 0% | 0% | 0% | 0% | 0% | 0% | 0%
| 1811 | Strip Curtains | ComGroceryStripCurtain_v2_1 | Retro | Supermarket | Electric | Per SqFt of Freezer Door Area | Strip Curtains - Grocery Store - Freezer | 45% | 45% | 45% | 45% | 45% | 45% | 45% | 45% | 45% | 45% | 45% | 45% | 45% | 45% | 45% | 45% | 45% | 45% | 45% | 0% | 0% | 0% | 0% | 0% | 0% | 0% | Strip Curtains-Retro | 0 |  | 0 | 0.8621% | 0.8621% | 0.8621% | 0.8621% | 0.8621% | 0.8621% | 0.8621% | 0.8621% | 0.8621% | 0.8621% | 0.8621% | 0.8621% | 0.8621% | 0.8621% | 0.8621% | 0.8621% | 0.8621% | 0.8621% | 0.8621% | 0% | 0% | 0% | 0% | 0% | 0% | 0% | 0.3879% | 0.3879% | 0.3879% | 0.3879% | 0.3879% | 0.3879% | 0.3879% | 0.3879% | 0.3879% | 0.3879% | 0.3879% | 0.3879% | 0.3879% | 0.3879% | 0.3879% | 0.3879% | 0.3879% | 0.3879% | 0.3879% | 0% | 0% | 0% | 0% | 0% | 0% | 0%
| 1811 | Strip Curtains | ComGroceryStripCurtain_v2_1 | Retro | Supermarket | Electric | Per SqFt of Cooler Door Area | Strip Curtains - Grocery Store - Cooler | 45% | 45% | 45% | 45% | 45% | 45% | 45% | 45% | 45% | 45% | 45% | 45% | 45% | 45% | 45% | 45% | 45% | 45% | 45% | 0% | 0% | 0% | 0% | 0% | 0% | 0% | Strip Curtains-Retro | 0 |  | 0 | 0.8621% | 0.8621% | 0.8621% | 0.8621% | 0.8621% | 0.8621% | 0.8621% | 0.8621% | 0.8621% | 0.8621% | 0.8621% | 0.8621% | 0.8621% | 0.8621% | 0.8621% | 0.8621% | 0.8621% | 0.8621% | 0.8621% | 0% | 0% | 0% | 0% | 0% | 0% | 0% | 0.3879% | 0.3879% | 0.3879% | 0.3879% | 0.3879% | 0.3879% | 0.3879% | 0.3879% | 0.3879% | 0.3879% | 0.3879% | 0.3879% | 0.3879% | 0.3879% | 0.3879% | 0.3879% | 0.3879% | 0.3879% | 0.3879% | 0% | 0% | 0% | 0% | 0% | 0% | 0%
| 1811 | Strip Curtains | ComGroceryStripCurtain_v2_1 | Retro | MiniMart | Electric | Per SqFt of Freezer Door Area | Strip Curtains - Convenience Store - Freezer | 45% | 45% | 45% | 45% | 45% | 45% | 45% | 45% | 45% | 45% | 45% | 45% | 45% | 45% | 45% | 45% | 45% | 45% | 45% | 0% | 0% | 0% | 0% | 0% | 0% | 0% | Strip Curtains-Retro | 0 |  | 0 | 2.564% | 2.564% | 2.564% | 2.564% | 2.564% | 2.564% | 2.564% | 2.564% | 2.564% | 2.564% | 2.564% | 2.564% | 2.564% | 2.564% | 2.564% | 2.564% | 2.564% | 2.564% | 2.564% | 0% | 0% | 0% | 0% | 0% | 0% | 0% | 1.154% | 1.154% | 1.154% | 1.154% | 1.154% | 1.154% | 1.154% | 1.154% | 1.154% | 1.154% | 1.154% | 1.154% | 1.154% | 1.154% | 1.154% | 1.154% | 1.154% | 1.154% | 1.154% | 0% | 0% | 0% | 0% | 0% | 0% | 0%
| 1811 | Strip Curtains | ComGroceryStripCurtain_v2_1 | Retro | Restaurant | Electric | Per SqFt of Freezer Door Area | Strip Curtains - Restaurant - Freezer | 45% | 45% | 45% | 45% | 45% | 45% | 45% | 45% | 45% | 45% | 45% | 45% | 45% | 45% | 45% | 45% | 45% | 45% | 45% | 0% | 0% | 0% | 0% | 0% | 0% | 0% | Strip Curtains-Retro | 0 |  | 0 | 2.564% | 2.564% | 2.564% | 2.564% | 2.564% | 2.564% | 2.564% | 2.564% | 2.564% | 2.564% | 2.564% | 2.564% | 2.564% | 2.564% | 2.564% | 2.564% | 2.564% | 2.564% | 2.564% | 0% | 0% | 0% | 0% | 0% | 0% | 0% | 1.154% | 1.154% | 1.154% | 1.154% | 1.154% | 1.154% | 1.154% | 1.154% | 1.154% | 1.154% | 1.154% | 1.154% | 1.154% | 1.154% | 1.154% | 1.154% | 1.154% | 1.154% | 1.154% | 0% | 0% | 0% | 0% | 0% | 0% | 0%
| 1811 | Walkin Evaporator Fan ECM Controller | ComGroceryWalkinEvapFanECMController_v3_1 | Retro | Supermarket | Electric | Per Evaporator Fan ECM Motor Controller - Walk-In - Medium Temp - >23 Watt - 2 or more motors/controller | Evaporator Fan ECM Motor Controller - Walk-In - Medium Temp - >23 Watt - 2 or more motors/controller | 100% | 100% | 100% | 100% | 100% | 100% | 100% | 100% | 100% | 100% | 100% | 100% | 100% | 100% | 100% | 100% | 100% | 100% | 100% | 0% | 0% | 0% | 0% | 0% | 0% | 0% | Walkin Evaporator Fan ECM Controller-Retro | CircPumps-NR |  | 0 | 61.93% | 61.93% | 61.93% | 61.93% | 61.93% | 61.93% | 61.93% | 61.93% | 61.93% | 61.93% | 61.93% | 61.93% | 61.93% | 61.93% | 61.93% | 61.93% | 61.93% | 61.93% | 61.93% | 0% | 0% | 0% | 0% | 0% | 0% | 0% | 61.93% | 61.93% | 61.93% | 61.93% | 61.93% | 61.93% | 61.93% | 61.93% | 61.93% | 61.93% | 61.93% | 61.93% | 61.93% | 61.93% | 61.93% | 61.93% | 61.93% | 61.93% | 61.93% | 0% | 0% | 0% | 0% | 0% | 0% | 0%
| 1811 | Walkin Evaporator Fan ECM Controller | ComGroceryWalkinEvapFanECMController_v3_1 | Retro | Supermarket | Electric | Per Evaporator Fan ECM Motor Controller - Walk-In - Low Temp - >23 Watt - 3 or more motors/controller | Evaporator Fan ECM Motor Controller - Walk-In - Low Temp - >23 Watt - 3 or more motors/controller | 100% | 100% | 100% | 100% | 100% | 100% | 100% | 100% | 100% | 100% | 100% | 100% | 100% | 100% | 100% | 100% | 100% | 100% | 100% | 0% | 0% | 0% | 0% | 0% | 0% | 0% | Walkin Evaporator Fan ECM Controller-Retro | CircPumps-NR |  | 0 | 38.07% | 38.07% | 38.07% | 38.07% | 38.07% | 38.07% | 38.07% | 38.07% | 38.07% | 38.07% | 38.07% | 38.07% | 38.07% | 38.07% | 38.07% | 38.07% | 38.07% | 38.07% | 38.07% | 0% | 0% | 0% | 0% | 0% | 0% | 0% | 38.07% | 38.07% | 38.07% | 38.07% | 38.07% | 38.07% | 38.07% | 38.07% | 38.07% | 38.07% | 38.07% | 38.07% | 38.07% | 38.07% | 38.07% | 38.07% | 38.07% | 38.07% | 38.07% | 0% | 0% | 0% | 0% | 0% | 0% | 0%
| 1811 | Walkin Evaporator Fan ECM Controller | ComGroceryWalkinEvapFanECMController_v3_1 | Retro | Supermarket | Electric | Per Evaporator Fan ECM Motor Controller - Walk-In - Medium Temp - ≤ 23 Watt - 5 or more motors/controller | Evaporator Fan ECM Motor Controller - Walk-In - Medium Temp - ≤ 23 Watt - 5 or more motors/controller | 100% | 100% | 100% | 100% | 100% | 100% | 100% | 100% | 100% | 100% | 100% | 100% | 100% | 100% | 100% | 100% | 100% | 100% | 100% | 0% | 0% | 0% | 0% | 0% | 0% | 0% | Walkin Evaporator Fan ECM Controller-Retro | CircPumps-NR |  | 0 | 61.93% | 61.93% | 61.93% | 61.93% | 61.93% | 61.93% | 61.93% | 61.93% | 61.93% | 61.93% | 61.93% | 61.93% | 61.93% | 61.93% | 61.93% | 61.93% | 61.93% | 61.93% | 61.93% | 0% | 0% | 0% | 0% | 0% | 0% | 0% | 61.93% | 61.93% | 61.93% | 61.93% | 61.93% | 61.93% | 61.93% | 61.93% | 61.93% | 61.93% | 61.93% | 61.93% | 61.93% | 61.93% | 61.93% | 61.93% | 61.93% | 61.93% | 61.93% | 0% | 0% | 0% | 0% | 0% | 0% | 0%
| 1811 | Walkin Evaporator Fan ECM Controller | ComGroceryWalkinEvapFanECMController_v3_1 | Retro | Supermarket | Electric | Per Evaporator Fan ECM Motor Controller - Walk-In - Low Temp - ≤ 23 Watt - 7 or more motors/controller | Evaporator Fan ECM Motor Controller - Walk-In - Low Temp - ≤ 23 Watt - 7 or more motors/controller | 100% | 100% | 100% | 100% | 100% | 100% | 100% | 100% | 100% | 100% | 100% | 100% | 100% | 100% | 100% | 100% | 100% | 100% | 100% | 0% | 0% | 0% | 0% | 0% | 0% | 0% | Walkin Evaporator Fan ECM Controller-Retro | CircPumps-NR |  | 0 | 38.07% | 38.07% | 38.07% | 38.07% | 38.07% | 38.07% | 38.07% | 38.07% | 38.07% | 38.07% | 38.07% | 38.07% | 38.07% | 38.07% | 38.07% | 38.07% | 38.07% | 38.07% | 38.07% | 0% | 0% | 0% | 0% | 0% | 0% | 0% | 38.07% | 38.07% | 38.07% | 38.07% | 38.07% | 38.07% | 38.07% | 38.07% | 38.07% | 38.07% | 38.07% | 38.07% | 38.07% | 38.07% | 38.07% | 38.07% | 38.07% | 38.07% | 38.07% | 0% | 0% | 0% | 0% | 0% | 0% | 0%
| 1811 | Walkin Evaporator Fan ECM Controller | ComGroceryWalkinEvapFanECMController_v3_1 | Retro | Supermarket | Electric | Per Evaporator Fan ECM Motor Controller - Walk-In - Medium Temp - >23 Watt - 1 motor per controller | Evaporator Fan ECM Motor Controller - Walk-In - Medium Temp - >23 Watt - 1 motor per controller | 100% | 100% | 100% | 100% | 100% | 100% | 100% | 100% | 100% | 100% | 100% | 100% | 100% | 100% | 100% | 100% | 100% | 100% | 100% | 0% | 0% | 0% | 0% | 0% | 0% | 0% | Walkin Evaporator Fan ECM Controller-Retro | CircPumps-NR |  | 0 | 61.93% | 61.93% | 61.93% | 61.93% | 61.93% | 61.93% | 61.93% | 61.93% | 61.93% | 61.93% | 61.93% | 61.93% | 61.93% | 61.93% | 61.93% | 61.93% | 61.93% | 61.93% | 61.93% | 0% | 0% | 0% | 0% | 0% | 0% | 0% | 61.93% | 61.93% | 61.93% | 61.93% | 61.93% | 61.93% | 61.93% | 61.93% | 61.93% | 61.93% | 61.93% | 61.93% | 61.93% | 61.93% | 61.93% | 61.93% | 61.93% | 61.93% | 61.93% | 0% | 0% | 0% | 0% | 0% | 0% | 0%
| 1811 | Walkin Evaporator Fan ECM Controller | ComGroceryWalkinEvapFanECMController_v3_1 | Retro | Supermarket | Electric | Per Evaporator Fan ECM Motor Controller - Walk-In - Low Temp - >23 Watt - 1 or 2 motors per controller | Evaporator Fan ECM Motor Controller - Walk-In - Low Temp - >23 Watt - 1 or 2 motors per controller | 100% | 100% | 100% | 100% | 100% | 100% | 100% | 100% | 100% | 100% | 100% | 100% | 100% | 100% | 100% | 100% | 100% | 100% | 100% | 0% | 0% | 0% | 0% | 0% | 0% | 0% | Walkin Evaporator Fan ECM Controller-Retro | CircPumps-NR |  | 0 | 38.07% | 38.07% | 38.07% | 38.07% | 38.07% | 38.07% | 38.07% | 38.07% | 38.07% | 38.07% | 38.07% | 38.07% | 38.07% | 38.07% | 38.07% | 38.07% | 38.07% | 38.07% | 38.07% | 0% | 0% | 0% | 0% | 0% | 0% | 0% | 38.07% | 38.07% | 38.07% | 38.07% | 38.07% | 38.07% | 38.07% | 38.07% | 38.07% | 38.07% | 38.07% | 38.07% | 38.07% | 38.07% | 38.07% | 38.07% | 38.07% | 38.07% | 38.07% | 0% | 0% | 0% | 0% | 0% | 0% | 0%
| 1811 | Walkin Evaporator Fan ECM Controller | ComGroceryWalkinEvapFanECMController_v3_1 | Retro | Supermarket | Electric | Per Evaporator Fan ECM Motor Controller - Walk-In - Medium Temp - ≤ 23 Watt - 1 to 4 motors per controller | Evaporator Fan ECM Motor Controller - Walk-In - Medium Temp - ≤ 23 Watt - 1 to 4 motors per controller | 100% | 100% | 100% | 100% | 100% | 100% | 100% | 100% | 100% | 100% | 100% | 100% | 100% | 100% | 100% | 100% | 100% | 100% | 100% | 0% | 0% | 0% | 0% | 0% | 0% | 0% | Walkin Evaporator Fan ECM Controller-Retro | CircPumps-NR |  | 0 | 61.93% | 61.93% | 61.93% | 61.93% | 61.93% | 61.93% | 61.93% | 61.93% | 61.93% | 61.93% | 61.93% | 61.93% | 61.93% | 61.93% | 61.93% | 61.93% | 61.93% | 61.93% | 61.93% | 0% | 0% | 0% | 0% | 0% | 0% | 0% | 61.93% | 61.93% | 61.93% | 61.93% | 61.93% | 61.93% | 61.93% | 61.93% | 61.93% | 61.93% | 61.93% | 61.93% | 61.93% | 61.93% | 61.93% | 61.93% | 61.93% | 61.93% | 61.93% | 0% | 0% | 0% | 0% | 0% | 0% | 0%
| 1811 | Walkin Evaporator Fan ECM Controller | ComGroceryWalkinEvapFanECMController_v3_1 | Retro | Supermarket | Electric | Per Evaporator Fan ECM Motor Controller - Walk-In - Low Temp - ≤ 23 Watt - 1 to 6 motors per controller | Evaporator Fan ECM Motor Controller - Walk-In - Low Temp - ≤ 23 Watt - 1 to 6 motors per controller | 100% | 100% | 100% | 100% | 100% | 100% | 100% | 100% | 100% | 100% | 100% | 100% | 100% | 100% | 100% | 100% | 100% | 100% | 100% | 0% | 0% | 0% | 0% | 0% | 0% | 0% | Walkin Evaporator Fan ECM Controller-Retro | CircPumps-NR |  | 0 | 38.07% | 38.07% | 38.07% | 38.07% | 38.07% | 38.07% | 38.07% | 38.07% | 38.07% | 38.07% | 38.07% | 38.07% | 38.07% | 38.07% | 38.07% | 38.07% | 38.07% | 38.07% | 38.07% | 0% | 0% | 0% | 0% | 0% | 0% | 0% | 38.07% | 38.07% | 38.07% | 38.07% | 38.07% | 38.07% | 38.07% | 38.07% | 38.07% | 38.07% | 38.07% | 38.07% | 38.07% | 38.07% | 38.07% | 38.07% | 38.07% | 38.07% | 38.07% | 0% | 0% | 0% | 0% | 0% | 0% | 0%
| 1811 | HVCA Occupancy Controls | ComHotelOccControls_PSE | Retro | Lodging | Electric | Per Hotel Room for Occupancy Controls | Hospitality HVAC Occupancy Controls | 1% | 1% | 1% | 1% | 1% | 1% | 1% | 1% | 1% | 1% | 1% | 1% | 1% | 1% | 1% | 1% | 1% | 1% | 1% | 0% | 0% | 0% | 0% | 0% | 0% | 0% | HVCA Occupancy Controls-Retro | Room Occupancy Sensors in Lodging-Retro |  | 0 | 2.381% | 2.381% | 2.381% | 2.381% | 2.381% | 2.381% | 2.381% | 2.381% | 2.381% | 2.381% | 2.381% | 2.381% | 2.381% | 2.381% | 2.381% | 2.381% | 2.381% | 2.381% | 2.381% | 0% | 0% | 0% | 0% | 0% | 0% | 0% | 0.02381% | 0.02381% | 0.02381% | 0.02381% | 0.02381% | 0.02381% | 0.02381% | 0.02381% | 0.02381% | 0.02381% | 0.02381% | 0.02381% | 0.02381% | 0.02381% | 0.02381% | 0.02381% | 0.02381% | 0.02381% | 0.02381% | 0% | 0% | 0% | 0% | 0% | 0% | 0%
| 1811 | Hot Food Holding Cabinet | ComHotFoodHoldingCabinet_PSE | NR and New | All Commercial | Electric | Per Hot Food Holding Cabinet - Under 13 ft | CKTCH: Food Cabinet - Hot - Under 13 Ft | 54.9% | 54.9% | 54.9% | 54.9% | 54.9% | 54.9% | 54.9% | 54.9% | 54.9% | 54.9% | 54.9% | 54.9% | 54.9% | 54.9% | 54.9% | 54.9% | 54.9% | 54.9% | 54.9% | 0% | 0% | 0% | 0% | 0% | 0% | 0% | Hot Food Holding Cabinet-NR and New | HFHC-NR |  | 1 | 0.2817% | 0.2817% | 0.2817% | 0.2817% | 0.2817% | 0.2817% | 0.2817% | 0.2817% | 0.2817% | 0.2817% | 0.2817% | 0.2817% | 0.2817% | 0.2817% | 0.2817% | 0.2817% | 0.2817% | 0.2817% | 0.2817% | 0% | 0% | 0% | 0% | 0% | 0% | 0% | 0.1546% | 0.1546% | 0.1546% | 0.1546% | 0.1546% | 0.1546% | 0.1546% | 0.1546% | 0.1546% | 0.1546% | 0.1546% | 0.1546% | 0.1546% | 0.1546% | 0.1546% | 0.1546% | 0.1546% | 0.1546% | 0.1546% | 0% | 0% | 0% | 0% | 0% | 0% | 0%
| 1811 | Hot Food Holding Cabinet | ComHotFoodHoldingCabinet_PSE | NR and New | All Commercial | Electric | Per Hot Food Holding Cabinet - 13 ft to Under 28 ft | CKTCH: Food Cabinet - Hot - 13 Ft to Under 28 Ft | 54.9% | 54.9% | 54.9% | 54.9% | 54.9% | 54.9% | 54.9% | 54.9% | 54.9% | 54.9% | 54.9% | 54.9% | 54.9% | 54.9% | 54.9% | 54.9% | 54.9% | 54.9% | 54.9% | 0% | 0% | 0% | 0% | 0% | 0% | 0% | Hot Food Holding Cabinet-NR and New | HFHC-NR |  | 1 | 0.2817% | 0.2817% | 0.2817% | 0.2817% | 0.2817% | 0.2817% | 0.2817% | 0.2817% | 0.2817% | 0.2817% | 0.2817% | 0.2817% | 0.2817% | 0.2817% | 0.2817% | 0.2817% | 0.2817% | 0.2817% | 0.2817% | 0% | 0% | 0% | 0% | 0% | 0% | 0% | 0.1546% | 0.1546% | 0.1546% | 0.1546% | 0.1546% | 0.1546% | 0.1546% | 0.1546% | 0.1546% | 0.1546% | 0.1546% | 0.1546% | 0.1546% | 0.1546% | 0.1546% | 0.1546% | 0.1546% | 0.1546% | 0.1546% | 0% | 0% | 0% | 0% | 0% | 0% | 0%
| 1811 | Hot Food Holding Cabinet | ComHotFoodHoldingCabinet_PSE | NR and New | All Commercial | Electric | Per Hot Food Holding Cabinet - 28 ft or More | CKTCH: Food Cabinet - Hot - 28 Ft or More | 54.9% | 54.9% | 54.9% | 54.9% | 54.9% | 54.9% | 54.9% | 54.9% | 54.9% | 54.9% | 54.9% | 54.9% | 54.9% | 54.9% | 54.9% | 54.9% | 54.9% | 54.9% | 54.9% | 0% | 0% | 0% | 0% | 0% | 0% | 0% | Hot Food Holding Cabinet-NR and New | HFHC-NR |  | 1 | 0.2817% | 0.2817% | 0.2817% | 0.2817% | 0.2817% | 0.2817% | 0.2817% | 0.2817% | 0.2817% | 0.2817% | 0.2817% | 0.2817% | 0.2817% | 0.2817% | 0.2817% | 0.2817% | 0.2817% | 0.2817% | 0.2817% | 0% | 0% | 0% | 0% | 0% | 0% | 0% | 0.1546% | 0.1546% | 0.1546% | 0.1546% | 0.1546% | 0.1546% | 0.1546% | 0.1546% | 0.1546% | 0.1546% | 0.1546% | 0.1546% | 0.1546% | 0.1546% | 0.1546% | 0.1546% | 0.1546% | 0.1546% | 0.1546% | 0% | 0% | 0% | 0% | 0% | 0% | 0%
| 1811 | Ice Makers | ComIceMakers_PSE | NR and New | All Commercial | Electric | Ice Maker - Self Contained - AC - IHR less than 110 | Ice Maker - Self Contained - AC - IHR less than 110 - Comm | 100% | 100% | 100% | 100% | 100% | 100% | 100% | 100% | 100% | 100% | 100% | 100% | 100% | 100% | 100% | 100% | 100% | 100% | 100% | 0% | 0% | 0% | 0% | 0% | 0% | 0% | Ice Makers-NR and New | Commercial Ice Maker-NR |  | 0 | 0.2817% | 0.2817% | 0.2817% | 0.2817% | 0.2817% | 0.2817% | 0.2817% | 0.2817% | 0.2817% | 0.2817% | 0.2817% | 0.2817% | 0.2817% | 0.2817% | 0.2817% | 0.2817% | 0.2817% | 0.2817% | 0.2817% | 0% | 0% | 0% | 0% | 0% | 0% | 0% | 0.2817% | 0.2817% | 0.2817% | 0.2817% | 0.2817% | 0.2817% | 0.2817% | 0.2817% | 0.2817% | 0.2817% | 0.2817% | 0.2817% | 0.2817% | 0.2817% | 0.2817% | 0.2817% | 0.2817% | 0.2817% | 0.2817% | 0% | 0% | 0% | 0% | 0% | 0% | 0%
| 1811 | Ice Makers | ComIceMakers_PSE | NR and New | All Commercial | Electric | Ice Maker - Self Contained - AC - IHR 110 to 199 | Ice Maker - Self Contained - AC - IHR 110 to 199 - Comm | 100% | 100% | 100% | 100% | 100% | 100% | 100% | 100% | 100% | 100% | 100% | 100% | 100% | 100% | 100% | 100% | 100% | 100% | 100% | 0% | 0% | 0% | 0% | 0% | 0% | 0% | Ice Makers-NR and New | Commercial Ice Maker-NR |  | 0 | 0.2817% | 0.2817% | 0.2817% | 0.2817% | 0.2817% | 0.2817% | 0.2817% | 0.2817% | 0.2817% | 0.2817% | 0.2817% | 0.2817% | 0.2817% | 0.2817% | 0.2817% | 0.2817% | 0.2817% | 0.2817% | 0.2817% | 0% | 0% | 0% | 0% | 0% | 0% | 0% | 0.2817% | 0.2817% | 0.2817% | 0.2817% | 0.2817% | 0.2817% | 0.2817% | 0.2817% | 0.2817% | 0.2817% | 0.2817% | 0.2817% | 0.2817% | 0.2817% | 0.2817% | 0.2817% | 0.2817% | 0.2817% | 0.2817% | 0% | 0% | 0% | 0% | 0% | 0% | 0%
| 1811 | Ice Makers | ComIceMakers_PSE | NR and New | All Commercial | Electric | Ice Maker - Self Contained - AC - IHR 200 or more | Ice Maker - Self Contained - AC - IHR 200 or more - Comm | 100% | 100% | 100% | 100% | 100% | 100% | 100% | 100% | 100% | 100% | 100% | 100% | 100% | 100% | 100% | 100% | 100% | 100% | 100% | 0% | 0% | 0% | 0% | 0% | 0% | 0% | Ice Makers-NR and New | Commercial Ice Maker-NR |  | 0 | 0.2817% | 0.2817% | 0.2817% | 0.2817% | 0.2817% | 0.2817% | 0.2817% | 0.2817% | 0.2817% | 0.2817% | 0.2817% | 0.2817% | 0.2817% | 0.2817% | 0.2817% | 0.2817% | 0.2817% | 0.2817% | 0.2817% | 0% | 0% | 0% | 0% | 0% | 0% | 0% | 0.2817% | 0.2817% | 0.2817% | 0.2817% | 0.2817% | 0.2817% | 0.2817% | 0.2817% | 0.2817% | 0.2817% | 0.2817% | 0.2817% | 0.2817% | 0.2817% | 0.2817% | 0.2817% | 0.2817% | 0.2817% | 0.2817% | 0% | 0% | 0% | 0% | 0% | 0% | 0%
| 1811 | Ice Makers | ComIceMakers_PSE | NR and New | All Commercial | Electric | Ice Maker - Ice Making Head - AC - IHR less than 300 | Ice Maker - Ice Making Head - AC - IHR less than 300 - Comm | 100% | 100% | 100% | 100% | 100% | 100% | 100% | 100% | 100% | 100% | 100% | 100% | 100% | 100% | 100% | 100% | 100% | 100% | 100% | 0% | 0% | 0% | 0% | 0% | 0% | 0% | Ice Makers-NR and New | Commercial Ice Maker-NR |  | 0 | 0.2817% | 0.2817% | 0.2817% | 0.2817% | 0.2817% | 0.2817% | 0.2817% | 0.2817% | 0.2817% | 0.2817% | 0.2817% | 0.2817% | 0.2817% | 0.2817% | 0.2817% | 0.2817% | 0.2817% | 0.2817% | 0.2817% | 0% | 0% | 0% | 0% | 0% | 0% | 0% | 0.2817% | 0.2817% | 0.2817% | 0.2817% | 0.2817% | 0.2817% | 0.2817% | 0.2817% | 0.2817% | 0.2817% | 0.2817% | 0.2817% | 0.2817% | 0.2817% | 0.2817% | 0.2817% | 0.2817% | 0.2817% | 0.2817% | 0% | 0% | 0% | 0% | 0% | 0% | 0%
| 1811 | Ice Makers | ComIceMakers_PSE | NR and New | All Commercial | Electric | Ice Maker - Ice Making Head - AC - IHR 300 to 799 | Ice Maker - Ice Making Head - AC - IHR 300 to 799 - Comm | 100% | 100% | 100% | 100% | 100% | 100% | 100% | 100% | 100% | 100% | 100% | 100% | 100% | 100% | 100% | 100% | 100% | 100% | 100% | 0% | 0% | 0% | 0% | 0% | 0% | 0% | Ice Makers-NR and New | Commercial Ice Maker-NR |  | 0 | 0.2817% | 0.2817% | 0.2817% | 0.2817% | 0.2817% | 0.2817% | 0.2817% | 0.2817% | 0.2817% | 0.2817% | 0.2817% | 0.2817% | 0.2817% | 0.2817% | 0.2817% | 0.2817% | 0.2817% | 0.2817% | 0.2817% | 0% | 0% | 0% | 0% | 0% | 0% | 0% | 0.2817% | 0.2817% | 0.2817% | 0.2817% | 0.2817% | 0.2817% | 0.2817% | 0.2817% | 0.2817% | 0.2817% | 0.2817% | 0.2817% | 0.2817% | 0.2817% | 0.2817% | 0.2817% | 0.2817% | 0.2817% | 0.2817% | 0% | 0% | 0% | 0% | 0% | 0% | 0%
| 1811 | Ice Makers | ComIceMakers_PSE | NR and New | All Commercial | Electric | Ice Maker - Ice Making Head - AC - IHR 800 to 1499 | Ice Maker - Ice Making Head - AC - IHR 800 to 1499 - Comm | 100% | 100% | 100% | 100% | 100% | 100% | 100% | 100% | 100% | 100% | 100% | 100% | 100% | 100% | 100% | 100% | 100% | 100% | 100% | 0% | 0% | 0% | 0% | 0% | 0% | 0% | Ice Makers-NR and New | Commercial Ice Maker-NR |  | 0 | 0.2817% | 0.2817% | 0.2817% | 0.2817% | 0.2817% | 0.2817% | 0.2817% | 0.2817% | 0.2817% | 0.2817% | 0.2817% | 0.2817% | 0.2817% | 0.2817% | 0.2817% | 0.2817% | 0.2817% | 0.2817% | 0.2817% | 0% | 0% | 0% | 0% | 0% | 0% | 0% | 0.2817% | 0.2817% | 0.2817% | 0.2817% | 0.2817% | 0.2817% | 0.2817% | 0.2817% | 0.2817% | 0.2817% | 0.2817% | 0.2817% | 0.2817% | 0.2817% | 0.2817% | 0.2817% | 0.2817% | 0.2817% | 0.2817% | 0% | 0% | 0% | 0% | 0% | 0% | 0%
| 1811 | Ice Makers | ComIceMakers_PSE | NR and New | All Commercial | Electric | Ice Maker - Ice Making Head - AC - IHR 1500 or more | Ice Maker - Ice Making Head - AC - IHR 1500 or more - Comm | 100% | 100% | 100% | 100% | 100% | 100% | 100% | 100% | 100% | 100% | 100% | 100% | 100% | 100% | 100% | 100% | 100% | 100% | 100% | 0% | 0% | 0% | 0% | 0% | 0% | 0% | Ice Makers-NR and New | Commercial Ice Maker-NR |  | 0 | 0.2817% | 0.2817% | 0.2817% | 0.2817% | 0.2817% | 0.2817% | 0.2817% | 0.2817% | 0.2817% | 0.2817% | 0.2817% | 0.2817% | 0.2817% | 0.2817% | 0.2817% | 0.2817% | 0.2817% | 0.2817% | 0.2817% | 0% | 0% | 0% | 0% | 0% | 0% | 0% | 0.2817% | 0.2817% | 0.2817% | 0.2817% | 0.2817% | 0.2817% | 0.2817% | 0.2817% | 0.2817% | 0.2817% | 0.2817% | 0.2817% | 0.2817% | 0.2817% | 0.2817% | 0.2817% | 0.2817% | 0.2817% | 0.2817% | 0% | 0% | 0% | 0% | 0% | 0% | 0%
| 1811 | Ice Makers | ComIceMakers_PSE | NR and New | All Commercial | Electric | Ice Maker - Remote Condensing - AC - IHR less than 988 | Ice Maker - Remote Condensing - AC - IHR less than 988 - Comm | 100% | 100% | 100% | 100% | 100% | 100% | 100% | 100% | 100% | 100% | 100% | 100% | 100% | 100% | 100% | 100% | 100% | 100% | 100% | 0% | 0% | 0% | 0% | 0% | 0% | 0% | Ice Makers-NR and New | Commercial Ice Maker-NR |  | 0 | 0.2817% | 0.2817% | 0.2817% | 0.2817% | 0.2817% | 0.2817% | 0.2817% | 0.2817% | 0.2817% | 0.2817% | 0.2817% | 0.2817% | 0.2817% | 0.2817% | 0.2817% | 0.2817% | 0.2817% | 0.2817% | 0.2817% | 0% | 0% | 0% | 0% | 0% | 0% | 0% | 0.2817% | 0.2817% | 0.2817% | 0.2817% | 0.2817% | 0.2817% | 0.2817% | 0.2817% | 0.2817% | 0.2817% | 0.2817% | 0.2817% | 0.2817% | 0.2817% | 0.2817% | 0.2817% | 0.2817% | 0.2817% | 0.2817% | 0% | 0% | 0% | 0% | 0% | 0% | 0%
| 1811 | Ice Makers | ComIceMakers_PSE | NR and New | All Commercial | Electric | Ice Maker - Remote Condensing - AC - IHR 988 or more | Ice Maker - Remote Condensing - AC - IHR 988 or more - Comm | 100% | 100% | 100% | 100% | 100% | 100% | 100% | 100% | 100% | 100% | 100% | 100% | 100% | 100% | 100% | 100% | 100% | 100% | 100% | 0% | 0% | 0% | 0% | 0% | 0% | 0% | Ice Makers-NR and New | Commercial Ice Maker-NR |  | 0 | 0.2817% | 0.2817% | 0.2817% | 0.2817% | 0.2817% | 0.2817% | 0.2817% | 0.2817% | 0.2817% | 0.2817% | 0.2817% | 0.2817% | 0.2817% | 0.2817% | 0.2817% | 0.2817% | 0.2817% | 0.2817% | 0.2817% | 0% | 0% | 0% | 0% | 0% | 0% | 0% | 0.2817% | 0.2817% | 0.2817% | 0.2817% | 0.2817% | 0.2817% | 0.2817% | 0.2817% | 0.2817% | 0.2817% | 0.2817% | 0.2817% | 0.2817% | 0.2817% | 0.2817% | 0.2817% | 0.2817% | 0.2817% | 0.2817% | 0% | 0% | 0% | 0% | 0% | 0% | 0%
| 1811 | Integrated Space and Water Heat | ComIntegratedSpaceWaterHeat_Cadmus | NR and New | Large Off | Gas | Per Combination Space and Water Heat Boiler kBtuh - Baseline 84% AFUE | Large Off Integrated Space and Water Heat - ENERGY STAR Boiler - AFUE 90% | 1% | 1% | 1% | 1% | 1% | 1% | 1% | 1% | 1% | 1% | 1% | 1% | 1% | 1% | 1% | 1% | 1% | 1% | 1% | 0% | 0% | 0% | 0% | 0% | 0% | 0% | Integrated Space and Water Heat-NR and New | AC Heat Recovery for Water Heating-NR |  | 0 | 3.333% | 3.333% | 3.333% | 3.333% | 3.333% | 3.333% | 3.333% | 3.333% | 3.333% | 3.333% | 3.333% | 3.333% | 3.333% | 3.333% | 3.333% | 3.333% | 3.333% | 3.333% | 3.333% | 0% | 0% | 0% | 0% | 0% | 0% | 0% | 0.03333% | 0.03333% | 0.03333% | 0.03333% | 0.03333% | 0.03333% | 0.03333% | 0.03333% | 0.03333% | 0.03333% | 0.03333% | 0.03333% | 0.03333% | 0.03333% | 0.03333% | 0.03333% | 0.03333% | 0.03333% | 0.03333% | 0% | 0% | 0% | 0% | 0% | 0% | 0%
| 1811 | Integrated Space and Water Heat | ComIntegratedSpaceWaterHeat_Cadmus | NR and New | Medium Off | Gas | Per Combination Space and Water Heat Boiler kBtuh - Baseline 84% AFUE | Medium Off Integrated Space and Water Heat - ENERGY STAR Boiler - AFUE 90% | 1% | 1% | 1% | 1% | 1% | 1% | 1% | 1% | 1% | 1% | 1% | 1% | 1% | 1% | 1% | 1% | 1% | 1% | 1% | 0% | 0% | 0% | 0% | 0% | 0% | 0% | Integrated Space and Water Heat-NR and New | AC Heat Recovery for Water Heating-NR |  | 0 | 3.333% | 3.333% | 3.333% | 3.333% | 3.333% | 3.333% | 3.333% | 3.333% | 3.333% | 3.333% | 3.333% | 3.333% | 3.333% | 3.333% | 3.333% | 3.333% | 3.333% | 3.333% | 3.333% | 0% | 0% | 0% | 0% | 0% | 0% | 0% | 0.03333% | 0.03333% | 0.03333% | 0.03333% | 0.03333% | 0.03333% | 0.03333% | 0.03333% | 0.03333% | 0.03333% | 0.03333% | 0.03333% | 0.03333% | 0.03333% | 0.03333% | 0.03333% | 0.03333% | 0.03333% | 0.03333% | 0% | 0% | 0% | 0% | 0% | 0% | 0%
| 1811 | Integrated Space and Water Heat | ComIntegratedSpaceWaterHeat_Cadmus | NR and New | Small Off | Gas | Per Combination Space and Water Heat Boiler kBtuh - Baseline 84% AFUE | Small Off Integrated Space and Water Heat - ENERGY STAR Boiler - AFUE 90% | 1% | 1% | 1% | 1% | 1% | 1% | 1% | 1% | 1% | 1% | 1% | 1% | 1% | 1% | 1% | 1% | 1% | 1% | 1% | 0% | 0% | 0% | 0% | 0% | 0% | 0% | Integrated Space and Water Heat-NR and New | AC Heat Recovery for Water Heating-NR |  | 0 | 3.448% | 3.448% | 3.448% | 3.448% | 3.448% | 3.448% | 3.448% | 3.448% | 3.448% | 3.448% | 3.448% | 3.448% | 3.448% | 3.448% | 3.448% | 3.448% | 3.448% | 3.448% | 3.448% | 0% | 0% | 0% | 0% | 0% | 0% | 0% | 0.03448% | 0.03448% | 0.03448% | 0.03448% | 0.03448% | 0.03448% | 0.03448% | 0.03448% | 0.03448% | 0.03448% | 0.03448% | 0.03448% | 0.03448% | 0.03448% | 0.03448% | 0.03448% | 0.03448% | 0.03448% | 0.03448% | 0% | 0% | 0% | 0% | 0% | 0% | 0%
| 1811 | Integrated Space and Water Heat | ComIntegratedSpaceWaterHeat_Cadmus | NR and New | XLarge Ret | Gas | Per Combination Space and Water Heat Boiler kBtuh - Baseline 84% AFUE | XLarge Ret Integrated Space and Water Heat - ENERGY STAR Boiler - AFUE 90% | 1% | 1% | 1% | 1% | 1% | 1% | 1% | 1% | 1% | 1% | 1% | 1% | 1% | 1% | 1% | 1% | 1% | 1% | 1% | 0% | 0% | 0% | 0% | 0% | 0% | 0% | Integrated Space and Water Heat-NR and New | AC Heat Recovery for Water Heating-NR |  | 0 | 3.448% | 3.448% | 3.448% | 3.448% | 3.448% | 3.448% | 3.448% | 3.448% | 3.448% | 3.448% | 3.448% | 3.448% | 3.448% | 3.448% | 3.448% | 3.448% | 3.448% | 3.448% | 3.448% | 0% | 0% | 0% | 0% | 0% | 0% | 0% | 0.03448% | 0.03448% | 0.03448% | 0.03448% | 0.03448% | 0.03448% | 0.03448% | 0.03448% | 0.03448% | 0.03448% | 0.03448% | 0.03448% | 0.03448% | 0.03448% | 0.03448% | 0.03448% | 0.03448% | 0.03448% | 0.03448% | 0% | 0% | 0% | 0% | 0% | 0% | 0%
| 1811 | Integrated Space and Water Heat | ComIntegratedSpaceWaterHeat_Cadmus | NR and New | Large Ret | Gas | Per Combination Space and Water Heat Boiler kBtuh - Baseline 84% AFUE | Large Ret Integrated Space and Water Heat - ENERGY STAR Boiler - AFUE 90% | 1% | 1% | 1% | 1% | 1% | 1% | 1% | 1% | 1% | 1% | 1% | 1% | 1% | 1% | 1% | 1% | 1% | 1% | 1% | 0% | 0% | 0% | 0% | 0% | 0% | 0% | Integrated Space and Water Heat-NR and New | AC Heat Recovery for Water Heating-NR |  | 0 | 3.448% | 3.448% | 3.448% | 3.448% | 3.448% | 3.448% | 3.448% | 3.448% | 3.448% | 3.448% | 3.448% | 3.448% | 3.448% | 3.448% | 3.448% | 3.448% | 3.448% | 3.448% | 3.448% | 0% | 0% | 0% | 0% | 0% | 0% | 0% | 0.03448% | 0.03448% | 0.03448% | 0.03448% | 0.03448% | 0.03448% | 0.03448% | 0.03448% | 0.03448% | 0.03448% | 0.03448% | 0.03448% | 0.03448% | 0.03448% | 0.03448% | 0.03448% | 0.03448% | 0.03448% | 0.03448% | 0% | 0% | 0% | 0% | 0% | 0% | 0%
| 1811 | Integrated Space and Water Heat | ComIntegratedSpaceWaterHeat_Cadmus | NR and New | Medium Ret | Gas | Per Combination Space and Water Heat Boiler kBtuh - Baseline 84% AFUE | Medium Ret Integrated Space and Water Heat - ENERGY STAR Boiler - AFUE 90% | 1% | 1% | 1% | 1% | 1% | 1% | 1% | 1% | 1% | 1% | 1% | 1% | 1% | 1% | 1% | 1% | 1% | 1% | 1% | 0% | 0% | 0% | 0% | 0% | 0% | 0% | Integrated Space and Water Heat-NR and New | AC Heat Recovery for Water Heating-NR |  | 0 | 3.448% | 3.448% | 3.448% | 3.448% | 3.448% | 3.448% | 3.448% | 3.448% | 3.448% | 3.448% | 3.448% | 3.448% | 3.448% | 3.448% | 3.448% | 3.448% | 3.448% | 3.448% | 3.448% | 0% | 0% | 0% | 0% | 0% | 0% | 0% | 0.03448% | 0.03448% | 0.03448% | 0.03448% | 0.03448% | 0.03448% | 0.03448% | 0.03448% | 0.03448% | 0.03448% | 0.03448% | 0.03448% | 0.03448% | 0.03448% | 0.03448% | 0.03448% | 0.03448% | 0.03448% | 0.03448% | 0% | 0% | 0% | 0% | 0% | 0% | 0%
| 1811 | Integrated Space and Water Heat | ComIntegratedSpaceWaterHeat_Cadmus | NR and New | Small Ret | Gas | Per Combination Space and Water Heat Boiler kBtuh - Baseline 84% AFUE | Small Ret Integrated Space and Water Heat - ENERGY STAR Boiler - AFUE 90% | 1% | 1% | 1% | 1% | 1% | 1% | 1% | 1% | 1% | 1% | 1% | 1% | 1% | 1% | 1% | 1% | 1% | 1% | 1% | 0% | 0% | 0% | 0% | 0% | 0% | 0% | Integrated Space and Water Heat-NR and New | AC Heat Recovery for Water Heating-NR |  | 0 | 3.448% | 3.448% | 3.448% | 3.448% | 3.448% | 3.448% | 3.448% | 3.448% | 3.448% | 3.448% | 3.448% | 3.448% | 3.448% | 3.448% | 3.448% | 3.448% | 3.448% | 3.448% | 3.448% | 0% | 0% | 0% | 0% | 0% | 0% | 0% | 0.03448% | 0.03448% | 0.03448% | 0.03448% | 0.03448% | 0.03448% | 0.03448% | 0.03448% | 0.03448% | 0.03448% | 0.03448% | 0.03448% | 0.03448% | 0.03448% | 0.03448% | 0.03448% | 0.03448% | 0.03448% | 0.03448% | 0% | 0% | 0% | 0% | 0% | 0% | 0%
| 1811 | Integrated Space and Water Heat | ComIntegratedSpaceWaterHeat_Cadmus | NR and New | School K-12 | Gas | Per Combination Space and Water Heat Boiler kBtuh - Baseline 84% AFUE | School K-12 Integrated Space and Water Heat - ENERGY STAR Boiler - AFUE 90% | 1% | 1% | 1% | 1% | 1% | 1% | 1% | 1% | 1% | 1% | 1% | 1% | 1% | 1% | 1% | 1% | 1% | 1% | 1% | 0% | 0% | 0% | 0% | 0% | 0% | 0% | Integrated Space and Water Heat-NR and New | AC Heat Recovery for Water Heating-NR |  | 0 | 3.226% | 3.226% | 3.226% | 3.226% | 3.226% | 3.226% | 3.226% | 3.226% | 3.226% | 3.226% | 3.226% | 3.226% | 3.226% | 3.226% | 3.226% | 3.226% | 3.226% | 3.226% | 3.226% | 0% | 0% | 0% | 0% | 0% | 0% | 0% | 0.03226% | 0.03226% | 0.03226% | 0.03226% | 0.03226% | 0.03226% | 0.03226% | 0.03226% | 0.03226% | 0.03226% | 0.03226% | 0.03226% | 0.03226% | 0.03226% | 0.03226% | 0.03226% | 0.03226% | 0.03226% | 0.03226% | 0% | 0% | 0% | 0% | 0% | 0% | 0%
| 1811 | Integrated Space and Water Heat | ComIntegratedSpaceWaterHeat_Cadmus | NR and New | University | Gas | Per Combination Space and Water Heat Boiler kBtuh - Baseline 84% AFUE | University Integrated Space and Water Heat - ENERGY STAR Boiler - AFUE 90% | 1% | 1% | 1% | 1% | 1% | 1% | 1% | 1% | 1% | 1% | 1% | 1% | 1% | 1% | 1% | 1% | 1% | 1% | 1% | 0% | 0% | 0% | 0% | 0% | 0% | 0% | Integrated Space and Water Heat-NR and New | AC Heat Recovery for Water Heating-NR |  | 0 | 3.448% | 3.448% | 3.448% | 3.448% | 3.448% | 3.448% | 3.448% | 3.448% | 3.448% | 3.448% | 3.448% | 3.448% | 3.448% | 3.448% | 3.448% | 3.448% | 3.448% | 3.448% | 3.448% | 0% | 0% | 0% | 0% | 0% | 0% | 0% | 0.03448% | 0.03448% | 0.03448% | 0.03448% | 0.03448% | 0.03448% | 0.03448% | 0.03448% | 0.03448% | 0.03448% | 0.03448% | 0.03448% | 0.03448% | 0.03448% | 0.03448% | 0.03448% | 0.03448% | 0.03448% | 0.03448% | 0% | 0% | 0% | 0% | 0% | 0% | 0%
| 1811 | Integrated Space and Water Heat | ComIntegratedSpaceWaterHeat_Cadmus | NR and New | Warehouse | Gas | Per Combination Space and Water Heat Boiler kBtuh - Baseline 84% AFUE | Warehouse Integrated Space and Water Heat - ENERGY STAR Boiler - AFUE 90% | 1% | 1% | 1% | 1% | 1% | 1% | 1% | 1% | 1% | 1% | 1% | 1% | 1% | 1% | 1% | 1% | 1% | 1% | 1% | 0% | 0% | 0% | 0% | 0% | 0% | 0% | Integrated Space and Water Heat-NR and New | AC Heat Recovery for Water Heating-NR |  | 0 | 3.448% | 3.448% | 3.448% | 3.448% | 3.448% | 3.448% | 3.448% | 3.448% | 3.448% | 3.448% | 3.448% | 3.448% | 3.448% | 3.448% | 3.448% | 3.448% | 3.448% | 3.448% | 3.448% | 0% | 0% | 0% | 0% | 0% | 0% | 0% | 0.03448% | 0.03448% | 0.03448% | 0.03448% | 0.03448% | 0.03448% | 0.03448% | 0.03448% | 0.03448% | 0.03448% | 0.03448% | 0.03448% | 0.03448% | 0.03448% | 0.03448% | 0.03448% | 0.03448% | 0.03448% | 0.03448% | 0% | 0% | 0% | 0% | 0% | 0% | 0%
| 1811 | Integrated Space and Water Heat | ComIntegratedSpaceWaterHeat_Cadmus | NR and New | Supermarket | Gas | Per Combination Space and Water Heat Boiler kBtuh - Baseline 84% AFUE | Supermarket Integrated Space and Water Heat - ENERGY STAR Boiler - AFUE 90% | 1% | 1% | 1% | 1% | 1% | 1% | 1% | 1% | 1% | 1% | 1% | 1% | 1% | 1% | 1% | 1% | 1% | 1% | 1% | 0% | 0% | 0% | 0% | 0% | 0% | 0% | Integrated Space and Water Heat-NR and New | AC Heat Recovery for Water Heating-NR |  | 0 | 3.333% | 3.333% | 3.333% | 3.333% | 3.333% | 3.333% | 3.333% | 3.333% | 3.333% | 3.333% | 3.333% | 3.333% | 3.333% | 3.333% | 3.333% | 3.333% | 3.333% | 3.333% | 3.333% | 0% | 0% | 0% | 0% | 0% | 0% | 0% | 0.03333% | 0.03333% | 0.03333% | 0.03333% | 0.03333% | 0.03333% | 0.03333% | 0.03333% | 0.03333% | 0.03333% | 0.03333% | 0.03333% | 0.03333% | 0.03333% | 0.03333% | 0.03333% | 0.03333% | 0.03333% | 0.03333% | 0% | 0% | 0% | 0% | 0% | 0% | 0%
| 1811 | Integrated Space and Water Heat | ComIntegratedSpaceWaterHeat_Cadmus | NR and New | MiniMart | Gas | Per Combination Space and Water Heat Boiler kBtuh - Baseline 84% AFUE | MiniMart Integrated Space and Water Heat - ENERGY STAR Boiler - AFUE 90% | 1% | 1% | 1% | 1% | 1% | 1% | 1% | 1% | 1% | 1% | 1% | 1% | 1% | 1% | 1% | 1% | 1% | 1% | 1% | 0% | 0% | 0% | 0% | 0% | 0% | 0% | Integrated Space and Water Heat-NR and New | AC Heat Recovery for Water Heating-NR |  | 0 | 3.571% | 3.571% | 3.571% | 3.571% | 3.571% | 3.571% | 3.571% | 3.571% | 3.571% | 3.571% | 3.571% | 3.571% | 3.571% | 3.571% | 3.571% | 3.571% | 3.571% | 3.571% | 3.571% | 0% | 0% | 0% | 0% | 0% | 0% | 0% | 0.03571% | 0.03571% | 0.03571% | 0.03571% | 0.03571% | 0.03571% | 0.03571% | 0.03571% | 0.03571% | 0.03571% | 0.03571% | 0.03571% | 0.03571% | 0.03571% | 0.03571% | 0.03571% | 0.03571% | 0.03571% | 0.03571% | 0% | 0% | 0% | 0% | 0% | 0% | 0%
| 1811 | Integrated Space and Water Heat | ComIntegratedSpaceWaterHeat_Cadmus | NR and New | Restaurant | Gas | Per Combination Space and Water Heat Boiler kBtuh - Baseline 84% AFUE | Restaurant Integrated Space and Water Heat - ENERGY STAR Boiler - AFUE 90% | 1% | 1% | 1% | 1% | 1% | 1% | 1% | 1% | 1% | 1% | 1% | 1% | 1% | 1% | 1% | 1% | 1% | 1% | 1% | 0% | 0% | 0% | 0% | 0% | 0% | 0% | Integrated Space and Water Heat-NR and New | AC Heat Recovery for Water Heating-NR |  | 0 | 3.226% | 3.226% | 3.226% | 3.226% | 3.226% | 3.226% | 3.226% | 3.226% | 3.226% | 3.226% | 3.226% | 3.226% | 3.226% | 3.226% | 3.226% | 3.226% | 3.226% | 3.226% | 3.226% | 0% | 0% | 0% | 0% | 0% | 0% | 0% | 0.03226% | 0.03226% | 0.03226% | 0.03226% | 0.03226% | 0.03226% | 0.03226% | 0.03226% | 0.03226% | 0.03226% | 0.03226% | 0.03226% | 0.03226% | 0.03226% | 0.03226% | 0.03226% | 0.03226% | 0.03226% | 0.03226% | 0% | 0% | 0% | 0% | 0% | 0% | 0%
| 1811 | Integrated Space and Water Heat | ComIntegratedSpaceWaterHeat_Cadmus | NR and New | Lodging | Gas | Per Combination Space and Water Heat Boiler kBtuh - Baseline 84% AFUE | Lodging Integrated Space and Water Heat - ENERGY STAR Boiler - AFUE 90% | 1% | 1% | 1% | 1% | 1% | 1% | 1% | 1% | 1% | 1% | 1% | 1% | 1% | 1% | 1% | 1% | 1% | 1% | 1% | 0% | 0% | 0% | 0% | 0% | 0% | 0% | Integrated Space and Water Heat-NR and New | AC Heat Recovery for Water Heating-NR |  | 0 | 3.448% | 3.448% | 3.448% | 3.448% | 3.448% | 3.448% | 3.448% | 3.448% | 3.448% | 3.448% | 3.448% | 3.448% | 3.448% | 3.448% | 3.448% | 3.448% | 3.448% | 3.448% | 3.448% | 0% | 0% | 0% | 0% | 0% | 0% | 0% | 0.03448% | 0.03448% | 0.03448% | 0.03448% | 0.03448% | 0.03448% | 0.03448% | 0.03448% | 0.03448% | 0.03448% | 0.03448% | 0.03448% | 0.03448% | 0.03448% | 0.03448% | 0.03448% | 0.03448% | 0.03448% | 0.03448% | 0% | 0% | 0% | 0% | 0% | 0% | 0%
| 1811 | Integrated Space and Water Heat | ComIntegratedSpaceWaterHeat_Cadmus | NR and New | Hospital | Gas | Per Combination Space and Water Heat Boiler kBtuh - Baseline 84% AFUE | Hospital Integrated Space and Water Heat - ENERGY STAR Boiler - AFUE 90% | 1% | 1% | 1% | 1% | 1% | 1% | 1% | 1% | 1% | 1% | 1% | 1% | 1% | 1% | 1% | 1% | 1% | 1% | 1% | 0% | 0% | 0% | 0% | 0% | 0% | 0% | Integrated Space and Water Heat-NR and New | AC Heat Recovery for Water Heating-NR |  | 0 | 3.448% | 3.448% | 3.448% | 3.448% | 3.448% | 3.448% | 3.448% | 3.448% | 3.448% | 3.448% | 3.448% | 3.448% | 3.448% | 3.448% | 3.448% | 3.448% | 3.448% | 3.448% | 3.448% | 0% | 0% | 0% | 0% | 0% | 0% | 0% | 0.03448% | 0.03448% | 0.03448% | 0.03448% | 0.03448% | 0.03448% | 0.03448% | 0.03448% | 0.03448% | 0.03448% | 0.03448% | 0.03448% | 0.03448% | 0.03448% | 0.03448% | 0.03448% | 0.03448% | 0.03448% | 0.03448% | 0% | 0% | 0% | 0% | 0% | 0% | 0%
| 1811 | Integrated Space and Water Heat | ComIntegratedSpaceWaterHeat_Cadmus | NR and New | Residential Care | Gas | Per Combination Space and Water Heat Boiler kBtuh - Baseline 84% AFUE | Residential Care Integrated Space and Water Heat - ENERGY STAR Boiler - AFUE 90% | 1% | 1% | 1% | 1% | 1% | 1% | 1% | 1% | 1% | 1% | 1% | 1% | 1% | 1% | 1% | 1% | 1% | 1% | 1% | 0% | 0% | 0% | 0% | 0% | 0% | 0% | Integrated Space and Water Heat-NR and New | AC Heat Recovery for Water Heating-NR |  | 0 | 3.125% | 3.125% | 3.125% | 3.125% | 3.125% | 3.125% | 3.125% | 3.125% | 3.125% | 3.125% | 3.125% | 3.125% | 3.125% | 3.125% | 3.125% | 3.125% | 3.125% | 3.125% | 3.125% | 0% | 0% | 0% | 0% | 0% | 0% | 0% | 0.03125% | 0.03125% | 0.03125% | 0.03125% | 0.03125% | 0.03125% | 0.03125% | 0.03125% | 0.03125% | 0.03125% | 0.03125% | 0.03125% | 0.03125% | 0.03125% | 0.03125% | 0.03125% | 0.03125% | 0.03125% | 0.03125% | 0% | 0% | 0% | 0% | 0% | 0% | 0%
| 1811 | Integrated Space and Water Heat | ComIntegratedSpaceWaterHeat_Cadmus | NR and New | Assembly | Gas | Per Combination Space and Water Heat Boiler kBtuh - Baseline 84% AFUE | Assembly Integrated Space and Water Heat - ENERGY STAR Boiler - AFUE 90% | 1% | 1% | 1% | 1% | 1% | 1% | 1% | 1% | 1% | 1% | 1% | 1% | 1% | 1% | 1% | 1% | 1% | 1% | 1% | 0% | 0% | 0% | 0% | 0% | 0% | 0% | Integrated Space and Water Heat-NR and New | AC Heat Recovery for Water Heating-NR |  | 0 | 3.448% | 3.448% | 3.448% | 3.448% | 3.448% | 3.448% | 3.448% | 3.448% | 3.448% | 3.448% | 3.448% | 3.448% | 3.448% | 3.448% | 3.448% | 3.448% | 3.448% | 3.448% | 3.448% | 0% | 0% | 0% | 0% | 0% | 0% | 0% | 0.03448% | 0.03448% | 0.03448% | 0.03448% | 0.03448% | 0.03448% | 0.03448% | 0.03448% | 0.03448% | 0.03448% | 0.03448% | 0.03448% | 0.03448% | 0.03448% | 0.03448% | 0.03448% | 0.03448% | 0.03448% | 0.03448% | 0% | 0% | 0% | 0% | 0% | 0% | 0%
| 1811 | Integrated Space and Water Heat | ComIntegratedSpaceWaterHeat_Cadmus | NR and New | Other | Gas | Per Combination Space and Water Heat Boiler kBtuh - Baseline 84% AFUE | Other Integrated Space and Water Heat - ENERGY STAR Boiler - AFUE 90% | 1% | 1% | 1% | 1% | 1% | 1% | 1% | 1% | 1% | 1% | 1% | 1% | 1% | 1% | 1% | 1% | 1% | 1% | 1% | 0% | 0% | 0% | 0% | 0% | 0% | 0% | Integrated Space and Water Heat-NR and New | AC Heat Recovery for Water Heating-NR |  | 0 | 3.125% | 3.125% | 3.125% | 3.125% | 3.125% | 3.125% | 3.125% | 3.125% | 3.125% | 3.125% | 3.125% | 3.125% | 3.125% | 3.125% | 3.125% | 3.125% | 3.125% | 3.125% | 3.125% | 0% | 0% | 0% | 0% | 0% | 0% | 0% | 0.03125% | 0.03125% | 0.03125% | 0.03125% | 0.03125% | 0.03125% | 0.03125% | 0.03125% | 0.03125% | 0.03125% | 0.03125% | 0.03125% | 0.03125% | 0.03125% | 0.03125% | 0.03125% | 0.03125% | 0.03125% | 0.03125% | 0% | 0% | 0% | 0% | 0% | 0% | 0%
| 1811 | Integrated Space and Water Heat | ComIntegratedSpaceWaterHeat_Cadmus | NR and New | Large Off | Gas | Per Combination Space and Water Heat Boiler kBtuh - Baseline 90% AFUE | Large Off Integrated Space and Water Heat - ENERGY STAR Most Efficient Boiler - 95% AFUE | 1% | 1% | 1% | 1% | 1% | 1% | 1% | 1% | 1% | 1% | 1% | 1% | 1% | 1% | 1% | 1% | 1% | 1% | 1% | 0% | 0% | 0% | 0% | 0% | 0% | 0% | Integrated Space and Water Heat-NR and New | AC Heat Recovery for Water Heating-NR |  | 0 | 3.333% | 3.333% | 3.333% | 3.333% | 3.333% | 3.333% | 3.333% | 3.333% | 3.333% | 3.333% | 3.333% | 3.333% | 3.333% | 3.333% | 3.333% | 3.333% | 3.333% | 3.333% | 3.333% | 0% | 0% | 0% | 0% | 0% | 0% | 0% | 0.03333% | 0.03333% | 0.03333% | 0.03333% | 0.03333% | 0.03333% | 0.03333% | 0.03333% | 0.03333% | 0.03333% | 0.03333% | 0.03333% | 0.03333% | 0.03333% | 0.03333% | 0.03333% | 0.03333% | 0.03333% | 0.03333% | 0% | 0% | 0% | 0% | 0% | 0% | 0%
| 1811 | Integrated Space and Water Heat | ComIntegratedSpaceWaterHeat_Cadmus | NR and New | Medium Off | Gas | Per Combination Space and Water Heat Boiler kBtuh - Baseline 90% AFUE | Medium Off Integrated Space and Water Heat - ENERGY STAR Most Efficient Boiler - 95% AFUE | 1% | 1% | 1% | 1% | 1% | 1% | 1% | 1% | 1% | 1% | 1% | 1% | 1% | 1% | 1% | 1% | 1% | 1% | 1% | 0% | 0% | 0% | 0% | 0% | 0% | 0% | Integrated Space and Water Heat-NR and New | AC Heat Recovery for Water Heating-NR |  | 0 | 3.333% | 3.333% | 3.333% | 3.333% | 3.333% | 3.333% | 3.333% | 3.333% | 3.333% | 3.333% | 3.333% | 3.333% | 3.333% | 3.333% | 3.333% | 3.333% | 3.333% | 3.333% | 3.333% | 0% | 0% | 0% | 0% | 0% | 0% | 0% | 0.03333% | 0.03333% | 0.03333% | 0.03333% | 0.03333% | 0.03333% | 0.03333% | 0.03333% | 0.03333% | 0.03333% | 0.03333% | 0.03333% | 0.03333% | 0.03333% | 0.03333% | 0.03333% | 0.03333% | 0.03333% | 0.03333% | 0% | 0% | 0% | 0% | 0% | 0% | 0%
| 1811 | Integrated Space and Water Heat | ComIntegratedSpaceWaterHeat_Cadmus | NR and New | Small Off | Gas | Per Combination Space and Water Heat Boiler kBtuh - Baseline 90% AFUE | Small Off Integrated Space and Water Heat - ENERGY STAR Most Efficient Boiler - 95% AFUE | 1% | 1% | 1% | 1% | 1% | 1% | 1% | 1% | 1% | 1% | 1% | 1% | 1% | 1% | 1% | 1% | 1% | 1% | 1% | 0% | 0% | 0% | 0% | 0% | 0% | 0% | Integrated Space and Water Heat-NR and New | AC Heat Recovery for Water Heating-NR |  | 0 | 3.448% | 3.448% | 3.448% | 3.448% | 3.448% | 3.448% | 3.448% | 3.448% | 3.448% | 3.448% | 3.448% | 3.448% | 3.448% | 3.448% | 3.448% | 3.448% | 3.448% | 3.448% | 3.448% | 0% | 0% | 0% | 0% | 0% | 0% | 0% | 0.03448% | 0.03448% | 0.03448% | 0.03448% | 0.03448% | 0.03448% | 0.03448% | 0.03448% | 0.03448% | 0.03448% | 0.03448% | 0.03448% | 0.03448% | 0.03448% | 0.03448% | 0.03448% | 0.03448% | 0.03448% | 0.03448% | 0% | 0% | 0% | 0% | 0% | 0% | 0%
| 1811 | Integrated Space and Water Heat | ComIntegratedSpaceWaterHeat_Cadmus | NR and New | XLarge Ret | Gas | Per Combination Space and Water Heat Boiler kBtuh - Baseline 90% AFUE | XLarge Ret Integrated Space and Water Heat - ENERGY STAR Most Efficient Boiler - 95% AFUE | 1% | 1% | 1% | 1% | 1% | 1% | 1% | 1% | 1% | 1% | 1% | 1% | 1% | 1% | 1% | 1% | 1% | 1% | 1% | 0% | 0% | 0% | 0% | 0% | 0% | 0% | Integrated Space and Water Heat-NR and New | AC Heat Recovery for Water Heating-NR |  | 0 | 3.448% | 3.448% | 3.448% | 3.448% | 3.448% | 3.448% | 3.448% | 3.448% | 3.448% | 3.448% | 3.448% | 3.448% | 3.448% | 3.448% | 3.448% | 3.448% | 3.448% | 3.448% | 3.448% | 0% | 0% | 0% | 0% | 0% | 0% | 0% | 0.03448% | 0.03448% | 0.03448% | 0.03448% | 0.03448% | 0.03448% | 0.03448% | 0.03448% | 0.03448% | 0.03448% | 0.03448% | 0.03448% | 0.03448% | 0.03448% | 0.03448% | 0.03448% | 0.03448% | 0.03448% | 0.03448% | 0% | 0% | 0% | 0% | 0% | 0% | 0%
| 1811 | Integrated Space and Water Heat | ComIntegratedSpaceWaterHeat_Cadmus | NR and New | Large Ret | Gas | Per Combination Space and Water Heat Boiler kBtuh - Baseline 90% AFUE | Large Ret Integrated Space and Water Heat - ENERGY STAR Most Efficient Boiler - 95% AFUE | 1% | 1% | 1% | 1% | 1% | 1% | 1% | 1% | 1% | 1% | 1% | 1% | 1% | 1% | 1% | 1% | 1% | 1% | 1% | 0% | 0% | 0% | 0% | 0% | 0% | 0% | Integrated Space and Water Heat-NR and New | AC Heat Recovery for Water Heating-NR |  | 0 | 3.448% | 3.448% | 3.448% | 3.448% | 3.448% | 3.448% | 3.448% | 3.448% | 3.448% | 3.448% | 3.448% | 3.448% | 3.448% | 3.448% | 3.448% | 3.448% | 3.448% | 3.448% | 3.448% | 0% | 0% | 0% | 0% | 0% | 0% | 0% | 0.03448% | 0.03448% | 0.03448% | 0.03448% | 0.03448% | 0.03448% | 0.03448% | 0.03448% | 0.03448% | 0.03448% | 0.03448% | 0.03448% | 0.03448% | 0.03448% | 0.03448% | 0.03448% | 0.03448% | 0.03448% | 0.03448% | 0% | 0% | 0% | 0% | 0% | 0% | 0%
| 1811 | Integrated Space and Water Heat | ComIntegratedSpaceWaterHeat_Cadmus | NR and New | Medium Ret | Gas | Per Combination Space and Water Heat Boiler kBtuh - Baseline 90% AFUE | Medium Ret Integrated Space and Water Heat - ENERGY STAR Most Efficient Boiler - 95% AFUE | 1% | 1% | 1% | 1% | 1% | 1% | 1% | 1% | 1% | 1% | 1% | 1% | 1% | 1% | 1% | 1% | 1% | 1% | 1% | 0% | 0% | 0% | 0% | 0% | 0% | 0% | Integrated Space and Water Heat-NR and New | AC Heat Recovery for Water Heating-NR |  | 0 | 3.448% | 3.448% | 3.448% | 3.448% | 3.448% | 3.448% | 3.448% | 3.448% | 3.448% | 3.448% | 3.448% | 3.448% | 3.448% | 3.448% | 3.448% | 3.448% | 3.448% | 3.448% | 3.448% | 0% | 0% | 0% | 0% | 0% | 0% | 0% | 0.03448% | 0.03448% | 0.03448% | 0.03448% | 0.03448% | 0.03448% | 0.03448% | 0.03448% | 0.03448% | 0.03448% | 0.03448% | 0.03448% | 0.03448% | 0.03448% | 0.03448% | 0.03448% | 0.03448% | 0.03448% | 0.03448% | 0% | 0% | 0% | 0% | 0% | 0% | 0%
| 1811 | Integrated Space and Water Heat | ComIntegratedSpaceWaterHeat_Cadmus | NR and New | Small Ret | Gas | Per Combination Space and Water Heat Boiler kBtuh - Baseline 90% AFUE | Small Ret Integrated Space and Water Heat - ENERGY STAR Most Efficient Boiler - 95% AFUE | 1% | 1% | 1% | 1% | 1% | 1% | 1% | 1% | 1% | 1% | 1% | 1% | 1% | 1% | 1% | 1% | 1% | 1% | 1% | 0% | 0% | 0% | 0% | 0% | 0% | 0% | Integrated Space and Water Heat-NR and New | AC Heat Recovery for Water Heating-NR |  | 0 | 3.448% | 3.448% | 3.448% | 3.448% | 3.448% | 3.448% | 3.448% | 3.448% | 3.448% | 3.448% | 3.448% | 3.448% | 3.448% | 3.448% | 3.448% | 3.448% | 3.448% | 3.448% | 3.448% | 0% | 0% | 0% | 0% | 0% | 0% | 0% | 0.03448% | 0.03448% | 0.03448% | 0.03448% | 0.03448% | 0.03448% | 0.03448% | 0.03448% | 0.03448% | 0.03448% | 0.03448% | 0.03448% | 0.03448% | 0.03448% | 0.03448% | 0.03448% | 0.03448% | 0.03448% | 0.03448% | 0% | 0% | 0% | 0% | 0% | 0% | 0%
| 1811 | Integrated Space and Water Heat | ComIntegratedSpaceWaterHeat_Cadmus | NR and New | School K-12 | Gas | Per Combination Space and Water Heat Boiler kBtuh - Baseline 90% AFUE | School K-12 Integrated Space and Water Heat - ENERGY STAR Most Efficient Boiler - 95% AFUE | 1% | 1% | 1% | 1% | 1% | 1% | 1% | 1% | 1% | 1% | 1% | 1% | 1% | 1% | 1% | 1% | 1% | 1% | 1% | 0% | 0% | 0% | 0% | 0% | 0% | 0% | Integrated Space and Water Heat-NR and New | AC Heat Recovery for Water Heating-NR |  | 0 | 3.226% | 3.226% | 3.226% | 3.226% | 3.226% | 3.226% | 3.226% | 3.226% | 3.226% | 3.226% | 3.226% | 3.226% | 3.226% | 3.226% | 3.226% | 3.226% | 3.226% | 3.226% | 3.226% | 0% | 0% | 0% | 0% | 0% | 0% | 0% | 0.03226% | 0.03226% | 0.03226% | 0.03226% | 0.03226% | 0.03226% | 0.03226% | 0.03226% | 0.03226% | 0.03226% | 0.03226% | 0.03226% | 0.03226% | 0.03226% | 0.03226% | 0.03226% | 0.03226% | 0.03226% | 0.03226% | 0% | 0% | 0% | 0% | 0% | 0% | 0%
| 1811 | Integrated Space and Water Heat | ComIntegratedSpaceWaterHeat_Cadmus | NR and New | University | Gas | Per Combination Space and Water Heat Boiler kBtuh - Baseline 90% AFUE | University Integrated Space and Water Heat - ENERGY STAR Most Efficient Boiler - 95% AFUE | 1% | 1% | 1% | 1% | 1% | 1% | 1% | 1% | 1% | 1% | 1% | 1% | 1% | 1% | 1% | 1% | 1% | 1% | 1% | 0% | 0% | 0% | 0% | 0% | 0% | 0% | Integrated Space and Water Heat-NR and New | AC Heat Recovery for Water Heating-NR |  | 0 | 3.448% | 3.448% | 3.448% | 3.448% | 3.448% | 3.448% | 3.448% | 3.448% | 3.448% | 3.448% | 3.448% | 3.448% | 3.448% | 3.448% | 3.448% | 3.448% | 3.448% | 3.448% | 3.448% | 0% | 0% | 0% | 0% | 0% | 0% | 0% | 0.03448% | 0.03448% | 0.03448% | 0.03448% | 0.03448% | 0.03448% | 0.03448% | 0.03448% | 0.03448% | 0.03448% | 0.03448% | 0.03448% | 0.03448% | 0.03448% | 0.03448% | 0.03448% | 0.03448% | 0.03448% | 0.03448% | 0% | 0% | 0% | 0% | 0% | 0% | 0%
| 1811 | Integrated Space and Water Heat | ComIntegratedSpaceWaterHeat_Cadmus | NR and New | Warehouse | Gas | Per Combination Space and Water Heat Boiler kBtuh - Baseline 90% AFUE | Warehouse Integrated Space and Water Heat - ENERGY STAR Most Efficient Boiler - 95% AFUE | 1% | 1% | 1% | 1% | 1% | 1% | 1% | 1% | 1% | 1% | 1% | 1% | 1% | 1% | 1% | 1% | 1% | 1% | 1% | 0% | 0% | 0% | 0% | 0% | 0% | 0% | Integrated Space and Water Heat-NR and New | AC Heat Recovery for Water Heating-NR |  | 0 | 3.448% | 3.448% | 3.448% | 3.448% | 3.448% | 3.448% | 3.448% | 3.448% | 3.448% | 3.448% | 3.448% | 3.448% | 3.448% | 3.448% | 3.448% | 3.448% | 3.448% | 3.448% | 3.448% | 0% | 0% | 0% | 0% | 0% | 0% | 0% | 0.03448% | 0.03448% | 0.03448% | 0.03448% | 0.03448% | 0.03448% | 0.03448% | 0.03448% | 0.03448% | 0.03448% | 0.03448% | 0.03448% | 0.03448% | 0.03448% | 0.03448% | 0.03448% | 0.03448% | 0.03448% | 0.03448% | 0% | 0% | 0% | 0% | 0% | 0% | 0%
| 1811 | Integrated Space and Water Heat | ComIntegratedSpaceWaterHeat_Cadmus | NR and New | Supermarket | Gas | Per Combination Space and Water Heat Boiler kBtuh - Baseline 90% AFUE | Supermarket Integrated Space and Water Heat - ENERGY STAR Most Efficient Boiler - 95% AFUE | 1% | 1% | 1% | 1% | 1% | 1% | 1% | 1% | 1% | 1% | 1% | 1% | 1% | 1% | 1% | 1% | 1% | 1% | 1% | 0% | 0% | 0% | 0% | 0% | 0% | 0% | Integrated Space and Water Heat-NR and New | AC Heat Recovery for Water Heating-NR |  | 0 | 3.333% | 3.333% | 3.333% | 3.333% | 3.333% | 3.333% | 3.333% | 3.333% | 3.333% | 3.333% | 3.333% | 3.333% | 3.333% | 3.333% | 3.333% | 3.333% | 3.333% | 3.333% | 3.333% | 0% | 0% | 0% | 0% | 0% | 0% | 0% | 0.03333% | 0.03333% | 0.03333% | 0.03333% | 0.03333% | 0.03333% | 0.03333% | 0.03333% | 0.03333% | 0.03333% | 0.03333% | 0.03333% | 0.03333% | 0.03333% | 0.03333% | 0.03333% | 0.03333% | 0.03333% | 0.03333% | 0% | 0% | 0% | 0% | 0% | 0% | 0%
| 1811 | Integrated Space and Water Heat | ComIntegratedSpaceWaterHeat_Cadmus | NR and New | MiniMart | Gas | Per Combination Space and Water Heat Boiler kBtuh - Baseline 90% AFUE | MiniMart Integrated Space and Water Heat - ENERGY STAR Most Efficient Boiler - 95% AFUE | 1% | 1% | 1% | 1% | 1% | 1% | 1% | 1% | 1% | 1% | 1% | 1% | 1% | 1% | 1% | 1% | 1% | 1% | 1% | 0% | 0% | 0% | 0% | 0% | 0% | 0% | Integrated Space and Water Heat-NR and New | AC Heat Recovery for Water Heating-NR |  | 0 | 3.571% | 3.571% | 3.571% | 3.571% | 3.571% | 3.571% | 3.571% | 3.571% | 3.571% | 3.571% | 3.571% | 3.571% | 3.571% | 3.571% | 3.571% | 3.571% | 3.571% | 3.571% | 3.571% | 0% | 0% | 0% | 0% | 0% | 0% | 0% | 0.03571% | 0.03571% | 0.03571% | 0.03571% | 0.03571% | 0.03571% | 0.03571% | 0.03571% | 0.03571% | 0.03571% | 0.03571% | 0.03571% | 0.03571% | 0.03571% | 0.03571% | 0.03571% | 0.03571% | 0.03571% | 0.03571% | 0% | 0% | 0% | 0% | 0% | 0% | 0%
| 1811 | Integrated Space and Water Heat | ComIntegratedSpaceWaterHeat_Cadmus | NR and New | Restaurant | Gas | Per Combination Space and Water Heat Boiler kBtuh - Baseline 90% AFUE | Restaurant Integrated Space and Water Heat - ENERGY STAR Most Efficient Boiler - 95% AFUE | 1% | 1% | 1% | 1% | 1% | 1% | 1% | 1% | 1% | 1% | 1% | 1% | 1% | 1% | 1% | 1% | 1% | 1% | 1% | 0% | 0% | 0% | 0% | 0% | 0% | 0% | Integrated Space and Water Heat-NR and New | AC Heat Recovery for Water Heating-NR |  | 0 | 3.226% | 3.226% | 3.226% | 3.226% | 3.226% | 3.226% | 3.226% | 3.226% | 3.226% | 3.226% | 3.226% | 3.226% | 3.226% | 3.226% | 3.226% | 3.226% | 3.226% | 3.226% | 3.226% | 0% | 0% | 0% | 0% | 0% | 0% | 0% | 0.03226% | 0.03226% | 0.03226% | 0.03226% | 0.03226% | 0.03226% | 0.03226% | 0.03226% | 0.03226% | 0.03226% | 0.03226% | 0.03226% | 0.03226% | 0.03226% | 0.03226% | 0.03226% | 0.03226% | 0.03226% | 0.03226% | 0% | 0% | 0% | 0% | 0% | 0% | 0%
| 1811 | Integrated Space and Water Heat | ComIntegratedSpaceWaterHeat_Cadmus | NR and New | Lodging | Gas | Per Combination Space and Water Heat Boiler kBtuh - Baseline 90% AFUE | Lodging Integrated Space and Water Heat - ENERGY STAR Most Efficient Boiler - 95% AFUE | 1% | 1% | 1% | 1% | 1% | 1% | 1% | 1% | 1% | 1% | 1% | 1% | 1% | 1% | 1% | 1% | 1% | 1% | 1% | 0% | 0% | 0% | 0% | 0% | 0% | 0% | Integrated Space and Water Heat-NR and New | AC Heat Recovery for Water Heating-NR |  | 0 | 3.448% | 3.448% | 3.448% | 3.448% | 3.448% | 3.448% | 3.448% | 3.448% | 3.448% | 3.448% | 3.448% | 3.448% | 3.448% | 3.448% | 3.448% | 3.448% | 3.448% | 3.448% | 3.448% | 0% | 0% | 0% | 0% | 0% | 0% | 0% | 0.03448% | 0.03448% | 0.03448% | 0.03448% | 0.03448% | 0.03448% | 0.03448% | 0.03448% | 0.03448% | 0.03448% | 0.03448% | 0.03448% | 0.03448% | 0.03448% | 0.03448% | 0.03448% | 0.03448% | 0.03448% | 0.03448% | 0% | 0% | 0% | 0% | 0% | 0% | 0%
| 1811 | Integrated Space and Water Heat | ComIntegratedSpaceWaterHeat_Cadmus | NR and New | Hospital | Gas | Per Combination Space and Water Heat Boiler kBtuh - Baseline 90% AFUE | Hospital Integrated Space and Water Heat - ENERGY STAR Most Efficient Boiler - 95% AFUE | 1% | 1% | 1% | 1% | 1% | 1% | 1% | 1% | 1% | 1% | 1% | 1% | 1% | 1% | 1% | 1% | 1% | 1% | 1% | 0% | 0% | 0% | 0% | 0% | 0% | 0% | Integrated Space and Water Heat-NR and New | AC Heat Recovery for Water Heating-NR |  | 0 | 3.448% | 3.448% | 3.448% | 3.448% | 3.448% | 3.448% | 3.448% | 3.448% | 3.448% | 3.448% | 3.448% | 3.448% | 3.448% | 3.448% | 3.448% | 3.448% | 3.448% | 3.448% | 3.448% | 0% | 0% | 0% | 0% | 0% | 0% | 0% | 0.03448% | 0.03448% | 0.03448% | 0.03448% | 0.03448% | 0.03448% | 0.03448% | 0.03448% | 0.03448% | 0.03448% | 0.03448% | 0.03448% | 0.03448% | 0.03448% | 0.03448% | 0.03448% | 0.03448% | 0.03448% | 0.03448% | 0% | 0% | 0% | 0% | 0% | 0% | 0%
| 1811 | Integrated Space and Water Heat | ComIntegratedSpaceWaterHeat_Cadmus | NR and New | Residential Care | Gas | Per Combination Space and Water Heat Boiler kBtuh - Baseline 90% AFUE | Residential Care Integrated Space and Water Heat - ENERGY STAR Most Efficient Boiler - 95% AFUE | 1% | 1% | 1% | 1% | 1% | 1% | 1% | 1% | 1% | 1% | 1% | 1% | 1% | 1% | 1% | 1% | 1% | 1% | 1% | 0% | 0% | 0% | 0% | 0% | 0% | 0% | Integrated Space and Water Heat-NR and New | AC Heat Recovery for Water Heating-NR |  | 0 | 3.125% | 3.125% | 3.125% | 3.125% | 3.125% | 3.125% | 3.125% | 3.125% | 3.125% | 3.125% | 3.125% | 3.125% | 3.125% | 3.125% | 3.125% | 3.125% | 3.125% | 3.125% | 3.125% | 0% | 0% | 0% | 0% | 0% | 0% | 0% | 0.03125% | 0.03125% | 0.03125% | 0.03125% | 0.03125% | 0.03125% | 0.03125% | 0.03125% | 0.03125% | 0.03125% | 0.03125% | 0.03125% | 0.03125% | 0.03125% | 0.03125% | 0.03125% | 0.03125% | 0.03125% | 0.03125% | 0% | 0% | 0% | 0% | 0% | 0% | 0%
| 1811 | Integrated Space and Water Heat | ComIntegratedSpaceWaterHeat_Cadmus | NR and New | Assembly | Gas | Per Combination Space and Water Heat Boiler kBtuh - Baseline 90% AFUE | Assembly Integrated Space and Water Heat - ENERGY STAR Most Efficient Boiler - 95% AFUE | 1% | 1% | 1% | 1% | 1% | 1% | 1% | 1% | 1% | 1% | 1% | 1% | 1% | 1% | 1% | 1% | 1% | 1% | 1% | 0% | 0% | 0% | 0% | 0% | 0% | 0% | Integrated Space and Water Heat-NR and New | AC Heat Recovery for Water Heating-NR |  | 0 | 3.448% | 3.448% | 3.448% | 3.448% | 3.448% | 3.448% | 3.448% | 3.448% | 3.448% | 3.448% | 3.448% | 3.448% | 3.448% | 3.448% | 3.448% | 3.448% | 3.448% | 3.448% | 3.448% | 0% | 0% | 0% | 0% | 0% | 0% | 0% | 0.03448% | 0.03448% | 0.03448% | 0.03448% | 0.03448% | 0.03448% | 0.03448% | 0.03448% | 0.03448% | 0.03448% | 0.03448% | 0.03448% | 0.03448% | 0.03448% | 0.03448% | 0.03448% | 0.03448% | 0.03448% | 0.03448% | 0% | 0% | 0% | 0% | 0% | 0% | 0%
| 1811 | Integrated Space and Water Heat | ComIntegratedSpaceWaterHeat_Cadmus | NR and New | Other | Gas | Per Combination Space and Water Heat Boiler kBtuh - Baseline 90% AFUE | Other Integrated Space and Water Heat - ENERGY STAR Most Efficient Boiler - 95% AFUE | 1% | 1% | 1% | 1% | 1% | 1% | 1% | 1% | 1% | 1% | 1% | 1% | 1% | 1% | 1% | 1% | 1% | 1% | 1% | 0% | 0% | 0% | 0% | 0% | 0% | 0% | Integrated Space and Water Heat-NR and New | AC Heat Recovery for Water Heating-NR |  | 0 | 3.125% | 3.125% | 3.125% | 3.125% | 3.125% | 3.125% | 3.125% | 3.125% | 3.125% | 3.125% | 3.125% | 3.125% | 3.125% | 3.125% | 3.125% | 3.125% | 3.125% | 3.125% | 3.125% | 0% | 0% | 0% | 0% | 0% | 0% | 0% | 0.03125% | 0.03125% | 0.03125% | 0.03125% | 0.03125% | 0.03125% | 0.03125% | 0.03125% | 0.03125% | 0.03125% | 0.03125% | 0.03125% | 0.03125% | 0.03125% | 0.03125% | 0.03125% | 0.03125% | 0.03125% | 0.03125% | 0% | 0% | 0% | 0% | 0% | 0% | 0%
| 1811 | Overwrapping Machine | ComOverwrappingMachine_PSE | NR and New | Supermarket | Electric | Per Overwrapping Machine | Overwrapping Machine - On Demand - Kitchen - Comm | 0% | 0% | 0% | 0% | 0% | 0% | 0% | 0% | 0% | 0% | 0% | 0% | 0% | 0% | 0% | 0% | 0% | 0% | 0% | 0% | 0% | 0% | 0% | 0% | 0% | 0% | Overwrapping Machine-NR and New | Overwrapper-NR |  | 0 | 0% | 0% | 0% | 0% | 0% | 0% | 0% | 0% | 0% | 0% | 0% | 0% | 0% | 0% | 0% | 0% | 0% | 0% | 0% | 0% | 0% | 0% | 0% | 0% | 0% | 0% | 0% | 0% | 0% | 0% | 0% | 0% | 0% | 0% | 0% | 0% | 0% | 0% | 0% | 0% | 0% | 0% | 0% | 0% | 0% | 0% | 0% | 0% | 0% | 0% | 0% | 0%
| 1811 | Ozone Laundry | ComOzoneLaundry-Cadmus | Retro | All Commercial | Gas | Per Ozone Laundry System | Ozone Laundry | 73.5% | 73.5% | 73.5% | 75% | 75% | 75% | 75% | 75% | 75% | 73.5% | 73.5% | 73.5% | 75% | 41.46% | 75% | 75% | 75% | 75% | 73.37% | 0% | 0% | 0% | 0% | 0% | 0% | 0% | Ozone Laundry-Retro | 0 |  | 1 | 1.136% | 1.136% | 1.136% | 1.136% | 1.136% | 1.136% | 1.136% | 1.136% | 1.136% | 1.136% | 1.136% | 1.136% | 1.136% | 1.136% | 1.136% | 1.136% | 1.136% | 1.136% | 1.136% | 0% | 0% | 0% | 0% | 0% | 0% | 0% | 0.8352% | 0.8352% | 0.8352% | 0.8523% | 0.8523% | 0.8523% | 0.8523% | 0.8523% | 0.8523% | 0.8352% | 0.8352% | 0.8352% | 0.8523% | 0.4711% | 0.8523% | 0.8523% | 0.8523% | 0.8523% | 0.8337% | 0% | 0% | 0% | 0% | 0% | 0% | 0%
| 1811 | Pipe Insulation | ComPipeInsulation-Cadmus | Retro | All Commercial | Electric | Per Electric Water Heat GT 55 Gal | R-4 Pipe Wrap - Electric Water Heat GT 55 Gal | 90% | 90% | 90% | 90% | 90% | 90% | 90% | 90% | 90% | 90% | 90% | 90% | 90% | 90% | 90% | 90% | 90% | 90% | 90% | 0% | 0% | 0% | 0% | 0% | 0% | 0% | Pipe Insulation-Retro | 0 |  | 0 | 0% | 0% | 0% | 0% | 0% | 0% | 0% | 0% | 0% | 0% | 0% | 0% | 0% | 0% | 0% | 0% | 0.2817% | 0.2817% | 0.2817% | 0% | 0% | 0% | 0% | 0% | 0% | 0% | 0% | 0% | 0% | 0% | 0% | 0% | 0% | 0% | 0% | 0% | 0% | 0% | 0% | 0% | 0% | 0% | 0.2535% | 0.2535% | 0.2535% | 0% | 0% | 0% | 0% | 0% | 0% | 0%
| 1811 | Pipe Insulation | ComPipeInsulation-Cadmus | Retro | All Commercial | Electric | Per Electric Water Heat LE 55 Gal | R-4 Pipe Wrap - Electric Water Heat LE 55 Gal | 90% | 90% | 90% | 90% | 90% | 90% | 90% | 90% | 90% | 90% | 90% | 90% | 90% | 90% | 90% | 90% | 90% | 90% | 90% | 0% | 0% | 0% | 0% | 0% | 0% | 0% | Pipe Insulation-Retro | 0 |  | 0 | 0% | 0% | 100% | 0% | 0% | 100% | 0% | 0% | 0% | 100% | 0% | 100% | 100% | 0% | 0% | 0% | 0.2817% | 0.2817% | 0.2817% | 0% | 0% | 0% | 0% | 0% | 0% | 0% | 0% | 0% | 90% | 0% | 0% | 90% | 0% | 0% | 0% | 90% | 0% | 90% | 90% | 0% | 0% | 0% | 0.2535% | 0.2535% | 0.2535% | 0% | 0% | 0% | 0% | 0% | 0% | 0%
| 1811 | Pipe Insulation | ComPipeInsulation-Cadmus | Retro | All Commercial | Gas | Per Gas Water Heat GT 55 Gal | R-4 Pipe Wrap - Gas Water Heat GT 55 Gal | 90% | 90% | 90% | 90% | 90% | 90% | 90% | 90% | 90% | 90% | 90% | 90% | 90% | 90% | 90% | 90% | 90% | 90% | 90% | 0% | 0% | 0% | 0% | 0% | 0% | 0% | Pipe Insulation-Retro | 0 |  | 0 | 88.21% | 45.84% | 34.9% | 96.87% | 0% | 26.93% | 0% | 85.7% | 0% | 37.89% | 72.44% | 5.269% | 75.14% | 99.24% | 0% | 96.14% | 58.38% | 66.45% | 68.53% | 0% | 0% | 0% | 0% | 0% | 0% | 0% | 79.39% | 41.25% | 31.41% | 87.18% | 0% | 24.24% | 0% | 77.13% | 0% | 34.1% | 65.19% | 4.742% | 67.62% | 89.32% | 0% | 86.53% | 52.54% | 59.8% | 61.67% | 0% | 0% | 0% | 0% | 0% | 0% | 0%
| 1811 | Pipe Insulation | ComPipeInsulation-Cadmus | Retro | All Commercial | Gas | Per Gas Water Heat LE 55 Gal | R-4 Pipe Wrap - Gas Water Heat LE 55 Gal | 90% | 90% | 90% | 90% | 90% | 90% | 90% | 90% | 90% | 90% | 90% | 90% | 90% | 90% | 90% | 90% | 90% | 90% | 90% | 0% | 0% | 0% | 0% | 0% | 0% | 0% | Pipe Insulation-Retro | 0 |  | 0 | 11.79% | 54.16% | 65.1% | 3.132% | 100% | 73.07% | 100% | 14.3% | 0% | 62.11% | 27.56% | 94.73% | 24.86% | 0.7601% | 0% | 3.859% | 41.62% | 33.55% | 31.47% | 0% | 0% | 0% | 0% | 0% | 0% | 0% | 10.61% | 48.75% | 58.59% | 2.819% | 90% | 65.76% | 90% | 12.87% | 0% | 55.9% | 24.81% | 85.26% | 22.38% | 0.6841% | 0% | 3.473% | 37.46% | 30.2% | 28.33% | 0% | 0% | 0% | 0% | 0% | 0% | 0%
| 1811 | Pool Covers | ComPoolCovers-Cadmus | Retro | All Commercial | Gas | Per Gas-Heated Commercial Pool | Commercial Pool Cover - Gas Pool Heat | 1% | 1% | 1% | 1% | 1% | 1% | 1% | 1% | 1% | 1% | 1% | 1% | 1% | 1% | 1% | 1% | 1% | 1% | 1% | 0% | 0% | 0% | 0% | 0% | 0% | 0% | Pool Covers-Retro | Pool Blankets-Retro |  | 0 | 1.136% | 1.136% | 1.136% | 1.136% | 1.136% | 1.136% | 1.136% | 1.136% | 1.136% | 1.136% | 1.136% | 1.136% | 1.136% | 1.136% | 1.136% | 1.136% | 1.136% | 1.136% | 1.136% | 0% | 0% | 0% | 0% | 0% | 0% | 0% | 0.01136% | 0.01136% | 0.01136% | 0.01136% | 0.01136% | 0.01136% | 0.01136% | 0.01136% | 0.01136% | 0.01136% | 0.01136% | 0.01136% | 0.01136% | 0.01136% | 0.01136% | 0.01136% | 0.01136% | 0.01136% | 0.01136% | 0% | 0% | 0% | 0% | 0% | 0% | 0%
| 1811 | Pool Covers | ComPoolCovers-Cadmus | Retro | All Commercial | Electric | Per Electric-Heated Commercial Pool | Commercial Pool Cover - Electric Pool Heat | 1% | 1% | 1% | 1% | 1% | 1% | 1% | 1% | 1% | 1% | 1% | 1% | 1% | 1% | 1% | 1% | 1% | 1% | 1% | 0% | 0% | 0% | 0% | 0% | 0% | 0% | Pool Covers-Retro | Pool Blankets-Retro |  | 0 | 0.2817% | 0.2817% | 0.2817% | 0.2817% | 0.2817% | 0.2817% | 0.2817% | 0.2817% | 0.2817% | 0.2817% | 0.2817% | 0.2817% | 0.2817% | 0.2817% | 0.2817% | 0.2817% | 0.2817% | 0.2817% | 0.2817% | 0% | 0% | 0% | 0% | 0% | 0% | 0% | 0.002817% | 0.002817% | 0.002817% | 0.002817% | 0.002817% | 0.002817% | 0.002817% | 0.002817% | 0.002817% | 0.002817% | 0.002817% | 0.002817% | 0.002817% | 0.002817% | 0.002817% | 0.002817% | 0.002817% | 0.002817% | 0.002817% | 0% | 0% | 0% | 0% | 0% | 0% | 0%
| 1811 | Pool Heaters | ComPoolHeaters-Cadmus | NR and New | All Commercial | Gas | Per Gas-Heated Commercial Pool | Commercial - >=84% Efficient Gas Pool Heater | 1% | 1% | 1% | 1% | 1% | 1% | 1% | 1% | 1% | 1% | 1% | 1% | 1% | 1% | 1% | 1% | 1% | 1% | 1% | 0% | 0% | 0% | 0% | 0% | 0% | 0% | Pool Heaters-NR and New | Pool Blankets-Retro |  | 0 | 1.136% | 1.136% | 1.136% | 1.136% | 1.136% | 1.136% | 1.136% | 1.136% | 1.136% | 1.136% | 1.136% | 1.136% | 1.136% | 1.136% | 1.136% | 1.136% | 1.136% | 1.136% | 1.136% | 0% | 0% | 0% | 0% | 0% | 0% | 0% | 0.01136% | 0.01136% | 0.01136% | 0.01136% | 0.01136% | 0.01136% | 0.01136% | 0.01136% | 0.01136% | 0.01136% | 0.01136% | 0.01136% | 0.01136% | 0.01136% | 0.01136% | 0.01136% | 0.01136% | 0.01136% | 0.01136% | 0% | 0% | 0% | 0% | 0% | 0% | 0%
| 1811 | Pool Heat Recovery | ComPoolHeatRecovery-Cadmus | Retro | All Commercial | Gas | Per Gas-Heated Commercial Pool | Commercial Pool Heat Recovery - Gas Space Heating | 1% | 1% | 1% | 1% | 1% | 1% | 1% | 1% | 1% | 1% | 1% | 1% | 1% | 1% | 1% | 1% | 1% | 1% | 1% | 0% | 0% | 0% | 0% | 0% | 0% | 0% | Pool Heat Recovery-Retro | Pool Blankets-Retro |  | 0 | 1.136% | 1.136% | 1.136% | 1.136% | 1.136% | 1.136% | 1.136% | 1.136% | 1.136% | 1.136% | 1.136% | 1.136% | 1.136% | 1.136% | 1.136% | 1.136% | 1.136% | 1.136% | 1.136% | 0% | 0% | 0% | 0% | 0% | 0% | 0% | 0.01136% | 0.01136% | 0.01136% | 0.01136% | 0.01136% | 0.01136% | 0.01136% | 0.01136% | 0.01136% | 0.01136% | 0.01136% | 0.01136% | 0.01136% | 0.01136% | 0.01136% | 0.01136% | 0.01136% | 0.01136% | 0.01136% | 0% | 0% | 0% | 0% | 0% | 0% | 0%
| 1811 | Pool Heat Recovery | ComPoolHeatRecovery-Cadmus | Retro | All Commercial | Electric | Per Electric-Heated Commercial Pool | Commercial Pool Heat Recovery - Electric Space Heating | 1% | 1% | 1% | 1% | 1% | 1% | 1% | 1% | 1% | 1% | 1% | 1% | 1% | 1% | 1% | 1% | 1% | 1% | 1% | 0% | 0% | 0% | 0% | 0% | 0% | 0% | Pool Heat Recovery-Retro | Pool Blankets-Retro |  | 0 | 0.2817% | 0.2817% | 0.2817% | 0.2817% | 0.2817% | 0.2817% | 0.2817% | 0.2817% | 0.2817% | 0.2817% | 0.2817% | 0.2817% | 0.2817% | 0.2817% | 0.2817% | 0.2817% | 0.2817% | 0.2817% | 0.2817% | 0% | 0% | 0% | 0% | 0% | 0% | 0% | 0.002817% | 0.002817% | 0.002817% | 0.002817% | 0.002817% | 0.002817% | 0.002817% | 0.002817% | 0.002817% | 0.002817% | 0.002817% | 0.002817% | 0.002817% | 0.002817% | 0.002817% | 0.002817% | 0.002817% | 0.002817% | 0.002817% | 0% | 0% | 0% | 0% | 0% | 0% | 0%
1 | 1811 | Pre Rinse Spray Valve | ComPreRinseSprayValve_PSE | Retro | All Commercial | Electric | Per Pre-Rinse Spray Valve - From 1.6 - EWH | SBDI: Sprayhead - EWH - 0.65 gpm - from 1.6 | 74% | 74% | 74% | 74% | 74% | 74% | 74% | 74% | 74% | 74% | 74% | 74% | 74% | 74% | 74% | 74% | 74% | 74% | 74% | 0% | 0% | 0% | 0% | 0% | 0% | 0% | Pre Rinse Spray Valve-Retro | Pre-Rinse Spray Valve-Retro |  | 1 | 100% | 100% | 100% | 100% | 100% | 100% | 100% | 100% | 100% | 100% | 100% | 100% | 100% | 100% | 100% | 100% | 100% | 100% | 100% | 0% | 0% | 0% | 0% | 0% | 0% | 0% | 74% | 74% | 74% | 74% | 74% | 74% | 74% | 74% | 74% | 74% | 74% | 74% | 74% | 74% | 74% | 74% | 74% | 74% | 74% | 0% | 0% | 0% | 0% | 0% | 0% | 0%
1 | 1811 | Pre Rinse Spray Valve | ComPreRinseSprayValve_PSE | Retro | All Commercial | Electric | Per Pre-Rinse Spray Valve - From 2.2 - EWH | SBDI: Sprayhead - EWH - 0.65 gpm - from 2.2 | 74% | 74% | 74% | 74% | 74% | 74% | 74% | 74% | 74% | 74% | 74% | 74% | 74% | 74% | 74% | 74% | 74% | 74% | 74% | 0% | 0% | 0% | 0% | 0% | 0% | 0% | Pre Rinse Spray Valve-Retro | Pre-Rinse Spray Valve-Retro |  | 1 | 100% | 100% | 100% | 100% | 100% | 100% | 100% | 100% | 100% | 100% | 100% | 100% | 100% | 100% | 100% | 100% | 100% | 100% | 100% | 0% | 0% | 0% | 0% | 0% | 0% | 0% | 74% | 74% | 74% | 74% | 74% | 74% | 74% | 74% | 74% | 74% | 74% | 74% | 74% | 74% | 74% | 74% | 74% | 74% | 74% | 0% | 0% | 0% | 0% | 0% | 0% | 0%
1 | 1811 | Pre Rinse Spray Valve | ComPreRinseSprayValve_PSE | Retro | All Commercial | Electric | Per Pre-Rinse Spray Valve - From 2.6 - EWH | SBDI: Sprayhead - EWH - 0.65 gpm - from 2.6 | 74% | 74% | 74% | 74% | 74% | 74% | 74% | 74% | 74% | 74% | 74% | 74% | 74% | 74% | 74% | 74% | 74% | 74% | 74% | 0% | 0% | 0% | 0% | 0% | 0% | 0% | Pre Rinse Spray Valve-Retro | Pre-Rinse Spray Valve-Retro |  | 1 | 100% | 100% | 100% | 100% | 100% | 100% | 100% | 100% | 100% | 100% | 100% | 100% | 100% | 100% | 100% | 100% | 100% | 100% | 100% | 0% | 0% | 0% | 0% | 0% | 0% | 0% | 74% | 74% | 74% | 74% | 74% | 74% | 74% | 74% | 74% | 74% | 74% | 74% | 74% | 74% | 74% | 74% | 74% | 74% | 74% | 0% | 0% | 0% | 0% | 0% | 0% | 0%
1 | 1811 | Pre Rinse Spray Valve | ComPreRinseSprayValve_PSE | Retro | All Commercial | Electric | Per Pre-Rinse Spray Valve - Not PI - EWH | SBDI: Sprayhead - EWH - 0.65 gpm - not PI | 74% | 74% | 74% | 74% | 74% | 74% | 74% | 74% | 74% | 74% | 74% | 74% | 74% | 74% | 74% | 74% | 74% | 74% | 74% | 0% | 0% | 0% | 0% | 0% | 0% | 0% | Pre Rinse Spray Valve-Retro | Pre-Rinse Spray Valve-Retro |  | 1 | 100% | 100% | 100% | 100% | 100% | 100% | 100% | 100% | 100% | 100% | 100% | 100% | 100% | 100% | 100% | 100% | 100% | 100% | 100% | 0% | 0% | 0% | 0% | 0% | 0% | 0% | 74% | 74% | 74% | 74% | 74% | 74% | 74% | 74% | 74% | 74% | 74% | 74% | 74% | 74% | 74% | 74% | 74% | 74% | 74% | 0% | 0% | 0% | 0% | 0% | 0% | 0%
1 | 1811 | Pre Rinse Spray Valve | ComPreRinseSprayValve_PSE | Retro | All Commercial | Gas | Per Pre-Rinse Spray Valve - From 1.6 - GWH | SBDI: Sprayhead - GWH - 0.65 gpm - from 1.6 | 74% | 74% | 74% | 74% | 74% | 74% | 74% | 74% | 74% | 74% | 74% | 74% | 74% | 74% | 74% | 74% | 74% | 74% | 74% | 0% | 0% | 0% | 0% | 0% | 0% | 0% | Pre Rinse Spray Valve-Retro | Pre-Rinse Spray Valve-Retro |  | 1 | 100% | 100% | 100% | 100% | 100% | 100% | 100% | 100% | 100% | 100% | 100% | 100% | 100% | 100% | 100% | 100% | 100% | 100% | 100% | 0% | 0% | 0% | 0% | 0% | 0% | 0% | 74% | 74% | 74% | 74% | 74% | 74% | 74% | 74% | 74% | 74% | 74% | 74% | 74% | 74% | 74% | 74% | 74% | 74% | 74% | 0% | 0% | 0% | 0% | 0% | 0% | 0%
1 | 1811 | Pre Rinse Spray Valve | ComPreRinseSprayValve_PSE | Retro | All Commercial | Gas | Per Pre-Rinse Spray Valve - From 2.2 - GWH | SBDI: Sprayhead - GWH - 0.65 gpm - from 2.2 | 74% | 74% | 74% | 74% | 74% | 74% | 74% | 74% | 74% | 74% | 74% | 74% | 74% | 74% | 74% | 74% | 74% | 74% | 74% | 0% | 0% | 0% | 0% | 0% | 0% | 0% | Pre Rinse Spray Valve-Retro | Pre-Rinse Spray Valve-Retro |  | 1 | 100% | 100% | 100% | 100% | 100% | 100% | 100% | 100% | 100% | 100% | 100% | 100% | 100% | 100% | 100% | 100% | 100% | 100% | 100% | 0% | 0% | 0% | 0% | 0% | 0% | 0% | 74% | 74% | 74% | 74% | 74% | 74% | 74% | 74% | 74% | 74% | 74% | 74% | 74% | 74% | 74% | 74% | 74% | 74% | 74% | 0% | 0% | 0% | 0% | 0% | 0% | 0%
1 | 1811 | Pre Rinse Spray Valve | ComPreRinseSprayValve_PSE | Retro | All Commercial | Gas | Per Pre-Rinse Spray Valve - From 2.6 - GWH | SBDI: Sprayhead - GWH - 0.65 gpm - from 2.6 | 74% | 74% | 74% | 74% | 74% | 74% | 74% | 74% | 74% | 74% | 74% | 74% | 74% | 74% | 74% | 74% | 74% | 74% | 74% | 0% | 0% | 0% | 0% | 0% | 0% | 0% | Pre Rinse Spray Valve-Retro | Pre-Rinse Spray Valve-Retro |  | 1 | 100% | 100% | 100% | 100% | 100% | 100% | 100% | 100% | 100% | 100% | 100% | 100% | 100% | 100% | 100% | 100% | 100% | 100% | 100% | 0% | 0% | 0% | 0% | 0% | 0% | 0% | 74% | 74% | 74% | 74% | 74% | 74% | 74% | 74% | 74% | 74% | 74% | 74% | 74% | 74% | 74% | 74% | 74% | 74% | 74% | 0% | 0% | 0% | 0% | 0% | 0% | 0%
1 | 1811 | Pre Rinse Spray Valve | ComPreRinseSprayValve_PSE | Retro | All Commercial | Gas | Per Pre-Rinse Spray Valve - Not PI - GWH | SBDI: Sprayhead - GWH - 0.65 gpm - not PI | 74% | 74% | 74% | 74% | 74% | 74% | 74% | 74% | 74% | 74% | 74% | 74% | 74% | 74% | 74% | 74% | 74% | 74% | 74% | 0% | 0% | 0% | 0% | 0% | 0% | 0% | Pre Rinse Spray Valve-Retro | Pre-Rinse Spray Valve-Retro |  | 1 | 100% | 100% | 100% | 100% | 100% | 100% | 100% | 100% | 100% | 100% | 100% | 100% | 100% | 100% | 100% | 100% | 100% | 100% | 100% | 0% | 0% | 0% | 0% | 0% | 0% | 0% | 74% | 74% | 74% | 74% | 74% | 74% | 74% | 74% | 74% | 74% | 74% | 74% | 74% | 74% | 74% | 74% | 74% | 74% | 74% | 0% | 0% | 0% | 0% | 0% | 0% | 0%
| 1811 | Circulator Pumps | ComPumps_v1_1 | NR and New | All Commercial | Electric | Per Variable Speed Pump Horse Power - Constant Speed Baseline | Constant Speed Baseline, Variable Speed Efficient Case, Commercial HVAC and DHW - Min Efficiency | 85% | 85% | 85% | 85% | 85% | 85% | 85% | 85% | 85% | 85% | 85% | 85% | 85% | 85% | 85% | 85% | 85% | 85% | 85% | 0% | 0% | 0% | 0% | 0% | 0% | 0% | Circulator Pumps-NR and New | Circpumps-New |  | 0 | 50% | 50% | 50% | 50% | 50% | 50% | 50% | 50% | 50% | 50% | 50% | 50% | 50% | 50% | 50% | 50% | 50% | 50% | 50% | 0% | 0% | 0% | 0% | 0% | 0% | 0% | 42.5% | 42.5% | 42.5% | 42.5% | 42.5% | 42.5% | 42.5% | 42.5% | 42.5% | 42.5% | 42.5% | 42.5% | 42.5% | 42.5% | 42.5% | 42.5% | 42.5% | 42.5% | 42.5% | 0% | 0% | 0% | 0% | 0% | 0% | 0%
| 1811 | Circulator Pumps | ComPumps_v1_1 | NR and New | All Commercial | Electric | Per Variable Speed Pump Horse Power - Constant Speed Baseline | Constant Speed Baseline, Variable Speed Efficient Case, Commercial HVAC and DHW - Max Efficiency | 85% | 85% | 85% | 85% | 85% | 85% | 85% | 85% | 85% | 85% | 85% | 85% | 85% | 85% | 85% | 85% | 85% | 85% | 85% | 0% | 0% | 0% | 0% | 0% | 0% | 0% | Circulator Pumps-NR and New | Circpumps-New |  | 0 | 50% | 50% | 50% | 50% | 50% | 50% | 50% | 50% | 50% | 50% | 50% | 50% | 50% | 50% | 50% | 50% | 50% | 50% | 50% | 0% | 0% | 0% | 0% | 0% | 0% | 0% | 42.5% | 42.5% | 42.5% | 42.5% | 42.5% | 42.5% | 42.5% | 42.5% | 42.5% | 42.5% | 42.5% | 42.5% | 42.5% | 42.5% | 42.5% | 42.5% | 42.5% | 42.5% | 42.5% | 0% | 0% | 0% | 0% | 0% | 0% | 0%
| 1811 | Circulator Pumps | ComPumps_v1_1 | NR and New | All Commercial | Electric | Per Variable Speed Pump Horse Power - Variable Speed Baseline | Variable Speed Baseline, Variable Speed Efficient Case, Commercial HVAC and DHW - Min Efficiency | 85% | 85% | 85% | 85% | 85% | 85% | 85% | 85% | 85% | 85% | 85% | 85% | 85% | 85% | 85% | 85% | 85% | 85% | 85% | 0% | 0% | 0% | 0% | 0% | 0% | 0% | Circulator Pumps-NR and New | Circpumps-New |  | 0 | 50% | 50% | 50% | 50% | 50% | 50% | 50% | 50% | 50% | 50% | 50% | 50% | 50% | 50% | 50% | 50% | 50% | 50% | 50% | 0% | 0% | 0% | 0% | 0% | 0% | 0% | 42.5% | 42.5% | 42.5% | 42.5% | 42.5% | 42.5% | 42.5% | 42.5% | 42.5% | 42.5% | 42.5% | 42.5% | 42.5% | 42.5% | 42.5% | 42.5% | 42.5% | 42.5% | 42.5% | 0% | 0% | 0% | 0% | 0% | 0% | 0%
| 1811 | Circulator Pumps | ComPumps_v1_1 | NR and New | All Commercial | Electric | Per Variable Speed Pump Horse Power - Variable Speed Baseline | Variable Speed Baseline, Variable Speed Efficient Case, Commercial HVAC and DHW - Max Efficiency | 85% | 85% | 85% | 85% | 85% | 85% | 85% | 85% | 85% | 85% | 85% | 85% | 85% | 85% | 85% | 85% | 85% | 85% | 85% | 0% | 0% | 0% | 0% | 0% | 0% | 0% | Circulator Pumps-NR and New | Circpumps-New |  | 0 | 50% | 50% | 50% | 50% | 50% | 50% | 50% | 50% | 50% | 50% | 50% | 50% | 50% | 50% | 50% | 50% | 50% | 50% | 50% | 0% | 0% | 0% | 0% | 0% | 0% | 0% | 42.5% | 42.5% | 42.5% | 42.5% | 42.5% | 42.5% | 42.5% | 42.5% | 42.5% | 42.5% | 42.5% | 42.5% | 42.5% | 42.5% | 42.5% | 42.5% | 42.5% | 42.5% | 42.5% | 0% | 0% | 0% | 0% | 0% | 0% | 0%
| 1811 | Rack Oven | ComRackOven_PSE | NR and New | All Commercial | Gas | Per Double Rack Oven - NG - CKTCH | CKTCH: Oven - Double Rack - NG | 54.9% | 54.9% | 54.9% | 54.9% | 54.9% | 54.9% | 54.9% | 54.9% | 54.9% | 54.9% | 54.9% | 54.9% | 54.9% | 54.9% | 54.9% | 54.9% | 54.9% | 54.9% | 54.9% | 0% | 0% | 0% | 0% | 0% | 0% | 0% | Rack Oven-NR and New | Combo Oven-NR |  | 1 | 1.136% | 1.136% | 1.136% | 1.136% | 1.136% | 1.136% | 1.136% | 1.136% | 1.136% | 1.136% | 1.136% | 1.136% | 1.136% | 1.136% | 1.136% | 1.136% | 1.136% | 1.136% | 1.136% | 0% | 0% | 0% | 0% | 0% | 0% | 0% | 0.6239% | 0.6239% | 0.6239% | 0.6239% | 0.6239% | 0.6239% | 0.6239% | 0.6239% | 0.6239% | 0.6239% | 0.6239% | 0.6239% | 0.6239% | 0.6239% | 0.6239% | 0.6239% | 0.6239% | 0.6239% | 0.6239% | 0% | 0% | 0% | 0% | 0% | 0% | 0%
| 1811 | Circulator Pumps | ComResCirculatorPumps_1_3 | Retro | All Commercial | Electric | Per cast iron pump; >1/16 - ≤1/8 horsepower (>100 - ≤200 Max watts); ECM; Single speed; (PEI 1.00-0.86 or ER 85-120) | Cast iron pump; >1/16 - ≤1/8 horsepower (>100 - ≤200 Max watts); ECM; Single speed; (PEI 1.00-0.86 or ER 85-120) | 85% | 85% | 85% | 85% | 85% | 85% | 85% | 85% | 85% | 85% | 85% | 85% | 85% | 85% | 85% | 85% | 85% | 85% | 85% | 0% | 0% | 0% | 0% | 0% | 0% | 0% | Circulator Pumps-Retro | Circpumps-NR |  | 0 | 1.136% | 1.136% | 1.136% | 1.136% | 1.136% | 1.136% | 1.136% | 1.136% | 1.136% | 1.136% | 1.136% | 1.136% | 1.136% | 1.136% | 1.136% | 1.136% | 1.136% | 1.136% | 1.136% | 0% | 0% | 0% | 0% | 0% | 0% | 0% | 0.9659% | 0.9659% | 0.9659% | 0.9659% | 0.9659% | 0.9659% | 0.9659% | 0.9659% | 0.9659% | 0.9659% | 0.9659% | 0.9659% | 0.9659% | 0.9659% | 0.9659% | 0.9659% | 0.9659% | 0.9659% | 0.9659% | 0% | 0% | 0% | 0% | 0% | 0% | 0%
| 1811 | Circulator Pumps | ComResCirculatorPumps_1_3 | Retro | All Commercial | Electric | Per cast iron pump; >1/8 - ≤1/6 horsepower (>200 - ≤300 Max watts); ECM; Single speed; (PEI 1.00-0.86 or ER 75-105) | Cast iron pump; >1/8 - ≤1/6 horsepower (>200 - ≤300 Max watts); ECM; Single speed; (PEI 1.00-0.86 or ER 75-105) | 85% | 85% | 85% | 85% | 85% | 85% | 85% | 85% | 85% | 85% | 85% | 85% | 85% | 85% | 85% | 85% | 85% | 85% | 85% | 0% | 0% | 0% | 0% | 0% | 0% | 0% | Circulator Pumps-Retro | Circpumps-NR |  | 0 | 1.136% | 1.136% | 1.136% | 1.136% | 1.136% | 1.136% | 1.136% | 1.136% | 1.136% | 1.136% | 1.136% | 1.136% | 1.136% | 1.136% | 1.136% | 1.136% | 1.136% | 1.136% | 1.136% | 0% | 0% | 0% | 0% | 0% | 0% | 0% | 0.9659% | 0.9659% | 0.9659% | 0.9659% | 0.9659% | 0.9659% | 0.9659% | 0.9659% | 0.9659% | 0.9659% | 0.9659% | 0.9659% | 0.9659% | 0.9659% | 0.9659% | 0.9659% | 0.9659% | 0.9659% | 0.9659% | 0% | 0% | 0% | 0% | 0% | 0% | 0%
| 1811 | Circulator Pumps | ComResCirculatorPumps_1_3 | Retro | All Commercial | Electric | Per cast iron pump; >1/6 - ≤1/4 horsepower (>300 - ≤400 Max watts); ECM; Single speed; (PEI 1.00-0.86 or ER 70-100) | Cast iron pump; >1/6 - ≤1/4 horsepower (>300 - ≤400 Max watts); ECM; Single speed; (PEI 1.00-0.86 or ER 70-100) | 85% | 85% | 85% | 85% | 85% | 85% | 85% | 85% | 85% | 85% | 85% | 85% | 85% | 85% | 85% | 85% | 85% | 85% | 85% | 0% | 0% | 0% | 0% | 0% | 0% | 0% | Circulator Pumps-Retro | Circpumps-NR |  | 0 | 1.136% | 1.136% | 1.136% | 1.136% | 1.136% | 1.136% | 1.136% | 1.136% | 1.136% | 1.136% | 1.136% | 1.136% | 1.136% | 1.136% | 1.136% | 1.136% | 1.136% | 1.136% | 1.136% | 0% | 0% | 0% | 0% | 0% | 0% | 0% | 0.9659% | 0.9659% | 0.9659% | 0.9659% | 0.9659% | 0.9659% | 0.9659% | 0.9659% | 0.9659% | 0.9659% | 0.9659% | 0.9659% | 0.9659% | 0.9659% | 0.9659% | 0.9659% | 0.9659% | 0.9659% | 0.9659% | 0% | 0% | 0% | 0% | 0% | 0% | 0%
| 1811 | Circulator Pumps | ComResCirculatorPumps_1_3 | Retro | All Commercial | Electric | Per cast iron pump; >1/4 - ≤1/2 horsepower (>400 - ≤550 Max watts); ECM; Single speed; (PEI 1.00-0.86 or ER 65-95) | Cast iron pump; >1/4 - ≤1/2 horsepower (>400 - ≤550 Max watts); ECM; Single speed; (PEI 1.00-0.86 or ER 65-95) | 85% | 85% | 85% | 85% | 85% | 85% | 85% | 85% | 85% | 85% | 85% | 85% | 85% | 85% | 85% | 85% | 85% | 85% | 85% | 0% | 0% | 0% | 0% | 0% | 0% | 0% | Circulator Pumps-Retro | Circpumps-NR |  | 0 | 1.136% | 1.136% | 1.136% | 1.136% | 1.136% | 1.136% | 1.136% | 1.136% | 1.136% | 1.136% | 1.136% | 1.136% | 1.136% | 1.136% | 1.136% | 1.136% | 1.136% | 1.136% | 1.136% | 0% | 0% | 0% | 0% | 0% | 0% | 0% | 0.9659% | 0.9659% | 0.9659% | 0.9659% | 0.9659% | 0.9659% | 0.9659% | 0.9659% | 0.9659% | 0.9659% | 0.9659% | 0.9659% | 0.9659% | 0.9659% | 0.9659% | 0.9659% | 0.9659% | 0.9659% | 0.9659% | 0% | 0% | 0% | 0% | 0% | 0% | 0%
| 1811 | Circulator Pumps | ComResCirculatorPumps_1_3 | Retro | All Commercial | Electric | Per cast iron pump; >1/2 - ≤3/4 horsepower (>550 - ≤750 Max watts); ECM; Single speed; (PEI 1.00-0.86 or ER 60-90) | Cast iron pump; >1/2 - ≤3/4 horsepower (>550 - ≤750 Max watts); ECM; Single speed; (PEI 1.00-0.86 or ER 60-90) | 85% | 85% | 85% | 85% | 85% | 85% | 85% | 85% | 85% | 85% | 85% | 85% | 85% | 85% | 85% | 85% | 85% | 85% | 85% | 0% | 0% | 0% | 0% | 0% | 0% | 0% | Circulator Pumps-Retro | Circpumps-NR |  | 0 | 1.136% | 1.136% | 1.136% | 1.136% | 1.136% | 1.136% | 1.136% | 1.136% | 1.136% | 1.136% | 1.136% | 1.136% | 1.136% | 1.136% | 1.136% | 1.136% | 1.136% | 1.136% | 1.136% | 0% | 0% | 0% | 0% | 0% | 0% | 0% | 0.9659% | 0.9659% | 0.9659% | 0.9659% | 0.9659% | 0.9659% | 0.9659% | 0.9659% | 0.9659% | 0.9659% | 0.9659% | 0.9659% | 0.9659% | 0.9659% | 0.9659% | 0.9659% | 0.9659% | 0.9659% | 0.9659% | 0% | 0% | 0% | 0% | 0% | 0% | 0%
| 1811 | Circulator Pumps | ComResCirculatorPumps_1_3 | Retro | All Commercial | Electric | Per cast iron pump; >3/4 - ≤1.25 horsepower (>750 - ≤1000 Max watts); ECM; Single speed; (PEI 1.00-0.86 or ER 50-80) | Cast iron pump; >3/4 - ≤1.25 horsepower (>750 - ≤1000 Max watts); ECM; Single speed; (PEI 1.00-0.86 or ER 50-80) | 85% | 85% | 85% | 85% | 85% | 85% | 85% | 85% | 85% | 85% | 85% | 85% | 85% | 85% | 85% | 85% | 85% | 85% | 85% | 0% | 0% | 0% | 0% | 0% | 0% | 0% | Circulator Pumps-Retro | Circpumps-NR |  | 0 | 1.136% | 1.136% | 1.136% | 1.136% | 1.136% | 1.136% | 1.136% | 1.136% | 1.136% | 1.136% | 1.136% | 1.136% | 1.136% | 1.136% | 1.136% | 1.136% | 1.136% | 1.136% | 1.136% | 0% | 0% | 0% | 0% | 0% | 0% | 0% | 0.9659% | 0.9659% | 0.9659% | 0.9659% | 0.9659% | 0.9659% | 0.9659% | 0.9659% | 0.9659% | 0.9659% | 0.9659% | 0.9659% | 0.9659% | 0.9659% | 0.9659% | 0.9659% | 0.9659% | 0.9659% | 0.9659% | 0% | 0% | 0% | 0% | 0% | 0% | 0%
| 1811 | Circulator Pumps | ComResCirculatorPumps_1_3 | Retro | All Commercial | Electric | Per cast iron pump; >1.25 - ≤1.75 horsepower (>1000 - ≤1300 Max watts); ECM; Single speed; (PEI 1.00-0.86 or ER 50-80) | Cast iron pump; >1.25 - ≤1.75 horsepower (>1000 - ≤1300 Max watts); ECM; Single speed; (PEI 1.00-0.86 or ER 50-80) | 85% | 85% | 85% | 85% | 85% | 85% | 85% | 85% | 85% | 85% | 85% | 85% | 85% | 85% | 85% | 85% | 85% | 85% | 85% | 0% | 0% | 0% | 0% | 0% | 0% | 0% | Circulator Pumps-Retro | Circpumps-NR |  | 0 | 1.136% | 1.136% | 1.136% | 1.136% | 1.136% | 1.136% | 1.136% | 1.136% | 1.136% | 1.136% | 1.136% | 1.136% | 1.136% | 1.136% | 1.136% | 1.136% | 1.136% | 1.136% | 1.136% | 0% | 0% | 0% | 0% | 0% | 0% | 0% | 0.9659% | 0.9659% | 0.9659% | 0.9659% | 0.9659% | 0.9659% | 0.9659% | 0.9659% | 0.9659% | 0.9659% | 0.9659% | 0.9659% | 0.9659% | 0.9659% | 0.9659% | 0.9659% | 0.9659% | 0.9659% | 0.9659% | 0% | 0% | 0% | 0% | 0% | 0% | 0%
| 1811 | Circulator Pumps | ComResCirculatorPumps_1_3 | Retro | All Commercial | Electric | Per cast iron pump; >1.75 - ≤2.5 horsepower (>1300 - ≤1750 Max watts); ECM; Single speed; (PEI 1.00-0.86 or ER 50-80) | Cast iron pump; >1.75 - ≤2.5 horsepower (>1300 - ≤1750 Max watts); ECM; Single speed; (PEI 1.00-0.86 or ER 50-80) | 85% | 85% | 85% | 85% | 85% | 85% | 85% | 85% | 85% | 85% | 85% | 85% | 85% | 85% | 85% | 85% | 85% | 85% | 85% | 0% | 0% | 0% | 0% | 0% | 0% | 0% | Circulator Pumps-Retro | Circpumps-NR |  | 0 | 1.136% | 1.136% | 1.136% | 1.136% | 1.136% | 1.136% | 1.136% | 1.136% | 1.136% | 1.136% | 1.136% | 1.136% | 1.136% | 1.136% | 1.136% | 1.136% | 1.136% | 1.136% | 1.136% | 0% | 0% | 0% | 0% | 0% | 0% | 0% | 0.9659% | 0.9659% | 0.9659% | 0.9659% | 0.9659% | 0.9659% | 0.9659% | 0.9659% | 0.9659% | 0.9659% | 0.9659% | 0.9659% | 0.9659% | 0.9659% | 0.9659% | 0.9659% | 0.9659% | 0.9659% | 0.9659% | 0% | 0% | 0% | 0% | 0% | 0% | 0%
| 1811 | Circulator Pumps | ComResCirculatorPumps_1_3 | Retro | All Commercial | Electric | Per cast iron pump; >2.5 - ≤3.5 horsepower (>1750 - ≤2350 Max watts); ECM; Single speed; (PEI 1.00-0.86 or ER 50-80) | Cast iron pump; >2.5 - ≤3.5 horsepower (>1750 - ≤2350 Max watts); ECM; Single speed; (PEI 1.00-0.86 or ER 50-80) | 85% | 85% | 85% | 85% | 85% | 85% | 85% | 85% | 85% | 85% | 85% | 85% | 85% | 85% | 85% | 85% | 85% | 85% | 85% | 0% | 0% | 0% | 0% | 0% | 0% | 0% | Circulator Pumps-Retro | Circpumps-NR |  | 0 | 1.136% | 1.136% | 1.136% | 1.136% | 1.136% | 1.136% | 1.136% | 1.136% | 1.136% | 1.136% | 1.136% | 1.136% | 1.136% | 1.136% | 1.136% | 1.136% | 1.136% | 1.136% | 1.136% | 0% | 0% | 0% | 0% | 0% | 0% | 0% | 0.9659% | 0.9659% | 0.9659% | 0.9659% | 0.9659% | 0.9659% | 0.9659% | 0.9659% | 0.9659% | 0.9659% | 0.9659% | 0.9659% | 0.9659% | 0.9659% | 0.9659% | 0.9659% | 0.9659% | 0.9659% | 0.9659% | 0% | 0% | 0% | 0% | 0% | 0% | 0%
| 1811 | Circulator Pumps | ComResCirculatorPumps_1_3 | Retro | All Commercial | Electric | Per cast iron pump; >3.5 - ≤4.5 horsepower (>2350 - ≤3100 Max watts); ECM; Single speed; (PEI 1.00-0.86 or ER 50-80) | Cast iron pump; >3.5 - ≤4.5 horsepower (>2350 - ≤3100 Max watts); ECM; Single speed; (PEI 1.00-0.86 or ER 50-80) | 85% | 85% | 85% | 85% | 85% | 85% | 85% | 85% | 85% | 85% | 85% | 85% | 85% | 85% | 85% | 85% | 85% | 85% | 85% | 0% | 0% | 0% | 0% | 0% | 0% | 0% | Circulator Pumps-Retro | Circpumps-NR |  | 0 | 1.136% | 1.136% | 1.136% | 1.136% | 1.136% | 1.136% | 1.136% | 1.136% | 1.136% | 1.136% | 1.136% | 1.136% | 1.136% | 1.136% | 1.136% | 1.136% | 1.136% | 1.136% | 1.136% | 0% | 0% | 0% | 0% | 0% | 0% | 0% | 0.9659% | 0.9659% | 0.9659% | 0.9659% | 0.9659% | 0.9659% | 0.9659% | 0.9659% | 0.9659% | 0.9659% | 0.9659% | 0.9659% | 0.9659% | 0.9659% | 0.9659% | 0.9659% | 0.9659% | 0.9659% | 0.9659% | 0% | 0% | 0% | 0% | 0% | 0% | 0%
| 1811 | Circulator Pumps | ComResCirculatorPumps_1_3 | Retro | All Commercial | Electric | Per cast iron pump; >4.5 - ≤5 horsepower (>3100 - ≤3700 Max watts); ECM; Single speed; (PEI 1.00-0.86 or ER 50-80) | Cast iron pump; >4.5 - ≤5 horsepower (>3100 - ≤3700 Max watts); ECM; Single speed; (PEI 1.00-0.86 or ER 50-80) | 85% | 85% | 85% | 85% | 85% | 85% | 85% | 85% | 85% | 85% | 85% | 85% | 85% | 85% | 85% | 85% | 85% | 85% | 85% | 0% | 0% | 0% | 0% | 0% | 0% | 0% | Circulator Pumps-Retro | Circpumps-NR |  | 0 | 1.136% | 1.136% | 1.136% | 1.136% | 1.136% | 1.136% | 1.136% | 1.136% | 1.136% | 1.136% | 1.136% | 1.136% | 1.136% | 1.136% | 1.136% | 1.136% | 1.136% | 1.136% | 1.136% | 0% | 0% | 0% | 0% | 0% | 0% | 0% | 0.9659% | 0.9659% | 0.9659% | 0.9659% | 0.9659% | 0.9659% | 0.9659% | 0.9659% | 0.9659% | 0.9659% | 0.9659% | 0.9659% | 0.9659% | 0.9659% | 0.9659% | 0.9659% | 0.9659% | 0.9659% | 0.9659% | 0% | 0% | 0% | 0% | 0% | 0% | 0%
| 1811 | Circulator Pumps | ComResCirculatorPumps_1_3 | Retro | All Commercial | Electric | Per cast iron pump; >1/16 - ≤1/8 horsepower (>100 - ≤200 Max watts); ECM; Proportional pressure speed control; (PEI 0.85-0.76 or ER 120-140) | Cast iron pump; >1/16 - ≤1/8 horsepower (>100 - ≤200 Max watts); ECM; Proportional pressure speed control; (PEI 0.85-0.76 or ER 120-140) | 85% | 85% | 85% | 85% | 85% | 85% | 85% | 85% | 85% | 85% | 85% | 85% | 85% | 85% | 85% | 85% | 85% | 85% | 85% | 0% | 0% | 0% | 0% | 0% | 0% | 0% | Circulator Pumps-Retro | Circpumps-NR |  | 0 | 1.136% | 1.136% | 1.136% | 1.136% | 1.136% | 1.136% | 1.136% | 1.136% | 1.136% | 1.136% | 1.136% | 1.136% | 1.136% | 1.136% | 1.136% | 1.136% | 1.136% | 1.136% | 1.136% | 0% | 0% | 0% | 0% | 0% | 0% | 0% | 0.9659% | 0.9659% | 0.9659% | 0.9659% | 0.9659% | 0.9659% | 0.9659% | 0.9659% | 0.9659% | 0.9659% | 0.9659% | 0.9659% | 0.9659% | 0.9659% | 0.9659% | 0.9659% | 0.9659% | 0.9659% | 0.9659% | 0% | 0% | 0% | 0% | 0% | 0% | 0%
| 1811 | Circulator Pumps | ComResCirculatorPumps_1_3 | Retro | All Commercial | Electric | Per cast iron pump; >1/8 - ≤1/6 horsepower (>200 - ≤300 Max watts); ECM; Proportional pressure speed control; (PEI 0.85-0.76 or ER 105-120) | Cast iron pump; >1/8 - ≤1/6 horsepower (>200 - ≤300 Max watts); ECM; Proportional pressure speed control; (PEI 0.85-0.76 or ER 105-120) | 85% | 85% | 85% | 85% | 85% | 85% | 85% | 85% | 85% | 85% | 85% | 85% | 85% | 85% | 85% | 85% | 85% | 85% | 85% | 0% | 0% | 0% | 0% | 0% | 0% | 0% | Circulator Pumps-Retro | Circpumps-NR |  | 0 | 1.136% | 1.136% | 1.136% | 1.136% | 1.136% | 1.136% | 1.136% | 1.136% | 1.136% | 1.136% | 1.136% | 1.136% | 1.136% | 1.136% | 1.136% | 1.136% | 1.136% | 1.136% | 1.136% | 0% | 0% | 0% | 0% | 0% | 0% | 0% | 0.9659% | 0.9659% | 0.9659% | 0.9659% | 0.9659% | 0.9659% | 0.9659% | 0.9659% | 0.9659% | 0.9659% | 0.9659% | 0.9659% | 0.9659% | 0.9659% | 0.9659% | 0.9659% | 0.9659% | 0.9659% | 0.9659% | 0% | 0% | 0% | 0% | 0% | 0% | 0%
| 1811 | Circulator Pumps | ComResCirculatorPumps_1_3 | Retro | All Commercial | Electric | Per cast iron pump; >1/6 - ≤1/4 horsepower (>300 - ≤400 Max watts); ECM; Proportional pressure speed control; (PEI 0.85-0.76 or ER 100-115) | Cast iron pump; >1/6 - ≤1/4 horsepower (>300 - ≤400 Max watts); ECM; Proportional pressure speed control; (PEI 0.85-0.76 or ER 100-115) | 85% | 85% | 85% | 85% | 85% | 85% | 85% | 85% | 85% | 85% | 85% | 85% | 85% | 85% | 85% | 85% | 85% | 85% | 85% | 0% | 0% | 0% | 0% | 0% | 0% | 0% | Circulator Pumps-Retro | Circpumps-NR |  | 0 | 1.136% | 1.136% | 1.136% | 1.136% | 1.136% | 1.136% | 1.136% | 1.136% | 1.136% | 1.136% | 1.136% | 1.136% | 1.136% | 1.136% | 1.136% | 1.136% | 1.136% | 1.136% | 1.136% | 0% | 0% | 0% | 0% | 0% | 0% | 0% | 0.9659% | 0.9659% | 0.9659% | 0.9659% | 0.9659% | 0.9659% | 0.9659% | 0.9659% | 0.9659% | 0.9659% | 0.9659% | 0.9659% | 0.9659% | 0.9659% | 0.9659% | 0.9659% | 0.9659% | 0.9659% | 0.9659% | 0% | 0% | 0% | 0% | 0% | 0% | 0%
| 1811 | Circulator Pumps | ComResCirculatorPumps_1_3 | Retro | All Commercial | Electric | Per cast iron pump; >1/4 - ≤1/2 horsepower (>400 - ≤550 Max watts); ECM; Proportional pressure speed control; (PEI 0.85-0.76 or ER 95-110) | Cast iron pump; >1/4 - ≤1/2 horsepower (>400 - ≤550 Max watts); ECM; Proportional pressure speed control; (PEI 0.85-0.76 or ER 95-110) | 85% | 85% | 85% | 85% | 85% | 85% | 85% | 85% | 85% | 85% | 85% | 85% | 85% | 85% | 85% | 85% | 85% | 85% | 85% | 0% | 0% | 0% | 0% | 0% | 0% | 0% | Circulator Pumps-Retro | Circpumps-NR |  | 0 | 1.136% | 1.136% | 1.136% | 1.136% | 1.136% | 1.136% | 1.136% | 1.136% | 1.136% | 1.136% | 1.136% | 1.136% | 1.136% | 1.136% | 1.136% | 1.136% | 1.136% | 1.136% | 1.136% | 0% | 0% | 0% | 0% | 0% | 0% | 0% | 0.9659% | 0.9659% | 0.9659% | 0.9659% | 0.9659% | 0.9659% | 0.9659% | 0.9659% | 0.9659% | 0.9659% | 0.9659% | 0.9659% | 0.9659% | 0.9659% | 0.9659% | 0.9659% | 0.9659% | 0.9659% | 0.9659% | 0% | 0% | 0% | 0% | 0% | 0% | 0%
| 1811 | Circulator Pumps | ComResCirculatorPumps_1_3 | Retro | All Commercial | Electric | Per cast iron pump; >1/2 - ≤3/4 horsepower (>550 - ≤750 Max watts); ECM; Proportional pressure speed control; (PEI 0.85-0.76 or ER 90-105) | Cast iron pump; >1/2 - ≤3/4 horsepower (>550 - ≤750 Max watts); ECM; Proportional pressure speed control; (PEI 0.85-0.76 or ER 90-105) | 85% | 85% | 85% | 85% | 85% | 85% | 85% | 85% | 85% | 85% | 85% | 85% | 85% | 85% | 85% | 85% | 85% | 85% | 85% | 0% | 0% | 0% | 0% | 0% | 0% | 0% | Circulator Pumps-Retro | Circpumps-NR |  | 0 | 1.136% | 1.136% | 1.136% | 1.136% | 1.136% | 1.136% | 1.136% | 1.136% | 1.136% | 1.136% | 1.136% | 1.136% | 1.136% | 1.136% | 1.136% | 1.136% | 1.136% | 1.136% | 1.136% | 0% | 0% | 0% | 0% | 0% | 0% | 0% | 0.9659% | 0.9659% | 0.9659% | 0.9659% | 0.9659% | 0.9659% | 0.9659% | 0.9659% | 0.9659% | 0.9659% | 0.9659% | 0.9659% | 0.9659% | 0.9659% | 0.9659% | 0.9659% | 0.9659% | 0.9659% | 0.9659% | 0% | 0% | 0% | 0% | 0% | 0% | 0%
| 1811 | Circulator Pumps | ComResCirculatorPumps_1_3 | Retro | All Commercial | Electric | Per cast iron pump; >3/4 - ≤1.25 horsepower (>750 - ≤1000 Max watts); ECM; Proportional pressure speed control; (PEI 0.85-0.76 or ER 80-100) | Cast iron pump; >3/4 - ≤1.25 horsepower (>750 - ≤1000 Max watts); ECM; Proportional pressure speed control; (PEI 0.85-0.76 or ER 80-100) | 85% | 85% | 85% | 85% | 85% | 85% | 85% | 85% | 85% | 85% | 85% | 85% | 85% | 85% | 85% | 85% | 85% | 85% | 85% | 0% | 0% | 0% | 0% | 0% | 0% | 0% | Circulator Pumps-Retro | Circpumps-NR |  | 0 | 1.136% | 1.136% | 1.136% | 1.136% | 1.136% | 1.136% | 1.136% | 1.136% | 1.136% | 1.136% | 1.136% | 1.136% | 1.136% | 1.136% | 1.136% | 1.136% | 1.136% | 1.136% | 1.136% | 0% | 0% | 0% | 0% | 0% | 0% | 0% | 0.9659% | 0.9659% | 0.9659% | 0.9659% | 0.9659% | 0.9659% | 0.9659% | 0.9659% | 0.9659% | 0.9659% | 0.9659% | 0.9659% | 0.9659% | 0.9659% | 0.9659% | 0.9659% | 0.9659% | 0.9659% | 0.9659% | 0% | 0% | 0% | 0% | 0% | 0% | 0%
| 1811 | Circulator Pumps | ComResCirculatorPumps_1_3 | Retro | All Commercial | Electric | Per cast iron pump; >1.25 - ≤1.75 horsepower (>1000 - ≤1300 Max watts); ECM; Proportional pressure speed control; (PEI 0.85-0.76 or ER 80-100) | Cast iron pump; >1.25 - ≤1.75 horsepower (>1000 - ≤1300 Max watts); ECM; Proportional pressure speed control; (PEI 0.85-0.76 or ER 80-100) | 85% | 85% | 85% | 85% | 85% | 85% | 85% | 85% | 85% | 85% | 85% | 85% | 85% | 85% | 85% | 85% | 85% | 85% | 85% | 0% | 0% | 0% | 0% | 0% | 0% | 0% | Circulator Pumps-Retro | Circpumps-NR |  | 0 | 1.136% | 1.136% | 1.136% | 1.136% | 1.136% | 1.136% | 1.136% | 1.136% | 1.136% | 1.136% | 1.136% | 1.136% | 1.136% | 1.136% | 1.136% | 1.136% | 1.136% | 1.136% | 1.136% | 0% | 0% | 0% | 0% | 0% | 0% | 0% | 0.9659% | 0.9659% | 0.9659% | 0.9659% | 0.9659% | 0.9659% | 0.9659% | 0.9659% | 0.9659% | 0.9659% | 0.9659% | 0.9659% | 0.9659% | 0.9659% | 0.9659% | 0.9659% | 0.9659% | 0.9659% | 0.9659% | 0% | 0% | 0% | 0% | 0% | 0% | 0%
| 1811 | Circulator Pumps | ComResCirculatorPumps_1_3 | Retro | All Commercial | Electric | Per cast iron pump; >1.75 - ≤2.5 horsepower (>1300 - ≤1750 Max watts); ECM; Proportional pressure speed control; (PEI 0.85-0.76 or ER 80-100) | Cast iron pump; >1.75 - ≤2.5 horsepower (>1300 - ≤1750 Max watts); ECM; Proportional pressure speed control; (PEI 0.85-0.76 or ER 80-100) | 85% | 85% | 85% | 85% | 85% | 85% | 85% | 85% | 85% | 85% | 85% | 85% | 85% | 85% | 85% | 85% | 85% | 85% | 85% | 0% | 0% | 0% | 0% | 0% | 0% | 0% | Circulator Pumps-Retro | Circpumps-NR |  | 0 | 1.136% | 1.136% | 1.136% | 1.136% | 1.136% | 1.136% | 1.136% | 1.136% | 1.136% | 1.136% | 1.136% | 1.136% | 1.136% | 1.136% | 1.136% | 1.136% | 1.136% | 1.136% | 1.136% | 0% | 0% | 0% | 0% | 0% | 0% | 0% | 0.9659% | 0.9659% | 0.9659% | 0.9659% | 0.9659% | 0.9659% | 0.9659% | 0.9659% | 0.9659% | 0.9659% | 0.9659% | 0.9659% | 0.9659% | 0.9659% | 0.9659% | 0.9659% | 0.9659% | 0.9659% | 0.9659% | 0% | 0% | 0% | 0% | 0% | 0% | 0%
| 1811 | Circulator Pumps | ComResCirculatorPumps_1_3 | Retro | All Commercial | Electric | Per cast iron pump; >2.5 - ≤3.5 horsepower (>1750 - ≤2350 Max watts); ECM; Proportional pressure speed control; (PEI 0.85-0.76 or ER 80-100) | Cast iron pump; >2.5 - ≤3.5 horsepower (>1750 - ≤2350 Max watts); ECM; Proportional pressure speed control; (PEI 0.85-0.76 or ER 80-100) | 85% | 85% | 85% | 85% | 85% | 85% | 85% | 85% | 85% | 85% | 85% | 85% | 85% | 85% | 85% | 85% | 85% | 85% | 85% | 0% | 0% | 0% | 0% | 0% | 0% | 0% | Circulator Pumps-Retro | Circpumps-NR |  | 0 | 1.136% | 1.136% | 1.136% | 1.136% | 1.136% | 1.136% | 1.136% | 1.136% | 1.136% | 1.136% | 1.136% | 1.136% | 1.136% | 1.136% | 1.136% | 1.136% | 1.136% | 1.136% | 1.136% | 0% | 0% | 0% | 0% | 0% | 0% | 0% | 0.9659% | 0.9659% | 0.9659% | 0.9659% | 0.9659% | 0.9659% | 0.9659% | 0.9659% | 0.9659% | 0.9659% | 0.9659% | 0.9659% | 0.9659% | 0.9659% | 0.9659% | 0.9659% | 0.9659% | 0.9659% | 0.9659% | 0% | 0% | 0% | 0% | 0% | 0% | 0%
| 1811 | Circulator Pumps | ComResCirculatorPumps_1_3 | Retro | All Commercial | Electric | Per cast iron pump; >3.5 - ≤4.5 horsepower (>2350 - ≤3100 Max watts); ECM; Proportional pressure speed control; (PEI 0.85-0.76 or ER 80-100) | Cast iron pump; >3.5 - ≤4.5 horsepower (>2350 - ≤3100 Max watts); ECM; Proportional pressure speed control; (PEI 0.85-0.76 or ER 80-100) | 85% | 85% | 85% | 85% | 85% | 85% | 85% | 85% | 85% | 85% | 85% | 85% | 85% | 85% | 85% | 85% | 85% | 85% | 85% | 0% | 0% | 0% | 0% | 0% | 0% | 0% | Circulator Pumps-Retro | Circpumps-NR |  | 0 | 1.136% | 1.136% | 1.136% | 1.136% | 1.136% | 1.136% | 1.136% | 1.136% | 1.136% | 1.136% | 1.136% | 1.136% | 1.136% | 1.136% | 1.136% | 1.136% | 1.136% | 1.136% | 1.136% | 0% | 0% | 0% | 0% | 0% | 0% | 0% | 0.9659% | 0.9659% | 0.9659% | 0.9659% | 0.9659% | 0.9659% | 0.9659% | 0.9659% | 0.9659% | 0.9659% | 0.9659% | 0.9659% | 0.9659% | 0.9659% | 0.9659% | 0.9659% | 0.9659% | 0.9659% | 0.9659% | 0% | 0% | 0% | 0% | 0% | 0% | 0%
| 1811 | Circulator Pumps | ComResCirculatorPumps_1_3 | Retro | All Commercial | Electric | Per cast iron pump; >4.5 - ≤5 horsepower (>3100 - ≤3700 Max watts); ECM; Proportional pressure speed control; (PEI 0.85-0.76 or ER 80-100) | Cast iron pump; >4.5 - ≤5 horsepower (>3100 - ≤3700 Max watts); ECM; Proportional pressure speed control; (PEI 0.85-0.76 or ER 80-100) | 85% | 85% | 85% | 85% | 85% | 85% | 85% | 85% | 85% | 85% | 85% | 85% | 85% | 85% | 85% | 85% | 85% | 85% | 85% | 0% | 0% | 0% | 0% | 0% | 0% | 0% | Circulator Pumps-Retro | Circpumps-NR |  | 0 | 1.136% | 1.136% | 1.136% | 1.136% | 1.136% | 1.136% | 1.136% | 1.136% | 1.136% | 1.136% | 1.136% | 1.136% | 1.136% | 1.136% | 1.136% | 1.136% | 1.136% | 1.136% | 1.136% | 0% | 0% | 0% | 0% | 0% | 0% | 0% | 0.9659% | 0.9659% | 0.9659% | 0.9659% | 0.9659% | 0.9659% | 0.9659% | 0.9659% | 0.9659% | 0.9659% | 0.9659% | 0.9659% | 0.9659% | 0.9659% | 0.9659% | 0.9659% | 0.9659% | 0.9659% | 0.9659% | 0% | 0% | 0% | 0% | 0% | 0% | 0%
| 1811 | Circulator Pumps | ComResCirculatorPumps_1_3 | Retro | All Commercial | Electric | Per cast iron pump; >1/16 - ≤1/8 horsepower (>100 - ≤200 Max watts); ECM; Differential temperature speed control; (PEI <0.60 or ER >145) | Cast iron pump; >1/16 - ≤1/8 horsepower (>100 - ≤200 Max watts); ECM; Differential temperature speed control; (PEI <0.60 or ER >145) | 85% | 85% | 85% | 85% | 85% | 85% | 85% | 85% | 85% | 85% | 85% | 85% | 85% | 85% | 85% | 85% | 85% | 85% | 85% | 0% | 0% | 0% | 0% | 0% | 0% | 0% | Circulator Pumps-Retro | Circpumps-NR |  | 0 | 1.136% | 1.136% | 1.136% | 1.136% | 1.136% | 1.136% | 1.136% | 1.136% | 1.136% | 1.136% | 1.136% | 1.136% | 1.136% | 1.136% | 1.136% | 1.136% | 1.136% | 1.136% | 1.136% | 0% | 0% | 0% | 0% | 0% | 0% | 0% | 0.9659% | 0.9659% | 0.9659% | 0.9659% | 0.9659% | 0.9659% | 0.9659% | 0.9659% | 0.9659% | 0.9659% | 0.9659% | 0.9659% | 0.9659% | 0.9659% | 0.9659% | 0.9659% | 0.9659% | 0.9659% | 0.9659% | 0% | 0% | 0% | 0% | 0% | 0% | 0%
| 1811 | Circulator Pumps | ComResCirculatorPumps_1_3 | Retro | All Commercial | Electric | Per cast iron pump; >1/8 - ≤1/6 horsepower (>200 - ≤300 Max watts); ECM; Differential temperature speed control; (PEI <0.60 or ER >130) | Cast iron pump; >1/8 - ≤1/6 horsepower (>200 - ≤300 Max watts); ECM; Differential temperature speed control; (PEI <0.60 or ER >130) | 85% | 85% | 85% | 85% | 85% | 85% | 85% | 85% | 85% | 85% | 85% | 85% | 85% | 85% | 85% | 85% | 85% | 85% | 85% | 0% | 0% | 0% | 0% | 0% | 0% | 0% | Circulator Pumps-Retro | Circpumps-NR |  | 0 | 1.136% | 1.136% | 1.136% | 1.136% | 1.136% | 1.136% | 1.136% | 1.136% | 1.136% | 1.136% | 1.136% | 1.136% | 1.136% | 1.136% | 1.136% | 1.136% | 1.136% | 1.136% | 1.136% | 0% | 0% | 0% | 0% | 0% | 0% | 0% | 0.9659% | 0.9659% | 0.9659% | 0.9659% | 0.9659% | 0.9659% | 0.9659% | 0.9659% | 0.9659% | 0.9659% | 0.9659% | 0.9659% | 0.9659% | 0.9659% | 0.9659% | 0.9659% | 0.9659% | 0.9659% | 0.9659% | 0% | 0% | 0% | 0% | 0% | 0% | 0%
| 1811 | Circulator Pumps | ComResCirculatorPumps_1_3 | Retro | All Commercial | Electric | Per cast iron pump; >1/6 - ≤1/4 horsepower (>300 - ≤400 Max watts); ECM; Differential temperature speed control; (PEI <0.60 or ER >125) | Cast iron pump; >1/6 - ≤1/4 horsepower (>300 - ≤400 Max watts); ECM; Differential temperature speed control; (PEI <0.60 or ER >125) | 85% | 85% | 85% | 85% | 85% | 85% | 85% | 85% | 85% | 85% | 85% | 85% | 85% | 85% | 85% | 85% | 85% | 85% | 85% | 0% | 0% | 0% | 0% | 0% | 0% | 0% | Circulator Pumps-Retro | Circpumps-NR |  | 0 | 1.136% | 1.136% | 1.136% | 1.136% | 1.136% | 1.136% | 1.136% | 1.136% | 1.136% | 1.136% | 1.136% | 1.136% | 1.136% | 1.136% | 1.136% | 1.136% | 1.136% | 1.136% | 1.136% | 0% | 0% | 0% | 0% | 0% | 0% | 0% | 0.9659% | 0.9659% | 0.9659% | 0.9659% | 0.9659% | 0.9659% | 0.9659% | 0.9659% | 0.9659% | 0.9659% | 0.9659% | 0.9659% | 0.9659% | 0.9659% | 0.9659% | 0.9659% | 0.9659% | 0.9659% | 0.9659% | 0% | 0% | 0% | 0% | 0% | 0% | 0%
| 1811 | Circulator Pumps | ComResCirculatorPumps_1_3 | Retro | All Commercial | Electric | Per cast iron pump; >1/4 - ≤1/2 horsepower (>400 - ≤550 Max watts); ECM; Differential temperature speed control; (PEI <0.60 or ER >120) | Cast iron pump; >1/4 - ≤1/2 horsepower (>400 - ≤550 Max watts); ECM; Differential temperature speed control; (PEI <0.60 or ER >120) | 85% | 85% | 85% | 85% | 85% | 85% | 85% | 85% | 85% | 85% | 85% | 85% | 85% | 85% | 85% | 85% | 85% | 85% | 85% | 0% | 0% | 0% | 0% | 0% | 0% | 0% | Circulator Pumps-Retro | Circpumps-NR |  | 0 | 1.136% | 1.136% | 1.136% | 1.136% | 1.136% | 1.136% | 1.136% | 1.136% | 1.136% | 1.136% | 1.136% | 1.136% | 1.136% | 1.136% | 1.136% | 1.136% | 1.136% | 1.136% | 1.136% | 0% | 0% | 0% | 0% | 0% | 0% | 0% | 0.9659% | 0.9659% | 0.9659% | 0.9659% | 0.9659% | 0.9659% | 0.9659% | 0.9659% | 0.9659% | 0.9659% | 0.9659% | 0.9659% | 0.9659% | 0.9659% | 0.9659% | 0.9659% | 0.9659% | 0.9659% | 0.9659% | 0% | 0% | 0% | 0% | 0% | 0% | 0%
| 1811 | Circulator Pumps | ComResCirculatorPumps_1_3 | Retro | All Commercial | Electric | Per cast iron pump; >1/2 - ≤3/4 horsepower (>550 - ≤750 Max watts); ECM; Differential temperature speed control; (PEI <0.60 or ER >117) | Cast iron pump; >1/2 - ≤3/4 horsepower (>550 - ≤750 Max watts); ECM; Differential temperature speed control; (PEI <0.60 or ER >117) | 85% | 85% | 85% | 85% | 85% | 85% | 85% | 85% | 85% | 85% | 85% | 85% | 85% | 85% | 85% | 85% | 85% | 85% | 85% | 0% | 0% | 0% | 0% | 0% | 0% | 0% | Circulator Pumps-Retro | Circpumps-NR |  | 0 | 1.136% | 1.136% | 1.136% | 1.136% | 1.136% | 1.136% | 1.136% | 1.136% | 1.136% | 1.136% | 1.136% | 1.136% | 1.136% | 1.136% | 1.136% | 1.136% | 1.136% | 1.136% | 1.136% | 0% | 0% | 0% | 0% | 0% | 0% | 0% | 0.9659% | 0.9659% | 0.9659% | 0.9659% | 0.9659% | 0.9659% | 0.9659% | 0.9659% | 0.9659% | 0.9659% | 0.9659% | 0.9659% | 0.9659% | 0.9659% | 0.9659% | 0.9659% | 0.9659% | 0.9659% | 0.9659% | 0% | 0% | 0% | 0% | 0% | 0% | 0%
| 1811 | Circulator Pumps | ComResCirculatorPumps_1_3 | Retro | All Commercial | Electric | Per cast iron pump; >3/4 - ≤1.25 horsepower (>750 - ≤1000 Max watts); ECM; Differential temperature speed control; (PEI <0.60 or ER >115) | Cast iron pump; >3/4 - ≤1.25 horsepower (>750 - ≤1000 Max watts); ECM; Differential temperature speed control; (PEI <0.60 or ER >115) | 85% | 85% | 85% | 85% | 85% | 85% | 85% | 85% | 85% | 85% | 85% | 85% | 85% | 85% | 85% | 85% | 85% | 85% | 85% | 0% | 0% | 0% | 0% | 0% | 0% | 0% | Circulator Pumps-Retro | Circpumps-NR |  | 0 | 1.136% | 1.136% | 1.136% | 1.136% | 1.136% | 1.136% | 1.136% | 1.136% | 1.136% | 1.136% | 1.136% | 1.136% | 1.136% | 1.136% | 1.136% | 1.136% | 1.136% | 1.136% | 1.136% | 0% | 0% | 0% | 0% | 0% | 0% | 0% | 0.9659% | 0.9659% | 0.9659% | 0.9659% | 0.9659% | 0.9659% | 0.9659% | 0.9659% | 0.9659% | 0.9659% | 0.9659% | 0.9659% | 0.9659% | 0.9659% | 0.9659% | 0.9659% | 0.9659% | 0.9659% | 0.9659% | 0% | 0% | 0% | 0% | 0% | 0% | 0%
| 1811 | Circulator Pumps | ComResCirculatorPumps_1_3 | Retro | All Commercial | Electric | Per cast iron pump; >1.25 - ≤1.75 horsepower (>1000 - ≤1300 Max watts); ECM; Differential temperature speed control; (PEI <0.60 or ER >115) | Cast iron pump; >1.25 - ≤1.75 horsepower (>1000 - ≤1300 Max watts); ECM; Differential temperature speed control; (PEI <0.60 or ER >115) | 85% | 85% | 85% | 85% | 85% | 85% | 85% | 85% | 85% | 85% | 85% | 85% | 85% | 85% | 85% | 85% | 85% | 85% | 85% | 0% | 0% | 0% | 0% | 0% | 0% | 0% | Circulator Pumps-Retro | Circpumps-NR |  | 0 | 1.136% | 1.136% | 1.136% | 1.136% | 1.136% | 1.136% | 1.136% | 1.136% | 1.136% | 1.136% | 1.136% | 1.136% | 1.136% | 1.136% | 1.136% | 1.136% | 1.136% | 1.136% | 1.136% | 0% | 0% | 0% | 0% | 0% | 0% | 0% | 0.9659% | 0.9659% | 0.9659% | 0.9659% | 0.9659% | 0.9659% | 0.9659% | 0.9659% | 0.9659% | 0.9659% | 0.9659% | 0.9659% | 0.9659% | 0.9659% | 0.9659% | 0.9659% | 0.9659% | 0.9659% | 0.9659% | 0% | 0% | 0% | 0% | 0% | 0% | 0%
| 1811 | Circulator Pumps | ComResCirculatorPumps_1_3 | Retro | All Commercial | Electric | Per cast iron pump; >1.75 - ≤2.5 horsepower (>1300 - ≤1750 Max watts); ECM; Differential temperature speed control; (PEI <0.60 or ER >115) | Cast iron pump; >1.75 - ≤2.5 horsepower (>1300 - ≤1750 Max watts); ECM; Differential temperature speed control; (PEI <0.60 or ER >115) | 85% | 85% | 85% | 85% | 85% | 85% | 85% | 85% | 85% | 85% | 85% | 85% | 85% | 85% | 85% | 85% | 85% | 85% | 85% | 0% | 0% | 0% | 0% | 0% | 0% | 0% | Circulator Pumps-Retro | Circpumps-NR |  | 0 | 1.136% | 1.136% | 1.136% | 1.136% | 1.136% | 1.136% | 1.136% | 1.136% | 1.136% | 1.136% | 1.136% | 1.136% | 1.136% | 1.136% | 1.136% | 1.136% | 1.136% | 1.136% | 1.136% | 0% | 0% | 0% | 0% | 0% | 0% | 0% | 0.9659% | 0.9659% | 0.9659% | 0.9659% | 0.9659% | 0.9659% | 0.9659% | 0.9659% | 0.9659% | 0.9659% | 0.9659% | 0.9659% | 0.9659% | 0.9659% | 0.9659% | 0.9659% | 0.9659% | 0.9659% | 0.9659% | 0% | 0% | 0% | 0% | 0% | 0% | 0%
| 1811 | Circulator Pumps | ComResCirculatorPumps_1_3 | Retro | All Commercial | Electric | Per cast iron pump; >2.5 - ≤3.5 horsepower (>1750 - ≤2350 Max watts); ECM; Differential temperature speed control; (PEI <0.60 or ER >115) | Cast iron pump; >2.5 - ≤3.5 horsepower (>1750 - ≤2350 Max watts); ECM; Differential temperature speed control; (PEI <0.60 or ER >115) | 85% | 85% | 85% | 85% | 85% | 85% | 85% | 85% | 85% | 85% | 85% | 85% | 85% | 85% | 85% | 85% | 85% | 85% | 85% | 0% | 0% | 0% | 0% | 0% | 0% | 0% | Circulator Pumps-Retro | Circpumps-NR |  | 0 | 1.136% | 1.136% | 1.136% | 1.136% | 1.136% | 1.136% | 1.136% | 1.136% | 1.136% | 1.136% | 1.136% | 1.136% | 1.136% | 1.136% | 1.136% | 1.136% | 1.136% | 1.136% | 1.136% | 0% | 0% | 0% | 0% | 0% | 0% | 0% | 0.9659% | 0.9659% | 0.9659% | 0.9659% | 0.9659% | 0.9659% | 0.9659% | 0.9659% | 0.9659% | 0.9659% | 0.9659% | 0.9659% | 0.9659% | 0.9659% | 0.9659% | 0.9659% | 0.9659% | 0.9659% | 0.9659% | 0% | 0% | 0% | 0% | 0% | 0% | 0%
| 1811 | Circulator Pumps | ComResCirculatorPumps_1_3 | Retro | All Commercial | Electric | Per cast iron pump; >3.5 - ≤4.5 horsepower (>2350 - ≤3100 Max watts); ECM; Differential temperature speed control; (PEI <0.60 or ER >115) | Cast iron pump; >3.5 - ≤4.5 horsepower (>2350 - ≤3100 Max watts); ECM; Differential temperature speed control; (PEI <0.60 or ER >115) | 85% | 85% | 85% | 85% | 85% | 85% | 85% | 85% | 85% | 85% | 85% | 85% | 85% | 85% | 85% | 85% | 85% | 85% | 85% | 0% | 0% | 0% | 0% | 0% | 0% | 0% | Circulator Pumps-Retro | Circpumps-NR |  | 0 | 1.136% | 1.136% | 1.136% | 1.136% | 1.136% | 1.136% | 1.136% | 1.136% | 1.136% | 1.136% | 1.136% | 1.136% | 1.136% | 1.136% | 1.136% | 1.136% | 1.136% | 1.136% | 1.136% | 0% | 0% | 0% | 0% | 0% | 0% | 0% | 0.9659% | 0.9659% | 0.9659% | 0.9659% | 0.9659% | 0.9659% | 0.9659% | 0.9659% | 0.9659% | 0.9659% | 0.9659% | 0.9659% | 0.9659% | 0.9659% | 0.9659% | 0.9659% | 0.9659% | 0.9659% | 0.9659% | 0% | 0% | 0% | 0% | 0% | 0% | 0%
| 1811 | Circulator Pumps | ComResCirculatorPumps_1_3 | Retro | All Commercial | Electric | Per cast iron pump; >4.5 - ≤5 horsepower (>3100 - ≤3700 Max watts); ECM; Differential temperature speed control; (PEI <0.60 or ER >115) | Cast iron pump; >4.5 - ≤5 horsepower (>3100 - ≤3700 Max watts); ECM; Differential temperature speed control; (PEI <0.60 or ER >115) | 85% | 85% | 85% | 85% | 85% | 85% | 85% | 85% | 85% | 85% | 85% | 85% | 85% | 85% | 85% | 85% | 85% | 85% | 85% | 0% | 0% | 0% | 0% | 0% | 0% | 0% | Circulator Pumps-Retro | Circpumps-NR |  | 0 | 1.136% | 1.136% | 1.136% | 1.136% | 1.136% | 1.136% | 1.136% | 1.136% | 1.136% | 1.136% | 1.136% | 1.136% | 1.136% | 1.136% | 1.136% | 1.136% | 1.136% | 1.136% | 1.136% | 0% | 0% | 0% | 0% | 0% | 0% | 0% | 0.9659% | 0.9659% | 0.9659% | 0.9659% | 0.9659% | 0.9659% | 0.9659% | 0.9659% | 0.9659% | 0.9659% | 0.9659% | 0.9659% | 0.9659% | 0.9659% | 0.9659% | 0.9659% | 0.9659% | 0.9659% | 0.9659% | 0% | 0% | 0% | 0% | 0% | 0% | 0%
| 1811 | Circulator Pumps | ComResCirculatorPumps_1_3 | Retro | All Commercial | Electric | Per cast iron pump; >1/16 - ≤1/8 horsepower (>100 - ≤200 Max watts); ECM; Adaptive pressure speed control; (PEI 0.75-0.60 or ER 140-145) | Cast iron pump; >1/16 - ≤1/8 horsepower (>100 - ≤200 Max watts); ECM; Adaptive pressure speed control; (PEI 0.75-0.60 or ER 140-145) | 85% | 85% | 85% | 85% | 85% | 85% | 85% | 85% | 85% | 85% | 85% | 85% | 85% | 85% | 85% | 85% | 85% | 85% | 85% | 0% | 0% | 0% | 0% | 0% | 0% | 0% | Circulator Pumps-Retro | Circpumps-NR |  | 0 | 1.136% | 1.136% | 1.136% | 1.136% | 1.136% | 1.136% | 1.136% | 1.136% | 1.136% | 1.136% | 1.136% | 1.136% | 1.136% | 1.136% | 1.136% | 1.136% | 1.136% | 1.136% | 1.136% | 0% | 0% | 0% | 0% | 0% | 0% | 0% | 0.9659% | 0.9659% | 0.9659% | 0.9659% | 0.9659% | 0.9659% | 0.9659% | 0.9659% | 0.9659% | 0.9659% | 0.9659% | 0.9659% | 0.9659% | 0.9659% | 0.9659% | 0.9659% | 0.9659% | 0.9659% | 0.9659% | 0% | 0% | 0% | 0% | 0% | 0% | 0%
| 1811 | Circulator Pumps | ComResCirculatorPumps_1_3 | Retro | All Commercial | Electric | Per cast iron pump; >1/8 - ≤1/6 horsepower (>200 - ≤300 Max watts); ECM; Adaptive pressure speed control; (PEI 0.75-0.60 or ER 120-130) | Cast iron pump; >1/8 - ≤1/6 horsepower (>200 - ≤300 Max watts); ECM; Adaptive pressure speed control; (PEI 0.75-0.60 or ER 120-130) | 85% | 85% | 85% | 85% | 85% | 85% | 85% | 85% | 85% | 85% | 85% | 85% | 85% | 85% | 85% | 85% | 85% | 85% | 85% | 0% | 0% | 0% | 0% | 0% | 0% | 0% | Circulator Pumps-Retro | Circpumps-NR |  | 0 | 1.136% | 1.136% | 1.136% | 1.136% | 1.136% | 1.136% | 1.136% | 1.136% | 1.136% | 1.136% | 1.136% | 1.136% | 1.136% | 1.136% | 1.136% | 1.136% | 1.136% | 1.136% | 1.136% | 0% | 0% | 0% | 0% | 0% | 0% | 0% | 0.9659% | 0.9659% | 0.9659% | 0.9659% | 0.9659% | 0.9659% | 0.9659% | 0.9659% | 0.9659% | 0.9659% | 0.9659% | 0.9659% | 0.9659% | 0.9659% | 0.9659% | 0.9659% | 0.9659% | 0.9659% | 0.9659% | 0% | 0% | 0% | 0% | 0% | 0% | 0%
| 1811 | Circulator Pumps | ComResCirculatorPumps_1_3 | Retro | All Commercial | Electric | Per cast iron pump; >1/6 - ≤1/4 horsepower (>300 - ≤400 Max watts); ECM; Adaptive pressure speed control; (PEI 0.75-0.60 or ER 115-125) | Cast iron pump; >1/6 - ≤1/4 horsepower (>300 - ≤400 Max watts); ECM; Adaptive pressure speed control; (PEI 0.75-0.60 or ER 115-125) | 85% | 85% | 85% | 85% | 85% | 85% | 85% | 85% | 85% | 85% | 85% | 85% | 85% | 85% | 85% | 85% | 85% | 85% | 85% | 0% | 0% | 0% | 0% | 0% | 0% | 0% | Circulator Pumps-Retro | Circpumps-NR |  | 0 | 1.136% | 1.136% | 1.136% | 1.136% | 1.136% | 1.136% | 1.136% | 1.136% | 1.136% | 1.136% | 1.136% | 1.136% | 1.136% | 1.136% | 1.136% | 1.136% | 1.136% | 1.136% | 1.136% | 0% | 0% | 0% | 0% | 0% | 0% | 0% | 0.9659% | 0.9659% | 0.9659% | 0.9659% | 0.9659% | 0.9659% | 0.9659% | 0.9659% | 0.9659% | 0.9659% | 0.9659% | 0.9659% | 0.9659% | 0.9659% | 0.9659% | 0.9659% | 0.9659% | 0.9659% | 0.9659% | 0% | 0% | 0% | 0% | 0% | 0% | 0%
| 1811 | Circulator Pumps | ComResCirculatorPumps_1_3 | Retro | All Commercial | Electric | Per cast iron pump; >1/4 - ≤1/2 horsepower (>400 - ≤550 Max watts); ECM; Adaptive pressure speed control; (PEI 0.75-0.60 or ER 110-120) | Cast iron pump; >1/4 - ≤1/2 horsepower (>400 - ≤550 Max watts); ECM; Adaptive pressure speed control; (PEI 0.75-0.60 or ER 110-120) | 85% | 85% | 85% | 85% | 85% | 85% | 85% | 85% | 85% | 85% | 85% | 85% | 85% | 85% | 85% | 85% | 85% | 85% | 85% | 0% | 0% | 0% | 0% | 0% | 0% | 0% | Circulator Pumps-Retro | Circpumps-NR |  | 0 | 1.136% | 1.136% | 1.136% | 1.136% | 1.136% | 1.136% | 1.136% | 1.136% | 1.136% | 1.136% | 1.136% | 1.136% | 1.136% | 1.136% | 1.136% | 1.136% | 1.136% | 1.136% | 1.136% | 0% | 0% | 0% | 0% | 0% | 0% | 0% | 0.9659% | 0.9659% | 0.9659% | 0.9659% | 0.9659% | 0.9659% | 0.9659% | 0.9659% | 0.9659% | 0.9659% | 0.9659% | 0.9659% | 0.9659% | 0.9659% | 0.9659% | 0.9659% | 0.9659% | 0.9659% | 0.9659% | 0% | 0% | 0% | 0% | 0% | 0% | 0%
| 1811 | Circulator Pumps | ComResCirculatorPumps_1_3 | Retro | All Commercial | Electric | Per cast iron pump; >1/2 - ≤3/4 horsepower (>550 - ≤750 Max watts); ECM; Adaptive pressure speed control; (PEI 0.75-0.60 or ER 105-117) | Cast iron pump; >1/2 - ≤3/4 horsepower (>550 - ≤750 Max watts); ECM; Adaptive pressure speed control; (PEI 0.75-0.60 or ER 105-117) | 85% | 85% | 85% | 85% | 85% | 85% | 85% | 85% | 85% | 85% | 85% | 85% | 85% | 85% | 85% | 85% | 85% | 85% | 85% | 0% | 0% | 0% | 0% | 0% | 0% | 0% | Circulator Pumps-Retro | Circpumps-NR |  | 0 | 1.136% | 1.136% | 1.136% | 1.136% | 1.136% | 1.136% | 1.136% | 1.136% | 1.136% | 1.136% | 1.136% | 1.136% | 1.136% | 1.136% | 1.136% | 1.136% | 1.136% | 1.136% | 1.136% | 0% | 0% | 0% | 0% | 0% | 0% | 0% | 0.9659% | 0.9659% | 0.9659% | 0.9659% | 0.9659% | 0.9659% | 0.9659% | 0.9659% | 0.9659% | 0.9659% | 0.9659% | 0.9659% | 0.9659% | 0.9659% | 0.9659% | 0.9659% | 0.9659% | 0.9659% | 0.9659% | 0% | 0% | 0% | 0% | 0% | 0% | 0%
| 1811 | Circulator Pumps | ComResCirculatorPumps_1_3 | Retro | All Commercial | Electric | Per cast iron pump; >3/4 - ≤1.25 horsepower (>750 - ≤1000 Max watts); ECM; Adaptive pressure speed control; (PEI 0.75-0.60 or ER 100-115) | Cast iron pump; >3/4 - ≤1.25 horsepower (>750 - ≤1000 Max watts); ECM; Adaptive pressure speed control; (PEI 0.75-0.60 or ER 100-115) | 85% | 85% | 85% | 85% | 85% | 85% | 85% | 85% | 85% | 85% | 85% | 85% | 85% | 85% | 85% | 85% | 85% | 85% | 85% | 0% | 0% | 0% | 0% | 0% | 0% | 0% | Circulator Pumps-Retro | Circpumps-NR |  | 0 | 1.136% | 1.136% | 1.136% | 1.136% | 1.136% | 1.136% | 1.136% | 1.136% | 1.136% | 1.136% | 1.136% | 1.136% | 1.136% | 1.136% | 1.136% | 1.136% | 1.136% | 1.136% | 1.136% | 0% | 0% | 0% | 0% | 0% | 0% | 0% | 0.9659% | 0.9659% | 0.9659% | 0.9659% | 0.9659% | 0.9659% | 0.9659% | 0.9659% | 0.9659% | 0.9659% | 0.9659% | 0.9659% | 0.9659% | 0.9659% | 0.9659% | 0.9659% | 0.9659% | 0.9659% | 0.9659% | 0% | 0% | 0% | 0% | 0% | 0% | 0%
| 1811 | Circulator Pumps | ComResCirculatorPumps_1_3 | Retro | All Commercial | Electric | Per cast iron pump; >1.25 - ≤1.75 horsepower (>1000 - ≤1300 Max watts); ECM; Adaptive pressure speed control; (PEI 0.75-0.60 or ER 100-115) | Cast iron pump; >1.25 - ≤1.75 horsepower (>1000 - ≤1300 Max watts); ECM; Adaptive pressure speed control; (PEI 0.75-0.60 or ER 100-115) | 85% | 85% | 85% | 85% | 85% | 85% | 85% | 85% | 85% | 85% | 85% | 85% | 85% | 85% | 85% | 85% | 85% | 85% | 85% | 0% | 0% | 0% | 0% | 0% | 0% | 0% | Circulator Pumps-Retro | Circpumps-NR |  | 0 | 1.136% | 1.136% | 1.136% | 1.136% | 1.136% | 1.136% | 1.136% | 1.136% | 1.136% | 1.136% | 1.136% | 1.136% | 1.136% | 1.136% | 1.136% | 1.136% | 1.136% | 1.136% | 1.136% | 0% | 0% | 0% | 0% | 0% | 0% | 0% | 0.9659% | 0.9659% | 0.9659% | 0.9659% | 0.9659% | 0.9659% | 0.9659% | 0.9659% | 0.9659% | 0.9659% | 0.9659% | 0.9659% | 0.9659% | 0.9659% | 0.9659% | 0.9659% | 0.9659% | 0.9659% | 0.9659% | 0% | 0% | 0% | 0% | 0% | 0% | 0%
| 1811 | Circulator Pumps | ComResCirculatorPumps_1_3 | Retro | All Commercial | Electric | Per cast iron pump; >1.75 - ≤2.5 horsepower (>1300 - ≤1750 Max watts); ECM; Adaptive pressure speed control; (PEI 0.75-0.60 or ER 100-115) | Cast iron pump; >1.75 - ≤2.5 horsepower (>1300 - ≤1750 Max watts); ECM; Adaptive pressure speed control; (PEI 0.75-0.60 or ER 100-115) | 85% | 85% | 85% | 85% | 85% | 85% | 85% | 85% | 85% | 85% | 85% | 85% | 85% | 85% | 85% | 85% | 85% | 85% | 85% | 0% | 0% | 0% | 0% | 0% | 0% | 0% | Circulator Pumps-Retro | Circpumps-NR |  | 0 | 1.136% | 1.136% | 1.136% | 1.136% | 1.136% | 1.136% | 1.136% | 1.136% | 1.136% | 1.136% | 1.136% | 1.136% | 1.136% | 1.136% | 1.136% | 1.136% | 1.136% | 1.136% | 1.136% | 0% | 0% | 0% | 0% | 0% | 0% | 0% | 0.9659% | 0.9659% | 0.9659% | 0.9659% | 0.9659% | 0.9659% | 0.9659% | 0.9659% | 0.9659% | 0.9659% | 0.9659% | 0.9659% | 0.9659% | 0.9659% | 0.9659% | 0.9659% | 0.9659% | 0.9659% | 0.9659% | 0% | 0% | 0% | 0% | 0% | 0% | 0%
| 1811 | Circulator Pumps | ComResCirculatorPumps_1_3 | Retro | All Commercial | Electric | Per cast iron pump; >2.5 - ≤3.5 horsepower (>1750 - ≤2350 Max watts); ECM; Adaptive pressure speed control; (PEI 0.75-0.60 or ER 100-115) | Cast iron pump; >2.5 - ≤3.5 horsepower (>1750 - ≤2350 Max watts); ECM; Adaptive pressure speed control; (PEI 0.75-0.60 or ER 100-115) | 85% | 85% | 85% | 85% | 85% | 85% | 85% | 85% | 85% | 85% | 85% | 85% | 85% | 85% | 85% | 85% | 85% | 85% | 85% | 0% | 0% | 0% | 0% | 0% | 0% | 0% | Circulator Pumps-Retro | Circpumps-NR |  | 0 | 1.136% | 1.136% | 1.136% | 1.136% | 1.136% | 1.136% | 1.136% | 1.136% | 1.136% | 1.136% | 1.136% | 1.136% | 1.136% | 1.136% | 1.136% | 1.136% | 1.136% | 1.136% | 1.136% | 0% | 0% | 0% | 0% | 0% | 0% | 0% | 0.9659% | 0.9659% | 0.9659% | 0.9659% | 0.9659% | 0.9659% | 0.9659% | 0.9659% | 0.9659% | 0.9659% | 0.9659% | 0.9659% | 0.9659% | 0.9659% | 0.9659% | 0.9659% | 0.9659% | 0.9659% | 0.9659% | 0% | 0% | 0% | 0% | 0% | 0% | 0%
| 1811 | Circulator Pumps | ComResCirculatorPumps_1_3 | Retro | All Commercial | Electric | Per cast iron pump; >3.5 - ≤4.5 horsepower (>2350 - ≤3100 Max watts); ECM; Adaptive pressure speed control; (PEI 0.75-0.60 or ER 100-115) | Cast iron pump; >3.5 - ≤4.5 horsepower (>2350 - ≤3100 Max watts); ECM; Adaptive pressure speed control; (PEI 0.75-0.60 or ER 100-115) | 85% | 85% | 85% | 85% | 85% | 85% | 85% | 85% | 85% | 85% | 85% | 85% | 85% | 85% | 85% | 85% | 85% | 85% | 85% | 0% | 0% | 0% | 0% | 0% | 0% | 0% | Circulator Pumps-Retro | Circpumps-NR |  | 0 | 1.136% | 1.136% | 1.136% | 1.136% | 1.136% | 1.136% | 1.136% | 1.136% | 1.136% | 1.136% | 1.136% | 1.136% | 1.136% | 1.136% | 1.136% | 1.136% | 1.136% | 1.136% | 1.136% | 0% | 0% | 0% | 0% | 0% | 0% | 0% | 0.9659% | 0.9659% | 0.9659% | 0.9659% | 0.9659% | 0.9659% | 0.9659% | 0.9659% | 0.9659% | 0.9659% | 0.9659% | 0.9659% | 0.9659% | 0.9659% | 0.9659% | 0.9659% | 0.9659% | 0.9659% | 0.9659% | 0% | 0% | 0% | 0% | 0% | 0% | 0%
| 1811 | Circulator Pumps | ComResCirculatorPumps_1_3 | Retro | All Commercial | Electric | Per cast iron pump; >4.5 - ≤5 horsepower (>3100 - ≤3700 Max watts); ECM; Adaptive pressure speed control; (PEI 0.75-0.60 or ER 100-115) | Cast iron pump; >4.5 - ≤5 horsepower (>3100 - ≤3700 Max watts); ECM; Adaptive pressure speed control; (PEI 0.75-0.60 or ER 100-115) | 85% | 85% | 85% | 85% | 85% | 85% | 85% | 85% | 85% | 85% | 85% | 85% | 85% | 85% | 85% | 85% | 85% | 85% | 85% | 0% | 0% | 0% | 0% | 0% | 0% | 0% | Circulator Pumps-Retro | Circpumps-NR |  | 0 | 1.136% | 1.136% | 1.136% | 1.136% | 1.136% | 1.136% | 1.136% | 1.136% | 1.136% | 1.136% | 1.136% | 1.136% | 1.136% | 1.136% | 1.136% | 1.136% | 1.136% | 1.136% | 1.136% | 0% | 0% | 0% | 0% | 0% | 0% | 0% | 0.9659% | 0.9659% | 0.9659% | 0.9659% | 0.9659% | 0.9659% | 0.9659% | 0.9659% | 0.9659% | 0.9659% | 0.9659% | 0.9659% | 0.9659% | 0.9659% | 0.9659% | 0.9659% | 0.9659% | 0.9659% | 0.9659% | 0% | 0% | 0% | 0% | 0% | 0% | 0%
| 1811 | Circulator Pumps | ComResCirculatorPumps_1_3 | Retro | All Commercial | Electric | Per bronze or stainless steel pump; >1/16 - ≤1/8 horsepower (>100 - ≤200 Max watts); ; On-demand run-hours control | Bronze or stainless steel pump; >1/16 - ≤1/8 horsepower (>100 - ≤200 Max watts); ; On-demand run-hours control | 85% | 85% | 85% | 85% | 85% | 85% | 85% | 85% | 85% | 85% | 85% | 85% | 85% | 85% | 85% | 85% | 85% | 85% | 85% | 0% | 0% | 0% | 0% | 0% | 0% | 0% | Circulator Pumps-Retro | Circpumps-NR |  | 0 | 1.136% | 1.136% | 1.136% | 1.136% | 1.136% | 1.136% | 1.136% | 1.136% | 1.136% | 1.136% | 1.136% | 1.136% | 1.136% | 1.136% | 1.136% | 1.136% | 1.136% | 1.136% | 1.136% | 0% | 0% | 0% | 0% | 0% | 0% | 0% | 0.9659% | 0.9659% | 0.9659% | 0.9659% | 0.9659% | 0.9659% | 0.9659% | 0.9659% | 0.9659% | 0.9659% | 0.9659% | 0.9659% | 0.9659% | 0.9659% | 0.9659% | 0.9659% | 0.9659% | 0.9659% | 0.9659% | 0% | 0% | 0% | 0% | 0% | 0% | 0%
| 1811 | Circulator Pumps | ComResCirculatorPumps_1_3 | Retro | All Commercial | Electric | Per bronze or stainless steel pump; >1/8 - ≤1/6 horsepower (>200 - ≤300 Max watts); ; On-demand run-hours control | Bronze or stainless steel pump; >1/8 - ≤1/6 horsepower (>200 - ≤300 Max watts); ; On-demand run-hours control | 85% | 85% | 85% | 85% | 85% | 85% | 85% | 85% | 85% | 85% | 85% | 85% | 85% | 85% | 85% | 85% | 85% | 85% | 85% | 0% | 0% | 0% | 0% | 0% | 0% | 0% | Circulator Pumps-Retro | Circpumps-NR |  | 0 | 1.136% | 1.136% | 1.136% | 1.136% | 1.136% | 1.136% | 1.136% | 1.136% | 1.136% | 1.136% | 1.136% | 1.136% | 1.136% | 1.136% | 1.136% | 1.136% | 1.136% | 1.136% | 1.136% | 0% | 0% | 0% | 0% | 0% | 0% | 0% | 0.9659% | 0.9659% | 0.9659% | 0.9659% | 0.9659% | 0.9659% | 0.9659% | 0.9659% | 0.9659% | 0.9659% | 0.9659% | 0.9659% | 0.9659% | 0.9659% | 0.9659% | 0.9659% | 0.9659% | 0.9659% | 0.9659% | 0% | 0% | 0% | 0% | 0% | 0% | 0%
| 1811 | Circulator Pumps | ComResCirculatorPumps_1_3 | Retro | All Commercial | Electric | Per bronze or stainless steel pump; >1/6 - ≤1/4 horsepower (>300 - ≤400 Max watts); ; On-demand run-hours control | Bronze or stainless steel pump; >1/6 - ≤1/4 horsepower (>300 - ≤400 Max watts); ; On-demand run-hours control | 85% | 85% | 85% | 85% | 85% | 85% | 85% | 85% | 85% | 85% | 85% | 85% | 85% | 85% | 85% | 85% | 85% | 85% | 85% | 0% | 0% | 0% | 0% | 0% | 0% | 0% | Circulator Pumps-Retro | Circpumps-NR |  | 0 | 1.136% | 1.136% | 1.136% | 1.136% | 1.136% | 1.136% | 1.136% | 1.136% | 1.136% | 1.136% | 1.136% | 1.136% | 1.136% | 1.136% | 1.136% | 1.136% | 1.136% | 1.136% | 1.136% | 0% | 0% | 0% | 0% | 0% | 0% | 0% | 0.9659% | 0.9659% | 0.9659% | 0.9659% | 0.9659% | 0.9659% | 0.9659% | 0.9659% | 0.9659% | 0.9659% | 0.9659% | 0.9659% | 0.9659% | 0.9659% | 0.9659% | 0.9659% | 0.9659% | 0.9659% | 0.9659% | 0% | 0% | 0% | 0% | 0% | 0% | 0%
| 1811 | Circulator Pumps | ComResCirculatorPumps_1_3 | Retro | All Commercial | Electric | Per bronze or stainless steel pump; >1/4 - ≤1/2 horsepower (>400 - ≤550 Max watts); ; On-demand run-hours control | Bronze or stainless steel pump; >1/4 - ≤1/2 horsepower (>400 - ≤550 Max watts); ; On-demand run-hours control | 85% | 85% | 85% | 85% | 85% | 85% | 85% | 85% | 85% | 85% | 85% | 85% | 85% | 85% | 85% | 85% | 85% | 85% | 85% | 0% | 0% | 0% | 0% | 0% | 0% | 0% | Circulator Pumps-Retro | Circpumps-NR |  | 0 | 1.136% | 1.136% | 1.136% | 1.136% | 1.136% | 1.136% | 1.136% | 1.136% | 1.136% | 1.136% | 1.136% | 1.136% | 1.136% | 1.136% | 1.136% | 1.136% | 1.136% | 1.136% | 1.136% | 0% | 0% | 0% | 0% | 0% | 0% | 0% | 0.9659% | 0.9659% | 0.9659% | 0.9659% | 0.9659% | 0.9659% | 0.9659% | 0.9659% | 0.9659% | 0.9659% | 0.9659% | 0.9659% | 0.9659% | 0.9659% | 0.9659% | 0.9659% | 0.9659% | 0.9659% | 0.9659% | 0% | 0% | 0% | 0% | 0% | 0% | 0%
| 1811 | Circulator Pumps | ComResCirculatorPumps_1_3 | Retro | All Commercial | Electric | Per bronze or stainless steel pump; >1/2 - ≤3/4 horsepower (>550 - ≤750 Max watts); ; On-demand run-hours control | Bronze or stainless steel pump; >1/2 - ≤3/4 horsepower (>550 - ≤750 Max watts); ; On-demand run-hours control | 85% | 85% | 85% | 85% | 85% | 85% | 85% | 85% | 85% | 85% | 85% | 85% | 85% | 85% | 85% | 85% | 85% | 85% | 85% | 0% | 0% | 0% | 0% | 0% | 0% | 0% | Circulator Pumps-Retro | Circpumps-NR |  | 0 | 1.136% | 1.136% | 1.136% | 1.136% | 1.136% | 1.136% | 1.136% | 1.136% | 1.136% | 1.136% | 1.136% | 1.136% | 1.136% | 1.136% | 1.136% | 1.136% | 1.136% | 1.136% | 1.136% | 0% | 0% | 0% | 0% | 0% | 0% | 0% | 0.9659% | 0.9659% | 0.9659% | 0.9659% | 0.9659% | 0.9659% | 0.9659% | 0.9659% | 0.9659% | 0.9659% | 0.9659% | 0.9659% | 0.9659% | 0.9659% | 0.9659% | 0.9659% | 0.9659% | 0.9659% | 0.9659% | 0% | 0% | 0% | 0% | 0% | 0% | 0%
| 1811 | Circulator Pumps | ComResCirculatorPumps_1_3 | Retro | All Commercial | Electric | Per bronze or stainless steel pump; >3/4 - ≤1.25 horsepower (>750 - ≤1000 Max watts); ; On-demand run-hours control | Bronze or stainless steel pump; >3/4 - ≤1.25 horsepower (>750 - ≤1000 Max watts); ; On-demand run-hours control | 85% | 85% | 85% | 85% | 85% | 85% | 85% | 85% | 85% | 85% | 85% | 85% | 85% | 85% | 85% | 85% | 85% | 85% | 85% | 0% | 0% | 0% | 0% | 0% | 0% | 0% | Circulator Pumps-Retro | Circpumps-NR |  | 0 | 1.136% | 1.136% | 1.136% | 1.136% | 1.136% | 1.136% | 1.136% | 1.136% | 1.136% | 1.136% | 1.136% | 1.136% | 1.136% | 1.136% | 1.136% | 1.136% | 1.136% | 1.136% | 1.136% | 0% | 0% | 0% | 0% | 0% | 0% | 0% | 0.9659% | 0.9659% | 0.9659% | 0.9659% | 0.9659% | 0.9659% | 0.9659% | 0.9659% | 0.9659% | 0.9659% | 0.9659% | 0.9659% | 0.9659% | 0.9659% | 0.9659% | 0.9659% | 0.9659% | 0.9659% | 0.9659% | 0% | 0% | 0% | 0% | 0% | 0% | 0%
| 1811 | Circulator Pumps | ComResCirculatorPumps_1_3 | Retro | All Commercial | Electric | Per bronze or stainless steel pump; >1.25 - ≤1.75 horsepower (>1000 - ≤1300 Max watts); ; On-demand run-hours control | Bronze or stainless steel pump; >1.25 - ≤1.75 horsepower (>1000 - ≤1300 Max watts); ; On-demand run-hours control | 85% | 85% | 85% | 85% | 85% | 85% | 85% | 85% | 85% | 85% | 85% | 85% | 85% | 85% | 85% | 85% | 85% | 85% | 85% | 0% | 0% | 0% | 0% | 0% | 0% | 0% | Circulator Pumps-Retro | Circpumps-NR |  | 0 | 1.136% | 1.136% | 1.136% | 1.136% | 1.136% | 1.136% | 1.136% | 1.136% | 1.136% | 1.136% | 1.136% | 1.136% | 1.136% | 1.136% | 1.136% | 1.136% | 1.136% | 1.136% | 1.136% | 0% | 0% | 0% | 0% | 0% | 0% | 0% | 0.9659% | 0.9659% | 0.9659% | 0.9659% | 0.9659% | 0.9659% | 0.9659% | 0.9659% | 0.9659% | 0.9659% | 0.9659% | 0.9659% | 0.9659% | 0.9659% | 0.9659% | 0.9659% | 0.9659% | 0.9659% | 0.9659% | 0% | 0% | 0% | 0% | 0% | 0% | 0%
| 1811 | Circulator Pumps | ComResCirculatorPumps_1_3 | Retro | All Commercial | Electric | Per bronze or stainless steel pump; >1.75 - ≤2.5 horsepower (>1300 - ≤1750 Max watts); ; On-demand run-hours control | Bronze or stainless steel pump; >1.75 - ≤2.5 horsepower (>1300 - ≤1750 Max watts); ; On-demand run-hours control | 85% | 85% | 85% | 85% | 85% | 85% | 85% | 85% | 85% | 85% | 85% | 85% | 85% | 85% | 85% | 85% | 85% | 85% | 85% | 0% | 0% | 0% | 0% | 0% | 0% | 0% | Circulator Pumps-Retro | Circpumps-NR |  | 0 | 1.136% | 1.136% | 1.136% | 1.136% | 1.136% | 1.136% | 1.136% | 1.136% | 1.136% | 1.136% | 1.136% | 1.136% | 1.136% | 1.136% | 1.136% | 1.136% | 1.136% | 1.136% | 1.136% | 0% | 0% | 0% | 0% | 0% | 0% | 0% | 0.9659% | 0.9659% | 0.9659% | 0.9659% | 0.9659% | 0.9659% | 0.9659% | 0.9659% | 0.9659% | 0.9659% | 0.9659% | 0.9659% | 0.9659% | 0.9659% | 0.9659% | 0.9659% | 0.9659% | 0.9659% | 0.9659% | 0% | 0% | 0% | 0% | 0% | 0% | 0%
| 1811 | Circulator Pumps | ComResCirculatorPumps_1_3 | Retro | All Commercial | Electric | Per bronze or stainless steel pump; >2.5 - ≤3.5 horsepower (>1750 - ≤2350 Max watts); ; On-demand run-hours control | Bronze or stainless steel pump; >2.5 - ≤3.5 horsepower (>1750 - ≤2350 Max watts); ; On-demand run-hours control | 85% | 85% | 85% | 85% | 85% | 85% | 85% | 85% | 85% | 85% | 85% | 85% | 85% | 85% | 85% | 85% | 85% | 85% | 85% | 0% | 0% | 0% | 0% | 0% | 0% | 0% | Circulator Pumps-Retro | Circpumps-NR |  | 0 | 1.136% | 1.136% | 1.136% | 1.136% | 1.136% | 1.136% | 1.136% | 1.136% | 1.136% | 1.136% | 1.136% | 1.136% | 1.136% | 1.136% | 1.136% | 1.136% | 1.136% | 1.136% | 1.136% | 0% | 0% | 0% | 0% | 0% | 0% | 0% | 0.9659% | 0.9659% | 0.9659% | 0.9659% | 0.9659% | 0.9659% | 0.9659% | 0.9659% | 0.9659% | 0.9659% | 0.9659% | 0.9659% | 0.9659% | 0.9659% | 0.9659% | 0.9659% | 0.9659% | 0.9659% | 0.9659% | 0% | 0% | 0% | 0% | 0% | 0% | 0%
| 1811 | Circulator Pumps | ComResCirculatorPumps_1_3 | Retro | All Commercial | Electric | Per bronze or stainless steel pump; >3.5 - ≤4.5 horsepower (>2350 - ≤3100 Max watts); ; On-demand run-hours control | Bronze or stainless steel pump; >3.5 - ≤4.5 horsepower (>2350 - ≤3100 Max watts); ; On-demand run-hours control | 85% | 85% | 85% | 85% | 85% | 85% | 85% | 85% | 85% | 85% | 85% | 85% | 85% | 85% | 85% | 85% | 85% | 85% | 85% | 0% | 0% | 0% | 0% | 0% | 0% | 0% | Circulator Pumps-Retro | Circpumps-NR |  | 0 | 1.136% | 1.136% | 1.136% | 1.136% | 1.136% | 1.136% | 1.136% | 1.136% | 1.136% | 1.136% | 1.136% | 1.136% | 1.136% | 1.136% | 1.136% | 1.136% | 1.136% | 1.136% | 1.136% | 0% | 0% | 0% | 0% | 0% | 0% | 0% | 0.9659% | 0.9659% | 0.9659% | 0.9659% | 0.9659% | 0.9659% | 0.9659% | 0.9659% | 0.9659% | 0.9659% | 0.9659% | 0.9659% | 0.9659% | 0.9659% | 0.9659% | 0.9659% | 0.9659% | 0.9659% | 0.9659% | 0% | 0% | 0% | 0% | 0% | 0% | 0%
| 1811 | Circulator Pumps | ComResCirculatorPumps_1_3 | Retro | All Commercial | Electric | Per bronze or stainless steel pump; >4.5 - ≤5 horsepower (>3100 - ≤3700 Max watts); ; On-demand run-hours control | Bronze or stainless steel pump; >4.5 - ≤5 horsepower (>3100 - ≤3700 Max watts); ; On-demand run-hours control | 85% | 85% | 85% | 85% | 85% | 85% | 85% | 85% | 85% | 85% | 85% | 85% | 85% | 85% | 85% | 85% | 85% | 85% | 85% | 0% | 0% | 0% | 0% | 0% | 0% | 0% | Circulator Pumps-Retro | Circpumps-NR |  | 0 | 1.136% | 1.136% | 1.136% | 1.136% | 1.136% | 1.136% | 1.136% | 1.136% | 1.136% | 1.136% | 1.136% | 1.136% | 1.136% | 1.136% | 1.136% | 1.136% | 1.136% | 1.136% | 1.136% | 0% | 0% | 0% | 0% | 0% | 0% | 0% | 0.9659% | 0.9659% | 0.9659% | 0.9659% | 0.9659% | 0.9659% | 0.9659% | 0.9659% | 0.9659% | 0.9659% | 0.9659% | 0.9659% | 0.9659% | 0.9659% | 0.9659% | 0.9659% | 0.9659% | 0.9659% | 0.9659% | 0% | 0% | 0% | 0% | 0% | 0% | 0%
| 1811 | Circulator Pumps | ComResCirculatorPumps_1_3 | Retro | All Commercial | Electric | Per bronze or stainless steel pump; >1/16 - ≤1/8 horsepower (>100 - ≤200 Max watts); ; Aquastat run-hours control | Bronze or stainless steel pump; >1/16 - ≤1/8 horsepower (>100 - ≤200 Max watts); ; Aquastat run-hours control | 85% | 85% | 85% | 85% | 85% | 85% | 85% | 85% | 85% | 85% | 85% | 85% | 85% | 85% | 85% | 85% | 85% | 85% | 85% | 0% | 0% | 0% | 0% | 0% | 0% | 0% | Circulator Pumps-Retro | Circpumps-NR |  | 0 | 1.136% | 1.136% | 1.136% | 1.136% | 1.136% | 1.136% | 1.136% | 1.136% | 1.136% | 1.136% | 1.136% | 1.136% | 1.136% | 1.136% | 1.136% | 1.136% | 1.136% | 1.136% | 1.136% | 0% | 0% | 0% | 0% | 0% | 0% | 0% | 0.9659% | 0.9659% | 0.9659% | 0.9659% | 0.9659% | 0.9659% | 0.9659% | 0.9659% | 0.9659% | 0.9659% | 0.9659% | 0.9659% | 0.9659% | 0.9659% | 0.9659% | 0.9659% | 0.9659% | 0.9659% | 0.9659% | 0% | 0% | 0% | 0% | 0% | 0% | 0%
| 1811 | Circulator Pumps | ComResCirculatorPumps_1_3 | Retro | All Commercial | Electric | Per bronze or stainless steel pump; >1/8 - ≤1/6 horsepower (>200 - ≤300 Max watts); ; Aquastat run-hours control | Bronze or stainless steel pump; >1/8 - ≤1/6 horsepower (>200 - ≤300 Max watts); ; Aquastat run-hours control | 85% | 85% | 85% | 85% | 85% | 85% | 85% | 85% | 85% | 85% | 85% | 85% | 85% | 85% | 85% | 85% | 85% | 85% | 85% | 0% | 0% | 0% | 0% | 0% | 0% | 0% | Circulator Pumps-Retro | Circpumps-NR |  | 0 | 1.136% | 1.136% | 1.136% | 1.136% | 1.136% | 1.136% | 1.136% | 1.136% | 1.136% | 1.136% | 1.136% | 1.136% | 1.136% | 1.136% | 1.136% | 1.136% | 1.136% | 1.136% | 1.136% | 0% | 0% | 0% | 0% | 0% | 0% | 0% | 0.9659% | 0.9659% | 0.9659% | 0.9659% | 0.9659% | 0.9659% | 0.9659% | 0.9659% | 0.9659% | 0.9659% | 0.9659% | 0.9659% | 0.9659% | 0.9659% | 0.9659% | 0.9659% | 0.9659% | 0.9659% | 0.9659% | 0% | 0% | 0% | 0% | 0% | 0% | 0%
| 1811 | Circulator Pumps | ComResCirculatorPumps_1_3 | Retro | All Commercial | Electric | Per bronze or stainless steel pump; >1/6 - ≤1/4 horsepower (>300 - ≤400 Max watts); ; Aquastat run-hours control | Bronze or stainless steel pump; >1/6 - ≤1/4 horsepower (>300 - ≤400 Max watts); ; Aquastat run-hours control | 85% | 85% | 85% | 85% | 85% | 85% | 85% | 85% | 85% | 85% | 85% | 85% | 85% | 85% | 85% | 85% | 85% | 85% | 85% | 0% | 0% | 0% | 0% | 0% | 0% | 0% | Circulator Pumps-Retro | Circpumps-NR |  | 0 | 1.136% | 1.136% | 1.136% | 1.136% | 1.136% | 1.136% | 1.136% | 1.136% | 1.136% | 1.136% | 1.136% | 1.136% | 1.136% | 1.136% | 1.136% | 1.136% | 1.136% | 1.136% | 1.136% | 0% | 0% | 0% | 0% | 0% | 0% | 0% | 0.9659% | 0.9659% | 0.9659% | 0.9659% | 0.9659% | 0.9659% | 0.9659% | 0.9659% | 0.9659% | 0.9659% | 0.9659% | 0.9659% | 0.9659% | 0.9659% | 0.9659% | 0.9659% | 0.9659% | 0.9659% | 0.9659% | 0% | 0% | 0% | 0% | 0% | 0% | 0%
| 1811 | Circulator Pumps | ComResCirculatorPumps_1_3 | Retro | All Commercial | Electric | Per bronze or stainless steel pump; >1/4 - ≤1/2 horsepower (>400 - ≤550 Max watts); ; Aquastat run-hours control | Bronze or stainless steel pump; >1/4 - ≤1/2 horsepower (>400 - ≤550 Max watts); ; Aquastat run-hours control | 85% | 85% | 85% | 85% | 85% | 85% | 85% | 85% | 85% | 85% | 85% | 85% | 85% | 85% | 85% | 85% | 85% | 85% | 85% | 0% | 0% | 0% | 0% | 0% | 0% | 0% | Circulator Pumps-Retro | Circpumps-NR |  | 0 | 1.136% | 1.136% | 1.136% | 1.136% | 1.136% | 1.136% | 1.136% | 1.136% | 1.136% | 1.136% | 1.136% | 1.136% | 1.136% | 1.136% | 1.136% | 1.136% | 1.136% | 1.136% | 1.136% | 0% | 0% | 0% | 0% | 0% | 0% | 0% | 0.9659% | 0.9659% | 0.9659% | 0.9659% | 0.9659% | 0.9659% | 0.9659% | 0.9659% | 0.9659% | 0.9659% | 0.9659% | 0.9659% | 0.9659% | 0.9659% | 0.9659% | 0.9659% | 0.9659% | 0.9659% | 0.9659% | 0% | 0% | 0% | 0% | 0% | 0% | 0%
| 1811 | Circulator Pumps | ComResCirculatorPumps_1_3 | Retro | All Commercial | Electric | Per bronze or stainless steel pump; >1/2 - ≤3/4 horsepower (>550 - ≤750 Max watts); ; Aquastat run-hours control | Bronze or stainless steel pump; >1/2 - ≤3/4 horsepower (>550 - ≤750 Max watts); ; Aquastat run-hours control | 85% | 85% | 85% | 85% | 85% | 85% | 85% | 85% | 85% | 85% | 85% | 85% | 85% | 85% | 85% | 85% | 85% | 85% | 85% | 0% | 0% | 0% | 0% | 0% | 0% | 0% | Circulator Pumps-Retro | Circpumps-NR |  | 0 | 1.136% | 1.136% | 1.136% | 1.136% | 1.136% | 1.136% | 1.136% | 1.136% | 1.136% | 1.136% | 1.136% | 1.136% | 1.136% | 1.136% | 1.136% | 1.136% | 1.136% | 1.136% | 1.136% | 0% | 0% | 0% | 0% | 0% | 0% | 0% | 0.9659% | 0.9659% | 0.9659% | 0.9659% | 0.9659% | 0.9659% | 0.9659% | 0.9659% | 0.9659% | 0.9659% | 0.9659% | 0.9659% | 0.9659% | 0.9659% | 0.9659% | 0.9659% | 0.9659% | 0.9659% | 0.9659% | 0% | 0% | 0% | 0% | 0% | 0% | 0%
| 1811 | Circulator Pumps | ComResCirculatorPumps_1_3 | Retro | All Commercial | Electric | Per bronze or stainless steel pump; >3/4 - ≤1.25 horsepower (>750 - ≤1000 Max watts); ; Aquastat run-hours control | Bronze or stainless steel pump; >3/4 - ≤1.25 horsepower (>750 - ≤1000 Max watts); ; Aquastat run-hours control | 85% | 85% | 85% | 85% | 85% | 85% | 85% | 85% | 85% | 85% | 85% | 85% | 85% | 85% | 85% | 85% | 85% | 85% | 85% | 0% | 0% | 0% | 0% | 0% | 0% | 0% | Circulator Pumps-Retro | Circpumps-NR |  | 0 | 1.136% | 1.136% | 1.136% | 1.136% | 1.136% | 1.136% | 1.136% | 1.136% | 1.136% | 1.136% | 1.136% | 1.136% | 1.136% | 1.136% | 1.136% | 1.136% | 1.136% | 1.136% | 1.136% | 0% | 0% | 0% | 0% | 0% | 0% | 0% | 0.9659% | 0.9659% | 0.9659% | 0.9659% | 0.9659% | 0.9659% | 0.9659% | 0.9659% | 0.9659% | 0.9659% | 0.9659% | 0.9659% | 0.9659% | 0.9659% | 0.9659% | 0.9659% | 0.9659% | 0.9659% | 0.9659% | 0% | 0% | 0% | 0% | 0% | 0% | 0%
| 1811 | Circulator Pumps | ComResCirculatorPumps_1_3 | Retro | All Commercial | Electric | Per bronze or stainless steel pump; >1.25 - ≤1.75 horsepower (>1000 - ≤1300 Max watts); ; Aquastat run-hours control | Bronze or stainless steel pump; >1.25 - ≤1.75 horsepower (>1000 - ≤1300 Max watts); ; Aquastat run-hours control | 85% | 85% | 85% | 85% | 85% | 85% | 85% | 85% | 85% | 85% | 85% | 85% | 85% | 85% | 85% | 85% | 85% | 85% | 85% | 0% | 0% | 0% | 0% | 0% | 0% | 0% | Circulator Pumps-Retro | Circpumps-NR |  | 0 | 1.136% | 1.136% | 1.136% | 1.136% | 1.136% | 1.136% | 1.136% | 1.136% | 1.136% | 1.136% | 1.136% | 1.136% | 1.136% | 1.136% | 1.136% | 1.136% | 1.136% | 1.136% | 1.136% | 0% | 0% | 0% | 0% | 0% | 0% | 0% | 0.9659% | 0.9659% | 0.9659% | 0.9659% | 0.9659% | 0.9659% | 0.9659% | 0.9659% | 0.9659% | 0.9659% | 0.9659% | 0.9659% | 0.9659% | 0.9659% | 0.9659% | 0.9659% | 0.9659% | 0.9659% | 0.9659% | 0% | 0% | 0% | 0% | 0% | 0% | 0%
| 1811 | Circulator Pumps | ComResCirculatorPumps_1_3 | Retro | All Commercial | Electric | Per bronze or stainless steel pump; >1.75 - ≤2.5 horsepower (>1300 - ≤1750 Max watts); ; Aquastat run-hours control | Bronze or stainless steel pump; >1.75 - ≤2.5 horsepower (>1300 - ≤1750 Max watts); ; Aquastat run-hours control | 85% | 85% | 85% | 85% | 85% | 85% | 85% | 85% | 85% | 85% | 85% | 85% | 85% | 85% | 85% | 85% | 85% | 85% | 85% | 0% | 0% | 0% | 0% | 0% | 0% | 0% | Circulator Pumps-Retro | Circpumps-NR |  | 0 | 1.136% | 1.136% | 1.136% | 1.136% | 1.136% | 1.136% | 1.136% | 1.136% | 1.136% | 1.136% | 1.136% | 1.136% | 1.136% | 1.136% | 1.136% | 1.136% | 1.136% | 1.136% | 1.136% | 0% | 0% | 0% | 0% | 0% | 0% | 0% | 0.9659% | 0.9659% | 0.9659% | 0.9659% | 0.9659% | 0.9659% | 0.9659% | 0.9659% | 0.9659% | 0.9659% | 0.9659% | 0.9659% | 0.9659% | 0.9659% | 0.9659% | 0.9659% | 0.9659% | 0.9659% | 0.9659% | 0% | 0% | 0% | 0% | 0% | 0% | 0%
| 1811 | Circulator Pumps | ComResCirculatorPumps_1_3 | Retro | All Commercial | Electric | Per bronze or stainless steel pump; >2.5 - ≤3.5 horsepower (>1750 - ≤2350 Max watts); ; Aquastat run-hours control | Bronze or stainless steel pump; >2.5 - ≤3.5 horsepower (>1750 - ≤2350 Max watts); ; Aquastat run-hours control | 85% | 85% | 85% | 85% | 85% | 85% | 85% | 85% | 85% | 85% | 85% | 85% | 85% | 85% | 85% | 85% | 85% | 85% | 85% | 0% | 0% | 0% | 0% | 0% | 0% | 0% | Circulator Pumps-Retro | Circpumps-NR |  | 0 | 1.136% | 1.136% | 1.136% | 1.136% | 1.136% | 1.136% | 1.136% | 1.136% | 1.136% | 1.136% | 1.136% | 1.136% | 1.136% | 1.136% | 1.136% | 1.136% | 1.136% | 1.136% | 1.136% | 0% | 0% | 0% | 0% | 0% | 0% | 0% | 0.9659% | 0.9659% | 0.9659% | 0.9659% | 0.9659% | 0.9659% | 0.9659% | 0.9659% | 0.9659% | 0.9659% | 0.9659% | 0.9659% | 0.9659% | 0.9659% | 0.9659% | 0.9659% | 0.9659% | 0.9659% | 0.9659% | 0% | 0% | 0% | 0% | 0% | 0% | 0%
| 1811 | Circulator Pumps | ComResCirculatorPumps_1_3 | Retro | All Commercial | Electric | Per bronze or stainless steel pump; >3.5 - ≤4.5 horsepower (>2350 - ≤3100 Max watts); ; Aquastat run-hours control | Bronze or stainless steel pump; >3.5 - ≤4.5 horsepower (>2350 - ≤3100 Max watts); ; Aquastat run-hours control | 85% | 85% | 85% | 85% | 85% | 85% | 85% | 85% | 85% | 85% | 85% | 85% | 85% | 85% | 85% | 85% | 85% | 85% | 85% | 0% | 0% | 0% | 0% | 0% | 0% | 0% | Circulator Pumps-Retro | Circpumps-NR |  | 0 | 1.136% | 1.136% | 1.136% | 1.136% | 1.136% | 1.136% | 1.136% | 1.136% | 1.136% | 1.136% | 1.136% | 1.136% | 1.136% | 1.136% | 1.136% | 1.136% | 1.136% | 1.136% | 1.136% | 0% | 0% | 0% | 0% | 0% | 0% | 0% | 0.9659% | 0.9659% | 0.9659% | 0.9659% | 0.9659% | 0.9659% | 0.9659% | 0.9659% | 0.9659% | 0.9659% | 0.9659% | 0.9659% | 0.9659% | 0.9659% | 0.9659% | 0.9659% | 0.9659% | 0.9659% | 0.9659% | 0% | 0% | 0% | 0% | 0% | 0% | 0%
| 1811 | Circulator Pumps | ComResCirculatorPumps_1_3 | Retro | All Commercial | Electric | Per bronze or stainless steel pump; >4.5 - ≤5 horsepower (>3100 - ≤3700 Max watts); ; Aquastat run-hours control | Bronze or stainless steel pump; >4.5 - ≤5 horsepower (>3100 - ≤3700 Max watts); ; Aquastat run-hours control | 85% | 85% | 85% | 85% | 85% | 85% | 85% | 85% | 85% | 85% | 85% | 85% | 85% | 85% | 85% | 85% | 85% | 85% | 85% | 0% | 0% | 0% | 0% | 0% | 0% | 0% | Circulator Pumps-Retro | Circpumps-NR |  | 0 | 1.136% | 1.136% | 1.136% | 1.136% | 1.136% | 1.136% | 1.136% | 1.136% | 1.136% | 1.136% | 1.136% | 1.136% | 1.136% | 1.136% | 1.136% | 1.136% | 1.136% | 1.136% | 1.136% | 0% | 0% | 0% | 0% | 0% | 0% | 0% | 0.9659% | 0.9659% | 0.9659% | 0.9659% | 0.9659% | 0.9659% | 0.9659% | 0.9659% | 0.9659% | 0.9659% | 0.9659% | 0.9659% | 0.9659% | 0.9659% | 0.9659% | 0.9659% | 0.9659% | 0.9659% | 0.9659% | 0% | 0% | 0% | 0% | 0% | 0% | 0%
| 1811 | Circulator Pumps | ComResCirculatorPumps_1_3 | Retro | All Commercial | Electric | Per bronze or stainless steel pump; >1/16 - ≤1/8 horsepower (>100 - ≤200 Max watts); ; Learning run-hours control | Bronze or stainless steel pump; >1/16 - ≤1/8 horsepower (>100 - ≤200 Max watts); ; Learning run-hours control | 85% | 85% | 85% | 85% | 85% | 85% | 85% | 85% | 85% | 85% | 85% | 85% | 85% | 85% | 85% | 85% | 85% | 85% | 85% | 0% | 0% | 0% | 0% | 0% | 0% | 0% | Circulator Pumps-Retro | Circpumps-NR |  | 0 | 1.136% | 1.136% | 1.136% | 1.136% | 1.136% | 1.136% | 1.136% | 1.136% | 1.136% | 1.136% | 1.136% | 1.136% | 1.136% | 1.136% | 1.136% | 1.136% | 1.136% | 1.136% | 1.136% | 0% | 0% | 0% | 0% | 0% | 0% | 0% | 0.9659% | 0.9659% | 0.9659% | 0.9659% | 0.9659% | 0.9659% | 0.9659% | 0.9659% | 0.9659% | 0.9659% | 0.9659% | 0.9659% | 0.9659% | 0.9659% | 0.9659% | 0.9659% | 0.9659% | 0.9659% | 0.9659% | 0% | 0% | 0% | 0% | 0% | 0% | 0%
| 1811 | Circulator Pumps | ComResCirculatorPumps_1_3 | Retro | All Commercial | Electric | Per bronze or stainless steel pump; >1/8 - ≤1/6 horsepower (>200 - ≤300 Max watts); ; Learning run-hours control | Bronze or stainless steel pump; >1/8 - ≤1/6 horsepower (>200 - ≤300 Max watts); ; Learning run-hours control | 85% | 85% | 85% | 85% | 85% | 85% | 85% | 85% | 85% | 85% | 85% | 85% | 85% | 85% | 85% | 85% | 85% | 85% | 85% | 0% | 0% | 0% | 0% | 0% | 0% | 0% | Circulator Pumps-Retro | Circpumps-NR |  | 0 | 1.136% | 1.136% | 1.136% | 1.136% | 1.136% | 1.136% | 1.136% | 1.136% | 1.136% | 1.136% | 1.136% | 1.136% | 1.136% | 1.136% | 1.136% | 1.136% | 1.136% | 1.136% | 1.136% | 0% | 0% | 0% | 0% | 0% | 0% | 0% | 0.9659% | 0.9659% | 0.9659% | 0.9659% | 0.9659% | 0.9659% | 0.9659% | 0.9659% | 0.9659% | 0.9659% | 0.9659% | 0.9659% | 0.9659% | 0.9659% | 0.9659% | 0.9659% | 0.9659% | 0.9659% | 0.9659% | 0% | 0% | 0% | 0% | 0% | 0% | 0%
| 1811 | Circulator Pumps | ComResCirculatorPumps_1_3 | Retro | All Commercial | Electric | Per bronze or stainless steel pump; >1/6 - ≤1/4 horsepower (>300 - ≤400 Max watts); ; Learning run-hours control | Bronze or stainless steel pump; >1/6 - ≤1/4 horsepower (>300 - ≤400 Max watts); ; Learning run-hours control | 85% | 85% | 85% | 85% | 85% | 85% | 85% | 85% | 85% | 85% | 85% | 85% | 85% | 85% | 85% | 85% | 85% | 85% | 85% | 0% | 0% | 0% | 0% | 0% | 0% | 0% | Circulator Pumps-Retro | Circpumps-NR |  | 0 | 1.136% | 1.136% | 1.136% | 1.136% | 1.136% | 1.136% | 1.136% | 1.136% | 1.136% | 1.136% | 1.136% | 1.136% | 1.136% | 1.136% | 1.136% | 1.136% | 1.136% | 1.136% | 1.136% | 0% | 0% | 0% | 0% | 0% | 0% | 0% | 0.9659% | 0.9659% | 0.9659% | 0.9659% | 0.9659% | 0.9659% | 0.9659% | 0.9659% | 0.9659% | 0.9659% | 0.9659% | 0.9659% | 0.9659% | 0.9659% | 0.9659% | 0.9659% | 0.9659% | 0.9659% | 0.9659% | 0% | 0% | 0% | 0% | 0% | 0% | 0%
| 1811 | Circulator Pumps | ComResCirculatorPumps_1_3 | Retro | All Commercial | Electric | Per bronze or stainless steel pump; >1/4 - ≤1/2 horsepower (>400 - ≤550 Max watts); ; Learning run-hours control | Bronze or stainless steel pump; >1/4 - ≤1/2 horsepower (>400 - ≤550 Max watts); ; Learning run-hours control | 85% | 85% | 85% | 85% | 85% | 85% | 85% | 85% | 85% | 85% | 85% | 85% | 85% | 85% | 85% | 85% | 85% | 85% | 85% | 0% | 0% | 0% | 0% | 0% | 0% | 0% | Circulator Pumps-Retro | Circpumps-NR |  | 0 | 1.136% | 1.136% | 1.136% | 1.136% | 1.136% | 1.136% | 1.136% | 1.136% | 1.136% | 1.136% | 1.136% | 1.136% | 1.136% | 1.136% | 1.136% | 1.136% | 1.136% | 1.136% | 1.136% | 0% | 0% | 0% | 0% | 0% | 0% | 0% | 0.9659% | 0.9659% | 0.9659% | 0.9659% | 0.9659% | 0.9659% | 0.9659% | 0.9659% | 0.9659% | 0.9659% | 0.9659% | 0.9659% | 0.9659% | 0.9659% | 0.9659% | 0.9659% | 0.9659% | 0.9659% | 0.9659% | 0% | 0% | 0% | 0% | 0% | 0% | 0%
| 1811 | Circulator Pumps | ComResCirculatorPumps_1_3 | Retro | All Commercial | Electric | Per bronze or stainless steel pump; >1/2 - ≤3/4 horsepower (>550 - ≤750 Max watts); ; Learning run-hours control | Bronze or stainless steel pump; >1/2 - ≤3/4 horsepower (>550 - ≤750 Max watts); ; Learning run-hours control | 85% | 85% | 85% | 85% | 85% | 85% | 85% | 85% | 85% | 85% | 85% | 85% | 85% | 85% | 85% | 85% | 85% | 85% | 85% | 0% | 0% | 0% | 0% | 0% | 0% | 0% | Circulator Pumps-Retro | Circpumps-NR |  | 0 | 1.136% | 1.136% | 1.136% | 1.136% | 1.136% | 1.136% | 1.136% | 1.136% | 1.136% | 1.136% | 1.136% | 1.136% | 1.136% | 1.136% | 1.136% | 1.136% | 1.136% | 1.136% | 1.136% | 0% | 0% | 0% | 0% | 0% | 0% | 0% | 0.9659% | 0.9659% | 0.9659% | 0.9659% | 0.9659% | 0.9659% | 0.9659% | 0.9659% | 0.9659% | 0.9659% | 0.9659% | 0.9659% | 0.9659% | 0.9659% | 0.9659% | 0.9659% | 0.9659% | 0.9659% | 0.9659% | 0% | 0% | 0% | 0% | 0% | 0% | 0%
| 1811 | Circulator Pumps | ComResCirculatorPumps_1_3 | Retro | All Commercial | Electric | Per bronze or stainless steel pump; >3/4 - ≤1.25 horsepower (>750 - ≤1000 Max watts); ; Learning run-hours control | Bronze or stainless steel pump; >3/4 - ≤1.25 horsepower (>750 - ≤1000 Max watts); ; Learning run-hours control | 85% | 85% | 85% | 85% | 85% | 85% | 85% | 85% | 85% | 85% | 85% | 85% | 85% | 85% | 85% | 85% | 85% | 85% | 85% | 0% | 0% | 0% | 0% | 0% | 0% | 0% | Circulator Pumps-Retro | Circpumps-NR |  | 0 | 1.136% | 1.136% | 1.136% | 1.136% | 1.136% | 1.136% | 1.136% | 1.136% | 1.136% | 1.136% | 1.136% | 1.136% | 1.136% | 1.136% | 1.136% | 1.136% | 1.136% | 1.136% | 1.136% | 0% | 0% | 0% | 0% | 0% | 0% | 0% | 0.9659% | 0.9659% | 0.9659% | 0.9659% | 0.9659% | 0.9659% | 0.9659% | 0.9659% | 0.9659% | 0.9659% | 0.9659% | 0.9659% | 0.9659% | 0.9659% | 0.9659% | 0.9659% | 0.9659% | 0.9659% | 0.9659% | 0% | 0% | 0% | 0% | 0% | 0% | 0%
| 1811 | Circulator Pumps | ComResCirculatorPumps_1_3 | Retro | All Commercial | Electric | Per bronze or stainless steel pump; >1.25 - ≤1.75 horsepower (>1000 - ≤1300 Max watts); ; Learning run-hours control | Bronze or stainless steel pump; >1.25 - ≤1.75 horsepower (>1000 - ≤1300 Max watts); ; Learning run-hours control | 85% | 85% | 85% | 85% | 85% | 85% | 85% | 85% | 85% | 85% | 85% | 85% | 85% | 85% | 85% | 85% | 85% | 85% | 85% | 0% | 0% | 0% | 0% | 0% | 0% | 0% | Circulator Pumps-Retro | Circpumps-NR |  | 0 | 1.136% | 1.136% | 1.136% | 1.136% | 1.136% | 1.136% | 1.136% | 1.136% | 1.136% | 1.136% | 1.136% | 1.136% | 1.136% | 1.136% | 1.136% | 1.136% | 1.136% | 1.136% | 1.136% | 0% | 0% | 0% | 0% | 0% | 0% | 0% | 0.9659% | 0.9659% | 0.9659% | 0.9659% | 0.9659% | 0.9659% | 0.9659% | 0.9659% | 0.9659% | 0.9659% | 0.9659% | 0.9659% | 0.9659% | 0.9659% | 0.9659% | 0.9659% | 0.9659% | 0.9659% | 0.9659% | 0% | 0% | 0% | 0% | 0% | 0% | 0%
| 1811 | Circulator Pumps | ComResCirculatorPumps_1_3 | Retro | All Commercial | Electric | Per bronze or stainless steel pump; >1.75 - ≤2.5 horsepower (>1300 - ≤1750 Max watts); ; Learning run-hours control | Bronze or stainless steel pump; >1.75 - ≤2.5 horsepower (>1300 - ≤1750 Max watts); ; Learning run-hours control | 85% | 85% | 85% | 85% | 85% | 85% | 85% | 85% | 85% | 85% | 85% | 85% | 85% | 85% | 85% | 85% | 85% | 85% | 85% | 0% | 0% | 0% | 0% | 0% | 0% | 0% | Circulator Pumps-Retro | Circpumps-NR |  | 0 | 1.136% | 1.136% | 1.136% | 1.136% | 1.136% | 1.136% | 1.136% | 1.136% | 1.136% | 1.136% | 1.136% | 1.136% | 1.136% | 1.136% | 1.136% | 1.136% | 1.136% | 1.136% | 1.136% | 0% | 0% | 0% | 0% | 0% | 0% | 0% | 0.9659% | 0.9659% | 0.9659% | 0.9659% | 0.9659% | 0.9659% | 0.9659% | 0.9659% | 0.9659% | 0.9659% | 0.9659% | 0.9659% | 0.9659% | 0.9659% | 0.9659% | 0.9659% | 0.9659% | 0.9659% | 0.9659% | 0% | 0% | 0% | 0% | 0% | 0% | 0%
| 1811 | Circulator Pumps | ComResCirculatorPumps_1_3 | Retro | All Commercial | Electric | Per bronze or stainless steel pump; >2.5 - ≤3.5 horsepower (>1750 - ≤2350 Max watts); ; Learning run-hours control | Bronze or stainless steel pump; >2.5 - ≤3.5 horsepower (>1750 - ≤2350 Max watts); ; Learning run-hours control | 85% | 85% | 85% | 85% | 85% | 85% | 85% | 85% | 85% | 85% | 85% | 85% | 85% | 85% | 85% | 85% | 85% | 85% | 85% | 0% | 0% | 0% | 0% | 0% | 0% | 0% | Circulator Pumps-Retro | Circpumps-NR |  | 0 | 1.136% | 1.136% | 1.136% | 1.136% | 1.136% | 1.136% | 1.136% | 1.136% | 1.136% | 1.136% | 1.136% | 1.136% | 1.136% | 1.136% | 1.136% | 1.136% | 1.136% | 1.136% | 1.136% | 0% | 0% | 0% | 0% | 0% | 0% | 0% | 0.9659% | 0.9659% | 0.9659% | 0.9659% | 0.9659% | 0.9659% | 0.9659% | 0.9659% | 0.9659% | 0.9659% | 0.9659% | 0.9659% | 0.9659% | 0.9659% | 0.9659% | 0.9659% | 0.9659% | 0.9659% | 0.9659% | 0% | 0% | 0% | 0% | 0% | 0% | 0%
| 1811 | Circulator Pumps | ComResCirculatorPumps_1_3 | Retro | All Commercial | Electric | Per bronze or stainless steel pump; >3.5 - ≤4.5 horsepower (>2350 - ≤3100 Max watts); ; Learning run-hours control | Bronze or stainless steel pump; >3.5 - ≤4.5 horsepower (>2350 - ≤3100 Max watts); ; Learning run-hours control | 85% | 85% | 85% | 85% | 85% | 85% | 85% | 85% | 85% | 85% | 85% | 85% | 85% | 85% | 85% | 85% | 85% | 85% | 85% | 0% | 0% | 0% | 0% | 0% | 0% | 0% | Circulator Pumps-Retro | Circpumps-NR |  | 0 | 1.136% | 1.136% | 1.136% | 1.136% | 1.136% | 1.136% | 1.136% | 1.136% | 1.136% | 1.136% | 1.136% | 1.136% | 1.136% | 1.136% | 1.136% | 1.136% | 1.136% | 1.136% | 1.136% | 0% | 0% | 0% | 0% | 0% | 0% | 0% | 0.9659% | 0.9659% | 0.9659% | 0.9659% | 0.9659% | 0.9659% | 0.9659% | 0.9659% | 0.9659% | 0.9659% | 0.9659% | 0.9659% | 0.9659% | 0.9659% | 0.9659% | 0.9659% | 0.9659% | 0.9659% | 0.9659% | 0% | 0% | 0% | 0% | 0% | 0% | 0%
| 1811 | Circulator Pumps | ComResCirculatorPumps_1_3 | Retro | All Commercial | Electric | Per bronze or stainless steel pump; >4.5 - ≤5 horsepower (>3100 - ≤3700 Max watts); ; Learning run-hours control | Bronze or stainless steel pump; >4.5 - ≤5 horsepower (>3100 - ≤3700 Max watts); ; Learning run-hours control | 85% | 85% | 85% | 85% | 85% | 85% | 85% | 85% | 85% | 85% | 85% | 85% | 85% | 85% | 85% | 85% | 85% | 85% | 85% | 0% | 0% | 0% | 0% | 0% | 0% | 0% | Circulator Pumps-Retro | Circpumps-NR |  | 0 | 1.136% | 1.136% | 1.136% | 1.136% | 1.136% | 1.136% | 1.136% | 1.136% | 1.136% | 1.136% | 1.136% | 1.136% | 1.136% | 1.136% | 1.136% | 1.136% | 1.136% | 1.136% | 1.136% | 0% | 0% | 0% | 0% | 0% | 0% | 0% | 0.9659% | 0.9659% | 0.9659% | 0.9659% | 0.9659% | 0.9659% | 0.9659% | 0.9659% | 0.9659% | 0.9659% | 0.9659% | 0.9659% | 0.9659% | 0.9659% | 0.9659% | 0.9659% | 0.9659% | 0.9659% | 0.9659% | 0% | 0% | 0% | 0% | 0% | 0% | 0%
| 1811 | Circulator Pumps | ComResCirculatorPumps_1_3 | Retro | All Commercial | Electric | Per bronze or stainless steel pump; >1/16 - ≤1/8 horsepower (>100 - ≤200 Max watts); ECM; Any speed control; No run-hours control | Bronze or stainless steel pump; >1/16 - ≤1/8 horsepower (>100 - ≤200 Max watts); ECM; Any speed control; No run-hours control | 85% | 85% | 85% | 85% | 85% | 85% | 85% | 85% | 85% | 85% | 85% | 85% | 85% | 85% | 85% | 85% | 85% | 85% | 85% | 0% | 0% | 0% | 0% | 0% | 0% | 0% | Circulator Pumps-Retro | Circpumps-NR |  | 0 | 1.136% | 1.136% | 1.136% | 1.136% | 1.136% | 1.136% | 1.136% | 1.136% | 1.136% | 1.136% | 1.136% | 1.136% | 1.136% | 1.136% | 1.136% | 1.136% | 1.136% | 1.136% | 1.136% | 0% | 0% | 0% | 0% | 0% | 0% | 0% | 0.9659% | 0.9659% | 0.9659% | 0.9659% | 0.9659% | 0.9659% | 0.9659% | 0.9659% | 0.9659% | 0.9659% | 0.9659% | 0.9659% | 0.9659% | 0.9659% | 0.9659% | 0.9659% | 0.9659% | 0.9659% | 0.9659% | 0% | 0% | 0% | 0% | 0% | 0% | 0%
| 1811 | Circulator Pumps | ComResCirculatorPumps_1_3 | Retro | All Commercial | Electric | Per bronze or stainless steel pump; >1/8 - ≤1/6 horsepower (>200 - ≤300 Max watts); ECM; Any speed control; No run-hours control | Bronze or stainless steel pump; >1/8 - ≤1/6 horsepower (>200 - ≤300 Max watts); ECM; Any speed control; No run-hours control | 85% | 85% | 85% | 85% | 85% | 85% | 85% | 85% | 85% | 85% | 85% | 85% | 85% | 85% | 85% | 85% | 85% | 85% | 85% | 0% | 0% | 0% | 0% | 0% | 0% | 0% | Circulator Pumps-Retro | Circpumps-NR |  | 0 | 1.136% | 1.136% | 1.136% | 1.136% | 1.136% | 1.136% | 1.136% | 1.136% | 1.136% | 1.136% | 1.136% | 1.136% | 1.136% | 1.136% | 1.136% | 1.136% | 1.136% | 1.136% | 1.136% | 0% | 0% | 0% | 0% | 0% | 0% | 0% | 0.9659% | 0.9659% | 0.9659% | 0.9659% | 0.9659% | 0.9659% | 0.9659% | 0.9659% | 0.9659% | 0.9659% | 0.9659% | 0.9659% | 0.9659% | 0.9659% | 0.9659% | 0.9659% | 0.9659% | 0.9659% | 0.9659% | 0% | 0% | 0% | 0% | 0% | 0% | 0%
| 1811 | Circulator Pumps | ComResCirculatorPumps_1_3 | Retro | All Commercial | Electric | Per bronze or stainless steel pump; >1/6 - ≤1/4 horsepower (>300 - ≤400 Max watts); ECM; Any speed control; No run-hours control | Bronze or stainless steel pump; >1/6 - ≤1/4 horsepower (>300 - ≤400 Max watts); ECM; Any speed control; No run-hours control | 85% | 85% | 85% | 85% | 85% | 85% | 85% | 85% | 85% | 85% | 85% | 85% | 85% | 85% | 85% | 85% | 85% | 85% | 85% | 0% | 0% | 0% | 0% | 0% | 0% | 0% | Circulator Pumps-Retro | Circpumps-NR |  | 0 | 1.136% | 1.136% | 1.136% | 1.136% | 1.136% | 1.136% | 1.136% | 1.136% | 1.136% | 1.136% | 1.136% | 1.136% | 1.136% | 1.136% | 1.136% | 1.136% | 1.136% | 1.136% | 1.136% | 0% | 0% | 0% | 0% | 0% | 0% | 0% | 0.9659% | 0.9659% | 0.9659% | 0.9659% | 0.9659% | 0.9659% | 0.9659% | 0.9659% | 0.9659% | 0.9659% | 0.9659% | 0.9659% | 0.9659% | 0.9659% | 0.9659% | 0.9659% | 0.9659% | 0.9659% | 0.9659% | 0% | 0% | 0% | 0% | 0% | 0% | 0%
| 1811 | Circulator Pumps | ComResCirculatorPumps_1_3 | Retro | All Commercial | Electric | Per bronze or stainless steel pump; >1/4 - ≤1/2 horsepower (>400 - ≤550 Max watts); ECM; Any speed control; No run-hours control | Bronze or stainless steel pump; >1/4 - ≤1/2 horsepower (>400 - ≤550 Max watts); ECM; Any speed control; No run-hours control | 85% | 85% | 85% | 85% | 85% | 85% | 85% | 85% | 85% | 85% | 85% | 85% | 85% | 85% | 85% | 85% | 85% | 85% | 85% | 0% | 0% | 0% | 0% | 0% | 0% | 0% | Circulator Pumps-Retro | Circpumps-NR |  | 0 | 1.136% | 1.136% | 1.136% | 1.136% | 1.136% | 1.136% | 1.136% | 1.136% | 1.136% | 1.136% | 1.136% | 1.136% | 1.136% | 1.136% | 1.136% | 1.136% | 1.136% | 1.136% | 1.136% | 0% | 0% | 0% | 0% | 0% | 0% | 0% | 0.9659% | 0.9659% | 0.9659% | 0.9659% | 0.9659% | 0.9659% | 0.9659% | 0.9659% | 0.9659% | 0.9659% | 0.9659% | 0.9659% | 0.9659% | 0.9659% | 0.9659% | 0.9659% | 0.9659% | 0.9659% | 0.9659% | 0% | 0% | 0% | 0% | 0% | 0% | 0%
| 1811 | Circulator Pumps | ComResCirculatorPumps_1_3 | Retro | All Commercial | Electric | Per bronze or stainless steel pump; >1/2 - ≤3/4 horsepower (>550 - ≤750 Max watts); ECM; Any speed control; No run-hours control | Bronze or stainless steel pump; >1/2 - ≤3/4 horsepower (>550 - ≤750 Max watts); ECM; Any speed control; No run-hours control | 85% | 85% | 85% | 85% | 85% | 85% | 85% | 85% | 85% | 85% | 85% | 85% | 85% | 85% | 85% | 85% | 85% | 85% | 85% | 0% | 0% | 0% | 0% | 0% | 0% | 0% | Circulator Pumps-Retro | Circpumps-NR |  | 0 | 1.136% | 1.136% | 1.136% | 1.136% | 1.136% | 1.136% | 1.136% | 1.136% | 1.136% | 1.136% | 1.136% | 1.136% | 1.136% | 1.136% | 1.136% | 1.136% | 1.136% | 1.136% | 1.136% | 0% | 0% | 0% | 0% | 0% | 0% | 0% | 0.9659% | 0.9659% | 0.9659% | 0.9659% | 0.9659% | 0.9659% | 0.9659% | 0.9659% | 0.9659% | 0.9659% | 0.9659% | 0.9659% | 0.9659% | 0.9659% | 0.9659% | 0.9659% | 0.9659% | 0.9659% | 0.9659% | 0% | 0% | 0% | 0% | 0% | 0% | 0%
| 1811 | Circulator Pumps | ComResCirculatorPumps_1_3 | Retro | All Commercial | Electric | Per bronze or stainless steel pump; >3/4 - ≤1.25 horsepower (>750 - ≤1000 Max watts); ECM; Any speed control; No run-hours control | Bronze or stainless steel pump; >3/4 - ≤1.25 horsepower (>750 - ≤1000 Max watts); ECM; Any speed control; No run-hours control | 85% | 85% | 85% | 85% | 85% | 85% | 85% | 85% | 85% | 85% | 85% | 85% | 85% | 85% | 85% | 85% | 85% | 85% | 85% | 0% | 0% | 0% | 0% | 0% | 0% | 0% | Circulator Pumps-Retro | Circpumps-NR |  | 0 | 1.136% | 1.136% | 1.136% | 1.136% | 1.136% | 1.136% | 1.136% | 1.136% | 1.136% | 1.136% | 1.136% | 1.136% | 1.136% | 1.136% | 1.136% | 1.136% | 1.136% | 1.136% | 1.136% | 0% | 0% | 0% | 0% | 0% | 0% | 0% | 0.9659% | 0.9659% | 0.9659% | 0.9659% | 0.9659% | 0.9659% | 0.9659% | 0.9659% | 0.9659% | 0.9659% | 0.9659% | 0.9659% | 0.9659% | 0.9659% | 0.9659% | 0.9659% | 0.9659% | 0.9659% | 0.9659% | 0% | 0% | 0% | 0% | 0% | 0% | 0%
| 1811 | Circulator Pumps | ComResCirculatorPumps_1_3 | Retro | All Commercial | Electric | Per bronze or stainless steel pump; >1.25 - ≤1.75 horsepower (>1000 - ≤1300 Max watts); ECM; Any speed control; No run-hours control | Bronze or stainless steel pump; >1.25 - ≤1.75 horsepower (>1000 - ≤1300 Max watts); ECM; Any speed control; No run-hours control | 85% | 85% | 85% | 85% | 85% | 85% | 85% | 85% | 85% | 85% | 85% | 85% | 85% | 85% | 85% | 85% | 85% | 85% | 85% | 0% | 0% | 0% | 0% | 0% | 0% | 0% | Circulator Pumps-Retro | Circpumps-NR |  | 0 | 1.136% | 1.136% | 1.136% | 1.136% | 1.136% | 1.136% | 1.136% | 1.136% | 1.136% | 1.136% | 1.136% | 1.136% | 1.136% | 1.136% | 1.136% | 1.136% | 1.136% | 1.136% | 1.136% | 0% | 0% | 0% | 0% | 0% | 0% | 0% | 0.9659% | 0.9659% | 0.9659% | 0.9659% | 0.9659% | 0.9659% | 0.9659% | 0.9659% | 0.9659% | 0.9659% | 0.9659% | 0.9659% | 0.9659% | 0.9659% | 0.9659% | 0.9659% | 0.9659% | 0.9659% | 0.9659% | 0% | 0% | 0% | 0% | 0% | 0% | 0%
| 1811 | Circulator Pumps | ComResCirculatorPumps_1_3 | Retro | All Commercial | Electric | Per bronze or stainless steel pump; >1.75 - ≤2.5 horsepower (>1300 - ≤1750 Max watts); ECM; Any speed control; No run-hours control | Bronze or stainless steel pump; >1.75 - ≤2.5 horsepower (>1300 - ≤1750 Max watts); ECM; Any speed control; No run-hours control | 85% | 85% | 85% | 85% | 85% | 85% | 85% | 85% | 85% | 85% | 85% | 85% | 85% | 85% | 85% | 85% | 85% | 85% | 85% | 0% | 0% | 0% | 0% | 0% | 0% | 0% | Circulator Pumps-Retro | Circpumps-NR |  | 0 | 1.136% | 1.136% | 1.136% | 1.136% | 1.136% | 1.136% | 1.136% | 1.136% | 1.136% | 1.136% | 1.136% | 1.136% | 1.136% | 1.136% | 1.136% | 1.136% | 1.136% | 1.136% | 1.136% | 0% | 0% | 0% | 0% | 0% | 0% | 0% | 0.9659% | 0.9659% | 0.9659% | 0.9659% | 0.9659% | 0.9659% | 0.9659% | 0.9659% | 0.9659% | 0.9659% | 0.9659% | 0.9659% | 0.9659% | 0.9659% | 0.9659% | 0.9659% | 0.9659% | 0.9659% | 0.9659% | 0% | 0% | 0% | 0% | 0% | 0% | 0%
| 1811 | Circulator Pumps | ComResCirculatorPumps_1_3 | Retro | All Commercial | Electric | Per bronze or stainless steel pump; >2.5 - ≤3.5 horsepower (>1750 - ≤2350 Max watts); ECM; Any speed control; No run-hours control | Bronze or stainless steel pump; >2.5 - ≤3.5 horsepower (>1750 - ≤2350 Max watts); ECM; Any speed control; No run-hours control | 85% | 85% | 85% | 85% | 85% | 85% | 85% | 85% | 85% | 85% | 85% | 85% | 85% | 85% | 85% | 85% | 85% | 85% | 85% | 0% | 0% | 0% | 0% | 0% | 0% | 0% | Circulator Pumps-Retro | Circpumps-NR |  | 0 | 1.136% | 1.136% | 1.136% | 1.136% | 1.136% | 1.136% | 1.136% | 1.136% | 1.136% | 1.136% | 1.136% | 1.136% | 1.136% | 1.136% | 1.136% | 1.136% | 1.136% | 1.136% | 1.136% | 0% | 0% | 0% | 0% | 0% | 0% | 0% | 0.9659% | 0.9659% | 0.9659% | 0.9659% | 0.9659% | 0.9659% | 0.9659% | 0.9659% | 0.9659% | 0.9659% | 0.9659% | 0.9659% | 0.9659% | 0.9659% | 0.9659% | 0.9659% | 0.9659% | 0.9659% | 0.9659% | 0% | 0% | 0% | 0% | 0% | 0% | 0%
| 1811 | Circulator Pumps | ComResCirculatorPumps_1_3 | Retro | All Commercial | Electric | Per bronze or stainless steel pump; >3.5 - ≤4.5 horsepower (>2350 - ≤3100 Max watts); ECM; Any speed control; No run-hours control | Bronze or stainless steel pump; >3.5 - ≤4.5 horsepower (>2350 - ≤3100 Max watts); ECM; Any speed control; No run-hours control | 85% | 85% | 85% | 85% | 85% | 85% | 85% | 85% | 85% | 85% | 85% | 85% | 85% | 85% | 85% | 85% | 85% | 85% | 85% | 0% | 0% | 0% | 0% | 0% | 0% | 0% | Circulator Pumps-Retro | Circpumps-NR |  | 0 | 1.136% | 1.136% | 1.136% | 1.136% | 1.136% | 1.136% | 1.136% | 1.136% | 1.136% | 1.136% | 1.136% | 1.136% | 1.136% | 1.136% | 1.136% | 1.136% | 1.136% | 1.136% | 1.136% | 0% | 0% | 0% | 0% | 0% | 0% | 0% | 0.9659% | 0.9659% | 0.9659% | 0.9659% | 0.9659% | 0.9659% | 0.9659% | 0.9659% | 0.9659% | 0.9659% | 0.9659% | 0.9659% | 0.9659% | 0.9659% | 0.9659% | 0.9659% | 0.9659% | 0.9659% | 0.9659% | 0% | 0% | 0% | 0% | 0% | 0% | 0%
| 1811 | Circulator Pumps | ComResCirculatorPumps_1_3 | Retro | All Commercial | Electric | Per bronze or stainless steel pump; >4.5 - ≤5 horsepower (>3100 - ≤3700 Max watts); ECM; Any speed control; No run-hours control | Bronze or stainless steel pump; >4.5 - ≤5 horsepower (>3100 - ≤3700 Max watts); ECM; Any speed control; No run-hours control | 85% | 85% | 85% | 85% | 85% | 85% | 85% | 85% | 85% | 85% | 85% | 85% | 85% | 85% | 85% | 85% | 85% | 85% | 85% | 0% | 0% | 0% | 0% | 0% | 0% | 0% | Circulator Pumps-Retro | Circpumps-NR |  | 0 | 1.136% | 1.136% | 1.136% | 1.136% | 1.136% | 1.136% | 1.136% | 1.136% | 1.136% | 1.136% | 1.136% | 1.136% | 1.136% | 1.136% | 1.136% | 1.136% | 1.136% | 1.136% | 1.136% | 0% | 0% | 0% | 0% | 0% | 0% | 0% | 0.9659% | 0.9659% | 0.9659% | 0.9659% | 0.9659% | 0.9659% | 0.9659% | 0.9659% | 0.9659% | 0.9659% | 0.9659% | 0.9659% | 0.9659% | 0.9659% | 0.9659% | 0.9659% | 0.9659% | 0.9659% | 0.9659% | 0% | 0% | 0% | 0% | 0% | 0% | 0%
| 1811 | RTUControllers | ComRTUControllers_PSE | Retro | All Commercial | Gas | Per RTU Tonnage - Supply Fan VFD and Controller - with DCV - RTU - Gas Pack - 500 to 1500 Hrs | Supply Fan VFD and Controller - with DCV - RTU - Gas Pack - 500 to 1500 Hrs - GO | 5.966% | 41.98% | 22.89% | 61.47% | 54.21% | 31.95% | 19.53% | 11.23% | 10.75% | 5.314% | 44.26% | 62.62% | 77.24% | 8.897% | 13.75% | 14.31% | 24.53% | 9.424% | 20.83% | 0% | 0% | 0% | 0% | 0% | 0% | 0% | RTUControllers-Retro | ARC-Retro |  | 0 | 7.463% | 7.463% | 7.463% | 7.463% | 7.463% | 7.463% | 7.463% | 7.463% | 7.463% | 7.463% | 7.463% | 7.463% | 7.463% | 7.463% | 7.463% | 7.463% | 7.463% | 7.463% | 7.463% | 0% | 0% | 0% | 0% | 0% | 0% | 0% | 0.4452% | 3.133% | 1.709% | 4.587% | 4.046% | 2.385% | 1.458% | 0.8382% | 0.8023% | 0.3966% | 3.303% | 4.674% | 5.765% | 0.664% | 1.026% | 1.068% | 1.83% | 0.7033% | 1.555% | 0% | 0% | 0% | 0% | 0% | 0% | 0%
| 1811 | RTUControllers | ComRTUControllers_PSE | Retro | All Commercial | Gas | Per RTU Tonnage - Supply Fan VFD and Controller - with DCV - RTU - Gas Pack - 1500 to 2500 Hrs | Supply Fan VFD and Controller - with DCV - RTU - Gas Pack - 1500 to 2500 Hrs - GO | 5.966% | 41.98% | 22.89% | 61.47% | 54.21% | 31.95% | 19.53% | 11.23% | 10.75% | 5.314% | 44.26% | 62.62% | 77.24% | 8.897% | 13.75% | 14.31% | 24.53% | 9.424% | 20.83% | 0% | 0% | 0% | 0% | 0% | 0% | 0% | RTUControllers-Retro | ARC-Retro |  | 0 | 14.2% | 14.2% | 14.2% | 14.2% | 14.2% | 14.2% | 14.2% | 14.2% | 14.2% | 14.2% | 14.2% | 14.2% | 14.2% | 14.2% | 14.2% | 14.2% | 14.2% | 14.2% | 14.2% | 0% | 0% | 0% | 0% | 0% | 0% | 0% | 0.8469% | 5.96% | 3.25% | 8.726% | 7.696% | 4.536% | 2.773% | 1.594% | 1.526% | 0.7545% | 6.283% | 8.89% | 10.97% | 1.263% | 1.952% | 2.031% | 3.482% | 1.338% | 2.958% | 0% | 0% | 0% | 0% | 0% | 0% | 0%
| 1811 | RTUControllers | ComRTUControllers_PSE | Retro | All Commercial | Gas | Per RTU Tonnage - Supply Fan VFD and Controller - with DCV - RTU - Gas Pack - 2500 to 3500 Hrs | Supply Fan VFD and Controller - with DCV - RTU - Gas Pack - 2500 to 3500 Hrs - GO | 5.966% | 41.98% | 22.89% | 61.47% | 54.21% | 31.95% | 19.53% | 11.23% | 10.75% | 5.314% | 44.26% | 62.62% | 77.24% | 8.897% | 13.75% | 14.31% | 24.53% | 9.424% | 20.83% | 0% | 0% | 0% | 0% | 0% | 0% | 0% | RTUControllers-Retro | ARC-Retro |  | 0 | 10.15% | 10.15% | 10.15% | 10.15% | 10.15% | 10.15% | 10.15% | 10.15% | 10.15% | 10.15% | 10.15% | 10.15% | 10.15% | 10.15% | 10.15% | 10.15% | 10.15% | 10.15% | 10.15% | 0% | 0% | 0% | 0% | 0% | 0% | 0% | 0.6055% | 4.261% | 2.324% | 6.239% | 5.502% | 3.243% | 1.982% | 1.14% | 1.091% | 0.5394% | 4.492% | 6.356% | 7.84% | 0.903% | 1.396% | 1.452% | 2.489% | 0.9565% | 2.115% | 0% | 0% | 0% | 0% | 0% | 0% | 0%
| 1811 | RTUControllers | ComRTUControllers_PSE | Retro | All Commercial | Gas | Per RTU Tonnage - Supply Fan VFD and Controller - with DCV - RTU - Gas Pack - 3500 to 4500 Hrs | Supply Fan VFD and Controller - with DCV - RTU - Gas Pack - 3500 to 4500 Hrs - GO | 5.966% | 41.98% | 22.89% | 61.47% | 54.21% | 31.95% | 19.53% | 11.23% | 10.75% | 5.314% | 44.26% | 62.62% | 77.24% | 8.897% | 13.75% | 14.31% | 24.53% | 9.424% | 20.83% | 0% | 0% | 0% | 0% | 0% | 0% | 0% | RTUControllers-Retro | ARC-Retro |  | 0 | 4.782% | 4.782% | 4.782% | 4.782% | 4.782% | 4.782% | 4.782% | 4.782% | 4.782% | 4.782% | 4.782% | 4.782% | 4.782% | 4.782% | 4.782% | 4.782% | 4.782% | 4.782% | 4.782% | 0% | 0% | 0% | 0% | 0% | 0% | 0% | 0.2853% | 2.007% | 1.095% | 2.939% | 2.592% | 1.528% | 0.9338% | 0.537% | 0.514% | 0.2541% | 2.116% | 2.994% | 3.693% | 0.4254% | 0.6575% | 0.6841% | 1.173% | 0.4506% | 0.9962% | 0% | 0% | 0% | 0% | 0% | 0% | 0%
| 1811 | RTUControllers | ComRTUControllers_PSE | Retro | All Commercial | Gas | Per RTU Tonnage - Supply Fan VFD and Controller - with DCV - RTU - Gas Pack - 4500 to 5500 Hrs | Supply Fan VFD and Controller - with DCV - RTU - Gas Pack - 4500 to 5500 Hrs - GO | 5.966% | 41.98% | 22.89% | 61.47% | 54.21% | 31.95% | 19.53% | 11.23% | 10.75% | 5.314% | 44.26% | 62.62% | 77.24% | 8.897% | 13.75% | 14.31% | 24.53% | 9.424% | 20.83% | 0% | 0% | 0% | 0% | 0% | 0% | 0% | RTUControllers-Retro | ARC-Retro |  | 0 | 0.432% | 0.432% | 0.432% | 0.432% | 0.432% | 0.432% | 0.432% | 0.432% | 0.432% | 0.432% | 0.432% | 0.432% | 0.432% | 0.432% | 0.432% | 0.432% | 0.432% | 0.432% | 0.432% | 0% | 0% | 0% | 0% | 0% | 0% | 0% | 0.02577% | 0.1814% | 0.0989% | 0.2655% | 0.2342% | 0.138% | 0.08437% | 0.04852% | 0.04644% | 0.02296% | 0.1912% | 0.2705% | 0.3337% | 0.03844% | 0.0594% | 0.06181% | 0.106% | 0.04071% | 0.09% | 0% | 0% | 0% | 0% | 0% | 0% | 0%
| 1811 | RTUControllers | ComRTUControllers_PSE | Retro | All Commercial | Gas | Per RTU Tonnage - Supply Fan VFD and Controller - with DCV - RTU - Gas Pack - 5500 to 6500 Hrs | Supply Fan VFD and Controller - with DCV - RTU - Gas Pack - 5500 to 6500 Hrs - GO | 5.966% | 41.98% | 22.89% | 61.47% | 54.21% | 31.95% | 19.53% | 11.23% | 10.75% | 5.314% | 44.26% | 62.62% | 77.24% | 8.897% | 13.75% | 14.31% | 24.53% | 9.424% | 20.83% | 0% | 0% | 0% | 0% | 0% | 0% | 0% | RTUControllers-Retro | ARC-Retro |  | 0 | 7.149% | 7.149% | 7.149% | 7.149% | 7.149% | 7.149% | 7.149% | 7.149% | 7.149% | 7.149% | 7.149% | 7.149% | 7.149% | 7.149% | 7.149% | 7.149% | 7.149% | 7.149% | 7.149% | 0% | 0% | 0% | 0% | 0% | 0% | 0% | 0.4265% | 3.001% | 1.637% | 4.394% | 3.875% | 2.284% | 1.396% | 0.8029% | 0.7685% | 0.3799% | 3.164% | 4.477% | 5.522% | 0.636% | 0.9829% | 1.023% | 1.753% | 0.6737% | 1.489% | 0% | 0% | 0% | 0% | 0% | 0% | 0%
| 1811 | RTUControllers | ComRTUControllers_PSE | Retro | All Commercial | Gas | Per RTU Tonnage - Supply Fan VFD and Controller - with DCV - RTU - Gas Pack - 6500 to 7500 Hrs | Supply Fan VFD and Controller - with DCV - RTU - Gas Pack - 6500 to 7500 Hrs - GO | 5.966% | 41.98% | 22.89% | 61.47% | 54.21% | 31.95% | 19.53% | 11.23% | 10.75% | 5.314% | 44.26% | 62.62% | 77.24% | 8.897% | 13.75% | 14.31% | 24.53% | 9.424% | 20.83% | 0% | 0% | 0% | 0% | 0% | 0% | 0% | RTUControllers-Retro | ARC-Retro |  | 0 | 3.191% | 3.191% | 3.191% | 3.191% | 3.191% | 3.191% | 3.191% | 3.191% | 3.191% | 3.191% | 3.191% | 3.191% | 3.191% | 3.191% | 3.191% | 3.191% | 3.191% | 3.191% | 3.191% | 0% | 0% | 0% | 0% | 0% | 0% | 0% | 0.1904% | 1.34% | 0.7305% | 1.961% | 1.73% | 1.02% | 0.6232% | 0.3584% | 0.343% | 0.1696% | 1.412% | 1.998% | 2.465% | 0.2839% | 0.4388% | 0.4566% | 0.7826% | 0.3007% | 0.6648% | 0% | 0% | 0% | 0% | 0% | 0% | 0%
| 1811 | RTUControllers | ComRTUControllers_PSE | Retro | All Commercial | Gas | Per RTU Tonnage - Supply Fan VFD and Controller - with DCV - RTU - Gas Pack - 7500 to 8760 Hrs | Supply Fan VFD and Controller - with DCV - RTU - Gas Pack - 7500 to 8760 Hrs - GO | 5.966% | 41.98% | 22.89% | 61.47% | 54.21% | 31.95% | 19.53% | 11.23% | 10.75% | 5.314% | 44.26% | 62.62% | 77.24% | 8.897% | 13.75% | 14.31% | 24.53% | 9.424% | 20.83% | 0% | 0% | 0% | 0% | 0% | 0% | 0% | RTUControllers-Retro | ARC-Retro |  | 0 | 32.93% | 32.93% | 32.93% | 32.93% | 32.93% | 32.93% | 32.93% | 32.93% | 32.93% | 32.93% | 32.93% | 32.93% | 32.93% | 32.93% | 32.93% | 32.93% | 32.93% | 32.93% | 32.93% | 0% | 0% | 0% | 0% | 0% | 0% | 0% | 1.965% | 13.83% | 7.54% | 20.24% | 17.85% | 10.52% | 6.432% | 3.699% | 3.54% | 1.75% | 14.58% | 20.62% | 25.44% | 2.93% | 4.528% | 4.712% | 8.077% | 3.103% | 6.861% | 0% | 0% | 0% | 0% | 0% | 0% | 0%
| 1811 | RTUControllers | ComRTUControllers_PSE | Retro | All Commercial | Electric | Per RTU Tonnage - Supply Fan VFD and Controller - RTU - Heat Pump - 500 to 1500 Hrs | Supply Fan VFD and Controller - RTU - Heat Pump - 500 to 1500 Hrs | 5.966% | 41.98% | 22.89% | 61.47% | 54.21% | 31.95% | 19.53% | 11.23% | 10.75% | 5.314% | 44.26% | 62.62% | 77.24% | 8.897% | 13.75% | 14.31% | 24.53% | 9.424% | 20.83% | 0% | 0% | 0% | 0% | 0% | 0% | 0% | RTUControllers-Retro | ARC-Retro |  | 0 | 1.831% | 1.831% | 1.831% | 1.831% | 1.831% | 1.831% | 1.831% | 1.831% | 1.831% | 1.831% | 1.831% | 1.831% | 1.831% | 1.831% | 1.831% | 1.831% | 1.831% | 1.831% | 1.831% | 0% | 0% | 0% | 0% | 0% | 0% | 0% | 0.1093% | 0.7688% | 0.4193% | 1.126% | 0.9928% | 0.5852% | 0.3577% | 0.2057% | 0.1969% | 0.09733% | 0.8105% | 1.147% | 1.415% | 0.1629% | 0.2518% | 0.262% | 0.4491% | 0.1726% | 0.3815% | 0% | 0% | 0% | 0% | 0% | 0% | 0%
| 1811 | RTUControllers | ComRTUControllers_PSE | Retro | All Commercial | Electric | Per RTU Tonnage - Supply Fan VFD and Controller - RTU - Heat Pump - 1500 to 2500 Hrs | Supply Fan VFD and Controller - RTU - Heat Pump - 1500 to 2500 Hrs | 5.966% | 41.98% | 22.89% | 61.47% | 54.21% | 31.95% | 19.53% | 11.23% | 10.75% | 5.314% | 44.26% | 62.62% | 77.24% | 8.897% | 13.75% | 14.31% | 24.53% | 9.424% | 20.83% | 0% | 0% | 0% | 0% | 0% | 0% | 0% | RTUControllers-Retro | ARC-Retro |  | 0 | 3.484% | 3.484% | 3.484% | 3.484% | 3.484% | 3.484% | 3.484% | 3.484% | 3.484% | 3.484% | 3.484% | 3.484% | 3.484% | 3.484% | 3.484% | 3.484% | 3.484% | 3.484% | 3.484% | 0% | 0% | 0% | 0% | 0% | 0% | 0% | 0.2078% | 1.462% | 0.7975% | 2.141% | 1.888% | 1.113% | 0.6803% | 0.3912% | 0.3745% | 0.1851% | 1.542% | 2.181% | 2.691% | 0.3099% | 0.479% | 0.4984% | 0.8544% | 0.3283% | 0.7258% | 0% | 0% | 0% | 0% | 0% | 0% | 0%
| 1811 | RTUControllers | ComRTUControllers_PSE | Retro | All Commercial | Electric | Per RTU Tonnage - Supply Fan VFD and Controller - RTU - Heat Pump - 2500 to 3500 Hrs | Supply Fan VFD and Controller - RTU - Heat Pump - 2500 to 3500 Hrs | 5.966% | 41.98% | 22.89% | 61.47% | 54.21% | 31.95% | 19.53% | 11.23% | 10.75% | 5.314% | 44.26% | 62.62% | 77.24% | 8.897% | 13.75% | 14.31% | 24.53% | 9.424% | 20.83% | 0% | 0% | 0% | 0% | 0% | 0% | 0% | RTUControllers-Retro | ARC-Retro |  | 0 | 2.491% | 2.491% | 2.491% | 2.491% | 2.491% | 2.491% | 2.491% | 2.491% | 2.491% | 2.491% | 2.491% | 2.491% | 2.491% | 2.491% | 2.491% | 2.491% | 2.491% | 2.491% | 2.491% | 0% | 0% | 0% | 0% | 0% | 0% | 0% | 0.1486% | 1.046% | 0.5702% | 1.531% | 1.35% | 0.7959% | 0.4864% | 0.2797% | 0.2678% | 0.1324% | 1.102% | 1.56% | 1.924% | 0.2216% | 0.3425% | 0.3564% | 0.6108% | 0.2347% | 0.5189% | 0% | 0% | 0% | 0% | 0% | 0% | 0%
| 1811 | RTUControllers | ComRTUControllers_PSE | Retro | All Commercial | Electric | Per RTU Tonnage - Supply Fan VFD and Controller - RTU - Heat Pump - 3500 to 4500 Hrs | Supply Fan VFD and Controller - RTU - Heat Pump - 3500 to 4500 Hrs | 5.966% | 41.98% | 22.89% | 61.47% | 54.21% | 31.95% | 19.53% | 11.23% | 10.75% | 5.314% | 44.26% | 62.62% | 77.24% | 8.897% | 13.75% | 14.31% | 24.53% | 9.424% | 20.83% | 0% | 0% | 0% | 0% | 0% | 0% | 0% | RTUControllers-Retro | ARC-Retro |  | 0 | 1.173% | 1.173% | 1.173% | 1.173% | 1.173% | 1.173% | 1.173% | 1.173% | 1.173% | 1.173% | 1.173% | 1.173% | 1.173% | 1.173% | 1.173% | 1.173% | 1.173% | 1.173% | 1.173% | 0% | 0% | 0% | 0% | 0% | 0% | 0% | 0.07% | 0.4925% | 0.2686% | 0.7212% | 0.636% | 0.3749% | 0.2291% | 0.1318% | 0.1261% | 0.06235% | 0.5193% | 0.7347% | 0.9063% | 0.1044% | 0.1613% | 0.1679% | 0.2878% | 0.1106% | 0.2444% | 0% | 0% | 0% | 0% | 0% | 0% | 0%
| 1811 | RTUControllers | ComRTUControllers_PSE | Retro | All Commercial | Electric | Per RTU Tonnage - Supply Fan VFD and Controller - RTU - Heat Pump - 4500 to 5500 Hrs | Supply Fan VFD and Controller - RTU - Heat Pump - 4500 to 5500 Hrs | 5.966% | 41.98% | 22.89% | 61.47% | 54.21% | 31.95% | 19.53% | 11.23% | 10.75% | 5.314% | 44.26% | 62.62% | 77.24% | 8.897% | 13.75% | 14.31% | 24.53% | 9.424% | 20.83% | 0% | 0% | 0% | 0% | 0% | 0% | 0% | RTUControllers-Retro | ARC-Retro |  | 0 | 0.106% | 0.106% | 0.106% | 0.106% | 0.106% | 0.106% | 0.106% | 0.106% | 0.106% | 0.106% | 0.106% | 0.106% | 0.106% | 0.106% | 0.106% | 0.106% | 0.106% | 0.106% | 0.106% | 0% | 0% | 0% | 0% | 0% | 0% | 0% | 0.006324% | 0.0445% | 0.02427% | 0.06516% | 0.05747% | 0.03387% | 0.0207% | 0.01191% | 0.0114% | 0.005634% | 0.04692% | 0.06638% | 0.08189% | 0.009431% | 0.01458% | 0.01517% | 0.026% | 0.00999% | 0.02209% | 0% | 0% | 0% | 0% | 0% | 0% | 0%
| 1811 | RTUControllers | ComRTUControllers_PSE | Retro | All Commercial | Electric | Per RTU Tonnage - Supply Fan VFD and Controller - RTU - Heat Pump - 5500 to 6500 Hrs | Supply Fan VFD and Controller - RTU - Heat Pump - 5500 to 6500 Hrs | 5.966% | 41.98% | 22.89% | 61.47% | 54.21% | 31.95% | 19.53% | 11.23% | 10.75% | 5.314% | 44.26% | 62.62% | 77.24% | 8.897% | 13.75% | 14.31% | 24.53% | 9.424% | 20.83% | 0% | 0% | 0% | 0% | 0% | 0% | 0% | RTUControllers-Retro | ARC-Retro |  | 0 | 1.754% | 1.754% | 1.754% | 1.754% | 1.754% | 1.754% | 1.754% | 1.754% | 1.754% | 1.754% | 1.754% | 1.754% | 1.754% | 1.754% | 1.754% | 1.754% | 1.754% | 1.754% | 1.754% | 0% | 0% | 0% | 0% | 0% | 0% | 0% | 0.1046% | 0.7364% | 0.4016% | 1.078% | 0.9509% | 0.5605% | 0.3426% | 0.197% | 0.1886% | 0.09322% | 0.7764% | 1.098% | 1.355% | 0.1561% | 0.2412% | 0.251% | 0.4302% | 0.1653% | 0.3655% | 0% | 0% | 0% | 0% | 0% | 0% | 0%
| 1811 | RTUControllers | ComRTUControllers_PSE | Retro | All Commercial | Electric | Per RTU Tonnage - Supply Fan VFD and Controller - RTU - Heat Pump - 6500 to 7500 Hrs | Supply Fan VFD and Controller - RTU - Heat Pump - 6500 to 7500 Hrs | 5.966% | 41.98% | 22.89% | 61.47% | 54.21% | 31.95% | 19.53% | 11.23% | 10.75% | 5.314% | 44.26% | 62.62% | 77.24% | 8.897% | 13.75% | 14.31% | 24.53% | 9.424% | 20.83% | 0% | 0% | 0% | 0% | 0% | 0% | 0% | RTUControllers-Retro | ARC-Retro |  | 0 | 0.783% | 0.783% | 0.783% | 0.783% | 0.783% | 0.783% | 0.783% | 0.783% | 0.783% | 0.783% | 0.783% | 0.783% | 0.783% | 0.783% | 0.783% | 0.783% | 0.783% | 0.783% | 0.783% | 0% | 0% | 0% | 0% | 0% | 0% | 0% | 0.04671% | 0.3287% | 0.1793% | 0.4813% | 0.4245% | 0.2502% | 0.1529% | 0.08794% | 0.08418% | 0.04161% | 0.3466% | 0.4903% | 0.6048% | 0.06966% | 0.1077% | 0.112% | 0.192% | 0.07379% | 0.1631% | 0% | 0% | 0% | 0% | 0% | 0% | 0%
| 1811 | RTUControllers | ComRTUControllers_PSE | Retro | All Commercial | Electric | Per RTU Tonnage - Supply Fan VFD and Controller - RTU - Heat Pump - 7500 to 8760 Hrs | Supply Fan VFD and Controller - RTU - Heat Pump - 7500 to 8760 Hrs | 5.966% | 41.98% | 22.89% | 61.47% | 54.21% | 31.95% | 19.53% | 11.23% | 10.75% | 5.314% | 44.26% | 62.62% | 77.24% | 8.897% | 13.75% | 14.31% | 24.53% | 9.424% | 20.83% | 0% | 0% | 0% | 0% | 0% | 0% | 0% | RTUControllers-Retro | ARC-Retro |  | 0 | 8.081% | 8.081% | 8.081% | 8.081% | 8.081% | 8.081% | 8.081% | 8.081% | 8.081% | 8.081% | 8.081% | 8.081% | 8.081% | 8.081% | 8.081% | 8.081% | 8.081% | 8.081% | 8.081% | 0% | 0% | 0% | 0% | 0% | 0% | 0% | 0.4821% | 3.392% | 1.85% | 4.967% | 4.381% | 2.582% | 1.578% | 0.9076% | 0.8687% | 0.4295% | 3.577% | 5.06% | 6.242% | 0.719% | 1.111% | 1.156% | 1.982% | 0.7615% | 1.684% | 0% | 0% | 0% | 0% | 0% | 0% | 0%
| 1811 | RTUControllers | ComRTUControllers_PSE | Retro | All Commercial | Electric | Per RTU Tonnage - Supply Fan VFD and Controller - RTU - Gas Pack - 500 to 1500 Hrs | Supply Fan VFD and Controller - RTU - Gas Pack - 500 to 1500 Hrs | 5.966% | 41.98% | 22.89% | 61.47% | 54.21% | 31.95% | 19.53% | 11.23% | 10.75% | 5.314% | 44.26% | 62.62% | 77.24% | 8.897% | 13.75% | 14.31% | 24.53% | 9.424% | 20.83% | 0% | 0% | 0% | 0% | 0% | 0% | 0% | RTUControllers-Retro | ARC-Retro |  | 0 | 7.463% | 7.463% | 7.463% | 7.463% | 7.463% | 7.463% | 7.463% | 7.463% | 7.463% | 7.463% | 7.463% | 7.463% | 7.463% | 7.463% | 7.463% | 7.463% | 7.463% | 7.463% | 7.463% | 0% | 0% | 0% | 0% | 0% | 0% | 0% | 0.4452% | 3.133% | 1.709% | 4.587% | 4.046% | 2.385% | 1.458% | 0.8382% | 0.8023% | 0.3966% | 3.303% | 4.674% | 5.765% | 0.664% | 1.026% | 1.068% | 1.83% | 0.7033% | 1.555% | 0% | 0% | 0% | 0% | 0% | 0% | 0%
| 1811 | RTUControllers | ComRTUControllers_PSE | Retro | All Commercial | Electric | Per RTU Tonnage - Supply Fan VFD and Controller - RTU - Gas Pack - 1500 to 2500 Hrs | Supply Fan VFD and Controller - RTU - Gas Pack - 1500 to 2500 Hrs | 5.966% | 41.98% | 22.89% | 61.47% | 54.21% | 31.95% | 19.53% | 11.23% | 10.75% | 5.314% | 44.26% | 62.62% | 77.24% | 8.897% | 13.75% | 14.31% | 24.53% | 9.424% | 20.83% | 0% | 0% | 0% | 0% | 0% | 0% | 0% | RTUControllers-Retro | ARC-Retro |  | 0 | 14.2% | 14.2% | 14.2% | 14.2% | 14.2% | 14.2% | 14.2% | 14.2% | 14.2% | 14.2% | 14.2% | 14.2% | 14.2% | 14.2% | 14.2% | 14.2% | 14.2% | 14.2% | 14.2% | 0% | 0% | 0% | 0% | 0% | 0% | 0% | 0.8469% | 5.96% | 3.25% | 8.726% | 7.696% | 4.536% | 2.773% | 1.594% | 1.526% | 0.7545% | 6.283% | 8.89% | 10.97% | 1.263% | 1.952% | 2.031% | 3.482% | 1.338% | 2.958% | 0% | 0% | 0% | 0% | 0% | 0% | 0%
| 1811 | RTUControllers | ComRTUControllers_PSE | Retro | All Commercial | Electric | Per RTU Tonnage - Supply Fan VFD and Controller - RTU - Gas Pack - 2500 to 3500 Hrs | Supply Fan VFD and Controller - RTU - Gas Pack - 2500 to 3500 Hrs | 5.966% | 41.98% | 22.89% | 61.47% | 54.21% | 31.95% | 19.53% | 11.23% | 10.75% | 5.314% | 44.26% | 62.62% | 77.24% | 8.897% | 13.75% | 14.31% | 24.53% | 9.424% | 20.83% | 0% | 0% | 0% | 0% | 0% | 0% | 0% | RTUControllers-Retro | ARC-Retro |  | 0 | 10.15% | 10.15% | 10.15% | 10.15% | 10.15% | 10.15% | 10.15% | 10.15% | 10.15% | 10.15% | 10.15% | 10.15% | 10.15% | 10.15% | 10.15% | 10.15% | 10.15% | 10.15% | 10.15% | 0% | 0% | 0% | 0% | 0% | 0% | 0% | 0.6055% | 4.261% | 2.324% | 6.239% | 5.502% | 3.243% | 1.982% | 1.14% | 1.091% | 0.5394% | 4.492% | 6.356% | 7.84% | 0.903% | 1.396% | 1.452% | 2.489% | 0.9565% | 2.115% | 0% | 0% | 0% | 0% | 0% | 0% | 0%
| 1811 | RTUControllers | ComRTUControllers_PSE | Retro | All Commercial | Electric | Per RTU Tonnage - Supply Fan VFD and Controller - RTU - Gas Pack - 3500 to 4500 Hrs | Supply Fan VFD and Controller - RTU - Gas Pack - 3500 to 4500 Hrs | 5.966% | 41.98% | 22.89% | 61.47% | 54.21% | 31.95% | 19.53% | 11.23% | 10.75% | 5.314% | 44.26% | 62.62% | 77.24% | 8.897% | 13.75% | 14.31% | 24.53% | 9.424% | 20.83% | 0% | 0% | 0% | 0% | 0% | 0% | 0% | RTUControllers-Retro | ARC-Retro |  | 0 | 4.782% | 4.782% | 4.782% | 4.782% | 4.782% | 4.782% | 4.782% | 4.782% | 4.782% | 4.782% | 4.782% | 4.782% | 4.782% | 4.782% | 4.782% | 4.782% | 4.782% | 4.782% | 4.782% | 0% | 0% | 0% | 0% | 0% | 0% | 0% | 0.2853% | 2.007% | 1.095% | 2.939% | 2.592% | 1.528% | 0.9338% | 0.537% | 0.514% | 0.2541% | 2.116% | 2.994% | 3.693% | 0.4254% | 0.6575% | 0.6841% | 1.173% | 0.4506% | 0.9962% | 0% | 0% | 0% | 0% | 0% | 0% | 0%
| 1811 | RTUControllers | ComRTUControllers_PSE | Retro | All Commercial | Electric | Per RTU Tonnage - Supply Fan VFD and Controller - RTU - Gas Pack - 4500 to 5500 Hrs | Supply Fan VFD and Controller - RTU - Gas Pack - 4500 to 5500 Hrs | 5.966% | 41.98% | 22.89% | 61.47% | 54.21% | 31.95% | 19.53% | 11.23% | 10.75% | 5.314% | 44.26% | 62.62% | 77.24% | 8.897% | 13.75% | 14.31% | 24.53% | 9.424% | 20.83% | 0% | 0% | 0% | 0% | 0% | 0% | 0% | RTUControllers-Retro | ARC-Retro |  | 0 | 0.432% | 0.432% | 0.432% | 0.432% | 0.432% | 0.432% | 0.432% | 0.432% | 0.432% | 0.432% | 0.432% | 0.432% | 0.432% | 0.432% | 0.432% | 0.432% | 0.432% | 0.432% | 0.432% | 0% | 0% | 0% | 0% | 0% | 0% | 0% | 0.02577% | 0.1814% | 0.0989% | 0.2655% | 0.2342% | 0.138% | 0.08437% | 0.04852% | 0.04644% | 0.02296% | 0.1912% | 0.2705% | 0.3337% | 0.03844% | 0.0594% | 0.06181% | 0.106% | 0.04071% | 0.09% | 0% | 0% | 0% | 0% | 0% | 0% | 0%
| 1811 | RTUControllers | ComRTUControllers_PSE | Retro | All Commercial | Electric | Per RTU Tonnage - Supply Fan VFD and Controller - RTU - Gas Pack - 5500 to 6500 Hrs | Supply Fan VFD and Controller - RTU - Gas Pack - 5500 to 6500 Hrs | 5.966% | 41.98% | 22.89% | 61.47% | 54.21% | 31.95% | 19.53% | 11.23% | 10.75% | 5.314% | 44.26% | 62.62% | 77.24% | 8.897% | 13.75% | 14.31% | 24.53% | 9.424% | 20.83% | 0% | 0% | 0% | 0% | 0% | 0% | 0% | RTUControllers-Retro | ARC-Retro |  | 0 | 7.149% | 7.149% | 7.149% | 7.149% | 7.149% | 7.149% | 7.149% | 7.149% | 7.149% | 7.149% | 7.149% | 7.149% | 7.149% | 7.149% | 7.149% | 7.149% | 7.149% | 7.149% | 7.149% | 0% | 0% | 0% | 0% | 0% | 0% | 0% | 0.4265% | 3.001% | 1.637% | 4.394% | 3.875% | 2.284% | 1.396% | 0.8029% | 0.7685% | 0.3799% | 3.164% | 4.477% | 5.522% | 0.636% | 0.9829% | 1.023% | 1.753% | 0.6737% | 1.489% | 0% | 0% | 0% | 0% | 0% | 0% | 0%
| 1811 | RTUControllers | ComRTUControllers_PSE | Retro | All Commercial | Electric | Per RTU Tonnage - Supply Fan VFD and Controller - RTU - Gas Pack - 6500 to 7500 Hrs | Supply Fan VFD and Controller - RTU - Gas Pack - 6500 to 7500 Hrs | 5.966% | 41.98% | 22.89% | 61.47% | 54.21% | 31.95% | 19.53% | 11.23% | 10.75% | 5.314% | 44.26% | 62.62% | 77.24% | 8.897% | 13.75% | 14.31% | 24.53% | 9.424% | 20.83% | 0% | 0% | 0% | 0% | 0% | 0% | 0% | RTUControllers-Retro | ARC-Retro |  | 0 | 3.191% | 3.191% | 3.191% | 3.191% | 3.191% | 3.191% | 3.191% | 3.191% | 3.191% | 3.191% | 3.191% | 3.191% | 3.191% | 3.191% | 3.191% | 3.191% | 3.191% | 3.191% | 3.191% | 0% | 0% | 0% | 0% | 0% | 0% | 0% | 0.1904% | 1.34% | 0.7305% | 1.961% | 1.73% | 1.02% | 0.6232% | 0.3584% | 0.343% | 0.1696% | 1.412% | 1.998% | 2.465% | 0.2839% | 0.4388% | 0.4566% | 0.7826% | 0.3007% | 0.6648% | 0% | 0% | 0% | 0% | 0% | 0% | 0%
| 1811 | RTUControllers | ComRTUControllers_PSE | Retro | All Commercial | Electric | Per RTU Tonnage - Supply Fan VFD and Controller - RTU - Gas Pack - 7500 to 8760 Hrs | Supply Fan VFD and Controller - RTU - Gas Pack - 7500 to 8760 Hrs | 5.966% | 41.98% | 22.89% | 61.47% | 54.21% | 31.95% | 19.53% | 11.23% | 10.75% | 5.314% | 44.26% | 62.62% | 77.24% | 8.897% | 13.75% | 14.31% | 24.53% | 9.424% | 20.83% | 0% | 0% | 0% | 0% | 0% | 0% | 0% | RTUControllers-Retro | ARC-Retro |  | 0 | 32.93% | 32.93% | 32.93% | 32.93% | 32.93% | 32.93% | 32.93% | 32.93% | 32.93% | 32.93% | 32.93% | 32.93% | 32.93% | 32.93% | 32.93% | 32.93% | 32.93% | 32.93% | 32.93% | 0% | 0% | 0% | 0% | 0% | 0% | 0% | 1.965% | 13.83% | 7.54% | 20.24% | 17.85% | 10.52% | 6.432% | 3.699% | 3.54% | 1.75% | 14.58% | 20.62% | 25.44% | 2.93% | 4.528% | 4.712% | 8.077% | 3.103% | 6.861% | 0% | 0% | 0% | 0% | 0% | 0% | 0%
| 1811 | RTUControllers | ComRTUControllers_PSE | Retro | All Commercial | Electric | Per RTU Tonnage - Supply Fan VFD and Controller - with DCV - RTU - Heat Pump - 500 to 1500 Hrs | Supply Fan VFD and Controller - with DCV - RTU - Heat Pump - 500 to 1500 Hrs | 5.966% | 41.98% | 22.89% | 61.47% | 54.21% | 31.95% | 19.53% | 11.23% | 10.75% | 5.314% | 44.26% | 62.62% | 77.24% | 8.897% | 13.75% | 14.31% | 24.53% | 9.424% | 20.83% | 0% | 0% | 0% | 0% | 0% | 0% | 0% | RTUControllers-Retro | ARC-Retro |  | 0 | 1.831% | 1.831% | 1.831% | 1.831% | 1.831% | 1.831% | 1.831% | 1.831% | 1.831% | 1.831% | 1.831% | 1.831% | 1.831% | 1.831% | 1.831% | 1.831% | 1.831% | 1.831% | 1.831% | 0% | 0% | 0% | 0% | 0% | 0% | 0% | 0.1093% | 0.7688% | 0.4193% | 1.126% | 0.9928% | 0.5852% | 0.3577% | 0.2057% | 0.1969% | 0.09733% | 0.8105% | 1.147% | 1.415% | 0.1629% | 0.2518% | 0.262% | 0.4491% | 0.1726% | 0.3815% | 0% | 0% | 0% | 0% | 0% | 0% | 0%
| 1811 | RTUControllers | ComRTUControllers_PSE | Retro | All Commercial | Electric | Per RTU Tonnage - Supply Fan VFD and Controller - with DCV - RTU - Heat Pump - 1500 to 2500 Hrs | Supply Fan VFD and Controller - with DCV - RTU - Heat Pump - 1500 to 2500 Hrs | 5.966% | 41.98% | 22.89% | 61.47% | 54.21% | 31.95% | 19.53% | 11.23% | 10.75% | 5.314% | 44.26% | 62.62% | 77.24% | 8.897% | 13.75% | 14.31% | 24.53% | 9.424% | 20.83% | 0% | 0% | 0% | 0% | 0% | 0% | 0% | RTUControllers-Retro | ARC-Retro |  | 0 | 3.484% | 3.484% | 3.484% | 3.484% | 3.484% | 3.484% | 3.484% | 3.484% | 3.484% | 3.484% | 3.484% | 3.484% | 3.484% | 3.484% | 3.484% | 3.484% | 3.484% | 3.484% | 3.484% | 0% | 0% | 0% | 0% | 0% | 0% | 0% | 0.2078% | 1.462% | 0.7975% | 2.141% | 1.888% | 1.113% | 0.6803% | 0.3912% | 0.3745% | 0.1851% | 1.542% | 2.181% | 2.691% | 0.3099% | 0.479% | 0.4984% | 0.8544% | 0.3283% | 0.7258% | 0% | 0% | 0% | 0% | 0% | 0% | 0%
| 1811 | RTUControllers | ComRTUControllers_PSE | Retro | All Commercial | Electric | Per RTU Tonnage - Supply Fan VFD and Controller - with DCV - RTU - Heat Pump - 2500 to 3500 Hrs | Supply Fan VFD and Controller - with DCV - RTU - Heat Pump - 2500 to 3500 Hrs | 5.966% | 41.98% | 22.89% | 61.47% | 54.21% | 31.95% | 19.53% | 11.23% | 10.75% | 5.314% | 44.26% | 62.62% | 77.24% | 8.897% | 13.75% | 14.31% | 24.53% | 9.424% | 20.83% | 0% | 0% | 0% | 0% | 0% | 0% | 0% | RTUControllers-Retro | ARC-Retro |  | 0 | 2.491% | 2.491% | 2.491% | 2.491% | 2.491% | 2.491% | 2.491% | 2.491% | 2.491% | 2.491% | 2.491% | 2.491% | 2.491% | 2.491% | 2.491% | 2.491% | 2.491% | 2.491% | 2.491% | 0% | 0% | 0% | 0% | 0% | 0% | 0% | 0.1486% | 1.046% | 0.5702% | 1.531% | 1.35% | 0.7959% | 0.4864% | 0.2797% | 0.2678% | 0.1324% | 1.102% | 1.56% | 1.924% | 0.2216% | 0.3425% | 0.3564% | 0.6108% | 0.2347% | 0.5189% | 0% | 0% | 0% | 0% | 0% | 0% | 0%
| 1811 | RTUControllers | ComRTUControllers_PSE | Retro | All Commercial | Electric | Per RTU Tonnage - Supply Fan VFD and Controller - with DCV - RTU - Heat Pump - 3500 to 4500 Hrs | Supply Fan VFD and Controller - with DCV - RTU - Heat Pump - 3500 to 4500 Hrs | 5.966% | 41.98% | 22.89% | 61.47% | 54.21% | 31.95% | 19.53% | 11.23% | 10.75% | 5.314% | 44.26% | 62.62% | 77.24% | 8.897% | 13.75% | 14.31% | 24.53% | 9.424% | 20.83% | 0% | 0% | 0% | 0% | 0% | 0% | 0% | RTUControllers-Retro | ARC-Retro |  | 0 | 1.173% | 1.173% | 1.173% | 1.173% | 1.173% | 1.173% | 1.173% | 1.173% | 1.173% | 1.173% | 1.173% | 1.173% | 1.173% | 1.173% | 1.173% | 1.173% | 1.173% | 1.173% | 1.173% | 0% | 0% | 0% | 0% | 0% | 0% | 0% | 0.07% | 0.4925% | 0.2686% | 0.7212% | 0.636% | 0.3749% | 0.2291% | 0.1318% | 0.1261% | 0.06235% | 0.5193% | 0.7347% | 0.9063% | 0.1044% | 0.1613% | 0.1679% | 0.2878% | 0.1106% | 0.2444% | 0% | 0% | 0% | 0% | 0% | 0% | 0%
| 1811 | RTUControllers | ComRTUControllers_PSE | Retro | All Commercial | Electric | Per RTU Tonnage - Supply Fan VFD and Controller - with DCV - RTU - Heat Pump - 4500 to 5500 Hrs | Supply Fan VFD and Controller - with DCV - RTU - Heat Pump - 4500 to 5500 Hrs | 5.966% | 41.98% | 22.89% | 61.47% | 54.21% | 31.95% | 19.53% | 11.23% | 10.75% | 5.314% | 44.26% | 62.62% | 77.24% | 8.897% | 13.75% | 14.31% | 24.53% | 9.424% | 20.83% | 0% | 0% | 0% | 0% | 0% | 0% | 0% | RTUControllers-Retro | ARC-Retro |  | 0 | 0.106% | 0.106% | 0.106% | 0.106% | 0.106% | 0.106% | 0.106% | 0.106% | 0.106% | 0.106% | 0.106% | 0.106% | 0.106% | 0.106% | 0.106% | 0.106% | 0.106% | 0.106% | 0.106% | 0% | 0% | 0% | 0% | 0% | 0% | 0% | 0.006324% | 0.0445% | 0.02427% | 0.06516% | 0.05747% | 0.03387% | 0.0207% | 0.01191% | 0.0114% | 0.005634% | 0.04692% | 0.06638% | 0.08189% | 0.009431% | 0.01458% | 0.01517% | 0.026% | 0.00999% | 0.02209% | 0% | 0% | 0% | 0% | 0% | 0% | 0%
| 1811 | RTUControllers | ComRTUControllers_PSE | Retro | All Commercial | Electric | Per RTU Tonnage - Supply Fan VFD and Controller - with DCV - RTU - Heat Pump - 5500 to 6500 Hrs | Supply Fan VFD and Controller - with DCV - RTU - Heat Pump - 5500 to 6500 Hrs | 5.966% | 41.98% | 22.89% | 61.47% | 54.21% | 31.95% | 19.53% | 11.23% | 10.75% | 5.314% | 44.26% | 62.62% | 77.24% | 8.897% | 13.75% | 14.31% | 24.53% | 9.424% | 20.83% | 0% | 0% | 0% | 0% | 0% | 0% | 0% | RTUControllers-Retro | ARC-Retro |  | 0 | 1.754% | 1.754% | 1.754% | 1.754% | 1.754% | 1.754% | 1.754% | 1.754% | 1.754% | 1.754% | 1.754% | 1.754% | 1.754% | 1.754% | 1.754% | 1.754% | 1.754% | 1.754% | 1.754% | 0% | 0% | 0% | 0% | 0% | 0% | 0% | 0.1046% | 0.7364% | 0.4016% | 1.078% | 0.9509% | 0.5605% | 0.3426% | 0.197% | 0.1886% | 0.09322% | 0.7764% | 1.098% | 1.355% | 0.1561% | 0.2412% | 0.251% | 0.4302% | 0.1653% | 0.3655% | 0% | 0% | 0% | 0% | 0% | 0% | 0%
| 1811 | RTUControllers | ComRTUControllers_PSE | Retro | All Commercial | Electric | Per RTU Tonnage - Supply Fan VFD and Controller - with DCV - RTU - Heat Pump - 6500 to 7500 Hrs | Supply Fan VFD and Controller - with DCV - RTU - Heat Pump - 6500 to 7500 Hrs | 5.966% | 41.98% | 22.89% | 61.47% | 54.21% | 31.95% | 19.53% | 11.23% | 10.75% | 5.314% | 44.26% | 62.62% | 77.24% | 8.897% | 13.75% | 14.31% | 24.53% | 9.424% | 20.83% | 0% | 0% | 0% | 0% | 0% | 0% | 0% | RTUControllers-Retro | ARC-Retro |  | 0 | 0.783% | 0.783% | 0.783% | 0.783% | 0.783% | 0.783% | 0.783% | 0.783% | 0.783% | 0.783% | 0.783% | 0.783% | 0.783% | 0.783% | 0.783% | 0.783% | 0.783% | 0.783% | 0.783% | 0% | 0% | 0% | 0% | 0% | 0% | 0% | 0.04671% | 0.3287% | 0.1793% | 0.4813% | 0.4245% | 0.2502% | 0.1529% | 0.08794% | 0.08418% | 0.04161% | 0.3466% | 0.4903% | 0.6048% | 0.06966% | 0.1077% | 0.112% | 0.192% | 0.07379% | 0.1631% | 0% | 0% | 0% | 0% | 0% | 0% | 0%
| 1811 | RTUControllers | ComRTUControllers_PSE | Retro | All Commercial | Electric | Per RTU Tonnage - Supply Fan VFD and Controller - with DCV - RTU - Heat Pump - 7500 to 8760 Hrs | Supply Fan VFD and Controller - with DCV - RTU - Heat Pump - 7500 to 8760 Hrs | 5.966% | 41.98% | 22.89% | 61.47% | 54.21% | 31.95% | 19.53% | 11.23% | 10.75% | 5.314% | 44.26% | 62.62% | 77.24% | 8.897% | 13.75% | 14.31% | 24.53% | 9.424% | 20.83% | 0% | 0% | 0% | 0% | 0% | 0% | 0% | RTUControllers-Retro | ARC-Retro |  | 0 | 8.081% | 8.081% | 8.081% | 8.081% | 8.081% | 8.081% | 8.081% | 8.081% | 8.081% | 8.081% | 8.081% | 8.081% | 8.081% | 8.081% | 8.081% | 8.081% | 8.081% | 8.081% | 8.081% | 0% | 0% | 0% | 0% | 0% | 0% | 0% | 0.4821% | 3.392% | 1.85% | 4.967% | 4.381% | 2.582% | 1.578% | 0.9076% | 0.8687% | 0.4295% | 3.577% | 5.06% | 6.242% | 0.719% | 1.111% | 1.156% | 1.982% | 0.7615% | 1.684% | 0% | 0% | 0% | 0% | 0% | 0% | 0%
| 1811 | RTUControllers | ComRTUControllers_PSE | Retro | All Commercial | Electric | Per RTU Tonnage - Supply Fan VFD and Controller - with DCV - RTU - Gas Pack - 500 to 1500 Hrs | Supply Fan VFD and Controller - with DCV - RTU - Gas Pack - 500 to 1500 Hrs - EO | 5.966% | 41.98% | 22.89% | 61.47% | 54.21% | 31.95% | 19.53% | 11.23% | 10.75% | 5.314% | 44.26% | 62.62% | 77.24% | 8.897% | 13.75% | 14.31% | 24.53% | 9.424% | 20.83% | 0% | 0% | 0% | 0% | 0% | 0% | 0% | RTUControllers-Retro | ARC-Retro |  | 0 | 7.463% | 7.463% | 7.463% | 7.463% | 7.463% | 7.463% | 7.463% | 7.463% | 7.463% | 7.463% | 7.463% | 7.463% | 7.463% | 7.463% | 7.463% | 7.463% | 7.463% | 7.463% | 7.463% | 0% | 0% | 0% | 0% | 0% | 0% | 0% | 0.4452% | 3.133% | 1.709% | 4.587% | 4.046% | 2.385% | 1.458% | 0.8382% | 0.8023% | 0.3966% | 3.303% | 4.674% | 5.765% | 0.664% | 1.026% | 1.068% | 1.83% | 0.7033% | 1.555% | 0% | 0% | 0% | 0% | 0% | 0% | 0%
| 1811 | RTUControllers | ComRTUControllers_PSE | Retro | All Commercial | Electric | Per RTU Tonnage - Supply Fan VFD and Controller - with DCV - RTU - Gas Pack - 1500 to 2500 Hrs | Supply Fan VFD and Controller - with DCV - RTU - Gas Pack - 1500 to 2500 Hrs - EO | 5.966% | 41.98% | 22.89% | 61.47% | 54.21% | 31.95% | 19.53% | 11.23% | 10.75% | 5.314% | 44.26% | 62.62% | 77.24% | 8.897% | 13.75% | 14.31% | 24.53% | 9.424% | 20.83% | 0% | 0% | 0% | 0% | 0% | 0% | 0% | RTUControllers-Retro | ARC-Retro |  | 0 | 14.2% | 14.2% | 14.2% | 14.2% | 14.2% | 14.2% | 14.2% | 14.2% | 14.2% | 14.2% | 14.2% | 14.2% | 14.2% | 14.2% | 14.2% | 14.2% | 14.2% | 14.2% | 14.2% | 0% | 0% | 0% | 0% | 0% | 0% | 0% | 0.8469% | 5.96% | 3.25% | 8.726% | 7.696% | 4.536% | 2.773% | 1.594% | 1.526% | 0.7545% | 6.283% | 8.89% | 10.97% | 1.263% | 1.952% | 2.031% | 3.482% | 1.338% | 2.958% | 0% | 0% | 0% | 0% | 0% | 0% | 0%
| 1811 | RTUControllers | ComRTUControllers_PSE | Retro | All Commercial | Electric | Per RTU Tonnage - Supply Fan VFD and Controller - with DCV - RTU - Gas Pack - 2500 to 3500 Hrs | Supply Fan VFD and Controller - with DCV - RTU - Gas Pack - 2500 to 3500 Hrs - EO | 5.966% | 41.98% | 22.89% | 61.47% | 54.21% | 31.95% | 19.53% | 11.23% | 10.75% | 5.314% | 44.26% | 62.62% | 77.24% | 8.897% | 13.75% | 14.31% | 24.53% | 9.424% | 20.83% | 0% | 0% | 0% | 0% | 0% | 0% | 0% | RTUControllers-Retro | ARC-Retro |  | 0 | 10.15% | 10.15% | 10.15% | 10.15% | 10.15% | 10.15% | 10.15% | 10.15% | 10.15% | 10.15% | 10.15% | 10.15% | 10.15% | 10.15% | 10.15% | 10.15% | 10.15% | 10.15% | 10.15% | 0% | 0% | 0% | 0% | 0% | 0% | 0% | 0.6055% | 4.261% | 2.324% | 6.239% | 5.502% | 3.243% | 1.982% | 1.14% | 1.091% | 0.5394% | 4.492% | 6.356% | 7.84% | 0.903% | 1.396% | 1.452% | 2.489% | 0.9565% | 2.115% | 0% | 0% | 0% | 0% | 0% | 0% | 0%
| 1811 | RTUControllers | ComRTUControllers_PSE | Retro | All Commercial | Electric | Per RTU Tonnage - Supply Fan VFD and Controller - with DCV - RTU - Gas Pack - 3500 to 4500 Hrs | Supply Fan VFD and Controller - with DCV - RTU - Gas Pack - 3500 to 4500 Hrs - EO | 5.966% | 41.98% | 22.89% | 61.47% | 54.21% | 31.95% | 19.53% | 11.23% | 10.75% | 5.314% | 44.26% | 62.62% | 77.24% | 8.897% | 13.75% | 14.31% | 24.53% | 9.424% | 20.83% | 0% | 0% | 0% | 0% | 0% | 0% | 0% | RTUControllers-Retro | ARC-Retro |  | 0 | 4.782% | 4.782% | 4.782% | 4.782% | 4.782% | 4.782% | 4.782% | 4.782% | 4.782% | 4.782% | 4.782% | 4.782% | 4.782% | 4.782% | 4.782% | 4.782% | 4.782% | 4.782% | 4.782% | 0% | 0% | 0% | 0% | 0% | 0% | 0% | 0.2853% | 2.007% | 1.095% | 2.939% | 2.592% | 1.528% | 0.9338% | 0.537% | 0.514% | 0.2541% | 2.116% | 2.994% | 3.693% | 0.4254% | 0.6575% | 0.6841% | 1.173% | 0.4506% | 0.9962% | 0% | 0% | 0% | 0% | 0% | 0% | 0%
| 1811 | RTUControllers | ComRTUControllers_PSE | Retro | All Commercial | Electric | Per RTU Tonnage - Supply Fan VFD and Controller - with DCV - RTU - Gas Pack - 4500 to 5500 Hrs | Supply Fan VFD and Controller - with DCV - RTU - Gas Pack - 4500 to 5500 Hrs - EO | 5.966% | 41.98% | 22.89% | 61.47% | 54.21% | 31.95% | 19.53% | 11.23% | 10.75% | 5.314% | 44.26% | 62.62% | 77.24% | 8.897% | 13.75% | 14.31% | 24.53% | 9.424% | 20.83% | 0% | 0% | 0% | 0% | 0% | 0% | 0% | RTUControllers-Retro | ARC-Retro |  | 0 | 0.432% | 0.432% | 0.432% | 0.432% | 0.432% | 0.432% | 0.432% | 0.432% | 0.432% | 0.432% | 0.432% | 0.432% | 0.432% | 0.432% | 0.432% | 0.432% | 0.432% | 0.432% | 0.432% | 0% | 0% | 0% | 0% | 0% | 0% | 0% | 0.02577% | 0.1814% | 0.0989% | 0.2655% | 0.2342% | 0.138% | 0.08437% | 0.04852% | 0.04644% | 0.02296% | 0.1912% | 0.2705% | 0.3337% | 0.03844% | 0.0594% | 0.06181% | 0.106% | 0.04071% | 0.09% | 0% | 0% | 0% | 0% | 0% | 0% | 0%
| 1811 | RTUControllers | ComRTUControllers_PSE | Retro | All Commercial | Electric | Per RTU Tonnage - Supply Fan VFD and Controller - with DCV - RTU - Gas Pack - 5500 to 6500 Hrs | Supply Fan VFD and Controller - with DCV - RTU - Gas Pack - 5500 to 6500 Hrs - EO | 5.966% | 41.98% | 22.89% | 61.47% | 54.21% | 31.95% | 19.53% | 11.23% | 10.75% | 5.314% | 44.26% | 62.62% | 77.24% | 8.897% | 13.75% | 14.31% | 24.53% | 9.424% | 20.83% | 0% | 0% | 0% | 0% | 0% | 0% | 0% | RTUControllers-Retro | ARC-Retro |  | 0 | 7.149% | 7.149% | 7.149% | 7.149% | 7.149% | 7.149% | 7.149% | 7.149% | 7.149% | 7.149% | 7.149% | 7.149% | 7.149% | 7.149% | 7.149% | 7.149% | 7.149% | 7.149% | 7.149% | 0% | 0% | 0% | 0% | 0% | 0% | 0% | 0.4265% | 3.001% | 1.637% | 4.394% | 3.875% | 2.284% | 1.396% | 0.8029% | 0.7685% | 0.3799% | 3.164% | 4.477% | 5.522% | 0.636% | 0.9829% | 1.023% | 1.753% | 0.6737% | 1.489% | 0% | 0% | 0% | 0% | 0% | 0% | 0%
| 1811 | RTUControllers | ComRTUControllers_PSE | Retro | All Commercial | Electric | Per RTU Tonnage - Supply Fan VFD and Controller - with DCV - RTU - Gas Pack - 6500 to 7500 Hrs | Supply Fan VFD and Controller - with DCV - RTU - Gas Pack - 6500 to 7500 Hrs - EO | 5.966% | 41.98% | 22.89% | 61.47% | 54.21% | 31.95% | 19.53% | 11.23% | 10.75% | 5.314% | 44.26% | 62.62% | 77.24% | 8.897% | 13.75% | 14.31% | 24.53% | 9.424% | 20.83% | 0% | 0% | 0% | 0% | 0% | 0% | 0% | RTUControllers-Retro | ARC-Retro |  | 0 | 3.191% | 3.191% | 3.191% | 3.191% | 3.191% | 3.191% | 3.191% | 3.191% | 3.191% | 3.191% | 3.191% | 3.191% | 3.191% | 3.191% | 3.191% | 3.191% | 3.191% | 3.191% | 3.191% | 0% | 0% | 0% | 0% | 0% | 0% | 0% | 0.1904% | 1.34% | 0.7305% | 1.961% | 1.73% | 1.02% | 0.6232% | 0.3584% | 0.343% | 0.1696% | 1.412% | 1.998% | 2.465% | 0.2839% | 0.4388% | 0.4566% | 0.7826% | 0.3007% | 0.6648% | 0% | 0% | 0% | 0% | 0% | 0% | 0%
| 1811 | RTUControllers | ComRTUControllers_PSE | Retro | All Commercial | Electric | Per RTU Tonnage - Supply Fan VFD and Controller - with DCV - RTU - Gas Pack - 7500 to 8760 Hrs | Supply Fan VFD and Controller - with DCV - RTU - Gas Pack - 7500 to 8760 Hrs - EO | 5.966% | 41.98% | 22.89% | 61.47% | 54.21% | 31.95% | 19.53% | 11.23% | 10.75% | 5.314% | 44.26% | 62.62% | 77.24% | 8.897% | 13.75% | 14.31% | 24.53% | 9.424% | 20.83% | 0% | 0% | 0% | 0% | 0% | 0% | 0% | RTUControllers-Retro | ARC-Retro |  | 0 | 32.93% | 32.93% | 32.93% | 32.93% | 32.93% | 32.93% | 32.93% | 32.93% | 32.93% | 32.93% | 32.93% | 32.93% | 32.93% | 32.93% | 32.93% | 32.93% | 32.93% | 32.93% | 32.93% | 0% | 0% | 0% | 0% | 0% | 0% | 0% | 1.965% | 13.83% | 7.54% | 20.24% | 17.85% | 10.52% | 6.432% | 3.699% | 3.54% | 1.75% | 14.58% | 20.62% | 25.44% | 2.93% | 4.528% | 4.712% | 8.077% | 3.103% | 6.861% | 0% | 0% | 0% | 0% | 0% | 0% | 0%
| 1811 | Secondary Glazing | ComSecondaryGlazingSystems_v1_1 | Retro | Medium Off | Electric | Per SqFt of Secondary Glazing - Medium Office - Electric Reheat | SGS_Med Office_Electric Reheat_HZ1CZ1 | 1% | 1% | 1% | 1% | 1% | 1% | 1% | 1% | 1% | 1% | 1% | 1% | 1% | 1% | 1% | 1% | 1% | 1% | 1% | 0% | 0% | 0% | 0% | 0% | 0% | 0% | Secondary Glazing-Retro | Weatherization - School-Retro |  | 0 | 2.564% | 2.564% | 2.564% | 2.564% | 2.564% | 2.564% | 2.564% | 2.564% | 2.564% | 2.564% | 2.564% | 2.564% | 2.564% | 2.564% | 2.564% | 2.564% | 2.564% | 2.564% | 2.564% | 0% | 0% | 0% | 0% | 0% | 0% | 0% | 0.02564% | 0.02564% | 0.02564% | 0.02564% | 0.02564% | 0.02564% | 0.02564% | 0.02564% | 0.02564% | 0.02564% | 0.02564% | 0.02564% | 0.02564% | 0.02564% | 0.02564% | 0.02564% | 0.02564% | 0.02564% | 0.02564% | 0% | 0% | 0% | 0% | 0% | 0% | 0%
| 1811 | Secondary Glazing | ComSecondaryGlazingSystems_v1_1 | Retro | Medium Off | Gas | Per SqFt of Secondary Glazing - Medium Office - Gas Reheat | SGS_Med Office_Gas Reheat_HZ1CZ1 | 1% | 1% | 1% | 1% | 1% | 1% | 1% | 1% | 1% | 1% | 1% | 1% | 1% | 1% | 1% | 1% | 1% | 1% | 1% | 0% | 0% | 0% | 0% | 0% | 0% | 0% | Secondary Glazing-Retro | Weatherization - School-Retro |  | 0 | 3.333% | 3.333% | 3.333% | 3.333% | 3.333% | 3.333% | 3.333% | 3.333% | 3.333% | 3.333% | 3.333% | 3.333% | 3.333% | 3.333% | 3.333% | 3.333% | 3.333% | 3.333% | 3.333% | 0% | 0% | 0% | 0% | 0% | 0% | 0% | 0.03333% | 0.03333% | 0.03333% | 0.03333% | 0.03333% | 0.03333% | 0.03333% | 0.03333% | 0.03333% | 0.03333% | 0.03333% | 0.03333% | 0.03333% | 0.03333% | 0.03333% | 0.03333% | 0.03333% | 0.03333% | 0.03333% | 0% | 0% | 0% | 0% | 0% | 0% | 0%
| 1811 | Secondary Glazing | ComSecondaryGlazingSystems_v1_1 | Retro | Large Off | Electric | Per SqFt of Secondary Glazing - Large Office - Electric Reheat | SGS_Lrg Office_Electric Reheat_HZ1CZ1 | 1% | 1% | 1% | 1% | 1% | 1% | 1% | 1% | 1% | 1% | 1% | 1% | 1% | 1% | 1% | 1% | 1% | 1% | 1% | 0% | 0% | 0% | 0% | 0% | 0% | 0% | Secondary Glazing-Retro | Weatherization - School-Retro |  | 0 | 2.564% | 2.564% | 2.564% | 2.564% | 2.564% | 2.564% | 2.564% | 2.564% | 2.564% | 2.564% | 2.564% | 2.564% | 2.564% | 2.564% | 2.564% | 2.564% | 2.564% | 2.564% | 2.564% | 0% | 0% | 0% | 0% | 0% | 0% | 0% | 0.02564% | 0.02564% | 0.02564% | 0.02564% | 0.02564% | 0.02564% | 0.02564% | 0.02564% | 0.02564% | 0.02564% | 0.02564% | 0.02564% | 0.02564% | 0.02564% | 0.02564% | 0.02564% | 0.02564% | 0.02564% | 0.02564% | 0% | 0% | 0% | 0% | 0% | 0% | 0%
| 1811 | Secondary Glazing | ComSecondaryGlazingSystems_v1_1 | Retro | Large Off | Gas | Per SqFt of Secondary Glazing - Large Office - Gas Reheat | SGS_Lrg Office_Gas Reheat_HZ1CZ1 | 1% | 1% | 1% | 1% | 1% | 1% | 1% | 1% | 1% | 1% | 1% | 1% | 1% | 1% | 1% | 1% | 1% | 1% | 1% | 0% | 0% | 0% | 0% | 0% | 0% | 0% | Secondary Glazing-Retro | Weatherization - School-Retro |  | 0 | 3.333% | 3.333% | 3.333% | 3.333% | 3.333% | 3.333% | 3.333% | 3.333% | 3.333% | 3.333% | 3.333% | 3.333% | 3.333% | 3.333% | 3.333% | 3.333% | 3.333% | 3.333% | 3.333% | 0% | 0% | 0% | 0% | 0% | 0% | 0% | 0.03333% | 0.03333% | 0.03333% | 0.03333% | 0.03333% | 0.03333% | 0.03333% | 0.03333% | 0.03333% | 0.03333% | 0.03333% | 0.03333% | 0.03333% | 0.03333% | 0.03333% | 0.03333% | 0.03333% | 0.03333% | 0.03333% | 0% | 0% | 0% | 0% | 0% | 0% | 0%
| 1811 | Showerheads | ComShowerheads_PSE | Retro | All Commercial | Electric | Per 1.5 GPM Showerhead - EWH - DI - SBDI | SBDI: Showerhead - DI - Any Comm - EWH - 1.5 gpm | 1% | 1% | 1% | 1% | 1% | 1% | 1% | 1% | 1% | 1% | 1% | 1% | 1% | 1% | 1% | 1% | 1% | 1% | 1% | 0% | 0% | 0% | 0% | 0% | 0% | 0% | Showerheads-Retro | Showerheads-Retro |  | 0 | 0.2817% | 0.2817% | 0.2817% | 0.2817% | 0.2817% | 0.2817% | 0.2817% | 0.2817% | 0.2817% | 0.2817% | 0.2817% | 0.2817% | 0.2817% | 0.2817% | 0.2817% | 0.2817% | 0.2817% | 0.2817% | 0.2817% | 0% | 0% | 0% | 0% | 0% | 0% | 0% | 0.002817% | 0.002817% | 0.002817% | 0.002817% | 0.002817% | 0.002817% | 0.002817% | 0.002817% | 0.002817% | 0.002817% | 0.002817% | 0.002817% | 0.002817% | 0.002817% | 0.002817% | 0.002817% | 0.002817% | 0.002817% | 0.002817% | 0% | 0% | 0% | 0% | 0% | 0% | 0%
| 1811 | Showerheads | ComShowerheads_PSE | Retro | All Commercial | Gas | Per 1.5 GPM Showerhead - GWH - DI - SBDI | SBDI: Showerhead - DI - Any Comm - GWH - 1.5 gpm | 1% | 1% | 1% | 1% | 1% | 1% | 1% | 1% | 1% | 1% | 1% | 1% | 1% | 1% | 1% | 1% | 1% | 1% | 1% | 0% | 0% | 0% | 0% | 0% | 0% | 0% | Showerheads-Retro | Showerheads-Retro |  | 0 | 1.136% | 1.136% | 1.136% | 1.136% | 1.136% | 1.136% | 1.136% | 1.136% | 1.136% | 1.136% | 1.136% | 1.136% | 1.136% | 1.136% | 1.136% | 1.136% | 1.136% | 1.136% | 1.136% | 0% | 0% | 0% | 0% | 0% | 0% | 0% | 0.01136% | 0.01136% | 0.01136% | 0.01136% | 0.01136% | 0.01136% | 0.01136% | 0.01136% | 0.01136% | 0.01136% | 0.01136% | 0.01136% | 0.01136% | 0.01136% | 0.01136% | 0.01136% | 0.01136% | 0.01136% | 0.01136% | 0% | 0% | 0% | 0% | 0% | 0% | 0%
| 1811 | Showerheads | ComShowerheads_PSE | Retro | Other | Electric | Per 1.5 GPM Showerhead - EWH - DI - SBDI - Fitness Center | SBDI: Showerhead - DI - Fit Ctr - EWH - 1.5 gpm | 1% | 1% | 1% | 1% | 1% | 1% | 1% | 1% | 1% | 1% | 1% | 1% | 1% | 1% | 1% | 1% | 1% | 1% | 1% | 0% | 0% | 0% | 0% | 0% | 0% | 0% | Showerheads-Retro | Showerheads-Retro |  | 0 | 2.564% | 2.564% | 2.564% | 2.564% | 2.564% | 2.564% | 2.564% | 2.564% | 2.564% | 2.564% | 2.564% | 2.564% | 2.564% | 2.564% | 2.564% | 2.564% | 2.564% | 2.564% | 2.564% | 0% | 0% | 0% | 0% | 0% | 0% | 0% | 0.02564% | 0.02564% | 0.02564% | 0.02564% | 0.02564% | 0.02564% | 0.02564% | 0.02564% | 0.02564% | 0.02564% | 0.02564% | 0.02564% | 0.02564% | 0.02564% | 0.02564% | 0.02564% | 0.02564% | 0.02564% | 0.02564% | 0% | 0% | 0% | 0% | 0% | 0% | 0%
| 1811 | Showerheads | ComShowerheads_PSE | Retro | Other | Gas | Per 1.5 GPM Showerhead - GWH - DI - SBDI - Fitness Center | SBDI: Showerhead - DI - Fit Ctr - GWH 1.5 gpm | 1% | 1% | 1% | 1% | 1% | 1% | 1% | 1% | 1% | 1% | 1% | 1% | 1% | 1% | 1% | 1% | 1% | 1% | 1% | 0% | 0% | 0% | 0% | 0% | 0% | 0% | Showerheads-Retro | Showerheads-Retro |  | 0 | 3.125% | 3.125% | 3.125% | 3.125% | 3.125% | 3.125% | 3.125% | 3.125% | 3.125% | 3.125% | 3.125% | 3.125% | 3.125% | 3.125% | 3.125% | 3.125% | 3.125% | 3.125% | 3.125% | 0% | 0% | 0% | 0% | 0% | 0% | 0% | 0.03125% | 0.03125% | 0.03125% | 0.03125% | 0.03125% | 0.03125% | 0.03125% | 0.03125% | 0.03125% | 0.03125% | 0.03125% | 0.03125% | 0.03125% | 0.03125% | 0.03125% | 0.03125% | 0.03125% | 0.03125% | 0.03125% | 0% | 0% | 0% | 0% | 0% | 0% | 0%
| 1811 | Steam Cooker | ComSteamCooker_PSE | NR and New | All Commercial | Electric | Per Steam Cooker | Steam - Kitchen - Any Size - Comm - E | 32.94% | 32.94% | 32.94% | 32.94% | 32.94% | 32.94% | 32.94% | 32.94% | 32.94% | 32.94% | 32.94% | 32.94% | 32.94% | 32.94% | 32.94% | 32.94% | 32.94% | 32.94% | 32.94% | 0% | 0% | 0% | 0% | 0% | 0% | 0% | Steam Cooker-NR and New | Steamer-NR |  | 1 | 0.2817% | 0.2817% | 0.2817% | 0.2817% | 0.2817% | 0.2817% | 0.2817% | 0.2817% | 0.2817% | 0.2817% | 0.2817% | 0.2817% | 0.2817% | 0.2817% | 0.2817% | 0.2817% | 0.2817% | 0.2817% | 0.2817% | 0% | 0% | 0% | 0% | 0% | 0% | 0% | 0.09279% | 0.09279% | 0.09279% | 0.09279% | 0.09279% | 0.09279% | 0.09279% | 0.09279% | 0.09279% | 0.09279% | 0.09279% | 0.09279% | 0.09279% | 0.09279% | 0.09279% | 0.09279% | 0.09279% | 0.09279% | 0.09279% | 0% | 0% | 0% | 0% | 0% | 0% | 0%
| 1811 | Steam Cooker | ComSteamCooker_PSE | NR and New | All Commercial | Gas | Per Steam Cooker | Steam - Kitchen - Any Size - Comm - NG | 32.94% | 32.94% | 32.94% | 32.94% | 32.94% | 32.94% | 32.94% | 32.94% | 32.94% | 32.94% | 32.94% | 32.94% | 32.94% | 32.94% | 32.94% | 32.94% | 32.94% | 32.94% | 32.94% | 0% | 0% | 0% | 0% | 0% | 0% | 0% | Steam Cooker-NR and New | Steamer-NR |  | 1 | 1.136% | 1.136% | 1.136% | 1.136% | 1.136% | 1.136% | 1.136% | 1.136% | 1.136% | 1.136% | 1.136% | 1.136% | 1.136% | 1.136% | 1.136% | 1.136% | 1.136% | 1.136% | 1.136% | 0% | 0% | 0% | 0% | 0% | 0% | 0% | 0.3743% | 0.3743% | 0.3743% | 0.3743% | 0.3743% | 0.3743% | 0.3743% | 0.3743% | 0.3743% | 0.3743% | 0.3743% | 0.3743% | 0.3743% | 0.3743% | 0.3743% | 0.3743% | 0.3743% | 0.3743% | 0.3743% | 0% | 0% | 0% | 0% | 0% | 0% | 0%
1 | 1811 | Variable Refrigerant Flow | ComVariableRefrigerantFlow-7P_V6 | New | Large Off | Electric | Per Commercial Building Square Feet Covered By Variable Refrigerant Flow System | VRF-New-Large Off | 4.802% | 76.83% | 76.83% | 24.01% | 24.01% | 24.01% | 24.01% | 76.83% | 76.83% | 0.9604% | 4.802% | 4.802% | 24.01% | 67.23% | 4.802% | 76.83% | 24.01% | 76.83% | 39.93% | 0% | 0% | 0% | 0% | 0% | 0% | 0% | Variable Refrigerant Flow-New | VRF-DOAS-New |  | 0 | 100% | 100% | 100% | 100% | 100% | 100% | 100% | 100% | 100% | 100% | 100% | 100% | 100% | 100% | 100% | 100% | 100% | 100% | 100% | 0% | 0% | 0% | 0% | 0% | 0% | 0% | 4.802% | 76.83% | 76.83% | 24.01% | 24.01% | 24.01% | 24.01% | 76.83% | 76.83% | 0.9604% | 4.802% | 4.802% | 24.01% | 67.23% | 4.802% | 76.83% | 24.01% | 76.83% | 39.93% | 0% | 0% | 0% | 0% | 0% | 0% | 0%
1 | 1811 | Variable Refrigerant Flow | ComVariableRefrigerantFlow-7P_V6 | New | Medium Off | Electric | Per Commercial Building Square Feet Covered By Variable Refrigerant Flow System | VRF-New-Medium Off | 4.802% | 76.83% | 76.83% | 24.01% | 24.01% | 24.01% | 24.01% | 76.83% | 76.83% | 0.9604% | 4.802% | 4.802% | 24.01% | 67.23% | 4.802% | 76.83% | 24.01% | 76.83% | 39.93% | 0% | 0% | 0% | 0% | 0% | 0% | 0% | Variable Refrigerant Flow-New | VRF-DOAS-New |  | 0 | 100% | 100% | 100% | 100% | 100% | 100% | 100% | 100% | 100% | 100% | 100% | 100% | 100% | 100% | 100% | 100% | 100% | 100% | 100% | 0% | 0% | 0% | 0% | 0% | 0% | 0% | 4.802% | 76.83% | 76.83% | 24.01% | 24.01% | 24.01% | 24.01% | 76.83% | 76.83% | 0.9604% | 4.802% | 4.802% | 24.01% | 67.23% | 4.802% | 76.83% | 24.01% | 76.83% | 39.93% | 0% | 0% | 0% | 0% | 0% | 0% | 0%
1 | 1811 | Variable Refrigerant Flow | ComVariableRefrigerantFlow-7P_V6 | New | Small Off | Electric | Per Commercial Building Square Feet Covered By Variable Refrigerant Flow System | VRF-New-Small Off | 4.802% | 76.83% | 76.83% | 24.01% | 24.01% | 24.01% | 24.01% | 76.83% | 76.83% | 0.9604% | 4.802% | 4.802% | 24.01% | 67.23% | 4.802% | 76.83% | 24.01% | 76.83% | 39.93% | 0% | 0% | 0% | 0% | 0% | 0% | 0% | Variable Refrigerant Flow-New | VRF-DOAS-New |  | 0 | 100% | 100% | 100% | 100% | 100% | 100% | 100% | 100% | 100% | 100% | 100% | 100% | 100% | 100% | 100% | 100% | 100% | 100% | 100% | 0% | 0% | 0% | 0% | 0% | 0% | 0% | 4.802% | 76.83% | 76.83% | 24.01% | 24.01% | 24.01% | 24.01% | 76.83% | 76.83% | 0.9604% | 4.802% | 4.802% | 24.01% | 67.23% | 4.802% | 76.83% | 24.01% | 76.83% | 39.93% | 0% | 0% | 0% | 0% | 0% | 0% | 0%
1 | 1811 | Variable Refrigerant Flow | ComVariableRefrigerantFlow-7P_V6 | New | Xlarge Ret | Electric | Per Commercial Building Square Feet Covered By Variable Refrigerant Flow System | VRF-New-Xlarge Ret | 4.802% | 76.83% | 76.83% | 24.01% | 24.01% | 24.01% | 24.01% | 76.83% | 76.83% | 0.9604% | 4.802% | 4.802% | 24.01% | 67.23% | 4.802% | 76.83% | 24.01% | 76.83% | 39.93% | 0% | 0% | 0% | 0% | 0% | 0% | 0% | Variable Refrigerant Flow-New | VRF-DOAS-New |  | 0 | 100% | 100% | 100% | 100% | 100% | 100% | 100% | 100% | 100% | 100% | 100% | 100% | 100% | 100% | 100% | 100% | 100% | 100% | 100% | 0% | 0% | 0% | 0% | 0% | 0% | 0% | 4.802% | 76.83% | 76.83% | 24.01% | 24.01% | 24.01% | 24.01% | 76.83% | 76.83% | 0.9604% | 4.802% | 4.802% | 24.01% | 67.23% | 4.802% | 76.83% | 24.01% | 76.83% | 39.93% | 0% | 0% | 0% | 0% | 0% | 0% | 0%
1 | 1811 | Variable Refrigerant Flow | ComVariableRefrigerantFlow-7P_V6 | New | Large Ret | Electric | Per Commercial Building Square Feet Covered By Variable Refrigerant Flow System | VRF-New-Large Ret | 4.802% | 76.83% | 76.83% | 24.01% | 24.01% | 24.01% | 24.01% | 76.83% | 76.83% | 0.9604% | 4.802% | 4.802% | 24.01% | 67.23% | 4.802% | 76.83% | 24.01% | 76.83% | 39.93% | 0% | 0% | 0% | 0% | 0% | 0% | 0% | Variable Refrigerant Flow-New | VRF-DOAS-New |  | 0 | 100% | 100% | 100% | 100% | 100% | 100% | 100% | 100% | 100% | 100% | 100% | 100% | 100% | 100% | 100% | 100% | 100% | 100% | 100% | 0% | 0% | 0% | 0% | 0% | 0% | 0% | 4.802% | 76.83% | 76.83% | 24.01% | 24.01% | 24.01% | 24.01% | 76.83% | 76.83% | 0.9604% | 4.802% | 4.802% | 24.01% | 67.23% | 4.802% | 76.83% | 24.01% | 76.83% | 39.93% | 0% | 0% | 0% | 0% | 0% | 0% | 0%
1 | 1811 | Variable Refrigerant Flow | ComVariableRefrigerantFlow-7P_V6 | New | Medium Ret | Electric | Per Commercial Building Square Feet Covered By Variable Refrigerant Flow System | VRF-New-Medium Ret | 4.802% | 76.83% | 76.83% | 24.01% | 24.01% | 24.01% | 24.01% | 76.83% | 76.83% | 0.9604% | 4.802% | 4.802% | 24.01% | 67.23% | 4.802% | 76.83% | 24.01% | 76.83% | 39.93% | 0% | 0% | 0% | 0% | 0% | 0% | 0% | Variable Refrigerant Flow-New | VRF-DOAS-New |  | 0 | 100% | 100% | 100% | 100% | 100% | 100% | 100% | 100% | 100% | 100% | 100% | 100% | 100% | 100% | 100% | 100% | 100% | 100% | 100% | 0% | 0% | 0% | 0% | 0% | 0% | 0% | 4.802% | 76.83% | 76.83% | 24.01% | 24.01% | 24.01% | 24.01% | 76.83% | 76.83% | 0.9604% | 4.802% | 4.802% | 24.01% | 67.23% | 4.802% | 76.83% | 24.01% | 76.83% | 39.93% | 0% | 0% | 0% | 0% | 0% | 0% | 0%
1 | 1811 | Variable Refrigerant Flow | ComVariableRefrigerantFlow-7P_V6 | New | Small Ret | Electric | Per Commercial Building Square Feet Covered By Variable Refrigerant Flow System | VRF-New-Small Ret | 4.802% | 76.83% | 76.83% | 24.01% | 24.01% | 24.01% | 24.01% | 76.83% | 76.83% | 0.9604% | 4.802% | 4.802% | 24.01% | 67.23% | 4.802% | 76.83% | 24.01% | 76.83% | 39.93% | 0% | 0% | 0% | 0% | 0% | 0% | 0% | Variable Refrigerant Flow-New | VRF-DOAS-New |  | 0 | 100% | 100% | 100% | 100% | 100% | 100% | 100% | 100% | 100% | 100% | 100% | 100% | 100% | 100% | 100% | 100% | 100% | 100% | 100% | 0% | 0% | 0% | 0% | 0% | 0% | 0% | 4.802% | 76.83% | 76.83% | 24.01% | 24.01% | 24.01% | 24.01% | 76.83% | 76.83% | 0.9604% | 4.802% | 4.802% | 24.01% | 67.23% | 4.802% | 76.83% | 24.01% | 76.83% | 39.93% | 0% | 0% | 0% | 0% | 0% | 0% | 0%
1 | 1811 | Variable Refrigerant Flow | ComVariableRefrigerantFlow-7P_V6 | New | School K-12 | Electric | Per Commercial Building Square Feet Covered By Variable Refrigerant Flow System | VRF-New-School K-12 | 4.802% | 76.83% | 76.83% | 24.01% | 24.01% | 24.01% | 24.01% | 76.83% | 76.83% | 0.9604% | 4.802% | 4.802% | 24.01% | 67.23% | 4.802% | 76.83% | 24.01% | 76.83% | 39.93% | 0% | 0% | 0% | 0% | 0% | 0% | 0% | Variable Refrigerant Flow-New | VRF-DOAS-New |  | 0 | 100% | 100% | 100% | 100% | 100% | 100% | 100% | 100% | 100% | 100% | 100% | 100% | 100% | 100% | 100% | 100% | 100% | 100% | 100% | 0% | 0% | 0% | 0% | 0% | 0% | 0% | 4.802% | 76.83% | 76.83% | 24.01% | 24.01% | 24.01% | 24.01% | 76.83% | 76.83% | 0.9604% | 4.802% | 4.802% | 24.01% | 67.23% | 4.802% | 76.83% | 24.01% | 76.83% | 39.93% | 0% | 0% | 0% | 0% | 0% | 0% | 0%
1 | 1811 | Variable Refrigerant Flow | ComVariableRefrigerantFlow-7P_V6 | New | University | Electric | Per Commercial Building Square Feet Covered By Variable Refrigerant Flow System | VRF-New-University | 4.802% | 76.83% | 76.83% | 24.01% | 24.01% | 24.01% | 24.01% | 76.83% | 76.83% | 0.9604% | 4.802% | 4.802% | 24.01% | 67.23% | 4.802% | 76.83% | 24.01% | 76.83% | 39.93% | 0% | 0% | 0% | 0% | 0% | 0% | 0% | Variable Refrigerant Flow-New | VRF-DOAS-New |  | 0 | 100% | 100% | 100% | 100% | 100% | 100% | 100% | 100% | 100% | 100% | 100% | 100% | 100% | 100% | 100% | 100% | 100% | 100% | 100% | 0% | 0% | 0% | 0% | 0% | 0% | 0% | 4.802% | 76.83% | 76.83% | 24.01% | 24.01% | 24.01% | 24.01% | 76.83% | 76.83% | 0.9604% | 4.802% | 4.802% | 24.01% | 67.23% | 4.802% | 76.83% | 24.01% | 76.83% | 39.93% | 0% | 0% | 0% | 0% | 0% | 0% | 0%
1 | 1811 | Variable Refrigerant Flow | ComVariableRefrigerantFlow-7P_V6 | New | Warehouse | Electric | Per Commercial Building Square Feet Covered By Variable Refrigerant Flow System | VRF-New-Warehouse | 4.802% | 76.83% | 76.83% | 24.01% | 24.01% | 24.01% | 24.01% | 76.83% | 76.83% | 0.9604% | 4.802% | 4.802% | 24.01% | 67.23% | 4.802% | 76.83% | 24.01% | 76.83% | 39.93% | 0% | 0% | 0% | 0% | 0% | 0% | 0% | Variable Refrigerant Flow-New | VRF-DOAS-New |  | 0 | 100% | 100% | 100% | 100% | 100% | 100% | 100% | 100% | 100% | 100% | 100% | 100% | 100% | 100% | 100% | 100% | 100% | 100% | 100% | 0% | 0% | 0% | 0% | 0% | 0% | 0% | 4.802% | 76.83% | 76.83% | 24.01% | 24.01% | 24.01% | 24.01% | 76.83% | 76.83% | 0.9604% | 4.802% | 4.802% | 24.01% | 67.23% | 4.802% | 76.83% | 24.01% | 76.83% | 39.93% | 0% | 0% | 0% | 0% | 0% | 0% | 0%
1 | 1811 | Variable Refrigerant Flow | ComVariableRefrigerantFlow-7P_V6 | New | Supermarket | Electric | Per Commercial Building Square Feet Covered By Variable Refrigerant Flow System | VRF-New-Supermarket | 4.802% | 76.83% | 76.83% | 24.01% | 24.01% | 24.01% | 24.01% | 76.83% | 76.83% | 0.9604% | 4.802% | 4.802% | 24.01% | 67.23% | 4.802% | 76.83% | 24.01% | 76.83% | 39.93% | 0% | 0% | 0% | 0% | 0% | 0% | 0% | Variable Refrigerant Flow-New | VRF-DOAS-New |  | 0 | 100% | 100% | 100% | 100% | 100% | 100% | 100% | 100% | 100% | 100% | 100% | 100% | 100% | 100% | 100% | 100% | 100% | 100% | 100% | 0% | 0% | 0% | 0% | 0% | 0% | 0% | 4.802% | 76.83% | 76.83% | 24.01% | 24.01% | 24.01% | 24.01% | 76.83% | 76.83% | 0.9604% | 4.802% | 4.802% | 24.01% | 67.23% | 4.802% | 76.83% | 24.01% | 76.83% | 39.93% | 0% | 0% | 0% | 0% | 0% | 0% | 0%
1 | 1811 | Variable Refrigerant Flow | ComVariableRefrigerantFlow-7P_V6 | New | MiniMart | Electric | Per Commercial Building Square Feet Covered By Variable Refrigerant Flow System | VRF-New-MiniMart | 4.802% | 76.83% | 76.83% | 24.01% | 24.01% | 24.01% | 24.01% | 76.83% | 76.83% | 0.9604% | 4.802% | 4.802% | 24.01% | 67.23% | 4.802% | 76.83% | 24.01% | 76.83% | 39.93% | 0% | 0% | 0% | 0% | 0% | 0% | 0% | Variable Refrigerant Flow-New | VRF-DOAS-New |  | 0 | 100% | 100% | 100% | 100% | 100% | 100% | 100% | 100% | 100% | 100% | 100% | 100% | 100% | 100% | 100% | 100% | 100% | 100% | 100% | 0% | 0% | 0% | 0% | 0% | 0% | 0% | 4.802% | 76.83% | 76.83% | 24.01% | 24.01% | 24.01% | 24.01% | 76.83% | 76.83% | 0.9604% | 4.802% | 4.802% | 24.01% | 67.23% | 4.802% | 76.83% | 24.01% | 76.83% | 39.93% | 0% | 0% | 0% | 0% | 0% | 0% | 0%
1 | 1811 | Variable Refrigerant Flow | ComVariableRefrigerantFlow-7P_V6 | New | Restaurant | Electric | Per Commercial Building Square Feet Covered By Variable Refrigerant Flow System | VRF-New-Restaurant | 4.802% | 76.83% | 76.83% | 24.01% | 24.01% | 24.01% | 24.01% | 76.83% | 76.83% | 0.9604% | 4.802% | 4.802% | 24.01% | 67.23% | 4.802% | 76.83% | 24.01% | 76.83% | 39.93% | 0% | 0% | 0% | 0% | 0% | 0% | 0% | Variable Refrigerant Flow-New | VRF-DOAS-New |  | 0 | 100% | 100% | 100% | 100% | 100% | 100% | 100% | 100% | 100% | 100% | 100% | 100% | 100% | 100% | 100% | 100% | 100% | 100% | 100% | 0% | 0% | 0% | 0% | 0% | 0% | 0% | 4.802% | 76.83% | 76.83% | 24.01% | 24.01% | 24.01% | 24.01% | 76.83% | 76.83% | 0.9604% | 4.802% | 4.802% | 24.01% | 67.23% | 4.802% | 76.83% | 24.01% | 76.83% | 39.93% | 0% | 0% | 0% | 0% | 0% | 0% | 0%
1 | 1811 | Variable Refrigerant Flow | ComVariableRefrigerantFlow-7P_V6 | New | Lodging | Electric | Per Commercial Building Square Feet Covered By Variable Refrigerant Flow System | VRF-New-Lodging | 4.802% | 76.83% | 76.83% | 24.01% | 24.01% | 24.01% | 24.01% | 76.83% | 76.83% | 0.9604% | 4.802% | 4.802% | 24.01% | 67.23% | 4.802% | 76.83% | 24.01% | 76.83% | 39.93% | 0% | 0% | 0% | 0% | 0% | 0% | 0% | Variable Refrigerant Flow-New | VRF-DOAS-New |  | 0 | 100% | 100% | 100% | 100% | 100% | 100% | 100% | 100% | 100% | 100% | 100% | 100% | 100% | 100% | 100% | 100% | 100% | 100% | 100% | 0% | 0% | 0% | 0% | 0% | 0% | 0% | 4.802% | 76.83% | 76.83% | 24.01% | 24.01% | 24.01% | 24.01% | 76.83% | 76.83% | 0.9604% | 4.802% | 4.802% | 24.01% | 67.23% | 4.802% | 76.83% | 24.01% | 76.83% | 39.93% | 0% | 0% | 0% | 0% | 0% | 0% | 0%
1 | 1811 | Variable Refrigerant Flow | ComVariableRefrigerantFlow-7P_V6 | New | Hospital | Electric | Per Commercial Building Square Feet Covered By Variable Refrigerant Flow System | VRF-New-Hospital | 4.802% | 76.83% | 76.83% | 24.01% | 24.01% | 24.01% | 24.01% | 76.83% | 76.83% | 0.9604% | 4.802% | 4.802% | 24.01% | 67.23% | 4.802% | 76.83% | 24.01% | 76.83% | 39.93% | 0% | 0% | 0% | 0% | 0% | 0% | 0% | Variable Refrigerant Flow-New | VRF-DOAS-New |  | 0 | 100% | 100% | 100% | 100% | 100% | 100% | 100% | 100% | 100% | 100% | 100% | 100% | 100% | 100% | 100% | 100% | 100% | 100% | 100% | 0% | 0% | 0% | 0% | 0% | 0% | 0% | 4.802% | 76.83% | 76.83% | 24.01% | 24.01% | 24.01% | 24.01% | 76.83% | 76.83% | 0.9604% | 4.802% | 4.802% | 24.01% | 67.23% | 4.802% | 76.83% | 24.01% | 76.83% | 39.93% | 0% | 0% | 0% | 0% | 0% | 0% | 0%
1 | 1811 | Variable Refrigerant Flow | ComVariableRefrigerantFlow-7P_V6 | New | Residential Care | Electric | Per Commercial Building Square Feet Covered By Variable Refrigerant Flow System | VRF-New-Residential Care | 4.802% | 76.83% | 76.83% | 24.01% | 24.01% | 24.01% | 24.01% | 76.83% | 76.83% | 0.9604% | 4.802% | 4.802% | 24.01% | 67.23% | 4.802% | 76.83% | 24.01% | 76.83% | 39.93% | 0% | 0% | 0% | 0% | 0% | 0% | 0% | Variable Refrigerant Flow-New | VRF-DOAS-New |  | 0 | 100% | 100% | 100% | 100% | 100% | 100% | 100% | 100% | 100% | 100% | 100% | 100% | 100% | 100% | 100% | 100% | 100% | 100% | 100% | 0% | 0% | 0% | 0% | 0% | 0% | 0% | 4.802% | 76.83% | 76.83% | 24.01% | 24.01% | 24.01% | 24.01% | 76.83% | 76.83% | 0.9604% | 4.802% | 4.802% | 24.01% | 67.23% | 4.802% | 76.83% | 24.01% | 76.83% | 39.93% | 0% | 0% | 0% | 0% | 0% | 0% | 0%
1 | 1811 | Variable Refrigerant Flow | ComVariableRefrigerantFlow-7P_V6 | New | Assembly | Electric | Per Commercial Building Square Feet Covered By Variable Refrigerant Flow System | VRF-New-Assembly | 4.802% | 76.83% | 76.83% | 24.01% | 24.01% | 24.01% | 24.01% | 76.83% | 76.83% | 0.9604% | 4.802% | 4.802% | 24.01% | 67.23% | 4.802% | 76.83% | 24.01% | 76.83% | 39.93% | 0% | 0% | 0% | 0% | 0% | 0% | 0% | Variable Refrigerant Flow-New | VRF-DOAS-New |  | 0 | 100% | 100% | 100% | 100% | 100% | 100% | 100% | 100% | 100% | 100% | 100% | 100% | 100% | 100% | 100% | 100% | 100% | 100% | 100% | 0% | 0% | 0% | 0% | 0% | 0% | 0% | 4.802% | 76.83% | 76.83% | 24.01% | 24.01% | 24.01% | 24.01% | 76.83% | 76.83% | 0.9604% | 4.802% | 4.802% | 24.01% | 67.23% | 4.802% | 76.83% | 24.01% | 76.83% | 39.93% | 0% | 0% | 0% | 0% | 0% | 0% | 0%
1 | 1811 | Variable Refrigerant Flow | ComVariableRefrigerantFlow-7P_V6 | New | Other | Electric | Per Commercial Building Square Feet Covered By Variable Refrigerant Flow System | VRF-New-Other | 4.802% | 76.83% | 76.83% | 24.01% | 24.01% | 24.01% | 24.01% | 76.83% | 76.83% | 0.9604% | 4.802% | 4.802% | 24.01% | 67.23% | 4.802% | 76.83% | 24.01% | 76.83% | 39.93% | 0% | 0% | 0% | 0% | 0% | 0% | 0% | Variable Refrigerant Flow-New | VRF-DOAS-New |  | 0 | 100% | 100% | 100% | 100% | 100% | 100% | 100% | 100% | 100% | 100% | 100% | 100% | 100% | 100% | 100% | 100% | 100% | 100% | 100% | 0% | 0% | 0% | 0% | 0% | 0% | 0% | 4.802% | 76.83% | 76.83% | 24.01% | 24.01% | 24.01% | 24.01% | 76.83% | 76.83% | 0.9604% | 4.802% | 4.802% | 24.01% | 67.23% | 4.802% | 76.83% | 24.01% | 76.83% | 39.93% | 0% | 0% | 0% | 0% | 0% | 0% | 0%
1 | 1811 | Variable Refrigerant Flow | ComVariableRefrigerantFlow-7P_V6 | New | Large Off | Gas | Per Commercial Building Square Feet Covered By Variable Refrigerant Flow System | VRF-New-Large Off | 4.802% | 76.83% | 76.83% | 24.01% | 24.01% | 24.01% | 24.01% | 76.83% | 76.83% | 0.9604% | 4.802% | 4.802% | 24.01% | 67.23% | 4.802% | 76.83% | 24.01% | 76.83% | 39.93% | 0% | 0% | 0% | 0% | 0% | 0% | 0% | Variable Refrigerant Flow-New | VRF-DOAS-New |  | 0 | 100% | 100% | 100% | 100% | 100% | 100% | 100% | 100% | 100% | 100% | 100% | 100% | 100% | 100% | 100% | 100% | 100% | 100% | 100% | 0% | 0% | 0% | 0% | 0% | 0% | 0% | 4.802% | 76.83% | 76.83% | 24.01% | 24.01% | 24.01% | 24.01% | 76.83% | 76.83% | 0.9604% | 4.802% | 4.802% | 24.01% | 67.23% | 4.802% | 76.83% | 24.01% | 76.83% | 39.93% | 0% | 0% | 0% | 0% | 0% | 0% | 0%
1 | 1811 | Variable Refrigerant Flow | ComVariableRefrigerantFlow-7P_V6 | New | Medium Off | Gas | Per Commercial Building Square Feet Covered By Variable Refrigerant Flow System | VRF-New-Medium Off | 4.802% | 76.83% | 76.83% | 24.01% | 24.01% | 24.01% | 24.01% | 76.83% | 76.83% | 0.9604% | 4.802% | 4.802% | 24.01% | 67.23% | 4.802% | 76.83% | 24.01% | 76.83% | 39.93% | 0% | 0% | 0% | 0% | 0% | 0% | 0% | Variable Refrigerant Flow-New | VRF-DOAS-New |  | 0 | 100% | 100% | 100% | 100% | 100% | 100% | 100% | 100% | 100% | 100% | 100% | 100% | 100% | 100% | 100% | 100% | 100% | 100% | 100% | 0% | 0% | 0% | 0% | 0% | 0% | 0% | 4.802% | 76.83% | 76.83% | 24.01% | 24.01% | 24.01% | 24.01% | 76.83% | 76.83% | 0.9604% | 4.802% | 4.802% | 24.01% | 67.23% | 4.802% | 76.83% | 24.01% | 76.83% | 39.93% | 0% | 0% | 0% | 0% | 0% | 0% | 0%
1 | 1811 | Variable Refrigerant Flow | ComVariableRefrigerantFlow-7P_V6 | New | Small Off | Gas | Per Commercial Building Square Feet Covered By Variable Refrigerant Flow System | VRF-New-Small Off | 4.802% | 76.83% | 76.83% | 24.01% | 24.01% | 24.01% | 24.01% | 76.83% | 76.83% | 0.9604% | 4.802% | 4.802% | 24.01% | 67.23% | 4.802% | 76.83% | 24.01% | 76.83% | 39.93% | 0% | 0% | 0% | 0% | 0% | 0% | 0% | Variable Refrigerant Flow-New | VRF-DOAS-New |  | 0 | 100% | 100% | 100% | 100% | 100% | 100% | 100% | 100% | 100% | 100% | 100% | 100% | 100% | 100% | 100% | 100% | 100% | 100% | 100% | 0% | 0% | 0% | 0% | 0% | 0% | 0% | 4.802% | 76.83% | 76.83% | 24.01% | 24.01% | 24.01% | 24.01% | 76.83% | 76.83% | 0.9604% | 4.802% | 4.802% | 24.01% | 67.23% | 4.802% | 76.83% | 24.01% | 76.83% | 39.93% | 0% | 0% | 0% | 0% | 0% | 0% | 0%
1 | 1811 | Variable Refrigerant Flow | ComVariableRefrigerantFlow-7P_V6 | New | Xlarge Ret | Gas | Per Commercial Building Square Feet Covered By Variable Refrigerant Flow System | VRF-New-Xlarge Ret | 4.802% | 76.83% | 76.83% | 24.01% | 24.01% | 24.01% | 24.01% | 76.83% | 76.83% | 0.9604% | 4.802% | 4.802% | 24.01% | 67.23% | 4.802% | 76.83% | 24.01% | 76.83% | 39.93% | 0% | 0% | 0% | 0% | 0% | 0% | 0% | Variable Refrigerant Flow-New | VRF-DOAS-New |  | 0 | 100% | 100% | 100% | 100% | 100% | 100% | 100% | 100% | 100% | 100% | 100% | 100% | 100% | 100% | 100% | 100% | 100% | 100% | 100% | 0% | 0% | 0% | 0% | 0% | 0% | 0% | 4.802% | 76.83% | 76.83% | 24.01% | 24.01% | 24.01% | 24.01% | 76.83% | 76.83% | 0.9604% | 4.802% | 4.802% | 24.01% | 67.23% | 4.802% | 76.83% | 24.01% | 76.83% | 39.93% | 0% | 0% | 0% | 0% | 0% | 0% | 0%
1 | 1811 | Variable Refrigerant Flow | ComVariableRefrigerantFlow-7P_V6 | New | Large Ret | Gas | Per Commercial Building Square Feet Covered By Variable Refrigerant Flow System | VRF-New-Large Ret | 4.802% | 76.83% | 76.83% | 24.01% | 24.01% | 24.01% | 24.01% | 76.83% | 76.83% | 0.9604% | 4.802% | 4.802% | 24.01% | 67.23% | 4.802% | 76.83% | 24.01% | 76.83% | 39.93% | 0% | 0% | 0% | 0% | 0% | 0% | 0% | Variable Refrigerant Flow-New | VRF-DOAS-New |  | 0 | 100% | 100% | 100% | 100% | 100% | 100% | 100% | 100% | 100% | 100% | 100% | 100% | 100% | 100% | 100% | 100% | 100% | 100% | 100% | 0% | 0% | 0% | 0% | 0% | 0% | 0% | 4.802% | 76.83% | 76.83% | 24.01% | 24.01% | 24.01% | 24.01% | 76.83% | 76.83% | 0.9604% | 4.802% | 4.802% | 24.01% | 67.23% | 4.802% | 76.83% | 24.01% | 76.83% | 39.93% | 0% | 0% | 0% | 0% | 0% | 0% | 0%
1 | 1811 | Variable Refrigerant Flow | ComVariableRefrigerantFlow-7P_V6 | New | Medium Ret | Gas | Per Commercial Building Square Feet Covered By Variable Refrigerant Flow System | VRF-New-Medium Ret | 4.802% | 76.83% | 76.83% | 24.01% | 24.01% | 24.01% | 24.01% | 76.83% | 76.83% | 0.9604% | 4.802% | 4.802% | 24.01% | 67.23% | 4.802% | 76.83% | 24.01% | 76.83% | 39.93% | 0% | 0% | 0% | 0% | 0% | 0% | 0% | Variable Refrigerant Flow-New | VRF-DOAS-New |  | 0 | 100% | 100% | 100% | 100% | 100% | 100% | 100% | 100% | 100% | 100% | 100% | 100% | 100% | 100% | 100% | 100% | 100% | 100% | 100% | 0% | 0% | 0% | 0% | 0% | 0% | 0% | 4.802% | 76.83% | 76.83% | 24.01% | 24.01% | 24.01% | 24.01% | 76.83% | 76.83% | 0.9604% | 4.802% | 4.802% | 24.01% | 67.23% | 4.802% | 76.83% | 24.01% | 76.83% | 39.93% | 0% | 0% | 0% | 0% | 0% | 0% | 0%
1 | 1811 | Variable Refrigerant Flow | ComVariableRefrigerantFlow-7P_V6 | New | Small Ret | Gas | Per Commercial Building Square Feet Covered By Variable Refrigerant Flow System | VRF-New-Small Ret | 4.802% | 76.83% | 76.83% | 24.01% | 24.01% | 24.01% | 24.01% | 76.83% | 76.83% | 0.9604% | 4.802% | 4.802% | 24.01% | 67.23% | 4.802% | 76.83% | 24.01% | 76.83% | 39.93% | 0% | 0% | 0% | 0% | 0% | 0% | 0% | Variable Refrigerant Flow-New | VRF-DOAS-New |  | 0 | 100% | 100% | 100% | 100% | 100% | 100% | 100% | 100% | 100% | 100% | 100% | 100% | 100% | 100% | 100% | 100% | 100% | 100% | 100% | 0% | 0% | 0% | 0% | 0% | 0% | 0% | 4.802% | 76.83% | 76.83% | 24.01% | 24.01% | 24.01% | 24.01% | 76.83% | 76.83% | 0.9604% | 4.802% | 4.802% | 24.01% | 67.23% | 4.802% | 76.83% | 24.01% | 76.83% | 39.93% | 0% | 0% | 0% | 0% | 0% | 0% | 0%
1 | 1811 | Variable Refrigerant Flow | ComVariableRefrigerantFlow-7P_V6 | New | School K-12 | Gas | Per Commercial Building Square Feet Covered By Variable Refrigerant Flow System | VRF-New-School K-12 | 4.802% | 76.83% | 76.83% | 24.01% | 24.01% | 24.01% | 24.01% | 76.83% | 76.83% | 0.9604% | 4.802% | 4.802% | 24.01% | 67.23% | 4.802% | 76.83% | 24.01% | 76.83% | 39.93% | 0% | 0% | 0% | 0% | 0% | 0% | 0% | Variable Refrigerant Flow-New | VRF-DOAS-New |  | 0 | 100% | 100% | 100% | 100% | 100% | 100% | 100% | 100% | 100% | 100% | 100% | 100% | 100% | 100% | 100% | 100% | 100% | 100% | 100% | 0% | 0% | 0% | 0% | 0% | 0% | 0% | 4.802% | 76.83% | 76.83% | 24.01% | 24.01% | 24.01% | 24.01% | 76.83% | 76.83% | 0.9604% | 4.802% | 4.802% | 24.01% | 67.23% | 4.802% | 76.83% | 24.01% | 76.83% | 39.93% | 0% | 0% | 0% | 0% | 0% | 0% | 0%
1 | 1811 | Variable Refrigerant Flow | ComVariableRefrigerantFlow-7P_V6 | New | University | Gas | Per Commercial Building Square Feet Covered By Variable Refrigerant Flow System | VRF-New-University | 4.802% | 76.83% | 76.83% | 24.01% | 24.01% | 24.01% | 24.01% | 76.83% | 76.83% | 0.9604% | 4.802% | 4.802% | 24.01% | 67.23% | 4.802% | 76.83% | 24.01% | 76.83% | 39.93% | 0% | 0% | 0% | 0% | 0% | 0% | 0% | Variable Refrigerant Flow-New | VRF-DOAS-New |  | 0 | 100% | 100% | 100% | 100% | 100% | 100% | 100% | 100% | 100% | 100% | 100% | 100% | 100% | 100% | 100% | 100% | 100% | 100% | 100% | 0% | 0% | 0% | 0% | 0% | 0% | 0% | 4.802% | 76.83% | 76.83% | 24.01% | 24.01% | 24.01% | 24.01% | 76.83% | 76.83% | 0.9604% | 4.802% | 4.802% | 24.01% | 67.23% | 4.802% | 76.83% | 24.01% | 76.83% | 39.93% | 0% | 0% | 0% | 0% | 0% | 0% | 0%
1 | 1811 | Variable Refrigerant Flow | ComVariableRefrigerantFlow-7P_V6 | New | Warehouse | Gas | Per Commercial Building Square Feet Covered By Variable Refrigerant Flow System | VRF-New-Warehouse | 4.802% | 76.83% | 76.83% | 24.01% | 24.01% | 24.01% | 24.01% | 76.83% | 76.83% | 0.9604% | 4.802% | 4.802% | 24.01% | 67.23% | 4.802% | 76.83% | 24.01% | 76.83% | 39.93% | 0% | 0% | 0% | 0% | 0% | 0% | 0% | Variable Refrigerant Flow-New | VRF-DOAS-New |  | 0 | 100% | 100% | 100% | 100% | 100% | 100% | 100% | 100% | 100% | 100% | 100% | 100% | 100% | 100% | 100% | 100% | 100% | 100% | 100% | 0% | 0% | 0% | 0% | 0% | 0% | 0% | 4.802% | 76.83% | 76.83% | 24.01% | 24.01% | 24.01% | 24.01% | 76.83% | 76.83% | 0.9604% | 4.802% | 4.802% | 24.01% | 67.23% | 4.802% | 76.83% | 24.01% | 76.83% | 39.93% | 0% | 0% | 0% | 0% | 0% | 0% | 0%
1 | 1811 | Variable Refrigerant Flow | ComVariableRefrigerantFlow-7P_V6 | New | Supermarket | Gas | Per Commercial Building Square Feet Covered By Variable Refrigerant Flow System | VRF-New-Supermarket | 4.802% | 76.83% | 76.83% | 24.01% | 24.01% | 24.01% | 24.01% | 76.83% | 76.83% | 0.9604% | 4.802% | 4.802% | 24.01% | 67.23% | 4.802% | 76.83% | 24.01% | 76.83% | 39.93% | 0% | 0% | 0% | 0% | 0% | 0% | 0% | Variable Refrigerant Flow-New | VRF-DOAS-New |  | 0 | 100% | 100% | 100% | 100% | 100% | 100% | 100% | 100% | 100% | 100% | 100% | 100% | 100% | 100% | 100% | 100% | 100% | 100% | 100% | 0% | 0% | 0% | 0% | 0% | 0% | 0% | 4.802% | 76.83% | 76.83% | 24.01% | 24.01% | 24.01% | 24.01% | 76.83% | 76.83% | 0.9604% | 4.802% | 4.802% | 24.01% | 67.23% | 4.802% | 76.83% | 24.01% | 76.83% | 39.93% | 0% | 0% | 0% | 0% | 0% | 0% | 0%
1 | 1811 | Variable Refrigerant Flow | ComVariableRefrigerantFlow-7P_V6 | New | MiniMart | Gas | Per Commercial Building Square Feet Covered By Variable Refrigerant Flow System | VRF-New-MiniMart | 4.802% | 76.83% | 76.83% | 24.01% | 24.01% | 24.01% | 24.01% | 76.83% | 76.83% | 0.9604% | 4.802% | 4.802% | 24.01% | 67.23% | 4.802% | 76.83% | 24.01% | 76.83% | 39.93% | 0% | 0% | 0% | 0% | 0% | 0% | 0% | Variable Refrigerant Flow-New | VRF-DOAS-New |  | 0 | 100% | 100% | 100% | 100% | 100% | 100% | 100% | 100% | 100% | 100% | 100% | 100% | 100% | 100% | 100% | 100% | 100% | 100% | 100% | 0% | 0% | 0% | 0% | 0% | 0% | 0% | 4.802% | 76.83% | 76.83% | 24.01% | 24.01% | 24.01% | 24.01% | 76.83% | 76.83% | 0.9604% | 4.802% | 4.802% | 24.01% | 67.23% | 4.802% | 76.83% | 24.01% | 76.83% | 39.93% | 0% | 0% | 0% | 0% | 0% | 0% | 0%
1 | 1811 | Variable Refrigerant Flow | ComVariableRefrigerantFlow-7P_V6 | New | Restaurant | Gas | Per Commercial Building Square Feet Covered By Variable Refrigerant Flow System | VRF-New-Restaurant | 4.802% | 76.83% | 76.83% | 24.01% | 24.01% | 24.01% | 24.01% | 76.83% | 76.83% | 0.9604% | 4.802% | 4.802% | 24.01% | 67.23% | 4.802% | 76.83% | 24.01% | 76.83% | 39.93% | 0% | 0% | 0% | 0% | 0% | 0% | 0% | Variable Refrigerant Flow-New | VRF-DOAS-New |  | 0 | 100% | 100% | 100% | 100% | 100% | 100% | 100% | 100% | 100% | 100% | 100% | 100% | 100% | 100% | 100% | 100% | 100% | 100% | 100% | 0% | 0% | 0% | 0% | 0% | 0% | 0% | 4.802% | 76.83% | 76.83% | 24.01% | 24.01% | 24.01% | 24.01% | 76.83% | 76.83% | 0.9604% | 4.802% | 4.802% | 24.01% | 67.23% | 4.802% | 76.83% | 24.01% | 76.83% | 39.93% | 0% | 0% | 0% | 0% | 0% | 0% | 0%
1 | 1811 | Variable Refrigerant Flow | ComVariableRefrigerantFlow-7P_V6 | New | Lodging | Gas | Per Commercial Building Square Feet Covered By Variable Refrigerant Flow System | VRF-New-Lodging | 4.802% | 76.83% | 76.83% | 24.01% | 24.01% | 24.01% | 24.01% | 76.83% | 76.83% | 0.9604% | 4.802% | 4.802% | 24.01% | 67.23% | 4.802% | 76.83% | 24.01% | 76.83% | 39.93% | 0% | 0% | 0% | 0% | 0% | 0% | 0% | Variable Refrigerant Flow-New | VRF-DOAS-New |  | 0 | 100% | 100% | 100% | 100% | 100% | 100% | 100% | 100% | 100% | 100% | 100% | 100% | 100% | 100% | 100% | 100% | 100% | 100% | 100% | 0% | 0% | 0% | 0% | 0% | 0% | 0% | 4.802% | 76.83% | 76.83% | 24.01% | 24.01% | 24.01% | 24.01% | 76.83% | 76.83% | 0.9604% | 4.802% | 4.802% | 24.01% | 67.23% | 4.802% | 76.83% | 24.01% | 76.83% | 39.93% | 0% | 0% | 0% | 0% | 0% | 0% | 0%
1 | 1811 | Variable Refrigerant Flow | ComVariableRefrigerantFlow-7P_V6 | New | Hospital | Gas | Per Commercial Building Square Feet Covered By Variable Refrigerant Flow System | VRF-New-Hospital | 4.802% | 76.83% | 76.83% | 24.01% | 24.01% | 24.01% | 24.01% | 76.83% | 76.83% | 0.9604% | 4.802% | 4.802% | 24.01% | 67.23% | 4.802% | 76.83% | 24.01% | 76.83% | 39.93% | 0% | 0% | 0% | 0% | 0% | 0% | 0% | Variable Refrigerant Flow-New | VRF-DOAS-New |  | 0 | 100% | 100% | 100% | 100% | 100% | 100% | 100% | 100% | 100% | 100% | 100% | 100% | 100% | 100% | 100% | 100% | 100% | 100% | 100% | 0% | 0% | 0% | 0% | 0% | 0% | 0% | 4.802% | 76.83% | 76.83% | 24.01% | 24.01% | 24.01% | 24.01% | 76.83% | 76.83% | 0.9604% | 4.802% | 4.802% | 24.01% | 67.23% | 4.802% | 76.83% | 24.01% | 76.83% | 39.93% | 0% | 0% | 0% | 0% | 0% | 0% | 0%
1 | 1811 | Variable Refrigerant Flow | ComVariableRefrigerantFlow-7P_V6 | New | Residential Care | Gas | Per Commercial Building Square Feet Covered By Variable Refrigerant Flow System | VRF-New-Residential Care | 4.802% | 76.83% | 76.83% | 24.01% | 24.01% | 24.01% | 24.01% | 76.83% | 76.83% | 0.9604% | 4.802% | 4.802% | 24.01% | 67.23% | 4.802% | 76.83% | 24.01% | 76.83% | 39.93% | 0% | 0% | 0% | 0% | 0% | 0% | 0% | Variable Refrigerant Flow-New | VRF-DOAS-New |  | 0 | 100% | 100% | 100% | 100% | 100% | 100% | 100% | 100% | 100% | 100% | 100% | 100% | 100% | 100% | 100% | 100% | 100% | 100% | 100% | 0% | 0% | 0% | 0% | 0% | 0% | 0% | 4.802% | 76.83% | 76.83% | 24.01% | 24.01% | 24.01% | 24.01% | 76.83% | 76.83% | 0.9604% | 4.802% | 4.802% | 24.01% | 67.23% | 4.802% | 76.83% | 24.01% | 76.83% | 39.93% | 0% | 0% | 0% | 0% | 0% | 0% | 0%
1 | 1811 | Variable Refrigerant Flow | ComVariableRefrigerantFlow-7P_V6 | New | Assembly | Gas | Per Commercial Building Square Feet Covered By Variable Refrigerant Flow System | VRF-New-Assembly | 4.802% | 76.83% | 76.83% | 24.01% | 24.01% | 24.01% | 24.01% | 76.83% | 76.83% | 0.9604% | 4.802% | 4.802% | 24.01% | 67.23% | 4.802% | 76.83% | 24.01% | 76.83% | 39.93% | 0% | 0% | 0% | 0% | 0% | 0% | 0% | Variable Refrigerant Flow-New | VRF-DOAS-New |  | 0 | 100% | 100% | 100% | 100% | 100% | 100% | 100% | 100% | 100% | 100% | 100% | 100% | 100% | 100% | 100% | 100% | 100% | 100% | 100% | 0% | 0% | 0% | 0% | 0% | 0% | 0% | 4.802% | 76.83% | 76.83% | 24.01% | 24.01% | 24.01% | 24.01% | 76.83% | 76.83% | 0.9604% | 4.802% | 4.802% | 24.01% | 67.23% | 4.802% | 76.83% | 24.01% | 76.83% | 39.93% | 0% | 0% | 0% | 0% | 0% | 0% | 0%
1 | 1811 | Variable Refrigerant Flow | ComVariableRefrigerantFlow-7P_V6 | New | Other | Gas | Per Commercial Building Square Feet Covered By Variable Refrigerant Flow System | VRF-New-Other | 4.802% | 76.83% | 76.83% | 24.01% | 24.01% | 24.01% | 24.01% | 76.83% | 76.83% | 0.9604% | 4.802% | 4.802% | 24.01% | 67.23% | 4.802% | 76.83% | 24.01% | 76.83% | 39.93% | 0% | 0% | 0% | 0% | 0% | 0% | 0% | Variable Refrigerant Flow-New | VRF-DOAS-New |  | 0 | 100% | 100% | 100% | 100% | 100% | 100% | 100% | 100% | 100% | 100% | 100% | 100% | 100% | 100% | 100% | 100% | 100% | 100% | 100% | 0% | 0% | 0% | 0% | 0% | 0% | 0% | 4.802% | 76.83% | 76.83% | 24.01% | 24.01% | 24.01% | 24.01% | 76.83% | 76.83% | 0.9604% | 4.802% | 4.802% | 24.01% | 67.23% | 4.802% | 76.83% | 24.01% | 76.83% | 39.93% | 0% | 0% | 0% | 0% | 0% | 0% | 0%
1 | 1811 | Variable Refrigerant Flow | ComVariableRefrigerantFlow-7P_V6 | Retro | Large Off | Electric | Per Commercial Building Square Feet Covered By Variable Refrigerant Flow System | VRF-Retro-Large Off | 2.432% | 6.811% | 6.811% | 0.4851% | 6.791% | 6.791% | 2.426% | 2.426% | 2.426% | 2.426% | 6.791% | 6.791% | 0.09702% | 0.4851% | 0.4851% | 2.426% | 6.791% | 0.4851% | 3.244% | 0% | 0% | 0% | 0% | 0% | 0% | 0% | Variable Refrigerant Flow-Retro | VRF-DOAS-NR |  | 0 | 100% | 100% | 100% | 100% | 100% | 100% | 100% | 100% | 100% | 100% | 100% | 100% | 100% | 100% | 100% | 100% | 100% | 100% | 100% | 0% | 0% | 0% | 0% | 0% | 0% | 0% | 2.432% | 6.811% | 6.811% | 0.4851% | 6.791% | 6.791% | 2.426% | 2.426% | 2.426% | 2.426% | 6.791% | 6.791% | 0.09702% | 0.4851% | 0.4851% | 2.426% | 6.791% | 0.4851% | 3.244% | 0% | 0% | 0% | 0% | 0% | 0% | 0%
1 | 1811 | Variable Refrigerant Flow | ComVariableRefrigerantFlow-7P_V6 | Retro | Medium Off | Electric | Per Commercial Building Square Feet Covered By Variable Refrigerant Flow System | VRF-Retro-Medium Off | 2.432% | 6.811% | 6.811% | 0.4851% | 6.791% | 6.791% | 2.426% | 2.426% | 2.426% | 2.426% | 6.791% | 6.791% | 0.09702% | 0.4851% | 0.4851% | 2.426% | 6.791% | 0.4851% | 3.244% | 0% | 0% | 0% | 0% | 0% | 0% | 0% | Variable Refrigerant Flow-Retro | VRF-DOAS-NR |  | 0 | 100% | 100% | 100% | 100% | 100% | 100% | 100% | 100% | 100% | 100% | 100% | 100% | 100% | 100% | 100% | 100% | 100% | 100% | 100% | 0% | 0% | 0% | 0% | 0% | 0% | 0% | 2.432% | 6.811% | 6.811% | 0.4851% | 6.791% | 6.791% | 2.426% | 2.426% | 2.426% | 2.426% | 6.791% | 6.791% | 0.09702% | 0.4851% | 0.4851% | 2.426% | 6.791% | 0.4851% | 3.244% | 0% | 0% | 0% | 0% | 0% | 0% | 0%
1 | 1811 | Variable Refrigerant Flow | ComVariableRefrigerantFlow-7P_V6 | Retro | Small Off | Electric | Per Commercial Building Square Feet Covered By Variable Refrigerant Flow System | VRF-Retro-Small Off | 2.432% | 6.811% | 6.811% | 0.4851% | 6.791% | 6.791% | 2.426% | 2.426% | 2.426% | 2.426% | 6.791% | 6.791% | 0.09702% | 0.4851% | 0.4851% | 2.426% | 6.791% | 0.4851% | 3.244% | 0% | 0% | 0% | 0% | 0% | 0% | 0% | Variable Refrigerant Flow-Retro | VRF-DOAS-NR |  | 0 | 100% | 100% | 100% | 100% | 100% | 100% | 100% | 100% | 100% | 100% | 100% | 100% | 100% | 100% | 100% | 100% | 100% | 100% | 100% | 0% | 0% | 0% | 0% | 0% | 0% | 0% | 2.432% | 6.811% | 6.811% | 0.4851% | 6.791% | 6.791% | 2.426% | 2.426% | 2.426% | 2.426% | 6.791% | 6.791% | 0.09702% | 0.4851% | 0.4851% | 2.426% | 6.791% | 0.4851% | 3.244% | 0% | 0% | 0% | 0% | 0% | 0% | 0%
1 | 1811 | Variable Refrigerant Flow | ComVariableRefrigerantFlow-7P_V6 | Retro | Xlarge Ret | Electric | Per Commercial Building Square Feet Covered By Variable Refrigerant Flow System | VRF-Retro-Xlarge Ret | 2.432% | 6.811% | 6.811% | 0.4851% | 6.791% | 6.791% | 2.426% | 2.426% | 2.426% | 2.426% | 6.791% | 6.791% | 0.09702% | 0.4851% | 0.4851% | 2.426% | 6.791% | 0.4851% | 3.244% | 0% | 0% | 0% | 0% | 0% | 0% | 0% | Variable Refrigerant Flow-Retro | VRF-DOAS-NR |  | 0 | 100% | 100% | 100% | 100% | 100% | 100% | 100% | 100% | 100% | 100% | 100% | 100% | 100% | 100% | 100% | 100% | 100% | 100% | 100% | 0% | 0% | 0% | 0% | 0% | 0% | 0% | 2.432% | 6.811% | 6.811% | 0.4851% | 6.791% | 6.791% | 2.426% | 2.426% | 2.426% | 2.426% | 6.791% | 6.791% | 0.09702% | 0.4851% | 0.4851% | 2.426% | 6.791% | 0.4851% | 3.244% | 0% | 0% | 0% | 0% | 0% | 0% | 0%
1 | 1811 | Variable Refrigerant Flow | ComVariableRefrigerantFlow-7P_V6 | Retro | Large Ret | Electric | Per Commercial Building Square Feet Covered By Variable Refrigerant Flow System | VRF-Retro-Large Ret | 2.432% | 6.811% | 6.811% | 0.4851% | 6.791% | 6.791% | 2.426% | 2.426% | 2.426% | 2.426% | 6.791% | 6.791% | 0.09702% | 0.4851% | 0.4851% | 2.426% | 6.791% | 0.4851% | 3.244% | 0% | 0% | 0% | 0% | 0% | 0% | 0% | Variable Refrigerant Flow-Retro | VRF-DOAS-NR |  | 0 | 100% | 100% | 100% | 100% | 100% | 100% | 100% | 100% | 100% | 100% | 100% | 100% | 100% | 100% | 100% | 100% | 100% | 100% | 100% | 0% | 0% | 0% | 0% | 0% | 0% | 0% | 2.432% | 6.811% | 6.811% | 0.4851% | 6.791% | 6.791% | 2.426% | 2.426% | 2.426% | 2.426% | 6.791% | 6.791% | 0.09702% | 0.4851% | 0.4851% | 2.426% | 6.791% | 0.4851% | 3.244% | 0% | 0% | 0% | 0% | 0% | 0% | 0%
1 | 1811 | Variable Refrigerant Flow | ComVariableRefrigerantFlow-7P_V6 | Retro | Medium Ret | Electric | Per Commercial Building Square Feet Covered By Variable Refrigerant Flow System | VRF-Retro-Medium Ret | 2.432% | 6.811% | 6.811% | 0.4851% | 6.791% | 6.791% | 2.426% | 2.426% | 2.426% | 2.426% | 6.791% | 6.791% | 0.09702% | 0.4851% | 0.4851% | 2.426% | 6.791% | 0.4851% | 3.244% | 0% | 0% | 0% | 0% | 0% | 0% | 0% | Variable Refrigerant Flow-Retro | VRF-DOAS-NR |  | 0 | 100% | 100% | 100% | 100% | 100% | 100% | 100% | 100% | 100% | 100% | 100% | 100% | 100% | 100% | 100% | 100% | 100% | 100% | 100% | 0% | 0% | 0% | 0% | 0% | 0% | 0% | 2.432% | 6.811% | 6.811% | 0.4851% | 6.791% | 6.791% | 2.426% | 2.426% | 2.426% | 2.426% | 6.791% | 6.791% | 0.09702% | 0.4851% | 0.4851% | 2.426% | 6.791% | 0.4851% | 3.244% | 0% | 0% | 0% | 0% | 0% | 0% | 0%
1 | 1811 | Variable Refrigerant Flow | ComVariableRefrigerantFlow-7P_V6 | Retro | Small Ret | Electric | Per Commercial Building Square Feet Covered By Variable Refrigerant Flow System | VRF-Retro-Small Ret | 2.432% | 6.811% | 6.811% | 0.4851% | 6.791% | 6.791% | 2.426% | 2.426% | 2.426% | 2.426% | 6.791% | 6.791% | 0.09702% | 0.4851% | 0.4851% | 2.426% | 6.791% | 0.4851% | 3.244% | 0% | 0% | 0% | 0% | 0% | 0% | 0% | Variable Refrigerant Flow-Retro | VRF-DOAS-NR |  | 0 | 100% | 100% | 100% | 100% | 100% | 100% | 100% | 100% | 100% | 100% | 100% | 100% | 100% | 100% | 100% | 100% | 100% | 100% | 100% | 0% | 0% | 0% | 0% | 0% | 0% | 0% | 2.432% | 6.811% | 6.811% | 0.4851% | 6.791% | 6.791% | 2.426% | 2.426% | 2.426% | 2.426% | 6.791% | 6.791% | 0.09702% | 0.4851% | 0.4851% | 2.426% | 6.791% | 0.4851% | 3.244% | 0% | 0% | 0% | 0% | 0% | 0% | 0%
1 | 1811 | Variable Refrigerant Flow | ComVariableRefrigerantFlow-7P_V6 | Retro | School K-12 | Electric | Per Commercial Building Square Feet Covered By Variable Refrigerant Flow System | VRF-Retro-School K-12 | 2.432% | 6.811% | 6.811% | 0.4851% | 6.791% | 6.791% | 2.426% | 2.426% | 2.426% | 2.426% | 6.791% | 6.791% | 0.09702% | 0.4851% | 0.4851% | 2.426% | 6.791% | 0.4851% | 3.244% | 0% | 0% | 0% | 0% | 0% | 0% | 0% | Variable Refrigerant Flow-Retro | VRF-DOAS-NR |  | 0 | 100% | 100% | 100% | 100% | 100% | 100% | 100% | 100% | 100% | 100% | 100% | 100% | 100% | 100% | 100% | 100% | 100% | 100% | 100% | 0% | 0% | 0% | 0% | 0% | 0% | 0% | 2.432% | 6.811% | 6.811% | 0.4851% | 6.791% | 6.791% | 2.426% | 2.426% | 2.426% | 2.426% | 6.791% | 6.791% | 0.09702% | 0.4851% | 0.4851% | 2.426% | 6.791% | 0.4851% | 3.244% | 0% | 0% | 0% | 0% | 0% | 0% | 0%
1 | 1811 | Variable Refrigerant Flow | ComVariableRefrigerantFlow-7P_V6 | Retro | University | Electric | Per Commercial Building Square Feet Covered By Variable Refrigerant Flow System | VRF-Retro-University | 2.432% | 6.811% | 6.811% | 0.4851% | 6.791% | 6.791% | 2.426% | 2.426% | 2.426% | 2.426% | 6.791% | 6.791% | 0.09702% | 0.4851% | 0.4851% | 2.426% | 6.791% | 0.4851% | 3.244% | 0% | 0% | 0% | 0% | 0% | 0% | 0% | Variable Refrigerant Flow-Retro | VRF-DOAS-NR |  | 0 | 100% | 100% | 100% | 100% | 100% | 100% | 100% | 100% | 100% | 100% | 100% | 100% | 100% | 100% | 100% | 100% | 100% | 100% | 100% | 0% | 0% | 0% | 0% | 0% | 0% | 0% | 2.432% | 6.811% | 6.811% | 0.4851% | 6.791% | 6.791% | 2.426% | 2.426% | 2.426% | 2.426% | 6.791% | 6.791% | 0.09702% | 0.4851% | 0.4851% | 2.426% | 6.791% | 0.4851% | 3.244% | 0% | 0% | 0% | 0% | 0% | 0% | 0%
1 | 1811 | Variable Refrigerant Flow | ComVariableRefrigerantFlow-7P_V6 | Retro | Warehouse | Electric | Per Commercial Building Square Feet Covered By Variable Refrigerant Flow System | VRF-Retro-Warehouse | 2.432% | 6.811% | 6.811% | 0.4851% | 6.791% | 6.791% | 2.426% | 2.426% | 2.426% | 2.426% | 6.791% | 6.791% | 0.09702% | 0.4851% | 0.4851% | 2.426% | 6.791% | 0.4851% | 3.244% | 0% | 0% | 0% | 0% | 0% | 0% | 0% | Variable Refrigerant Flow-Retro | VRF-DOAS-NR |  | 0 | 100% | 100% | 100% | 100% | 100% | 100% | 100% | 100% | 100% | 100% | 100% | 100% | 100% | 100% | 100% | 100% | 100% | 100% | 100% | 0% | 0% | 0% | 0% | 0% | 0% | 0% | 2.432% | 6.811% | 6.811% | 0.4851% | 6.791% | 6.791% | 2.426% | 2.426% | 2.426% | 2.426% | 6.791% | 6.791% | 0.09702% | 0.4851% | 0.4851% | 2.426% | 6.791% | 0.4851% | 3.244% | 0% | 0% | 0% | 0% | 0% | 0% | 0%
1 | 1811 | Variable Refrigerant Flow | ComVariableRefrigerantFlow-7P_V6 | Retro | Supermarket | Electric | Per Commercial Building Square Feet Covered By Variable Refrigerant Flow System | VRF-Retro-Supermarket | 2.432% | 6.811% | 6.811% | 0.4851% | 6.791% | 6.791% | 2.426% | 2.426% | 2.426% | 2.426% | 6.791% | 6.791% | 0.09702% | 0.4851% | 0.4851% | 2.426% | 6.791% | 0.4851% | 3.244% | 0% | 0% | 0% | 0% | 0% | 0% | 0% | Variable Refrigerant Flow-Retro | VRF-DOAS-NR |  | 0 | 100% | 100% | 100% | 100% | 100% | 100% | 100% | 100% | 100% | 100% | 100% | 100% | 100% | 100% | 100% | 100% | 100% | 100% | 100% | 0% | 0% | 0% | 0% | 0% | 0% | 0% | 2.432% | 6.811% | 6.811% | 0.4851% | 6.791% | 6.791% | 2.426% | 2.426% | 2.426% | 2.426% | 6.791% | 6.791% | 0.09702% | 0.4851% | 0.4851% | 2.426% | 6.791% | 0.4851% | 3.244% | 0% | 0% | 0% | 0% | 0% | 0% | 0%
1 | 1811 | Variable Refrigerant Flow | ComVariableRefrigerantFlow-7P_V6 | Retro | MiniMart | Electric | Per Commercial Building Square Feet Covered By Variable Refrigerant Flow System | VRF-Retro-MiniMart | 2.432% | 6.811% | 6.811% | 0.4851% | 6.791% | 6.791% | 2.426% | 2.426% | 2.426% | 2.426% | 6.791% | 6.791% | 0.09702% | 0.4851% | 0.4851% | 2.426% | 6.791% | 0.4851% | 3.244% | 0% | 0% | 0% | 0% | 0% | 0% | 0% | Variable Refrigerant Flow-Retro | VRF-DOAS-NR |  | 0 | 100% | 100% | 100% | 100% | 100% | 100% | 100% | 100% | 100% | 100% | 100% | 100% | 100% | 100% | 100% | 100% | 100% | 100% | 100% | 0% | 0% | 0% | 0% | 0% | 0% | 0% | 2.432% | 6.811% | 6.811% | 0.4851% | 6.791% | 6.791% | 2.426% | 2.426% | 2.426% | 2.426% | 6.791% | 6.791% | 0.09702% | 0.4851% | 0.4851% | 2.426% | 6.791% | 0.4851% | 3.244% | 0% | 0% | 0% | 0% | 0% | 0% | 0%
1 | 1811 | Variable Refrigerant Flow | ComVariableRefrigerantFlow-7P_V6 | Retro | Restaurant | Electric | Per Commercial Building Square Feet Covered By Variable Refrigerant Flow System | VRF-Retro-Restaurant | 2.432% | 6.811% | 6.811% | 0.4851% | 6.791% | 6.791% | 2.426% | 2.426% | 2.426% | 2.426% | 6.791% | 6.791% | 0.09702% | 0.4851% | 0.4851% | 2.426% | 6.791% | 0.4851% | 3.244% | 0% | 0% | 0% | 0% | 0% | 0% | 0% | Variable Refrigerant Flow-Retro | VRF-DOAS-NR |  | 0 | 100% | 100% | 100% | 100% | 100% | 100% | 100% | 100% | 100% | 100% | 100% | 100% | 100% | 100% | 100% | 100% | 100% | 100% | 100% | 0% | 0% | 0% | 0% | 0% | 0% | 0% | 2.432% | 6.811% | 6.811% | 0.4851% | 6.791% | 6.791% | 2.426% | 2.426% | 2.426% | 2.426% | 6.791% | 6.791% | 0.09702% | 0.4851% | 0.4851% | 2.426% | 6.791% | 0.4851% | 3.244% | 0% | 0% | 0% | 0% | 0% | 0% | 0%
1 | 1811 | Variable Refrigerant Flow | ComVariableRefrigerantFlow-7P_V6 | Retro | Lodging | Electric | Per Commercial Building Square Feet Covered By Variable Refrigerant Flow System | VRF-Retro-Lodging | 2.432% | 6.811% | 6.811% | 0.4851% | 6.791% | 6.791% | 2.426% | 2.426% | 2.426% | 2.426% | 6.791% | 6.791% | 0.09702% | 0.4851% | 0.4851% | 2.426% | 6.791% | 0.4851% | 3.244% | 0% | 0% | 0% | 0% | 0% | 0% | 0% | Variable Refrigerant Flow-Retro | VRF-DOAS-NR |  | 0 | 100% | 100% | 100% | 100% | 100% | 100% | 100% | 100% | 100% | 100% | 100% | 100% | 100% | 100% | 100% | 100% | 100% | 100% | 100% | 0% | 0% | 0% | 0% | 0% | 0% | 0% | 2.432% | 6.811% | 6.811% | 0.4851% | 6.791% | 6.791% | 2.426% | 2.426% | 2.426% | 2.426% | 6.791% | 6.791% | 0.09702% | 0.4851% | 0.4851% | 2.426% | 6.791% | 0.4851% | 3.244% | 0% | 0% | 0% | 0% | 0% | 0% | 0%
1 | 1811 | Variable Refrigerant Flow | ComVariableRefrigerantFlow-7P_V6 | Retro | Hospital | Electric | Per Commercial Building Square Feet Covered By Variable Refrigerant Flow System | VRF-Retro-Hospital | 2.432% | 6.811% | 6.811% | 0.4851% | 6.791% | 6.791% | 2.426% | 2.426% | 2.426% | 2.426% | 6.791% | 6.791% | 0.09702% | 0.4851% | 0.4851% | 2.426% | 6.791% | 0.4851% | 3.244% | 0% | 0% | 0% | 0% | 0% | 0% | 0% | Variable Refrigerant Flow-Retro | VRF-DOAS-NR |  | 0 | 100% | 100% | 100% | 100% | 100% | 100% | 100% | 100% | 100% | 100% | 100% | 100% | 100% | 100% | 100% | 100% | 100% | 100% | 100% | 0% | 0% | 0% | 0% | 0% | 0% | 0% | 2.432% | 6.811% | 6.811% | 0.4851% | 6.791% | 6.791% | 2.426% | 2.426% | 2.426% | 2.426% | 6.791% | 6.791% | 0.09702% | 0.4851% | 0.4851% | 2.426% | 6.791% | 0.4851% | 3.244% | 0% | 0% | 0% | 0% | 0% | 0% | 0%
1 | 1811 | Variable Refrigerant Flow | ComVariableRefrigerantFlow-7P_V6 | Retro | Residential Care | Electric | Per Commercial Building Square Feet Covered By Variable Refrigerant Flow System | VRF-Retro-Residential Care | 2.432% | 6.811% | 6.811% | 0.4851% | 6.791% | 6.791% | 2.426% | 2.426% | 2.426% | 2.426% | 6.791% | 6.791% | 0.09702% | 0.4851% | 0.4851% | 2.426% | 6.791% | 0.4851% | 3.244% | 0% | 0% | 0% | 0% | 0% | 0% | 0% | Variable Refrigerant Flow-Retro | VRF-DOAS-NR |  | 0 | 100% | 100% | 100% | 100% | 100% | 100% | 100% | 100% | 100% | 100% | 100% | 100% | 100% | 100% | 100% | 100% | 100% | 100% | 100% | 0% | 0% | 0% | 0% | 0% | 0% | 0% | 2.432% | 6.811% | 6.811% | 0.4851% | 6.791% | 6.791% | 2.426% | 2.426% | 2.426% | 2.426% | 6.791% | 6.791% | 0.09702% | 0.4851% | 0.4851% | 2.426% | 6.791% | 0.4851% | 3.244% | 0% | 0% | 0% | 0% | 0% | 0% | 0%
1 | 1811 | Variable Refrigerant Flow | ComVariableRefrigerantFlow-7P_V6 | Retro | Assembly | Electric | Per Commercial Building Square Feet Covered By Variable Refrigerant Flow System | VRF-Retro-Assembly | 2.432% | 6.811% | 6.811% | 0.4851% | 6.791% | 6.791% | 2.426% | 2.426% | 2.426% | 2.426% | 6.791% | 6.791% | 0.09702% | 0.4851% | 0.4851% | 2.426% | 6.791% | 0.4851% | 3.244% | 0% | 0% | 0% | 0% | 0% | 0% | 0% | Variable Refrigerant Flow-Retro | VRF-DOAS-NR |  | 0 | 100% | 100% | 100% | 100% | 100% | 100% | 100% | 100% | 100% | 100% | 100% | 100% | 100% | 100% | 100% | 100% | 100% | 100% | 100% | 0% | 0% | 0% | 0% | 0% | 0% | 0% | 2.432% | 6.811% | 6.811% | 0.4851% | 6.791% | 6.791% | 2.426% | 2.426% | 2.426% | 2.426% | 6.791% | 6.791% | 0.09702% | 0.4851% | 0.4851% | 2.426% | 6.791% | 0.4851% | 3.244% | 0% | 0% | 0% | 0% | 0% | 0% | 0%
1 | 1811 | Variable Refrigerant Flow | ComVariableRefrigerantFlow-7P_V6 | Retro | Other | Electric | Per Commercial Building Square Feet Covered By Variable Refrigerant Flow System | VRF-Retro-Other | 2.432% | 6.811% | 6.811% | 0.4851% | 6.791% | 6.791% | 2.426% | 2.426% | 2.426% | 2.426% | 6.791% | 6.791% | 0.09702% | 0.4851% | 0.4851% | 2.426% | 6.791% | 0.4851% | 3.244% | 0% | 0% | 0% | 0% | 0% | 0% | 0% | Variable Refrigerant Flow-Retro | VRF-DOAS-NR |  | 0 | 100% | 100% | 100% | 100% | 100% | 100% | 100% | 100% | 100% | 100% | 100% | 100% | 100% | 100% | 100% | 100% | 100% | 100% | 100% | 0% | 0% | 0% | 0% | 0% | 0% | 0% | 2.432% | 6.811% | 6.811% | 0.4851% | 6.791% | 6.791% | 2.426% | 2.426% | 2.426% | 2.426% | 6.791% | 6.791% | 0.09702% | 0.4851% | 0.4851% | 2.426% | 6.791% | 0.4851% | 3.244% | 0% | 0% | 0% | 0% | 0% | 0% | 0%
1 | 1811 | Variable Refrigerant Flow | ComVariableRefrigerantFlow-7P_V6 | Retro | Large Off | Gas | Per Commercial Building Square Feet Covered By Variable Refrigerant Flow System | VRF-Retro-Large Off | 2.432% | 6.811% | 6.811% | 0.4851% | 6.791% | 6.791% | 2.426% | 2.426% | 2.426% | 2.426% | 6.791% | 6.791% | 0.09702% | 0.4851% | 0.4851% | 2.426% | 6.791% | 0.4851% | 3.244% | 0% | 0% | 0% | 0% | 0% | 0% | 0% | Variable Refrigerant Flow-Retro | VRF-DOAS-NR |  | 0 | 100% | 100% | 100% | 100% | 100% | 100% | 100% | 100% | 100% | 100% | 100% | 100% | 100% | 100% | 100% | 100% | 100% | 100% | 100% | 0% | 0% | 0% | 0% | 0% | 0% | 0% | 2.432% | 6.811% | 6.811% | 0.4851% | 6.791% | 6.791% | 2.426% | 2.426% | 2.426% | 2.426% | 6.791% | 6.791% | 0.09702% | 0.4851% | 0.4851% | 2.426% | 6.791% | 0.4851% | 3.244% | 0% | 0% | 0% | 0% | 0% | 0% | 0%
1 | 1811 | Variable Refrigerant Flow | ComVariableRefrigerantFlow-7P_V6 | Retro | Medium Off | Gas | Per Commercial Building Square Feet Covered By Variable Refrigerant Flow System | VRF-Retro-Medium Off | 2.432% | 6.811% | 6.811% | 0.4851% | 6.791% | 6.791% | 2.426% | 2.426% | 2.426% | 2.426% | 6.791% | 6.791% | 0.09702% | 0.4851% | 0.4851% | 2.426% | 6.791% | 0.4851% | 3.244% | 0% | 0% | 0% | 0% | 0% | 0% | 0% | Variable Refrigerant Flow-Retro | VRF-DOAS-NR |  | 0 | 100% | 100% | 100% | 100% | 100% | 100% | 100% | 100% | 100% | 100% | 100% | 100% | 100% | 100% | 100% | 100% | 100% | 100% | 100% | 0% | 0% | 0% | 0% | 0% | 0% | 0% | 2.432% | 6.811% | 6.811% | 0.4851% | 6.791% | 6.791% | 2.426% | 2.426% | 2.426% | 2.426% | 6.791% | 6.791% | 0.09702% | 0.4851% | 0.4851% | 2.426% | 6.791% | 0.4851% | 3.244% | 0% | 0% | 0% | 0% | 0% | 0% | 0%
1 | 1811 | Variable Refrigerant Flow | ComVariableRefrigerantFlow-7P_V6 | Retro | Small Off | Gas | Per Commercial Building Square Feet Covered By Variable Refrigerant Flow System | VRF-Retro-Small Off | 2.432% | 6.811% | 6.811% | 0.4851% | 6.791% | 6.791% | 2.426% | 2.426% | 2.426% | 2.426% | 6.791% | 6.791% | 0.09702% | 0.4851% | 0.4851% | 2.426% | 6.791% | 0.4851% | 3.244% | 0% | 0% | 0% | 0% | 0% | 0% | 0% | Variable Refrigerant Flow-Retro | VRF-DOAS-NR |  | 0 | 100% | 100% | 100% | 100% | 100% | 100% | 100% | 100% | 100% | 100% | 100% | 100% | 100% | 100% | 100% | 100% | 100% | 100% | 100% | 0% | 0% | 0% | 0% | 0% | 0% | 0% | 2.432% | 6.811% | 6.811% | 0.4851% | 6.791% | 6.791% | 2.426% | 2.426% | 2.426% | 2.426% | 6.791% | 6.791% | 0.09702% | 0.4851% | 0.4851% | 2.426% | 6.791% | 0.4851% | 3.244% | 0% | 0% | 0% | 0% | 0% | 0% | 0%
1 | 1811 | Variable Refrigerant Flow | ComVariableRefrigerantFlow-7P_V6 | Retro | Xlarge Ret | Gas | Per Commercial Building Square Feet Covered By Variable Refrigerant Flow System | VRF-Retro-Xlarge Ret | 2.432% | 6.811% | 6.811% | 0.4851% | 6.791% | 6.791% | 2.426% | 2.426% | 2.426% | 2.426% | 6.791% | 6.791% | 0.09702% | 0.4851% | 0.4851% | 2.426% | 6.791% | 0.4851% | 3.244% | 0% | 0% | 0% | 0% | 0% | 0% | 0% | Variable Refrigerant Flow-Retro | VRF-DOAS-NR |  | 0 | 100% | 100% | 100% | 100% | 100% | 100% | 100% | 100% | 100% | 100% | 100% | 100% | 100% | 100% | 100% | 100% | 100% | 100% | 100% | 0% | 0% | 0% | 0% | 0% | 0% | 0% | 2.432% | 6.811% | 6.811% | 0.4851% | 6.791% | 6.791% | 2.426% | 2.426% | 2.426% | 2.426% | 6.791% | 6.791% | 0.09702% | 0.4851% | 0.4851% | 2.426% | 6.791% | 0.4851% | 3.244% | 0% | 0% | 0% | 0% | 0% | 0% | 0%
1 | 1811 | Variable Refrigerant Flow | ComVariableRefrigerantFlow-7P_V6 | Retro | Large Ret | Gas | Per Commercial Building Square Feet Covered By Variable Refrigerant Flow System | VRF-Retro-Large Ret | 2.432% | 6.811% | 6.811% | 0.4851% | 6.791% | 6.791% | 2.426% | 2.426% | 2.426% | 2.426% | 6.791% | 6.791% | 0.09702% | 0.4851% | 0.4851% | 2.426% | 6.791% | 0.4851% | 3.244% | 0% | 0% | 0% | 0% | 0% | 0% | 0% | Variable Refrigerant Flow-Retro | VRF-DOAS-NR |  | 0 | 100% | 100% | 100% | 100% | 100% | 100% | 100% | 100% | 100% | 100% | 100% | 100% | 100% | 100% | 100% | 100% | 100% | 100% | 100% | 0% | 0% | 0% | 0% | 0% | 0% | 0% | 2.432% | 6.811% | 6.811% | 0.4851% | 6.791% | 6.791% | 2.426% | 2.426% | 2.426% | 2.426% | 6.791% | 6.791% | 0.09702% | 0.4851% | 0.4851% | 2.426% | 6.791% | 0.4851% | 3.244% | 0% | 0% | 0% | 0% | 0% | 0% | 0%
1 | 1811 | Variable Refrigerant Flow | ComVariableRefrigerantFlow-7P_V6 | Retro | Medium Ret | Gas | Per Commercial Building Square Feet Covered By Variable Refrigerant Flow System | VRF-Retro-Medium Ret | 2.432% | 6.811% | 6.811% | 0.4851% | 6.791% | 6.791% | 2.426% | 2.426% | 2.426% | 2.426% | 6.791% | 6.791% | 0.09702% | 0.4851% | 0.4851% | 2.426% | 6.791% | 0.4851% | 3.244% | 0% | 0% | 0% | 0% | 0% | 0% | 0% | Variable Refrigerant Flow-Retro | VRF-DOAS-NR |  | 0 | 100% | 100% | 100% | 100% | 100% | 100% | 100% | 100% | 100% | 100% | 100% | 100% | 100% | 100% | 100% | 100% | 100% | 100% | 100% | 0% | 0% | 0% | 0% | 0% | 0% | 0% | 2.432% | 6.811% | 6.811% | 0.4851% | 6.791% | 6.791% | 2.426% | 2.426% | 2.426% | 2.426% | 6.791% | 6.791% | 0.09702% | 0.4851% | 0.4851% | 2.426% | 6.791% | 0.4851% | 3.244% | 0% | 0% | 0% | 0% | 0% | 0% | 0%
1 | 1811 | Variable Refrigerant Flow | ComVariableRefrigerantFlow-7P_V6 | Retro | Small Ret | Gas | Per Commercial Building Square Feet Covered By Variable Refrigerant Flow System | VRF-Retro-Small Ret | 2.432% | 6.811% | 6.811% | 0.4851% | 6.791% | 6.791% | 2.426% | 2.426% | 2.426% | 2.426% | 6.791% | 6.791% | 0.09702% | 0.4851% | 0.4851% | 2.426% | 6.791% | 0.4851% | 3.244% | 0% | 0% | 0% | 0% | 0% | 0% | 0% | Variable Refrigerant Flow-Retro | VRF-DOAS-NR |  | 0 | 100% | 100% | 100% | 100% | 100% | 100% | 100% | 100% | 100% | 100% | 100% | 100% | 100% | 100% | 100% | 100% | 100% | 100% | 100% | 0% | 0% | 0% | 0% | 0% | 0% | 0% | 2.432% | 6.811% | 6.811% | 0.4851% | 6.791% | 6.791% | 2.426% | 2.426% | 2.426% | 2.426% | 6.791% | 6.791% | 0.09702% | 0.4851% | 0.4851% | 2.426% | 6.791% | 0.4851% | 3.244% | 0% | 0% | 0% | 0% | 0% | 0% | 0%
1 | 1811 | Variable Refrigerant Flow | ComVariableRefrigerantFlow-7P_V6 | Retro | School K-12 | Gas | Per Commercial Building Square Feet Covered By Variable Refrigerant Flow System | VRF-Retro-School K-12 | 2.432% | 6.811% | 6.811% | 0.4851% | 6.791% | 6.791% | 2.426% | 2.426% | 2.426% | 2.426% | 6.791% | 6.791% | 0.09702% | 0.4851% | 0.4851% | 2.426% | 6.791% | 0.4851% | 3.244% | 0% | 0% | 0% | 0% | 0% | 0% | 0% | Variable Refrigerant Flow-Retro | VRF-DOAS-NR |  | 0 | 100% | 100% | 100% | 100% | 100% | 100% | 100% | 100% | 100% | 100% | 100% | 100% | 100% | 100% | 100% | 100% | 100% | 100% | 100% | 0% | 0% | 0% | 0% | 0% | 0% | 0% | 2.432% | 6.811% | 6.811% | 0.4851% | 6.791% | 6.791% | 2.426% | 2.426% | 2.426% | 2.426% | 6.791% | 6.791% | 0.09702% | 0.4851% | 0.4851% | 2.426% | 6.791% | 0.4851% | 3.244% | 0% | 0% | 0% | 0% | 0% | 0% | 0%
1 | 1811 | Variable Refrigerant Flow | ComVariableRefrigerantFlow-7P_V6 | Retro | University | Gas | Per Commercial Building Square Feet Covered By Variable Refrigerant Flow System | VRF-Retro-University | 2.432% | 6.811% | 6.811% | 0.4851% | 6.791% | 6.791% | 2.426% | 2.426% | 2.426% | 2.426% | 6.791% | 6.791% | 0.09702% | 0.4851% | 0.4851% | 2.426% | 6.791% | 0.4851% | 3.244% | 0% | 0% | 0% | 0% | 0% | 0% | 0% | Variable Refrigerant Flow-Retro | VRF-DOAS-NR |  | 0 | 100% | 100% | 100% | 100% | 100% | 100% | 100% | 100% | 100% | 100% | 100% | 100% | 100% | 100% | 100% | 100% | 100% | 100% | 100% | 0% | 0% | 0% | 0% | 0% | 0% | 0% | 2.432% | 6.811% | 6.811% | 0.4851% | 6.791% | 6.791% | 2.426% | 2.426% | 2.426% | 2.426% | 6.791% | 6.791% | 0.09702% | 0.4851% | 0.4851% | 2.426% | 6.791% | 0.4851% | 3.244% | 0% | 0% | 0% | 0% | 0% | 0% | 0%
1 | 1811 | Variable Refrigerant Flow | ComVariableRefrigerantFlow-7P_V6 | Retro | Warehouse | Gas | Per Commercial Building Square Feet Covered By Variable Refrigerant Flow System | VRF-Retro-Warehouse | 2.432% | 6.811% | 6.811% | 0.4851% | 6.791% | 6.791% | 2.426% | 2.426% | 2.426% | 2.426% | 6.791% | 6.791% | 0.09702% | 0.4851% | 0.4851% | 2.426% | 6.791% | 0.4851% | 3.244% | 0% | 0% | 0% | 0% | 0% | 0% | 0% | Variable Refrigerant Flow-Retro | VRF-DOAS-NR |  | 0 | 100% | 100% | 100% | 100% | 100% | 100% | 100% | 100% | 100% | 100% | 100% | 100% | 100% | 100% | 100% | 100% | 100% | 100% | 100% | 0% | 0% | 0% | 0% | 0% | 0% | 0% | 2.432% | 6.811% | 6.811% | 0.4851% | 6.791% | 6.791% | 2.426% | 2.426% | 2.426% | 2.426% | 6.791% | 6.791% | 0.09702% | 0.4851% | 0.4851% | 2.426% | 6.791% | 0.4851% | 3.244% | 0% | 0% | 0% | 0% | 0% | 0% | 0%
1 | 1811 | Variable Refrigerant Flow | ComVariableRefrigerantFlow-7P_V6 | Retro | Supermarket | Gas | Per Commercial Building Square Feet Covered By Variable Refrigerant Flow System | VRF-Retro-Supermarket | 2.432% | 6.811% | 6.811% | 0.4851% | 6.791% | 6.791% | 2.426% | 2.426% | 2.426% | 2.426% | 6.791% | 6.791% | 0.09702% | 0.4851% | 0.4851% | 2.426% | 6.791% | 0.4851% | 3.244% | 0% | 0% | 0% | 0% | 0% | 0% | 0% | Variable Refrigerant Flow-Retro | VRF-DOAS-NR |  | 0 | 100% | 100% | 100% | 100% | 100% | 100% | 100% | 100% | 100% | 100% | 100% | 100% | 100% | 100% | 100% | 100% | 100% | 100% | 100% | 0% | 0% | 0% | 0% | 0% | 0% | 0% | 2.432% | 6.811% | 6.811% | 0.4851% | 6.791% | 6.791% | 2.426% | 2.426% | 2.426% | 2.426% | 6.791% | 6.791% | 0.09702% | 0.4851% | 0.4851% | 2.426% | 6.791% | 0.4851% | 3.244% | 0% | 0% | 0% | 0% | 0% | 0% | 0%
1 | 1811 | Variable Refrigerant Flow | ComVariableRefrigerantFlow-7P_V6 | Retro | MiniMart | Gas | Per Commercial Building Square Feet Covered By Variable Refrigerant Flow System | VRF-Retro-MiniMart | 2.432% | 6.811% | 6.811% | 0.4851% | 6.791% | 6.791% | 2.426% | 2.426% | 2.426% | 2.426% | 6.791% | 6.791% | 0.09702% | 0.4851% | 0.4851% | 2.426% | 6.791% | 0.4851% | 3.244% | 0% | 0% | 0% | 0% | 0% | 0% | 0% | Variable Refrigerant Flow-Retro | VRF-DOAS-NR |  | 0 | 100% | 100% | 100% | 100% | 100% | 100% | 100% | 100% | 100% | 100% | 100% | 100% | 100% | 100% | 100% | 100% | 100% | 100% | 100% | 0% | 0% | 0% | 0% | 0% | 0% | 0% | 2.432% | 6.811% | 6.811% | 0.4851% | 6.791% | 6.791% | 2.426% | 2.426% | 2.426% | 2.426% | 6.791% | 6.791% | 0.09702% | 0.4851% | 0.4851% | 2.426% | 6.791% | 0.4851% | 3.244% | 0% | 0% | 0% | 0% | 0% | 0% | 0%
1 | 1811 | Variable Refrigerant Flow | ComVariableRefrigerantFlow-7P_V6 | Retro | Restaurant | Gas | Per Commercial Building Square Feet Covered By Variable Refrigerant Flow System | VRF-Retro-Restaurant | 2.432% | 6.811% | 6.811% | 0.4851% | 6.791% | 6.791% | 2.426% | 2.426% | 2.426% | 2.426% | 6.791% | 6.791% | 0.09702% | 0.4851% | 0.4851% | 2.426% | 6.791% | 0.4851% | 3.244% | 0% | 0% | 0% | 0% | 0% | 0% | 0% | Variable Refrigerant Flow-Retro | VRF-DOAS-NR |  | 0 | 100% | 100% | 100% | 100% | 100% | 100% | 100% | 100% | 100% | 100% | 100% | 100% | 100% | 100% | 100% | 100% | 100% | 100% | 100% | 0% | 0% | 0% | 0% | 0% | 0% | 0% | 2.432% | 6.811% | 6.811% | 0.4851% | 6.791% | 6.791% | 2.426% | 2.426% | 2.426% | 2.426% | 6.791% | 6.791% | 0.09702% | 0.4851% | 0.4851% | 2.426% | 6.791% | 0.4851% | 3.244% | 0% | 0% | 0% | 0% | 0% | 0% | 0%
1 | 1811 | Variable Refrigerant Flow | ComVariableRefrigerantFlow-7P_V6 | Retro | Lodging | Gas | Per Commercial Building Square Feet Covered By Variable Refrigerant Flow System | VRF-Retro-Lodging | 2.432% | 6.811% | 6.811% | 0.4851% | 6.791% | 6.791% | 2.426% | 2.426% | 2.426% | 2.426% | 6.791% | 6.791% | 0.09702% | 0.4851% | 0.4851% | 2.426% | 6.791% | 0.4851% | 3.244% | 0% | 0% | 0% | 0% | 0% | 0% | 0% | Variable Refrigerant Flow-Retro | VRF-DOAS-NR |  | 0 | 100% | 100% | 100% | 100% | 100% | 100% | 100% | 100% | 100% | 100% | 100% | 100% | 100% | 100% | 100% | 100% | 100% | 100% | 100% | 0% | 0% | 0% | 0% | 0% | 0% | 0% | 2.432% | 6.811% | 6.811% | 0.4851% | 6.791% | 6.791% | 2.426% | 2.426% | 2.426% | 2.426% | 6.791% | 6.791% | 0.09702% | 0.4851% | 0.4851% | 2.426% | 6.791% | 0.4851% | 3.244% | 0% | 0% | 0% | 0% | 0% | 0% | 0%
1 | 1811 | Variable Refrigerant Flow | ComVariableRefrigerantFlow-7P_V6 | Retro | Hospital | Gas | Per Commercial Building Square Feet Covered By Variable Refrigerant Flow System | VRF-Retro-Hospital | 2.432% | 6.811% | 6.811% | 0.4851% | 6.791% | 6.791% | 2.426% | 2.426% | 2.426% | 2.426% | 6.791% | 6.791% | 0.09702% | 0.4851% | 0.4851% | 2.426% | 6.791% | 0.4851% | 3.244% | 0% | 0% | 0% | 0% | 0% | 0% | 0% | Variable Refrigerant Flow-Retro | VRF-DOAS-NR |  | 0 | 100% | 100% | 100% | 100% | 100% | 100% | 100% | 100% | 100% | 100% | 100% | 100% | 100% | 100% | 100% | 100% | 100% | 100% | 100% | 0% | 0% | 0% | 0% | 0% | 0% | 0% | 2.432% | 6.811% | 6.811% | 0.4851% | 6.791% | 6.791% | 2.426% | 2.426% | 2.426% | 2.426% | 6.791% | 6.791% | 0.09702% | 0.4851% | 0.4851% | 2.426% | 6.791% | 0.4851% | 3.244% | 0% | 0% | 0% | 0% | 0% | 0% | 0%
1 | 1811 | Variable Refrigerant Flow | ComVariableRefrigerantFlow-7P_V6 | Retro | Residential Care | Gas | Per Commercial Building Square Feet Covered By Variable Refrigerant Flow System | VRF-Retro-Residential Care | 2.432% | 6.811% | 6.811% | 0.4851% | 6.791% | 6.791% | 2.426% | 2.426% | 2.426% | 2.426% | 6.791% | 6.791% | 0.09702% | 0.4851% | 0.4851% | 2.426% | 6.791% | 0.4851% | 3.244% | 0% | 0% | 0% | 0% | 0% | 0% | 0% | Variable Refrigerant Flow-Retro | VRF-DOAS-NR |  | 0 | 100% | 100% | 100% | 100% | 100% | 100% | 100% | 100% | 100% | 100% | 100% | 100% | 100% | 100% | 100% | 100% | 100% | 100% | 100% | 0% | 0% | 0% | 0% | 0% | 0% | 0% | 2.432% | 6.811% | 6.811% | 0.4851% | 6.791% | 6.791% | 2.426% | 2.426% | 2.426% | 2.426% | 6.791% | 6.791% | 0.09702% | 0.4851% | 0.4851% | 2.426% | 6.791% | 0.4851% | 3.244% | 0% | 0% | 0% | 0% | 0% | 0% | 0%
1 | 1811 | Variable Refrigerant Flow | ComVariableRefrigerantFlow-7P_V6 | Retro | Assembly | Gas | Per Commercial Building Square Feet Covered By Variable Refrigerant Flow System | VRF-Retro-Assembly | 2.432% | 6.811% | 6.811% | 0.4851% | 6.791% | 6.791% | 2.426% | 2.426% | 2.426% | 2.426% | 6.791% | 6.791% | 0.09702% | 0.4851% | 0.4851% | 2.426% | 6.791% | 0.4851% | 3.244% | 0% | 0% | 0% | 0% | 0% | 0% | 0% | Variable Refrigerant Flow-Retro | VRF-DOAS-NR |  | 0 | 100% | 100% | 100% | 100% | 100% | 100% | 100% | 100% | 100% | 100% | 100% | 100% | 100% | 100% | 100% | 100% | 100% | 100% | 100% | 0% | 0% | 0% | 0% | 0% | 0% | 0% | 2.432% | 6.811% | 6.811% | 0.4851% | 6.791% | 6.791% | 2.426% | 2.426% | 2.426% | 2.426% | 6.791% | 6.791% | 0.09702% | 0.4851% | 0.4851% | 2.426% | 6.791% | 0.4851% | 3.244% | 0% | 0% | 0% | 0% | 0% | 0% | 0%
1 | 1811 | Variable Refrigerant Flow | ComVariableRefrigerantFlow-7P_V6 | Retro | Other | Gas | Per Commercial Building Square Feet Covered By Variable Refrigerant Flow System | VRF-Retro-Other | 2.432% | 6.811% | 6.811% | 0.4851% | 6.791% | 6.791% | 2.426% | 2.426% | 2.426% | 2.426% | 6.791% | 6.791% | 0.09702% | 0.4851% | 0.4851% | 2.426% | 6.791% | 0.4851% | 3.244% | 0% | 0% | 0% | 0% | 0% | 0% | 0% | Variable Refrigerant Flow-Retro | VRF-DOAS-NR |  | 0 | 100% | 100% | 100% | 100% | 100% | 100% | 100% | 100% | 100% | 100% | 100% | 100% | 100% | 100% | 100% | 100% | 100% | 100% | 100% | 0% | 0% | 0% | 0% | 0% | 0% | 0% | 2.432% | 6.811% | 6.811% | 0.4851% | 6.791% | 6.791% | 2.426% | 2.426% | 2.426% | 2.426% | 6.791% | 6.791% | 0.09702% | 0.4851% | 0.4851% | 2.426% | 6.791% | 0.4851% | 3.244% | 0% | 0% | 0% | 0% | 0% | 0% | 0%
| 1811 | Roof Insulation | ComWeatherizationSchool_v2_3 | Retro | School K-12 | Electric | Per Roof Area - R-0 to R-19 Attic in HZ 1 with Electric resistance packaged heating system | Insulate Roof R-0 to R-19 Attic in HZ 1 with Electric resistance packaged heating system | 35% | 35% | 35% | 35% | 35% | 35% | 35% | 35% | 35% | 35% | 35% | 35% | 35% | 35% | 35% | 35% | 35% | 35% | 35% | 0% | 0% | 0% | 0% | 0% | 0% | 0% | Roof Insulation-Retro | 0 |  | 0 | 1.053% | 1.053% | 1.053% | 1.053% | 1.053% | 1.053% | 1.053% | 1.053% | 1.053% | 1.053% | 1.053% | 1.053% | 1.053% | 1.053% | 1.053% | 1.053% | 1.053% | 1.053% | 1.053% | 0% | 0% | 0% | 0% | 0% | 0% | 0% | 0.3684% | 0.3684% | 0.3684% | 0.3684% | 0.3684% | 0.3684% | 0.3684% | 0.3684% | 0.3684% | 0.3684% | 0.3684% | 0.3684% | 0.3684% | 0.3684% | 0.3684% | 0.3684% | 0.3684% | 0.3684% | 0.3684% | 0% | 0% | 0% | 0% | 0% | 0% | 0%
| 1811 | Roof Insulation | ComWeatherizationSchool_v2_3 | Retro | School K-12 | Electric | Per Roof Area - R-0 to R-19 Attic in HZ 1 with Air-source heat pump heating system | Insulate Roof R-0 to R-19 Attic in HZ 1 with Air-source heat pump heating system | 35% | 35% | 35% | 35% | 35% | 35% | 35% | 35% | 35% | 35% | 35% | 35% | 35% | 35% | 35% | 35% | 35% | 35% | 35% | 0% | 0% | 0% | 0% | 0% | 0% | 0% | Roof Insulation-Retro | 0 |  | 0 | 1.053% | 1.053% | 1.053% | 1.053% | 1.053% | 1.053% | 1.053% | 1.053% | 1.053% | 1.053% | 1.053% | 1.053% | 1.053% | 1.053% | 1.053% | 1.053% | 1.053% | 1.053% | 1.053% | 0% | 0% | 0% | 0% | 0% | 0% | 0% | 0.3684% | 0.3684% | 0.3684% | 0.3684% | 0.3684% | 0.3684% | 0.3684% | 0.3684% | 0.3684% | 0.3684% | 0.3684% | 0.3684% | 0.3684% | 0.3684% | 0.3684% | 0.3684% | 0.3684% | 0.3684% | 0.3684% | 0% | 0% | 0% | 0% | 0% | 0% | 0%
| 1811 | Roof Insulation | ComWeatherizationSchool_v2_3 | Retro | School K-12 | Electric | Per Roof Area - R-0 to R-19 Attic in HZ 1 with Water-source heat pump heating system | Insulate Roof R-0 to R-19 Attic in HZ 1 with Water-source heat pump heating system | 35% | 35% | 35% | 35% | 35% | 35% | 35% | 35% | 35% | 35% | 35% | 35% | 35% | 35% | 35% | 35% | 35% | 35% | 35% | 0% | 0% | 0% | 0% | 0% | 0% | 0% | Roof Insulation-Retro | 0 |  | 0 | 1.053% | 1.053% | 1.053% | 1.053% | 1.053% | 1.053% | 1.053% | 1.053% | 1.053% | 1.053% | 1.053% | 1.053% | 1.053% | 1.053% | 1.053% | 1.053% | 1.053% | 1.053% | 1.053% | 0% | 0% | 0% | 0% | 0% | 0% | 0% | 0.3684% | 0.3684% | 0.3684% | 0.3684% | 0.3684% | 0.3684% | 0.3684% | 0.3684% | 0.3684% | 0.3684% | 0.3684% | 0.3684% | 0.3684% | 0.3684% | 0.3684% | 0.3684% | 0.3684% | 0.3684% | 0.3684% | 0% | 0% | 0% | 0% | 0% | 0% | 0%
| 1811 | Roof Insulation | ComWeatherizationSchool_v2_3 | Retro | School K-12 | Electric | Per Roof Area - R-0 to R-30 Attic in HZ 1 with Electric resistance packaged heating system | Insulate Roof R-0 to R-30 Attic in HZ 1 with Electric resistance packaged heating system | 35% | 35% | 35% | 35% | 35% | 35% | 35% | 35% | 35% | 35% | 35% | 35% | 35% | 35% | 35% | 35% | 35% | 35% | 35% | 0% | 0% | 0% | 0% | 0% | 0% | 0% | Roof Insulation-Retro | 0 |  | 0 | 1.053% | 1.053% | 1.053% | 1.053% | 1.053% | 1.053% | 1.053% | 1.053% | 1.053% | 1.053% | 1.053% | 1.053% | 1.053% | 1.053% | 1.053% | 1.053% | 1.053% | 1.053% | 1.053% | 0% | 0% | 0% | 0% | 0% | 0% | 0% | 0.3684% | 0.3684% | 0.3684% | 0.3684% | 0.3684% | 0.3684% | 0.3684% | 0.3684% | 0.3684% | 0.3684% | 0.3684% | 0.3684% | 0.3684% | 0.3684% | 0.3684% | 0.3684% | 0.3684% | 0.3684% | 0.3684% | 0% | 0% | 0% | 0% | 0% | 0% | 0%
| 1811 | Roof Insulation | ComWeatherizationSchool_v2_3 | Retro | School K-12 | Electric | Per Roof Area - R-0 to R-30 Attic in HZ 1 with Air-source heat pump heating system | Insulate Roof R-0 to R-30 Attic in HZ 1 with Air-source heat pump heating system | 35% | 35% | 35% | 35% | 35% | 35% | 35% | 35% | 35% | 35% | 35% | 35% | 35% | 35% | 35% | 35% | 35% | 35% | 35% | 0% | 0% | 0% | 0% | 0% | 0% | 0% | Roof Insulation-Retro | 0 |  | 0 | 1.053% | 1.053% | 1.053% | 1.053% | 1.053% | 1.053% | 1.053% | 1.053% | 1.053% | 1.053% | 1.053% | 1.053% | 1.053% | 1.053% | 1.053% | 1.053% | 1.053% | 1.053% | 1.053% | 0% | 0% | 0% | 0% | 0% | 0% | 0% | 0.3684% | 0.3684% | 0.3684% | 0.3684% | 0.3684% | 0.3684% | 0.3684% | 0.3684% | 0.3684% | 0.3684% | 0.3684% | 0.3684% | 0.3684% | 0.3684% | 0.3684% | 0.3684% | 0.3684% | 0.3684% | 0.3684% | 0% | 0% | 0% | 0% | 0% | 0% | 0%
| 1811 | Roof Insulation | ComWeatherizationSchool_v2_3 | Retro | School K-12 | Electric | Per Roof Area - R-0 to R-30 Attic in HZ 1 with Water-source heat pump heating system | Insulate Roof R-0 to R-30 Attic in HZ 1 with Water-source heat pump heating system | 35% | 35% | 35% | 35% | 35% | 35% | 35% | 35% | 35% | 35% | 35% | 35% | 35% | 35% | 35% | 35% | 35% | 35% | 35% | 0% | 0% | 0% | 0% | 0% | 0% | 0% | Roof Insulation-Retro | 0 |  | 0 | 1.053% | 1.053% | 1.053% | 1.053% | 1.053% | 1.053% | 1.053% | 1.053% | 1.053% | 1.053% | 1.053% | 1.053% | 1.053% | 1.053% | 1.053% | 1.053% | 1.053% | 1.053% | 1.053% | 0% | 0% | 0% | 0% | 0% | 0% | 0% | 0.3684% | 0.3684% | 0.3684% | 0.3684% | 0.3684% | 0.3684% | 0.3684% | 0.3684% | 0.3684% | 0.3684% | 0.3684% | 0.3684% | 0.3684% | 0.3684% | 0.3684% | 0.3684% | 0.3684% | 0.3684% | 0.3684% | 0% | 0% | 0% | 0% | 0% | 0% | 0%
| 1811 | Roof Insulation | ComWeatherizationSchool_v2_3 | Retro | School K-12 | Electric | Per Roof Area - R-0 to R-49 Attic in HZ 1 with Electric resistance packaged heating system | Insulate Roof R-0 to R-49 Attic in HZ 1 with Electric resistance packaged heating system | 35% | 35% | 35% | 35% | 35% | 35% | 35% | 35% | 35% | 35% | 35% | 35% | 35% | 35% | 35% | 35% | 35% | 35% | 35% | 0% | 0% | 0% | 0% | 0% | 0% | 0% | Roof Insulation-Retro | 0 |  | 0 | 1.053% | 1.053% | 1.053% | 1.053% | 1.053% | 1.053% | 1.053% | 1.053% | 1.053% | 1.053% | 1.053% | 1.053% | 1.053% | 1.053% | 1.053% | 1.053% | 1.053% | 1.053% | 1.053% | 0% | 0% | 0% | 0% | 0% | 0% | 0% | 0.3684% | 0.3684% | 0.3684% | 0.3684% | 0.3684% | 0.3684% | 0.3684% | 0.3684% | 0.3684% | 0.3684% | 0.3684% | 0.3684% | 0.3684% | 0.3684% | 0.3684% | 0.3684% | 0.3684% | 0.3684% | 0.3684% | 0% | 0% | 0% | 0% | 0% | 0% | 0%
| 1811 | Roof Insulation | ComWeatherizationSchool_v2_3 | Retro | School K-12 | Electric | Per Roof Area - R-0 to R-49 Attic in HZ 1 with Air-source heat pump heating system | Insulate Roof R-0 to R-49 Attic in HZ 1 with Air-source heat pump heating system | 35% | 35% | 35% | 35% | 35% | 35% | 35% | 35% | 35% | 35% | 35% | 35% | 35% | 35% | 35% | 35% | 35% | 35% | 35% | 0% | 0% | 0% | 0% | 0% | 0% | 0% | Roof Insulation-Retro | 0 |  | 0 | 1.053% | 1.053% | 1.053% | 1.053% | 1.053% | 1.053% | 1.053% | 1.053% | 1.053% | 1.053% | 1.053% | 1.053% | 1.053% | 1.053% | 1.053% | 1.053% | 1.053% | 1.053% | 1.053% | 0% | 0% | 0% | 0% | 0% | 0% | 0% | 0.3684% | 0.3684% | 0.3684% | 0.3684% | 0.3684% | 0.3684% | 0.3684% | 0.3684% | 0.3684% | 0.3684% | 0.3684% | 0.3684% | 0.3684% | 0.3684% | 0.3684% | 0.3684% | 0.3684% | 0.3684% | 0.3684% | 0% | 0% | 0% | 0% | 0% | 0% | 0%
| 1811 | Roof Insulation | ComWeatherizationSchool_v2_3 | Retro | School K-12 | Electric | Per Roof Area - R-0 to R-49 Attic in HZ 1 with Water-source heat pump heating system | Insulate Roof R-0 to R-49 Attic in HZ 1 with Water-source heat pump heating system | 35% | 35% | 35% | 35% | 35% | 35% | 35% | 35% | 35% | 35% | 35% | 35% | 35% | 35% | 35% | 35% | 35% | 35% | 35% | 0% | 0% | 0% | 0% | 0% | 0% | 0% | Roof Insulation-Retro | 0 |  | 0 | 1.053% | 1.053% | 1.053% | 1.053% | 1.053% | 1.053% | 1.053% | 1.053% | 1.053% | 1.053% | 1.053% | 1.053% | 1.053% | 1.053% | 1.053% | 1.053% | 1.053% | 1.053% | 1.053% | 0% | 0% | 0% | 0% | 0% | 0% | 0% | 0.3684% | 0.3684% | 0.3684% | 0.3684% | 0.3684% | 0.3684% | 0.3684% | 0.3684% | 0.3684% | 0.3684% | 0.3684% | 0.3684% | 0.3684% | 0.3684% | 0.3684% | 0.3684% | 0.3684% | 0.3684% | 0.3684% | 0% | 0% | 0% | 0% | 0% | 0% | 0%
| 1811 | Roof Insulation | ComWeatherizationSchool_v2_3 | Retro | School K-12 | Electric | Per Roof Area - R-0 to R-30 Reroof in HZ 1 with Electric resistance packaged heating system | Insulate Roof R-0 to R-30 Reroof in HZ 1 with Electric resistance packaged heating system | 35% | 35% | 35% | 35% | 35% | 35% | 35% | 35% | 35% | 35% | 35% | 35% | 35% | 35% | 35% | 35% | 35% | 35% | 35% | 0% | 0% | 0% | 0% | 0% | 0% | 0% | Roof Insulation-Retro | 0 |  | 0 | 1.053% | 1.053% | 1.053% | 1.053% | 1.053% | 1.053% | 1.053% | 1.053% | 1.053% | 1.053% | 1.053% | 1.053% | 1.053% | 1.053% | 1.053% | 1.053% | 1.053% | 1.053% | 1.053% | 0% | 0% | 0% | 0% | 0% | 0% | 0% | 0.3684% | 0.3684% | 0.3684% | 0.3684% | 0.3684% | 0.3684% | 0.3684% | 0.3684% | 0.3684% | 0.3684% | 0.3684% | 0.3684% | 0.3684% | 0.3684% | 0.3684% | 0.3684% | 0.3684% | 0.3684% | 0.3684% | 0% | 0% | 0% | 0% | 0% | 0% | 0%
| 1811 | Roof Insulation | ComWeatherizationSchool_v2_3 | Retro | School K-12 | Electric | Per Roof Area - R-0 to R-30 Reroof in HZ 1 with Air-source heat pump heating system | Insulate Roof R-0 to R-30 Reroof in HZ 1 with Air-source heat pump heating system | 35% | 35% | 35% | 35% | 35% | 35% | 35% | 35% | 35% | 35% | 35% | 35% | 35% | 35% | 35% | 35% | 35% | 35% | 35% | 0% | 0% | 0% | 0% | 0% | 0% | 0% | Roof Insulation-Retro | 0 |  | 0 | 1.053% | 1.053% | 1.053% | 1.053% | 1.053% | 1.053% | 1.053% | 1.053% | 1.053% | 1.053% | 1.053% | 1.053% | 1.053% | 1.053% | 1.053% | 1.053% | 1.053% | 1.053% | 1.053% | 0% | 0% | 0% | 0% | 0% | 0% | 0% | 0.3684% | 0.3684% | 0.3684% | 0.3684% | 0.3684% | 0.3684% | 0.3684% | 0.3684% | 0.3684% | 0.3684% | 0.3684% | 0.3684% | 0.3684% | 0.3684% | 0.3684% | 0.3684% | 0.3684% | 0.3684% | 0.3684% | 0% | 0% | 0% | 0% | 0% | 0% | 0%
| 1811 | Roof Insulation | ComWeatherizationSchool_v2_3 | Retro | School K-12 | Electric | Per Roof Area - R-0 to R-30 Reroof in HZ 1 with Water-source heat pump heating system | Insulate Roof R-0 to R-30 Reroof in HZ 1 with Water-source heat pump heating system | 35% | 35% | 35% | 35% | 35% | 35% | 35% | 35% | 35% | 35% | 35% | 35% | 35% | 35% | 35% | 35% | 35% | 35% | 35% | 0% | 0% | 0% | 0% | 0% | 0% | 0% | Roof Insulation-Retro | 0 |  | 0 | 1.053% | 1.053% | 1.053% | 1.053% | 1.053% | 1.053% | 1.053% | 1.053% | 1.053% | 1.053% | 1.053% | 1.053% | 1.053% | 1.053% | 1.053% | 1.053% | 1.053% | 1.053% | 1.053% | 0% | 0% | 0% | 0% | 0% | 0% | 0% | 0.3684% | 0.3684% | 0.3684% | 0.3684% | 0.3684% | 0.3684% | 0.3684% | 0.3684% | 0.3684% | 0.3684% | 0.3684% | 0.3684% | 0.3684% | 0.3684% | 0.3684% | 0.3684% | 0.3684% | 0.3684% | 0.3684% | 0% | 0% | 0% | 0% | 0% | 0% | 0%
| 1811 | Roof Insulation | ComWeatherizationSchool_v2_3 | Retro | School K-12 | Electric | Per Roof Area - R-0 to R25 + R11 LS in HZ 1 with Electric resistance packaged heating system | Insulate Roof R-0 to R25 + R11 LS in HZ 1 with Electric resistance packaged heating system | 35% | 35% | 35% | 35% | 35% | 35% | 35% | 35% | 35% | 35% | 35% | 35% | 35% | 35% | 35% | 35% | 35% | 35% | 35% | 0% | 0% | 0% | 0% | 0% | 0% | 0% | Roof Insulation-Retro | 0 |  | 0 | 1.053% | 1.053% | 1.053% | 1.053% | 1.053% | 1.053% | 1.053% | 1.053% | 1.053% | 1.053% | 1.053% | 1.053% | 1.053% | 1.053% | 1.053% | 1.053% | 1.053% | 1.053% | 1.053% | 0% | 0% | 0% | 0% | 0% | 0% | 0% | 0.3684% | 0.3684% | 0.3684% | 0.3684% | 0.3684% | 0.3684% | 0.3684% | 0.3684% | 0.3684% | 0.3684% | 0.3684% | 0.3684% | 0.3684% | 0.3684% | 0.3684% | 0.3684% | 0.3684% | 0.3684% | 0.3684% | 0% | 0% | 0% | 0% | 0% | 0% | 0%
| 1811 | Roof Insulation | ComWeatherizationSchool_v2_3 | Retro | School K-12 | Electric | Per Roof Area - R-0 to R25 + R11 LS in HZ 1 with Air-source heat pump heating system | Insulate Roof R-0 to R25 + R11 LS in HZ 1 with Air-source heat pump heating system | 35% | 35% | 35% | 35% | 35% | 35% | 35% | 35% | 35% | 35% | 35% | 35% | 35% | 35% | 35% | 35% | 35% | 35% | 35% | 0% | 0% | 0% | 0% | 0% | 0% | 0% | Roof Insulation-Retro | 0 |  | 0 | 1.053% | 1.053% | 1.053% | 1.053% | 1.053% | 1.053% | 1.053% | 1.053% | 1.053% | 1.053% | 1.053% | 1.053% | 1.053% | 1.053% | 1.053% | 1.053% | 1.053% | 1.053% | 1.053% | 0% | 0% | 0% | 0% | 0% | 0% | 0% | 0.3684% | 0.3684% | 0.3684% | 0.3684% | 0.3684% | 0.3684% | 0.3684% | 0.3684% | 0.3684% | 0.3684% | 0.3684% | 0.3684% | 0.3684% | 0.3684% | 0.3684% | 0.3684% | 0.3684% | 0.3684% | 0.3684% | 0% | 0% | 0% | 0% | 0% | 0% | 0%
| 1811 | Roof Insulation | ComWeatherizationSchool_v2_3 | Retro | School K-12 | Electric | Per Roof Area - R-0 to R25 + R11 LS in HZ 1 with Water-source heat pump heating system | Insulate Roof R-0 to R25 + R11 LS in HZ 1 with Water-source heat pump heating system | 35% | 35% | 35% | 35% | 35% | 35% | 35% | 35% | 35% | 35% | 35% | 35% | 35% | 35% | 35% | 35% | 35% | 35% | 35% | 0% | 0% | 0% | 0% | 0% | 0% | 0% | Roof Insulation-Retro | 0 |  | 0 | 1.053% | 1.053% | 1.053% | 1.053% | 1.053% | 1.053% | 1.053% | 1.053% | 1.053% | 1.053% | 1.053% | 1.053% | 1.053% | 1.053% | 1.053% | 1.053% | 1.053% | 1.053% | 1.053% | 0% | 0% | 0% | 0% | 0% | 0% | 0% | 0.3684% | 0.3684% | 0.3684% | 0.3684% | 0.3684% | 0.3684% | 0.3684% | 0.3684% | 0.3684% | 0.3684% | 0.3684% | 0.3684% | 0.3684% | 0.3684% | 0.3684% | 0.3684% | 0.3684% | 0.3684% | 0.3684% | 0% | 0% | 0% | 0% | 0% | 0% | 0%
| 1811 | Roof Insulation | ComWeatherizationSchool_v2_3 | Retro | School K-12 | Electric | Per Roof Area - R-19 to R-30 Attic in HZ 1 with Electric resistance packaged heating system | Insulate Roof R-19 to R-30 Attic in HZ 1 with Electric resistance packaged heating system | 35% | 35% | 35% | 35% | 35% | 35% | 35% | 35% | 35% | 35% | 35% | 35% | 35% | 35% | 35% | 35% | 35% | 35% | 35% | 0% | 0% | 0% | 0% | 0% | 0% | 0% | Roof Insulation-Retro | 0 |  | 0 | 1.053% | 1.053% | 1.053% | 1.053% | 1.053% | 1.053% | 1.053% | 1.053% | 1.053% | 1.053% | 1.053% | 1.053% | 1.053% | 1.053% | 1.053% | 1.053% | 1.053% | 1.053% | 1.053% | 0% | 0% | 0% | 0% | 0% | 0% | 0% | 0.3684% | 0.3684% | 0.3684% | 0.3684% | 0.3684% | 0.3684% | 0.3684% | 0.3684% | 0.3684% | 0.3684% | 0.3684% | 0.3684% | 0.3684% | 0.3684% | 0.3684% | 0.3684% | 0.3684% | 0.3684% | 0.3684% | 0% | 0% | 0% | 0% | 0% | 0% | 0%
| 1811 | Roof Insulation | ComWeatherizationSchool_v2_3 | Retro | School K-12 | Electric | Per Roof Area - R-19 to R-30 Attic in HZ 1 with Air-source heat pump heating system | Insulate Roof R-19 to R-30 Attic in HZ 1 with Air-source heat pump heating system | 35% | 35% | 35% | 35% | 35% | 35% | 35% | 35% | 35% | 35% | 35% | 35% | 35% | 35% | 35% | 35% | 35% | 35% | 35% | 0% | 0% | 0% | 0% | 0% | 0% | 0% | Roof Insulation-Retro | 0 |  | 0 | 1.053% | 1.053% | 1.053% | 1.053% | 1.053% | 1.053% | 1.053% | 1.053% | 1.053% | 1.053% | 1.053% | 1.053% | 1.053% | 1.053% | 1.053% | 1.053% | 1.053% | 1.053% | 1.053% | 0% | 0% | 0% | 0% | 0% | 0% | 0% | 0.3684% | 0.3684% | 0.3684% | 0.3684% | 0.3684% | 0.3684% | 0.3684% | 0.3684% | 0.3684% | 0.3684% | 0.3684% | 0.3684% | 0.3684% | 0.3684% | 0.3684% | 0.3684% | 0.3684% | 0.3684% | 0.3684% | 0% | 0% | 0% | 0% | 0% | 0% | 0%
| 1811 | Roof Insulation | ComWeatherizationSchool_v2_3 | Retro | School K-12 | Electric | Per Roof Area - R-19 to R-30 Attic in HZ 1 with Water-source heat pump heating system | Insulate Roof R-19 to R-30 Attic in HZ 1 with Water-source heat pump heating system | 35% | 35% | 35% | 35% | 35% | 35% | 35% | 35% | 35% | 35% | 35% | 35% | 35% | 35% | 35% | 35% | 35% | 35% | 35% | 0% | 0% | 0% | 0% | 0% | 0% | 0% | Roof Insulation-Retro | 0 |  | 0 | 1.053% | 1.053% | 1.053% | 1.053% | 1.053% | 1.053% | 1.053% | 1.053% | 1.053% | 1.053% | 1.053% | 1.053% | 1.053% | 1.053% | 1.053% | 1.053% | 1.053% | 1.053% | 1.053% | 0% | 0% | 0% | 0% | 0% | 0% | 0% | 0.3684% | 0.3684% | 0.3684% | 0.3684% | 0.3684% | 0.3684% | 0.3684% | 0.3684% | 0.3684% | 0.3684% | 0.3684% | 0.3684% | 0.3684% | 0.3684% | 0.3684% | 0.3684% | 0.3684% | 0.3684% | 0.3684% | 0% | 0% | 0% | 0% | 0% | 0% | 0%
| 1811 | Roof Insulation | ComWeatherizationSchool_v2_3 | Retro | School K-12 | Electric | Per Roof Area - R-19 to R-49 Attic in HZ 1 with Electric resistance packaged heating system | Insulate Roof R-19 to R-49 Attic in HZ 1 with Electric resistance packaged heating system | 35% | 35% | 35% | 35% | 35% | 35% | 35% | 35% | 35% | 35% | 35% | 35% | 35% | 35% | 35% | 35% | 35% | 35% | 35% | 0% | 0% | 0% | 0% | 0% | 0% | 0% | Roof Insulation-Retro | 0 |  | 0 | 1.053% | 1.053% | 1.053% | 1.053% | 1.053% | 1.053% | 1.053% | 1.053% | 1.053% | 1.053% | 1.053% | 1.053% | 1.053% | 1.053% | 1.053% | 1.053% | 1.053% | 1.053% | 1.053% | 0% | 0% | 0% | 0% | 0% | 0% | 0% | 0.3684% | 0.3684% | 0.3684% | 0.3684% | 0.3684% | 0.3684% | 0.3684% | 0.3684% | 0.3684% | 0.3684% | 0.3684% | 0.3684% | 0.3684% | 0.3684% | 0.3684% | 0.3684% | 0.3684% | 0.3684% | 0.3684% | 0% | 0% | 0% | 0% | 0% | 0% | 0%
| 1811 | Roof Insulation | ComWeatherizationSchool_v2_3 | Retro | School K-12 | Electric | Per Roof Area - R-19 to R-49 Attic in HZ 1 with Air-source heat pump heating system | Insulate Roof R-19 to R-49 Attic in HZ 1 with Air-source heat pump heating system | 35% | 35% | 35% | 35% | 35% | 35% | 35% | 35% | 35% | 35% | 35% | 35% | 35% | 35% | 35% | 35% | 35% | 35% | 35% | 0% | 0% | 0% | 0% | 0% | 0% | 0% | Roof Insulation-Retro | 0 |  | 0 | 1.053% | 1.053% | 1.053% | 1.053% | 1.053% | 1.053% | 1.053% | 1.053% | 1.053% | 1.053% | 1.053% | 1.053% | 1.053% | 1.053% | 1.053% | 1.053% | 1.053% | 1.053% | 1.053% | 0% | 0% | 0% | 0% | 0% | 0% | 0% | 0.3684% | 0.3684% | 0.3684% | 0.3684% | 0.3684% | 0.3684% | 0.3684% | 0.3684% | 0.3684% | 0.3684% | 0.3684% | 0.3684% | 0.3684% | 0.3684% | 0.3684% | 0.3684% | 0.3684% | 0.3684% | 0.3684% | 0% | 0% | 0% | 0% | 0% | 0% | 0%
| 1811 | Roof Insulation | ComWeatherizationSchool_v2_3 | Retro | School K-12 | Electric | Per Roof Area - R-19 to R-49 Attic in HZ 1 with Water-source heat pump heating system | Insulate Roof R-19 to R-49 Attic in HZ 1 with Water-source heat pump heating system | 35% | 35% | 35% | 35% | 35% | 35% | 35% | 35% | 35% | 35% | 35% | 35% | 35% | 35% | 35% | 35% | 35% | 35% | 35% | 0% | 0% | 0% | 0% | 0% | 0% | 0% | Roof Insulation-Retro | 0 |  | 0 | 1.053% | 1.053% | 1.053% | 1.053% | 1.053% | 1.053% | 1.053% | 1.053% | 1.053% | 1.053% | 1.053% | 1.053% | 1.053% | 1.053% | 1.053% | 1.053% | 1.053% | 1.053% | 1.053% | 0% | 0% | 0% | 0% | 0% | 0% | 0% | 0.3684% | 0.3684% | 0.3684% | 0.3684% | 0.3684% | 0.3684% | 0.3684% | 0.3684% | 0.3684% | 0.3684% | 0.3684% | 0.3684% | 0.3684% | 0.3684% | 0.3684% | 0.3684% | 0.3684% | 0.3684% | 0.3684% | 0% | 0% | 0% | 0% | 0% | 0% | 0%
| 1811 | Roof Insulation | ComWeatherizationSchool_v2_3 | Retro | School K-12 | Electric | Per Roof Area - R-30 to R-49 Attic in HZ 1 with Electric resistance packaged heating system | Insulate Roof R-30 to R-49 Attic in HZ 1 with Electric resistance packaged heating system | 35% | 35% | 35% | 35% | 35% | 35% | 35% | 35% | 35% | 35% | 35% | 35% | 35% | 35% | 35% | 35% | 35% | 35% | 35% | 0% | 0% | 0% | 0% | 0% | 0% | 0% | Roof Insulation-Retro | 0 |  | 0 | 1.053% | 1.053% | 1.053% | 1.053% | 1.053% | 1.053% | 1.053% | 1.053% | 1.053% | 1.053% | 1.053% | 1.053% | 1.053% | 1.053% | 1.053% | 1.053% | 1.053% | 1.053% | 1.053% | 0% | 0% | 0% | 0% | 0% | 0% | 0% | 0.3684% | 0.3684% | 0.3684% | 0.3684% | 0.3684% | 0.3684% | 0.3684% | 0.3684% | 0.3684% | 0.3684% | 0.3684% | 0.3684% | 0.3684% | 0.3684% | 0.3684% | 0.3684% | 0.3684% | 0.3684% | 0.3684% | 0% | 0% | 0% | 0% | 0% | 0% | 0%
| 1811 | Roof Insulation | ComWeatherizationSchool_v2_3 | Retro | School K-12 | Electric | Per Roof Area - R-30 to R-49 Attic in HZ 1 with Air-source heat pump heating system | Insulate Roof R-30 to R-49 Attic in HZ 1 with Air-source heat pump heating system | 35% | 35% | 35% | 35% | 35% | 35% | 35% | 35% | 35% | 35% | 35% | 35% | 35% | 35% | 35% | 35% | 35% | 35% | 35% | 0% | 0% | 0% | 0% | 0% | 0% | 0% | Roof Insulation-Retro | 0 |  | 0 | 1.053% | 1.053% | 1.053% | 1.053% | 1.053% | 1.053% | 1.053% | 1.053% | 1.053% | 1.053% | 1.053% | 1.053% | 1.053% | 1.053% | 1.053% | 1.053% | 1.053% | 1.053% | 1.053% | 0% | 0% | 0% | 0% | 0% | 0% | 0% | 0.3684% | 0.3684% | 0.3684% | 0.3684% | 0.3684% | 0.3684% | 0.3684% | 0.3684% | 0.3684% | 0.3684% | 0.3684% | 0.3684% | 0.3684% | 0.3684% | 0.3684% | 0.3684% | 0.3684% | 0.3684% | 0.3684% | 0% | 0% | 0% | 0% | 0% | 0% | 0%
| 1811 | Roof Insulation | ComWeatherizationSchool_v2_3 | Retro | School K-12 | Electric | Per Roof Area - R-30 to R-49 Attic in HZ 1 with Water-source heat pump heating system | Insulate Roof R-30 to R-49 Attic in HZ 1 with Water-source heat pump heating system | 35% | 35% | 35% | 35% | 35% | 35% | 35% | 35% | 35% | 35% | 35% | 35% | 35% | 35% | 35% | 35% | 35% | 35% | 35% | 0% | 0% | 0% | 0% | 0% | 0% | 0% | Roof Insulation-Retro | 0 |  | 0 | 1.053% | 1.053% | 1.053% | 1.053% | 1.053% | 1.053% | 1.053% | 1.053% | 1.053% | 1.053% | 1.053% | 1.053% | 1.053% | 1.053% | 1.053% | 1.053% | 1.053% | 1.053% | 1.053% | 0% | 0% | 0% | 0% | 0% | 0% | 0% | 0.3684% | 0.3684% | 0.3684% | 0.3684% | 0.3684% | 0.3684% | 0.3684% | 0.3684% | 0.3684% | 0.3684% | 0.3684% | 0.3684% | 0.3684% | 0.3684% | 0.3684% | 0.3684% | 0.3684% | 0.3684% | 0.3684% | 0% | 0% | 0% | 0% | 0% | 0% | 0%
| 1811 | Wall Insulation | ComWeatherizationSchool_v2_3 | Retro | School K-12 | Electric | Per Wall Area - R-0 to R-11 (metal frame) in HZ 1 with Electric resistance packaged heating system | Insulate Wall R-0 to R-11 (metal frame) in HZ 1 with Electric resistance packaged heating system | 90% | 90% | 90% | 90% | 90% | 90% | 90% | 90% | 90% | 90% | 90% | 90% | 90% | 90% | 90% | 90% | 90% | 90% | 90% | 0% | 0% | 0% | 0% | 0% | 0% | 0% | Wall Insulation-Retro | 0 |  | 0 | 1.053% | 1.053% | 1.053% | 1.053% | 1.053% | 1.053% | 1.053% | 1.053% | 1.053% | 1.053% | 1.053% | 1.053% | 1.053% | 1.053% | 1.053% | 1.053% | 1.053% | 1.053% | 1.053% | 0% | 0% | 0% | 0% | 0% | 0% | 0% | 0.9474% | 0.9474% | 0.9474% | 0.9474% | 0.9474% | 0.9474% | 0.9474% | 0.9474% | 0.9474% | 0.9474% | 0.9474% | 0.9474% | 0.9474% | 0.9474% | 0.9474% | 0.9474% | 0.9474% | 0.9474% | 0.9474% | 0% | 0% | 0% | 0% | 0% | 0% | 0%
| 1811 | Wall Insulation | ComWeatherizationSchool_v2_3 | Retro | School K-12 | Electric | Per Wall Area - R-0 to R-11 (metal frame) in HZ 1 with Air-source heat pump heating system | Insulate Wall R-0 to R-11 (metal frame) in HZ 1 with Air-source heat pump heating system | 90% | 90% | 90% | 90% | 90% | 90% | 90% | 90% | 90% | 90% | 90% | 90% | 90% | 90% | 90% | 90% | 90% | 90% | 90% | 0% | 0% | 0% | 0% | 0% | 0% | 0% | Wall Insulation-Retro | 0 |  | 0 | 1.053% | 1.053% | 1.053% | 1.053% | 1.053% | 1.053% | 1.053% | 1.053% | 1.053% | 1.053% | 1.053% | 1.053% | 1.053% | 1.053% | 1.053% | 1.053% | 1.053% | 1.053% | 1.053% | 0% | 0% | 0% | 0% | 0% | 0% | 0% | 0.9474% | 0.9474% | 0.9474% | 0.9474% | 0.9474% | 0.9474% | 0.9474% | 0.9474% | 0.9474% | 0.9474% | 0.9474% | 0.9474% | 0.9474% | 0.9474% | 0.9474% | 0.9474% | 0.9474% | 0.9474% | 0.9474% | 0% | 0% | 0% | 0% | 0% | 0% | 0%
| 1811 | Wall Insulation | ComWeatherizationSchool_v2_3 | Retro | School K-12 | Electric | Per Wall Area - R-0 to R-11 (metal frame) in HZ 1 with Water-source heat pump heating system | Insulate Wall R-0 to R-11 (metal frame) in HZ 1 with Water-source heat pump heating system | 90% | 90% | 90% | 90% | 90% | 90% | 90% | 90% | 90% | 90% | 90% | 90% | 90% | 90% | 90% | 90% | 90% | 90% | 90% | 0% | 0% | 0% | 0% | 0% | 0% | 0% | Wall Insulation-Retro | 0 |  | 0 | 1.053% | 1.053% | 1.053% | 1.053% | 1.053% | 1.053% | 1.053% | 1.053% | 1.053% | 1.053% | 1.053% | 1.053% | 1.053% | 1.053% | 1.053% | 1.053% | 1.053% | 1.053% | 1.053% | 0% | 0% | 0% | 0% | 0% | 0% | 0% | 0.9474% | 0.9474% | 0.9474% | 0.9474% | 0.9474% | 0.9474% | 0.9474% | 0.9474% | 0.9474% | 0.9474% | 0.9474% | 0.9474% | 0.9474% | 0.9474% | 0.9474% | 0.9474% | 0.9474% | 0.9474% | 0.9474% | 0% | 0% | 0% | 0% | 0% | 0% | 0%
| 1811 | Wall Insulation | ComWeatherizationSchool_v2_3 | Retro | School K-12 | Electric | Per Wall Area - R-0 to R-19 (metal frame) in HZ 1 with Electric resistance packaged heating system | Insulate Wall R-0 to R-19 (metal frame) in HZ 1 with Electric resistance packaged heating system | 90% | 90% | 90% | 90% | 90% | 90% | 90% | 90% | 90% | 90% | 90% | 90% | 90% | 90% | 90% | 90% | 90% | 90% | 90% | 0% | 0% | 0% | 0% | 0% | 0% | 0% | Wall Insulation-Retro | 0 |  | 0 | 1.053% | 1.053% | 1.053% | 1.053% | 1.053% | 1.053% | 1.053% | 1.053% | 1.053% | 1.053% | 1.053% | 1.053% | 1.053% | 1.053% | 1.053% | 1.053% | 1.053% | 1.053% | 1.053% | 0% | 0% | 0% | 0% | 0% | 0% | 0% | 0.9474% | 0.9474% | 0.9474% | 0.9474% | 0.9474% | 0.9474% | 0.9474% | 0.9474% | 0.9474% | 0.9474% | 0.9474% | 0.9474% | 0.9474% | 0.9474% | 0.9474% | 0.9474% | 0.9474% | 0.9474% | 0.9474% | 0% | 0% | 0% | 0% | 0% | 0% | 0%
| 1811 | Wall Insulation | ComWeatherizationSchool_v2_3 | Retro | School K-12 | Electric | Per Wall Area - R-0 to R-19 (metal frame) in HZ 1 with Air-source heat pump heating system | Insulate Wall R-0 to R-19 (metal frame) in HZ 1 with Air-source heat pump heating system | 90% | 90% | 90% | 90% | 90% | 90% | 90% | 90% | 90% | 90% | 90% | 90% | 90% | 90% | 90% | 90% | 90% | 90% | 90% | 0% | 0% | 0% | 0% | 0% | 0% | 0% | Wall Insulation-Retro | 0 |  | 0 | 1.053% | 1.053% | 1.053% | 1.053% | 1.053% | 1.053% | 1.053% | 1.053% | 1.053% | 1.053% | 1.053% | 1.053% | 1.053% | 1.053% | 1.053% | 1.053% | 1.053% | 1.053% | 1.053% | 0% | 0% | 0% | 0% | 0% | 0% | 0% | 0.9474% | 0.9474% | 0.9474% | 0.9474% | 0.9474% | 0.9474% | 0.9474% | 0.9474% | 0.9474% | 0.9474% | 0.9474% | 0.9474% | 0.9474% | 0.9474% | 0.9474% | 0.9474% | 0.9474% | 0.9474% | 0.9474% | 0% | 0% | 0% | 0% | 0% | 0% | 0%
| 1811 | Wall Insulation | ComWeatherizationSchool_v2_3 | Retro | School K-12 | Electric | Per Wall Area - R-0 to R-19 (metal frame) in HZ 1 with Water-source heat pump heating system | Insulate Wall R-0 to R-19 (metal frame) in HZ 1 with Water-source heat pump heating system | 90% | 90% | 90% | 90% | 90% | 90% | 90% | 90% | 90% | 90% | 90% | 90% | 90% | 90% | 90% | 90% | 90% | 90% | 90% | 0% | 0% | 0% | 0% | 0% | 0% | 0% | Wall Insulation-Retro | 0 |  | 0 | 1.053% | 1.053% | 1.053% | 1.053% | 1.053% | 1.053% | 1.053% | 1.053% | 1.053% | 1.053% | 1.053% | 1.053% | 1.053% | 1.053% | 1.053% | 1.053% | 1.053% | 1.053% | 1.053% | 0% | 0% | 0% | 0% | 0% | 0% | 0% | 0.9474% | 0.9474% | 0.9474% | 0.9474% | 0.9474% | 0.9474% | 0.9474% | 0.9474% | 0.9474% | 0.9474% | 0.9474% | 0.9474% | 0.9474% | 0.9474% | 0.9474% | 0.9474% | 0.9474% | 0.9474% | 0.9474% | 0% | 0% | 0% | 0% | 0% | 0% | 0%
| 1811 | Wall Insulation | ComWeatherizationSchool_v2_3 | Retro | School K-12 | Electric | Per Wall Area - R-0 to R-11 (wood frame) in HZ 1 with Electric resistance packaged heating system | Insulate Wall R-0 to R-11 (wood frame) in HZ 1 with Electric resistance packaged heating system | 90% | 90% | 90% | 90% | 90% | 90% | 90% | 90% | 90% | 90% | 90% | 90% | 90% | 90% | 90% | 90% | 90% | 90% | 90% | 0% | 0% | 0% | 0% | 0% | 0% | 0% | Wall Insulation-Retro | 0 |  | 0 | 1.053% | 1.053% | 1.053% | 1.053% | 1.053% | 1.053% | 1.053% | 1.053% | 1.053% | 1.053% | 1.053% | 1.053% | 1.053% | 1.053% | 1.053% | 1.053% | 1.053% | 1.053% | 1.053% | 0% | 0% | 0% | 0% | 0% | 0% | 0% | 0.9474% | 0.9474% | 0.9474% | 0.9474% | 0.9474% | 0.9474% | 0.9474% | 0.9474% | 0.9474% | 0.9474% | 0.9474% | 0.9474% | 0.9474% | 0.9474% | 0.9474% | 0.9474% | 0.9474% | 0.9474% | 0.9474% | 0% | 0% | 0% | 0% | 0% | 0% | 0%
| 1811 | Wall Insulation | ComWeatherizationSchool_v2_3 | Retro | School K-12 | Electric | Per Wall Area - R-0 to R-11 (wood frame) in HZ 1 with Air-source heat pump heating system | Insulate Wall R-0 to R-11 (wood frame) in HZ 1 with Air-source heat pump heating system | 90% | 90% | 90% | 90% | 90% | 90% | 90% | 90% | 90% | 90% | 90% | 90% | 90% | 90% | 90% | 90% | 90% | 90% | 90% | 0% | 0% | 0% | 0% | 0% | 0% | 0% | Wall Insulation-Retro | 0 |  | 0 | 1.053% | 1.053% | 1.053% | 1.053% | 1.053% | 1.053% | 1.053% | 1.053% | 1.053% | 1.053% | 1.053% | 1.053% | 1.053% | 1.053% | 1.053% | 1.053% | 1.053% | 1.053% | 1.053% | 0% | 0% | 0% | 0% | 0% | 0% | 0% | 0.9474% | 0.9474% | 0.9474% | 0.9474% | 0.9474% | 0.9474% | 0.9474% | 0.9474% | 0.9474% | 0.9474% | 0.9474% | 0.9474% | 0.9474% | 0.9474% | 0.9474% | 0.9474% | 0.9474% | 0.9474% | 0.9474% | 0% | 0% | 0% | 0% | 0% | 0% | 0%
| 1811 | Wall Insulation | ComWeatherizationSchool_v2_3 | Retro | School K-12 | Electric | Per Wall Area - R-0 to R-11 (wood frame) in HZ 1 with Water-source heat pump heating system | Insulate Wall R-0 to R-11 (wood frame) in HZ 1 with Water-source heat pump heating system | 90% | 90% | 90% | 90% | 90% | 90% | 90% | 90% | 90% | 90% | 90% | 90% | 90% | 90% | 90% | 90% | 90% | 90% | 90% | 0% | 0% | 0% | 0% | 0% | 0% | 0% | Wall Insulation-Retro | 0 |  | 0 | 1.053% | 1.053% | 1.053% | 1.053% | 1.053% | 1.053% | 1.053% | 1.053% | 1.053% | 1.053% | 1.053% | 1.053% | 1.053% | 1.053% | 1.053% | 1.053% | 1.053% | 1.053% | 1.053% | 0% | 0% | 0% | 0% | 0% | 0% | 0% | 0.9474% | 0.9474% | 0.9474% | 0.9474% | 0.9474% | 0.9474% | 0.9474% | 0.9474% | 0.9474% | 0.9474% | 0.9474% | 0.9474% | 0.9474% | 0.9474% | 0.9474% | 0.9474% | 0.9474% | 0.9474% | 0.9474% | 0% | 0% | 0% | 0% | 0% | 0% | 0%
| 1811 | Wall Insulation | ComWeatherizationSchool_v2_3 | Retro | School K-12 | Electric | Per Wall Area - R-0 to R-19 (wood frame) in HZ 1 with Electric resistance packaged heating system | Insulate Wall R-0 to R-19 (wood frame) in HZ 1 with Electric resistance packaged heating system | 90% | 90% | 90% | 90% | 90% | 90% | 90% | 90% | 90% | 90% | 90% | 90% | 90% | 90% | 90% | 90% | 90% | 90% | 90% | 0% | 0% | 0% | 0% | 0% | 0% | 0% | Wall Insulation-Retro | 0 |  | 0 | 1.053% | 1.053% | 1.053% | 1.053% | 1.053% | 1.053% | 1.053% | 1.053% | 1.053% | 1.053% | 1.053% | 1.053% | 1.053% | 1.053% | 1.053% | 1.053% | 1.053% | 1.053% | 1.053% | 0% | 0% | 0% | 0% | 0% | 0% | 0% | 0.9474% | 0.9474% | 0.9474% | 0.9474% | 0.9474% | 0.9474% | 0.9474% | 0.9474% | 0.9474% | 0.9474% | 0.9474% | 0.9474% | 0.9474% | 0.9474% | 0.9474% | 0.9474% | 0.9474% | 0.9474% | 0.9474% | 0% | 0% | 0% | 0% | 0% | 0% | 0%
| 1811 | Wall Insulation | ComWeatherizationSchool_v2_3 | Retro | School K-12 | Electric | Per Wall Area - R-0 to R-19 (wood frame) in HZ 1 with Air-source heat pump heating system | Insulate Wall R-0 to R-19 (wood frame) in HZ 1 with Air-source heat pump heating system | 90% | 90% | 90% | 90% | 90% | 90% | 90% | 90% | 90% | 90% | 90% | 90% | 90% | 90% | 90% | 90% | 90% | 90% | 90% | 0% | 0% | 0% | 0% | 0% | 0% | 0% | Wall Insulation-Retro | 0 |  | 0 | 1.053% | 1.053% | 1.053% | 1.053% | 1.053% | 1.053% | 1.053% | 1.053% | 1.053% | 1.053% | 1.053% | 1.053% | 1.053% | 1.053% | 1.053% | 1.053% | 1.053% | 1.053% | 1.053% | 0% | 0% | 0% | 0% | 0% | 0% | 0% | 0.9474% | 0.9474% | 0.9474% | 0.9474% | 0.9474% | 0.9474% | 0.9474% | 0.9474% | 0.9474% | 0.9474% | 0.9474% | 0.9474% | 0.9474% | 0.9474% | 0.9474% | 0.9474% | 0.9474% | 0.9474% | 0.9474% | 0% | 0% | 0% | 0% | 0% | 0% | 0%
| 1811 | Wall Insulation | ComWeatherizationSchool_v2_3 | Retro | School K-12 | Electric | Per Wall Area - R-0 to R-19 (wood frame) in HZ 1 with Water-source heat pump heating system | Insulate Wall R-0 to R-19 (wood frame) in HZ 1 with Water-source heat pump heating system | 90% | 90% | 90% | 90% | 90% | 90% | 90% | 90% | 90% | 90% | 90% | 90% | 90% | 90% | 90% | 90% | 90% | 90% | 90% | 0% | 0% | 0% | 0% | 0% | 0% | 0% | Wall Insulation-Retro | 0 |  | 0 | 1.053% | 1.053% | 1.053% | 1.053% | 1.053% | 1.053% | 1.053% | 1.053% | 1.053% | 1.053% | 1.053% | 1.053% | 1.053% | 1.053% | 1.053% | 1.053% | 1.053% | 1.053% | 1.053% | 0% | 0% | 0% | 0% | 0% | 0% | 0% | 0.9474% | 0.9474% | 0.9474% | 0.9474% | 0.9474% | 0.9474% | 0.9474% | 0.9474% | 0.9474% | 0.9474% | 0.9474% | 0.9474% | 0.9474% | 0.9474% | 0.9474% | 0.9474% | 0.9474% | 0.9474% | 0.9474% | 0% | 0% | 0% | 0% | 0% | 0% | 0%
| 1811 | Wall Insulation | ComWeatherizationSchool_v2_3 | Retro | School K-12 | Electric | Per Wall Area - R-0 to R9.5 (EIFS) in HZ 1 with Electric resistance packaged heating system | Insulate Wall R-0 to R9.5 (EIFS) in HZ 1 with Electric resistance packaged heating system | 90% | 90% | 90% | 90% | 90% | 90% | 90% | 90% | 90% | 90% | 90% | 90% | 90% | 90% | 90% | 90% | 90% | 90% | 90% | 0% | 0% | 0% | 0% | 0% | 0% | 0% | Wall Insulation-Retro | 0 |  | 0 | 1.053% | 1.053% | 1.053% | 1.053% | 1.053% | 1.053% | 1.053% | 1.053% | 1.053% | 1.053% | 1.053% | 1.053% | 1.053% | 1.053% | 1.053% | 1.053% | 1.053% | 1.053% | 1.053% | 0% | 0% | 0% | 0% | 0% | 0% | 0% | 0.9474% | 0.9474% | 0.9474% | 0.9474% | 0.9474% | 0.9474% | 0.9474% | 0.9474% | 0.9474% | 0.9474% | 0.9474% | 0.9474% | 0.9474% | 0.9474% | 0.9474% | 0.9474% | 0.9474% | 0.9474% | 0.9474% | 0% | 0% | 0% | 0% | 0% | 0% | 0%
| 1811 | Wall Insulation | ComWeatherizationSchool_v2_3 | Retro | School K-12 | Electric | Per Wall Area - R-0 to R9.5 (EIFS) in HZ 1 with Air-source heat pump heating system | Insulate Wall R-0 to R9.5 (EIFS) in HZ 1 with Air-source heat pump heating system | 90% | 90% | 90% | 90% | 90% | 90% | 90% | 90% | 90% | 90% | 90% | 90% | 90% | 90% | 90% | 90% | 90% | 90% | 90% | 0% | 0% | 0% | 0% | 0% | 0% | 0% | Wall Insulation-Retro | 0 |  | 0 | 1.053% | 1.053% | 1.053% | 1.053% | 1.053% | 1.053% | 1.053% | 1.053% | 1.053% | 1.053% | 1.053% | 1.053% | 1.053% | 1.053% | 1.053% | 1.053% | 1.053% | 1.053% | 1.053% | 0% | 0% | 0% | 0% | 0% | 0% | 0% | 0.9474% | 0.9474% | 0.9474% | 0.9474% | 0.9474% | 0.9474% | 0.9474% | 0.9474% | 0.9474% | 0.9474% | 0.9474% | 0.9474% | 0.9474% | 0.9474% | 0.9474% | 0.9474% | 0.9474% | 0.9474% | 0.9474% | 0% | 0% | 0% | 0% | 0% | 0% | 0%
| 1811 | Wall Insulation | ComWeatherizationSchool_v2_3 | Retro | School K-12 | Electric | Per Wall Area - R-0 to R9.5 (EIFS) in HZ 1 with Water-source heat pump heating system | Insulate Wall R-0 to R9.5 (EIFS) in HZ 1 with Water-source heat pump heating system | 90% | 90% | 90% | 90% | 90% | 90% | 90% | 90% | 90% | 90% | 90% | 90% | 90% | 90% | 90% | 90% | 90% | 90% | 90% | 0% | 0% | 0% | 0% | 0% | 0% | 0% | Wall Insulation-Retro | 0 |  | 0 | 1.053% | 1.053% | 1.053% | 1.053% | 1.053% | 1.053% | 1.053% | 1.053% | 1.053% | 1.053% | 1.053% | 1.053% | 1.053% | 1.053% | 1.053% | 1.053% | 1.053% | 1.053% | 1.053% | 0% | 0% | 0% | 0% | 0% | 0% | 0% | 0.9474% | 0.9474% | 0.9474% | 0.9474% | 0.9474% | 0.9474% | 0.9474% | 0.9474% | 0.9474% | 0.9474% | 0.9474% | 0.9474% | 0.9474% | 0.9474% | 0.9474% | 0.9474% | 0.9474% | 0.9474% | 0.9474% | 0% | 0% | 0% | 0% | 0% | 0% | 0%
| 1811 | Windows | ComWeatherizationSchool_v2_3 | Retro | School K-12 | Electric | Per Window Area - Double Pane - U-1.08 to U-0.39 in HZ 1 with Electric resistance packaged heating system | convert double-paneWindow U-1.08 to U-0.39 in HZ 1 with Electric resistance packaged heating system | 1% | 1% | 1% | 1% | 1% | 1% | 1% | 1% | 1% | 1% | 1% | 1% | 1% | 1% | 1% | 1% | 1% | 1% | 1% | 0% | 0% | 0% | 0% | 0% | 0% | 0% | Windows-Retro | Weatherization - School-Retro |  | 0 | 33% | 33% | 33% | 33% | 33% | 33% | 33% | 33% | 33% | 33% | 33% | 33% | 33% | 33% | 33% | 33% | 33% | 33% | 33% | 0% | 0% | 0% | 0% | 0% | 0% | 0% | 0.33% | 0.33% | 0.33% | 0.33% | 0.33% | 0.33% | 0.33% | 0.33% | 0.33% | 0.33% | 0.33% | 0.33% | 0.33% | 0.33% | 0.33% | 0.33% | 0.33% | 0.33% | 0.33% | 0% | 0% | 0% | 0% | 0% | 0% | 0%
| 1811 | Windows | ComWeatherizationSchool_v2_3 | Retro | School K-12 | Electric | Per Window Area - Double Pane - U-1.08 to U-0.39 in HZ 1 with Air-source heat pump heating system | convert double-paneWindow U-1.08 to U-0.39 in HZ 1 with Air-source heat pump heating system | 1% | 1% | 1% | 1% | 1% | 1% | 1% | 1% | 1% | 1% | 1% | 1% | 1% | 1% | 1% | 1% | 1% | 1% | 1% | 0% | 0% | 0% | 0% | 0% | 0% | 0% | Windows-Retro | Weatherization - School-Retro |  | 0 | 33% | 33% | 33% | 33% | 33% | 33% | 33% | 33% | 33% | 33% | 33% | 33% | 33% | 33% | 33% | 33% | 33% | 33% | 33% | 0% | 0% | 0% | 0% | 0% | 0% | 0% | 0.33% | 0.33% | 0.33% | 0.33% | 0.33% | 0.33% | 0.33% | 0.33% | 0.33% | 0.33% | 0.33% | 0.33% | 0.33% | 0.33% | 0.33% | 0.33% | 0.33% | 0.33% | 0.33% | 0% | 0% | 0% | 0% | 0% | 0% | 0%
| 1811 | Windows | ComWeatherizationSchool_v2_3 | Retro | School K-12 | Electric | Per Window Area - Double Pane - U-1.08 to U-0.39 in HZ 1 with Water-source heat pump heating system | convert double-paneWindow U-1.08 to U-0.39 in HZ 1 with Water-source heat pump heating system | 1% | 1% | 1% | 1% | 1% | 1% | 1% | 1% | 1% | 1% | 1% | 1% | 1% | 1% | 1% | 1% | 1% | 1% | 1% | 0% | 0% | 0% | 0% | 0% | 0% | 0% | Windows-Retro | Weatherization - School-Retro |  | 0 | 33% | 33% | 33% | 33% | 33% | 33% | 33% | 33% | 33% | 33% | 33% | 33% | 33% | 33% | 33% | 33% | 33% | 33% | 33% | 0% | 0% | 0% | 0% | 0% | 0% | 0% | 0.33% | 0.33% | 0.33% | 0.33% | 0.33% | 0.33% | 0.33% | 0.33% | 0.33% | 0.33% | 0.33% | 0.33% | 0.33% | 0.33% | 0.33% | 0.33% | 0.33% | 0.33% | 0.33% | 0% | 0% | 0% | 0% | 0% | 0% | 0%
| 1811 | Windows | ComWeatherizationSchool_v2_3 | Retro | School K-12 | Electric | Per Window Area - Double Pane - U-1.08 to U-0.34 in HZ 1 with Electric resistance packaged heating system | convert double-paneWindow U-1.08 to U-0.34 in HZ 1 with Electric resistance packaged heating system | 1% | 1% | 1% | 1% | 1% | 1% | 1% | 1% | 1% | 1% | 1% | 1% | 1% | 1% | 1% | 1% | 1% | 1% | 1% | 0% | 0% | 0% | 0% | 0% | 0% | 0% | Windows-Retro | Weatherization - School-Retro |  | 0 | 33% | 33% | 33% | 33% | 33% | 33% | 33% | 33% | 33% | 33% | 33% | 33% | 33% | 33% | 33% | 33% | 33% | 33% | 33% | 0% | 0% | 0% | 0% | 0% | 0% | 0% | 0.33% | 0.33% | 0.33% | 0.33% | 0.33% | 0.33% | 0.33% | 0.33% | 0.33% | 0.33% | 0.33% | 0.33% | 0.33% | 0.33% | 0.33% | 0.33% | 0.33% | 0.33% | 0.33% | 0% | 0% | 0% | 0% | 0% | 0% | 0%
| 1811 | Windows | ComWeatherizationSchool_v2_3 | Retro | School K-12 | Electric | Per Window Area - Double Pane - U-1.08 to U-0.34 in HZ 1 with Air-source heat pump heating system | convert double-paneWindow U-1.08 to U-0.34 in HZ 1 with Air-source heat pump heating system | 1% | 1% | 1% | 1% | 1% | 1% | 1% | 1% | 1% | 1% | 1% | 1% | 1% | 1% | 1% | 1% | 1% | 1% | 1% | 0% | 0% | 0% | 0% | 0% | 0% | 0% | Windows-Retro | Weatherization - School-Retro |  | 0 | 33% | 33% | 33% | 33% | 33% | 33% | 33% | 33% | 33% | 33% | 33% | 33% | 33% | 33% | 33% | 33% | 33% | 33% | 33% | 0% | 0% | 0% | 0% | 0% | 0% | 0% | 0.33% | 0.33% | 0.33% | 0.33% | 0.33% | 0.33% | 0.33% | 0.33% | 0.33% | 0.33% | 0.33% | 0.33% | 0.33% | 0.33% | 0.33% | 0.33% | 0.33% | 0.33% | 0.33% | 0% | 0% | 0% | 0% | 0% | 0% | 0%
| 1811 | Windows | ComWeatherizationSchool_v2_3 | Retro | School K-12 | Electric | Per Window Area - Double Pane - U-1.08 to U-0.34 in HZ 1 with Water-source heat pump heating system | convert double-paneWindow U-1.08 to U-0.34 in HZ 1 with Water-source heat pump heating system | 1% | 1% | 1% | 1% | 1% | 1% | 1% | 1% | 1% | 1% | 1% | 1% | 1% | 1% | 1% | 1% | 1% | 1% | 1% | 0% | 0% | 0% | 0% | 0% | 0% | 0% | Windows-Retro | Weatherization - School-Retro |  | 0 | 33% | 33% | 33% | 33% | 33% | 33% | 33% | 33% | 33% | 33% | 33% | 33% | 33% | 33% | 33% | 33% | 33% | 33% | 33% | 0% | 0% | 0% | 0% | 0% | 0% | 0% | 0.33% | 0.33% | 0.33% | 0.33% | 0.33% | 0.33% | 0.33% | 0.33% | 0.33% | 0.33% | 0.33% | 0.33% | 0.33% | 0.33% | 0.33% | 0.33% | 0.33% | 0.33% | 0.33% | 0% | 0% | 0% | 0% | 0% | 0% | 0%
| 1811 | Windows | ComWeatherizationSchool_v2_3 | Retro | School K-12 | Electric | Per Window Area - Double Pane - U-1.08 to U-0.29 in HZ 1 with Electric resistance packaged heating system | convert double-paneWindow U-1.08 to U-0.29 in HZ 1 with Electric resistance packaged heating system | 1% | 1% | 1% | 1% | 1% | 1% | 1% | 1% | 1% | 1% | 1% | 1% | 1% | 1% | 1% | 1% | 1% | 1% | 1% | 0% | 0% | 0% | 0% | 0% | 0% | 0% | Windows-Retro | Weatherization - School-Retro |  | 0 | 33% | 33% | 33% | 33% | 33% | 33% | 33% | 33% | 33% | 33% | 33% | 33% | 33% | 33% | 33% | 33% | 33% | 33% | 33% | 0% | 0% | 0% | 0% | 0% | 0% | 0% | 0.33% | 0.33% | 0.33% | 0.33% | 0.33% | 0.33% | 0.33% | 0.33% | 0.33% | 0.33% | 0.33% | 0.33% | 0.33% | 0.33% | 0.33% | 0.33% | 0.33% | 0.33% | 0.33% | 0% | 0% | 0% | 0% | 0% | 0% | 0%
| 1811 | Windows | ComWeatherizationSchool_v2_3 | Retro | School K-12 | Electric | Per Window Area - Double Pane - U-1.08 to U-0.29 in HZ 1 with Air-source heat pump heating system | convert double-paneWindow U-1.08 to U-0.29 in HZ 1 with Air-source heat pump heating system | 1% | 1% | 1% | 1% | 1% | 1% | 1% | 1% | 1% | 1% | 1% | 1% | 1% | 1% | 1% | 1% | 1% | 1% | 1% | 0% | 0% | 0% | 0% | 0% | 0% | 0% | Windows-Retro | Weatherization - School-Retro |  | 0 | 33% | 33% | 33% | 33% | 33% | 33% | 33% | 33% | 33% | 33% | 33% | 33% | 33% | 33% | 33% | 33% | 33% | 33% | 33% | 0% | 0% | 0% | 0% | 0% | 0% | 0% | 0.33% | 0.33% | 0.33% | 0.33% | 0.33% | 0.33% | 0.33% | 0.33% | 0.33% | 0.33% | 0.33% | 0.33% | 0.33% | 0.33% | 0.33% | 0.33% | 0.33% | 0.33% | 0.33% | 0% | 0% | 0% | 0% | 0% | 0% | 0%
| 1811 | Windows | ComWeatherizationSchool_v2_3 | Retro | School K-12 | Electric | Per Window Area - Double Pane - U-1.08 to U-0.29 in HZ 1 with Water-source heat pump heating system | convert double-paneWindow U-1.08 to U-0.29 in HZ 1 with Water-source heat pump heating system | 1% | 1% | 1% | 1% | 1% | 1% | 1% | 1% | 1% | 1% | 1% | 1% | 1% | 1% | 1% | 1% | 1% | 1% | 1% | 0% | 0% | 0% | 0% | 0% | 0% | 0% | Windows-Retro | Weatherization - School-Retro |  | 0 | 33% | 33% | 33% | 33% | 33% | 33% | 33% | 33% | 33% | 33% | 33% | 33% | 33% | 33% | 33% | 33% | 33% | 33% | 33% | 0% | 0% | 0% | 0% | 0% | 0% | 0% | 0.33% | 0.33% | 0.33% | 0.33% | 0.33% | 0.33% | 0.33% | 0.33% | 0.33% | 0.33% | 0.33% | 0.33% | 0.33% | 0.33% | 0.33% | 0.33% | 0.33% | 0.33% | 0.33% | 0% | 0% | 0% | 0% | 0% | 0% | 0%
| 1811 | Windows | ComWeatherizationSchool_v2_3 | Retro | School K-12 | Electric | Per Window Area - Single Pane - U-0.80 to U-0.39 in HZ 1 with Electric resistance packaged heating system | convert single-paneWindow U-0.80 to U-0.39 in HZ 1 with Electric resistance packaged heating system | 1% | 1% | 1% | 1% | 1% | 1% | 1% | 1% | 1% | 1% | 1% | 1% | 1% | 1% | 1% | 1% | 1% | 1% | 1% | 0% | 0% | 0% | 0% | 0% | 0% | 0% | Windows-Retro | Weatherization - School-Retro |  | 0 | 33% | 33% | 33% | 33% | 33% | 33% | 33% | 33% | 33% | 33% | 33% | 33% | 33% | 33% | 33% | 33% | 33% | 33% | 33% | 0% | 0% | 0% | 0% | 0% | 0% | 0% | 0.33% | 0.33% | 0.33% | 0.33% | 0.33% | 0.33% | 0.33% | 0.33% | 0.33% | 0.33% | 0.33% | 0.33% | 0.33% | 0.33% | 0.33% | 0.33% | 0.33% | 0.33% | 0.33% | 0% | 0% | 0% | 0% | 0% | 0% | 0%
| 1811 | Windows | ComWeatherizationSchool_v2_3 | Retro | School K-12 | Electric | Per Window Area - Single Pane - U-0.80 to U-0.39 in HZ 1 with Air-source heat pump heating system | convert single-paneWindow U-0.80 to U-0.39 in HZ 1 with Air-source heat pump heating system | 1% | 1% | 1% | 1% | 1% | 1% | 1% | 1% | 1% | 1% | 1% | 1% | 1% | 1% | 1% | 1% | 1% | 1% | 1% | 0% | 0% | 0% | 0% | 0% | 0% | 0% | Windows-Retro | Weatherization - School-Retro |  | 0 | 33% | 33% | 33% | 33% | 33% | 33% | 33% | 33% | 33% | 33% | 33% | 33% | 33% | 33% | 33% | 33% | 33% | 33% | 33% | 0% | 0% | 0% | 0% | 0% | 0% | 0% | 0.33% | 0.33% | 0.33% | 0.33% | 0.33% | 0.33% | 0.33% | 0.33% | 0.33% | 0.33% | 0.33% | 0.33% | 0.33% | 0.33% | 0.33% | 0.33% | 0.33% | 0.33% | 0.33% | 0% | 0% | 0% | 0% | 0% | 0% | 0%
| 1811 | Windows | ComWeatherizationSchool_v2_3 | Retro | School K-12 | Electric | Per Window Area - Single Pane - U-0.80 to U-0.39 in HZ 1 with Water-source heat pump heating system | convert single-paneWindow U-0.80 to U-0.39 in HZ 1 with Water-source heat pump heating system | 1% | 1% | 1% | 1% | 1% | 1% | 1% | 1% | 1% | 1% | 1% | 1% | 1% | 1% | 1% | 1% | 1% | 1% | 1% | 0% | 0% | 0% | 0% | 0% | 0% | 0% | Windows-Retro | Weatherization - School-Retro |  | 0 | 33% | 33% | 33% | 33% | 33% | 33% | 33% | 33% | 33% | 33% | 33% | 33% | 33% | 33% | 33% | 33% | 33% | 33% | 33% | 0% | 0% | 0% | 0% | 0% | 0% | 0% | 0.33% | 0.33% | 0.33% | 0.33% | 0.33% | 0.33% | 0.33% | 0.33% | 0.33% | 0.33% | 0.33% | 0.33% | 0.33% | 0.33% | 0.33% | 0.33% | 0.33% | 0.33% | 0.33% | 0% | 0% | 0% | 0% | 0% | 0% | 0%
| 1811 | Windows | ComWeatherizationSchool_v2_3 | Retro | School K-12 | Electric | Per Window Area - Single Pane - U-0.80 to U-0.34 in HZ 1 with Electric resistance packaged heating system | convert single-paneWindow U-0.80 to U-0.34 in HZ 1 with Electric resistance packaged heating system | 1% | 1% | 1% | 1% | 1% | 1% | 1% | 1% | 1% | 1% | 1% | 1% | 1% | 1% | 1% | 1% | 1% | 1% | 1% | 0% | 0% | 0% | 0% | 0% | 0% | 0% | Windows-Retro | Weatherization - School-Retro |  | 0 | 33% | 33% | 33% | 33% | 33% | 33% | 33% | 33% | 33% | 33% | 33% | 33% | 33% | 33% | 33% | 33% | 33% | 33% | 33% | 0% | 0% | 0% | 0% | 0% | 0% | 0% | 0.33% | 0.33% | 0.33% | 0.33% | 0.33% | 0.33% | 0.33% | 0.33% | 0.33% | 0.33% | 0.33% | 0.33% | 0.33% | 0.33% | 0.33% | 0.33% | 0.33% | 0.33% | 0.33% | 0% | 0% | 0% | 0% | 0% | 0% | 0%
| 1811 | Windows | ComWeatherizationSchool_v2_3 | Retro | School K-12 | Electric | Per Window Area - Single Pane - U-0.80 to U-0.34 in HZ 1 with Air-source heat pump heating system | convert single-paneWindow U-0.80 to U-0.34 in HZ 1 with Air-source heat pump heating system | 1% | 1% | 1% | 1% | 1% | 1% | 1% | 1% | 1% | 1% | 1% | 1% | 1% | 1% | 1% | 1% | 1% | 1% | 1% | 0% | 0% | 0% | 0% | 0% | 0% | 0% | Windows-Retro | Weatherization - School-Retro |  | 0 | 33% | 33% | 33% | 33% | 33% | 33% | 33% | 33% | 33% | 33% | 33% | 33% | 33% | 33% | 33% | 33% | 33% | 33% | 33% | 0% | 0% | 0% | 0% | 0% | 0% | 0% | 0.33% | 0.33% | 0.33% | 0.33% | 0.33% | 0.33% | 0.33% | 0.33% | 0.33% | 0.33% | 0.33% | 0.33% | 0.33% | 0.33% | 0.33% | 0.33% | 0.33% | 0.33% | 0.33% | 0% | 0% | 0% | 0% | 0% | 0% | 0%
| 1811 | Windows | ComWeatherizationSchool_v2_3 | Retro | School K-12 | Electric | Per Window Area - Single Pane - U-0.80 to U-0.34 in HZ 1 with Water-source heat pump heating system | convert single-paneWindow U-0.80 to U-0.34 in HZ 1 with Water-source heat pump heating system | 1% | 1% | 1% | 1% | 1% | 1% | 1% | 1% | 1% | 1% | 1% | 1% | 1% | 1% | 1% | 1% | 1% | 1% | 1% | 0% | 0% | 0% | 0% | 0% | 0% | 0% | Windows-Retro | Weatherization - School-Retro |  | 0 | 33% | 33% | 33% | 33% | 33% | 33% | 33% | 33% | 33% | 33% | 33% | 33% | 33% | 33% | 33% | 33% | 33% | 33% | 33% | 0% | 0% | 0% | 0% | 0% | 0% | 0% | 0.33% | 0.33% | 0.33% | 0.33% | 0.33% | 0.33% | 0.33% | 0.33% | 0.33% | 0.33% | 0.33% | 0.33% | 0.33% | 0.33% | 0.33% | 0.33% | 0.33% | 0.33% | 0.33% | 0% | 0% | 0% | 0% | 0% | 0% | 0%
| 1811 | Windows | ComWeatherizationSchool_v2_3 | Retro | School K-12 | Electric | Per Window Area - Single Pane - U-0.80 to U-0.29 in HZ 1 with Electric resistance packaged heating system | convert single-paneWindow U-0.80 to U-0.29 in HZ 1 with Electric resistance packaged heating system | 1% | 1% | 1% | 1% | 1% | 1% | 1% | 1% | 1% | 1% | 1% | 1% | 1% | 1% | 1% | 1% | 1% | 1% | 1% | 0% | 0% | 0% | 0% | 0% | 0% | 0% | Windows-Retro | Weatherization - School-Retro |  | 0 | 33% | 33% | 33% | 33% | 33% | 33% | 33% | 33% | 33% | 33% | 33% | 33% | 33% | 33% | 33% | 33% | 33% | 33% | 33% | 0% | 0% | 0% | 0% | 0% | 0% | 0% | 0.33% | 0.33% | 0.33% | 0.33% | 0.33% | 0.33% | 0.33% | 0.33% | 0.33% | 0.33% | 0.33% | 0.33% | 0.33% | 0.33% | 0.33% | 0.33% | 0.33% | 0.33% | 0.33% | 0% | 0% | 0% | 0% | 0% | 0% | 0%
| 1811 | Windows | ComWeatherizationSchool_v2_3 | Retro | School K-12 | Electric | Per Window Area - Single Pane - U-0.80 to U-0.29 in HZ 1 with Air-source heat pump heating system | convert single-paneWindow U-0.80 to U-0.29 in HZ 1 with Air-source heat pump heating system | 1% | 1% | 1% | 1% | 1% | 1% | 1% | 1% | 1% | 1% | 1% | 1% | 1% | 1% | 1% | 1% | 1% | 1% | 1% | 0% | 0% | 0% | 0% | 0% | 0% | 0% | Windows-Retro | Weatherization - School-Retro |  | 0 | 33% | 33% | 33% | 33% | 33% | 33% | 33% | 33% | 33% | 33% | 33% | 33% | 33% | 33% | 33% | 33% | 33% | 33% | 33% | 0% | 0% | 0% | 0% | 0% | 0% | 0% | 0.33% | 0.33% | 0.33% | 0.33% | 0.33% | 0.33% | 0.33% | 0.33% | 0.33% | 0.33% | 0.33% | 0.33% | 0.33% | 0.33% | 0.33% | 0.33% | 0.33% | 0.33% | 0.33% | 0% | 0% | 0% | 0% | 0% | 0% | 0%
| 1811 | Windows | ComWeatherizationSchool_v2_3 | Retro | School K-12 | Electric | Per Window Area - Single Pane - U-0.80 to U-0.29 in HZ 1 with Water-source heat pump heating system | convert single-paneWindow U-0.80 to U-0.29 in HZ 1 with Water-source heat pump heating system | 1% | 1% | 1% | 1% | 1% | 1% | 1% | 1% | 1% | 1% | 1% | 1% | 1% | 1% | 1% | 1% | 1% | 1% | 1% | 0% | 0% | 0% | 0% | 0% | 0% | 0% | Windows-Retro | Weatherization - School-Retro |  | 0 | 33% | 33% | 33% | 33% | 33% | 33% | 33% | 33% | 33% | 33% | 33% | 33% | 33% | 33% | 33% | 33% | 33% | 33% | 33% | 0% | 0% | 0% | 0% | 0% | 0% | 0% | 0.33% | 0.33% | 0.33% | 0.33% | 0.33% | 0.33% | 0.33% | 0.33% | 0.33% | 0.33% | 0.33% | 0.33% | 0.33% | 0.33% | 0.33% | 0.33% | 0.33% | 0.33% | 0.33% | 0% | 0% | 0% | 0% | 0% | 0% | 0%
| 1811 | Thermostatic Restriction Valve | ThermostaticShowerRestrictionValve_v3_1 | Retro | Residential Care | Electric | Per Showerhead with ER DHW - Retail | Health Care and Assisted Living_Retail_Valve only_Electric resistance DHW | 0% | 17.94% | 41.65% | 0% | 0% | 20.85% | 24.4% | 17.69% | 0% | 13.31% | 13.44% | 33.85% | 9.528% | 0% | 0% | 6.756% | 18.44% | 14.37% | 13.67% | 0% | 0% | 0% | 0% | 0% | 0% | 0% | Thermostatic Restriction Valve-Retro | ConnectedThermostats-Retro |  | 0 | 33% | 33% | 33% | 33% | 33% | 33% | 33% | 33% | 33% | 33% | 33% | 33% | 33% | 33% | 33% | 33% | 33% | 33% | 33% | 0% | 0% | 0% | 0% | 0% | 0% | 0% | 0% | 5.92% | 13.74% | 0% | 0% | 6.88% | 8.052% | 5.839% | 0% | 4.391% | 4.437% | 11.17% | 3.144% | 0% | 0% | 2.229% | 6.085% | 4.741% | 4.51% | 0% | 0% | 0% | 0% | 0% | 0% | 0%
| 1811 | Thermostatic Restriction Valve | ThermostaticShowerRestrictionValve_v3_1 | Retro | Residential Care | Electric | Per Showerhead with HP DHW - Retail | Health Care and Assisted Living_Retail_Valve only_Electric HP DHW | 0% | 17.94% | 41.65% | 0% | 0% | 20.85% | 24.4% | 17.69% | 0% | 13.31% | 13.44% | 33.85% | 9.528% | 0% | 0% | 6.756% | 18.44% | 14.37% | 13.67% | 0% | 0% | 0% | 0% | 0% | 0% | 0% | Thermostatic Restriction Valve-Retro | ConnectedThermostats-Retro |  | 0 | 33% | 33% | 33% | 33% | 33% | 33% | 33% | 33% | 33% | 33% | 33% | 33% | 33% | 33% | 33% | 33% | 33% | 33% | 33% | 0% | 0% | 0% | 0% | 0% | 0% | 0% | 0% | 5.92% | 13.74% | 0% | 0% | 6.88% | 8.052% | 5.839% | 0% | 4.391% | 4.437% | 11.17% | 3.144% | 0% | 0% | 2.229% | 6.085% | 4.741% | 4.51% | 0% | 0% | 0% | 0% | 0% | 0% | 0%
| 1811 | Thermostatic Restriction Valve | ThermostaticShowerRestrictionValve_v3_1 | Retro | Residential Care | Gas | Per Showerhead with Any DHW - Retail | Health Care and Assisted Living_Retail_Valve only_Any (including gas) DHW | 0% | 17.94% | 41.65% | 0% | 0% | 20.85% | 24.4% | 17.69% | 0% | 13.31% | 13.44% | 33.85% | 9.528% | 0% | 0% | 6.756% | 18.44% | 14.37% | 13.67% | 0% | 0% | 0% | 0% | 0% | 0% | 0% | Thermostatic Restriction Valve-Retro | ConnectedThermostats-Retro |  | 0 | 33% | 33% | 33% | 33% | 33% | 33% | 33% | 33% | 33% | 33% | 33% | 33% | 33% | 33% | 33% | 33% | 33% | 33% | 33% | 0% | 0% | 0% | 0% | 0% | 0% | 0% | 0% | 5.92% | 13.74% | 0% | 0% | 6.88% | 8.052% | 5.839% | 0% | 4.391% | 4.437% | 11.17% | 3.144% | 0% | 0% | 2.229% | 6.085% | 4.741% | 4.51% | 0% | 0% | 0% | 0% | 0% | 0% | 0%
| 1811 | Thermostatic Restriction Valve | ThermostaticShowerRestrictionValve_v3_1 | Retro | Residential Care | Electric | Per Showerhead with ER DHW - Direct install | Health Care and Assisted Living_Direct install_Valve only_Electric resistance DHW | 0% | 17.94% | 41.65% | 0% | 0% | 20.85% | 24.4% | 17.69% | 0% | 13.31% | 13.44% | 33.85% | 9.528% | 0% | 0% | 6.756% | 18.44% | 14.37% | 13.67% | 0% | 0% | 0% | 0% | 0% | 0% | 0% | Thermostatic Restriction Valve-Retro | ConnectedThermostats-Retro |  | 0 | 33% | 33% | 33% | 33% | 33% | 33% | 33% | 33% | 33% | 33% | 33% | 33% | 33% | 33% | 33% | 33% | 33% | 33% | 33% | 0% | 0% | 0% | 0% | 0% | 0% | 0% | 0% | 5.92% | 13.74% | 0% | 0% | 6.88% | 8.052% | 5.839% | 0% | 4.391% | 4.437% | 11.17% | 3.144% | 0% | 0% | 2.229% | 6.085% | 4.741% | 4.51% | 0% | 0% | 0% | 0% | 0% | 0% | 0%
| 1811 | Thermostatic Restriction Valve | ThermostaticShowerRestrictionValve_v3_1 | Retro | Residential Care | Electric | Per Showerhead with HP DHW - Direct install | Health Care and Assisted Living_Direct install_Valve only_Electric HP DHW | 0% | 17.94% | 41.65% | 0% | 0% | 20.85% | 24.4% | 17.69% | 0% | 13.31% | 13.44% | 33.85% | 9.528% | 0% | 0% | 6.756% | 18.44% | 14.37% | 13.67% | 0% | 0% | 0% | 0% | 0% | 0% | 0% | Thermostatic Restriction Valve-Retro | ConnectedThermostats-Retro |  | 0 | 33% | 33% | 33% | 33% | 33% | 33% | 33% | 33% | 33% | 33% | 33% | 33% | 33% | 33% | 33% | 33% | 33% | 33% | 33% | 0% | 0% | 0% | 0% | 0% | 0% | 0% | 0% | 5.92% | 13.74% | 0% | 0% | 6.88% | 8.052% | 5.839% | 0% | 4.391% | 4.437% | 11.17% | 3.144% | 0% | 0% | 2.229% | 6.085% | 4.741% | 4.51% | 0% | 0% | 0% | 0% | 0% | 0% | 0%
| 1811 | Thermostatic Restriction Valve | ThermostaticShowerRestrictionValve_v3_1 | Retro | Residential Care | Gas | Per Showerhead with Any DHW - Direct install | Health Care and Assisted Living_Direct install_Valve only_Any (including gas) DHW | 0% | 17.94% | 41.65% | 0% | 0% | 20.85% | 24.4% | 17.69% | 0% | 13.31% | 13.44% | 33.85% | 9.528% | 0% | 0% | 6.756% | 18.44% | 14.37% | 13.67% | 0% | 0% | 0% | 0% | 0% | 0% | 0% | Thermostatic Restriction Valve-Retro | ConnectedThermostats-Retro |  | 0 | 33% | 33% | 33% | 33% | 33% | 33% | 33% | 33% | 33% | 33% | 33% | 33% | 33% | 33% | 33% | 33% | 33% | 33% | 33% | 0% | 0% | 0% | 0% | 0% | 0% | 0% | 0% | 5.92% | 13.74% | 0% | 0% | 6.88% | 8.052% | 5.839% | 0% | 4.391% | 4.437% | 11.17% | 3.144% | 0% | 0% | 2.229% | 6.085% | 4.741% | 4.51% | 0% | 0% | 0% | 0% | 0% | 0% | 0%
| 1811 | Thermostatic Restriction Valve | ThermostaticShowerRestrictionValve_v3_1 | Retro | Residential Care | Electric | Per Showerhead with ER DHW - Mail by request | Health Care and Assisted Living_Mail by request_Valve only_Electric resistance DHW | 0% | 17.94% | 41.65% | 0% | 0% | 20.85% | 24.4% | 17.69% | 0% | 13.31% | 13.44% | 33.85% | 9.528% | 0% | 0% | 6.756% | 18.44% | 14.37% | 13.67% | 0% | 0% | 0% | 0% | 0% | 0% | 0% | Thermostatic Restriction Valve-Retro | ConnectedThermostats-Retro |  | 0 | 33% | 33% | 33% | 33% | 33% | 33% | 33% | 33% | 33% | 33% | 33% | 33% | 33% | 33% | 33% | 33% | 33% | 33% | 33% | 0% | 0% | 0% | 0% | 0% | 0% | 0% | 0% | 5.92% | 13.74% | 0% | 0% | 6.88% | 8.052% | 5.839% | 0% | 4.391% | 4.437% | 11.17% | 3.144% | 0% | 0% | 2.229% | 6.085% | 4.741% | 4.51% | 0% | 0% | 0% | 0% | 0% | 0% | 0%
| 1811 | Thermostatic Restriction Valve | ThermostaticShowerRestrictionValve_v3_1 | Retro | Residential Care | Electric | Per Showerhead with HP DHW - Mail by request | Health Care and Assisted Living_Mail by request_Valve only_Electric HP DHW | 0% | 17.94% | 41.65% | 0% | 0% | 20.85% | 24.4% | 17.69% | 0% | 13.31% | 13.44% | 33.85% | 9.528% | 0% | 0% | 6.756% | 18.44% | 14.37% | 13.67% | 0% | 0% | 0% | 0% | 0% | 0% | 0% | Thermostatic Restriction Valve-Retro | ConnectedThermostats-Retro |  | 0 | 33% | 33% | 33% | 33% | 33% | 33% | 33% | 33% | 33% | 33% | 33% | 33% | 33% | 33% | 33% | 33% | 33% | 33% | 33% | 0% | 0% | 0% | 0% | 0% | 0% | 0% | 0% | 5.92% | 13.74% | 0% | 0% | 6.88% | 8.052% | 5.839% | 0% | 4.391% | 4.437% | 11.17% | 3.144% | 0% | 0% | 2.229% | 6.085% | 4.741% | 4.51% | 0% | 0% | 0% | 0% | 0% | 0% | 0%
| 1811 | Thermostatic Restriction Valve | ThermostaticShowerRestrictionValve_v3_1 | Retro | Residential Care | Gas | Per Showerhead with Any DHW - Mail by request | Health Care and Assisted Living_Mail by request_Valve only_Any (including gas) DHW | 0% | 17.94% | 41.65% | 0% | 0% | 20.85% | 24.4% | 17.69% | 0% | 13.31% | 13.44% | 33.85% | 9.528% | 0% | 0% | 6.756% | 18.44% | 14.37% | 13.67% | 0% | 0% | 0% | 0% | 0% | 0% | 0% | Thermostatic Restriction Valve-Retro | ConnectedThermostats-Retro |  | 0 | 33% | 33% | 33% | 33% | 33% | 33% | 33% | 33% | 33% | 33% | 33% | 33% | 33% | 33% | 33% | 33% | 33% | 33% | 33% | 0% | 0% | 0% | 0% | 0% | 0% | 0% | 0% | 5.92% | 13.74% | 0% | 0% | 6.88% | 8.052% | 5.839% | 0% | 4.391% | 4.437% | 11.17% | 3.144% | 0% | 0% | 2.229% | 6.085% | 4.741% | 4.51% | 0% | 0% | 0% | 0% | 0% | 0% | 0%
1

## Com End Use Saturations
|  | 7.896% | 6.144% | 5.232% | 2.727% | 3.876% | 5.773% | 1.248% | 8.017% | 0.842% | 19.91% | 3.862% | 0.1584% | 3.71% | 2.937% | 0.6812% | 3.252% | 6.219% | 17.51%
|  | Office | Office | Office | Dry Goods Retail | Dry Goods Retail | Dry Goods Retail | Dry Goods Retail | School | University | Warehouse | Grocery | Grocery | Restaurant | Hotel Motel | Hospital | Other Commercial | Other Commercial | Other Commercial
End Use Lookup | End Use | Large Off | Medium Off | Small Off | XLarge Ret | Large Ret | Medium Ret | Small Ret | School K-12 | University | Warehouse | Supermarket | MiniMart | Restaurant | Lodging | Hospital | Residential Care | Assembly | Other | All Commercial | Population | Data Center | Indoor Agriculture Tier 1 | Indoor Agriculture Tier 2 | Indoor Agriculture Tier 3 | Street Lighting3 | Service Territory Water Flow | Saturations Lookup | Data Source Lookup | Fuel | Region | Segment | End Use | Construction Vintage | 2015
Space Heat Boiler | Boiler | 27.79% | 27.79% | 27.79% | 8.591% | 8.591% | 8.591% | 8.591% | 74.6% | 74.6% | 1.122% | 0.7407% | 0.7407% | 0% | 56.64% | 35.29% | 25.21% | 25.21% | 25.21% | 22.09% | [7 empty] | Dry Goods RetailComputers | PSEDry Goods RetailComputersExisting | Electric | PSE | Dry Goods Retail | Computers | Existing | 99.94%
Cooling Chillers | Chillers | 22.96% | 22.96% | 22.96% | 47.57% | 47.57% | 47.57% | 47.57% | 25.17% | 3.519% | 4.331% | 59.08% | 59.08% | 51% | 27.07% | 22.77% | 6.763% | 6.763% | 6.763% | 20.86% | [7 empty] | Dry Goods RetailCooling DX | PSEDry Goods RetailCooling DXExisting | Electric | PSE | Dry Goods Retail | Cooling DX | Existing | 47.57%
| Circulator Pump | 100% | 100% | 100% | 100% | 100% | 100% | 100% | 100% | 100% | 100% | 100% | 100% | 100% | 100% | 100% | 100% | 100% | 100% | 100% | [7 empty] | Dry Goods RetailFax | PSEDry Goods RetailFaxExisting | Electric | PSE | Dry Goods Retail | Fax | Existing | 99.94%
| Clothes Washer | 100% | 100% | 100% | 100% | 100% | 100% | 100% | 100% | 100% | 100% | 100% | 100% | 100% | 100% | 100% | 100% | 100% | 100% | 100% | [7 empty] | Dry Goods RetailFlat Screen Monitors | PSEDry Goods RetailFlat Screen MonitorsExisting | Electric | PSE | Dry Goods Retail | Flat Screen Monitors | Existing | 99.94%
| Compressed Air | 0% | 0% | 0% | 0% | 0% | 1% | 0% | 0% | 0% | 1% | 0% | 1% | 0% | 0% | 1% | 0% | 0% | 1% | 0.4404% | [7 empty] | Dry Goods RetailFreezer | PSEDry Goods RetailFreezerExisting | Electric | PSE | Dry Goods Retail | Freezer | Existing | 99.94%
Cooking | Cooking | 0% | 0% | 0% | 0% | 0% | 0% | 0% | 99.94% | 99.94% | 0% | 99.94% | 99.94% | 99.94% | 99.94% | 99.94% | 99.94% | 99.94% | 99.94% | 47.16% | [7 empty] | Dry Goods RetailHeat Pump | PSEDry Goods RetailHeat PumpExisting | Electric | PSE | Dry Goods Retail | Heat Pump | Existing | 9.705%
Cooling Chillers | Cooling | 22.96% | 22.96% | 22.96% | 47.57% | 47.57% | 47.57% | 47.57% | 25.17% | 3.519% | 4.331% | 59.08% | 59.08% | 51% | 27.07% | 22.77% | 6.763% | 6.763% | 6.763% | 20.86% | [7 empty] | Dry Goods RetailLighting Exterior | PSEDry Goods RetailLighting ExteriorExisting | Electric | PSE | Dry Goods Retail | Lighting Exterior | Existing | 99.94%
Cooling DX | Cooling DX | 39.18% | 39.18% | 39.18% | 47.57% | 47.57% | 47.57% | 47.57% | 21.26% | 4.629% | 14.2% | 59.08% | 59.08% | 51% | 15.99% | 49.2% | 29.07% | 29.07% | 29.07% | 31.52% | [7 empty] | Dry Goods RetailLighting Interior Fluorescent | PSEDry Goods RetailLighting Interior FluorescentExisting | Electric | PSE | Dry Goods Retail | Lighting Interior Fluorescent | Existing | 99.94%
| Cooling PTAC | 100% | 100% | 100% | 100% | 100% | 100% | 100% | 100% | 100% | 100% | 100% | 100% | 100% | 100% | 100% | 100% | 100% | 100% | 100% | [7 empty] | Dry Goods RetailLighting Interior HID | PSEDry Goods RetailLighting Interior HIDExisting | Electric | PSE | Dry Goods Retail | Lighting Interior HID | Existing | 99.94%
Heat Pump | Ductless Heat Pump | 27.49% | 27.49% | 27.49% | 9.705% | 9.705% | 9.705% | 9.705% | 24.66% | 1.367% | 5.543% | 13.15% | 13.15% | 13.6% | 26.85% | 6.568% | 8.998% | 8.998% | 8.998% | 14.01% | [7 empty] | Dry Goods RetailLighting Interior Other | PSEDry Goods RetailLighting Interior OtherExisting | Electric | PSE | Dry Goods Retail | Lighting Interior Other | Existing | 99.94%
Ventilation and Circulation | Economizer | 85.02% | 85.02% | 85.02% | 87.9% | 87.9% | 87.9% | 87.9% | 99.02% | 95.97% | 52.37% | 87.2% | 87.2% | 89.34% | 89.78% | 93.33% | 82.63% | 82.63% | 82.63% | 79.93% | [7 empty] | Dry Goods RetailLighting Interior Screw Base | PSEDry Goods RetailLighting Interior Screw BaseExisting | Electric | PSE | Dry Goods Retail | Lighting Interior Screw Base | Existing | 99.94%
Space Heat | Electric Heating | 55.86% | 55.86% | 55.86% | 78.43% | 78.43% | 78.43% | 78.43% | 73.65% | 94.56% | 48.46% | 73% | 73% | 75.53% | 56.57% | 86.59% | 72.99% | 72.99% | 72.99% | 65.48% | [7 empty] | Dry Goods RetailOther | PSEDry Goods RetailOtherExisting | Electric | PSE | Dry Goods Retail | Other | Existing | 99.94%
Space Heat | Electric Resistance Heat and Cooling | 55.86% | 55.86% | 55.86% | 78.43% | 78.43% | 78.43% | 78.43% | 73.65% | 94.56% | 48.46% | 73% | 73% | 75.53% | 56.57% | 86.59% | 72.99% | 72.99% | 72.99% | 65.48% | [7 empty] | Dry Goods RetailOther Plug Load | PSEDry Goods RetailOther Plug LoadExisting | Electric | PSE | Dry Goods Retail | Other Plug Load | Existing | 99.94%
Space Heat | Electric Resistance Heating | 55.86% | 55.86% | 55.86% | 78.43% | 78.43% | 78.43% | 78.43% | 73.65% | 94.56% | 48.46% | 73% | 73% | 75.53% | 56.57% | 86.59% | 72.99% | 72.99% | 72.99% | 65.48% | [7 empty] | Dry Goods RetailPhoto Copiers | PSEDry Goods RetailPhoto CopiersExisting | Electric | PSE | Dry Goods Retail | Photo Copiers | Existing | 99.94%
Water Heat GT 55 Gal | Electric Water Heat | 99.94% | 99.94% | 99.94% | 99.94% | 99.94% | 99.94% | 99.94% | 99.94% | 99.94% | 99.94% | 99.94% | 99.94% | 99.94% | 99.94% | 99.94% | 99.94% | 99.94% | 99.94% | 99.94% | [7 empty] | Dry Goods RetailPrinters | PSEDry Goods RetailPrintersExisting | Electric | PSE | Dry Goods Retail | Printers | Existing | 99.94%
Space Heat Furnace | Gas Furnace | 57.36% | 57.36% | 57.36% | 82.95% | 82.95% | 82.95% | 82.95% | 23.02% | 23.02% | 65.04% | 95.82% | 95.82% | 91.57% | 30.99% | 56.19% | 67.95% | 67.95% | 67.95% | 64.23% | [7 empty] | Dry Goods RetailRefrigerator | PSEDry Goods RetailRefrigeratorExisting | Electric | PSE | Dry Goods Retail | Refrigerator | Existing | 99.94%
Space Heat Furnace | Gas Heating | 85.15% | 85.15% | 85.15% | 91.55% | 91.55% | 91.55% | 91.55% | 97.62% | 97.62% | 66.16% | 96.56% | 96.56% | 91.57% | 87.63% | 91.48% | 93.17% | 93.17% | 93.17% | 86.32% | [7 empty] | Dry Goods RetailSpace Heat | PSEDry Goods RetailSpace HeatExisting | Electric | PSE | Dry Goods Retail | Space Heat | Existing | 78.43%
Water Heat GT 55 Gal | Gas Water Heat | 8% | 8% | 8% | 8% | 8% | 8% | 8% | 8% | 8% | 8% | 8% | 8% | 8% | 8% | 8% | 8% | 8% | 8% | 8% | [7 empty] | Dry Goods RetailVending Machines | PSEDry Goods RetailVending MachinesExisting | Electric | PSE | Dry Goods Retail | Vending Machines | Existing | 99.94%
Heat Pump | Heat Pump | 27.49% | 27.49% | 27.49% | 9.705% | 9.705% | 9.705% | 9.705% | 24.66% | 1.367% | 5.543% | 13.15% | 13.15% | 13.6% | 26.85% | 6.568% | 8.998% | 8.998% | 8.998% | 14.01% | [7 empty] | Dry Goods RetailVentilation and Circulation | PSEDry Goods RetailVentilation and CirculationExisting | Electric | PSE | Dry Goods Retail | Ventilation and Circulation | Existing | 87.9%
| Ice Makers | 100% | 100% | 100% | 100% | 100% | 100% | 100% | 100% | 100% | 100% | 100% | 100% | 100% | 100% | 100% | 100% | 100% | 100% | 100% | [7 empty] | Dry Goods RetailWater Heat GT 55 Gal | PSEDry Goods RetailWater Heat GT 55 GalExisting | Electric | PSE | Dry Goods Retail | Water Heat GT 55 Gal | Existing | 99.94%
| Lighting | 100% | 100% | 100% | 100% | 100% | 100% | 100% | 100% | 100% | 100% | 100% | 100% | 100% | 100% | 100% | 100% | 100% | 100% | 100% | [7 empty] | Dry Goods RetailWater Heat LE 55 Gal | PSEDry Goods RetailWater Heat LE 55 GalExisting | Electric | PSE | Dry Goods Retail | Water Heat LE 55 Gal | Existing | 99.94%
Other Plug Load | Plug Load | 100% | 100% | 100% | 100% | 100% | 100% | 100% | 100% | 100% | 100% | 100% | 100% | 100% | 100% | 100% | 100% | 100% | 100% | 100% | [7 empty] | GroceryComputers | PSEGroceryComputersExisting | Electric | PSE | Grocery | Computers | Existing | 99.94%
| Pools | 0% | 0% | 0% | 0% | 0% | 0% | 0% | 100% | 100% | 0% | 0% | 0% | 0% | 100% | 0% | 100% | 100% | 100% | 38.78% | [7 empty] | GroceryCooking | PSEGroceryCookingExisting | Electric | PSE | Grocery | Cooking | Existing | 99.94%
Pool Heat | Pools Electric | 0% | 0% | 0% | 0% | 0% | 0% | 0% | 100% | 100% | 0% | 0% | 0% | 0% | 100% | 0% | 100% | 100% | 100% | 38.78% | [7 empty] | GroceryCooling DX | PSEGroceryCooling DXExisting | Electric | PSE | Grocery | Cooling DX | Existing | 59.08%
Pool Heat | Pools Gas | 0% | 0% | 0% | 0% | 0% | 0% | 0% | 100% | 100% | 0% | 0% | 0% | 0% | 100% | 0% | 100% | 100% | 100% | 38.78% | [7 empty] | GroceryFax | PSEGroceryFaxExisting | Electric | PSE | Grocery | Fax | Existing | 99.94%
| PTHP | 100% | 100% | 100% | 100% | 100% | 100% | 100% | 100% | 100% | 100% | 100% | 100% | 100% | 100% | 100% | 100% | 100% | 100% | 100% | [7 empty] | GroceryFlat Screen Monitors | PSEGroceryFlat Screen MonitorsExisting | Electric | PSE | Grocery | Flat Screen Monitors | Existing | 99.94%
Refrigerator | Refrigeration | 99.94% | 99.94% | 99.94% | 99.94% | 99.94% | 99.94% | 99.94% | 99.94% | 99.94% | 99.94% | 99.94% | 99.94% | 99.94% | 99.94% | 99.94% | 99.94% | 99.94% | 99.94% | 99.94% | [7 empty] | GroceryFreezer | PSEGroceryFreezerExisting | Electric | PSE | Grocery | Freezer | Existing | 99.94%
Ventilation and Circulation | Ventilation | 85.02% | 85.02% | 85.02% | 87.9% | 87.9% | 87.9% | 87.9% | 99.02% | 95.97% | 52.37% | 87.2% | 87.2% | 89.34% | 89.78% | 93.33% | 82.63% | 82.63% | 82.63% | 79.93% | [7 empty] | GroceryHeat Pump | PSEGroceryHeat PumpExisting | Electric | PSE | Grocery | Heat Pump | Existing | 13.15%
| Wastewater | 100% | 100% | 100% | 100% | 100% | 100% | 100% | 100% | 100% | 100% | 100% | 100% | 100% | 100% | 100% | 100% | 100% | 100% | 100% | [7 empty] | GroceryLighting Exterior | PSEGroceryLighting ExteriorExisting | Electric | PSE | Grocery | Lighting Exterior | Existing | 99.94%
| Water Cooler | 100% | 100% | 100% | 100% | 100% | 100% | 100% | 100% | 100% | 100% | 100% | 100% | 100% | 100% | 100% | 100% | 100% | 100% | 100% | [7 empty] | GroceryLighting Interior Fluorescent | PSEGroceryLighting Interior FluorescentExisting | Electric | PSE | Grocery | Lighting Interior Fluorescent | Existing | 99.94%
| Water Supply | 100% | 100% | 100% | 100% | 100% | 100% | 100% | 100% | 100% | 100% | 100% | 100% | 100% | 100% | 100% | 100% | 100% | 100% | 100% | [7 empty] | GroceryLighting Interior HID | PSEGroceryLighting Interior HIDExisting | Electric | PSE | Grocery | Lighting Interior HID | Existing | 99.94%
| Whole Building | 100% | 100% | 100% | 100% | 100% | 100% | 100% | 100% | 100% | 100% | 100% | 100% | 100% | 100% | 100% | 100% | 100% | 100% | 100% | [7 empty] | GroceryLighting Interior Other | PSEGroceryLighting Interior OtherExisting | Electric | PSE | Grocery | Lighting Interior Other | Existing | 99.94%
[28 empty] | GroceryLighting Interior Screw Base | PSEGroceryLighting Interior Screw BaseExisting | Electric | PSE | Grocery | Lighting Interior Screw Base | Existing | 99.94%
[28 empty] | GroceryOther | PSEGroceryOtherExisting | Electric | PSE | Grocery | Other | Existing | 99.94%
[28 empty] | GroceryOther Plug Load | PSEGroceryOther Plug LoadExisting | Electric | PSE | Grocery | Other Plug Load | Existing | 99.94%
[28 empty] | GroceryPhoto Copiers | PSEGroceryPhoto CopiersExisting | Electric | PSE | Grocery | Photo Copiers | Existing | 99.94%
[28 empty] | GroceryPrinters | PSEGroceryPrintersExisting | Electric | PSE | Grocery | Printers | Existing | 99.94%
[28 empty] | GroceryRefrigeration | PSEGroceryRefrigerationExisting | Electric | PSE | Grocery | Refrigeration | Existing | 99.94%
[28 empty] | GroceryRefrigerator | PSEGroceryRefrigeratorExisting | Electric | PSE | Grocery | Refrigerator | Existing | 99.94%
[28 empty] | GroceryWater Heat LE 55 Gal | PSEGroceryWater Heat LE 55 GalExisting | Electric | PSE | Grocery | Water Heat LE 55 Gal | Existing | 99.94%
[28 empty] | HospitalComputers | PSEHospitalComputersExisting | Electric | PSE | Hospital | Computers | Existing | 99.94%
[28 empty] | HospitalCooking | PSEHospitalCookingExisting | Electric | PSE | Hospital | Cooking | Existing | 99.94%
[28 empty] | HospitalCooling Chillers | PSEHospitalCooling ChillersExisting | Electric | PSE | Hospital | Cooling Chillers | Existing | 22.77%
[28 empty] | HospitalCooling DX | PSEHospitalCooling DXExisting | Electric | PSE | Hospital | Cooling DX | Existing | 49.2%
[28 empty] | HospitalFax | PSEHospitalFaxExisting | Electric | PSE | Hospital | Fax | Existing | 99.94%
[28 empty] | HospitalFlat Screen Monitors | PSEHospitalFlat Screen MonitorsExisting | Electric | PSE | Hospital | Flat Screen Monitors | Existing | 99.94%
[28 empty] | HospitalFreezer | PSEHospitalFreezerExisting | Electric | PSE | Hospital | Freezer | Existing | 99.94%
[28 empty] | HospitalHeat Pump | PSEHospitalHeat PumpExisting | Electric | PSE | Hospital | Heat Pump | Existing | 6.568%
[28 empty] | HospitalLighting Exterior | PSEHospitalLighting ExteriorExisting | Electric | PSE | Hospital | Lighting Exterior | Existing | 99.94%
[28 empty] | HospitalLighting Interior Fluorescent | PSEHospitalLighting Interior FluorescentExisting | Electric | PSE | Hospital | Lighting Interior Fluorescent | Existing | 99.94%
[28 empty] | HospitalLighting Interior HID | PSEHospitalLighting Interior HIDExisting | Electric | PSE | Hospital | Lighting Interior HID | Existing | 99.94%
[28 empty] | HospitalLighting Interior Other | PSEHospitalLighting Interior OtherExisting | Electric | PSE | Hospital | Lighting Interior Other | Existing | 99.94%
[28 empty] | HospitalLighting Interior Screw Base | PSEHospitalLighting Interior Screw BaseExisting | Electric | PSE | Hospital | Lighting Interior Screw Base | Existing | 99.94%
[28 empty] | HospitalOther | PSEHospitalOtherExisting | Electric | PSE | Hospital | Other | Existing | 99.94%
[28 empty] | HospitalOther Plug Load | PSEHospitalOther Plug LoadExisting | Electric | PSE | Hospital | Other Plug Load | Existing | 99.94%
[28 empty] | HospitalPhoto Copiers | PSEHospitalPhoto CopiersExisting | Electric | PSE | Hospital | Photo Copiers | Existing | 99.94%
[28 empty] | HospitalPrinters | PSEHospitalPrintersExisting | Electric | PSE | Hospital | Printers | Existing | 99.94%
[28 empty] | HospitalRefrigeration | PSEHospitalRefrigerationExisting | Electric | PSE | Hospital | Refrigeration | Existing | 99.94%
[28 empty] | HospitalRefrigerator | PSEHospitalRefrigeratorExisting | Electric | PSE | Hospital | Refrigerator | Existing | 99.94%
[28 empty] | HospitalServers | PSEHospitalServersExisting | Electric | PSE | Hospital | Servers | Existing | 99.94%
[28 empty] | HospitalSpace Heat | PSEHospitalSpace HeatExisting | Electric | PSE | Hospital | Space Heat | Existing | 86.59%
[28 empty] | HospitalVending Machines | PSEHospitalVending MachinesExisting | Electric | PSE | Hospital | Vending Machines | Existing | 99.94%
[28 empty] | HospitalVentilation and Circulation | PSEHospitalVentilation and CirculationExisting | Electric | PSE | Hospital | Ventilation and Circulation | Existing | 93.33%
[28 empty] | HospitalWater Heat GT 55 Gal | PSEHospitalWater Heat GT 55 GalExisting | Electric | PSE | Hospital | Water Heat GT 55 Gal | Existing | 99.94%
[28 empty] | HospitalWater Heat LE 55 Gal | PSEHospitalWater Heat LE 55 GalExisting | Electric | PSE | Hospital | Water Heat LE 55 Gal | Existing | 99.94%
[28 empty] | Hotel MotelComputers | PSEHotel MotelComputersExisting | Electric | PSE | Hotel Motel | Computers | Existing | 99.94%
[28 empty] | Hotel MotelCooking | PSEHotel MotelCookingExisting | Electric | PSE | Hotel Motel | Cooking | Existing | 99.94%
[28 empty] | Hotel MotelCooling Chillers | PSEHotel MotelCooling ChillersExisting | Electric | PSE | Hotel Motel | Cooling Chillers | Existing | 27.07%
[28 empty] | Hotel MotelCooling DX | PSEHotel MotelCooling DXExisting | Electric | PSE | Hotel Motel | Cooling DX | Existing | 15.99%
[28 empty] | Hotel MotelFax | PSEHotel MotelFaxExisting | Electric | PSE | Hotel Motel | Fax | Existing | 99.94%
[28 empty] | Hotel MotelFlat Screen Monitors | PSEHotel MotelFlat Screen MonitorsExisting | Electric | PSE | Hotel Motel | Flat Screen Monitors | Existing | 99.94%
[28 empty] | Hotel MotelFreezer | PSEHotel MotelFreezerExisting | Electric | PSE | Hotel Motel | Freezer | Existing | 99.94%
[28 empty] | Hotel MotelHeat Pump | PSEHotel MotelHeat PumpExisting | Electric | PSE | Hotel Motel | Heat Pump | Existing | 26.85%
[28 empty] | Hotel MotelLighting Exterior | PSEHotel MotelLighting ExteriorExisting | Electric | PSE | Hotel Motel | Lighting Exterior | Existing | 99.94%
[28 empty] | Hotel MotelLighting Interior Fluorescent | PSEHotel MotelLighting Interior FluorescentExisting | Electric | PSE | Hotel Motel | Lighting Interior Fluorescent | Existing | 99.94%
[28 empty] | Hotel MotelLighting Interior HID | PSEHotel MotelLighting Interior HIDExisting | Electric | PSE | Hotel Motel | Lighting Interior HID | Existing | 99.94%
[28 empty] | Hotel MotelLighting Interior Other | PSEHotel MotelLighting Interior OtherExisting | Electric | PSE | Hotel Motel | Lighting Interior Other | Existing | 99.94%
[28 empty] | Hotel MotelLighting Interior Screw Base | PSEHotel MotelLighting Interior Screw BaseExisting | Electric | PSE | Hotel Motel | Lighting Interior Screw Base | Existing | 99.94%
[28 empty] | Hotel MotelOther | PSEHotel MotelOtherExisting | Electric | PSE | Hotel Motel | Other | Existing | 99.94%
[28 empty] | Hotel MotelOther Plug Load | PSEHotel MotelOther Plug LoadExisting | Electric | PSE | Hotel Motel | Other Plug Load | Existing | 99.94%
[28 empty] | Hotel MotelPhoto Copiers | PSEHotel MotelPhoto CopiersExisting | Electric | PSE | Hotel Motel | Photo Copiers | Existing | 99.94%
[28 empty] | Hotel MotelPrinters | PSEHotel MotelPrintersExisting | Electric | PSE | Hotel Motel | Printers | Existing | 99.94%
[28 empty] | Hotel MotelRefrigeration | PSEHotel MotelRefrigerationExisting | Electric | PSE | Hotel Motel | Refrigeration | Existing | 99.94%
[28 empty] | Hotel MotelRefrigerator | PSEHotel MotelRefrigeratorExisting | Electric | PSE | Hotel Motel | Refrigerator | Existing | 99.94%
[28 empty] | Hotel MotelSpace Heat | PSEHotel MotelSpace HeatExisting | Electric | PSE | Hotel Motel | Space Heat | Existing | 56.57%
[28 empty] | Hotel MotelVending Machines | PSEHotel MotelVending MachinesExisting | Electric | PSE | Hotel Motel | Vending Machines | Existing | 99.94%
[28 empty] | Hotel MotelVentilation and Circulation | PSEHotel MotelVentilation and CirculationExisting | Electric | PSE | Hotel Motel | Ventilation and Circulation | Existing | 89.78%
[28 empty] | Hotel MotelWater Heat GT 55 Gal | PSEHotel MotelWater Heat GT 55 GalExisting | Electric | PSE | Hotel Motel | Water Heat GT 55 Gal | Existing | 99.94%
[28 empty] | Hotel MotelWater Heat LE 55 Gal | PSEHotel MotelWater Heat LE 55 GalExisting | Electric | PSE | Hotel Motel | Water Heat LE 55 Gal | Existing | 99.94%
[28 empty] | Multifamily Common AreaLighting Interior Fluorescent | PSEMultifamily Common AreaLighting Interior FluorescentExisting | Electric | PSE | Multifamily Common Area | Lighting Interior Fluorescent | Existing | 99.94%
[28 empty] | Multifamily Common AreaLighting Interior HID | PSEMultifamily Common AreaLighting Interior HIDExisting | Electric | PSE | Multifamily Common Area | Lighting Interior HID | Existing | 99.94%
[28 empty] | Multifamily Common AreaLighting Interior Other | PSEMultifamily Common AreaLighting Interior OtherExisting | Electric | PSE | Multifamily Common Area | Lighting Interior Other | Existing | 99.94%
[28 empty] | Multifamily Common AreaLighting Interior Screw Base | PSEMultifamily Common AreaLighting Interior Screw BaseExisting | Electric | PSE | Multifamily Common Area | Lighting Interior Screw Base | Existing | 99.94%
[28 empty] | OfficeComputers | PSEOfficeComputersExisting | Electric | PSE | Office | Computers | Existing | 99.94%
[28 empty] | OfficeCooling Chillers | PSEOfficeCooling ChillersExisting | Electric | PSE | Office | Cooling Chillers | Existing | 22.96%
[28 empty] | OfficeCooling DX | PSEOfficeCooling DXExisting | Electric | PSE | Office | Cooling DX | Existing | 39.18%
[28 empty] | OfficeFax | PSEOfficeFaxExisting | Electric | PSE | Office | Fax | Existing | 99.94%
[28 empty] | OfficeFlat Screen Monitors | PSEOfficeFlat Screen MonitorsExisting | Electric | PSE | Office | Flat Screen Monitors | Existing | 99.94%
[28 empty] | OfficeFreezer | PSEOfficeFreezerExisting | Electric | PSE | Office | Freezer | Existing | 99.94%
[28 empty] | OfficeHeat Pump | PSEOfficeHeat PumpExisting | Electric | PSE | Office | Heat Pump | Existing | 27.49%
[28 empty] | OfficeLighting Exterior | PSEOfficeLighting ExteriorExisting | Electric | PSE | Office | Lighting Exterior | Existing | 99.94%
[28 empty] | OfficeLighting Interior Fluorescent | PSEOfficeLighting Interior FluorescentExisting | Electric | PSE | Office | Lighting Interior Fluorescent | Existing | 99.94%
[28 empty] | OfficeLighting Interior HID | PSEOfficeLighting Interior HIDExisting | Electric | PSE | Office | Lighting Interior HID | Existing | 99.94%
[28 empty] | OfficeLighting Interior Other | PSEOfficeLighting Interior OtherExisting | Electric | PSE | Office | Lighting Interior Other | Existing | 99.94%
[28 empty] | OfficeLighting Interior Screw Base | PSEOfficeLighting Interior Screw BaseExisting | Electric | PSE | Office | Lighting Interior Screw Base | Existing | 99.94%
[28 empty] | OfficeOther | PSEOfficeOtherExisting | Electric | PSE | Office | Other | Existing | 99.94%
[28 empty] | OfficeOther Plug Load | PSEOfficeOther Plug LoadExisting | Electric | PSE | Office | Other Plug Load | Existing | 99.94%
[28 empty] | OfficePhoto Copiers | PSEOfficePhoto CopiersExisting | Electric | PSE | Office | Photo Copiers | Existing | 99.94%
[28 empty] | OfficePrinters | PSEOfficePrintersExisting | Electric | PSE | Office | Printers | Existing | 99.94%
[28 empty] | OfficeRefrigerator | PSEOfficeRefrigeratorExisting | Electric | PSE | Office | Refrigerator | Existing | 99.94%
[28 empty] | OfficeServers | PSEOfficeServersExisting | Electric | PSE | Office | Servers | Existing | 99.94%
[28 empty] | OfficeSpace Heat | PSEOfficeSpace HeatExisting | Electric | PSE | Office | Space Heat | Existing | 55.86%
[28 empty] | OfficeVending Machines | PSEOfficeVending MachinesExisting | Electric | PSE | Office | Vending Machines | Existing | 99.94%
[28 empty] | OfficeVentilation and Circulation | PSEOfficeVentilation and CirculationExisting | Electric | PSE | Office | Ventilation and Circulation | Existing | 85.02%
[28 empty] | OfficeWater Heat GT 55 Gal | PSEOfficeWater Heat GT 55 GalExisting | Electric | PSE | Office | Water Heat GT 55 Gal | Existing | 99.94%
[28 empty] | OfficeWater Heat LE 55 Gal | PSEOfficeWater Heat LE 55 GalExisting | Electric | PSE | Office | Water Heat LE 55 Gal | Existing | 99.94%
[28 empty] | Other CommercialComputers | PSEOther CommercialComputersExisting | Electric | PSE | Other Commercial | Computers | Existing | 99.94%
[28 empty] | Other CommercialCooking | PSEOther CommercialCookingExisting | Electric | PSE | Other Commercial | Cooking | Existing | 99.94%
[28 empty] | Other CommercialCooling Chillers | PSEOther CommercialCooling ChillersExisting | Electric | PSE | Other Commercial | Cooling Chillers | Existing | 6.763%
[28 empty] | Other CommercialCooling DX | PSEOther CommercialCooling DXExisting | Electric | PSE | Other Commercial | Cooling DX | Existing | 29.07%
[28 empty] | Other CommercialFax | PSEOther CommercialFaxExisting | Electric | PSE | Other Commercial | Fax | Existing | 99.94%
[28 empty] | Other CommercialFlat Screen Monitors | PSEOther CommercialFlat Screen MonitorsExisting | Electric | PSE | Other Commercial | Flat Screen Monitors | Existing | 99.94%
[28 empty] | Other CommercialFreezer | PSEOther CommercialFreezerExisting | Electric | PSE | Other Commercial | Freezer | Existing | 99.94%
[28 empty] | Other CommercialHeat Pump | PSEOther CommercialHeat PumpExisting | Electric | PSE | Other Commercial | Heat Pump | Existing | 8.998%
[28 empty] | Other CommercialLighting Exterior | PSEOther CommercialLighting ExteriorExisting | Electric | PSE | Other Commercial | Lighting Exterior | Existing | 99.94%
[28 empty] | Other CommercialLighting Interior Fluorescent | PSEOther CommercialLighting Interior FluorescentExisting | Electric | PSE | Other Commercial | Lighting Interior Fluorescent | Existing | 99.94%
[28 empty] | Other CommercialLighting Interior HID | PSEOther CommercialLighting Interior HIDExisting | Electric | PSE | Other Commercial | Lighting Interior HID | Existing | 99.94%
[28 empty] | Other CommercialLighting Interior Other | PSEOther CommercialLighting Interior OtherExisting | Electric | PSE | Other Commercial | Lighting Interior Other | Existing | 99.94%
[28 empty] | Other CommercialLighting Interior Screw Base | PSEOther CommercialLighting Interior Screw BaseExisting | Electric | PSE | Other Commercial | Lighting Interior Screw Base | Existing | 99.94%
[28 empty] | Other CommercialOther | PSEOther CommercialOtherExisting | Electric | PSE | Other Commercial | Other | Existing | 99.94%
[28 empty] | Other CommercialOther Plug Load | PSEOther CommercialOther Plug LoadExisting | Electric | PSE | Other Commercial | Other Plug Load | Existing | 99.94%
[28 empty] | Other CommercialPhoto Copiers | PSEOther CommercialPhoto CopiersExisting | Electric | PSE | Other Commercial | Photo Copiers | Existing | 99.94%
[28 empty] | Other CommercialPrinters | PSEOther CommercialPrintersExisting | Electric | PSE | Other Commercial | Printers | Existing | 99.94%
[28 empty] | Other CommercialRefrigeration | PSEOther CommercialRefrigerationExisting | Electric | PSE | Other Commercial | Refrigeration | Existing | 99.94%
[28 empty] | Other CommercialRefrigerator | PSEOther CommercialRefrigeratorExisting | Electric | PSE | Other Commercial | Refrigerator | Existing | 99.94%
[28 empty] | Other CommercialServers | PSEOther CommercialServersExisting | Electric | PSE | Other Commercial | Servers | Existing | 99.94%
[28 empty] | Other CommercialSpace Heat | PSEOther CommercialSpace HeatExisting | Electric | PSE | Other Commercial | Space Heat | Existing | 72.99%
[28 empty] | Other CommercialVending Machines | PSEOther CommercialVending MachinesExisting | Electric | PSE | Other Commercial | Vending Machines | Existing | 99.94%
[28 empty] | Other CommercialVentilation and Circulation | PSEOther CommercialVentilation and CirculationExisting | Electric | PSE | Other Commercial | Ventilation and Circulation | Existing | 82.63%
[28 empty] | Other CommercialWater Heat GT 55 Gal | PSEOther CommercialWater Heat GT 55 GalExisting | Electric | PSE | Other Commercial | Water Heat GT 55 Gal | Existing | 99.94%
[28 empty] | Other CommercialWater Heat LE 55 Gal | PSEOther CommercialWater Heat LE 55 GalExisting | Electric | PSE | Other Commercial | Water Heat LE 55 Gal | Existing | 99.94%
[28 empty] | RestaurantComputers | PSERestaurantComputersExisting | Electric | PSE | Restaurant | Computers | Existing | 99.94%
[28 empty] | RestaurantCooking | PSERestaurantCookingExisting | Electric | PSE | Restaurant | Cooking | Existing | 99.94%
[28 empty] | RestaurantCooling DX | PSERestaurantCooling DXExisting | Electric | PSE | Restaurant | Cooling DX | Existing | 51%
[28 empty] | RestaurantFax | PSERestaurantFaxExisting | Electric | PSE | Restaurant | Fax | Existing | 99.94%
[28 empty] | RestaurantFlat Screen Monitors | PSERestaurantFlat Screen MonitorsExisting | Electric | PSE | Restaurant | Flat Screen Monitors | Existing | 99.94%
[28 empty] | RestaurantFreezer | PSERestaurantFreezerExisting | Electric | PSE | Restaurant | Freezer | Existing | 99.94%
[28 empty] | RestaurantHeat Pump | PSERestaurantHeat PumpExisting | Electric | PSE | Restaurant | Heat Pump | Existing | 13.6%
[28 empty] | RestaurantLighting Exterior | PSERestaurantLighting ExteriorExisting | Electric | PSE | Restaurant | Lighting Exterior | Existing | 99.94%
[28 empty] | RestaurantLighting Interior Fluorescent | PSERestaurantLighting Interior FluorescentExisting | Electric | PSE | Restaurant | Lighting Interior Fluorescent | Existing | 99.94%
[28 empty] | RestaurantLighting Interior HID | PSERestaurantLighting Interior HIDExisting | Electric | PSE | Restaurant | Lighting Interior HID | Existing | 99.94%
[28 empty] | RestaurantLighting Interior Other | PSERestaurantLighting Interior OtherExisting | Electric | PSE | Restaurant | Lighting Interior Other | Existing | 99.94%
[28 empty] | RestaurantLighting Interior Screw Base | PSERestaurantLighting Interior Screw BaseExisting | Electric | PSE | Restaurant | Lighting Interior Screw Base | Existing | 99.94%
[28 empty] | RestaurantOther | PSERestaurantOtherExisting | Electric | PSE | Restaurant | Other | Existing | 99.94%
[28 empty] | RestaurantOther Plug Load | PSERestaurantOther Plug LoadExisting | Electric | PSE | Restaurant | Other Plug Load | Existing | 99.94%
[28 empty] | RestaurantPhoto Copiers | PSERestaurantPhoto CopiersExisting | Electric | PSE | Restaurant | Photo Copiers | Existing | 99.94%
[28 empty] | RestaurantPrinters | PSERestaurantPrintersExisting | Electric | PSE | Restaurant | Printers | Existing | 99.94%
[28 empty] | RestaurantRefrigeration | PSERestaurantRefrigerationExisting | Electric | PSE | Restaurant | Refrigeration | Existing | 99.94%
[28 empty] | RestaurantRefrigerator | PSERestaurantRefrigeratorExisting | Electric | PSE | Restaurant | Refrigerator | Existing | 99.94%
[28 empty] | RestaurantSpace Heat | PSERestaurantSpace HeatExisting | Electric | PSE | Restaurant | Space Heat | Existing | 75.53%
[28 empty] | RestaurantVentilation and Circulation | PSERestaurantVentilation and CirculationExisting | Electric | PSE | Restaurant | Ventilation and Circulation | Existing | 89.34%
[28 empty] | RestaurantWater Heat GT 55 Gal | PSERestaurantWater Heat GT 55 GalExisting | Electric | PSE | Restaurant | Water Heat GT 55 Gal | Existing | 99.94%
[28 empty] | RestaurantWater Heat LE 55 Gal | PSERestaurantWater Heat LE 55 GalExisting | Electric | PSE | Restaurant | Water Heat LE 55 Gal | Existing | 99.94%
[28 empty] | SchoolComputers | PSESchoolComputersExisting | Electric | PSE | School | Computers | Existing | 99.94%
[28 empty] | SchoolCooking | PSESchoolCookingExisting | Electric | PSE | School | Cooking | Existing | 99.94%
[28 empty] | SchoolCooling Chillers | PSESchoolCooling ChillersExisting | Electric | PSE | School | Cooling Chillers | Existing | 25.17%
[28 empty] | SchoolCooling DX | PSESchoolCooling DXExisting | Electric | PSE | School | Cooling DX | Existing | 21.26%
[28 empty] | SchoolFax | PSESchoolFaxExisting | Electric | PSE | School | Fax | Existing | 99.94%
[28 empty] | SchoolFlat Screen Monitors | PSESchoolFlat Screen MonitorsExisting | Electric | PSE | School | Flat Screen Monitors | Existing | 99.94%
[28 empty] | SchoolFreezer | PSESchoolFreezerExisting | Electric | PSE | School | Freezer | Existing | 99.94%
[28 empty] | SchoolHeat Pump | PSESchoolHeat PumpExisting | Electric | PSE | School | Heat Pump | Existing | 24.66%
[28 empty] | SchoolLighting Exterior | PSESchoolLighting ExteriorExisting | Electric | PSE | School | Lighting Exterior | Existing | 99.94%
[28 empty] | SchoolLighting Interior Fluorescent | PSESchoolLighting Interior FluorescentExisting | Electric | PSE | School | Lighting Interior Fluorescent | Existing | 99.94%
[28 empty] | SchoolLighting Interior HID | PSESchoolLighting Interior HIDExisting | Electric | PSE | School | Lighting Interior HID | Existing | 99.94%
[28 empty] | SchoolLighting Interior Other | PSESchoolLighting Interior OtherExisting | Electric | PSE | School | Lighting Interior Other | Existing | 99.94%
[28 empty] | SchoolLighting Interior Screw Base | PSESchoolLighting Interior Screw BaseExisting | Electric | PSE | School | Lighting Interior Screw Base | Existing | 99.94%
[28 empty] | SchoolOther | PSESchoolOtherExisting | Electric | PSE | School | Other | Existing | 99.94%
[28 empty] | SchoolOther Plug Load | PSESchoolOther Plug LoadExisting | Electric | PSE | School | Other Plug Load | Existing | 99.94%
[28 empty] | SchoolPhoto Copiers | PSESchoolPhoto CopiersExisting | Electric | PSE | School | Photo Copiers | Existing | 99.94%
[28 empty] | SchoolPrinters | PSESchoolPrintersExisting | Electric | PSE | School | Printers | Existing | 99.94%
[28 empty] | SchoolRefrigeration | PSESchoolRefrigerationExisting | Electric | PSE | School | Refrigeration | Existing | 99.94%
[28 empty] | SchoolRefrigerator | PSESchoolRefrigeratorExisting | Electric | PSE | School | Refrigerator | Existing | 99.94%
[28 empty] | SchoolServers | PSESchoolServersExisting | Electric | PSE | School | Servers | Existing | 99.94%
[28 empty] | SchoolSpace Heat | PSESchoolSpace HeatExisting | Electric | PSE | School | Space Heat | Existing | 73.65%
[28 empty] | SchoolVending Machines | PSESchoolVending MachinesExisting | Electric | PSE | School | Vending Machines | Existing | 99.94%
[28 empty] | SchoolVentilation and Circulation | PSESchoolVentilation and CirculationExisting | Electric | PSE | School | Ventilation and Circulation | Existing | 99.02%
[28 empty] | SchoolWater Heat GT 55 Gal | PSESchoolWater Heat GT 55 GalExisting | Electric | PSE | School | Water Heat GT 55 Gal | Existing | 99.94%
[28 empty] | SchoolWater Heat LE 55 Gal | PSESchoolWater Heat LE 55 GalExisting | Electric | PSE | School | Water Heat LE 55 Gal | Existing | 99.94%
[28 empty] | UniversityComputers | PSEUniversityComputersExisting | Electric | PSE | University | Computers | Existing | 99.94%
[28 empty] | UniversityCooking | PSEUniversityCookingExisting | Electric | PSE | University | Cooking | Existing | 99.94%
[28 empty] | UniversityCooling Chillers | PSEUniversityCooling ChillersExisting | Electric | PSE | University | Cooling Chillers | Existing | 3.519%
[28 empty] | UniversityCooling DX | PSEUniversityCooling DXExisting | Electric | PSE | University | Cooling DX | Existing | 4.629%
[28 empty] | UniversityFax | PSEUniversityFaxExisting | Electric | PSE | University | Fax | Existing | 99.94%
[28 empty] | UniversityFlat Screen Monitors | PSEUniversityFlat Screen MonitorsExisting | Electric | PSE | University | Flat Screen Monitors | Existing | 99.94%
[28 empty] | UniversityFreezer | PSEUniversityFreezerExisting | Electric | PSE | University | Freezer | Existing | 99.94%
[28 empty] | UniversityHeat Pump | PSEUniversityHeat PumpExisting | Electric | PSE | University | Heat Pump | Existing | 1.367%
[28 empty] | UniversityLighting Exterior | PSEUniversityLighting ExteriorExisting | Electric | PSE | University | Lighting Exterior | Existing | 99.94%
[28 empty] | UniversityLighting Interior Fluorescent | PSEUniversityLighting Interior FluorescentExisting | Electric | PSE | University | Lighting Interior Fluorescent | Existing | 99.94%
[28 empty] | UniversityLighting Interior HID | PSEUniversityLighting Interior HIDExisting | Electric | PSE | University | Lighting Interior HID | Existing | 99.94%
[28 empty] | UniversityLighting Interior Other | PSEUniversityLighting Interior OtherExisting | Electric | PSE | University | Lighting Interior Other | Existing | 99.94%
[28 empty] | UniversityLighting Interior Screw Base | PSEUniversityLighting Interior Screw BaseExisting | Electric | PSE | University | Lighting Interior Screw Base | Existing | 99.94%
[28 empty] | UniversityOther | PSEUniversityOtherExisting | Electric | PSE | University | Other | Existing | 99.94%
[28 empty] | UniversityOther Plug Load | PSEUniversityOther Plug LoadExisting | Electric | PSE | University | Other Plug Load | Existing | 99.94%
[28 empty] | UniversityPhoto Copiers | PSEUniversityPhoto CopiersExisting | Electric | PSE | University | Photo Copiers | Existing | 99.94%
[28 empty] | UniversityPrinters | PSEUniversityPrintersExisting | Electric | PSE | University | Printers | Existing | 99.94%
[28 empty] | UniversityRefrigeration | PSEUniversityRefrigerationExisting | Electric | PSE | University | Refrigeration | Existing | 99.94%
[28 empty] | UniversityRefrigerator | PSEUniversityRefrigeratorExisting | Electric | PSE | University | Refrigerator | Existing | 99.94%
[28 empty] | UniversityServers | PSEUniversityServersExisting | Electric | PSE | University | Servers | Existing | 99.94%
[28 empty] | UniversitySpace Heat | PSEUniversitySpace HeatExisting | Electric | PSE | University | Space Heat | Existing | 94.56%
[28 empty] | UniversityVending Machines | PSEUniversityVending MachinesExisting | Electric | PSE | University | Vending Machines | Existing | 99.94%
[28 empty] | UniversityVentilation and Circulation | PSEUniversityVentilation and CirculationExisting | Electric | PSE | University | Ventilation and Circulation | Existing | 95.97%
[28 empty] | UniversityWater Heat GT 55 Gal | PSEUniversityWater Heat GT 55 GalExisting | Electric | PSE | University | Water Heat GT 55 Gal | Existing | 99.94%
[28 empty] | UniversityWater Heat LE 55 Gal | PSEUniversityWater Heat LE 55 GalExisting | Electric | PSE | University | Water Heat LE 55 Gal | Existing | 99.94%
[28 empty] | WarehouseComputers | PSEWarehouseComputersExisting | Electric | PSE | Warehouse | Computers | Existing | 99.94%
[28 empty] | WarehouseCooling Chillers | PSEWarehouseCooling ChillersExisting | Electric | PSE | Warehouse | Cooling Chillers | Existing | 4.331%
[28 empty] | WarehouseCooling DX | PSEWarehouseCooling DXExisting | Electric | PSE | Warehouse | Cooling DX | Existing | 14.2%
[28 empty] | WarehouseFax | PSEWarehouseFaxExisting | Electric | PSE | Warehouse | Fax | Existing | 99.94%
[28 empty] | WarehouseFlat Screen Monitors | PSEWarehouseFlat Screen MonitorsExisting | Electric | PSE | Warehouse | Flat Screen Monitors | Existing | 99.94%
[28 empty] | WarehouseFreezer | PSEWarehouseFreezerExisting | Electric | PSE | Warehouse | Freezer | Existing | 99.94%
[28 empty] | WarehouseHeat Pump | PSEWarehouseHeat PumpExisting | Electric | PSE | Warehouse | Heat Pump | Existing | 5.543%
[28 empty] | WarehouseLighting Exterior | PSEWarehouseLighting ExteriorExisting | Electric | PSE | Warehouse | Lighting Exterior | Existing | 99.94%
[28 empty] | WarehouseLighting Interior Fluorescent | PSEWarehouseLighting Interior FluorescentExisting | Electric | PSE | Warehouse | Lighting Interior Fluorescent | Existing | 99.94%
[28 empty] | WarehouseLighting Interior HID | PSEWarehouseLighting Interior HIDExisting | Electric | PSE | Warehouse | Lighting Interior HID | Existing | 99.94%
[28 empty] | WarehouseLighting Interior Other | PSEWarehouseLighting Interior OtherExisting | Electric | PSE | Warehouse | Lighting Interior Other | Existing | 99.94%
[28 empty] | WarehouseLighting Interior Screw Base | PSEWarehouseLighting Interior Screw BaseExisting | Electric | PSE | Warehouse | Lighting Interior Screw Base | Existing | 99.94%
[28 empty] | WarehouseOther | PSEWarehouseOtherExisting | Electric | PSE | Warehouse | Other | Existing | 99.94%
[28 empty] | WarehouseOther Plug Load | PSEWarehouseOther Plug LoadExisting | Electric | PSE | Warehouse | Other Plug Load | Existing | 99.94%
[28 empty] | WarehousePhoto Copiers | PSEWarehousePhoto CopiersExisting | Electric | PSE | Warehouse | Photo Copiers | Existing | 99.94%
[28 empty] | WarehousePrinters | PSEWarehousePrintersExisting | Electric | PSE | Warehouse | Printers | Existing | 99.94%
[28 empty] | WarehouseRefrigerator | PSEWarehouseRefrigeratorExisting | Electric | PSE | Warehouse | Refrigerator | Existing | 99.94%
[28 empty] | WarehouseSpace Heat | PSEWarehouseSpace HeatExisting | Electric | PSE | Warehouse | Space Heat | Existing | 48.46%
[28 empty] | WarehouseVending Machines | PSEWarehouseVending MachinesExisting | Electric | PSE | Warehouse | Vending Machines | Existing | 99.94%
[28 empty] | WarehouseVentilation and Circulation | PSEWarehouseVentilation and CirculationExisting | Electric | PSE | Warehouse | Ventilation and Circulation | Existing | 52.37%
[28 empty] | WarehouseWater Heat GT 55 Gal | PSEWarehouseWater Heat GT 55 GalExisting | Electric | PSE | Warehouse | Water Heat GT 55 Gal | Existing | 99.94%
[28 empty] | WarehouseWater Heat LE 55 Gal | PSEWarehouseWater Heat LE 55 GalExisting | Electric | PSE | Warehouse | Water Heat LE 55 Gal | Existing | 99.94%
[28 empty] | Dry Goods RetailComputers | PSEDry Goods RetailComputersNew | Electric | PSE | Dry Goods Retail | Computers | New | 99.94%
[28 empty] | Dry Goods RetailCooling DX | PSEDry Goods RetailCooling DXNew | Electric | PSE | Dry Goods Retail | Cooling DX | New | 47.57%
[28 empty] | Dry Goods RetailFax | PSEDry Goods RetailFaxNew | Electric | PSE | Dry Goods Retail | Fax | New | 99.94%
[28 empty] | Dry Goods RetailFlat Screen Monitors | PSEDry Goods RetailFlat Screen MonitorsNew | Electric | PSE | Dry Goods Retail | Flat Screen Monitors | New | 99.94%
[28 empty] | Dry Goods RetailFreezer | PSEDry Goods RetailFreezerNew | Electric | PSE | Dry Goods Retail | Freezer | New | 99.94%
[28 empty] | Dry Goods RetailHeat Pump | PSEDry Goods RetailHeat PumpNew | Electric | PSE | Dry Goods Retail | Heat Pump | New | 9.705%
[28 empty] | Dry Goods RetailLighting Exterior | PSEDry Goods RetailLighting ExteriorNew | Electric | PSE | Dry Goods Retail | Lighting Exterior | New | 99.94%
[28 empty] | Dry Goods RetailLighting Interior Fluorescent | PSEDry Goods RetailLighting Interior FluorescentNew | Electric | PSE | Dry Goods Retail | Lighting Interior Fluorescent | New | 99.94%
[28 empty] | Dry Goods RetailLighting Interior HID | PSEDry Goods RetailLighting Interior HIDNew | Electric | PSE | Dry Goods Retail | Lighting Interior HID | New | 99.94%
[28 empty] | Dry Goods RetailLighting Interior Other | PSEDry Goods RetailLighting Interior OtherNew | Electric | PSE | Dry Goods Retail | Lighting Interior Other | New | 99.94%
[28 empty] | Dry Goods RetailLighting Interior Screw Base | PSEDry Goods RetailLighting Interior Screw BaseNew | Electric | PSE | Dry Goods Retail | Lighting Interior Screw Base | New | 99.94%
[28 empty] | Dry Goods RetailOther | PSEDry Goods RetailOtherNew | Electric | PSE | Dry Goods Retail | Other | New | 99.94%
[28 empty] | Dry Goods RetailOther Plug Load | PSEDry Goods RetailOther Plug LoadNew | Electric | PSE | Dry Goods Retail | Other Plug Load | New | 99.94%
[28 empty] | Dry Goods RetailPhoto Copiers | PSEDry Goods RetailPhoto CopiersNew | Electric | PSE | Dry Goods Retail | Photo Copiers | New | 99.94%
[28 empty] | Dry Goods RetailPrinters | PSEDry Goods RetailPrintersNew | Electric | PSE | Dry Goods Retail | Printers | New | 99.94%
[28 empty] | Dry Goods RetailRefrigerator | PSEDry Goods RetailRefrigeratorNew | Electric | PSE | Dry Goods Retail | Refrigerator | New | 99.94%
[28 empty] | Dry Goods RetailSpace Heat | PSEDry Goods RetailSpace HeatNew | Electric | PSE | Dry Goods Retail | Space Heat | New | 78.43%
[28 empty] | Dry Goods RetailVending Machines | PSEDry Goods RetailVending MachinesNew | Electric | PSE | Dry Goods Retail | Vending Machines | New | 99.94%
[28 empty] | Dry Goods RetailVentilation and Circulation | PSEDry Goods RetailVentilation and CirculationNew | Electric | PSE | Dry Goods Retail | Ventilation and Circulation | New | 87.9%
[28 empty] | Dry Goods RetailWater Heat GT 55 Gal | PSEDry Goods RetailWater Heat GT 55 GalNew | Electric | PSE | Dry Goods Retail | Water Heat GT 55 Gal | New | 99.94%
[28 empty] | Dry Goods RetailWater Heat LE 55 Gal | PSEDry Goods RetailWater Heat LE 55 GalNew | Electric | PSE | Dry Goods Retail | Water Heat LE 55 Gal | New | 99.94%
[28 empty] | GroceryComputers | PSEGroceryComputersNew | Electric | PSE | Grocery | Computers | New | 99.94%
[28 empty] | GroceryCooking | PSEGroceryCookingNew | Electric | PSE | Grocery | Cooking | New | 99.94%
[28 empty] | GroceryCooling DX | PSEGroceryCooling DXNew | Electric | PSE | Grocery | Cooling DX | New | 59.08%
[28 empty] | GroceryFax | PSEGroceryFaxNew | Electric | PSE | Grocery | Fax | New | 99.94%
[28 empty] | GroceryFlat Screen Monitors | PSEGroceryFlat Screen MonitorsNew | Electric | PSE | Grocery | Flat Screen Monitors | New | 99.94%
[28 empty] | GroceryFreezer | PSEGroceryFreezerNew | Electric | PSE | Grocery | Freezer | New | 99.94%
[28 empty] | GroceryHeat Pump | PSEGroceryHeat PumpNew | Electric | PSE | Grocery | Heat Pump | New | 13.15%
[28 empty] | GroceryLighting Exterior | PSEGroceryLighting ExteriorNew | Electric | PSE | Grocery | Lighting Exterior | New | 99.94%
[28 empty] | GroceryLighting Interior Fluorescent | PSEGroceryLighting Interior FluorescentNew | Electric | PSE | Grocery | Lighting Interior Fluorescent | New | 99.94%
[28 empty] | GroceryLighting Interior HID | PSEGroceryLighting Interior HIDNew | Electric | PSE | Grocery | Lighting Interior HID | New | 99.94%
[28 empty] | GroceryLighting Interior Other | PSEGroceryLighting Interior OtherNew | Electric | PSE | Grocery | Lighting Interior Other | New | 99.94%
[28 empty] | GroceryLighting Interior Screw Base | PSEGroceryLighting Interior Screw BaseNew | Electric | PSE | Grocery | Lighting Interior Screw Base | New | 99.94%
[28 empty] | GroceryOther | PSEGroceryOtherNew | Electric | PSE | Grocery | Other | New | 99.94%
[28 empty] | GroceryOther Plug Load | PSEGroceryOther Plug LoadNew | Electric | PSE | Grocery | Other Plug Load | New | 99.94%
[28 empty] | GroceryPhoto Copiers | PSEGroceryPhoto CopiersNew | Electric | PSE | Grocery | Photo Copiers | New | 99.94%
[28 empty] | GroceryPrinters | PSEGroceryPrintersNew | Electric | PSE | Grocery | Printers | New | 99.94%
[28 empty] | GroceryRefrigeration | PSEGroceryRefrigerationNew | Electric | PSE | Grocery | Refrigeration | New | 99.94%
[28 empty] | GroceryRefrigerator | PSEGroceryRefrigeratorNew | Electric | PSE | Grocery | Refrigerator | New | 99.94%
[28 empty] | GrocerySpace Heat | PSEGrocerySpace HeatNew | Electric | PSE | Grocery | Space Heat | New | 73%
[28 empty] | GroceryVending Machines | PSEGroceryVending MachinesNew | Electric | PSE | Grocery | Vending Machines | New | 99.94%
[28 empty] | GroceryVentilation and Circulation | PSEGroceryVentilation and CirculationNew | Electric | PSE | Grocery | Ventilation and Circulation | New | 87.2%
[28 empty] | GroceryWater Heat GT 55 Gal | PSEGroceryWater Heat GT 55 GalNew | Electric | PSE | Grocery | Water Heat GT 55 Gal | New | 99.94%
[28 empty] | GroceryWater Heat LE 55 Gal | PSEGroceryWater Heat LE 55 GalNew | Electric | PSE | Grocery | Water Heat LE 55 Gal | New | 99.94%
[28 empty] | HospitalComputers | PSEHospitalComputersNew | Electric | PSE | Hospital | Computers | New | 99.94%
[28 empty] | HospitalCooking | PSEHospitalCookingNew | Electric | PSE | Hospital | Cooking | New | 99.94%
[28 empty] | HospitalCooling Chillers | PSEHospitalCooling ChillersNew | Electric | PSE | Hospital | Cooling Chillers | New | 22.77%
[28 empty] | HospitalCooling DX | PSEHospitalCooling DXNew | Electric | PSE | Hospital | Cooling DX | New | 49.2%
[28 empty] | HospitalFax | PSEHospitalFaxNew | Electric | PSE | Hospital | Fax | New | 99.94%
[28 empty] | HospitalFlat Screen Monitors | PSEHospitalFlat Screen MonitorsNew | Electric | PSE | Hospital | Flat Screen Monitors | New | 99.94%
[28 empty] | HospitalFreezer | PSEHospitalFreezerNew | Electric | PSE | Hospital | Freezer | New | 99.94%
[28 empty] | HospitalHeat Pump | PSEHospitalHeat PumpNew | Electric | PSE | Hospital | Heat Pump | New | 6.568%
[28 empty] | HospitalLighting Exterior | PSEHospitalLighting ExteriorNew | Electric | PSE | Hospital | Lighting Exterior | New | 99.94%
[28 empty] | HospitalLighting Interior Fluorescent | PSEHospitalLighting Interior FluorescentNew | Electric | PSE | Hospital | Lighting Interior Fluorescent | New | 99.94%
[28 empty] | HospitalLighting Interior HID | PSEHospitalLighting Interior HIDNew | Electric | PSE | Hospital | Lighting Interior HID | New | 99.94%
[28 empty] | HospitalLighting Interior Other | PSEHospitalLighting Interior OtherNew | Electric | PSE | Hospital | Lighting Interior Other | New | 99.94%
[28 empty] | HospitalLighting Interior Screw Base | PSEHospitalLighting Interior Screw BaseNew | Electric | PSE | Hospital | Lighting Interior Screw Base | New | 99.94%
[28 empty] | HospitalOther | PSEHospitalOtherNew | Electric | PSE | Hospital | Other | New | 99.94%
[28 empty] | HospitalOther Plug Load | PSEHospitalOther Plug LoadNew | Electric | PSE | Hospital | Other Plug Load | New | 99.94%
[28 empty] | HospitalPhoto Copiers | PSEHospitalPhoto CopiersNew | Electric | PSE | Hospital | Photo Copiers | New | 99.94%
[28 empty] | HospitalPrinters | PSEHospitalPrintersNew | Electric | PSE | Hospital | Printers | New | 99.94%
[28 empty] | HospitalRefrigeration | PSEHospitalRefrigerationNew | Electric | PSE | Hospital | Refrigeration | New | 99.94%
[28 empty] | HospitalRefrigerator | PSEHospitalRefrigeratorNew | Electric | PSE | Hospital | Refrigerator | New | 99.94%
[28 empty] | HospitalServers | PSEHospitalServersNew | Electric | PSE | Hospital | Servers | New | 99.94%
[28 empty] | HospitalSpace Heat | PSEHospitalSpace HeatNew | Electric | PSE | Hospital | Space Heat | New | 86.59%
[28 empty] | HospitalVending Machines | PSEHospitalVending MachinesNew | Electric | PSE | Hospital | Vending Machines | New | 99.94%
[28 empty] | HospitalVentilation and Circulation | PSEHospitalVentilation and CirculationNew | Electric | PSE | Hospital | Ventilation and Circulation | New | 93.33%
[28 empty] | HospitalWater Heat GT 55 Gal | PSEHospitalWater Heat GT 55 GalNew | Electric | PSE | Hospital | Water Heat GT 55 Gal | New | 99.94%
[28 empty] | HospitalWater Heat LE 55 Gal | PSEHospitalWater Heat LE 55 GalNew | Electric | PSE | Hospital | Water Heat LE 55 Gal | New | 99.94%
[28 empty] | Hotel MotelComputers | PSEHotel MotelComputersNew | Electric | PSE | Hotel Motel | Computers | New | 99.94%
[28 empty] | Hotel MotelCooking | PSEHotel MotelCookingNew | Electric | PSE | Hotel Motel | Cooking | New | 99.94%
[28 empty] | Hotel MotelCooling Chillers | PSEHotel MotelCooling ChillersNew | Electric | PSE | Hotel Motel | Cooling Chillers | New | 27.07%
[28 empty] | Hotel MotelCooling DX | PSEHotel MotelCooling DXNew | Electric | PSE | Hotel Motel | Cooling DX | New | 15.99%
[28 empty] | Hotel MotelFax | PSEHotel MotelFaxNew | Electric | PSE | Hotel Motel | Fax | New | 99.94%
[28 empty] | Hotel MotelFlat Screen Monitors | PSEHotel MotelFlat Screen MonitorsNew | Electric | PSE | Hotel Motel | Flat Screen Monitors | New | 99.94%
[28 empty] | Hotel MotelFreezer | PSEHotel MotelFreezerNew | Electric | PSE | Hotel Motel | Freezer | New | 99.94%
[28 empty] | Hotel MotelHeat Pump | PSEHotel MotelHeat PumpNew | Electric | PSE | Hotel Motel | Heat Pump | New | 26.85%
[28 empty] | Hotel MotelLighting Exterior | PSEHotel MotelLighting ExteriorNew | Electric | PSE | Hotel Motel | Lighting Exterior | New | 99.94%
[28 empty] | Hotel MotelLighting Interior Fluorescent | PSEHotel MotelLighting Interior FluorescentNew | Electric | PSE | Hotel Motel | Lighting Interior Fluorescent | New | 99.94%
[28 empty] | Hotel MotelLighting Interior HID | PSEHotel MotelLighting Interior HIDNew | Electric | PSE | Hotel Motel | Lighting Interior HID | New | 99.94%
[28 empty] | Hotel MotelLighting Interior Other | PSEHotel MotelLighting Interior OtherNew | Electric | PSE | Hotel Motel | Lighting Interior Other | New | 99.94%
[28 empty] | Hotel MotelLighting Interior Screw Base | PSEHotel MotelLighting Interior Screw BaseNew | Electric | PSE | Hotel Motel | Lighting Interior Screw Base | New | 99.94%
[28 empty] | Hotel MotelOther | PSEHotel MotelOtherNew | Electric | PSE | Hotel Motel | Other | New | 99.94%
[28 empty] | Hotel MotelOther Plug Load | PSEHotel MotelOther Plug LoadNew | Electric | PSE | Hotel Motel | Other Plug Load | New | 99.94%
[28 empty] | Hotel MotelPhoto Copiers | PSEHotel MotelPhoto CopiersNew | Electric | PSE | Hotel Motel | Photo Copiers | New | 99.94%
[28 empty] | Hotel MotelPrinters | PSEHotel MotelPrintersNew | Electric | PSE | Hotel Motel | Printers | New | 99.94%
[28 empty] | Hotel MotelRefrigeration | PSEHotel MotelRefrigerationNew | Electric | PSE | Hotel Motel | Refrigeration | New | 99.94%
[28 empty] | Hotel MotelRefrigerator | PSEHotel MotelRefrigeratorNew | Electric | PSE | Hotel Motel | Refrigerator | New | 99.94%
[28 empty] | Hotel MotelSpace Heat | PSEHotel MotelSpace HeatNew | Electric | PSE | Hotel Motel | Space Heat | New | 56.57%
[28 empty] | Hotel MotelVending Machines | PSEHotel MotelVending MachinesNew | Electric | PSE | Hotel Motel | Vending Machines | New | 99.94%
[28 empty] | Hotel MotelVentilation and Circulation | PSEHotel MotelVentilation and CirculationNew | Electric | PSE | Hotel Motel | Ventilation and Circulation | New | 89.78%
[28 empty] | Hotel MotelWater Heat GT 55 Gal | PSEHotel MotelWater Heat GT 55 GalNew | Electric | PSE | Hotel Motel | Water Heat GT 55 Gal | New | 99.94%
[28 empty] | Hotel MotelWater Heat LE 55 Gal | PSEHotel MotelWater Heat LE 55 GalNew | Electric | PSE | Hotel Motel | Water Heat LE 55 Gal | New | 99.94%
[28 empty] | Multifamily Common AreaLighting Interior Fluorescent | PSEMultifamily Common AreaLighting Interior FluorescentNew | Electric | PSE | Multifamily Common Area | Lighting Interior Fluorescent | New | 99.94%
[28 empty] | Multifamily Common AreaLighting Interior HID | PSEMultifamily Common AreaLighting Interior HIDNew | Electric | PSE | Multifamily Common Area | Lighting Interior HID | New | 99.94%
[28 empty] | Multifamily Common AreaLighting Interior Other | PSEMultifamily Common AreaLighting Interior OtherNew | Electric | PSE | Multifamily Common Area | Lighting Interior Other | New | 99.94%
[28 empty] | Multifamily Common AreaLighting Interior Screw Base | PSEMultifamily Common AreaLighting Interior Screw BaseNew | Electric | PSE | Multifamily Common Area | Lighting Interior Screw Base | New | 99.94%
[28 empty] | OfficeComputers | PSEOfficeComputersNew | Electric | PSE | Office | Computers | New | 99.94%
[28 empty] | OfficeCooling Chillers | PSEOfficeCooling ChillersNew | Electric | PSE | Office | Cooling Chillers | New | 22.96%
[28 empty] | OfficeCooling DX | PSEOfficeCooling DXNew | Electric | PSE | Office | Cooling DX | New | 39.18%
[28 empty] | OfficeFax | PSEOfficeFaxNew | Electric | PSE | Office | Fax | New | 99.94%
[28 empty] | OfficeFlat Screen Monitors | PSEOfficeFlat Screen MonitorsNew | Electric | PSE | Office | Flat Screen Monitors | New | 99.94%
[28 empty] | OfficeFreezer | PSEOfficeFreezerNew | Electric | PSE | Office | Freezer | New | 99.94%
[28 empty] | OfficeHeat Pump | PSEOfficeHeat PumpNew | Electric | PSE | Office | Heat Pump | New | 27.49%
[28 empty] | OfficeLighting Exterior | PSEOfficeLighting ExteriorNew | Electric | PSE | Office | Lighting Exterior | New | 99.94%
[28 empty] | OfficeLighting Interior Fluorescent | PSEOfficeLighting Interior FluorescentNew | Electric | PSE | Office | Lighting Interior Fluorescent | New | 99.94%
[28 empty] | OfficeLighting Interior HID | PSEOfficeLighting Interior HIDNew | Electric | PSE | Office | Lighting Interior HID | New | 99.94%
[28 empty] | OfficeLighting Interior Other | PSEOfficeLighting Interior OtherNew | Electric | PSE | Office | Lighting Interior Other | New | 99.94%
[28 empty] | OfficeLighting Interior Screw Base | PSEOfficeLighting Interior Screw BaseNew | Electric | PSE | Office | Lighting Interior Screw Base | New | 99.94%
[28 empty] | OfficeOther | PSEOfficeOtherNew | Electric | PSE | Office | Other | New | 99.94%
[28 empty] | OfficeOther Plug Load | PSEOfficeOther Plug LoadNew | Electric | PSE | Office | Other Plug Load | New | 99.94%
[28 empty] | OfficePhoto Copiers | PSEOfficePhoto CopiersNew | Electric | PSE | Office | Photo Copiers | New | 99.94%
[28 empty] | OfficePrinters | PSEOfficePrintersNew | Electric | PSE | Office | Printers | New | 99.94%
[28 empty] | OfficeRefrigerator | PSEOfficeRefrigeratorNew | Electric | PSE | Office | Refrigerator | New | 99.94%
[28 empty] | OfficeServers | PSEOfficeServersNew | Electric | PSE | Office | Servers | New | 99.94%
[28 empty] | OfficeSpace Heat | PSEOfficeSpace HeatNew | Electric | PSE | Office | Space Heat | New | 55.86%
[28 empty] | OfficeVending Machines | PSEOfficeVending MachinesNew | Electric | PSE | Office | Vending Machines | New | 99.94%
[28 empty] | OfficeVentilation and Circulation | PSEOfficeVentilation and CirculationNew | Electric | PSE | Office | Ventilation and Circulation | New | 85.02%
[28 empty] | OfficeWater Heat GT 55 Gal | PSEOfficeWater Heat GT 55 GalNew | Electric | PSE | Office | Water Heat GT 55 Gal | New | 99.94%
[28 empty] | OfficeWater Heat LE 55 Gal | PSEOfficeWater Heat LE 55 GalNew | Electric | PSE | Office | Water Heat LE 55 Gal | New | 99.94%
[28 empty] | Other CommercialComputers | PSEOther CommercialComputersNew | Electric | PSE | Other Commercial | Computers | New | 99.94%
[28 empty] | Other CommercialCooking | PSEOther CommercialCookingNew | Electric | PSE | Other Commercial | Cooking | New | 99.94%
[28 empty] | Other CommercialCooling Chillers | PSEOther CommercialCooling ChillersNew | Electric | PSE | Other Commercial | Cooling Chillers | New | 6.763%
[28 empty] | Other CommercialCooling DX | PSEOther CommercialCooling DXNew | Electric | PSE | Other Commercial | Cooling DX | New | 29.07%
[28 empty] | Other CommercialFax | PSEOther CommercialFaxNew | Electric | PSE | Other Commercial | Fax | New | 99.94%
[28 empty] | Other CommercialFlat Screen Monitors | PSEOther CommercialFlat Screen MonitorsNew | Electric | PSE | Other Commercial | Flat Screen Monitors | New | 99.94%
[28 empty] | Other CommercialFreezer | PSEOther CommercialFreezerNew | Electric | PSE | Other Commercial | Freezer | New | 99.94%
[28 empty] | Other CommercialHeat Pump | PSEOther CommercialHeat PumpNew | Electric | PSE | Other Commercial | Heat Pump | New | 8.998%
[28 empty] | Other CommercialLighting Exterior | PSEOther CommercialLighting ExteriorNew | Electric | PSE | Other Commercial | Lighting Exterior | New | 99.94%
[28 empty] | Other CommercialLighting Interior Fluorescent | PSEOther CommercialLighting Interior FluorescentNew | Electric | PSE | Other Commercial | Lighting Interior Fluorescent | New | 99.94%
[28 empty] | Other CommercialLighting Interior HID | PSEOther CommercialLighting Interior HIDNew | Electric | PSE | Other Commercial | Lighting Interior HID | New | 99.94%
[28 empty] | Other CommercialLighting Interior Other | PSEOther CommercialLighting Interior OtherNew | Electric | PSE | Other Commercial | Lighting Interior Other | New | 99.94%
[28 empty] | Other CommercialLighting Interior Screw Base | PSEOther CommercialLighting Interior Screw BaseNew | Electric | PSE | Other Commercial | Lighting Interior Screw Base | New | 99.94%
[28 empty] | Other CommercialOther | PSEOther CommercialOtherNew | Electric | PSE | Other Commercial | Other | New | 99.94%
[28 empty] | Other CommercialOther Plug Load | PSEOther CommercialOther Plug LoadNew | Electric | PSE | Other Commercial | Other Plug Load | New | 99.94%
[28 empty] | Other CommercialPhoto Copiers | PSEOther CommercialPhoto CopiersNew | Electric | PSE | Other Commercial | Photo Copiers | New | 99.94%
[28 empty] | Other CommercialPrinters | PSEOther CommercialPrintersNew | Electric | PSE | Other Commercial | Printers | New | 99.94%
[28 empty] | Other CommercialRefrigeration | PSEOther CommercialRefrigerationNew | Electric | PSE | Other Commercial | Refrigeration | New | 99.94%
[28 empty] | Other CommercialRefrigerator | PSEOther CommercialRefrigeratorNew | Electric | PSE | Other Commercial | Refrigerator | New | 99.94%
[28 empty] | Other CommercialServers | PSEOther CommercialServersNew | Electric | PSE | Other Commercial | Servers | New | 99.94%
[28 empty] | Other CommercialSpace Heat | PSEOther CommercialSpace HeatNew | Electric | PSE | Other Commercial | Space Heat | New | 72.99%
[28 empty] | Other CommercialVending Machines | PSEOther CommercialVending MachinesNew | Electric | PSE | Other Commercial | Vending Machines | New | 99.94%
[28 empty] | Other CommercialVentilation and Circulation | PSEOther CommercialVentilation and CirculationNew | Electric | PSE | Other Commercial | Ventilation and Circulation | New | 82.63%
[28 empty] | Other CommercialWater Heat GT 55 Gal | PSEOther CommercialWater Heat GT 55 GalNew | Electric | PSE | Other Commercial | Water Heat GT 55 Gal | New | 99.94%
[28 empty] | Other CommercialWater Heat LE 55 Gal | PSEOther CommercialWater Heat LE 55 GalNew | Electric | PSE | Other Commercial | Water Heat LE 55 Gal | New | 99.94%
[28 empty] | RestaurantComputers | PSERestaurantComputersNew | Electric | PSE | Restaurant | Computers | New | 99.94%
[28 empty] | RestaurantCooking | PSERestaurantCookingNew | Electric | PSE | Restaurant | Cooking | New | 99.94%
[28 empty] | RestaurantCooling DX | PSERestaurantCooling DXNew | Electric | PSE | Restaurant | Cooling DX | New | 51%
[28 empty] | RestaurantFax | PSERestaurantFaxNew | Electric | PSE | Restaurant | Fax | New | 99.94%
[28 empty] | RestaurantFlat Screen Monitors | PSERestaurantFlat Screen MonitorsNew | Electric | PSE | Restaurant | Flat Screen Monitors | New | 99.94%
[28 empty] | RestaurantFreezer | PSERestaurantFreezerNew | Electric | PSE | Restaurant | Freezer | New | 99.94%
[28 empty] | RestaurantHeat Pump | PSERestaurantHeat PumpNew | Electric | PSE | Restaurant | Heat Pump | New | 13.6%
[28 empty] | RestaurantLighting Exterior | PSERestaurantLighting ExteriorNew | Electric | PSE | Restaurant | Lighting Exterior | New | 99.94%
[28 empty] | RestaurantLighting Interior Fluorescent | PSERestaurantLighting Interior FluorescentNew | Electric | PSE | Restaurant | Lighting Interior Fluorescent | New | 99.94%
[28 empty] | RestaurantLighting Interior HID | PSERestaurantLighting Interior HIDNew | Electric | PSE | Restaurant | Lighting Interior HID | New | 99.94%
[28 empty] | RestaurantLighting Interior Other | PSERestaurantLighting Interior OtherNew | Electric | PSE | Restaurant | Lighting Interior Other | New | 99.94%
[28 empty] | RestaurantLighting Interior Screw Base | PSERestaurantLighting Interior Screw BaseNew | Electric | PSE | Restaurant | Lighting Interior Screw Base | New | 99.94%
[28 empty] | RestaurantOther | PSERestaurantOtherNew | Electric | PSE | Restaurant | Other | New | 99.94%
[28 empty] | RestaurantOther Plug Load | PSERestaurantOther Plug LoadNew | Electric | PSE | Restaurant | Other Plug Load | New | 99.94%
[28 empty] | RestaurantPhoto Copiers | PSERestaurantPhoto CopiersNew | Electric | PSE | Restaurant | Photo Copiers | New | 99.94%
[28 empty] | RestaurantPrinters | PSERestaurantPrintersNew | Electric | PSE | Restaurant | Printers | New | 99.94%
[28 empty] | RestaurantRefrigeration | PSERestaurantRefrigerationNew | Electric | PSE | Restaurant | Refrigeration | New | 99.94%
[28 empty] | RestaurantRefrigerator | PSERestaurantRefrigeratorNew | Electric | PSE | Restaurant | Refrigerator | New | 99.94%
[28 empty] | RestaurantSpace Heat | PSERestaurantSpace HeatNew | Electric | PSE | Restaurant | Space Heat | New | 75.53%
[28 empty] | RestaurantVentilation and Circulation | PSERestaurantVentilation and CirculationNew | Electric | PSE | Restaurant | Ventilation and Circulation | New | 89.34%
[28 empty] | RestaurantWater Heat GT 55 Gal | PSERestaurantWater Heat GT 55 GalNew | Electric | PSE | Restaurant | Water Heat GT 55 Gal | New | 99.94%
[28 empty] | RestaurantWater Heat LE 55 Gal | PSERestaurantWater Heat LE 55 GalNew | Electric | PSE | Restaurant | Water Heat LE 55 Gal | New | 99.94%
[28 empty] | SchoolComputers | PSESchoolComputersNew | Electric | PSE | School | Computers | New | 99.94%
[28 empty] | SchoolCooking | PSESchoolCookingNew | Electric | PSE | School | Cooking | New | 99.94%
[28 empty] | SchoolCooling Chillers | PSESchoolCooling ChillersNew | Electric | PSE | School | Cooling Chillers | New | 25.17%
[28 empty] | SchoolCooling DX | PSESchoolCooling DXNew | Electric | PSE | School | Cooling DX | New | 21.26%
[28 empty] | SchoolFax | PSESchoolFaxNew | Electric | PSE | School | Fax | New | 99.94%
[28 empty] | SchoolFlat Screen Monitors | PSESchoolFlat Screen MonitorsNew | Electric | PSE | School | Flat Screen Monitors | New | 99.94%
[28 empty] | SchoolFreezer | PSESchoolFreezerNew | Electric | PSE | School | Freezer | New | 99.94%
[28 empty] | SchoolHeat Pump | PSESchoolHeat PumpNew | Electric | PSE | School | Heat Pump | New | 24.66%
[28 empty] | SchoolLighting Exterior | PSESchoolLighting ExteriorNew | Electric | PSE | School | Lighting Exterior | New | 99.94%
[28 empty] | SchoolLighting Interior Fluorescent | PSESchoolLighting Interior FluorescentNew | Electric | PSE | School | Lighting Interior Fluorescent | New | 99.94%
[28 empty] | SchoolLighting Interior HID | PSESchoolLighting Interior HIDNew | Electric | PSE | School | Lighting Interior HID | New | 99.94%
[28 empty] | SchoolLighting Interior Other | PSESchoolLighting Interior OtherNew | Electric | PSE | School | Lighting Interior Other | New | 99.94%
[28 empty] | SchoolLighting Interior Screw Base | PSESchoolLighting Interior Screw BaseNew | Electric | PSE | School | Lighting Interior Screw Base | New | 99.94%
[28 empty] | SchoolOther | PSESchoolOtherNew | Electric | PSE | School | Other | New | 99.94%
[28 empty] | SchoolOther Plug Load | PSESchoolOther Plug LoadNew | Electric | PSE | School | Other Plug Load | New | 99.94%
[28 empty] | SchoolPhoto Copiers | PSESchoolPhoto CopiersNew | Electric | PSE | School | Photo Copiers | New | 99.94%
[28 empty] | SchoolPrinters | PSESchoolPrintersNew | Electric | PSE | School | Printers | New | 99.94%
[28 empty] | SchoolRefrigeration | PSESchoolRefrigerationNew | Electric | PSE | School | Refrigeration | New | 99.94%
[28 empty] | SchoolRefrigerator | PSESchoolRefrigeratorNew | Electric | PSE | School | Refrigerator | New | 99.94%
[28 empty] | SchoolServers | PSESchoolServersNew | Electric | PSE | School | Servers | New | 99.94%
[28 empty] | SchoolSpace Heat | PSESchoolSpace HeatNew | Electric | PSE | School | Space Heat | New | 73.65%
[28 empty] | SchoolVending Machines | PSESchoolVending MachinesNew | Electric | PSE | School | Vending Machines | New | 99.94%
[28 empty] | SchoolVentilation and Circulation | PSESchoolVentilation and CirculationNew | Electric | PSE | School | Ventilation and Circulation | New | 99.02%
[28 empty] | SchoolWater Heat GT 55 Gal | PSESchoolWater Heat GT 55 GalNew | Electric | PSE | School | Water Heat GT 55 Gal | New | 99.94%
[28 empty] | SchoolWater Heat LE 55 Gal | PSESchoolWater Heat LE 55 GalNew | Electric | PSE | School | Water Heat LE 55 Gal | New | 99.94%
[28 empty] | UniversityComputers | PSEUniversityComputersNew | Electric | PSE | University | Computers | New | 99.94%
[28 empty] | UniversityCooking | PSEUniversityCookingNew | Electric | PSE | University | Cooking | New | 99.94%
[28 empty] | UniversityCooling Chillers | PSEUniversityCooling ChillersNew | Electric | PSE | University | Cooling Chillers | New | 3.519%
[28 empty] | UniversityCooling DX | PSEUniversityCooling DXNew | Electric | PSE | University | Cooling DX | New | 4.629%
[28 empty] | UniversityFax | PSEUniversityFaxNew | Electric | PSE | University | Fax | New | 99.94%
[28 empty] | UniversityFlat Screen Monitors | PSEUniversityFlat Screen MonitorsNew | Electric | PSE | University | Flat Screen Monitors | New | 99.94%
[28 empty] | UniversityFreezer | PSEUniversityFreezerNew | Electric | PSE | University | Freezer | New | 99.94%
[28 empty] | UniversityHeat Pump | PSEUniversityHeat PumpNew | Electric | PSE | University | Heat Pump | New | 1.367%
[28 empty] | UniversityLighting Exterior | PSEUniversityLighting ExteriorNew | Electric | PSE | University | Lighting Exterior | New | 99.94%
[28 empty] | UniversityLighting Interior Fluorescent | PSEUniversityLighting Interior FluorescentNew | Electric | PSE | University | Lighting Interior Fluorescent | New | 99.94%
[28 empty] | UniversityLighting Interior HID | PSEUniversityLighting Interior HIDNew | Electric | PSE | University | Lighting Interior HID | New | 99.94%
[28 empty] | UniversityLighting Interior Other | PSEUniversityLighting Interior OtherNew | Electric | PSE | University | Lighting Interior Other | New | 99.94%
[28 empty] | UniversityLighting Interior Screw Base | PSEUniversityLighting Interior Screw BaseNew | Electric | PSE | University | Lighting Interior Screw Base | New | 99.94%
[28 empty] | UniversityOther | PSEUniversityOtherNew | Electric | PSE | University | Other | New | 99.94%
[28 empty] | UniversityOther Plug Load | PSEUniversityOther Plug LoadNew | Electric | PSE | University | Other Plug Load | New | 99.94%
[28 empty] | UniversityPhoto Copiers | PSEUniversityPhoto CopiersNew | Electric | PSE | University | Photo Copiers | New | 99.94%
[28 empty] | UniversityPrinters | PSEUniversityPrintersNew | Electric | PSE | University | Printers | New | 99.94%
[28 empty] | UniversityRefrigeration | PSEUniversityRefrigerationNew | Electric | PSE | University | Refrigeration | New | 99.94%
[28 empty] | UniversityRefrigerator | PSEUniversityRefrigeratorNew | Electric | PSE | University | Refrigerator | New | 99.94%
[28 empty] | UniversityServers | PSEUniversityServersNew | Electric | PSE | University | Servers | New | 99.94%
[28 empty] | UniversitySpace Heat | PSEUniversitySpace HeatNew | Electric | PSE | University | Space Heat | New | 94.56%
[28 empty] | UniversityVending Machines | PSEUniversityVending MachinesNew | Electric | PSE | University | Vending Machines | New | 99.94%
[28 empty] | UniversityVentilation and Circulation | PSEUniversityVentilation and CirculationNew | Electric | PSE | University | Ventilation and Circulation | New | 95.97%
[28 empty] | UniversityWater Heat GT 55 Gal | PSEUniversityWater Heat GT 55 GalNew | Electric | PSE | University | Water Heat GT 55 Gal | New | 99.94%
[28 empty] | UniversityWater Heat LE 55 Gal | PSEUniversityWater Heat LE 55 GalNew | Electric | PSE | University | Water Heat LE 55 Gal | New | 99.94%
[28 empty] | WarehouseComputers | PSEWarehouseComputersNew | Electric | PSE | Warehouse | Computers | New | 99.94%
[28 empty] | WarehouseCooling Chillers | PSEWarehouseCooling ChillersNew | Electric | PSE | Warehouse | Cooling Chillers | New | 4.331%
[28 empty] | WarehouseCooling DX | PSEWarehouseCooling DXNew | Electric | PSE | Warehouse | Cooling DX | New | 14.2%
[28 empty] | WarehouseFax | PSEWarehouseFaxNew | Electric | PSE | Warehouse | Fax | New | 99.94%
[28 empty] | WarehouseFlat Screen Monitors | PSEWarehouseFlat Screen MonitorsNew | Electric | PSE | Warehouse | Flat Screen Monitors | New | 99.94%
[28 empty] | WarehouseFreezer | PSEWarehouseFreezerNew | Electric | PSE | Warehouse | Freezer | New | 99.94%
[28 empty] | WarehouseHeat Pump | PSEWarehouseHeat PumpNew | Electric | PSE | Warehouse | Heat Pump | New | 5.543%
[28 empty] | WarehouseLighting Exterior | PSEWarehouseLighting ExteriorNew | Electric | PSE | Warehouse | Lighting Exterior | New | 99.94%
[28 empty] | WarehouseLighting Interior Fluorescent | PSEWarehouseLighting Interior FluorescentNew | Electric | PSE | Warehouse | Lighting Interior Fluorescent | New | 99.94%
[28 empty] | WarehouseLighting Interior HID | PSEWarehouseLighting Interior HIDNew | Electric | PSE | Warehouse | Lighting Interior HID | New | 99.94%
[28 empty] | WarehouseLighting Interior Other | PSEWarehouseLighting Interior OtherNew | Electric | PSE | Warehouse | Lighting Interior Other | New | 99.94%
[28 empty] | WarehouseLighting Interior Screw Base | PSEWarehouseLighting Interior Screw BaseNew | Electric | PSE | Warehouse | Lighting Interior Screw Base | New | 99.94%
[28 empty] | WarehouseOther | PSEWarehouseOtherNew | Electric | PSE | Warehouse | Other | New | 99.94%
[28 empty] | WarehouseOther Plug Load | PSEWarehouseOther Plug LoadNew | Electric | PSE | Warehouse | Other Plug Load | New | 99.94%
[28 empty] | WarehousePhoto Copiers | PSEWarehousePhoto CopiersNew | Electric | PSE | Warehouse | Photo Copiers | New | 99.94%
[28 empty] | WarehousePrinters | PSEWarehousePrintersNew | Electric | PSE | Warehouse | Printers | New | 99.94%
[28 empty] | WarehouseRefrigerator | PSEWarehouseRefrigeratorNew | Electric | PSE | Warehouse | Refrigerator | New | 99.94%
[28 empty] | WarehouseSpace Heat | PSEWarehouseSpace HeatNew | Electric | PSE | Warehouse | Space Heat | New | 48.46%
[28 empty] | WarehouseVending Machines | PSEWarehouseVending MachinesNew | Electric | PSE | Warehouse | Vending Machines | New | 99.94%
[28 empty] | WarehouseVentilation and Circulation | PSEWarehouseVentilation and CirculationNew | Electric | PSE | Warehouse | Ventilation and Circulation | New | 52.37%
[28 empty] | WarehouseWater Heat GT 55 Gal | PSEWarehouseWater Heat GT 55 GalNew | Electric | PSE | Warehouse | Water Heat GT 55 Gal | New | 99.94%
[28 empty] | WarehouseWater Heat LE 55 Gal | PSEWarehouseWater Heat LE 55 GalNew | Electric | PSE | Warehouse | Water Heat LE 55 Gal | New | 99.94%
[28 empty] | Dry Goods RetailOther | PSEDry Goods RetailOtherExisting | Gas | PSE | Dry Goods Retail | Other | Existing | 100%
[28 empty] | Dry Goods RetailSpace Heat Boiler | PSEDry Goods RetailSpace Heat BoilerExisting | Gas | PSE | Dry Goods Retail | Space Heat Boiler | Existing | 8.591%
[28 empty] | Dry Goods RetailSpace Heat Furnace | PSEDry Goods RetailSpace Heat FurnaceExisting | Gas | PSE | Dry Goods Retail | Space Heat Furnace | Existing | 82.95%
[28 empty] | Dry Goods RetailWater Heat GT 55 Gal | PSEDry Goods RetailWater Heat GT 55 GalExisting | Gas | PSE | Dry Goods Retail | Water Heat GT 55 Gal | Existing | 8%
[28 empty] | Dry Goods RetailWater Heat LE 55 Gal | PSEDry Goods RetailWater Heat LE 55 GalExisting | Gas | PSE | Dry Goods Retail | Water Heat LE 55 Gal | Existing | 92%
[28 empty] | GroceryCooking | PSEGroceryCookingExisting | Gas | PSE | Grocery | Cooking | Existing | 100%
[28 empty] | GroceryOther | PSEGroceryOtherExisting | Gas | PSE | Grocery | Other | Existing | 100%
[28 empty] | GrocerySpace Heat Boiler | PSEGrocerySpace Heat BoilerExisting | Gas | PSE | Grocery | Space Heat Boiler | Existing | 0.7407%
[28 empty] | GrocerySpace Heat Furnace | PSEGrocerySpace Heat FurnaceExisting | Gas | PSE | Grocery | Space Heat Furnace | Existing | 95.82%
[28 empty] | GroceryWater Heat GT 55 Gal | PSEGroceryWater Heat GT 55 GalExisting | Gas | PSE | Grocery | Water Heat GT 55 Gal | Existing | 8%
[28 empty] | GroceryWater Heat LE 55 Gal | PSEGroceryWater Heat LE 55 GalExisting | Gas | PSE | Grocery | Water Heat LE 55 Gal | Existing | 92%
[28 empty] | HospitalCooking | PSEHospitalCookingExisting | Gas | PSE | Hospital | Cooking | Existing | 100%
[28 empty] | HospitalOther | PSEHospitalOtherExisting | Gas | PSE | Hospital | Other | Existing | 100%
[28 empty] | HospitalSpace Heat Boiler | PSEHospitalSpace Heat BoilerExisting | Gas | PSE | Hospital | Space Heat Boiler | Existing | 35.29%
[28 empty] | HospitalSpace Heat Furnace | PSEHospitalSpace Heat FurnaceExisting | Gas | PSE | Hospital | Space Heat Furnace | Existing | 56.19%
[28 empty] | HospitalWater Heat GT 55 Gal | PSEHospitalWater Heat GT 55 GalExisting | Gas | PSE | Hospital | Water Heat GT 55 Gal | Existing | 8%
[28 empty] | HospitalWater Heat LE 55 Gal | PSEHospitalWater Heat LE 55 GalExisting | Gas | PSE | Hospital | Water Heat LE 55 Gal | Existing | 92%
[28 empty] | Hotel MotelCooking | PSEHotel MotelCookingExisting | Gas | PSE | Hotel Motel | Cooking | Existing | 100%
[28 empty] | Hotel MotelOther | PSEHotel MotelOtherExisting | Gas | PSE | Hotel Motel | Other | Existing | 100%
[28 empty] | Hotel MotelPool Heat | PSEHotel MotelPool HeatExisting | Gas | PSE | Hotel Motel | Pool Heat | Existing | 100%
[28 empty] | Hotel MotelSpace Heat Boiler | PSEHotel MotelSpace Heat BoilerExisting | Gas | PSE | Hotel Motel | Space Heat Boiler | Existing | 56.64%
[28 empty] | Hotel MotelSpace Heat Furnace | PSEHotel MotelSpace Heat FurnaceExisting | Gas | PSE | Hotel Motel | Space Heat Furnace | Existing | 30.99%
[28 empty] | Hotel MotelWater Heat GT 55 Gal | PSEHotel MotelWater Heat GT 55 GalExisting | Gas | PSE | Hotel Motel | Water Heat GT 55 Gal | Existing | 8%
[28 empty] | Hotel MotelWater Heat LE 55 Gal | PSEHotel MotelWater Heat LE 55 GalExisting | Gas | PSE | Hotel Motel | Water Heat LE 55 Gal | Existing | 92%
[28 empty] | OfficeOther | PSEOfficeOtherExisting | Gas | PSE | Office | Other | Existing | 100%
[28 empty] | OfficeSpace Heat Boiler | PSEOfficeSpace Heat BoilerExisting | Gas | PSE | Office | Space Heat Boiler | Existing | 27.79%
[28 empty] | OfficeSpace Heat Furnace | PSEOfficeSpace Heat FurnaceExisting | Gas | PSE | Office | Space Heat Furnace | Existing | 57.36%
[28 empty] | OfficeWater Heat GT 55 Gal | PSEOfficeWater Heat GT 55 GalExisting | Gas | PSE | Office | Water Heat GT 55 Gal | Existing | 8%
[28 empty] | OfficeWater Heat LE 55 Gal | PSEOfficeWater Heat LE 55 GalExisting | Gas | PSE | Office | Water Heat LE 55 Gal | Existing | 92%
[28 empty] | Other CommercialCooking | PSEOther CommercialCookingExisting | Gas | PSE | Other Commercial | Cooking | Existing | 100%
[28 empty] | Other CommercialOther | PSEOther CommercialOtherExisting | Gas | PSE | Other Commercial | Other | Existing | 100%
[28 empty] | Other CommercialPool Heat | PSEOther CommercialPool HeatExisting | Gas | PSE | Other Commercial | Pool Heat | Existing | 100%
[28 empty] | Other CommercialSpace Heat Boiler | PSEOther CommercialSpace Heat BoilerExisting | Gas | PSE | Other Commercial | Space Heat Boiler | Existing | 25.21%
[28 empty] | Other CommercialSpace Heat Furnace | PSEOther CommercialSpace Heat FurnaceExisting | Gas | PSE | Other Commercial | Space Heat Furnace | Existing | 67.95%
[28 empty] | Other CommercialWater Heat GT 55 Gal | PSEOther CommercialWater Heat GT 55 GalExisting | Gas | PSE | Other Commercial | Water Heat GT 55 Gal | Existing | 8%
[28 empty] | Other CommercialWater Heat LE 55 Gal | PSEOther CommercialWater Heat LE 55 GalExisting | Gas | PSE | Other Commercial | Water Heat LE 55 Gal | Existing | 92%
[28 empty] | RestaurantCooking | PSERestaurantCookingExisting | Gas | PSE | Restaurant | Cooking | Existing | 100%
[28 empty] | RestaurantOther | PSERestaurantOtherExisting | Gas | PSE | Restaurant | Other | Existing | 100%
[28 empty] | RestaurantSpace Heat Boiler | PSERestaurantSpace Heat BoilerExisting | Gas | PSE | Restaurant | Space Heat Boiler | Existing | 0%
[28 empty] | RestaurantSpace Heat Furnace | PSERestaurantSpace Heat FurnaceExisting | Gas | PSE | Restaurant | Space Heat Furnace | Existing | 91.57%
[28 empty] | RestaurantWater Heat GT 55 Gal | PSERestaurantWater Heat GT 55 GalExisting | Gas | PSE | Restaurant | Water Heat GT 55 Gal | Existing | 8%
[28 empty] | RestaurantWater Heat LE 55 Gal | PSERestaurantWater Heat LE 55 GalExisting | Gas | PSE | Restaurant | Water Heat LE 55 Gal | Existing | 92%
[28 empty] | SchoolCooking | PSESchoolCookingExisting | Gas | PSE | School | Cooking | Existing | 100%
[28 empty] | SchoolOther | PSESchoolOtherExisting | Gas | PSE | School | Other | Existing | 100%
[28 empty] | SchoolPool Heat | PSESchoolPool HeatExisting | Gas | PSE | School | Pool Heat | Existing | 100%
[28 empty] | SchoolSpace Heat Boiler | PSESchoolSpace Heat BoilerExisting | Gas | PSE | School | Space Heat Boiler | Existing | 74.6%
[28 empty] | SchoolSpace Heat Furnace | PSESchoolSpace Heat FurnaceExisting | Gas | PSE | School | Space Heat Furnace | Existing | 23.02%
[28 empty] | SchoolWater Heat GT 55 Gal | PSESchoolWater Heat GT 55 GalExisting | Gas | PSE | School | Water Heat GT 55 Gal | Existing | 8%
[28 empty] | SchoolWater Heat LE 55 Gal | PSESchoolWater Heat LE 55 GalExisting | Gas | PSE | School | Water Heat LE 55 Gal | Existing | 92%
[28 empty] | UniversityCooking | PSEUniversityCookingExisting | Gas | PSE | University | Cooking | Existing | 100%
[28 empty] | UniversityOther | PSEUniversityOtherExisting | Gas | PSE | University | Other | Existing | 100%
[28 empty] | UniversityPool Heat | PSEUniversityPool HeatExisting | Gas | PSE | University | Pool Heat | Existing | 100%
[28 empty] | UniversitySpace Heat Boiler | PSEUniversitySpace Heat BoilerExisting | Gas | PSE | University | Space Heat Boiler | Existing | 74.6%
[28 empty] | UniversitySpace Heat Furnace | PSEUniversitySpace Heat FurnaceExisting | Gas | PSE | University | Space Heat Furnace | Existing | 23.02%
[28 empty] | UniversityWater Heat GT 55 Gal | PSEUniversityWater Heat GT 55 GalExisting | Gas | PSE | University | Water Heat GT 55 Gal | Existing | 8%
[28 empty] | UniversityWater Heat LE 55 Gal | PSEUniversityWater Heat LE 55 GalExisting | Gas | PSE | University | Water Heat LE 55 Gal | Existing | 92%
[28 empty] | WarehouseOther | PSEWarehouseOtherExisting | Gas | PSE | Warehouse | Other | Existing | 100%
[28 empty] | WarehouseSpace Heat Boiler | PSEWarehouseSpace Heat BoilerExisting | Gas | PSE | Warehouse | Space Heat Boiler | Existing | 1.122%
[28 empty] | WarehouseSpace Heat Furnace | PSEWarehouseSpace Heat FurnaceExisting | Gas | PSE | Warehouse | Space Heat Furnace | Existing | 65.04%
[28 empty] | WarehouseWater Heat GT 55 Gal | PSEWarehouseWater Heat GT 55 GalExisting | Gas | PSE | Warehouse | Water Heat GT 55 Gal | Existing | 8%
[28 empty] | WarehouseWater Heat LE 55 Gal | PSEWarehouseWater Heat LE 55 GalExisting | Gas | PSE | Warehouse | Water Heat LE 55 Gal | Existing | 92%
[28 empty] | Dry Goods RetailOther | PSEDry Goods RetailOtherNew | Gas | PSE | Dry Goods Retail | Other | New | 100%
[28 empty] | Dry Goods RetailSpace Heat Boiler | PSEDry Goods RetailSpace Heat BoilerNew | Gas | PSE | Dry Goods Retail | Space Heat Boiler | New | 8.591%
[28 empty] | Dry Goods RetailSpace Heat Furnace | PSEDry Goods RetailSpace Heat FurnaceNew | Gas | PSE | Dry Goods Retail | Space Heat Furnace | New | 82.95%
[28 empty] | Dry Goods RetailWater Heat GT 55 Gal | PSEDry Goods RetailWater Heat GT 55 GalNew | Gas | PSE | Dry Goods Retail | Water Heat GT 55 Gal | New | 8%
[28 empty] | Dry Goods RetailWater Heat LE 55 Gal | PSEDry Goods RetailWater Heat LE 55 GalNew | Gas | PSE | Dry Goods Retail | Water Heat LE 55 Gal | New | 92%
[28 empty] | GroceryCooking | PSEGroceryCookingNew | Gas | PSE | Grocery | Cooking | New | 100%
[28 empty] | GroceryOther | PSEGroceryOtherNew | Gas | PSE | Grocery | Other | New | 100%
[28 empty] | GrocerySpace Heat Boiler | PSEGrocerySpace Heat BoilerNew | Gas | PSE | Grocery | Space Heat Boiler | New | 0.7407%
[28 empty] | GrocerySpace Heat Furnace | PSEGrocerySpace Heat FurnaceNew | Gas | PSE | Grocery | Space Heat Furnace | New | 95.82%
[28 empty] | GroceryWater Heat GT 55 Gal | PSEGroceryWater Heat GT 55 GalNew | Gas | PSE | Grocery | Water Heat GT 55 Gal | New | 8%
[28 empty] | GroceryWater Heat LE 55 Gal | PSEGroceryWater Heat LE 55 GalNew | Gas | PSE | Grocery | Water Heat LE 55 Gal | New | 92%
[28 empty] | HospitalCooking | PSEHospitalCookingNew | Gas | PSE | Hospital | Cooking | New | 100%
[28 empty] | HospitalOther | PSEHospitalOtherNew | Gas | PSE | Hospital | Other | New | 100%
[28 empty] | HospitalSpace Heat Boiler | PSEHospitalSpace Heat BoilerNew | Gas | PSE | Hospital | Space Heat Boiler | New | 35.29%
[28 empty] | HospitalSpace Heat Furnace | PSEHospitalSpace Heat FurnaceNew | Gas | PSE | Hospital | Space Heat Furnace | New | 56.19%
[28 empty] | HospitalWater Heat GT 55 Gal | PSEHospitalWater Heat GT 55 GalNew | Gas | PSE | Hospital | Water Heat GT 55 Gal | New | 8%
[28 empty] | HospitalWater Heat LE 55 Gal | PSEHospitalWater Heat LE 55 GalNew | Gas | PSE | Hospital | Water Heat LE 55 Gal | New | 92%
[28 empty] | Hotel MotelCooking | PSEHotel MotelCookingNew | Gas | PSE | Hotel Motel | Cooking | New | 100%
[28 empty] | Hotel MotelOther | PSEHotel MotelOtherNew | Gas | PSE | Hotel Motel | Other | New | 100%
[28 empty] | Hotel MotelPool Heat | PSEHotel MotelPool HeatNew | Gas | PSE | Hotel Motel | Pool Heat | New | 100%
[28 empty] | Hotel MotelSpace Heat Boiler | PSEHotel MotelSpace Heat BoilerNew | Gas | PSE | Hotel Motel | Space Heat Boiler | New | 56.64%
[28 empty] | Hotel MotelSpace Heat Furnace | PSEHotel MotelSpace Heat FurnaceNew | Gas | PSE | Hotel Motel | Space Heat Furnace | New | 30.99%
[28 empty] | Hotel MotelWater Heat GT 55 Gal | PSEHotel MotelWater Heat GT 55 GalNew | Gas | PSE | Hotel Motel | Water Heat GT 55 Gal | New | 8%
[28 empty] | Hotel MotelWater Heat LE 55 Gal | PSEHotel MotelWater Heat LE 55 GalNew | Gas | PSE | Hotel Motel | Water Heat LE 55 Gal | New | 92%
[28 empty] | OfficeOther | PSEOfficeOtherNew | Gas | PSE | Office | Other | New | 100%
[28 empty] | OfficeSpace Heat Boiler | PSEOfficeSpace Heat BoilerNew | Gas | PSE | Office | Space Heat Boiler | New | 27.79%
[28 empty] | OfficeSpace Heat Furnace | PSEOfficeSpace Heat FurnaceNew | Gas | PSE | Office | Space Heat Furnace | New | 57.36%
[28 empty] | OfficeWater Heat GT 55 Gal | PSEOfficeWater Heat GT 55 GalNew | Gas | PSE | Office | Water Heat GT 55 Gal | New | 8%
[28 empty] | OfficeWater Heat LE 55 Gal | PSEOfficeWater Heat LE 55 GalNew | Gas | PSE | Office | Water Heat LE 55 Gal | New | 92%
[28 empty] | Other CommercialCooking | PSEOther CommercialCookingNew | Gas | PSE | Other Commercial | Cooking | New | 100%
[28 empty] | Other CommercialOther | PSEOther CommercialOtherNew | Gas | PSE | Other Commercial | Other | New | 100%
[28 empty] | Other CommercialPool Heat | PSEOther CommercialPool HeatNew | Gas | PSE | Other Commercial | Pool Heat | New | 100%
[28 empty] | Other CommercialSpace Heat Boiler | PSEOther CommercialSpace Heat BoilerNew | Gas | PSE | Other Commercial | Space Heat Boiler | New | 25.21%
[28 empty] | Other CommercialSpace Heat Furnace | PSEOther CommercialSpace Heat FurnaceNew | Gas | PSE | Other Commercial | Space Heat Furnace | New | 67.95%
[28 empty] | Other CommercialWater Heat GT 55 Gal | PSEOther CommercialWater Heat GT 55 GalNew | Gas | PSE | Other Commercial | Water Heat GT 55 Gal | New | 8%
[28 empty] | Other CommercialWater Heat LE 55 Gal | PSEOther CommercialWater Heat LE 55 GalNew | Gas | PSE | Other Commercial | Water Heat LE 55 Gal | New | 92%
[28 empty] | RestaurantCooking | PSERestaurantCookingNew | Gas | PSE | Restaurant | Cooking | New | 100%
[28 empty] | RestaurantOther | PSERestaurantOtherNew | Gas | PSE | Restaurant | Other | New | 100%
[28 empty] | RestaurantSpace Heat Boiler | PSERestaurantSpace Heat BoilerNew | Gas | PSE | Restaurant | Space Heat Boiler | New | 0%
[28 empty] | RestaurantSpace Heat Furnace | PSERestaurantSpace Heat FurnaceNew | Gas | PSE | Restaurant | Space Heat Furnace | New | 91.57%
[28 empty] | RestaurantWater Heat GT 55 Gal | PSERestaurantWater Heat GT 55 GalNew | Gas | PSE | Restaurant | Water Heat GT 55 Gal | New | 8%
[28 empty] | RestaurantWater Heat LE 55 Gal | PSERestaurantWater Heat LE 55 GalNew | Gas | PSE | Restaurant | Water Heat LE 55 Gal | New | 92%
[28 empty] | SchoolCooking | PSESchoolCookingNew | Gas | PSE | School | Cooking | New | 100%
[28 empty] | SchoolOther | PSESchoolOtherNew | Gas | PSE | School | Other | New | 100%
[28 empty] | SchoolPool Heat | PSESchoolPool HeatNew | Gas | PSE | School | Pool Heat | New | 100%
[28 empty] | SchoolSpace Heat Boiler | PSESchoolSpace Heat BoilerNew | Gas | PSE | School | Space Heat Boiler | New | 74.6%
[28 empty] | SchoolSpace Heat Furnace | PSESchoolSpace Heat FurnaceNew | Gas | PSE | School | Space Heat Furnace | New | 23.02%
[28 empty] | SchoolWater Heat GT 55 Gal | PSESchoolWater Heat GT 55 GalNew | Gas | PSE | School | Water Heat GT 55 Gal | New | 8%
[28 empty] | SchoolWater Heat LE 55 Gal | PSESchoolWater Heat LE 55 GalNew | Gas | PSE | School | Water Heat LE 55 Gal | New | 92%
[28 empty] | UniversityCooking | PSEUniversityCookingNew | Gas | PSE | University | Cooking | New | 100%
[28 empty] | UniversityOther | PSEUniversityOtherNew | Gas | PSE | University | Other | New | 100%
[28 empty] | UniversityPool Heat | PSEUniversityPool HeatNew | Gas | PSE | University | Pool Heat | New | 100%
[28 empty] | UniversitySpace Heat Boiler | PSEUniversitySpace Heat BoilerNew | Gas | PSE | University | Space Heat Boiler | New | 74.6%
[28 empty] | UniversitySpace Heat Furnace | PSEUniversitySpace Heat FurnaceNew | Gas | PSE | University | Space Heat Furnace | New | 23.02%
[28 empty] | UniversityWater Heat GT 55 Gal | PSEUniversityWater Heat GT 55 GalNew | Gas | PSE | University | Water Heat GT 55 Gal | New | 8%
[28 empty] | UniversityWater Heat LE 55 Gal | PSEUniversityWater Heat LE 55 GalNew | Gas | PSE | University | Water Heat LE 55 Gal | New | 92%
[28 empty] | WarehouseOther | PSEWarehouseOtherNew | Gas | PSE | Warehouse | Other | New | 100%
[28 empty] | WarehouseSpace Heat Boiler | PSEWarehouseSpace Heat BoilerNew | Gas | PSE | Warehouse | Space Heat Boiler | New | 1.122%
[28 empty] | WarehouseSpace Heat Furnace | PSEWarehouseSpace Heat FurnaceNew | Gas | PSE | Warehouse | Space Heat Furnace | New | 65.04%
[28 empty] | WarehouseWater Heat GT 55 Gal | PSEWarehouseWater Heat GT 55 GalNew | Gas | PSE | Warehouse | Water Heat GT 55 Gal | New | 8%
[28 empty] | WarehouseWater Heat LE 55 Gal | PSEWarehouseWater Heat LE 55 GalNew | Gas | PSE | Warehouse | Water Heat LE 55 Gal | New | 92%

## Residential
[66 empty] | 2022 | 2023 | 2024 | 2025 | 2026 | 2027 | 2028 | 2029 | 2030 | 2031 | 2032 | 2033 | 2034 | 2035 | 2036 | 2037 | 2038 | 2039 | 2040 | 2041 | 2042 | 2043 | 2044 | 2045 | 2022 | 2023 | 2024 | 2025 | 2026 | 2027 | 2028 | 2029 | 2030 | 2031 | 2032 | 2033 | 2034 | 2035 | 2036 | 2037 | 2038 | 2039 | 2040 | 2041 | 2042 | 2043 | 2044 | 2045 | Max | 2022 | 2023 | 2024 | 2025 | 2026 | 2027 | 2028 | 2029 | 2030 | 2031 | 2032 | 2033 | 2034 | 2035 | 2036 | 2037 | 2038 | 2039 | 2040 | 2041 | 2042 | 2043 | 2044 | 2045 | 2022 | 2023 | 2024 | 2025 | 2026 | 2027 | 2028 | 2029 | 2030 | 2031 | 2032 | 2033 | 2034 | 2035 | 2036 | 2037 | 2038 | 2039 | 2040 | 2041 | 2022 | 2023 | 2024 | 2025 | 2026 | 2027 | 2028 | 2029 | 2030 | 2031 | 2032 | 2033 | 2034 | 2035 | 2036 | 2037 | 2038 | 2039 | 2040 | 2041 | Max | 2022 | 2023 | 2024 | 2025 | 2026 | 2027 | 2028 | 2029 | 2030 | 2031 | 2032 | 2033 | 2034 | 2035 | 2036 | 2037 | 2038 | 2039 | 2040 | 2041 | 2022 | 2023 | 2024 | 2025 | 2026 | 2027 | 2028 | 2029 | 2030 | 2031 | 2032 | 2033 | 2034 | 2035 | 2036 | 2037 | 2038 | 2039 | 2040 | 2041 | 2042 | 2043 | 2044 | 2045 | 233458374.3197 | 247572522.3974 | 261675372.3254 | 279108147.2334 | 297323461.7308 | 319324135.896 | 341259321.1127 | 364646638.4004 | 387607050.4547 | 407973130.0135 | 209043581.7415 | 224284832.7471 | 236114030.0977 | 242095568.8657 | 247655937.0739 | 250770072.2543 | 225751123.1672 | 215501115.7209 | 209729518.7067 | 187895094.0705 | 158227920.4702 | 79196978.6041 | 77799705.5296 | 76283489.2279 |  | 363639840.0666 | 366538488.1518 | 368662979.1531 | 371051402.0962 | 373271740.1015 | 375991782.7054 | 378876197.0689 | 381715268.5041 | 384637782.7645 | 387265285.8018 | 38099800.8202 | 40604528.6435 | 42679436.671 | 43962596.0711 | 44341013.3319 | 45086146.7376 | 45078425.3277 | 44941764.973 | 44254493.5086 | 37877988.4718 |  | 2022 | 2023 | 2024 | 2025 | 2026 | 2027 | 2028 | 2029 | 2030 | 2031 | 2032 | 2033 | 2034 | 2035 | 2036 | 2037 | 2038 | 2039 | 2040 | 2041 | 2042 | 2043 | 2044 | 2045
Low Income Flag | Workbook Name | ProCost Reference Tab | Savings, Cost, and EUL Source | Cost Reference Year | Applicable Supply Curve Types | Measure Start Year | Measure Stop Year | Region | Sector | Segment | Fuel Type | Per Unit Definition for Savings and Costs | Per Unit Definition for Incentives | Incentive Per Unit | Measure Application | Savings Component | Savings for Period 1 (kWh/yr) | Measure Life (yrs) | Capital Cost | Annual O&M | Shape Pointer | Non-E Val ($/yr) | Cost A ($) | Replacement Period A (yrs) | Cost B ($) | Replacement Period B (yrs) | Cost C ($) | Replacement Period C (yrs) | Savings (therms/yr) | Shape Pointer1 | Savings for Period 2 (kWh/yr) | Length of Period 1 (yrs) | Base Case Cost at Start of Period 2 ($) | End Use Group | End Use | Measure Group | Load Shape | Peak Factor | End Use Saturation - Electric | End Use Saturation - Gas | Per Unit | Units per square foot | Applicability | Turnover Rate | Max Achievability Factor | Line Loss - Electric | Line Loss - Gas | Present Value of Conserved Energy at Generator ($) | Present Value of T&D at Generator ($) | Present Value of Conservation Credit ($) | PV of Capital Cost - Elec | PV of Capital Cost - Gas | Secondary Fuel Benefits - Gas | Secondary Fuel Benefits - Electric | Net Total Resource Cost Per Unit ($) - Electric | Net Total Resource Cost Per Unit ($) - Gas | Net Utility Cost Per Unit ($) | TRC Levelized Cost of Conserved Energy - Electric | TRC Levelized Cost of Conserved Energy - Gas | Selected Levelized Cost of Energy ($/kWh) - Electric | Electric Levelized Cost Bundle | Cost Effective Electric Bundle | Selected Levelized Cost of Energy ($/Therm) - Gas | Gas Levelized Cost Bundle | Cost Effective Gas Bundle | Incremental Electric Units 2022 | Incremental Electric Units 2023 | Incremental Electric Units 2024 | Incremental Electric Units 2025 | Incremental Electric Units 2026 | Incremental Electric Units 2027 | Incremental Electric Units 2028 | Incremental Electric Units 2029 | Incremental Electric Units 2030 | Incremental Electric Units 2031 | Incremental Electric Units 2032 | Incremental Electric Units 2033 | Incremental Electric Units 2034 | Incremental Electric Units 2035 | Incremental Electric Units 2036 | Incremental Electric Units 2037 | Incremental Electric Units 2038 | Incremental Electric Units 2039 | Incremental Electric Units 2040 | Incremental Electric Units 2041 | Incremental Electric Units 2042 | Incremental Electric Units 2043 | Incremental Electric Units 2044 | Incremental Electric Units 2045 | Incremental Electric Achievable Technical Potential (kWh) 2022 | Incremental Electric Achievable Technical Potential (kWh) 2023 | Incremental Electric Achievable Technical Potential (kWh) 2024 | Incremental Electric Achievable Technical Potential (kWh) 2025 | Incremental Electric Achievable Technical Potential (kWh) 2026 | Incremental Electric Achievable Technical Potential (kWh) 2027 | Incremental Electric Achievable Technical Potential (kWh) 2028 | Incremental Electric Achievable Technical Potential (kWh) 2029 | Incremental Electric Achievable Technical Potential (kWh) 2030 | Incremental Electric Achievable Technical Potential (kWh) 2031 | Incremental Electric Achievable Technical Potential (kWh) 2032 | Incremental Electric Achievable Technical Potential (kWh) 2033 | Incremental Electric Achievable Technical Potential (kWh) 2034 | Incremental Electric Achievable Technical Potential (kWh) 2035 | Incremental Electric Achievable Technical Potential (kWh) 2036 | Incremental Electric Achievable Technical Potential (kWh) 2037 | Incremental Electric Achievable Technical Potential (kWh) 2038 | Incremental Electric Achievable Technical Potential (kWh) 2039 | Incremental Electric Achievable Technical Potential (kWh) 2040 | Incremental Electric Achievable Technical Potential (kWh) 2041 | Incremental Electric Achievable Technical Potential (kWh) 2042 | Incremental Electric Achievable Technical Potential (kWh) 2043 | Incremental Electric Achievable Technical Potential (kWh) 2044 | Incremental Electric Achievable Technical Potential (kWh) 2045 | Cumulative Electric Achievable Technical Potential (kWh) Max | Cumulative Electric Achievable Technical Potential (kWh) 2022 | Cumulative Electric Achievable Technical Potential (kWh) 2023 | Cumulative Electric Achievable Technical Potential (kWh) 2024 | Cumulative Electric Achievable Technical Potential (kWh) 2025 | Cumulative Electric Achievable Technical Potential (kWh) 2026 | Cumulative Electric Achievable Technical Potential (kWh) 2027 | Cumulative Electric Achievable Technical Potential (kWh) 2028 | Cumulative Electric Achievable Technical Potential (kWh) 2029 | Cumulative Electric Achievable Technical Potential (kWh) 2030 | Cumulative Electric Achievable Technical Potential (kWh) 2031 | Cumulative Electric Achievable Technical Potential (kWh) 2032 | Cumulative Electric Achievable Technical Potential (kWh) 2033 | Cumulative Electric Achievable Technical Potential (kWh) 2034 | Cumulative Electric Achievable Technical Potential (kWh) 2035 | Cumulative Electric Achievable Technical Potential (kWh) 2036 | Cumulative Electric Achievable Technical Potential (kWh) 2037 | Cumulative Electric Achievable Technical Potential (kWh) 2038 | Cumulative Electric Achievable Technical Potential (kWh) 2039 | Cumulative Electric Achievable Technical Potential (kWh) 2040 | Cumulative Electric Achievable Technical Potential (kWh) 2041 | Cumulative Electric Achievable Technical Potential (kWh) 2042 | Cumulative Electric Achievable Technical Potential (kWh) 2043 | Cumulative Electric Achievable Technical Potential (kWh) 2044 | Cumulative Electric Achievable Technical Potential (kWh) 2045 | Incremental Gas Units 2022 | Incremental Gas Units 2023 | Incremental Gas Units 2024 | Incremental Gas Units 2025 | Incremental Gas Units 2026 | Incremental Gas Units 2027 | Incremental Gas Units 2028 | Incremental Gas Units 2029 | Incremental Gas Units 2030 | Incremental Gas Units 2031 | Incremental Gas Units 2032 | Incremental Gas Units 2033 | Incremental Gas Units 2034 | Incremental Gas Units 2035 | Incremental Gas Units 2036 | Incremental Gas Units 2037 | Incremental Gas Units 2038 | Incremental Gas Units 2039 | Incremental Gas Units 2040 | Incremental Gas Units 2041 | Incremental Gas Achievable Technical Potential (Therms) 2022 | Incremental Gas Achievable Technical Potential (Therms) 2023 | Incremental Gas Achievable Technical Potential (Therms) 2024 | Incremental Gas Achievable Technical Potential (Therms) 2025 | Incremental Gas Achievable Technical Potential (Therms) 2026 | Incremental Gas Achievable Technical Potential (Therms) 2027 | Incremental Gas Achievable Technical Potential (Therms) 2028 | Incremental Gas Achievable Technical Potential (Therms) 2029 | Incremental Gas Achievable Technical Potential (Therms) 2030 | Incremental Gas Achievable Technical Potential (Therms) 2031 | Incremental Gas Achievable Technical Potential (Therms) 2032 | Incremental Gas Achievable Technical Potential (Therms) 2033 | Incremental Gas Achievable Technical Potential (Therms) 2034 | Incremental Gas Achievable Technical Potential (Therms) 2035 | Incremental Gas Achievable Technical Potential (Therms) 2036 | Incremental Gas Achievable Technical Potential (Therms) 2037 | Incremental Gas Achievable Technical Potential (Therms) 2038 | Incremental Gas Achievable Technical Potential (Therms) 2039 | Incremental Gas Achievable Technical Potential (Therms) 2040 | Incremental Gas Achievable Technical Potential (Therms) 2041 | Cumulative Gas Achievable Technical Potential (Therms) Max | Cumulative Gas Achievable Technical Potential (Therms) 2022 | Cumulative Gas Achievable Technical Potential (Therms) 2023 | Cumulative Gas Achievable Technical Potential (Therms) 2024 | Cumulative Gas Achievable Technical Potential (Therms) 2025 | Cumulative Gas Achievable Technical Potential (Therms) 2026 | Cumulative Gas Achievable Technical Potential (Therms) 2027 | Cumulative Gas Achievable Technical Potential (Therms) 2028 | Cumulative Gas Achievable Technical Potential (Therms) 2029 | Cumulative Gas Achievable Technical Potential (Therms) 2030 | Cumulative Gas Achievable Technical Potential (Therms) 2031 | Cumulative Gas Achievable Technical Potential (Therms) 2032 | Cumulative Gas Achievable Technical Potential (Therms) 2033 | Cumulative Gas Achievable Technical Potential (Therms) 2034 | Cumulative Gas Achievable Technical Potential (Therms) 2035 | Cumulative Gas Achievable Technical Potential (Therms) 2036 | Cumulative Gas Achievable Technical Potential (Therms) 2037 | Cumulative Gas Achievable Technical Potential (Therms) 2038 | Cumulative Gas Achievable Technical Potential (Therms) 2039 | Cumulative Gas Achievable Technical Potential (Therms) 2040 | Cumulative Gas Achievable Technical Potential (Therms) 2041 | Cumulative Electric Achievable Technical Potential (kW) 2022 | Cumulative Electric Achievable Technical Potential (kW) 2023 | Cumulative Electric Achievable Technical Potential (kW) 2024 | Cumulative Electric Achievable Technical Potential (kW) 2025 | Cumulative Electric Achievable Technical Potential (kW) 2026 | Cumulative Electric Achievable Technical Potential (kW) 2027 | Cumulative Electric Achievable Technical Potential (kW) 2028 | Cumulative Electric Achievable Technical Potential (kW) 2029 | Cumulative Electric Achievable Technical Potential (kW) 2030 | Cumulative Electric Achievable Technical Potential (kW) 2031 | Cumulative Electric Achievable Technical Potential (kW) 2032 | Cumulative Electric Achievable Technical Potential (kW) 2033 | Cumulative Electric Achievable Technical Potential (kW) 2034 | Cumulative Electric Achievable Technical Potential (kW) 2035 | Cumulative Electric Achievable Technical Potential (kW) 2036 | Cumulative Electric Achievable Technical Potential (kW) 2037 | Cumulative Electric Achievable Technical Potential (kW) 2038 | Cumulative Electric Achievable Technical Potential (kW) 2039 | Cumulative Electric Achievable Technical Potential (kW) 2040 | Cumulative Electric Achievable Technical Potential (kW) 2041 | Cumulative Electric Achievable Technical Potential (kW) 2042 | Cumulative Electric Achievable Technical Potential (kW) 2043 | Cumulative Electric Achievable Technical Potential (kW) 2044 | Cumulative Electric Achievable Technical Potential (kW) 2045 | Electric Costs 2022 | Electric Costs 2023 | Electric Costs 2024 | Electric Costs 2025 | Electric Costs 2026 | Electric Costs 2027 | Electric Costs 2028 | Electric Costs 2029 | Electric Costs 2030 | Electric Costs 2031 | Electric Costs 2032 | Electric Costs 2033 | Electric Costs 2034 | Electric Costs 2035 | Electric Costs 2036 | Electric Costs 2037 | Electric Costs 2038 | Electric Costs 2039 | Electric Costs 2040 | Electric Costs 2041 | Electric Costs 2042 | Electric Costs 2043 | Electric Costs 2044 | Electric Costs 2045 | Electric Total | Gas Costs 2022 | Gas Costs 2023 | Gas Costs 2024 | Gas Costs 2025 | Gas Costs 2026 | Gas Costs 2027 | Gas Costs 2028 | Gas Costs 2029 | Gas Costs 2030 | Gas Costs 2031 | Gas Costs 2032 | Gas Costs 2033 | Gas Costs 2034 | Gas Costs 2035 | Gas Costs 2036 | Gas Costs 2037 | Gas Costs 2038 | Gas Costs 2039 | Gas Costs 2040 | Gas Costs 2041 | Summer Peak Factor | Cumulative Electric Achievable Technical Potential (kW) 2022 - Summer | Cumulative Electric Achievable Technical Potential (kW) 2023 | Cumulative Electric Achievable Technical Potential (kW) 2024 | Cumulative Electric Achievable Technical Potential (kW) 2025 | Cumulative Electric Achievable Technical Potential (kW) 2026 | Cumulative Electric Achievable Technical Potential (kW) 2027 | Cumulative Electric Achievable Technical Potential (kW) 2028 | Cumulative Electric Achievable Technical Potential (kW) 2029 | Cumulative Electric Achievable Technical Potential (kW) 2030 | Cumulative Electric Achievable Technical Potential (kW) 2031 | Cumulative Electric Achievable Technical Potential (kW) 2032 | Cumulative Electric Achievable Technical Potential (kW) 2033 | Cumulative Electric Achievable Technical Potential (kW) 2034 | Cumulative Electric Achievable Technical Potential (kW) 2035 | Cumulative Electric Achievable Technical Potential (kW) 2036 | Cumulative Electric Achievable Technical Potential (kW) 2037 | Cumulative Electric Achievable Technical Potential (kW) 2038 | Cumulative Electric Achievable Technical Potential (kW) 2039 | Cumulative Electric Achievable Technical Potential (kW) 2040 | Cumulative Electric Achievable Technical Potential (kW) 2041 | Cumulative Electric Achievable Technical Potential (kW) 2042 | Cumulative Electric Achievable Technical Potential (kW) 2043 | Cumulative Electric Achievable Technical Potential (kW) 2044 | Cumulative Electric Achievable Technical Potential (kW) 2045
No | Res-Door Weatherstripping and Door Sweeps | M_Input | Savings methodology based on proposed PA TRM 2018 update to residential air sealing. Engineering calculation based on ASHRAE Fundamentals 2001 Ventilation and Infiltration Table 1: Effective Air Leakage Areas and engineering judgment. Cost based on RSMeans Online research. EUL of ten years based on engineering judgment as the RTF air sealing EUL of 15 seemed too high for door sweeps and door weatherstripping. | 2020 | Retro | 2022 | 2045 | PSE | Residential | All Residential | Electric | Per Residential Door Weatherstripped - Electric Furnace without CAC |  |  | Door Weatherstripping - Electric Furnace without CAC |  | 87.0219 | 10 | 54.5901 | 0 |  | 0 | 0 | 0 | 0 | 0 | 0 | 0 | 0 |  | 0 | 0 | 0 | Heating | Electric Furnace Heat without CAC | Door Weatherstripping | ResSpHtFAFZ1 | 0.02951% | 8.62% | 0% | 1 |  | 66.13% | 10% | 85% | 6.8% | 0.2% | 40.6846 | 3.7808 | 4.4465 | 90.3723 | 0 | 0 | 0 | 93.063 | 0 |  | 0.091611 | 0 | 0.091611 | 07. $0.085 to $0.115 | 1 | 0 | 01. ($9,999.00) to $0.22 | 1 | 5078.6132 | 5065.0875 | 5051.6224 | 5038.2175 | 5024.8722 | 5011.5861 | 4998.3587 | 4985.1898 | 4972.0787 | 4959.0251 | 0 | 0 | 0 | 0 | 0 | 0 | 0 | 0 | 0 | 0 | 0 | 0 | 0 | 0 | 441950.7841 | 440773.7545 | 439601.9961 | 438435.4692 | 437274.1344 | 436117.9528 | 434966.8858 | 433820.8951 | 432679.9429 | 431543.9918 | 0 | 0 | 0 | 0 | 0 | 0 | 0 | 0 | 0 | 0 | 0 | 0 | 0 | 0 | 4367165.8068 | 441950.7841 | 882724.5385 | 1322326.5346 | 1760762.0039 | 2198036.1383 | 2634154.0911 | 3069120.9769 | 3502941.8721 | 3935621.815 | 4367165.8068 | 4367165.8068 | 4367165.8068 | 4367165.8068 | 4367165.8068 | 4367165.8068 | 4367165.8068 | 4367165.8068 | 4367165.8068 | 4367165.8068 | 4367165.8068 | 4367165.8068 | 4367165.8068 | 4367165.8068 | 4367165.8068 | 0 | 0 | 0 | 0 | 0 | 0 | 0 | 0 | 0 | 0 | 0 | 0 | 0 | 0 | 0 | 0 | 0 | 0 | 0 | 0 | 0 | 0 | 0 | 0 | 0 | 0 | 0 | 0 | 0 | 0 | 0 | 0 | 0 | 0 | 0 | 0 | 0 | 0 | 0 | 0 | 0 | 0 | 0 | 0 | 0 | 0 | 0 | 0 | 0 | 0 | 0 | 0 | 0 | 0 | 0 | 0 | 0 | 0 | 0 | 0 | 0 | 130.4405 | 260.5337 | 390.281 | 519.684 | 648.7443 | 777.4633 | 905.8425 | 1033.8836 | 1161.5878 | 1288.9568 | 1288.9568 | 1288.9568 | 1288.9568 | 1288.9568 | 1288.9568 | 1288.9568 | 1288.9568 | 1288.9568 | 1288.9568 | 1288.9568 | 1288.9568 | 1288.9568 | 1288.9568 | 1288.9568 | 472630.8904 | 471372.1518 | 470119.0502 | 468871.5434 | 467629.589 | 466393.1456 | 465162.1718 | 463936.6268 | 462716.47 | 461501.6614 | 0 | 0 | 0 | 0 | 0 | 0 | 0 | 0 | 0 | 0 | 0 | 0 | 0 | 0 | 4670333.3004 | 0 | 0 | 0 | 0 | 0 | 0 | 0 | 0 | 0 | 0 | 0 | 0 | 0 | 0 | 0 | 0 | 0 | 0 | 0 | 0 | 0.001473% | 6.5091 | 13.0008 | 19.4753 | 25.9327 | 32.3729 | 38.7961 | 45.2023 | 51.5916 | 57.9642 | 64.32 | 64.32 | 64.32 | 64.32 | 64.32 | 64.32 | 64.32 | 64.32 | 64.32 | 64.32 | 64.32 | 64.32 | 64.32 | 64.32 | 64.32
No | Res-Door Weatherstripping and Door Sweeps | M_Input | Savings methodology based on proposed PA TRM 2018 update to residential air sealing. Engineering calculation based on ASHRAE Fundamentals 2001 Ventilation and Infiltration Table 1: Effective Air Leakage Areas and engineering judgment. Cost based on RSMeans Online research. EUL of ten years based on engineering judgment as the RTF air sealing EUL of 15 seemed too high for door sweeps and door weatherstripping. | 2020 | Retro | 2022 | 2045 | PSE | Residential | All Residential | Electric | Per Residential Door Weatherstripped - Electric Furnace with CAC |  |  | Door Weatherstripping - Electric Furnace with CAC |  | 88.3274 | 10 | 54.5901 | 0 |  | 0 | 0 | 0 | 0 | 0 | 0 | 0 | 0 |  | 0 | 0 | 0 | Heating | Electric Furnace Heat with CAC | Door Weatherstripping | ResSpHtFAFZ1 | 0.02951% | 1.022% | 0% | 1 |  | 66.13% | 10% | 85% | 6.8% | 0.2% | 41.2949 | 3.8375 | 4.5132 | 90.3723 | 0 | 0 | 0 | 92.9396 | 0 |  | 0.090137 | 0 | 0.090137 | 07. $0.085 to $0.115 | 1 | 0 | 01. ($9,999.00) to $0.22 | 1 | 602.0527 | 600.4492 | 598.853 | 597.2639 | 595.6818 | 594.1068 | 592.5388 | 590.9776 | 589.4234 | 587.8759 | 0 | 0 | 0 | 0 | 0 | 0 | 0 | 0 | 0 | 0 | 0 | 0 | 0 | 0 | 53177.7345 | 53036.1084 | 52895.1165 | 52754.7541 | 52615.0165 | 52475.899 | 52337.3968 | 52199.5055 | 52062.2204 | 51925.537 | 0 | 0 | 0 | 0 | 0 | 0 | 0 | 0 | 0 | 0 | 0 | 0 | 0 | 0 | 525479.2886 | 53177.7345 | 106213.8428 | 159108.9593 | 211863.7135 | 264478.73 | 316954.629 | 369292.0258 | 421491.5312 | 473553.7516 | 525479.2886 | 525479.2886 | 525479.2886 | 525479.2886 | 525479.2886 | 525479.2886 | 525479.2886 | 525479.2886 | 525479.2886 | 525479.2886 | 525479.2886 | 525479.2886 | 525479.2886 | 525479.2886 | 525479.2886 | 0 | 0 | 0 | 0 | 0 | 0 | 0 | 0 | 0 | 0 | 0 | 0 | 0 | 0 | 0 | 0 | 0 | 0 | 0 | 0 | 0 | 0 | 0 | 0 | 0 | 0 | 0 | 0 | 0 | 0 | 0 | 0 | 0 | 0 | 0 | 0 | 0 | 0 | 0 | 0 | 0 | 0 | 0 | 0 | 0 | 0 | 0 | 0 | 0 | 0 | 0 | 0 | 0 | 0 | 0 | 0 | 0 | 0 | 0 | 0 | 0 | 15.6953 | 31.3487 | 46.9606 | 62.531 | 78.0602 | 93.5483 | 108.9955 | 124.4021 | 139.7681 | 155.0938 | 155.0938 | 155.0938 | 155.0938 | 155.0938 | 155.0938 | 155.0938 | 155.0938 | 155.0938 | 155.0938 | 155.0938 | 155.0938 | 155.0938 | 155.0938 | 155.0938 | 55954.511 | 55805.4896 | 55657.1356 | 55509.444 | 55362.4097 | 55216.0278 | 55070.2935 | 54925.2019 | 54780.7482 | 54636.9277 | 0 | 0 | 0 | 0 | 0 | 0 | 0 | 0 | 0 | 0 | 0 | 0 | 0 | 0 | 552918.1889 | 0 | 0 | 0 | 0 | 0 | 0 | 0 | 0 | 0 | 0 | 0 | 0 | 0 | 0 | 0 | 0 | 0 | 0 | 0 | 0 | 0.001473% | 0.78321 | 1.5643 | 2.3434 | 3.1203 | 3.8953 | 4.6681 | 5.439 | 6.2078 | 6.9745 | 7.7393 | 7.7393 | 7.7393 | 7.7393 | 7.7393 | 7.7393 | 7.7393 | 7.7393 | 7.7393 | 7.7393 | 7.7393 | 7.7393 | 7.7393 | 7.7393 | 7.7393
No | Res-Door Weatherstripping and Door Sweeps | M_Input | Savings methodology based on proposed PA TRM 2018 update to residential air sealing. Engineering calculation based on ASHRAE Fundamentals 2001 Ventilation and Infiltration Table 1: Effective Air Leakage Areas and engineering judgment. Cost based on RSMeans Online research. EUL of ten years based on engineering judgment as the RTF air sealing EUL of 15 seemed too high for door sweeps and door weatherstripping. | 2020 | Retro | 2022 | 2045 | PSE | Residential | All Residential | Electric | Per Residential Door Weatherstripped - Heat Pump |  |  | Door Weatherstripping - Heat Pump |  | 37.5151 | 10 | 54.5901 | 0 |  | 0 | 0 | 0 | 0 | 0 | 0 | 0 | 0 |  | 0 | 0 | 0 | Heat Pump | Heat Pump | Door Weatherstripping | ResSpHtHPZ1 | 0.03002% | 7.256% | 0% | 1 |  | 66.13% | 10% | 85% | 6.8% | 0.2% | 17.5391 | 1.658 | 1.9197 | 90.3723 | 0 | 0 | 0 | 97.7126 | 0 |  | 0.22312 | 0 | 0.22312 | 12. $0.200 to $0.225 | 0 | 0 | 01. ($9,999.00) to $0.22 | 1 | 4274.7617 | 4263.3769 | 4252.043 | 4240.7598 | 4229.5268 | 4218.3437 | 4207.21 | 4196.1254 | 4185.0896 | 4174.1021 | 0 | 0 | 0 | 0 | 0 | 0 | 0 | 0 | 0 | 0 | 0 | 0 | 0 | 0 | 160367.921 | 159940.8196 | 159515.631 | 159092.3407 | 158670.9344 | 158251.398 | 157833.7175 | 157417.879 | 157003.8688 | 156591.6733 | 0 | 0 | 0 | 0 | 0 | 0 | 0 | 0 | 0 | 0 | 0 | 0 | 0 | 0 | 1584686.1831 | 160367.921 | 320308.7406 | 479824.3716 | 638916.7123 | 797587.6467 | 955839.0446 | 1113672.7621 | 1271090.6411 | 1428094.5098 | 1584686.1831 | 1584686.1831 | 1584686.1831 | 1584686.1831 | 1584686.1831 | 1584686.1831 | 1584686.1831 | 1584686.1831 | 1584686.1831 | 1584686.1831 | 1584686.1831 | 1584686.1831 | 1584686.1831 | 1584686.1831 | 1584686.1831 | 0 | 0 | 0 | 0 | 0 | 0 | 0 | 0 | 0 | 0 | 0 | 0 | 0 | 0 | 0 | 0 | 0 | 0 | 0 | 0 | 0 | 0 | 0 | 0 | 0 | 0 | 0 | 0 | 0 | 0 | 0 | 0 | 0 | 0 | 0 | 0 | 0 | 0 | 0 | 0 | 0 | 0 | 0 | 0 | 0 | 0 | 0 | 0 | 0 | 0 | 0 | 0 | 0 | 0 | 0 | 0 | 0 | 0 | 0 | 0 | 0 | 48.1484 | 96.1686 | 144.0611 | 191.8265 | 239.4655 | 286.9784 | 334.366 | 381.6287 | 428.7671 | 475.7817 | 475.7817 | 475.7817 | 475.7817 | 475.7817 | 475.7817 | 475.7817 | 475.7817 | 475.7817 | 475.7817 | 475.7817 | 475.7817 | 475.7817 | 475.7817 | 475.7817 | 417698.119 | 416585.6805 | 415478.224 | 414375.7119 | 413278.107 | 412185.3725 | 411097.4719 | 410014.369 | 408936.0282 | 407862.414 | 0 | 0 | 0 | 0 | 0 | 0 | 0 | 0 | 0 | 0 | 0 | 0 | 0 | 0 | 4127511.4981 | 0 | 0 | 0 | 0 | 0 | 0 | 0 | 0 | 0 | 0 | 0 | 0 | 0 | 0 | 0 | 0 | 0 | 0 | 0 | 0 | 0.003628% | 5.8176 | 11.6196 | 17.4063 | 23.1775 | 28.9335 | 34.6743 | 40.3999 | 46.1105 | 51.806 | 57.4866 | 57.4866 | 57.4866 | 57.4866 | 57.4866 | 57.4866 | 57.4866 | 57.4866 | 57.4866 | 57.4866 | 57.4866 | 57.4866 | 57.4866 | 57.4866 | 57.4866
No | Res-Door Weatherstripping and Door Sweeps | M_Input | Savings methodology based on proposed PA TRM 2018 update to residential air sealing. Engineering calculation based on ASHRAE Fundamentals 2001 Ventilation and Infiltration Table 1: Effective Air Leakage Areas and engineering judgment. Cost based on RSMeans Online research. EUL of ten years based on engineering judgment as the RTF air sealing EUL of 15 seemed too high for door sweeps and door weatherstripping. | 2020 | Retro | 2022 | 2041 | PSE | Residential | All Residential | Gas | Per Residential Door Weatherstripped - Gas Furnace without CAC |  |  | Door Weatherstripping - Gas Furnace without CAC |  | 0 | 10 | 54.5901 | 0 |  | 0 | 0 | 0 | 0 | 0 | 0 | 0 | 3.7115 |  | 0 | 0 | 0 | Heating | Gas Furnace Heat without CAC | Door Weatherstripping | ResSpHtFAFZ1 | 0.02951% | 0% | 61.03% | 1 |  | 69.61% | 10% | 85% | 6.8% | 0.2% | 30.9684 | 0.90788 | 3.1876 | 0 | 82.865 | 0 | 0 | 0 | 89.6875 |  | 0 | 2.2457 | 0 | 01. ($9,999.000) to $0.028 | 1 | 2.2457 | 12. $1.50 to $999.00 | 0 | 0 | 0 | 0 | 0 | 0 | 0 | 0 | 0 | 0 | 0 | 0 | 0 | 0 | 0 | 0 | 0 | 0 | 0 | 0 | 0 | 0 | 0 | 0 | 0 | 0 | 0 | 0 | 0 | 0 | 0 | 0 | 0 | 0 | 0 | 0 | 0 | 0 | 0 | 0 | 0 | 0 | 0 | 0 | 0 | 0 | 0 | 0 | 0 | 0 | 0 | 0 | 0 | 0 | 0 | 0 | 0 | 0 | 0 | 0 | 0 | 0 | 0 | 0 | 0 | 0 | 0 | 0 | 0 | 0 | 0 | 0 | 0 | 0 | 28870.6384 | 28803.7326 | 28736.9952 | 28670.4255 | 28604.023 | 28537.7872 | 28471.7175 | 28405.8134 | 28340.0743 | 28274.4997 | 0 | 0 | 0 | 0 | 0 | 0 | 0 | 0 | 0 | 0 | 107152.9655 | 106904.6457 | 106656.9506 | 106409.8781 | 106163.4263 | 105917.593 | 105672.3763 | 105427.7741 | 105183.7844 | 104940.4052 | 0 | 0 | 0 | 0 | 0 | 0 | 0 | 0 | 0 | 0 | 1060429.7993 | 107152.9655 | 214057.6112 | 320714.5618 | 427124.4399 | 533287.8662 | 639205.4592 | 744877.8356 | 850305.6097 | 955489.3941 | 1060429.7993 | 1060429.7993 | 1060429.7993 | 1060429.7993 | 1060429.7993 | 1060429.7993 | 1060429.7993 | 1060429.7993 | 1060429.7993 | 1060429.7993 | 1060429.7993 | 0 | 0 | 0 | 0 | 0 | 0 | 0 | 0 | 0 | 0 | 0 | 0 | 0 | 0 | 0 | 0 | 0 | 0 | 0 | 0 | 0 | 0 | 0 | 0 | 0 | 0 | 0 | 0 | 0 | 0 | 0 | 0 | 0 | 0 | 0 | 0 | 0 | 0 | 0 | 0 | 0 | 0 | 0 | 0 | 0 | 0 | 0 | 0 | 0 | 2589336.6558 | 2583336.0405 | 2577350.5221 | 2571380.0505 | 2565424.576 | 2559484.0492 | 2553558.4209 | 2547647.6422 | 2541751.6646 | 2535870.4396 | 0 | 0 | 0 | 0 | 0 | 0 | 0 | 0 | 0 | 0 | 0.001473% | 0 | 0 | 0 | 0 | 0 | 0 | 0 | 0 | 0 | 0 | 0 | 0 | 0 | 0 | 0 | 0 | 0 | 0 | 0 | 0 | 0 | 0 | 0 | 0
No | Res-Door Weatherstripping and Door Sweeps | M_Input | Savings methodology based on proposed PA TRM 2018 update to residential air sealing. Engineering calculation based on ASHRAE Fundamentals 2001 Ventilation and Infiltration Table 1: Effective Air Leakage Areas and engineering judgment. Cost based on RSMeans Online research. EUL of ten years based on engineering judgment as the RTF air sealing EUL of 15 seemed too high for door sweeps and door weatherstripping. | 2020 | Retro | 2022 | 2041 | PSE | Residential | All Residential | Gas | Per Residential Door Weatherstripped - Gas Furnace with CAC |  |  | Door Weatherstripping - Gas Furnace with CAC |  | 1.3054 | 10 | 54.5901 | 0 |  | 0 | 0 | 0 | 0 | 0 | 0 | 0 | 3.7115 |  | 0 | 0 | 0 | Heating | Gas Furnace Heat with CAC | Door Weatherstripping | ResSpHtFAFZ1 | 0.02951% | 0% | 11.6% | 1 |  | 69.61% | 10% | 85% | 6.8% | 0.2% | 30.9684 | 0.90788 | 3.1876 | 0 | 82.865 | 0 | 0.61032 | 0 | 83.1201 |  | 0 | 2.0812 | 0 | 01. ($9,999.000) to $0.028 | 1 | 2.0812 | 12. $1.50 to $999.00 | 0 | 0 | 0 | 0 | 0 | 0 | 0 | 0 | 0 | 0 | 0 | 0 | 0 | 0 | 0 | 0 | 0 | 0 | 0 | 0 | 0 | 0 | 0 | 0 | 0 | 0 | 0 | 0 | 0 | 0 | 0 | 0 | 0 | 0 | 0 | 0 | 0 | 0 | 0 | 0 | 0 | 0 | 0 | 0 | 0 | 0 | 0 | 0 | 0 | 0 | 0 | 0 | 0 | 0 | 0 | 0 | 0 | 0 | 0 | 0 | 0 | 0 | 0 | 0 | 0 | 0 | 0 | 0 | 0 | 0 | 0 | 0 | 0 | 0 | 5488.0864 | 5475.3681 | 5462.6819 | 5450.0275 | 5437.4049 | 5424.814 | 5412.2546 | 5399.7267 | 5387.2303 | 5374.765 | 0 | 0 | 0 | 0 | 0 | 0 | 0 | 0 | 0 | 0 | 20368.955 | 20321.7513 | 20274.6663 | 20227.6998 | 20180.8512 | 20134.1201 | 20087.5063 | 20041.0093 | 19994.6288 | 19948.3643 | 0 | 0 | 0 | 0 | 0 | 0 | 0 | 0 | 0 | 0 | 201579.5523 | 20368.955 | 40690.7062 | 60965.3726 | 81193.0723 | 101373.9235 | 121508.0436 | 141595.55 | 161636.5593 | 181631.1881 | 201579.5523 | 201579.5523 | 201579.5523 | 201579.5523 | 201579.5523 | 201579.5523 | 201579.5523 | 201579.5523 | 201579.5523 | 201579.5523 | 201579.5523 | 0 | 0 | 0 | 0 | 0 | 0 | 0 | 0 | 0 | 0 | 0 | 0 | 0 | 0 | 0 | 0 | 0 | 0 | 0 | 0 | 0 | 0 | 0 | 0 | 0 | 0 | 0 | 0 | 0 | 0 | 0 | 0 | 0 | 0 | 0 | 0 | 0 | 0 | 0 | 0 | 0 | 0 | 0 | 0 | 0 | 0 | 0 | 0 | 0 | 456170.1377 | 455112.9938 | 454058.5095 | 453006.6761 | 451957.4847 | 450910.9267 | 449866.9935 | 448825.6763 | 447786.9667 | 446750.856 | 0 | 0 | 0 | 0 | 0 | 0 | 0 | 0 | 0 | 0 | 0.001473% | 0 | 0 | 0 | 0 | 0 | 0 | 0 | 0 | 0 | 0 | 0 | 0 | 0 | 0 | 0 | 0 | 0 | 0 | 0 | 0 | 0 | 0 | 0 | 0
No | Res-Door Weatherstripping and Door Sweeps | M_Input | Savings methodology based on proposed PA TRM 2018 update to residential air sealing. Engineering calculation based on ASHRAE Fundamentals 2001 Ventilation and Infiltration Table 1: Effective Air Leakage Areas and engineering judgment. Cost based on RSMeans Online research. EUL of ten years based on engineering judgment as the RTF air sealing EUL of 15 seemed too high for door sweeps and door weatherstripping. | 2020 | Retro | 2022 | 2045 | PSE | Residential | All Residential | Electric | Per Residential Door Sweep - Electric Furnace without CAC |  |  | Door Sweep - Electric Furnace without CAC |  | 15.3568 | 10 | 36.1997 | 0 |  | 0 | 0 | 0 | 0 | 0 | 0 | 0 | 0 |  | 0 | 0 | 0 | Heating | Electric Furnace Heat without CAC | Door Sweep | ResSpHtFAFZ1 | 0.02951% | 8.62% | 0% | 1 |  | 90.79% | 10% | 85% | 6.8% | 0.2% | 7.1796 | 0.6672 | 0.78468 | 59.9275 | 0 | 0 | 0 | 65.7156 | 0 |  | 0.36658 | 0 | 0.36658 | 13. $0.225 to $99,999.000 | 0 | 0 | 01. ($9,999.00) to $0.22 | 1 | 6972.2946 | 6953.7255 | 6935.2397 | 6916.8363 | 6898.5149 | 6880.2748 | 6862.1153 | 6844.036 | 6826.0361 | 6808.1152 | 0 | 0 | 0 | 0 | 0 | 0 | 0 | 0 | 0 | 0 | 0 | 0 | 0 | 0 | 107072.2263 | 106787.0652 | 106503.1811 | 106220.5645 | 105939.2058 | 105659.0956 | 105380.2245 | 105102.5832 | 104826.1626 | 104550.9537 | 0 | 0 | 0 | 0 | 0 | 0 | 0 | 0 | 0 | 0 | 0 | 0 | 0 | 0 | 1058041.2626 | 107072.2263 | 213859.2915 | 320362.4726 | 426583.0371 | 532522.243 | 638181.3386 | 743561.563 | 848664.1462 | 953490.3089 | 1058041.2626 | 1058041.2626 | 1058041.2626 | 1058041.2626 | 1058041.2626 | 1058041.2626 | 1058041.2626 | 1058041.2626 | 1058041.2626 | 1058041.2626 | 1058041.2626 | 1058041.2626 | 1058041.2626 | 1058041.2626 | 1058041.2626 | 0 | 0 | 0 | 0 | 0 | 0 | 0 | 0 | 0 | 0 | 0 | 0 | 0 | 0 | 0 | 0 | 0 | 0 | 0 | 0 | 0 | 0 | 0 | 0 | 0 | 0 | 0 | 0 | 0 | 0 | 0 | 0 | 0 | 0 | 0 | 0 | 0 | 0 | 0 | 0 | 0 | 0 | 0 | 0 | 0 | 0 | 0 | 0 | 0 | 0 | 0 | 0 | 0 | 0 | 0 | 0 | 0 | 0 | 0 | 0 | 0 | 31.6021 | 63.12 | 94.5541 | 125.9048 | 157.1725 | 188.3574 | 219.4601 | 250.4809 | 281.42 | 312.2779 | 312.2779 | 312.2779 | 312.2779 | 312.2779 | 312.2779 | 312.2779 | 312.2779 | 312.2779 | 312.2779 | 312.2779 | 312.2779 | 312.2779 | 312.2779 | 312.2779 | 458188.288 | 456968.0138 | 455753.2044 | 454543.8187 | 453339.8159 | 452141.1555 | 450947.7977 | 449759.7027 | 448576.8313 | 447399.1448 | 0 | 0 | 0 | 0 | 0 | 0 | 0 | 0 | 0 | 0 | 0 | 0 | 0 | 0 | 4527617.7727 | 0 | 0 | 0 | 0 | 0 | 0 | 0 | 0 | 0 | 0 | 0 | 0 | 0 | 0 | 0 | 0 | 0 | 0 | 0 | 0 | 0.001473% | 1.577 | 3.1497 | 4.7183 | 6.2828 | 7.843 | 9.3992 | 10.9512 | 12.4992 | 14.0431 | 15.5829 | 15.5829 | 15.5829 | 15.5829 | 15.5829 | 15.5829 | 15.5829 | 15.5829 | 15.5829 | 15.5829 | 15.5829 | 15.5829 | 15.5829 | 15.5829 | 15.5829
No | Res-Door Weatherstripping and Door Sweeps | M_Input | Savings methodology based on proposed PA TRM 2018 update to residential air sealing. Engineering calculation based on ASHRAE Fundamentals 2001 Ventilation and Infiltration Table 1: Effective Air Leakage Areas and engineering judgment. Cost based on RSMeans Online research. EUL of ten years based on engineering judgment as the RTF air sealing EUL of 15 seemed too high for door sweeps and door weatherstripping. | 2020 | Retro | 2022 | 2045 | PSE | Residential | All Residential | Electric | Per Residential Door Sweep - Electric Furnace with CAC |  |  | Door Sweep - Electric Furnace with CAC |  | 15.5872 | 10 | 36.1997 | 0 |  | 0 | 0 | 0 | 0 | 0 | 0 | 0 | 0 |  | 0 | 0 | 0 | Heating | Electric Furnace Heat with CAC | Door Sweep | ResSpHtFAFZ1 | 0.02951% | 1.022% | 0% | 1 |  | 90.79% | 10% | 85% | 6.8% | 0.2% | 7.2873 | 0.67721 | 0.79645 | 59.9275 | 0 | 0 | 0 | 65.6938 | 0 |  | 0.36104 | 0 | 0.36104 | 13. $0.225 to $99,999.000 | 0 | 0 | 01. ($9,999.00) to $0.22 | 1 | 826.5423 | 824.341 | 822.1495 | 819.9679 | 817.7959 | 815.6336 | 813.4809 | 811.3377 | 809.2038 | 807.0794 | 0 | 0 | 0 | 0 | 0 | 0 | 0 | 0 | 0 | 0 | 0 | 0 | 0 | 0 | 12883.4672 | 12849.1552 | 12814.9968 | 12780.991 | 12747.1365 | 12713.4322 | 12679.877 | 12646.4698 | 12613.2095 | 12580.095 | 0 | 0 | 0 | 0 | 0 | 0 | 0 | 0 | 0 | 0 | 0 | 0 | 0 | 0 | 127308.8302 | 12883.4672 | 25732.6223 | 38547.6191 | 51328.6101 | 64075.7466 | 76789.1788 | 89469.0558 | 102115.5256 | 114728.7352 | 127308.8302 | 127308.8302 | 127308.8302 | 127308.8302 | 127308.8302 | 127308.8302 | 127308.8302 | 127308.8302 | 127308.8302 | 127308.8302 | 127308.8302 | 127308.8302 | 127308.8302 | 127308.8302 | 127308.8302 | 0 | 0 | 0 | 0 | 0 | 0 | 0 | 0 | 0 | 0 | 0 | 0 | 0 | 0 | 0 | 0 | 0 | 0 | 0 | 0 | 0 | 0 | 0 | 0 | 0 | 0 | 0 | 0 | 0 | 0 | 0 | 0 | 0 | 0 | 0 | 0 | 0 | 0 | 0 | 0 | 0 | 0 | 0 | 0 | 0 | 0 | 0 | 0 | 0 | 0 | 0 | 0 | 0 | 0 | 0 | 0 | 0 | 0 | 0 | 0 | 0 | 3.8025 | 7.5949 | 11.3772 | 15.1495 | 18.9118 | 22.6641 | 26.4065 | 30.1391 | 33.8619 | 37.5748 | 37.5748 | 37.5748 | 37.5748 | 37.5748 | 37.5748 | 37.5748 | 37.5748 | 37.5748 | 37.5748 | 37.5748 | 37.5748 | 37.5748 | 37.5748 | 37.5748 | 54298.6921 | 54154.0806 | 54010.1167 | 53866.7956 | 53724.1123 | 53582.0623 | 53440.6405 | 53299.8425 | 53159.6635 | 53020.099 | 0 | 0 | 0 | 0 | 0 | 0 | 0 | 0 | 0 | 0 | 0 | 0 | 0 | 0 | 536556.1051 | 0 | 0 | 0 | 0 | 0 | 0 | 0 | 0 | 0 | 0 | 0 | 0 | 0 | 0 | 0 | 0 | 0 | 0 | 0 | 0 | 0.001473% | 0.18975 | 0.37899 | 0.56773 | 0.75597 | 0.94371 | 1.131 | 1.3177 | 1.504 | 1.6897 | 1.875 | 1.875 | 1.875 | 1.875 | 1.875 | 1.875 | 1.875 | 1.875 | 1.875 | 1.875 | 1.875 | 1.875 | 1.875 | 1.875 | 1.875
No | Res-Door Weatherstripping and Door Sweeps | M_Input | Savings methodology based on proposed PA TRM 2018 update to residential air sealing. Engineering calculation based on ASHRAE Fundamentals 2001 Ventilation and Infiltration Table 1: Effective Air Leakage Areas and engineering judgment. Cost based on RSMeans Online research. EUL of ten years based on engineering judgment as the RTF air sealing EUL of 15 seemed too high for door sweeps and door weatherstripping. | 2020 | Retro | 2022 | 2045 | PSE | Residential | All Residential | Electric | Per Residential Door Sweep - Heat Pump |  |  | Door Sweep - Heat Pump |  | 6.6203 | 10 | 36.1997 | 0 |  | 0 | 0 | 0 | 0 | 0 | 0 | 0 | 0 |  | 0 | 0 | 0 | Heat Pump | Heat Pump | Door Sweep | ResSpHtHPZ1 | 0.03002% | 7.256% | 0% | 1 |  | 90.79% | 10% | 85% | 6.8% | 0.2% | 3.0951 | 0.29259 | 0.33877 | 59.9275 | 0 | 0 | 0 | 66.5361 | 0 |  | 0.86095 | 0 | 0.86095 | 13. $0.225 to $99,999.000 | 0 | 0 | 01. ($9,999.00) to $0.22 | 1 | 5868.7079 | 5853.078 | 5837.5181 | 5822.0277 | 5806.6062 | 5791.2532 | 5775.9681 | 5760.7503 | 5745.5995 | 5730.5151 | 0 | 0 | 0 | 0 | 0 | 0 | 0 | 0 | 0 | 0 | 0 | 0 | 0 | 0 | 38852.6301 | 38749.1555 | 38646.1442 | 38543.5929 | 38441.498 | 38339.8562 | 38238.6639 | 38137.918 | 38037.615 | 37937.7516 | 0 | 0 | 0 | 0 | 0 | 0 | 0 | 0 | 0 | 0 | 0 | 0 | 0 | 0 | 383924.8254 | 38852.6301 | 77601.7855 | 116247.9298 | 154791.5227 | 193233.0207 | 231572.8768 | 269811.5408 | 307949.4588 | 345987.0738 | 383924.8254 | 383924.8254 | 383924.8254 | 383924.8254 | 383924.8254 | 383924.8254 | 383924.8254 | 383924.8254 | 383924.8254 | 383924.8254 | 383924.8254 | 383924.8254 | 383924.8254 | 383924.8254 | 383924.8254 | 0 | 0 | 0 | 0 | 0 | 0 | 0 | 0 | 0 | 0 | 0 | 0 | 0 | 0 | 0 | 0 | 0 | 0 | 0 | 0 | 0 | 0 | 0 | 0 | 0 | 0 | 0 | 0 | 0 | 0 | 0 | 0 | 0 | 0 | 0 | 0 | 0 | 0 | 0 | 0 | 0 | 0 | 0 | 0 | 0 | 0 | 0 | 0 | 0 | 0 | 0 | 0 | 0 | 0 | 0 | 0 | 0 | 0 | 0 | 0 | 0 | 11.665 | 23.2989 | 34.9019 | 46.4742 | 58.0157 | 69.5268 | 81.0075 | 92.4579 | 103.8782 | 115.2685 | 115.2685 | 115.2685 | 115.2685 | 115.2685 | 115.2685 | 115.2685 | 115.2685 | 115.2685 | 115.2685 | 115.2685 | 115.2685 | 115.2685 | 115.2685 | 115.2685 | 390480.8733 | 389440.9214 | 388405.6269 | 387374.9545 | 386348.8697 | 385327.3378 | 384310.3249 | 383297.7971 | 382289.7211 | 381286.0636 | 0 | 0 | 0 | 0 | 0 | 0 | 0 | 0 | 0 | 0 | 0 | 0 | 0 | 0 | 3858562.4902 | 0 | 0 | 0 | 0 | 0 | 0 | 0 | 0 | 0 | 0 | 0 | 0 | 0 | 0 | 0 | 0 | 0 | 0 | 0 | 0 | 0.003628% | 1.4094 | 2.8151 | 4.217 | 5.6153 | 7.0098 | 8.4006 | 9.7878 | 11.1713 | 12.5511 | 13.9274 | 13.9274 | 13.9274 | 13.9274 | 13.9274 | 13.9274 | 13.9274 | 13.9274 | 13.9274 | 13.9274 | 13.9274 | 13.9274 | 13.9274 | 13.9274 | 13.9274
No | Res-Door Weatherstripping and Door Sweeps | M_Input | Savings methodology based on proposed PA TRM 2018 update to residential air sealing. Engineering calculation based on ASHRAE Fundamentals 2001 Ventilation and Infiltration Table 1: Effective Air Leakage Areas and engineering judgment. Cost based on RSMeans Online research. EUL of ten years based on engineering judgment as the RTF air sealing EUL of 15 seemed too high for door sweeps and door weatherstripping. | 2020 | Retro | 2022 | 2041 | PSE | Residential | All Residential | Gas | Per Residential Door Sweep - Gas Furnace without CAC |  |  | Door Sweep - Gas Furnace without CAC |  | 0 | 10 | 36.1997 | 0 |  | 0 | 0 | 0 | 0 | 0 | 0 | 0 | 0.65497 |  | 0 | 0 | 0 | Heating | Gas Furnace Heat without CAC | Door Sweep | ResSpHtFAFZ1 | 0.02951% | 0% | 61.03% | 1 |  | 90% | 10% | 85% | 6.8% | 0.2% | 5.465 | 0.16021 | 0.56252 | 0 | 54.9493 | 0 | 0 | 0 | 61.4665 |  | 0 | 8.7212 | 0 | 01. ($9,999.000) to $0.028 | 1 | 8.7212 | 12. $1.50 to $999.00 | 0 | 0 | 0 | 0 | 0 | 0 | 0 | 0 | 0 | 0 | 0 | 0 | 0 | 0 | 0 | 0 | 0 | 0 | 0 | 0 | 0 | 0 | 0 | 0 | 0 | 0 | 0 | 0 | 0 | 0 | 0 | 0 | 0 | 0 | 0 | 0 | 0 | 0 | 0 | 0 | 0 | 0 | 0 | 0 | 0 | 0 | 0 | 0 | 0 | 0 | 0 | 0 | 0 | 0 | 0 | 0 | 0 | 0 | 0 | 0 | 0 | 0 | 0 | 0 | 0 | 0 | 0 | 0 | 0 | 0 | 0 | 0 | 0 | 0 | 37328.4085 | 37241.9023 | 37155.6139 | 37069.5423 | 36983.687 | 36898.0471 | 36812.6221 | 36727.4111 | 36642.4135 | 36557.6285 | 0 | 0 | 0 | 0 | 0 | 0 | 0 | 0 | 0 | 0 | 24448.9163 | 24392.2576 | 24335.7414 | 24279.3673 | 24223.1348 | 24167.0434 | 24111.0927 | 24055.2822 | 23999.6115 | 23944.0801 | 0 | 0 | 0 | 0 | 0 | 0 | 0 | 0 | 0 | 0 | 241956.5273 | 24448.9163 | 48841.1739 | 73176.9153 | 97456.2826 | 121679.4174 | 145846.4608 | 169957.5535 | 194012.8358 | 218012.4473 | 241956.5273 | 241956.5273 | 241956.5273 | 241956.5273 | 241956.5273 | 241956.5273 | 241956.5273 | 241956.5273 | 241956.5273 | 241956.5273 | 241956.5273 | 0 | 0 | 0 | 0 | 0 | 0 | 0 | 0 | 0 | 0 | 0 | 0 | 0 | 0 | 0 | 0 | 0 | 0 | 0 | 0 | 0 | 0 | 0 | 0 | 0 | 0 | 0 | 0 | 0 | 0 | 0 | 0 | 0 | 0 | 0 | 0 | 0 | 0 | 0 | 0 | 0 | 0 | 0 | 0 | 0 | 0 | 0 | 0 | 0 | 2294446.7209 | 2289129.4934 | 2283825.6434 | 2278535.1266 | 2273257.899 | 2267993.9167 | 2262743.1362 | 2257505.5142 | 2252281.0076 | 2247069.5735 | 0 | 0 | 0 | 0 | 0 | 0 | 0 | 0 | 0 | 0 | 0.001473% | 0 | 0 | 0 | 0 | 0 | 0 | 0 | 0 | 0 | 0 | 0 | 0 | 0 | 0 | 0 | 0 | 0 | 0 | 0 | 0 | 0 | 0 | 0 | 0
No | Res-Door Weatherstripping and Door Sweeps | M_Input | Savings methodology based on proposed PA TRM 2018 update to residential air sealing. Engineering calculation based on ASHRAE Fundamentals 2001 Ventilation and Infiltration Table 1: Effective Air Leakage Areas and engineering judgment. Cost based on RSMeans Online research. EUL of ten years based on engineering judgment as the RTF air sealing EUL of 15 seemed too high for door sweeps and door weatherstripping. | 2020 | Retro | 2022 | 2041 | PSE | Residential | All Residential | Gas | Per Residential Door Sweep - Gas Furnace with CAC |  |  | Door Sweep - Gas Furnace with CAC |  | 0.23037 | 10 | 36.1997 | 0 |  | 0 | 0 | 0 | 0 | 0 | 0 | 0 | 0.65497 |  | 0 | 0 | 0 | Heating | Gas Furnace Heat with CAC | Door Sweep | ResSpHtFAFZ1 | 0.02951% | 0% | 11.6% | 1 |  | 90% | 10% | 85% | 6.8% | 0.2% | 5.465 | 0.16021 | 0.56252 | 0 | 54.9493 | 0 | 0.1077 | 0 | 60.3075 |  | 0 | 8.5568 | 0 | 01. ($9,999.000) to $0.028 | 1 | 8.5568 | 12. $1.50 to $999.00 | 0 | 0 | 0 | 0 | 0 | 0 | 0 | 0 | 0 | 0 | 0 | 0 | 0 | 0 | 0 | 0 | 0 | 0 | 0 | 0 | 0 | 0 | 0 | 0 | 0 | 0 | 0 | 0 | 0 | 0 | 0 | 0 | 0 | 0 | 0 | 0 | 0 | 0 | 0 | 0 | 0 | 0 | 0 | 0 | 0 | 0 | 0 | 0 | 0 | 0 | 0 | 0 | 0 | 0 | 0 | 0 | 0 | 0 | 0 | 0 | 0 | 0 | 0 | 0 | 0 | 0 | 0 | 0 | 0 | 0 | 0 | 0 | 0 | 0 | 7095.8435 | 7079.3993 | 7062.9965 | 7046.635 | 7030.3146 | 7014.0351 | 6997.7964 | 6981.5985 | 6965.4411 | 6949.3241 | 0 | 0 | 0 | 0 | 0 | 0 | 0 | 0 | 0 | 0 | 4647.551 | 4636.7806 | 4626.0373 | 4615.3211 | 4604.6317 | 4593.9692 | 4583.3334 | 4572.7242 | 4562.1416 | 4551.5855 | 0 | 0 | 0 | 0 | 0 | 0 | 0 | 0 | 0 | 0 | 45994.0757 | 4647.551 | 9284.3317 | 13910.369 | 18525.6901 | 23130.3218 | 27724.2909 | 32307.6243 | 36880.3485 | 41442.4902 | 45994.0757 | 45994.0757 | 45994.0757 | 45994.0757 | 45994.0757 | 45994.0757 | 45994.0757 | 45994.0757 | 45994.0757 | 45994.0757 | 45994.0757 | 0 | 0 | 0 | 0 | 0 | 0 | 0 | 0 | 0 | 0 | 0 | 0 | 0 | 0 | 0 | 0 | 0 | 0 | 0 | 0 | 0 | 0 | 0 | 0 | 0 | 0 | 0 | 0 | 0 | 0 | 0 | 0 | 0 | 0 | 0 | 0 | 0 | 0 | 0 | 0 | 0 | 0 | 0 | 0 | 0 | 0 | 0 | 0 | 0 | 427932.8432 | 426941.1373 | 425951.9265 | 424965.2024 | 423980.9568 | 422999.1816 | 422019.8686 | 421043.0098 | 420068.5972 | 419096.6226 | 0 | 0 | 0 | 0 | 0 | 0 | 0 | 0 | 0 | 0 | 0.001473% | 0 | 0 | 0 | 0 | 0 | 0 | 0 | 0 | 0 | 0 | 0 | 0 | 0 | 0 | 0 | 0 | 0 | 0 | 0 | 0 | 0 | 0 | 0 | 0
No | Res-EVSE-2021P_v3 | Measure_InputOutput | 2021P Workbook "Res-EVSE-2021P_v3" | 2020 | NR | 2022 | 2045 | PSE | Residential | All Residential | Electric | Per EV Charger |  |  | Level 2 Networked Level 2 EVSE |  | 20.942 | 10 | 0.01 | 0 |  | 0 | 0 | 0 | 0 | 0 | 0 | 0 | 0 |  | 0 | 0 | 0 | Other | Electric Vehicle | Electric Vehicle Charger | ResOther | 0.0139% | 1.287% | 0% | 1 |  | 80.7% | 10% | 95% | 6.8% | 0.2% | 9.7908 | 0.42864 | 1.0219 | 0.016555 | 0 | 0 | 0 | -1.432 | 0 |  | -0.0058578 | 0 | -0.0058578 | 01. ($9,999.000) to $0.028 | 1 | 0 | 01. ($9,999.00) to $0.22 | 1 | 41.3646 | 103.136 | 164.579 | 246.2134 | 327.4149 | 428.5958 | 539.4197 | 649.6585 | 759.3163 | 848.2016 | 916.4768 | 964.3032 | 991.8405 | 999.2471 | 996.6463 | 994.0567 | 991.4782 | 988.9108 | 986.3543 | 983.8087 | 981.2739 | 978.7498 | 976.2363 | 973.7334 | 866.2589 | 2159.8795 | 3446.6203 | 5156.2115 | 6856.7382 | 8975.6737 | 11296.5509 | 13605.1784 | 15901.6367 | 17763.0755 | 19192.899 | 20194.4818 | 20771.1692 | 20926.2774 | 20871.8119 | 20817.5808 | 20763.5824 | 20709.815 | 20656.2769 | 20602.9664 | 20549.882 | 20497.0219 | 20444.3845 | 20391.9683 | 203919.6832 | 866.2589 | 3026.1384 | 6472.7587 | 11628.9702 | 18485.7084 | 27461.3821 | 38757.933 | 52363.1114 | 68264.7481 | 86027.8235 | 105220.7225 | 125415.2043 | 146186.3736 | 167112.651 | 187984.4628 | 203919.6832 | 203919.6832 | 203919.6832 | 203919.6832 | 203919.6832 | 203919.6832 | 203919.6832 | 203919.6832 | 203919.6832 | 0 | 0 | 0 | 0 | 0 | 0 | 0 | 0 | 0 | 0 | 0 | 0 | 0 | 0 | 0 | 0 | 0 | 0 | 0 | 0 | 0 | 0 | 0 | 0 | 0 | 0 | 0 | 0 | 0 | 0 | 0 | 0 | 0 | 0 | 0 | 0 | 0 | 0 | 0 | 0 | 0 | 0 | 0 | 0 | 0 | 0 | 0 | 0 | 0 | 0 | 0 | 0 | 0 | 0 | 0 | 0 | 0 | 0 | 0 | 0 | 0 | 0.12045 | 0.42077 | 0.9 | 1.6169 | 2.5703 | 3.8184 | 5.3891 | 7.2808 | 9.4919 | 11.9617 | 14.6304 | 17.4383 | 20.3265 | 23.2362 | 26.1383 | 28.354 | 28.354 | 28.354 | 28.354 | 28.354 | 28.354 | 28.354 | 28.354 | 28.354 | 0 | 0 | 0 | 0 | 0 | 0 | 0 | 0 | 0 | 0 | 0 | 0 | 0 | 0 | 0 | 0 | 0 | 0 | 0 | 0 | 0 | 0 | 0 | 0 | 0 | 0 | 0 | 0 | 0 | 0 | 0 | 0 | 0 | 0 | 0 | 0 | 0 | 0 | 0 | 0 | 0 | 0 | 0 | 0 | 0 | 0.01026% | 0.088877 | 0.31048 | 0.6641 | 1.1931 | 1.8966 | 2.8175 | 3.9765 | 5.3724 | 7.0039 | 8.8263 | 10.7955 | 12.8674 | 14.9985 | 17.1455 | 19.2869 | 20.9219 | 20.9219 | 20.9219 | 20.9219 | 20.9219 | 20.9219 | 20.9219 | 20.9219 | 20.9219
No | Res-GFX-7P_v3 | M_Input | 7P GFX workbook v3 with updated RTF and RBSA inputs | 2020 | New | 2022 | 2045 | PSE | Residential | Single Family | Electric | Per Electric Resistance DHW with DHW and Shower Preheat GFX |  |  | Single Family GFHX DHW & Shower Preheat, Electric Resistance |  | 349.3851 | 40 | 1014.2016 | 0 |  | 0 | 0 | 0 | 0 | 0 | 0 | 0 | 0 |  | 0 | 0 | 0 | Water Heat | Electric Water Heat | GFX | ResDHW | 0.01444% | 29.91% | 0% | 1 |  | 0% | 2.5% | 60% | 6.8% | 0.2% | 638.3487 | 7.4279 | 64.5777 | 926.4974 | 0 | 0 | 0 | 1057.3322 | 0 |  | 0.25924 | 0 | 0.25924 | 13. $0.225 to $99,999.000 | 0 | 0 | 01. ($9,999.00) to $0.22 | 1 | 0 | 0 | 0 | 0 | 0 | 0 | 0 | 0 | 0 | 0 | 0 | 0 | 0 | 0 | 0 | 0 | 0 | 0 | 0 | 0 | 0 | 0 | 0 | 0 | 0 | 0 | 0 | 0 | 0 | 0 | 0 | 0 | 0 | 0 | 0 | 0 | 0 | 0 | 0 | 0 | 0 | 0 | 0 | 0 | 0 | 0 | 0 | 0 | 0 | 0 | 0 | 0 | 0 | 0 | 0 | 0 | 0 | 0 | 0 | 0 | 0 | 0 | 0 | 0 | 0 | 0 | 0 | 0 | 0 | 0 | 0 | 0 | 0 | 0 | 0 | 0 | 0 | 0 | 0 | 0 | 0 | 0 | 0 | 0 | 0 | 0 | 0 | 0 | 0 | 0 | 0 | 0 | 0 | 0 | 0 | 0 | 0 | 0 | 0 | 0 | 0 | 0 | 0 | 0 | 0 | 0 | 0 | 0 | 0 | 0 | 0 | 0 | 0 | 0 | 0 | 0 | 0 | 0 | 0 | 0 | 0 | 0 | 0 | 0 | 0 | 0 | 0 | 0 | 0 | 0 | 0 | 0 | 0 | 0 | 0 | 0 | 0 | 0 | 0 | 0 | 0 | 0 | 0 | 0 | 0 | 0 | 0 | 0 | 0 | 0 | 0 | 0 | 0 | 0 | 0 | 0 | 0 | 0 | 0 | 0 | 0 | 0 | 0 | 0 | 0 | 0 | 0 | 0 | 0 | 0 | 0 | 0 | 0 | 0 | 0 | 0 | 0 | 0 | 0 | 0 | 0 | 0 | 0 | 0 | 0 | 0 | 0 | 0 | 0 | 0 | 0 | 0 | 0 | 0 | 0 | 0 | 0 | 0 | 0 | 0 | 0 | 0 | 0 | 0.009815% | 0 | 0 | 0 | 0 | 0 | 0 | 0 | 0 | 0 | 0 | 0 | 0 | 0 | 0 | 0 | 0 | 0 | 0 | 0 | 0 | 0 | 0 | 0 | 0
No | Res-GFX-7P_v3 | M_Input | 7P GFX workbook v3 with updated RTF and RBSA inputs | 2020 | New | 2022 | 2045 | PSE | Residential | Single Family | Electric | Per Heat Pump DHW with DHW and Shower Preheat GFX |  |  | Single Family GFHX DHW & Shower Preheat, Heat Pump |  | 167.6314 | 40 | 1014.2016 | 0 |  | 0 | 0 | 0 | 0 | 0 | 0 | 0 | 0 |  | 0 | 0 | 0 | Water Heat | Electric Water Heat | GFX | ResDHW | 0.01444% | 29.91% | 0% | 1 |  | 0% | 2.5% | 60% | 6.8% | 0.2% | 306.2732 | 3.5638 | 30.9837 | 926.4974 | 0 | 0 | 0 | 1094.7902 | 0 |  | 0.55947 | 0 | 0.55947 | 13. $0.225 to $99,999.000 | 0 | 0 | 01. ($9,999.00) to $0.22 | 1 | 0 | 0 | 0 | 0 | 0 | 0 | 0 | 0 | 0 | 0 | 0 | 0 | 0 | 0 | 0 | 0 | 0 | 0 | 0 | 0 | 0 | 0 | 0 | 0 | 0 | 0 | 0 | 0 | 0 | 0 | 0 | 0 | 0 | 0 | 0 | 0 | 0 | 0 | 0 | 0 | 0 | 0 | 0 | 0 | 0 | 0 | 0 | 0 | 0 | 0 | 0 | 0 | 0 | 0 | 0 | 0 | 0 | 0 | 0 | 0 | 0 | 0 | 0 | 0 | 0 | 0 | 0 | 0 | 0 | 0 | 0 | 0 | 0 | 0 | 0 | 0 | 0 | 0 | 0 | 0 | 0 | 0 | 0 | 0 | 0 | 0 | 0 | 0 | 0 | 0 | 0 | 0 | 0 | 0 | 0 | 0 | 0 | 0 | 0 | 0 | 0 | 0 | 0 | 0 | 0 | 0 | 0 | 0 | 0 | 0 | 0 | 0 | 0 | 0 | 0 | 0 | 0 | 0 | 0 | 0 | 0 | 0 | 0 | 0 | 0 | 0 | 0 | 0 | 0 | 0 | 0 | 0 | 0 | 0 | 0 | 0 | 0 | 0 | 0 | 0 | 0 | 0 | 0 | 0 | 0 | 0 | 0 | 0 | 0 | 0 | 0 | 0 | 0 | 0 | 0 | 0 | 0 | 0 | 0 | 0 | 0 | 0 | 0 | 0 | 0 | 0 | 0 | 0 | 0 | 0 | 0 | 0 | 0 | 0 | 0 | 0 | 0 | 0 | 0 | 0 | 0 | 0 | 0 | 0 | 0 | 0 | 0 | 0 | 0 | 0 | 0 | 0 | 0 | 0 | 0 | 0 | 0 | 0 | 0 | 0 | 0 | 0 | 0 | 0.009815% | 0 | 0 | 0 | 0 | 0 | 0 | 0 | 0 | 0 | 0 | 0 | 0 | 0 | 0 | 0 | 0 | 0 | 0 | 0 | 0 | 0 | 0 | 0 | 0
No | Res-GFX-7P_v3 | M_Input | 7P GFX workbook v3 with updated RTF and RBSA inputs | 2020 | New | 2022 | 2045 | PSE | Residential | Single Family | Electric | Per Electric Resistance DHW with DHW Preheat GFX |  |  | Single Family GFHX DHW Preheat, Electric Resistance |  | 349.3851 | 40 | 981.2475 | 0 |  | 0 | 0 | 0 | 0 | 0 | 0 | 0 | 0 |  | 0 | 0 | 0 | Water Heat | Electric Water Heat | GFX | ResDHW | 0.01444% | 29.91% | 0% | 1 |  | 0% | 2.5% | 60% | 6.8% | 0.2% | 638.3487 | 7.4279 | 64.5777 | 896.3929 | 0 | 0 | 0 | 1020.6369 | 0 |  | 0.25024 | 0 | 0.25024 | 13. $0.225 to $99,999.000 | 0 | 0 | 01. ($9,999.00) to $0.22 | 1 | 0 | 0 | 0 | 0 | 0 | 0 | 0 | 0 | 0 | 0 | 0 | 0 | 0 | 0 | 0 | 0 | 0 | 0 | 0 | 0 | 0 | 0 | 0 | 0 | 0 | 0 | 0 | 0 | 0 | 0 | 0 | 0 | 0 | 0 | 0 | 0 | 0 | 0 | 0 | 0 | 0 | 0 | 0 | 0 | 0 | 0 | 0 | 0 | 0 | 0 | 0 | 0 | 0 | 0 | 0 | 0 | 0 | 0 | 0 | 0 | 0 | 0 | 0 | 0 | 0 | 0 | 0 | 0 | 0 | 0 | 0 | 0 | 0 | 0 | 0 | 0 | 0 | 0 | 0 | 0 | 0 | 0 | 0 | 0 | 0 | 0 | 0 | 0 | 0 | 0 | 0 | 0 | 0 | 0 | 0 | 0 | 0 | 0 | 0 | 0 | 0 | 0 | 0 | 0 | 0 | 0 | 0 | 0 | 0 | 0 | 0 | 0 | 0 | 0 | 0 | 0 | 0 | 0 | 0 | 0 | 0 | 0 | 0 | 0 | 0 | 0 | 0 | 0 | 0 | 0 | 0 | 0 | 0 | 0 | 0 | 0 | 0 | 0 | 0 | 0 | 0 | 0 | 0 | 0 | 0 | 0 | 0 | 0 | 0 | 0 | 0 | 0 | 0 | 0 | 0 | 0 | 0 | 0 | 0 | 0 | 0 | 0 | 0 | 0 | 0 | 0 | 0 | 0 | 0 | 0 | 0 | 0 | 0 | 0 | 0 | 0 | 0 | 0 | 0 | 0 | 0 | 0 | 0 | 0 | 0 | 0 | 0 | 0 | 0 | 0 | 0 | 0 | 0 | 0 | 0 | 0 | 0 | 0 | 0 | 0 | 0 | 0 | 0 | 0.009815% | 0 | 0 | 0 | 0 | 0 | 0 | 0 | 0 | 0 | 0 | 0 | 0 | 0 | 0 | 0 | 0 | 0 | 0 | 0 | 0 | 0 | 0 | 0 | 0
No | Res-GFX-7P_v3 | M_Input | 7P GFX workbook v3 with updated RTF and RBSA inputs | 2020 | New | 2022 | 2045 | PSE | Residential | Single Family | Electric | Per Heat Pump DHW with DHW Preheat GFX |  |  | Single Family GFHX DHW Preheat, Heat Pump |  | 167.6314 | 40 | 981.2475 | 0 |  | 0 | 0 | 0 | 0 | 0 | 0 | 0 | 0 |  | 0 | 0 | 0 | Water Heat | Electric Water Heat | GFX | ResDHW | 0.01444% | 29.91% | 0% | 1 |  | 0% | 2.5% | 60% | 6.8% | 0.2% | 306.2732 | 3.5638 | 30.9837 | 896.3929 | 0 | 0 | 0 | 1058.0949 | 0 |  | 0.54071 | 0 | 0.54071 | 13. $0.225 to $99,999.000 | 0 | 0 | 01. ($9,999.00) to $0.22 | 1 | 0 | 0 | 0 | 0 | 0 | 0 | 0 | 0 | 0 | 0 | 0 | 0 | 0 | 0 | 0 | 0 | 0 | 0 | 0 | 0 | 0 | 0 | 0 | 0 | 0 | 0 | 0 | 0 | 0 | 0 | 0 | 0 | 0 | 0 | 0 | 0 | 0 | 0 | 0 | 0 | 0 | 0 | 0 | 0 | 0 | 0 | 0 | 0 | 0 | 0 | 0 | 0 | 0 | 0 | 0 | 0 | 0 | 0 | 0 | 0 | 0 | 0 | 0 | 0 | 0 | 0 | 0 | 0 | 0 | 0 | 0 | 0 | 0 | 0 | 0 | 0 | 0 | 0 | 0 | 0 | 0 | 0 | 0 | 0 | 0 | 0 | 0 | 0 | 0 | 0 | 0 | 0 | 0 | 0 | 0 | 0 | 0 | 0 | 0 | 0 | 0 | 0 | 0 | 0 | 0 | 0 | 0 | 0 | 0 | 0 | 0 | 0 | 0 | 0 | 0 | 0 | 0 | 0 | 0 | 0 | 0 | 0 | 0 | 0 | 0 | 0 | 0 | 0 | 0 | 0 | 0 | 0 | 0 | 0 | 0 | 0 | 0 | 0 | 0 | 0 | 0 | 0 | 0 | 0 | 0 | 0 | 0 | 0 | 0 | 0 | 0 | 0 | 0 | 0 | 0 | 0 | 0 | 0 | 0 | 0 | 0 | 0 | 0 | 0 | 0 | 0 | 0 | 0 | 0 | 0 | 0 | 0 | 0 | 0 | 0 | 0 | 0 | 0 | 0 | 0 | 0 | 0 | 0 | 0 | 0 | 0 | 0 | 0 | 0 | 0 | 0 | 0 | 0 | 0 | 0 | 0 | 0 | 0 | 0 | 0 | 0 | 0 | 0 | 0.009815% | 0 | 0 | 0 | 0 | 0 | 0 | 0 | 0 | 0 | 0 | 0 | 0 | 0 | 0 | 0 | 0 | 0 | 0 | 0 | 0 | 0 | 0 | 0 | 0
No | Res-GFX-7P_v3 | M_Input | 7P GFX workbook v3 with updated RTF and RBSA inputs | 2020 | New | 2022 | 2045 | PSE | Residential | Multifamily | Electric | Per Electric Resistance DHW with DHW and Shower Preheat GFX |  |  | Multifamily GFHX DHW & Shower Preheat, Electric Resistance |  | 349.3851 | 40 | 846.2948 | 0 |  | 0 | 0 | 0 | 0 | 0 | 0 | 0 | 0 |  | 0 | 0 | 0 | Water Heat | Electric Water Heat | GFX | ResDHW | 0.01444% | 46.45% | 0% | 1 |  | 0% | 2.5% | 60% | 6.8% | 0.2% | 638.3487 | 7.4279 | 64.5777 | 773.1105 | 0 | 0 | 0 | 870.3639 | 0 |  | 0.2134 | 0 | 0.2134 | 12. $0.200 to $0.225 | 0 | 0 | 01. ($9,999.00) to $0.22 | 1 | 0 | 0 | 0 | 0 | 0 | 0 | 0 | 0 | 0 | 0 | 0 | 0 | 0 | 0 | 0 | 0 | 0 | 0 | 0 | 0 | 0 | 0 | 0 | 0 | 0 | 0 | 0 | 0 | 0 | 0 | 0 | 0 | 0 | 0 | 0 | 0 | 0 | 0 | 0 | 0 | 0 | 0 | 0 | 0 | 0 | 0 | 0 | 0 | 0 | 0 | 0 | 0 | 0 | 0 | 0 | 0 | 0 | 0 | 0 | 0 | 0 | 0 | 0 | 0 | 0 | 0 | 0 | 0 | 0 | 0 | 0 | 0 | 0 | 0 | 0 | 0 | 0 | 0 | 0 | 0 | 0 | 0 | 0 | 0 | 0 | 0 | 0 | 0 | 0 | 0 | 0 | 0 | 0 | 0 | 0 | 0 | 0 | 0 | 0 | 0 | 0 | 0 | 0 | 0 | 0 | 0 | 0 | 0 | 0 | 0 | 0 | 0 | 0 | 0 | 0 | 0 | 0 | 0 | 0 | 0 | 0 | 0 | 0 | 0 | 0 | 0 | 0 | 0 | 0 | 0 | 0 | 0 | 0 | 0 | 0 | 0 | 0 | 0 | 0 | 0 | 0 | 0 | 0 | 0 | 0 | 0 | 0 | 0 | 0 | 0 | 0 | 0 | 0 | 0 | 0 | 0 | 0 | 0 | 0 | 0 | 0 | 0 | 0 | 0 | 0 | 0 | 0 | 0 | 0 | 0 | 0 | 0 | 0 | 0 | 0 | 0 | 0 | 0 | 0 | 0 | 0 | 0 | 0 | 0 | 0 | 0 | 0 | 0 | 0 | 0 | 0 | 0 | 0 | 0 | 0 | 0 | 0 | 0 | 0 | 0 | 0 | 0 | 0 | 0.009815% | 0 | 0 | 0 | 0 | 0 | 0 | 0 | 0 | 0 | 0 | 0 | 0 | 0 | 0 | 0 | 0 | 0 | 0 | 0 | 0 | 0 | 0 | 0 | 0
No | Res-GFX-7P_v3 | M_Input | 7P GFX workbook v3 with updated RTF and RBSA inputs | 2020 | New | 2022 | 2045 | PSE | Residential | Multifamily | Electric | Per Heat Pump DHW with DHW and Shower Preheat GFX |  |  | Multifamily GFHX DHW & Shower Preheat, Heat Pump |  | 167.6314 | 40 | 846.2948 | 0 |  | 0 | 0 | 0 | 0 | 0 | 0 | 0 | 0 |  | 0 | 0 | 0 | Water Heat | Electric Water Heat | GFX | ResDHW | 0.01444% | 46.45% | 0% | 1 |  | 0% | 2.5% | 60% | 6.8% | 0.2% | 306.2732 | 3.5638 | 30.9837 | 773.1105 | 0 | 0 | 0 | 907.8219 | 0 |  | 0.46392 | 0 | 0.46392 | 13. $0.225 to $99,999.000 | 0 | 0 | 01. ($9,999.00) to $0.22 | 1 | 0 | 0 | 0 | 0 | 0 | 0 | 0 | 0 | 0 | 0 | 0 | 0 | 0 | 0 | 0 | 0 | 0 | 0 | 0 | 0 | 0 | 0 | 0 | 0 | 0 | 0 | 0 | 0 | 0 | 0 | 0 | 0 | 0 | 0 | 0 | 0 | 0 | 0 | 0 | 0 | 0 | 0 | 0 | 0 | 0 | 0 | 0 | 0 | 0 | 0 | 0 | 0 | 0 | 0 | 0 | 0 | 0 | 0 | 0 | 0 | 0 | 0 | 0 | 0 | 0 | 0 | 0 | 0 | 0 | 0 | 0 | 0 | 0 | 0 | 0 | 0 | 0 | 0 | 0 | 0 | 0 | 0 | 0 | 0 | 0 | 0 | 0 | 0 | 0 | 0 | 0 | 0 | 0 | 0 | 0 | 0 | 0 | 0 | 0 | 0 | 0 | 0 | 0 | 0 | 0 | 0 | 0 | 0 | 0 | 0 | 0 | 0 | 0 | 0 | 0 | 0 | 0 | 0 | 0 | 0 | 0 | 0 | 0 | 0 | 0 | 0 | 0 | 0 | 0 | 0 | 0 | 0 | 0 | 0 | 0 | 0 | 0 | 0 | 0 | 0 | 0 | 0 | 0 | 0 | 0 | 0 | 0 | 0 | 0 | 0 | 0 | 0 | 0 | 0 | 0 | 0 | 0 | 0 | 0 | 0 | 0 | 0 | 0 | 0 | 0 | 0 | 0 | 0 | 0 | 0 | 0 | 0 | 0 | 0 | 0 | 0 | 0 | 0 | 0 | 0 | 0 | 0 | 0 | 0 | 0 | 0 | 0 | 0 | 0 | 0 | 0 | 0 | 0 | 0 | 0 | 0 | 0 | 0 | 0 | 0 | 0 | 0 | 0 | 0.009815% | 0 | 0 | 0 | 0 | 0 | 0 | 0 | 0 | 0 | 0 | 0 | 0 | 0 | 0 | 0 | 0 | 0 | 0 | 0 | 0 | 0 | 0 | 0 | 0
No | Res-GFX-7P_v3 | M_Input | 7P GFX workbook v3 with updated RTF and RBSA inputs | 2020 | New | 2022 | 2045 | PSE | Residential | Multifamily | Electric | Per Electric Resistance DHW with DHW Preheat GFX |  |  | Multifamily GFHX DHW Preheat, Electric Resistance |  | 349.3851 | 40 | 752.8028 | 0 |  | 0 | 0 | 0 | 0 | 0 | 0 | 0 | 0 |  | 0 | 0 | 0 | Water Heat | Electric Water Heat | GFX | ResDHW | 0.01444% | 46.45% | 0% | 1 |  | 0% | 2.5% | 60% | 6.8% | 0.2% | 638.3487 | 7.4279 | 64.5777 | 687.7033 | 0 | 0 | 0 | 766.2583 | 0 |  | 0.18788 | 0 | 0.18788 | 11. $0.175 to $0.200 | 0 | 0 | 01. ($9,999.00) to $0.22 | 1 | 0 | 0 | 0 | 0 | 0 | 0 | 0 | 0 | 0 | 0 | 0 | 0 | 0 | 0 | 0 | 0 | 0 | 0 | 0 | 0 | 0 | 0 | 0 | 0 | 0 | 0 | 0 | 0 | 0 | 0 | 0 | 0 | 0 | 0 | 0 | 0 | 0 | 0 | 0 | 0 | 0 | 0 | 0 | 0 | 0 | 0 | 0 | 0 | 0 | 0 | 0 | 0 | 0 | 0 | 0 | 0 | 0 | 0 | 0 | 0 | 0 | 0 | 0 | 0 | 0 | 0 | 0 | 0 | 0 | 0 | 0 | 0 | 0 | 0 | 0 | 0 | 0 | 0 | 0 | 0 | 0 | 0 | 0 | 0 | 0 | 0 | 0 | 0 | 0 | 0 | 0 | 0 | 0 | 0 | 0 | 0 | 0 | 0 | 0 | 0 | 0 | 0 | 0 | 0 | 0 | 0 | 0 | 0 | 0 | 0 | 0 | 0 | 0 | 0 | 0 | 0 | 0 | 0 | 0 | 0 | 0 | 0 | 0 | 0 | 0 | 0 | 0 | 0 | 0 | 0 | 0 | 0 | 0 | 0 | 0 | 0 | 0 | 0 | 0 | 0 | 0 | 0 | 0 | 0 | 0 | 0 | 0 | 0 | 0 | 0 | 0 | 0 | 0 | 0 | 0 | 0 | 0 | 0 | 0 | 0 | 0 | 0 | 0 | 0 | 0 | 0 | 0 | 0 | 0 | 0 | 0 | 0 | 0 | 0 | 0 | 0 | 0 | 0 | 0 | 0 | 0 | 0 | 0 | 0 | 0 | 0 | 0 | 0 | 0 | 0 | 0 | 0 | 0 | 0 | 0 | 0 | 0 | 0 | 0 | 0 | 0 | 0 | 0 | 0.009815% | 0 | 0 | 0 | 0 | 0 | 0 | 0 | 0 | 0 | 0 | 0 | 0 | 0 | 0 | 0 | 0 | 0 | 0 | 0 | 0 | 0 | 0 | 0 | 0
No | Res-GFX-7P_v3 | M_Input | 7P GFX workbook v3 with updated RTF and RBSA inputs | 2020 | New | 2022 | 2045 | PSE | Residential | Multifamily | Electric | Per Heat Pump DHW with DHW Preheat GFX |  |  | Multifamily GFHX DHW Preheat, Heat Pump |  | 167.6314 | 40 | 752.8028 | 0 |  | 0 | 0 | 0 | 0 | 0 | 0 | 0 | 0 |  | 0 | 0 | 0 | Water Heat | Electric Water Heat | GFX | ResDHW | 0.01444% | 46.45% | 0% | 1 |  | 0% | 2.5% | 60% | 6.8% | 0.2% | 306.2732 | 3.5638 | 30.9837 | 687.7033 | 0 | 0 | 0 | 803.7163 | 0 |  | 0.41072 | 0 | 0.41072 | 13. $0.225 to $99,999.000 | 0 | 0 | 01. ($9,999.00) to $0.22 | 1 | 0 | 0 | 0 | 0 | 0 | 0 | 0 | 0 | 0 | 0 | 0 | 0 | 0 | 0 | 0 | 0 | 0 | 0 | 0 | 0 | 0 | 0 | 0 | 0 | 0 | 0 | 0 | 0 | 0 | 0 | 0 | 0 | 0 | 0 | 0 | 0 | 0 | 0 | 0 | 0 | 0 | 0 | 0 | 0 | 0 | 0 | 0 | 0 | 0 | 0 | 0 | 0 | 0 | 0 | 0 | 0 | 0 | 0 | 0 | 0 | 0 | 0 | 0 | 0 | 0 | 0 | 0 | 0 | 0 | 0 | 0 | 0 | 0 | 0 | 0 | 0 | 0 | 0 | 0 | 0 | 0 | 0 | 0 | 0 | 0 | 0 | 0 | 0 | 0 | 0 | 0 | 0 | 0 | 0 | 0 | 0 | 0 | 0 | 0 | 0 | 0 | 0 | 0 | 0 | 0 | 0 | 0 | 0 | 0 | 0 | 0 | 0 | 0 | 0 | 0 | 0 | 0 | 0 | 0 | 0 | 0 | 0 | 0 | 0 | 0 | 0 | 0 | 0 | 0 | 0 | 0 | 0 | 0 | 0 | 0 | 0 | 0 | 0 | 0 | 0 | 0 | 0 | 0 | 0 | 0 | 0 | 0 | 0 | 0 | 0 | 0 | 0 | 0 | 0 | 0 | 0 | 0 | 0 | 0 | 0 | 0 | 0 | 0 | 0 | 0 | 0 | 0 | 0 | 0 | 0 | 0 | 0 | 0 | 0 | 0 | 0 | 0 | 0 | 0 | 0 | 0 | 0 | 0 | 0 | 0 | 0 | 0 | 0 | 0 | 0 | 0 | 0 | 0 | 0 | 0 | 0 | 0 | 0 | 0 | 0 | 0 | 0 | 0 | 0.009815% | 0 | 0 | 0 | 0 | 0 | 0 | 0 | 0 | 0 | 0 | 0 | 0 | 0 | 0 | 0 | 0 | 0 | 0 | 0 | 0 | 0 | 0 | 0 | 0
No | Res-GFX-7P_v3 | M_Input | 7P GFX workbook v3 with updated RTF and RBSA inputs | 2020 | New | 2022 | 2041 | PSE | Residential | Single Family | Gas | Per Gas DHW with DHW and Shower Preheat GFX |  |  | Single Family GFHX DHW & Shower Preheat, Gas DHW |  | 0 | 40 | 1014.2016 | 0 |  | 0 | 0 | 0 | 0 | 0 | 0 | 0 | 15.5812 |  | 0 | 0 | 0 | Water Heat | Gas Water Heat | GFX | ResDHW | 0.01444% | 0% | 72.97% | 1 |  | 0% | 2.5% | 60% | 6.8% | 0.2% | 398.5415 | 1.383 | 39.9925 | 0 | 854.0499 | 0 | 0 | 0 | 1015.5148 |  | 0 | 6.0568 | 0 | 01. ($9,999.000) to $0.028 | 1 | 6.0568 | 12. $1.50 to $999.00 | 0 | 0 | 0 | 0 | 0 | 0 | 0 | 0 | 0 | 0 | 0 | 0 | 0 | 0 | 0 | 0 | 0 | 0 | 0 | 0 | 0 | 0 | 0 | 0 | 0 | 0 | 0 | 0 | 0 | 0 | 0 | 0 | 0 | 0 | 0 | 0 | 0 | 0 | 0 | 0 | 0 | 0 | 0 | 0 | 0 | 0 | 0 | 0 | 0 | 0 | 0 | 0 | 0 | 0 | 0 | 0 | 0 | 0 | 0 | 0 | 0 | 0 | 0 | 0 | 0 | 0 | 0 | 0 | 0 | 0 | 0 | 0 | 0 | 0 | 0 | 0 | 0 | 0 | 0 | 0 | 0 | 0 | 0 | 0 | 0 | 0 | 0 | 0 | 0 | 0 | 0 | 0 | 0 | 0 | 0 | 0 | 0 | 0 | 0 | 0 | 0 | 0 | 0 | 0 | 0 | 0 | 0 | 0 | 0 | 0 | 0 | 0 | 0 | 0 | 0 | 0 | 0 | 0 | 0 | 0 | 0 | 0 | 0 | 0 | 0 | 0 | 0 | 0 | 0 | 0 | 0 | 0 | 0 | 0 | 0 | 0 | 0 | 0 | 0 | 0 | 0 | 0 | 0 | 0 | 0 | 0 | 0 | 0 | 0 | 0 | 0 | 0 | 0 | 0 | 0 | 0 | 0 | 0 | 0 | 0 | 0 | 0 | 0 | 0 | 0 | 0 | 0 | 0 | 0 | 0 | 0 | 0 | 0 | 0 | 0 | 0 | 0 | 0 | 0 | 0 | 0 | 0 | 0 | 0 | 0 | 0 | 0 | 0 | 0 | 0 | 0 | 0 | 0 | 0 | 0 | 0 | 0 | 0 | 0 | 0 | 0 | 0 | 0 | 0 | 0.009815% | 0 | 0 | 0 | 0 | 0 | 0 | 0 | 0 | 0 | 0 | 0 | 0 | 0 | 0 | 0 | 0 | 0 | 0 | 0 | 0 | 0 | 0 | 0 | 0
No | Res-GFX-7P_v3 | M_Input | 7P GFX workbook v3 with updated RTF and RBSA inputs | 2020 | New | 2022 | 2041 | PSE | Residential | Single Family | Gas | Per Gas DHW with DHW Preheat GFX |  |  | Single Family GFHX DHW Preheat, Gas DHW |  | 0 | 40 | 981.2475 | 0 |  | 0 | 0 | 0 | 0 | 0 | 0 | 0 | 15.5812 |  | 0 | 0 | 0 | Water Heat | Gas Water Heat | GFX | ResDHW | 0.01444% | 0% | 72.97% | 1 |  | 0% | 2.5% | 60% | 6.8% | 0.2% | 398.5415 | 1.383 | 39.9925 | 0 | 826.2995 | 0 | 0 | 0 | 981.1736 |  | 0 | 5.852 | 0 | 01. ($9,999.000) to $0.028 | 1 | 5.852 | 12. $1.50 to $999.00 | 0 | 0 | 0 | 0 | 0 | 0 | 0 | 0 | 0 | 0 | 0 | 0 | 0 | 0 | 0 | 0 | 0 | 0 | 0 | 0 | 0 | 0 | 0 | 0 | 0 | 0 | 0 | 0 | 0 | 0 | 0 | 0 | 0 | 0 | 0 | 0 | 0 | 0 | 0 | 0 | 0 | 0 | 0 | 0 | 0 | 0 | 0 | 0 | 0 | 0 | 0 | 0 | 0 | 0 | 0 | 0 | 0 | 0 | 0 | 0 | 0 | 0 | 0 | 0 | 0 | 0 | 0 | 0 | 0 | 0 | 0 | 0 | 0 | 0 | 0 | 0 | 0 | 0 | 0 | 0 | 0 | 0 | 0 | 0 | 0 | 0 | 0 | 0 | 0 | 0 | 0 | 0 | 0 | 0 | 0 | 0 | 0 | 0 | 0 | 0 | 0 | 0 | 0 | 0 | 0 | 0 | 0 | 0 | 0 | 0 | 0 | 0 | 0 | 0 | 0 | 0 | 0 | 0 | 0 | 0 | 0 | 0 | 0 | 0 | 0 | 0 | 0 | 0 | 0 | 0 | 0 | 0 | 0 | 0 | 0 | 0 | 0 | 0 | 0 | 0 | 0 | 0 | 0 | 0 | 0 | 0 | 0 | 0 | 0 | 0 | 0 | 0 | 0 | 0 | 0 | 0 | 0 | 0 | 0 | 0 | 0 | 0 | 0 | 0 | 0 | 0 | 0 | 0 | 0 | 0 | 0 | 0 | 0 | 0 | 0 | 0 | 0 | 0 | 0 | 0 | 0 | 0 | 0 | 0 | 0 | 0 | 0 | 0 | 0 | 0 | 0 | 0 | 0 | 0 | 0 | 0 | 0 | 0 | 0 | 0 | 0 | 0 | 0 | 0 | 0.009815% | 0 | 0 | 0 | 0 | 0 | 0 | 0 | 0 | 0 | 0 | 0 | 0 | 0 | 0 | 0 | 0 | 0 | 0 | 0 | 0 | 0 | 0 | 0 | 0
No | Res-GFX-7P_v3 | M_Input | 7P GFX workbook v3 with updated RTF and RBSA inputs | 2020 | New | 2022 | 2041 | PSE | Residential | Multifamily | Gas | Per Gas DHW with DHW and Shower Preheat GFX |  |  | Multifamily GFHX DHW & Shower Preheat, Gas DHW |  | 0 | 40 | 846.2948 | 0 |  | 0 | 0 | 0 | 0 | 0 | 0 | 0 | 15.5812 |  | 0 | 0 | 0 | Water Heat | Gas Water Heat | GFX | ResDHW | 0.01444% | 0% | 45.46% | 1 |  | 0% | 2.5% | 60% | 6.8% | 0.2% | 398.5415 | 1.383 | 39.9925 | 0 | 712.6571 | 0 | 0 | 0 | 840.5406 |  | 0 | 5.0132 | 0 | 01. ($9,999.000) to $0.028 | 1 | 5.0132 | 12. $1.50 to $999.00 | 0 | 0 | 0 | 0 | 0 | 0 | 0 | 0 | 0 | 0 | 0 | 0 | 0 | 0 | 0 | 0 | 0 | 0 | 0 | 0 | 0 | 0 | 0 | 0 | 0 | 0 | 0 | 0 | 0 | 0 | 0 | 0 | 0 | 0 | 0 | 0 | 0 | 0 | 0 | 0 | 0 | 0 | 0 | 0 | 0 | 0 | 0 | 0 | 0 | 0 | 0 | 0 | 0 | 0 | 0 | 0 | 0 | 0 | 0 | 0 | 0 | 0 | 0 | 0 | 0 | 0 | 0 | 0 | 0 | 0 | 0 | 0 | 0 | 0 | 0 | 0 | 0 | 0 | 0 | 0 | 0 | 0 | 0 | 0 | 0 | 0 | 0 | 0 | 0 | 0 | 0 | 0 | 0 | 0 | 0 | 0 | 0 | 0 | 0 | 0 | 0 | 0 | 0 | 0 | 0 | 0 | 0 | 0 | 0 | 0 | 0 | 0 | 0 | 0 | 0 | 0 | 0 | 0 | 0 | 0 | 0 | 0 | 0 | 0 | 0 | 0 | 0 | 0 | 0 | 0 | 0 | 0 | 0 | 0 | 0 | 0 | 0 | 0 | 0 | 0 | 0 | 0 | 0 | 0 | 0 | 0 | 0 | 0 | 0 | 0 | 0 | 0 | 0 | 0 | 0 | 0 | 0 | 0 | 0 | 0 | 0 | 0 | 0 | 0 | 0 | 0 | 0 | 0 | 0 | 0 | 0 | 0 | 0 | 0 | 0 | 0 | 0 | 0 | 0 | 0 | 0 | 0 | 0 | 0 | 0 | 0 | 0 | 0 | 0 | 0 | 0 | 0 | 0 | 0 | 0 | 0 | 0 | 0 | 0 | 0 | 0 | 0 | 0 | 0 | 0.009815% | 0 | 0 | 0 | 0 | 0 | 0 | 0 | 0 | 0 | 0 | 0 | 0 | 0 | 0 | 0 | 0 | 0 | 0 | 0 | 0 | 0 | 0 | 0 | 0
No | Res-GFX-7P_v3 | M_Input | 7P GFX workbook v3 with updated RTF and RBSA inputs | 2020 | New | 2022 | 2041 | PSE | Residential | Multifamily | Gas | Per Gas DHW with DHW Preheat GFX |  |  | Multifamily GFHX DHW Preheat, Gas DHW |  | 0 | 40 | 752.8028 | 0 |  | 0 | 0 | 0 | 0 | 0 | 0 | 0 | 15.5812 |  | 0 | 0 | 0 | Water Heat | Gas Water Heat | GFX | ResDHW | 0.01444% | 0% | 45.46% | 1 |  | 0% | 2.5% | 60% | 6.8% | 0.2% | 398.5415 | 1.383 | 39.9925 | 0 | 633.9283 | 0 | 0 | 0 | 743.1135 |  | 0 | 4.4321 | 0 | 01. ($9,999.000) to $0.028 | 1 | 4.4321 | 12. $1.50 to $999.00 | 0 | 0 | 0 | 0 | 0 | 0 | 0 | 0 | 0 | 0 | 0 | 0 | 0 | 0 | 0 | 0 | 0 | 0 | 0 | 0 | 0 | 0 | 0 | 0 | 0 | 0 | 0 | 0 | 0 | 0 | 0 | 0 | 0 | 0 | 0 | 0 | 0 | 0 | 0 | 0 | 0 | 0 | 0 | 0 | 0 | 0 | 0 | 0 | 0 | 0 | 0 | 0 | 0 | 0 | 0 | 0 | 0 | 0 | 0 | 0 | 0 | 0 | 0 | 0 | 0 | 0 | 0 | 0 | 0 | 0 | 0 | 0 | 0 | 0 | 0 | 0 | 0 | 0 | 0 | 0 | 0 | 0 | 0 | 0 | 0 | 0 | 0 | 0 | 0 | 0 | 0 | 0 | 0 | 0 | 0 | 0 | 0 | 0 | 0 | 0 | 0 | 0 | 0 | 0 | 0 | 0 | 0 | 0 | 0 | 0 | 0 | 0 | 0 | 0 | 0 | 0 | 0 | 0 | 0 | 0 | 0 | 0 | 0 | 0 | 0 | 0 | 0 | 0 | 0 | 0 | 0 | 0 | 0 | 0 | 0 | 0 | 0 | 0 | 0 | 0 | 0 | 0 | 0 | 0 | 0 | 0 | 0 | 0 | 0 | 0 | 0 | 0 | 0 | 0 | 0 | 0 | 0 | 0 | 0 | 0 | 0 | 0 | 0 | 0 | 0 | 0 | 0 | 0 | 0 | 0 | 0 | 0 | 0 | 0 | 0 | 0 | 0 | 0 | 0 | 0 | 0 | 0 | 0 | 0 | 0 | 0 | 0 | 0 | 0 | 0 | 0 | 0 | 0 | 0 | 0 | 0 | 0 | 0 | 0 | 0 | 0 | 0 | 0 | 0 | 0.009815% | 0 | 0 | 0 | 0 | 0 | 0 | 0 | 0 | 0 | 0 | 0 | 0 | 0 | 0 | 0 | 0 | 0 | 0 | 0 | 0 | 0 | 0 | 0 | 0
No | Res-RAC-Cadmus | M_Input | Savings methodology based on Cadmus-developed engineering calculations. Costs based on online retailer research. EUL from Database for Energy Efficient Resources (DEER), Summary of EUL Analysis, 2014. | 2020 | NR | 2022 | 2045 | PSE | Residential | Single Family | Electric | Per Room Air Conditioner |  |  | Single Family Room AC - ENERGY STAR - CEER 12.0 (8,000-13,999 Btuh) |  | 7.218 | 9 | 39.8797 | 0 |  | 0 | 0 | 0 | 0 | 0 | 0 | 0 | 0 |  | 0 | 0 | 0 | Cooling | Room AC | Room AC | ResCACZ1 | 0% | 6.712% | 0% | 1.6183 |  | 99% | 11.11% | 95% | 6.8% | 0.2% | 3.0915 | 0 | 0.30915 | 71.4525 | 0 | 0 | 0 | 79.1193 | 0 |  | 0.939 | 0 | 0.939 | 13. $0.225 to $99,999.000 | 0 | 0 | 01. ($9,999.00) to $0.22 | 1 | 732.7121 | 1462.0966 | 2188.1647 | 2910.9278 | 3630.3972 | 4280.7266 | 4730.9605 | 5179.1276 | 5494.4155 | 5742.9836 | 5925.2815 | 6106.7218 | 6222.49 | 6273.0305 | 6387.833 | 6437.7046 | 6423.086 | 6408.5006 | 6393.9483 | 6379.429 | 6364.9427 | 6350.4894 | 6336.0688 | 6321.681 | 5288.7187 | 10553.4184 | 15794.1809 | 21011.0876 | 26204.2201 | 30898.3007 | 34148.0907 | 37382.9623 | 39658.7113 | 41452.8767 | 42768.7036 | 44078.3407 | 44913.9559 | 45278.7574 | 46107.4019 | 46467.3759 | 46361.8586 | 46256.581 | 46151.5424 | 46046.7423 | 45942.1803 | 45837.8556 | 45733.7679 | 45629.9165 | 410669.2483 | 5288.7187 | 15842.1371 | 31636.318 | 52647.4056 | 78851.6257 | 109749.9265 | 143898.0172 | 181280.9794 | 220939.6907 | 262392.5675 | 305161.271 | 349239.6118 | 394153.5676 | 410669.2483 | 410669.2483 | 410669.2483 | 410669.2483 | 410669.2483 | 410669.2483 | 410669.2483 | 410669.2483 | 410669.2483 | 410669.2483 | 410669.2483 | 0 | 0 | 0 | 0 | 0 | 0 | 0 | 0 | 0 | 0 | 0 | 0 | 0 | 0 | 0 | 0 | 0 | 0 | 0 | 0 | 0 | 0 | 0 | 0 | 0 | 0 | 0 | 0 | 0 | 0 | 0 | 0 | 0 | 0 | 0 | 0 | 0 | 0 | 0 | 0 | 0 | 0 | 0 | 0 | 0 | 0 | 0 | 0 | 0 | 0 | 0 | 0 | 0 | 0 | 0 | 0 | 0 | 0 | 0 | 0 | 0 | 0 | 0 | 0 | 0 | 0 | 0 | 0 | 0 | 0 | 0 | 0 | 0 | 0 | 0 | 0 | 0 | 0 | 0 | 0 | 0 | 0 | 0 | 0 | 0 | 57971.6789 | 115680.0757 | 173126.0874 | 230310.6079 | 287234.5286 | 338688.1512 | 374310.3483 | 409769.0186 | 434714.3787 | 454380.9154 | 468804.1992 | 483159.6357 | 492319.1345 | 181034.7244 | 0 | 0 | 0 | 0 | 0 | 0 | 0 | 0 | 0 | 0 | 4501503.4845 | 0 | 0 | 0 | 0 | 0 | 0 | 0 | 0 | 0 | 0 | 0 | 0 | 0 | 0 | 0 | 0 | 0 | 0 | 0 | 0 | 0.04717% | 2.4949 | 7.4735 | 14.9244 | 24.8363 | 37.1981 | 51.7743 | 67.8836 | 85.519 | 104.2279 | 123.7832 | 143.9592 | 164.7531 | 185.9412 | 193.7324 | 193.7324 | 193.7324 | 193.7324 | 193.7324 | 193.7324 | 193.7324 | 193.7324 | 193.7324 | 193.7324 | 193.7324
No | Res-RAC-Cadmus | M_Input | Savings methodology based on Cadmus-developed engineering calculations. Costs based on online retailer research. EUL from Database for Energy Efficient Resources (DEER), Summary of EUL Analysis, 2014. | 2020 | NR | 2022 | 2045 | PSE | Residential | Multifamily | Electric | Per Room Air Conditioner |  |  | Multifamily - ENERGY STAR - CEER 12.0 (8,000-13,999 Btuh) |  | 7.218 | 9 | 39.8797 | 0 |  | 0 | 0 | 0 | 0 | 0 | 0 | 0 | 0 |  | 0 | 0 | 0 | Cooling | Room AC | Room AC | ResCACZ1 | 0% | 8.665% | 0% | 1.1436 |  | 99% | 11.11% | 95% | 6.8% | 0.2% | 3.0915 | 0 | 0.30915 | 71.4525 | 0 | 0 | 0 | 79.1193 | 0 |  | 0.939 | 0 | 0.939 | 13. $0.225 to $99,999.000 | 0 | 0 | 01. ($9,999.00) to $0.22 | 1 | 243.3368 | 485.5684 | 726.6987 | 966.7314 | 1205.6701 | 1421.6472 | 1571.1717 | 1720.0098 | 1824.7181 | 1907.2686 | 1967.8104 | 2028.0674 | 2066.5144 | 2083.299 | 2121.4253 | 2137.9878 | 2133.1328 | 2128.2889 | 2123.4559 | 2118.634 | 2113.8229 | 2109.0228 | 2104.2336 | 2099.4553 | 1756.4059 | 3504.8349 | 5245.314 | 6977.8705 | 8702.5313 | 10261.4548 | 11340.7232 | 12415.0371 | 13170.8223 | 13766.6716 | 14203.6626 | 14638.5979 | 14916.1086 | 15037.2601 | 15312.4558 | 15432.004 | 15396.9608 | 15361.9971 | 15327.1128 | 15292.3077 | 15257.5817 | 15222.9345 | 15188.366 | 15153.8759 | 136384.8835 | 1756.4059 | 5261.2408 | 10506.5548 | 17484.4253 | 26186.9566 | 36448.4114 | 47789.1346 | 60204.1717 | 73374.994 | 87141.6655 | 101345.3281 | 115983.926 | 130900.0346 | 136384.8835 | 136384.8835 | 136384.8835 | 136384.8835 | 136384.8835 | 136384.8835 | 136384.8835 | 136384.8835 | 136384.8835 | 136384.8835 | 136384.8835 | 0 | 0 | 0 | 0 | 0 | 0 | 0 | 0 | 0 | 0 | 0 | 0 | 0 | 0 | 0 | 0 | 0 | 0 | 0 | 0 | 0 | 0 | 0 | 0 | 0 | 0 | 0 | 0 | 0 | 0 | 0 | 0 | 0 | 0 | 0 | 0 | 0 | 0 | 0 | 0 | 0 | 0 | 0 | 0 | 0 | 0 | 0 | 0 | 0 | 0 | 0 | 0 | 0 | 0 | 0 | 0 | 0 | 0 | 0 | 0 | 0 | 0 | 0 | 0 | 0 | 0 | 0 | 0 | 0 | 0 | 0 | 0 | 0 | 0 | 0 | 0 | 0 | 0 | 0 | 0 | 0 | 0 | 0 | 0 | 0 | 19252.6403 | 38417.8422 | 57495.9033 | 76487.1208 | 95391.7906 | 112479.7502 | 124310.0262 | 136085.9934 | 144370.4458 | 150901.7785 | 155691.805 | 160459.2987 | 163501.1999 | 60121.5373 | 0 | 0 | 0 | 0 | 0 | 0 | 0 | 0 | 0 | 0 | 1494967.1322 | 0 | 0 | 0 | 0 | 0 | 0 | 0 | 0 | 0 | 0 | 0 | 0 | 0 | 0 | 0 | 0 | 0 | 0 | 0 | 0 | 0.04717% | 0.82858 | 2.482 | 4.9564 | 8.2482 | 12.3536 | 17.1945 | 22.5444 | 28.4012 | 34.6145 | 41.1089 | 47.8095 | 54.7152 | 61.7518 | 64.3393 | 64.3393 | 64.3393 | 64.3393 | 64.3393 | 64.3393 | 64.3393 | 64.3393 | 64.3393 | 64.3393 | 64.3393
No | Res-RAC-Cadmus | M_Input | Savings methodology based on Cadmus-developed engineering calculations. Costs based on online retailer research. EUL from Database for Energy Efficient Resources (DEER), Summary of EUL Analysis, 2014. | 2020 | NR | 2022 | 2045 | PSE | Residential | Manufactured | Electric | Per Room Air Conditioner |  |  | Manufactured Room AC - ENERGY STAR - CEER 12.0 (8,000-13,999 Btuh) |  | 7.218 | 9 | 39.8797 | 0 |  | 0 | 0 | 0 | 0 | 0 | 0 | 0 | 0 |  | 0 | 0 | 0 | Cooling | Room AC | Room AC | ResCACZ1 | 0% | 19.84% | 0% | 2.1286 |  | 99% | 11.11% | 95% | 6.8% | 0.2% | 3.0915 | 0 | 0.30915 | 71.4525 | 0 | 0 | 0 | 79.1193 | 0 |  | 0.939 | 0 | 0.939 | 13. $0.225 to $99,999.000 | 0 | 0 | 01. ($9,999.00) to $0.22 | 1 | 227.4849 | 454.9698 | 682.4548 | 909.9397 | 1137.4246 | 1344.2291 | 1488.9922 | 1633.7553 | 1737.1576 | 1819.8794 | 1881.9207 | 1943.962 | 1985.3229 | 2006.0034 | 2047.3643 | 2068.0447 | 2068.0447 | 2068.0447 | 2068.0447 | 2068.0447 | 2068.0447 | 2068.0447 | 2068.0447 | 2068.0447 | 1641.987 | 3283.974 | 4925.961 | 6567.948 | 8209.935 | 9702.6504 | 10747.5512 | 11792.452 | 12538.8098 | 13135.8959 | 13583.7106 | 14031.5252 | 14330.0683 | 14479.3399 | 14777.8829 | 14927.1545 | 14927.1545 | 14927.1545 | 14927.1545 | 14927.1545 | 14927.1545 | 14927.1545 | 14927.1545 | 14927.1545 | 134344.3904 | 1641.987 | 4925.961 | 9851.922 | 16419.8699 | 24629.8049 | 34332.4553 | 45080.0065 | 56872.4586 | 69411.2684 | 82547.1643 | 96130.8749 | 110162.4001 | 124492.4684 | 134344.3904 | 134344.3904 | 134344.3904 | 134344.3904 | 134344.3904 | 134344.3904 | 134344.3904 | 134344.3904 | 134344.3904 | 134344.3904 | 134344.3904 | 0 | 0 | 0 | 0 | 0 | 0 | 0 | 0 | 0 | 0 | 0 | 0 | 0 | 0 | 0 | 0 | 0 | 0 | 0 | 0 | 0 | 0 | 0 | 0 | 0 | 0 | 0 | 0 | 0 | 0 | 0 | 0 | 0 | 0 | 0 | 0 | 0 | 0 | 0 | 0 | 0 | 0 | 0 | 0 | 0 | 0 | 0 | 0 | 0 | 0 | 0 | 0 | 0 | 0 | 0 | 0 | 0 | 0 | 0 | 0 | 0 | 0 | 0 | 0 | 0 | 0 | 0 | 0 | 0 | 0 | 0 | 0 | 0 | 0 | 0 | 0 | 0 | 0 | 0 | 0 | 0 | 0 | 0 | 0 | 0 | 17998.4506 | 35996.9012 | 53995.3518 | 71993.8023 | 89992.2529 | 106354.4807 | 117808.0402 | 129261.5997 | 137442.7136 | 143987.6047 | 148896.273 | 153804.9414 | 157077.3869 | 107990.7035 | 0 | 0 | 0 | 0 | 0 | 0 | 0 | 0 | 0 | 0 | 1472600.5024 | 0 | 0 | 0 | 0 | 0 | 0 | 0 | 0 | 0 | 0 | 0 | 0 | 0 | 0 | 0 | 0 | 0 | 0 | 0 | 0 | 0.04717% | 0.7746 | 2.3238 | 4.6476 | 7.746 | 11.6191 | 16.1963 | 21.2664 | 26.8295 | 32.7446 | 38.9415 | 45.3496 | 51.9689 | 58.7291 | 63.3767 | 63.3767 | 63.3767 | 63.3767 | 63.3767 | 63.3767 | 63.3767 | 63.3767 | 63.3767 | 63.3767 | 63.3767
No | Res-SWH-7P_v1 | M_Input | 7P workbook Res-SWH-7P_v1 | 2020 | Retro | 2022 | 2045 | PSE | Residential | All Residential | Electric | Per Home with Solar Water Heater in Solar Zone 1 |  |  | SHW Solar Zone 1 - Electric DHW |  | 1064 | 20 | 9718.9228 | 0 |  | 0 | 50 | 4.1 | 800 | 10.1 | 0 | 0 | 0 |  | 0 | 0 | 0 | Water Heat | Electric Water Heat | Solar Water Heater | SolarDHWZ1W | 0.007209% | 36.91% | 0% | 1 |  | 4.451% | 5% | 85% | 6.8% | 0.2% | 928.1501 | 11.2911 | 93.9441 | 10599.4228 | 0 | 0 | 0 | 12580.3321 | 0 |  | 1.0129 | 0 | 1.0129 | 13. $0.225 to $99,999.000 | 0 | 0 | 01. ($9,999.00) to $0.22 | 1 | 1463.741 | 1459.8427 | 1455.9618 | 1452.0983 | 1448.2519 | 1444.4227 | 1440.6103 | 1436.8148 | 1433.036 | 1429.2737 | 0 | 0 | 0 | 0 | 0 | 0 | 0 | 0 | 0 | 0 | 0 | 0 | 0 | 0 | 1557420.4348 | 1553272.6201 | 1549143.3811 | 1545032.5776 | 1540940.071 | 1536865.724 | 1532809.4006 | 1528770.966 | 1524750.287 | 1520747.2315 | 0 | 0 | 0 | 0 | 0 | 0 | 0 | 0 | 0 | 0 | 0 | 0 | 0 | 0 | 15389752.6937 | 1557420.4348 | 3110693.0549 | 4659836.436 | 6204869.0135 | 7745809.0845 | 9282674.8085 | 10815484.2091 | 12344255.1751 | 13869005.4621 | 15389752.6937 | 15389752.6937 | 15389752.6937 | 15389752.6937 | 15389752.6937 | 15389752.6937 | 15389752.6937 | 15389752.6937 | 15389752.6937 | 15389752.6937 | 15389752.6937 | 15389752.6937 | 15389752.6937 | 15389752.6937 | 15389752.6937 | 0 | 0 | 0 | 0 | 0 | 0 | 0 | 0 | 0 | 0 | 0 | 0 | 0 | 0 | 0 | 0 | 0 | 0 | 0 | 0 | 0 | 0 | 0 | 0 | 0 | 0 | 0 | 0 | 0 | 0 | 0 | 0 | 0 | 0 | 0 | 0 | 0 | 0 | 0 | 0 | 0 | 0 | 0 | 0 | 0 | 0 | 0 | 0 | 0 | 0 | 0 | 0 | 0 | 0 | 0 | 0 | 0 | 0 | 0 | 0 | 0 | 112.2748 | 224.2506 | 335.9287 | 447.3104 | 558.3971 | 669.1901 | 779.6907 | 889.9001 | 999.8197 | 1109.4507 | 1109.4507 | 1109.4507 | 1109.4507 | 1109.4507 | 1109.4507 | 1109.4507 | 1109.4507 | 1109.4507 | 1109.4507 | 1109.4507 | 1109.4507 | 1109.4507 | 1109.4507 | 1109.4507 | 18414348.0732 | 18365305.887 | 18316483.3319 | 18267878.7519 | 18219490.5074 | 18171316.9748 | 18123356.5461 | 18075607.6291 | 18028068.6469 | 17980738.038 | 0 | 0 | 0 | 0 | 0 | 0 | 0 | 0 | 0 | 0 | 0 | 0 | 0 | 0 | 181962594.3863 | 0 | 0 | 0 | 0 | 0 | 0 | 0 | 0 | 0 | 0 | 0 | 0 | 0 | 0 | 0 | 0 | 0 | 0 | 0 | 0 | 0.03607% | 561.7636 | 1122.031 | 1680.8091 | 2238.1044 | 2793.9234 | 3348.2729 | 3901.1593 | 4452.589 | 5002.5684 | 5551.1039 | 5551.1039 | 5551.1039 | 5551.1039 | 5551.1039 | 5551.1039 | 5551.1039 | 5551.1039 | 5551.1039 | 5551.1039 | 5551.1039 | 5551.1039 | 5551.1039 | 5551.1039 | 5551.1039
No | Res-SWH-7P_v1 | M_Input | 7P workbook Res-SWH-7P_v1 | 2020 | Retro | 2022 | 2045 | PSE | Residential | All Residential | Electric | Per Home with Solar Water Heater in Solar Zone 2 |  |  | SHW Solar Zone 2 - Electric DHW |  | 1120 | 20 | 9718.9228 | 0 |  | 0 | 50 | 4.1 | 800 | 10.1 | 0 | 0 | 0 |  | 0 | 0 | 0 | Water Heat | Electric Water Heat | Solar Water Heater | SolarDHWZ1W | 0.007209% | 36.91% | 0% | 1 |  | 4.451% | 5% | 85% | 6.8% | 0.2% | 977.0001 | 11.8853 | 98.8885 | 10599.4228 | 0 | 0 | 0 | 12574.7934 | 0 |  | 0.96179 | 0 | 0.96179 | 13. $0.225 to $99,999.000 | 0 | 0 | 01. ($9,999.00) to $0.22 | 1 | 1463.741 | 1459.8427 | 1455.9618 | 1452.0983 | 1448.2519 | 1444.4227 | 1440.6103 | 1436.8148 | 1433.036 | 1429.2737 | 0 | 0 | 0 | 0 | 0 | 0 | 0 | 0 | 0 | 0 | 0 | 0 | 0 | 0 | 1639389.9313 | 1635023.8106 | 1630677.2432 | 1626350.0817 | 1622042.18 | 1617753.3937 | 1613483.5795 | 1609232.5958 | 1605000.3021 | 1600786.5595 | 0 | 0 | 0 | 0 | 0 | 0 | 0 | 0 | 0 | 0 | 0 | 0 | 0 | 0 | 16199739.6776 | 1639389.9313 | 3274413.742 | 4905090.9852 | 6531441.0669 | 8153483.2469 | 9771236.6406 | 11384720.2201 | 12993952.8159 | 14598953.118 | 16199739.6776 | 16199739.6776 | 16199739.6776 | 16199739.6776 | 16199739.6776 | 16199739.6776 | 16199739.6776 | 16199739.6776 | 16199739.6776 | 16199739.6776 | 16199739.6776 | 16199739.6776 | 16199739.6776 | 16199739.6776 | 16199739.6776 | 0 | 0 | 0 | 0 | 0 | 0 | 0 | 0 | 0 | 0 | 0 | 0 | 0 | 0 | 0 | 0 | 0 | 0 | 0 | 0 | 0 | 0 | 0 | 0 | 0 | 0 | 0 | 0 | 0 | 0 | 0 | 0 | 0 | 0 | 0 | 0 | 0 | 0 | 0 | 0 | 0 | 0 | 0 | 0 | 0 | 0 | 0 | 0 | 0 | 0 | 0 | 0 | 0 | 0 | 0 | 0 | 0 | 0 | 0 | 0 | 0 | 118.184 | 236.0532 | 353.6091 | 470.853 | 587.7864 | 704.4106 | 820.727 | 936.737 | 1052.4418 | 1167.8429 | 1167.8429 | 1167.8429 | 1167.8429 | 1167.8429 | 1167.8429 | 1167.8429 | 1167.8429 | 1167.8429 | 1167.8429 | 1167.8429 | 1167.8429 | 1167.8429 | 1167.8429 | 1167.8429 | 18406240.86 | 18357220.2655 | 18308419.2052 | 18259836.0242 | 18211469.0834 | 18163316.76 | 18115377.4467 | 18067649.5519 | 18020131.4995 | 17972821.7287 | 0 | 0 | 0 | 0 | 0 | 0 | 0 | 0 | 0 | 0 | 0 | 0 | 0 | 0 | 181882482.4251 | 0 | 0 | 0 | 0 | 0 | 0 | 0 | 0 | 0 | 0 | 0 | 0 | 0 | 0 | 0 | 0 | 0 | 0 | 0 | 0 | 0.03607% | 591.3301 | 1181.0853 | 1769.2727 | 2355.8993 | 2940.9721 | 3524.4978 | 4106.4834 | 4686.9357 | 5265.8614 | 5843.2673 | 5843.2673 | 5843.2673 | 5843.2673 | 5843.2673 | 5843.2673 | 5843.2673 | 5843.2673 | 5843.2673 | 5843.2673 | 5843.2673 | 5843.2673 | 5843.2673 | 5843.2673 | 5843.2673
No | Res-SWH-7P_v1 | M_Input | 7P workbook Res-SWH-7P_v1 | 2020 | Retro | 2022 | 2041 | PSE | Residential | All Residential | Gas | Per Home with Solar Water Heater in Solar Zone 1 |  |  | SHW Solar Zone 1 - Gas DHW |  | 0 | 20 | 9718.9228 | 0 |  | 0 | 50 | 4.1 | 800 | 10.1 | 0 | 0 | 47.4503 |  | 0 | 0 | 0 | Water Heat | Gas Water Heat | Solar Water Heater | ResDHW | 0.01444% | 0% | 70.88% | 1 |  | 4.888% | 5% | 85% | 6.8% | 0.2% | 684.5192 | 4.2116 | 68.8731 | 0 | 9718.9228 | 0 | 0 | 0 | 11720.8508 |  | 0 | 22.9551 | 0 | 01. ($9,999.000) to $0.028 | 1 | 22.9551 | 12. $1.50 to $999.00 | 0 | 0 | 0 | 0 | 0 | 0 | 0 | 0 | 0 | 0 | 0 | 0 | 0 | 0 | 0 | 0 | 0 | 0 | 0 | 0 | 0 | 0 | 0 | 0 | 0 | 0 | 0 | 0 | 0 | 0 | 0 | 0 | 0 | 0 | 0 | 0 | 0 | 0 | 0 | 0 | 0 | 0 | 0 | 0 | 0 | 0 | 0 | 0 | 0 | 0 | 0 | 0 | 0 | 0 | 0 | 0 | 0 | 0 | 0 | 0 | 0 | 0 | 0 | 0 | 0 | 0 | 0 | 0 | 0 | 0 | 0 | 0 | 0 | 0 | 2354.4272 | 2348.9709 | 2343.5284 | 2338.0996 | 2332.6844 | 2327.2829 | 2321.8948 | 2316.5203 | 2311.1592 | 2305.8115 | 0 | 0 | 0 | 0 | 0 | 0 | 0 | 0 | 0 | 0 | 111718.239 | 111459.3394 | 111201.0912 | 110943.4922 | 110686.5402 | 110430.2332 | 110174.569 | 109919.5454 | 109665.1605 | 109411.4121 | 0 | 0 | 0 | 0 | 0 | 0 | 0 | 0 | 0 | 0 | 1105609.6221 | 111718.239 | 223177.5784 | 334378.6696 | 445322.1618 | 556008.702 | 666438.9352 | 776613.5041 | 886533.0496 | 996198.21 | 1105609.6221 | 1105609.6221 | 1105609.6221 | 1105609.6221 | 1105609.6221 | 1105609.6221 | 1105609.6221 | 1105609.6221 | 1105609.6221 | 1105609.6221 | 1105609.6221 | 0 | 0 | 0 | 0 | 0 | 0 | 0 | 0 | 0 | 0 | 0 | 0 | 0 | 0 | 0 | 0 | 0 | 0 | 0 | 0 | 0 | 0 | 0 | 0 | 0 | 0 | 0 | 0 | 0 | 0 | 0 | 0 | 0 | 0 | 0 | 0 | 0 | 0 | 0 | 0 | 0 | 0 | 0 | 0 | 0 | 0 | 0 | 0 | 0 | 27595889.6506 | 27531938.0137 | 27468147.2716 | 27404516.8914 | 27341046.3433 | 27277735.1003 | 27214582.6385 | 27151588.4368 | 27088751.9773 | 27026072.7445 | 0 | 0 | 0 | 0 | 0 | 0 | 0 | 0 | 0 | 0 | 0.009815% | 0 | 0 | 0 | 0 | 0 | 0 | 0 | 0 | 0 | 0 | 0 | 0 | 0 | 0 | 0 | 0 | 0 | 0 | 0 | 0 | 0 | 0 | 0 | 0
No | Res-SWH-7P_v1 | M_Input | 7P workbook Res-SWH-7P_v1 | 2020 | Retro | 2022 | 2041 | PSE | Residential | All Residential | Gas | Per Home with Solar Water Heater in Solar Zone 2 |  |  | SHW Solar Zone 2 - Gas DHW |  | 0 | 20 | 9718.9228 | 0 |  | 0 | 50 | 4.1 | 800 | 10.1 | 0 | 0 | 49.9477 |  | 0 | 0 | 0 | Water Heat | Gas Water Heat | Solar Water Heater | ResDHW | 0.01444% | 0% | 70.88% | 1 |  | 4.888% | 5% | 85% | 6.8% | 0.2% | 720.5466 | 4.4333 | 72.498 | 0 | 9718.9228 | 0 | 0 | 0 | 11717.0043 |  | 0 | 21.8002 | 0 | 01. ($9,999.000) to $0.028 | 1 | 21.8002 | 12. $1.50 to $999.00 | 0 | 0 | 0 | 0 | 0 | 0 | 0 | 0 | 0 | 0 | 0 | 0 | 0 | 0 | 0 | 0 | 0 | 0 | 0 | 0 | 0 | 0 | 0 | 0 | 0 | 0 | 0 | 0 | 0 | 0 | 0 | 0 | 0 | 0 | 0 | 0 | 0 | 0 | 0 | 0 | 0 | 0 | 0 | 0 | 0 | 0 | 0 | 0 | 0 | 0 | 0 | 0 | 0 | 0 | 0 | 0 | 0 | 0 | 0 | 0 | 0 | 0 | 0 | 0 | 0 | 0 | 0 | 0 | 0 | 0 | 0 | 0 | 0 | 0 | 2354.4272 | 2348.9709 | 2343.5284 | 2338.0996 | 2332.6844 | 2327.2829 | 2321.8948 | 2316.5203 | 2311.1592 | 2305.8115 | 0 | 0 | 0 | 0 | 0 | 0 | 0 | 0 | 0 | 0 | 117598.1463 | 117325.6204 | 117053.7802 | 116782.6233 | 116512.1476 | 116242.3507 | 115973.2305 | 115704.7847 | 115437.011 | 115169.9074 | 0 | 0 | 0 | 0 | 0 | 0 | 0 | 0 | 0 | 0 | 1163799.6022 | 117598.1463 | 234923.7667 | 351977.5469 | 468760.1703 | 585272.3179 | 701514.6686 | 817487.8991 | 933192.6837 | 1048629.6948 | 1163799.6022 | 1163799.6022 | 1163799.6022 | 1163799.6022 | 1163799.6022 | 1163799.6022 | 1163799.6022 | 1163799.6022 | 1163799.6022 | 1163799.6022 | 1163799.6022 | 0 | 0 | 0 | 0 | 0 | 0 | 0 | 0 | 0 | 0 | 0 | 0 | 0 | 0 | 0 | 0 | 0 | 0 | 0 | 0 | 0 | 0 | 0 | 0 | 0 | 0 | 0 | 0 | 0 | 0 | 0 | 0 | 0 | 0 | 0 | 0 | 0 | 0 | 0 | 0 | 0 | 0 | 0 | 0 | 0 | 0 | 0 | 0 | 0 | 27586833.1965 | 27522902.5473 | 27459132.7402 | 27395523.2423 | 27332073.524 | 27268783.0585 | 27205651.3222 | 27142677.7941 | 27079861.9562 | 27017203.2936 | 0 | 0 | 0 | 0 | 0 | 0 | 0 | 0 | 0 | 0 | 0.009815% | 0 | 0 | 0 | 0 | 0 | 0 | 0 | 0 | 0 | 0 | 0 | 0 | 0 | 0 | 0 | 0 | 0 | 0 | 0 | 0 | 0 | 0 | 0 | 0
No | Res-TuneUp_CAC-Cadmus | M_Input | Savings percent, cost, and EUL based on Illinois TRM V6.0 for measure "HVAC Tune Up". | 2020 | Retro | 2022 | 2045 | PSE | Residential | Single Family | Electric | Per Central Air Conditioner |  |  | Single Family Tune-up - Central Air Conditioner |  | 13.7199 | 2 | 199.054 | 0 |  | 0 | 0 | 0 | 0 | 0 | 0 | 0 | 0 |  | 0 | 0 | 0 | Cooling | Central AC | Central AC Tune-Up | ResCACZ1 | 0% | 10.65% | 0% | 1 |  | 100% | 50% | 85% | 6.8% | 0.2% | 1.4648 | 0 | 0.14648 | 1281.6359 | 0 | 0 | 0 | 1321.3002 | 0 |  | 8.2499 | 0 | 8.2499 | 13. $0.225 to $99,999.000 | 0 | 0 | 01. ($9,999.00) to $0.22 | 1 | 5312.0432 | 5299.9808 | 5287.9457 | 5275.9379 | 5263.9574 | 5252.0041 | 5240.0779 | 5228.1789 | 5216.3068 | 5204.4617 | 0 | 0 | 0 | 0 | 0 | 0 | 0 | 0 | 0 | 0 | 0 | 0 | 0 | 0 | 72880.7124 | 72715.2162 | 72550.0959 | 72385.3505 | 72220.9792 | 72056.9811 | 71893.3555 | 71730.1014 | 71567.218 | 71404.7045 | 0 | 0 | 0 | 0 | 0 | 0 | 0 | 0 | 0 | 0 | 0 | 0 | 0 | 0 | 721404.7146 | 72880.7124 | 145595.9286 | 218146.0245 | 290531.3749 | 362752.3541 | 434809.3352 | 506702.6907 | 578432.7921 | 650000.0101 | 721404.7146 | 721404.7146 | 721404.7146 | 721404.7146 | 721404.7146 | 721404.7146 | 721404.7146 | 721404.7146 | 721404.7146 | 721404.7146 | 721404.7146 | 721404.7146 | 721404.7146 | 721404.7146 | 721404.7146 | 0 | 0 | 0 | 0 | 0 | 0 | 0 | 0 | 0 | 0 | 0 | 0 | 0 | 0 | 0 | 0 | 0 | 0 | 0 | 0 | 0 | 0 | 0 | 0 | 0 | 0 | 0 | 0 | 0 | 0 | 0 | 0 | 0 | 0 | 0 | 0 | 0 | 0 | 0 | 0 | 0 | 0 | 0 | 0 | 0 | 0 | 0 | 0 | 0 | 0 | 0 | 0 | 0 | 0 | 0 | 0 | 0 | 0 | 0 | 0 | 0 | 0 | 0 | 0 | 0 | 0 | 0 | 0 | 0 | 0 | 0 | 0 | 0 | 0 | 0 | 0 | 0 | 0 | 0 | 0 | 0 | 0 | 0 | 0 | 0 | 7018803.6645 | 7002865.4964 | 6986963.5203 | 6971097.6542 | 6955267.816 | 6939473.9239 | 6923715.8963 | 6907993.6517 | 6892307.1089 | 6876656.1868 | 0 | 0 | 0 | 0 | 0 | 0 | 0 | 0 | 0 | 0 | 0 | 0 | 0 | 0 | 69475144.9189 | 0 | 0 | 0 | 0 | 0 | 0 | 0 | 0 | 0 | 0 | 0 | 0 | 0 | 0 | 0 | 0 | 0 | 0 | 0 | 0 | 0.04717% | 34.3813 | 68.6846 | 102.91 | 137.0576 | 171.1277 | 205.1205 | 239.036 | 272.8746 | 306.6363 | 340.3213 | 340.3213 | 340.3213 | 340.3213 | 340.3213 | 340.3213 | 340.3213 | 340.3213 | 340.3213 | 340.3213 | 340.3213 | 340.3213 | 340.3213 | 340.3213 | 340.3213
No | Res-TuneUp_CAC-Cadmus | M_Input | Savings percent, cost, and EUL based on Illinois TRM V6.0 for measure "HVAC Tune Up". | 2020 | Retro | 2022 | 2045 | PSE | Residential | Manufactured | Electric | Per Central Air Conditioner |  |  | Manufactured Tune-up - Central Air Conditioner |  | 11.6605 | 2 | 199.054 | 0 |  | 0 | 0 | 0 | 0 | 0 | 0 | 0 | 0 |  | 0 | 0 | 0 | Cooling | Central AC | Central AC Tune-Up | ResCACZ1 | 0% | 2.258% | 0% | 1 |  | 100% | 50% | 85% | 6.8% | 0.2% | 1.2449 | 0 | 0.12449 | 1281.6359 | 0 | 0 | 0 | 1321.3222 | 0 |  | 9.7071 | 0 | 9.7071 | 13. $0.225 to $99,999.000 | 0 | 0 | 01. ($9,999.00) to $0.22 | 1 | 89.9514 | 89.9514 | 89.9514 | 89.9514 | 89.9514 | 89.9514 | 89.9514 | 89.9514 | 89.9514 | 89.9514 | 0 | 0 | 0 | 0 | 0 | 0 | 0 | 0 | 0 | 0 | 0 | 0 | 0 | 0 | 1048.879 | 1048.879 | 1048.879 | 1048.879 | 1048.879 | 1048.879 | 1048.879 | 1048.879 | 1048.879 | 1048.879 | 0 | 0 | 0 | 0 | 0 | 0 | 0 | 0 | 0 | 0 | 0 | 0 | 0 | 0 | 10488.79 | 1048.879 | 2097.758 | 3146.637 | 4195.516 | 5244.395 | 6293.274 | 7342.153 | 8391.032 | 9439.911 | 10488.79 | 10488.79 | 10488.79 | 10488.79 | 10488.79 | 10488.79 | 10488.79 | 10488.79 | 10488.79 | 10488.79 | 10488.79 | 10488.79 | 10488.79 | 10488.79 | 10488.79 | 0 | 0 | 0 | 0 | 0 | 0 | 0 | 0 | 0 | 0 | 0 | 0 | 0 | 0 | 0 | 0 | 0 | 0 | 0 | 0 | 0 | 0 | 0 | 0 | 0 | 0 | 0 | 0 | 0 | 0 | 0 | 0 | 0 | 0 | 0 | 0 | 0 | 0 | 0 | 0 | 0 | 0 | 0 | 0 | 0 | 0 | 0 | 0 | 0 | 0 | 0 | 0 | 0 | 0 | 0 | 0 | 0 | 0 | 0 | 0 | 0 | 0 | 0 | 0 | 0 | 0 | 0 | 0 | 0 | 0 | 0 | 0 | 0 | 0 | 0 | 0 | 0 | 0 | 0 | 0 | 0 | 0 | 0 | 0 | 0 | 118854.7544 | 118854.7544 | 118854.7544 | 118854.7544 | 118854.7544 | 118854.7544 | 118854.7544 | 118854.7544 | 118854.7544 | 118854.7544 | 0 | 0 | 0 | 0 | 0 | 0 | 0 | 0 | 0 | 0 | 0 | 0 | 0 | 0 | 1188547.5445 | 0 | 0 | 0 | 0 | 0 | 0 | 0 | 0 | 0 | 0 | 0 | 0 | 0 | 0 | 0 | 0 | 0 | 0 | 0 | 0 | 0.04717% | 0.49481 | 0.98961 | 1.4844 | 1.9792 | 2.474 | 2.9688 | 3.4636 | 3.9585 | 4.4533 | 4.9481 | 4.9481 | 4.9481 | 4.9481 | 4.9481 | 4.9481 | 4.9481 | 4.9481 | 4.9481 | 4.9481 | 4.9481 | 4.9481 | 4.9481 | 4.9481 | 4.9481
No | Res-TuneUp_HP-Cadmus | M_Input | Savings percent, cost, and EUL based on Illinois TRM V6.0 for measure "HVAC Tune Up". | 2020 | Retro | 2022 | 2045 | PSE | Residential | Single Family | Electric | Per Residential Air Source Heat Pump |  |  | Single Family Tune-up - Heat Pump |  | 107.2656 | 2 | 204.2562 | 0 |  | 0 | 0 | 0 | 0 | 0 | 0 | 0 | 0 |  | 0 | 0 | 0 | Heat Pump | Heat Pump | Heat Pump Tune-Up | ResSpHtHPZ1 | 0.03002% | 9.34% | 0% | 1 |  | 100% | 50% | 85% | 6.8% | 0.2% | 11.4522 | 4.7407 | 1.6193 | 1315.1311 | 0 | 0 | 0 | 1349.6224 | 0 |  | 1.0778 | 0 | 1.0778 | 13. $0.225 to $99,999.000 | 0 | 0 | 01. ($9,999.00) to $0.22 | 1 | 4659.0399 | 4648.4603 | 4637.9046 | 4627.373 | 4616.8652 | 4606.3813 | 4595.9213 | 4585.4849 | 4575.0723 | 4564.6833 | 0 | 0 | 0 | 0 | 0 | 0 | 0 | 0 | 0 | 0 | 0 | 0 | 0 | 0 | 499754.6015 | 498619.7681 | 497487.5117 | 496357.8263 | 495230.7063 | 494106.1456 | 492984.1387 | 491864.6795 | 490747.7624 | 489633.3815 | 0 | 0 | 0 | 0 | 0 | 0 | 0 | 0 | 0 | 0 | 0 | 0 | 0 | 0 | 4946786.5217 | 499754.6015 | 998374.3697 | 1495861.8814 | 1992219.7077 | 2487450.414 | 2981556.5596 | 3474540.6983 | 3966405.3778 | 4457153.1401 | 4946786.5217 | 4946786.5217 | 4946786.5217 | 4946786.5217 | 4946786.5217 | 4946786.5217 | 4946786.5217 | 4946786.5217 | 4946786.5217 | 4946786.5217 | 4946786.5217 | 4946786.5217 | 4946786.5217 | 4946786.5217 | 4946786.5217 | 0 | 0 | 0 | 0 | 0 | 0 | 0 | 0 | 0 | 0 | 0 | 0 | 0 | 0 | 0 | 0 | 0 | 0 | 0 | 0 | 0 | 0 | 0 | 0 | 0 | 0 | 0 | 0 | 0 | 0 | 0 | 0 | 0 | 0 | 0 | 0 | 0 | 0 | 0 | 0 | 0 | 0 | 0 | 0 | 0 | 0 | 0 | 0 | 0 | 0 | 0 | 0 | 0 | 0 | 0 | 0 | 0 | 0 | 0 | 0 | 0 | 150.0449 | 299.7491 | 449.1133 | 598.1384 | 746.8251 | 895.1741 | 1043.1863 | 1190.8623 | 1338.203 | 1485.2092 | 1485.2092 | 1485.2092 | 1485.2092 | 1485.2092 | 1485.2092 | 1485.2092 | 1485.2092 | 1485.2092 | 1485.2092 | 1485.2092 | 1485.2092 | 1485.2092 | 1485.2092 | 1485.2092 | 6287944.6153 | 6273666.0682 | 6259419.9446 | 6245206.1708 | 6231024.6734 | 6216875.3791 | 6202758.2148 | 6188673.1074 | 6174619.9842 | 6160598.7726 | 0 | 0 | 0 | 0 | 0 | 0 | 0 | 0 | 0 | 0 | 0 | 0 | 0 | 0 | 62240786.9305 | 0 | 0 | 0 | 0 | 0 | 0 | 0 | 0 | 0 | 0 | 0 | 0 | 0 | 0 | 0 | 0 | 0 | 0 | 0 | 0 | 0.003628% | 18.1292 | 36.2173 | 54.2643 | 72.2704 | 90.2355 | 108.1598 | 126.0435 | 143.8865 | 161.689 | 179.4511 | 179.4511 | 179.4511 | 179.4511 | 179.4511 | 179.4511 | 179.4511 | 179.4511 | 179.4511 | 179.4511 | 179.4511 | 179.4511 | 179.4511 | 179.4511 | 179.4511
No | Res-TuneUp_HP-Cadmus | M_Input | Savings percent, cost, and EUL based on Illinois TRM V6.0 for measure "HVAC Tune Up". | 2020 | Retro | 2022 | 2045 | PSE | Residential | Manufactured | Electric | Per Residential Air Source Heat Pump |  |  | Manufactured Tune-up - Heat Pump |  | 89.0177 | 2 | 204.2562 | 0 |  | 0 | 0 | 0 | 0 | 0 | 0 | 0 | 0 |  | 0 | 0 | 0 | Heat Pump | Heat Pump | Heat Pump Tune-Up | ResSpHtHPZ1 | 0.03002% | 11.55% | 0% | 1 |  | 100% | 50% | 85% | 6.8% | 0.2% | 9.5039 | 3.9342 | 1.3438 | 1315.1311 | 0 | 0 | 0 | 1350.7043 | 0 |  | 1.2998 | 0 | 1.2998 | 13. $0.225 to $99,999.000 | 0 | 0 | 01. ($9,999.00) to $0.22 | 1 | 460.1509 | 460.1509 | 460.1509 | 460.1509 | 460.1509 | 460.1509 | 460.1509 | 460.1509 | 460.1509 | 460.1509 | 0 | 0 | 0 | 0 | 0 | 0 | 0 | 0 | 0 | 0 | 0 | 0 | 0 | 0 | 40961.568 | 40961.568 | 40961.568 | 40961.568 | 40961.568 | 40961.568 | 40961.568 | 40961.568 | 40961.568 | 40961.568 | 0 | 0 | 0 | 0 | 0 | 0 | 0 | 0 | 0 | 0 | 0 | 0 | 0 | 0 | 409615.6801 | 40961.568 | 81923.136 | 122884.704 | 163846.272 | 204807.8401 | 245769.4081 | 286730.9761 | 327692.5441 | 368654.1121 | 409615.6801 | 409615.6801 | 409615.6801 | 409615.6801 | 409615.6801 | 409615.6801 | 409615.6801 | 409615.6801 | 409615.6801 | 409615.6801 | 409615.6801 | 409615.6801 | 409615.6801 | 409615.6801 | 409615.6801 | 0 | 0 | 0 | 0 | 0 | 0 | 0 | 0 | 0 | 0 | 0 | 0 | 0 | 0 | 0 | 0 | 0 | 0 | 0 | 0 | 0 | 0 | 0 | 0 | 0 | 0 | 0 | 0 | 0 | 0 | 0 | 0 | 0 | 0 | 0 | 0 | 0 | 0 | 0 | 0 | 0 | 0 | 0 | 0 | 0 | 0 | 0 | 0 | 0 | 0 | 0 | 0 | 0 | 0 | 0 | 0 | 0 | 0 | 0 | 0 | 0 | 12.2982 | 24.5964 | 36.8946 | 49.1927 | 61.4909 | 73.7891 | 86.0873 | 98.3855 | 110.6837 | 122.9819 | 122.9819 | 122.9819 | 122.9819 | 122.9819 | 122.9819 | 122.9819 | 122.9819 | 122.9819 | 122.9819 | 122.9819 | 122.9819 | 122.9819 | 122.9819 | 122.9819 | 621527.8236 | 621527.8236 | 621527.8236 | 621527.8236 | 621527.8236 | 621527.8236 | 621527.8236 | 621527.8236 | 621527.8236 | 621527.8236 | 0 | 0 | 0 | 0 | 0 | 0 | 0 | 0 | 0 | 0 | 0 | 0 | 0 | 0 | 6215278.2358 | 0 | 0 | 0 | 0 | 0 | 0 | 0 | 0 | 0 | 0 | 0 | 0 | 0 | 0 | 0 | 0 | 0 | 0 | 0 | 0 | 0.003628% | 1.4859 | 2.9719 | 4.4578 | 5.9437 | 7.4297 | 8.9156 | 10.4015 | 11.8875 | 13.3734 | 14.8593 | 14.8593 | 14.8593 | 14.8593 | 14.8593 | 14.8593 | 14.8593 | 14.8593 | 14.8593 | 14.8593 | 14.8593 | 14.8593 | 14.8593 | 14.8593 | 14.8593
No | ResAdvancedPowerStrips_v3_1 | Measure_InputOutput | RTF Workbook "ResAdvancedPowerStrips_v3_1" | 2020 | Retro | 2022 | 2045 | PSE | Residential | All Residential | Electric | Per Load Sensing Advanced Power Strip - Owner |  |  | Load Sensing - Home AV - Owner |  | 45.4974 | 5 | 33.8157 | 0 |  | 0 | 0 | 0 | 0 | 0 | 0 | 0 | 0 |  | 0 | 0 | 0 | Other | Power Strip | Advanced Power Strip | ResTV | 0.01272% | 99.32% | 0% | 0.4316 |  | 7.619% | 20% | 85% | 6.8% | 0.2% | 11.4022 | 0.8519 | 1.2254 | 96.2697 | 0 | 0 | 0 | 100.9555 | 0 |  | 0.19008 | 0 | 0.19008 | 11. $0.175 to $0.200 | 0 | 0 | 01. ($9,999.00) to $0.22 | 1 | 2910.066 | 2902.3158 | 2894.6002 | 2886.9191 | 2879.2722 | 2871.6592 | 2864.0799 | 2856.534 | 2849.0213 | 2841.5415 | 0 | 0 | 0 | 0 | 0 | 0 | 0 | 0 | 0 | 0 | 0 | 0 | 0 | 0 | 132400.4906 | 132047.8738 | 131696.8361 | 131347.3657 | 130999.4507 | 130653.0795 | 130308.2406 | 129964.9224 | 129623.1137 | 129282.8032 | 0 | 0 | 0 | 0 | 0 | 0 | 0 | 0 | 0 | 0 | 0 | 0 | 0 | 0 | 1308324.1763 | 132400.4906 | 264448.3644 | 396145.2005 | 527492.5662 | 658492.0169 | 789145.0964 | 919453.337 | 1049418.2594 | 1179041.3731 | 1308324.1763 | 1308324.1763 | 1308324.1763 | 1308324.1763 | 1308324.1763 | 1308324.1763 | 1308324.1763 | 1308324.1763 | 1308324.1763 | 1308324.1763 | 1308324.1763 | 1308324.1763 | 1308324.1763 | 1308324.1763 | 1308324.1763 | 0 | 0 | 0 | 0 | 0 | 0 | 0 | 0 | 0 | 0 | 0 | 0 | 0 | 0 | 0 | 0 | 0 | 0 | 0 | 0 | 0 | 0 | 0 | 0 | 0 | 0 | 0 | 0 | 0 | 0 | 0 | 0 | 0 | 0 | 0 | 0 | 0 | 0 | 0 | 0 | 0 | 0 | 0 | 0 | 0 | 0 | 0 | 0 | 0 | 0 | 0 | 0 | 0 | 0 | 0 | 0 | 0 | 0 | 0 | 0 | 0 | 16.8413 | 33.6378 | 50.3897 | 67.097 | 83.7602 | 100.3792 | 116.9544 | 133.486 | 149.974 | 166.4188 | 166.4188 | 166.4188 | 166.4188 | 166.4188 | 166.4188 | 166.4188 | 166.4188 | 166.4188 | 166.4188 | 166.4188 | 166.4188 | 166.4188 | 166.4188 | 166.4188 | 293787.1765 | 293004.745 | 292225.8176 | 291450.3678 | 290678.3695 | 289909.7967 | 289144.6239 | 288382.8256 | 287624.3766 | 286869.2521 | 0 | 0 | 0 | 0 | 0 | 0 | 0 | 0 | 0 | 0 | 0 | 0 | 0 | 0 | 2903077.3511 | 0 | 0 | 0 | 0 | 0 | 0 | 0 | 0 | 0 | 0 | 0 | 0 | 0 | 0 | 0 | 0 | 0 | 0 | 0 | 0 | 0.007212% | 9.5487 | 19.0719 | 28.5699 | 38.0426 | 47.4902 | 56.9129 | 66.3107 | 75.6837 | 85.0321 | 94.356 | 94.356 | 94.356 | 94.356 | 94.356 | 94.356 | 94.356 | 94.356 | 94.356 | 94.356 | 94.356 | 94.356 | 94.356 | 94.356 | 94.356
No | ResAdvancedPowerStrips_v3_1 | Measure_InputOutput | RTF Workbook "ResAdvancedPowerStrips_v3_1" | 2020 | Retro | 2022 | 2045 | PSE | Residential | All Residential | Electric | Per Load Sensing Advanced Power Strip - Direct |  |  | Load Sensing - Home AV - Direct |  | 67.4902 | 5 | 39.4547 | 0 |  | 0 | 0 | 0 | 0 | 0 | 0 | 0 | 0 |  | 0 | 0 | 0 | Other | Power Strip | Advanced Power Strip | ResTV | 0.01272% | 99.32% | 0% | 0.4316 |  | 7.619% | 20% | 85% | 6.8% | 0.2% | 16.9138 | 1.2637 | 1.8178 | 112.3233 | 0 | 0 | 0 | 117.1328 | 0 |  | 0.14867 | 0 | 0.14867 | 09. $0.130 to $0.150 | 1 | 0 | 01. ($9,999.00) to $0.22 | 1 | 2910.066 | 2902.3158 | 2894.6002 | 2886.9191 | 2879.2722 | 2871.6592 | 2864.0799 | 2856.534 | 2849.0213 | 2841.5415 | 0 | 0 | 0 | 0 | 0 | 0 | 0 | 0 | 0 | 0 | 0 | 0 | 0 | 0 | 196401.0222 | 195877.9553 | 195357.231 | 194838.8315 | 194322.7393 | 193808.9372 | 193297.408 | 192788.1346 | 192281.1004 | 191776.2886 | 0 | 0 | 0 | 0 | 0 | 0 | 0 | 0 | 0 | 0 | 0 | 0 | 0 | 0 | 1940749.6481 | 196401.0222 | 392278.9776 | 587636.2086 | 782475.04 | 976797.7793 | 1170606.7165 | 1363904.1245 | 1556692.2591 | 1748973.3595 | 1940749.6481 | 1940749.6481 | 1940749.6481 | 1940749.6481 | 1940749.6481 | 1940749.6481 | 1940749.6481 | 1940749.6481 | 1940749.6481 | 1940749.6481 | 1940749.6481 | 1940749.6481 | 1940749.6481 | 1940749.6481 | 1940749.6481 | 0 | 0 | 0 | 0 | 0 | 0 | 0 | 0 | 0 | 0 | 0 | 0 | 0 | 0 | 0 | 0 | 0 | 0 | 0 | 0 | 0 | 0 | 0 | 0 | 0 | 0 | 0 | 0 | 0 | 0 | 0 | 0 | 0 | 0 | 0 | 0 | 0 | 0 | 0 | 0 | 0 | 0 | 0 | 0 | 0 | 0 | 0 | 0 | 0 | 0 | 0 | 0 | 0 | 0 | 0 | 0 | 0 | 0 | 0 | 0 | 0 | 24.9822 | 49.8979 | 74.7473 | 99.5308 | 124.2487 | 148.9012 | 173.4886 | 198.0112 | 222.4694 | 246.8633 | 246.8633 | 246.8633 | 246.8633 | 246.8633 | 246.8633 | 246.8633 | 246.8633 | 246.8633 | 246.8633 | 246.8633 | 246.8633 | 246.8633 | 246.8633 | 246.8633 | 340864.1158 | 339956.3062 | 339052.5622 | 338152.853 | 337257.1484 | 336365.4183 | 335477.6329 | 334593.7628 | 333713.7787 | 332837.6518 | 0 | 0 | 0 | 0 | 0 | 0 | 0 | 0 | 0 | 0 | 0 | 0 | 0 | 0 | 3368271.2301 | 0 | 0 | 0 | 0 | 0 | 0 | 0 | 0 | 0 | 0 | 0 | 0 | 0 | 0 | 0 | 0 | 0 | 0 | 0 | 0 | 0.007212% | 14.1644 | 28.291 | 42.3801 | 56.4319 | 70.4464 | 84.4238 | 98.3644 | 112.2682 | 126.1354 | 139.9663 | 139.9663 | 139.9663 | 139.9663 | 139.9663 | 139.9663 | 139.9663 | 139.9663 | 139.9663 | 139.9663 | 139.9663 | 139.9663 | 139.9663 | 139.9663 | 139.9663
No | ResAdvancedPowerStrips_v3_1 | Measure_InputOutput | RTF Workbook "ResAdvancedPowerStrips_v3_1" | 2020 | Retro | 2022 | 2045 | PSE | Residential | All Residential | Electric | Per Engagement Sensing Advanced Power Strip - Owner |  |  | Engagement Sensing - Home AV - Owner |  | 5.2232 | 5 | 37.6916 | 0 |  | 0 | 0 | 0 | 0 | 0 | 0 | 0 | 0 |  | 0 | 0 | 0 | Other | Power Strip | Advanced Power Strip | ResTV | 0.01272% | 99.32% | 0% | 0.4316 |  | 7.619% | 20% | 85% | 6.8% | 0.2% | 1.309 | 0.097801 | 0.14068 | 107.304 | 0 | 0 | 0 | 114.6038 | 0 |  | 1.8796 | 0 | 1.8796 | 13. $0.225 to $99,999.000 | 0 | 0 | 01. ($9,999.00) to $0.22 | 1 | 2910.066 | 2902.3158 | 2894.6002 | 2886.9191 | 2879.2722 | 2871.6592 | 2864.0799 | 2856.534 | 2849.0213 | 2841.5415 | 0 | 0 | 0 | 0 | 0 | 0 | 0 | 0 | 0 | 0 | 0 | 0 | 0 | 0 | 15199.8762 | 15159.395 | 15119.0951 | 15078.9751 | 15039.0337 | 14999.2695 | 14959.6812 | 14920.2675 | 14881.0271 | 14841.9587 | 0 | 0 | 0 | 0 | 0 | 0 | 0 | 0 | 0 | 0 | 0 | 0 | 0 | 0 | 150198.5791 | 15199.8762 | 30359.2713 | 45478.3664 | 60557.3415 | 75596.3752 | 90595.6446 | 105555.3258 | 120475.5933 | 135356.6204 | 150198.5791 | 150198.5791 | 150198.5791 | 150198.5791 | 150198.5791 | 150198.5791 | 150198.5791 | 150198.5791 | 150198.5791 | 150198.5791 | 150198.5791 | 150198.5791 | 150198.5791 | 150198.5791 | 150198.5791 | 0 | 0 | 0 | 0 | 0 | 0 | 0 | 0 | 0 | 0 | 0 | 0 | 0 | 0 | 0 | 0 | 0 | 0 | 0 | 0 | 0 | 0 | 0 | 0 | 0 | 0 | 0 | 0 | 0 | 0 | 0 | 0 | 0 | 0 | 0 | 0 | 0 | 0 | 0 | 0 | 0 | 0 | 0 | 0 | 0 | 0 | 0 | 0 | 0 | 0 | 0 | 0 | 0 | 0 | 0 | 0 | 0 | 0 | 0 | 0 | 0 | 1.9334 | 3.8617 | 5.7848 | 7.7029 | 9.6159 | 11.5238 | 13.4266 | 15.3245 | 17.2174 | 19.1053 | 19.1053 | 19.1053 | 19.1053 | 19.1053 | 19.1053 | 19.1053 | 19.1053 | 19.1053 | 19.1053 | 19.1053 | 19.1053 | 19.1053 | 19.1053 | 19.1053 | 333504.7193 | 332616.5097 | 331732.2779 | 330851.9938 | 329975.6278 | 329103.1506 | 328234.5328 | 327369.7458 | 326508.7609 | 325651.55 | 0 | 0 | 0 | 0 | 0 | 0 | 0 | 0 | 0 | 0 | 0 | 0 | 0 | 0 | 3295548.8685 | 0 | 0 | 0 | 0 | 0 | 0 | 0 | 0 | 0 | 0 | 0 | 0 | 0 | 0 | 0 | 0 | 0 | 0 | 0 | 0 | 0.007212% | 1.0962 | 2.1895 | 3.2799 | 4.3674 | 5.452 | 6.5337 | 7.6126 | 8.6887 | 9.7619 | 10.8323 | 10.8323 | 10.8323 | 10.8323 | 10.8323 | 10.8323 | 10.8323 | 10.8323 | 10.8323 | 10.8323 | 10.8323 | 10.8323 | 10.8323 | 10.8323 | 10.8323
No | ResAdvancedPowerStrips_v3_1 | Measure_InputOutput | RTF Workbook "ResAdvancedPowerStrips_v3_1" | 2020 | Retro | 2022 | 2045 | PSE | Residential | All Residential | Electric | Per Engagement Sensing Advanced Power Strip - Direct |  |  | Engagement Sensing - Home AV - Direct |  | 10.7017 | 5 | 43.3306 | 0 |  | 0 | 0 | 0 | 0 | 0 | 0 | 0 | 0 |  | 0 | 0 | 0 | Other | Power Strip | Advanced Power Strip | ResTV | 0.01272% | 99.32% | 0% | 0.4316 |  | 7.619% | 20% | 85% | 6.8% | 0.2% | 2.682 | 0.20038 | 0.28824 | 123.3576 | 0 | 0 | 0 | 131.5351 | 0 |  | 1.0529 | 0 | 1.0529 | 13. $0.225 to $99,999.000 | 0 | 0 | 01. ($9,999.00) to $0.22 | 1 | 2910.066 | 2902.3158 | 2894.6002 | 2886.9191 | 2879.2722 | 2871.6592 | 2864.0799 | 2856.534 | 2849.0213 | 2841.5415 | 0 | 0 | 0 | 0 | 0 | 0 | 0 | 0 | 0 | 0 | 0 | 0 | 0 | 0 | 31142.6817 | 31059.7407 | 30977.1711 | 30894.9701 | 30813.1351 | 30731.6631 | 30650.5516 | 30569.7977 | 30489.3989 | 30409.3525 | 0 | 0 | 0 | 0 | 0 | 0 | 0 | 0 | 0 | 0 | 0 | 0 | 0 | 0 | 307738.4626 | 31142.6817 | 62202.4224 | 93179.5935 | 124074.5637 | 154887.6988 | 185619.3619 | 216269.9134 | 246839.7111 | 277329.1101 | 307738.4626 | 307738.4626 | 307738.4626 | 307738.4626 | 307738.4626 | 307738.4626 | 307738.4626 | 307738.4626 | 307738.4626 | 307738.4626 | 307738.4626 | 307738.4626 | 307738.4626 | 307738.4626 | 307738.4626 | 0 | 0 | 0 | 0 | 0 | 0 | 0 | 0 | 0 | 0 | 0 | 0 | 0 | 0 | 0 | 0 | 0 | 0 | 0 | 0 | 0 | 0 | 0 | 0 | 0 | 0 | 0 | 0 | 0 | 0 | 0 | 0 | 0 | 0 | 0 | 0 | 0 | 0 | 0 | 0 | 0 | 0 | 0 | 0 | 0 | 0 | 0 | 0 | 0 | 0 | 0 | 0 | 0 | 0 | 0 | 0 | 0 | 0 | 0 | 0 | 0 | 3.9613 | 7.9121 | 11.8524 | 15.7823 | 19.7017 | 23.6108 | 27.5095 | 31.398 | 35.2763 | 39.1443 | 39.1443 | 39.1443 | 39.1443 | 39.1443 | 39.1443 | 39.1443 | 39.1443 | 39.1443 | 39.1443 | 39.1443 | 39.1443 | 39.1443 | 39.1443 | 39.1443 | 382775.8701 | 381756.4386 | 380741.5726 | 379731.2376 | 378725.3995 | 377724.0246 | 376727.0795 | 375734.531 | 374746.3464 | 373762.4932 | 0 | 0 | 0 | 0 | 0 | 0 | 0 | 0 | 0 | 0 | 0 | 0 | 0 | 0 | 3782424.9931 | 0 | 0 | 0 | 0 | 0 | 0 | 0 | 0 | 0 | 0 | 0 | 0 | 0 | 0 | 0 | 0 | 0 | 0 | 0 | 0 | 0.007212% | 2.246 | 4.486 | 6.7201 | 8.9482 | 11.1705 | 13.3868 | 15.5973 | 17.802 | 20.0009 | 22.194 | 22.194 | 22.194 | 22.194 | 22.194 | 22.194 | 22.194 | 22.194 | 22.194 | 22.194 | 22.194 | 22.194 | 22.194 | 22.194 | 22.194
No | ResAdvancedPowerStrips_v3_1 | Measure_InputOutput | RTF Workbook "ResAdvancedPowerStrips_v3_1" | 2020 | Retro | 2022 | 2045 | PSE | Residential | All Residential | Electric | Per Load or Occupancy/Motion Sensing Advanced Power Strip - Owner |  |  | Load or Occupancy / Motion Sensing - Home Office - Owner |  | 21.8861 | 5 | 54.9152 | 0 |  | 0 | 0 | 0 | 0 | 0 | 0 | 0 | 0 |  | 0 | 0 | 0 | Other | Power Strip | Advanced Power Strip | ResTV | 0.01272% | 99.32% | 0% | 0.36278 |  | 7.619% | 20% | 85% | 6.8% | 0.2% | 5.4849 | 0.4098 | 0.58947 | 156.3377 | 0 | 0 | 0 | 166.3214 | 0 |  | 0.65099 | 0 | 0.65099 | 13. $0.225 to $99,999.000 | 0 | 0 | 01. ($9,999.00) to $0.22 | 1 | 2446.0925 | 2439.5779 | 2433.0925 | 2426.6361 | 2420.2084 | 2413.8092 | 2407.4383 | 2401.0955 | 2394.7806 | 2388.4934 | 0 | 0 | 0 | 0 | 0 | 0 | 0 | 0 | 0 | 0 | 0 | 0 | 0 | 0 | 53535.5218 | 53392.9428 | 53251.0024 | 53109.6956 | 52969.0178 | 52828.9643 | 52689.5302 | 52550.7111 | 52412.5024 | 52274.8994 | 0 | 0 | 0 | 0 | 0 | 0 | 0 | 0 | 0 | 0 | 0 | 0 | 0 | 0 | 529014.7878 | 53535.5218 | 106928.4646 | 160179.467 | 213289.1626 | 266258.1804 | 319087.1447 | 371776.6749 | 424327.3861 | 476739.8884 | 529014.7878 | 529014.7878 | 529014.7878 | 529014.7878 | 529014.7878 | 529014.7878 | 529014.7878 | 529014.7878 | 529014.7878 | 529014.7878 | 529014.7878 | 529014.7878 | 529014.7878 | 529014.7878 | 529014.7878 | 0 | 0 | 0 | 0 | 0 | 0 | 0 | 0 | 0 | 0 | 0 | 0 | 0 | 0 | 0 | 0 | 0 | 0 | 0 | 0 | 0 | 0 | 0 | 0 | 0 | 0 | 0 | 0 | 0 | 0 | 0 | 0 | 0 | 0 | 0 | 0 | 0 | 0 | 0 | 0 | 0 | 0 | 0 | 0 | 0 | 0 | 0 | 0 | 0 | 0 | 0 | 0 | 0 | 0 | 0 | 0 | 0 | 0 | 0 | 0 | 0 | 6.8097 | 13.6013 | 20.3748 | 27.1304 | 33.868 | 40.5879 | 47.29 | 53.9744 | 60.6413 | 67.2907 | 67.2907 | 67.2907 | 67.2907 | 67.2907 | 67.2907 | 67.2907 | 67.2907 | 67.2907 | 67.2907 | 67.2907 | 67.2907 | 67.2907 | 67.2907 | 67.2907 | 406837.5924 | 405754.0783 | 404675.4167 | 403601.5709 | 402532.5047 | 401468.1823 | 400408.568 | 399353.6268 | 398303.3238 | 397257.6245 | 0 | 0 | 0 | 0 | 0 | 0 | 0 | 0 | 0 | 0 | 0 | 0 | 0 | 0 | 4020192.4884 | 0 | 0 | 0 | 0 | 0 | 0 | 0 | 0 | 0 | 0 | 0 | 0 | 0 | 0 | 0 | 0 | 0 | 0 | 0 | 0 | 0.007212% | 3.861 | 7.7116 | 11.5521 | 15.3824 | 19.2025 | 23.0125 | 26.8124 | 30.6024 | 34.3823 | 38.1524 | 38.1524 | 38.1524 | 38.1524 | 38.1524 | 38.1524 | 38.1524 | 38.1524 | 38.1524 | 38.1524 | 38.1524 | 38.1524 | 38.1524 | 38.1524 | 38.1524
No | ResAdvancedPowerStrips_v3_1 | Measure_InputOutput | RTF Workbook "ResAdvancedPowerStrips_v3_1" | 2020 | Retro | 2022 | 2045 | PSE | Residential | All Residential | Electric | Per Load or Occupancy/Motion Sensing Advanced Power Strip - Direct |  |  | Load or Occupancy / Motion Sensing - Home Office - Direct |  | 32.4656 | 5 | 60.5542 | 0 |  | 0 | 0 | 0 | 0 | 0 | 0 | 0 | 0 |  | 0 | 0 | 0 | Other | Power Strip | Advanced Power Strip | ResTV | 0.01272% | 99.32% | 0% | 0.36278 |  | 7.619% | 20% | 85% | 6.8% | 0.2% | 8.1363 | 0.60789 | 0.87442 | 172.3913 | 0 | 0 | 0 | 183.0198 | 0 |  | 0.48292 | 0 | 0.48292 | 13. $0.225 to $99,999.000 | 0 | 0 | 01. ($9,999.00) to $0.22 | 1 | 2446.0925 | 2439.5779 | 2433.0925 | 2426.6361 | 2420.2084 | 2413.8092 | 2407.4383 | 2401.0955 | 2394.7806 | 2388.4934 | 0 | 0 | 0 | 0 | 0 | 0 | 0 | 0 | 0 | 0 | 0 | 0 | 0 | 0 | 79413.8387 | 79202.339 | 78991.7866 | 78782.1741 | 78573.4947 | 78365.7412 | 78158.9067 | 77952.9844 | 77747.9675 | 77543.8492 | 0 | 0 | 0 | 0 | 0 | 0 | 0 | 0 | 0 | 0 | 0 | 0 | 0 | 0 | 784733.0822 | 79413.8387 | 158616.1777 | 237607.9643 | 316390.1384 | 394963.6331 | 473329.3743 | 551488.281 | 629441.2655 | 707189.233 | 784733.0822 | 784733.0822 | 784733.0822 | 784733.0822 | 784733.0822 | 784733.0822 | 784733.0822 | 784733.0822 | 784733.0822 | 784733.0822 | 784733.0822 | 784733.0822 | 784733.0822 | 784733.0822 | 784733.0822 | 0 | 0 | 0 | 0 | 0 | 0 | 0 | 0 | 0 | 0 | 0 | 0 | 0 | 0 | 0 | 0 | 0 | 0 | 0 | 0 | 0 | 0 | 0 | 0 | 0 | 0 | 0 | 0 | 0 | 0 | 0 | 0 | 0 | 0 | 0 | 0 | 0 | 0 | 0 | 0 | 0 | 0 | 0 | 0 | 0 | 0 | 0 | 0 | 0 | 0 | 0 | 0 | 0 | 0 | 0 | 0 | 0 | 0 | 0 | 0 | 0 | 10.1014 | 20.176 | 30.2237 | 40.2448 | 50.2394 | 60.2075 | 70.1493 | 80.0649 | 89.9545 | 99.818 | 99.818 | 99.818 | 99.818 | 99.818 | 99.818 | 99.818 | 99.818 | 99.818 | 99.818 | 99.818 | 99.818 | 99.818 | 99.818 | 99.818 | 447683.3854 | 446491.0884 | 445304.131 | 444122.4729 | 442946.0743 | 441774.8958 | 440608.8981 | 439448.0426 | 438292.291 | 437141.6053 | 0 | 0 | 0 | 0 | 0 | 0 | 0 | 0 | 0 | 0 | 0 | 0 | 0 | 0 | 4423812.8847 | 0 | 0 | 0 | 0 | 0 | 0 | 0 | 0 | 0 | 0 | 0 | 0 | 0 | 0 | 0 | 0 | 0 | 0 | 0 | 0 | 0.007212% | 5.7273 | 11.4394 | 17.1362 | 22.818 | 28.4847 | 34.1364 | 39.7732 | 45.3951 | 51.0023 | 56.5947 | 56.5947 | 56.5947 | 56.5947 | 56.5947 | 56.5947 | 56.5947 | 56.5947 | 56.5947 | 56.5947 | 56.5947 | 56.5947 | 56.5947 | 56.5947 | 56.5947
No | ResAdvancedPowerStrips_v3_1 | Measure_InputOutput | RTF Workbook "ResAdvancedPowerStrips_v3_1" | 2020 | Retro | 2022 | 2045 | PSE | Residential | All Residential | Electric | Per PC Interaction Sensing Advanced Power Strip - Owner |  |  | PC Interaction Sensing - Home Office - Owner |  | 16.0447 | 5 | 34.0355 | 0 |  | 0 | 0 | 0 | 0 | 0 | 0 | 0 | 0 |  | 0 | 0 | 0 | Other | Power Strip | Advanced Power Strip | ResTV | 0.01272% | 99.32% | 0% | 0.36278 |  | 7.619% | 20% | 85% | 6.8% | 0.2% | 4.021 | 0.30042 | 0.43214 | 96.8954 | 0 | 0 | 0 | 102.9699 | 0 |  | 0.54977 | 0 | 0.54977 | 13. $0.225 to $99,999.000 | 0 | 0 | 01. ($9,999.00) to $0.22 | 1 | 2446.0925 | 2439.5779 | 2433.0925 | 2426.6361 | 2420.2084 | 2413.8092 | 2407.4383 | 2401.0955 | 2394.7806 | 2388.4934 | 0 | 0 | 0 | 0 | 0 | 0 | 0 | 0 | 0 | 0 | 0 | 0 | 0 | 0 | 39246.7612 | 39142.2369 | 39038.1807 | 38934.5891 | 38831.4585 | 38728.7856 | 38626.5668 | 38524.7989 | 38423.4784 | 38322.602 | 0 | 0 | 0 | 0 | 0 | 0 | 0 | 0 | 0 | 0 | 0 | 0 | 0 | 0 | 387819.4582 | 39246.7612 | 78388.9981 | 117427.1788 | 156361.7679 | 195193.2264 | 233922.012 | 272548.5789 | 311073.3778 | 349496.8562 | 387819.4582 | 387819.4582 | 387819.4582 | 387819.4582 | 387819.4582 | 387819.4582 | 387819.4582 | 387819.4582 | 387819.4582 | 387819.4582 | 387819.4582 | 387819.4582 | 387819.4582 | 387819.4582 | 387819.4582 | 0 | 0 | 0 | 0 | 0 | 0 | 0 | 0 | 0 | 0 | 0 | 0 | 0 | 0 | 0 | 0 | 0 | 0 | 0 | 0 | 0 | 0 | 0 | 0 | 0 | 0 | 0 | 0 | 0 | 0 | 0 | 0 | 0 | 0 | 0 | 0 | 0 | 0 | 0 | 0 | 0 | 0 | 0 | 0 | 0 | 0 | 0 | 0 | 0 | 0 | 0 | 0 | 0 | 0 | 0 | 0 | 0 | 0 | 0 | 0 | 0 | 4.9922 | 9.9711 | 14.9367 | 19.8892 | 24.8286 | 29.7549 | 34.6682 | 39.5685 | 44.456 | 49.3306 | 49.3306 | 49.3306 | 49.3306 | 49.3306 | 49.3306 | 49.3306 | 49.3306 | 49.3306 | 49.3306 | 49.3306 | 49.3306 | 49.3306 | 49.3306 | 49.3306 | 251873.9376 | 251203.132 | 250535.3305 | 249870.5105 | 249208.6496 | 248549.7255 | 247893.7163 | 247240.6001 | 246590.3555 | 245942.9611 | 0 | 0 | 0 | 0 | 0 | 0 | 0 | 0 | 0 | 0 | 0 | 0 | 0 | 0 | 2488908.9186 | 0 | 0 | 0 | 0 | 0 | 0 | 0 | 0 | 0 | 0 | 0 | 0 | 0 | 0 | 0 | 0 | 0 | 0 | 0 | 0 | 0.007212% | 2.8305 | 5.6534 | 8.4688 | 11.2768 | 14.0773 | 16.8704 | 19.6561 | 22.4345 | 25.2056 | 27.9694 | 27.9694 | 27.9694 | 27.9694 | 27.9694 | 27.9694 | 27.9694 | 27.9694 | 27.9694 | 27.9694 | 27.9694 | 27.9694 | 27.9694 | 27.9694 | 27.9694
No | ResAdvancedPowerStrips_v3_1 | Measure_InputOutput | RTF Workbook "ResAdvancedPowerStrips_v3_1" | 2020 | Retro | 2022 | 2045 | PSE | Residential | All Residential | Electric | Per PC Interaction Sensing Advanced Power Strip - Direct |  |  | PC Interaction Sensing - Home Office - Direct |  | 23.8004 | 5 | 39.6745 | 0 |  | 0 | 0 | 0 | 0 | 0 | 0 | 0 | 0 |  | 0 | 0 | 0 | Other | Power Strip | Advanced Power Strip | ResTV | 0.01272% | 99.32% | 0% | 0.36278 |  | 7.619% | 20% | 85% | 6.8% | 0.2% | 5.9647 | 0.44565 | 0.64103 | 112.949 | 0 | 0 | 0 | 119.7972 | 0 |  | 0.43118 | 0 | 0.43118 | 13. $0.225 to $99,999.000 | 0 | 0 | 01. ($9,999.00) to $0.22 | 1 | 2446.0925 | 2439.5779 | 2433.0925 | 2426.6361 | 2420.2084 | 2413.8092 | 2407.4383 | 2401.0955 | 2394.7806 | 2388.4934 | 0 | 0 | 0 | 0 | 0 | 0 | 0 | 0 | 0 | 0 | 0 | 0 | 0 | 0 | 58218.0926 | 58063.0427 | 57908.6872 | 57755.0208 | 57602.0384 | 57449.7348 | 57298.105 | 57147.1439 | 56996.8464 | 56847.2078 | 0 | 0 | 0 | 0 | 0 | 0 | 0 | 0 | 0 | 0 | 0 | 0 | 0 | 0 | 575285.9196 | 58218.0926 | 116281.1353 | 174189.8225 | 231944.8433 | 289546.8817 | 346996.6165 | 404294.7215 | 461441.8654 | 518438.7118 | 575285.9196 | 575285.9196 | 575285.9196 | 575285.9196 | 575285.9196 | 575285.9196 | 575285.9196 | 575285.9196 | 575285.9196 | 575285.9196 | 575285.9196 | 575285.9196 | 575285.9196 | 575285.9196 | 575285.9196 | 0 | 0 | 0 | 0 | 0 | 0 | 0 | 0 | 0 | 0 | 0 | 0 | 0 | 0 | 0 | 0 | 0 | 0 | 0 | 0 | 0 | 0 | 0 | 0 | 0 | 0 | 0 | 0 | 0 | 0 | 0 | 0 | 0 | 0 | 0 | 0 | 0 | 0 | 0 | 0 | 0 | 0 | 0 | 0 | 0 | 0 | 0 | 0 | 0 | 0 | 0 | 0 | 0 | 0 | 0 | 0 | 0 | 0 | 0 | 0 | 0 | 7.4053 | 14.791 | 22.1569 | 29.5034 | 36.8304 | 44.138 | 51.4263 | 58.6954 | 65.9454 | 73.1764 | 73.1764 | 73.1764 | 73.1764 | 73.1764 | 73.1764 | 73.1764 | 73.1764 | 73.1764 | 73.1764 | 73.1764 | 73.1764 | 73.1764 | 73.1764 | 73.1764 | 293035.0886 | 292254.6602 | 291477.7268 | 290704.2621 | 289934.2401 | 289167.6349 | 288404.4209 | 287644.5727 | 286888.0654 | 286134.8739 | 0 | 0 | 0 | 0 | 0 | 0 | 0 | 0 | 0 | 0 | 0 | 0 | 0 | 0 | 2895645.5455 | 0 | 0 | 0 | 0 | 0 | 0 | 0 | 0 | 0 | 0 | 0 | 0 | 0 | 0 | 0 | 0 | 0 | 0 | 0 | 0 | 0.007212% | 4.1987 | 8.3862 | 12.5625 | 16.7278 | 20.882 | 25.0253 | 29.1576 | 33.2791 | 37.3896 | 41.4895 | 41.4895 | 41.4895 | 41.4895 | 41.4895 | 41.4895 | 41.4895 | 41.4895 | 41.4895 | 41.4895 | 41.4895 | 41.4895 | 41.4895 | 41.4895 | 41.4895
No | ResAerators_PSE | M_Input | PSE Business Case "QC _APPROVED_Measure Case_Aerator_2020" | 2020 | Retro | 2022 | 2045 | PSE | Residential | Single Family | Electric | Per Aerator - Bathroom - RETSH - EO | Per Aerator - Bathroom - RETSH - EO | 1.81 | RETSH: Aerator - WaterSense - EO - Any WH - 1.0 gpm |  | 10.3 | 10 | 1.81 | 0 |  | 2.74 | 0 | 0 | 0 | 0 | 0 | 0 | 0 |  | 0 | 0 | 0 | Water Heat | Electric Water Heat | Aerators | ResDHW | 0.01444% | 29.91% | 0% | 2.6294 |  | 0% | 10% | 85% | 6.8% | 0.2% | 4.8155 | 0.21898 | 0.50344 | 2.9964 | 0 | 0 | 0 | -29.3495 | 0 |  | -0.2441 | 0 | -0.2441 | 01. ($9,999.000) to $0.028 | 1 | 0 | 01. ($9,999.00) to $0.22 | 1 | 0 | 0 | 0 | 0 | 0 | 0 | 0 | 0 | 0 | 0 | 0 | 0 | 0 | 0 | 0 | 0 | 0 | 0 | 0 | 0 | 0 | 0 | 0 | 0 | 0 | 0 | 0 | 0 | 0 | 0 | 0 | 0 | 0 | 0 | 0 | 0 | 0 | 0 | 0 | 0 | 0 | 0 | 0 | 0 | 0 | 0 | 0 | 0 | 0 | 0 | 0 | 0 | 0 | 0 | 0 | 0 | 0 | 0 | 0 | 0 | 0 | 0 | 0 | 0 | 0 | 0 | 0 | 0 | 0 | 0 | 0 | 0 | 0 | 0 | 0 | 0 | 0 | 0 | 0 | 0 | 0 | 0 | 0 | 0 | 0 | 0 | 0 | 0 | 0 | 0 | 0 | 0 | 0 | 0 | 0 | 0 | 0 | 0 | 0 | 0 | 0 | 0 | 0 | 0 | 0 | 0 | 0 | 0 | 0 | 0 | 0 | 0 | 0 | 0 | 0 | 0 | 0 | 0 | 0 | 0 | 0 | 0 | 0 | 0 | 0 | 0 | 0 | 0 | 0 | 0 | 0 | 0 | 0 | 0 | 0 | 0 | 0 | 0 | 0 | 0 | 0 | 0 | 0 | 0 | 0 | 0 | 0 | 0 | 0 | 0 | 0 | 0 | 0 | 0 | 0 | 0 | 0 | 0 | 0 | 0 | 0 | 0 | 0 | 0 | 0 | 0 | 0 | 0 | 0 | 0 | 0 | 0 | 0 | 0 | 0 | 0 | 0 | 0 | 0 | 0 | 0 | 0 | 0 | 0 | 0 | 0 | 0 | 0 | 0 | 0 | 0 | 0 | 0 | 0 | 0 | 0 | 0 | 0 | 0 | 0 | 0 | 0 | 0 | 0.009815% | 0 | 0 | 0 | 0 | 0 | 0 | 0 | 0 | 0 | 0 | 0 | 0 | 0 | 0 | 0 | 0 | 0 | 0 | 0 | 0 | 0 | 0 | 0 | 0
No | ResAerators_PSE | M_Input | PSE Business Case "QC _APPROVED_Measure Case_Aerator_2020" | 2020 | Retro | 2022 | 2041 | PSE | Residential | Single Family | Gas | Per Aerator - Bathroom - RETSH - GO | Per Aerator - Bathroom - RETSH - GO | 1.81 | RETSH: Aerator - WaterSense - GO - Any WH - 1.0 gpm |  | 0 | 10 | 1.81 | 0 |  | 2.74 | 0 | 0 | 0 | 0 | 0 | 0 | 0.8 |  | 0 | 0 | 0 | Water Heat | Gas Water Heat | Aerators | ResDHW | 0.01444% | 0% | 72.97% | 2.6294 |  | 0% | 10% | 85% | 6.8% | 0.2% | 6.2832 | 0.071007 | 0.63542 | 0 | 2.7475 | 0 | 0 | 0 | -27.0813 |  | 0 | -3.1459 | 0 | 01. ($9,999.000) to $0.028 | 1 | -3.1459 | 01. ($9,999.00) to $0.22 | 1 | 0 | 0 | 0 | 0 | 0 | 0 | 0 | 0 | 0 | 0 | 0 | 0 | 0 | 0 | 0 | 0 | 0 | 0 | 0 | 0 | 0 | 0 | 0 | 0 | 0 | 0 | 0 | 0 | 0 | 0 | 0 | 0 | 0 | 0 | 0 | 0 | 0 | 0 | 0 | 0 | 0 | 0 | 0 | 0 | 0 | 0 | 0 | 0 | 0 | 0 | 0 | 0 | 0 | 0 | 0 | 0 | 0 | 0 | 0 | 0 | 0 | 0 | 0 | 0 | 0 | 0 | 0 | 0 | 0 | 0 | 0 | 0 | 0 | 0 | 0 | 0 | 0 | 0 | 0 | 0 | 0 | 0 | 0 | 0 | 0 | 0 | 0 | 0 | 0 | 0 | 0 | 0 | 0 | 0 | 0 | 0 | 0 | 0 | 0 | 0 | 0 | 0 | 0 | 0 | 0 | 0 | 0 | 0 | 0 | 0 | 0 | 0 | 0 | 0 | 0 | 0 | 0 | 0 | 0 | 0 | 0 | 0 | 0 | 0 | 0 | 0 | 0 | 0 | 0 | 0 | 0 | 0 | 0 | 0 | 0 | 0 | 0 | 0 | 0 | 0 | 0 | 0 | 0 | 0 | 0 | 0 | 0 | 0 | 0 | 0 | 0 | 0 | 0 | 0 | 0 | 0 | 0 | 0 | 0 | 0 | 0 | 0 | 0 | 0 | 0 | 0 | 0 | 0 | 0 | 0 | 0 | 0 | 0 | 0 | 0 | 0 | 0 | 0 | 0 | 0 | 0 | 0 | 0 | 0 | 0 | 0 | 0 | 0 | 0 | 0 | 0 | 0 | 0 | 0 | 0 | 0 | 0 | 0 | 0 | 0 | 0 | 0 | 0 | 0.009815% | 0 | 0 | 0 | 0 | 0 | 0 | 0 | 0 | 0 | 0 | 0 | 0 | 0 | 0 | 0 | 0 | 0 | 0 | 0 | 0 | 0 | 0 | 0 | 0
No | ResAerators_PSE | M_Input | PSE Business Case "QC _APPROVED_Measure Case_Aerator_2020" | 2020 | Retro | 2022 | 2045 | PSE | Residential | Single Family | Electric | Per Aerator - Kitchen - RETSH - EO | Per Aerator - Kitchen - RETSH - EO | 1.81 | RETSH: Aerator - WaterSense - EO - Any WH - 1.5 gpm |  | 16.8 | 10 | 1.81 | 0 |  | 3.8 | 0 | 0 | 0 | 0 | 0 | 0 | 0 |  | 0 | 0 | 0 | Water Heat | Electric Water Heat | Aerators | ResDHW | 0.01444% | 29.91% | 0% | 1.0492 |  | 0% | 10% | 85% | 6.8% | 0.2% | 7.8544 | 0.35716 | 0.82115 | 2.9964 | 0 | 0 | 0 | -42.1793 | 0 |  | -0.21507 | 0 | -0.21507 | 01. ($9,999.000) to $0.028 | 1 | 0 | 01. ($9,999.00) to $0.22 | 1 | 0 | 0 | 0 | 0 | 0 | 0 | 0 | 0 | 0 | 0 | 0 | 0 | 0 | 0 | 0 | 0 | 0 | 0 | 0 | 0 | 0 | 0 | 0 | 0 | 0 | 0 | 0 | 0 | 0 | 0 | 0 | 0 | 0 | 0 | 0 | 0 | 0 | 0 | 0 | 0 | 0 | 0 | 0 | 0 | 0 | 0 | 0 | 0 | 0 | 0 | 0 | 0 | 0 | 0 | 0 | 0 | 0 | 0 | 0 | 0 | 0 | 0 | 0 | 0 | 0 | 0 | 0 | 0 | 0 | 0 | 0 | 0 | 0 | 0 | 0 | 0 | 0 | 0 | 0 | 0 | 0 | 0 | 0 | 0 | 0 | 0 | 0 | 0 | 0 | 0 | 0 | 0 | 0 | 0 | 0 | 0 | 0 | 0 | 0 | 0 | 0 | 0 | 0 | 0 | 0 | 0 | 0 | 0 | 0 | 0 | 0 | 0 | 0 | 0 | 0 | 0 | 0 | 0 | 0 | 0 | 0 | 0 | 0 | 0 | 0 | 0 | 0 | 0 | 0 | 0 | 0 | 0 | 0 | 0 | 0 | 0 | 0 | 0 | 0 | 0 | 0 | 0 | 0 | 0 | 0 | 0 | 0 | 0 | 0 | 0 | 0 | 0 | 0 | 0 | 0 | 0 | 0 | 0 | 0 | 0 | 0 | 0 | 0 | 0 | 0 | 0 | 0 | 0 | 0 | 0 | 0 | 0 | 0 | 0 | 0 | 0 | 0 | 0 | 0 | 0 | 0 | 0 | 0 | 0 | 0 | 0 | 0 | 0 | 0 | 0 | 0 | 0 | 0 | 0 | 0 | 0 | 0 | 0 | 0 | 0 | 0 | 0 | 0 | 0.009815% | 0 | 0 | 0 | 0 | 0 | 0 | 0 | 0 | 0 | 0 | 0 | 0 | 0 | 0 | 0 | 0 | 0 | 0 | 0 | 0 | 0 | 0 | 0 | 0
No | ResAerators_PSE | M_Input | PSE Business Case "QC _APPROVED_Measure Case_Aerator_2020" | 2020 | Retro | 2022 | 2041 | PSE | Residential | Single Family | Gas | Per Aerator - Kitchen - RETSH - GO | Per Aerator - Kitchen - RETSH - GO | 1.81 | RETSH: Aerator - WaterSense - GO - Any WH - 1.5 gpm |  | 0 | 10 | 1.81 | 0 |  | 3.8 | 0 | 0 | 0 | 0 | 0 | 0 | 1.3 |  | 0 | 0 | 0 | Water Heat | Gas Water Heat | Aerators | ResDHW | 0.01444% | 0% | 72.97% | 1.0492 |  | 0% | 10% | 85% | 6.8% | 0.2% | 10.2103 | 0.11539 | 1.0326 | 0 | 2.7475 | 0 | 0 | 0 | -38.9292 |  | 0 | -2.7829 | 0 | 01. ($9,999.000) to $0.028 | 1 | -2.7829 | 01. ($9,999.00) to $0.22 | 1 | 0 | 0 | 0 | 0 | 0 | 0 | 0 | 0 | 0 | 0 | 0 | 0 | 0 | 0 | 0 | 0 | 0 | 0 | 0 | 0 | 0 | 0 | 0 | 0 | 0 | 0 | 0 | 0 | 0 | 0 | 0 | 0 | 0 | 0 | 0 | 0 | 0 | 0 | 0 | 0 | 0 | 0 | 0 | 0 | 0 | 0 | 0 | 0 | 0 | 0 | 0 | 0 | 0 | 0 | 0 | 0 | 0 | 0 | 0 | 0 | 0 | 0 | 0 | 0 | 0 | 0 | 0 | 0 | 0 | 0 | 0 | 0 | 0 | 0 | 0 | 0 | 0 | 0 | 0 | 0 | 0 | 0 | 0 | 0 | 0 | 0 | 0 | 0 | 0 | 0 | 0 | 0 | 0 | 0 | 0 | 0 | 0 | 0 | 0 | 0 | 0 | 0 | 0 | 0 | 0 | 0 | 0 | 0 | 0 | 0 | 0 | 0 | 0 | 0 | 0 | 0 | 0 | 0 | 0 | 0 | 0 | 0 | 0 | 0 | 0 | 0 | 0 | 0 | 0 | 0 | 0 | 0 | 0 | 0 | 0 | 0 | 0 | 0 | 0 | 0 | 0 | 0 | 0 | 0 | 0 | 0 | 0 | 0 | 0 | 0 | 0 | 0 | 0 | 0 | 0 | 0 | 0 | 0 | 0 | 0 | 0 | 0 | 0 | 0 | 0 | 0 | 0 | 0 | 0 | 0 | 0 | 0 | 0 | 0 | 0 | 0 | 0 | 0 | 0 | 0 | 0 | 0 | 0 | 0 | 0 | 0 | 0 | 0 | 0 | 0 | 0 | 0 | 0 | 0 | 0 | 0 | 0 | 0 | 0 | 0 | 0 | 0 | 0 | 0.009815% | 0 | 0 | 0 | 0 | 0 | 0 | 0 | 0 | 0 | 0 | 0 | 0 | 0 | 0 | 0 | 0 | 0 | 0 | 0 | 0 | 0 | 0 | 0 | 0
Yes | ResAerators_PSE | M_Input | PSE Business Case "QC _APPROVED_Measure Case_Aerator_2020" | 2020 | Retro | 2022 | 2045 | PSE | Residential | Multifamily LI | Electric | Per Aerator - Kitchen - LIW | Per Aerator - Kitchen - LIW | 11.35 | LIW: Aerator - 1.5 gpm - MF - TE |  | 39.2 | 10 | 11.35 | 0 |  | 5.32 | 0 | 0 | 0 | 0 | 0 | 0 | 0 |  | 0 | 0 | 0 | Water Heat | Electric Water Heat | Aerators | ResDHW | 0.01444% | 46.45% | 0% | 0.92598 |  | 85% | 10% | 85% | 6.8% | 0.2% | 18.3268 | 0.83338 | 1.916 | 18.7896 | 0 | 0 | 0 | -29.1953 | 0 |  | -0.063801 | 0 | -0.063801 | 01. ($9,999.000) to $0.028 | 1 | 0 | 01. ($9,999.00) to $0.22 | 1 | 2129.133 | 2106.379 | 2083.8682 | 2061.5979 | 2039.5656 | 2017.7688 | 1996.2049 | 1974.8715 | 1953.7661 | 1932.8862 | 0 | 0 | 0 | 0 | 0 | 0 | 0 | 0 | 0 | 0 | 0 | 0 | 0 | 0 | 83462.0145 | 82570.057 | 81687.632 | 80814.6373 | 79950.9724 | 79096.5374 | 78251.2338 | 77414.9639 | 76587.6313 | 75769.1403 | 0 | 0 | 0 | 0 | 0 | 0 | 0 | 0 | 0 | 0 | 0 | 0 | 0 | 0 | 795604.82 | 83462.0145 | 166032.0715 | 247719.7035 | 328534.3408 | 408485.3132 | 487581.8507 | 565833.0845 | 643248.0485 | 719835.6797 | 795604.82 | 795604.82 | 795604.82 | 795604.82 | 795604.82 | 795604.82 | 795604.82 | 795604.82 | 795604.82 | 795604.82 | 795604.82 | 795604.82 | 795604.82 | 795604.82 | 795604.82 | 0 | 0 | 0 | 0 | 0 | 0 | 0 | 0 | 0 | 0 | 0 | 0 | 0 | 0 | 0 | 0 | 0 | 0 | 0 | 0 | 0 | 0 | 0 | 0 | 0 | 0 | 0 | 0 | 0 | 0 | 0 | 0 | 0 | 0 | 0 | 0 | 0 | 0 | 0 | 0 | 0 | 0 | 0 | 0 | 0 | 0 | 0 | 0 | 0 | 0 | 0 | 0 | 0 | 0 | 0 | 0 | 0 | 0 | 0 | 0 | 0 | 12.054 | 23.9792 | 35.7769 | 47.4486 | 58.9955 | 70.419 | 81.7204 | 92.9011 | 103.9622 | 114.9052 | 114.9052 | 114.9052 | 114.9052 | 114.9052 | 114.9052 | 114.9052 | 114.9052 | 114.9052 | 114.9052 | 114.9052 | 114.9052 | 114.9052 | 114.9052 | 114.9052 | 0 | 0 | 0 | 0 | 0 | 0 | 0 | 0 | 0 | 0 | 0 | 0 | 0 | 0 | 0 | 0 | 0 | 0 | 0 | 0 | 0 | 0 | 0 | 0 | 0 | 0 | 0 | 0 | 0 | 0 | 0 | 0 | 0 | 0 | 0 | 0 | 0 | 0 | 0 | 0 | 0 | 0 | 0 | 0 | 0 | 0.009815% | 8.1919 | 16.2962 | 24.3139 | 32.246 | 40.0932 | 47.8566 | 55.5371 | 63.1354 | 70.6526 | 78.0894 | 78.0894 | 78.0894 | 78.0894 | 78.0894 | 78.0894 | 78.0894 | 78.0894 | 78.0894 | 78.0894 | 78.0894 | 78.0894 | 78.0894 | 78.0894 | 78.0894
Yes | ResAerators_PSE | M_Input | PSE Business Case "QC _APPROVED_Measure Case_Aerator_2020" | 2020 | Retro | 2022 | 2041 | PSE | Residential | Multifamily LI | Gas | Per Aerator - Kitchen - LIW | Per Aerator - Kitchen - LIW | 11.35 | LIW: Aerator - 1.5 gpm - MF - TG |  | 0 | 10 | 11.35 | 0 |  | 5.32 | 0 | 0 | 0 | 0 | 0 | 0 | 2 |  | 0 | 0 | 0 | Water Heat | Gas Water Heat | Aerators | ResDHW | 0.01444% | 0% | 45.46% | 0.92598 |  | 85% | 10% | 85% | 6.8% | 0.2% | 15.7081 | 0.17752 | 1.5886 | 0 | 17.2287 | 0 | 0 | 0 | -26.3429 |  | 0 | -1.224 | 0 | 01. ($9,999.000) to $0.028 | 1 | -1.224 | 01. ($9,999.00) to $0.22 | 1 | 0 | 0 | 0 | 0 | 0 | 0 | 0 | 0 | 0 | 0 | 0 | 0 | 0 | 0 | 0 | 0 | 0 | 0 | 0 | 0 | 0 | 0 | 0 | 0 | 0 | 0 | 0 | 0 | 0 | 0 | 0 | 0 | 0 | 0 | 0 | 0 | 0 | 0 | 0 | 0 | 0 | 0 | 0 | 0 | 0 | 0 | 0 | 0 | 0 | 0 | 0 | 0 | 0 | 0 | 0 | 0 | 0 | 0 | 0 | 0 | 0 | 0 | 0 | 0 | 0 | 0 | 0 | 0 | 0 | 0 | 0 | 0 | 0 | 153.5623 | 151.9212 | 150.2976 | 148.6913 | 147.1023 | 145.5302 | 143.9749 | 142.4363 | 140.914 | 139.4081 | 0 | 0 | 0 | 0 | 0 | 0 | 0 | 0 | 0 | 0 | 307.1245 | 303.8423 | 300.5951 | 297.3827 | 294.2046 | 291.0604 | 287.9498 | 284.8725 | 281.8281 | 278.8162 | 0 | 0 | 0 | 0 | 0 | 0 | 0 | 0 | 0 | 0 | 2927.6763 | 307.1245 | 610.9668 | 911.562 | 1208.9447 | 1503.1492 | 1794.2096 | 2082.1595 | 2367.032 | 2648.8601 | 2927.6763 | 2927.6763 | 2927.6763 | 2927.6763 | 2927.6763 | 2927.6763 | 2927.6763 | 2927.6763 | 2927.6763 | 2927.6763 | 2927.6763 | 0 | 0 | 0 | 0 | 0 | 0 | 0 | 0 | 0 | 0 | 0 | 0 | 0 | 0 | 0 | 0 | 0 | 0 | 0 | 0 | 0 | 0 | 0 | 0 | 0 | 0 | 0 | 0 | 0 | 0 | 0 | 0 | 0 | 0 | 0 | 0 | 0 | 0 | 0 | 0 | 0 | 0 | 0 | 0 | 0 | 0 | 0 | 0 | 0 | 0 | 0 | 0 | 0 | 0 | 0 | 0 | 0 | 0 | 0 | 0 | 0 | 0 | 0 | 0 | 0 | 0 | 0 | 0 | 0 | 0.009815% | 0 | 0 | 0 | 0 | 0 | 0 | 0 | 0 | 0 | 0 | 0 | 0 | 0 | 0 | 0 | 0 | 0 | 0 | 0 | 0 | 0 | 0 | 0 | 0
Yes | ResAerators_PSE | M_Input | PSE Business Case "QC _APPROVED_Measure Case_Aerator_2020" | 2020 | Retro | 2022 | 2045 | PSE | Residential | Manufactured LI | Electric | Per Aerator - Kitchen - LIW | Per Aerator - Kitchen - LIW | 11.35 | LIW: Aerator - 1.5 gpm- MH - TE |  | 36.6 | 10 | 11.35 | 0 |  | 5.22 | 0 | 0 | 0 | 0 | 0 | 0 | 0 |  | 0 | 0 | 0 | Water Heat | Electric Water Heat | Aerators | ResDHW | 0.01444% | 66.64% | 0% | 1.0446 |  | 85% | 10% | 85% | 6.8% | 0.2% | 17.1113 | 0.77811 | 1.7889 | 18.7896 | 0 | 0 | 0 | -28.2955 | 0 |  | -0.066227 | 0 | -0.066227 | 01. ($9,999.000) to $0.028 | 1 | 0 | 01. ($9,999.00) to $0.22 | 1 | 1303.8014 | 1303.8014 | 1303.8014 | 1303.8014 | 1303.8014 | 1303.8014 | 1303.8014 | 1303.8014 | 1303.8014 | 1303.8014 | 0 | 0 | 0 | 0 | 0 | 0 | 0 | 0 | 0 | 0 | 0 | 0 | 0 | 0 | 47719.1325 | 47719.1325 | 47719.1325 | 47719.1325 | 47719.1325 | 47719.1325 | 47719.1325 | 47719.1325 | 47719.1325 | 47719.1325 | 0 | 0 | 0 | 0 | 0 | 0 | 0 | 0 | 0 | 0 | 0 | 0 | 0 | 0 | 477191.3252 | 47719.1325 | 95438.265 | 143157.3976 | 190876.5301 | 238595.6626 | 286314.7951 | 334033.9277 | 381753.0602 | 429472.1927 | 477191.3252 | 477191.3252 | 477191.3252 | 477191.3252 | 477191.3252 | 477191.3252 | 477191.3252 | 477191.3252 | 477191.3252 | 477191.3252 | 477191.3252 | 477191.3252 | 477191.3252 | 477191.3252 | 477191.3252 | 0 | 0 | 0 | 0 | 0 | 0 | 0 | 0 | 0 | 0 | 0 | 0 | 0 | 0 | 0 | 0 | 0 | 0 | 0 | 0 | 0 | 0 | 0 | 0 | 0 | 0 | 0 | 0 | 0 | 0 | 0 | 0 | 0 | 0 | 0 | 0 | 0 | 0 | 0 | 0 | 0 | 0 | 0 | 0 | 0 | 0 | 0 | 0 | 0 | 0 | 0 | 0 | 0 | 0 | 0 | 0 | 0 | 0 | 0 | 0 | 0 | 6.8918 | 13.7837 | 20.6755 | 27.5673 | 34.4592 | 41.351 | 48.2428 | 55.1347 | 62.0265 | 68.9183 | 68.9183 | 68.9183 | 68.9183 | 68.9183 | 68.9183 | 68.9183 | 68.9183 | 68.9183 | 68.9183 | 68.9183 | 68.9183 | 68.9183 | 68.9183 | 68.9183 | 0 | 0 | 0 | 0 | 0 | 0 | 0 | 0 | 0 | 0 | 0 | 0 | 0 | 0 | 0 | 0 | 0 | 0 | 0 | 0 | 0 | 0 | 0 | 0 | 0 | 0 | 0 | 0 | 0 | 0 | 0 | 0 | 0 | 0 | 0 | 0 | 0 | 0 | 0 | 0 | 0 | 0 | 0 | 0 | 0 | 0.009815% | 4.6837 | 9.3674 | 14.051 | 18.7347 | 23.4184 | 28.1021 | 32.7858 | 37.4694 | 42.1531 | 46.8368 | 46.8368 | 46.8368 | 46.8368 | 46.8368 | 46.8368 | 46.8368 | 46.8368 | 46.8368 | 46.8368 | 46.8368 | 46.8368 | 46.8368 | 46.8368 | 46.8368
Yes | ResAerators_PSE | M_Input | PSE Business Case "QC _APPROVED_Measure Case_Aerator_2020" | 2020 | Retro | 2022 | 2041 | PSE | Residential | Manufactured LI | Gas | Per Aerator - Kitchen - LIW | Per Aerator - Kitchen - LIW | 11.35 | LIW: Aerator - 1.5 gpm - MH - TG |  | 0 | 10 | 11.35 | 0 |  | 5.22 | 0 | 0 | 0 | 0 | 0 | 0 | 2.27 |  | 0 | 0 | 0 | Water Heat | Gas Water Heat | Aerators | ResDHW | 0.01444% | 0% | 83.15% | 1.0446 |  | 85% | 10% | 85% | 6.8% | 0.2% | 17.8287 | 0.20148 | 1.803 | 0 | 17.2287 | 0 | 0 | 0 | -25.7845 |  | 0 | -1.0556 | 0 | 01. ($9,999.000) to $0.028 | 1 | -1.0556 | 01. ($9,999.00) to $0.22 | 1 | 0 | 0 | 0 | 0 | 0 | 0 | 0 | 0 | 0 | 0 | 0 | 0 | 0 | 0 | 0 | 0 | 0 | 0 | 0 | 0 | 0 | 0 | 0 | 0 | 0 | 0 | 0 | 0 | 0 | 0 | 0 | 0 | 0 | 0 | 0 | 0 | 0 | 0 | 0 | 0 | 0 | 0 | 0 | 0 | 0 | 0 | 0 | 0 | 0 | 0 | 0 | 0 | 0 | 0 | 0 | 0 | 0 | 0 | 0 | 0 | 0 | 0 | 0 | 0 | 0 | 0 | 0 | 0 | 0 | 0 | 0 | 0 | 0 | 16.1781 | 16.1781 | 16.1781 | 16.1781 | 16.1781 | 16.1781 | 16.1781 | 16.1781 | 16.1781 | 16.1781 | 0 | 0 | 0 | 0 | 0 | 0 | 0 | 0 | 0 | 0 | 36.7242 | 36.7242 | 36.7242 | 36.7242 | 36.7242 | 36.7242 | 36.7242 | 36.7242 | 36.7242 | 36.7242 | 0 | 0 | 0 | 0 | 0 | 0 | 0 | 0 | 0 | 0 | 367.2422 | 36.7242 | 73.4484 | 110.1727 | 146.8969 | 183.6211 | 220.3453 | 257.0696 | 293.7938 | 330.518 | 367.2422 | 367.2422 | 367.2422 | 367.2422 | 367.2422 | 367.2422 | 367.2422 | 367.2422 | 367.2422 | 367.2422 | 367.2422 | 0 | 0 | 0 | 0 | 0 | 0 | 0 | 0 | 0 | 0 | 0 | 0 | 0 | 0 | 0 | 0 | 0 | 0 | 0 | 0 | 0 | 0 | 0 | 0 | 0 | 0 | 0 | 0 | 0 | 0 | 0 | 0 | 0 | 0 | 0 | 0 | 0 | 0 | 0 | 0 | 0 | 0 | 0 | 0 | 0 | 0 | 0 | 0 | 0 | 0 | 0 | 0 | 0 | 0 | 0 | 0 | 0 | 0 | 0 | 0 | 0 | 0 | 0 | 0 | 0 | 0 | 0 | 0 | 0 | 0.009815% | 0 | 0 | 0 | 0 | 0 | 0 | 0 | 0 | 0 | 0 | 0 | 0 | 0 | 0 | 0 | 0 | 0 | 0 | 0 | 0 | 0 | 0 | 0 | 0
Yes | ResAerators_PSE | M_Input | PSE Business Case "QC _APPROVED_Measure Case_Aerator_2020" | 2020 | Retro | 2022 | 2045 | PSE | Residential | Single Family LI | Electric | Per Aerator - Kitchen - LIW | Per Aerator - Kitchen - LIW | 11.35 | LIW: Aerator - 1.5 gpm - SF - TE |  | 19.8 | 10 | 11.35 | 0 |  | 4.94 | 0 | 0 | 0 | 0 | 0 | 0 | 0 |  | 0 | 0 | 0 | Water Heat | Electric Water Heat | Aerators | ResDHW | 0.01444% | 29.91% | 0% | 1.0492 |  | 85% | 10% | 85% | 6.8% | 0.2% | 9.2569 | 0.42094 | 0.96779 | 18.7896 | 0 | 0 | 0 | -25.3309 | 0 |  | -0.10959 | 0 | -0.10959 | 01. ($9,999.000) to $0.028 | 1 | 0 | 01. ($9,999.00) to $0.22 | 1 | 2412.7868 | 2407.3078 | 2401.8412 | 2396.3871 | 2390.9453 | 2385.5159 | 2380.0989 | 2374.6941 | 2369.3016 | 2363.9213 | 0 | 0 | 0 | 0 | 0 | 0 | 0 | 0 | 0 | 0 | 0 | 0 | 0 | 0 | 47773.1785 | 47664.6943 | 47556.4565 | 47448.4644 | 47340.7176 | 47233.2155 | 47125.9574 | 47018.943 | 46912.1715 | 46805.6425 | 0 | 0 | 0 | 0 | 0 | 0 | 0 | 0 | 0 | 0 | 0 | 0 | 0 | 0 | 472879.4412 | 47773.1785 | 95437.8728 | 142994.3293 | 190442.7937 | 237783.5113 | 285016.7268 | 332142.6842 | 379161.6272 | 426073.7987 | 472879.4412 | 472879.4412 | 472879.4412 | 472879.4412 | 472879.4412 | 472879.4412 | 472879.4412 | 472879.4412 | 472879.4412 | 472879.4412 | 472879.4412 | 472879.4412 | 472879.4412 | 472879.4412 | 472879.4412 | 0 | 0 | 0 | 0 | 0 | 0 | 0 | 0 | 0 | 0 | 0 | 0 | 0 | 0 | 0 | 0 | 0 | 0 | 0 | 0 | 0 | 0 | 0 | 0 | 0 | 0 | 0 | 0 | 0 | 0 | 0 | 0 | 0 | 0 | 0 | 0 | 0 | 0 | 0 | 0 | 0 | 0 | 0 | 0 | 0 | 0 | 0 | 0 | 0 | 0 | 0 | 0 | 0 | 0 | 0 | 0 | 0 | 0 | 0 | 0 | 0 | 6.8996 | 13.7836 | 20.6519 | 27.5047 | 34.3419 | 41.1635 | 47.9697 | 54.7604 | 61.5357 | 68.2956 | 68.2956 | 68.2956 | 68.2956 | 68.2956 | 68.2956 | 68.2956 | 68.2956 | 68.2956 | 68.2956 | 68.2956 | 68.2956 | 68.2956 | 68.2956 | 68.2956 | 0 | 0 | 0 | 0 | 0 | 0 | 0 | 0 | 0 | 0 | 0 | 0 | 0 | 0 | 0 | 0 | 0 | 0 | 0 | 0 | 0 | 0 | 0 | 0 | 0 | 0 | 0 | 0 | 0 | 0 | 0 | 0 | 0 | 0 | 0 | 0 | 0 | 0 | 0 | 0 | 0 | 0 | 0 | 0 | 0 | 0.009815% | 4.689 | 9.3673 | 14.035 | 18.6922 | 23.3387 | 27.9747 | 32.6001 | 37.2151 | 41.8196 | 46.4136 | 46.4136 | 46.4136 | 46.4136 | 46.4136 | 46.4136 | 46.4136 | 46.4136 | 46.4136 | 46.4136 | 46.4136 | 46.4136 | 46.4136 | 46.4136 | 46.4136
Yes | ResAerators_PSE | M_Input | PSE Business Case "QC _APPROVED_Measure Case_Aerator_2020" | 2020 | Retro | 2022 | 2041 | PSE | Residential | Single Family LI | Gas | Per Aerator - Kitchen - LIW | Per Aerator - Kitchen - LIW | 11.35 | LIW: Aerator - 1.5 gpm - SF - TG |  | 0 | 10 | 11.35 | 0 |  | 4.94 | 0 | 0 | 0 | 0 | 0 | 0 | 2.36 |  | 0 | 0 | 0 | Water Heat | Gas Water Heat | Aerators | ResDHW | 0.01444% | 0% | 72.97% | 1.0492 |  | 85% | 10% | 85% | 6.8% | 0.2% | 18.5356 | 0.20947 | 1.8745 | 0 | 17.2287 | 0 | 0 | 0 | -23.8288 |  | 0 | -0.93832 | 0 | 01. ($9,999.000) to $0.028 | 1 | -0.93832 | 01. ($9,999.00) to $0.22 | 1 | 0 | 0 | 0 | 0 | 0 | 0 | 0 | 0 | 0 | 0 | 0 | 0 | 0 | 0 | 0 | 0 | 0 | 0 | 0 | 0 | 0 | 0 | 0 | 0 | 0 | 0 | 0 | 0 | 0 | 0 | 0 | 0 | 0 | 0 | 0 | 0 | 0 | 0 | 0 | 0 | 0 | 0 | 0 | 0 | 0 | 0 | 0 | 0 | 0 | 0 | 0 | 0 | 0 | 0 | 0 | 0 | 0 | 0 | 0 | 0 | 0 | 0 | 0 | 0 | 0 | 0 | 0 | 0 | 0 | 0 | 0 | 0 | 0 | 3695.3142 | 3686.9229 | 3678.5505 | 3670.1972 | 3661.8629 | 3653.5474 | 3645.2509 | 3636.9732 | 3628.7143 | 3620.4741 | 0 | 0 | 0 | 0 | 0 | 0 | 0 | 0 | 0 | 0 | 8720.9416 | 8701.1379 | 8681.3792 | 8661.6654 | 8641.9964 | 8622.372 | 8602.7921 | 8583.2567 | 8563.7657 | 8544.319 | 0 | 0 | 0 | 0 | 0 | 0 | 0 | 0 | 0 | 0 | 86323.6261 | 8720.9416 | 17422.0796 | 26103.4588 | 34765.1242 | 43407.1206 | 52029.4925 | 60632.2846 | 69215.5414 | 77779.3071 | 86323.6261 | 86323.6261 | 86323.6261 | 86323.6261 | 86323.6261 | 86323.6261 | 86323.6261 | 86323.6261 | 86323.6261 | 86323.6261 | 86323.6261 | 0 | 0 | 0 | 0 | 0 | 0 | 0 | 0 | 0 | 0 | 0 | 0 | 0 | 0 | 0 | 0 | 0 | 0 | 0 | 0 | 0 | 0 | 0 | 0 | 0 | 0 | 0 | 0 | 0 | 0 | 0 | 0 | 0 | 0 | 0 | 0 | 0 | 0 | 0 | 0 | 0 | 0 | 0 | 0 | 0 | 0 | 0 | 0 | 0 | 0 | 0 | 0 | 0 | 0 | 0 | 0 | 0 | 0 | 0 | 0 | 0 | 0 | 0 | 0 | 0 | 0 | 0 | 0 | 0 | 0.009815% | 0 | 0 | 0 | 0 | 0 | 0 | 0 | 0 | 0 | 0 | 0 | 0 | 0 | 0 | 0 | 0 | 0 | 0 | 0 | 0 | 0 | 0 | 0 | 0
No | ResAerators_PSE | M_Input | PSE Business Case "QC _APPROVED_Measure Case_Aerator_2020" | 2020 | Retro | 2022 | 2045 | PSE | Residential | Single Family | Electric | Per Aerator - Bathroom - HMPT | Per Aerator - Bathroom - HMPT | 0.45 | HMPT: Aerator - EWH - 1.0 gpm |  | 34.78 | 10 | 0.45 | 0 |  | 4.31 | 0 | 0 | 0 | 0 | 0 | 0 | 0 |  | 0 | 0 | 0 | Water Heat | Electric Water Heat | Aerators | ResDHW | 0.01444% | 29.91% | 0% | 2.6294 |  | 85% | 10% | 85% | 6.8% | 0.2% | 16.2604 | 0.73942 | 1.7 | 0.74496 | 0 | 0 | 0 | -51.9173 | 0 |  | -0.12787 | 0 | -0.12787 | 01. ($9,999.000) to $0.028 | 1 | 0 | 01. ($9,999.00) to $0.22 | 1 | 33346.3378 | 33270.6156 | 33195.0653 | 33119.6866 | 33044.479 | 32969.4422 | 32894.5758 | 32819.8795 | 32745.3527 | 32670.9951 | 0 | 0 | 0 | 0 | 0 | 0 | 0 | 0 | 0 | 0 | 0 | 0 | 0 | 0 | 1159785.6304 | 1157152.0109 | 1154524.3717 | 1151902.6994 | 1149286.9803 | 1146677.2009 | 1144073.3477 | 1141475.4074 | 1138883.3664 | 1136297.2113 | 0 | 0 | 0 | 0 | 0 | 0 | 0 | 0 | 0 | 0 | 0 | 0 | 0 | 0 | 11480058.2264 | 1159785.6304 | 2316937.6413 | 3471462.013 | 4623364.7124 | 5772651.6927 | 6919328.8936 | 8063402.2413 | 9204877.6487 | 10343761.0151 | 11480058.2264 | 11480058.2264 | 11480058.2264 | 11480058.2264 | 11480058.2264 | 11480058.2264 | 11480058.2264 | 11480058.2264 | 11480058.2264 | 11480058.2264 | 11480058.2264 | 11480058.2264 | 11480058.2264 | 11480058.2264 | 11480058.2264 | 0 | 0 | 0 | 0 | 0 | 0 | 0 | 0 | 0 | 0 | 0 | 0 | 0 | 0 | 0 | 0 | 0 | 0 | 0 | 0 | 0 | 0 | 0 | 0 | 0 | 0 | 0 | 0 | 0 | 0 | 0 | 0 | 0 | 0 | 0 | 0 | 0 | 0 | 0 | 0 | 0 | 0 | 0 | 0 | 0 | 0 | 0 | 0 | 0 | 0 | 0 | 0 | 0 | 0 | 0 | 0 | 0 | 0 | 0 | 0 | 0 | 167.502 | 334.6236 | 501.3657 | 667.7292 | 833.7149 | 999.3237 | 1164.5565 | 1329.414 | 1493.8972 | 1658.0069 | 1658.0069 | 1658.0069 | 1658.0069 | 1658.0069 | 1658.0069 | 1658.0069 | 1658.0069 | 1658.0069 | 1658.0069 | 1658.0069 | 1658.0069 | 1658.0069 | 1658.0069 | 1658.0069 | 0 | 0 | 0 | 0 | 0 | 0 | 0 | 0 | 0 | 0 | 0 | 0 | 0 | 0 | 0 | 0 | 0 | 0 | 0 | 0 | 0 | 0 | 0 | 0 | 0 | 0 | 0 | 0 | 0 | 0 | 0 | 0 | 0 | 0 | 0 | 0 | 0 | 0 | 0 | 0 | 0 | 0 | 0 | 0 | 0 | 0.009815% | 113.8341 | 227.4097 | 340.7275 | 453.7879 | 566.5915 | 679.139 | 791.431 | 903.4679 | 1015.2505 | 1126.7792 | 1126.7792 | 1126.7792 | 1126.7792 | 1126.7792 | 1126.7792 | 1126.7792 | 1126.7792 | 1126.7792 | 1126.7792 | 1126.7792 | 1126.7792 | 1126.7792 | 1126.7792 | 1126.7792
No | ResAerators_PSE | M_Input | PSE Business Case "QC _APPROVED_Measure Case_Aerator_2020" | 2020 | Retro | 2022 | 2045 | PSE | Residential | Single Family | Electric | Per Aerator - Kitchen - HMPT | Per Aerator - Kitchen - HMPT | 1.17 | HMPT: Aerator - EWH - 1.5 gpm |  | 58.03 | 10 | 1.17 | 0 |  | 5.98 | 0 | 0 | 0 | 0 | 0 | 0 | 0 |  | 0 | 0 | 0 | Water Heat | Electric Water Heat | Aerators | ResDHW | 0.01444% | 29.91% | 0% | 1.0492 |  | 85% | 10% | 85% | 6.8% | 0.2% | 27.1302 | 1.2337 | 2.8364 | 1.9369 | 0 | 0 | 0 | -71.7069 | 0 |  | -0.10585 | 0 | -0.10585 | 01. ($9,999.000) to $0.028 | 1 | 0 | 01. ($9,999.00) to $0.22 | 1 | 13305.4956 | 13275.2818 | 13245.1365 | 13215.0597 | 13185.0512 | 13155.1108 | 13125.2384 | 13095.4339 | 13065.697 | 13036.0277 | 0 | 0 | 0 | 0 | 0 | 0 | 0 | 0 | 0 | 0 | 0 | 0 | 0 | 0 | 772117.9117 | 770364.6008 | 768615.2713 | 766869.9141 | 765128.5202 | 763391.0807 | 761657.5865 | 759928.0287 | 758202.3983 | 756480.6865 | 0 | 0 | 0 | 0 | 0 | 0 | 0 | 0 | 0 | 0 | 0 | 0 | 0 | 0 | 7642755.9986 | 772117.9117 | 1542482.5125 | 2311097.7837 | 3077967.6978 | 3843096.218 | 4606487.2987 | 5368144.8852 | 6128072.9138 | 6886275.3121 | 7642755.9986 | 7642755.9986 | 7642755.9986 | 7642755.9986 | 7642755.9986 | 7642755.9986 | 7642755.9986 | 7642755.9986 | 7642755.9986 | 7642755.9986 | 7642755.9986 | 7642755.9986 | 7642755.9986 | 7642755.9986 | 7642755.9986 | 0 | 0 | 0 | 0 | 0 | 0 | 0 | 0 | 0 | 0 | 0 | 0 | 0 | 0 | 0 | 0 | 0 | 0 | 0 | 0 | 0 | 0 | 0 | 0 | 0 | 0 | 0 | 0 | 0 | 0 | 0 | 0 | 0 | 0 | 0 | 0 | 0 | 0 | 0 | 0 | 0 | 0 | 0 | 0 | 0 | 0 | 0 | 0 | 0 | 0 | 0 | 0 | 0 | 0 | 0 | 0 | 0 | 0 | 0 | 0 | 0 | 111.5131 | 222.773 | 333.7802 | 444.5353 | 555.039 | 665.2917 | 775.2941 | 885.0466 | 994.55 | 1103.8047 | 1103.8047 | 1103.8047 | 1103.8047 | 1103.8047 | 1103.8047 | 1103.8047 | 1103.8047 | 1103.8047 | 1103.8047 | 1103.8047 | 1103.8047 | 1103.8047 | 1103.8047 | 1103.8047 | 0 | 0 | 0 | 0 | 0 | 0 | 0 | 0 | 0 | 0 | 0 | 0 | 0 | 0 | 0 | 0 | 0 | 0 | 0 | 0 | 0 | 0 | 0 | 0 | 0 | 0 | 0 | 0 | 0 | 0 | 0 | 0 | 0 | 0 | 0 | 0 | 0 | 0 | 0 | 0 | 0 | 0 | 0 | 0 | 0 | 0.009815% | 75.7841 | 151.3962 | 226.8366 | 302.1056 | 377.2037 | 452.1313 | 526.8888 | 601.4765 | 675.8948 | 750.1441 | 750.1441 | 750.1441 | 750.1441 | 750.1441 | 750.1441 | 750.1441 | 750.1441 | 750.1441 | 750.1441 | 750.1441 | 750.1441 | 750.1441 | 750.1441 | 750.1441
No | ResAerators_PSE | M_Input | PSE Business Case "QC _APPROVED_Measure Case_Aerator_2020" | 2020 | Retro | 2022 | 2041 | PSE | Residential | Single Family | Gas | Per Aerator - Bathroom - HMPT | Per Aerator - Bathroom - HMPT | 0.45 | HMPT: Aerator - GWH - 1.0 gpm |  | 0 | 10 | 0.45 | 0 |  | 4.31 | 0 | 0 | 0 | 0 | 0 | 0 | 1.52 |  | 0 | 0 | 0 | Water Heat | Gas Water Heat | Aerators | ResDHW | 0.01444% | 0% | 72.97% | 2.6294 |  | 85% | 10% | 85% | 6.8% | 0.2% | 11.9382 | 0.13491 | 1.2073 | 0 | 0.68308 | 0 | 0 | 0 | -46.9478 |  | 0 | -2.8703 | 0 | 01. ($9,999.000) to $0.028 | 1 | -2.8703 | 01. ($9,999.00) to $0.22 | 1 | 0 | 0 | 0 | 0 | 0 | 0 | 0 | 0 | 0 | 0 | 0 | 0 | 0 | 0 | 0 | 0 | 0 | 0 | 0 | 0 | 0 | 0 | 0 | 0 | 0 | 0 | 0 | 0 | 0 | 0 | 0 | 0 | 0 | 0 | 0 | 0 | 0 | 0 | 0 | 0 | 0 | 0 | 0 | 0 | 0 | 0 | 0 | 0 | 0 | 0 | 0 | 0 | 0 | 0 | 0 | 0 | 0 | 0 | 0 | 0 | 0 | 0 | 0 | 0 | 0 | 0 | 0 | 0 | 0 | 0 | 0 | 0 | 0 | 92726.6278 | 92516.0659 | 92305.9822 | 92096.3755 | 91887.2447 | 91678.5889 | 91470.4069 | 91262.6976 | 91055.46 | 90848.6929 | 0 | 0 | 0 | 0 | 0 | 0 | 0 | 0 | 0 | 0 | 140944.4743 | 140624.4202 | 140305.0929 | 139986.4907 | 139668.612 | 139351.4551 | 139035.0185 | 138719.3003 | 138404.2991 | 138090.0132 | 0 | 0 | 0 | 0 | 0 | 0 | 0 | 0 | 0 | 0 | 1395129.1764 | 140944.4743 | 281568.8945 | 421873.9874 | 561860.4781 | 701529.0901 | 840880.5452 | 979915.5637 | 1118634.864 | 1257039.1631 | 1395129.1764 | 1395129.1764 | 1395129.1764 | 1395129.1764 | 1395129.1764 | 1395129.1764 | 1395129.1764 | 1395129.1764 | 1395129.1764 | 1395129.1764 | 1395129.1764 | 0 | 0 | 0 | 0 | 0 | 0 | 0 | 0 | 0 | 0 | 0 | 0 | 0 | 0 | 0 | 0 | 0 | 0 | 0 | 0 | 0 | 0 | 0 | 0 | 0 | 0 | 0 | 0 | 0 | 0 | 0 | 0 | 0 | 0 | 0 | 0 | 0 | 0 | 0 | 0 | 0 | 0 | 0 | 0 | 0 | 0 | 0 | 0 | 0 | 0 | 0 | 0 | 0 | 0 | 0 | 0 | 0 | 0 | 0 | 0 | 0 | 0 | 0 | 0 | 0 | 0 | 0 | 0 | 0 | 0.009815% | 0 | 0 | 0 | 0 | 0 | 0 | 0 | 0 | 0 | 0 | 0 | 0 | 0 | 0 | 0 | 0 | 0 | 0 | 0 | 0 | 0 | 0 | 0 | 0
No | ResAerators_PSE | M_Input | PSE Business Case "QC _APPROVED_Measure Case_Aerator_2020" | 2020 | Retro | 2022 | 2041 | PSE | Residential | Single Family | Gas | Per Aerator - Kitchen - HMPT | Per Aerator - Kitchen - HMPT | 1.17 | HMPT: Aerator - GWH - 1.5 gpm |  | 0 | 10 | 1.17 | 0 |  | 5.98 | 0 | 0 | 0 | 0 | 0 | 0 | 2.1 |  | 0 | 0 | 0 | Water Heat | Gas Water Heat | Aerators | ResDHW | 0.01444% | 0% | 72.97% | 1.0492 |  | 85% | 10% | 85% | 6.8% | 0.2% | 16.4935 | 0.18639 | 1.668 | 0 | 1.776 | 0 | 0 | 0 | -64.1934 |  | 0 | -2.8407 | 0 | 01. ($9,999.000) to $0.028 | 1 | -2.8407 | 01. ($9,999.00) to $0.22 | 1 | 0 | 0 | 0 | 0 | 0 | 0 | 0 | 0 | 0 | 0 | 0 | 0 | 0 | 0 | 0 | 0 | 0 | 0 | 0 | 0 | 0 | 0 | 0 | 0 | 0 | 0 | 0 | 0 | 0 | 0 | 0 | 0 | 0 | 0 | 0 | 0 | 0 | 0 | 0 | 0 | 0 | 0 | 0 | 0 | 0 | 0 | 0 | 0 | 0 | 0 | 0 | 0 | 0 | 0 | 0 | 0 | 0 | 0 | 0 | 0 | 0 | 0 | 0 | 0 | 0 | 0 | 0 | 0 | 0 | 0 | 0 | 0 | 0 | 36998.7777 | 36914.7616 | 36830.9362 | 36747.3012 | 36663.8561 | 36580.6005 | 36497.534 | 36414.6561 | 36331.9664 | 36249.4644 | 0 | 0 | 0 | 0 | 0 | 0 | 0 | 0 | 0 | 0 | 77697.4332 | 77520.9993 | 77344.9661 | 77169.3326 | 76994.0979 | 76819.2611 | 76644.8214 | 76470.7778 | 76297.1294 | 76123.8753 | 0 | 0 | 0 | 0 | 0 | 0 | 0 | 0 | 0 | 0 | 769082.694 | 77697.4332 | 155218.4325 | 232563.3986 | 309732.7312 | 386726.8291 | 463546.0902 | 540190.9116 | 616661.6894 | 692958.8187 | 769082.694 | 769082.694 | 769082.694 | 769082.694 | 769082.694 | 769082.694 | 769082.694 | 769082.694 | 769082.694 | 769082.694 | 769082.694 | 0 | 0 | 0 | 0 | 0 | 0 | 0 | 0 | 0 | 0 | 0 | 0 | 0 | 0 | 0 | 0 | 0 | 0 | 0 | 0 | 0 | 0 | 0 | 0 | 0 | 0 | 0 | 0 | 0 | 0 | 0 | 0 | 0 | 0 | 0 | 0 | 0 | 0 | 0 | 0 | 0 | 0 | 0 | 0 | 0 | 0 | 0 | 0 | 0 | 0 | 0 | 0 | 0 | 0 | 0 | 0 | 0 | 0 | 0 | 0 | 0 | 0 | 0 | 0 | 0 | 0 | 0 | 0 | 0 | 0.009815% | 0 | 0 | 0 | 0 | 0 | 0 | 0 | 0 | 0 | 0 | 0 | 0 | 0 | 0 | 0 | 0 | 0 | 0 | 0 | 0 | 0 | 0 | 0 | 0
No | ResAerators_PSE | M_Input | PSE Business Case "QC _APPROVED_Measure Case_Aerator_2020" | 2020 | Retro | 2022 | 2045 | PSE | Residential | Multifamily | Electric | Per Aerator - Bathroom - MFRFT | Per Aerator - Bathroom - MFRFT | 2 | MFRFT: Aerator - DI - EWH - 1.0 gpm |  | 48 | 10 | 2 | 0 |  | 5.89 | 0 | 0 | 0 | 0 | 0 | 0 | 0 |  | 0 | 0 | 0 | Water Heat | Electric Water Heat | Aerators | ResDHW | 0.01444% | 46.45% | 0% | 1.4714 |  | 85% | 10% | 85% | 6.8% | 0.2% | 22.441 | 1.0205 | 2.3461 | 3.3109 | 0 | 0 | 0 | -68.4127 | 0 |  | -0.12209 | 0 | -0.12209 | 01. ($9,999.000) to $0.028 | 1 | 0 | 01. ($9,999.00) to $0.22 | 1 | 10548.7364 | 10524.7822 | 10500.8823 | 10477.0367 | 10453.2453 | 10429.5079 | 10405.8244 | 10382.1946 | 10358.6185 | 10335.096 | 0 | 0 | 0 | 0 | 0 | 0 | 0 | 0 | 0 | 0 | 0 | 0 | 0 | 0 | 506339.3488 | 505189.5444 | 504042.3509 | 502897.7626 | 501755.7734 | 500616.3775 | 499479.5689 | 498345.3418 | 497213.6903 | 496084.6086 | 0 | 0 | 0 | 0 | 0 | 0 | 0 | 0 | 0 | 0 | 0 | 0 | 0 | 0 | 5011964.367 | 506339.3488 | 1011528.8931 | 1515571.2441 | 2018469.0067 | 2520224.7801 | 3020841.1575 | 3520320.7264 | 4018666.0682 | 4515879.7585 | 5011964.367 | 5011964.367 | 5011964.367 | 5011964.367 | 5011964.367 | 5011964.367 | 5011964.367 | 5011964.367 | 5011964.367 | 5011964.367 | 5011964.367 | 5011964.367 | 5011964.367 | 5011964.367 | 5011964.367 | 0 | 0 | 0 | 0 | 0 | 0 | 0 | 0 | 0 | 0 | 0 | 0 | 0 | 0 | 0 | 0 | 0 | 0 | 0 | 0 | 0 | 0 | 0 | 0 | 0 | 0 | 0 | 0 | 0 | 0 | 0 | 0 | 0 | 0 | 0 | 0 | 0 | 0 | 0 | 0 | 0 | 0 | 0 | 0 | 0 | 0 | 0 | 0 | 0 | 0 | 0 | 0 | 0 | 0 | 0 | 0 | 0 | 0 | 0 | 0 | 0 | 73.128 | 146.09 | 218.8863 | 291.5173 | 363.9833 | 436.2848 | 508.4222 | 580.3957 | 652.2057 | 723.8527 | 723.8527 | 723.8527 | 723.8527 | 723.8527 | 723.8527 | 723.8527 | 723.8527 | 723.8527 | 723.8527 | 723.8527 | 723.8527 | 723.8527 | 723.8527 | 723.8527 | 0 | 0 | 0 | 0 | 0 | 0 | 0 | 0 | 0 | 0 | 0 | 0 | 0 | 0 | 0 | 0 | 0 | 0 | 0 | 0 | 0 | 0 | 0 | 0 | 0 | 0 | 0 | 0 | 0 | 0 | 0 | 0 | 0 | 0 | 0 | 0 | 0 | 0 | 0 | 0 | 0 | 0 | 0 | 0 | 0 | 0.009815% | 49.6977 | 99.2826 | 148.7548 | 198.1147 | 247.3626 | 296.4986 | 345.523 | 394.4361 | 443.2381 | 491.9293 | 491.9293 | 491.9293 | 491.9293 | 491.9293 | 491.9293 | 491.9293 | 491.9293 | 491.9293 | 491.9293 | 491.9293 | 491.9293 | 491.9293 | 491.9293 | 491.9293
No | ResAerators_PSE | M_Input | PSE Business Case "QC _APPROVED_Measure Case_Aerator_2020" | 2020 | Retro | 2022 | 2041 | PSE | Residential | Multifamily | Gas | Per Aerator - Bathroom - MFRFT | Per Aerator - Bathroom - MFRFT | 2 | MFRFT: Aerator - DI - GWH - 1.0 gpm |  | 0 | 10 | 2 | 0 |  | 5.89 | 0 | 0 | 0 | 0 | 0 | 0 | 2 |  | 0 | 0 | 0 | Water Heat | Gas Water Heat | Aerators | ResDHW | 0.01444% | 0% | 45.46% | 1.4714 |  | 0% | 10% | 85% | 6.8% | 0.2% | 15.7081 | 0.17752 | 1.5886 | 0 | 3.0359 | 0 | 0 | 0 | -61.7108 |  | 0 | -2.8674 | 0 | 01. ($9,999.000) to $0.028 | 1 | -2.8674 | 01. ($9,999.00) to $0.22 | 1 | 0 | 0 | 0 | 0 | 0 | 0 | 0 | 0 | 0 | 0 | 0 | 0 | 0 | 0 | 0 | 0 | 0 | 0 | 0 | 0 | 0 | 0 | 0 | 0 | 0 | 0 | 0 | 0 | 0 | 0 | 0 | 0 | 0 | 0 | 0 | 0 | 0 | 0 | 0 | 0 | 0 | 0 | 0 | 0 | 0 | 0 | 0 | 0 | 0 | 0 | 0 | 0 | 0 | 0 | 0 | 0 | 0 | 0 | 0 | 0 | 0 | 0 | 0 | 0 | 0 | 0 | 0 | 0 | 0 | 0 | 0 | 0 | 0 | 0 | 0 | 0 | 0 | 0 | 0 | 0 | 0 | 0 | 0 | 0 | 0 | 0 | 0 | 0 | 0 | 0 | 0 | 0 | 0 | 0 | 0 | 0 | 0 | 0 | 0 | 0 | 0 | 0 | 0 | 0 | 0 | 0 | 0 | 0 | 0 | 0 | 0 | 0 | 0 | 0 | 0 | 0 | 0 | 0 | 0 | 0 | 0 | 0 | 0 | 0 | 0 | 0 | 0 | 0 | 0 | 0 | 0 | 0 | 0 | 0 | 0 | 0 | 0 | 0 | 0 | 0 | 0 | 0 | 0 | 0 | 0 | 0 | 0 | 0 | 0 | 0 | 0 | 0 | 0 | 0 | 0 | 0 | 0 | 0 | 0 | 0 | 0 | 0 | 0 | 0 | 0 | 0 | 0 | 0 | 0 | 0 | 0 | 0 | 0 | 0 | 0 | 0 | 0 | 0 | 0 | 0 | 0 | 0 | 0 | 0 | 0 | 0 | 0 | 0 | 0 | 0 | 0 | 0 | 0 | 0 | 0 | 0 | 0 | 0 | 0 | 0 | 0 | 0 | 0 | 0.009815% | 0 | 0 | 0 | 0 | 0 | 0 | 0 | 0 | 0 | 0 | 0 | 0 | 0 | 0 | 0 | 0 | 0 | 0 | 0 | 0 | 0 | 0 | 0 | 0
No | ResAerators_PSE | M_Input | PSE Business Case "QC _APPROVED_Measure Case_Aerator_2020" | 2020 | Retro | 2022 | 2045 | PSE | Residential | Multifamily | Electric | Per Aerator - Kitchen - MFRFT | Per Aerator - Kitchen - MFRFT | 2 | MFRFT: Aerator - DI - EWH - 1.5 gpm |  | 44 | 10 | 2 | 0 |  | 4.53 | 0 | 0 | 0 | 0 | 0 | 0 | 0 |  | 0 | 0 | 0 | Water Heat | Electric Water Heat | Aerators | ResDHW | 0.01444% | 46.45% | 0% | 0.92598 |  | 85% | 10% | 85% | 6.8% | 0.2% | 20.5709 | 0.93543 | 2.1506 | 3.3109 | 0 | 0 | 0 | -52.2562 | 0 |  | -0.10174 | 0 | -0.10174 | 01. ($9,999.000) to $0.028 | 1 | 0 | 01. ($9,999.00) to $0.22 | 1 | 6638.3187 | 6623.2443 | 6608.2041 | 6593.1981 | 6578.2262 | 6563.2882 | 6548.3842 | 6533.514 | 6518.6776 | 6503.8748 | 0 | 0 | 0 | 0 | 0 | 0 | 0 | 0 | 0 | 0 | 0 | 0 | 0 | 0 | 292086.0239 | 291422.7498 | 290760.9818 | 290100.7166 | 289441.9507 | 288784.6808 | 288128.9034 | 287474.6151 | 286821.8127 | 286170.4926 | 0 | 0 | 0 | 0 | 0 | 0 | 0 | 0 | 0 | 0 | 0 | 0 | 0 | 0 | 2891192.9274 | 292086.0239 | 583508.7737 | 874269.7555 | 1164370.4721 | 1453812.4229 | 1742597.1036 | 2030726.007 | 2318200.6222 | 2605022.4348 | 2891192.9274 | 2891192.9274 | 2891192.9274 | 2891192.9274 | 2891192.9274 | 2891192.9274 | 2891192.9274 | 2891192.9274 | 2891192.9274 | 2891192.9274 | 2891192.9274 | 2891192.9274 | 2891192.9274 | 2891192.9274 | 2891192.9274 | 0 | 0 | 0 | 0 | 0 | 0 | 0 | 0 | 0 | 0 | 0 | 0 | 0 | 0 | 0 | 0 | 0 | 0 | 0 | 0 | 0 | 0 | 0 | 0 | 0 | 0 | 0 | 0 | 0 | 0 | 0 | 0 | 0 | 0 | 0 | 0 | 0 | 0 | 0 | 0 | 0 | 0 | 0 | 0 | 0 | 0 | 0 | 0 | 0 | 0 | 0 | 0 | 0 | 0 | 0 | 0 | 0 | 0 | 0 | 0 | 0 | 42.1845 | 84.2732 | 126.2664 | 168.1641 | 209.9668 | 251.6745 | 293.2875 | 334.806 | 376.2302 | 417.5604 | 417.5604 | 417.5604 | 417.5604 | 417.5604 | 417.5604 | 417.5604 | 417.5604 | 417.5604 | 417.5604 | 417.5604 | 417.5604 | 417.5604 | 417.5604 | 417.5604 | 0 | 0 | 0 | 0 | 0 | 0 | 0 | 0 | 0 | 0 | 0 | 0 | 0 | 0 | 0 | 0 | 0 | 0 | 0 | 0 | 0 | 0 | 0 | 0 | 0 | 0 | 0 | 0 | 0 | 0 | 0 | 0 | 0 | 0 | 0 | 0 | 0 | 0 | 0 | 0 | 0 | 0 | 0 | 0 | 0 | 0.009815% | 28.6685 | 57.272 | 85.8104 | 114.2841 | 142.6931 | 171.0376 | 199.3178 | 227.5337 | 255.6856 | 283.7735 | 283.7735 | 283.7735 | 283.7735 | 283.7735 | 283.7735 | 283.7735 | 283.7735 | 283.7735 | 283.7735 | 283.7735 | 283.7735 | 283.7735 | 283.7735 | 283.7735
No | ResAerators_PSE | M_Input | PSE Business Case "QC _APPROVED_Measure Case_Aerator_2020" | 2020 | Retro | 2022 | 2041 | PSE | Residential | Multifamily | Gas | Per Aerator - Kitchen - MFRFT | Per Aerator - Kitchen - MFRFT | 2 | MFRFT: Aerator - DI - GWH - 1.5 gpm |  | 0 | 10 | 2 | 0 |  | 4.53 | 0 | 0 | 0 | 0 | 0 | 0 | 2 |  | 0 | 0 | 0 | Water Heat | Gas Water Heat | Aerators | ResDHW | 0.01444% | 0% | 45.46% | 0.92598 |  | 0% | 10% | 85% | 6.8% | 0.2% | 15.7081 | 0.17752 | 1.5886 | 0 | 3.0359 | 0 | 0 | 0 | -47.0762 |  | 0 | -2.1874 | 0 | 01. ($9,999.000) to $0.028 | 1 | -2.1874 | 01. ($9,999.00) to $0.22 | 1 | 0 | 0 | 0 | 0 | 0 | 0 | 0 | 0 | 0 | 0 | 0 | 0 | 0 | 0 | 0 | 0 | 0 | 0 | 0 | 0 | 0 | 0 | 0 | 0 | 0 | 0 | 0 | 0 | 0 | 0 | 0 | 0 | 0 | 0 | 0 | 0 | 0 | 0 | 0 | 0 | 0 | 0 | 0 | 0 | 0 | 0 | 0 | 0 | 0 | 0 | 0 | 0 | 0 | 0 | 0 | 0 | 0 | 0 | 0 | 0 | 0 | 0 | 0 | 0 | 0 | 0 | 0 | 0 | 0 | 0 | 0 | 0 | 0 | 0 | 0 | 0 | 0 | 0 | 0 | 0 | 0 | 0 | 0 | 0 | 0 | 0 | 0 | 0 | 0 | 0 | 0 | 0 | 0 | 0 | 0 | 0 | 0 | 0 | 0 | 0 | 0 | 0 | 0 | 0 | 0 | 0 | 0 | 0 | 0 | 0 | 0 | 0 | 0 | 0 | 0 | 0 | 0 | 0 | 0 | 0 | 0 | 0 | 0 | 0 | 0 | 0 | 0 | 0 | 0 | 0 | 0 | 0 | 0 | 0 | 0 | 0 | 0 | 0 | 0 | 0 | 0 | 0 | 0 | 0 | 0 | 0 | 0 | 0 | 0 | 0 | 0 | 0 | 0 | 0 | 0 | 0 | 0 | 0 | 0 | 0 | 0 | 0 | 0 | 0 | 0 | 0 | 0 | 0 | 0 | 0 | 0 | 0 | 0 | 0 | 0 | 0 | 0 | 0 | 0 | 0 | 0 | 0 | 0 | 0 | 0 | 0 | 0 | 0 | 0 | 0 | 0 | 0 | 0 | 0 | 0 | 0 | 0 | 0 | 0 | 0 | 0 | 0 | 0 | 0.009815% | 0 | 0 | 0 | 0 | 0 | 0 | 0 | 0 | 0 | 0 | 0 | 0 | 0 | 0 | 0 | 0 | 0 | 0 | 0 | 0 | 0 | 0 | 0 | 0
No | ResAerators_PSE | M_Input | PSE Business Case "QC _APPROVED_Measure Case_Aerator_2020" | 2020 | Retro | 2022 | 2041 | PSE | Residential | Multifamily | Gas | Per Aerator - Bathroom - MFRFT - Product Only | Per Aerator - Bathroom - MFRFT - Product Only | 0.51 | MFRFT: Aerator - DI - GWH - 1.0 gpm - Product Only |  | 0 | 10 | 0.51 | 0 |  | 5.89 | 0 | 0 | 0 | 0 | 0 | 0 | 2 |  | 0 | 0 | 0 | Water Heat | Gas Water Heat | Aerators | ResDHW | 0.01444% | 0% | 45.46% | 1.4714 |  | 85% | 10% | 85% | 6.8% | 0.2% | 15.7081 | 0.17752 | 1.5886 | 0 | 0.77415 | 0 | 0 | 0 | -64.2705 |  | 0 | -2.9864 | 0 | 01. ($9,999.000) to $0.028 | 1 | -2.9864 | 01. ($9,999.00) to $0.22 | 1 | 0 | 0 | 0 | 0 | 0 | 0 | 0 | 0 | 0 | 0 | 0 | 0 | 0 | 0 | 0 | 0 | 0 | 0 | 0 | 0 | 0 | 0 | 0 | 0 | 0 | 0 | 0 | 0 | 0 | 0 | 0 | 0 | 0 | 0 | 0 | 0 | 0 | 0 | 0 | 0 | 0 | 0 | 0 | 0 | 0 | 0 | 0 | 0 | 0 | 0 | 0 | 0 | 0 | 0 | 0 | 0 | 0 | 0 | 0 | 0 | 0 | 0 | 0 | 0 | 0 | 0 | 0 | 0 | 0 | 0 | 0 | 0 | 0 | 2729.7903 | 2723.5915 | 2717.4067 | 2711.2359 | 2705.0792 | 2698.9365 | 2692.8077 | 2686.6928 | 2680.5918 | 2674.5047 | 0 | 0 | 0 | 0 | 0 | 0 | 0 | 0 | 0 | 0 | 5459.5806 | 5447.1829 | 5434.8134 | 5422.4719 | 5410.1584 | 5397.873 | 5385.6154 | 5373.3856 | 5361.1836 | 5349.0094 | 0 | 0 | 0 | 0 | 0 | 0 | 0 | 0 | 0 | 0 | 54041.2742 | 5459.5806 | 10906.7636 | 16341.5769 | 21764.0488 | 27174.2073 | 32572.0802 | 37957.6956 | 43331.0812 | 48692.2649 | 54041.2742 | 54041.2742 | 54041.2742 | 54041.2742 | 54041.2742 | 54041.2742 | 54041.2742 | 54041.2742 | 54041.2742 | 54041.2742 | 54041.2742 | 0 | 0 | 0 | 0 | 0 | 0 | 0 | 0 | 0 | 0 | 0 | 0 | 0 | 0 | 0 | 0 | 0 | 0 | 0 | 0 | 0 | 0 | 0 | 0 | 0 | 0 | 0 | 0 | 0 | 0 | 0 | 0 | 0 | 0 | 0 | 0 | 0 | 0 | 0 | 0 | 0 | 0 | 0 | 0 | 0 | 0 | 0 | 0 | 0 | 0 | 0 | 0 | 0 | 0 | 0 | 0 | 0 | 0 | 0 | 0 | 0 | 0 | 0 | 0 | 0 | 0 | 0 | 0 | 0 | 0.009815% | 0 | 0 | 0 | 0 | 0 | 0 | 0 | 0 | 0 | 0 | 0 | 0 | 0 | 0 | 0 | 0 | 0 | 0 | 0 | 0 | 0 | 0 | 0 | 0
No | ResAerators_PSE | M_Input | PSE Business Case "QC _APPROVED_Measure Case_Aerator_2020" | 2020 | Retro | 2022 | 2041 | PSE | Residential | Multifamily | Gas | Per Aerator - Kitchen - MFRFT - Product Only | Per Aerator - Kitchen - MFRFT - Product Only | 0.51 | MFRFT: Aerator - DI - GWH - 1.5 gpm - Product Only |  | 0 | 10 | 0.51 | 0 |  | 4.53 | 0 | 0 | 0 | 0 | 0 | 0 | 2 |  | 0 | 0 | 0 | Water Heat | Gas Water Heat | Aerators | ResDHW | 0.01444% | 0% | 45.46% | 0.92598 |  | 85% | 10% | 85% | 6.8% | 0.2% | 15.7081 | 0.17752 | 1.5886 | 0 | 0.77415 | 0 | 0 | 0 | -49.6359 |  | 0 | -2.3064 | 0 | 01. ($9,999.000) to $0.028 | 1 | -2.3064 | 01. ($9,999.00) to $0.22 | 1 | 0 | 0 | 0 | 0 | 0 | 0 | 0 | 0 | 0 | 0 | 0 | 0 | 0 | 0 | 0 | 0 | 0 | 0 | 0 | 0 | 0 | 0 | 0 | 0 | 0 | 0 | 0 | 0 | 0 | 0 | 0 | 0 | 0 | 0 | 0 | 0 | 0 | 0 | 0 | 0 | 0 | 0 | 0 | 0 | 0 | 0 | 0 | 0 | 0 | 0 | 0 | 0 | 0 | 0 | 0 | 0 | 0 | 0 | 0 | 0 | 0 | 0 | 0 | 0 | 0 | 0 | 0 | 0 | 0 | 0 | 0 | 0 | 0 | 1717.8568 | 1713.9558 | 1710.0637 | 1706.1805 | 1702.3061 | 1698.4404 | 1694.5836 | 1690.7355 | 1686.8962 | 1683.0655 | 0 | 0 | 0 | 0 | 0 | 0 | 0 | 0 | 0 | 0 | 3435.7135 | 3427.9116 | 3420.1275 | 3412.361 | 3404.6121 | 3396.8809 | 3389.1672 | 3381.471 | 3373.7923 | 3366.131 | 0 | 0 | 0 | 0 | 0 | 0 | 0 | 0 | 0 | 0 | 34008.1682 | 3435.7135 | 6863.6252 | 10283.7526 | 13696.1136 | 17100.7258 | 20497.6067 | 23886.7738 | 27268.2448 | 30642.0372 | 34008.1682 | 34008.1682 | 34008.1682 | 34008.1682 | 34008.1682 | 34008.1682 | 34008.1682 | 34008.1682 | 34008.1682 | 34008.1682 | 34008.1682 | 0 | 0 | 0 | 0 | 0 | 0 | 0 | 0 | 0 | 0 | 0 | 0 | 0 | 0 | 0 | 0 | 0 | 0 | 0 | 0 | 0 | 0 | 0 | 0 | 0 | 0 | 0 | 0 | 0 | 0 | 0 | 0 | 0 | 0 | 0 | 0 | 0 | 0 | 0 | 0 | 0 | 0 | 0 | 0 | 0 | 0 | 0 | 0 | 0 | 0 | 0 | 0 | 0 | 0 | 0 | 0 | 0 | 0 | 0 | 0 | 0 | 0 | 0 | 0 | 0 | 0 | 0 | 0 | 0 | 0.009815% | 0 | 0 | 0 | 0 | 0 | 0 | 0 | 0 | 0 | 0 | 0 | 0 | 0 | 0 | 0 | 0 | 0 | 0 | 0 | 0 | 0 | 0 | 0 | 0
No | ResAerators_PSE | M_Input | PSE Business Case "QC _APPROVED_Measure Case_Aerator_2020" | 2020 | Retro | 2022 | 2045 | PSE | Residential | All Residential | Electric | Per Aerator - Bathroom - TY Kit - EO | Per Aerator - Bathroom - TY Kit - EO | 1.81 | Aerator - WaterSense - 1.0 gpm - Any WH - Res - EO - TY Kit |  | 12 | 10 | 1.81 | 0 |  | 2.74 | 0 | 0 | 0 | 0 | 0 | 0 | 0 |  | 0 | 0 | 0 | Water Heat | Electric Water Heat | Aerators | ResDHW | 0.01444% | 36.91% | 0% | 2.2681 |  | 0% | 10% | 85% | 6.8% | 0.2% | 5.6103 | 0.25512 | 0.58654 | 2.9964 | 0 | 0 | 0 | -29.4687 | 0 |  | -0.21037 | 0 | -0.21037 | 01. ($9,999.000) to $0.028 | 1 | 0 | 01. ($9,999.00) to $0.22 | 1 | 0 | 0 | 0 | 0 | 0 | 0 | 0 | 0 | 0 | 0 | 0 | 0 | 0 | 0 | 0 | 0 | 0 | 0 | 0 | 0 | 0 | 0 | 0 | 0 | 0 | 0 | 0 | 0 | 0 | 0 | 0 | 0 | 0 | 0 | 0 | 0 | 0 | 0 | 0 | 0 | 0 | 0 | 0 | 0 | 0 | 0 | 0 | 0 | 0 | 0 | 0 | 0 | 0 | 0 | 0 | 0 | 0 | 0 | 0 | 0 | 0 | 0 | 0 | 0 | 0 | 0 | 0 | 0 | 0 | 0 | 0 | 0 | 0 | 0 | 0 | 0 | 0 | 0 | 0 | 0 | 0 | 0 | 0 | 0 | 0 | 0 | 0 | 0 | 0 | 0 | 0 | 0 | 0 | 0 | 0 | 0 | 0 | 0 | 0 | 0 | 0 | 0 | 0 | 0 | 0 | 0 | 0 | 0 | 0 | 0 | 0 | 0 | 0 | 0 | 0 | 0 | 0 | 0 | 0 | 0 | 0 | 0 | 0 | 0 | 0 | 0 | 0 | 0 | 0 | 0 | 0 | 0 | 0 | 0 | 0 | 0 | 0 | 0 | 0 | 0 | 0 | 0 | 0 | 0 | 0 | 0 | 0 | 0 | 0 | 0 | 0 | 0 | 0 | 0 | 0 | 0 | 0 | 0 | 0 | 0 | 0 | 0 | 0 | 0 | 0 | 0 | 0 | 0 | 0 | 0 | 0 | 0 | 0 | 0 | 0 | 0 | 0 | 0 | 0 | 0 | 0 | 0 | 0 | 0 | 0 | 0 | 0 | 0 | 0 | 0 | 0 | 0 | 0 | 0 | 0 | 0 | 0 | 0 | 0 | 0 | 0 | 0 | 0 | 0.009815% | 0 | 0 | 0 | 0 | 0 | 0 | 0 | 0 | 0 | 0 | 0 | 0 | 0 | 0 | 0 | 0 | 0 | 0 | 0 | 0 | 0 | 0 | 0 | 0
No | ResAerators_PSE | M_Input | PSE Business Case "QC _APPROVED_Measure Case_Aerator_2020" | 2020 | Retro | 2022 | 2041 | PSE | Residential | All Residential | Gas | Per Aerator - Bathroom - TY Kit - GO | Per Aerator - Bathroom - TY Kit - GO | 1.81 | Aerator - WaterSense - 1.0 gpm - Any WH - Res - GO - TY Kit |  | 0 | 10 | 1.81 | 0 |  | 2.74 | 0 | 0 | 0 | 0 | 0 | 0 | 0.8 |  | 0 | 0 | 0 | Water Heat | Gas Water Heat | Aerators | ResDHW | 0.01444% | 0% | 70.88% | 2.5383 |  | 0% | 10% | 85% | 6.8% | 0.2% | 6.2832 | 0.071007 | 0.63542 | 0 | 2.7475 | 0 | 0 | 0 | -27.0813 |  | 0 | -3.1459 | 0 | 01. ($9,999.000) to $0.028 | 1 | -3.1459 | 01. ($9,999.00) to $0.22 | 1 | 0 | 0 | 0 | 0 | 0 | 0 | 0 | 0 | 0 | 0 | 0 | 0 | 0 | 0 | 0 | 0 | 0 | 0 | 0 | 0 | 0 | 0 | 0 | 0 | 0 | 0 | 0 | 0 | 0 | 0 | 0 | 0 | 0 | 0 | 0 | 0 | 0 | 0 | 0 | 0 | 0 | 0 | 0 | 0 | 0 | 0 | 0 | 0 | 0 | 0 | 0 | 0 | 0 | 0 | 0 | 0 | 0 | 0 | 0 | 0 | 0 | 0 | 0 | 0 | 0 | 0 | 0 | 0 | 0 | 0 | 0 | 0 | 0 | 0 | 0 | 0 | 0 | 0 | 0 | 0 | 0 | 0 | 0 | 0 | 0 | 0 | 0 | 0 | 0 | 0 | 0 | 0 | 0 | 0 | 0 | 0 | 0 | 0 | 0 | 0 | 0 | 0 | 0 | 0 | 0 | 0 | 0 | 0 | 0 | 0 | 0 | 0 | 0 | 0 | 0 | 0 | 0 | 0 | 0 | 0 | 0 | 0 | 0 | 0 | 0 | 0 | 0 | 0 | 0 | 0 | 0 | 0 | 0 | 0 | 0 | 0 | 0 | 0 | 0 | 0 | 0 | 0 | 0 | 0 | 0 | 0 | 0 | 0 | 0 | 0 | 0 | 0 | 0 | 0 | 0 | 0 | 0 | 0 | 0 | 0 | 0 | 0 | 0 | 0 | 0 | 0 | 0 | 0 | 0 | 0 | 0 | 0 | 0 | 0 | 0 | 0 | 0 | 0 | 0 | 0 | 0 | 0 | 0 | 0 | 0 | 0 | 0 | 0 | 0 | 0 | 0 | 0 | 0 | 0 | 0 | 0 | 0 | 0 | 0 | 0 | 0 | 0 | 0 | 0.009815% | 0 | 0 | 0 | 0 | 0 | 0 | 0 | 0 | 0 | 0 | 0 | 0 | 0 | 0 | 0 | 0 | 0 | 0 | 0 | 0 | 0 | 0 | 0 | 0
No | ResAerators_PSE | M_Input | PSE Business Case "QC _APPROVED_Measure Case_Aerator_2020" | 2020 | Retro | 2022 | 2041 | PSE | Residential | All Residential | Gas | Per Aerator - Kitchen - TY Kit - GO | Per Aerator - Kitchen - TY Kit - GO | 1.81 | Aerator - WaterSense - 1.5 gpm - Any WH - Res - GO - TY Kit |  | 0 | 10 | 1.81 | 0 |  | 3.8 | 0 | 0 | 0 | 0 | 0 | 0 | 1.3 |  | 0 | 0 | 0 | Water Heat | Gas Water Heat | Aerators | ResDHW | 0.01444% | 0% | 70.88% | 1.0397 |  | 0% | 10% | 85% | 6.8% | 0.2% | 10.2103 | 0.11539 | 1.0326 | 0 | 2.7475 | 0 | 0 | 0 | -38.9292 |  | 0 | -2.7829 | 0 | 01. ($9,999.000) to $0.028 | 1 | -2.7829 | 01. ($9,999.00) to $0.22 | 1 | 0 | 0 | 0 | 0 | 0 | 0 | 0 | 0 | 0 | 0 | 0 | 0 | 0 | 0 | 0 | 0 | 0 | 0 | 0 | 0 | 0 | 0 | 0 | 0 | 0 | 0 | 0 | 0 | 0 | 0 | 0 | 0 | 0 | 0 | 0 | 0 | 0 | 0 | 0 | 0 | 0 | 0 | 0 | 0 | 0 | 0 | 0 | 0 | 0 | 0 | 0 | 0 | 0 | 0 | 0 | 0 | 0 | 0 | 0 | 0 | 0 | 0 | 0 | 0 | 0 | 0 | 0 | 0 | 0 | 0 | 0 | 0 | 0 | 0 | 0 | 0 | 0 | 0 | 0 | 0 | 0 | 0 | 0 | 0 | 0 | 0 | 0 | 0 | 0 | 0 | 0 | 0 | 0 | 0 | 0 | 0 | 0 | 0 | 0 | 0 | 0 | 0 | 0 | 0 | 0 | 0 | 0 | 0 | 0 | 0 | 0 | 0 | 0 | 0 | 0 | 0 | 0 | 0 | 0 | 0 | 0 | 0 | 0 | 0 | 0 | 0 | 0 | 0 | 0 | 0 | 0 | 0 | 0 | 0 | 0 | 0 | 0 | 0 | 0 | 0 | 0 | 0 | 0 | 0 | 0 | 0 | 0 | 0 | 0 | 0 | 0 | 0 | 0 | 0 | 0 | 0 | 0 | 0 | 0 | 0 | 0 | 0 | 0 | 0 | 0 | 0 | 0 | 0 | 0 | 0 | 0 | 0 | 0 | 0 | 0 | 0 | 0 | 0 | 0 | 0 | 0 | 0 | 0 | 0 | 0 | 0 | 0 | 0 | 0 | 0 | 0 | 0 | 0 | 0 | 0 | 0 | 0 | 0 | 0 | 0 | 0 | 0 | 0 | 0.009815% | 0 | 0 | 0 | 0 | 0 | 0 | 0 | 0 | 0 | 0 | 0 | 0 | 0 | 0 | 0 | 0 | 0 | 0 | 0 | 0 | 0 | 0 | 0 | 0
No | ResAerators_PSE | M_Input | PSE Business Case "QC _APPROVED_Measure Case_Aerator_2020" | 2020 | Retro | 2022 | 2045 | PSE | Residential | Manufactured | Electric | Per Aerator - Bathroom - HMPT | Per Aerator - Bathroom - HMPT | 0.45 | Aerator - 1.0 gpm - EWH - MH |  | 39.92 | 10 | 0.45 | 0 |  | 4.95 | 0 | 0 | 0 | 0 | 0 | 0 | 0 |  | 0 | 0 | 0 | Water Heat | Electric Water Heat | Aerators | ResDHW | 0.01444% | 66.64% | 0% | 1.9144 |  | 85% | 10% | 85% | 6.8% | 0.2% | 18.6634 | 0.84869 | 1.9512 | 0.74496 | 0 | 0 | 0 | -59.7489 | 0 |  | -0.12821 | 0 | -0.12821 | 01. ($9,999.000) to $0.028 | 1 | 0 | 01. ($9,999.00) to $0.22 | 1 | 4319.1526 | 4319.1526 | 4319.1526 | 4319.1526 | 4319.1526 | 4319.1526 | 4319.1526 | 4319.1526 | 4319.1526 | 4319.1526 | 0 | 0 | 0 | 0 | 0 | 0 | 0 | 0 | 0 | 0 | 0 | 0 | 0 | 0 | 172420.5736 | 172420.5736 | 172420.5736 | 172420.5736 | 172420.5736 | 172420.5736 | 172420.5736 | 172420.5736 | 172420.5736 | 172420.5736 | 0 | 0 | 0 | 0 | 0 | 0 | 0 | 0 | 0 | 0 | 0 | 0 | 0 | 0 | 1724205.7357 | 172420.5736 | 344841.1471 | 517261.7207 | 689682.2943 | 862102.8679 | 1034523.4414 | 1206944.015 | 1379364.5886 | 1551785.1622 | 1724205.7357 | 1724205.7357 | 1724205.7357 | 1724205.7357 | 1724205.7357 | 1724205.7357 | 1724205.7357 | 1724205.7357 | 1724205.7357 | 1724205.7357 | 1724205.7357 | 1724205.7357 | 1724205.7357 | 1724205.7357 | 1724205.7357 | 0 | 0 | 0 | 0 | 0 | 0 | 0 | 0 | 0 | 0 | 0 | 0 | 0 | 0 | 0 | 0 | 0 | 0 | 0 | 0 | 0 | 0 | 0 | 0 | 0 | 0 | 0 | 0 | 0 | 0 | 0 | 0 | 0 | 0 | 0 | 0 | 0 | 0 | 0 | 0 | 0 | 0 | 0 | 0 | 0 | 0 | 0 | 0 | 0 | 0 | 0 | 0 | 0 | 0 | 0 | 0 | 0 | 0 | 0 | 0 | 0 | 24.9018 | 49.8037 | 74.7055 | 99.6073 | 124.5092 | 149.411 | 174.3128 | 199.2147 | 224.1165 | 249.0183 | 249.0183 | 249.0183 | 249.0183 | 249.0183 | 249.0183 | 249.0183 | 249.0183 | 249.0183 | 249.0183 | 249.0183 | 249.0183 | 249.0183 | 249.0183 | 249.0183 | 0 | 0 | 0 | 0 | 0 | 0 | 0 | 0 | 0 | 0 | 0 | 0 | 0 | 0 | 0 | 0 | 0 | 0 | 0 | 0 | 0 | 0 | 0 | 0 | 0 | 0 | 0 | 0 | 0 | 0 | 0 | 0 | 0 | 0 | 0 | 0 | 0 | 0 | 0 | 0 | 0 | 0 | 0 | 0 | 0 | 0.009815% | 16.9233 | 33.8465 | 50.7698 | 67.693 | 84.6163 | 101.5395 | 118.4628 | 135.386 | 152.3093 | 169.2325 | 169.2325 | 169.2325 | 169.2325 | 169.2325 | 169.2325 | 169.2325 | 169.2325 | 169.2325 | 169.2325 | 169.2325 | 169.2325 | 169.2325 | 169.2325 | 169.2325
No | ResAerators_PSE | M_Input | PSE Business Case "QC _APPROVED_Measure Case_Aerator_2020" | 2020 | Retro | 2022 | 2041 | PSE | Residential | Manufactured | Gas | Per Aerator - Bathroom - HMPT | Per Aerator - Bathroom - HMPT | 0.45 | Aerator - 1.0 gpm - GWH - MH |  | 0 | 10 | 0.45 | 0 |  | 4.95 | 0 | 0 | 0 | 0 | 0 | 0 | 1.74 |  | 0 | 0 | 0 | Water Heat | Gas Water Heat | Aerators | ResDHW | 0.01444% | 0% | 83.15% | 1.9144 |  | 85% | 10% | 85% | 6.8% | 0.2% | 13.666 | 0.15444 | 1.382 | 0 | 0.68308 | 0 | 0 | 0 | -54.0289 |  | 0 | -2.8856 | 0 | 01. ($9,999.000) to $0.028 | 1 | -2.8856 | 01. ($9,999.00) to $0.22 | 1 | 0 | 0 | 0 | 0 | 0 | 0 | 0 | 0 | 0 | 0 | 0 | 0 | 0 | 0 | 0 | 0 | 0 | 0 | 0 | 0 | 0 | 0 | 0 | 0 | 0 | 0 | 0 | 0 | 0 | 0 | 0 | 0 | 0 | 0 | 0 | 0 | 0 | 0 | 0 | 0 | 0 | 0 | 0 | 0 | 0 | 0 | 0 | 0 | 0 | 0 | 0 | 0 | 0 | 0 | 0 | 0 | 0 | 0 | 0 | 0 | 0 | 0 | 0 | 0 | 0 | 0 | 0 | 0 | 0 | 0 | 0 | 0 | 0 | 233.6154 | 233.6154 | 233.6154 | 233.6154 | 233.6154 | 233.6154 | 233.6154 | 233.6154 | 233.6154 | 233.6154 | 0 | 0 | 0 | 0 | 0 | 0 | 0 | 0 | 0 | 0 | 406.4909 | 406.4909 | 406.4909 | 406.4909 | 406.4909 | 406.4909 | 406.4909 | 406.4909 | 406.4909 | 406.4909 | 0 | 0 | 0 | 0 | 0 | 0 | 0 | 0 | 0 | 0 | 4064.9087 | 406.4909 | 812.9817 | 1219.4726 | 1625.9635 | 2032.4543 | 2438.9452 | 2845.4361 | 3251.9269 | 3658.4178 | 4064.9087 | 4064.9087 | 4064.9087 | 4064.9087 | 4064.9087 | 4064.9087 | 4064.9087 | 4064.9087 | 4064.9087 | 4064.9087 | 4064.9087 | 0 | 0 | 0 | 0 | 0 | 0 | 0 | 0 | 0 | 0 | 0 | 0 | 0 | 0 | 0 | 0 | 0 | 0 | 0 | 0 | 0 | 0 | 0 | 0 | 0 | 0 | 0 | 0 | 0 | 0 | 0 | 0 | 0 | 0 | 0 | 0 | 0 | 0 | 0 | 0 | 0 | 0 | 0 | 0 | 0 | 0 | 0 | 0 | 0 | 0 | 0 | 0 | 0 | 0 | 0 | 0 | 0 | 0 | 0 | 0 | 0 | 0 | 0 | 0 | 0 | 0 | 0 | 0 | 0 | 0.009815% | 0 | 0 | 0 | 0 | 0 | 0 | 0 | 0 | 0 | 0 | 0 | 0 | 0 | 0 | 0 | 0 | 0 | 0 | 0 | 0 | 0 | 0 | 0 | 0
No | ResAerators_PSE | M_Input | PSE Business Case "QC _APPROVED_Measure Case_Aerator_2020" | 2020 | Retro | 2022 | 2045 | PSE | Residential | Manufactured | Electric | Per Aerator - Kitchen - HMPT | Per Aerator - Kitchen - HMPT | 1.17 | Aerator - 1.5 gpm - EWH - MH |  | 59.38 | 10 | 1.17 | 0 |  | 6.12 | 0 | 0 | 0 | 0 | 0 | 0 | 0 |  | 0 | 0 | 0 | Water Heat | Electric Water Heat | Aerators | ResDHW | 0.01444% | 66.64% | 0% | 1.0446 |  | 85% | 10% | 85% | 6.8% | 0.2% | 27.7614 | 1.2624 | 2.9024 | 1.9369 | 0 | 0 | 0 | -73.4358 | 0 |  | -0.10594 | 0 | -0.10594 | 01. ($9,999.000) to $0.028 | 1 | 0 | 01. ($9,999.00) to $0.22 | 1 | 2356.8423 | 2356.8423 | 2356.8423 | 2356.8423 | 2356.8423 | 2356.8423 | 2356.8423 | 2356.8423 | 2356.8423 | 2356.8423 | 0 | 0 | 0 | 0 | 0 | 0 | 0 | 0 | 0 | 0 | 0 | 0 | 0 | 0 | 139949.2945 | 139949.2945 | 139949.2945 | 139949.2945 | 139949.2945 | 139949.2945 | 139949.2945 | 139949.2945 | 139949.2945 | 139949.2945 | 0 | 0 | 0 | 0 | 0 | 0 | 0 | 0 | 0 | 0 | 0 | 0 | 0 | 0 | 1399492.9449 | 139949.2945 | 279898.589 | 419847.8835 | 559797.178 | 699746.4724 | 839695.7669 | 979645.0614 | 1119594.3559 | 1259543.6504 | 1399492.9449 | 1399492.9449 | 1399492.9449 | 1399492.9449 | 1399492.9449 | 1399492.9449 | 1399492.9449 | 1399492.9449 | 1399492.9449 | 1399492.9449 | 1399492.9449 | 1399492.9449 | 1399492.9449 | 1399492.9449 | 1399492.9449 | 0 | 0 | 0 | 0 | 0 | 0 | 0 | 0 | 0 | 0 | 0 | 0 | 0 | 0 | 0 | 0 | 0 | 0 | 0 | 0 | 0 | 0 | 0 | 0 | 0 | 0 | 0 | 0 | 0 | 0 | 0 | 0 | 0 | 0 | 0 | 0 | 0 | 0 | 0 | 0 | 0 | 0 | 0 | 0 | 0 | 0 | 0 | 0 | 0 | 0 | 0 | 0 | 0 | 0 | 0 | 0 | 0 | 0 | 0 | 0 | 0 | 20.2122 | 40.4243 | 60.6365 | 80.8487 | 101.0609 | 121.273 | 141.4852 | 161.6974 | 181.9095 | 202.1217 | 202.1217 | 202.1217 | 202.1217 | 202.1217 | 202.1217 | 202.1217 | 202.1217 | 202.1217 | 202.1217 | 202.1217 | 202.1217 | 202.1217 | 202.1217 | 202.1217 | 0 | 0 | 0 | 0 | 0 | 0 | 0 | 0 | 0 | 0 | 0 | 0 | 0 | 0 | 0 | 0 | 0 | 0 | 0 | 0 | 0 | 0 | 0 | 0 | 0 | 0 | 0 | 0 | 0 | 0 | 0 | 0 | 0 | 0 | 0 | 0 | 0 | 0 | 0 | 0 | 0 | 0 | 0 | 0 | 0 | 0.009815% | 13.7362 | 27.4723 | 41.2085 | 54.9447 | 68.6808 | 82.417 | 96.1531 | 109.8893 | 123.6255 | 137.3616 | 137.3616 | 137.3616 | 137.3616 | 137.3616 | 137.3616 | 137.3616 | 137.3616 | 137.3616 | 137.3616 | 137.3616 | 137.3616 | 137.3616 | 137.3616 | 137.3616
No | ResAerators_PSE | M_Input | PSE Business Case "QC _APPROVED_Measure Case_Aerator_2020" | 2020 | Retro | 2022 | 2041 | PSE | Residential | Manufactured | Gas | Per Aerator - Kitchen - HMPT | Per Aerator - Kitchen - HMPT | 1.17 | Aerator - 1.5 gpm - GWH - MH |  | 0 | 10 | 1.17 | 0 |  | 6.12 | 0 | 0 | 0 | 0 | 0 | 0 | 2.15 |  | 0 | 0 | 0 | Water Heat | Gas Water Heat | Aerators | ResDHW | 0.01444% | 0% | 83.15% | 1.0446 |  | 85% | 10% | 85% | 6.8% | 0.2% | 16.8862 | 0.19083 | 1.7077 | 0 | 1.776 | 0 | 0 | 0 | -65.7441 |  | 0 | -2.8417 | 0 | 01. ($9,999.000) to $0.028 | 1 | -2.8417 | 01. ($9,999.00) to $0.22 | 1 | 0 | 0 | 0 | 0 | 0 | 0 | 0 | 0 | 0 | 0 | 0 | 0 | 0 | 0 | 0 | 0 | 0 | 0 | 0 | 0 | 0 | 0 | 0 | 0 | 0 | 0 | 0 | 0 | 0 | 0 | 0 | 0 | 0 | 0 | 0 | 0 | 0 | 0 | 0 | 0 | 0 | 0 | 0 | 0 | 0 | 0 | 0 | 0 | 0 | 0 | 0 | 0 | 0 | 0 | 0 | 0 | 0 | 0 | 0 | 0 | 0 | 0 | 0 | 0 | 0 | 0 | 0 | 0 | 0 | 0 | 0 | 0 | 0 | 127.4775 | 127.4775 | 127.4775 | 127.4775 | 127.4775 | 127.4775 | 127.4775 | 127.4775 | 127.4775 | 127.4775 | 0 | 0 | 0 | 0 | 0 | 0 | 0 | 0 | 0 | 0 | 274.0766 | 274.0766 | 274.0766 | 274.0766 | 274.0766 | 274.0766 | 274.0766 | 274.0766 | 274.0766 | 274.0766 | 0 | 0 | 0 | 0 | 0 | 0 | 0 | 0 | 0 | 0 | 2740.7661 | 274.0766 | 548.1532 | 822.2298 | 1096.3064 | 1370.383 | 1644.4596 | 1918.5363 | 2192.6129 | 2466.6895 | 2740.7661 | 2740.7661 | 2740.7661 | 2740.7661 | 2740.7661 | 2740.7661 | 2740.7661 | 2740.7661 | 2740.7661 | 2740.7661 | 2740.7661 | 0 | 0 | 0 | 0 | 0 | 0 | 0 | 0 | 0 | 0 | 0 | 0 | 0 | 0 | 0 | 0 | 0 | 0 | 0 | 0 | 0 | 0 | 0 | 0 | 0 | 0 | 0 | 0 | 0 | 0 | 0 | 0 | 0 | 0 | 0 | 0 | 0 | 0 | 0 | 0 | 0 | 0 | 0 | 0 | 0 | 0 | 0 | 0 | 0 | 0 | 0 | 0 | 0 | 0 | 0 | 0 | 0 | 0 | 0 | 0 | 0 | 0 | 0 | 0 | 0 | 0 | 0 | 0 | 0 | 0.009815% | 0 | 0 | 0 | 0 | 0 | 0 | 0 | 0 | 0 | 0 | 0 | 0 | 0 | 0 | 0 | 0 | 0 | 0 | 0 | 0 | 0 | 0 | 0 | 0
Yes | ResAirSealing_PSE | M_Input | PSE Business Case "QC _APPROVED_Measure Case_Air Sealing_2020" | 2020 | Retro | 2022 | 2045 | PSE | Residential | Manufactured LI | Electric | Per Home - Duct Sealing - LIW | Per Home - Duct Sealing - LIW | 500 | LIW: Sealing - Duct - MH - TE |  | 468 | 18 | 500 | 0 |  | 0 | 0 | 0 | 0 | 0 | 0 | 0 | 0 |  | 0 | 0 | 0 | Heating | Electric Heat | Duct Sealing | ResSpHtFAFZ1 | 0.02951% | 65.62% | 0% | 1 |  | 47.5% | 5.556% | 85% | 6.8% | 0.2% | 366.735 | 20.333 | 38.7068 | 576.7884 | 0 | 0 | 0 | 411.8324 | 0 |  | 0.075383 | 0 | 0.075383 | 05. $0.070 to $0.077 | 1 | 0 | 01. ($9,999.00) to $0.22 | 1 | 686.8435 | 686.8435 | 686.8435 | 686.8435 | 686.8435 | 686.8435 | 686.8435 | 686.8435 | 686.8435 | 686.8435 | 0 | 0 | 0 | 0 | 0 | 0 | 0 | 0 | 0 | 0 | 0 | 0 | 0 | 0 | 321442.7351 | 321442.7351 | 321442.7351 | 321442.7351 | 321442.7351 | 321442.7351 | 321442.7351 | 321442.7351 | 321442.7351 | 321442.7351 | 0 | 0 | 0 | 0 | 0 | 0 | 0 | 0 | 0 | 0 | 0 | 0 | 0 | 0 | 3214427.3512 | 321442.7351 | 642885.4702 | 964328.2054 | 1285770.9405 | 1607213.6756 | 1928656.4107 | 2250099.1458 | 2571541.881 | 2892984.6161 | 3214427.3512 | 3214427.3512 | 3214427.3512 | 3214427.3512 | 3214427.3512 | 3214427.3512 | 3214427.3512 | 3214427.3512 | 3214427.3512 | 3214427.3512 | 3214427.3512 | 3214427.3512 | 3214427.3512 | 3214427.3512 | 3214427.3512 | 0 | 0 | 0 | 0 | 0 | 0 | 0 | 0 | 0 | 0 | 0 | 0 | 0 | 0 | 0 | 0 | 0 | 0 | 0 | 0 | 0 | 0 | 0 | 0 | 0 | 0 | 0 | 0 | 0 | 0 | 0 | 0 | 0 | 0 | 0 | 0 | 0 | 0 | 0 | 0 | 0 | 0 | 0 | 0 | 0 | 0 | 0 | 0 | 0 | 0 | 0 | 0 | 0 | 0 | 0 | 0 | 0 | 0 | 0 | 0 | 0 | 94.8729 | 189.7459 | 284.6188 | 379.4917 | 474.3646 | 569.2376 | 664.1105 | 758.9834 | 853.8564 | 948.7293 | 948.7293 | 948.7293 | 948.7293 | 948.7293 | 948.7293 | 948.7293 | 948.7293 | 948.7293 | 948.7293 | 948.7293 | 948.7293 | 948.7293 | 948.7293 | 948.7293 | 282864.3951 | 282864.3951 | 282864.3951 | 282864.3951 | 282864.3951 | 282864.3951 | 282864.3951 | 282864.3951 | 282864.3951 | 282864.3951 | 0 | 0 | 0 | 0 | 0 | 0 | 0 | 0 | 0 | 0 | 0 | 0 | 0 | 0 | 2828643.9509 | 0 | 0 | 0 | 0 | 0 | 0 | 0 | 0 | 0 | 0 | 0 | 0 | 0 | 0 | 0 | 0 | 0 | 0 | 0 | 0 | 0.001473% | 4.7342 | 9.4685 | 14.2027 | 18.9369 | 23.6712 | 28.4054 | 33.1397 | 37.8739 | 42.6081 | 47.3424 | 47.3424 | 47.3424 | 47.3424 | 47.3424 | 47.3424 | 47.3424 | 47.3424 | 47.3424 | 47.3424 | 47.3424 | 47.3424 | 47.3424 | 47.3424 | 47.3424
Yes | ResAirSealing_PSE | M_Input | PSE Business Case "QC _APPROVED_Measure Case_Air Sealing_2020" | 2020 | Retro | 2022 | 2041 | PSE | Residential | Manufactured LI | Gas | Per Home - Duct Sealing - LIW | Per Home - Duct Sealing - LIW | 500 | LIW: Sealing - Duct - MH - TG |  | 0 | 18 | 500 | 0 |  | 0 | 0 | 0 | 0 | 0 | 0 | 0 | 18.96 |  | 0 | 0 | 0 | Heating | Gas Heat | Duct Sealing | ResSpHtFAFZ1 | 0.02951% | 0% | 88.1% | 1 |  | 47.5% | 5.556% | 85% | 6.8% | 0.2% | 262.7599 | 4.6379 | 26.7398 | 0 | 529.0278 | 0 | 0 | 0 | 398.4334 |  | 0 | 1.9529 | 0 | 01. ($9,999.000) to $0.028 | 1 | 1.9529 | 12. $1.50 to $999.00 | 0 | 0 | 0 | 0 | 0 | 0 | 0 | 0 | 0 | 0 | 0 | 0 | 0 | 0 | 0 | 0 | 0 | 0 | 0 | 0 | 0 | 0 | 0 | 0 | 0 | 0 | 0 | 0 | 0 | 0 | 0 | 0 | 0 | 0 | 0 | 0 | 0 | 0 | 0 | 0 | 0 | 0 | 0 | 0 | 0 | 0 | 0 | 0 | 0 | 0 | 0 | 0 | 0 | 0 | 0 | 0 | 0 | 0 | 0 | 0 | 0 | 0 | 0 | 0 | 0 | 0 | 0 | 0 | 0 | 0 | 0 | 0 | 0 | 0 | 9.1698 | 9.1698 | 9.1698 | 9.1698 | 9.1698 | 9.1698 | 9.1698 | 9.1698 | 9.1698 | 9.1698 | 0 | 0 | 0 | 0 | 0 | 0 | 0 | 0 | 0 | 0 | 173.8587 | 173.8587 | 173.8587 | 173.8587 | 173.8587 | 173.8587 | 173.8587 | 173.8587 | 173.8587 | 173.8587 | 0 | 0 | 0 | 0 | 0 | 0 | 0 | 0 | 0 | 0 | 1738.5872 | 173.8587 | 347.7174 | 521.5762 | 695.4349 | 869.2936 | 1043.1523 | 1217.011 | 1390.8698 | 1564.7285 | 1738.5872 | 1738.5872 | 1738.5872 | 1738.5872 | 1738.5872 | 1738.5872 | 1738.5872 | 1738.5872 | 1738.5872 | 1738.5872 | 1738.5872 | 0 | 0 | 0 | 0 | 0 | 0 | 0 | 0 | 0 | 0 | 0 | 0 | 0 | 0 | 0 | 0 | 0 | 0 | 0 | 0 | 0 | 0 | 0 | 0 | 0 | 0 | 0 | 0 | 0 | 0 | 0 | 0 | 0 | 0 | 0 | 0 | 0 | 0 | 0 | 0 | 0 | 0 | 0 | 0 | 0 | 0 | 0 | 0 | 0 | 3653.5405 | 3653.5405 | 3653.5405 | 3653.5405 | 3653.5405 | 3653.5405 | 3653.5405 | 3653.5405 | 3653.5405 | 3653.5405 | 0 | 0 | 0 | 0 | 0 | 0 | 0 | 0 | 0 | 0 | 0.001473% | 0 | 0 | 0 | 0 | 0 | 0 | 0 | 0 | 0 | 0 | 0 | 0 | 0 | 0 | 0 | 0 | 0 | 0 | 0 | 0 | 0 | 0 | 0 | 0
Yes | ResAirSealing_PSE | M_Input | PSE Business Case "QC _APPROVED_Measure Case_Air Sealing_2020" | 2020 | Retro | 2022 | 2045 | PSE | Residential | Single Family LI | Electric | Per Home - Duct Sealing - LIW | Per Home - Duct Sealing - LIW | 500 | LIW: Sealing - Duct - SF - TE |  | 1254 | 20 | 500 | 0 |  | 0 | 0 | 0 | 0 | 0 | 0 | 0 | 0 |  | 0 | 0 | 0 | Heating | Electric Heat | Duct Sealing | ResSpHtFAFZ1 | 0.02951% | 31.51% | 0% | 1 |  | 39.9% | 5% | 85% | 6.8% | 0.2% | 1093.8912 | 54.482 | 114.8373 | 545.2982 | 0 | 0 | 0 | 317.3193 | 0 |  | 0.021677 | 0 | 0.021677 | 01. ($9,999.000) to $0.028 | 1 | 0 | 01. ($9,999.00) to $0.22 | 1 | 1137.2569 | 1134.6744 | 1132.0977 | 1129.527 | 1126.962 | 1124.4029 | 1121.8496 | 1119.302 | 1116.7603 | 1114.2244 | 0 | 0 | 0 | 0 | 0 | 0 | 0 | 0 | 0 | 0 | 0 | 0 | 0 | 0 | 1426120.1336 | 1422881.6746 | 1419650.5695 | 1416426.8017 | 1413210.3545 | 1410001.2113 | 1406799.3554 | 1403604.7704 | 1400417.4397 | 1397237.3468 | 0 | 0 | 0 | 0 | 0 | 0 | 0 | 0 | 0 | 0 | 0 | 0 | 0 | 0 | 14116349.6573 | 1426120.1336 | 2849001.8081 | 4268652.3776 | 5685079.1794 | 7098289.5339 | 8508290.7451 | 9915090.1005 | 11318694.8709 | 12719112.3105 | 14116349.6573 | 14116349.6573 | 14116349.6573 | 14116349.6573 | 14116349.6573 | 14116349.6573 | 14116349.6573 | 14116349.6573 | 14116349.6573 | 14116349.6573 | 14116349.6573 | 14116349.6573 | 14116349.6573 | 14116349.6573 | 14116349.6573 | 0 | 0 | 0 | 0 | 0 | 0 | 0 | 0 | 0 | 0 | 0 | 0 | 0 | 0 | 0 | 0 | 0 | 0 | 0 | 0 | 0 | 0 | 0 | 0 | 0 | 0 | 0 | 0 | 0 | 0 | 0 | 0 | 0 | 0 | 0 | 0 | 0 | 0 | 0 | 0 | 0 | 0 | 0 | 0 | 0 | 0 | 0 | 0 | 0 | 0 | 0 | 0 | 0 | 0 | 0 | 0 | 0 | 0 | 0 | 0 | 0 | 420.9154 | 840.875 | 1259.8809 | 1677.9353 | 2095.0404 | 2511.1984 | 2926.4113 | 3340.6813 | 3754.0106 | 4166.4013 | 4166.4013 | 4166.4013 | 4166.4013 | 4166.4013 | 4166.4013 | 4166.4013 | 4166.4013 | 4166.4013 | 4166.4013 | 4166.4013 | 4166.4013 | 4166.4013 | 4166.4013 | 4166.4013 | 360873.5152 | 360054.0372 | 359236.4201 | 358420.6596 | 357606.7516 | 356794.6918 | 355984.4761 | 355176.1002 | 354369.56 | 353564.8513 | 0 | 0 | 0 | 0 | 0 | 0 | 0 | 0 | 0 | 0 | 0 | 0 | 0 | 0 | 3572081.0633 | 0 | 0 | 0 | 0 | 0 | 0 | 0 | 0 | 0 | 0 | 0 | 0 | 0 | 0 | 0 | 0 | 0 | 0 | 0 | 0 | 0.001473% | 21.004 | 41.9603 | 62.8691 | 83.7303 | 104.5442 | 125.3109 | 146.0303 | 166.7027 | 187.3282 | 207.9068 | 207.9068 | 207.9068 | 207.9068 | 207.9068 | 207.9068 | 207.9068 | 207.9068 | 207.9068 | 207.9068 | 207.9068 | 207.9068 | 207.9068 | 207.9068 | 207.9068
Yes | ResAirSealing_PSE | M_Input | PSE Business Case "QC _APPROVED_Measure Case_Air Sealing_2020" | 2020 | Retro | 2022 | 2041 | PSE | Residential | Single Family LI | Gas | Per Home - Duct Sealing - LIW | Per Home - Duct Sealing - LIW | 500 | LIW: Sealing - Duct - SF - TG |  | 0 | 20 | 500 | 0 |  | 0 | 0 | 0 | 0 | 0 | 0 | 0 | 50.8 |  | 0 | 0 | 0 | Heating | Gas Heat | Duct Sealing | ResSpHtFAFZ1 | 0.02951% | 0% | 79.28% | 1 |  | 39.9% | 5% | 85% | 6.8% | 0.2% | 769.215 | 12.4264 | 78.1641 | 0 | 500 | 0 | 0 | 0 | 339.6063 |  | 0 | 0.62126 | 0 | 01. ($9,999.000) to $0.028 | 1 | 0.62126 | 07. $0.62 to $0.70 | 1 | 0 | 0 | 0 | 0 | 0 | 0 | 0 | 0 | 0 | 0 | 0 | 0 | 0 | 0 | 0 | 0 | 0 | 0 | 0 | 0 | 0 | 0 | 0 | 0 | 0 | 0 | 0 | 0 | 0 | 0 | 0 | 0 | 0 | 0 | 0 | 0 | 0 | 0 | 0 | 0 | 0 | 0 | 0 | 0 | 0 | 0 | 0 | 0 | 0 | 0 | 0 | 0 | 0 | 0 | 0 | 0 | 0 | 0 | 0 | 0 | 0 | 0 | 0 | 0 | 0 | 0 | 0 | 0 | 0 | 0 | 0 | 0 | 0 | 1796.266 | 1792.187 | 1788.1173 | 1784.0568 | 1780.0055 | 1775.9635 | 1771.9306 | 1767.9068 | 1763.8922 | 1759.8868 | 0 | 0 | 0 | 0 | 0 | 0 | 0 | 0 | 0 | 0 | 91250.3133 | 91043.1005 | 90836.3582 | 90630.0854 | 90424.281 | 90218.9439 | 90014.0731 | 89809.6676 | 89605.7262 | 89402.2479 | 0 | 0 | 0 | 0 | 0 | 0 | 0 | 0 | 0 | 0 | 903234.7971 | 91250.3133 | 182293.4138 | 273129.7721 | 363759.8575 | 454184.1384 | 544403.0823 | 634417.1555 | 724226.823 | 813832.5492 | 903234.7971 | 903234.7971 | 903234.7971 | 903234.7971 | 903234.7971 | 903234.7971 | 903234.7971 | 903234.7971 | 903234.7971 | 903234.7971 | 903234.7971 | 0 | 0 | 0 | 0 | 0 | 0 | 0 | 0 | 0 | 0 | 0 | 0 | 0 | 0 | 0 | 0 | 0 | 0 | 0 | 0 | 0 | 0 | 0 | 0 | 0 | 0 | 0 | 0 | 0 | 0 | 0 | 0 | 0 | 0 | 0 | 0 | 0 | 0 | 0 | 0 | 0 | 0 | 0 | 0 | 0 | 0 | 0 | 0 | 0 | 610023.2569 | 608638.0052 | 607255.8992 | 605876.9317 | 604501.0956 | 603128.3837 | 601758.789 | 600392.3045 | 599028.9229 | 597668.6374 | 0 | 0 | 0 | 0 | 0 | 0 | 0 | 0 | 0 | 0 | 0.001473% | 0 | 0 | 0 | 0 | 0 | 0 | 0 | 0 | 0 | 0 | 0 | 0 | 0 | 0 | 0 | 0 | 0 | 0 | 0 | 0 | 0 | 0 | 0 | 0
Yes | ResAirSealing_PSE | M_Input | PSE Business Case "QC _APPROVED_Measure Case_Air Sealing_2020" | 2020 | Retro | 2022 | 2045 | PSE | Residential | Manufactured LI | Electric | Per CFM50 Reduction - Shell Sealing - LIW | Per CFM50 Reduction - Shell Sealing - LIW | 1.15 | LIW: Sealing - Shell - MH - TE |  | 0.24 | 25 | 1.15 | 0 |  | 0.002 | 0 | 0 | 0 | 0 | 0 | 0 | 0 |  | 0 | 0 | 0 | Heating | Electric Heat | Shell Sealing | ResSpHtFAFZ1 | 0.02951% | 65.62% | 0% | 1269.427 |  | 8.367% | 4% | 85% | 6.8% | 0.2% | 0.26499 | 0.010427 | 0.027542 | 1.2082 | 0 | 0 | 0 | 0.91793 | 0 |  | 0.32764 | 0 | 0.32764 | 13. $0.225 to $99,999.000 | 0 | 0 | 01. ($9,999.00) to $0.22 | 1 | 153576.135 | 153576.135 | 153576.135 | 153576.135 | 153576.135 | 153576.135 | 153576.135 | 153576.135 | 153576.135 | 153576.135 | 0 | 0 | 0 | 0 | 0 | 0 | 0 | 0 | 0 | 0 | 0 | 0 | 0 | 0 | 36858.2724 | 36858.2724 | 36858.2724 | 36858.2724 | 36858.2724 | 36858.2724 | 36858.2724 | 36858.2724 | 36858.2724 | 36858.2724 | 0 | 0 | 0 | 0 | 0 | 0 | 0 | 0 | 0 | 0 | 0 | 0 | 0 | 0 | 368582.724 | 36858.2724 | 73716.5448 | 110574.8172 | 147433.0896 | 184291.362 | 221149.6344 | 258007.9068 | 294866.1792 | 331724.4516 | 368582.724 | 368582.724 | 368582.724 | 368582.724 | 368582.724 | 368582.724 | 368582.724 | 368582.724 | 368582.724 | 368582.724 | 368582.724 | 368582.724 | 368582.724 | 368582.724 | 368582.724 | 0 | 0 | 0 | 0 | 0 | 0 | 0 | 0 | 0 | 0 | 0 | 0 | 0 | 0 | 0 | 0 | 0 | 0 | 0 | 0 | 0 | 0 | 0 | 0 | 0 | 0 | 0 | 0 | 0 | 0 | 0 | 0 | 0 | 0 | 0 | 0 | 0 | 0 | 0 | 0 | 0 | 0 | 0 | 0 | 0 | 0 | 0 | 0 | 0 | 0 | 0 | 0 | 0 | 0 | 0 | 0 | 0 | 0 | 0 | 0 | 0 | 10.8786 | 21.7572 | 32.6358 | 43.5145 | 54.3931 | 65.2717 | 76.1503 | 87.0289 | 97.9075 | 108.7862 | 108.7862 | 108.7862 | 108.7862 | 108.7862 | 108.7862 | 108.7862 | 108.7862 | 108.7862 | 108.7862 | 108.7862 | 108.7862 | 108.7862 | 108.7862 | 108.7862 | 140972.7791 | 140972.7791 | 140972.7791 | 140972.7791 | 140972.7791 | 140972.7791 | 140972.7791 | 140972.7791 | 140972.7791 | 140972.7791 | 0 | 0 | 0 | 0 | 0 | 0 | 0 | 0 | 0 | 0 | 0 | 0 | 0 | 0 | 1409727.7906 | 0 | 0 | 0 | 0 | 0 | 0 | 0 | 0 | 0 | 0 | 0 | 0 | 0 | 0 | 0 | 0 | 0 | 0 | 0 | 0 | 0.001473% | 0.54285 | 1.0857 | 1.6286 | 2.1714 | 2.7143 | 3.2571 | 3.8 | 4.3428 | 4.8857 | 5.4285 | 5.4285 | 5.4285 | 5.4285 | 5.4285 | 5.4285 | 5.4285 | 5.4285 | 5.4285 | 5.4285 | 5.4285 | 5.4285 | 5.4285 | 5.4285 | 5.4285
Yes | ResAirSealing_PSE | M_Input | PSE Business Case "QC _APPROVED_Measure Case_Air Sealing_2020" | 2020 | Retro | 2022 | 2041 | PSE | Residential | Manufactured LI | Gas | Per CFM50 Reduction - Shell Sealing - LIW | Per CFM50 Reduction - Shell Sealing - LIW | 1.15 | LIW: Sealing - Shell - MH - TG |  | 0 | 25 | 1.15 | 0 |  | 0 | 0 | 0 | 0 | 0 | 0 | 0 | 0.01 |  | 0 | 0 | 0 | Heating | Gas Heat | Shell Sealing | ResSpHtFAFZ1 | 0.02951% | 0% | 88.1% | 1269.427 |  | 8.367% | 4% | 85% | 6.8% | 0.2% | 0.1812 | 0.0024461 | 0.018364 | 0 | 1.1137 | 0 | 0 | 0 | 0.88195 |  | 0 | 8.1961 | 0 | 01. ($9,999.000) to $0.028 | 1 | 8.1961 | 12. $1.50 to $999.00 | 0 | 0 | 0 | 0 | 0 | 0 | 0 | 0 | 0 | 0 | 0 | 0 | 0 | 0 | 0 | 0 | 0 | 0 | 0 | 0 | 0 | 0 | 0 | 0 | 0 | 0 | 0 | 0 | 0 | 0 | 0 | 0 | 0 | 0 | 0 | 0 | 0 | 0 | 0 | 0 | 0 | 0 | 0 | 0 | 0 | 0 | 0 | 0 | 0 | 0 | 0 | 0 | 0 | 0 | 0 | 0 | 0 | 0 | 0 | 0 | 0 | 0 | 0 | 0 | 0 | 0 | 0 | 0 | 0 | 0 | 0 | 0 | 0 | 0 | 2050.3317 | 2050.3317 | 2050.3317 | 2050.3317 | 2050.3317 | 2050.3317 | 2050.3317 | 2050.3317 | 2050.3317 | 2050.3317 | 0 | 0 | 0 | 0 | 0 | 0 | 0 | 0 | 0 | 0 | 20.5033 | 20.5033 | 20.5033 | 20.5033 | 20.5033 | 20.5033 | 20.5033 | 20.5033 | 20.5033 | 20.5033 | 0 | 0 | 0 | 0 | 0 | 0 | 0 | 0 | 0 | 0 | 205.0332 | 20.5033 | 41.0066 | 61.5099 | 82.0133 | 102.5166 | 123.0199 | 143.5232 | 164.0265 | 184.5298 | 205.0332 | 205.0332 | 205.0332 | 205.0332 | 205.0332 | 205.0332 | 205.0332 | 205.0332 | 205.0332 | 205.0332 | 205.0332 | 0 | 0 | 0 | 0 | 0 | 0 | 0 | 0 | 0 | 0 | 0 | 0 | 0 | 0 | 0 | 0 | 0 | 0 | 0 | 0 | 0 | 0 | 0 | 0 | 0 | 0 | 0 | 0 | 0 | 0 | 0 | 0 | 0 | 0 | 0 | 0 | 0 | 0 | 0 | 0 | 0 | 0 | 0 | 0 | 0 | 0 | 0 | 0 | 0 | 1808.2966 | 1808.2966 | 1808.2966 | 1808.2966 | 1808.2966 | 1808.2966 | 1808.2966 | 1808.2966 | 1808.2966 | 1808.2966 | 0 | 0 | 0 | 0 | 0 | 0 | 0 | 0 | 0 | 0 | 0.001473% | 0 | 0 | 0 | 0 | 0 | 0 | 0 | 0 | 0 | 0 | 0 | 0 | 0 | 0 | 0 | 0 | 0 | 0 | 0 | 0 | 0 | 0 | 0 | 0
Yes | ResAirSealing_PSE | M_Input | PSE Business Case "QC _APPROVED_Measure Case_Air Sealing_2020" | 2020 | Retro | 2022 | 2045 | PSE | Residential | Single Family LI | Electric | Per CFM50 Reduction - Shell Sealing - LIW | Per CFM50 Reduction - Shell Sealing - LIW | 1.32 | LIW: Sealing - Shell - SF - TE |  | 0.36 | 15 | 1.32 | 0 |  | 0.006 | 0 | 0 | 0 | 0 | 0 | 0 | 0 |  | 0 | 0 | 0 | Heating | Electric Heat | Shell Sealing | ResSpHtFAFZ1 | 0.02951% | 31.51% | 0% | 1283.778 |  | 34.89% | 6.667% | 85% | 6.8% | 0.2% | 0.23672 | 0.015641 | 0.025237 | 1.6944 | 0 | 0 | 0 | 1.2316 | 0 |  | 0.29307 | 0 | 0.29307 | 13. $0.225 to $99,999.000 | 0 | 0 | 01. ($9,999.00) to $0.22 | 1 | 1276735.0221 | 1273835.7894 | 1270943.1404 | 1268057.0601 | 1265177.5336 | 1262304.5459 | 1259438.0822 | 1256578.1278 | 1253724.6678 | 1250877.6875 | 0 | 0 | 0 | 0 | 0 | 0 | 0 | 0 | 0 | 0 | 0 | 0 | 0 | 0 | 459624.6079 | 458580.8842 | 457539.5306 | 456500.5416 | 455463.9121 | 454429.6365 | 453397.7096 | 452368.126 | 451340.8804 | 450315.9675 | 0 | 0 | 0 | 0 | 0 | 0 | 0 | 0 | 0 | 0 | 0 | 0 | 0 | 0 | 4549561.7965 | 459624.6079 | 918205.4921 | 1375745.0227 | 1832245.5643 | 2287709.4764 | 2742139.1129 | 3195536.8225 | 3647904.9486 | 4099245.829 | 4549561.7965 | 4549561.7965 | 4549561.7965 | 4549561.7965 | 4549561.7965 | 4549561.7965 | 4549561.7965 | 4549561.7965 | 4549561.7965 | 4549561.7965 | 4549561.7965 | 4549561.7965 | 4549561.7965 | 4549561.7965 | 4549561.7965 | 0 | 0 | 0 | 0 | 0 | 0 | 0 | 0 | 0 | 0 | 0 | 0 | 0 | 0 | 0 | 0 | 0 | 0 | 0 | 0 | 0 | 0 | 0 | 0 | 0 | 0 | 0 | 0 | 0 | 0 | 0 | 0 | 0 | 0 | 0 | 0 | 0 | 0 | 0 | 0 | 0 | 0 | 0 | 0 | 0 | 0 | 0 | 0 | 0 | 0 | 0 | 0 | 0 | 0 | 0 | 0 | 0 | 0 | 0 | 0 | 0 | 135.6569 | 271.0058 | 406.0473 | 540.7822 | 675.2111 | 809.3347 | 943.1538 | 1076.669 | 1209.881 | 1342.7905 | 1342.7905 | 1342.7905 | 1342.7905 | 1342.7905 | 1342.7905 | 1342.7905 | 1342.7905 | 1342.7905 | 1342.7905 | 1342.7905 | 1342.7905 | 1342.7905 | 1342.7905 | 1342.7905 | 1572459.6795 | 1568888.9101 | 1565326.2492 | 1561771.6785 | 1558225.1796 | 1554686.7341 | 1551156.3237 | 1547633.9303 | 1544119.5356 | 1540613.1215 | 0 | 0 | 0 | 0 | 0 | 0 | 0 | 0 | 0 | 0 | 0 | 0 | 0 | 0 | 15564881.3422 | 0 | 0 | 0 | 0 | 0 | 0 | 0 | 0 | 0 | 0 | 0 | 0 | 0 | 0 | 0 | 0 | 0 | 0 | 0 | 0 | 0.001473% | 6.7694 | 13.5234 | 20.2621 | 26.9855 | 33.6936 | 40.3865 | 47.0641 | 53.7267 | 60.3741 | 67.0063 | 67.0063 | 67.0063 | 67.0063 | 67.0063 | 67.0063 | 67.0063 | 67.0063 | 67.0063 | 67.0063 | 67.0063 | 67.0063 | 67.0063 | 67.0063 | 67.0063
Yes | ResAirSealing_PSE | M_Input | PSE Business Case "QC _APPROVED_Measure Case_Air Sealing_2020" | 2020 | Retro | 2022 | 2041 | PSE | Residential | Single Family LI | Gas | Per CFM50 Reduction - Shell Sealing - LIW | Per CFM50 Reduction - Shell Sealing - LIW | 1.32 | LIW: Sealing - Shell - SF - TG |  | 0 | 15 | 1.32 | 0 |  | 0 | 0 | 0 | 0 | 0 | 0 | 0 | 0.02 |  | 0 | 0 | 0 | Heating | Gas Heat | Shell Sealing | ResSpHtFAFZ1 | 0.02951% | 0% | 79.28% | 1283.778 |  | 34.89% | 6.667% | 85% | 6.8% | 0.2% | 0.2369 | 0.0048923 | 0.024179 | 0 | 1.5548 | 0 | 0 | 0 | 1.1932 |  | 0 | 5.5442 | 0 | 01. ($9,999.000) to $0.028 | 1 | 5.5442 | 12. $1.50 to $999.00 | 0 | 0 | 0 | 0 | 0 | 0 | 0 | 0 | 0 | 0 | 0 | 0 | 0 | 0 | 0 | 0 | 0 | 0 | 0 | 0 | 0 | 0 | 0 | 0 | 0 | 0 | 0 | 0 | 0 | 0 | 0 | 0 | 0 | 0 | 0 | 0 | 0 | 0 | 0 | 0 | 0 | 0 | 0 | 0 | 0 | 0 | 0 | 0 | 0 | 0 | 0 | 0 | 0 | 0 | 0 | 0 | 0 | 0 | 0 | 0 | 0 | 0 | 0 | 0 | 0 | 0 | 0 | 0 | 0 | 0 | 0 | 0 | 0 | 0 | 2016567.8972 | 2011988.6389 | 2007419.7792 | 2002861.2947 | 1998313.1616 | 1993775.3564 | 1989247.8559 | 1984730.6364 | 1980223.6747 | 1975726.9475 | 0 | 0 | 0 | 0 | 0 | 0 | 0 | 0 | 0 | 0 | 40331.3579 | 40239.7728 | 40148.3956 | 40057.2259 | 39966.2632 | 39875.5071 | 39784.9571 | 39694.6127 | 39604.4735 | 39514.539 | 0 | 0 | 0 | 0 | 0 | 0 | 0 | 0 | 0 | 0 | 399217.1048 | 40331.3579 | 80571.1307 | 120719.5263 | 160776.7522 | 200743.0154 | 240618.5226 | 280403.4797 | 320098.0924 | 359702.5659 | 399217.1048 | 399217.1048 | 399217.1048 | 399217.1048 | 399217.1048 | 399217.1048 | 399217.1048 | 399217.1048 | 399217.1048 | 399217.1048 | 399217.1048 | 0 | 0 | 0 | 0 | 0 | 0 | 0 | 0 | 0 | 0 | 0 | 0 | 0 | 0 | 0 | 0 | 0 | 0 | 0 | 0 | 0 | 0 | 0 | 0 | 0 | 0 | 0 | 0 | 0 | 0 | 0 | 0 | 0 | 0 | 0 | 0 | 0 | 0 | 0 | 0 | 0 | 0 | 0 | 0 | 0 | 0 | 0 | 0 | 0 | 2406137.2599 | 2400673.3605 | 2395221.8687 | 2389782.7562 | 2384355.995 | 2378941.5569 | 2373539.414 | 2368149.5385 | 2362771.9023 | 2357406.4778 | 0 | 0 | 0 | 0 | 0 | 0 | 0 | 0 | 0 | 0 | 0.001473% | 0 | 0 | 0 | 0 | 0 | 0 | 0 | 0 | 0 | 0 | 0 | 0 | 0 | 0 | 0 | 0 | 0 | 0 | 0 | 0 | 0 | 0 | 0 | 0
No | ResAirSealing_PSE | M_Input | PSE Business Case "QC _APPROVED_Measure Case_Air Sealing_2020" | 2020 | Retro | 2022 | 2045 | PSE | Residential | Single family | Electric | Per Home - Duct Sealing and Insulation - SFWX | Per Home - Duct Sealing and Insulation - SFWX | 400 | SFWX: Sealing - Duct and Insulation - E |  | 1253 | 20 | 1000 | 0 |  | 0 | 0 | 0 | 0 | 0 | 0 | 0 | 0 |  | 0 | 0 | 0 | Heating | Electric Heat | Duct Sealing and Insulation | ResSpHtFAFZ1 | 0.02951% | 31.51% | 0% | 1 |  | 22.65% | 5% | 85% | 6.8% | 0.2% | 1093.0189 | 54.4386 | 114.7457 | 1090.5965 | 0 | 0 | 0 | 1121.4121 | 0 |  | 0.076668 | 0 | 0.076668 | 05. $0.070 to $0.077 | 1 | 0 | 01. ($9,999.00) to $0.22 | 1 | 3560.6084 | 3552.5231 | 3544.4561 | 3536.4074 | 3528.377 | 3520.3648 | 3512.3708 | 3504.395 | 3496.4373 | 3488.4976 | 0 | 0 | 0 | 0 | 0 | 0 | 0 | 0 | 0 | 0 | 0 | 0 | 0 | 0 | 4461442.3503 | 4451311.3905 | 4441203.4358 | 4431118.4341 | 4421056.3332 | 4411017.0811 | 4401000.626 | 4391006.9161 | 4381035.8997 | 4371087.5253 | 0 | 0 | 0 | 0 | 0 | 0 | 0 | 0 | 0 | 0 | 0 | 0 | 0 | 0 | 44161279.9919 | 4461442.3503 | 8912753.7408 | 13353957.1765 | 17785075.6106 | 22206131.9438 | 26617149.0249 | 31018149.6509 | 35409156.567 | 39790192.4666 | 44161279.9919 | 44161279.9919 | 44161279.9919 | 44161279.9919 | 44161279.9919 | 44161279.9919 | 44161279.9919 | 44161279.9919 | 44161279.9919 | 44161279.9919 | 44161279.9919 | 44161279.9919 | 44161279.9919 | 44161279.9919 | 44161279.9919 | 0 | 0 | 0 | 0 | 0 | 0 | 0 | 0 | 0 | 0 | 0 | 0 | 0 | 0 | 0 | 0 | 0 | 0 | 0 | 0 | 0 | 0 | 0 | 0 | 0 | 0 | 0 | 0 | 0 | 0 | 0 | 0 | 0 | 0 | 0 | 0 | 0 | 0 | 0 | 0 | 0 | 0 | 0 | 0 | 0 | 0 | 0 | 0 | 0 | 0 | 0 | 0 | 0 | 0 | 0 | 0 | 0 | 0 | 0 | 0 | 0 | 1316.7823 | 2630.5745 | 3941.3833 | 5249.2156 | 6554.0781 | 7855.9775 | 9154.9206 | 10450.9141 | 11743.9647 | 13034.079 | 13034.079 | 13034.079 | 13034.079 | 13034.079 | 13034.079 | 13034.079 | 13034.079 | 13034.079 | 13034.079 | 13034.079 | 13034.079 | 13034.079 | 13034.079 | 13034.079 | 3992909.5213 | 3983842.497 | 3974796.0619 | 3965770.1694 | 3956764.7726 | 3947779.8252 | 3938815.2805 | 3929871.0924 | 3920947.2147 | 3912043.601 | 0 | 0 | 0 | 0 | 0 | 0 | 0 | 0 | 0 | 0 | 0 | 0 | 0 | 0 | 39523540.036 | 0 | 0 | 0 | 0 | 0 | 0 | 0 | 0 | 0 | 0 | 0 | 0 | 0 | 0 | 0 | 0 | 0 | 0 | 0 | 0 | 0.001473% | 65.7085 | 131.2678 | 196.6783 | 261.9402 | 327.0539 | 392.0197 | 456.838 | 521.5092 | 586.0334 | 650.4112 | 650.4112 | 650.4112 | 650.4112 | 650.4112 | 650.4112 | 650.4112 | 650.4112 | 650.4112 | 650.4112 | 650.4112 | 650.4112 | 650.4112 | 650.4112 | 650.4112
No | ResAirSealing_PSE | M_Input | PSE Business Case "QC _APPROVED_Measure Case_Air Sealing_2020" | 2020 | Retro | 2022 | 2041 | PSE | Residential | Single family | Gas | Per Home - Duct Sealing and Insulation - SFWX | Per Home - Duct Sealing and Insulation - SFWX | 400 | SFWX: Sealing - Duct and Insulation - NG |  | 0 | 20 | 1000 | 0 |  | 0 | 0 | 0 | 0 | 0 | 0 | 0 | 75.33 |  | 0 | 0 | 0 | Heating | Gas Heat | Duct Sealing and Insulation | ResSpHtFAFZ1 | 0.02951% | 0% | 79.28% | 1 |  | 21.22% | 5% | 85% | 6.8% | 0.2% | 1140.649 | 18.4268 | 115.9076 | 0 | 1000 | 0 | 0 | 0 | 1065.6656 |  | 0 | 1.3147 | 0 | 01. ($9,999.000) to $0.028 | 1 | 1.3147 | 11. $1.20 to $1.50 | 0 | 0 | 0 | 0 | 0 | 0 | 0 | 0 | 0 | 0 | 0 | 0 | 0 | 0 | 0 | 0 | 0 | 0 | 0 | 0 | 0 | 0 | 0 | 0 | 0 | 0 | 0 | 0 | 0 | 0 | 0 | 0 | 0 | 0 | 0 | 0 | 0 | 0 | 0 | 0 | 0 | 0 | 0 | 0 | 0 | 0 | 0 | 0 | 0 | 0 | 0 | 0 | 0 | 0 | 0 | 0 | 0 | 0 | 0 | 0 | 0 | 0 | 0 | 0 | 0 | 0 | 0 | 0 | 0 | 0 | 0 | 0 | 0 | 0 | 9566.0743 | 9544.3518 | 9522.6787 | 9501.0547 | 9479.4799 | 9457.9541 | 9436.4771 | 9415.049 | 9393.6695 | 9372.3385 | 0 | 0 | 0 | 0 | 0 | 0 | 0 | 0 | 0 | 0 | 720612.3733 | 718976.0202 | 717343.3829 | 715714.4529 | 714089.2219 | 712467.6815 | 710849.8232 | 709235.6387 | 707625.1197 | 706018.2578 | 0 | 0 | 0 | 0 | 0 | 0 | 0 | 0 | 0 | 0 | 7132931.9721 | 720612.3733 | 1439588.3935 | 2156931.7764 | 2872646.2293 | 3586735.4512 | 4299203.1327 | 5010052.9559 | 5719288.5947 | 6426913.7143 | 7132931.9721 | 7132931.9721 | 7132931.9721 | 7132931.9721 | 7132931.9721 | 7132931.9721 | 7132931.9721 | 7132931.9721 | 7132931.9721 | 7132931.9721 | 7132931.9721 | 0 | 0 | 0 | 0 | 0 | 0 | 0 | 0 | 0 | 0 | 0 | 0 | 0 | 0 | 0 | 0 | 0 | 0 | 0 | 0 | 0 | 0 | 0 | 0 | 0 | 0 | 0 | 0 | 0 | 0 | 0 | 0 | 0 | 0 | 0 | 0 | 0 | 0 | 0 | 0 | 0 | 0 | 0 | 0 | 0 | 0 | 0 | 0 | 0 | 10194236.5551 | 10171087.6733 | 10147991.3576 | 10124947.4886 | 10101955.9472 | 10079016.6145 | 10056129.372 | 10033294.1015 | 10010510.6848 | 9987779.0043 | 0 | 0 | 0 | 0 | 0 | 0 | 0 | 0 | 0 | 0 | 0.001473% | 0 | 0 | 0 | 0 | 0 | 0 | 0 | 0 | 0 | 0 | 0 | 0 | 0 | 0 | 0 | 0 | 0 | 0 | 0 | 0 | 0 | 0 | 0 | 0
No | ResAirSealing_PSE | M_Input | PSE Business Case "QC _APPROVED_Measure Case_Air Sealing_2020" | 2020 | Retro | 2022 | 2045 | PSE | Residential | Single family | Electric | Per Home - Duct Sealing - FAF - SFWX | Per Home - Duct Sealing - FAF - SFWX | 300 | SFWX: Sealing - Duct - FAF |  | 1254 | 20 | 631.58 | 0 |  | 0 | 0 | 0 | 0 | 0 | 0 | 0 | 0 |  | 0 | 0 | 0 | Heating | Electric Furnace Heat | Duct Sealing | ResSpHtFAFZ1 | 0.02951% | 7.253% | 0% | 1 |  | 19.95% | 5% | 85% | 6.8% | 0.2% | 1093.8912 | 54.482 | 114.8373 | 688.7989 | 0 | 0 | 0 | 645.7956 | 0 |  | 0.044116 | 0 | 0.044116 | 02. $0.028 to $0.055 | 1 | 0 | 01. ($9,999.00) to $0.22 | 1 | 721.7723 | 720.1333 | 718.498 | 716.8664 | 715.2386 | 713.6145 | 711.994 | 710.3772 | 708.7641 | 707.1546 | 0 | 0 | 0 | 0 | 0 | 0 | 0 | 0 | 0 | 0 | 0 | 0 | 0 | 0 | 905102.405 | 903047.1154 | 900996.4929 | 898950.5269 | 896909.2069 | 894872.5222 | 892840.4624 | 890813.017 | 888790.1754 | 886771.9273 | 0 | 0 | 0 | 0 | 0 | 0 | 0 | 0 | 0 | 0 | 0 | 0 | 0 | 0 | 8959093.8514 | 905102.405 | 1808149.5204 | 2709146.0133 | 3608096.5402 | 4505005.747 | 5399878.2692 | 6292718.7316 | 7183531.7486 | 8072321.924 | 8959093.8514 | 8959093.8514 | 8959093.8514 | 8959093.8514 | 8959093.8514 | 8959093.8514 | 8959093.8514 | 8959093.8514 | 8959093.8514 | 8959093.8514 | 8959093.8514 | 8959093.8514 | 8959093.8514 | 8959093.8514 | 8959093.8514 | 0 | 0 | 0 | 0 | 0 | 0 | 0 | 0 | 0 | 0 | 0 | 0 | 0 | 0 | 0 | 0 | 0 | 0 | 0 | 0 | 0 | 0 | 0 | 0 | 0 | 0 | 0 | 0 | 0 | 0 | 0 | 0 | 0 | 0 | 0 | 0 | 0 | 0 | 0 | 0 | 0 | 0 | 0 | 0 | 0 | 0 | 0 | 0 | 0 | 0 | 0 | 0 | 0 | 0 | 0 | 0 | 0 | 0 | 0 | 0 | 0 | 267.1385 | 533.6703 | 799.5969 | 1064.9197 | 1329.6399 | 1593.7591 | 1857.2784 | 2120.1994 | 2382.5234 | 2644.2516 | 2644.2516 | 2644.2516 | 2644.2516 | 2644.2516 | 2644.2516 | 2644.2516 | 2644.2516 | 2644.2516 | 2644.2516 | 2644.2516 | 2644.2516 | 2644.2516 | 2644.2516 | 2644.2516 | 466117.3265 | 465058.876 | 464002.829 | 462949.1801 | 461897.9237 | 460849.0546 | 459802.5672 | 458758.4561 | 457716.716 | 456677.3414 | 0 | 0 | 0 | 0 | 0 | 0 | 0 | 0 | 0 | 0 | 0 | 0 | 0 | 0 | 4613830.2706 | 0 | 0 | 0 | 0 | 0 | 0 | 0 | 0 | 0 | 0 | 0 | 0 | 0 | 0 | 0 | 0 | 0 | 0 | 0 | 0 | 0.001473% | 13.3304 | 26.6306 | 39.9005 | 53.1404 | 66.3501 | 79.5299 | 92.6797 | 105.7997 | 118.8899 | 131.9503 | 131.9503 | 131.9503 | 131.9503 | 131.9503 | 131.9503 | 131.9503 | 131.9503 | 131.9503 | 131.9503 | 131.9503 | 131.9503 | 131.9503 | 131.9503 | 131.9503
No | ResAirSealing_PSE | M_Input | PSE Business Case "QC _APPROVED_Measure Case_Air Sealing_2020" | 2020 | Retro | 2022 | 2041 | PSE | Residential | Single family | Gas | Per Home - Duct Sealing - NG - SFWX | Per Home - Duct Sealing - NG - SFWX | 300 | SFWX: Sealing - Duct - NG |  | 0 | 20 | 631.58 | 0 |  | 0 | 0 | 0 | 0 | 0 | 0 | 0 | 50.81 |  | 0 | 0 | 0 | Heating | Gas Heat | Duct Sealing | ResSpHtFAFZ1 | 0.02951% | 0% | 79.28% | 1 |  | 19.95% | 5% | 85% | 6.8% | 0.2% | 769.3665 | 12.4288 | 78.1795 | 0 | 631.58 | 0 | 0 | 0 | 667.2876 |  | 0 | 1.2205 | 0 | 01. ($9,999.000) to $0.028 | 1 | 1.2205 | 11. $1.20 to $1.50 | 0 | 0 | 0 | 0 | 0 | 0 | 0 | 0 | 0 | 0 | 0 | 0 | 0 | 0 | 0 | 0 | 0 | 0 | 0 | 0 | 0 | 0 | 0 | 0 | 0 | 0 | 0 | 0 | 0 | 0 | 0 | 0 | 0 | 0 | 0 | 0 | 0 | 0 | 0 | 0 | 0 | 0 | 0 | 0 | 0 | 0 | 0 | 0 | 0 | 0 | 0 | 0 | 0 | 0 | 0 | 0 | 0 | 0 | 0 | 0 | 0 | 0 | 0 | 0 | 0 | 0 | 0 | 0 | 0 | 0 | 0 | 0 | 0 | 0 | 8992.4215 | 8972.0017 | 8951.6283 | 8931.3011 | 8911.02 | 8890.7851 | 8870.596 | 8850.4529 | 8830.3554 | 8810.3036 | 0 | 0 | 0 | 0 | 0 | 0 | 0 | 0 | 0 | 0 | 456904.9387 | 455867.4075 | 454832.2323 | 453799.4078 | 452768.9286 | 451740.7894 | 450714.9848 | 449691.5097 | 448670.3586 | 447651.5263 | 0 | 0 | 0 | 0 | 0 | 0 | 0 | 0 | 0 | 0 | 4522642.0837 | 456904.9387 | 912772.3462 | 1367604.5785 | 1821403.9863 | 2274172.9149 | 2725913.7042 | 3176628.6891 | 3626320.1987 | 4074990.5573 | 4522642.0837 | 4522642.0837 | 4522642.0837 | 4522642.0837 | 4522642.0837 | 4522642.0837 | 4522642.0837 | 4522642.0837 | 4522642.0837 | 4522642.0837 | 4522642.0837 | 0 | 0 | 0 | 0 | 0 | 0 | 0 | 0 | 0 | 0 | 0 | 0 | 0 | 0 | 0 | 0 | 0 | 0 | 0 | 0 | 0 | 0 | 0 | 0 | 0 | 0 | 0 | 0 | 0 | 0 | 0 | 0 | 0 | 0 | 0 | 0 | 0 | 0 | 0 | 0 | 0 | 0 | 0 | 0 | 0 | 0 | 0 | 0 | 0 | 6000531.5696 | 5986905.6748 | 5973310.7213 | 5959746.639 | 5946213.3578 | 5932710.8077 | 5919238.9189 | 5905797.6218 | 5892386.847 | 5879006.5251 | 0 | 0 | 0 | 0 | 0 | 0 | 0 | 0 | 0 | 0 | 0.001473% | 0 | 0 | 0 | 0 | 0 | 0 | 0 | 0 | 0 | 0 | 0 | 0 | 0 | 0 | 0 | 0 | 0 | 0 | 0 | 0 | 0 | 0 | 0 | 0
No | ResAirSealing_PSE | M_Input | PSE Business Case "QC _APPROVED_Measure Case_Air Sealing_2020" | 2020 | Retro | 2022 | 2045 | PSE | Residential | Single family | Electric | Per Home - Duct Sealing - HP - SFWX | Per Home - Duct Sealing - HP - SFWX | 300 | SFWX: Sealing - Duct - HP |  | 848 | 20 | 631.58 | 0 |  | 0 | 0 | 0 | 0 | 0 | 0 | 0 | 0 |  | 0 | 0 | 0 | Heat Pump | Heat Pump | Duct Sealing | ResSpHtHPZ1 | 0.03002% | 9.34% | 0% | 1 |  | 19.95% | 5% | 85% | 6.8% | 0.2% | 739.7286 | 37.4781 | 77.7207 | 688.7989 | 0 | 0 | 0 | 699.9162 | 0 |  | 0.070705 | 0 | 0.070705 | 05. $0.070 to $0.077 | 1 | 0 | 01. ($9,999.00) to $0.22 | 1 | 929.4785 | 927.3678 | 925.262 | 923.1609 | 921.0646 | 918.9731 | 916.8863 | 914.8042 | 912.7269 | 910.6543 | 0 | 0 | 0 | 0 | 0 | 0 | 0 | 0 | 0 | 0 | 0 | 0 | 0 | 0 | 788197.7421 | 786407.9174 | 784622.157 | 782840.4516 | 781062.7922 | 779289.1694 | 777519.5741 | 775753.9972 | 773992.4295 | 772234.862 | 0 | 0 | 0 | 0 | 0 | 0 | 0 | 0 | 0 | 0 | 0 | 0 | 0 | 0 | 7801921.0925 | 788197.7421 | 1574605.6594 | 2359227.8164 | 3142068.268 | 3923131.0602 | 4702420.2296 | 5479939.8038 | 6255693.801 | 7029686.2305 | 7801921.0925 | 7801921.0925 | 7801921.0925 | 7801921.0925 | 7801921.0925 | 7801921.0925 | 7801921.0925 | 7801921.0925 | 7801921.0925 | 7801921.0925 | 7801921.0925 | 7801921.0925 | 7801921.0925 | 7801921.0925 | 7801921.0925 | 0 | 0 | 0 | 0 | 0 | 0 | 0 | 0 | 0 | 0 | 0 | 0 | 0 | 0 | 0 | 0 | 0 | 0 | 0 | 0 | 0 | 0 | 0 | 0 | 0 | 0 | 0 | 0 | 0 | 0 | 0 | 0 | 0 | 0 | 0 | 0 | 0 | 0 | 0 | 0 | 0 | 0 | 0 | 0 | 0 | 0 | 0 | 0 | 0 | 0 | 0 | 0 | 0 | 0 | 0 | 0 | 0 | 0 | 0 | 0 | 0 | 236.6463 | 472.7551 | 708.3279 | 943.3657 | 1177.8698 | 1411.8413 | 1645.2816 | 1878.1918 | 2110.5731 | 2342.4267 | 2342.4267 | 2342.4267 | 2342.4267 | 2342.4267 | 2342.4267 | 2342.4267 | 2342.4267 | 2342.4267 | 2342.4267 | 2342.4267 | 2342.4267 | 2342.4267 | 2342.4267 | 2342.4267 | 650557.0063 | 649079.7336 | 647605.8155 | 646135.2443 | 644668.0125 | 643204.1124 | 641743.5365 | 640286.2773 | 638832.3272 | 637381.6787 | 0 | 0 | 0 | 0 | 0 | 0 | 0 | 0 | 0 | 0 | 0 | 0 | 0 | 0 | 6439493.7443 | 0 | 0 | 0 | 0 | 0 | 0 | 0 | 0 | 0 | 0 | 0 | 0 | 0 | 0 | 0 | 0 | 0 | 0 | 0 | 0 | 0.003628% | 28.5929 | 57.1209 | 85.5841 | 113.9826 | 142.3167 | 170.5864 | 198.7919 | 226.9334 | 255.011 | 283.0248 | 283.0248 | 283.0248 | 283.0248 | 283.0248 | 283.0248 | 283.0248 | 283.0248 | 283.0248 | 283.0248 | 283.0248 | 283.0248 | 283.0248 | 283.0248 | 283.0248
No | ResAirSealing_PSE | M_Input | PSE Business Case "QC _APPROVED_Measure Case_Air Sealing_2020" | 2020 | Retro | 2022 | 2045 | PSE | Residential | Single family | Electric | Per Home - Duct Sealing and Insulation - SFWX - MI | Per Home - Duct Sealing and Insulation - SFWX - MI | 800 | Duct Sealing and Insulation - EH - SF or DX - MI |  | 1253 | 20 | 1000 | 0 |  | 0 | 0 | 0 | 0 | 0 | 0 | 0 | 0 |  | 0 | 0 | 0 | Heating | Electric Heat | Duct Sealing and Insulation | ResSpHtFAFZ1 | 0.02951% | 31.51% | 0% | 1 |  | 0% | 5% | 85% | 6.8% | 0.2% | 1093.0189 | 54.4386 | 114.7457 | 1090.5965 | 0 | 0 | 0 | 1121.4121 | 0 |  | 0.076668 | 0 | 0.076668 | 05. $0.070 to $0.077 | 1 | 0 | 01. ($9,999.00) to $0.22 | 1 | 0 | 0 | 0 | 0 | 0 | 0 | 0 | 0 | 0 | 0 | 0 | 0 | 0 | 0 | 0 | 0 | 0 | 0 | 0 | 0 | 0 | 0 | 0 | 0 | 0 | 0 | 0 | 0 | 0 | 0 | 0 | 0 | 0 | 0 | 0 | 0 | 0 | 0 | 0 | 0 | 0 | 0 | 0 | 0 | 0 | 0 | 0 | 0 | 0 | 0 | 0 | 0 | 0 | 0 | 0 | 0 | 0 | 0 | 0 | 0 | 0 | 0 | 0 | 0 | 0 | 0 | 0 | 0 | 0 | 0 | 0 | 0 | 0 | 0 | 0 | 0 | 0 | 0 | 0 | 0 | 0 | 0 | 0 | 0 | 0 | 0 | 0 | 0 | 0 | 0 | 0 | 0 | 0 | 0 | 0 | 0 | 0 | 0 | 0 | 0 | 0 | 0 | 0 | 0 | 0 | 0 | 0 | 0 | 0 | 0 | 0 | 0 | 0 | 0 | 0 | 0 | 0 | 0 | 0 | 0 | 0 | 0 | 0 | 0 | 0 | 0 | 0 | 0 | 0 | 0 | 0 | 0 | 0 | 0 | 0 | 0 | 0 | 0 | 0 | 0 | 0 | 0 | 0 | 0 | 0 | 0 | 0 | 0 | 0 | 0 | 0 | 0 | 0 | 0 | 0 | 0 | 0 | 0 | 0 | 0 | 0 | 0 | 0 | 0 | 0 | 0 | 0 | 0 | 0 | 0 | 0 | 0 | 0 | 0 | 0 | 0 | 0 | 0 | 0 | 0 | 0 | 0 | 0 | 0 | 0 | 0 | 0 | 0 | 0 | 0 | 0 | 0 | 0 | 0 | 0 | 0 | 0 | 0 | 0 | 0 | 0 | 0 | 0 | 0.001473% | 0 | 0 | 0 | 0 | 0 | 0 | 0 | 0 | 0 | 0 | 0 | 0 | 0 | 0 | 0 | 0 | 0 | 0 | 0 | 0 | 0 | 0 | 0 | 0
No | ResAirSealing_PSE | M_Input | PSE Business Case "QC _APPROVED_Measure Case_Air Sealing_2020" | 2020 | Retro | 2022 | 2041 | PSE | Residential | Single family | Gas | Per Home - Duct Sealing and Insulation - SFWX - MI | Per Home - Duct Sealing and Insulation - SFWX - MI | 800 | Duct Sealing and Insulation - GH - SF or DX - MI |  | 0 | 20 | 1000 | 0 |  | 0 | 0 | 0 | 0 | 0 | 0 | 0 | 75.33 |  | 0 | 0 | 0 | Heating | Gas Heat | Duct Sealing and Insulation | ResSpHtFAFZ1 | 0.02951% | 0% | 79.28% | 1 |  | 0% | 5% | 85% | 6.8% | 0.2% | 1140.649 | 18.4268 | 115.9076 | 0 | 1000 | 0 | 0 | 0 | 1065.6656 |  | 0 | 1.3147 | 0 | 01. ($9,999.000) to $0.028 | 1 | 1.3147 | 11. $1.20 to $1.50 | 0 | 0 | 0 | 0 | 0 | 0 | 0 | 0 | 0 | 0 | 0 | 0 | 0 | 0 | 0 | 0 | 0 | 0 | 0 | 0 | 0 | 0 | 0 | 0 | 0 | 0 | 0 | 0 | 0 | 0 | 0 | 0 | 0 | 0 | 0 | 0 | 0 | 0 | 0 | 0 | 0 | 0 | 0 | 0 | 0 | 0 | 0 | 0 | 0 | 0 | 0 | 0 | 0 | 0 | 0 | 0 | 0 | 0 | 0 | 0 | 0 | 0 | 0 | 0 | 0 | 0 | 0 | 0 | 0 | 0 | 0 | 0 | 0 | 0 | 0 | 0 | 0 | 0 | 0 | 0 | 0 | 0 | 0 | 0 | 0 | 0 | 0 | 0 | 0 | 0 | 0 | 0 | 0 | 0 | 0 | 0 | 0 | 0 | 0 | 0 | 0 | 0 | 0 | 0 | 0 | 0 | 0 | 0 | 0 | 0 | 0 | 0 | 0 | 0 | 0 | 0 | 0 | 0 | 0 | 0 | 0 | 0 | 0 | 0 | 0 | 0 | 0 | 0 | 0 | 0 | 0 | 0 | 0 | 0 | 0 | 0 | 0 | 0 | 0 | 0 | 0 | 0 | 0 | 0 | 0 | 0 | 0 | 0 | 0 | 0 | 0 | 0 | 0 | 0 | 0 | 0 | 0 | 0 | 0 | 0 | 0 | 0 | 0 | 0 | 0 | 0 | 0 | 0 | 0 | 0 | 0 | 0 | 0 | 0 | 0 | 0 | 0 | 0 | 0 | 0 | 0 | 0 | 0 | 0 | 0 | 0 | 0 | 0 | 0 | 0 | 0 | 0 | 0 | 0 | 0 | 0 | 0 | 0 | 0 | 0 | 0 | 0 | 0 | 0 | 0.001473% | 0 | 0 | 0 | 0 | 0 | 0 | 0 | 0 | 0 | 0 | 0 | 0 | 0 | 0 | 0 | 0 | 0 | 0 | 0 | 0 | 0 | 0 | 0 | 0
No | ResAirSealing_PSE | M_Input | PSE Business Case "QC _APPROVED_Measure Case_Air Sealing_2020" | 2020 | Retro | 2022 | 2045 | PSE | Residential | Single family | Electric | Per SqFt of Attic - SFWX | Per SqFt of Attic - SFWX | 0.08 | Sealing - Air - Attic - EH - SF or DX |  | 0.15 | 45 | 0.2 | 0 |  | 0 | 0 | 0 | 0 | 0 | 0 | 0 | 0 |  | 0 | 0 | 0 | Heating | Electric Heat | Attic Sealing | ResSpHtFAFZ1 | 0.02951% | 31.51% | 0% | 1294.8001 |  | 8.723% | 2.222% | 85% | 6.8% | 0.2% | 0.31021 | 0.006517 | 0.031672 | 0.17882 | 0 | 0 | 0 | 0.18063 | 0 |  | 0.10316 | 0 | 0.10316 | 07. $0.085 to $0.115 | 1 | 0 | 01. ($9,999.00) to $0.22 | 1 | 1775275.1236 | 1771243.8621 | 1767221.7546 | 1763208.7805 | 1759204.919 | 1755210.1494 | 1751224.451 | 1747247.8032 | 1743280.1856 | 1739321.5775 | 0 | 0 | 0 | 0 | 0 | 0 | 0 | 0 | 0 | 0 | 0 | 0 | 0 | 0 | 266291.2685 | 265686.5793 | 265083.2632 | 264481.3171 | 263880.7378 | 263281.5224 | 262683.6676 | 262087.1705 | 261492.0278 | 260898.2366 | 0 | 0 | 0 | 0 | 0 | 0 | 0 | 0 | 0 | 0 | 0 | 0 | 0 | 0 | 2635865.791 | 266291.2685 | 531977.8479 | 797061.1111 | 1061542.4281 | 1325423.166 | 1588704.6884 | 1851388.356 | 2113475.5265 | 2374967.5544 | 2635865.791 | 2635865.791 | 2635865.791 | 2635865.791 | 2635865.791 | 2635865.791 | 2635865.791 | 2635865.791 | 2635865.791 | 2635865.791 | 2635865.791 | 2635865.791 | 2635865.791 | 2635865.791 | 2635865.791 | 0 | 0 | 0 | 0 | 0 | 0 | 0 | 0 | 0 | 0 | 0 | 0 | 0 | 0 | 0 | 0 | 0 | 0 | 0 | 0 | 0 | 0 | 0 | 0 | 0 | 0 | 0 | 0 | 0 | 0 | 0 | 0 | 0 | 0 | 0 | 0 | 0 | 0 | 0 | 0 | 0 | 0 | 0 | 0 | 0 | 0 | 0 | 0 | 0 | 0 | 0 | 0 | 0 | 0 | 0 | 0 | 0 | 0 | 0 | 0 | 0 | 78.5951 | 157.0118 | 235.2504 | 313.3113 | 391.195 | 468.9018 | 546.4321 | 623.7864 | 700.9651 | 777.9685 | 777.9685 | 777.9685 | 777.9685 | 777.9685 | 777.9685 | 777.9685 | 777.9685 | 777.9685 | 777.9685 | 777.9685 | 777.9685 | 777.9685 | 777.9685 | 777.9685 | 320664.6637 | 319936.5044 | 319209.9985 | 318485.1424 | 317761.9323 | 317040.3645 | 316320.4351 | 315602.1406 | 314885.4772 | 314170.4411 | 0 | 0 | 0 | 0 | 0 | 0 | 0 | 0 | 0 | 0 | 0 | 0 | 0 | 0 | 3174077.0998 | 0 | 0 | 0 | 0 | 0 | 0 | 0 | 0 | 0 | 0 | 0 | 0 | 0 | 0 | 0 | 0 | 0 | 0 | 0 | 0 | 0.001473% | 3.922 | 7.835 | 11.7392 | 15.6345 | 19.5209 | 23.3986 | 27.2674 | 31.1275 | 34.9787 | 38.8213 | 38.8213 | 38.8213 | 38.8213 | 38.8213 | 38.8213 | 38.8213 | 38.8213 | 38.8213 | 38.8213 | 38.8213 | 38.8213 | 38.8213 | 38.8213 | 38.8213
No | ResAirSealing_PSE | M_Input | PSE Business Case "QC _APPROVED_Measure Case_Air Sealing_2020" | 2020 | Retro | 2022 | 2045 | PSE | Residential | Single family | Electric | Per SqFt of Attic - SFWX - MI | Per SqFt of Attic - SFWX - MI | 0.2 | Sealing - Air - Attic - EH - SF or DX - MI |  | 0.15 | 45 | 0.2 | 0 |  | 0 | 0 | 0 | 0 | 0 | 0 | 0 | 0 |  | 0 | 0 | 0 | Heating | Electric Heat | Attic Sealing | ResSpHtFAFZ1 | 0.02951% | 31.51% | 0% | 1294.8001 |  | 0% | 2.222% | 85% | 6.8% | 0.2% | 0.31021 | 0.006517 | 0.031672 | 0.17882 | 0 | 0 | 0 | 0.18063 | 0 |  | 0.10316 | 0 | 0.10316 | 07. $0.085 to $0.115 | 1 | 0 | 01. ($9,999.00) to $0.22 | 1 | 0 | 0 | 0 | 0 | 0 | 0 | 0 | 0 | 0 | 0 | 0 | 0 | 0 | 0 | 0 | 0 | 0 | 0 | 0 | 0 | 0 | 0 | 0 | 0 | 0 | 0 | 0 | 0 | 0 | 0 | 0 | 0 | 0 | 0 | 0 | 0 | 0 | 0 | 0 | 0 | 0 | 0 | 0 | 0 | 0 | 0 | 0 | 0 | 0 | 0 | 0 | 0 | 0 | 0 | 0 | 0 | 0 | 0 | 0 | 0 | 0 | 0 | 0 | 0 | 0 | 0 | 0 | 0 | 0 | 0 | 0 | 0 | 0 | 0 | 0 | 0 | 0 | 0 | 0 | 0 | 0 | 0 | 0 | 0 | 0 | 0 | 0 | 0 | 0 | 0 | 0 | 0 | 0 | 0 | 0 | 0 | 0 | 0 | 0 | 0 | 0 | 0 | 0 | 0 | 0 | 0 | 0 | 0 | 0 | 0 | 0 | 0 | 0 | 0 | 0 | 0 | 0 | 0 | 0 | 0 | 0 | 0 | 0 | 0 | 0 | 0 | 0 | 0 | 0 | 0 | 0 | 0 | 0 | 0 | 0 | 0 | 0 | 0 | 0 | 0 | 0 | 0 | 0 | 0 | 0 | 0 | 0 | 0 | 0 | 0 | 0 | 0 | 0 | 0 | 0 | 0 | 0 | 0 | 0 | 0 | 0 | 0 | 0 | 0 | 0 | 0 | 0 | 0 | 0 | 0 | 0 | 0 | 0 | 0 | 0 | 0 | 0 | 0 | 0 | 0 | 0 | 0 | 0 | 0 | 0 | 0 | 0 | 0 | 0 | 0 | 0 | 0 | 0 | 0 | 0 | 0 | 0 | 0 | 0 | 0 | 0 | 0 | 0 | 0.001473% | 0 | 0 | 0 | 0 | 0 | 0 | 0 | 0 | 0 | 0 | 0 | 0 | 0 | 0 | 0 | 0 | 0 | 0 | 0 | 0 | 0 | 0 | 0 | 0
No | ResAirSealing_PSE | M_Input | PSE Business Case "QC _APPROVED_Measure Case_Air Sealing_2020" | 2020 | Retro | 2022 | 2041 | PSE | Residential | Single family | Gas | Per SqFt of Attic - SFWX | Per SqFt of Attic - SFWX | 0.08 | Sealing - Air - Attic - GH - SF or DX |  | 0 | 45 | 0.2 | 0 |  | 0 | 0 | 0 | 0 | 0 | 0 | 0 | 0.01 |  | 0 | 0 | 0 | Heating | Gas Heat | Attic Sealing | ResSpHtFAFZ1 | 0.02951% | 0% | 79.28% | 1294.8001 |  | 8.723% | 2.222% | 85% | 6.8% | 0.2% | 0.30189 | 0.0024461 | 0.030433 | 0 | 0.16483 | 0 | 0 | 0 | 0.17196 |  | 0 | 1.598 | 0 | 01. ($9,999.000) to $0.028 | 1 | 1.598 | 12. $1.50 to $999.00 | 0 | 0 | 0 | 0 | 0 | 0 | 0 | 0 | 0 | 0 | 0 | 0 | 0 | 0 | 0 | 0 | 0 | 0 | 0 | 0 | 0 | 0 | 0 | 0 | 0 | 0 | 0 | 0 | 0 | 0 | 0 | 0 | 0 | 0 | 0 | 0 | 0 | 0 | 0 | 0 | 0 | 0 | 0 | 0 | 0 | 0 | 0 | 0 | 0 | 0 | 0 | 0 | 0 | 0 | 0 | 0 | 0 | 0 | 0 | 0 | 0 | 0 | 0 | 0 | 0 | 0 | 0 | 0 | 0 | 0 | 0 | 0 | 0 | 0 | 5090982.873 | 5079422.3643 | 5067888.107 | 5056380.0414 | 5044898.1081 | 5033442.2479 | 5022012.4013 | 5010608.5095 | 4999230.5133 | 4987878.3542 | 0 | 0 | 0 | 0 | 0 | 0 | 0 | 0 | 0 | 0 | 50909.8287 | 50794.2236 | 50678.8811 | 50563.8004 | 50448.9811 | 50334.4225 | 50220.124 | 50106.0851 | 49992.3051 | 49878.7835 | 0 | 0 | 0 | 0 | 0 | 0 | 0 | 0 | 0 | 0 | 503927.4352 | 50909.8287 | 101704.0524 | 152382.9334 | 202946.7339 | 253395.7149 | 303730.1374 | 353950.2614 | 404056.3465 | 454048.6517 | 503927.4352 | 503927.4352 | 503927.4352 | 503927.4352 | 503927.4352 | 503927.4352 | 503927.4352 | 503927.4352 | 503927.4352 | 503927.4352 | 503927.4352 | 0 | 0 | 0 | 0 | 0 | 0 | 0 | 0 | 0 | 0 | 0 | 0 | 0 | 0 | 0 | 0 | 0 | 0 | 0 | 0 | 0 | 0 | 0 | 0 | 0 | 0 | 0 | 0 | 0 | 0 | 0 | 0 | 0 | 0 | 0 | 0 | 0 | 0 | 0 | 0 | 0 | 0 | 0 | 0 | 0 | 0 | 0 | 0 | 0 | 875422.3927 | 873434.4999 | 871451.1211 | 869472.2462 | 867497.8649 | 865527.967 | 863562.5422 | 861601.5806 | 859645.0718 | 857693.0058 | 0 | 0 | 0 | 0 | 0 | 0 | 0 | 0 | 0 | 0 | 0.001473% | 0 | 0 | 0 | 0 | 0 | 0 | 0 | 0 | 0 | 0 | 0 | 0 | 0 | 0 | 0 | 0 | 0 | 0 | 0 | 0 | 0 | 0 | 0 | 0
No | ResAirSealing_PSE | M_Input | PSE Business Case "QC _APPROVED_Measure Case_Air Sealing_2020" | 2020 | Retro | 2022 | 2041 | PSE | Residential | Single family | Gas | Per SqFt of Attic - SFWX - MI | Per SqFt of Attic - SFWX - MI | 0.2 | Sealing - Air - Attic - GH - SF or DX - MI |  | 0 | 45 | 0.2 | 0 |  | 0 | 0 | 0 | 0 | 0 | 0 | 0 | 0.01 |  | 0 | 0 | 0 | Heating | Gas Heat | Attic Sealing | ResSpHtFAFZ1 | 0.02951% | 0% | 79.28% | 1294.8001 |  | 0% | 2.222% | 85% | 6.8% | 0.2% | 0.30189 | 0.0024461 | 0.030433 | 0 | 0.16483 | 0 | 0 | 0 | 0.17196 |  | 0 | 1.598 | 0 | 01. ($9,999.000) to $0.028 | 1 | 1.598 | 12. $1.50 to $999.00 | 0 | 0 | 0 | 0 | 0 | 0 | 0 | 0 | 0 | 0 | 0 | 0 | 0 | 0 | 0 | 0 | 0 | 0 | 0 | 0 | 0 | 0 | 0 | 0 | 0 | 0 | 0 | 0 | 0 | 0 | 0 | 0 | 0 | 0 | 0 | 0 | 0 | 0 | 0 | 0 | 0 | 0 | 0 | 0 | 0 | 0 | 0 | 0 | 0 | 0 | 0 | 0 | 0 | 0 | 0 | 0 | 0 | 0 | 0 | 0 | 0 | 0 | 0 | 0 | 0 | 0 | 0 | 0 | 0 | 0 | 0 | 0 | 0 | 0 | 0 | 0 | 0 | 0 | 0 | 0 | 0 | 0 | 0 | 0 | 0 | 0 | 0 | 0 | 0 | 0 | 0 | 0 | 0 | 0 | 0 | 0 | 0 | 0 | 0 | 0 | 0 | 0 | 0 | 0 | 0 | 0 | 0 | 0 | 0 | 0 | 0 | 0 | 0 | 0 | 0 | 0 | 0 | 0 | 0 | 0 | 0 | 0 | 0 | 0 | 0 | 0 | 0 | 0 | 0 | 0 | 0 | 0 | 0 | 0 | 0 | 0 | 0 | 0 | 0 | 0 | 0 | 0 | 0 | 0 | 0 | 0 | 0 | 0 | 0 | 0 | 0 | 0 | 0 | 0 | 0 | 0 | 0 | 0 | 0 | 0 | 0 | 0 | 0 | 0 | 0 | 0 | 0 | 0 | 0 | 0 | 0 | 0 | 0 | 0 | 0 | 0 | 0 | 0 | 0 | 0 | 0 | 0 | 0 | 0 | 0 | 0 | 0 | 0 | 0 | 0 | 0 | 0 | 0 | 0 | 0 | 0 | 0 | 0 | 0 | 0 | 0 | 0 | 0 | 0 | 0.001473% | 0 | 0 | 0 | 0 | 0 | 0 | 0 | 0 | 0 | 0 | 0 | 0 | 0 | 0 | 0 | 0 | 0 | 0 | 0 | 0 | 0 | 0 | 0 | 0
No | ResAirSealing_PSE | M_Input | PSE Business Case "QC _APPROVED_Measure Case_Air Sealing_2020" | 2020 | Retro | 2022 | 2045 | PSE | Residential | Single family | Electric | Per SqFt of Floor - SFWX | Per SqFt of Floor - SFWX | 0.08 | Sealing - Air - Floor - EH - SF or DX |  | 0.15 | 45 | 0.2 | 0 |  | 0 | 0 | 0 | 0 | 0 | 0 | 0 | 0 |  | 0 | 0 | 0 | Heating | Electric Heat | Floor Sealing | ResSpHtFAFZ1 | 0.02951% | 31.51% | 0% | 1283.778 |  | 8.723% | 2.222% | 85% | 6.8% | 0.2% | 0.31021 | 0.006517 | 0.031672 | 0.17882 | 0 | 0 | 0 | 0.18063 | 0 |  | 0.10316 | 0 | 0.10316 | 07. $0.085 to $0.115 | 1 | 0 | 01. ($9,999.00) to $0.22 | 1 | 1760163.0111 | 1756166.0658 | 1752178.1968 | 1748199.3833 | 1744229.6048 | 1740268.8408 | 1736317.0709 | 1732374.2746 | 1728440.4315 | 1724515.5212 | 0 | 0 | 0 | 0 | 0 | 0 | 0 | 0 | 0 | 0 | 0 | 0 | 0 | 0 | 264024.4517 | 263424.9099 | 262826.7295 | 262229.9075 | 261634.4407 | 261040.3261 | 260447.5606 | 259856.1412 | 259266.0647 | 258677.3282 | 0 | 0 | 0 | 0 | 0 | 0 | 0 | 0 | 0 | 0 | 0 | 0 | 0 | 0 | 2613427.8601 | 264024.4517 | 527449.3615 | 790276.0911 | 1052505.9986 | 1314140.4393 | 1575180.7654 | 1835628.326 | 2095484.4672 | 2354750.5319 | 2613427.8601 | 2613427.8601 | 2613427.8601 | 2613427.8601 | 2613427.8601 | 2613427.8601 | 2613427.8601 | 2613427.8601 | 2613427.8601 | 2613427.8601 | 2613427.8601 | 2613427.8601 | 2613427.8601 | 2613427.8601 | 2613427.8601 | 0 | 0 | 0 | 0 | 0 | 0 | 0 | 0 | 0 | 0 | 0 | 0 | 0 | 0 | 0 | 0 | 0 | 0 | 0 | 0 | 0 | 0 | 0 | 0 | 0 | 0 | 0 | 0 | 0 | 0 | 0 | 0 | 0 | 0 | 0 | 0 | 0 | 0 | 0 | 0 | 0 | 0 | 0 | 0 | 0 | 0 | 0 | 0 | 0 | 0 | 0 | 0 | 0 | 0 | 0 | 0 | 0 | 0 | 0 | 0 | 0 | 77.9261 | 155.6752 | 233.2478 | 310.6442 | 387.8649 | 464.9102 | 541.7806 | 618.4764 | 694.9981 | 771.346 | 771.346 | 771.346 | 771.346 | 771.346 | 771.346 | 771.346 | 771.346 | 771.346 | 771.346 | 771.346 | 771.346 | 771.346 | 771.346 | 771.346 | 317934.9907 | 317213.0299 | 316492.7085 | 315774.0228 | 315056.969 | 314341.5435 | 313627.7426 | 312915.5626 | 312204.9998 | 311496.0505 | 0 | 0 | 0 | 0 | 0 | 0 | 0 | 0 | 0 | 0 | 0 | 0 | 0 | 0 | 3147057.62 | 0 | 0 | 0 | 0 | 0 | 0 | 0 | 0 | 0 | 0 | 0 | 0 | 0 | 0 | 0 | 0 | 0 | 0 | 0 | 0 | 0.001473% | 3.8886 | 7.7683 | 11.6393 | 15.5014 | 19.3548 | 23.1994 | 27.0353 | 30.8625 | 34.681 | 38.4908 | 38.4908 | 38.4908 | 38.4908 | 38.4908 | 38.4908 | 38.4908 | 38.4908 | 38.4908 | 38.4908 | 38.4908 | 38.4908 | 38.4908 | 38.4908 | 38.4908
No | ResAirSealing_PSE | M_Input | PSE Business Case "QC _APPROVED_Measure Case_Air Sealing_2020" | 2020 | Retro | 2022 | 2045 | PSE | Residential | Single family | Electric | Per SqFt of Floor - SFWX - MI | Per SqFt of Floor - SFWX - MI | 0.2 | Sealing - Air - Floor - EH - SF or DX - MI |  | 0.15 | 45 | 0.2 | 0 |  | 0 | 0 | 0 | 0 | 0 | 0 | 0 | 0 |  | 0 | 0 | 0 | Heating | Electric Heat | Floor Sealing | ResSpHtFAFZ1 | 0.02951% | 31.51% | 0% | 1283.778 |  | 0% | 2.222% | 85% | 6.8% | 0.2% | 0.31021 | 0.006517 | 0.031672 | 0.17882 | 0 | 0 | 0 | 0.18063 | 0 |  | 0.10316 | 0 | 0.10316 | 07. $0.085 to $0.115 | 1 | 0 | 01. ($9,999.00) to $0.22 | 1 | 0 | 0 | 0 | 0 | 0 | 0 | 0 | 0 | 0 | 0 | 0 | 0 | 0 | 0 | 0 | 0 | 0 | 0 | 0 | 0 | 0 | 0 | 0 | 0 | 0 | 0 | 0 | 0 | 0 | 0 | 0 | 0 | 0 | 0 | 0 | 0 | 0 | 0 | 0 | 0 | 0 | 0 | 0 | 0 | 0 | 0 | 0 | 0 | 0 | 0 | 0 | 0 | 0 | 0 | 0 | 0 | 0 | 0 | 0 | 0 | 0 | 0 | 0 | 0 | 0 | 0 | 0 | 0 | 0 | 0 | 0 | 0 | 0 | 0 | 0 | 0 | 0 | 0 | 0 | 0 | 0 | 0 | 0 | 0 | 0 | 0 | 0 | 0 | 0 | 0 | 0 | 0 | 0 | 0 | 0 | 0 | 0 | 0 | 0 | 0 | 0 | 0 | 0 | 0 | 0 | 0 | 0 | 0 | 0 | 0 | 0 | 0 | 0 | 0 | 0 | 0 | 0 | 0 | 0 | 0 | 0 | 0 | 0 | 0 | 0 | 0 | 0 | 0 | 0 | 0 | 0 | 0 | 0 | 0 | 0 | 0 | 0 | 0 | 0 | 0 | 0 | 0 | 0 | 0 | 0 | 0 | 0 | 0 | 0 | 0 | 0 | 0 | 0 | 0 | 0 | 0 | 0 | 0 | 0 | 0 | 0 | 0 | 0 | 0 | 0 | 0 | 0 | 0 | 0 | 0 | 0 | 0 | 0 | 0 | 0 | 0 | 0 | 0 | 0 | 0 | 0 | 0 | 0 | 0 | 0 | 0 | 0 | 0 | 0 | 0 | 0 | 0 | 0 | 0 | 0 | 0 | 0 | 0 | 0 | 0 | 0 | 0 | 0 | 0.001473% | 0 | 0 | 0 | 0 | 0 | 0 | 0 | 0 | 0 | 0 | 0 | 0 | 0 | 0 | 0 | 0 | 0 | 0 | 0 | 0 | 0 | 0 | 0 | 0
No | ResAirSealing_PSE | M_Input | PSE Business Case "QC _APPROVED_Measure Case_Air Sealing_2020" | 2020 | Retro | 2022 | 2041 | PSE | Residential | Single family | Gas | Per SqFt of Floor - SFWX | Per SqFt of Floor - SFWX | 0.08 | Sealing - Air - Floor - GH - SF or DX |  | 0 | 45 | 0.2 | 0 |  | 0 | 0 | 0 | 0 | 0 | 0 | 0 | 0.01 |  | 0 | 0 | 0 | Heating | Gas Heat | Floor Sealing | ResSpHtFAFZ1 | 0.02951% | 0% | 79.28% | 1283.778 |  | 8.723% | 2.222% | 85% | 6.8% | 0.2% | 0.30189 | 0.0024461 | 0.030433 | 0 | 0.16483 | 0 | 0 | 0 | 0.17196 |  | 0 | 1.598 | 0 | 01. ($9,999.000) to $0.028 | 1 | 1.598 | 12. $1.50 to $999.00 | 0 | 0 | 0 | 0 | 0 | 0 | 0 | 0 | 0 | 0 | 0 | 0 | 0 | 0 | 0 | 0 | 0 | 0 | 0 | 0 | 0 | 0 | 0 | 0 | 0 | 0 | 0 | 0 | 0 | 0 | 0 | 0 | 0 | 0 | 0 | 0 | 0 | 0 | 0 | 0 | 0 | 0 | 0 | 0 | 0 | 0 | 0 | 0 | 0 | 0 | 0 | 0 | 0 | 0 | 0 | 0 | 0 | 0 | 0 | 0 | 0 | 0 | 0 | 0 | 0 | 0 | 0 | 0 | 0 | 0 | 0 | 0 | 0 | 0 | 5047645.6431 | 5036183.5438 | 5024747.4723 | 5013337.3697 | 5001953.177 | 4990594.8352 | 4979262.2858 | 4967955.4701 | 4956674.3297 | 4945418.8063 | 0 | 0 | 0 | 0 | 0 | 0 | 0 | 0 | 0 | 0 | 50476.4564 | 50361.8354 | 50247.4747 | 50133.3737 | 50019.5318 | 49905.9484 | 49792.6229 | 49679.5547 | 49566.7433 | 49454.1881 | 0 | 0 | 0 | 0 | 0 | 0 | 0 | 0 | 0 | 0 | 499637.7293 | 50476.4564 | 100838.2919 | 151085.7666 | 201219.1403 | 251238.6721 | 301144.6204 | 350937.2433 | 400616.798 | 450183.5413 | 499637.7293 | 499637.7293 | 499637.7293 | 499637.7293 | 499637.7293 | 499637.7293 | 499637.7293 | 499637.7293 | 499637.7293 | 499637.7293 | 499637.7293 | 0 | 0 | 0 | 0 | 0 | 0 | 0 | 0 | 0 | 0 | 0 | 0 | 0 | 0 | 0 | 0 | 0 | 0 | 0 | 0 | 0 | 0 | 0 | 0 | 0 | 0 | 0 | 0 | 0 | 0 | 0 | 0 | 0 | 0 | 0 | 0 | 0 | 0 | 0 | 0 | 0 | 0 | 0 | 0 | 0 | 0 | 0 | 0 | 0 | 867970.3186 | 865999.3478 | 864032.8527 | 862070.823 | 860113.2487 | 858160.1196 | 856211.4257 | 854267.1568 | 852327.3029 | 850391.854 | 0 | 0 | 0 | 0 | 0 | 0 | 0 | 0 | 0 | 0 | 0.001473% | 0 | 0 | 0 | 0 | 0 | 0 | 0 | 0 | 0 | 0 | 0 | 0 | 0 | 0 | 0 | 0 | 0 | 0 | 0 | 0 | 0 | 0 | 0 | 0
No | ResAirSealing_PSE | M_Input | PSE Business Case "QC _APPROVED_Measure Case_Air Sealing_2020" | 2020 | Retro | 2022 | 2041 | PSE | Residential | Single family | Gas | Per SqFt of Floor - SFWX - MI | Per SqFt of Floor - SFWX - MI | 0.2 | Sealing - Air - Floor - GH - SF or DX - MI |  | 0 | 45 | 0.2 | 0 |  | 0 | 0 | 0 | 0 | 0 | 0 | 0 | 0.01 |  | 0 | 0 | 0 | Heating | Gas Heat | Floor Sealing | ResSpHtFAFZ1 | 0.02951% | 0% | 79.28% | 1283.778 |  | 0% | 2.222% | 85% | 6.8% | 0.2% | 0.30189 | 0.0024461 | 0.030433 | 0 | 0.16483 | 0 | 0 | 0 | 0.17196 |  | 0 | 1.598 | 0 | 01. ($9,999.000) to $0.028 | 1 | 1.598 | 12. $1.50 to $999.00 | 0 | 0 | 0 | 0 | 0 | 0 | 0 | 0 | 0 | 0 | 0 | 0 | 0 | 0 | 0 | 0 | 0 | 0 | 0 | 0 | 0 | 0 | 0 | 0 | 0 | 0 | 0 | 0 | 0 | 0 | 0 | 0 | 0 | 0 | 0 | 0 | 0 | 0 | 0 | 0 | 0 | 0 | 0 | 0 | 0 | 0 | 0 | 0 | 0 | 0 | 0 | 0 | 0 | 0 | 0 | 0 | 0 | 0 | 0 | 0 | 0 | 0 | 0 | 0 | 0 | 0 | 0 | 0 | 0 | 0 | 0 | 0 | 0 | 0 | 0 | 0 | 0 | 0 | 0 | 0 | 0 | 0 | 0 | 0 | 0 | 0 | 0 | 0 | 0 | 0 | 0 | 0 | 0 | 0 | 0 | 0 | 0 | 0 | 0 | 0 | 0 | 0 | 0 | 0 | 0 | 0 | 0 | 0 | 0 | 0 | 0 | 0 | 0 | 0 | 0 | 0 | 0 | 0 | 0 | 0 | 0 | 0 | 0 | 0 | 0 | 0 | 0 | 0 | 0 | 0 | 0 | 0 | 0 | 0 | 0 | 0 | 0 | 0 | 0 | 0 | 0 | 0 | 0 | 0 | 0 | 0 | 0 | 0 | 0 | 0 | 0 | 0 | 0 | 0 | 0 | 0 | 0 | 0 | 0 | 0 | 0 | 0 | 0 | 0 | 0 | 0 | 0 | 0 | 0 | 0 | 0 | 0 | 0 | 0 | 0 | 0 | 0 | 0 | 0 | 0 | 0 | 0 | 0 | 0 | 0 | 0 | 0 | 0 | 0 | 0 | 0 | 0 | 0 | 0 | 0 | 0 | 0 | 0 | 0 | 0 | 0 | 0 | 0 | 0 | 0.001473% | 0 | 0 | 0 | 0 | 0 | 0 | 0 | 0 | 0 | 0 | 0 | 0 | 0 | 0 | 0 | 0 | 0 | 0 | 0 | 0 | 0 | 0 | 0 | 0
No | ResAirSealing_PSE | M_Input | PSE Business Case "QC _APPROVED_Measure Case_Air Sealing_2020" | 2020 | Retro | 2022 | 2045 | PSE | Residential | Single family | Electric | Per Home SqFt - Whole House Sealing - E FAF - SFWX | Per Home SqFt - Whole House Sealing - E FAF - SFWX | 0.27 | Sealing - Air - Whole House - E FAF - SF or DX |  | 0.54 | 15 | 0.73 | 0 |  | 0.009 | 0 | 0 | 0 | 0 | 0 | 0 | 0 |  | 0 | 0 | 0 | Heating | Electric Furnace Heat | Whole House Sealing | ResSpHtFAFZ1 | 0.02951% | 7.253% | 0% | 1283.778 |  | 26.17% | 6.667% | 85% | 6.8% | 0.2% | 0.35509 | 0.023461 | 0.037855 | 0.93703 | 0 | 0 | 0 | 0.91665 | 0 |  | 0.14542 | 0 | 0.14542 | 09. $0.130 to $0.150 | 1 | 0 | 01. ($9,999.00) to $0.22 | 1 | 1215440.3179 | 1212680.3188 | 1209926.587 | 1207179.1083 | 1204437.8686 | 1201702.8536 | 1198974.0492 | 1196251.4414 | 1193535.016 | 1190824.759 | 0 | 0 | 0 | 0 | 0 | 0 | 0 | 0 | 0 | 0 | 0 | 0 | 0 | 0 | 656337.7717 | 654847.3721 | 653360.357 | 651876.7185 | 650396.449 | 648919.5409 | 647445.9866 | 645975.7783 | 644508.9086 | 643045.3698 | 0 | 0 | 0 | 0 | 0 | 0 | 0 | 0 | 0 | 0 | 0 | 0 | 0 | 0 | 6496714.2526 | 656337.7717 | 1311185.1438 | 1964545.5008 | 2616422.2193 | 3266818.6683 | 3915738.2093 | 4563184.1958 | 5209159.9742 | 5853668.8828 | 6496714.2526 | 6496714.2526 | 6496714.2526 | 6496714.2526 | 6496714.2526 | 6496714.2526 | 6496714.2526 | 6496714.2526 | 6496714.2526 | 6496714.2526 | 6496714.2526 | 6496714.2526 | 6496714.2526 | 6496714.2526 | 6496714.2526 | 0 | 0 | 0 | 0 | 0 | 0 | 0 | 0 | 0 | 0 | 0 | 0 | 0 | 0 | 0 | 0 | 0 | 0 | 0 | 0 | 0 | 0 | 0 | 0 | 0 | 0 | 0 | 0 | 0 | 0 | 0 | 0 | 0 | 0 | 0 | 0 | 0 | 0 | 0 | 0 | 0 | 0 | 0 | 0 | 0 | 0 | 0 | 0 | 0 | 0 | 0 | 0 | 0 | 0 | 0 | 0 | 0 | 0 | 0 | 0 | 0 | 193.7163 | 386.9926 | 579.8301 | 772.2297 | 964.1924 | 1155.7192 | 1346.8111 | 1537.4691 | 1727.6941 | 1917.4871 | 1917.4871 | 1917.4871 | 1917.4871 | 1917.4871 | 1917.4871 | 1917.4871 | 1917.4871 | 1917.4871 | 1917.4871 | 1917.4871 | 1917.4871 | 1917.4871 | 1917.4871 | 1917.4871 | 1114137.1403 | 1111607.1785 | 1109082.9617 | 1106564.4768 | 1104051.7109 | 1101544.6509 | 1099043.2839 | 1096547.597 | 1094057.5772 | 1091573.2117 | 0 | 0 | 0 | 0 | 0 | 0 | 0 | 0 | 0 | 0 | 0 | 0 | 0 | 0 | 11028209.7889 | 0 | 0 | 0 | 0 | 0 | 0 | 0 | 0 | 0 | 0 | 0 | 0 | 0 | 0 | 0 | 0 | 0 | 0 | 0 | 0 | 0.001473% | 9.6666 | 19.3112 | 28.934 | 38.5349 | 48.114 | 57.6713 | 67.207 | 76.721 | 86.2133 | 95.6842 | 95.6842 | 95.6842 | 95.6842 | 95.6842 | 95.6842 | 95.6842 | 95.6842 | 95.6842 | 95.6842 | 95.6842 | 95.6842 | 95.6842 | 95.6842 | 95.6842
No | ResAirSealing_PSE | M_Input | PSE Business Case "QC _APPROVED_Measure Case_Air Sealing_2020" | 2020 | Retro | 2022 | 2041 | PSE | Residential | Single family | Gas | Per Home SqFt - Whole House Sealing - GH - SFWX | Per Home SqFt - Whole House Sealing - GH - SFWX | 0.27 | Sealing - Air - Whole House - GH - SF or DX |  | 0 | 15 | 0.73 | 0 |  | 0 | 0 | 0 | 0 | 0 | 0 | 0 | 0.02 |  | 0 | 0 | 0 | Heating | Gas Heat | Whole House Sealing | ResSpHtFAFZ1 | 0.02951% | 0% | 79.28% | 1283.778 |  | 26.17% | 6.667% | 85% | 6.8% | 0.2% | 0.2369 | 0.0048923 | 0.024179 | 0 | 0.85988 | 0 | 0 | 0 | 0.97681 |  | 0 | 4.5388 | 0 | 01. ($9,999.000) to $0.028 | 1 | 4.5388 | 12. $1.50 to $999.00 | 0 | 0 | 0 | 0 | 0 | 0 | 0 | 0 | 0 | 0 | 0 | 0 | 0 | 0 | 0 | 0 | 0 | 0 | 0 | 0 | 0 | 0 | 0 | 0 | 0 | 0 | 0 | 0 | 0 | 0 | 0 | 0 | 0 | 0 | 0 | 0 | 0 | 0 | 0 | 0 | 0 | 0 | 0 | 0 | 0 | 0 | 0 | 0 | 0 | 0 | 0 | 0 | 0 | 0 | 0 | 0 | 0 | 0 | 0 | 0 | 0 | 0 | 0 | 0 | 0 | 0 | 0 | 0 | 0 | 0 | 0 | 0 | 0 | 0 | 15142936.9293 | 15108550.6313 | 15074242.417 | 15040012.1092 | 15005859.5309 | 14971784.5057 | 14937786.8574 | 14903866.4103 | 14870022.9891 | 14836256.4189 | 0 | 0 | 0 | 0 | 0 | 0 | 0 | 0 | 0 | 0 | 302858.7386 | 302171.0126 | 301484.8483 | 300800.2422 | 300117.1906 | 299435.6901 | 298755.7371 | 298077.3282 | 297400.4598 | 296725.1284 | 0 | 0 | 0 | 0 | 0 | 0 | 0 | 0 | 0 | 0 | 2997826.376 | 302858.7386 | 605029.7512 | 906514.5996 | 1207314.8417 | 1507432.0324 | 1806867.7225 | 2105623.4596 | 2403700.7878 | 2701101.2476 | 2997826.376 | 2997826.376 | 2997826.376 | 2997826.376 | 2997826.376 | 2997826.376 | 2997826.376 | 2997826.376 | 2997826.376 | 2997826.376 | 2997826.376 | 0 | 0 | 0 | 0 | 0 | 0 | 0 | 0 | 0 | 0 | 0 | 0 | 0 | 0 | 0 | 0 | 0 | 0 | 0 | 0 | 0 | 0 | 0 | 0 | 0 | 0 | 0 | 0 | 0 | 0 | 0 | 0 | 0 | 0 | 0 | 0 | 0 | 0 | 0 | 0 | 0 | 0 | 0 | 0 | 0 | 0 | 0 | 0 | 0 | 14791720.7416 | 14758131.9787 | 14724619.4886 | 14691183.098 | 14657822.6341 | 14624537.9245 | 14591328.7973 | 14558195.0807 | 14525136.6035 | 14492153.1949 | 0 | 0 | 0 | 0 | 0 | 0 | 0 | 0 | 0 | 0 | 0.001473% | 0 | 0 | 0 | 0 | 0 | 0 | 0 | 0 | 0 | 0 | 0 | 0 | 0 | 0 | 0 | 0 | 0 | 0 | 0 | 0 | 0 | 0 | 0 | 0
No | ResAirSealing_PSE | M_Input | PSE Business Case "QC _APPROVED_Measure Case_Air Sealing_2020" | 2020 | Retro | 2022 | 2045 | PSE | Residential | Single family | Electric | Per Home SqFt - Whole House Sealing - HP - SFWX | Per Home SqFt - Whole House Sealing - HP - SFWX | 0.27 | Sealing - Air - Whole House - HP - SF or DX |  | 0.24 | 15 | 0.73 | 0 |  | 0.004 | 0 | 0 | 0 | 0 | 0 | 0 | 0 |  | 0 | 0 | 0 | Heat Pump | Heat Pump | Whole House Sealing | ResSpHtHPZ1 | 0.03002% | 9.34% | 0% | 1283.778 |  | 26.17% | 6.667% | 85% | 6.8% | 0.2% | 0.15782 | 0.010607 | 0.016842 | 0.93703 | 0 | 0 | 0 | 1.0089 | 0 |  | 0.36011 | 0 | 0.36011 | 13. $0.225 to $99,999.000 | 0 | 0 | 01. ($9,999.00) to $0.22 | 1 | 1565210.6353 | 1561656.3843 | 1558110.2042 | 1554572.0767 | 1551041.9835 | 1547519.9063 | 1544005.8271 | 1540499.7275 | 1537001.5895 | 1533511.395 | 0 | 0 | 0 | 0 | 0 | 0 | 0 | 0 | 0 | 0 | 0 | 0 | 0 | 0 | 375650.5525 | 374797.5322 | 373946.449 | 373097.2984 | 372250.076 | 371404.7775 | 370561.3985 | 369719.9346 | 368880.3815 | 368042.7348 | 0 | 0 | 0 | 0 | 0 | 0 | 0 | 0 | 0 | 0 | 0 | 0 | 0 | 0 | 3718351.135 | 375650.5525 | 750448.0847 | 1124394.5337 | 1497491.8321 | 1869741.9081 | 2241146.6857 | 2611708.0841 | 2981428.0187 | 3350308.4002 | 3718351.135 | 3718351.135 | 3718351.135 | 3718351.135 | 3718351.135 | 3718351.135 | 3718351.135 | 3718351.135 | 3718351.135 | 3718351.135 | 3718351.135 | 3718351.135 | 3718351.135 | 3718351.135 | 3718351.135 | 0 | 0 | 0 | 0 | 0 | 0 | 0 | 0 | 0 | 0 | 0 | 0 | 0 | 0 | 0 | 0 | 0 | 0 | 0 | 0 | 0 | 0 | 0 | 0 | 0 | 0 | 0 | 0 | 0 | 0 | 0 | 0 | 0 | 0 | 0 | 0 | 0 | 0 | 0 | 0 | 0 | 0 | 0 | 0 | 0 | 0 | 0 | 0 | 0 | 0 | 0 | 0 | 0 | 0 | 0 | 0 | 0 | 0 | 0 | 0 | 0 | 112.7843 | 225.3124 | 337.585 | 449.6027 | 561.366 | 672.8755 | 784.1318 | 895.1355 | 1005.8871 | 1116.3872 | 1116.3872 | 1116.3872 | 1116.3872 | 1116.3872 | 1116.3872 | 1116.3872 | 1116.3872 | 1116.3872 | 1116.3872 | 1116.3872 | 1116.3872 | 1116.3872 | 1116.3872 | 1116.3872 | 1579121.1913 | 1575535.3524 | 1571957.6562 | 1568388.0841 | 1564826.6178 | 1561273.2388 | 1557727.9287 | 1554190.6692 | 1550661.4421 | 1547140.2291 | 0 | 0 | 0 | 0 | 0 | 0 | 0 | 0 | 0 | 0 | 0 | 0 | 0 | 0 | 15630822.4096 | 0 | 0 | 0 | 0 | 0 | 0 | 0 | 0 | 0 | 0 | 0 | 0 | 0 | 0 | 0 | 0 | 0 | 0 | 0 | 0 | 0.003628% | 13.6272 | 27.2235 | 40.7889 | 54.3235 | 67.8273 | 81.3005 | 94.7431 | 108.1552 | 121.5368 | 134.888 | 134.888 | 134.888 | 134.888 | 134.888 | 134.888 | 134.888 | 134.888 | 134.888 | 134.888 | 134.888 | 134.888 | 134.888 | 134.888 | 134.888
No | ResAirSealing_PSE | M_Input | PSE Business Case "QC _APPROVED_Measure Case_Air Sealing_2020" | 2020 | Retro | 2022 | 2045 | PSE | Residential | Single family | Electric | Per Home SqFt - Whole House Sealing - Zonal - SFWX | Per Home SqFt - Whole House Sealing - Zonal - SFWX | 0.27 | Sealing - Air - Whole House - Zonal - SF or DX |  | 0.44 | 15 | 0.73 | 0 |  | 0.008 | 0 | 0 | 0 | 0 | 0 | 0 | 0 |  | 0 | 0 | 0 | Heating | Electric Zonal Heat | Whole House Sealing | ResSpHtBBZ1 | 0.02856% | 12.05% | 0% | 1283.778 |  | 26.17% | 6.667% | 85% | 6.8% | 0.2% | 0.28933 | 0.0185 | 0.030783 | 0.93703 | 0 | 0 | 0 | 0.94036 | 0 |  | 0.18308 | 0 | 0.18308 | 11. $0.175 to $0.200 | 0 | 0 | 01. ($9,999.00) to $0.22 | 1 | 2020015.9264 | 2015428.912 | 2010852.3137 | 2006286.1079 | 2001730.2709 | 1997184.7792 | 1992649.6094 | 1988124.7379 | 1983610.1414 | 1979105.7966 | 0 | 0 | 0 | 0 | 0 | 0 | 0 | 0 | 0 | 0 | 0 | 0 | 0 | 0 | 888807.0076 | 886788.7213 | 884775.018 | 882765.8875 | 880761.3192 | 878761.3029 | 876765.8281 | 874774.8847 | 872788.4622 | 870806.5505 | 0 | 0 | 0 | 0 | 0 | 0 | 0 | 0 | 0 | 0 | 0 | 0 | 0 | 0 | 8797794.9819 | 888807.0076 | 1775595.7289 | 2660370.7469 | 3543136.6344 | 4423897.9536 | 5302659.2564 | 6179425.0845 | 7054199.9692 | 7926988.4314 | 8797794.9819 | 8797794.9819 | 8797794.9819 | 8797794.9819 | 8797794.9819 | 8797794.9819 | 8797794.9819 | 8797794.9819 | 8797794.9819 | 8797794.9819 | 8797794.9819 | 8797794.9819 | 8797794.9819 | 8797794.9819 | 8797794.9819 | 0 | 0 | 0 | 0 | 0 | 0 | 0 | 0 | 0 | 0 | 0 | 0 | 0 | 0 | 0 | 0 | 0 | 0 | 0 | 0 | 0 | 0 | 0 | 0 | 0 | 0 | 0 | 0 | 0 | 0 | 0 | 0 | 0 | 0 | 0 | 0 | 0 | 0 | 0 | 0 | 0 | 0 | 0 | 0 | 0 | 0 | 0 | 0 | 0 | 0 | 0 | 0 | 0 | 0 | 0 | 0 | 0 | 0 | 0 | 0 | 0 | 253.8674 | 507.1582 | 759.8739 | 1012.0158 | 1263.5851 | 1514.5831 | 1765.0112 | 2014.8706 | 2264.1626 | 2512.8885 | 2512.8885 | 2512.8885 | 2512.8885 | 2512.8885 | 2512.8885 | 2512.8885 | 2512.8885 | 2512.8885 | 2512.8885 | 2512.8885 | 2512.8885 | 2512.8885 | 2512.8885 | 2512.8885 | 1899541.5917 | 1895228.1482 | 1890924.4995 | 1886630.6236 | 1882346.498 | 1878072.1008 | 1873807.4098 | 1869552.4029 | 1865307.0583 | 1861071.3539 | 0 | 0 | 0 | 0 | 0 | 0 | 0 | 0 | 0 | 0 | 0 | 0 | 0 | 0 | 18802481.6867 | 0 | 0 | 0 | 0 | 0 | 0 | 0 | 0 | 0 | 0 | 0 | 0 | 0 | 0 | 0 | 0 | 0 | 0 | 0 | 0 | 0.0003665% | 3.2575 | 6.5076 | 9.7504 | 12.9858 | 16.2138 | 19.4345 | 22.6479 | 25.854 | 29.0528 | 32.2444 | 32.2444 | 32.2444 | 32.2444 | 32.2444 | 32.2444 | 32.2444 | 32.2444 | 32.2444 | 32.2444 | 32.2444 | 32.2444 | 32.2444 | 32.2444 | 32.2444
No | ResAirSealing_PSE | M_Input | PSE Business Case "QC _APPROVED_Measure Case_Air Sealing_2020" | 2020 | Retro | 2022 | 2045 | PSE | Residential | Single family | Electric | Per Home - Duct Sealing - E FAF - SFWX - MI | Per Home - Duct Sealing - E FAF - SFWX - MI | 600 | Sealing - Duct - E FAF - SF or DX - MI |  | 1254 | 20 | 631.58 | 0 |  | 0 | 0 | 0 | 0 | 0 | 0 | 0 | 0 |  | 0 | 0 | 0 | Heating | Electric Furnace Heat | Duct Sealing | ResSpHtFAFZ1 | 0.02951% | 7.253% | 0% | 1 |  | 0% | 5% | 85% | 6.8% | 0.2% | 1093.8912 | 54.482 | 114.8373 | 688.7989 | 0 | 0 | 0 | 645.7956 | 0 |  | 0.044116 | 0 | 0.044116 | 02. $0.028 to $0.055 | 1 | 0 | 01. ($9,999.00) to $0.22 | 1 | 0 | 0 | 0 | 0 | 0 | 0 | 0 | 0 | 0 | 0 | 0 | 0 | 0 | 0 | 0 | 0 | 0 | 0 | 0 | 0 | 0 | 0 | 0 | 0 | 0 | 0 | 0 | 0 | 0 | 0 | 0 | 0 | 0 | 0 | 0 | 0 | 0 | 0 | 0 | 0 | 0 | 0 | 0 | 0 | 0 | 0 | 0 | 0 | 0 | 0 | 0 | 0 | 0 | 0 | 0 | 0 | 0 | 0 | 0 | 0 | 0 | 0 | 0 | 0 | 0 | 0 | 0 | 0 | 0 | 0 | 0 | 0 | 0 | 0 | 0 | 0 | 0 | 0 | 0 | 0 | 0 | 0 | 0 | 0 | 0 | 0 | 0 | 0 | 0 | 0 | 0 | 0 | 0 | 0 | 0 | 0 | 0 | 0 | 0 | 0 | 0 | 0 | 0 | 0 | 0 | 0 | 0 | 0 | 0 | 0 | 0 | 0 | 0 | 0 | 0 | 0 | 0 | 0 | 0 | 0 | 0 | 0 | 0 | 0 | 0 | 0 | 0 | 0 | 0 | 0 | 0 | 0 | 0 | 0 | 0 | 0 | 0 | 0 | 0 | 0 | 0 | 0 | 0 | 0 | 0 | 0 | 0 | 0 | 0 | 0 | 0 | 0 | 0 | 0 | 0 | 0 | 0 | 0 | 0 | 0 | 0 | 0 | 0 | 0 | 0 | 0 | 0 | 0 | 0 | 0 | 0 | 0 | 0 | 0 | 0 | 0 | 0 | 0 | 0 | 0 | 0 | 0 | 0 | 0 | 0 | 0 | 0 | 0 | 0 | 0 | 0 | 0 | 0 | 0 | 0 | 0 | 0 | 0 | 0 | 0 | 0 | 0 | 0 | 0.001473% | 0 | 0 | 0 | 0 | 0 | 0 | 0 | 0 | 0 | 0 | 0 | 0 | 0 | 0 | 0 | 0 | 0 | 0 | 0 | 0 | 0 | 0 | 0 | 0
No | ResAirSealing_PSE | M_Input | PSE Business Case "QC _APPROVED_Measure Case_Air Sealing_2020" | 2020 | Retro | 2022 | 2045 | PSE | Residential | Manufactured | Electric | Per Home - Duct Sealing - EH - SFWX | Per Home - Duct Sealing - EH - SFWX | 450 | Sealing - Duct - EH - MH |  | 468 | 18 | 549 | 0 |  | 0 | 0 | 0 | 0 | 0 | 0 | 0 | 0 |  | 0 | 0 | 0 | Heating | Electric Heat | Duct Sealing | ResSpHtFAFZ1 | 0.02951% | 65.62% | 0% | 1 |  | 47.5% | 5.556% | 85% | 6.8% | 0.2% | 366.735 | 20.333 | 38.7068 | 633.3137 | 0 | 0 | 0 | 684.0739 | 0 |  | 0.12521 | 0 | 0.12521 | 08. $0.115 to $0.130 | 1 | 0 | 01. ($9,999.00) to $0.22 | 1 | 1241.5861 | 1241.5861 | 1241.5861 | 1241.5861 | 1241.5861 | 1241.5861 | 1241.5861 | 1241.5861 | 1241.5861 | 1241.5861 | 0 | 0 | 0 | 0 | 0 | 0 | 0 | 0 | 0 | 0 | 0 | 0 | 0 | 0 | 581062.2751 | 581062.2751 | 581062.2751 | 581062.2751 | 581062.2751 | 581062.2751 | 581062.2751 | 581062.2751 | 581062.2751 | 581062.2751 | 0 | 0 | 0 | 0 | 0 | 0 | 0 | 0 | 0 | 0 | 0 | 0 | 0 | 0 | 5810622.7514 | 581062.2751 | 1162124.5503 | 1743186.8254 | 2324249.1006 | 2905311.3757 | 3486373.6509 | 4067435.926 | 4648498.2012 | 5229560.4763 | 5810622.7514 | 5810622.7514 | 5810622.7514 | 5810622.7514 | 5810622.7514 | 5810622.7514 | 5810622.7514 | 5810622.7514 | 5810622.7514 | 5810622.7514 | 5810622.7514 | 5810622.7514 | 5810622.7514 | 5810622.7514 | 5810622.7514 | 0 | 0 | 0 | 0 | 0 | 0 | 0 | 0 | 0 | 0 | 0 | 0 | 0 | 0 | 0 | 0 | 0 | 0 | 0 | 0 | 0 | 0 | 0 | 0 | 0 | 0 | 0 | 0 | 0 | 0 | 0 | 0 | 0 | 0 | 0 | 0 | 0 | 0 | 0 | 0 | 0 | 0 | 0 | 0 | 0 | 0 | 0 | 0 | 0 | 0 | 0 | 0 | 0 | 0 | 0 | 0 | 0 | 0 | 0 | 0 | 0 | 171.4989 | 342.9978 | 514.4967 | 685.9957 | 857.4946 | 1028.9935 | 1200.4924 | 1371.9913 | 1543.4902 | 1714.9891 | 1714.9891 | 1714.9891 | 1714.9891 | 1714.9891 | 1714.9891 | 1714.9891 | 1714.9891 | 1714.9891 | 1714.9891 | 1714.9891 | 1714.9891 | 1714.9891 | 1714.9891 | 1714.9891 | 849336.5963 | 849336.5963 | 849336.5963 | 849336.5963 | 849336.5963 | 849336.5963 | 849336.5963 | 849336.5963 | 849336.5963 | 849336.5963 | 0 | 0 | 0 | 0 | 0 | 0 | 0 | 0 | 0 | 0 | 0 | 0 | 0 | 0 | 8493365.9633 | 0 | 0 | 0 | 0 | 0 | 0 | 0 | 0 | 0 | 0 | 0 | 0 | 0 | 0 | 0 | 0 | 0 | 0 | 0 | 0 | 0.001473% | 8.5579 | 17.1159 | 25.6738 | 34.2317 | 42.7897 | 51.3476 | 59.9056 | 68.4635 | 77.0214 | 85.5794 | 85.5794 | 85.5794 | 85.5794 | 85.5794 | 85.5794 | 85.5794 | 85.5794 | 85.5794 | 85.5794 | 85.5794 | 85.5794 | 85.5794 | 85.5794 | 85.5794
No | ResAirSealing_PSE | M_Input | PSE Business Case "QC _APPROVED_Measure Case_Air Sealing_2020" | 2020 | Retro | 2022 | 2041 | PSE | Residential | Manufactured | Gas | Per Home - Duct Sealing - GH - SFWX | Per Home - Duct Sealing - GH - SFWX | 450 | Sealing - Duct - GH - MH |  | 0 | 18 | 549 | 0 |  | 0 | 0 | 0 | 0 | 0 | 0 | 0 | 18.96 |  | 0 | 0 | 0 | Heating | Gas Heat | Duct Sealing | ResSpHtFAFZ1 | 0.02951% | 0% | 88.1% | 1 |  | 47.5% | 5.556% | 85% | 6.8% | 0.2% | 262.7599 | 4.6379 | 26.7398 | 0 | 580.8725 | 0 | 0 | 0 | 659.2949 |  | 0 | 3.2315 | 0 | 01. ($9,999.000) to $0.028 | 1 | 3.2315 | 12. $1.50 to $999.00 | 0 | 0 | 0 | 0 | 0 | 0 | 0 | 0 | 0 | 0 | 0 | 0 | 0 | 0 | 0 | 0 | 0 | 0 | 0 | 0 | 0 | 0 | 0 | 0 | 0 | 0 | 0 | 0 | 0 | 0 | 0 | 0 | 0 | 0 | 0 | 0 | 0 | 0 | 0 | 0 | 0 | 0 | 0 | 0 | 0 | 0 | 0 | 0 | 0 | 0 | 0 | 0 | 0 | 0 | 0 | 0 | 0 | 0 | 0 | 0 | 0 | 0 | 0 | 0 | 0 | 0 | 0 | 0 | 0 | 0 | 0 | 0 | 0 | 0 | 72.2545 | 72.2545 | 72.2545 | 72.2545 | 72.2545 | 72.2545 | 72.2545 | 72.2545 | 72.2545 | 72.2545 | 0 | 0 | 0 | 0 | 0 | 0 | 0 | 0 | 0 | 0 | 1369.9452 | 1369.9452 | 1369.9452 | 1369.9452 | 1369.9452 | 1369.9452 | 1369.9452 | 1369.9452 | 1369.9452 | 1369.9452 | 0 | 0 | 0 | 0 | 0 | 0 | 0 | 0 | 0 | 0 | 13699.4524 | 1369.9452 | 2739.8905 | 4109.8357 | 5479.781 | 6849.7262 | 8219.6714 | 9589.6167 | 10959.5619 | 12329.5071 | 13699.4524 | 13699.4524 | 13699.4524 | 13699.4524 | 13699.4524 | 13699.4524 | 13699.4524 | 13699.4524 | 13699.4524 | 13699.4524 | 13699.4524 | 0 | 0 | 0 | 0 | 0 | 0 | 0 | 0 | 0 | 0 | 0 | 0 | 0 | 0 | 0 | 0 | 0 | 0 | 0 | 0 | 0 | 0 | 0 | 0 | 0 | 0 | 0 | 0 | 0 | 0 | 0 | 0 | 0 | 0 | 0 | 0 | 0 | 0 | 0 | 0 | 0 | 0 | 0 | 0 | 0 | 0 | 0 | 0 | 0 | 47637.0191 | 47637.0191 | 47637.0191 | 47637.0191 | 47637.0191 | 47637.0191 | 47637.0191 | 47637.0191 | 47637.0191 | 47637.0191 | 0 | 0 | 0 | 0 | 0 | 0 | 0 | 0 | 0 | 0 | 0.001473% | 0 | 0 | 0 | 0 | 0 | 0 | 0 | 0 | 0 | 0 | 0 | 0 | 0 | 0 | 0 | 0 | 0 | 0 | 0 | 0 | 0 | 0 | 0 | 0
No | ResAirSealing_PSE | M_Input | PSE Business Case "QC _APPROVED_Measure Case_Air Sealing_2020" | 2020 | Retro | 2022 | 2041 | PSE | Residential | Single family | Gas | Per Home - Duct Sealing - GH - SFWX - MI | Per Home - Duct Sealing - GH - SFWX - MI | 600 | Sealing - Duct - GH - SF or DX - MI |  | 0 | 20 | 631.58 | 0 |  | 0 | 0 | 0 | 0 | 0 | 0 | 0 | 50.81 |  | 0 | 0 | 0 | Heating | Gas Heat | Duct Sealing | ResSpHtFAFZ1 | 0.02951% | 0% | 79.28% | 1 |  | 0% | 5% | 85% | 6.8% | 0.2% | 769.3665 | 12.4288 | 78.1795 | 0 | 631.58 | 0 | 0 | 0 | 667.2876 |  | 0 | 1.2205 | 0 | 01. ($9,999.000) to $0.028 | 1 | 1.2205 | 11. $1.20 to $1.50 | 0 | 0 | 0 | 0 | 0 | 0 | 0 | 0 | 0 | 0 | 0 | 0 | 0 | 0 | 0 | 0 | 0 | 0 | 0 | 0 | 0 | 0 | 0 | 0 | 0 | 0 | 0 | 0 | 0 | 0 | 0 | 0 | 0 | 0 | 0 | 0 | 0 | 0 | 0 | 0 | 0 | 0 | 0 | 0 | 0 | 0 | 0 | 0 | 0 | 0 | 0 | 0 | 0 | 0 | 0 | 0 | 0 | 0 | 0 | 0 | 0 | 0 | 0 | 0 | 0 | 0 | 0 | 0 | 0 | 0 | 0 | 0 | 0 | 0 | 0 | 0 | 0 | 0 | 0 | 0 | 0 | 0 | 0 | 0 | 0 | 0 | 0 | 0 | 0 | 0 | 0 | 0 | 0 | 0 | 0 | 0 | 0 | 0 | 0 | 0 | 0 | 0 | 0 | 0 | 0 | 0 | 0 | 0 | 0 | 0 | 0 | 0 | 0 | 0 | 0 | 0 | 0 | 0 | 0 | 0 | 0 | 0 | 0 | 0 | 0 | 0 | 0 | 0 | 0 | 0 | 0 | 0 | 0 | 0 | 0 | 0 | 0 | 0 | 0 | 0 | 0 | 0 | 0 | 0 | 0 | 0 | 0 | 0 | 0 | 0 | 0 | 0 | 0 | 0 | 0 | 0 | 0 | 0 | 0 | 0 | 0 | 0 | 0 | 0 | 0 | 0 | 0 | 0 | 0 | 0 | 0 | 0 | 0 | 0 | 0 | 0 | 0 | 0 | 0 | 0 | 0 | 0 | 0 | 0 | 0 | 0 | 0 | 0 | 0 | 0 | 0 | 0 | 0 | 0 | 0 | 0 | 0 | 0 | 0 | 0 | 0 | 0 | 0 | 0 | 0.001473% | 0 | 0 | 0 | 0 | 0 | 0 | 0 | 0 | 0 | 0 | 0 | 0 | 0 | 0 | 0 | 0 | 0 | 0 | 0 | 0 | 0 | 0 | 0 | 0
No | ResAirSealing_PSE | M_Input | PSE Business Case "QC _APPROVED_Measure Case_Air Sealing_2020" | 2020 | Retro | 2022 | 2045 | PSE | Residential | Single family | Electric | Per Home - Duct Sealing - HP - SFWX - MI | Per Home - Duct Sealing - HP - SFWX - MI | 600 | Sealing - Duct - HP - SF or DX - MI |  | 848 | 20 | 631.58 | 0 |  | 0 | 0 | 0 | 0 | 0 | 0 | 0 | 0 |  | 0 | 0 | 0 | Heat Pump | Heat Pump | Duct Sealing | ResSpHtHPZ1 | 0.03002% | 9.34% | 0% | 1 |  | 0% | 5% | 85% | 6.8% | 0.2% | 739.7286 | 37.4781 | 77.7207 | 688.7989 | 0 | 0 | 0 | 699.9162 | 0 |  | 0.070705 | 0 | 0.070705 | 05. $0.070 to $0.077 | 1 | 0 | 01. ($9,999.00) to $0.22 | 1 | 0 | 0 | 0 | 0 | 0 | 0 | 0 | 0 | 0 | 0 | 0 | 0 | 0 | 0 | 0 | 0 | 0 | 0 | 0 | 0 | 0 | 0 | 0 | 0 | 0 | 0 | 0 | 0 | 0 | 0 | 0 | 0 | 0 | 0 | 0 | 0 | 0 | 0 | 0 | 0 | 0 | 0 | 0 | 0 | 0 | 0 | 0 | 0 | 0 | 0 | 0 | 0 | 0 | 0 | 0 | 0 | 0 | 0 | 0 | 0 | 0 | 0 | 0 | 0 | 0 | 0 | 0 | 0 | 0 | 0 | 0 | 0 | 0 | 0 | 0 | 0 | 0 | 0 | 0 | 0 | 0 | 0 | 0 | 0 | 0 | 0 | 0 | 0 | 0 | 0 | 0 | 0 | 0 | 0 | 0 | 0 | 0 | 0 | 0 | 0 | 0 | 0 | 0 | 0 | 0 | 0 | 0 | 0 | 0 | 0 | 0 | 0 | 0 | 0 | 0 | 0 | 0 | 0 | 0 | 0 | 0 | 0 | 0 | 0 | 0 | 0 | 0 | 0 | 0 | 0 | 0 | 0 | 0 | 0 | 0 | 0 | 0 | 0 | 0 | 0 | 0 | 0 | 0 | 0 | 0 | 0 | 0 | 0 | 0 | 0 | 0 | 0 | 0 | 0 | 0 | 0 | 0 | 0 | 0 | 0 | 0 | 0 | 0 | 0 | 0 | 0 | 0 | 0 | 0 | 0 | 0 | 0 | 0 | 0 | 0 | 0 | 0 | 0 | 0 | 0 | 0 | 0 | 0 | 0 | 0 | 0 | 0 | 0 | 0 | 0 | 0 | 0 | 0 | 0 | 0 | 0 | 0 | 0 | 0 | 0 | 0 | 0 | 0 | 0.003628% | 0 | 0 | 0 | 0 | 0 | 0 | 0 | 0 | 0 | 0 | 0 | 0 | 0 | 0 | 0 | 0 | 0 | 0 | 0 | 0 | 0 | 0 | 0 | 0
No | ResBoiler_PSE | M_Input | PSE Business Case: HVAC Boiler | 2020 | NR | 2022 | 2041 | PSE | Residential | All Residential | Gas | Per Boiler - Res | Per Boiler - Res | 350 | Boiler - Energy Star - 95pc AFUE - GH - Res |  | 0 | 20 | 1239 | 0 |  | 0 | 0 | 0 | 0 | 0 | 0 | 0 | 119 |  | 0 | 0 | 0 | Heating | Gas Boiler | Boiler | ResSpHtFAFZ1 | 0.02951% | 0% | 3.561% | 1 |  | 100% | 5% | 85% | 6.8% | 0.2% | 1801.9014 | 29.1091 | 183.101 | 0 | 1239 | 0 | 0 | 0 | 1274.5899 |  | 0 | 0.99537 | 0 | 01. ($9,999.000) to $0.028 | 1 | 0.99537 | 10. $0.95 to $1.20 | 0 | 0 | 0 | 0 | 0 | 0 | 0 | 0 | 0 | 0 | 0 | 0 | 0 | 0 | 0 | 0 | 0 | 0 | 0 | 0 | 0 | 0 | 0 | 0 | 0 | 0 | 0 | 0 | 0 | 0 | 0 | 0 | 0 | 0 | 0 | 0 | 0 | 0 | 0 | 0 | 0 | 0 | 0 | 0 | 0 | 0 | 0 | 0 | 0 | 0 | 0 | 0 | 0 | 0 | 0 | 0 | 0 | 0 | 0 | 0 | 0 | 0 | 0 | 0 | 0 | 0 | 0 | 0 | 0 | 0 | 0 | 0 | 0 | 0 | 12.0998 | 12.0717 | 24.0875 | 36.0475 | 59.9401 | 107.6423 | 155.1234 | 226.194 | 308.8123 | 402.8971 | 508.3675 | 625.1432 | 741.3763 | 845.3281 | 948.7957 | 1016.7215 | 1072.6692 | 1116.7209 | 1137.3524 | 1157.8832 | 1439.8711 | 1436.5343 | 2866.4117 | 4289.6574 | 7132.8705 | 12809.4364 | 18459.6829 | 26917.0864 | 36748.6637 | 47944.7507 | 60495.732 | 74392.0402 | 88223.7784 | 100594.049 | 112906.6917 | 120989.8581 | 127647.6351 | 132889.7816 | 135344.9374 | 137788.0964 | 2755761.9285 | 1439.8711 | 2876.4053 | 5742.817 | 10032.4745 | 17165.345 | 29974.7814 | 48434.4644 | 75351.5508 | 112100.2145 | 160044.9651 | 220540.6971 | 294932.7373 | 383156.5157 | 483750.5647 | 596657.2564 | 717647.1145 | 845294.7496 | 978184.5311 | 1113529.4685 | 1251317.5649 | 0 | 0 | 0 | 0 | 0 | 0 | 0 | 0 | 0 | 0 | 0 | 0 | 0 | 0 | 0 | 0 | 0 | 0 | 0 | 0 | 0 | 0 | 0 | 0 | 0 | 0 | 0 | 0 | 0 | 0 | 0 | 0 | 0 | 0 | 0 | 0 | 0 | 0 | 0 | 0 | 0 | 0 | 0 | 0 | 0 | 0 | 0 | 0 | 0 | 15422.2274 | 15386.4874 | 30701.6748 | 45945.8308 | 76399.029 | 137199.8134 | 197718.6946 | 288304.5833 | 393609.0257 | 513528.5129 | 647960.0547 | 796801.1769 | 944950.7006 | 1077446.6786 | 1209325.4144 | 1295902.9098 | 1367213.2879 | 1423361.0757 | 1449657.855 | 1475826.1385 | 0.001473% | 0 | 0 | 0 | 0 | 0 | 0 | 0 | 0 | 0 | 0 | 0 | 0 | 0 | 0 | 0 | 0 | 0 | 0 | 0 | 0 | 0 | 0 | 0 | 0
No | ResBoiler_PSE | M_Input | PSE Business Case: HVAC Boiler | 2020 | NR | 2022 | 2041 | PSE | Residential | All Residential | Gas | Per Boiler - Res - MI | Per Boiler - Res - MI | 600 | Boiler - Energy Star - 95pc AFUE - GH - Res - MI |  | 0 | 20 | 1239 | 0 |  | 0 | 0 | 0 | 0 | 0 | 0 | 0 | 119 |  | 0 | 0 | 0 | Heating | Gas Boiler | Boiler | ResSpHtFAFZ1 | 0.02951% | 0% | 3.561% | 1 |  | 0% | 5% | 85% | 6.8% | 0.2% | 1801.9014 | 29.1091 | 183.101 | 0 | 1239 | 0 | 0 | 0 | 1274.5899 |  | 0 | 0.99537 | 0 | 01. ($9,999.000) to $0.028 | 1 | 0.99537 | 10. $0.95 to $1.20 | 0 | 0 | 0 | 0 | 0 | 0 | 0 | 0 | 0 | 0 | 0 | 0 | 0 | 0 | 0 | 0 | 0 | 0 | 0 | 0 | 0 | 0 | 0 | 0 | 0 | 0 | 0 | 0 | 0 | 0 | 0 | 0 | 0 | 0 | 0 | 0 | 0 | 0 | 0 | 0 | 0 | 0 | 0 | 0 | 0 | 0 | 0 | 0 | 0 | 0 | 0 | 0 | 0 | 0 | 0 | 0 | 0 | 0 | 0 | 0 | 0 | 0 | 0 | 0 | 0 | 0 | 0 | 0 | 0 | 0 | 0 | 0 | 0 | 0 | 0 | 0 | 0 | 0 | 0 | 0 | 0 | 0 | 0 | 0 | 0 | 0 | 0 | 0 | 0 | 0 | 0 | 0 | 0 | 0 | 0 | 0 | 0 | 0 | 0 | 0 | 0 | 0 | 0 | 0 | 0 | 0 | 0 | 0 | 0 | 0 | 0 | 0 | 0 | 0 | 0 | 0 | 0 | 0 | 0 | 0 | 0 | 0 | 0 | 0 | 0 | 0 | 0 | 0 | 0 | 0 | 0 | 0 | 0 | 0 | 0 | 0 | 0 | 0 | 0 | 0 | 0 | 0 | 0 | 0 | 0 | 0 | 0 | 0 | 0 | 0 | 0 | 0 | 0 | 0 | 0 | 0 | 0 | 0 | 0 | 0 | 0 | 0 | 0 | 0 | 0 | 0 | 0 | 0 | 0 | 0 | 0 | 0 | 0 | 0 | 0 | 0 | 0 | 0 | 0 | 0 | 0 | 0 | 0 | 0 | 0 | 0 | 0 | 0 | 0 | 0 | 0 | 0 | 0 | 0 | 0 | 0 | 0 | 0 | 0 | 0 | 0 | 0 | 0 | 0 | 0.001473% | 0 | 0 | 0 | 0 | 0 | 0 | 0 | 0 | 0 | 0 | 0 | 0 | 0 | 0 | 0 | 0 | 0 | 0 | 0 | 0 | 0 | 0 | 0 | 0
No | ResClothesDryers_PSE | M_Input | PSE Business Case "QC _APPROVED_Measure Case_Clothes Dryer_2020" | 2020 | NR | 2022 | 2045 | PSE | Residential | All Residential | Electric | Per Dryer - Ventless - RETAP | Per Dryer - Ventless - RETAP | 25 | RETAP: Clothes Dryer - Ventless - Energy Star |  | 118 | 12 | 184.88 | 0 |  | 4.46 | 0 | 0 | 0 | 0 | 0 | 0 | 0 |  | 0 | 0 | 0 | Appliance | Electric Dryer | Clothes Dryer | ResDRY | 0.01427% | 79.01% | 0% | 1 |  | 0% | 8.333% | 95% | 6.8% | 0.2% | 63.7971 | 2.4782 | 6.6275 | 268.8327 | 0 | 0 | 0 | 244.6391 | 0 |  | 0.1776 | 0 | 0.1776 | 11. $0.175 to $0.200 | 0 | 0 | 01. ($9,999.00) to $0.22 | 1 | 0 | 0 | 0 | 0 | 0 | 0 | 0 | 0 | 0 | 0 | 0 | 0 | 0 | 0 | 0 | 0 | 0 | 0 | 0 | 0 | 0 | 0 | 0 | 0 | 0 | 0 | 0 | 0 | 0 | 0 | 0 | 0 | 0 | 0 | 0 | 0 | 0 | 0 | 0 | 0 | 0 | 0 | 0 | 0 | 0 | 0 | 0 | 0 | 0 | 0 | 0 | 0 | 0 | 0 | 0 | 0 | 0 | 0 | 0 | 0 | 0 | 0 | 0 | 0 | 0 | 0 | 0 | 0 | 0 | 0 | 0 | 0 | 0 | 0 | 0 | 0 | 0 | 0 | 0 | 0 | 0 | 0 | 0 | 0 | 0 | 0 | 0 | 0 | 0 | 0 | 0 | 0 | 0 | 0 | 0 | 0 | 0 | 0 | 0 | 0 | 0 | 0 | 0 | 0 | 0 | 0 | 0 | 0 | 0 | 0 | 0 | 0 | 0 | 0 | 0 | 0 | 0 | 0 | 0 | 0 | 0 | 0 | 0 | 0 | 0 | 0 | 0 | 0 | 0 | 0 | 0 | 0 | 0 | 0 | 0 | 0 | 0 | 0 | 0 | 0 | 0 | 0 | 0 | 0 | 0 | 0 | 0 | 0 | 0 | 0 | 0 | 0 | 0 | 0 | 0 | 0 | 0 | 0 | 0 | 0 | 0 | 0 | 0 | 0 | 0 | 0 | 0 | 0 | 0 | 0 | 0 | 0 | 0 | 0 | 0 | 0 | 0 | 0 | 0 | 0 | 0 | 0 | 0 | 0 | 0 | 0 | 0 | 0 | 0 | 0 | 0 | 0 | 0 | 0 | 0 | 0 | 0 | 0 | 0 | 0 | 0 | 0 | 0 | 0.0124% | 0 | 0 | 0 | 0 | 0 | 0 | 0 | 0 | 0 | 0 | 0 | 0 | 0 | 0 | 0 | 0 | 0 | 0 | 0 | 0 | 0 | 0 | 0 | 0
No | ResClothesDryers_PSE | M_Input | PSE Business Case "QC _APPROVED_Measure Case_Clothes Dryer_2020" | 2020 | NR | 2022 | 2045 | PSE | Residential | All Residential | Electric | Per Dryer - Vented - Res | Per Dryer - Vented - Res | 100 | Clothes Dryer - HP - Vented - EH - Res |  | 124 | 12 | 366.01 | 0 |  | -0.16 | 0 | 0 | 0 | 0 | 0 | 0 | 0 |  | 0 | 0 | 0 | Appliance | Electric Dryer | Clothes Dryer | ResDRY | 0.01427% | 79.01% | 0% | 1 |  | 88.18% | 8.333% | 95% | 6.8% | 0.2% | 67.041 | 2.6042 | 6.9645 | 532.2126 | 0 | 0 | 0 | 597.7137 | 0 |  | 0.41292 | 0 | 0.41292 | 13. $0.225 to $99,999.000 | 0 | 0 | 01. ($9,999.00) to $0.22 | 1 | 6359.0008 | 12684.1302 | 18975.6158 | 25233.6829 | 31458.5544 | 37079.9897 | 40964.8128 | 44829.0815 | 47541.0022 | 49674.1026 | 51232.9143 | 52783.4555 | 53765.72 | 54184.1413 | 55157.4055 | 55569.7883 | 55425.6466 | 55282.1216 | 55139.2087 | 54996.9035 | 54855.2016 | 54714.0985 | 54573.59 | 54433.6719 | 788516.0947 | 1572832.1435 | 2352976.3608 | 3128976.6772 | 3900860.7433 | 4597918.7216 | 5079636.7911 | 5558806.1052 | 5895084.2776 | 6159588.7212 | 6352881.3673 | 6545148.4763 | 6666949.2798 | 6718833.5228 | 6839518.2823 | 6890653.7432 | 6872780.1829 | 6854983.0822 | 6837261.8841 | 6819616.0369 | 6802044.9943 | 6784548.2153 | 6767125.164 | 6749775.3097 | 80997303.7161 | 788516.0947 | 2361348.2382 | 4714324.5991 | 7843301.2763 | 11744162.0196 | 16342080.7412 | 21421717.5322 | 26980523.6375 | 32875607.9151 | 39035196.6363 | 45388078.0036 | 51933226.4798 | 58600175.7597 | 65319009.2825 | 72158527.5647 | 79049181.308 | 80997303.7161 | 80997303.7161 | 80997303.7161 | 80997303.7161 | 80997303.7161 | 80997303.7161 | 80997303.7161 | 80997303.7161 | 0 | 0 | 0 | 0 | 0 | 0 | 0 | 0 | 0 | 0 | 0 | 0 | 0 | 0 | 0 | 0 | 0 | 0 | 0 | 0 | 0 | 0 | 0 | 0 | 0 | 0 | 0 | 0 | 0 | 0 | 0 | 0 | 0 | 0 | 0 | 0 | 0 | 0 | 0 | 0 | 0 | 0 | 0 | 0 | 0 | 0 | 0 | 0 | 0 | 0 | 0 | 0 | 0 | 0 | 0 | 0 | 0 | 0 | 0 | 0 | 0 | 112.4979 | 336.8944 | 672.5943 | 1119.0065 | 1675.5437 | 2331.5303 | 3056.2439 | 3849.3206 | 4690.3744 | 5569.165 | 6475.5328 | 7409.3314 | 8360.5074 | 9319.0857 | 10294.8821 | 11277.9741 | 11555.9134 | 11555.9134 | 11555.9134 | 11555.9134 | 11555.9134 | 11555.9134 | 11555.9134 | 11555.9134 | 3800861.8432 | 7581478.3241 | 11341985.4432 | 15082517.8341 | 18803208.7796 | 22163217.6497 | 24485229.6437 | 26794955.9447 | 28415908.1137 | 29690891.4069 | 30622614.4851 | 31549394.1961 | 32136507.1667 | 32386603.3163 | 32968336.6513 | 33214823.4684 | 9390479.3786 | 0 | 0 | 0 | 0 | 0 | 0 | 0 | 390429013.6453 | 0 | 0 | 0 | 0 | 0 | 0 | 0 | 0 | 0 | 0 | 0 | 0 | 0 | 0 | 0 | 0 | 0 | 0 | 0 | 0 | 0.0124% | 97.7496 | 292.7281 | 584.4184 | 972.3067 | 1455.8828 | 2025.8707 | 2655.5756 | 3344.6814 | 4075.4744 | 4839.0572 | 5626.6017 | 6437.9809 | 7264.4594 | 8097.3697 | 8945.2409 | 9799.4512 | 10040.9532 | 10040.9532 | 10040.9532 | 10040.9532 | 10040.9532 | 10040.9532 | 10040.9532 | 10040.9532
No | ResClothesDryers_PSE | M_Input | PSE Business Case "QC _APPROVED_Measure Case_Clothes Dryer_2020" | 2020 | NR | 2022 | 2045 | PSE | Residential | All Residential | Electric | Per Dryer - Ventless - Res | Per Dryer - Ventless - Res | 100 | Clothes Dryer - HP - Ventless - EH - Res |  | 120 | 12 | 201.57 | 0 |  | -0.55 | 0 | 0 | 0 | 0 | 0 | 0 | 0 |  | 0 | 0 | 0 | Appliance | Electric Dryer | Clothes Dryer | ResDRY | 0.01427% | 79.01% | 0% | 1 |  | 7.653% | 8.333% | 95% | 6.8% | 0.2% | 64.8784 | 2.5202 | 6.7399 | 293.1016 | 0 | 0 | 0 | 330.576 | 0 |  | 0.23599 | 0 | 0.23599 | 13. $0.225 to $99,999.000 | 0 | 0 | 01. ($9,999.00) to $0.22 | 1 | 551.9133 | 1100.8868 | 1646.9402 | 2190.0932 | 2730.3651 | 3218.2633 | 3555.4366 | 3890.8259 | 4126.2002 | 4311.3372 | 4446.6303 | 4581.2056 | 4666.4587 | 4702.7745 | 4787.2465 | 4823.0382 | 4810.5278 | 4798.0709 | 4785.6672 | 4773.3162 | 4761.0175 | 4748.7708 | 4736.5757 | 4724.4319 | 66229.5929 | 132106.4125 | 197632.8288 | 262811.1877 | 327643.8117 | 386191.5907 | 426652.3902 | 466899.1129 | 495144.0233 | 517360.4647 | 533595.6352 | 549744.6681 | 559975.046 | 564332.9435 | 574469.5818 | 578764.5871 | 577263.3386 | 575768.5121 | 574280.0609 | 572797.9386 | 571322.0993 | 569852.4977 | 568389.0886 | 566931.8276 | 6803181.9311 | 66229.5929 | 198336.0054 | 395968.8343 | 658780.022 | 986423.8337 | 1372615.4244 | 1799267.8146 | 2266166.9276 | 2761310.9509 | 3278671.4156 | 3812267.0508 | 4362011.7189 | 4921986.765 | 5486319.7084 | 6060789.2903 | 6639553.8774 | 6803181.9311 | 6803181.9311 | 6803181.9311 | 6803181.9311 | 6803181.9311 | 6803181.9311 | 6803181.9311 | 6803181.9311 | 0 | 0 | 0 | 0 | 0 | 0 | 0 | 0 | 0 | 0 | 0 | 0 | 0 | 0 | 0 | 0 | 0 | 0 | 0 | 0 | 0 | 0 | 0 | 0 | 0 | 0 | 0 | 0 | 0 | 0 | 0 | 0 | 0 | 0 | 0 | 0 | 0 | 0 | 0 | 0 | 0 | 0 | 0 | 0 | 0 | 0 | 0 | 0 | 0 | 0 | 0 | 0 | 0 | 0 | 0 | 0 | 0 | 0 | 0 | 0 | 0 | 9.449 | 28.2967 | 56.493 | 93.9884 | 140.7334 | 195.8315 | 256.7022 | 323.3148 | 393.9572 | 467.7692 | 543.8975 | 622.3297 | 702.2216 | 782.7351 | 864.6949 | 947.2674 | 970.6123 | 970.6123 | 970.6123 | 970.6123 | 970.6123 | 970.6123 | 970.6123 | 970.6123 | 182449.2579 | 363926.6963 | 544438.8437 | 723992.1626 | 902593.051 | 1063880.4511 | 1175341.8465 | 1286213.5032 | 1364022.5719 | 1425224.4165 | 1469949.0582 | 1514436.408 | 1542619.0493 | 1554624.1836 | 1582548.5912 | 1594380.47 | 450762.5019 | 0 | 0 | 0 | 0 | 0 | 0 | 0 | 18741403.0629 | 0 | 0 | 0 | 0 | 0 | 0 | 0 | 0 | 0 | 0 | 0 | 0 | 0 | 0 | 0 | 0 | 0 | 0 | 0 | 0 | 0.0124% | 8.2103 | 24.587 | 49.0869 | 81.6667 | 122.2835 | 170.1583 | 223.049 | 280.9288 | 342.3101 | 406.4455 | 472.5934 | 540.7434 | 610.1615 | 680.1199 | 751.3349 | 823.0823 | 843.3667 | 843.3667 | 843.3667 | 843.3667 | 843.3667 | 843.3667 | 843.3667 | 843.3667
No | ResClothesDryers_PSE | M_Input | PSE Business Case "QC _APPROVED_Measure Case_Clothes Dryer_2020" | 2020 | NR | 2022 | 2045 | PSE | Residential | All Residential | Electric | Per Dryer - Vented - Res | Per Dryer - Vented - Res | 25 | Clothes Dryer - Vented - Energy Star - EH - Res |  | 68 | 12 | 20.44 | 0 |  | -0.08 | 0 | 0 | 0 | 0 | 0 | 0 | 0 |  | 0 | 0 | 0 | Appliance | Electric Dryer | Clothes Dryer | ResDRY | 0.01427% | 79.01% | 0% | 1 |  | 88.18% | 8.333% | 95% | 6.8% | 0.2% | 36.7644 | 1.4281 | 3.8193 | 29.7217 | 0 | 0 | 0 | 29.4962 | 0 |  | 0.037158 | 0 | 0.037158 | 02. $0.028 to $0.055 | 1 | 0 | 01. ($9,999.00) to $0.22 | 1 | 6359.0008 | 12684.1302 | 18975.6158 | 25233.6829 | 31458.5544 | 37079.9897 | 40964.8128 | 44829.0815 | 47541.0022 | 49674.1026 | 51232.9143 | 52783.4555 | 53765.72 | 54184.1413 | 55157.4055 | 55569.7883 | 55425.6466 | 55282.1216 | 55139.2087 | 54996.9035 | 54855.2016 | 54714.0985 | 54573.59 | 54433.6719 | 432412.0519 | 862520.8529 | 1290341.8753 | 1715890.4359 | 2139181.6979 | 2521439.299 | 2785607.2725 | 3048377.5416 | 3232788.1522 | 3377838.9762 | 3483838.1691 | 3589274.9709 | 3656068.9599 | 3684521.6093 | 3750703.5742 | 3778745.6011 | 3768943.9713 | 3759184.2709 | 3749466.1945 | 3739789.4396 | 3730153.7066 | 3720558.6987 | 3711004.1222 | 3701489.686 | 44417876.2314 | 432412.0519 | 1294932.9048 | 2585274.7801 | 4301165.216 | 6440346.914 | 8961786.2129 | 11747393.4854 | 14795771.027 | 18028559.1792 | 21406398.1554 | 24890236.3245 | 28479511.2954 | 32135580.2553 | 35820101.8646 | 39570805.4387 | 43349551.0399 | 44417876.2314 | 44417876.2314 | 44417876.2314 | 44417876.2314 | 44417876.2314 | 44417876.2314 | 44417876.2314 | 44417876.2314 | 0 | 0 | 0 | 0 | 0 | 0 | 0 | 0 | 0 | 0 | 0 | 0 | 0 | 0 | 0 | 0 | 0 | 0 | 0 | 0 | 0 | 0 | 0 | 0 | 0 | 0 | 0 | 0 | 0 | 0 | 0 | 0 | 0 | 0 | 0 | 0 | 0 | 0 | 0 | 0 | 0 | 0 | 0 | 0 | 0 | 0 | 0 | 0 | 0 | 0 | 0 | 0 | 0 | 0 | 0 | 0 | 0 | 0 | 0 | 0 | 0 | 61.6924 | 184.7485 | 368.842 | 613.6487 | 918.8465 | 1278.5811 | 1676.0047 | 2110.9178 | 2572.1408 | 3054.0582 | 3551.0986 | 4063.1817 | 4584.7944 | 5110.4663 | 5645.5805 | 6184.6954 | 6337.1138 | 6337.1138 | 6337.1138 | 6337.1138 | 6337.1138 | 6337.1138 | 6337.1138 | 6337.1138 | 187566.2925 | 374133.5097 | 559708.3629 | 744297.496 | 927907.4863 | 1093718.4083 | 1208305.8885 | 1322287.0898 | 1402278.4184 | 1465196.751 | 1511175.7554 | 1556910.8127 | 1585883.874 | 1598225.7085 | 1626933.2936 | 1639097.0134 | 463404.7421 | 0 | 0 | 0 | 0 | 0 | 0 | 0 | 19267030.9031 | 0 | 0 | 0 | 0 | 0 | 0 | 0 | 0 | 0 | 0 | 0 | 0 | 0 | 0 | 0 | 0 | 0 | 0 | 0 | 0 | 0.0124% | 53.6046 | 160.5283 | 320.4875 | 533.2004 | 798.3873 | 1110.9614 | 1456.2834 | 1834.1801 | 2234.9376 | 2653.6765 | 3085.5558 | 3530.5057 | 3983.7358 | 4440.4931 | 4905.4547 | 5373.8926 | 5506.3292 | 5506.3292 | 5506.3292 | 5506.3292 | 5506.3292 | 5506.3292 | 5506.3292 | 5506.3292
No | ResClothesDryers_PSE | M_Input | PSE Business Case "QC _APPROVED_Measure Case_Clothes Dryer_2020" | 2020 | NR | 2022 | 2045 | PSE | Residential | All Residential | Electric | Per Dryer - Ventless - Res | Per Dryer - Ventless - Res | 25 | Clothes Dryer - Ventless - Energy Star - EH - Res |  | 118 | 12 | 184.88 | 0 |  | 4.46 | 0 | 0 | 0 | 0 | 0 | 0 | 0 |  | 0 | 0 | 0 | Appliance | Electric Dryer | Clothes Dryer | ResDRY | 0.01427% | 79.01% | 0% | 1 |  | 7.653% | 8.333% | 95% | 6.8% | 0.2% | 63.7971 | 2.4782 | 6.6275 | 268.8327 | 0 | 0 | 0 | 244.6391 | 0 |  | 0.1776 | 0 | 0.1776 | 11. $0.175 to $0.200 | 0 | 0 | 01. ($9,999.00) to $0.22 | 1 | 551.9133 | 1100.8868 | 1646.9402 | 2190.0932 | 2730.3651 | 3218.2633 | 3555.4366 | 3890.8259 | 4126.2002 | 4311.3372 | 4446.6303 | 4581.2056 | 4666.4587 | 4702.7745 | 4787.2465 | 4823.0382 | 4810.5278 | 4798.0709 | 4785.6672 | 4773.3162 | 4761.0175 | 4748.7708 | 4736.5757 | 4724.4319 | 65125.7663 | 129904.639 | 194338.9484 | 258431.0013 | 322183.0815 | 379755.0642 | 419541.5171 | 459117.461 | 486891.6229 | 508737.7903 | 524702.3746 | 540582.257 | 550642.1286 | 554927.3944 | 564895.0888 | 569118.5106 | 567642.2829 | 566172.3702 | 564708.7265 | 563251.3063 | 561800.0644 | 560354.9561 | 558915.9372 | 557482.9638 | 6689795.5656 | 65125.7663 | 195030.4053 | 389369.3537 | 647800.355 | 969983.4364 | 1349738.5007 | 1769280.0177 | 2228397.4788 | 2715289.1017 | 3224026.892 | 3748729.2666 | 4289311.5236 | 4839953.6522 | 5394881.0466 | 5959776.1354 | 6528894.6461 | 6689795.5656 | 6689795.5656 | 6689795.5656 | 6689795.5656 | 6689795.5656 | 6689795.5656 | 6689795.5656 | 6689795.5656 | 0 | 0 | 0 | 0 | 0 | 0 | 0 | 0 | 0 | 0 | 0 | 0 | 0 | 0 | 0 | 0 | 0 | 0 | 0 | 0 | 0 | 0 | 0 | 0 | 0 | 0 | 0 | 0 | 0 | 0 | 0 | 0 | 0 | 0 | 0 | 0 | 0 | 0 | 0 | 0 | 0 | 0 | 0 | 0 | 0 | 0 | 0 | 0 | 0 | 0 | 0 | 0 | 0 | 0 | 0 | 0 | 0 | 0 | 0 | 0 | 0 | 9.2915 | 27.8251 | 55.5515 | 92.4219 | 138.3879 | 192.5677 | 252.4238 | 317.9262 | 387.3912 | 459.973 | 534.8325 | 611.9576 | 690.5179 | 769.6895 | 850.2833 | 931.4797 | 954.4354 | 954.4354 | 954.4354 | 954.4354 | 954.4354 | 954.4354 | 954.4354 | 954.4354 | 135019.5869 | 269319.9894 | 402906.0388 | 535782.5176 | 667954.1605 | 787313.145 | 869798.9372 | 951848.2996 | 1009430.0538 | 1054721.8125 | 1087819.7967 | 1120742.1756 | 1141598.4324 | 1150482.7013 | 1171147.8551 | 1179903.9083 | 333581.8819 | 0 | 0 | 0 | 0 | 0 | 0 | 0 | 13869371.2926 | 0 | 0 | 0 | 0 | 0 | 0 | 0 | 0 | 0 | 0 | 0 | 0 | 0 | 0 | 0 | 0 | 0 | 0 | 0 | 0 | 0.0124% | 8.0734 | 24.1772 | 48.2688 | 80.3056 | 120.2455 | 167.3224 | 219.3315 | 276.2467 | 336.6049 | 399.6714 | 464.7169 | 531.731 | 599.9922 | 668.7846 | 738.8127 | 809.3643 | 829.3106 | 829.3106 | 829.3106 | 829.3106 | 829.3106 | 829.3106 | 829.3106 | 829.3106
No | ResClothesDryers_PSE | M_Input | ENERGY STAR calculator and qualified products list. | 2020 | NR | 2022 | 2041 | PSE | Residential | All Residential | Gas | Per Dryer - Vented | Per Dryer - Vented |  | ENERGY STAR gas Dryer - Vented |  | 0 | 12 | 78.1421 | 0 |  | 0 | 0 | 0 | 0 | 0 | 0 | 0 | 5.2806 |  | 0 | 0 | 0 | Appliance | Gas Dryer | Clothes Dryer | ResDRY | 0.01427% | 0% | 16.49% | 1 |  | 95% | 8.333% | 95% | 6.8% | 0.2% | 48.7707 | 0.4687 | 4.9239 | 0 | 106.5496 | 0 | 0 | 0 | 116.7854 |  | 0 | 2.0553 | 0 | 01. ($9,999.000) to $0.028 | 1 | 2.0553 | 12. $1.50 to $999.00 | 0 | 0 | 0 | 0 | 0 | 0 | 0 | 0 | 0 | 0 | 0 | 0 | 0 | 0 | 0 | 0 | 0 | 0 | 0 | 0 | 0 | 0 | 0 | 0 | 0 | 0 | 0 | 0 | 0 | 0 | 0 | 0 | 0 | 0 | 0 | 0 | 0 | 0 | 0 | 0 | 0 | 0 | 0 | 0 | 0 | 0 | 0 | 0 | 0 | 0 | 0 | 0 | 0 | 0 | 0 | 0 | 0 | 0 | 0 | 0 | 0 | 0 | 0 | 0 | 0 | 0 | 0 | 0 | 0 | 0 | 0 | 0 | 0 | 0 | 1090.7091 | 2176.363 | 3256.9806 | 4332.581 | 5403.1831 | 6370.7935 | 7040.5412 | 7707.1569 | 8175.9862 | 8545.5 | 8816.3807 | 9085.9662 | 9257.8257 | 9332.633 | 9503.0392 | 9576.8432 | 9554.7121 | 9532.6361 | 9510.615 | 9488.6486 | 5759.5541 | 11492.4135 | 17198.6789 | 22878.4505 | 28531.8283 | 33641.3523 | 37177.9942 | 40698.0981 | 43173.779 | 45125.0186 | 46555.4198 | 47978.9819 | 48886.4963 | 49281.5208 | 50181.3606 | 50571.0871 | 50454.2228 | 50337.6491 | 50221.3652 | 50105.3702 | 601264.4421 | 5759.5541 | 17251.9677 | 34450.6466 | 57329.0971 | 85860.9253 | 119502.2776 | 156680.2719 | 197378.3699 | 240552.1489 | 285677.1675 | 332232.5873 | 380211.5692 | 429098.0655 | 478379.5863 | 528560.9469 | 579132.034 | 601264.4421 | 601264.4421 | 601264.4421 | 601264.4421 | 0 | 0 | 0 | 0 | 0 | 0 | 0 | 0 | 0 | 0 | 0 | 0 | 0 | 0 | 0 | 0 | 0 | 0 | 0 | 0 | 0 | 0 | 0 | 0 | 0 | 0 | 0 | 0 | 0 | 0 | 0 | 0 | 0 | 0 | 0 | 0 | 0 | 0 | 0 | 0 | 0 | 0 | 0 | 0 | 0 | 0 | 0 | 0 | 0 | 127378.9433 | 254167.5022 | 380367.9046 | 505982.3688 | 631013.1031 | 744015.9077 | 822232.6759 | 900083.6863 | 954836.1213 | 997989.9562 | 1029624.8684 | 1061108.5263 | 1081179.2156 | 1089915.6231 | 1109816.5807 | 1118435.815 | 489482.8106 | 0 | 0 | 0 | 0.0124% | 0 | 0 | 0 | 0 | 0 | 0 | 0 | 0 | 0 | 0 | 0 | 0 | 0 | 0 | 0 | 0 | 0 | 0 | 0 | 0 | 0 | 0 | 0 | 0
No | ResClothesWashers_PSE | M_Input | PSE Business Case "QC APPROVED_Measure Case_Clothes Washer_2020" | 2020 | NR | 2022 | 2041 | PSE | Residential | All Residential | Gas | Per Clothes Washer - Any WH - Any Dryer - Res - C | Per Clothes Washer - Any WH - Any Dryer - Res - C | 50 | Clothes Washer - Front Load - Tier 2 or Higher - Any WH - Any Dryer - Res - C |  | 10 | 14 | -6.03 | 0 |  | -0.63 | 0 | 0 | 0 | 0 | 0 | 0 | 0 |  | 0 | 0 | 0 | Appliance | Clothes Washer | Clothes Washer | ResWASH | 0.01426% | 0% | 95.45% | 1 |  | 99% | 7.143% | 85% | 6.8% | 0.2% | 0 | 0 | 0 | 0 | -7.4192 | 0 | 6.1732 | 0 | -68.2736 |  | 0 | 0 | 0 | 01. ($9,999.000) to $0.028 | 1 | 0 | 01. ($9,999.00) to $0.22 | 1 | 0 | 0 | 0 | 0 | 0 | 0 | 0 | 0 | 0 | 0 | 0 | 0 | 0 | 0 | 0 | 0 | 0 | 0 | 0 | 0 | 0 | 0 | 0 | 0 | 0 | 0 | 0 | 0 | 0 | 0 | 0 | 0 | 0 | 0 | 0 | 0 | 0 | 0 | 0 | 0 | 0 | 0 | 0 | 0 | 0 | 0 | 0 | 0 | 0 | 0 | 0 | 0 | 0 | 0 | 0 | 0 | 0 | 0 | 0 | 0 | 0 | 0 | 0 | 0 | 0 | 0 | 0 | 0 | 0 | 0 | 0 | 0 | 0 | 5046.1607 | 10068.9332 | 15068.4056 | 20044.6659 | 24997.8015 | 29474.4465 | 32573.0308 | 35657.1254 | 37826.162 | 39535.716 | 40788.9439 | 42036.1799 | 42831.2872 | 43177.383 | 43965.7663 | 44307.2202 | 44204.831 | 44102.6964 | 44000.8158 | 43899.1882 | 0 | 0 | 0 | 0 | 0 | 0 | 0 | 0 | 0 | 0 | 0 | 0 | 0 | 0 | 0 | 0 | 0 | 0 | 0 | 0 | 0 | 0 | 0 | 0 | 0 | 0 | 0 | 0 | 0 | 0 | 0 | 0 | 0 | 0 | 0 | 0 | 0 | 0 | 0 | 0 | 0 | 0 | 0 | 0 | 0 | 0 | 0 | 0 | 0 | 0 | 0 | 0 | 0 | 0 | 0 | 0 | 0 | 0 | 0 | 0 | 0 | 0 | 0 | 0 | 0 | 0 | 0 | 0 | 0 | 0 | 0 | 0 | 0 | 0 | 0 | 0 | 0 | 0 | 0 | 0 | 0 | 0 | 0 | 0 | 0 | 0 | 0 | 0 | 0 | 0 | 0 | 0 | 0 | 0 | 0 | 0 | 0 | 0 | 0 | 0 | 0 | 0 | 0 | 0 | 0 | 0 | 0 | 0 | 0 | 0 | 0.0124% | 0 | 0 | 0 | 0 | 0 | 0 | 0 | 0 | 0 | 0 | 0 | 0 | 0 | 0 | 0 | 0 | 0 | 0 | 0 | 0 | 0 | 0 | 0 | 0
No | ResClothesWashers_PSE | M_Input | PSE Business Case "QC APPROVED_Measure Case_Clothes Washer_2020" | 2020 | NR | 2022 | 2045 | PSE | Residential | All Residential | Electric | Per Clothes Washer - Any WH - Any Dryer - Res - EO | Per Clothes Washer - Any WH - Any Dryer - Res - EO | 50 | Clothes Washer - Front Load - Tier 2 or Higher - Any WH - Any Dryer - Res - EO |  | 10 | 14 | -6.03 | 0 |  | -0.63 | 0 | 0 | 0 | 0 | 0 | 0 | 0 |  | 0 | 0 | 0 | Appliance | Clothes Washer | Clothes Washer | ResWASH | 0.01426% | 91.08% | 0% | 1 |  | 99.86% | 7.143% | 85% | 6.8% | 0.2% | 6.1732 | 0.20992 | 0.63831 | -8.0834 | 0 | 0 | 0 | -2.7833 | 0 |  | -0.023843 | 0 | -0.023843 | 01. ($9,999.000) to $0.028 | 1 | 0 | 01. ($9,999.00) to $0.22 | 1 | 6367.003 | 12700.0921 | 18999.495 | 25265.4374 | 31498.1423 | 37126.6518 | 41016.3636 | 44885.4951 | 47600.8286 | 49736.6133 | 51297.3866 | 52849.879 | 53833.3797 | 54252.3275 | 55226.8165 | 55639.7182 | 55495.3952 | 55351.6896 | 55208.5968 | 55066.1125 | 54924.2322 | 54782.9516 | 54642.2663 | 54502.1721 | 63670.0303 | 127000.9211 | 189994.9504 | 252654.3736 | 314981.4234 | 371266.5175 | 410163.6362 | 448854.9514 | 476008.2861 | 497366.1329 | 512973.8658 | 528498.7901 | 538333.7965 | 542523.2752 | 552268.1648 | 556397.1818 | 554953.9517 | 553516.8955 | 552085.9682 | 550661.1252 | 549242.3224 | 547829.5162 | 546422.6632 | 545021.7207 | 7630304.0896 | 63670.0303 | 190670.9514 | 380665.9018 | 633320.2753 | 948301.6987 | 1319568.2162 | 1729731.8524 | 2178586.8038 | 2654595.0898 | 3151961.2227 | 3664935.0885 | 4193433.8787 | 4731767.6752 | 5274290.9504 | 5826559.1151 | 6382956.2969 | 6937910.2486 | 7491427.1441 | 7630304.0896 | 7630304.0896 | 7630304.0896 | 7630304.0896 | 7630304.0896 | 7630304.0896 | 0 | 0 | 0 | 0 | 0 | 0 | 0 | 0 | 0 | 0 | 0 | 0 | 0 | 0 | 0 | 0 | 0 | 0 | 0 | 0 | 0 | 0 | 0 | 0 | 0 | 0 | 0 | 0 | 0 | 0 | 0 | 0 | 0 | 0 | 0 | 0 | 0 | 0 | 0 | 0 | 0 | 0 | 0 | 0 | 0 | 0 | 0 | 0 | 0 | 0 | 0 | 0 | 0 | 0 | 0 | 0 | 0 | 0 | 0 | 0 | 0 | 9.0797 | 27.1909 | 54.2853 | 90.3154 | 135.2338 | 188.1787 | 246.6706 | 310.6801 | 378.5619 | 449.4894 | 522.6427 | 598.0099 | 674.7797 | 752.1469 | 830.9038 | 910.2495 | 989.3894 | 1068.3244 | 1088.1291 | 1088.1291 | 1088.1291 | 1088.1291 | 1088.1291 | 1088.1291 | 0 | 0 | 0 | 0 | 0 | 0 | 0 | 0 | 0 | 0 | 0 | 0 | 0 | 0 | 0 | 0 | 0 | 0 | 0 | 0 | 0 | 0 | 0 | 0 | 0 | 0 | 0 | 0 | 0 | 0 | 0 | 0 | 0 | 0 | 0 | 0 | 0 | 0 | 0 | 0 | 0 | 0 | 0 | 0 | 0 | 0.0124% | 7.8929 | 23.6368 | 47.1898 | 78.5105 | 117.5576 | 163.5822 | 214.4288 | 270.0717 | 329.0808 | 390.7375 | 454.3291 | 519.8452 | 586.5806 | 653.8353 | 722.298 | 791.2726 | 860.0683 | 928.6858 | 945.9019 | 945.9019 | 945.9019 | 945.9019 | 945.9019 | 945.9019
No | ResClothesWashers_PSE | M_Input | PSE Business Case "QC APPROVED_Measure Case_Clothes Washer_2020" | 2020 | NR | 2022 | 2041 | PSE | Residential | All Residential | Gas | Per Clothes Washer - Any WH - Any Dryer - Res - C | Per Clothes Washer - Any WH - Any Dryer - Res - C | 50 | Clothes Washer - Energy Star - Any WH - Any Dryer - Res - C |  | 142 | 14 | 65.56 | 0 |  | 17.06 | 0 | 0 | 0 | 0 | 0 | 0 | 2.1 |  | 0 | 0 | 0 | Appliance | Clothes Washer | Clothes Washer | ResWASH | 0.01426% | 0% | 95.45% | 1 |  | 99% | 7.143% | 85% | 6.8% | 0.2% | 22.1897 | 0.18639 | 2.2376 | 0 | 80.664 | 0 | 87.6589 | 0 | -1035.4979 |  | 0 | -45.8236 | 0 | 01. ($9,999.000) to $0.028 | 1 | -45.8236 | 01. ($9,999.00) to $0.22 | 1 | 0 | 0 | 0 | 0 | 0 | 0 | 0 | 0 | 0 | 0 | 0 | 0 | 0 | 0 | 0 | 0 | 0 | 0 | 0 | 0 | 0 | 0 | 0 | 0 | 0 | 0 | 0 | 0 | 0 | 0 | 0 | 0 | 0 | 0 | 0 | 0 | 0 | 0 | 0 | 0 | 0 | 0 | 0 | 0 | 0 | 0 | 0 | 0 | 0 | 0 | 0 | 0 | 0 | 0 | 0 | 0 | 0 | 0 | 0 | 0 | 0 | 0 | 0 | 0 | 0 | 0 | 0 | 0 | 0 | 0 | 0 | 0 | 0 | 5046.1607 | 10068.9332 | 15068.4056 | 20044.6659 | 24997.8015 | 29474.4465 | 32573.0308 | 35657.1254 | 37826.162 | 39535.716 | 40788.9439 | 42036.1799 | 42831.2872 | 43177.383 | 43965.7663 | 44307.2202 | 44204.831 | 44102.6964 | 44000.8158 | 43899.1882 | 10596.9375 | 21144.7597 | 31643.6518 | 42093.7984 | 52495.3832 | 61896.3377 | 68403.3646 | 74879.9633 | 79434.9401 | 83025.0036 | 85656.7823 | 88275.9778 | 89945.7031 | 90672.5042 | 92328.1091 | 93045.1624 | 92830.1451 | 92615.6625 | 92401.7132 | 92188.2952 | 1290636.1325 | 10596.9375 | 31741.6972 | 63385.349 | 105479.1473 | 157974.5305 | 219870.8683 | 288274.2329 | 363154.1962 | 442589.1363 | 525614.1398 | 611270.9221 | 699546.8999 | 789492.6029 | 880165.1072 | 972493.2163 | 1065538.3787 | 1158368.5237 | 1250984.1863 | 1290636.1325 | 1290636.1325 | 0 | 0 | 0 | 0 | 0 | 0 | 0 | 0 | 0 | 0 | 0 | 0 | 0 | 0 | 0 | 0 | 0 | 0 | 0 | 0 | 0 | 0 | 0 | 0 | 0 | 0 | 0 | 0 | 0 | 0 | 0 | 0 | 0 | 0 | 0 | 0 | 0 | 0 | 0 | 0 | 0 | 0 | 0 | 0 | 0 | 0 | 0 | 0 | 0 | 0 | 0 | 0 | 0 | 0 | 0 | 0 | 0 | 0 | 0 | 0 | 0 | 0 | 0 | 0 | 0 | 0 | 0 | 0 | 0 | 0.0124% | 0 | 0 | 0 | 0 | 0 | 0 | 0 | 0 | 0 | 0 | 0 | 0 | 0 | 0 | 0 | 0 | 0 | 0 | 0 | 0 | 0 | 0 | 0 | 0
No | ResClothesWashers_PSE | M_Input | PSE Business Case "QC APPROVED_Measure Case_Clothes Washer_2020" | 2020 | NR | 2022 | 2045 | PSE | Residential | All Residential | Electric | Per Clothes Washer - Any WH - Any Dryer - Res - EO | Per Clothes Washer - Any WH - Any Dryer - Res - EO | 50 | Clothes Washer - Energy Star - Any WH - Any Dryer - Res - EO |  | 142 | 14 | 65.56 | 0 |  | 17.06 | 0 | 0 | 0 | 0 | 0 | 0 | 0 |  | 0 | 0 | 0 | Appliance | Clothes Washer | Clothes Washer | ResWASH | 0.01426% | 91.08% | 0% | 1 |  | 99.86% | 7.143% | 85% | 6.8% | 0.2% | 87.6589 | 2.9809 | 9.064 | 87.8848 | 0 | 0 | 0 | -110.1983 | 0 |  | -0.066479 | 0 | -0.066479 | 01. ($9,999.000) to $0.028 | 1 | 0 | 01. ($9,999.00) to $0.22 | 1 | 6367.003 | 12700.0921 | 18999.495 | 25265.4374 | 31498.1423 | 37126.6518 | 41016.3636 | 44885.4951 | 47600.8286 | 49736.6133 | 51297.3866 | 52849.879 | 53833.3797 | 54252.3275 | 55226.8165 | 55639.7182 | 55495.3952 | 55351.6896 | 55208.5968 | 55066.1125 | 54924.2322 | 54782.9516 | 54642.2663 | 54502.1721 | 904114.4308 | 1803413.079 | 2697928.2951 | 3587692.1047 | 4472736.2118 | 5271984.5487 | 5824323.6336 | 6373740.3096 | 6759317.6623 | 7062599.0869 | 7284228.8948 | 7504682.8196 | 7644339.9109 | 7703830.5073 | 7842207.9397 | 7900839.981 | 7880346.1142 | 7859939.9161 | 7839620.7482 | 7819387.9778 | 7799240.9786 | 7779179.1302 | 7759201.8181 | 7739308.4338 | 108350318.0728 | 904114.4308 | 2707527.5097 | 5405455.8049 | 8993147.9096 | 13465884.1214 | 18737868.6702 | 24562192.3037 | 30935932.6133 | 37695250.2756 | 44757849.3625 | 52042078.2574 | 59546761.077 | 67191100.9878 | 74894931.4951 | 82737139.4349 | 90637979.4158 | 98518325.53 | 106378265.4462 | 108350318.0728 | 108350318.0728 | 108350318.0728 | 108350318.0728 | 108350318.0728 | 108350318.0728 | 0 | 0 | 0 | 0 | 0 | 0 | 0 | 0 | 0 | 0 | 0 | 0 | 0 | 0 | 0 | 0 | 0 | 0 | 0 | 0 | 0 | 0 | 0 | 0 | 0 | 0 | 0 | 0 | 0 | 0 | 0 | 0 | 0 | 0 | 0 | 0 | 0 | 0 | 0 | 0 | 0 | 0 | 0 | 0 | 0 | 0 | 0 | 0 | 0 | 0 | 0 | 0 | 0 | 0 | 0 | 0 | 0 | 0 | 0 | 0 | 0 | 128.9324 | 386.1104 | 770.8518 | 1282.4791 | 1920.3193 | 2672.1372 | 3502.7222 | 4411.6574 | 5375.5784 | 6382.7492 | 7421.5258 | 8491.7405 | 9581.8711 | 10680.4855 | 11798.8334 | 12925.5426 | 14049.3292 | 15170.2058 | 15451.4328 | 15451.4328 | 15451.4328 | 15451.4328 | 15451.4328 | 15451.4328 | 0 | 0 | 0 | 0 | 0 | 0 | 0 | 0 | 0 | 0 | 0 | 0 | 0 | 0 | 0 | 0 | 0 | 0 | 0 | 0 | 0 | 0 | 0 | 0 | 0 | 0 | 0 | 0 | 0 | 0 | 0 | 0 | 0 | 0 | 0 | 0 | 0 | 0 | 0 | 0 | 0 | 0 | 0 | 0 | 0 | 0.0124% | 112.0799 | 335.6426 | 670.0953 | 1114.8488 | 1669.3182 | 2322.8675 | 3044.8884 | 3835.0185 | 4672.9473 | 5548.4728 | 6451.473 | 7381.802 | 8329.4439 | 9284.4606 | 10256.6315 | 11236.0708 | 12212.9695 | 13187.3385 | 13431.8069 | 13431.8069 | 13431.8069 | 13431.8069 | 13431.8069 | 13431.8069
No | ResDishwasher-7P_v4 | Cadmus M_Input | Saving, cost, and EUL from 7th Plan workbook Res-Dishwasher-7P_v4 | 2020 | NR | 2022 | 2045 | PSE | Residential | Single Family | Electric | Per Residential Dishwasher |  |  | Single Family Energy Star Dishwasher - Electric DHW |  | 3.5216 | 15.4 | 6.6457 | 0 |  | 0.56084 | 0 | 0 | 0 | 0 | 0 | 0 | 0 |  | 0 | 0 | 0 | Water Heat | Electric Water Heat | Dishwasher | ResDHW | 0.01444% | 29.91% | 0% | 0.84303 |  | 9.9% | 6.494% | 95% | 6.8% | 0.2% | 2.3157 | 0.074869 | 0.23906 | 8.5018 | 0 | 0 | 0 | 2.97 | 0 |  | 0.072246 | 0 | 0.072246 | 05. $0.070 to $0.077 | 1 | 0 | 01. ($9,999.00) to $0.22 | 1 | 99.4077 | 198.3639 | 296.8701 | 394.928 | 492.539 | 580.7698 | 641.8534 | 702.6566 | 745.432 | 779.1554 | 803.8879 | 828.5041 | 844.2104 | 851.0673 | 866.6427 | 873.4088 | 871.4255 | 869.4466 | 867.4723 | 865.5025 | 863.5371 | 861.5762 | 859.6198 | 857.6678 | 350.078 | 698.566 | 1045.4696 | 1390.7941 | 1734.5449 | 2045.2618 | 2260.3762 | 2474.5032 | 2625.1426 | 2743.9044 | 2831.0034 | 2917.6927 | 2973.0048 | 2997.1523 | 3052.003 | 3075.8309 | 3068.8463 | 3061.8777 | 3054.9248 | 3047.9877 | 3041.0664 | 3034.1608 | 3027.2709 | 3020.3966 | 46514.1083 | 350.078 | 1048.644 | 2094.1136 | 3484.9077 | 5219.4526 | 7264.7144 | 9525.0906 | 11999.5938 | 14624.7364 | 17368.6408 | 20199.6442 | 23117.3369 | 26090.3417 | 29087.494 | 32139.497 | 35215.3278 | 38284.1742 | 41346.0518 | 44400.9766 | 46514.1083 | 46514.1083 | 46514.1083 | 46514.1083 | 46514.1083 | 0 | 0 | 0 | 0 | 0 | 0 | 0 | 0 | 0 | 0 | 0 | 0 | 0 | 0 | 0 | 0 | 0 | 0 | 0 | 0 | 0 | 0 | 0 | 0 | 0 | 0 | 0 | 0 | 0 | 0 | 0 | 0 | 0 | 0 | 0 | 0 | 0 | 0 | 0 | 0 | 0 | 0 | 0 | 0 | 0 | 0 | 0 | 0 | 0 | 0 | 0 | 0 | 0 | 0 | 0 | 0 | 0 | 0 | 0 | 0 | 0 | 0.05056 | 0.15145 | 0.30244 | 0.50331 | 0.75382 | 1.0492 | 1.3757 | 1.733 | 2.1122 | 2.5085 | 2.9173 | 3.3387 | 3.7681 | 4.201 | 4.6417 | 5.086 | 5.5292 | 5.9714 | 6.4126 | 6.7178 | 6.7178 | 6.7178 | 6.7178 | 6.7178 | 295.2439 | 589.147 | 881.7138 | 1172.9488 | 1462.8566 | 1724.9047 | 1906.325 | 2086.9124 | 2213.9566 | 2314.1163 | 2387.5726 | 2460.6834 | 2507.3318 | 2527.697 | 2573.9562 | 2594.0519 | 2588.1613 | 2582.2842 | 2576.4204 | 1782.1439 | 0 | 0 | 0 | 0 | 39228.4277 | 0 | 0 | 0 | 0 | 0 | 0 | 0 | 0 | 0 | 0 | 0 | 0 | 0 | 0 | 0 | 0 | 0 | 0 | 0 | 0 | 0.009815% | 0.034361 | 0.10293 | 0.20554 | 0.34205 | 0.51229 | 0.71304 | 0.9349 | 1.1778 | 1.4354 | 1.7047 | 1.9826 | 2.269 | 2.5608 | 2.855 | 3.1545 | 3.4564 | 3.7576 | 4.0582 | 4.358 | 4.5654 | 4.5654 | 4.5654 | 4.5654 | 4.5654
No | ResDishwasher-7P_v4 | Cadmus M_Input | Saving, cost, and EUL from 7th Plan workbook Res-Dishwasher-7P_v4 | 2020 | NR | 2022 | 2045 | PSE | Residential | Single Family | Electric | Per Residential Dishwasher |  |  | Single Family CEE Tier 1 Dishwasher - Electric DHW |  | 0.57174 | 15.4 | 1.158 | 0 |  | 0.020042 | 0 | 0 | 0 | 0 | 0 | 0 | 0 |  | 0 | 0 | 0 | Water Heat | Electric Water Heat | Dishwasher | ResDHW | 0.01444% | 29.91% | 0% | 0.84303 |  | 9.9% | 6.494% | 95% | 6.8% | 0.2% | 0.37596 | 0.012155 | 0.038812 | 1.4814 | 0 | 0 | 0 | 1.428 | 0 |  | 0.21396 | 0 | 0.21396 | 12. $0.200 to $0.225 | 0 | 0 | 01. ($9,999.00) to $0.22 | 1 | 99.4077 | 198.3639 | 296.8701 | 394.928 | 492.539 | 580.7698 | 641.8534 | 702.6566 | 745.432 | 779.1554 | 803.8879 | 828.5041 | 844.2104 | 851.0673 | 866.6427 | 873.4088 | 871.4255 | 869.4466 | 867.4723 | 865.5025 | 863.5371 | 861.5762 | 859.6198 | 857.6678 | 56.8356 | 113.4131 | 169.7334 | 225.7973 | 281.6056 | 332.0509 | 366.9751 | 401.7388 | 426.1954 | 445.4765 | 459.6171 | 473.6912 | 482.6712 | 486.5916 | 495.4967 | 499.3652 | 498.2312 | 497.0999 | 495.9711 | 494.8448 | 493.7211 | 492.6 | 491.4814 | 490.3654 | 7551.6266 | 56.8356 | 170.2487 | 339.9821 | 565.7793 | 847.385 | 1179.4359 | 1546.411 | 1948.1498 | 2374.3452 | 2819.8217 | 3279.4388 | 3753.13 | 4235.8013 | 4722.3929 | 5217.8896 | 5717.2548 | 6215.486 | 6712.5859 | 7208.5569 | 7551.6266 | 7551.6266 | 7551.6266 | 7551.6266 | 7551.6266 | 0 | 0 | 0 | 0 | 0 | 0 | 0 | 0 | 0 | 0 | 0 | 0 | 0 | 0 | 0 | 0 | 0 | 0 | 0 | 0 | 0 | 0 | 0 | 0 | 0 | 0 | 0 | 0 | 0 | 0 | 0 | 0 | 0 | 0 | 0 | 0 | 0 | 0 | 0 | 0 | 0 | 0 | 0 | 0 | 0 | 0 | 0 | 0 | 0 | 0 | 0 | 0 | 0 | 0 | 0 | 0 | 0 | 0 | 0 | 0 | 0 | 0.0082085 | 0.024588 | 0.049102 | 0.081713 | 0.12238 | 0.17034 | 0.22334 | 0.28136 | 0.34291 | 0.40725 | 0.47363 | 0.54205 | 0.61176 | 0.68203 | 0.75359 | 0.82571 | 0.89767 | 0.96946 | 1.0411 | 1.0906 | 1.0906 | 1.0906 | 1.0906 | 1.0906 | 141.9578 | 283.271 | 423.9416 | 563.9719 | 703.364 | 829.3608 | 916.5905 | 1003.4197 | 1064.5045 | 1112.6629 | 1147.9818 | 1183.1346 | 1205.5639 | 1215.3558 | 1237.5979 | 1247.2602 | 1244.428 | 1241.6021 | 1238.7827 | 856.8823 | 0 | 0 | 0 | 0 | 18861.6342 | 0 | 0 | 0 | 0 | 0 | 0 | 0 | 0 | 0 | 0 | 0 | 0 | 0 | 0 | 0 | 0 | 0 | 0 | 0 | 0 | 0.009815% | 0.0055785 | 0.01671 | 0.03337 | 0.055532 | 0.083172 | 0.11576 | 0.15178 | 0.19121 | 0.23304 | 0.27677 | 0.32188 | 0.36837 | 0.41575 | 0.46351 | 0.51214 | 0.56115 | 0.61006 | 0.65885 | 0.70753 | 0.7412 | 0.7412 | 0.7412 | 0.7412 | 0.7412
No | ResDishwasher-7P_v4 | Cadmus M_Input | Saving, cost, and EUL from 7th Plan workbook Res-Dishwasher-7P_v4 | 2020 | NR | 2022 | 2045 | PSE | Residential | Multifamily | Electric | Per Residential Dishwasher |  |  | Multifamily - Energy Star Dishwasher - Electric DHW |  | 3.5775 | 15.4 | 6.6457 | 0 |  | 0.56084 | 0 | 0 | 0 | 0 | 0 | 0 | 0 |  | 0 | 0 | 0 | Water Heat | Electric Water Heat | Dishwasher | ResDHW | 0.01444% | 46.45% | 0% | 0.60904 |  | 9.9% | 6.494% | 95% | 6.8% | 0.2% | 2.3525 | 0.076057 | 0.24285 | 8.5018 | 0 | 0 | 0 | 2.965 | 0 |  | 0.070998 | 0 | 0.070998 | 05. $0.070 to $0.077 | 1 | 0 | 01. ($9,999.00) to $0.22 | 1 | 40.5971 | 81.0098 | 121.2388 | 161.2846 | 201.148 | 237.1805 | 262.1264 | 286.9578 | 304.4268 | 318.1991 | 328.2996 | 338.3526 | 344.7669 | 347.5672 | 353.928 | 356.6912 | 355.8812 | 355.0731 | 354.2668 | 353.4623 | 352.6596 | 351.8588 | 351.0598 | 350.2626 | 145.2372 | 289.8147 | 433.7349 | 576.9999 | 719.6121 | 848.5194 | 937.7641 | 1026.5991 | 1089.0949 | 1138.3657 | 1174.5005 | 1210.4653 | 1233.4126 | 1243.4306 | 1266.1866 | 1276.072 | 1273.1743 | 1270.2831 | 1267.3985 | 1264.5205 | 1261.649 | 1258.784 | 1255.9256 | 1253.0736 | 19297.3334 | 145.2372 | 435.0519 | 868.7867 | 1445.7867 | 2165.3987 | 3013.9182 | 3951.6823 | 4978.2813 | 6067.3763 | 7205.742 | 8380.2425 | 9590.7077 | 10824.1204 | 12067.551 | 13333.7376 | 14609.8096 | 15882.9838 | 17153.267 | 18420.6655 | 19297.3334 | 19297.3334 | 19297.3334 | 19297.3334 | 19297.3334 | 0 | 0 | 0 | 0 | 0 | 0 | 0 | 0 | 0 | 0 | 0 | 0 | 0 | 0 | 0 | 0 | 0 | 0 | 0 | 0 | 0 | 0 | 0 | 0 | 0 | 0 | 0 | 0 | 0 | 0 | 0 | 0 | 0 | 0 | 0 | 0 | 0 | 0 | 0 | 0 | 0 | 0 | 0 | 0 | 0 | 0 | 0 | 0 | 0 | 0 | 0 | 0 | 0 | 0 | 0 | 0 | 0 | 0 | 0 | 0 | 0 | 0.020976 | 0.062832 | 0.12547 | 0.20881 | 0.31274 | 0.43528 | 0.57072 | 0.71899 | 0.87628 | 1.0407 | 1.2103 | 1.3851 | 1.5633 | 1.7429 | 1.9257 | 2.11 | 2.2939 | 2.4774 | 2.6604 | 2.787 | 2.787 | 2.787 | 2.787 | 2.787 | 120.3724 | 240.1981 | 359.479 | 478.2169 | 596.4137 | 703.252 | 777.2179 | 850.8443 | 902.6408 | 943.4763 | 973.4248 | 1003.2324 | 1022.2511 | 1030.554 | 1049.4141 | 1057.6072 | 1055.2055 | 1052.8093 | 1050.4186 | 726.5814 | 0 | 0 | 0 | 0 | 15993.61 | 0 | 0 | 0 | 0 | 0 | 0 | 0 | 0 | 0 | 0 | 0 | 0 | 0 | 0 | 0 | 0 | 0 | 0 | 0 | 0 | 0.009815% | 0.014255 | 0.042701 | 0.085272 | 0.14191 | 0.21254 | 0.29582 | 0.38786 | 0.48862 | 0.59552 | 0.70725 | 0.82253 | 0.94134 | 1.0624 | 1.1844 | 1.3087 | 1.434 | 1.5589 | 1.6836 | 1.808 | 1.8941 | 1.8941 | 1.8941 | 1.8941 | 1.8941
No | ResDishwasher-7P_v4 | Cadmus M_Input | Saving, cost, and EUL from 7th Plan workbook Res-Dishwasher-7P_v4 | 2020 | NR | 2022 | 2045 | PSE | Residential | Multifamily | Electric | Per Residential Dishwasher |  |  | Multifamily - CEE Tier 1 Dishwasher - Electric DHW |  | 0.57374 | 15.4 | 1.158 | 0 |  | 0.020042 | 0 | 0 | 0 | 0 | 0 | 0 | 0 |  | 0 | 0 | 0 | Water Heat | Electric Water Heat | Dishwasher | ResDHW | 0.01444% | 46.45% | 0% | 0.60904 |  | 9.9% | 6.494% | 95% | 6.8% | 0.2% | 0.37727 | 0.012198 | 0.038947 | 1.4814 | 0 | 0 | 0 | 1.4279 | 0 |  | 0.21319 | 0 | 0.21319 | 12. $0.200 to $0.225 | 0 | 0 | 01. ($9,999.00) to $0.22 | 1 | 40.5971 | 81.0098 | 121.2388 | 161.2846 | 201.148 | 237.1805 | 262.1264 | 286.9578 | 304.4268 | 318.1991 | 328.2996 | 338.3526 | 344.7669 | 347.5672 | 353.928 | 356.6912 | 355.8812 | 355.0731 | 354.2668 | 353.4623 | 352.6596 | 351.8588 | 351.0598 | 350.2626 | 23.2922 | 46.4786 | 69.5595 | 92.5354 | 115.4066 | 136.0799 | 150.3924 | 164.6392 | 174.6618 | 182.5635 | 188.3586 | 194.1264 | 197.8065 | 199.4132 | 203.0626 | 204.648 | 204.1832 | 203.7196 | 203.257 | 202.7954 | 202.3349 | 201.8754 | 201.417 | 200.9596 | 3094.7784 | 23.2922 | 69.7707 | 139.3303 | 231.8657 | 347.2723 | 483.3522 | 633.7446 | 798.3838 | 973.0456 | 1155.6091 | 1343.9677 | 1538.0941 | 1735.9006 | 1935.3138 | 2138.3764 | 2343.0244 | 2547.2076 | 2750.9272 | 2954.1842 | 3094.7784 | 3094.7784 | 3094.7784 | 3094.7784 | 3094.7784 | 0 | 0 | 0 | 0 | 0 | 0 | 0 | 0 | 0 | 0 | 0 | 0 | 0 | 0 | 0 | 0 | 0 | 0 | 0 | 0 | 0 | 0 | 0 | 0 | 0 | 0 | 0 | 0 | 0 | 0 | 0 | 0 | 0 | 0 | 0 | 0 | 0 | 0 | 0 | 0 | 0 | 0 | 0 | 0 | 0 | 0 | 0 | 0 | 0 | 0 | 0 | 0 | 0 | 0 | 0 | 0 | 0 | 0 | 0 | 0 | 0 | 0.003364 | 0.010077 | 0.020123 | 0.033487 | 0.050155 | 0.069808 | 0.091529 | 0.11531 | 0.14053 | 0.1669 | 0.1941 | 0.22214 | 0.25071 | 0.27951 | 0.30883 | 0.33839 | 0.36788 | 0.3973 | 0.42666 | 0.44696 | 0.44696 | 0.44696 | 0.44696 | 0.44696 | 57.9669 | 115.6706 | 173.1119 | 230.2917 | 287.211 | 338.6603 | 374.2796 | 409.7353 | 434.6786 | 454.3435 | 468.7656 | 483.1199 | 492.2786 | 496.277 | 505.3593 | 509.3048 | 508.1482 | 506.9943 | 505.843 | 349.8949 | 0 | 0 | 0 | 0 | 7701.9352 | 0 | 0 | 0 | 0 | 0 | 0 | 0 | 0 | 0 | 0 | 0 | 0 | 0 | 0 | 0 | 0 | 0 | 0 | 0 | 0 | 0.009815% | 0.0022861 | 0.0068481 | 0.013675 | 0.022758 | 0.034085 | 0.047442 | 0.062203 | 0.078362 | 0.095505 | 0.11342 | 0.13191 | 0.15097 | 0.17038 | 0.18995 | 0.20988 | 0.22997 | 0.25001 | 0.27001 | 0.28996 | 0.30376 | 0.30376 | 0.30376 | 0.30376 | 0.30376
No | ResDishwasher-7P_v4 | Cadmus M_Input | Saving, cost, and EUL from 7th Plan workbook Res-Dishwasher-7P_v4 | 2020 | NR | 2022 | 2045 | PSE | Residential | Manufactured | Electric | Per Residential Dishwasher |  |  | Manufactured Energy Star Dishwasher - Electric DHW |  | 3.5775 | 15.4 | 6.6457 | 0 |  | 0.56084 | 0 | 0 | 0 | 0 | 0 | 0 | 0 |  | 0 | 0 | 0 | Water Heat | Electric Water Heat | Dishwasher | ResDHW | 0.01444% | 66.64% | 0% | 0.69851 |  | 9.9% | 6.494% | 95% | 6.8% | 0.2% | 2.3525 | 0.076057 | 0.24285 | 8.5018 | 0 | 0 | 0 | 2.965 | 0 |  | 0.070998 | 0 | 0.070998 | 05. $0.070 to $0.077 | 1 | 0 | 01. ($9,999.00) to $0.22 | 1 | 14.6533 | 29.3067 | 43.96 | 58.6134 | 73.2667 | 86.588 | 95.9128 | 105.2377 | 111.8983 | 117.2268 | 121.2232 | 125.2195 | 127.8838 | 129.2159 | 131.8801 | 133.2123 | 133.2123 | 133.2123 | 133.2123 | 133.2123 | 133.2123 | 133.2123 | 133.2123 | 133.2123 | 52.4227 | 104.8455 | 157.2682 | 209.691 | 262.1137 | 309.7707 | 343.1306 | 376.4906 | 400.3191 | 419.3819 | 433.679 | 447.9761 | 457.5075 | 462.2732 | 471.8046 | 476.5703 | 476.5703 | 476.5703 | 476.5703 | 476.5703 | 476.5703 | 476.5703 | 476.5703 | 476.5703 | 7339.1833 | 52.4227 | 157.2682 | 314.5364 | 524.2274 | 786.3411 | 1096.1118 | 1439.2424 | 1815.733 | 2216.0521 | 2635.434 | 3069.113 | 3517.0892 | 3974.5967 | 4436.8699 | 4908.6746 | 5385.2449 | 5861.8153 | 6338.3856 | 6814.956 | 7291.5263 | 7339.1833 | 7339.1833 | 7339.1833 | 7339.1833 | 0 | 0 | 0 | 0 | 0 | 0 | 0 | 0 | 0 | 0 | 0 | 0 | 0 | 0 | 0 | 0 | 0 | 0 | 0 | 0 | 0 | 0 | 0 | 0 | 0 | 0 | 0 | 0 | 0 | 0 | 0 | 0 | 0 | 0 | 0 | 0 | 0 | 0 | 0 | 0 | 0 | 0 | 0 | 0 | 0 | 0 | 0 | 0 | 0 | 0 | 0 | 0 | 0 | 0 | 0 | 0 | 0 | 0 | 0 | 0 | 0 | 0.0075712 | 0.022713 | 0.045427 | 0.075712 | 0.11357 | 0.15831 | 0.20786 | 0.26224 | 0.32005 | 0.38062 | 0.44326 | 0.50796 | 0.57403 | 0.64079 | 0.70894 | 0.77776 | 0.84659 | 0.91542 | 0.98425 | 1.0531 | 1.06 | 1.06 | 1.06 | 1.06 | 43.4479 | 86.8958 | 130.3437 | 173.7916 | 217.2396 | 256.7377 | 284.3863 | 312.035 | 331.784 | 347.5833 | 359.4327 | 371.2822 | 379.1818 | 383.1316 | 391.0312 | 394.981 | 394.981 | 394.981 | 394.981 | 394.981 | 39.4981 | 0 | 0 | 0 | 6082.7076 | 0 | 0 | 0 | 0 | 0 | 0 | 0 | 0 | 0 | 0 | 0 | 0 | 0 | 0 | 0 | 0 | 0 | 0 | 0 | 0 | 0.009815% | 0.0051453 | 0.015436 | 0.030872 | 0.051453 | 0.07718 | 0.10758 | 0.14126 | 0.17822 | 0.21751 | 0.25867 | 0.30124 | 0.34521 | 0.39011 | 0.43548 | 0.48179 | 0.52857 | 0.57534 | 0.62212 | 0.66889 | 0.71567 | 0.72035 | 0.72035 | 0.72035 | 0.72035
No | ResDishwasher-7P_v4 | Cadmus M_Input | Saving, cost, and EUL from 7th Plan workbook Res-Dishwasher-7P_v4 | 2020 | NR | 2022 | 2045 | PSE | Residential | Manufactured | Electric | Per Residential Dishwasher |  |  | Manufactured CEE Tier 1 Dishwasher - Electric DHW |  | 0.57374 | 15.4 | 1.158 | 0 |  | 0.020042 | 0 | 0 | 0 | 0 | 0 | 0 | 0 |  | 0 | 0 | 0 | Water Heat | Electric Water Heat | Dishwasher | ResDHW | 0.01444% | 66.64% | 0% | 0.69851 |  | 9.9% | 6.494% | 95% | 6.8% | 0.2% | 0.37727 | 0.012198 | 0.038947 | 1.4814 | 0 | 0 | 0 | 1.4279 | 0 |  | 0.21319 | 0 | 0.21319 | 12. $0.200 to $0.225 | 0 | 0 | 01. ($9,999.00) to $0.22 | 1 | 14.6533 | 29.3067 | 43.96 | 58.6134 | 73.2667 | 86.588 | 95.9128 | 105.2377 | 111.8983 | 117.2268 | 121.2232 | 125.2195 | 127.8838 | 129.2159 | 131.8801 | 133.2123 | 133.2123 | 133.2123 | 133.2123 | 133.2123 | 133.2123 | 133.2123 | 133.2123 | 133.2123 | 8.4072 | 16.8144 | 25.2216 | 33.6288 | 42.0361 | 49.679 | 55.029 | 60.3791 | 64.2005 | 67.2577 | 69.5506 | 71.8434 | 73.372 | 74.1363 | 75.6649 | 76.4292 | 76.4292 | 76.4292 | 76.4292 | 76.4292 | 76.4292 | 76.4292 | 76.4292 | 76.4292 | 1177.0096 | 8.4072 | 25.2216 | 50.4433 | 84.0721 | 126.1082 | 175.7871 | 230.8162 | 291.1952 | 355.3957 | 422.6534 | 492.204 | 564.0474 | 637.4195 | 711.5558 | 787.2207 | 863.6499 | 940.0791 | 1016.5083 | 1092.9374 | 1169.3666 | 1177.0096 | 1177.0096 | 1177.0096 | 1177.0096 | 0 | 0 | 0 | 0 | 0 | 0 | 0 | 0 | 0 | 0 | 0 | 0 | 0 | 0 | 0 | 0 | 0 | 0 | 0 | 0 | 0 | 0 | 0 | 0 | 0 | 0 | 0 | 0 | 0 | 0 | 0 | 0 | 0 | 0 | 0 | 0 | 0 | 0 | 0 | 0 | 0 | 0 | 0 | 0 | 0 | 0 | 0 | 0 | 0 | 0 | 0 | 0 | 0 | 0 | 0 | 0 | 0 | 0 | 0 | 0 | 0 | 0.0012142 | 0.0036426 | 0.0072853 | 0.012142 | 0.018213 | 0.025388 | 0.033336 | 0.042056 | 0.051328 | 0.061042 | 0.071087 | 0.081463 | 0.092059 | 0.10277 | 0.11369 | 0.12473 | 0.13577 | 0.14681 | 0.15785 | 0.16889 | 0.16999 | 0.16999 | 0.16999 | 0.16999 | 20.9229 | 41.8458 | 62.7688 | 83.6917 | 104.6146 | 123.6354 | 136.95 | 150.2646 | 159.775 | 167.3833 | 173.0896 | 178.7958 | 182.6 | 184.5021 | 188.3063 | 190.2083 | 190.2083 | 190.2083 | 190.2083 | 190.2083 | 19.0208 | 0 | 0 | 0 | 2929.2086 | 0 | 0 | 0 | 0 | 0 | 0 | 0 | 0 | 0 | 0 | 0 | 0 | 0 | 0 | 0 | 0 | 0 | 0 | 0 | 0 | 0.009815% | 0.00082518 | 0.0024755 | 0.0049511 | 0.0082518 | 0.012378 | 0.017254 | 0.022655 | 0.028581 | 0.034882 | 0.041484 | 0.04831 | 0.055362 | 0.062563 | 0.06984 | 0.077266 | 0.084768 | 0.09227 | 0.099771 | 0.10727 | 0.11477 | 0.11552 | 0.11552 | 0.11552 | 0.11552
No | ResDishwasher-7P_v4 | Cadmus M_Input | Saving, cost, and EUL from 7th Plan workbook Res-Dishwasher-7P_v4 | 2020 | NR | 2022 | 2041 | PSE | Residential | Single Family | Gas | Per Residential Dishwasher |  |  | Single Family Energy Star Dishwasher - Gas DHW |  | -2.5129 | 15.4 | 6.6457 | 0 |  | 0.56084 | 0 | 0 | 0 | 0 | 0 | 0 | 0.27461 |  | 0 | 0 | 0 | Water Heat | Gas Water Heat | Dishwasher | ResDHW | 0.01444% | 0% | 72.97% | 0.84303 |  | 9.9% | 6.494% | 95% | 6.8% | 0.2% | 3.0831 | 0.024374 | 0.31074 | 0 | 7.8101 | 0 | -1.6524 | 0 | 20.5502 |  | 0 | 6.9544 | 0 | 01. ($9,999.000) to $0.028 | 1 | 6.9544 | 12. $1.50 to $999.00 | 0 | 0 | 0 | 0 | 0 | 0 | 0 | 0 | 0 | 0 | 0 | 0 | 0 | 0 | 0 | 0 | 0 | 0 | 0 | 0 | 0 | 0 | 0 | 0 | 0 | 0 | 0 | 0 | 0 | 0 | 0 | 0 | 0 | 0 | 0 | 0 | 0 | 0 | 0 | 0 | 0 | 0 | 0 | 0 | 0 | 0 | 0 | 0 | 0 | 0 | 0 | 0 | 0 | 0 | 0 | 0 | 0 | 0 | 0 | 0 | 0 | 0 | 0 | 0 | 0 | 0 | 0 | 0 | 0 | 0 | 0 | 0 | 0 | 0 | 276.4243 | 551.5932 | 825.5109 | 1098.1819 | 1369.6102 | 1614.9546 | 1784.8107 | 1953.887 | 2072.8331 | 2166.6083 | 2235.3823 | 2303.8329 | 2347.5078 | 2366.5748 | 2409.8853 | 2428.7 | 2423.185 | 2417.6825 | 2412.1924 | 2406.7149 | 75.9084 | 151.4721 | 226.6923 | 301.57 | 376.1065 | 443.4801 | 490.124 | 536.5538 | 569.2174 | 594.9689 | 613.8548 | 632.6519 | 644.6454 | 649.8814 | 661.7748 | 666.9415 | 665.427 | 663.916 | 662.4083 | 660.9042 | 10177.9241 | 75.9084 | 227.3806 | 454.0728 | 755.6428 | 1131.7493 | 1575.2294 | 2065.3534 | 2601.9073 | 3171.1247 | 3766.0935 | 4379.9484 | 5012.6002 | 5657.2456 | 6307.127 | 6968.9018 | 7635.8433 | 8301.2702 | 8965.1862 | 9627.5945 | 10177.9241 | 0 | 0 | 0 | 0 | 0 | 0 | 0 | 0 | 0 | 0 | 0 | 0 | 0 | 0 | 0 | 0 | 0 | 0 | 0 | 0 | 0 | 0 | 0 | 0 | 0 | 0 | 0 | 0 | 0 | 0 | 0 | 0 | 0 | 0 | 0 | 0 | 0 | 0 | 0 | 0 | 0 | 0 | 0 | 0 | 0 | 0 | 0 | 0 | 0 | 5680.5629 | 11335.3272 | 16964.3807 | 22567.811 | 28145.7056 | 33187.5734 | 36678.1421 | 40152.6871 | 42597.0477 | 44524.1439 | 45937.4611 | 47344.13 | 48241.6563 | 48633.4862 | 49523.5255 | 49910.1701 | 49796.835 | 49683.7573 | 49570.9363 | 41183.583 | 0.009815% | 0 | 0 | 0 | 0 | 0 | 0 | 0 | 0 | 0 | 0 | 0 | 0 | 0 | 0 | 0 | 0 | 0 | 0 | 0 | 0 | 0 | 0 | 0 | 0
No | ResDishwasher-7P_v4 | Cadmus M_Input | Saving, cost, and EUL from 7th Plan workbook Res-Dishwasher-7P_v4 | 2020 | NR | 2022 | 2041 | PSE | Residential | Single Family | Gas | Per Residential Dishwasher |  |  | Single Family CEE Tier 1 Dishwasher - Gas DHW |  | 0.3561 | 15.4 | 1.158 | 0 |  | 0.020042 | 0 | 0 | 0 | 0 | 0 | 0 | 0.0098131 |  | 0 | 0 | 0 | Water Heat | Gas Water Heat | Dishwasher | ResDHW | 0.01444% | 0% | 72.97% | 0.84303 |  | 9.9% | 6.494% | 95% | 6.8% | 0.2% | 0.11017 | 0.000871 | 0.011104 | 0 | 1.3608 | 0 | 0.23416 | 0 | -1.1549 |  | 0 | -10.9371 | 0 | 01. ($9,999.000) to $0.028 | 1 | -10.9371 | 01. ($9,999.00) to $0.22 | 1 | 0 | 0 | 0 | 0 | 0 | 0 | 0 | 0 | 0 | 0 | 0 | 0 | 0 | 0 | 0 | 0 | 0 | 0 | 0 | 0 | 0 | 0 | 0 | 0 | 0 | 0 | 0 | 0 | 0 | 0 | 0 | 0 | 0 | 0 | 0 | 0 | 0 | 0 | 0 | 0 | 0 | 0 | 0 | 0 | 0 | 0 | 0 | 0 | 0 | 0 | 0 | 0 | 0 | 0 | 0 | 0 | 0 | 0 | 0 | 0 | 0 | 0 | 0 | 0 | 0 | 0 | 0 | 0 | 0 | 0 | 0 | 0 | 0 | 276.4243 | 551.5932 | 825.5109 | 1098.1819 | 1369.6102 | 1614.9546 | 1784.8107 | 1953.887 | 2072.8331 | 2166.6083 | 2235.3823 | 2303.8329 | 2347.5078 | 2366.5748 | 2409.8853 | 2428.7 | 2423.185 | 2417.6825 | 2412.1924 | 2406.7149 | 2.7126 | 5.4129 | 8.1008 | 10.7766 | 13.4402 | 15.8478 | 17.5146 | 19.1738 | 20.341 | 21.2612 | 21.9361 | 22.6078 | 23.0364 | 23.2235 | 23.6485 | 23.8332 | 23.779 | 23.725 | 23.6712 | 23.6174 | 363.7082 | 2.7126 | 8.1254 | 16.2263 | 27.0029 | 40.4431 | 56.2908 | 73.8054 | 92.9792 | 113.3202 | 134.5814 | 156.5175 | 179.1253 | 202.1617 | 225.3852 | 249.0338 | 272.8669 | 296.646 | 320.371 | 344.0422 | 363.7082 | 0 | 0 | 0 | 0 | 0 | 0 | 0 | 0 | 0 | 0 | 0 | 0 | 0 | 0 | 0 | 0 | 0 | 0 | 0 | 0 | 0 | 0 | 0 | 0 | 0 | 0 | 0 | 0 | 0 | 0 | 0 | 0 | 0 | 0 | 0 | 0 | 0 | 0 | 0 | 0 | 0 | 0 | 0 | 0 | 0 | 0 | 0 | 0 | 0 | 0 | 0 | 0 | 0 | 0 | 0 | 0 | 0 | 0 | 0 | 0 | 0 | 0 | 0 | 0 | 0 | 0 | 0 | 0 | 0 | 0.009815% | 0 | 0 | 0 | 0 | 0 | 0 | 0 | 0 | 0 | 0 | 0 | 0 | 0 | 0 | 0 | 0 | 0 | 0 | 0 | 0 | 0 | 0 | 0 | 0
No | ResDishwasher-7P_v4 | Cadmus M_Input | Saving, cost, and EUL from 7th Plan workbook Res-Dishwasher-7P_v4 | 2020 | NR | 2022 | 2041 | PSE | Residential | Multifamily | Gas | Per Residential Dishwasher |  |  | Multifamily - Energy Star Dishwasher - Gas DHW |  | -2.457 | 15.4 | 6.6457 | 0 |  | 0.56084 | 0 | 0 | 0 | 0 | 0 | 0 | 0.27461 |  | 0 | 0 | 0 | Water Heat | Gas Water Heat | Dishwasher | ResDHW | 0.01444% | 0% | 45.46% | 0.60904 |  | 9.9% | 6.494% | 95% | 6.8% | 0.2% | 3.0831 | 0.024374 | 0.31074 | 0 | 7.8101 | 0 | -1.6157 | 0 | 20.1547 |  | 0 | 6.8206 | 0 | 01. ($9,999.000) to $0.028 | 1 | 6.8206 | 12. $1.50 to $999.00 | 0 | 0 | 0 | 0 | 0 | 0 | 0 | 0 | 0 | 0 | 0 | 0 | 0 | 0 | 0 | 0 | 0 | 0 | 0 | 0 | 0 | 0 | 0 | 0 | 0 | 0 | 0 | 0 | 0 | 0 | 0 | 0 | 0 | 0 | 0 | 0 | 0 | 0 | 0 | 0 | 0 | 0 | 0 | 0 | 0 | 0 | 0 | 0 | 0 | 0 | 0 | 0 | 0 | 0 | 0 | 0 | 0 | 0 | 0 | 0 | 0 | 0 | 0 | 0 | 0 | 0 | 0 | 0 | 0 | 0 | 0 | 0 | 0 | 0 | 10.5057 | 20.9636 | 31.374 | 41.7371 | 52.0528 | 61.3773 | 67.8328 | 74.2586 | 78.7792 | 82.3432 | 84.957 | 87.5585 | 89.2184 | 89.943 | 91.5891 | 92.3041 | 92.0945 | 91.8854 | 91.6768 | 91.4686 | 2.8849 | 5.7568 | 8.6156 | 11.4613 | 14.2941 | 16.8547 | 18.6275 | 20.392 | 21.6334 | 22.6121 | 23.3299 | 24.0443 | 24.5001 | 24.6991 | 25.1511 | 25.3475 | 25.2899 | 25.2325 | 25.1752 | 25.118 | 386.8178 | 2.8849 | 8.6417 | 17.2573 | 28.7187 | 43.0128 | 59.8675 | 78.495 | 98.887 | 120.5205 | 143.1326 | 166.4625 | 190.5068 | 215.0069 | 239.7061 | 264.8572 | 290.2047 | 315.4946 | 340.7271 | 365.9024 | 386.8178 | 0 | 0 | 0 | 0 | 0 | 0 | 0 | 0 | 0 | 0 | 0 | 0 | 0 | 0 | 0 | 0 | 0 | 0 | 0 | 0 | 0 | 0 | 0 | 0 | 0 | 0 | 0 | 0 | 0 | 0 | 0 | 0 | 0 | 0 | 0 | 0 | 0 | 0 | 0 | 0 | 0 | 0 | 0 | 0 | 0 | 0 | 0 | 0 | 0 | 211.7387 | 422.5159 | 632.3346 | 841.1982 | 1049.11 | 1237.0418 | 1367.1501 | 1496.6611 | 1587.7727 | 1659.6037 | 1712.284 | 1764.7164 | 1798.171 | 1812.7761 | 1845.9515 | 1860.3634 | 1856.1388 | 1851.9239 | 1847.7185 | 1535.0783 | 0.009815% | 0 | 0 | 0 | 0 | 0 | 0 | 0 | 0 | 0 | 0 | 0 | 0 | 0 | 0 | 0 | 0 | 0 | 0 | 0 | 0 | 0 | 0 | 0 | 0
No | ResDishwasher-7P_v4 | Cadmus M_Input | Saving, cost, and EUL from 7th Plan workbook Res-Dishwasher-7P_v4 | 2020 | NR | 2022 | 2041 | PSE | Residential | Multifamily | Gas | Per Residential Dishwasher |  |  | Multifamily - CEE Tier 1 Dishwasher - Gas DHW |  | 0.3581 | 15.4 | 1.158 | 0 |  | 0.020042 | 0 | 0 | 0 | 0 | 0 | 0 | 0.0098131 |  | 0 | 0 | 0 | Water Heat | Gas Water Heat | Dishwasher | ResDHW | 0.01444% | 0% | 45.46% | 0.60904 |  | 9.9% | 6.494% | 95% | 6.8% | 0.2% | 0.11017 | 0.000871 | 0.011104 | 0 | 1.3608 | 0 | 0.23547 | 0 | -1.1691 |  | 0 | -11.0709 | 0 | 01. ($9,999.000) to $0.028 | 1 | -11.0709 | 01. ($9,999.00) to $0.22 | 1 | 0 | 0 | 0 | 0 | 0 | 0 | 0 | 0 | 0 | 0 | 0 | 0 | 0 | 0 | 0 | 0 | 0 | 0 | 0 | 0 | 0 | 0 | 0 | 0 | 0 | 0 | 0 | 0 | 0 | 0 | 0 | 0 | 0 | 0 | 0 | 0 | 0 | 0 | 0 | 0 | 0 | 0 | 0 | 0 | 0 | 0 | 0 | 0 | 0 | 0 | 0 | 0 | 0 | 0 | 0 | 0 | 0 | 0 | 0 | 0 | 0 | 0 | 0 | 0 | 0 | 0 | 0 | 0 | 0 | 0 | 0 | 0 | 0 | 10.5057 | 20.9636 | 31.374 | 41.7371 | 52.0528 | 61.3773 | 67.8328 | 74.2586 | 78.7792 | 82.3432 | 84.957 | 87.5585 | 89.2184 | 89.943 | 91.5891 | 92.3041 | 92.0945 | 91.8854 | 91.6768 | 91.4686 | 0.10309 | 0.20572 | 0.30788 | 0.40957 | 0.5108 | 0.6023 | 0.66565 | 0.72871 | 0.77307 | 0.80805 | 0.83369 | 0.85922 | 0.87551 | 0.88262 | 0.89878 | 0.90579 | 0.90374 | 0.90168 | 0.89964 | 0.89759 | 13.8229 | 0.10309 | 0.30881 | 0.61669 | 1.0263 | 1.5371 | 2.1394 | 2.805 | 3.5337 | 4.3068 | 5.1148 | 5.9485 | 6.8078 | 7.6833 | 8.5659 | 9.4647 | 10.3705 | 11.2742 | 12.1759 | 13.0755 | 13.8229 | 0 | 0 | 0 | 0 | 0 | 0 | 0 | 0 | 0 | 0 | 0 | 0 | 0 | 0 | 0 | 0 | 0 | 0 | 0 | 0 | 0 | 0 | 0 | 0 | 0 | 0 | 0 | 0 | 0 | 0 | 0 | 0 | 0 | 0 | 0 | 0 | 0 | 0 | 0 | 0 | 0 | 0 | 0 | 0 | 0 | 0 | 0 | 0 | 0 | 0 | 0 | 0 | 0 | 0 | 0 | 0 | 0 | 0 | 0 | 0 | 0 | 0 | 0 | 0 | 0 | 0 | 0 | 0 | 0 | 0.009815% | 0 | 0 | 0 | 0 | 0 | 0 | 0 | 0 | 0 | 0 | 0 | 0 | 0 | 0 | 0 | 0 | 0 | 0 | 0 | 0 | 0 | 0 | 0 | 0
No | ResDishwasher-7P_v4 | Cadmus M_Input | Saving, cost, and EUL from 7th Plan workbook Res-Dishwasher-7P_v4 | 2020 | NR | 2022 | 2041 | PSE | Residential | Manufactured | Gas | Per Residential Dishwasher |  |  | Manufactured Energy Star Dishwasher - Gas DHW |  | -2.457 | 15.4 | 6.6457 | 0 |  | 0.56084 | 0 | 0 | 0 | 0 | 0 | 0 | 0.27461 |  | 0 | 0 | 0 | Water Heat | Gas Water Heat | Dishwasher | ResDHW | 0.01444% | 0% | 83.15% | 0.69851 |  | 9.9% | 6.494% | 95% | 6.8% | 0.2% | 3.0831 | 0.024374 | 0.31074 | 0 | 7.8101 | 0 | -1.6157 | 0 | 20.1547 |  | 0 | 6.8206 | 0 | 01. ($9,999.000) to $0.028 | 1 | 6.8206 | 12. $1.50 to $999.00 | 0 | 0 | 0 | 0 | 0 | 0 | 0 | 0 | 0 | 0 | 0 | 0 | 0 | 0 | 0 | 0 | 0 | 0 | 0 | 0 | 0 | 0 | 0 | 0 | 0 | 0 | 0 | 0 | 0 | 0 | 0 | 0 | 0 | 0 | 0 | 0 | 0 | 0 | 0 | 0 | 0 | 0 | 0 | 0 | 0 | 0 | 0 | 0 | 0 | 0 | 0 | 0 | 0 | 0 | 0 | 0 | 0 | 0 | 0 | 0 | 0 | 0 | 0 | 0 | 0 | 0 | 0 | 0 | 0 | 0 | 0 | 0 | 0 | 0 | 0.79257 | 1.5851 | 2.3777 | 3.1703 | 3.9629 | 4.6834 | 5.1878 | 5.6921 | 6.0524 | 6.3406 | 6.5567 | 6.7729 | 6.917 | 6.9891 | 7.1332 | 7.2052 | 7.2052 | 7.2052 | 7.2052 | 7.2052 | 0.21765 | 0.4353 | 0.65294 | 0.87059 | 1.0882 | 1.2861 | 1.4246 | 1.5631 | 1.662 | 1.7412 | 1.8005 | 1.8599 | 1.8995 | 1.9193 | 1.9588 | 1.9786 | 1.9786 | 1.9786 | 1.9786 | 1.9786 | 30.4707 | 0.21765 | 0.65294 | 1.3059 | 2.1765 | 3.2647 | 4.5508 | 5.9754 | 7.5385 | 9.2006 | 10.9417 | 12.7423 | 14.6022 | 16.5016 | 18.4209 | 20.3797 | 22.3583 | 24.337 | 26.3156 | 28.2942 | 30.2728 | 0 | 0 | 0 | 0 | 0 | 0 | 0 | 0 | 0 | 0 | 0 | 0 | 0 | 0 | 0 | 0 | 0 | 0 | 0 | 0 | 0 | 0 | 0 | 0 | 0 | 0 | 0 | 0 | 0 | 0 | 0 | 0 | 0 | 0 | 0 | 0 | 0 | 0 | 0 | 0 | 0 | 0 | 0 | 0 | 0 | 0 | 0 | 0 | 0 | 15.9741 | 31.9482 | 47.9223 | 63.8964 | 79.8705 | 94.3924 | 104.5578 | 114.7231 | 121.984 | 127.7928 | 132.1494 | 136.506 | 139.4103 | 140.8625 | 143.7669 | 145.2191 | 145.2191 | 145.2191 | 145.2191 | 145.2191 | 0.009815% | 0 | 0 | 0 | 0 | 0 | 0 | 0 | 0 | 0 | 0 | 0 | 0 | 0 | 0 | 0 | 0 | 0 | 0 | 0 | 0 | 0 | 0 | 0 | 0
No | ResDishwasher-7P_v4 | Cadmus M_Input | Saving, cost, and EUL from 7th Plan workbook Res-Dishwasher-7P_v4 | 2020 | NR | 2022 | 2041 | PSE | Residential | Manufactured | Gas | Per Residential Dishwasher |  |  | Manufactured CEE Tier 1 Dishwasher - Gas DHW |  | 0.3581 | 15.4 | 1.158 | 0 |  | 0.020042 | 0 | 0 | 0 | 0 | 0 | 0 | 0.0098131 |  | 0 | 0 | 0 | Water Heat | Gas Water Heat | Dishwasher | ResDHW | 0.01444% | 0% | 83.15% | 0.69851 |  | 9.9% | 6.494% | 95% | 6.8% | 0.2% | 0.11017 | 0.000871 | 0.011104 | 0 | 1.3608 | 0 | 0.23547 | 0 | -1.1691 |  | 0 | -11.0709 | 0 | 01. ($9,999.000) to $0.028 | 1 | -11.0709 | 01. ($9,999.00) to $0.22 | 1 | 0 | 0 | 0 | 0 | 0 | 0 | 0 | 0 | 0 | 0 | 0 | 0 | 0 | 0 | 0 | 0 | 0 | 0 | 0 | 0 | 0 | 0 | 0 | 0 | 0 | 0 | 0 | 0 | 0 | 0 | 0 | 0 | 0 | 0 | 0 | 0 | 0 | 0 | 0 | 0 | 0 | 0 | 0 | 0 | 0 | 0 | 0 | 0 | 0 | 0 | 0 | 0 | 0 | 0 | 0 | 0 | 0 | 0 | 0 | 0 | 0 | 0 | 0 | 0 | 0 | 0 | 0 | 0 | 0 | 0 | 0 | 0 | 0 | 0.79257 | 1.5851 | 2.3777 | 3.1703 | 3.9629 | 4.6834 | 5.1878 | 5.6921 | 6.0524 | 6.3406 | 6.5567 | 6.7729 | 6.917 | 6.9891 | 7.1332 | 7.2052 | 7.2052 | 7.2052 | 7.2052 | 7.2052 | 0.0077776 | 0.015555 | 0.023333 | 0.031111 | 0.038888 | 0.045959 | 0.050908 | 0.055858 | 0.059393 | 0.062221 | 0.064342 | 0.066463 | 0.067878 | 0.068585 | 0.069999 | 0.070706 | 0.070706 | 0.070706 | 0.070706 | 0.070706 | 1.0889 | 0.0077776 | 0.023333 | 0.046666 | 0.077776 | 0.11666 | 0.16262 | 0.21353 | 0.26939 | 0.32878 | 0.391 | 0.45535 | 0.52181 | 0.58969 | 0.65827 | 0.72827 | 0.79898 | 0.86968 | 0.94039 | 1.0111 | 1.0818 | 0 | 0 | 0 | 0 | 0 | 0 | 0 | 0 | 0 | 0 | 0 | 0 | 0 | 0 | 0 | 0 | 0 | 0 | 0 | 0 | 0 | 0 | 0 | 0 | 0 | 0 | 0 | 0 | 0 | 0 | 0 | 0 | 0 | 0 | 0 | 0 | 0 | 0 | 0 | 0 | 0 | 0 | 0 | 0 | 0 | 0 | 0 | 0 | 0 | 0 | 0 | 0 | 0 | 0 | 0 | 0 | 0 | 0 | 0 | 0 | 0 | 0 | 0 | 0 | 0 | 0 | 0 | 0 | 0 | 0.009815% | 0 | 0 | 0 | 0 | 0 | 0 | 0 | 0 | 0 | 0 | 0 | 0 | 0 | 0 | 0 | 0 | 0 | 0 | 0 | 0 | 0 | 0 | 0 | 0
Yes | ResDuctInsulation_PSE | M_Input | PSE Business Case: Insulation | 2020 | Retro | 2022 | 2045 | PSE | Residential | Multifamily LI | Electric | Per square foot of Duct Insulation - LIW | Per square foot of Duct Insulation - LIW | 6.46 | LIW: Insulation - Duct - R0 to R11 - MF - TE |  | 4.65 | 30 | 6.46 | 0 |  | 0 | 0 | 0 | 0 | 0 | 0 | 0 | 0 |  | 0 | 0 | 0 | Heating | Electric Heat | Duct Insulation | ResSpHtFAFZ1 | 0.02951% | 75.29% | 0% | 65.98 |  | 70.67% | 3.333% | 85% | 6.8% | 0.2% | 6.2547 | 0.20203 | 0.64567 | 6.3604 | 0 | 0 | 0 | 4.5365 | 0 |  | 0.083573 | 0 | 0.083573 | 06. $0.077 to $0.085 | 1 | 0 | 01. ($9,999.00) to $0.22 | 1 | 204452.3163 | 202267.3371 | 200105.7089 | 197967.1818 | 195851.5093 | 193758.4468 | 191687.7529 | 189639.1885 | 187612.5171 | 185607.5046 | 0 | 0 | 0 | 0 | 0 | 0 | 0 | 0 | 0 | 0 | 0 | 0 | 0 | 0 | 950703.2707 | 940543.1177 | 930491.5462 | 920547.3956 | 910709.518 | 900976.7777 | 891348.0511 | 881822.2265 | 872398.2043 | 863074.8965 | 0 | 0 | 0 | 0 | 0 | 0 | 0 | 0 | 0 | 0 | 0 | 0 | 0 | 0 | 9062615.0044 | 950703.2707 | 1891246.3885 | 2821737.9347 | 3742285.3302 | 4652994.8483 | 5553971.626 | 6445319.6771 | 7327141.9036 | 8199540.1079 | 9062615.0044 | 9062615.0044 | 9062615.0044 | 9062615.0044 | 9062615.0044 | 9062615.0044 | 9062615.0044 | 9062615.0044 | 9062615.0044 | 9062615.0044 | 9062615.0044 | 9062615.0044 | 9062615.0044 | 9062615.0044 | 9062615.0044 | 0 | 0 | 0 | 0 | 0 | 0 | 0 | 0 | 0 | 0 | 0 | 0 | 0 | 0 | 0 | 0 | 0 | 0 | 0 | 0 | 0 | 0 | 0 | 0 | 0 | 0 | 0 | 0 | 0 | 0 | 0 | 0 | 0 | 0 | 0 | 0 | 0 | 0 | 0 | 0 | 0 | 0 | 0 | 0 | 0 | 0 | 0 | 0 | 0 | 0 | 0 | 0 | 0 | 0 | 0 | 0 | 0 | 0 | 0 | 0 | 0 | 280.5974 | 558.1961 | 832.8281 | 1104.5251 | 1373.3185 | 1639.2393 | 1902.3182 | 2162.5856 | 2420.0715 | 2674.8056 | 2674.8056 | 2674.8056 | 2674.8056 | 2674.8056 | 2674.8056 | 2674.8056 | 2674.8056 | 2674.8056 | 2674.8056 | 2674.8056 | 2674.8056 | 2674.8056 | 2674.8056 | 2674.8056 | 927495.8111 | 917583.6759 | 907777.4716 | 898076.066 | 888478.3392 | 878983.1832 | 869589.5018 | 860296.2106 | 851102.2366 | 842006.5185 | 0 | 0 | 0 | 0 | 0 | 0 | 0 | 0 | 0 | 0 | 0 | 0 | 0 | 0 | 8841389.0145 | 0 | 0 | 0 | 0 | 0 | 0 | 0 | 0 | 0 | 0 | 0 | 0 | 0 | 0 | 0 | 0 | 0 | 0 | 0 | 0 | 0.001473% | 14.002 | 27.8544 | 41.5588 | 55.1167 | 68.5297 | 81.7994 | 94.9272 | 107.9148 | 120.7635 | 133.475 | 133.475 | 133.475 | 133.475 | 133.475 | 133.475 | 133.475 | 133.475 | 133.475 | 133.475 | 133.475 | 133.475 | 133.475 | 133.475 | 133.475
Yes | ResDuctInsulation_PSE | M_Input | PSE Business Case: Insulation | 2020 | Retro | 2022 | 2041 | PSE | Residential | Multifamily LI | Gas | Per square foot of Duct Insulation - LIW | Per square foot of Duct Insulation - LIW | 6.46 | LIW: Insulation - Duct - R0 to R11 - MF - TG |  | 0 | 45 | 6.46 | 0 |  | 0 | 0 | 0 | 0 | 0 | 0 | 0 | 0.2 |  | 0 | 0 | 0 | Heating | Gas Heat | Duct Insulation | ResSpHtFAFZ1 | 0.02951% | 0% | 38.85% | 65.98 |  | 65.17% | 2.222% | 85% | 6.8% | 0.2% | 6.0377 | 0.048923 | 0.60867 | 0 | 5.3242 | 0 | 0 | 0 | 3.9724 |  | 0 | 1.8458 | 0 | 01. ($9,999.000) to $0.028 | 1 | 1.8458 | 12. $1.50 to $999.00 | 0 | 0 | 0 | 0 | 0 | 0 | 0 | 0 | 0 | 0 | 0 | 0 | 0 | 0 | 0 | 0 | 0 | 0 | 0 | 0 | 0 | 0 | 0 | 0 | 0 | 0 | 0 | 0 | 0 | 0 | 0 | 0 | 0 | 0 | 0 | 0 | 0 | 0 | 0 | 0 | 0 | 0 | 0 | 0 | 0 | 0 | 0 | 0 | 0 | 0 | 0 | 0 | 0 | 0 | 0 | 0 | 0 | 0 | 0 | 0 | 0 | 0 | 0 | 0 | 0 | 0 | 0 | 0 | 0 | 0 | 0 | 0 | 0 | 0 | 7170.1697 | 7093.5422 | 7017.7336 | 6942.7352 | 6868.5383 | 6795.1343 | 6722.5148 | 6650.6714 | 6579.5958 | 6509.2797 | 0 | 0 | 0 | 0 | 0 | 0 | 0 | 0 | 0 | 0 | 1434.0339 | 1418.7084 | 1403.5467 | 1388.547 | 1373.7077 | 1359.0269 | 1344.503 | 1330.1343 | 1315.9192 | 1301.8559 | 0 | 0 | 0 | 0 | 0 | 0 | 0 | 0 | 0 | 0 | 13669.983 | 1434.0339 | 2852.7424 | 4256.2891 | 5644.8362 | 7018.5438 | 8377.5707 | 9722.0737 | 11052.2079 | 12368.1271 | 13669.983 | 13669.983 | 13669.983 | 13669.983 | 13669.983 | 13669.983 | 13669.983 | 13669.983 | 13669.983 | 13669.983 | 13669.983 | 0 | 0 | 0 | 0 | 0 | 0 | 0 | 0 | 0 | 0 | 0 | 0 | 0 | 0 | 0 | 0 | 0 | 0 | 0 | 0 | 0 | 0 | 0 | 0 | 0 | 0 | 0 | 0 | 0 | 0 | 0 | 0 | 0 | 0 | 0 | 0 | 0 | 0 | 0 | 0 | 0 | 0 | 0 | 0 | 0 | 0 | 0 | 0 | 0 | 28482.6805 | 28178.2865 | 27877.1455 | 27579.2229 | 27284.4841 | 26992.8952 | 26704.4225 | 26419.0327 | 26136.6928 | 25857.3703 | 0 | 0 | 0 | 0 | 0 | 0 | 0 | 0 | 0 | 0 | 0.001473% | 0 | 0 | 0 | 0 | 0 | 0 | 0 | 0 | 0 | 0 | 0 | 0 | 0 | 0 | 0 | 0 | 0 | 0 | 0 | 0 | 0 | 0 | 0 | 0
Yes | ResDuctInsulation_PSE | M_Input | PSE Business Case: Insulation | 2020 | Retro | 2022 | 2045 | PSE | Residential | Single Family LI | Electric | Per square foot of Duct Insulation - LIW | Per square foot of Duct Insulation - LIW | 6.46 | LIW: Insulation - Duct - R0 to R11 - SF - TE |  | 4.65 | 30 | 6.46 | 0 |  | 0 | 0 | 0 | 0 | 0 | 0 | 0 | 0 |  | 0 | 0 | 0 | Heating | Electric Heat | Duct Insulation | ResSpHtFAFZ1 | 0.02951% | 31.51% | 0% | 83.4867 |  | 54.26% | 3.333% | 85% | 6.8% | 0.2% | 6.2547 | 0.20203 | 0.64567 | 6.3604 | 0 | 0 | 0 | 4.5365 | 0 |  | 0.083573 | 0 | 0.083573 | 06. $0.077 to $0.085 | 1 | 0 | 01. ($9,999.00) to $0.22 | 1 | 129115.1119 | 128821.915 | 128529.3839 | 128237.5171 | 127946.313 | 127655.7703 | 127365.8873 | 127076.6625 | 126788.0946 | 126500.1819 | 0 | 0 | 0 | 0 | 0 | 0 | 0 | 0 | 0 | 0 | 0 | 0 | 0 | 0 | 600385.2702 | 599021.9046 | 597661.635 | 596304.4543 | 594950.3556 | 593599.3317 | 592251.3758 | 590906.4808 | 589564.6398 | 588225.8459 | 0 | 0 | 0 | 0 | 0 | 0 | 0 | 0 | 0 | 0 | 0 | 0 | 0 | 0 | 5942871.2937 | 600385.2702 | 1199407.1748 | 1797068.8098 | 2393373.2642 | 2988323.6197 | 3581922.9514 | 4174174.3272 | 4765080.8079 | 5354645.4478 | 5942871.2937 | 5942871.2937 | 5942871.2937 | 5942871.2937 | 5942871.2937 | 5942871.2937 | 5942871.2937 | 5942871.2937 | 5942871.2937 | 5942871.2937 | 5942871.2937 | 5942871.2937 | 5942871.2937 | 5942871.2937 | 5942871.2937 | 0 | 0 | 0 | 0 | 0 | 0 | 0 | 0 | 0 | 0 | 0 | 0 | 0 | 0 | 0 | 0 | 0 | 0 | 0 | 0 | 0 | 0 | 0 | 0 | 0 | 0 | 0 | 0 | 0 | 0 | 0 | 0 | 0 | 0 | 0 | 0 | 0 | 0 | 0 | 0 | 0 | 0 | 0 | 0 | 0 | 0 | 0 | 0 | 0 | 0 | 0 | 0 | 0 | 0 | 0 | 0 | 0 | 0 | 0 | 0 | 0 | 177.202 | 354.0017 | 530.3999 | 706.3975 | 881.9954 | 1057.1946 | 1231.9959 | 1406.4003 | 1580.4087 | 1754.0219 | 1754.0219 | 1754.0219 | 1754.0219 | 1754.0219 | 1754.0219 | 1754.0219 | 1754.0219 | 1754.0219 | 1754.0219 | 1754.0219 | 1754.0219 | 1754.0219 | 1754.0219 | 1754.0219 | 585729.3651 | 584399.2804 | 583072.2161 | 581748.1653 | 580427.1212 | 579109.077 | 577794.0258 | 576481.9608 | 575172.8753 | 573866.7625 | 0 | 0 | 0 | 0 | 0 | 0 | 0 | 0 | 0 | 0 | 0 | 0 | 0 | 0 | 5797800.8495 | 0 | 0 | 0 | 0 | 0 | 0 | 0 | 0 | 0 | 0 | 0 | 0 | 0 | 0 | 0 | 0 | 0 | 0 | 0 | 0 | 0.001473% | 8.8425 | 17.665 | 26.4674 | 35.2498 | 44.0123 | 52.7549 | 61.4776 | 70.1805 | 78.8637 | 87.5271 | 87.5271 | 87.5271 | 87.5271 | 87.5271 | 87.5271 | 87.5271 | 87.5271 | 87.5271 | 87.5271 | 87.5271 | 87.5271 | 87.5271 | 87.5271 | 87.5271
Yes | ResDuctInsulation_PSE | M_Input | PSE Business Case: Insulation | 2020 | Retro | 2022 | 2041 | PSE | Residential | Single Family LI | Gas | Per square foot of Duct Insulation - LIW | Per square foot of Duct Insulation - LIW | 6.46 | LIW: Insulation - Duct - R0 to R11 - SF - TG |  | 0 | 45 | 6.46 | 0 |  | 0 | 0 | 0 | 0 | 0 | 0 | 0 | 0.2 |  | 0 | 0 | 0 | Heating | Gas Heat | Duct Insulation | ResSpHtFAFZ1 | 0.02951% | 0% | 79.28% | 83.4867 |  | 47.88% | 2.222% | 85% | 6.8% | 0.2% | 6.0377 | 0.048923 | 0.60867 | 0 | 5.3242 | 0 | 0 | 0 | 3.9724 |  | 0 | 1.8458 | 0 | 01. ($9,999.000) to $0.028 | 1 | 1.8458 | 12. $1.50 to $999.00 | 0 | 0 | 0 | 0 | 0 | 0 | 0 | 0 | 0 | 0 | 0 | 0 | 0 | 0 | 0 | 0 | 0 | 0 | 0 | 0 | 0 | 0 | 0 | 0 | 0 | 0 | 0 | 0 | 0 | 0 | 0 | 0 | 0 | 0 | 0 | 0 | 0 | 0 | 0 | 0 | 0 | 0 | 0 | 0 | 0 | 0 | 0 | 0 | 0 | 0 | 0 | 0 | 0 | 0 | 0 | 0 | 0 | 0 | 0 | 0 | 0 | 0 | 0 | 0 | 0 | 0 | 0 | 0 | 0 | 0 | 0 | 0 | 0 | 0 | 179954.8939 | 179546.2491 | 179138.5323 | 178731.7413 | 178325.8741 | 177920.9285 | 177516.9025 | 177113.794 | 176711.6008 | 176310.321 | 0 | 0 | 0 | 0 | 0 | 0 | 0 | 0 | 0 | 0 | 35990.9788 | 35909.2498 | 35827.7065 | 35746.3483 | 35665.1748 | 35584.1857 | 35503.3805 | 35422.7588 | 35342.3202 | 35262.0642 | 0 | 0 | 0 | 0 | 0 | 0 | 0 | 0 | 0 | 0 | 356254.1675 | 35990.9788 | 71900.2286 | 107727.9351 | 143474.2833 | 179139.4581 | 214723.6439 | 250227.0244 | 285649.7832 | 320992.1033 | 356254.1675 | 356254.1675 | 356254.1675 | 356254.1675 | 356254.1675 | 356254.1675 | 356254.1675 | 356254.1675 | 356254.1675 | 356254.1675 | 356254.1675 | 0 | 0 | 0 | 0 | 0 | 0 | 0 | 0 | 0 | 0 | 0 | 0 | 0 | 0 | 0 | 0 | 0 | 0 | 0 | 0 | 0 | 0 | 0 | 0 | 0 | 0 | 0 | 0 | 0 | 0 | 0 | 0 | 0 | 0 | 0 | 0 | 0 | 0 | 0 | 0 | 0 | 0 | 0 | 0 | 0 | 0 | 0 | 0 | 0 | 714850.2667 | 713226.972 | 711607.3634 | 709991.4328 | 708379.1716 | 706770.5715 | 705165.6243 | 703564.3217 | 701966.6553 | 700372.6169 | 0 | 0 | 0 | 0 | 0 | 0 | 0 | 0 | 0 | 0 | 0.001473% | 0 | 0 | 0 | 0 | 0 | 0 | 0 | 0 | 0 | 0 | 0 | 0 | 0 | 0 | 0 | 0 | 0 | 0 | 0 | 0 | 0 | 0 | 0 | 0
No | ResEfficientCentalAirConditioners_v1_0 | Measure_InputOutput | Based on RTF Workbook "ResEfficientCentalAirConditioners_v1_0" | 2020 | NR | 2022 | 2045 | PSE | Residential | Single Family | Electric | Per Home with Central Air Conditioner |  |  | High Efficiency Air Conditioners - SEER 15.0 / EER 12.0+ - Single Family - CZ1 |  | 15.3663 | 18 | 96.2819 | 0 |  | 0 | 0 | 0 | 0 | 0 | 0 | 0 | 0 |  | 0 | 0 | 0 | Cooling | Central AC | Central AC | ResCACZ1 | 0% | 10.65% | 0% | 1 |  | 99% | 5.556% | 95% | 6.8% | 0.2% | 12.0414 | 0 | 1.2041 | 111.0685 | 0 | 0 | 0 | 129.1208 | 0 |  | 0.71982 | 0 | 0.71982 | 13. $0.225 to $99,999.000 | 0 | 0 | 01. ($9,999.00) to $0.22 | 1 | 130.6138 | 325.7929 | 520.085 | 778.356 | 1035.4514 | 1355.9439 | 1707.1866 | 2056.8271 | 2404.8709 | 2687.3391 | 2904.6732 | 3057.3123 | 3145.6939 | 3170.2532 | 3163.0543 | 3155.8717 | 3148.7054 | 3141.5553 | 3134.4216 | 3127.304 | 3120.2025 | 3113.1173 | 3106.048 | 3098.9949 | 2007.0491 | 5006.2288 | 7991.7771 | 11960.4444 | 15911.0464 | 20835.8271 | 26233.1242 | 31605.8017 | 36953.9435 | 41294.4327 | 44634.0506 | 46979.5479 | 48337.6447 | 48715.0308 | 48604.4096 | 48494.0396 | 48383.9203 | 48274.051 | 48164.4311 | 48055.0602 | 47945.9377 | 47837.063 | 47728.4355 | 47620.0546 | 857160.9833 | 2007.0491 | 7013.2778 | 15005.055 | 26965.4994 | 42876.5458 | 63712.3729 | 89945.4971 | 121551.2987 | 158505.2422 | 199799.6749 | 244433.7255 | 291413.2733 | 339750.918 | 388465.9488 | 437070.3584 | 485564.398 | 533948.3183 | 582222.3692 | 630386.8004 | 678441.8606 | 726387.7983 | 774224.8613 | 821953.2968 | 857160.9833 | 0 | 0 | 0 | 0 | 0 | 0 | 0 | 0 | 0 | 0 | 0 | 0 | 0 | 0 | 0 | 0 | 0 | 0 | 0 | 0 | 0 | 0 | 0 | 0 | 0 | 0 | 0 | 0 | 0 | 0 | 0 | 0 | 0 | 0 | 0 | 0 | 0 | 0 | 0 | 0 | 0 | 0 | 0 | 0 | 0 | 0 | 0 | 0 | 0 | 0 | 0 | 0 | 0 | 0 | 0 | 0 | 0 | 0 | 0 | 0 | 0 | 0 | 0 | 0 | 0 | 0 | 0 | 0 | 0 | 0 | 0 | 0 | 0 | 0 | 0 | 0 | 0 | 0 | 0 | 0 | 0 | 0 | 0 | 0 | 0 | 16864.9511 | 42066.6361 | 67153.7792 | 100501.9315 | 133698.2848 | 175080.5244 | 220433.2525 | 265579.1056 | 310518.7893 | 346991.3093 | 375053.6486 | 394762.5323 | 406174.429 | 409345.5512 | 408416.0169 | 407488.5935 | 406563.276 | 405640.0597 | 404718.9399 | 403799.9117 | 402882.9704 | 401968.1113 | 401055.3296 | 295845.2379 | 7202603.1716 | 0 | 0 | 0 | 0 | 0 | 0 | 0 | 0 | 0 | 0 | 0 | 0 | 0 | 0 | 0 | 0 | 0 | 0 | 0 | 0 | 0.04717% | 0.94682 | 3.3085 | 7.0786 | 12.7209 | 20.2269 | 30.0562 | 42.4316 | 57.3416 | 74.7745 | 94.2551 | 115.3111 | 137.4737 | 160.2768 | 183.2581 | 206.1871 | 229.0641 | 251.8891 | 274.6623 | 297.3838 | 320.0536 | 342.672 | 365.2391 | 387.7549 | 404.364
No | ResEfficientCentalAirConditioners_v1_0 | Measure_InputOutput | Based on RTF Workbook "ResEfficientCentalAirConditioners_v1_0" | 2020 | NR | 2022 | 2045 | PSE | Residential | Single Family | Electric | Per Home with Central Air Conditioner |  |  | High Efficiency Air Conditioners - SEER 16.0 / EER 12.0+ - Single Family - CZ1 |  | 17.047 | 18 | 92.6396 | 0 |  | 0 | 0 | 0 | 0 | 0 | 0 | 0 | 0 |  | 0 | 0 | 0 | Cooling | Central AC | Central AC | ResCACZ1 | 0% | 10.65% | 0% | 1 |  | 99% | 5.556% | 95% | 6.8% | 0.2% | 13.3584 | 0 | 1.3358 | 106.8669 | 0 | 0 | 0 | 124.059 | 0 |  | 0.62342 | 0 | 0.62342 | 13. $0.225 to $99,999.000 | 0 | 0 | 01. ($9,999.00) to $0.22 | 1 | 130.6138 | 325.7929 | 520.085 | 778.356 | 1035.4514 | 1355.9439 | 1707.1866 | 2056.8271 | 2404.8709 | 2687.3391 | 2904.6732 | 3057.3123 | 3145.6939 | 3170.2532 | 3163.0543 | 3155.8717 | 3148.7054 | 3141.5553 | 3134.4216 | 3127.304 | 3120.2025 | 3113.1173 | 3106.048 | 3098.9949 | 2226.5701 | 5553.785 | 8865.8778 | 13268.618 | 17651.3171 | 23114.7457 | 29102.3721 | 35062.6862 | 40995.7811 | 45811.0113 | 49515.8999 | 52117.9359 | 53624.5746 | 54043.2373 | 53920.5169 | 53798.0752 | 53675.9115 | 53554.0253 | 53432.4158 | 53311.0825 | 53190.0247 | 53069.2417 | 52948.7331 | 52828.4981 | 950912.9659 | 2226.5701 | 7780.3551 | 16646.2329 | 29914.8508 | 47566.1679 | 70680.9137 | 99783.2858 | 134845.972 | 175841.7531 | 221652.7644 | 271168.6642 | 323286.6001 | 376911.1747 | 430954.412 | 484874.9289 | 538673.004 | 592348.9156 | 645902.9409 | 699335.3566 | 752646.4391 | 805836.4638 | 858905.7055 | 911854.4386 | 950912.9659 | 0 | 0 | 0 | 0 | 0 | 0 | 0 | 0 | 0 | 0 | 0 | 0 | 0 | 0 | 0 | 0 | 0 | 0 | 0 | 0 | 0 | 0 | 0 | 0 | 0 | 0 | 0 | 0 | 0 | 0 | 0 | 0 | 0 | 0 | 0 | 0 | 0 | 0 | 0 | 0 | 0 | 0 | 0 | 0 | 0 | 0 | 0 | 0 | 0 | 0 | 0 | 0 | 0 | 0 | 0 | 0 | 0 | 0 | 0 | 0 | 0 | 0 | 0 | 0 | 0 | 0 | 0 | 0 | 0 | 0 | 0 | 0 | 0 | 0 | 0 | 0 | 0 | 0 | 0 | 0 | 0 | 0 | 0 | 0 | 0 | 16203.816 | 40417.5516 | 64521.2355 | 96562.0828 | 128457.082 | 168217.0665 | 211791.8896 | 255167.9476 | 298345.9183 | 333388.6528 | 360350.9001 | 379287.1617 | 390251.6923 | 393298.5011 | 392405.4062 | 391514.3393 | 390625.2959 | 389738.2713 | 388853.2609 | 387970.2602 | 387089.2646 | 386210.2695 | 385333.2705 | 284247.5954 | 6920248.7316 | 0 | 0 | 0 | 0 | 0 | 0 | 0 | 0 | 0 | 0 | 0 | 0 | 0 | 0 | 0 | 0 | 0 | 0 | 0 | 0 | 0.04717% | 1.0504 | 3.6704 | 7.8528 | 14.1123 | 22.4392 | 33.3436 | 47.0726 | 63.6133 | 82.953 | 104.5643 | 127.9233 | 152.5098 | 177.8071 | 203.3019 | 228.7388 | 254.118 | 279.4395 | 304.7035 | 329.9101 | 355.0595 | 380.1518 | 405.1871 | 430.1656 | 448.5914
No | ResEfficientCentalAirConditioners_v1_0 | Measure_InputOutput | Based on RTF Workbook "ResEfficientCentalAirConditioners_v1_0" | 2020 | NR | 2022 | 2045 | PSE | Residential | Single Family | Electric | Per Home with Central Air Conditioner |  |  | High Efficiency Air Conditioners - SEER 17.0 / EER 13.0 - Single Family - CZ1 |  | 15.0415 | 18 | 796.8064 | 0 |  | 0 | 0 | 0 | 0 | 0 | 0 | 0 | 0 |  | 0 | 0 | 0 | Cooling | Central AC | Central AC | ResCACZ1 | 0% | 10.65% | 0% | 1 |  | 99% | 5.556% | 95% | 6.8% | 0.2% | 11.7868 | 0 | 1.1787 | 919.1774 | 0 | 0 | 0 | 1077.36 | 0 |  | 6.1358 | 0 | 6.1358 | 13. $0.225 to $99,999.000 | 0 | 0 | 01. ($9,999.00) to $0.22 | 1 | 130.6138 | 325.7929 | 520.085 | 778.356 | 1035.4514 | 1355.9439 | 1707.1866 | 2056.8271 | 2404.8709 | 2687.3391 | 2904.6732 | 3057.3123 | 3145.6939 | 3170.2532 | 3163.0543 | 3155.8717 | 3148.7054 | 3141.5553 | 3134.4216 | 3127.304 | 3120.2025 | 3113.1173 | 3106.048 | 3098.9949 | 1964.6206 | 4900.3986 | 7822.8333 | 11707.6041 | 15574.6916 | 20395.3639 | 25678.5637 | 30937.6643 | 36172.748 | 40421.4805 | 43690.4999 | 45986.414 | 47315.8011 | 47685.2094 | 47576.9267 | 47468.8899 | 47361.0984 | 47253.5517 | 47146.2492 | 47039.1904 | 46932.3747 | 46825.8015 | 46719.4704 | 46613.3807 | 839040.8523 | 1964.6206 | 6865.0192 | 14687.8525 | 26395.4566 | 41970.1482 | 62365.512 | 88044.0757 | 118981.74 | 155154.488 | 195575.9686 | 239266.4684 | 285252.8825 | 332568.6836 | 380253.8929 | 427830.8196 | 475299.7095 | 522660.8079 | 569914.3596 | 617060.6088 | 664099.7992 | 711032.1739 | 757857.9754 | 804577.4458 | 839040.8523 | 0 | 0 | 0 | 0 | 0 | 0 | 0 | 0 | 0 | 0 | 0 | 0 | 0 | 0 | 0 | 0 | 0 | 0 | 0 | 0 | 0 | 0 | 0 | 0 | 0 | 0 | 0 | 0 | 0 | 0 | 0 | 0 | 0 | 0 | 0 | 0 | 0 | 0 | 0 | 0 | 0 | 0 | 0 | 0 | 0 | 0 | 0 | 0 | 0 | 0 | 0 | 0 | 0 | 0 | 0 | 0 | 0 | 0 | 0 | 0 | 0 | 0 | 0 | 0 | 0 | 0 | 0 | 0 | 0 | 0 | 0 | 0 | 0 | 0 | 0 | 0 | 0 | 0 | 0 | 0 | 0 | 0 | 0 | 0 | 0 | 140718.0487 | 350996.2719 | 560318.7778 | 838569.6246 | 1115553.8885 | 1460839.6813 | 1839254.4998 | 2215943.1911 | 2590911.643 | 2895231.6392 | 3129378.6348 | 3293825.9344 | 3389044.7003 | 3415503.9606 | 3407748.0981 | 3400009.8474 | 3392289.1686 | 3384586.0218 | 3376900.3671 | 3369232.1649 | 3361581.3755 | 3353947.9594 | 3346331.8771 | 2468478.2302 | 60097195.6062 | 0 | 0 | 0 | 0 | 0 | 0 | 0 | 0 | 0 | 0 | 0 | 0 | 0 | 0 | 0 | 0 | 0 | 0 | 0 | 0 | 0.04717% | 0.92681 | 3.2386 | 6.929 | 12.452 | 19.7993 | 29.4208 | 41.5346 | 56.1294 | 73.1938 | 92.2626 | 112.8735 | 134.5675 | 156.8886 | 179.384 | 201.8284 | 224.2217 | 246.5642 | 268.856 | 291.0972 | 313.2878 | 335.4281 | 357.518 | 379.5579 | 395.8159
No | ResEfficientCentalAirConditioners_v1_0 | Measure_InputOutput | Based on RTF Workbook "ResEfficientCentalAirConditioners_v1_0" | 2020 | NR | 2022 | 2045 | PSE | Residential | Single Family | Electric | Per Home with Central Air Conditioner |  |  | High Efficiency Air Conditioners - SEER 18.0 / EER 13.0 - Single Family - CZ1 |  | 13.3702 | 18 | 118.7688 | 0 |  | 0 | 0 | 0 | 0 | 0 | 0 | 0 | 0 |  | 0 | 0 | 0 | Cooling | Central AC | Central AC | ResCACZ1 | 0% | 10.65% | 0% | 1 |  | 99% | 5.556% | 95% | 6.8% | 0.2% | 10.4772 | 0 | 1.0477 | 137.0089 | 0 | 0 | 0 | 159.7149 | 0 |  | 1.0233 | 0 | 1.0233 | 13. $0.225 to $99,999.000 | 0 | 0 | 01. ($9,999.00) to $0.22 | 1 | 130.6138 | 325.7929 | 520.085 | 778.356 | 1035.4514 | 1355.9439 | 1707.1866 | 2056.8271 | 2404.8709 | 2687.3391 | 2904.6732 | 3057.3123 | 3145.6939 | 3170.2532 | 3163.0543 | 3155.8717 | 3148.7054 | 3141.5553 | 3134.4216 | 3127.304 | 3120.2025 | 3113.1173 | 3106.048 | 3098.9949 | 1746.3295 | 4355.9098 | 6953.6296 | 10406.7592 | 13844.1703 | 18129.2123 | 22825.3899 | 27500.1461 | 32153.5538 | 35930.2049 | 38835.9999 | 40876.8125 | 42058.4899 | 42386.8528 | 42290.6015 | 42194.5688 | 42098.7541 | 42003.1571 | 41907.7771 | 41812.6137 | 41717.6664 | 41622.9347 | 41528.4181 | 41434.1162 | 745814.0909 | 1746.3295 | 6102.2393 | 13055.8689 | 23462.6281 | 37306.7984 | 55436.0107 | 78261.4006 | 105761.5467 | 137915.1005 | 173845.3054 | 212681.3053 | 253558.1177 | 295616.6076 | 338003.4604 | 380294.0618 | 422488.6306 | 464587.3848 | 506590.5418 | 548498.3189 | 590310.9326 | 632028.599 | 673651.5337 | 715179.9518 | 745814.0909 | 0 | 0 | 0 | 0 | 0 | 0 | 0 | 0 | 0 | 0 | 0 | 0 | 0 | 0 | 0 | 0 | 0 | 0 | 0 | 0 | 0 | 0 | 0 | 0 | 0 | 0 | 0 | 0 | 0 | 0 | 0 | 0 | 0 | 0 | 0 | 0 | 0 | 0 | 0 | 0 | 0 | 0 | 0 | 0 | 0 | 0 | 0 | 0 | 0 | 0 | 0 | 0 | 0 | 0 | 0 | 0 | 0 | 0 | 0 | 0 | 0 | 0 | 0 | 0 | 0 | 0 | 0 | 0 | 0 | 0 | 0 | 0 | 0 | 0 | 0 | 0 | 0 | 0 | 0 | 0 | 0 | 0 | 0 | 0 | 0 | 20860.9677 | 52033.9926 | 83065.3357 | 124315.0687 | 165377.0351 | 216564.4688 | 272663.1669 | 328505.9725 | 384093.7585 | 429208.1535 | 463919.6419 | 488298.3897 | 502414.2449 | 506336.7394 | 505186.9594 | 504039.7903 | 502895.2262 | 501753.2611 | 500613.8892 | 499477.1045 | 498342.9013 | 497211.2735 | 496082.2155 | 365943.4253 | 8909202.9822 | 0 | 0 | 0 | 0 | 0 | 0 | 0 | 0 | 0 | 0 | 0 | 0 | 0 | 0 | 0 | 0 | 0 | 0 | 0 | 0 | 0.04717% | 0.82383 | 2.8787 | 6.1591 | 11.0684 | 17.5994 | 26.1518 | 36.9197 | 49.8928 | 65.0612 | 82.0112 | 100.332 | 119.6156 | 139.4566 | 159.4525 | 179.403 | 199.3082 | 219.1682 | 238.9831 | 258.753 | 278.478 | 298.1583 | 317.7938 | 337.3848 | 351.8364
No | ResEfficientCentalAirConditioners_v1_0 | Measure_InputOutput | Based on RTF Workbook "ResEfficientCentalAirConditioners_v1_0" | 2020 | NR | 2022 | 2045 | PSE | Residential | Manufactured | Electric | Per Home with Central Air Conditioner |  |  | High Efficiency Air Conditioners - SEER 15.0 / EER 12.0+ - Manufactured - CZ1 |  | 13.0598 | 18 | 96.2819 | 0 |  | 0 | 0 | 0 | 0 | 0 | 0 | 0 | 0 |  | 0 | 0 | 0 | Cooling | Central AC | Central AC | ResCACZ1 | 0% | 2.258% | 0% | 1 |  | 99% | 5.556% | 95% | 6.8% | 0.2% | 10.2339 | 0 | 1.0234 | 111.0685 | 0 | 0 | 0 | 129.3015 | 0 |  | 0.84814 | 0 | 0.84814 | 13. $0.225 to $99,999.000 | 0 | 0 | 01. ($9,999.00) to $0.22 | 1 | 2.2117 | 5.5294 | 8.847 | 13.2705 | 17.694 | 23.2233 | 29.3056 | 35.3879 | 41.4702 | 46.4467 | 50.3172 | 53.0819 | 54.7407 | 55.2936 | 55.2936 | 55.2936 | 55.2936 | 55.2936 | 55.2936 | 55.2936 | 55.2936 | 55.2936 | 55.2936 | 55.2936 | 28.8849 | 72.2122 | 115.5396 | 173.3094 | 231.0791 | 303.2914 | 382.7248 | 462.1583 | 541.5918 | 606.5828 | 657.1313 | 693.2374 | 714.9011 | 722.1223 | 722.1223 | 722.1223 | 722.1223 | 722.1223 | 722.1223 | 722.1223 | 722.1223 | 722.1223 | 722.1223 | 722.1223 | 12998.2022 | 28.8849 | 101.0971 | 216.6367 | 389.9461 | 621.0252 | 924.3166 | 1307.0414 | 1769.1997 | 2310.7915 | 2917.3743 | 3574.5056 | 4267.743 | 4982.6442 | 5704.7665 | 6426.8889 | 7149.0112 | 7871.1335 | 8593.2559 | 9315.3782 | 10037.5006 | 10759.6229 | 11481.7453 | 12203.8676 | 12925.9899 | 0 | 0 | 0 | 0 | 0 | 0 | 0 | 0 | 0 | 0 | 0 | 0 | 0 | 0 | 0 | 0 | 0 | 0 | 0 | 0 | 0 | 0 | 0 | 0 | 0 | 0 | 0 | 0 | 0 | 0 | 0 | 0 | 0 | 0 | 0 | 0 | 0 | 0 | 0 | 0 | 0 | 0 | 0 | 0 | 0 | 0 | 0 | 0 | 0 | 0 | 0 | 0 | 0 | 0 | 0 | 0 | 0 | 0 | 0 | 0 | 0 | 0 | 0 | 0 | 0 | 0 | 0 | 0 | 0 | 0 | 0 | 0 | 0 | 0 | 0 | 0 | 0 | 0 | 0 | 0 | 0 | 0 | 0 | 0 | 0 | 285.9821 | 714.9552 | 1143.9283 | 1715.8925 | 2287.8567 | 3002.8119 | 3789.2626 | 4575.7133 | 5362.1641 | 6005.6238 | 6506.0924 | 6863.57 | 7078.0566 | 7149.5521 | 7149.5521 | 7149.5521 | 7149.5521 | 7149.5521 | 7149.5521 | 7149.5521 | 7149.5521 | 7149.5521 | 7149.5521 | 7149.5521 | 127976.9825 | 0 | 0 | 0 | 0 | 0 | 0 | 0 | 0 | 0 | 0 | 0 | 0 | 0 | 0 | 0 | 0 | 0 | 0 | 0 | 0 | 0.04717% | 0.013626 | 0.047692 | 0.1022 | 0.18396 | 0.29297 | 0.43604 | 0.61659 | 0.83462 | 1.0901 | 1.3763 | 1.6863 | 2.0133 | 2.3506 | 2.6912 | 3.0319 | 3.3725 | 3.7132 | 4.0539 | 4.3945 | 4.7352 | 5.0758 | 5.4165 | 5.7572 | 6.0978
No | ResEfficientCentalAirConditioners_v1_0 | Measure_InputOutput | Based on RTF Workbook "ResEfficientCentalAirConditioners_v1_0" | 2020 | NR | 2022 | 2045 | PSE | Residential | Manufactured | Electric | Per Home with Central Air Conditioner |  |  | High Efficiency Air Conditioners - SEER 16.0 / EER 12.0+ - Manufactured - CZ1 |  | 14.4882 | 18 | 92.6396 | 0 |  | 0 | 0 | 0 | 0 | 0 | 0 | 0 | 0 |  | 0 | 0 | 0 | Cooling | Central AC | Central AC | ResCACZ1 | 0% | 2.258% | 0% | 1 |  | 99% | 5.556% | 95% | 6.8% | 0.2% | 11.3533 | 0 | 1.1353 | 106.8669 | 0 | 0 | 0 | 124.2595 | 0 |  | 0.73471 | 0 | 0.73471 | 13. $0.225 to $99,999.000 | 0 | 0 | 01. ($9,999.00) to $0.22 | 1 | 2.2117 | 5.5294 | 8.847 | 13.2705 | 17.694 | 23.2233 | 29.3056 | 35.3879 | 41.4702 | 46.4467 | 50.3172 | 53.0819 | 54.7407 | 55.2936 | 55.2936 | 55.2936 | 55.2936 | 55.2936 | 55.2936 | 55.2936 | 55.2936 | 55.2936 | 55.2936 | 55.2936 | 32.0442 | 80.1104 | 128.1767 | 192.2651 | 256.3534 | 336.4639 | 424.5854 | 512.7069 | 600.8284 | 672.9278 | 729.0051 | 769.0603 | 793.0934 | 801.1045 | 801.1045 | 801.1045 | 801.1045 | 801.1045 | 801.1045 | 801.1045 | 801.1045 | 801.1045 | 801.1045 | 801.1045 | 14419.8805 | 32.0442 | 112.1546 | 240.3313 | 432.5964 | 688.9498 | 1025.4137 | 1449.9991 | 1962.706 | 2563.5343 | 3236.4621 | 3965.4671 | 4734.5274 | 5527.6209 | 6328.7253 | 7129.8298 | 7930.9343 | 8732.0388 | 9533.1432 | 10334.2477 | 11135.3522 | 11936.4567 | 12737.5611 | 13538.6656 | 14339.7701 | 0 | 0 | 0 | 0 | 0 | 0 | 0 | 0 | 0 | 0 | 0 | 0 | 0 | 0 | 0 | 0 | 0 | 0 | 0 | 0 | 0 | 0 | 0 | 0 | 0 | 0 | 0 | 0 | 0 | 0 | 0 | 0 | 0 | 0 | 0 | 0 | 0 | 0 | 0 | 0 | 0 | 0 | 0 | 0 | 0 | 0 | 0 | 0 | 0 | 0 | 0 | 0 | 0 | 0 | 0 | 0 | 0 | 0 | 0 | 0 | 0 | 0 | 0 | 0 | 0 | 0 | 0 | 0 | 0 | 0 | 0 | 0 | 0 | 0 | 0 | 0 | 0 | 0 | 0 | 0 | 0 | 0 | 0 | 0 | 0 | 274.8305 | 687.0762 | 1099.322 | 1648.9829 | 2198.6439 | 2885.7201 | 3641.504 | 4397.2878 | 5153.0717 | 5771.4403 | 6252.3936 | 6595.9317 | 6802.0546 | 6870.7622 | 6870.7622 | 6870.7622 | 6870.7622 | 6870.7622 | 6870.7622 | 6870.7622 | 6870.7622 | 6870.7622 | 6870.7622 | 6870.7622 | 122986.6437 | 0 | 0 | 0 | 0 | 0 | 0 | 0 | 0 | 0 | 0 | 0 | 0 | 0 | 0 | 0 | 0 | 0 | 0 | 0 | 0 | 0.04717% | 0.015117 | 0.052909 | 0.11338 | 0.20408 | 0.32501 | 0.48374 | 0.68403 | 0.9259 | 1.2093 | 1.5268 | 1.8707 | 2.2335 | 2.6076 | 2.9856 | 3.3635 | 3.7414 | 4.1193 | 4.4972 | 4.8752 | 5.2531 | 5.631 | 6.0089 | 6.3868 | 6.7648
No | ResEfficientCentalAirConditioners_v1_0 | Measure_InputOutput | Based on RTF Workbook "ResEfficientCentalAirConditioners_v1_0" | 2020 | NR | 2022 | 2045 | PSE | Residential | Manufactured | Electric | Per Home with Central Air Conditioner |  |  | High Efficiency Air Conditioners - SEER 17.0 / EER 13.0 - Manufactured - CZ1 |  | 12.7837 | 18 | 796.8064 | 0 |  | 0 | 0 | 0 | 0 | 0 | 0 | 0 | 0 |  | 0 | 0 | 0 | Cooling | Central AC | Central AC | ResCACZ1 | 0% | 2.258% | 0% | 1 |  | 99% | 5.556% | 95% | 6.8% | 0.2% | 10.0176 | 0 | 1.0018 | 919.1774 | 0 | 0 | 0 | 1077.5369 | 0 |  | 7.2206 | 0 | 7.2206 | 13. $0.225 to $99,999.000 | 0 | 0 | 01. ($9,999.00) to $0.22 | 1 | 2.2117 | 5.5294 | 8.847 | 13.2705 | 17.694 | 23.2233 | 29.3056 | 35.3879 | 41.4702 | 46.4467 | 50.3172 | 53.0819 | 54.7407 | 55.2936 | 55.2936 | 55.2936 | 55.2936 | 55.2936 | 55.2936 | 55.2936 | 55.2936 | 55.2936 | 55.2936 | 55.2936 | 28.2743 | 70.6857 | 113.0971 | 169.6457 | 226.1942 | 296.8799 | 374.6342 | 452.3884 | 530.1427 | 593.7598 | 643.2398 | 678.5826 | 699.7883 | 706.8569 | 706.8569 | 706.8569 | 706.8569 | 706.8569 | 706.8569 | 706.8569 | 706.8569 | 706.8569 | 706.8569 | 706.8569 | 12723.424 | 28.2743 | 98.96 | 212.0571 | 381.7027 | 607.8969 | 904.7768 | 1279.411 | 1731.7994 | 2261.942 | 2855.7018 | 3498.9416 | 4177.5242 | 4877.3125 | 5584.1694 | 6291.0263 | 6997.8832 | 7704.7401 | 8411.597 | 9118.4539 | 9825.3108 | 10532.1676 | 11239.0245 | 11945.8814 | 12652.7383 | 0 | 0 | 0 | 0 | 0 | 0 | 0 | 0 | 0 | 0 | 0 | 0 | 0 | 0 | 0 | 0 | 0 | 0 | 0 | 0 | 0 | 0 | 0 | 0 | 0 | 0 | 0 | 0 | 0 | 0 | 0 | 0 | 0 | 0 | 0 | 0 | 0 | 0 | 0 | 0 | 0 | 0 | 0 | 0 | 0 | 0 | 0 | 0 | 0 | 0 | 0 | 0 | 0 | 0 | 0 | 0 | 0 | 0 | 0 | 0 | 0 | 0 | 0 | 0 | 0 | 0 | 0 | 0 | 0 | 0 | 0 | 0 | 0 | 0 | 0 | 0 | 0 | 0 | 0 | 0 | 0 | 0 | 0 | 0 | 0 | 2383.2377 | 5958.0942 | 9532.9507 | 14299.4261 | 19065.9014 | 25023.9956 | 31577.8992 | 38131.8028 | 44685.7064 | 50047.9912 | 54218.6571 | 57197.7042 | 58985.1325 | 59580.9419 | 59580.9419 | 59580.9419 | 59580.9419 | 59580.9419 | 59580.9419 | 59580.9419 | 59580.9419 | 59580.9419 | 59580.9419 | 59580.9419 | 1066498.86 | 0 | 0 | 0 | 0 | 0 | 0 | 0 | 0 | 0 | 0 | 0 | 0 | 0 | 0 | 0 | 0 | 0 | 0 | 0 | 0 | 0.04717% | 0.013338 | 0.046684 | 0.10004 | 0.18007 | 0.28677 | 0.42683 | 0.60356 | 0.81697 | 1.0671 | 1.3472 | 1.6506 | 1.9707 | 2.3009 | 2.6343 | 2.9678 | 3.3012 | 3.6347 | 3.9682 | 4.3016 | 4.6351 | 4.9685 | 5.302 | 5.6354 | 5.9689
No | ResEfficientCentalAirConditioners_v1_0 | Measure_InputOutput | Based on RTF Workbook "ResEfficientCentalAirConditioners_v1_0" | 2020 | NR | 2022 | 2045 | PSE | Residential | Manufactured | Electric | Per Home with Central Air Conditioner |  |  | High Efficiency Air Conditioners - SEER 18.0 / EER 13.0 - Manufactured - CZ1 |  | 11.3633 | 18 | 118.7688 | 0 |  | 0 | 0 | 0 | 0 | 0 | 0 | 0 | 0 |  | 0 | 0 | 0 | Cooling | Central AC | Central AC | ResCACZ1 | 0% | 2.258% | 0% | 1 |  | 99% | 5.556% | 95% | 6.8% | 0.2% | 8.9045 | 0 | 0.89045 | 137.0089 | 0 | 0 | 0 | 159.8722 | 0 |  | 1.2052 | 0 | 1.2052 | 13. $0.225 to $99,999.000 | 0 | 0 | 01. ($9,999.00) to $0.22 | 1 | 2.2117 | 5.5294 | 8.847 | 13.2705 | 17.694 | 23.2233 | 29.3056 | 35.3879 | 41.4702 | 46.4467 | 50.3172 | 53.0819 | 54.7407 | 55.2936 | 55.2936 | 55.2936 | 55.2936 | 55.2936 | 55.2936 | 55.2936 | 55.2936 | 55.2936 | 55.2936 | 55.2936 | 25.1327 | 62.8317 | 100.5308 | 150.7961 | 201.0615 | 263.8932 | 333.0081 | 402.123 | 471.2379 | 527.7865 | 571.7687 | 603.1845 | 622.0341 | 628.3172 | 628.3172 | 628.3172 | 628.3172 | 628.3172 | 628.3172 | 628.3172 | 628.3172 | 628.3172 | 628.3172 | 628.3172 | 11309.7102 | 25.1327 | 87.9644 | 188.4952 | 339.2913 | 540.3528 | 804.2461 | 1137.2542 | 1539.3772 | 2010.6152 | 2538.4016 | 3110.1703 | 3713.3549 | 4335.3889 | 4963.7062 | 5592.0234 | 6220.3406 | 6848.6579 | 7476.9751 | 8105.2923 | 8733.6096 | 9361.9268 | 9990.244 | 10618.5613 | 11246.8785 | 0 | 0 | 0 | 0 | 0 | 0 | 0 | 0 | 0 | 0 | 0 | 0 | 0 | 0 | 0 | 0 | 0 | 0 | 0 | 0 | 0 | 0 | 0 | 0 | 0 | 0 | 0 | 0 | 0 | 0 | 0 | 0 | 0 | 0 | 0 | 0 | 0 | 0 | 0 | 0 | 0 | 0 | 0 | 0 | 0 | 0 | 0 | 0 | 0 | 0 | 0 | 0 | 0 | 0 | 0 | 0 | 0 | 0 | 0 | 0 | 0 | 0 | 0 | 0 | 0 | 0 | 0 | 0 | 0 | 0 | 0 | 0 | 0 | 0 | 0 | 0 | 0 | 0 | 0 | 0 | 0 | 0 | 0 | 0 | 0 | 353.5966 | 883.9916 | 1414.3865 | 2121.5798 | 2828.773 | 3712.7646 | 4685.1553 | 5657.546 | 6629.9367 | 7425.5291 | 8044.3232 | 8486.319 | 8751.5165 | 8839.9156 | 8839.9156 | 8839.9156 | 8839.9156 | 8839.9156 | 8839.9156 | 8839.9156 | 8839.9156 | 8839.9156 | 8839.9156 | 8839.9156 | 158234.4899 | 0 | 0 | 0 | 0 | 0 | 0 | 0 | 0 | 0 | 0 | 0 | 0 | 0 | 0 | 0 | 0 | 0 | 0 | 0 | 0 | 0.04717% | 0.011856 | 0.041497 | 0.088922 | 0.16006 | 0.25491 | 0.3794 | 0.5365 | 0.7262 | 0.9485 | 1.1975 | 1.4672 | 1.7518 | 2.0452 | 2.3416 | 2.638 | 2.9344 | 3.2308 | 3.5272 | 3.8237 | 4.1201 | 4.4165 | 4.7129 | 5.0093 | 5.3057
No | ResEfficientPoolPumps_v2_1 | Measure_InputOutput | RTF workbook EfficientPoolPumps_v2_1 | 2020 | NR | 2022 | 2045 | PSE | Residential | Single Family | Electric | Per Outdoor_Self-Priming_> 0 to ≤ 1 thp |  |  | Single-Family Res_Outdoor_Self-Priming_> 0 to ≤ 1 thp_SINGLE-SPEED to DUAL-SPEED |  | 339.3535 | 7.3 | 686.565 | 0 |  | 0 | 0 | 0 | 0 | 0 | 0 | 0 | 0 |  | 0 | 0 | 0 | Other | Pool Pump | Pool Pump | Residential-Spa Pump | 0.02701% | 2.386% | 0% | 0.044503 |  | 80.14% | 13.7% | 85% | 6.8% | 0.2% | 116.1404 | 13.4918 | 12.9632 | 773.0662 | 0 | 0 | 0 | 883.9242 | 0 |  | 0.22313 | 0 | 0.22313 | 12. $0.200 to $0.225 | 0 | 0 | 01. ($9,999.00) to $0.22 | 1 | 2.326 | 5.8018 | 9.2618 | 13.8612 | 18.4396 | 24.147 | 30.402 | 36.6285 | 42.8265 | 47.8568 | 51.7271 | 54.4454 | 56.0193 | 56.4566 | 56.3284 | 56.2005 | 56.0729 | 55.9456 | 55.8185 | 55.6918 | 55.5653 | 55.4391 | 55.3132 | 55.1876 | 789.3367 | 1968.8607 | 3143.0237 | 4703.8299 | 6257.5313 | 8194.3599 | 10317.0208 | 12429.9992 | 14533.3282 | 16240.3653 | 17553.7776 | 18476.2199 | 19010.3352 | 19158.7545 | 19115.2491 | 19071.8426 | 19028.5346 | 18985.3249 | 18942.2134 | 18899.1998 | 18856.2839 | 18813.4654 | 18770.7441 | 18728.1198 | 136715.2748 | 789.3367 | 2758.1973 | 5901.221 | 10605.0509 | 16862.5822 | 25056.9422 | 35373.9629 | 47803.9621 | 62337.2903 | 78577.6557 | 96131.4333 | 114607.6532 | 133617.9884 | 136715.2748 | 136715.2748 | 136715.2748 | 136715.2748 | 136715.2748 | 136715.2748 | 136715.2748 | 136715.2748 | 136715.2748 | 136715.2748 | 136715.2748 | 0 | 0 | 0 | 0 | 0 | 0 | 0 | 0 | 0 | 0 | 0 | 0 | 0 | 0 | 0 | 0 | 0 | 0 | 0 | 0 | 0 | 0 | 0 | 0 | 0 | 0 | 0 | 0 | 0 | 0 | 0 | 0 | 0 | 0 | 0 | 0 | 0 | 0 | 0 | 0 | 0 | 0 | 0 | 0 | 0 | 0 | 0 | 0 | 0 | 0 | 0 | 0 | 0 | 0 | 0 | 0 | 0 | 0 | 0 | 0 | 0 | 0.21319 | 0.74495 | 1.5938 | 2.8643 | 4.5543 | 6.7675 | 9.554 | 12.9111 | 16.8364 | 21.2227 | 25.9637 | 30.9538 | 36.0882 | 36.9248 | 36.9248 | 36.9248 | 36.9248 | 36.9248 | 36.9248 | 36.9248 | 36.9248 | 36.9248 | 36.9248 | 36.9248 | 2056.0088 | 5128.3501 | 8186.7276 | 12252.206 | 16299.1786 | 21344.0939 | 26873.052 | 32376.7899 | 37855.3937 | 42301.7643 | 45722.8484 | 48125.5615 | 49516.7876 | 8067.5943 | 0 | 0 | 0 | 0 | 0 | 0 | 0 | 0 | 0 | 0 | 356106.3569 | 0 | 0 | 0 | 0 | 0 | 0 | 0 | 0 | 0 | 0 | 0 | 0 | 0 | 0 | 0 | 0 | 0 | 0 | 0 | 0 | 0.03358% | 0.26509 | 0.92631 | 1.9819 | 3.5616 | 5.6631 | 8.4151 | 11.88 | 16.0545 | 20.9353 | 26.3895 | 32.2848 | 38.4898 | 44.8742 | 45.9144 | 45.9144 | 45.9144 | 45.9144 | 45.9144 | 45.9144 | 45.9144 | 45.9144 | 45.9144 | 45.9144 | 45.9144
No | ResEfficientPoolPumps_v2_1 | Measure_InputOutput | RTF workbook EfficientPoolPumps_v2_1 | 2020 | NR | 2022 | 2045 | PSE | Residential | Single Family | Electric | Per Outdoor_Self-Priming_> 1 to ≤ 2 thp |  |  | Single-Family Res_Outdoor_Self-Priming_> 1 to ≤ 2 thp_SINGLE-SPEED to DUAL-SPEED |  | 659.9054 | 7.3 | 741.9955 | 0 |  | 0 | 0 | 0 | 0 | 0 | 0 | 0 | 0 |  | 0 | 0 | 0 | Other | Pool Pump | Pool Pump | Residential-Spa Pump | 0.02701% | 2.386% | 0% | 0.21466 |  | 80.14% | 13.7% | 85% | 6.8% | 0.2% | 225.8462 | 26.2361 | 25.2082 | 835.4805 | 0 | 0 | 0 | 932.4353 | 0 |  | 0.12104 | 0 | 0.12104 | 08. $0.115 to $0.130 | 1 | 0 | 01. ($9,999.00) to $0.22 | 1 | 11.2195 | 27.9851 | 44.6746 | 66.8597 | 88.9438 | 116.4736 | 146.6449 | 176.6785 | 206.575 | 230.8386 | 249.5073 | 262.6188 | 270.2106 | 272.3202 | 271.7018 | 271.0849 | 270.4693 | 269.8551 | 269.2423 | 268.6309 | 268.0209 | 267.4123 | 266.8051 | 266.1992 | 7403.832 | 18467.5488 | 29480.9809 | 44121.054 | 58694.4864 | 76861.5803 | 96771.7465 | 116591.0932 | 136319.9301 | 152331.6226 | 164651.1867 | 173303.5251 | 178313.4279 | 179705.5729 | 179297.5008 | 178890.3554 | 178484.1345 | 178078.8361 | 177674.458 | 177270.9982 | 176868.4545 | 176466.8249 | 176066.1074 | 175666.2997 | 1282363.988 | 7403.832 | 25871.3808 | 55352.3617 | 99473.4157 | 158167.9021 | 235029.4823 | 331801.2289 | 448392.3221 | 584712.2521 | 737043.8747 | 901695.0615 | 1074998.5866 | 1253312.0145 | 1282363.988 | 1282363.988 | 1282363.988 | 1282363.988 | 1282363.988 | 1282363.988 | 1282363.988 | 1282363.988 | 1282363.988 | 1282363.988 | 1282363.988 | 0 | 0 | 0 | 0 | 0 | 0 | 0 | 0 | 0 | 0 | 0 | 0 | 0 | 0 | 0 | 0 | 0 | 0 | 0 | 0 | 0 | 0 | 0 | 0 | 0 | 0 | 0 | 0 | 0 | 0 | 0 | 0 | 0 | 0 | 0 | 0 | 0 | 0 | 0 | 0 | 0 | 0 | 0 | 0 | 0 | 0 | 0 | 0 | 0 | 0 | 0 | 0 | 0 | 0 | 0 | 0 | 0 | 0 | 0 | 0 | 0 | 1.9997 | 6.9875 | 14.9499 | 26.8663 | 42.7188 | 63.478 | 89.6146 | 121.1041 | 157.9221 | 199.0646 | 243.5345 | 290.3412 | 338.501 | 346.3475 | 346.3475 | 346.3475 | 346.3475 | 346.3475 | 346.3475 | 346.3475 | 346.3475 | 346.3475 | 346.3475 | 346.3475 | 10461.4914 | 26094.339 | 41656.1352 | 62342.3148 | 82934.3321 | 108604.1334 | 136736.8668 | 164741.2737 | 192617.7918 | 215242.0468 | 232649.3858 | 244874.9959 | 251953.9052 | 41049.9549 | 0 | 0 | 0 | 0 | 0 | 0 | 0 | 0 | 0 | 0 | 1811958.9669 | 0 | 0 | 0 | 0 | 0 | 0 | 0 | 0 | 0 | 0 | 0 | 0 | 0 | 0 | 0 | 0 | 0 | 0 | 0 | 0 | 0.03358% | 2.4865 | 8.6886 | 18.5895 | 33.4071 | 53.1191 | 78.9322 | 111.432 | 150.588 | 196.3696 | 247.5286 | 302.825 | 361.0272 | 420.912 | 430.6688 | 430.6688 | 430.6688 | 430.6688 | 430.6688 | 430.6688 | 430.6688 | 430.6688 | 430.6688 | 430.6688 | 430.6688
No | ResEfficientPoolPumps_v2_1 | Measure_InputOutput | RTF workbook EfficientPoolPumps_v2_1 | 2020 | NR | 2022 | 2045 | PSE | Residential | Single Family | Electric | Per Outdoor_Self-Priming_> 2 to ≤ 3 thp |  |  | Single-Family Res_Outdoor_Self-Priming_> 2 to ≤ 3 thp_SINGLE-SPEED to DUAL-SPEED |  | 1028.9413 | 7.3 | 924.7305 | 0 |  | 0 | 0 | 0 | 0 | 0 | 0 | 0 | 0 |  | 0 | 0 | 0 | Other | Pool Pump | Pool Pump | Residential-Spa Pump | 0.02701% | 2.386% | 0% | 0.20157 |  | 80.14% | 13.7% | 85% | 6.8% | 0.2% | 352.1452 | 40.908 | 39.3053 | 1041.2385 | 0 | 0 | 0 | 1145.9713 | 0 |  | 0.095407 | 0 | 0.095407 | 07. $0.085 to $0.115 | 1 | 0 | 01. ($9,999.00) to $0.22 | 1 | 10.5354 | 26.2787 | 41.9505 | 62.7829 | 83.5204 | 109.3716 | 137.7031 | 165.9054 | 193.9789 | 216.7631 | 234.2934 | 246.6054 | 253.7343 | 255.7153 | 255.1346 | 254.5553 | 253.9773 | 253.4005 | 252.8251 | 252.251 | 251.6782 | 251.1067 | 250.5365 | 249.9676 | 10840.327 | 27039.2776 | 43164.6036 | 64599.8794 | 85937.5829 | 112536.9492 | 141688.4363 | 170706.9499 | 199592.9434 | 223036.4769 | 241074.1773 | 253742.5061 | 261077.7596 | 263116.0698 | 262518.5907 | 261922.4684 | 261327.6998 | 260734.2817 | 260142.2112 | 259551.4851 | 258962.1005 | 258374.0542 | 257787.3432 | 257201.9645 | 1877574.3411 | 10840.327 | 37879.6046 | 81044.2082 | 145644.0876 | 231581.6705 | 344118.6196 | 485807.0559 | 656514.0058 | 856106.9492 | 1079143.4261 | 1320217.6033 | 1573960.1094 | 1835037.869 | 1877574.3411 | 1877574.3411 | 1877574.3411 | 1877574.3411 | 1877574.3411 | 1877574.3411 | 1877574.3411 | 1877574.3411 | 1877574.3411 | 1877574.3411 | 1877574.3411 | 0 | 0 | 0 | 0 | 0 | 0 | 0 | 0 | 0 | 0 | 0 | 0 | 0 | 0 | 0 | 0 | 0 | 0 | 0 | 0 | 0 | 0 | 0 | 0 | 0 | 0 | 0 | 0 | 0 | 0 | 0 | 0 | 0 | 0 | 0 | 0 | 0 | 0 | 0 | 0 | 0 | 0 | 0 | 0 | 0 | 0 | 0 | 0 | 0 | 0 | 0 | 0 | 0 | 0 | 0 | 0 | 0 | 0 | 0 | 0 | 0 | 2.9278 | 10.2307 | 21.8888 | 39.3363 | 62.5468 | 92.9413 | 131.2093 | 177.3147 | 231.2218 | 291.4606 | 356.5712 | 425.1033 | 495.6165 | 507.105 | 507.105 | 507.105 | 507.105 | 507.105 | 507.105 | 507.105 | 507.105 | 507.105 | 507.105 | 507.105 | 12073.2868 | 30114.6774 | 48074.0697 | 71947.3561 | 95711.9725 | 125336.7038 | 157803.8299 | 190122.8581 | 222294.2938 | 248404.2535 | 268493.5303 | 282602.7325 | 290772.2848 | 47374.4956 | 0 | 0 | 0 | 0 | 0 | 0 | 0 | 0 | 0 | 0 | 2091126.3448 | 0 | 0 | 0 | 0 | 0 | 0 | 0 | 0 | 0 | 0 | 0 | 0 | 0 | 0 | 0 | 0 | 0 | 0 | 0 | 0 | 0.03358% | 3.6406 | 12.7215 | 27.2179 | 48.9131 | 77.7743 | 115.5687 | 163.1533 | 220.4835 | 287.5147 | 362.4192 | 443.3815 | 528.5983 | 616.2786 | 630.564 | 630.564 | 630.564 | 630.564 | 630.564 | 630.564 | 630.564 | 630.564 | 630.564 | 630.564 | 630.564
No | ResEfficientPoolPumps_v2_1 | Measure_InputOutput | RTF workbook EfficientPoolPumps_v2_1 | 2020 | NR | 2022 | 2045 | PSE | Residential | Single Family | Electric | Per Outdoor_Self-Priming_> 3 to ≤ 4 thp |  |  | Single-Family Res_Outdoor_Self-Priming_> 3 to ≤ 4 thp_SINGLE-SPEED to DUAL-SPEED |  | 1051.698 | 7.3 | 1107.4655 | 0 |  | 0 | 0 | 0 | 0 | 0 | 0 | 0 | 0 |  | 0 | 0 | 0 | Other | Pool Pump | Pool Pump | Residential-Spa Pump | 0.02701% | 2.386% | 0% | 0 |  | 80.14% | 13.7% | 85% | 6.8% | 0.2% | 359.9334 | 41.8127 | 40.1746 | 1246.9966 | 0 | 0 | 0 | 1386.5023 | 0 |  | 0.11293 | 0 | 0.11293 | 07. $0.085 to $0.115 | 1 | 0 | 01. ($9,999.00) to $0.22 | 1 | 0 | 0 | 0 | 0 | 0 | 0 | 0 | 0 | 0 | 0 | 0 | 0 | 0 | 0 | 0 | 0 | 0 | 0 | 0 | 0 | 0 | 0 | 0 | 0 | 0 | 0 | 0 | 0 | 0 | 0 | 0 | 0 | 0 | 0 | 0 | 0 | 0 | 0 | 0 | 0 | 0 | 0 | 0 | 0 | 0 | 0 | 0 | 0 | 0 | 0 | 0 | 0 | 0 | 0 | 0 | 0 | 0 | 0 | 0 | 0 | 0 | 0 | 0 | 0 | 0 | 0 | 0 | 0 | 0 | 0 | 0 | 0 | 0 | 0 | 0 | 0 | 0 | 0 | 0 | 0 | 0 | 0 | 0 | 0 | 0 | 0 | 0 | 0 | 0 | 0 | 0 | 0 | 0 | 0 | 0 | 0 | 0 | 0 | 0 | 0 | 0 | 0 | 0 | 0 | 0 | 0 | 0 | 0 | 0 | 0 | 0 | 0 | 0 | 0 | 0 | 0 | 0 | 0 | 0 | 0 | 0 | 0 | 0 | 0 | 0 | 0 | 0 | 0 | 0 | 0 | 0 | 0 | 0 | 0 | 0 | 0 | 0 | 0 | 0 | 0 | 0 | 0 | 0 | 0 | 0 | 0 | 0 | 0 | 0 | 0 | 0 | 0 | 0 | 0 | 0 | 0 | 0 | 0 | 0 | 0 | 0 | 0 | 0 | 0 | 0 | 0 | 0 | 0 | 0 | 0 | 0 | 0 | 0 | 0 | 0 | 0 | 0 | 0 | 0 | 0 | 0 | 0 | 0 | 0 | 0 | 0 | 0 | 0 | 0 | 0 | 0 | 0 | 0 | 0 | 0 | 0 | 0 | 0 | 0 | 0 | 0 | 0 | 0 | 0.03358% | 0 | 0 | 0 | 0 | 0 | 0 | 0 | 0 | 0 | 0 | 0 | 0 | 0 | 0 | 0 | 0 | 0 | 0 | 0 | 0 | 0 | 0 | 0 | 0
No | ResEfficientPoolPumps_v2_1 | Measure_InputOutput | RTF workbook EfficientPoolPumps_v2_1 | 2020 | NR | 2022 | 2045 | PSE | Residential | Single Family | Electric | Per Outdoor_Self-Priming_> 0 to ≤ 1 thp |  |  | Single-Family Res_Outdoor_Self-Priming_> 0 to ≤ 1 thp_DUAL-SPEED to VARIABLE-SPEED |  | 361.1381 | 7.3 | 165.7855 | 0 |  | 0 | 0 | 0 | 0 | 0 | 0 | 0 | 0 |  | 0 | 0 | 0 | Other | Pool Pump | Pool Pump | Residential-Spa Pump | 0.02701% | 2.386% | 0% | 0.044503 |  | 84.43% | 13.7% | 85% | 6.8% | 0.2% | 123.596 | 14.3579 | 13.7954 | 186.673 | 0 | 0 | 0 | 191.6768 | 0 |  | 0.045467 | 0 | 0.045467 | 02. $0.028 to $0.055 | 1 | 0 | 01. ($9,999.00) to $0.22 | 1 | 2.4504 | 6.1121 | 9.7571 | 14.6024 | 19.4256 | 25.4383 | 32.0278 | 38.5872 | 45.1167 | 50.416 | 54.4933 | 57.3569 | 59.015 | 59.4757 | 59.3406 | 59.2059 | 59.0715 | 58.9373 | 58.8035 | 58.6699 | 58.5367 | 58.4038 | 58.2712 | 58.1389 | 884.9279 | 2207.296 | 3523.654 | 5273.4789 | 7015.3386 | 9186.7234 | 11566.4453 | 13935.3123 | 16293.3612 | 18207.126 | 19679.5968 | 20713.7498 | 21312.5482 | 21478.9415 | 21430.1675 | 21381.5043 | 21332.9516 | 21284.5091 | 21236.1767 | 21187.954 | 21139.8407 | 21091.8368 | 21043.9418 | 20996.1557 | 153271.9363 | 884.9279 | 3092.2239 | 6615.878 | 11889.3568 | 18904.6954 | 28091.4188 | 39657.8641 | 53593.1764 | 69886.5376 | 88093.6636 | 107773.2604 | 128487.0102 | 149799.5585 | 153271.9363 | 153271.9363 | 153271.9363 | 153271.9363 | 153271.9363 | 153271.9363 | 153271.9363 | 153271.9363 | 153271.9363 | 153271.9363 | 153271.9363 | 0 | 0 | 0 | 0 | 0 | 0 | 0 | 0 | 0 | 0 | 0 | 0 | 0 | 0 | 0 | 0 | 0 | 0 | 0 | 0 | 0 | 0 | 0 | 0 | 0 | 0 | 0 | 0 | 0 | 0 | 0 | 0 | 0 | 0 | 0 | 0 | 0 | 0 | 0 | 0 | 0 | 0 | 0 | 0 | 0 | 0 | 0 | 0 | 0 | 0 | 0 | 0 | 0 | 0 | 0 | 0 | 0 | 0 | 0 | 0 | 0 | 0.23901 | 0.83516 | 1.7869 | 3.2111 | 5.1059 | 7.5871 | 10.711 | 14.4747 | 18.8753 | 23.7928 | 29.108 | 34.7024 | 40.4586 | 41.3965 | 41.3965 | 41.3965 | 41.3965 | 41.3965 | 41.3965 | 41.3965 | 41.3965 | 41.3965 | 41.3965 | 41.3965 | 469.6823 | 1171.5393 | 1870.2063 | 2798.9393 | 3723.4446 | 4875.9237 | 6138.9794 | 7396.2736 | 8647.8262 | 9663.5715 | 10445.0966 | 10993.9813 | 11311.7981 | 1842.9911 | 0 | 0 | 0 | 0 | 0 | 0 | 0 | 0 | 0 | 0 | 81350.2532 | 0 | 0 | 0 | 0 | 0 | 0 | 0 | 0 | 0 | 0 | 0 | 0 | 0 | 0 | 0 | 0 | 0 | 0 | 0 | 0 | 0.03358% | 0.29719 | 1.0385 | 2.2219 | 3.9929 | 6.3489 | 9.4342 | 13.3187 | 17.9987 | 23.4707 | 29.5854 | 36.1945 | 43.151 | 50.3086 | 51.4748 | 51.4748 | 51.4748 | 51.4748 | 51.4748 | 51.4748 | 51.4748 | 51.4748 | 51.4748 | 51.4748 | 51.4748
No | ResEfficientPoolPumps_v2_1 | Measure_InputOutput | RTF workbook EfficientPoolPumps_v2_1 | 2020 | NR | 2022 | 2045 | PSE | Residential | Single Family | Electric | Per Outdoor_Self-Priming_> 1 to ≤ 2 thp |  |  | Single-Family Res_Outdoor_Self-Priming_> 1 to ≤ 2 thp_DUAL-SPEED to VARIABLE-SPEED |  | 641.1236 | 7.3 | 123.6628 | 0 |  | 0 | 0 | 0 | 0 | 0 | 0 | 0 | 0 |  | 0 | 0 | 0 | Other | Pool Pump | Pool Pump | Residential-Spa Pump | 0.02701% | 2.386% | 0% | 0.21466 |  | 84.43% | 13.7% | 85% | 6.8% | 0.2% | 219.4183 | 25.4894 | 24.4908 | 139.2433 | 0 | 0 | 0 | 113.9957 | 0 |  | 0.015232 | 0 | 0.015232 | 01. ($9,999.000) to $0.028 | 1 | 0 | 01. ($9,999.00) to $0.22 | 1 | 11.8195 | 29.4817 | 47.0636 | 70.4351 | 93.7001 | 122.7022 | 154.4869 | 186.1266 | 217.6218 | 243.1829 | 262.8499 | 276.6625 | 284.6604 | 286.8828 | 286.2313 | 285.5814 | 284.9329 | 284.2859 | 283.6403 | 282.9962 | 282.3536 | 281.7124 | 281.0727 | 280.4345 | 7577.7678 | 18901.4009 | 30173.5679 | 45157.5755 | 60073.3767 | 78667.2642 | 99045.1735 | 119330.1296 | 139522.4496 | 155910.2996 | 168519.2832 | 177374.8881 | 182502.487 | 183927.3371 | 183509.6783 | 183092.968 | 182677.2039 | 182262.3839 | 181848.5059 | 181435.5677 | 181023.5672 | 180612.5023 | 180202.3708 | 179793.1706 | 1312490.1456 | 7577.7678 | 26479.1687 | 56652.7366 | 101810.3121 | 161883.6888 | 240550.9531 | 339596.1266 | 458926.2562 | 598448.7058 | 754359.0053 | 922878.2885 | 1100253.1766 | 1282755.6636 | 1312490.1456 | 1312490.1456 | 1312490.1456 | 1312490.1456 | 1312490.1456 | 1312490.1456 | 1312490.1456 | 1312490.1456 | 1312490.1456 | 1312490.1456 | 1312490.1456 | 0 | 0 | 0 | 0 | 0 | 0 | 0 | 0 | 0 | 0 | 0 | 0 | 0 | 0 | 0 | 0 | 0 | 0 | 0 | 0 | 0 | 0 | 0 | 0 | 0 | 0 | 0 | 0 | 0 | 0 | 0 | 0 | 0 | 0 | 0 | 0 | 0 | 0 | 0 | 0 | 0 | 0 | 0 | 0 | 0 | 0 | 0 | 0 | 0 | 0 | 0 | 0 | 0 | 0 | 0 | 0 | 0 | 0 | 0 | 0 | 0 | 2.0466 | 7.1516 | 15.3011 | 27.4975 | 43.7224 | 64.9692 | 91.7199 | 123.9492 | 161.6321 | 203.7412 | 249.2557 | 297.1621 | 346.4533 | 354.4841 | 354.4841 | 354.4841 | 354.4841 | 354.4841 | 354.4841 | 354.4841 | 354.4841 | 354.4841 | 354.4841 | 354.4841 | 1347.373 | 3360.7836 | 5365.0431 | 8029.2904 | 10681.4102 | 13987.516 | 17610.8317 | 21217.6198 | 24807.9365 | 27721.7955 | 29963.7492 | 31538.3294 | 32450.0475 | 5286.971 | 0 | 0 | 0 | 0 | 0 | 0 | 0 | 0 | 0 | 0 | 233368.6969 | 0 | 0 | 0 | 0 | 0 | 0 | 0 | 0 | 0 | 0 | 0 | 0 | 0 | 0 | 0 | 0 | 0 | 0 | 0 | 0 | 0.03358% | 2.5449 | 8.8928 | 19.0262 | 34.1919 | 54.367 | 80.7866 | 114.0499 | 154.1257 | 200.9828 | 253.3437 | 309.9392 | 369.5087 | 430.8003 | 440.7863 | 440.7863 | 440.7863 | 440.7863 | 440.7863 | 440.7863 | 440.7863 | 440.7863 | 440.7863 | 440.7863 | 440.7863
No | ResEfficientPoolPumps_v2_1 | Measure_InputOutput | RTF workbook EfficientPoolPumps_v2_1 | 2020 | NR | 2022 | 2045 | PSE | Residential | Single Family | Electric | Per Outdoor_Self-Priming_> 2 to ≤ 3 thp |  |  | Single-Family Res_Outdoor_Self-Priming_> 2 to ≤ 3 thp_DUAL-SPEED to VARIABLE-SPEED |  | 633.8552 | 7.3 | 68.4604 | 0 |  | 0 | 0 | 0 | 0 | 0 | 0 | 0 | 0 |  | 0 | 0 | 0 | Other | Pool Pump | Pool Pump | Residential-Spa Pump | 0.02701% | 2.386% | 0% | 0.20157 |  | 84.43% | 13.7% | 85% | 6.8% | 0.2% | 216.9308 | 25.2004 | 24.2131 | 77.0858 | 0 | 0 | 0 | 41.3643 | 0 |  | 0.0055903 | 0 | 0.0055903 | 01. ($9,999.000) to $0.028 | 1 | 0 | 01. ($9,999.00) to $0.22 | 1 | 11.0988 | 27.684 | 44.1938 | 66.1402 | 87.9867 | 115.2203 | 145.0669 | 174.7774 | 204.3521 | 228.3547 | 246.8225 | 259.7929 | 267.303 | 269.3899 | 268.7782 | 268.1679 | 267.5589 | 266.9514 | 266.3452 | 265.7404 | 265.1369 | 264.5349 | 263.9342 | 263.3348 | 7035.0384 | 17547.6583 | 28012.4983 | 41923.3321 | 55770.8445 | 73033.0139 | 91951.4312 | 110783.5528 | 129529.6729 | 144743.8041 | 156449.7161 | 164671.0713 | 169431.4249 | 170754.2254 | 170366.4799 | 169979.6149 | 169593.6284 | 169208.5184 | 168824.2828 | 168440.9198 | 168058.4273 | 167676.8034 | 167296.046 | 166916.1533 | 1218487.919 | 7035.0384 | 24582.6967 | 52595.195 | 94518.5271 | 150289.3715 | 223322.3855 | 315273.8167 | 426057.3694 | 555587.0423 | 700330.8464 | 856780.5625 | 1021451.6338 | 1190883.0587 | 1218487.919 | 1218487.919 | 1218487.919 | 1218487.919 | 1218487.919 | 1218487.919 | 1218487.919 | 1218487.919 | 1218487.919 | 1218487.919 | 1218487.919 | 0 | 0 | 0 | 0 | 0 | 0 | 0 | 0 | 0 | 0 | 0 | 0 | 0 | 0 | 0 | 0 | 0 | 0 | 0 | 0 | 0 | 0 | 0 | 0 | 0 | 0 | 0 | 0 | 0 | 0 | 0 | 0 | 0 | 0 | 0 | 0 | 0 | 0 | 0 | 0 | 0 | 0 | 0 | 0 | 0 | 0 | 0 | 0 | 0 | 0 | 0 | 0 | 0 | 0 | 0 | 0 | 0 | 0 | 0 | 0 | 0 | 1.9001 | 6.6394 | 14.2052 | 25.5281 | 40.5909 | 60.3161 | 85.1508 | 115.0718 | 150.0558 | 189.149 | 231.4037 | 275.8789 | 321.6399 | 329.0955 | 329.0955 | 329.0955 | 329.0955 | 329.0955 | 329.0955 | 329.0955 | 329.0955 | 329.0955 | 329.0955 | 329.0955 | 459.0944 | 1145.1297 | 1828.047 | 2735.8438 | 3639.5084 | 4766.0076 | 6000.5907 | 7229.5422 | 8452.8815 | 9445.7292 | 10209.6367 | 10746.1481 | 11056.8005 | 1801.4452 | 0 | 0 | 0 | 0 | 0 | 0 | 0 | 0 | 0 | 0 | 79516.4051 | 0 | 0 | 0 | 0 | 0 | 0 | 0 | 0 | 0 | 0 | 0 | 0 | 0 | 0 | 0 | 0 | 0 | 0 | 0 | 0 | 0.03358% | 2.3626 | 8.2558 | 17.6636 | 31.7431 | 50.4731 | 75.0005 | 105.8815 | 143.087 | 186.5882 | 235.1989 | 287.7409 | 343.044 | 399.9458 | 409.2166 | 409.2166 | 409.2166 | 409.2166 | 409.2166 | 409.2166 | 409.2166 | 409.2166 | 409.2166 | 409.2166 | 409.2166
No | ResEfficientPoolPumps_v2_1 | Measure_InputOutput | RTF workbook EfficientPoolPumps_v2_1 | 2020 | NR | 2022 | 2045 | PSE | Residential | Single Family | Electric | Per Outdoor_Self-Priming_> 3 to ≤ 4 thp |  |  | Single-Family Res_Outdoor_Self-Priming_> 3 to ≤ 4 thp_DUAL-SPEED to VARIABLE-SPEED |  | 714.0243 | 7.3 | 13.2579 | 0 |  | 0 | 0 | 0 | 0 | 0 | 0 | 0 | 0 |  | 0 | 0 | 0 | Other | Pool Pump | Pool Pump | Residential-Spa Pump | 0.02701% | 2.386% | 0% | 0 |  | 84.43% | 13.7% | 85% | 6.8% | 0.2% | 244.3679 | 28.3877 | 27.2756 | 14.9283 | 0 | 0 | 0 | -38.0835 | 0 |  | -0.004569 | 0 | -0.004569 | 01. ($9,999.000) to $0.028 | 1 | 0 | 01. ($9,999.00) to $0.22 | 1 | 0 | 0 | 0 | 0 | 0 | 0 | 0 | 0 | 0 | 0 | 0 | 0 | 0 | 0 | 0 | 0 | 0 | 0 | 0 | 0 | 0 | 0 | 0 | 0 | 0 | 0 | 0 | 0 | 0 | 0 | 0 | 0 | 0 | 0 | 0 | 0 | 0 | 0 | 0 | 0 | 0 | 0 | 0 | 0 | 0 | 0 | 0 | 0 | 0 | 0 | 0 | 0 | 0 | 0 | 0 | 0 | 0 | 0 | 0 | 0 | 0 | 0 | 0 | 0 | 0 | 0 | 0 | 0 | 0 | 0 | 0 | 0 | 0 | 0 | 0 | 0 | 0 | 0 | 0 | 0 | 0 | 0 | 0 | 0 | 0 | 0 | 0 | 0 | 0 | 0 | 0 | 0 | 0 | 0 | 0 | 0 | 0 | 0 | 0 | 0 | 0 | 0 | 0 | 0 | 0 | 0 | 0 | 0 | 0 | 0 | 0 | 0 | 0 | 0 | 0 | 0 | 0 | 0 | 0 | 0 | 0 | 0 | 0 | 0 | 0 | 0 | 0 | 0 | 0 | 0 | 0 | 0 | 0 | 0 | 0 | 0 | 0 | 0 | 0 | 0 | 0 | 0 | 0 | 0 | 0 | 0 | 0 | 0 | 0 | 0 | 0 | 0 | 0 | 0 | 0 | 0 | 0 | 0 | 0 | 0 | 0 | 0 | 0 | 0 | 0 | 0 | 0 | 0 | 0 | 0 | 0 | 0 | 0 | 0 | 0 | 0 | 0 | 0 | 0 | 0 | 0 | 0 | 0 | 0 | 0 | 0 | 0 | 0 | 0 | 0 | 0 | 0 | 0 | 0 | 0 | 0 | 0 | 0 | 0 | 0 | 0 | 0 | 0 | 0.03358% | 0 | 0 | 0 | 0 | 0 | 0 | 0 | 0 | 0 | 0 | 0 | 0 | 0 | 0 | 0 | 0 | 0 | 0 | 0 | 0 | 0 | 0 | 0 | 0
No | ResEfficientPoolPumps_v2_1 | Measure_InputOutput | RTF workbook EfficientPoolPumps_v2_1 | 2020 | NR | 2022 | 2045 | PSE | Residential | Single Family | Electric | Per Indoor_Self-Priming_> 0 to ≤ 1 thp |  |  | Single-Family Res_Indoor_Self-Priming_> 0 to ≤ 1 thp_SINGLE-SPEED to DUAL-SPEED |  | 814.4484 | 7.3 | 686.565 | 0 |  | 0 | 0 | 0 | 0 | 0 | 0 | 0 | 0 |  | 0 | 0 | 0 | Other | Pool Pump | Pool Pump | Residential-Spa Pump | 0.02701% | 2.386% | 0% | 0.044503 |  | 80.14% | 13.7% | 85% | 6.8% | 0.2% | 278.737 | 32.3803 | 31.1117 | 773.0662 | 0 | 0 | 0 | 846.8871 | 0 |  | 0.089076 | 0 | 0.089076 | 07. $0.085 to $0.115 | 1 | 0 | 01. ($9,999.00) to $0.22 | 1 | 2.326 | 5.8018 | 9.2618 | 13.8612 | 18.4396 | 24.147 | 30.402 | 36.6285 | 42.8265 | 47.8568 | 51.7271 | 54.4454 | 56.0193 | 56.4566 | 56.3284 | 56.2005 | 56.0729 | 55.9456 | 55.8185 | 55.6918 | 55.5653 | 55.4391 | 55.3132 | 55.1876 | 1894.408 | 4725.2656 | 7543.2569 | 11289.1917 | 15018.0752 | 19666.4638 | 24760.8499 | 29831.9981 | 34879.9877 | 38976.8768 | 42129.0662 | 44342.9278 | 45624.8046 | 45981.0107 | 45876.5979 | 45772.4222 | 45668.483 | 45564.7799 | 45461.3122 | 45358.0795 | 45255.0813 | 45152.3169 | 45049.7858 | 44947.4876 | 328116.6596 | 1894.408 | 6619.6736 | 14162.9305 | 25452.1222 | 40470.1974 | 60136.6612 | 84897.5111 | 114729.5091 | 149609.4968 | 188586.3736 | 230715.4398 | 275058.3676 | 320683.1722 | 328116.6596 | 328116.6596 | 328116.6596 | 328116.6596 | 328116.6596 | 328116.6596 | 328116.6596 | 328116.6596 | 328116.6596 | 328116.6596 | 328116.6596 | 0 | 0 | 0 | 0 | 0 | 0 | 0 | 0 | 0 | 0 | 0 | 0 | 0 | 0 | 0 | 0 | 0 | 0 | 0 | 0 | 0 | 0 | 0 | 0 | 0 | 0 | 0 | 0 | 0 | 0 | 0 | 0 | 0 | 0 | 0 | 0 | 0 | 0 | 0 | 0 | 0 | 0 | 0 | 0 | 0 | 0 | 0 | 0 | 0 | 0 | 0 | 0 | 0 | 0 | 0 | 0 | 0 | 0 | 0 | 0 | 0 | 0.51165 | 1.7879 | 3.8252 | 6.8742 | 10.9304 | 16.242 | 22.9296 | 30.9867 | 40.4073 | 50.9344 | 62.3128 | 74.2892 | 86.6118 | 88.6194 | 88.6194 | 88.6194 | 88.6194 | 88.6194 | 88.6194 | 88.6194 | 88.6194 | 88.6194 | 88.6194 | 88.6194 | 1969.8606 | 4913.4687 | 7843.698 | 11738.8301 | 15616.2317 | 20449.7615 | 25747.0524 | 31020.1799 | 36269.2264 | 40529.2909 | 43807.0292 | 46109.067 | 47441.9997 | 7729.5565 | 0 | 0 | 0 | 0 | 0 | 0 | 0 | 0 | 0 | 0 | 341185.2526 | 0 | 0 | 0 | 0 | 0 | 0 | 0 | 0 | 0 | 0 | 0 | 0 | 0 | 0 | 0 | 0 | 0 | 0 | 0 | 0 | 0.03358% | 0.63622 | 2.2231 | 4.7565 | 8.5478 | 13.5915 | 20.1963 | 28.512 | 38.5307 | 50.2448 | 63.3348 | 77.4834 | 92.3755 | 107.6981 | 110.1946 | 110.1946 | 110.1946 | 110.1946 | 110.1946 | 110.1946 | 110.1946 | 110.1946 | 110.1946 | 110.1946 | 110.1946
No | ResEfficientPoolPumps_v2_1 | Measure_InputOutput | RTF workbook EfficientPoolPumps_v2_1 | 2020 | NR | 2022 | 2045 | PSE | Residential | Single Family | Electric | Per Indoor_Self-Priming_> 1 to ≤ 2 thp |  |  | Single-Family Res_Indoor_Self-Priming_> 1 to ≤ 2 thp_SINGLE-SPEED to DUAL-SPEED |  | 1583.7729 | 7.3 | 741.9955 | 0 |  | 0 | 0 | 0 | 0 | 0 | 0 | 0 | 0 |  | 0 | 0 | 0 | Other | Pool Pump | Pool Pump | Residential-Spa Pump | 0.02701% | 2.386% | 0% | 0.21466 |  | 80.14% | 13.7% | 85% | 6.8% | 0.2% | 542.0309 | 62.9667 | 60.4998 | 835.4805 | 0 | 0 | 0 | 860.4132 | 0 |  | 0.046538 | 0 | 0.046538 | 02. $0.028 to $0.055 | 1 | 0 | 01. ($9,999.00) to $0.22 | 1 | 11.2195 | 27.9851 | 44.6746 | 66.8597 | 88.9438 | 116.4736 | 146.6449 | 176.6785 | 206.575 | 230.8386 | 249.5073 | 262.6188 | 270.2106 | 272.3202 | 271.7018 | 271.0849 | 270.4693 | 269.8551 | 269.2423 | 268.6309 | 268.0209 | 267.4123 | 266.8051 | 266.1992 | 17769.1968 | 44322.1172 | 70754.3541 | 105890.5297 | 140866.7672 | 184467.7926 | 232252.1917 | 279818.6237 | 327167.8322 | 365595.8942 | 395162.8481 | 415928.4603 | 427952.2271 | 431293.3749 | 430314.002 | 429336.853 | 428361.9229 | 427389.2066 | 426418.6992 | 425450.3956 | 424484.2908 | 423520.3798 | 422558.6576 | 421599.1193 | 3077673.5712 | 17769.1968 | 62091.314 | 132845.6681 | 238736.1977 | 379602.965 | 564070.7576 | 796322.9493 | 1076141.573 | 1403309.4051 | 1768905.2994 | 2164068.1475 | 2579996.6078 | 3007948.8349 | 3077673.5712 | 3077673.5712 | 3077673.5712 | 3077673.5712 | 3077673.5712 | 3077673.5712 | 3077673.5712 | 3077673.5712 | 3077673.5712 | 3077673.5712 | 3077673.5712 | 0 | 0 | 0 | 0 | 0 | 0 | 0 | 0 | 0 | 0 | 0 | 0 | 0 | 0 | 0 | 0 | 0 | 0 | 0 | 0 | 0 | 0 | 0 | 0 | 0 | 0 | 0 | 0 | 0 | 0 | 0 | 0 | 0 | 0 | 0 | 0 | 0 | 0 | 0 | 0 | 0 | 0 | 0 | 0 | 0 | 0 | 0 | 0 | 0 | 0 | 0 | 0 | 0 | 0 | 0 | 0 | 0 | 0 | 0 | 0 | 0 | 4.7992 | 16.7699 | 35.8796 | 64.4791 | 102.5251 | 152.3472 | 215.075 | 290.6499 | 379.0131 | 477.7551 | 584.4827 | 696.8188 | 812.4024 | 831.234 | 831.234 | 831.234 | 831.234 | 831.234 | 831.234 | 831.234 | 831.234 | 831.234 | 831.234 | 831.234 | 9653.4372 | 24078.7909 | 38438.5811 | 57526.9433 | 76528.4162 | 100215.461 | 126175.199 | 152016.5225 | 177739.8355 | 198616.5744 | 214679.3563 | 225960.6503 | 232492.7788 | 37879.2227 | 0 | 0 | 0 | 0 | 0 | 0 | 0 | 0 | 0 | 0 | 1672001.7691 | 0 | 0 | 0 | 0 | 0 | 0 | 0 | 0 | 0 | 0 | 0 | 0 | 0 | 0 | 0 | 0 | 0 | 0 | 0 | 0 | 0.03358% | 5.9676 | 20.8527 | 44.6149 | 80.1771 | 127.4858 | 189.4374 | 267.4369 | 361.4111 | 471.287 | 594.0687 | 726.78 | 866.4653 | 1010.1887 | 1033.605 | 1033.605 | 1033.605 | 1033.605 | 1033.605 | 1033.605 | 1033.605 | 1033.605 | 1033.605 | 1033.605 | 1033.605
No | ResEfficientPoolPumps_v2_1 | Measure_InputOutput | RTF workbook EfficientPoolPumps_v2_1 | 2020 | NR | 2022 | 2045 | PSE | Residential | Single Family | Electric | Per Indoor_Self-Priming_> 2 to ≤ 3 thp |  |  | Single-Family Res_Indoor_Self-Priming_> 2 to ≤ 3 thp_SINGLE-SPEED to DUAL-SPEED |  | 2469.4592 | 7.3 | 924.7305 | 0 |  | 0 | 0 | 0 | 0 | 0 | 0 | 0 | 0 |  | 0 | 0 | 0 | Other | Pool Pump | Pool Pump | Residential-Spa Pump | 0.02701% | 2.386% | 0% | 0.20157 |  | 80.14% | 13.7% | 85% | 6.8% | 0.2% | 845.1484 | 98.1792 | 94.3328 | 1041.2385 | 0 | 0 | 0 | 1033.6727 | 0 |  | 0.035857 | 0 | 0.035857 | 02. $0.028 to $0.055 | 1 | 0 | 01. ($9,999.00) to $0.22 | 1 | 10.5354 | 26.2787 | 41.9505 | 62.7829 | 83.5204 | 109.3716 | 137.7031 | 165.9054 | 193.9789 | 216.7631 | 234.2934 | 246.6054 | 253.7343 | 255.7153 | 255.1346 | 254.5553 | 253.9773 | 253.4005 | 252.8251 | 252.251 | 251.6782 | 251.1067 | 250.5365 | 249.9676 | 26016.7849 | 64894.2661 | 103595.0487 | 155039.7105 | 206250.199 | 270088.678 | 340052.2471 | 409696.6797 | 479023.0642 | 535287.5445 | 578578.0255 | 608982.0146 | 626586.623 | 631478.5675 | 630044.6178 | 628613.9243 | 627186.4795 | 625762.2762 | 624341.3069 | 622923.5643 | 621509.0412 | 620097.73 | 618689.6237 | 617284.7149 | 4506178.4186 | 26016.7849 | 90911.051 | 194506.0997 | 349545.8102 | 555796.0092 | 825884.6871 | 1165936.9343 | 1575633.6139 | 2054656.6781 | 2589944.2226 | 3168522.248 | 3777504.2626 | 4404090.8856 | 4506178.4186 | 4506178.4186 | 4506178.4186 | 4506178.4186 | 4506178.4186 | 4506178.4186 | 4506178.4186 | 4506178.4186 | 4506178.4186 | 4506178.4186 | 4506178.4186 | 0 | 0 | 0 | 0 | 0 | 0 | 0 | 0 | 0 | 0 | 0 | 0 | 0 | 0 | 0 | 0 | 0 | 0 | 0 | 0 | 0 | 0 | 0 | 0 | 0 | 0 | 0 | 0 | 0 | 0 | 0 | 0 | 0 | 0 | 0 | 0 | 0 | 0 | 0 | 0 | 0 | 0 | 0 | 0 | 0 | 0 | 0 | 0 | 0 | 0 | 0 | 0 | 0 | 0 | 0 | 0 | 0 | 0 | 0 | 0 | 0 | 7.0267 | 24.5537 | 52.5332 | 94.4071 | 150.1123 | 223.0592 | 314.9023 | 425.5553 | 554.9323 | 699.5055 | 855.7709 | 1020.2479 | 1189.4797 | 1217.052 | 1217.052 | 1217.052 | 1217.052 | 1217.052 | 1217.052 | 1217.052 | 1217.052 | 1217.052 | 1217.052 | 1217.052 | 10890.1735 | 27163.6108 | 43363.0852 | 64896.9256 | 86332.7452 | 113054.4219 | 142339.9548 | 171491.9027 | 200510.7212 | 224062.0538 | 242182.696 | 254909.2769 | 262278.2597 | 42732.0653 | 0 | 0 | 0 | 0 | 0 | 0 | 0 | 0 | 0 | 0 | 1886207.8926 | 0 | 0 | 0 | 0 | 0 | 0 | 0 | 0 | 0 | 0 | 0 | 0 | 0 | 0 | 0 | 0 | 0 | 0 | 0 | 0 | 0.03358% | 8.7375 | 30.5315 | 65.3229 | 117.3914 | 186.6584 | 277.3649 | 391.5679 | 529.1603 | 690.0353 | 869.8061 | 1064.1156 | 1268.636 | 1479.0686 | 1513.3537 | 1513.3537 | 1513.3537 | 1513.3537 | 1513.3537 | 1513.3537 | 1513.3537 | 1513.3537 | 1513.3537 | 1513.3537 | 1513.3537
No | ResEfficientPoolPumps_v2_1 | Measure_InputOutput | RTF workbook EfficientPoolPumps_v2_1 | 2020 | NR | 2022 | 2045 | PSE | Residential | Single Family | Electric | Per Indoor_Self-Priming_> 3 to ≤ 4 thp |  |  | Single-Family Res_Indoor_Self-Priming_> 3 to ≤ 4 thp_SINGLE-SPEED to DUAL-SPEED |  | 2524.0752 | 7.3 | 1107.4655 | 0 |  | 0 | 0 | 0 | 0 | 0 | 0 | 0 | 0 |  | 0 | 0 | 0 | Other | Pool Pump | Pool Pump | Residential-Spa Pump | 0.02701% | 2.386% | 0% | 0 |  | 80.14% | 13.7% | 85% | 6.8% | 0.2% | 863.8402 | 100.3506 | 96.4191 | 1246.9966 | 0 | 0 | 0 | 1271.72 | 0 |  | 0.043161 | 0 | 0.043161 | 02. $0.028 to $0.055 | 1 | 0 | 01. ($9,999.00) to $0.22 | 1 | 0 | 0 | 0 | 0 | 0 | 0 | 0 | 0 | 0 | 0 | 0 | 0 | 0 | 0 | 0 | 0 | 0 | 0 | 0 | 0 | 0 | 0 | 0 | 0 | 0 | 0 | 0 | 0 | 0 | 0 | 0 | 0 | 0 | 0 | 0 | 0 | 0 | 0 | 0 | 0 | 0 | 0 | 0 | 0 | 0 | 0 | 0 | 0 | 0 | 0 | 0 | 0 | 0 | 0 | 0 | 0 | 0 | 0 | 0 | 0 | 0 | 0 | 0 | 0 | 0 | 0 | 0 | 0 | 0 | 0 | 0 | 0 | 0 | 0 | 0 | 0 | 0 | 0 | 0 | 0 | 0 | 0 | 0 | 0 | 0 | 0 | 0 | 0 | 0 | 0 | 0 | 0 | 0 | 0 | 0 | 0 | 0 | 0 | 0 | 0 | 0 | 0 | 0 | 0 | 0 | 0 | 0 | 0 | 0 | 0 | 0 | 0 | 0 | 0 | 0 | 0 | 0 | 0 | 0 | 0 | 0 | 0 | 0 | 0 | 0 | 0 | 0 | 0 | 0 | 0 | 0 | 0 | 0 | 0 | 0 | 0 | 0 | 0 | 0 | 0 | 0 | 0 | 0 | 0 | 0 | 0 | 0 | 0 | 0 | 0 | 0 | 0 | 0 | 0 | 0 | 0 | 0 | 0 | 0 | 0 | 0 | 0 | 0 | 0 | 0 | 0 | 0 | 0 | 0 | 0 | 0 | 0 | 0 | 0 | 0 | 0 | 0 | 0 | 0 | 0 | 0 | 0 | 0 | 0 | 0 | 0 | 0 | 0 | 0 | 0 | 0 | 0 | 0 | 0 | 0 | 0 | 0 | 0 | 0 | 0 | 0 | 0 | 0 | 0.03358% | 0 | 0 | 0 | 0 | 0 | 0 | 0 | 0 | 0 | 0 | 0 | 0 | 0 | 0 | 0 | 0 | 0 | 0 | 0 | 0 | 0 | 0 | 0 | 0
No | ResEfficientPoolPumps_v2_1 | Measure_InputOutput | RTF workbook EfficientPoolPumps_v2_1 | 2020 | NR | 2022 | 2045 | PSE | Residential | Single Family | Electric | Per Indoor_Self-Priming_> 0 to ≤ 1 thp |  |  | Single-Family Res_Indoor_Self-Priming_> 0 to ≤ 1 thp_DUAL-SPEED to VARIABLE-SPEED |  | 866.7314 | 7.3 | 165.7855 | 0 |  | 0 | 0 | 0 | 0 | 0 | 0 | 0 | 0 |  | 0 | 0 | 0 | Other | Pool Pump | Pool Pump | Residential-Spa Pump | 0.02701% | 2.386% | 0% | 0.044503 |  | 84.43% | 13.7% | 85% | 6.8% | 0.2% | 296.6304 | 34.459 | 33.1089 | 186.673 | 0 | 0 | 0 | 152.2622 | 0 |  | 0.015049 | 0 | 0.015049 | 01. ($9,999.000) to $0.028 | 1 | 0 | 01. ($9,999.00) to $0.22 | 1 | 2.4504 | 6.1121 | 9.7571 | 14.6024 | 19.4256 | 25.4383 | 32.0278 | 38.5872 | 45.1167 | 50.416 | 54.4933 | 57.3569 | 59.015 | 59.4757 | 59.3406 | 59.2059 | 59.0715 | 58.9373 | 58.8035 | 58.6699 | 58.5367 | 58.4038 | 58.2712 | 58.1389 | 2123.827 | 5297.5105 | 8456.7697 | 12656.3493 | 16836.8126 | 22048.1361 | 27759.4688 | 33444.7494 | 39104.0669 | 43697.1025 | 47231.0322 | 49712.9996 | 51150.1158 | 51549.4597 | 51432.4021 | 51315.6104 | 51199.0838 | 51082.8219 | 50966.824 | 50851.0895 | 50735.6178 | 50620.4083 | 50505.4604 | 50390.7736 | 367852.6471 | 2123.827 | 7421.3375 | 15878.1071 | 28534.4564 | 45371.269 | 67419.4051 | 95178.8739 | 128623.6234 | 167727.6902 | 211424.7927 | 258655.825 | 308368.8246 | 359518.9404 | 367852.6471 | 367852.6471 | 367852.6471 | 367852.6471 | 367852.6471 | 367852.6471 | 367852.6471 | 367852.6471 | 367852.6471 | 367852.6471 | 367852.6471 | 0 | 0 | 0 | 0 | 0 | 0 | 0 | 0 | 0 | 0 | 0 | 0 | 0 | 0 | 0 | 0 | 0 | 0 | 0 | 0 | 0 | 0 | 0 | 0 | 0 | 0 | 0 | 0 | 0 | 0 | 0 | 0 | 0 | 0 | 0 | 0 | 0 | 0 | 0 | 0 | 0 | 0 | 0 | 0 | 0 | 0 | 0 | 0 | 0 | 0 | 0 | 0 | 0 | 0 | 0 | 0 | 0 | 0 | 0 | 0 | 0 | 0.57361 | 2.0044 | 4.2884 | 7.7067 | 12.2541 | 18.209 | 25.7064 | 34.7393 | 45.3008 | 57.1027 | 69.8591 | 83.2858 | 97.1007 | 99.3515 | 99.3515 | 99.3515 | 99.3515 | 99.3515 | 99.3515 | 99.3515 | 99.3515 | 99.3515 | 99.3515 | 99.3515 | 373.1012 | 930.635 | 1485.6348 | 2223.3918 | 2957.7906 | 3873.2848 | 4876.6176 | 5875.3737 | 6869.5688 | 7676.4459 | 8297.2655 | 8733.2827 | 8985.7467 | 1464.0158 | 0 | 0 | 0 | 0 | 0 | 0 | 0 | 0 | 0 | 0 | 64622.155 | 0 | 0 | 0 | 0 | 0 | 0 | 0 | 0 | 0 | 0 | 0 | 0 | 0 | 0 | 0 | 0 | 0 | 0 | 0 | 0 | 0.03358% | 0.71327 | 2.4924 | 5.3325 | 9.583 | 15.2375 | 22.6421 | 31.9648 | 43.1969 | 56.3296 | 71.0048 | 86.8669 | 103.5625 | 120.7407 | 123.5395 | 123.5395 | 123.5395 | 123.5395 | 123.5395 | 123.5395 | 123.5395 | 123.5395 | 123.5395 | 123.5395 | 123.5395
No | ResEfficientPoolPumps_v2_1 | Measure_InputOutput | RTF workbook EfficientPoolPumps_v2_1 | 2020 | NR | 2022 | 2045 | PSE | Residential | Single Family | Electric | Per Indoor_Self-Priming_> 1 to ≤ 2 thp |  |  | Single-Family Res_Indoor_Self-Priming_> 1 to ≤ 2 thp_DUAL-SPEED to VARIABLE-SPEED |  | 1538.6967 | 7.3 | 123.6628 | 0 |  | 0 | 0 | 0 | 0 | 0 | 0 | 0 | 0 |  | 0 | 0 | 0 | Other | Pool Pump | Pool Pump | Residential-Spa Pump | 0.02701% | 2.386% | 0% | 0.21466 |  | 84.43% | 13.7% | 85% | 6.8% | 0.2% | 526.604 | 61.1745 | 58.7779 | 139.2433 | 0 | 0 | 0 | 44.0234 | 0 |  | 0.0024509 | 0 | 0.0024509 | 01. ($9,999.000) to $0.028 | 1 | 0 | 01. ($9,999.00) to $0.22 | 1 | 11.8195 | 29.4817 | 47.0636 | 70.4351 | 93.7001 | 122.7022 | 154.4869 | 186.1266 | 217.6218 | 243.1829 | 262.8499 | 276.6625 | 284.6604 | 286.8828 | 286.2313 | 285.5814 | 284.9329 | 284.2859 | 283.6403 | 282.9962 | 282.3536 | 281.7124 | 281.0727 | 280.4345 | 18186.6427 | 45363.3621 | 72416.563 | 108378.1812 | 144176.1041 | 188801.4341 | 237708.4164 | 286392.3111 | 334853.879 | 374184.719 | 404446.2796 | 425699.7316 | 438005.9687 | 441425.609 | 440423.228 | 439423.1232 | 438425.2894 | 437429.7214 | 436436.4142 | 435445.3625 | 434456.5614 | 433470.0055 | 432485.6899 | 431503.6095 | 3149976.3494 | 18186.6427 | 63550.0049 | 135966.5679 | 244344.7491 | 388520.8532 | 577322.2874 | 815030.7038 | 1101423.0148 | 1436276.8938 | 1810461.6128 | 2214907.8924 | 2640607.6239 | 3078613.5927 | 3149976.3494 | 3149976.3494 | 3149976.3494 | 3149976.3494 | 3149976.3494 | 3149976.3494 | 3149976.3494 | 3149976.3494 | 3149976.3494 | 3149976.3494 | 3149976.3494 | 0 | 0 | 0 | 0 | 0 | 0 | 0 | 0 | 0 | 0 | 0 | 0 | 0 | 0 | 0 | 0 | 0 | 0 | 0 | 0 | 0 | 0 | 0 | 0 | 0 | 0 | 0 | 0 | 0 | 0 | 0 | 0 | 0 | 0 | 0 | 0 | 0 | 0 | 0 | 0 | 0 | 0 | 0 | 0 | 0 | 0 | 0 | 0 | 0 | 0 | 0 | 0 | 0 | 0 | 0 | 0 | 0 | 0 | 0 | 0 | 0 | 4.9119 | 17.1639 | 36.7226 | 65.9939 | 104.9337 | 155.9262 | 220.1277 | 297.478 | 387.9171 | 488.9788 | 598.2138 | 713.189 | 831.4879 | 850.7619 | 850.7619 | 850.7619 | 850.7619 | 850.7619 | 850.7619 | 850.7619 | 850.7619 | 850.7619 | 850.7619 | 850.7619 | 520.3355 | 1297.8848 | 2071.9001 | 3100.7929 | 4125.0022 | 5401.7713 | 6801.0421 | 8193.9301 | 9580.4572 | 10705.7464 | 11571.5556 | 12179.6352 | 12531.7272 | 2041.7498 | 0 | 0 | 0 | 0 | 0 | 0 | 0 | 0 | 0 | 0 | 90123.5304 | 0 | 0 | 0 | 0 | 0 | 0 | 0 | 0 | 0 | 0 | 0 | 0 | 0 | 0 | 0 | 0 | 0 | 0 | 0 | 0 | 0.03358% | 6.1078 | 21.3426 | 45.663 | 82.0607 | 130.4807 | 193.8878 | 273.7197 | 369.9016 | 482.3588 | 608.0249 | 743.854 | 886.8209 | 1033.9207 | 1057.8872 | 1057.8872 | 1057.8872 | 1057.8872 | 1057.8872 | 1057.8872 | 1057.8872 | 1057.8872 | 1057.8872 | 1057.8872 | 1057.8872
No | ResEfficientPoolPumps_v2_1 | Measure_InputOutput | RTF workbook EfficientPoolPumps_v2_1 | 2020 | NR | 2022 | 2045 | PSE | Residential | Single Family | Electric | Per Indoor_Self-Priming_> 2 to ≤ 3 thp |  |  | Single-Family Res_Indoor_Self-Priming_> 2 to ≤ 3 thp_DUAL-SPEED to VARIABLE-SPEED |  | 1521.2526 | 7.3 | 68.4604 | 0 |  | 0 | 0 | 0 | 0 | 0 | 0 | 0 | 0 |  | 0 | 0 | 0 | Other | Pool Pump | Pool Pump | Residential-Spa Pump | 0.02701% | 2.386% | 0% | 0.20157 |  | 84.43% | 13.7% | 85% | 6.8% | 0.2% | 520.6339 | 60.481 | 58.1115 | 77.0858 | 0 | 0 | 0 | -27.8147 | 0 |  | -0.0015663 | 0 | -0.0015663 | 01. ($9,999.000) to $0.028 | 1 | 0 | 01. ($9,999.00) to $0.22 | 1 | 11.0988 | 27.684 | 44.1938 | 66.1402 | 87.9867 | 115.2203 | 145.0669 | 174.7774 | 204.3521 | 228.3547 | 246.8225 | 259.7929 | 267.303 | 269.3899 | 268.7782 | 268.1679 | 267.5589 | 266.9514 | 266.3452 | 265.7404 | 265.1369 | 264.5349 | 263.9342 | 263.3348 | 16884.0921 | 42114.38 | 67229.9959 | 100615.997 | 133850.0267 | 175279.2334 | 220683.4349 | 265880.5266 | 310871.215 | 347385.1297 | 375479.3186 | 395210.5711 | 406635.4198 | 409810.1411 | 408879.5519 | 407951.0758 | 407024.7081 | 406100.444 | 405178.2788 | 404258.2075 | 403340.2255 | 402424.3281 | 401510.5104 | 400598.7679 | 2924371.0055 | 16884.0921 | 58998.4721 | 126228.468 | 226844.465 | 360694.4917 | 535973.7251 | 756657.16 | 1022537.6866 | 1333408.9016 | 1680794.0314 | 2056273.35 | 2451483.921 | 2858119.3408 | 2924371.0055 | 2924371.0055 | 2924371.0055 | 2924371.0055 | 2924371.0055 | 2924371.0055 | 2924371.0055 | 2924371.0055 | 2924371.0055 | 2924371.0055 | 2924371.0055 | 0 | 0 | 0 | 0 | 0 | 0 | 0 | 0 | 0 | 0 | 0 | 0 | 0 | 0 | 0 | 0 | 0 | 0 | 0 | 0 | 0 | 0 | 0 | 0 | 0 | 0 | 0 | 0 | 0 | 0 | 0 | 0 | 0 | 0 | 0 | 0 | 0 | 0 | 0 | 0 | 0 | 0 | 0 | 0 | 0 | 0 | 0 | 0 | 0 | 0 | 0 | 0 | 0 | 0 | 0 | 0 | 0 | 0 | 0 | 0 | 0 | 4.5601 | 15.9346 | 34.0924 | 61.2673 | 97.4182 | 144.7586 | 204.3619 | 276.1723 | 360.134 | 453.9576 | 555.369 | 662.1095 | 771.9357 | 789.8293 | 789.8293 | 789.8293 | 789.8293 | 789.8293 | 789.8293 | 789.8293 | 789.8293 | 789.8293 | 789.8293 | 789.8293 | 0 | 0 | 0 | 0 | 0 | 0 | 0 | 0 | 0 | 0 | 0 | 0 | 0 | 0 | 0 | 0 | 0 | 0 | 0 | 0 | 0 | 0 | 0 | 0 | 0 | 0 | 0 | 0 | 0 | 0 | 0 | 0 | 0 | 0 | 0 | 0 | 0 | 0 | 0 | 0 | 0 | 0 | 0 | 0 | 0 | 0.03358% | 5.6703 | 19.814 | 42.3925 | 76.1834 | 121.1355 | 180.0013 | 254.1155 | 343.4088 | 447.8117 | 564.4774 | 690.5783 | 823.3057 | 959.87 | 982.1199 | 982.1199 | 982.1199 | 982.1199 | 982.1199 | 982.1199 | 982.1199 | 982.1199 | 982.1199 | 982.1199 | 982.1199
No | ResEfficientPoolPumps_v2_1 | Measure_InputOutput | RTF workbook EfficientPoolPumps_v2_1 | 2020 | NR | 2022 | 2045 | PSE | Residential | Single Family | Electric | Per Indoor_Self-Priming_> 3 to ≤ 4 thp |  |  | Single-Family Res_Indoor_Self-Priming_> 3 to ≤ 4 thp_DUAL-SPEED to VARIABLE-SPEED |  | 1713.6583 | 7.3 | 13.2579 | 0 |  | 0 | 0 | 0 | 0 | 0 | 0 | 0 | 0 |  | 0 | 0 | 0 | Other | Pool Pump | Pool Pump | Residential-Spa Pump | 0.02701% | 2.386% | 0% | 0 |  | 84.43% | 13.7% | 85% | 6.8% | 0.2% | 586.4829 | 68.1306 | 65.4613 | 14.9283 | 0 | 0 | 0 | -116.0121 | 0 |  | -0.0057993 | 0 | -0.0057993 | 01. ($9,999.000) to $0.028 | 1 | 0 | 01. ($9,999.00) to $0.22 | 1 | 0 | 0 | 0 | 0 | 0 | 0 | 0 | 0 | 0 | 0 | 0 | 0 | 0 | 0 | 0 | 0 | 0 | 0 | 0 | 0 | 0 | 0 | 0 | 0 | 0 | 0 | 0 | 0 | 0 | 0 | 0 | 0 | 0 | 0 | 0 | 0 | 0 | 0 | 0 | 0 | 0 | 0 | 0 | 0 | 0 | 0 | 0 | 0 | 0 | 0 | 0 | 0 | 0 | 0 | 0 | 0 | 0 | 0 | 0 | 0 | 0 | 0 | 0 | 0 | 0 | 0 | 0 | 0 | 0 | 0 | 0 | 0 | 0 | 0 | 0 | 0 | 0 | 0 | 0 | 0 | 0 | 0 | 0 | 0 | 0 | 0 | 0 | 0 | 0 | 0 | 0 | 0 | 0 | 0 | 0 | 0 | 0 | 0 | 0 | 0 | 0 | 0 | 0 | 0 | 0 | 0 | 0 | 0 | 0 | 0 | 0 | 0 | 0 | 0 | 0 | 0 | 0 | 0 | 0 | 0 | 0 | 0 | 0 | 0 | 0 | 0 | 0 | 0 | 0 | 0 | 0 | 0 | 0 | 0 | 0 | 0 | 0 | 0 | 0 | 0 | 0 | 0 | 0 | 0 | 0 | 0 | 0 | 0 | 0 | 0 | 0 | 0 | 0 | 0 | 0 | 0 | 0 | 0 | 0 | 0 | 0 | 0 | 0 | 0 | 0 | 0 | 0 | 0 | 0 | 0 | 0 | 0 | 0 | 0 | 0 | 0 | 0 | 0 | 0 | 0 | 0 | 0 | 0 | 0 | 0 | 0 | 0 | 0 | 0 | 0 | 0 | 0 | 0 | 0 | 0 | 0 | 0 | 0 | 0 | 0 | 0 | 0 | 0 | 0.03358% | 0 | 0 | 0 | 0 | 0 | 0 | 0 | 0 | 0 | 0 | 0 | 0 | 0 | 0 | 0 | 0 | 0 | 0 | 0 | 0 | 0 | 0 | 0 | 0
No | ResEfficientPoolPumps_v2_1 | Measure_InputOutput | RTF workbook EfficientPoolPumps_v2_1 | 2020 | NR | 2022 | 2045 | PSE | Residential | Single Family | Electric | Per Outdoor_Non-Self-Priming_> 0 to ≤ 0.5 thp |  |  | Single-Family Res_Outdoor_Non-Self-Priming_> 0 to ≤ 0.5 thp_Current Practice to Any ENERGY STAR |  | 21.4744 | 5.3 | 12.2849 | 0 |  | 0 | 0 | 0 | 0 | 0 | 0 | 0 | 0 |  | 0 | 0 | 0 | Other | Pool Pump | Pool Pump | Residential-Spa Pump | 0.02701% | 2.386% | 0% | 0 |  | 100% | 18.87% | 85% | 6.8% | 0.2% | 5.3817 | 0.85377 | 0.62355 | 14.2901 | 0 | 0 | 0 | 15.2698 | 0 |  | 0.060913 | 0 | 0.060913 | 03. $0.055 to $0.062 | 1 | 0 | 01. ($9,999.00) to $0.22 | 1 | 0 | 0 | 0 | 0 | 0 | 0 | 0 | 0 | 0 | 0 | 0 | 0 | 0 | 0 | 0 | 0 | 0 | 0 | 0 | 0 | 0 | 0 | 0 | 0 | 0 | 0 | 0 | 0 | 0 | 0 | 0 | 0 | 0 | 0 | 0 | 0 | 0 | 0 | 0 | 0 | 0 | 0 | 0 | 0 | 0 | 0 | 0 | 0 | 0 | 0 | 0 | 0 | 0 | 0 | 0 | 0 | 0 | 0 | 0 | 0 | 0 | 0 | 0 | 0 | 0 | 0 | 0 | 0 | 0 | 0 | 0 | 0 | 0 | 0 | 0 | 0 | 0 | 0 | 0 | 0 | 0 | 0 | 0 | 0 | 0 | 0 | 0 | 0 | 0 | 0 | 0 | 0 | 0 | 0 | 0 | 0 | 0 | 0 | 0 | 0 | 0 | 0 | 0 | 0 | 0 | 0 | 0 | 0 | 0 | 0 | 0 | 0 | 0 | 0 | 0 | 0 | 0 | 0 | 0 | 0 | 0 | 0 | 0 | 0 | 0 | 0 | 0 | 0 | 0 | 0 | 0 | 0 | 0 | 0 | 0 | 0 | 0 | 0 | 0 | 0 | 0 | 0 | 0 | 0 | 0 | 0 | 0 | 0 | 0 | 0 | 0 | 0 | 0 | 0 | 0 | 0 | 0 | 0 | 0 | 0 | 0 | 0 | 0 | 0 | 0 | 0 | 0 | 0 | 0 | 0 | 0 | 0 | 0 | 0 | 0 | 0 | 0 | 0 | 0 | 0 | 0 | 0 | 0 | 0 | 0 | 0 | 0 | 0 | 0 | 0 | 0 | 0 | 0 | 0 | 0 | 0 | 0 | 0 | 0 | 0 | 0 | 0 | 0 | 0.03358% | 0 | 0 | 0 | 0 | 0 | 0 | 0 | 0 | 0 | 0 | 0 | 0 | 0 | 0 | 0 | 0 | 0 | 0 | 0 | 0 | 0 | 0 | 0 | 0
No | ResEfficientPoolPumps_v2_1 | Measure_InputOutput | RTF workbook EfficientPoolPumps_v2_1 | 2020 | NR | 2022 | 2045 | PSE | Residential | Single Family | Electric | Per Outdoor_Non-Self-Priming_> 0.5 to ≤ 1.5 thp |  |  | Single-Family Res_Outdoor_Non-Self-Priming_> 0.5 to ≤ 1.5 thp_Current Practice to ENERGY STAR Dual-Speed |  | 275.8423 | 5.3 | 490.1903 | 0 |  | 0 | 0 | 0 | 0 | 0 | 0 | 0 | 0 |  | 0 | 0 | 0 | Other | Pool Pump | Pool Pump | Residential-Spa Pump | 0.02701% | 2.386% | 0% | 0.020942 |  | 100% | 18.87% | 85% | 6.8% | 0.2% | 69.1293 | 10.9668 | 8.0096 | 570.2012 | 0 | 0 | 0 | 649.2629 | 0 |  | 0.20163 | 0 | 0.20163 | 12. $0.200 to $0.225 | 0 | 0 | 01. ($9,999.00) to $0.22 | 1 | 1.8812 | 4.6923 | 7.4906 | 11.2104 | 14.9133 | 19.5293 | 24.5881 | 29.6239 | 34.6367 | 38.705 | 41.8352 | 44.0336 | 45.3065 | 45.6602 | 45.5566 | 45.4531 | 45.3499 | 45.2469 | 45.1442 | 45.0417 | 44.9394 | 44.8373 | 44.7355 | 44.6339 | 518.9125 | 1294.3354 | 2066.234 | 3092.313 | 4113.7214 | 5386.9988 | 6782.4429 | 8171.5218 | 9554.2571 | 10676.4688 | 11539.9103 | 12146.3269 | 12497.456 | 12595.0273 | 12566.4268 | 12537.8912 | 12509.4203 | 12481.0142 | 12452.6725 | 12424.3952 | 12396.1822 | 12368.0331 | 12339.948 | 12311.9267 | 65253.2116 | 518.9125 | 1813.2479 | 3879.4818 | 6971.7949 | 11085.5162 | 16472.515 | 23254.958 | 31426.4797 | 40980.7368 | 51657.2057 | 63197.116 | 65253.2116 | 65253.2116 | 65253.2116 | 65253.2116 | 65253.2116 | 65253.2116 | 65253.2116 | 65253.2116 | 65253.2116 | 65253.2116 | 65253.2116 | 65253.2116 | 65253.2116 | 0 | 0 | 0 | 0 | 0 | 0 | 0 | 0 | 0 | 0 | 0 | 0 | 0 | 0 | 0 | 0 | 0 | 0 | 0 | 0 | 0 | 0 | 0 | 0 | 0 | 0 | 0 | 0 | 0 | 0 | 0 | 0 | 0 | 0 | 0 | 0 | 0 | 0 | 0 | 0 | 0 | 0 | 0 | 0 | 0 | 0 | 0 | 0 | 0 | 0 | 0 | 0 | 0 | 0 | 0 | 0 | 0 | 0 | 0 | 0 | 0 | 0.14015 | 0.48973 | 1.0478 | 1.883 | 2.994 | 4.449 | 6.2808 | 8.4878 | 11.0683 | 13.9518 | 17.0686 | 17.6239 | 17.6239 | 17.6239 | 17.6239 | 17.6239 | 17.6239 | 17.6239 | 17.6239 | 17.6239 | 17.6239 | 17.6239 | 17.6239 | 17.6239 | 1221.3883 | 3046.5371 | 4863.3905 | 7278.5202 | 9682.6563 | 12679.6282 | 15964.1496 | 19233.6888 | 22488.2968 | 25129.6985 | 27162.0207 | 4839.5274 | 0 | 0 | 0 | 0 | 0 | 0 | 0 | 0 | 0 | 0 | 0 | 0 | 153589.5025 | 0 | 0 | 0 | 0 | 0 | 0 | 0 | 0 | 0 | 0 | 0 | 0 | 0 | 0 | 0 | 0 | 0 | 0 | 0 | 0 | 0.03358% | 0.17427 | 0.60896 | 1.3029 | 2.3414 | 3.723 | 5.5321 | 7.8099 | 10.5543 | 13.763 | 17.3485 | 21.2241 | 21.9146 | 21.9146 | 21.9146 | 21.9146 | 21.9146 | 21.9146 | 21.9146 | 21.9146 | 21.9146 | 21.9146 | 21.9146 | 21.9146 | 21.9146
No | ResEfficientPoolPumps_v2_1 | Measure_InputOutput | RTF workbook EfficientPoolPumps_v2_1 | 2020 | NR | 2022 | 2045 | PSE | Residential | Single Family | Electric | Per Outdoor_Non-Self-Priming_> 0.5 to ≤ 1.5 thp |  |  | Single-Family Res_Outdoor_Non-Self-Priming_> 0.5 to ≤ 1.5 thp_ENERGY STAR Dual-Speed to ENERGY STAR Variable-Speed |  | 470.9522 | 5.3 | 185.3452 | 0 |  | 0 | 0 | 0 | 0 | 0 | 0 | 0 | 0 |  | 0 | 0 | 0 | Other | Pool Pump | Pool Pump | Residential-Spa Pump | 0.02701% | 2.386% | 0% | 0.020942 |  | 100% | 18.87% | 85% | 6.8% | 0.2% | 118.0262 | 18.7238 | 13.675 | 215.598 | 0 | 0 | 0 | 220.2682 | 0 |  | 0.040066 | 0 | 0.040066 | 02. $0.028 to $0.055 | 1 | 0 | 01. ($9,999.00) to $0.22 | 1 | 1.8812 | 4.6923 | 7.4906 | 11.2104 | 14.9133 | 19.5293 | 24.5881 | 29.6239 | 34.6367 | 38.705 | 41.8352 | 44.0336 | 45.3065 | 45.6602 | 45.5566 | 45.4531 | 45.3499 | 45.2469 | 45.1442 | 45.0417 | 44.9394 | 44.8373 | 44.7355 | 44.6339 | 885.9516 | 2209.8496 | 3527.7304 | 5279.5796 | 7023.4544 | 9197.3512 | 11579.8261 | 13951.4335 | 16312.2104 | 18228.1892 | 19702.3634 | 20737.7128 | 21337.204 | 21503.7897 | 21454.9593 | 21406.2398 | 21357.6309 | 21309.1324 | 21260.744 | 21212.4655 | 21164.2967 | 21116.2372 | 21068.2868 | 21020.4454 | 111408.3604 | 885.9516 | 3095.8012 | 6623.5316 | 11903.1112 | 18926.5656 | 28123.9168 | 39703.7429 | 53655.1764 | 69967.3868 | 88195.576 | 107897.9394 | 111408.3604 | 111408.3604 | 111408.3604 | 111408.3604 | 111408.3604 | 111408.3604 | 111408.3604 | 111408.3604 | 111408.3604 | 111408.3604 | 111408.3604 | 111408.3604 | 111408.3604 | 0 | 0 | 0 | 0 | 0 | 0 | 0 | 0 | 0 | 0 | 0 | 0 | 0 | 0 | 0 | 0 | 0 | 0 | 0 | 0 | 0 | 0 | 0 | 0 | 0 | 0 | 0 | 0 | 0 | 0 | 0 | 0 | 0 | 0 | 0 | 0 | 0 | 0 | 0 | 0 | 0 | 0 | 0 | 0 | 0 | 0 | 0 | 0 | 0 | 0 | 0 | 0 | 0 | 0 | 0 | 0 | 0 | 0 | 0 | 0 | 0 | 0.23928 | 0.83613 | 1.7889 | 3.2149 | 5.1118 | 7.5959 | 10.7234 | 14.4915 | 18.8972 | 23.8203 | 29.1416 | 30.0897 | 30.0897 | 30.0897 | 30.0897 | 30.0897 | 30.0897 | 30.0897 | 30.0897 | 30.0897 | 30.0897 | 30.0897 | 30.0897 | 30.0897 | 414.3668 | 1033.5646 | 1649.9482 | 2469.3022 | 3284.9267 | 4301.6758 | 5415.9787 | 6525.1988 | 7629.3533 | 8525.4721 | 9214.9554 | 1641.8524 | 0 | 0 | 0 | 0 | 0 | 0 | 0 | 0 | 0 | 0 | 0 | 0 | 52106.5949 | 0 | 0 | 0 | 0 | 0 | 0 | 0 | 0 | 0 | 0 | 0 | 0 | 0 | 0 | 0 | 0 | 0 | 0 | 0 | 0 | 0.03358% | 0.29754 | 1.0397 | 2.2244 | 3.9975 | 6.3563 | 9.4451 | 13.3341 | 18.0195 | 23.4978 | 29.6196 | 36.2364 | 37.4154 | 37.4154 | 37.4154 | 37.4154 | 37.4154 | 37.4154 | 37.4154 | 37.4154 | 37.4154 | 37.4154 | 37.4154 | 37.4154 | 37.4154
No | ResEfficientPoolPumps_v2_1 | Measure_InputOutput | RTF workbook EfficientPoolPumps_v2_1 | 2020 | NR | 2022 | 2045 | PSE | Residential | Single Family | Electric | Per Outdoor_Non-Self-Priming_> 1.5 to ≤ 2.5 thp |  |  | Single-Family Res_Outdoor_Non-Self-Priming_> 1.5 to ≤ 2.5 thp_Current Practice to ENERGY STAR Dual-Speed |  | 517.5123 | 5.3 | 502.6722 | 0 |  | 0 | 0 | 0 | 0 | 0 | 0 | 0 | 0 |  | 0 | 0 | 0 | Other | Pool Pump | Pool Pump | Residential-Spa Pump | 0.02701% | 2.386% | 0% | 0 |  | 100% | 18.87% | 85% | 6.8% | 0.2% | 129.6947 | 20.5749 | 15.027 | 584.7204 | 0 | 0 | 0 | 649.653 | 0 |  | 0.10754 | 0 | 0.10754 | 07. $0.085 to $0.115 | 1 | 0 | 01. ($9,999.00) to $0.22 | 1 | 0 | 0 | 0 | 0 | 0 | 0 | 0 | 0 | 0 | 0 | 0 | 0 | 0 | 0 | 0 | 0 | 0 | 0 | 0 | 0 | 0 | 0 | 0 | 0 | 0 | 0 | 0 | 0 | 0 | 0 | 0 | 0 | 0 | 0 | 0 | 0 | 0 | 0 | 0 | 0 | 0 | 0 | 0 | 0 | 0 | 0 | 0 | 0 | 0 | 0 | 0 | 0 | 0 | 0 | 0 | 0 | 0 | 0 | 0 | 0 | 0 | 0 | 0 | 0 | 0 | 0 | 0 | 0 | 0 | 0 | 0 | 0 | 0 | 0 | 0 | 0 | 0 | 0 | 0 | 0 | 0 | 0 | 0 | 0 | 0 | 0 | 0 | 0 | 0 | 0 | 0 | 0 | 0 | 0 | 0 | 0 | 0 | 0 | 0 | 0 | 0 | 0 | 0 | 0 | 0 | 0 | 0 | 0 | 0 | 0 | 0 | 0 | 0 | 0 | 0 | 0 | 0 | 0 | 0 | 0 | 0 | 0 | 0 | 0 | 0 | 0 | 0 | 0 | 0 | 0 | 0 | 0 | 0 | 0 | 0 | 0 | 0 | 0 | 0 | 0 | 0 | 0 | 0 | 0 | 0 | 0 | 0 | 0 | 0 | 0 | 0 | 0 | 0 | 0 | 0 | 0 | 0 | 0 | 0 | 0 | 0 | 0 | 0 | 0 | 0 | 0 | 0 | 0 | 0 | 0 | 0 | 0 | 0 | 0 | 0 | 0 | 0 | 0 | 0 | 0 | 0 | 0 | 0 | 0 | 0 | 0 | 0 | 0 | 0 | 0 | 0 | 0 | 0 | 0 | 0 | 0 | 0 | 0 | 0 | 0 | 0 | 0 | 0 | 0.03358% | 0 | 0 | 0 | 0 | 0 | 0 | 0 | 0 | 0 | 0 | 0 | 0 | 0 | 0 | 0 | 0 | 0 | 0 | 0 | 0 | 0 | 0 | 0 | 0
No | ResEfficientPoolPumps_v2_1 | Measure_InputOutput | RTF workbook EfficientPoolPumps_v2_1 | 2020 | NR | 2022 | 2045 | PSE | Residential | Single Family | Electric | Per Outdoor_Non-Self-Priming_> 1.5 to ≤ 2.5 thp |  |  | Single-Family Res_Outdoor_Non-Self-Priming_> 1.5 to ≤ 2.5 thp_ENERGY STAR Dual-Speed to ENERGY STAR Variable-Speed |  | 711.1632 | 5.3 | 213.5791 | 0 |  | 0 | 0 | 0 | 0 | 0 | 0 | 0 | 0 |  | 0 | 0 | 0 | Other | Pool Pump | Pool Pump | Residential-Spa Pump | 0.02701% | 2.386% | 0% | 0 |  | 100% | 18.87% | 85% | 6.8% | 0.2% | 178.2259 | 28.274 | 20.65 | 248.4403 | 0 | 0 | 0 | 242.2322 | 0 |  | 0.029178 | 0 | 0.029178 | 02. $0.028 to $0.055 | 1 | 0 | 01. ($9,999.00) to $0.22 | 1 | 0 | 0 | 0 | 0 | 0 | 0 | 0 | 0 | 0 | 0 | 0 | 0 | 0 | 0 | 0 | 0 | 0 | 0 | 0 | 0 | 0 | 0 | 0 | 0 | 0 | 0 | 0 | 0 | 0 | 0 | 0 | 0 | 0 | 0 | 0 | 0 | 0 | 0 | 0 | 0 | 0 | 0 | 0 | 0 | 0 | 0 | 0 | 0 | 0 | 0 | 0 | 0 | 0 | 0 | 0 | 0 | 0 | 0 | 0 | 0 | 0 | 0 | 0 | 0 | 0 | 0 | 0 | 0 | 0 | 0 | 0 | 0 | 0 | 0 | 0 | 0 | 0 | 0 | 0 | 0 | 0 | 0 | 0 | 0 | 0 | 0 | 0 | 0 | 0 | 0 | 0 | 0 | 0 | 0 | 0 | 0 | 0 | 0 | 0 | 0 | 0 | 0 | 0 | 0 | 0 | 0 | 0 | 0 | 0 | 0 | 0 | 0 | 0 | 0 | 0 | 0 | 0 | 0 | 0 | 0 | 0 | 0 | 0 | 0 | 0 | 0 | 0 | 0 | 0 | 0 | 0 | 0 | 0 | 0 | 0 | 0 | 0 | 0 | 0 | 0 | 0 | 0 | 0 | 0 | 0 | 0 | 0 | 0 | 0 | 0 | 0 | 0 | 0 | 0 | 0 | 0 | 0 | 0 | 0 | 0 | 0 | 0 | 0 | 0 | 0 | 0 | 0 | 0 | 0 | 0 | 0 | 0 | 0 | 0 | 0 | 0 | 0 | 0 | 0 | 0 | 0 | 0 | 0 | 0 | 0 | 0 | 0 | 0 | 0 | 0 | 0 | 0 | 0 | 0 | 0 | 0 | 0 | 0 | 0 | 0 | 0 | 0 | 0 | 0.03358% | 0 | 0 | 0 | 0 | 0 | 0 | 0 | 0 | 0 | 0 | 0 | 0 | 0 | 0 | 0 | 0 | 0 | 0 | 0 | 0 | 0 | 0 | 0 | 0
No | ResEfficientPoolPumps_v2_1 | Measure_InputOutput | RTF workbook EfficientPoolPumps_v2_1 | 2020 | NR | 2022 | 2045 | PSE | Residential | Single Family | Electric | Per Outdoor_Non-Self-Priming_> 2.5 to ≤ 3.5 thp |  |  | Single-Family Res_Outdoor_Non-Self-Priming_> 2.5 to ≤ 3.5 thp_Current Practice to ENERGY STAR Dual-Speed |  | 781.1119 | 5.3 | 660.7936 | 0 |  | 0 | 0 | 0 | 0 | 0 | 0 | 0 | 0 |  | 0 | 0 | 0 | Other | Pool Pump | Pool Pump | Residential-Spa Pump | 0.02701% | 2.386% | 0% | 0 |  | 100% | 18.87% | 85% | 6.8% | 0.2% | 195.7558 | 31.055 | 22.6811 | 768.651 | 0 | 0 | 0 | 847.0737 | 0 |  | 0.092898 | 0 | 0.092898 | 07. $0.085 to $0.115 | 1 | 0 | 01. ($9,999.00) to $0.22 | 1 | 0 | 0 | 0 | 0 | 0 | 0 | 0 | 0 | 0 | 0 | 0 | 0 | 0 | 0 | 0 | 0 | 0 | 0 | 0 | 0 | 0 | 0 | 0 | 0 | 0 | 0 | 0 | 0 | 0 | 0 | 0 | 0 | 0 | 0 | 0 | 0 | 0 | 0 | 0 | 0 | 0 | 0 | 0 | 0 | 0 | 0 | 0 | 0 | 0 | 0 | 0 | 0 | 0 | 0 | 0 | 0 | 0 | 0 | 0 | 0 | 0 | 0 | 0 | 0 | 0 | 0 | 0 | 0 | 0 | 0 | 0 | 0 | 0 | 0 | 0 | 0 | 0 | 0 | 0 | 0 | 0 | 0 | 0 | 0 | 0 | 0 | 0 | 0 | 0 | 0 | 0 | 0 | 0 | 0 | 0 | 0 | 0 | 0 | 0 | 0 | 0 | 0 | 0 | 0 | 0 | 0 | 0 | 0 | 0 | 0 | 0 | 0 | 0 | 0 | 0 | 0 | 0 | 0 | 0 | 0 | 0 | 0 | 0 | 0 | 0 | 0 | 0 | 0 | 0 | 0 | 0 | 0 | 0 | 0 | 0 | 0 | 0 | 0 | 0 | 0 | 0 | 0 | 0 | 0 | 0 | 0 | 0 | 0 | 0 | 0 | 0 | 0 | 0 | 0 | 0 | 0 | 0 | 0 | 0 | 0 | 0 | 0 | 0 | 0 | 0 | 0 | 0 | 0 | 0 | 0 | 0 | 0 | 0 | 0 | 0 | 0 | 0 | 0 | 0 | 0 | 0 | 0 | 0 | 0 | 0 | 0 | 0 | 0 | 0 | 0 | 0 | 0 | 0 | 0 | 0 | 0 | 0 | 0 | 0 | 0 | 0 | 0 | 0 | 0.03358% | 0 | 0 | 0 | 0 | 0 | 0 | 0 | 0 | 0 | 0 | 0 | 0 | 0 | 0 | 0 | 0 | 0 | 0 | 0 | 0 | 0 | 0 | 0 | 0
No | ResEfficientPoolPumps_v2_1 | Measure_InputOutput | RTF workbook EfficientPoolPumps_v2_1 | 2020 | NR | 2022 | 2045 | PSE | Residential | Single Family | Electric | Per Outdoor_Non-Self-Priming_> 2.5 to ≤ 3.5 thp |  |  | Single-Family Res_Outdoor_Non-Self-Priming_> 2.5 to ≤ 3.5 thp_ENERGY STAR Dual-Speed to ENERGY STAR Variable-Speed |  | 733.3255 | 5.3 | 126.497 | 0 |  | 0 | 0 | 0 | 0 | 0 | 0 | 0 | 0 |  | 0 | 0 | 0 | Other | Pool Pump | Pool Pump | Residential-Spa Pump | 0.02701% | 2.386% | 0% | 0 |  | 100% | 18.87% | 85% | 6.8% | 0.2% | 183.78 | 29.1551 | 21.2935 | 147.1443 | 0 | 0 | 0 | 121.9951 | 0 |  | 0.014251 | 0 | 0.014251 | 01. ($9,999.000) to $0.028 | 1 | 0 | 01. ($9,999.00) to $0.22 | 1 | 0 | 0 | 0 | 0 | 0 | 0 | 0 | 0 | 0 | 0 | 0 | 0 | 0 | 0 | 0 | 0 | 0 | 0 | 0 | 0 | 0 | 0 | 0 | 0 | 0 | 0 | 0 | 0 | 0 | 0 | 0 | 0 | 0 | 0 | 0 | 0 | 0 | 0 | 0 | 0 | 0 | 0 | 0 | 0 | 0 | 0 | 0 | 0 | 0 | 0 | 0 | 0 | 0 | 0 | 0 | 0 | 0 | 0 | 0 | 0 | 0 | 0 | 0 | 0 | 0 | 0 | 0 | 0 | 0 | 0 | 0 | 0 | 0 | 0 | 0 | 0 | 0 | 0 | 0 | 0 | 0 | 0 | 0 | 0 | 0 | 0 | 0 | 0 | 0 | 0 | 0 | 0 | 0 | 0 | 0 | 0 | 0 | 0 | 0 | 0 | 0 | 0 | 0 | 0 | 0 | 0 | 0 | 0 | 0 | 0 | 0 | 0 | 0 | 0 | 0 | 0 | 0 | 0 | 0 | 0 | 0 | 0 | 0 | 0 | 0 | 0 | 0 | 0 | 0 | 0 | 0 | 0 | 0 | 0 | 0 | 0 | 0 | 0 | 0 | 0 | 0 | 0 | 0 | 0 | 0 | 0 | 0 | 0 | 0 | 0 | 0 | 0 | 0 | 0 | 0 | 0 | 0 | 0 | 0 | 0 | 0 | 0 | 0 | 0 | 0 | 0 | 0 | 0 | 0 | 0 | 0 | 0 | 0 | 0 | 0 | 0 | 0 | 0 | 0 | 0 | 0 | 0 | 0 | 0 | 0 | 0 | 0 | 0 | 0 | 0 | 0 | 0 | 0 | 0 | 0 | 0 | 0 | 0 | 0 | 0 | 0 | 0 | 0 | 0.03358% | 0 | 0 | 0 | 0 | 0 | 0 | 0 | 0 | 0 | 0 | 0 | 0 | 0 | 0 | 0 | 0 | 0 | 0 | 0 | 0 | 0 | 0 | 0 | 0
No | ResEfficientPoolPumps_v2_1 | Measure_InputOutput | RTF workbook EfficientPoolPumps_v2_1 | 2020 | NR | 2022 | 2045 | PSE | Residential | Single Family | Electric | Per Indoor_Pressure Cleaner Booster_> 0 to ≤ 2 thp |  |  | Single-Family Res_Indoor_Pressure Cleaner Booster_> 0 to ≤ 2 thp_Current Practice to ENERGY STAR Single-Speed |  | 106.2455 | 5.3 | 346.667 | 0 |  | 0 | 0 | 0 | 0 | 0 | 0 | 0 | 0 |  | 0 | 0 | 0 | Other | Pool Pump | Pool Pump | Residential-Spa Pump | 0.02701% | 2.386% | 0% | 0.013089 |  | 100% | 18.87% | 85% | 6.8% | 0.2% | 26.6264 | 4.224 | 3.085 | 403.2514 | 0 | 0 | 0 | 465.2758 | 0 |  | 0.37514 | 0 | 0.37514 | 13. $0.225 to $99,999.000 | 0 | 0 | 01. ($9,999.00) to $0.22 | 1 | 1.1757 | 2.9327 | 4.6816 | 7.0065 | 9.3208 | 12.2058 | 15.3676 | 18.5149 | 21.6479 | 24.1906 | 26.147 | 27.521 | 28.3166 | 28.5376 | 28.4728 | 28.4082 | 28.3437 | 28.2793 | 28.2151 | 28.151 | 28.0871 | 28.0233 | 27.9597 | 27.8962 | 124.9177 | 311.5851 | 497.404 | 744.4118 | 990.2952 | 1296.811 | 1632.7359 | 1967.1285 | 2299.9941 | 2570.1439 | 2777.9999 | 2923.9825 | 3008.5097 | 3031.998 | 3025.113 | 3018.2436 | 3011.3899 | 3004.5517 | 2997.729 | 2990.9218 | 2984.1301 | 2977.3538 | 2970.5928 | 2963.8473 | 15708.3905 | 124.9177 | 436.5027 | 933.9068 | 1678.3186 | 2668.6138 | 3965.4247 | 5598.1606 | 7565.2892 | 9865.2833 | 12435.4272 | 15213.4271 | 15708.3905 | 15708.3905 | 15708.3905 | 15708.3905 | 15708.3905 | 15708.3905 | 15708.3905 | 15708.3905 | 15708.3905 | 15708.3905 | 15708.3905 | 15708.3905 | 15708.3905 | 0 | 0 | 0 | 0 | 0 | 0 | 0 | 0 | 0 | 0 | 0 | 0 | 0 | 0 | 0 | 0 | 0 | 0 | 0 | 0 | 0 | 0 | 0 | 0 | 0 | 0 | 0 | 0 | 0 | 0 | 0 | 0 | 0 | 0 | 0 | 0 | 0 | 0 | 0 | 0 | 0 | 0 | 0 | 0 | 0 | 0 | 0 | 0 | 0 | 0 | 0 | 0 | 0 | 0 | 0 | 0 | 0 | 0 | 0 | 0 | 0 | 0.033738 | 0.11789 | 0.25223 | 0.45329 | 0.72075 | 1.071 | 1.512 | 2.0433 | 2.6645 | 3.3586 | 4.1089 | 4.2426 | 4.2426 | 4.2426 | 4.2426 | 4.2426 | 4.2426 | 4.2426 | 4.2426 | 4.2426 | 4.2426 | 4.2426 | 4.2426 | 4.2426 | 547.0458 | 1364.5088 | 2178.2565 | 3259.9653 | 4336.7501 | 5679.0593 | 7150.1586 | 8614.5475 | 10072.2489 | 11255.3023 | 12165.556 | 2167.5685 | 0 | 0 | 0 | 0 | 0 | 0 | 0 | 0 | 0 | 0 | 0 | 0 | 68790.9677 | 0 | 0 | 0 | 0 | 0 | 0 | 0 | 0 | 0 | 0 | 0 | 0 | 0 | 0 | 0 | 0 | 0 | 0 | 0 | 0 | 0.03358% | 0.041952 | 0.14659 | 0.31364 | 0.56365 | 0.89623 | 1.3317 | 1.8801 | 2.5407 | 3.3132 | 4.1763 | 5.1093 | 5.2755 | 5.2755 | 5.2755 | 5.2755 | 5.2755 | 5.2755 | 5.2755 | 5.2755 | 5.2755 | 5.2755 | 5.2755 | 5.2755 | 5.2755
No | ResEfficientPoolPumps_v2_1 | Measure_InputOutput | RTF workbook EfficientPoolPumps_v2_1 | 2020 | NR | 2022 | 2045 | PSE | Residential | Single Family | Electric | Per Indoor_Pressure Cleaner Booster_> 0 to ≤ 2 thp |  |  | Single-Family Res_Indoor_Pressure Cleaner Booster_> 0 to ≤ 2 thp_ENERGY STAR Single-Speed to ENERGY STAR Variable-Speed |  | 510.2305 | 5.3 | 334.0383 | 0 |  | 0 | 0 | 0 | 0 | 0 | 0 | 0 | 0 |  | 0 | 0 | 0 | Other | Pool Pump | Pool Pump | Residential-Spa Pump | 0.02701% | 2.386% | 0% | 0.013089 |  | 100% | 18.87% | 85% | 6.8% | 0.2% | 127.8698 | 20.2854 | 14.8155 | 388.5613 | 0 | 0 | 0 | 420.268 | 0 |  | 0.07056 | 0 | 0.07056 | 05. $0.070 to $0.077 | 1 | 0 | 01. ($9,999.00) to $0.22 | 1 | 1.1757 | 2.9327 | 4.6816 | 7.0065 | 9.3208 | 12.2058 | 15.3676 | 18.5149 | 21.6479 | 24.1906 | 26.147 | 27.521 | 28.3166 | 28.5376 | 28.4728 | 28.4082 | 28.3437 | 28.2793 | 28.2151 | 28.151 | 28.0871 | 28.0233 | 27.9597 | 27.8962 | 599.9011 | 1496.3472 | 2388.7189 | 3574.9419 | 4755.7653 | 6227.7679 | 7841.0042 | 9446.8819 | 11045.4259 | 12342.7854 | 13340.9874 | 14042.0497 | 14447.9809 | 14560.7805 | 14527.7162 | 14494.7269 | 14461.8125 | 14428.9729 | 14396.2079 | 14363.5172 | 14330.9008 | 14298.3585 | 14265.89 | 14233.4953 | 75437.5253 | 599.9011 | 2096.2483 | 4484.9671 | 8059.909 | 12815.6744 | 19043.4423 | 26884.4465 | 36331.3284 | 47376.7542 | 59719.5396 | 73060.5271 | 75437.5253 | 75437.5253 | 75437.5253 | 75437.5253 | 75437.5253 | 75437.5253 | 75437.5253 | 75437.5253 | 75437.5253 | 75437.5253 | 75437.5253 | 75437.5253 | 75437.5253 | 0 | 0 | 0 | 0 | 0 | 0 | 0 | 0 | 0 | 0 | 0 | 0 | 0 | 0 | 0 | 0 | 0 | 0 | 0 | 0 | 0 | 0 | 0 | 0 | 0 | 0 | 0 | 0 | 0 | 0 | 0 | 0 | 0 | 0 | 0 | 0 | 0 | 0 | 0 | 0 | 0 | 0 | 0 | 0 | 0 | 0 | 0 | 0 | 0 | 0 | 0 | 0 | 0 | 0 | 0 | 0 | 0 | 0 | 0 | 0 | 0 | 0.16202 | 0.56617 | 1.2113 | 2.1769 | 3.4613 | 5.1434 | 7.2611 | 9.8126 | 12.7958 | 16.1294 | 19.7326 | 20.3746 | 20.3746 | 20.3746 | 20.3746 | 20.3746 | 20.3746 | 20.3746 | 20.3746 | 20.3746 | 20.3746 | 20.3746 | 20.3746 | 20.3746 | 494.1281 | 1232.5152 | 1967.5463 | 2944.6176 | 3917.2414 | 5129.7044 | 6458.4992 | 7781.2327 | 9097.9257 | 10166.5383 | 10988.74 | 1957.8922 | 0 | 0 | 0 | 0 | 0 | 0 | 0 | 0 | 0 | 0 | 0 | 0 | 62136.5811 | 0 | 0 | 0 | 0 | 0 | 0 | 0 | 0 | 0 | 0 | 0 | 0 | 0 | 0 | 0 | 0 | 0 | 0 | 0 | 0 | 0.03358% | 0.20147 | 0.704 | 1.5062 | 2.7068 | 4.304 | 6.3955 | 9.0289 | 12.2015 | 15.911 | 20.0562 | 24.5366 | 25.3349 | 25.3349 | 25.3349 | 25.3349 | 25.3349 | 25.3349 | 25.3349 | 25.3349 | 25.3349 | 25.3349 | 25.3349 | 25.3349 | 25.3349
No | ResEfficientPoolPumps_v2_1 | Measure_InputOutput | RTF workbook EfficientPoolPumps_v2_1 | 2020 | NR | 2022 | 2045 | PSE | Residential | Single Family | Electric | Per Outdoor_Pressure Cleaner Booster_> 0 to ≤ 2 thp |  |  | Single-Family Res_Outdoor_Pressure Cleaner Booster_> 0 to ≤ 2 thp_Current Practice to ENERGY STAR Single-Speed |  | 44.269 | 5.3 | 346.667 | 0 |  | 0 | 0 | 0 | 0 | 0 | 0 | 0 | 0 |  | 0 | 0 | 0 | Other | Pool Pump | Pool Pump | Residential-Spa Pump | 0.02701% | 2.386% | 0% | 0.0052356 |  | 100% | 18.87% | 85% | 6.8% | 0.2% | 11.0943 | 1.76 | 1.2854 | 403.2514 | 0 | 0 | 0 | 469.5394 | 0 |  | 0.9086 | 0 | 0.9086 | 13. $0.225 to $99,999.000 | 0 | 0 | 01. ($9,999.00) to $0.22 | 1 | 0.4703 | 1.1731 | 1.8727 | 2.8026 | 3.7283 | 4.8823 | 6.147 | 7.406 | 8.6592 | 9.6762 | 10.4588 | 11.0084 | 11.3266 | 11.4151 | 11.3891 | 11.3633 | 11.3375 | 11.3117 | 11.286 | 11.2604 | 11.2348 | 11.2093 | 11.1839 | 11.1585 | 20.8196 | 51.9308 | 82.9007 | 124.0686 | 165.0492 | 216.1352 | 272.1227 | 327.8548 | 383.3323 | 428.3573 | 463 | 487.3304 | 501.4183 | 505.333 | 504.1855 | 503.0406 | 501.8983 | 500.7586 | 499.6215 | 498.487 | 497.355 | 496.2256 | 495.0988 | 493.9745 | 2618.0651 | 20.8196 | 72.7505 | 155.6511 | 279.7198 | 444.769 | 660.9041 | 933.0268 | 1260.8815 | 1644.2139 | 2072.5712 | 2535.5712 | 2618.0651 | 2618.0651 | 2618.0651 | 2618.0651 | 2618.0651 | 2618.0651 | 2618.0651 | 2618.0651 | 2618.0651 | 2618.0651 | 2618.0651 | 2618.0651 | 2618.0651 | 0 | 0 | 0 | 0 | 0 | 0 | 0 | 0 | 0 | 0 | 0 | 0 | 0 | 0 | 0 | 0 | 0 | 0 | 0 | 0 | 0 | 0 | 0 | 0 | 0 | 0 | 0 | 0 | 0 | 0 | 0 | 0 | 0 | 0 | 0 | 0 | 0 | 0 | 0 | 0 | 0 | 0 | 0 | 0 | 0 | 0 | 0 | 0 | 0 | 0 | 0 | 0 | 0 | 0 | 0 | 0 | 0 | 0 | 0 | 0 | 0 | 0.0056231 | 0.019649 | 0.042039 | 0.075548 | 0.12013 | 0.1785 | 0.252 | 0.34055 | 0.44408 | 0.55977 | 0.68482 | 0.7071 | 0.7071 | 0.7071 | 0.7071 | 0.7071 | 0.7071 | 0.7071 | 0.7071 | 0.7071 | 0.7071 | 0.7071 | 0.7071 | 0.7071 | 220.8235 | 550.8051 | 879.2869 | 1315.9354 | 1750.5963 | 2292.4401 | 2886.2721 | 3477.3953 | 4065.8191 | 4543.3769 | 4910.8148 | 874.9726 | 0 | 0 | 0 | 0 | 0 | 0 | 0 | 0 | 0 | 0 | 0 | 0 | 27768.5382 | 0 | 0 | 0 | 0 | 0 | 0 | 0 | 0 | 0 | 0 | 0 | 0 | 0 | 0 | 0 | 0 | 0 | 0 | 0 | 0 | 0.03358% | 0.0069921 | 0.024432 | 0.052274 | 0.093941 | 0.14937 | 0.22196 | 0.31335 | 0.42345 | 0.55219 | 0.69605 | 0.85155 | 0.87925 | 0.87925 | 0.87925 | 0.87925 | 0.87925 | 0.87925 | 0.87925 | 0.87925 | 0.87925 | 0.87925 | 0.87925 | 0.87925 | 0.87925
No | ResEfficientPoolPumps_v2_1 | Measure_InputOutput | RTF workbook EfficientPoolPumps_v2_1 | 2020 | NR | 2022 | 2045 | PSE | Residential | Single Family | Electric | Per Outdoor_Pressure Cleaner Booster_> 0 to ≤ 2 thp |  |  | Single-Family Res_Outdoor_Pressure Cleaner Booster_> 0 to ≤ 2 thp_ENERGY STAR Single-Speed to ENERGY STAR Variable-Speed |  | 212.5961 | 5.3 | 334.0383 | 0 |  | 0 | 0 | 0 | 0 | 0 | 0 | 0 | 0 |  | 0 | 0 | 0 | Other | Pool Pump | Pool Pump | Residential-Spa Pump | 0.02701% | 2.386% | 0% | 0.0052356 |  | 100% | 18.87% | 85% | 6.8% | 0.2% | 53.2791 | 8.4523 | 6.1731 | 388.5613 | 0 | 0 | 0 | 440.7436 | 0 |  | 0.17759 | 0 | 0.17759 | 11. $0.175 to $0.200 | 0 | 0 | 01. ($9,999.00) to $0.22 | 1 | 0.4703 | 1.1731 | 1.8727 | 2.8026 | 3.7283 | 4.8823 | 6.147 | 7.406 | 8.6592 | 9.6762 | 10.4588 | 11.0084 | 11.3266 | 11.4151 | 11.3891 | 11.3633 | 11.3375 | 11.3117 | 11.286 | 11.2604 | 11.2348 | 11.2093 | 11.1839 | 11.1585 | 99.9835 | 249.3912 | 398.1198 | 595.8237 | 792.6276 | 1037.9613 | 1306.834 | 1574.4803 | 1840.9043 | 2057.1309 | 2223.4979 | 2340.3416 | 2407.9968 | 2426.7968 | 2421.286 | 2415.7878 | 2410.3021 | 2404.8288 | 2399.368 | 2393.9195 | 2388.4835 | 2383.0597 | 2377.6483 | 2372.2492 | 12572.9209 | 99.9835 | 349.3747 | 747.4945 | 1343.3182 | 2135.9457 | 3173.907 | 4480.7411 | 6055.2214 | 7896.1257 | 9953.2566 | 12176.7545 | 12572.9209 | 12572.9209 | 12572.9209 | 12572.9209 | 12572.9209 | 12572.9209 | 12572.9209 | 12572.9209 | 12572.9209 | 12572.9209 | 12572.9209 | 12572.9209 | 12572.9209 | 0 | 0 | 0 | 0 | 0 | 0 | 0 | 0 | 0 | 0 | 0 | 0 | 0 | 0 | 0 | 0 | 0 | 0 | 0 | 0 | 0 | 0 | 0 | 0 | 0 | 0 | 0 | 0 | 0 | 0 | 0 | 0 | 0 | 0 | 0 | 0 | 0 | 0 | 0 | 0 | 0 | 0 | 0 | 0 | 0 | 0 | 0 | 0 | 0 | 0 | 0 | 0 | 0 | 0 | 0 | 0 | 0 | 0 | 0 | 0 | 0 | 0.027004 | 0.094361 | 0.20189 | 0.36281 | 0.57689 | 0.85723 | 1.2102 | 1.6354 | 2.1326 | 2.6882 | 3.2888 | 3.3958 | 3.3958 | 3.3958 | 3.3958 | 3.3958 | 3.3958 | 3.3958 | 3.3958 | 3.3958 | 3.3958 | 3.3958 | 3.3958 | 3.3958 | 207.2809 | 517.0254 | 825.3622 | 1235.232 | 1643.2361 | 2151.8499 | 2709.2635 | 3264.1344 | 3816.4715 | 4264.7417 | 4609.6455 | 821.3124 | 0 | 0 | 0 | 0 | 0 | 0 | 0 | 0 | 0 | 0 | 0 | 0 | 26065.5556 | 0 | 0 | 0 | 0 | 0 | 0 | 0 | 0 | 0 | 0 | 0 | 0 | 0 | 0 | 0 | 0 | 0 | 0 | 0 | 0 | 0.03358% | 0.033578 | 0.11733 | 0.25104 | 0.45114 | 0.71734 | 1.0659 | 1.5048 | 2.0336 | 2.6518 | 3.3427 | 4.0894 | 4.2225 | 4.2225 | 4.2225 | 4.2225 | 4.2225 | 4.2225 | 4.2225 | 4.2225 | 4.2225 | 4.2225 | 4.2225 | 4.2225 | 4.2225
No | ResFreezers_v5_1 | M_Input | RTF Workbook "ResRefrigeratorsAndFreezers_v5_1" | 2020 | NR | 2022 | 2045 | PSE | Residential | All Residential | Electric | Per Freezer - Upright |  |  | Standard Size Freezer - Upright - ENERGY STAR |  | 17.8607 | 21.7347 | 76.4017 | 0 |  | 0 | 0 | 0 | 0 | 0 | 0 | 0 | -0.097537 |  | 0 | 0 | 0 | Appliance | Freezer | Freezers | ResFRZR | 0.01333% | 32.83% | 0% | 0.41157 |  | 99.86% | 4.601% | 100% | 6.8% | 0.2% | 17.2023 | 0.35048 | 1.7553 | 11.6561 | 0 | -1.5231 | 0 | 42.6105 | 0 |  | 0.20437 | 0 | 0.20437 | 12. $0.200 to $0.225 | 0 | 0 | 01. ($9,999.00) to $0.22 | 1 | 715.7867 | 1427.7607 | 2135.9477 | 2840.3731 | 3541.0618 | 4173.8261 | 4611.1125 | 5046.0853 | 5351.3466 | 5591.4542 | 5766.9184 | 5941.4516 | 6052.018 | 6099.1167 | 6208.67 | 6255.0889 | 6238.8639 | 6222.7084 | 6206.6217 | 6190.6034 | 6174.6531 | 6158.7701 | 6142.9541 | 6127.2045 | 12784.4558 | 25500.8149 | 38149.5348 | 50731.0683 | 63245.8639 | 74547.4808 | 82357.7251 | 90126.6457 | 95578.8279 | 99867.3204 | 103001.2339 | 106118.5202 | 108093.3143 | 108934.5296 | 110891.229 | 111720.3041 | 111430.5145 | 111141.9646 | 110854.6453 | 110568.5478 | 110283.663 | 109999.9823 | 109717.497 | 109436.1984 | 2378562.2716 | 12784.4558 | 38285.2706 | 76434.8054 | 127165.8737 | 190411.7376 | 264959.2184 | 347316.9435 | 437443.5892 | 533022.4171 | 632889.7375 | 735890.9715 | 842009.4916 | 950102.806 | 1059037.3356 | 1169928.5646 | 1281648.8687 | 1393079.3832 | 1504221.3479 | 1615075.9932 | 1725644.541 | 1835928.204 | 1945928.1863 | 2055645.6833 | 2165081.8817 | 0 | 0 | 0 | 0 | 0 | 0 | 0 | 0 | 0 | 0 | 0 | 0 | 0 | 0 | 0 | 0 | 0 | 0 | 0 | 0 | 0 | 0 | 0 | 0 | 0 | 0 | 0 | 0 | 0 | 0 | 0 | 0 | 0 | 0 | 0 | 0 | 0 | 0 | 0 | 0 | 0 | 0 | 0 | 0 | 0 | 0 | 0 | 0 | 0 | 0 | 0 | 0 | 0 | 0 | 0 | 0 | 0 | 0 | 0 | 0 | 0 | 1.7043 | 5.1037 | 10.1893 | 16.9521 | 25.3832 | 35.3208 | 46.2997 | 58.3142 | 71.0555 | 84.3685 | 98.0992 | 112.2455 | 126.6551 | 141.1768 | 155.9593 | 170.8524 | 185.7068 | 200.5228 | 215.3005 | 230.04 | 244.7416 | 259.4053 | 274.0314 | 288.62 | 30500.0383 | 60837.6176 | 91013.8292 | 121029.7534 | 150886.4599 | 177848.8709 | 196481.8698 | 215016.2822 | 228023.6224 | 238254.7334 | 245731.3507 | 253168.3 | 257879.5915 | 259886.4895 | 264554.6121 | 266532.547 | 265841.1924 | 265152.7952 | 264467.334 | 263784.7873 | 263105.1341 | 262428.3535 | 261754.4247 | 261083.3271 | 5165263.3164 | 0 | 0 | 0 | 0 | 0 | 0 | 0 | 0 | 0 | 0 | 0 | 0 | 0 | 0 | 0 | 0 | 0 | 0 | 0 | 0 | 0.01346% | 1.7213 | 5.1546 | 10.291 | 17.1213 | 25.6366 | 35.6735 | 46.7619 | 58.8963 | 71.7648 | 85.2107 | 99.0786 | 113.3661 | 127.9195 | 142.5862 | 157.5163 | 172.5581 | 187.5608 | 202.5247 | 217.4499 | 232.3366 | 247.1849 | 261.9951 | 276.7671 | 291.5014
No | ResFreezers_v5_1 | M_Input | RTF Workbook "ResRefrigeratorsAndFreezers_v5_1" | 2020 | NR | 2022 | 2045 | PSE | Residential | All Residential | Electric | Per Freezer - Chest |  |  | Standard Size Freezer - Chest - ENERGY STAR |  | 25.5713 | 21.7347 | 0.010466 | 0 |  | 0 | 0 | 0 | 0 | 0 | 0 | 0 | -0.13964 |  | 0 | 0 | 0 | Appliance | Freezer | Freezers | ResFRZR | 0.01333% | 32.83% | 0% | 0.56766 |  | 99.86% | 4.601% | 100% | 6.8% | 0.2% | 24.6286 | 0.50179 | 2.513 | 0.0015967 | 0 | -2.1806 | 0 | 22.4443 | 0 |  | 0.075189 | 0 | 0.075189 | 05. $0.070 to $0.077 | 1 | 0 | 01. ($9,999.00) to $0.22 | 1 | 987.2386 | 1969.2187 | 2945.9756 | 3917.5442 | 4883.9592 | 5756.6904 | 6359.8114 | 6959.7414 | 7380.7687 | 7711.9338 | 7953.9403 | 8194.6627 | 8347.1599 | 8412.12 | 8563.2199 | 8627.2425 | 8604.8645 | 8582.5821 | 8560.3948 | 8538.3018 | 8516.3025 | 8494.3962 | 8472.5822 | 8450.8598 | 25244.93 | 50355.3924 | 75332.2905 | 100176.5186 | 124888.9618 | 147205.7921 | 162628.3549 | 177969.3173 | 188735.5134 | 197203.8202 | 203392.2282 | 209547.8029 | 213447.3463 | 215108.459 | 218972.2714 | 220609.4113 | 220037.176 | 219467.3885 | 218900.0312 | 218335.0862 | 217772.5362 | 217212.3638 | 216654.5518 | 216099.0833 | 4696847.4236 | 25244.93 | 75600.3224 | 150932.613 | 251109.1316 | 375998.0934 | 523203.8855 | 685832.2403 | 863801.5576 | 1052537.0711 | 1249740.8912 | 1453133.1194 | 1662680.9223 | 1876128.2686 | 2091236.7276 | 2310208.9991 | 2530818.4104 | 2750855.5863 | 2970322.9749 | 3189223.006 | 3407558.0923 | 3625330.6285 | 3842542.9923 | 4059197.5442 | 4275296.6275 | 0 | 0 | 0 | 0 | 0 | 0 | 0 | 0 | 0 | 0 | 0 | 0 | 0 | 0 | 0 | 0 | 0 | 0 | 0 | 0 | 0 | 0 | 0 | 0 | 0 | 0 | 0 | 0 | 0 | 0 | 0 | 0 | 0 | 0 | 0 | 0 | 0 | 0 | 0 | 0 | 0 | 0 | 0 | 0 | 0 | 0 | 0 | 0 | 0 | 0 | 0 | 0 | 0 | 0 | 0 | 0 | 0 | 0 | 0 | 0 | 0 | 3.3653 | 10.078 | 20.1203 | 33.4745 | 50.1231 | 69.7466 | 91.426 | 115.1505 | 140.3103 | 166.5989 | 193.7124 | 221.6465 | 250.1005 | 278.7759 | 307.9664 | 337.3751 | 366.7075 | 395.964 | 425.1448 | 454.2504 | 483.2809 | 512.2368 | 541.1183 | 569.9257 | 22157.8649 | 44197.7054 | 66120.3146 | 87926.4771 | 109616.9701 | 129204.7966 | 142741.4181 | 156206.4177 | 165656.0743 | 173088.8378 | 178520.4991 | 183923.3421 | 187346.0315 | 188804.0158 | 192195.3436 | 193632.2866 | 193130.0268 | 192629.9155 | 192131.9372 | 191636.0763 | 191142.3175 | 190650.6455 | 190161.0454 | 189673.5021 | 3752493.8615 | 0 | 0 | 0 | 0 | 0 | 0 | 0 | 0 | 0 | 0 | 0 | 0 | 0 | 0 | 0 | 0 | 0 | 0 | 0 | 0 | 0.01346% | 3.3989 | 10.1786 | 20.3212 | 33.8087 | 50.6235 | 70.4429 | 92.3388 | 116.3001 | 141.711 | 168.2621 | 195.6463 | 223.8593 | 252.5974 | 281.559 | 311.0409 | 340.7433 | 370.3685 | 399.9171 | 429.3893 | 458.7854 | 488.1057 | 517.3507 | 546.5205 | 575.6156
No | ResFreezers_v5_1 | M_Input | RTF Workbook "ResRefrigeratorsAndFreezers_v5_1" | 2020 | NR | 2022 | 2045 | PSE | Residential | All Residential | Electric | Per Freezer - Compact |  |  | Compact Standard Size Freezer - ENERGY STAR |  | 10.5614 | 6.5377 | 13.6058 | 0 |  | 0 | 0 | 0 | 0 | 0 | 0 | 0 | -0.057481 |  | 0 | 0 | 0 | Appliance | Freezer | Freezers | ResFRZR | 0.01333% | 32.83% | 0% | 0.099833 |  | 99.86% | 15.3% | 100% | 6.8% | 0.2% | 3.6145 | 0.20725 | 0.38218 | 16.9444 | 0 | -0.32565 | 0 | 22.8776 | 0 |  | 0.18556 | 0 | 0.18556 | 11. $0.175 to $0.200 | 0 | 0 | 01. ($9,999.00) to $0.22 | 1 | 577.2124 | 1151.3503 | 1722.4343 | 2290.4849 | 2855.5223 | 3365.7852 | 3718.4142 | 4069.1775 | 4315.3411 | 4508.9646 | 4650.4594 | 4791.2035 | 4880.3645 | 4918.345 | 5006.6891 | 5044.1215 | 5031.0376 | 5018.0097 | 5005.0374 | 4992.1202 | 4979.2578 | 4966.4497 | 4953.6956 | 4940.9951 | 6096.1722 | 12159.8731 | 18191.3207 | 24190.731 | 30158.3178 | 35547.4095 | 39271.6661 | 42976.2179 | 45576.0502 | 47620.9858 | 49115.3691 | 50601.8238 | 51543.4896 | 51944.6168 | 52877.6543 | 53272.9926 | 53134.8086 | 52997.2157 | 52860.2097 | 52723.7862 | 52587.941 | 52452.67 | 52317.969 | 52183.8339 | 341164.1214 | 6096.1722 | 18256.0453 | 36447.3661 | 60638.0971 | 90796.4149 | 126343.8244 | 165615.4905 | 208591.7084 | 254167.7586 | 301788.7444 | 341164.1214 | 341164.1214 | 341164.1214 | 341164.1214 | 341164.1214 | 341164.1214 | 341164.1214 | 341164.1214 | 341164.1214 | 341164.1214 | 341164.1214 | 341164.1214 | 341164.1214 | 341164.1214 | 0 | 0 | 0 | 0 | 0 | 0 | 0 | 0 | 0 | 0 | 0 | 0 | 0 | 0 | 0 | 0 | 0 | 0 | 0 | 0 | 0 | 0 | 0 | 0 | 0 | 0 | 0 | 0 | 0 | 0 | 0 | 0 | 0 | 0 | 0 | 0 | 0 | 0 | 0 | 0 | 0 | 0 | 0 | 0 | 0 | 0 | 0 | 0 | 0 | 0 | 0 | 0 | 0 | 0 | 0 | 0 | 0 | 0 | 0 | 0 | 0 | 0.81266 | 2.4337 | 4.8587 | 8.0835 | 12.1038 | 16.8425 | 22.0777 | 27.8067 | 33.8823 | 40.2305 | 45.4795 | 45.4795 | 45.4795 | 45.4795 | 45.4795 | 45.4795 | 45.4795 | 45.4795 | 45.4795 | 45.4795 | 45.4795 | 45.4795 | 45.4795 | 45.4795 | 13205.2295 | 26340.1212 | 39405.1474 | 52400.776 | 65327.47 | 77001.0561 | 85068.3584 | 93092.9768 | 98724.6063 | 103154.2456 | 85293.0117 | 0 | 0 | 0 | 0 | 0 | 0 | 0 | 0 | 0 | 0 | 0 | 0 | 0 | 739012.9989 | 0 | 0 | 0 | 0 | 0 | 0 | 0 | 0 | 0 | 0 | 0 | 0 | 0 | 0 | 0 | 0 | 0 | 0 | 0 | 0 | 0.01346% | 0.82077 | 2.4579 | 4.9072 | 8.1642 | 12.2246 | 17.0106 | 22.2981 | 28.0843 | 34.2205 | 40.6321 | 45.9335 | 45.9335 | 45.9335 | 45.9335 | 45.9335 | 45.9335 | 45.9335 | 45.9335 | 45.9335 | 45.9335 | 45.9335 | 45.9335 | 45.9335 | 45.9335
No | ResFreezers_v5_1 | M_Input | RTF Workbook "ResRefrigeratorsAndFreezers_v5_1" | 2020 | NR | 2022 | 2045 | PSE | Residential | All Residential | Electric | Per Freezer - Upright |  |  | Standard Size Freezer - Upright - ESME |  | 48.716 | 21.7347 | 0 | 0 |  | 0 | 0 | 0 | 0 | 0 | 0 | 0 | -0.26604 |  | 0 | 0 | 0 | Appliance | Freezer | Freezers | ResFRZR | 0.01333% | 32.83% | 0% | 0.41157 |  | 99.86% | 4.601% | 100% | 6.8% | 0.2% | 46.9202 | 0.95596 | 4.7876 | 0 | 0 | -4.1543 | 0 | 42.7517 | 0 |  | 0.075176 | 0 | 0.075176 | 05. $0.070 to $0.077 | 1 | 0 | 01. ($9,999.00) to $0.22 | 1 | 715.7867 | 1427.7607 | 2135.9477 | 2840.3731 | 3541.0618 | 4173.8261 | 4611.1125 | 5046.0853 | 5351.3466 | 5591.4542 | 5766.9184 | 5941.4516 | 6052.018 | 6099.1167 | 6208.67 | 6255.0889 | 6238.8639 | 6222.7084 | 6206.6217 | 6190.6034 | 6174.6531 | 6158.7701 | 6142.9541 | 6127.2045 | 34870.2371 | 69554.7373 | 104054.7482 | 138371.5049 | 172506.2304 | 203331.9512 | 224634.7799 | 245824.8961 | 260695.9934 | 272393.0694 | 280940.9741 | 289443.5268 | 294829.8758 | 297124.3323 | 302461.327 | 304722.6703 | 303932.2549 | 303145.2207 | 302361.5431 | 301581.1978 | 300804.1605 | 300030.4073 | 299259.9146 | 298492.6588 | 6487646.5632 | 34870.2371 | 104424.9744 | 208479.7226 | 346851.2275 | 519357.4579 | 722689.4091 | 947324.1891 | 1193149.0852 | 1453845.0786 | 1726238.148 | 2007179.122 | 2296622.6489 | 2591452.5247 | 2888576.857 | 3191038.184 | 3495760.8543 | 3799693.1092 | 4102838.3299 | 4405199.8731 | 4706781.0709 | 5007585.2313 | 5307615.6387 | 5606875.5532 | 5905368.212 | 0 | 0 | 0 | 0 | 0 | 0 | 0 | 0 | 0 | 0 | 0 | 0 | 0 | 0 | 0 | 0 | 0 | 0 | 0 | 0 | 0 | 0 | 0 | 0 | 0 | 0 | 0 | 0 | 0 | 0 | 0 | 0 | 0 | 0 | 0 | 0 | 0 | 0 | 0 | 0 | 0 | 0 | 0 | 0 | 0 | 0 | 0 | 0 | 0 | 0 | 0 | 0 | 0 | 0 | 0 | 0 | 0 | 0 | 0 | 0 | 0 | 4.6484 | 13.9206 | 27.7917 | 46.2376 | 69.2338 | 96.3394 | 126.2847 | 159.0548 | 193.8073 | 230.1191 | 267.5705 | 306.1552 | 345.458 | 385.0667 | 425.3868 | 466.0084 | 506.5246 | 546.9359 | 587.2427 | 627.4455 | 667.5447 | 707.5408 | 747.4342 | 787.2252 | 30601.1138 | 61039.2301 | 91315.444 | 121430.8394 | 151386.4893 | 178438.2523 | 197133 | 215728.8344 | 228779.2802 | 239044.2965 | 246545.691 | 254007.2859 | 258734.1904 | 260747.7391 | 265431.3316 | 267415.8213 | 266722.1755 | 266031.4971 | 265343.7642 | 264658.9557 | 263977.0501 | 263298.0267 | 262621.8645 | 261948.543 | 5182380.7162 | 0 | 0 | 0 | 0 | 0 | 0 | 0 | 0 | 0 | 0 | 0 | 0 | 0 | 0 | 0 | 0 | 0 | 0 | 0 | 0 | 0.01346% | 4.6948 | 14.0595 | 28.0692 | 46.6992 | 69.925 | 97.3011 | 127.5454 | 160.6427 | 195.7422 | 232.4165 | 270.2417 | 309.2117 | 348.9069 | 388.911 | 429.6336 | 470.6608 | 511.5815 | 552.3962 | 593.1054 | 633.7096 | 674.2091 | 714.6045 | 754.8961 | 795.0845
No | ResFreezers_v5_1 | M_Input | RTF Workbook "ResRefrigeratorsAndFreezers_v5_1" | 2020 | NR | 2022 | 2045 | PSE | Residential | All Residential | Electric | Per Freezer - Chest |  |  | Standard Size Freezer - Chest - ESME |  | 27.6384 | 21.7347 | 0 | 0 |  | 0 | 0 | 0 | 0 | 0 | 0 | 0 | -0.15093 |  | 0 | 0 | 0 | Appliance | Freezer | Freezers | ResFRZR | 0.01333% | 32.83% | 0% | 0.56766 |  | 99.86% | 4.601% | 100% | 6.8% | 0.2% | 26.6196 | 0.54235 | 2.7162 | 0 | 0 | -2.3569 | 0 | 24.2547 | 0 |  | 0.075176 | 0 | 0.075176 | 05. $0.070 to $0.077 | 1 | 0 | 01. ($9,999.00) to $0.22 | 1 | 987.2386 | 1969.2187 | 2945.9756 | 3917.5442 | 4883.9592 | 5756.6904 | 6359.8114 | 6959.7414 | 7380.7687 | 7711.9338 | 7953.9403 | 8194.6627 | 8347.1599 | 8412.12 | 8563.2199 | 8627.2425 | 8604.8645 | 8582.5821 | 8560.3948 | 8538.3018 | 8516.3025 | 8494.3962 | 8472.5822 | 8450.8598 | 27285.7117 | 54426.0855 | 81422.0978 | 108274.7151 | 134984.8942 | 159105.8008 | 175775.1122 | 192356.2268 | 203992.7544 | 213145.6329 | 219834.3073 | 226487.4941 | 230702.2738 | 232497.6696 | 236673.8298 | 238443.3149 | 237824.8205 | 237208.9718 | 236595.7497 | 235985.135 | 235377.1089 | 234771.6526 | 234168.7475 | 233568.3753 | 5076537.1366 | 27285.7117 | 81711.7972 | 163133.8951 | 271408.6102 | 406393.5044 | 565499.3052 | 741274.4174 | 933630.6442 | 1137623.3986 | 1350769.0315 | 1570603.3388 | 1797090.8329 | 2027793.1067 | 2260290.7763 | 2496964.6061 | 2735407.921 | 2973232.7414 | 3210441.7133 | 3447037.463 | 3683022.598 | 3918399.7069 | 4153171.3594 | 4387340.1069 | 4620908.4822 | 0 | 0 | 0 | 0 | 0 | 0 | 0 | 0 | 0 | 0 | 0 | 0 | 0 | 0 | 0 | 0 | 0 | 0 | 0 | 0 | 0 | 0 | 0 | 0 | 0 | 0 | 0 | 0 | 0 | 0 | 0 | 0 | 0 | 0 | 0 | 0 | 0 | 0 | 0 | 0 | 0 | 0 | 0 | 0 | 0 | 0 | 0 | 0 | 0 | 0 | 0 | 0 | 0 | 0 | 0 | 0 | 0 | 0 | 0 | 0 | 0 | 3.6374 | 10.8927 | 21.7468 | 36.1806 | 54.175 | 75.3849 | 98.8169 | 124.4592 | 151.6528 | 180.0666 | 209.372 | 239.5643 | 270.3184 | 301.3119 | 332.8621 | 364.6482 | 396.3519 | 427.9734 | 459.5132 | 490.9716 | 522.349 | 553.6456 | 584.8619 | 615.9981 | 23945.1531 | 47762.762 | 71453.6833 | 95018.7652 | 118458.8475 | 139626.659 | 154255.1657 | 168806.2734 | 179018.1541 | 187050.4561 | 192920.2437 | 198758.8885 | 202457.6575 | 204033.245 | 207698.1227 | 209250.9718 | 208708.1989 | 208167.7479 | 207629.6019 | 207093.7441 | 206560.1579 | 206028.8269 | 205499.7348 | 204972.8655 | 4055175.9264 | 0 | 0 | 0 | 0 | 0 | 0 | 0 | 0 | 0 | 0 | 0 | 0 | 0 | 0 | 0 | 0 | 0 | 0 | 0 | 0 | 0.01346% | 3.6737 | 11.0015 | 21.964 | 36.5418 | 54.7158 | 76.1375 | 99.8034 | 125.7018 | 153.1669 | 181.8643 | 211.4622 | 241.956 | 273.0171 | 304.3201 | 336.1853 | 368.2887 | 400.3088 | 432.2461 | 464.1008 | 495.8732 | 527.5638 | 559.1729 | 590.7008 | 622.1479
No | ResFreezers_v5_1 | M_Input | RTF Workbook "ResRefrigeratorsAndFreezers_v5_1" | 2020 | NR | 2022 | 2045 | PSE | Residential | All Residential | Electric | Per Freezer - Compact |  |  | Compact Standard Size Freezer - ESME |  | 22.1446 | 6.5377 | 0 | 0 |  | 0 | 0 | 0 | 0 | 0 | 0 | 0 | -0.12052 |  | 0 | 0 | 0 | Appliance | Freezer | Freezers | ResFRZR | 0.01333% | 32.83% | 0% | 0.099833 |  | 99.86% | 15.3% | 100% | 6.8% | 0.2% | 7.5788 | 0.43455 | 0.80133 | 0 | 0 | -0.68281 | 0 | 6.7349 | 0 |  | 0.026053 | 0 | 0.026053 | 01. ($9,999.000) to $0.028 | 1 | 0 | 01. ($9,999.00) to $0.22 | 1 | 577.2124 | 1151.3503 | 1722.4343 | 2290.4849 | 2855.5223 | 3365.7852 | 3718.4142 | 4069.1775 | 4315.3411 | 4508.9646 | 4650.4594 | 4791.2035 | 4880.3645 | 4918.345 | 5006.6891 | 5044.1215 | 5031.0376 | 5018.0097 | 5005.0374 | 4992.1202 | 4979.2578 | 4966.4497 | 4953.6956 | 4940.9951 | 12782.1299 | 25496.1755 | 38142.5942 | 50721.8388 | 63234.3575 | 74533.9184 | 82342.7417 | 90110.2489 | 95561.4392 | 99849.1515 | 102982.4949 | 106099.2139 | 108073.6488 | 108914.7111 | 110871.0545 | 111699.9787 | 111410.2419 | 111121.7445 | 110834.4775 | 110548.4319 | 110263.599 | 109979.9699 | 109697.536 | 109416.2886 | 715334.7925 | 12782.1299 | 38278.3053 | 76420.8995 | 127142.7383 | 190377.0958 | 264911.0142 | 347253.7559 | 437364.0048 | 532925.444 | 632774.5954 | 715334.7925 | 715334.7925 | 715334.7925 | 715334.7925 | 715334.7925 | 715334.7925 | 715334.7925 | 715334.7925 | 715334.7925 | 715334.7925 | 715334.7925 | 715334.7925 | 715334.7925 | 715334.7925 | 0 | 0 | 0 | 0 | 0 | 0 | 0 | 0 | 0 | 0 | 0 | 0 | 0 | 0 | 0 | 0 | 0 | 0 | 0 | 0 | 0 | 0 | 0 | 0 | 0 | 0 | 0 | 0 | 0 | 0 | 0 | 0 | 0 | 0 | 0 | 0 | 0 | 0 | 0 | 0 | 0 | 0 | 0 | 0 | 0 | 0 | 0 | 0 | 0 | 0 | 0 | 0 | 0 | 0 | 0 | 0 | 0 | 0 | 0 | 0 | 0 | 1.7039 | 5.1028 | 10.1874 | 16.949 | 25.3785 | 35.3144 | 46.2913 | 58.3036 | 71.0425 | 84.3531 | 95.3589 | 95.3589 | 95.3589 | 95.3589 | 95.3589 | 95.3589 | 95.3589 | 95.3589 | 95.3589 | 95.3589 | 95.3589 | 95.3589 | 95.3589 | 95.3589 | 3887.4486 | 7754.1906 | 11600.3651 | 15426.1099 | 19231.5612 | 22668.1138 | 25043.0232 | 27405.3669 | 29063.2457 | 30367.2741 | 25109.1582 | 0 | 0 | 0 | 0 | 0 | 0 | 0 | 0 | 0 | 0 | 0 | 0 | 0 | 217555.8573 | 0 | 0 | 0 | 0 | 0 | 0 | 0 | 0 | 0 | 0 | 0 | 0 | 0 | 0 | 0 | 0 | 0 | 0 | 0 | 0 | 0.01346% | 1.721 | 5.1537 | 10.2891 | 17.1182 | 25.6319 | 35.667 | 46.7534 | 58.8856 | 71.7518 | 85.1952 | 96.3109 | 96.3109 | 96.3109 | 96.3109 | 96.3109 | 96.3109 | 96.3109 | 96.3109 | 96.3109 | 96.3109 | 96.3109 | 96.3109 | 96.3109 | 96.3109
No | ResFridgeFreezeDecommissioning_PSE | M_Input | PSE Business Case: Freezer | 2020 | Retro | 2022 | 2045 | PSE | Residential | All Residential | Electric | Per Decommissioned Residential Freezer (Any Vintage) | Per Decommissioned Residential Freezer (Any Vintage) | 120 | Freezer - Decommissioned - 1992 or Older - Res |  | 334 | 6 | 120 | 0 |  | 15.4 | 0 | 0 | 0 | 0 | 0 | 0 | 0 |  | 0 | 0 | 0 | Appliance | Freezer | Freezer Decommissioning | ResFRZR | 0.01333% | 32.83% | 0% | 1 |  | 23.51% | 16.67% | 85% | 6.8% | 0.2% | 99.1319 | 6.5541 | 10.5686 | 292.0746 | 0 | 0 | 0 | 119.1796 | 0 |  | 0.030567 | 0 | 0.030567 | 02. $0.028 to $0.055 | 1 | 0 | 01. ($9,999.00) to $0.22 | 1 | 6876.3354 | 6858.0219 | 6839.7904 | 6821.6404 | 6803.5711 | 6785.582 | 6767.6725 | 6749.842 | 6732.0899 | 6714.4155 | 0 | 0 | 0 | 0 | 0 | 0 | 0 | 0 | 0 | 0 | 0 | 0 | 0 | 0 | 2296696.0075 | 2290579.3102 | 2284490.006 | 2278427.8883 | 2272392.7527 | 2266384.3967 | 2260402.6196 | 2254447.2229 | 2248518.01 | 2242614.7861 | 0 | 0 | 0 | 0 | 0 | 0 | 0 | 0 | 0 | 0 | 0 | 0 | 0 | 0 | 22694953.0001 | 2296696.0075 | 4587275.3178 | 6871765.3238 | 9150193.2121 | 11422585.9649 | 13688970.3615 | 15949372.9811 | 18203820.204 | 20452338.214 | 22694953.0001 | 22694953.0001 | 22694953.0001 | 22694953.0001 | 22694953.0001 | 22694953.0001 | 22694953.0001 | 22694953.0001 | 22694953.0001 | 22694953.0001 | 22694953.0001 | 22694953.0001 | 22694953.0001 | 22694953.0001 | 22694953.0001 | 0 | 0 | 0 | 0 | 0 | 0 | 0 | 0 | 0 | 0 | 0 | 0 | 0 | 0 | 0 | 0 | 0 | 0 | 0 | 0 | 0 | 0 | 0 | 0 | 0 | 0 | 0 | 0 | 0 | 0 | 0 | 0 | 0 | 0 | 0 | 0 | 0 | 0 | 0 | 0 | 0 | 0 | 0 | 0 | 0 | 0 | 0 | 0 | 0 | 0 | 0 | 0 | 0 | 0 | 0 | 0 | 0 | 0 | 0 | 0 | 0 | 306.165 | 611.5146 | 916.0525 | 1219.7822 | 1522.7074 | 1824.8317 | 2126.1585 | 2426.6915 | 2726.434 | 3025.3896 | 3025.3896 | 3025.3896 | 3025.3896 | 3025.3896 | 3025.3896 | 3025.3896 | 3025.3896 | 3025.3896 | 3025.3896 | 3025.3896 | 3025.3896 | 3025.3896 | 3025.3896 | 3025.3896 | 819518.9603 | 817336.3687 | 815163.5516 | 813000.4354 | 810846.9471 | 808703.0143 | 806568.5657 | 804443.5302 | 802327.8378 | 800221.4188 | 0 | 0 | 0 | 0 | 0 | 0 | 0 | 0 | 0 | 0 | 0 | 0 | 0 | 0 | 8098130.6298 | 0 | 0 | 0 | 0 | 0 | 0 | 0 | 0 | 0 | 0 | 0 | 0 | 0 | 0 | 0 | 0 | 0 | 0 | 0 | 0 | 0.01346% | 309.2216 | 617.6196 | 925.1978 | 1231.9598 | 1537.9093 | 1843.0498 | 2147.3849 | 2450.9182 | 2753.6532 | 3055.5934 | 3055.5934 | 3055.5934 | 3055.5934 | 3055.5934 | 3055.5934 | 3055.5934 | 3055.5934 | 3055.5934 | 3055.5934 | 3055.5934 | 3055.5934 | 3055.5934 | 3055.5934 | 3055.5934
No | ResFridgeFreezeDecommissioning_PSE | M_Input | PSE Business Case: Refrigerator | 2020 | Retro | 2022 | 2045 | PSE | Residential | All Residential | Electric | Per Decommissioned Residential Refrigerator (Any Vintage) | Per Decommissioned Residential Refrigerator (Any Vintage) | 120 | Refrigerator - Decommissioned - 1992 or Older - Res |  | 411 | 5 | 120 | 0 |  | 16.58 | 0 | 0 | 0 | 0 | 0 | 0 | 0 |  | 0 | 0 | 0 | Appliance | Refrigerator Secondary | Refrigerator Decommissioning | ResFRIG | 0.01162% | 42.88% | 0% | 1 |  | 4.188% | 20% | 85% | 6.8% | 0.2% | 103.0014 | 7.0327 | 11.0034 | 341.6269 | 0 | 0 | 0 | 154.0438 | 0 |  | 0.032107 | 0 | 0.032107 | 02. $0.028 to $0.055 | 1 | 0 | 01. ($9,999.00) to $0.22 | 1 | 1600.0738 | 1595.8124 | 1591.5701 | 1587.3467 | 1583.1421 | 1578.9562 | 1574.7888 | 1570.6397 | 1566.5089 | 1562.3962 | 0 | 0 | 0 | 0 | 0 | 0 | 0 | 0 | 0 | 0 | 0 | 0 | 0 | 0 | 657630.3398 | 655878.8996 | 654135.303 | 652399.491 | 650671.405 | 648950.9869 | 647238.1795 | 645532.9257 | 643835.1693 | 642144.8545 | 0 | 0 | 0 | 0 | 0 | 0 | 0 | 0 | 0 | 0 | 0 | 0 | 0 | 0 | 6498417.5543 | 657630.3398 | 1313509.2393 | 1967644.5423 | 2620044.0333 | 3270715.4383 | 3919666.4253 | 4566904.6047 | 5212437.5304 | 5856272.6997 | 6498417.5543 | 6498417.5543 | 6498417.5543 | 6498417.5543 | 6498417.5543 | 6498417.5543 | 6498417.5543 | 6498417.5543 | 6498417.5543 | 6498417.5543 | 6498417.5543 | 6498417.5543 | 6498417.5543 | 6498417.5543 | 6498417.5543 | 0 | 0 | 0 | 0 | 0 | 0 | 0 | 0 | 0 | 0 | 0 | 0 | 0 | 0 | 0 | 0 | 0 | 0 | 0 | 0 | 0 | 0 | 0 | 0 | 0 | 0 | 0 | 0 | 0 | 0 | 0 | 0 | 0 | 0 | 0 | 0 | 0 | 0 | 0 | 0 | 0 | 0 | 0 | 0 | 0 | 0 | 0 | 0 | 0 | 0 | 0 | 0 | 0 | 0 | 0 | 0 | 0 | 0 | 0 | 0 | 0 | 76.4447 | 152.6857 | 228.7241 | 304.5607 | 380.1965 | 455.6322 | 530.8689 | 605.9073 | 680.7484 | 755.3929 | 755.3929 | 755.3929 | 755.3929 | 755.3929 | 755.3929 | 755.3929 | 755.3929 | 755.3929 | 755.3929 | 755.3929 | 755.3929 | 755.3929 | 755.3929 | 755.3929 | 246481.4858 | 245825.0416 | 245171.5373 | 244520.9506 | 243873.2597 | 243228.4428 | 242586.4783 | 241947.3449 | 241311.0216 | 240677.4874 | 0 | 0 | 0 | 0 | 0 | 0 | 0 | 0 | 0 | 0 | 0 | 0 | 0 | 0 | 2435623.05 | 0 | 0 | 0 | 0 | 0 | 0 | 0 | 0 | 0 | 0 | 0 | 0 | 0 | 0 | 0 | 0 | 0 | 0 | 0 | 0 | 0.01196% | 78.6477 | 157.0859 | 235.3155 | 313.3376 | 391.1531 | 468.7627 | 546.1676 | 623.3685 | 700.3663 | 777.162 | 777.162 | 777.162 | 777.162 | 777.162 | 777.162 | 777.162 | 777.162 | 777.162 | 777.162 | 777.162 | 777.162 | 777.162 | 777.162 | 777.162
Yes | ResFurnaces_PSE | M_Input | PSE Business Case "QC_APPROVED_Measure Case_Furnace_2020" | 2020 | NR | 2022 | 2041 | PSE | Residential | Multifamily LI | Gas | Per Gas Furnace - LIW | Per Gas Furnace - LIW | 4290 | LIW: Furnace - Replacement - Gas - 95pc - MF - TG |  | 0 | 20 | 4290 | 0 |  | 0 | 0 | 0 | 0 | 0 | 0 | 0 | 110 |  | 0 | 0 | 0 | Heating | Gas Furnace Heat | Furnace | ResSpHtFAFZ1 | 0.02951% | 0% | 36.79% | 1 |  | 100% | 5% | 85% | 6.8% | 0.2% | 1665.6231 | 26.9076 | 169.2531 | 0 | 4290 | 0 | 0 | 0 | 3301.2262 |  | 0 | 2.789 | 0 | 01. ($9,999.000) to $0.028 | 1 | 2.789 | 12. $1.50 to $999.00 | 0 | 0 | 0 | 0 | 0 | 0 | 0 | 0 | 0 | 0 | 0 | 0 | 0 | 0 | 0 | 0 | 0 | 0 | 0 | 0 | 0 | 0 | 0 | 0 | 0 | 0 | 0 | 0 | 0 | 0 | 0 | 0 | 0 | 0 | 0 | 0 | 0 | 0 | 0 | 0 | 0 | 0 | 0 | 0 | 0 | 0 | 0 | 0 | 0 | 0 | 0 | 0 | 0 | 0 | 0 | 0 | 0 | 0 | 0 | 0 | 0 | 0 | 0 | 0 | 0 | 0 | 0 | 0 | 0 | 0 | 0 | 0 | 0 | 0 | 17.3665 | 29.6761 | 37.0849 | 43.5677 | 48.3954 | 52.3667 | 56.2477 | 58.5753 | 60.8468 | 63.063 | 63.807 | 64.5279 | 65.2261 | 65.2155 | 65.1977 | 65.1728 | 65.141 | 64.4448 | 64.4067 | 64.362 | 1910.3113 | 3264.3655 | 4079.3423 | 4792.4488 | 5323.4886 | 5760.3399 | 6187.246 | 6443.2874 | 6693.1495 | 6936.9351 | 7018.7729 | 7098.0692 | 7174.8691 | 7173.704 | 7171.7444 | 7169.0073 | 7165.5097 | 7088.932 | 7084.7357 | 7079.8194 | 141596.3878 | 1910.3113 | 5174.6768 | 9254.0191 | 14046.4679 | 19369.9565 | 25130.2964 | 31317.5424 | 37760.8298 | 44453.9793 | 51390.9144 | 58409.6873 | 65507.7566 | 72682.6256 | 79856.3296 | 87028.074 | 94197.0814 | 101362.5911 | 108451.5231 | 115536.2588 | 122616.0781 | 0 | 0 | 0 | 0 | 0 | 0 | 0 | 0 | 0 | 0 | 0 | 0 | 0 | 0 | 0 | 0 | 0 | 0 | 0 | 0 | 0 | 0 | 0 | 0 | 0 | 0 | 0 | 0 | 0 | 0 | 0 | 0 | 0 | 0 | 0 | 0 | 0 | 0 | 0 | 0 | 0 | 0 | 0 | 0 | 0 | 0 | 0 | 0 | 0 | 57330.6345 | 97967.3556 | 122425.7429 | 143826.8896 | 159764.0012 | 172874.4122 | 185686.3548 | 193370.4497 | 200869.0974 | 208185.3841 | 210641.4304 | 213021.204 | 215326.0547 | 215291.0901 | 215232.28 | 215150.1382 | 215045.1701 | 212746.9852 | 212621.0484 | 212473.5052 | 0.001473% | 0 | 0 | 0 | 0 | 0 | 0 | 0 | 0 | 0 | 0 | 0 | 0 | 0 | 0 | 0 | 0 | 0 | 0 | 0 | 0 | 0 | 0 | 0 | 0
Yes | ResFurnaces_PSE | M_Input | PSE Business Case "QC_APPROVED_Measure Case_Furnace_2020" | 2020 | NR | 2022 | 2041 | PSE | Residential | Single Family LI | Gas | Per Gas Furnace - LIW | Per Gas Furnace - LIW | 4290 | LIW: Furnace - Replacement - Gas - 95pc - SF - TG |  | 0 | 20 | 4290 | 0 |  | 0 | 0 | 0 | 0 | 0 | 0 | 0 | 110 |  | 0 | 0 | 0 | Heating | Gas Furnace Heat | Furnace | ResSpHtFAFZ1 | 0.02951% | 0% | 75.58% | 1 |  | 76.75% | 5% | 85% | 6.8% | 0.2% | 1665.6231 | 26.9076 | 169.2531 | 0 | 4290 | 0 | 0 | 0 | 3301.2262 |  | 0 | 2.789 | 0 | 01. ($9,999.000) to $0.028 | 1 | 2.789 | 12. $1.50 to $999.00 | 0 | 0 | 0 | 0 | 0 | 0 | 0 | 0 | 0 | 0 | 0 | 0 | 0 | 0 | 0 | 0 | 0 | 0 | 0 | 0 | 0 | 0 | 0 | 0 | 0 | 0 | 0 | 0 | 0 | 0 | 0 | 0 | 0 | 0 | 0 | 0 | 0 | 0 | 0 | 0 | 0 | 0 | 0 | 0 | 0 | 0 | 0 | 0 | 0 | 0 | 0 | 0 | 0 | 0 | 0 | 0 | 0 | 0 | 0 | 0 | 0 | 0 | 0 | 0 | 0 | 0 | 0 | 0 | 0 | 0 | 0 | 0 | 0 | 0 | 362.3593 | 624.472 | 787.0155 | 932.4586 | 1044.5936 | 1139.9298 | 1234.8276 | 1296.8669 | 1358.618 | 1420.082 | 1449.0586 | 1477.8962 | 1506.5954 | 1519.1654 | 1531.6705 | 1544.1111 | 1556.4872 | 1552.9527 | 1565.2367 | 1577.4569 | 39859.5183 | 68691.917 | 86571.7013 | 102570.4463 | 114905.2941 | 125392.2743 | 135831.034 | 142655.3542 | 149447.9804 | 156209.0213 | 159396.4422 | 162568.5815 | 165725.4922 | 167108.1934 | 168483.7603 | 169852.2182 | 171213.5922 | 170824.7973 | 172176.0372 | 173520.2594 | 3470405.1886 | 39859.5183 | 108551.4353 | 195123.1366 | 297693.5829 | 412598.877 | 537991.1513 | 673822.1853 | 816477.5395 | 965925.5199 | 1122134.5411 | 1281530.9833 | 1444099.5649 | 1609825.0571 | 1776933.2505 | 1945417.0108 | 2115269.229 | 2286482.8212 | 2457307.6186 | 2629483.6558 | 2803003.9152 | 0 | 0 | 0 | 0 | 0 | 0 | 0 | 0 | 0 | 0 | 0 | 0 | 0 | 0 | 0 | 0 | 0 | 0 | 0 | 0 | 0 | 0 | 0 | 0 | 0 | 0 | 0 | 0 | 0 | 0 | 0 | 0 | 0 | 0 | 0 | 0 | 0 | 0 | 0 | 0 | 0 | 0 | 0 | 0 | 0 | 0 | 0 | 0 | 0 | 1196229.8894 | 2061523.2651 | 2598116.1111 | 3078256.8121 | 3448439.7493 | 3763166.0619 | 4076445.22 | 4281250.9006 | 4485105.4078 | 4688012.0053 | 4783670.1656 | 4878869.7072 | 4973612.2195 | 5015108.6699 | 5056391.0115 | 5097460.0028 | 5138316.3998 | 5126648.2194 | 5167200.4796 | 5207542.13 | 0.001473% | 0 | 0 | 0 | 0 | 0 | 0 | 0 | 0 | 0 | 0 | 0 | 0 | 0 | 0 | 0 | 0 | 0 | 0 | 0 | 0 | 0 | 0 | 0 | 0
No | ResFurnaces_PSE | M_Input | PSE Business Case "QC_APPROVED_Measure Case_Furnace_2020" | 2020 | NR | 2022 | 2041 | PSE | Residential | All Residential | Gas | Per Gas Furnace | Per Gas Furnace | 350 | Furnace - 95pc - GH - Res |  | 0 | 20 | 603 | 0 |  | 0 | 0 | 0 | 0 | 0 | 0 | 0 | 110 |  | 0 | 0 | 0 | Heating | Gas Furnace Heat | Furnace | ResSpHtFAFZ1 | 0.02951% | 0% | 72.63% | 1 |  | 69.44% | 5% | 85% | 6.8% | 0.2% | 1665.6231 | 26.9076 | 169.2531 | 0 | 603 | 0 | 0 | 0 | 527.4394 |  | 0 | 0.44559 | 0 | 01. ($9,999.000) to $0.028 | 1 | 0.44559 | 03. $0.30 to $0.45 | 1 | 0 | 0 | 0 | 0 | 0 | 0 | 0 | 0 | 0 | 0 | 0 | 0 | 0 | 0 | 0 | 0 | 0 | 0 | 0 | 0 | 0 | 0 | 0 | 0 | 0 | 0 | 0 | 0 | 0 | 0 | 0 | 0 | 0 | 0 | 0 | 0 | 0 | 0 | 0 | 0 | 0 | 0 | 0 | 0 | 0 | 0 | 0 | 0 | 0 | 0 | 0 | 0 | 0 | 0 | 0 | 0 | 0 | 0 | 0 | 0 | 0 | 0 | 0 | 0 | 0 | 0 | 0 | 0 | 0 | 0 | 0 | 0 | 0 | 3770.5488 | 6497.6732 | 8188.5705 | 9701.4018 | 10867.5736 | 11858.8844 | 12845.5516 | 13490.3344 | 14132.0697 | 14770.7688 | 15071.5206 | 15370.8084 | 15668.6377 | 15798.7119 | 15928.1075 | 16056.8271 | 16184.8732 | 16147.4784 | 16274.566 | 16400.9869 | 414760.3694 | 714744.0552 | 900742.7532 | 1067154.2006 | 1195433.1012 | 1304477.2808 | 1413010.6748 | 1483936.7868 | 1554527.664 | 1624784.5686 | 1657867.2625 | 1690788.9196 | 1723550.1477 | 1737858.3065 | 1752091.8217 | 1766250.9773 | 1780336.056 | 1776222.6191 | 1790202.2576 | 1804108.5569 | 36082171.1374 | 414760.3694 | 1129504.4246 | 2030247.1778 | 3097401.3784 | 4292834.4796 | 5597311.7604 | 7010322.4352 | 8494259.2221 | 10048786.8861 | 11673571.4546 | 13331438.7171 | 15022227.6368 | 16745777.7845 | 18483636.091 | 20235727.9127 | 22001978.8899 | 23782314.946 | 25558537.5651 | 27348739.8227 | 29152848.3796 | 0 | 0 | 0 | 0 | 0 | 0 | 0 | 0 | 0 | 0 | 0 | 0 | 0 | 0 | 0 | 0 | 0 | 0 | 0 | 0 | 0 | 0 | 0 | 0 | 0 | 0 | 0 | 0 | 0 | 0 | 0 | 0 | 0 | 0 | 0 | 0 | 0 | 0 | 0 | 0 | 0 | 0 | 0 | 0 | 0 | 0 | 0 | 0 | 0 | 1988735.8753 | 3427128.6486 | 4318974.4243 | 5116901.2272 | 5731986.1546 | 6254842.4544 | 6775249.5863 | 7115333.4368 | 7453809.8687 | 7790684.934 | 7949313.2534 | 8107169.4167 | 8264256.3381 | 8332862.5764 | 8401110.9057 | 8469002.6878 | 8536539.279 | 8516815.7465 | 8583846.7618 | 8650526.1223 | 0.001473% | 0 | 0 | 0 | 0 | 0 | 0 | 0 | 0 | 0 | 0 | 0 | 0 | 0 | 0 | 0 | 0 | 0 | 0 | 0 | 0 | 0 | 0 | 0 | 0
No | ResFurnaces_PSE | M_Input | PSE Business Case "QC_APPROVED_Measure Case_Furnace_2020" | 2020 | NR | 2022 | 2041 | PSE | Residential | All Residential | Gas | Per Gas Furnace - MI | Per Gas Furnace - MI | 600 | Furnace - 95pc - GH - Res - MI |  | 0 | 20 | 603 | 0 |  | 0 | 0 | 0 | 0 | 0 | 0 | 0 | 110 |  | 0 | 0 | 0 | Heating | Gas Furnace Heat | Furnace | ResSpHtFAFZ1 | 0.02951% | 0% | 72.63% | 1 |  | 0% | 5% | 85% | 6.8% | 0.2% | 1665.6231 | 26.9076 | 169.2531 | 0 | 603 | 0 | 0 | 0 | 527.4394 |  | 0 | 0.44559 | 0 | 01. ($9,999.000) to $0.028 | 1 | 0.44559 | 03. $0.30 to $0.45 | 1 | 0 | 0 | 0 | 0 | 0 | 0 | 0 | 0 | 0 | 0 | 0 | 0 | 0 | 0 | 0 | 0 | 0 | 0 | 0 | 0 | 0 | 0 | 0 | 0 | 0 | 0 | 0 | 0 | 0 | 0 | 0 | 0 | 0 | 0 | 0 | 0 | 0 | 0 | 0 | 0 | 0 | 0 | 0 | 0 | 0 | 0 | 0 | 0 | 0 | 0 | 0 | 0 | 0 | 0 | 0 | 0 | 0 | 0 | 0 | 0 | 0 | 0 | 0 | 0 | 0 | 0 | 0 | 0 | 0 | 0 | 0 | 0 | 0 | 0 | 0 | 0 | 0 | 0 | 0 | 0 | 0 | 0 | 0 | 0 | 0 | 0 | 0 | 0 | 0 | 0 | 0 | 0 | 0 | 0 | 0 | 0 | 0 | 0 | 0 | 0 | 0 | 0 | 0 | 0 | 0 | 0 | 0 | 0 | 0 | 0 | 0 | 0 | 0 | 0 | 0 | 0 | 0 | 0 | 0 | 0 | 0 | 0 | 0 | 0 | 0 | 0 | 0 | 0 | 0 | 0 | 0 | 0 | 0 | 0 | 0 | 0 | 0 | 0 | 0 | 0 | 0 | 0 | 0 | 0 | 0 | 0 | 0 | 0 | 0 | 0 | 0 | 0 | 0 | 0 | 0 | 0 | 0 | 0 | 0 | 0 | 0 | 0 | 0 | 0 | 0 | 0 | 0 | 0 | 0 | 0 | 0 | 0 | 0 | 0 | 0 | 0 | 0 | 0 | 0 | 0 | 0 | 0 | 0 | 0 | 0 | 0 | 0 | 0 | 0 | 0 | 0 | 0 | 0 | 0 | 0 | 0 | 0 | 0 | 0 | 0 | 0 | 0 | 0 | 0.001473% | 0 | 0 | 0 | 0 | 0 | 0 | 0 | 0 | 0 | 0 | 0 | 0 | 0 | 0 | 0 | 0 | 0 | 0 | 0 | 0 | 0 | 0 | 0 | 0
No | ResGSHP_v2_6 | Measure_InputOutput v2 | RTF Workbook: ResGSHP_v2_6 | 2020 | New | 2022 | 2045 | PSE | Residential | Single Family | Electric | Per Ground Source Heat Pump Upgrade from Air Source Heat Pump - Without Desuperheater - New House less than 4000 square feet - Electric Water Heater |  |  | Ground Source Heat Pump Upgrade from Air Source Heat Pump - Without Desuperheater - New House less than 4000 square feet - Heating Zone 1 - Cooling Zone 1 |  | 1502.9396 | 20 | 4731.2362 | 0 |  | 0 | 0 | 0 | 0 | 0 | 0 | 0 | 0 |  | 0 | 0 | 0 | Heat Pump | Heat Pump | GSHP | ResSpHtHPZ1 | 0.03002% | 9.34% | 0% | 1 |  | 0% | 5% | 85% | 6.8% | 0.2% | 1311.0465 | 66.4237 | 137.747 | 5159.8694 | 0 | 0 | 0 | 5901.946 | 0 |  | 0.3364 | 0 | 0.3364 | 13. $0.225 to $99,999.000 | 0 | 0 | 01. ($9,999.00) to $0.22 | 1 | 0 | 0 | 0 | 0 | 0 | 0 | 0 | 0 | 0 | 0 | 0 | 0 | 0 | 0 | 0 | 0 | 0 | 0 | 0 | 0 | 0 | 0 | 0 | 0 | 0 | 0 | 0 | 0 | 0 | 0 | 0 | 0 | 0 | 0 | 0 | 0 | 0 | 0 | 0 | 0 | 0 | 0 | 0 | 0 | 0 | 0 | 0 | 0 | 0 | 0 | 0 | 0 | 0 | 0 | 0 | 0 | 0 | 0 | 0 | 0 | 0 | 0 | 0 | 0 | 0 | 0 | 0 | 0 | 0 | 0 | 0 | 0 | 0 | 0 | 0 | 0 | 0 | 0 | 0 | 0 | 0 | 0 | 0 | 0 | 0 | 0 | 0 | 0 | 0 | 0 | 0 | 0 | 0 | 0 | 0 | 0 | 0 | 0 | 0 | 0 | 0 | 0 | 0 | 0 | 0 | 0 | 0 | 0 | 0 | 0 | 0 | 0 | 0 | 0 | 0 | 0 | 0 | 0 | 0 | 0 | 0 | 0 | 0 | 0 | 0 | 0 | 0 | 0 | 0 | 0 | 0 | 0 | 0 | 0 | 0 | 0 | 0 | 0 | 0 | 0 | 0 | 0 | 0 | 0 | 0 | 0 | 0 | 0 | 0 | 0 | 0 | 0 | 0 | 0 | 0 | 0 | 0 | 0 | 0 | 0 | 0 | 0 | 0 | 0 | 0 | 0 | 0 | 0 | 0 | 0 | 0 | 0 | 0 | 0 | 0 | 0 | 0 | 0 | 0 | 0 | 0 | 0 | 0 | 0 | 0 | 0 | 0 | 0 | 0 | 0 | 0 | 0 | 0 | 0 | 0 | 0 | 0 | 0 | 0 | 0 | 0 | 0 | 0 | 0.003628% | 0 | 0 | 0 | 0 | 0 | 0 | 0 | 0 | 0 | 0 | 0 | 0 | 0 | 0 | 0 | 0 | 0 | 0 | 0 | 0 | 0 | 0 | 0 | 0
No | ResGSHP_v2_6 | Measure_InputOutput v2 | RTF Workbook: ResGSHP_v2_6 | 2020 | New | 2022 | 2045 | PSE | Residential | Single Family | Electric | Per Ground Source Heat Pump Upgrade from Air Source Heat Pump - Without Desuperheater - New House 4000 square feet or greater - Electric Water Heater |  |  | Ground Source Heat Pump Upgrade from Air Source Heat Pump - Without Desuperheater - New House 4000 square feet or greater - Heating Zone 1 - Cooling Zone 1 |  | 2418.4368 | 20 | 6930.2201 | 0 |  | 0 | 0 | 0 | 0 | 0 | 0 | 0 | 0 |  | 0 | 0 | 0 | Heat Pump | Heat Pump | GSHP | ResSpHtHPZ1 | 0.03002% | 9.34% | 0% | 1 |  | 0% | 5% | 85% | 6.8% | 0.2% | 2109.6545 | 106.8848 | 221.6539 | 7558.0734 | 0 | 0 | 0 | 8615.5787 | 0 |  | 0.30517 | 0 | 0.30517 | 13. $0.225 to $99,999.000 | 0 | 0 | 01. ($9,999.00) to $0.22 | 1 | 0 | 0 | 0 | 0 | 0 | 0 | 0 | 0 | 0 | 0 | 0 | 0 | 0 | 0 | 0 | 0 | 0 | 0 | 0 | 0 | 0 | 0 | 0 | 0 | 0 | 0 | 0 | 0 | 0 | 0 | 0 | 0 | 0 | 0 | 0 | 0 | 0 | 0 | 0 | 0 | 0 | 0 | 0 | 0 | 0 | 0 | 0 | 0 | 0 | 0 | 0 | 0 | 0 | 0 | 0 | 0 | 0 | 0 | 0 | 0 | 0 | 0 | 0 | 0 | 0 | 0 | 0 | 0 | 0 | 0 | 0 | 0 | 0 | 0 | 0 | 0 | 0 | 0 | 0 | 0 | 0 | 0 | 0 | 0 | 0 | 0 | 0 | 0 | 0 | 0 | 0 | 0 | 0 | 0 | 0 | 0 | 0 | 0 | 0 | 0 | 0 | 0 | 0 | 0 | 0 | 0 | 0 | 0 | 0 | 0 | 0 | 0 | 0 | 0 | 0 | 0 | 0 | 0 | 0 | 0 | 0 | 0 | 0 | 0 | 0 | 0 | 0 | 0 | 0 | 0 | 0 | 0 | 0 | 0 | 0 | 0 | 0 | 0 | 0 | 0 | 0 | 0 | 0 | 0 | 0 | 0 | 0 | 0 | 0 | 0 | 0 | 0 | 0 | 0 | 0 | 0 | 0 | 0 | 0 | 0 | 0 | 0 | 0 | 0 | 0 | 0 | 0 | 0 | 0 | 0 | 0 | 0 | 0 | 0 | 0 | 0 | 0 | 0 | 0 | 0 | 0 | 0 | 0 | 0 | 0 | 0 | 0 | 0 | 0 | 0 | 0 | 0 | 0 | 0 | 0 | 0 | 0 | 0 | 0 | 0 | 0 | 0 | 0 | 0.003628% | 0 | 0 | 0 | 0 | 0 | 0 | 0 | 0 | 0 | 0 | 0 | 0 | 0 | 0 | 0 | 0 | 0 | 0 | 0 | 0 | 0 | 0 | 0 | 0
No | ResGSHP_v2_6 | Measure_InputOutput v2 | RTF Workbook: ResGSHP_v2_6 | 2020 | New | 2022 | 2045 | PSE | Residential | Single Family | Electric | Per Ground Source Heat Pump Upgrade from Air Source Heat Pump - With Desuperheater - New House less than 4000 square feet - Electric Water Heater |  |  | Ground Source Heat Pump Upgrade from Air Source Heat Pump - With Desuperheater - New House less than 4000 square feet - Heating Zone 1 - Cooling Zone 1 |  | 2268.726 | 20 | 5982.7525 | 0 |  | 0 | 0 | 0 | 0 | 0 | 0 | 0 | 0 |  | 0 | 0 | 0 | Heat Pump | Heat Pump | GSHP | ResSpHtHPZ1 | 0.03002% | 9.34% | 0% | 1 |  | 0% | 5% | 85% | 6.8% | 0.2% | 1979.0585 | 100.2682 | 207.9327 | 6524.7687 | 0 | 0 | 0 | 7413.1182 | 0 |  | 0.27991 | 0 | 0.27991 | 13. $0.225 to $99,999.000 | 0 | 0 | 01. ($9,999.00) to $0.22 | 1 | 0 | 0 | 0 | 0 | 0 | 0 | 0 | 0 | 0 | 0 | 0 | 0 | 0 | 0 | 0 | 0 | 0 | 0 | 0 | 0 | 0 | 0 | 0 | 0 | 0 | 0 | 0 | 0 | 0 | 0 | 0 | 0 | 0 | 0 | 0 | 0 | 0 | 0 | 0 | 0 | 0 | 0 | 0 | 0 | 0 | 0 | 0 | 0 | 0 | 0 | 0 | 0 | 0 | 0 | 0 | 0 | 0 | 0 | 0 | 0 | 0 | 0 | 0 | 0 | 0 | 0 | 0 | 0 | 0 | 0 | 0 | 0 | 0 | 0 | 0 | 0 | 0 | 0 | 0 | 0 | 0 | 0 | 0 | 0 | 0 | 0 | 0 | 0 | 0 | 0 | 0 | 0 | 0 | 0 | 0 | 0 | 0 | 0 | 0 | 0 | 0 | 0 | 0 | 0 | 0 | 0 | 0 | 0 | 0 | 0 | 0 | 0 | 0 | 0 | 0 | 0 | 0 | 0 | 0 | 0 | 0 | 0 | 0 | 0 | 0 | 0 | 0 | 0 | 0 | 0 | 0 | 0 | 0 | 0 | 0 | 0 | 0 | 0 | 0 | 0 | 0 | 0 | 0 | 0 | 0 | 0 | 0 | 0 | 0 | 0 | 0 | 0 | 0 | 0 | 0 | 0 | 0 | 0 | 0 | 0 | 0 | 0 | 0 | 0 | 0 | 0 | 0 | 0 | 0 | 0 | 0 | 0 | 0 | 0 | 0 | 0 | 0 | 0 | 0 | 0 | 0 | 0 | 0 | 0 | 0 | 0 | 0 | 0 | 0 | 0 | 0 | 0 | 0 | 0 | 0 | 0 | 0 | 0 | 0 | 0 | 0 | 0 | 0 | 0.003628% | 0 | 0 | 0 | 0 | 0 | 0 | 0 | 0 | 0 | 0 | 0 | 0 | 0 | 0 | 0 | 0 | 0 | 0 | 0 | 0 | 0 | 0 | 0 | 0
No | ResGSHP_v2_6 | Measure_InputOutput v2 | RTF Workbook: ResGSHP_v2_6 | 2020 | New | 2022 | 2045 | PSE | Residential | Single Family | Electric | Per Ground Source Heat Pump Upgrade from Air Source Heat Pump - With Desuperheater - New House 4000 square feet or greater - Electric Water Heater |  |  | Ground Source Heat Pump Upgrade from Air Source Heat Pump - With Desuperheater - New House 4000 square feet or greater - Heating Zone 1 - Cooling Zone 1 |  | 3228.7207 | 20 | 8181.7364 | 0 |  | 0 | 0 | 0 | 0 | 0 | 0 | 0 | 0 |  | 0 | 0 | 0 | Heat Pump | Heat Pump | GSHP | ResSpHtHPZ1 | 0.03002% | 9.34% | 0% | 1 |  | 0% | 5% | 85% | 6.8% | 0.2% | 2816.4825 | 142.696 | 295.9179 | 8922.9727 | 0 | 0 | 0 | 10120.7061 | 0 |  | 0.26852 | 0 | 0.26852 | 13. $0.225 to $99,999.000 | 0 | 0 | 01. ($9,999.00) to $0.22 | 1 | 0 | 0 | 0 | 0 | 0 | 0 | 0 | 0 | 0 | 0 | 0 | 0 | 0 | 0 | 0 | 0 | 0 | 0 | 0 | 0 | 0 | 0 | 0 | 0 | 0 | 0 | 0 | 0 | 0 | 0 | 0 | 0 | 0 | 0 | 0 | 0 | 0 | 0 | 0 | 0 | 0 | 0 | 0 | 0 | 0 | 0 | 0 | 0 | 0 | 0 | 0 | 0 | 0 | 0 | 0 | 0 | 0 | 0 | 0 | 0 | 0 | 0 | 0 | 0 | 0 | 0 | 0 | 0 | 0 | 0 | 0 | 0 | 0 | 0 | 0 | 0 | 0 | 0 | 0 | 0 | 0 | 0 | 0 | 0 | 0 | 0 | 0 | 0 | 0 | 0 | 0 | 0 | 0 | 0 | 0 | 0 | 0 | 0 | 0 | 0 | 0 | 0 | 0 | 0 | 0 | 0 | 0 | 0 | 0 | 0 | 0 | 0 | 0 | 0 | 0 | 0 | 0 | 0 | 0 | 0 | 0 | 0 | 0 | 0 | 0 | 0 | 0 | 0 | 0 | 0 | 0 | 0 | 0 | 0 | 0 | 0 | 0 | 0 | 0 | 0 | 0 | 0 | 0 | 0 | 0 | 0 | 0 | 0 | 0 | 0 | 0 | 0 | 0 | 0 | 0 | 0 | 0 | 0 | 0 | 0 | 0 | 0 | 0 | 0 | 0 | 0 | 0 | 0 | 0 | 0 | 0 | 0 | 0 | 0 | 0 | 0 | 0 | 0 | 0 | 0 | 0 | 0 | 0 | 0 | 0 | 0 | 0 | 0 | 0 | 0 | 0 | 0 | 0 | 0 | 0 | 0 | 0 | 0 | 0 | 0 | 0 | 0 | 0 | 0.003628% | 0 | 0 | 0 | 0 | 0 | 0 | 0 | 0 | 0 | 0 | 0 | 0 | 0 | 0 | 0 | 0 | 0 | 0 | 0 | 0 | 0 | 0 | 0 | 0
No | ResGSHP_v2_6 | Measure_InputOutput v2 | RTF Workbook: ResGSHP_v2_6 | 2020 | NR | 2022 | 2045 | PSE | Residential | Single Family | Electric | Per Ground Source Heat Pump Upgrade from Air Source Heat Pump - Without Desuperheater - Existing House less than 4000 square feet - Electric Water Heater |  |  | Ground Source Heat Pump Upgrade from Air Source Heat Pump - Without Desuperheater - Existing House less than 4000 square feet - Heating Zone 1 - Cooling Zone 1 |  | 1698.604 | 20 | 5117.9385 | 0 |  | 0 | 0 | 0 | 0 | 0 | 0 | 0 | 0 |  | 0 | 0 | 0 | Heat Pump | Heat Pump | GSHP | ResSpHtHPZ1 | 0.03002% | 9.34% | 0% | 1 |  | 3% | 5% | 85% | 6.8% | 0.2% | 1481.7288 | 75.0712 | 155.68 | 5581.6056 | 0 | 0 | 0 | 6374.4421 | 0 |  | 0.32148 | 0 | 0.32148 | 13. $0.225 to $99,999.000 | 0 | 0 | 01. ($9,999.00) to $0.22 | 1 | 0.69886 | 0.69727 | 1.3914 | 2.0823 | 3.4626 | 6.2186 | 8.962 | 13.0686 | 17.8428 | 23.2799 | 29.3754 | 36.1246 | 42.8431 | 48.8523 | 54.8341 | 58.7621 | 61.9981 | 64.5468 | 65.7419 | 66.9312 | 66.7792 | 66.6276 | 66.4763 | 66.3254 | 1187.0796 | 1184.384 | 2363.389 | 3537.0333 | 5881.6691 | 10562.9637 | 15222.9675 | 22198.43 | 30307.8199 | 39543.3044 | 49897.0864 | 61361.4046 | 72773.3995 | 82980.7394 | 93141.3469 | 99813.5353 | 105310.2646 | 109639.4379 | 111669.4389 | 113689.6551 | 113431.4907 | 113173.9126 | 112916.9194 | 112660.5098 | 2253210.1961 | 1187.0796 | 2371.4635 | 4734.8525 | 8271.8858 | 14153.5549 | 24716.5186 | 39939.4861 | 62137.9162 | 92445.7361 | 131989.0405 | 181886.1269 | 243247.5315 | 316020.931 | 399001.6704 | 492143.0173 | 591956.5526 | 697266.8172 | 806906.2551 | 918575.694 | 1032265.3491 | 1145696.8398 | 1258870.7525 | 1371787.6719 | 1484448.1817 | 0 | 0 | 0 | 0 | 0 | 0 | 0 | 0 | 0 | 0 | 0 | 0 | 0 | 0 | 0 | 0 | 0 | 0 | 0 | 0 | 0 | 0 | 0 | 0 | 0 | 0 | 0 | 0 | 0 | 0 | 0 | 0 | 0 | 0 | 0 | 0 | 0 | 0 | 0 | 0 | 0 | 0 | 0 | 0 | 0 | 0 | 0 | 0 | 0 | 0 | 0 | 0 | 0 | 0 | 0 | 0 | 0 | 0 | 0 | 0 | 0 | 0.35641 | 0.712 | 1.4216 | 2.4835 | 4.2494 | 7.4208 | 11.9913 | 18.6561 | 27.7556 | 39.628 | 54.609 | 73.032 | 94.8812 | 119.7951 | 147.7596 | 177.7274 | 209.3454 | 242.2632 | 275.7906 | 309.9244 | 343.9808 | 377.9598 | 411.8616 | 445.6865 | 4454.817 | 4444.7011 | 8869.2163 | 13273.6144 | 22072.4549 | 39640.1997 | 57128.0457 | 83305.2375 | 113737.7794 | 148396.2768 | 187251.4693 | 230274.2301 | 273100.6348 | 311406.2663 | 349536.5221 | 374575.6012 | 395203.4715 | 411449.7921 | 419067.8855 | 426649.2591 | 425680.432 | 424713.8048 | 423749.3726 | 422787.1305 | 5570768.215 | 0 | 0 | 0 | 0 | 0 | 0 | 0 | 0 | 0 | 0 | 0 | 0 | 0 | 0 | 0 | 0 | 0 | 0 | 0 | 0 | 0.003628% | 0.043063 | 0.086028 | 0.17176 | 0.30007 | 0.51344 | 0.89662 | 1.4489 | 2.2541 | 3.3536 | 4.7881 | 6.5982 | 8.8241 | 11.4641 | 14.4743 | 17.8531 | 21.474 | 25.2943 | 29.2716 | 33.3225 | 37.4468 | 41.5616 | 45.6672 | 49.7634 | 53.8503
No | ResGSHP_v2_6 | Measure_InputOutput v2 | RTF Workbook: ResGSHP_v2_6 | 2020 | NR | 2022 | 2045 | PSE | Residential | Single Family | Electric | Per Ground Source Heat Pump Upgrade from Air Source Heat Pump - Without Desuperheater - Existing House 4000 square feet or greater - Electric Water Heater |  |  | Ground Source Heat Pump Upgrade from Air Source Heat Pump - Without Desuperheater - Existing House 4000 square feet or greater - Heating Zone 1 - Cooling Zone 1 |  | 2637.3536 | 20 | 8008.8347 | 0 |  | 0 | 0 | 0 | 0 | 0 | 0 | 0 | 0 |  | 0 | 0 | 0 | Heat Pump | Heat Pump | GSHP | ResSpHtHPZ1 | 0.03002% | 9.34% | 0% | 1 |  | 3% | 5% | 85% | 6.8% | 0.2% | 2300.6203 | 116.5601 | 241.718 | 8734.4068 | 0 | 0 | 0 | 9977.8956 | 0 |  | 0.32409 | 0 | 0.32409 | 13. $0.225 to $99,999.000 | 0 | 0 | 01. ($9,999.00) to $0.22 | 1 | 0.69886 | 0.69727 | 1.3914 | 2.0823 | 3.4626 | 6.2186 | 8.962 | 13.0686 | 17.8428 | 23.2799 | 29.3754 | 36.1246 | 42.8431 | 48.8523 | 54.8341 | 58.7621 | 61.9981 | 64.5468 | 65.7419 | 66.9312 | 66.7792 | 66.6276 | 66.4763 | 66.3254 | 1843.1304 | 1838.9451 | 3669.5384 | 5491.8085 | 9132.2298 | 16400.6864 | 23636.0858 | 34466.6043 | 47057.7259 | 61397.2891 | 77473.1876 | 95273.3706 | 112992.3135 | 128840.8373 | 144616.8014 | 154976.4385 | 163510.9877 | 170232.72 | 173384.6203 | 176521.3283 | 176120.487 | 175720.5559 | 175321.5329 | 174923.4161 | 3498468.3216 | 1843.1304 | 3682.0754 | 7351.6139 | 12843.4224 | 21975.6522 | 38376.3386 | 62012.4244 | 96479.0287 | 143536.7547 | 204934.0437 | 282407.2314 | 377680.602 | 490672.9154 | 619513.7527 | 764130.5541 | 919106.9927 | 1082617.9803 | 1252850.7003 | 1426235.3206 | 1602756.6489 | 1778877.1359 | 1954597.6918 | 2129919.2247 | 2304842.6408 | 0 | 0 | 0 | 0 | 0 | 0 | 0 | 0 | 0 | 0 | 0 | 0 | 0 | 0 | 0 | 0 | 0 | 0 | 0 | 0 | 0 | 0 | 0 | 0 | 0 | 0 | 0 | 0 | 0 | 0 | 0 | 0 | 0 | 0 | 0 | 0 | 0 | 0 | 0 | 0 | 0 | 0 | 0 | 0 | 0 | 0 | 0 | 0 | 0 | 0 | 0 | 0 | 0 | 0 | 0 | 0 | 0 | 0 | 0 | 0 | 0 | 0.55338 | 1.1055 | 2.2072 | 3.8561 | 6.5979 | 11.522 | 18.6184 | 28.9666 | 43.0951 | 61.5288 | 84.7891 | 113.3938 | 147.3182 | 186.0011 | 229.4204 | 275.9501 | 325.0422 | 376.1523 | 428.2089 | 481.2071 | 534.085 | 586.8429 | 639.4809 | 691.9994 | 6973.1121 | 6957.2777 | 13882.9585 | 20777.15 | 34549.9494 | 62048.6893 | 89422.3638 | 130397.446 | 178033.4152 | 232284.2604 | 293104.1801 | 360447.5825 | 427483.6291 | 487443.3226 | 547128.5011 | 586322.0988 | 618610.8441 | 644041.1626 | 655965.7419 | 667832.8441 | 666316.3417 | 664803.283 | 663293.6602 | 661787.4653 | 8719907.2798 | 0 | 0 | 0 | 0 | 0 | 0 | 0 | 0 | 0 | 0 | 0 | 0 | 0 | 0 | 0 | 0 | 0 | 0 | 0 | 0 | 0.003628% | 0.066862 | 0.13357 | 0.26669 | 0.46591 | 0.7972 | 1.3922 | 2.2496 | 3.4999 | 5.207 | 7.4342 | 10.2447 | 13.7009 | 17.7998 | 22.4737 | 27.7198 | 33.3418 | 39.2734 | 45.4488 | 51.7385 | 58.1421 | 64.5311 | 70.9056 | 77.2656 | 83.6112
No | ResGSHP_v2_6 | Measure_InputOutput v2 | RTF Workbook: ResGSHP_v2_6 | 2020 | NR | 2022 | 2045 | PSE | Residential | Single Family | Electric | Per Ground Source Heat Pump Upgrade from Air Source Heat Pump - With Desuperheater - Existing House less than 4000 square feet - Electric Water Heater |  |  | Ground Source Heat Pump Upgrade from Air Source Heat Pump - With Desuperheater - Existing House less than 4000 square feet - Heating Zone 1 - Cooling Zone 1 |  | 2555.1052 | 20 | 6369.4548 | 0 |  | 0 | 0 | 0 | 0 | 0 | 0 | 0 | 0 |  | 0 | 0 | 0 | Heat Pump | Heat Pump | GSHP | ResSpHtHPZ1 | 0.03002% | 9.34% | 0% | 1 |  | 3% | 5% | 85% | 6.8% | 0.2% | 2228.8732 | 112.925 | 234.1798 | 6946.5048 | 0 | 0 | 0 | 7873.2909 | 0 |  | 0.26396 | 0 | 0.26396 | 13. $0.225 to $99,999.000 | 0 | 0 | 01. ($9,999.00) to $0.22 | 1 | 0.69886 | 0.69727 | 1.3914 | 2.0823 | 3.4626 | 6.2186 | 8.962 | 13.0686 | 17.8428 | 23.2799 | 29.3754 | 36.1246 | 42.8431 | 48.8523 | 54.8341 | 58.7621 | 61.9981 | 64.5468 | 65.7419 | 66.9312 | 66.7792 | 66.6276 | 66.4763 | 66.3254 | 1785.6506 | 1781.5957 | 3555.1003 | 5320.5411 | 8847.4322 | 15889.2149 | 22898.9713 | 33391.7295 | 45590.1846 | 59482.5545 | 75057.1103 | 92302.1772 | 109468.5374 | 124822.8095 | 140106.7847 | 150143.3464 | 158411.7373 | 164923.8458 | 167977.451 | 171016.3377 | 170627.997 | 170240.5381 | 169853.9591 | 169468.2579 | 3389365.1584 | 1785.6506 | 3567.2463 | 7122.3466 | 12442.8877 | 21290.3199 | 37179.5349 | 60078.5062 | 93470.2357 | 139060.4203 | 198542.9748 | 273600.0851 | 365902.2622 | 475370.7997 | 600193.6092 | 740300.3939 | 890443.7403 | 1048855.4776 | 1213779.3233 | 1381756.7743 | 1552773.112 | 1723401.1091 | 1893641.6472 | 2063495.6063 | 2232963.8642 | 0 | 0 | 0 | 0 | 0 | 0 | 0 | 0 | 0 | 0 | 0 | 0 | 0 | 0 | 0 | 0 | 0 | 0 | 0 | 0 | 0 | 0 | 0 | 0 | 0 | 0 | 0 | 0 | 0 | 0 | 0 | 0 | 0 | 0 | 0 | 0 | 0 | 0 | 0 | 0 | 0 | 0 | 0 | 0 | 0 | 0 | 0 | 0 | 0 | 0 | 0 | 0 | 0 | 0 | 0 | 0 | 0 | 0 | 0 | 0 | 0 | 0.53612 | 1.071 | 2.1384 | 3.7358 | 6.3921 | 11.1627 | 18.0378 | 28.0632 | 41.7511 | 59.61 | 82.1449 | 109.8575 | 142.724 | 180.2004 | 222.2657 | 267.3443 | 314.9054 | 364.4217 | 414.8547 | 466.2002 | 517.4291 | 568.5416 | 619.5381 | 670.4187 | 5502.2965 | 5489.802 | 10954.6718 | 16394.6942 | 27262.4424 | 48960.9636 | 70560.799 | 102893.1421 | 140481.4132 | 183289.3062 | 231280.6806 | 284419.5608 | 337315.9149 | 384628.5077 | 431724.488 | 462651.1092 | 488129.2958 | 508195.6809 | 517605.048 | 526969.0614 | 525772.4299 | 524578.5157 | 523387.3126 | 522198.8145 | 6880645.9509 | 0 | 0 | 0 | 0 | 0 | 0 | 0 | 0 | 0 | 0 | 0 | 0 | 0 | 0 | 0 | 0 | 0 | 0 | 0 | 0 | 0.003628% | 0.064777 | 0.12941 | 0.25837 | 0.45138 | 0.77233 | 1.3487 | 2.1794 | 3.3908 | 5.0446 | 7.2024 | 9.9252 | 13.2736 | 17.2447 | 21.7728 | 26.8554 | 32.302 | 38.0486 | 44.0314 | 50.125 | 56.3289 | 62.5186 | 68.6943 | 74.856 | 81.0037
No | ResGSHP_v2_6 | Measure_InputOutput v2 | RTF Workbook: ResGSHP_v2_6 | 2020 | NR | 2022 | 2045 | PSE | Residential | Single Family | Electric | Per Ground Source Heat Pump Upgrade from Air Source Heat Pump - With Desuperheater - Existing House 4000 square feet or greater - Electric Water Heater |  |  | Ground Source Heat Pump Upgrade from Air Source Heat Pump - With Desuperheater - Existing House 4000 square feet or greater - Heating Zone 1 - Cooling Zone 1 |  | 3502.3819 | 20 | 9260.351 | 0 |  | 0 | 0 | 0 | 0 | 0 | 0 | 0 | 0 |  | 0 | 0 | 0 | Heat Pump | Heat Pump | GSHP | ResSpHtHPZ1 | 0.03002% | 9.34% | 0% | 1 |  | 3% | 5% | 85% | 6.8% | 0.2% | 3055.2031 | 154.7907 | 320.9994 | 10099.306 | 0 | 0 | 0 | 11475.5861 | 0 |  | 0.28068 | 0 | 0.28068 | 13. $0.225 to $99,999.000 | 0 | 0 | 01. ($9,999.00) to $0.22 | 1 | 0.69886 | 0.69727 | 1.3914 | 2.0823 | 3.4626 | 6.2186 | 8.962 | 13.0686 | 17.8428 | 23.2799 | 29.3754 | 36.1246 | 42.8431 | 48.8523 | 54.8341 | 58.7621 | 61.9981 | 64.5468 | 65.7419 | 66.9312 | 66.7792 | 66.6276 | 66.4763 | 66.3254 | 2447.6606 | 2442.1025 | 4873.114 | 7293.0723 | 12127.5189 | 21779.964 | 31388.5093 | 45771.3403 | 62492.2365 | 81535.0473 | 102883.6959 | 126522.1787 | 150052.7753 | 171099.4723 | 192049.8107 | 205807.3155 | 217141.12 | 226067.52 | 230253.2153 | 234418.7353 | 233886.4216 | 233355.3167 | 232825.4178 | 232296.7222 | 4645934.4439 | 2447.6606 | 4889.7631 | 9762.877 | 17055.9494 | 29183.4683 | 50963.4322 | 82351.9415 | 128123.2818 | 190615.5183 | 272150.5656 | 375034.2615 | 501556.4402 | 651609.2155 | 822708.6878 | 1014758.4985 | 1220565.814 | 1437706.934 | 1663774.4539 | 1894027.6692 | 2128446.4045 | 2362332.8261 | 2595688.1428 | 2828513.5606 | 3060810.2828 | 0 | 0 | 0 | 0 | 0 | 0 | 0 | 0 | 0 | 0 | 0 | 0 | 0 | 0 | 0 | 0 | 0 | 0 | 0 | 0 | 0 | 0 | 0 | 0 | 0 | 0 | 0 | 0 | 0 | 0 | 0 | 0 | 0 | 0 | 0 | 0 | 0 | 0 | 0 | 0 | 0 | 0 | 0 | 0 | 0 | 0 | 0 | 0 | 0 | 0 | 0 | 0 | 0 | 0 | 0 | 0 | 0 | 0 | 0 | 0 | 0 | 0.73488 | 1.4681 | 2.9312 | 5.1208 | 8.762 | 15.3011 | 24.7251 | 38.4674 | 57.2299 | 81.7097 | 112.5992 | 150.5859 | 195.6373 | 247.0077 | 304.6682 | 366.4592 | 431.6531 | 499.5269 | 568.6575 | 639.0387 | 709.2601 | 779.3221 | 849.2249 | 918.969 | 8019.7821 | 8001.5709 | 15966.8022 | 23895.8177 | 39735.9259 | 71362.2497 | 102844.7357 | 149970.2121 | 204756.3803 | 267150.3229 | 337099.3637 | 414551.0673 | 491649.2809 | 560608.9747 | 629252.9486 | 674329.5382 | 711464.8513 | 740712.2819 | 754426.7506 | 768075.1148 | 766330.9842 | 764590.8141 | 762854.5956 | 761122.3196 | 10028772.6851 | 0 | 0 | 0 | 0 | 0 | 0 | 0 | 0 | 0 | 0 | 0 | 0 | 0 | 0 | 0 | 0 | 0 | 0 | 0 | 0 | 0.003628% | 0.088792 | 0.17738 | 0.35416 | 0.61873 | 1.0587 | 1.8488 | 2.9874 | 4.6478 | 6.9148 | 9.8726 | 13.6049 | 18.1946 | 23.638 | 29.8448 | 36.8117 | 44.2776 | 52.1547 | 60.3556 | 68.7083 | 77.2122 | 85.6967 | 94.162 | 102.608 | 111.0349
No | ResGSHP_v2_6 | Measure_InputOutput v2 | RTF Workbook: ResGSHP_v2_6 | 2020 | New | 2022 | 2045 | PSE | Residential | Single Family | Electric | Per Ground Source Heat Pump Conversion from FAF w/CAC - Without Desuperheater - New House less than 4000 square feet - Electric Water Heater |  |  | Ground Source Heat Pump Conversion from FAF w/CAC - Without Desuperheater - New House less than 4000 square feet - Heating Zone 1 - Cooling Zone 1 |  | 6547.0164 | 20 | 8173.8888 | 0 |  | 0 | 0 | 0 | 0 | 0 | 0 | 0 | 0 |  | 0 | 0 | 0 | Heating | Electric Furnace Heat with CAC | GSHP | ResSpHtHPZ1 | 0.03002% | 1.28% | 0% | 1 |  | 0% | 5% | 85% | 6.8% | 0.2% | 5711.1033 | 289.3509 | 600.0454 | 8914.4141 | 0 | 0 | 0 | 9659.7956 | 0 |  | 0.12639 | 0 | 0.12639 | 08. $0.115 to $0.130 | 1 | 0 | 01. ($9,999.00) to $0.22 | 1 | 0 | 0 | 0 | 0 | 0 | 0 | 0 | 0 | 0 | 0 | 0 | 0 | 0 | 0 | 0 | 0 | 0 | 0 | 0 | 0 | 0 | 0 | 0 | 0 | 0 | 0 | 0 | 0 | 0 | 0 | 0 | 0 | 0 | 0 | 0 | 0 | 0 | 0 | 0 | 0 | 0 | 0 | 0 | 0 | 0 | 0 | 0 | 0 | 0 | 0 | 0 | 0 | 0 | 0 | 0 | 0 | 0 | 0 | 0 | 0 | 0 | 0 | 0 | 0 | 0 | 0 | 0 | 0 | 0 | 0 | 0 | 0 | 0 | 0 | 0 | 0 | 0 | 0 | 0 | 0 | 0 | 0 | 0 | 0 | 0 | 0 | 0 | 0 | 0 | 0 | 0 | 0 | 0 | 0 | 0 | 0 | 0 | 0 | 0 | 0 | 0 | 0 | 0 | 0 | 0 | 0 | 0 | 0 | 0 | 0 | 0 | 0 | 0 | 0 | 0 | 0 | 0 | 0 | 0 | 0 | 0 | 0 | 0 | 0 | 0 | 0 | 0 | 0 | 0 | 0 | 0 | 0 | 0 | 0 | 0 | 0 | 0 | 0 | 0 | 0 | 0 | 0 | 0 | 0 | 0 | 0 | 0 | 0 | 0 | 0 | 0 | 0 | 0 | 0 | 0 | 0 | 0 | 0 | 0 | 0 | 0 | 0 | 0 | 0 | 0 | 0 | 0 | 0 | 0 | 0 | 0 | 0 | 0 | 0 | 0 | 0 | 0 | 0 | 0 | 0 | 0 | 0 | 0 | 0 | 0 | 0 | 0 | 0 | 0 | 0 | 0 | 0 | 0 | 0 | 0 | 0 | 0 | 0 | 0 | 0 | 0 | 0 | 0 | 0.003628% | 0 | 0 | 0 | 0 | 0 | 0 | 0 | 0 | 0 | 0 | 0 | 0 | 0 | 0 | 0 | 0 | 0 | 0 | 0 | 0 | 0 | 0 | 0 | 0
No | ResGSHP_v2_6 | Measure_InputOutput v2 | RTF Workbook: ResGSHP_v2_6 | 2020 | New | 2022 | 2045 | PSE | Residential | Single Family | Electric | Per Ground Source Heat Pump Conversion from FAF w/CAC - Without Desuperheater - New House 4000 square feet or greater - Electric Water Heater |  |  | Ground Source Heat Pump Conversion from FAF w/CAC - Without Desuperheater - New House 4000 square feet or greater - Heating Zone 1 - Cooling Zone 1 |  | 10499.4129 | 20 | 10621.2697 | 0 |  | 0 | 0 | 0 | 0 | 0 | 0 | 0 | 0 |  | 0 | 0 | 0 | Heating | Electric Furnace Heat with CAC | GSHP | ResSpHtHPZ1 | 0.03002% | 1.28% | 0% | 1 |  | 0% | 5% | 85% | 6.8% | 0.2% | 9158.8637 | 464.0304 | 962.2894 | 11583.519 | 0 | 0 | 0 | 12281.4532 | 0 |  | 0.1002 | 0 | 0.1002 | 07. $0.085 to $0.115 | 1 | 0 | 01. ($9,999.00) to $0.22 | 1 | 0 | 0 | 0 | 0 | 0 | 0 | 0 | 0 | 0 | 0 | 0 | 0 | 0 | 0 | 0 | 0 | 0 | 0 | 0 | 0 | 0 | 0 | 0 | 0 | 0 | 0 | 0 | 0 | 0 | 0 | 0 | 0 | 0 | 0 | 0 | 0 | 0 | 0 | 0 | 0 | 0 | 0 | 0 | 0 | 0 | 0 | 0 | 0 | 0 | 0 | 0 | 0 | 0 | 0 | 0 | 0 | 0 | 0 | 0 | 0 | 0 | 0 | 0 | 0 | 0 | 0 | 0 | 0 | 0 | 0 | 0 | 0 | 0 | 0 | 0 | 0 | 0 | 0 | 0 | 0 | 0 | 0 | 0 | 0 | 0 | 0 | 0 | 0 | 0 | 0 | 0 | 0 | 0 | 0 | 0 | 0 | 0 | 0 | 0 | 0 | 0 | 0 | 0 | 0 | 0 | 0 | 0 | 0 | 0 | 0 | 0 | 0 | 0 | 0 | 0 | 0 | 0 | 0 | 0 | 0 | 0 | 0 | 0 | 0 | 0 | 0 | 0 | 0 | 0 | 0 | 0 | 0 | 0 | 0 | 0 | 0 | 0 | 0 | 0 | 0 | 0 | 0 | 0 | 0 | 0 | 0 | 0 | 0 | 0 | 0 | 0 | 0 | 0 | 0 | 0 | 0 | 0 | 0 | 0 | 0 | 0 | 0 | 0 | 0 | 0 | 0 | 0 | 0 | 0 | 0 | 0 | 0 | 0 | 0 | 0 | 0 | 0 | 0 | 0 | 0 | 0 | 0 | 0 | 0 | 0 | 0 | 0 | 0 | 0 | 0 | 0 | 0 | 0 | 0 | 0 | 0 | 0 | 0 | 0 | 0 | 0 | 0 | 0 | 0.003628% | 0 | 0 | 0 | 0 | 0 | 0 | 0 | 0 | 0 | 0 | 0 | 0 | 0 | 0 | 0 | 0 | 0 | 0 | 0 | 0 | 0 | 0 | 0 | 0
No | ResGSHP_v2_6 | Measure_InputOutput v2 | RTF Workbook: ResGSHP_v2_6 | 2020 | New | 2022 | 2045 | PSE | Residential | Single Family | Electric | Per Ground Source Heat Pump Conversion from FAF w/CAC - With Desuperheater - New House less than 4000 square feet - Electric Water Heater |  |  | Ground Source Heat Pump Conversion from FAF w/CAC - With Desuperheater - New House less than 4000 square feet - Heating Zone 1 - Cooling Zone 1 |  | 7312.8028 | 20 | 9425.4051 | 0 |  | 0 | 0 | 0 | 0 | 0 | 0 | 0 | 0 |  | 0 | 0 | 0 | Heating | Electric Furnace Heat with CAC | GSHP | ResSpHtHPZ1 | 0.03002% | 1.28% | 0% | 1 |  | 0% | 5% | 85% | 6.8% | 0.2% | 6379.1152 | 323.1955 | 670.2311 | 10279.3134 | 0 | 0 | 0 | 11170.9679 | 0 |  | 0.13086 | 0 | 0.13086 | 09. $0.130 to $0.150 | 1 | 0 | 01. ($9,999.00) to $0.22 | 1 | 0 | 0 | 0 | 0 | 0 | 0 | 0 | 0 | 0 | 0 | 0 | 0 | 0 | 0 | 0 | 0 | 0 | 0 | 0 | 0 | 0 | 0 | 0 | 0 | 0 | 0 | 0 | 0 | 0 | 0 | 0 | 0 | 0 | 0 | 0 | 0 | 0 | 0 | 0 | 0 | 0 | 0 | 0 | 0 | 0 | 0 | 0 | 0 | 0 | 0 | 0 | 0 | 0 | 0 | 0 | 0 | 0 | 0 | 0 | 0 | 0 | 0 | 0 | 0 | 0 | 0 | 0 | 0 | 0 | 0 | 0 | 0 | 0 | 0 | 0 | 0 | 0 | 0 | 0 | 0 | 0 | 0 | 0 | 0 | 0 | 0 | 0 | 0 | 0 | 0 | 0 | 0 | 0 | 0 | 0 | 0 | 0 | 0 | 0 | 0 | 0 | 0 | 0 | 0 | 0 | 0 | 0 | 0 | 0 | 0 | 0 | 0 | 0 | 0 | 0 | 0 | 0 | 0 | 0 | 0 | 0 | 0 | 0 | 0 | 0 | 0 | 0 | 0 | 0 | 0 | 0 | 0 | 0 | 0 | 0 | 0 | 0 | 0 | 0 | 0 | 0 | 0 | 0 | 0 | 0 | 0 | 0 | 0 | 0 | 0 | 0 | 0 | 0 | 0 | 0 | 0 | 0 | 0 | 0 | 0 | 0 | 0 | 0 | 0 | 0 | 0 | 0 | 0 | 0 | 0 | 0 | 0 | 0 | 0 | 0 | 0 | 0 | 0 | 0 | 0 | 0 | 0 | 0 | 0 | 0 | 0 | 0 | 0 | 0 | 0 | 0 | 0 | 0 | 0 | 0 | 0 | 0 | 0 | 0 | 0 | 0 | 0 | 0 | 0.003628% | 0 | 0 | 0 | 0 | 0 | 0 | 0 | 0 | 0 | 0 | 0 | 0 | 0 | 0 | 0 | 0 | 0 | 0 | 0 | 0 | 0 | 0 | 0 | 0
No | ResGSHP_v2_6 | Measure_InputOutput v2 | RTF Workbook: ResGSHP_v2_6 | 2020 | New | 2022 | 2045 | PSE | Residential | Single Family | Electric | Per Ground Source Heat Pump Conversion from FAF w/CAC - With Desuperheater - New House 4000 square feet or greater - Electric Water Heater |  |  | Ground Source Heat Pump Conversion from FAF w/CAC - With Desuperheater - New House 4000 square feet or greater - Heating Zone 1 - Cooling Zone 1 |  | 11309.6967 | 20 | 11872.786 | 0 |  | 0 | 0 | 0 | 0 | 0 | 0 | 0 | 0 |  | 0 | 0 | 0 | Heating | Electric Furnace Heat with CAC | GSHP | ResSpHtHPZ1 | 0.03002% | 1.28% | 0% | 1 |  | 0% | 5% | 85% | 6.8% | 0.2% | 9865.6917 | 499.8415 | 1036.5533 | 12948.4183 | 0 | 0 | 0 | 13786.5806 | 0 |  | 0.10442 | 0 | 0.10442 | 07. $0.085 to $0.115 | 1 | 0 | 01. ($9,999.00) to $0.22 | 1 | 0 | 0 | 0 | 0 | 0 | 0 | 0 | 0 | 0 | 0 | 0 | 0 | 0 | 0 | 0 | 0 | 0 | 0 | 0 | 0 | 0 | 0 | 0 | 0 | 0 | 0 | 0 | 0 | 0 | 0 | 0 | 0 | 0 | 0 | 0 | 0 | 0 | 0 | 0 | 0 | 0 | 0 | 0 | 0 | 0 | 0 | 0 | 0 | 0 | 0 | 0 | 0 | 0 | 0 | 0 | 0 | 0 | 0 | 0 | 0 | 0 | 0 | 0 | 0 | 0 | 0 | 0 | 0 | 0 | 0 | 0 | 0 | 0 | 0 | 0 | 0 | 0 | 0 | 0 | 0 | 0 | 0 | 0 | 0 | 0 | 0 | 0 | 0 | 0 | 0 | 0 | 0 | 0 | 0 | 0 | 0 | 0 | 0 | 0 | 0 | 0 | 0 | 0 | 0 | 0 | 0 | 0 | 0 | 0 | 0 | 0 | 0 | 0 | 0 | 0 | 0 | 0 | 0 | 0 | 0 | 0 | 0 | 0 | 0 | 0 | 0 | 0 | 0 | 0 | 0 | 0 | 0 | 0 | 0 | 0 | 0 | 0 | 0 | 0 | 0 | 0 | 0 | 0 | 0 | 0 | 0 | 0 | 0 | 0 | 0 | 0 | 0 | 0 | 0 | 0 | 0 | 0 | 0 | 0 | 0 | 0 | 0 | 0 | 0 | 0 | 0 | 0 | 0 | 0 | 0 | 0 | 0 | 0 | 0 | 0 | 0 | 0 | 0 | 0 | 0 | 0 | 0 | 0 | 0 | 0 | 0 | 0 | 0 | 0 | 0 | 0 | 0 | 0 | 0 | 0 | 0 | 0 | 0 | 0 | 0 | 0 | 0 | 0 | 0.003628% | 0 | 0 | 0 | 0 | 0 | 0 | 0 | 0 | 0 | 0 | 0 | 0 | 0 | 0 | 0 | 0 | 0 | 0 | 0 | 0 | 0 | 0 | 0 | 0
No | ResGSHP_v2_6 | Measure_InputOutput v2 | RTF Workbook: ResGSHP_v2_6 | 2020 | NR | 2022 | 2045 | PSE | Residential | Single Family | Electric | Per Ground Source Heat Pump Conversion from FAF w/CAC - Without Desuperheater - Existing House less than 4000 square feet - Electric Water Heater |  |  | Ground Source Heat Pump Conversion from FAF w/CAC - Without Desuperheater - Existing House less than 4000 square feet - Heating Zone 1 - Cooling Zone 1 |  | 7610.3044 | 20 | 8626.9055 | 0 |  | 0 | 0 | 0 | 0 | 0 | 0 | 0 | 0 |  | 0 | 0 | 0 | Heating | Electric Furnace Heat with CAC | GSHP | ResSpHtHPZ1 | 0.03002% | 1.28% | 0% | 1 |  | 3% | 5% | 85% | 6.8% | 0.2% | 6638.6322 | 336.3438 | 697.4976 | 9408.4725 | 0 | 0 | 0 | 10100.0122 | 0 |  | 0.11369 | 0 | 0.11369 | 07. $0.085 to $0.115 | 1 | 0 | 01. ($9,999.00) to $0.22 | 1 | 0.095756 | 0.095538 | 0.19064 | 0.28531 | 0.47444 | 0.85206 | 1.228 | 1.7906 | 2.4448 | 3.1898 | 4.0249 | 4.9497 | 5.8703 | 6.6936 | 7.5132 | 8.0515 | 8.4949 | 8.8441 | 9.0078 | 9.1708 | 9.15 | 9.1292 | 9.1084 | 9.0878 | 728.7307 | 727.0759 | 1450.8497 | 2171.3328 | 3610.6703 | 6484.4482 | 9345.1561 | 13627.29 | 18605.5253 | 24275.0535 | 30631.0881 | 37668.8646 | 44674.5206 | 50940.6566 | 57178.1041 | 61274.0626 | 64648.4239 | 67306.0398 | 68552.2276 | 69792.4086 | 69633.9253 | 69475.8019 | 69318.0375 | 69160.6314 | 1383212.6288 | 728.7307 | 1455.8066 | 2906.6563 | 5077.9891 | 8688.6594 | 15173.1076 | 24518.2636 | 38145.5536 | 56751.0789 | 81026.1324 | 111657.2205 | 149326.0851 | 194000.6056 | 244941.2622 | 302119.3663 | 363393.4289 | 428041.8529 | 495347.8926 | 563900.1202 | 633692.5288 | 703326.4541 | 772802.256 | 842120.2936 | 911280.925 | 0 | 0 | 0 | 0 | 0 | 0 | 0 | 0 | 0 | 0 | 0 | 0 | 0 | 0 | 0 | 0 | 0 | 0 | 0 | 0 | 0 | 0 | 0 | 0 | 0 | 0 | 0 | 0 | 0 | 0 | 0 | 0 | 0 | 0 | 0 | 0 | 0 | 0 | 0 | 0 | 0 | 0 | 0 | 0 | 0 | 0 | 0 | 0 | 0 | 0 | 0 | 0 | 0 | 0 | 0 | 0 | 0 | 0 | 0 | 0 | 0 | 0.21879 | 0.43709 | 0.87269 | 1.5246 | 2.6087 | 4.5555 | 7.3613 | 11.4527 | 17.0388 | 24.3271 | 33.5236 | 44.8332 | 58.2462 | 73.5405 | 90.7075 | 109.1042 | 128.5141 | 148.7218 | 169.3038 | 190.2581 | 211.1647 | 232.024 | 252.8358 | 273.6004 | 967.1346 | 964.9385 | 1925.4946 | 2881.6834 | 4791.8995 | 8605.8327 | 12402.4199 | 18085.4522 | 24692.3151 | 32216.627 | 40652.0358 | 49992.2178 | 59289.7712 | 67605.871 | 75883.8969 | 81319.8465 | 85798.1286 | 89325.1825 | 90979.06 | 92624.9658 | 92414.6347 | 92204.7813 | 91995.4044 | 91786.503 | 1209406.0971 | 0 | 0 | 0 | 0 | 0 | 0 | 0 | 0 | 0 | 0 | 0 | 0 | 0 | 0 | 0 | 0 | 0 | 0 | 0 | 0 | 0.003628% | 0.026436 | 0.052811 | 0.10544 | 0.18421 | 0.31519 | 0.55042 | 0.88943 | 1.3838 | 2.0587 | 2.9393 | 4.0505 | 5.417 | 7.0376 | 8.8856 | 10.9598 | 13.1826 | 15.5278 | 17.9694 | 20.4562 | 22.988 | 25.5141 | 28.0344 | 30.549 | 33.0579
No | ResGSHP_v2_6 | Measure_InputOutput v2 | RTF Workbook: ResGSHP_v2_6 | 2020 | NR | 2022 | 2045 | PSE | Residential | Single Family | Electric | Per Ground Source Heat Pump Conversion from FAF w/CAC - Without Desuperheater - Existing House 4000 square feet or greater - Electric Water Heater |  |  | Ground Source Heat Pump Conversion from FAF w/CAC - Without Desuperheater - Existing House 4000 square feet or greater - Heating Zone 1 - Cooling Zone 1 |  | 11939.1031 | 20 | 11757.4019 | 0 |  | 0 | 0 | 0 | 0 | 0 | 0 | 0 | 0 |  | 0 | 0 | 0 | Heating | Electric Furnace Heat with CAC | GSHP | ResSpHtHPZ1 | 0.03002% | 1.28% | 0% | 1 |  | 3% | 5% | 85% | 6.8% | 0.2% | 10414.7364 | 527.6587 | 1094.2395 | 12822.5808 | 0 | 0 | 0 | 13552.163 | 0 |  | 0.097238 | 0 | 0.097238 | 07. $0.085 to $0.115 | 1 | 0 | 01. ($9,999.00) to $0.22 | 1 | 0.095756 | 0.095538 | 0.19064 | 0.28531 | 0.47444 | 0.85206 | 1.228 | 1.7906 | 2.4448 | 3.1898 | 4.0249 | 4.9497 | 5.8703 | 6.6936 | 7.5132 | 8.0515 | 8.4949 | 8.8441 | 9.0078 | 9.1708 | 9.15 | 9.1292 | 9.1084 | 9.0878 | 1143.2382 | 1140.6422 | 2276.1041 | 3406.4033 | 5664.4468 | 10172.8514 | 14660.7516 | 21378.5957 | 29188.4889 | 38082.8877 | 48054.2829 | 59095.1999 | 70085.726 | 79916.0876 | 89701.4426 | 96127.2132 | 101420.9368 | 105590.2247 | 107545.2535 | 109490.8589 | 109242.2291 | 108994.1639 | 108746.662 | 108499.7221 | 2169994.4428 | 1143.2382 | 2283.8804 | 4559.9845 | 7966.3878 | 13630.8346 | 23803.686 | 38464.4376 | 59843.0333 | 89031.5222 | 127114.4098 | 175168.6928 | 234263.8927 | 304349.6187 | 384265.7063 | 473967.1489 | 570094.3622 | 671515.299 | 777105.5237 | 884650.7772 | 994141.6362 | 1103383.8653 | 1212378.0293 | 1321124.6913 | 1429624.4134 | 0 | 0 | 0 | 0 | 0 | 0 | 0 | 0 | 0 | 0 | 0 | 0 | 0 | 0 | 0 | 0 | 0 | 0 | 0 | 0 | 0 | 0 | 0 | 0 | 0 | 0 | 0 | 0 | 0 | 0 | 0 | 0 | 0 | 0 | 0 | 0 | 0 | 0 | 0 | 0 | 0 | 0 | 0 | 0 | 0 | 0 | 0 | 0 | 0 | 0 | 0 | 0 | 0 | 0 | 0 | 0 | 0 | 0 | 0 | 0 | 0 | 0.34324 | 0.68571 | 1.3691 | 2.3918 | 4.0925 | 7.1468 | 11.5485 | 17.9671 | 26.7306 | 38.1645 | 52.5922 | 70.3347 | 91.3771 | 115.3708 | 142.3026 | 171.1635 | 201.6139 | 233.316 | 265.605 | 298.4783 | 331.2768 | 364.0009 | 396.6507 | 429.2264 | 1297.698 | 1294.7513 | 2583.6223 | 3866.6332 | 6429.7549 | 11547.2778 | 16641.526 | 24266.9999 | 33132.0666 | 43228.1635 | 54546.767 | 67079.3924 | 79554.8188 | 90713.3339 | 101820.7617 | 109114.7008 | 115123.6451 | 119856.2342 | 122075.4016 | 124283.8725 | 124001.651 | 123720.0704 | 123439.1292 | 123158.8259 | 1622777.0983 | 0 | 0 | 0 | 0 | 0 | 0 | 0 | 0 | 0 | 0 | 0 | 0 | 0 | 0 | 0 | 0 | 0 | 0 | 0 | 0 | 0.003628% | 0.041472 | 0.082851 | 0.16542 | 0.28899 | 0.49448 | 0.86351 | 1.3953 | 2.1709 | 3.2297 | 4.6112 | 6.3545 | 8.4982 | 11.0407 | 13.9397 | 17.1938 | 20.6809 | 24.3601 | 28.1905 | 32.0919 | 36.0638 | 40.0267 | 43.9806 | 47.9255 | 51.8615
No | ResGSHP_v2_6 | Measure_InputOutput v2 | RTF Workbook: ResGSHP_v2_6 | 2020 | NR | 2022 | 2045 | PSE | Residential | Single Family | Electric | Per Ground Source Heat Pump Conversion from FAF w/CAC - With Desuperheater - Existing House less than 4000 square feet - Electric Water Heater |  |  | Ground Source Heat Pump Conversion from FAF w/CAC - With Desuperheater - Existing House less than 4000 square feet - Heating Zone 1 - Cooling Zone 1 |  | 8466.8056 | 20 | 9878.4218 | 0 |  | 0 | 0 | 0 | 0 | 0 | 0 | 0 | 0 |  | 0 | 0 | 0 | Heating | Electric Furnace Heat with CAC | GSHP | ResSpHtHPZ1 | 0.03002% | 1.28% | 0% | 1 |  | 3% | 5% | 85% | 6.8% | 0.2% | 7385.7766 | 374.1976 | 775.9974 | 10773.3718 | 0 | 0 | 0 | 11598.8611 | 0 |  | 0.11735 | 0 | 0.11735 | 08. $0.115 to $0.130 | 1 | 0 | 01. ($9,999.00) to $0.22 | 1 | 0.095756 | 0.095538 | 0.19064 | 0.28531 | 0.47444 | 0.85206 | 1.228 | 1.7906 | 2.4448 | 3.1898 | 4.0249 | 4.9497 | 5.8703 | 6.6936 | 7.5132 | 8.0515 | 8.4949 | 8.8441 | 9.0078 | 9.1708 | 9.15 | 9.1292 | 9.1084 | 9.0878 | 810.7456 | 808.9046 | 1614.1355 | 2415.7053 | 4017.0329 | 7214.24 | 10396.9061 | 15160.9725 | 20699.483 | 27007.0879 | 34078.462 | 41908.3046 | 49702.4117 | 56673.7696 | 63613.2103 | 68170.1482 | 71924.2768 | 74880.9939 | 76267.4338 | 77647.1909 | 77470.8711 | 77294.9517 | 77119.4318 | 76944.3104 | 1538886.2084 | 810.7456 | 1619.6503 | 3233.7858 | 5649.4911 | 9666.524 | 16880.764 | 27277.6701 | 42438.6426 | 63138.1256 | 90145.2134 | 124223.6755 | 166131.9801 | 215834.3918 | 272508.1614 | 336121.3717 | 404291.5199 | 476215.7966 | 551096.7905 | 627364.2243 | 705011.4152 | 782482.2863 | 859777.238 | 936896.6698 | 1013840.9802 | 0 | 0 | 0 | 0 | 0 | 0 | 0 | 0 | 0 | 0 | 0 | 0 | 0 | 0 | 0 | 0 | 0 | 0 | 0 | 0 | 0 | 0 | 0 | 0 | 0 | 0 | 0 | 0 | 0 | 0 | 0 | 0 | 0 | 0 | 0 | 0 | 0 | 0 | 0 | 0 | 0 | 0 | 0 | 0 | 0 | 0 | 0 | 0 | 0 | 0 | 0 | 0 | 0 | 0 | 0 | 0 | 0 | 0 | 0 | 0 | 0 | 0.24342 | 0.48628 | 0.9709 | 1.6962 | 2.9022 | 5.0682 | 8.1898 | 12.7417 | 18.9564 | 27.0649 | 37.2966 | 49.879 | 64.8015 | 81.8171 | 100.9161 | 121.3833 | 142.9777 | 165.4597 | 188.3581 | 211.6706 | 234.9303 | 258.1371 | 281.2912 | 304.3927 | 1110.6581 | 1108.136 | 2211.2394 | 3309.3272 | 5503.0208 | 9882.9443 | 14242.9477 | 20769.346 | 28356.6719 | 36997.597 | 46684.8263 | 57411.0979 | 68088.4147 | 77638.6295 | 87145.1203 | 93387.7686 | 98530.631 | 102581.1021 | 104480.4162 | 106370.5755 | 106129.0312 | 105888.0354 | 105647.5868 | 105407.6843 | 1388882.8082 | 0 | 0 | 0 | 0 | 0 | 0 | 0 | 0 | 0 | 0 | 0 | 0 | 0 | 0 | 0 | 0 | 0 | 0 | 0 | 0 | 0.003628% | 0.029411 | 0.058755 | 0.11731 | 0.20494 | 0.35067 | 0.61237 | 0.98953 | 1.5395 | 2.2904 | 3.2701 | 4.5064 | 6.0267 | 7.8297 | 9.8856 | 12.1932 | 14.6662 | 17.2753 | 19.9918 | 22.7585 | 25.5752 | 28.3856 | 31.1895 | 33.9871 | 36.7784
No | ResGSHP_v2_6 | Measure_InputOutput v2 | RTF Workbook: ResGSHP_v2_6 | 2020 | NR | 2022 | 2045 | PSE | Residential | Single Family | Electric | Per Ground Source Heat Pump Conversion from FAF w/CAC - With Desuperheater - Existing House 4000 square feet or greater - Electric Water Heater |  |  | Ground Source Heat Pump Conversion from FAF w/CAC - With Desuperheater - Existing House 4000 square feet or greater - Heating Zone 1 - Cooling Zone 1 |  | 12804.1313 | 20 | 13008.9182 | 0 |  | 0 | 0 | 0 | 0 | 0 | 0 | 0 | 0 |  | 0 | 0 | 0 | Heating | Electric Furnace Heat with CAC | GSHP | ResSpHtHPZ1 | 0.03002% | 1.28% | 0% | 1 |  | 3% | 5% | 85% | 6.8% | 0.2% | 11169.3192 | 565.8893 | 1173.5209 | 14187.4801 | 0 | 0 | 0 | 15049.8535 | 0 |  | 0.10069 | 0 | 0.10069 | 07. $0.085 to $0.115 | 1 | 0 | 01. ($9,999.00) to $0.22 | 1 | 0.095756 | 0.095538 | 0.19064 | 0.28531 | 0.47444 | 0.85206 | 1.228 | 1.7906 | 2.4448 | 3.1898 | 4.0249 | 4.9497 | 5.8703 | 6.6936 | 7.5132 | 8.0515 | 8.4949 | 8.8441 | 9.0078 | 9.1708 | 9.15 | 9.1292 | 9.1084 | 9.0878 | 1226.0697 | 1223.2856 | 2441.0155 | 3653.2087 | 6074.8551 | 10909.9088 | 15722.9724 | 22927.547 | 31303.2933 | 40842.1212 | 51535.9777 | 63376.8463 | 75163.6731 | 85706.2775 | 96200.6145 | 103091.9538 | 108769.2255 | 113240.5924 | 115337.2696 | 117423.8407 | 117157.1968 | 116891.1585 | 116625.7242 | 116360.8927 | 2327217.8539 | 1226.0697 | 2449.3552 | 4890.3707 | 8543.5794 | 14618.4345 | 25528.3433 | 41251.3157 | 64178.8627 | 95482.156 | 136324.2773 | 187860.255 | 251237.1012 | 326400.7743 | 412107.0519 | 508307.6663 | 611399.6202 | 720168.8456 | 833409.438 | 948746.7076 | 1066170.5483 | 1183327.7452 | 1300218.9036 | 1416844.6279 | 1533205.5205 | 0 | 0 | 0 | 0 | 0 | 0 | 0 | 0 | 0 | 0 | 0 | 0 | 0 | 0 | 0 | 0 | 0 | 0 | 0 | 0 | 0 | 0 | 0 | 0 | 0 | 0 | 0 | 0 | 0 | 0 | 0 | 0 | 0 | 0 | 0 | 0 | 0 | 0 | 0 | 0 | 0 | 0 | 0 | 0 | 0 | 0 | 0 | 0 | 0 | 0 | 0 | 0 | 0 | 0 | 0 | 0 | 0 | 0 | 0 | 0 | 0 | 0.36811 | 0.73539 | 1.4683 | 2.5651 | 4.389 | 7.6646 | 12.3852 | 19.2689 | 28.6673 | 40.9296 | 56.4026 | 75.4307 | 97.9976 | 123.7299 | 152.6129 | 183.5649 | 216.2215 | 250.2205 | 284.849 | 320.104 | 355.279 | 390.374 | 425.3894 | 460.3253 | 1441.1106 | 1437.8381 | 2869.1462 | 4293.9466 | 7140.3266 | 12823.4024 | 18480.6314 | 26948.8194 | 36793.5915 | 48005.4386 | 60574.8952 | 74492.5389 | 88346.6623 | 100738.3387 | 113073.282 | 121173.2963 | 127846.3072 | 133101.909 | 135566.3234 | 138018.8591 | 137705.4484 | 137392.7495 | 137080.7606 | 136769.4802 | 1802115.102 | 0 | 0 | 0 | 0 | 0 | 0 | 0 | 0 | 0 | 0 | 0 | 0 | 0 | 0 | 0 | 0 | 0 | 0 | 0 | 0 | 0.003628% | 0.044477 | 0.088854 | 0.1774 | 0.30993 | 0.5303 | 0.92607 | 1.4964 | 2.3282 | 3.4637 | 4.9453 | 6.8149 | 9.114 | 11.8406 | 14.9497 | 18.4395 | 22.1793 | 26.1251 | 30.233 | 34.417 | 38.6767 | 42.9268 | 47.1671 | 51.3979 | 55.619
No | ResGSHP_v2_6 | Measure_InputOutput v2 | RTF Workbook: ResGSHP_v2_6 | 2020 | New | 2022 | 2045 | PSE | Residential | Single Family | Electric | Per Ground Source Heat Pump Conversion from FAF w/o CAC - Without Desuperheater - New House less than 4000 square feet - Electric Water Heater |  |  | Ground Source Heat Pump Conversion from FAF w/o CAC - Without Desuperheater - New House less than 4000 square feet - Heating Zone 1 - Cooling Zone 1 |  | 6419.9711 | 20 | 10223.0935 | 0 |  | 0 | 0 | 0 | 0 | 0 | 0 | 0 | 0 |  | 0 | 0 | 0 | Heating | Electric Furnace Heat without CAC | GSHP | ResSpHtHPZ1 | 0.03002% | 5.973% | 0% | 1 |  | 0% | 5% | 85% | 6.8% | 0.2% | 5600.2789 | 283.736 | 588.4015 | 11149.2695 | 0 | 0 | 0 | 12321.7507 | 0 |  | 0.16441 | 0 | 0.16441 | 10. $0.150 to $0.175 | 0 | 0 | 01. ($9,999.00) to $0.22 | 1 | 0 | 0 | 0 | 0 | 0 | 0 | 0 | 0 | 0 | 0 | 0 | 0 | 0 | 0 | 0 | 0 | 0 | 0 | 0 | 0 | 0 | 0 | 0 | 0 | 0 | 0 | 0 | 0 | 0 | 0 | 0 | 0 | 0 | 0 | 0 | 0 | 0 | 0 | 0 | 0 | 0 | 0 | 0 | 0 | 0 | 0 | 0 | 0 | 0 | 0 | 0 | 0 | 0 | 0 | 0 | 0 | 0 | 0 | 0 | 0 | 0 | 0 | 0 | 0 | 0 | 0 | 0 | 0 | 0 | 0 | 0 | 0 | 0 | 0 | 0 | 0 | 0 | 0 | 0 | 0 | 0 | 0 | 0 | 0 | 0 | 0 | 0 | 0 | 0 | 0 | 0 | 0 | 0 | 0 | 0 | 0 | 0 | 0 | 0 | 0 | 0 | 0 | 0 | 0 | 0 | 0 | 0 | 0 | 0 | 0 | 0 | 0 | 0 | 0 | 0 | 0 | 0 | 0 | 0 | 0 | 0 | 0 | 0 | 0 | 0 | 0 | 0 | 0 | 0 | 0 | 0 | 0 | 0 | 0 | 0 | 0 | 0 | 0 | 0 | 0 | 0 | 0 | 0 | 0 | 0 | 0 | 0 | 0 | 0 | 0 | 0 | 0 | 0 | 0 | 0 | 0 | 0 | 0 | 0 | 0 | 0 | 0 | 0 | 0 | 0 | 0 | 0 | 0 | 0 | 0 | 0 | 0 | 0 | 0 | 0 | 0 | 0 | 0 | 0 | 0 | 0 | 0 | 0 | 0 | 0 | 0 | 0 | 0 | 0 | 0 | 0 | 0 | 0 | 0 | 0 | 0 | 0 | 0 | 0 | 0 | 0 | 0 | 0 | 0.003628% | 0 | 0 | 0 | 0 | 0 | 0 | 0 | 0 | 0 | 0 | 0 | 0 | 0 | 0 | 0 | 0 | 0 | 0 | 0 | 0 | 0 | 0 | 0 | 0
No | ResGSHP_v2_6 | Measure_InputOutput v2 | RTF Workbook: ResGSHP_v2_6 | 2020 | New | 2022 | 2045 | PSE | Residential | Single Family | Electric | Per Ground Source Heat Pump Conversion from FAF w/o CAC - Without Desuperheater - New House 4000 square feet or greater - Electric Water Heater |  |  | Ground Source Heat Pump Conversion from FAF w/o CAC - Without Desuperheater - New House 4000 square feet or greater - Heating Zone 1 - Cooling Zone 1 |  | 10343.8176 | 20 | 13002.6102 | 0 |  | 0 | 0 | 0 | 0 | 0 | 0 | 0 | 0 |  | 0 | 0 | 0 | Heating | Electric Furnace Heat without CAC | GSHP | ResSpHtHPZ1 | 0.03002% | 5.973% | 0% | 1 |  | 0% | 5% | 85% | 6.8% | 0.2% | 9023.1346 | 457.1537 | 948.0288 | 14180.6006 | 0 | 0 | 0 | 15375.94 | 0 |  | 0.12734 | 0 | 0.12734 | 08. $0.115 to $0.130 | 1 | 0 | 01. ($9,999.00) to $0.22 | 1 | 0 | 0 | 0 | 0 | 0 | 0 | 0 | 0 | 0 | 0 | 0 | 0 | 0 | 0 | 0 | 0 | 0 | 0 | 0 | 0 | 0 | 0 | 0 | 0 | 0 | 0 | 0 | 0 | 0 | 0 | 0 | 0 | 0 | 0 | 0 | 0 | 0 | 0 | 0 | 0 | 0 | 0 | 0 | 0 | 0 | 0 | 0 | 0 | 0 | 0 | 0 | 0 | 0 | 0 | 0 | 0 | 0 | 0 | 0 | 0 | 0 | 0 | 0 | 0 | 0 | 0 | 0 | 0 | 0 | 0 | 0 | 0 | 0 | 0 | 0 | 0 | 0 | 0 | 0 | 0 | 0 | 0 | 0 | 0 | 0 | 0 | 0 | 0 | 0 | 0 | 0 | 0 | 0 | 0 | 0 | 0 | 0 | 0 | 0 | 0 | 0 | 0 | 0 | 0 | 0 | 0 | 0 | 0 | 0 | 0 | 0 | 0 | 0 | 0 | 0 | 0 | 0 | 0 | 0 | 0 | 0 | 0 | 0 | 0 | 0 | 0 | 0 | 0 | 0 | 0 | 0 | 0 | 0 | 0 | 0 | 0 | 0 | 0 | 0 | 0 | 0 | 0 | 0 | 0 | 0 | 0 | 0 | 0 | 0 | 0 | 0 | 0 | 0 | 0 | 0 | 0 | 0 | 0 | 0 | 0 | 0 | 0 | 0 | 0 | 0 | 0 | 0 | 0 | 0 | 0 | 0 | 0 | 0 | 0 | 0 | 0 | 0 | 0 | 0 | 0 | 0 | 0 | 0 | 0 | 0 | 0 | 0 | 0 | 0 | 0 | 0 | 0 | 0 | 0 | 0 | 0 | 0 | 0 | 0 | 0 | 0 | 0 | 0 | 0.003628% | 0 | 0 | 0 | 0 | 0 | 0 | 0 | 0 | 0 | 0 | 0 | 0 | 0 | 0 | 0 | 0 | 0 | 0 | 0 | 0 | 0 | 0 | 0 | 0
No | ResGSHP_v2_6 | Measure_InputOutput v2 | RTF Workbook: ResGSHP_v2_6 | 2020 | New | 2022 | 2045 | PSE | Residential | Single Family | Electric | Per Ground Source Heat Pump Conversion from FAF w/o CAC - With Desuperheater - New House less than 4000 square feet - Electric Water Heater |  |  | Ground Source Heat Pump Conversion from FAF w/o CAC - With Desuperheater - New House less than 4000 square feet - Heating Zone 1 - Cooling Zone 1 |  | 7185.7575 | 20 | 11474.6098 | 0 |  | 0 | 0 | 0 | 0 | 0 | 0 | 0 | 0 |  | 0 | 0 | 0 | Heating | Electric Furnace Heat without CAC | GSHP | ResSpHtHPZ1 | 0.03002% | 5.973% | 0% | 1 |  | 0% | 5% | 85% | 6.8% | 0.2% | 6268.2909 | 317.5806 | 658.5871 | 12514.1688 | 0 | 0 | 0 | 13832.923 | 0 |  | 0.16491 | 0 | 0.16491 | 10. $0.150 to $0.175 | 0 | 0 | 01. ($9,999.00) to $0.22 | 1 | 0 | 0 | 0 | 0 | 0 | 0 | 0 | 0 | 0 | 0 | 0 | 0 | 0 | 0 | 0 | 0 | 0 | 0 | 0 | 0 | 0 | 0 | 0 | 0 | 0 | 0 | 0 | 0 | 0 | 0 | 0 | 0 | 0 | 0 | 0 | 0 | 0 | 0 | 0 | 0 | 0 | 0 | 0 | 0 | 0 | 0 | 0 | 0 | 0 | 0 | 0 | 0 | 0 | 0 | 0 | 0 | 0 | 0 | 0 | 0 | 0 | 0 | 0 | 0 | 0 | 0 | 0 | 0 | 0 | 0 | 0 | 0 | 0 | 0 | 0 | 0 | 0 | 0 | 0 | 0 | 0 | 0 | 0 | 0 | 0 | 0 | 0 | 0 | 0 | 0 | 0 | 0 | 0 | 0 | 0 | 0 | 0 | 0 | 0 | 0 | 0 | 0 | 0 | 0 | 0 | 0 | 0 | 0 | 0 | 0 | 0 | 0 | 0 | 0 | 0 | 0 | 0 | 0 | 0 | 0 | 0 | 0 | 0 | 0 | 0 | 0 | 0 | 0 | 0 | 0 | 0 | 0 | 0 | 0 | 0 | 0 | 0 | 0 | 0 | 0 | 0 | 0 | 0 | 0 | 0 | 0 | 0 | 0 | 0 | 0 | 0 | 0 | 0 | 0 | 0 | 0 | 0 | 0 | 0 | 0 | 0 | 0 | 0 | 0 | 0 | 0 | 0 | 0 | 0 | 0 | 0 | 0 | 0 | 0 | 0 | 0 | 0 | 0 | 0 | 0 | 0 | 0 | 0 | 0 | 0 | 0 | 0 | 0 | 0 | 0 | 0 | 0 | 0 | 0 | 0 | 0 | 0 | 0 | 0 | 0 | 0 | 0 | 0 | 0.003628% | 0 | 0 | 0 | 0 | 0 | 0 | 0 | 0 | 0 | 0 | 0 | 0 | 0 | 0 | 0 | 0 | 0 | 0 | 0 | 0 | 0 | 0 | 0 | 0
No | ResGSHP_v2_6 | Measure_InputOutput v2 | RTF Workbook: ResGSHP_v2_6 | 2020 | New | 2022 | 2045 | PSE | Residential | Single Family | Electric | Per Ground Source Heat Pump Conversion from FAF w/o CAC - With Desuperheater - New House 4000 square feet or greater - Electric Water Heater |  |  | Ground Source Heat Pump Conversion from FAF w/o CAC - With Desuperheater - New House 4000 square feet or greater - Heating Zone 1 - Cooling Zone 1 |  | 11154.1014 | 20 | 14254.1265 | 0 |  | 0 | 0 | 0 | 0 | 0 | 0 | 0 | 0 |  | 0 | 0 | 0 | Heating | Electric Furnace Heat without CAC | GSHP | ResSpHtHPZ1 | 0.03002% | 5.973% | 0% | 1 |  | 0% | 5% | 85% | 6.8% | 0.2% | 9729.9626 | 492.9649 | 1022.2927 | 15545.4998 | 0 | 0 | 0 | 16881.0675 | 0 |  | 0.12965 | 0 | 0.12965 | 08. $0.115 to $0.130 | 1 | 0 | 01. ($9,999.00) to $0.22 | 1 | 0 | 0 | 0 | 0 | 0 | 0 | 0 | 0 | 0 | 0 | 0 | 0 | 0 | 0 | 0 | 0 | 0 | 0 | 0 | 0 | 0 | 0 | 0 | 0 | 0 | 0 | 0 | 0 | 0 | 0 | 0 | 0 | 0 | 0 | 0 | 0 | 0 | 0 | 0 | 0 | 0 | 0 | 0 | 0 | 0 | 0 | 0 | 0 | 0 | 0 | 0 | 0 | 0 | 0 | 0 | 0 | 0 | 0 | 0 | 0 | 0 | 0 | 0 | 0 | 0 | 0 | 0 | 0 | 0 | 0 | 0 | 0 | 0 | 0 | 0 | 0 | 0 | 0 | 0 | 0 | 0 | 0 | 0 | 0 | 0 | 0 | 0 | 0 | 0 | 0 | 0 | 0 | 0 | 0 | 0 | 0 | 0 | 0 | 0 | 0 | 0 | 0 | 0 | 0 | 0 | 0 | 0 | 0 | 0 | 0 | 0 | 0 | 0 | 0 | 0 | 0 | 0 | 0 | 0 | 0 | 0 | 0 | 0 | 0 | 0 | 0 | 0 | 0 | 0 | 0 | 0 | 0 | 0 | 0 | 0 | 0 | 0 | 0 | 0 | 0 | 0 | 0 | 0 | 0 | 0 | 0 | 0 | 0 | 0 | 0 | 0 | 0 | 0 | 0 | 0 | 0 | 0 | 0 | 0 | 0 | 0 | 0 | 0 | 0 | 0 | 0 | 0 | 0 | 0 | 0 | 0 | 0 | 0 | 0 | 0 | 0 | 0 | 0 | 0 | 0 | 0 | 0 | 0 | 0 | 0 | 0 | 0 | 0 | 0 | 0 | 0 | 0 | 0 | 0 | 0 | 0 | 0 | 0 | 0 | 0 | 0 | 0 | 0 | 0.003628% | 0 | 0 | 0 | 0 | 0 | 0 | 0 | 0 | 0 | 0 | 0 | 0 | 0 | 0 | 0 | 0 | 0 | 0 | 0 | 0 | 0 | 0 | 0 | 0
No | ResGSHP_v2_6 | Measure_InputOutput v2 | RTF Workbook: ResGSHP_v2_6 | 2020 | NR | 2022 | 2045 | PSE | Residential | Single Family | Electric | Per Ground Source Heat Pump Conversion from FAF w/o CAC - Without Desuperheater - Existing House less than 4000 square feet - Electric Water Heater |  |  | Ground Source Heat Pump Conversion from FAF w/o CAC - Without Desuperheater - Existing House less than 4000 square feet - Heating Zone 1 - Cooling Zone 1 |  | 7489.3579 | 20 | 10729.3421 | 0 |  | 0 | 0 | 0 | 0 | 0 | 0 | 0 | 0 |  | 0 | 0 | 0 | Heating | Electric Furnace Heat without CAC | GSHP | ResSpHtHPZ1 | 0.03002% | 5.973% | 0% | 1 |  | 3% | 5% | 85% | 6.8% | 0.2% | 6533.128 | 330.9985 | 686.4126 | 11701.3825 | 0 | 0 | 0 | 12829.8398 | 0 |  | 0.14675 | 0 | 0.14675 | 09. $0.130 to $0.150 | 1 | 0 | 01. ($9,999.00) to $0.22 | 1 | 0.44693 | 0.44592 | 0.88981 | 1.3317 | 2.2144 | 3.9769 | 5.7314 | 8.3576 | 11.4108 | 14.8879 | 18.786 | 23.1023 | 27.3989 | 31.2419 | 35.0673 | 37.5793 | 39.6488 | 41.2788 | 42.043 | 42.8036 | 42.7064 | 42.6095 | 42.5127 | 42.4162 | 3347.2196 | 3339.6188 | 6664.0705 | 9973.4068 | 16584.599 | 29784.4902 | 42924.3478 | 62593.1265 | 85459.2511 | 111500.6355 | 140695.2942 | 173021.3422 | 205199.8539 | 233981.5885 | 262631.5509 | 281445.1849 | 296944.3651 | 309151.3768 | 314875.39 | 320571.8131 | 319843.8646 | 319117.5691 | 318392.9229 | 317669.9222 | 6353398.4448 | 3347.2196 | 6686.8384 | 13350.909 | 23324.3158 | 39908.9148 | 69693.4051 | 112617.7529 | 175210.8794 | 260670.1305 | 372170.7659 | 512866.0601 | 685887.4023 | 891087.2562 | 1125068.8447 | 1387700.3957 | 1669145.5806 | 1966089.9457 | 2275241.3225 | 2590116.7124 | 2910688.5255 | 3230532.3901 | 3549649.9593 | 3868042.8822 | 4185712.8045 | 0 | 0 | 0 | 0 | 0 | 0 | 0 | 0 | 0 | 0 | 0 | 0 | 0 | 0 | 0 | 0 | 0 | 0 | 0 | 0 | 0 | 0 | 0 | 0 | 0 | 0 | 0 | 0 | 0 | 0 | 0 | 0 | 0 | 0 | 0 | 0 | 0 | 0 | 0 | 0 | 0 | 0 | 0 | 0 | 0 | 0 | 0 | 0 | 0 | 0 | 0 | 0 | 0 | 0 | 0 | 0 | 0 | 0 | 0 | 0 | 0 | 1.005 | 2.0076 | 4.0084 | 7.0028 | 11.9821 | 20.9246 | 33.812 | 52.6048 | 78.2629 | 111.7395 | 153.9815 | 205.9289 | 267.5375 | 337.7875 | 416.6392 | 501.1395 | 590.2933 | 683.112 | 777.6493 | 873.8969 | 969.9259 | 1065.7369 | 1161.3302 | 1256.7066 | 5734.0418 | 5721.021 | 11416.0597 | 17085.2045 | 28410.6795 | 51023.0972 | 73532.6726 | 107226.7864 | 146398.197 | 191009.0691 | 241021.74 | 296398.7189 | 351522.957 | 400828.2575 | 449907.8222 | 482137.0081 | 508688.2827 | 529599.8221 | 539405.4921 | 549163.8981 | 547916.867 | 546672.6676 | 545431.2936 | 544192.7384 | 7170444.3941 | 0 | 0 | 0 | 0 | 0 | 0 | 0 | 0 | 0 | 0 | 0 | 0 | 0 | 0 | 0 | 0 | 0 | 0 | 0 | 0 | 0.003628% | 0.12142 | 0.24257 | 0.48432 | 0.84612 | 1.4477 | 2.5282 | 4.0854 | 6.356 | 9.4561 | 13.501 | 18.6049 | 24.8815 | 32.3253 | 40.8133 | 50.3406 | 60.5504 | 71.3225 | 82.5373 | 93.9599 | 105.589 | 117.1918 | 128.7682 | 140.3183 | 151.8422
No | ResGSHP_v2_6 | Measure_InputOutput v2 | RTF Workbook: ResGSHP_v2_6 | 2020 | NR | 2022 | 2045 | PSE | Residential | Single Family | Electric | Per Ground Source Heat Pump Conversion from FAF w/o CAC - Without Desuperheater - Existing House 4000 square feet or greater - Electric Water Heater |  |  | Ground Source Heat Pump Conversion from FAF w/o CAC - Without Desuperheater - Existing House 4000 square feet or greater - Heating Zone 1 - Cooling Zone 1 |  | 11783.2297 | 20 | 14288.1753 | 0 |  | 0 | 0 | 0 | 0 | 0 | 0 | 0 | 0 |  | 0 | 0 | 0 | Heating | Electric Furnace Heat without CAC | GSHP | ResSpHtHPZ1 | 0.03002% | 5.973% | 0% | 1 |  | 3% | 5% | 85% | 6.8% | 0.2% | 10278.7647 | 520.7697 | 1079.9534 | 15582.6333 | 0 | 0 | 0 | 16839.5452 | 0 |  | 0.12242 | 0 | 0.12242 | 08. $0.115 to $0.130 | 1 | 0 | 01. ($9,999.00) to $0.22 | 1 | 0.44693 | 0.44592 | 0.88981 | 1.3317 | 2.2144 | 3.9769 | 5.7314 | 8.3576 | 11.4108 | 14.8879 | 18.786 | 23.1023 | 27.3989 | 31.2419 | 35.0673 | 37.5793 | 39.6488 | 41.2788 | 42.043 | 42.8036 | 42.7064 | 42.6095 | 42.5127 | 42.4162 | 5266.2802 | 5254.3217 | 10484.7805 | 15691.4577 | 26093.0431 | 46860.8248 | 67534.1537 | 98479.6284 | 134455.5826 | 175427.2675 | 221360.0928 | 272219.626 | 322847.036 | 368130.1954 | 413206.0338 | 442806.0839 | 467191.4053 | 486397.06 | 495402.8203 | 504365.1723 | 503219.8693 | 502077.167 | 500937.0596 | 499799.5411 | 9995990.8211 | 5266.2802 | 10520.6019 | 21005.3823 | 36696.8401 | 62789.8832 | 109650.708 | 177184.8616 | 275664.49 | 410120.0726 | 585547.3401 | 806907.4329 | 1079127.0589 | 1401974.0949 | 1770104.2903 | 2183310.3241 | 2626116.408 | 3093307.8133 | 3579704.8733 | 4075107.6936 | 4579472.8659 | 5082692.7352 | 5584769.9022 | 6085706.9617 | 6585506.5028 | 0 | 0 | 0 | 0 | 0 | 0 | 0 | 0 | 0 | 0 | 0 | 0 | 0 | 0 | 0 | 0 | 0 | 0 | 0 | 0 | 0 | 0 | 0 | 0 | 0 | 0 | 0 | 0 | 0 | 0 | 0 | 0 | 0 | 0 | 0 | 0 | 0 | 0 | 0 | 0 | 0 | 0 | 0 | 0 | 0 | 0 | 0 | 0 | 0 | 0 | 0 | 0 | 0 | 0 | 0 | 0 | 0 | 0 | 0 | 0 | 0 | 1.5811 | 3.1587 | 6.3066 | 11.0178 | 18.8519 | 32.9212 | 53.1975 | 82.7647 | 123.1333 | 175.8031 | 242.2636 | 323.9941 | 420.9247 | 531.4511 | 655.5109 | 788.4578 | 928.726 | 1074.7605 | 1223.4988 | 1374.928 | 1526.0133 | 1676.7555 | 1827.1554 | 1977.2138 | 7526.0999 | 7509.0098 | 14983.9169 | 22424.8376 | 37289.8595 | 66969.3282 | 96513.8136 | 140738.3373 | 192151.9754 | 250705.0681 | 316348.1819 | 389032.1091 | 461384.3064 | 526098.9755 | 590517.3598 | 632819.1221 | 667668.4574 | 695115.4731 | 707985.7058 | 720793.9031 | 719157.1378 | 717524.0892 | 715894.7489 | 714269.1085 | 9411420.9248 | 0 | 0 | 0 | 0 | 0 | 0 | 0 | 0 | 0 | 0 | 0 | 0 | 0 | 0 | 0 | 0 | 0 | 0 | 0 | 0 | 0.003628% | 0.19104 | 0.38165 | 0.762 | 1.3312 | 2.2778 | 3.9777 | 6.4276 | 10.0001 | 14.8776 | 21.2415 | 29.2716 | 39.1467 | 50.8584 | 64.2128 | 79.2024 | 95.2658 | 112.2138 | 129.8584 | 147.8298 | 166.1263 | 184.3813 | 202.5948 | 220.7669 | 238.8978
No | ResGSHP_v2_6 | Measure_InputOutput v2 | RTF Workbook: ResGSHP_v2_6 | 2020 | NR | 2022 | 2045 | PSE | Residential | Single Family | Electric | Per Ground Source Heat Pump Conversion from FAF w/o CAC - With Desuperheater - Existing House less than 4000 square feet - Electric Water Heater |  |  | Ground Source Heat Pump Conversion from FAF w/o CAC - With Desuperheater - Existing House less than 4000 square feet - Heating Zone 1 - Cooling Zone 1 |  | 8345.8592 | 20 | 11980.8584 | 0 |  | 0 | 0 | 0 | 0 | 0 | 0 | 0 | 0 |  | 0 | 0 | 0 | Heating | Electric Furnace Heat without CAC | GSHP | ResSpHtHPZ1 | 0.03002% | 5.973% | 0% | 1 |  | 3% | 5% | 85% | 6.8% | 0.2% | 7280.2725 | 368.8523 | 764.9125 | 13066.2817 | 0 | 0 | 0 | 14328.6887 | 0 |  | 0.14707 | 0 | 0.14707 | 09. $0.130 to $0.150 | 1 | 0 | 01. ($9,999.00) to $0.22 | 1 | 0.44693 | 0.44592 | 0.88981 | 1.3317 | 2.2144 | 3.9769 | 5.7314 | 8.3576 | 11.4108 | 14.8879 | 18.786 | 23.1023 | 27.3989 | 31.2419 | 35.0673 | 37.5793 | 39.6488 | 41.2788 | 42.043 | 42.8036 | 42.7064 | 42.6095 | 42.5127 | 42.4162 | 3730.0158 | 3721.5458 | 7426.1899 | 11113.99 | 18481.2542 | 33190.7172 | 47833.2809 | 69751.429 | 95232.5794 | 124252.1199 | 156785.551 | 192808.4847 | 228667.0095 | 260740.2934 | 292666.7354 | 313631.9423 | 330903.6466 | 344506.6819 | 350885.3072 | 357233.1871 | 356421.9887 | 355612.6323 | 354805.1138 | 353999.429 | 7079988.5794 | 3730.0158 | 7451.5616 | 14877.7515 | 25991.7414 | 44472.9956 | 77663.7128 | 125496.9937 | 195248.4227 | 290481.0021 | 414733.122 | 571518.673 | 764327.1577 | 992994.1672 | 1253734.4605 | 1546401.1959 | 1860033.1382 | 2190936.7848 | 2535443.4667 | 2886328.7739 | 3243561.961 | 3599983.9497 | 3955596.582 | 4310401.6958 | 4664401.1248 | 0 | 0 | 0 | 0 | 0 | 0 | 0 | 0 | 0 | 0 | 0 | 0 | 0 | 0 | 0 | 0 | 0 | 0 | 0 | 0 | 0 | 0 | 0 | 0 | 0 | 0 | 0 | 0 | 0 | 0 | 0 | 0 | 0 | 0 | 0 | 0 | 0 | 0 | 0 | 0 | 0 | 0 | 0 | 0 | 0 | 0 | 0 | 0 | 0 | 0 | 0 | 0 | 0 | 0 | 0 | 0 | 0 | 0 | 0 | 0 | 0 | 1.1199 | 2.2372 | 4.4669 | 7.8037 | 13.3524 | 23.3175 | 37.6789 | 58.6208 | 87.2132 | 124.5183 | 171.5911 | 229.4794 | 298.1338 | 376.4177 | 464.2871 | 558.4511 | 657.8007 | 761.2344 | 866.5832 | 973.8379 | 1080.849 | 1187.6171 | 1294.1428 | 1400.4266 | 6403.9225 | 6389.3806 | 12749.7434 | 19081.1873 | 31729.7635 | 56983.8818 | 82123.1434 | 119753.5796 | 163501.1989 | 213323.7461 | 269179.1583 | 331025.5651 | 392589.7046 | 447655.1077 | 502468.4034 | 538462.7711 | 568115.9043 | 591470.4389 | 602421.6585 | 613320.0925 | 611927.3767 | 610537.8234 | 609151.4256 | 607768.1759 | 8008133.1531 | 0 | 0 | 0 | 0 | 0 | 0 | 0 | 0 | 0 | 0 | 0 | 0 | 0 | 0 | 0 | 0 | 0 | 0 | 0 | 0 | 0.003628% | 0.13531 | 0.27032 | 0.53971 | 0.94288 | 1.6133 | 2.8174 | 4.5526 | 7.0829 | 10.5376 | 15.045 | 20.7326 | 27.727 | 36.0222 | 45.4808 | 56.0977 | 67.4751 | 79.4791 | 91.9765 | 104.7053 | 117.6644 | 130.5941 | 143.4944 | 156.3654 | 169.2072
No | ResGSHP_v2_6 | Measure_InputOutput v2 | RTF Workbook: ResGSHP_v2_6 | 2020 | NR | 2022 | 2045 | PSE | Residential | Single Family | Electric | Per Ground Source Heat Pump Conversion from FAF w/o CAC - With Desuperheater - Existing House 4000 square feet or greater - Electric Water Heater |  |  | Ground Source Heat Pump Conversion from FAF w/o CAC - With Desuperheater - Existing House 4000 square feet or greater - Heating Zone 1 - Cooling Zone 1 |  | 12648.258 | 20 | 15539.6916 | 0 |  | 0 | 0 | 0 | 0 | 0 | 0 | 0 | 0 |  | 0 | 0 | 0 | Heating | Electric Furnace Heat without CAC | GSHP | ResSpHtHPZ1 | 0.03002% | 5.973% | 0% | 1 |  | 3% | 5% | 85% | 6.8% | 0.2% | 11033.3475 | 559.0004 | 1159.2348 | 16947.5326 | 0 | 0 | 0 | 18337.2357 | 0 |  | 0.12419 | 0 | 0.12419 | 08. $0.115 to $0.130 | 1 | 0 | 01. ($9,999.00) to $0.22 | 1 | 0.44693 | 0.44592 | 0.88981 | 1.3317 | 2.2144 | 3.9769 | 5.7314 | 8.3576 | 11.4108 | 14.8879 | 18.786 | 23.1023 | 27.3989 | 31.2419 | 35.0673 | 37.5793 | 39.6488 | 41.2788 | 42.043 | 42.8036 | 42.7064 | 42.6095 | 42.5127 | 42.4162 | 5652.8874 | 5640.0509 | 11254.4872 | 16843.3961 | 28008.5807 | 50300.9629 | 72491.9583 | 105709.1965 | 144326.2107 | 188305.7013 | 237610.5385 | 292203.7623 | 346547.8223 | 395155.3006 | 443540.238 | 475313.2814 | 501488.7735 | 522104.3501 | 531771.2396 | 541391.5341 | 540162.1523 | 538935.5622 | 537711.7574 | 536490.7316 | 10729814.632 | 5652.8874 | 11292.9383 | 22547.4256 | 39390.8217 | 67399.4024 | 117700.3653 | 190192.3236 | 295901.5201 | 440227.7308 | 628533.4321 | 866143.9706 | 1158347.7329 | 1504895.5552 | 1900050.8558 | 2343591.0938 | 2818904.3752 | 3320393.1487 | 3842497.4988 | 4374268.7384 | 4915660.2725 | 5455822.4248 | 5994757.987 | 6532469.7444 | 7068960.476 | 0 | 0 | 0 | 0 | 0 | 0 | 0 | 0 | 0 | 0 | 0 | 0 | 0 | 0 | 0 | 0 | 0 | 0 | 0 | 0 | 0 | 0 | 0 | 0 | 0 | 0 | 0 | 0 | 0 | 0 | 0 | 0 | 0 | 0 | 0 | 0 | 0 | 0 | 0 | 0 | 0 | 0 | 0 | 0 | 0 | 0 | 0 | 0 | 0 | 0 | 0 | 0 | 0 | 0 | 0 | 0 | 0 | 0 | 0 | 0 | 0 | 1.6972 | 3.3906 | 6.7696 | 11.8266 | 20.2358 | 35.338 | 57.1028 | 88.8406 | 132.1727 | 188.7091 | 260.0486 | 347.779 | 451.8256 | 570.4659 | 703.6332 | 846.3399 | 996.9054 | 1153.6606 | 1313.3181 | 1475.8639 | 1638.0407 | 1799.8492 | 1961.2902 | 2122.3647 | 8195.4629 | 8176.8528 | 16316.5699 | 24419.2778 | 40606.3783 | 72925.5062 | 105097.6453 | 153255.4491 | 209241.7594 | 273002.4993 | 344483.8389 | 423632.1941 | 502419.3158 | 572889.6359 | 643037.3199 | 689101.3541 | 727050.1508 | 756938.2736 | 770953.1705 | 784900.5148 | 783118.1774 | 781339.8873 | 779565.6353 | 777795.4122 | 10248462.2814 | 0 | 0 | 0 | 0 | 0 | 0 | 0 | 0 | 0 | 0 | 0 | 0 | 0 | 0 | 0 | 0 | 0 | 0 | 0 | 0 | 0.003628% | 0.20507 | 0.40967 | 0.81794 | 1.429 | 2.445 | 4.2697 | 6.8995 | 10.7342 | 15.9698 | 22.8009 | 31.4205 | 42.0206 | 54.592 | 68.9268 | 85.0168 | 102.2594 | 120.4516 | 139.3916 | 158.6823 | 178.322 | 197.9171 | 217.4676 | 236.9738 | 256.4357
No | ResGSHP_v2_6 | Measure_InputOutput v2 | RTF Workbook: ResGSHP_v2_6 | 2020 | New | 2022 | 2041 | PSE | Residential | Single Family | Electric | Per Ground Source Heat Pump Upgrade from Air Source Heat Pump - With Desuperheater - New House less than 4000 square feet - Gas Water Heater |  |  | Ground Source Heat Pump Upgrade from Air Source Heat Pump - With Desuperheater - New House less than 4000 square feet - Heating Zone 1 - Cooling Zone 1 - Gas Water Heater |  | 884.1098 | 20 | 5982.7525 | 0 |  | 0 | 0 | 0 | 0 | 0 | 0 | 0 | 62.9908 |  | 0 | 0 | 0 | Heat Pump | Heat Pump | GSHP | ResSpHtHPZ1 | 0.03002% | 9.34% | 0% | 1 |  | 0% | 5% | 85% | 6.8% | 0.2% | 771.228 | 39.074 | 81.0302 | 6524.7687 | 0 | 953.8086 | 0 | -3533.089 | 0 |  | -0.34233 | 0 | -0.34233 | 01. ($9,999.000) to $0.028 | 1 | 0 | 01. ($9,999.00) to $0.22 | 1 | 0 | 0 | 0 | 0 | 0 | 0 | 0 | 0 | 0 | 0 | 0 | 0 | 0 | 0 | 0 | 0 | 0 | 0 | 0 | 0 | 0 | 0 | 0 | 0 | 0 | 0 | 0 | 0 | 0 | 0 | 0 | 0 | 0 | 0 | 0 | 0 | 0 | 0 | 0 | 0 | 0 | 0 | 0 | 0 | 0 | 0 | 0 | 0 | 0 | 0 | 0 | 0 | 0 | 0 | 0 | 0 | 0 | 0 | 0 | 0 | 0 | 0 | 0 | 0 | 0 | 0 | 0 | 0 | 0 | 0 | 0 | 0 | 0 | 0 | 0 | 0 | 0 | 0 | 0 | 0 | 0 | 0 | 0 | 0 | 0 | 0 | 0 | 0 | 0 | 0 | 0 | 0 | 0 | 0 | 0 | 0 | 0 | 0 | 0 | 0 | 0 | 0 | 0 | 0 | 0 | 0 | 0 | 0 | 0 | 0 | 0 | 0 | 0 | 0 | 0 | 0 | 0 | 0 | 0 | 0 | 0 | 0 | 0 | 0 | 0 | 0 | 0 | 0 | 0 | 0 | 0 | 0 | 0 | 0 | 0 | 0 | 0 | 0 | 0 | 0 | 0 | 0 | 0 | 0 | 0 | 0 | 0 | 0 | 0 | 0 | 0 | 0 | 0 | 0 | 0 | 0 | 0 | 0 | 0 | 0 | 0 | 0 | 0 | 0 | 0 | 0 | 0 | 0 | 0 | 0 | 0 | 0 | 0 | 0 | 0 | 0 | 0 | 0 | 0 | 0 | 0 | 0 | 0 | 0 | 0 | 0 | 0 | 0 | 0 | 0 | 0 | 0 | 0 | 0 | 0 | 0 | 0 | 0 | 0 | 0 | 0 | 0 | 0 | 0.003628% | 0 | 0 | 0 | 0 | 0 | 0 | 0 | 0 | 0 | 0 | 0 | 0 | 0 | 0 | 0 | 0 | 0 | 0 | 0 | 0 | 0 | 0 | 0 | 0
No | ResGSHP_v2_6 | Measure_InputOutput v2 | RTF Workbook: ResGSHP_v2_6 | 2020 | New | 2022 | 2041 | PSE | Residential | Single Family | Electric | Per Ground Source Heat Pump Upgrade from Air Source Heat Pump - With Desuperheater - New House 4000 square feet or greater - Gas Water Heater |  |  | Ground Source Heat Pump Upgrade from Air Source Heat Pump - With Desuperheater - New House 4000 square feet or greater - Heating Zone 1 - Cooling Zone 1 - Gas Water Heater |  | 1788.8123 | 20 | 8181.7364 | 0 |  | 0 | 0 | 0 | 0 | 0 | 0 | 0 | 65.5062 |  | 0 | 0 | 0 | Heat Pump | Heat Pump | GSHP | ResSpHtHPZ1 | 0.03002% | 9.34% | 0% | 1 |  | 0% | 5% | 85% | 6.8% | 0.2% | 1560.4194 | 79.0581 | 163.9478 | 8922.9727 | 0 | 991.8972 | 0 | -1262.6182 | 0 |  | -0.060465 | 0 | -0.060465 | 01. ($9,999.000) to $0.028 | 1 | 0 | 01. ($9,999.00) to $0.22 | 1 | 0 | 0 | 0 | 0 | 0 | 0 | 0 | 0 | 0 | 0 | 0 | 0 | 0 | 0 | 0 | 0 | 0 | 0 | 0 | 0 | 0 | 0 | 0 | 0 | 0 | 0 | 0 | 0 | 0 | 0 | 0 | 0 | 0 | 0 | 0 | 0 | 0 | 0 | 0 | 0 | 0 | 0 | 0 | 0 | 0 | 0 | 0 | 0 | 0 | 0 | 0 | 0 | 0 | 0 | 0 | 0 | 0 | 0 | 0 | 0 | 0 | 0 | 0 | 0 | 0 | 0 | 0 | 0 | 0 | 0 | 0 | 0 | 0 | 0 | 0 | 0 | 0 | 0 | 0 | 0 | 0 | 0 | 0 | 0 | 0 | 0 | 0 | 0 | 0 | 0 | 0 | 0 | 0 | 0 | 0 | 0 | 0 | 0 | 0 | 0 | 0 | 0 | 0 | 0 | 0 | 0 | 0 | 0 | 0 | 0 | 0 | 0 | 0 | 0 | 0 | 0 | 0 | 0 | 0 | 0 | 0 | 0 | 0 | 0 | 0 | 0 | 0 | 0 | 0 | 0 | 0 | 0 | 0 | 0 | 0 | 0 | 0 | 0 | 0 | 0 | 0 | 0 | 0 | 0 | 0 | 0 | 0 | 0 | 0 | 0 | 0 | 0 | 0 | 0 | 0 | 0 | 0 | 0 | 0 | 0 | 0 | 0 | 0 | 0 | 0 | 0 | 0 | 0 | 0 | 0 | 0 | 0 | 0 | 0 | 0 | 0 | 0 | 0 | 0 | 0 | 0 | 0 | 0 | 0 | 0 | 0 | 0 | 0 | 0 | 0 | 0 | 0 | 0 | 0 | 0 | 0 | 0 | 0 | 0 | 0 | 0 | 0 | 0 | 0.003628% | 0 | 0 | 0 | 0 | 0 | 0 | 0 | 0 | 0 | 0 | 0 | 0 | 0 | 0 | 0 | 0 | 0 | 0 | 0 | 0 | 0 | 0 | 0 | 0
No | ResGSHP_v2_6 | Measure_InputOutput v2 | RTF Workbook: ResGSHP_v2_6 | 2020 | NR | 2022 | 2041 | PSE | Residential | Single Family | Electric | Per Ground Source Heat Pump Upgrade from Air Source Heat Pump - With Desuperheater - Existing House less than 4000 square feet - Gas Water Heater |  |  | Ground Source Heat Pump Upgrade from Air Source Heat Pump - With Desuperheater - Existing House less than 4000 square feet - Heating Zone 1 - Cooling Zone 1 - Gas Water Heater |  | 1050.749 | 20 | 6369.4548 | 0 |  | 0 | 0 | 0 | 0 | 0 | 0 | 0 | 68.4382 |  | 0 | 0 | 0 | Heat Pump | Heat Pump | GSHP | ResSpHtHPZ1 | 0.03002% | 9.34% | 0% | 1 |  | 6% | 5% | 85% | 6.8% | 0.2% | 916.591 | 46.4387 | 96.303 | 6946.5048 | 0 | 1036.2928 | 0 | -4019.531 | 0 |  | -0.3277 | 0 | -0.3277 | 01. ($9,999.000) to $0.028 | 1 | 0 | 01. ($9,999.00) to $0.22 | 1 | 1.3977 | 1.3945 | 2.7827 | 4.1646 | 6.9253 | 12.4372 | 17.9241 | 26.1373 | 35.6856 | 46.5598 | 58.7507 | 72.2492 | 85.6861 | 97.7046 | 109.6681 | 117.5242 | 123.9963 | 129.0936 | 131.4838 | 133.8625 | 133.5585 | 133.2552 | 132.9526 | 132.6507 | 1468.6445 | 1465.3096 | 2923.9643 | 4375.987 | 7276.7501 | 13068.4072 | 18833.7235 | 27463.7053 | 37496.5722 | 48922.6336 | 61732.243 | 75915.7981 | 90034.6193 | 102663.0519 | 115233.6674 | 123488.4411 | 130288.9469 | 135644.9627 | 138156.4623 | 140655.8563 | 140336.4576 | 140017.7842 | 139699.8344 | 139382.6066 | 2787652.1328 | 1468.6445 | 2933.9541 | 5857.9184 | 10233.9054 | 17510.6555 | 30579.0627 | 49412.7862 | 76876.4915 | 114373.0637 | 163295.6973 | 225027.9403 | 300943.7384 | 390978.3578 | 493641.4097 | 608875.0771 | 732363.5182 | 862652.4651 | 998297.4278 | 1136453.89 | 1277109.7463 | 1417446.2039 | 1557463.9881 | 1697163.8225 | 1836546.4291 | 0 | 0 | 0 | 0 | 0 | 0 | 0 | 0 | 0 | 0 | 0 | 0 | 0 | 0 | 0 | 0 | 0 | 0 | 0 | 0 | 0 | 0 | 0 | 0 | 0 | 0 | 0 | 0 | 0 | 0 | 0 | 0 | 0 | 0 | 0 | 0 | 0 | 0 | 0 | 0 | 0 | 0 | 0 | 0 | 0 | 0 | 0 | 0 | 0 | 0 | 0 | 0 | 0 | 0 | 0 | 0 | 0 | 0 | 0 | 0 | 0 | 0.44094 | 0.88088 | 1.7588 | 3.0726 | 5.2573 | 9.181 | 14.8356 | 23.0812 | 34.339 | 49.0274 | 67.5618 | 90.3545 | 117.3862 | 148.2095 | 182.8069 | 219.8827 | 259.0003 | 299.726 | 341.2057 | 383.4358 | 425.57 | 467.6086 | 509.5517 | 551.3995 | 0 | 0 | 0 | 0 | 0 | 0 | 0 | 0 | 0 | 0 | 0 | 0 | 0 | 0 | 0 | 0 | 0 | 0 | 0 | 0 | 0 | 0 | 0 | 0 | 0 | 0 | 0 | 0 | 0 | 0 | 0 | 0 | 0 | 0 | 0 | 0 | 0 | 0 | 0 | 0 | 0 | 0 | 0 | 0 | 0 | 0.003628% | 0.053277 | 0.10643 | 0.2125 | 0.37125 | 0.63522 | 1.1093 | 1.7925 | 2.7888 | 4.149 | 5.9238 | 8.1632 | 10.9171 | 14.1832 | 17.9075 | 22.0877 | 26.5674 | 31.2938 | 36.2145 | 41.2263 | 46.3288 | 51.4197 | 56.499 | 61.5668 | 66.6231
No | ResGSHP_v2_6 | Measure_InputOutput v2 | RTF Workbook: ResGSHP_v2_6 | 2020 | NR | 2022 | 2041 | PSE | Residential | Single Family | Electric | Per Ground Source Heat Pump Upgrade from Air Source Heat Pump - With Desuperheater - Existing House 4000 square feet or greater - Gas Water Heater |  |  | Ground Source Heat Pump Upgrade from Air Source Heat Pump - With Desuperheater - Existing House 4000 square feet or greater - Heating Zone 1 - Cooling Zone 1 - Gas Water Heater |  | 2032.2938 | 20 | 9260.351 | 0 |  | 0 | 0 | 0 | 0 | 0 | 0 | 0 | 66.8792 |  | 0 | 0 | 0 | Heat Pump | Heat Pump | GSHP | ResSpHtHPZ1 | 0.03002% | 9.34% | 0% | 1 |  | 6% | 5% | 85% | 6.8% | 0.2% | 1772.8136 | 89.8189 | 186.2632 | 10099.306 | 0 | 1012.6869 | 0 | -146.3271 | 0 |  | -0.0061679 | 0 | -0.0061679 | 01. ($9,999.000) to $0.028 | 1 | 0 | 01. ($9,999.00) to $0.22 | 1 | 1.3977 | 1.3945 | 2.7827 | 4.1646 | 6.9253 | 12.4372 | 17.9241 | 26.1373 | 35.6856 | 46.5598 | 58.7507 | 72.2492 | 85.6861 | 97.7046 | 109.6681 | 117.5242 | 123.9963 | 129.0936 | 131.4838 | 133.8625 | 133.5585 | 133.2552 | 132.9526 | 132.6507 | 2840.5613 | 2834.1111 | 5655.3508 | 8463.7631 | 14074.2396 | 25276.1042 | 36427.0222 | 53118.5987 | 72523.5488 | 94623.1294 | 119398.683 | 146831.6372 | 174139.3873 | 198564.5198 | 222877.8261 | 238843.6985 | 251996.8158 | 262356.0899 | 267213.677 | 272047.8501 | 271430.089 | 270813.7306 | 270198.7718 | 269585.2095 | 5391704.1904 | 2840.5613 | 5674.6724 | 11330.0232 | 19793.7863 | 33868.0259 | 59144.1301 | 95571.1523 | 148689.751 | 221213.2998 | 315836.4292 | 435235.1123 | 582066.7495 | 756206.1368 | 954770.6566 | 1177648.4827 | 1416492.1812 | 1668488.997 | 1930845.0869 | 2198058.7639 | 2470106.614 | 2741536.703 | 3012350.4336 | 3282549.2054 | 3552134.4149 | 0 | 0 | 0 | 0 | 0 | 0 | 0 | 0 | 0 | 0 | 0 | 0 | 0 | 0 | 0 | 0 | 0 | 0 | 0 | 0 | 0 | 0 | 0 | 0 | 0 | 0 | 0 | 0 | 0 | 0 | 0 | 0 | 0 | 0 | 0 | 0 | 0 | 0 | 0 | 0 | 0 | 0 | 0 | 0 | 0 | 0 | 0 | 0 | 0 | 0 | 0 | 0 | 0 | 0 | 0 | 0 | 0 | 0 | 0 | 0 | 0 | 0.85284 | 1.7037 | 3.4017 | 5.9428 | 10.1684 | 17.7573 | 28.694 | 44.6422 | 66.4165 | 94.8258 | 130.6738 | 174.7581 | 227.0412 | 286.6576 | 353.5738 | 425.2836 | 500.9424 | 579.7115 | 659.9389 | 741.6178 | 823.1112 | 904.4196 | 985.5433 | 1066.4828 | 0 | 0 | 0 | 0 | 0 | 0 | 0 | 0 | 0 | 0 | 0 | 0 | 0 | 0 | 0 | 0 | 0 | 0 | 0 | 0 | 0 | 0 | 0 | 0 | 0 | 0 | 0 | 0 | 0 | 0 | 0 | 0 | 0 | 0 | 0 | 0 | 0 | 0 | 0 | 0 | 0 | 0 | 0 | 0 | 0 | 0.003628% | 0.10305 | 0.20586 | 0.41101 | 0.71805 | 1.2286 | 2.1455 | 3.467 | 5.3939 | 8.0248 | 11.4574 | 15.7887 | 21.1152 | 27.4324 | 34.6355 | 42.7207 | 51.3851 | 60.5266 | 70.0439 | 79.7374 | 89.6063 | 99.4528 | 109.2769 | 119.0787 | 128.8583
No | ResGSHP_v2_6 | Measure_InputOutput v2 | RTF Workbook: ResGSHP_v2_6 | 2020 | New | 2022 | 2041 | PSE | Residential | Single Family | Electric | Per Ground Source Heat Pump Conversion from FAF w/CAC - With Desuperheater - New House less than 4000 square feet - Gas Water Heater |  |  | Ground Source Heat Pump Conversion from FAF w/CAC - With Desuperheater - New House less than 4000 square feet - Heating Zone 1 - Cooling Zone 1 - Gas Water Heater |  | 5928.1866 | 20 | 9425.4051 | 0 |  | 0 | 0 | 0 | 0 | 0 | 0 | 0 | 62.9908 |  | 0 | 0 | 0 | Heating | Electric Furnace Heat with CAC | GSHP | ResSpHtHPZ1 | 0.03002% | 1.28% | 0% | 1 |  | 0% | 5% | 85% | 6.8% | 0.2% | 5171.2847 | 262.0012 | 543.3286 | 10279.3134 | 0 | 953.8086 | 0 | 224.7606 | 0 |  | 0.0032479 | 0 | 0.0032479 | 01. ($9,999.000) to $0.028 | 1 | 0 | 01. ($9,999.00) to $0.22 | 1 | 0 | 0 | 0 | 0 | 0 | 0 | 0 | 0 | 0 | 0 | 0 | 0 | 0 | 0 | 0 | 0 | 0 | 0 | 0 | 0 | 0 | 0 | 0 | 0 | 0 | 0 | 0 | 0 | 0 | 0 | 0 | 0 | 0 | 0 | 0 | 0 | 0 | 0 | 0 | 0 | 0 | 0 | 0 | 0 | 0 | 0 | 0 | 0 | 0 | 0 | 0 | 0 | 0 | 0 | 0 | 0 | 0 | 0 | 0 | 0 | 0 | 0 | 0 | 0 | 0 | 0 | 0 | 0 | 0 | 0 | 0 | 0 | 0 | 0 | 0 | 0 | 0 | 0 | 0 | 0 | 0 | 0 | 0 | 0 | 0 | 0 | 0 | 0 | 0 | 0 | 0 | 0 | 0 | 0 | 0 | 0 | 0 | 0 | 0 | 0 | 0 | 0 | 0 | 0 | 0 | 0 | 0 | 0 | 0 | 0 | 0 | 0 | 0 | 0 | 0 | 0 | 0 | 0 | 0 | 0 | 0 | 0 | 0 | 0 | 0 | 0 | 0 | 0 | 0 | 0 | 0 | 0 | 0 | 0 | 0 | 0 | 0 | 0 | 0 | 0 | 0 | 0 | 0 | 0 | 0 | 0 | 0 | 0 | 0 | 0 | 0 | 0 | 0 | 0 | 0 | 0 | 0 | 0 | 0 | 0 | 0 | 0 | 0 | 0 | 0 | 0 | 0 | 0 | 0 | 0 | 0 | 0 | 0 | 0 | 0 | 0 | 0 | 0 | 0 | 0 | 0 | 0 | 0 | 0 | 0 | 0 | 0 | 0 | 0 | 0 | 0 | 0 | 0 | 0 | 0 | 0 | 0 | 0 | 0 | 0 | 0 | 0 | 0 | 0.003628% | 0 | 0 | 0 | 0 | 0 | 0 | 0 | 0 | 0 | 0 | 0 | 0 | 0 | 0 | 0 | 0 | 0 | 0 | 0 | 0 | 0 | 0 | 0 | 0
No | ResGSHP_v2_6 | Measure_InputOutput v2 | RTF Workbook: ResGSHP_v2_6 | 2020 | New | 2022 | 2041 | PSE | Residential | Single Family | Electric | Per Ground Source Heat Pump Conversion from FAF w/CAC - With Desuperheater - New House 4000 square feet or greater - Gas Water Heater |  |  | Ground Source Heat Pump Conversion from FAF w/CAC - With Desuperheater - New House 4000 square feet or greater - Heating Zone 1 - Cooling Zone 1 - Gas Water Heater |  | 9869.7883 | 20 | 11872.786 | 0 |  | 0 | 0 | 0 | 0 | 0 | 0 | 0 | 65.5062 |  | 0 | 0 | 0 | Heating | Electric Furnace Heat with CAC | GSHP | ResSpHtHPZ1 | 0.03002% | 1.28% | 0% | 1 |  | 0% | 5% | 85% | 6.8% | 0.2% | 8609.6286 | 436.2036 | 904.5832 | 12948.4183 | 0 | 991.8972 | 0 | 2403.2563 | 0 |  | 0.020859 | 0 | 0.020859 | 01. ($9,999.000) to $0.028 | 1 | 0 | 01. ($9,999.00) to $0.22 | 1 | 0 | 0 | 0 | 0 | 0 | 0 | 0 | 0 | 0 | 0 | 0 | 0 | 0 | 0 | 0 | 0 | 0 | 0 | 0 | 0 | 0 | 0 | 0 | 0 | 0 | 0 | 0 | 0 | 0 | 0 | 0 | 0 | 0 | 0 | 0 | 0 | 0 | 0 | 0 | 0 | 0 | 0 | 0 | 0 | 0 | 0 | 0 | 0 | 0 | 0 | 0 | 0 | 0 | 0 | 0 | 0 | 0 | 0 | 0 | 0 | 0 | 0 | 0 | 0 | 0 | 0 | 0 | 0 | 0 | 0 | 0 | 0 | 0 | 0 | 0 | 0 | 0 | 0 | 0 | 0 | 0 | 0 | 0 | 0 | 0 | 0 | 0 | 0 | 0 | 0 | 0 | 0 | 0 | 0 | 0 | 0 | 0 | 0 | 0 | 0 | 0 | 0 | 0 | 0 | 0 | 0 | 0 | 0 | 0 | 0 | 0 | 0 | 0 | 0 | 0 | 0 | 0 | 0 | 0 | 0 | 0 | 0 | 0 | 0 | 0 | 0 | 0 | 0 | 0 | 0 | 0 | 0 | 0 | 0 | 0 | 0 | 0 | 0 | 0 | 0 | 0 | 0 | 0 | 0 | 0 | 0 | 0 | 0 | 0 | 0 | 0 | 0 | 0 | 0 | 0 | 0 | 0 | 0 | 0 | 0 | 0 | 0 | 0 | 0 | 0 | 0 | 0 | 0 | 0 | 0 | 0 | 0 | 0 | 0 | 0 | 0 | 0 | 0 | 0 | 0 | 0 | 0 | 0 | 0 | 0 | 0 | 0 | 0 | 0 | 0 | 0 | 0 | 0 | 0 | 0 | 0 | 0 | 0 | 0 | 0 | 0 | 0 | 0 | 0.003628% | 0 | 0 | 0 | 0 | 0 | 0 | 0 | 0 | 0 | 0 | 0 | 0 | 0 | 0 | 0 | 0 | 0 | 0 | 0 | 0 | 0 | 0 | 0 | 0
No | ResGSHP_v2_6 | Measure_InputOutput v2 | RTF Workbook: ResGSHP_v2_6 | 2020 | NR | 2022 | 2041 | PSE | Residential | Single Family | Electric | Per Ground Source Heat Pump Conversion from FAF w/CAC - With Desuperheater - Existing House less than 4000 square feet - Gas Water Heater |  |  | Ground Source Heat Pump Conversion from FAF w/CAC - With Desuperheater - Existing House less than 4000 square feet - Heating Zone 1 - Cooling Zone 1 - Gas Water Heater |  | 6962.4495 | 20 | 9878.4218 | 0 |  | 0 | 0 | 0 | 0 | 0 | 0 | 0 | 68.4382 |  | 0 | 0 | 0 | Heating | Electric Furnace Heat with CAC | GSHP | ResSpHtHPZ1 | 0.03002% | 1.28% | 0% | 1 |  | 6% | 5% | 85% | 6.8% | 0.2% | 6073.4944 | 307.7113 | 638.1206 | 10773.3718 | 0 | 1036.2928 | 0 | -293.9608 | 0 |  | -0.0036168 | 0 | -0.0036168 | 01. ($9,999.000) to $0.028 | 1 | 0 | 01. ($9,999.00) to $0.22 | 1 | 0.19151 | 0.19108 | 0.38129 | 0.57063 | 0.94889 | 1.7041 | 2.4559 | 3.5813 | 4.8896 | 6.3795 | 8.0499 | 9.8994 | 11.7405 | 13.3873 | 15.0265 | 16.1029 | 16.9897 | 17.6881 | 18.0156 | 18.3416 | 18.2999 | 18.2584 | 18.2169 | 18.1755 | 1333.3897 | 1330.3618 | 2654.6817 | 3972.9803 | 6606.5976 | 11864.8718 | 17099.2312 | 24934.4345 | 34043.3242 | 44417.1021 | 56047.0101 | 68924.3303 | 81742.8782 | 93208.2949 | 104621.2191 | 112115.7692 | 118289.9822 | 123152.7355 | 125432.9385 | 127702.1507 | 127412.1671 | 127122.8419 | 126834.1737 | 126546.1611 | 2530923.2211 | 1333.3897 | 2663.7515 | 5318.4332 | 9291.4136 | 15898.0111 | 27762.8829 | 44862.1141 | 69796.5486 | 103839.8728 | 148256.9749 | 204303.985 | 273228.3153 | 354971.1935 | 448179.4884 | 552800.7075 | 664916.4767 | 783206.459 | 906359.1945 | 1031792.133 | 1159494.2837 | 1286906.4507 | 1414029.2926 | 1540863.4664 | 1667409.6274 | 0 | 0 | 0 | 0 | 0 | 0 | 0 | 0 | 0 | 0 | 0 | 0 | 0 | 0 | 0 | 0 | 0 | 0 | 0 | 0 | 0 | 0 | 0 | 0 | 0 | 0 | 0 | 0 | 0 | 0 | 0 | 0 | 0 | 0 | 0 | 0 | 0 | 0 | 0 | 0 | 0 | 0 | 0 | 0 | 0 | 0 | 0 | 0 | 0 | 0 | 0 | 0 | 0 | 0 | 0 | 0 | 0 | 0 | 0 | 0 | 0 | 0.40033 | 0.79976 | 1.5968 | 2.7896 | 4.7732 | 8.3354 | 13.4693 | 20.9555 | 31.1766 | 44.5123 | 61.3397 | 82.0333 | 106.5755 | 134.5601 | 165.9713 | 199.6326 | 235.1477 | 272.1227 | 309.7823 | 348.1233 | 386.3771 | 424.5442 | 462.6245 | 500.6183 | 0 | 0 | 0 | 0 | 0 | 0 | 0 | 0 | 0 | 0 | 0 | 0 | 0 | 0 | 0 | 0 | 0 | 0 | 0 | 0 | 0 | 0 | 0 | 0 | 0 | 0 | 0 | 0 | 0 | 0 | 0 | 0 | 0 | 0 | 0 | 0 | 0 | 0 | 0 | 0 | 0 | 0 | 0 | 0 | 0 | 0.003628% | 0.04837 | 0.096631 | 0.19293 | 0.33706 | 0.57672 | 1.0071 | 1.6274 | 2.532 | 3.7669 | 5.3782 | 7.4114 | 9.9117 | 12.877 | 16.2583 | 20.0536 | 24.1207 | 28.4118 | 32.8794 | 37.4296 | 42.0622 | 46.6842 | 51.2958 | 55.8968 | 60.4875
No | ResGSHP_v2_6 | Measure_InputOutput v2 | RTF Workbook: ResGSHP_v2_6 | 2020 | NR | 2022 | 2041 | PSE | Residential | Single Family | Electric | Per Ground Source Heat Pump Conversion from FAF w/CAC - With Desuperheater - Existing House 4000 square feet or greater - Gas Water Heater |  |  | Ground Source Heat Pump Conversion from FAF w/CAC - With Desuperheater - Existing House 4000 square feet or greater - Heating Zone 1 - Cooling Zone 1 - Gas Water Heater |  | 11334.0432 | 20 | 13008.9182 | 0 |  | 0 | 0 | 0 | 0 | 0 | 0 | 0 | 66.8792 |  | 0 | 0 | 0 | Heating | Electric Furnace Heat with CAC | GSHP | ResSpHtHPZ1 | 0.03002% | 1.28% | 0% | 1 |  | 6% | 5% | 85% | 6.8% | 0.2% | 9886.9297 | 500.9176 | 1038.7847 | 14187.4801 | 0 | 1012.6869 | 0 | 3427.9403 | 0 |  | 0.025909 | 0 | 0.025909 | 01. ($9,999.000) to $0.028 | 1 | 0 | 01. ($9,999.00) to $0.22 | 1 | 0.19151 | 0.19108 | 0.38129 | 0.57063 | 0.94889 | 1.7041 | 2.4559 | 3.5813 | 4.8896 | 6.3795 | 8.0499 | 9.8994 | 11.7405 | 13.3873 | 15.0265 | 16.1029 | 16.9897 | 17.6881 | 18.0156 | 18.3416 | 18.2999 | 18.2584 | 18.2169 | 18.1755 | 2170.6005 | 2165.6715 | 4321.5075 | 6467.5415 | 10754.7585 | 19314.6062 | 27835.5234 | 40590.3066 | 55418.5003 | 72305.7823 | 91237.8953 | 112200.6475 | 133067.7256 | 151732.0662 | 170310.9553 | 182511.1954 | 192562.083 | 200478.0695 | 204189.9699 | 207883.9787 | 207411.9196 | 206940.9325 | 206471.0149 | 206002.1644 | 4120043.2882 | 2170.6005 | 4336.272 | 8657.7795 | 15125.321 | 25880.0795 | 45194.6857 | 73030.2091 | 113620.5157 | 169039.016 | 241344.7983 | 332582.6937 | 444783.3412 | 577851.0668 | 729583.133 | 899894.0883 | 1082405.2837 | 1274967.3667 | 1475445.4362 | 1679635.406 | 1887519.3847 | 2094931.3044 | 2301872.2369 | 2508343.2518 | 2714345.4162 | 0 | 0 | 0 | 0 | 0 | 0 | 0 | 0 | 0 | 0 | 0 | 0 | 0 | 0 | 0 | 0 | 0 | 0 | 0 | 0 | 0 | 0 | 0 | 0 | 0 | 0 | 0 | 0 | 0 | 0 | 0 | 0 | 0 | 0 | 0 | 0 | 0 | 0 | 0 | 0 | 0 | 0 | 0 | 0 | 0 | 0 | 0 | 0 | 0 | 0 | 0 | 0 | 0 | 0 | 0 | 0 | 0 | 0 | 0 | 0 | 0 | 0.65169 | 1.3019 | 2.5994 | 4.5412 | 7.7702 | 13.5691 | 21.9264 | 34.1131 | 50.7518 | 72.4607 | 99.8537 | 133.5405 | 173.4924 | 219.048 | 270.1817 | 324.9783 | 382.7926 | 442.9836 | 504.289 | 566.7035 | 628.9762 | 691.1076 | 753.0979 | 814.9474 | 656.4903 | 654.9995 | 1307.0243 | 1956.0845 | 3252.7378 | 5841.6327 | 8418.7533 | 12276.3912 | 16761.1248 | 21868.622 | 27594.5711 | 33934.6796 | 40245.8518 | 45890.814 | 51509.9318 | 55199.8502 | 58239.7047 | 60633.8662 | 61756.517 | 62873.7566 | 62730.9841 | 62588.5357 | 62446.4108 | 62304.6087 | 820943.9426 | 0 | 0 | 0 | 0 | 0 | 0 | 0 | 0 | 0 | 0 | 0 | 0 | 0 | 0 | 0 | 0 | 0 | 0 | 0 | 0 | 0.003628% | 0.078741 | 0.1573 | 0.31407 | 0.54869 | 0.93883 | 1.6395 | 2.6493 | 4.1217 | 6.1321 | 8.7551 | 12.0649 | 16.1351 | 20.9623 | 26.4666 | 32.6448 | 39.2657 | 46.2511 | 53.5237 | 60.931 | 68.4722 | 75.9964 | 83.5034 | 90.9934 | 98.4664
No | ResGSHP_v2_6 | Measure_InputOutput v2 | RTF Workbook: ResGSHP_v2_6 | 2020 | New | 2022 | 2041 | PSE | Residential | Single Family | Electric | Per Ground Source Heat Pump Conversion from FAF w/o CAC - With Desuperheater - New House less than 4000 square feet - Gas Water Heater |  |  | Ground Source Heat Pump Conversion from FAF w/o CAC - With Desuperheater - New House less than 4000 square feet - Heating Zone 1 - Cooling Zone 1 - Gas Water Heater |  | 5801.1413 | 20 | 11474.6098 | 0 |  | 0 | 0 | 0 | 0 | 0 | 0 | 0 | 62.9908 |  | 0 | 0 | 0 | Heating | Electric Furnace Heat without CAC | GSHP | ResSpHtHPZ1 | 0.03002% | 5.973% | 0% | 1 |  | 0% | 5% | 85% | 6.8% | 0.2% | 5060.4603 | 256.3863 | 531.6847 | 12514.1688 | 0 | 953.8086 | 0 | 2886.7157 | 0 |  | 0.042627 | 0 | 0.042627 | 02. $0.028 to $0.055 | 1 | 0 | 01. ($9,999.00) to $0.22 | 1 | 0 | 0 | 0 | 0 | 0 | 0 | 0 | 0 | 0 | 0 | 0 | 0 | 0 | 0 | 0 | 0 | 0 | 0 | 0 | 0 | 0 | 0 | 0 | 0 | 0 | 0 | 0 | 0 | 0 | 0 | 0 | 0 | 0 | 0 | 0 | 0 | 0 | 0 | 0 | 0 | 0 | 0 | 0 | 0 | 0 | 0 | 0 | 0 | 0 | 0 | 0 | 0 | 0 | 0 | 0 | 0 | 0 | 0 | 0 | 0 | 0 | 0 | 0 | 0 | 0 | 0 | 0 | 0 | 0 | 0 | 0 | 0 | 0 | 0 | 0 | 0 | 0 | 0 | 0 | 0 | 0 | 0 | 0 | 0 | 0 | 0 | 0 | 0 | 0 | 0 | 0 | 0 | 0 | 0 | 0 | 0 | 0 | 0 | 0 | 0 | 0 | 0 | 0 | 0 | 0 | 0 | 0 | 0 | 0 | 0 | 0 | 0 | 0 | 0 | 0 | 0 | 0 | 0 | 0 | 0 | 0 | 0 | 0 | 0 | 0 | 0 | 0 | 0 | 0 | 0 | 0 | 0 | 0 | 0 | 0 | 0 | 0 | 0 | 0 | 0 | 0 | 0 | 0 | 0 | 0 | 0 | 0 | 0 | 0 | 0 | 0 | 0 | 0 | 0 | 0 | 0 | 0 | 0 | 0 | 0 | 0 | 0 | 0 | 0 | 0 | 0 | 0 | 0 | 0 | 0 | 0 | 0 | 0 | 0 | 0 | 0 | 0 | 0 | 0 | 0 | 0 | 0 | 0 | 0 | 0 | 0 | 0 | 0 | 0 | 0 | 0 | 0 | 0 | 0 | 0 | 0 | 0 | 0 | 0 | 0 | 0 | 0 | 0 | 0.003628% | 0 | 0 | 0 | 0 | 0 | 0 | 0 | 0 | 0 | 0 | 0 | 0 | 0 | 0 | 0 | 0 | 0 | 0 | 0 | 0 | 0 | 0 | 0 | 0
No | ResGSHP_v2_6 | Measure_InputOutput v2 | RTF Workbook: ResGSHP_v2_6 | 2020 | New | 2022 | 2041 | PSE | Residential | Single Family | Electric | Per Ground Source Heat Pump Conversion from FAF w/o CAC - With Desuperheater - New House 4000 square feet or greater - Gas Water Heater |  |  | Ground Source Heat Pump Conversion from FAF w/o CAC - With Desuperheater - New House 4000 square feet or greater - Heating Zone 1 - Cooling Zone 1 - Gas Water Heater |  | 9714.1931 | 20 | 14254.1265 | 0 |  | 0 | 0 | 0 | 0 | 0 | 0 | 0 | 65.5062 |  | 0 | 0 | 0 | Heating | Electric Furnace Heat without CAC | GSHP | ResSpHtHPZ1 | 0.03002% | 5.973% | 0% | 1 |  | 0% | 5% | 85% | 6.8% | 0.2% | 8473.8996 | 429.3269 | 890.3226 | 15545.4998 | 0 | 991.8972 | 0 | 5497.7432 | 0 |  | 0.048481 | 0 | 0.048481 | 02. $0.028 to $0.055 | 1 | 0 | 01. ($9,999.00) to $0.22 | 1 | 0 | 0 | 0 | 0 | 0 | 0 | 0 | 0 | 0 | 0 | 0 | 0 | 0 | 0 | 0 | 0 | 0 | 0 | 0 | 0 | 0 | 0 | 0 | 0 | 0 | 0 | 0 | 0 | 0 | 0 | 0 | 0 | 0 | 0 | 0 | 0 | 0 | 0 | 0 | 0 | 0 | 0 | 0 | 0 | 0 | 0 | 0 | 0 | 0 | 0 | 0 | 0 | 0 | 0 | 0 | 0 | 0 | 0 | 0 | 0 | 0 | 0 | 0 | 0 | 0 | 0 | 0 | 0 | 0 | 0 | 0 | 0 | 0 | 0 | 0 | 0 | 0 | 0 | 0 | 0 | 0 | 0 | 0 | 0 | 0 | 0 | 0 | 0 | 0 | 0 | 0 | 0 | 0 | 0 | 0 | 0 | 0 | 0 | 0 | 0 | 0 | 0 | 0 | 0 | 0 | 0 | 0 | 0 | 0 | 0 | 0 | 0 | 0 | 0 | 0 | 0 | 0 | 0 | 0 | 0 | 0 | 0 | 0 | 0 | 0 | 0 | 0 | 0 | 0 | 0 | 0 | 0 | 0 | 0 | 0 | 0 | 0 | 0 | 0 | 0 | 0 | 0 | 0 | 0 | 0 | 0 | 0 | 0 | 0 | 0 | 0 | 0 | 0 | 0 | 0 | 0 | 0 | 0 | 0 | 0 | 0 | 0 | 0 | 0 | 0 | 0 | 0 | 0 | 0 | 0 | 0 | 0 | 0 | 0 | 0 | 0 | 0 | 0 | 0 | 0 | 0 | 0 | 0 | 0 | 0 | 0 | 0 | 0 | 0 | 0 | 0 | 0 | 0 | 0 | 0 | 0 | 0 | 0 | 0 | 0 | 0 | 0 | 0 | 0.003628% | 0 | 0 | 0 | 0 | 0 | 0 | 0 | 0 | 0 | 0 | 0 | 0 | 0 | 0 | 0 | 0 | 0 | 0 | 0 | 0 | 0 | 0 | 0 | 0
No | ResGSHP_v2_6 | Measure_InputOutput v2 | RTF Workbook: ResGSHP_v2_6 | 2020 | NR | 2022 | 2041 | PSE | Residential | Single Family | Electric | Per Ground Source Heat Pump Conversion from FAF w/o CAC - With Desuperheater - Existing House less than 4000 square feet - Gas Water Heater |  |  | Ground Source Heat Pump Conversion from FAF w/o CAC - With Desuperheater - Existing House less than 4000 square feet - Heating Zone 1 - Cooling Zone 1 - Gas Water Heater |  | 6841.503 | 20 | 11980.8584 | 0 |  | 0 | 0 | 0 | 0 | 0 | 0 | 0 | 68.4382 |  | 0 | 0 | 0 | Heating | Electric Furnace Heat without CAC | GSHP | ResSpHtHPZ1 | 0.03002% | 5.973% | 0% | 1 |  | 6% | 5% | 85% | 6.8% | 0.2% | 5967.9903 | 302.366 | 627.0356 | 13066.2817 | 0 | 1036.2928 | 0 | 2435.8668 | 0 |  | 0.0305 | 0 | 0.0305 | 02. $0.028 to $0.055 | 1 | 0 | 01. ($9,999.00) to $0.22 | 1 | 0.89386 | 0.89183 | 1.7796 | 2.6634 | 4.4288 | 7.9538 | 11.4628 | 16.7152 | 22.8215 | 29.7758 | 37.5721 | 46.2046 | 54.7977 | 62.4838 | 70.1346 | 75.1587 | 79.2977 | 82.5575 | 84.0861 | 85.6073 | 85.4129 | 85.2189 | 85.0254 | 84.8324 | 6115.3475 | 6101.4609 | 12175.2116 | 18221.3465 | 30299.9497 | 54416.0613 | 78422.4918 | 114357.2168 | 156133.4711 | 203710.9034 | 257049.3465 | 316108.8166 | 374898.7389 | 427482.7724 | 479826.0591 | 514198.4405 | 542515.3375 | 564817.4648 | 575275.198 | 585682.5244 | 584352.5674 | 583025.6306 | 581701.7069 | 580380.7895 | 11607615.7898 | 6115.3475 | 12216.8084 | 24392.02 | 42613.3665 | 72913.3162 | 127329.3775 | 205751.8694 | 320109.0861 | 476242.5572 | 679953.4606 | 937002.8071 | 1253111.6236 | 1628010.3625 | 2055493.1349 | 2535319.194 | 3049517.6345 | 3592032.9719 | 4156850.4368 | 4732125.6348 | 5317808.1592 | 5902160.7266 | 6485186.3571 | 7066888.064 | 7647268.8535 | 0 | 0 | 0 | 0 | 0 | 0 | 0 | 0 | 0 | 0 | 0 | 0 | 0 | 0 | 0 | 0 | 0 | 0 | 0 | 0 | 0 | 0 | 0 | 0 | 0 | 0 | 0 | 0 | 0 | 0 | 0 | 0 | 0 | 0 | 0 | 0 | 0 | 0 | 0 | 0 | 0 | 0 | 0 | 0 | 0 | 0 | 0 | 0 | 0 | 0 | 0 | 0 | 0 | 0 | 0 | 0 | 0 | 0 | 0 | 0 | 0 | 1.8361 | 3.6679 | 7.3234 | 12.7941 | 21.8913 | 38.229 | 61.7744 | 96.1086 | 142.9857 | 204.1473 | 281.3231 | 376.2307 | 488.7892 | 617.1354 | 761.1971 | 915.5785 | 1078.4618 | 1248.041 | 1420.76 | 1596.6037 | 1772.048 | 1947.094 | 2121.7425 | 2295.9943 | 2177.3244 | 2172.3802 | 4334.8944 | 6487.5763 | 10788.074 | 19374.4379 | 27921.7508 | 40716.045 | 55590.1727 | 72529.7671 | 91520.527 | 112548.2165 | 133479.9354 | 152202.0934 | 170838.5352 | 183076.5685 | 193158.5911 | 201099.0993 | 204822.4983 | 208527.9502 | 208054.4288 | 207581.9827 | 207110.6094 | 206640.3065 | 2722753.765 | 0 | 0 | 0 | 0 | 0 | 0 | 0 | 0 | 0 | 0 | 0 | 0 | 0 | 0 | 0 | 0 | 0 | 0 | 0 | 0 | 0.003628% | 0.22184 | 0.44318 | 0.88485 | 1.5459 | 2.645 | 4.619 | 7.4639 | 11.6124 | 17.2763 | 24.6662 | 33.991 | 45.4583 | 59.0582 | 74.5657 | 91.972 | 110.6252 | 130.3057 | 150.7952 | 171.664 | 192.9104 | 214.1086 | 235.2586 | 256.3606 | 277.4146
No | ResGSHP_v2_6 | Measure_InputOutput v2 | RTF Workbook: ResGSHP_v2_6 | 2020 | NR | 2022 | 2041 | PSE | Residential | Single Family | Electric | Per Ground Source Heat Pump Conversion from FAF w/o CAC - With Desuperheater - Existing House 4000 square feet or greater - Gas Water Heater |  |  | Ground Source Heat Pump Conversion from FAF w/o CAC - With Desuperheater - Existing House 4000 square feet or greater - Heating Zone 1 - Cooling Zone 1 - Gas Water Heater |  | 11178.1698 | 20 | 15539.6916 | 0 |  | 0 | 0 | 0 | 0 | 0 | 0 | 0 | 66.8792 |  | 0 | 0 | 0 | Heating | Electric Furnace Heat without CAC | GSHP | ResSpHtHPZ1 | 0.03002% | 5.973% | 0% | 1 |  | 6% | 5% | 85% | 6.8% | 0.2% | 9750.958 | 494.0286 | 1024.4987 | 16947.5326 | 0 | 1012.6869 | 0 | 6715.3226 | 0 |  | 0.051463 | 0 | 0.051463 | 02. $0.028 to $0.055 | 1 | 0 | 01. ($9,999.00) to $0.22 | 1 | 0.89386 | 0.89183 | 1.7796 | 2.6634 | 4.4288 | 7.9538 | 11.4628 | 16.7152 | 22.8215 | 29.7758 | 37.5721 | 46.2046 | 54.7977 | 62.4838 | 70.1346 | 75.1587 | 79.2977 | 82.5575 | 84.0861 | 85.6073 | 85.4129 | 85.2189 | 85.0254 | 84.8324 | 9991.7215 | 9969.0325 | 19892.7899 | 29771.4267 | 49506.3704 | 88909.1141 | 128132.6525 | 186845.5488 | 255102.7815 | 332838.4215 | 419986.8408 | 516482.7105 | 612538.1726 | 698453.9799 | 783976.4366 | 840136.6566 | 886402.9642 | 922841.882 | 939928.5247 | 956932.8087 | 954759.8236 | 952591.7728 | 950428.6452 | 948270.4297 | 18965408.593 | 9991.7215 | 19960.7539 | 39853.5439 | 69624.9705 | 119131.341 | 208040.4551 | 336173.1075 | 523018.6563 | 778121.4377 | 1110959.8593 | 1530946.7001 | 2047429.4106 | 2659967.5832 | 3358421.5631 | 4142397.9997 | 4982534.6563 | 5868937.6205 | 6791779.5024 | 7731708.0271 | 8688640.8358 | 9643400.6594 | 10595992.4322 | 11546421.0775 | 12494691.5071 | 0 | 0 | 0 | 0 | 0 | 0 | 0 | 0 | 0 | 0 | 0 | 0 | 0 | 0 | 0 | 0 | 0 | 0 | 0 | 0 | 0 | 0 | 0 | 0 | 0 | 0 | 0 | 0 | 0 | 0 | 0 | 0 | 0 | 0 | 0 | 0 | 0 | 0 | 0 | 0 | 0 | 0 | 0 | 0 | 0 | 0 | 0 | 0 | 0 | 0 | 0 | 0 | 0 | 0 | 0 | 0 | 0 | 0 | 0 | 0 | 0 | 2.9999 | 5.993 | 11.9655 | 20.904 | 35.7677 | 62.4615 | 100.9317 | 157.0296 | 233.621 | 333.5514 | 459.6471 | 614.7144 | 798.6211 | 1008.323 | 1243.7018 | 1495.9421 | 1762.0732 | 2039.1446 | 2321.3461 | 2608.6529 | 2895.3073 | 3181.3108 | 3466.6648 | 3751.3708 | 6002.5598 | 5988.9293 | 11950.6595 | 17885.2832 | 29741.1161 | 53412.4449 | 76976.1156 | 112248.0826 | 153253.8414 | 199953.7848 | 252308.4864 | 310278.7 | 367984.3372 | 419598.5431 | 470976.4424 | 504714.8807 | 532509.5183 | 554400.3189 | 564665.1761 | 574880.5561 | 573575.1281 | 572272.6645 | 570973.1584 | 569676.6032 | 7506227.3308 | 0 | 0 | 0 | 0 | 0 | 0 | 0 | 0 | 0 | 0 | 0 | 0 | 0 | 0 | 0 | 0 | 0 | 0 | 0 | 0 | 0.003628% | 0.36246 | 0.7241 | 1.4457 | 2.5257 | 4.3216 | 7.5469 | 12.1951 | 18.9732 | 28.2274 | 40.3015 | 55.5371 | 74.2732 | 96.4938 | 121.8311 | 150.2709 | 180.7479 | 212.9033 | 246.3806 | 280.4778 | 315.1917 | 349.8269 | 384.3834 | 418.8614 | 453.2612
Yes | ResHeatPump_PSE | M_Input | PSE Business Case "QC APPROVED_Measure Case_Heat Pump_2020_use" | 2020 | NR | 2022 | 2045 | PSE | Residential | Manufactured LI | Electric | Per Ductless Heat Pump - LIW - TE | Per Ductless Heat Pump - LIW - TE | 3953.13 | LIW: Ductless Heat Pump - MH - TE |  | 2696 | 15 | 3953.13 | 0 |  | 54.35 | 0 | 0 | 0 | 0 | 0 | 0 | 0 |  | 0 | 0 | 0 | Heating | Electric Zonal Heat | Ductless Heat Pump | ResSpHtHPZ1 | 0.03002% | 5.579% | 0% | 1 |  | 99.8% | 6.667% | 85% | 6.8% | 0.2% | 1772.8053 | 119.152 | 189.1957 | 5074.2527 | 0 | 0 | 0 | 3281.3834 | 0 |  | 0.10426 | 0 | 0.10426 | 07. $0.085 to $0.115 | 1 | 0 | 01. ($9,999.00) to $0.22 | 1 | 3.2719 | 8.1797 | 13.0875 | 19.6313 | 26.1751 | 34.3548 | 43.3525 | 52.3502 | 61.3479 | 68.7096 | 74.4354 | 78.5253 | 80.9792 | 81.7972 | 81.7972 | 81.7972 | 81.7972 | 81.7972 | 81.7972 | 81.7972 | 81.7972 | 81.7972 | 81.7972 | 81.7972 | 8821.005 | 22052.5125 | 35284.02 | 52926.03 | 70568.04 | 92620.5525 | 116878.3163 | 141136.08 | 165393.8438 | 185241.1051 | 200677.8638 | 211704.1201 | 218319.8738 | 220525.1251 | 220525.1251 | 220525.1251 | 220525.1251 | 220525.1251 | 220525.1251 | 220525.1251 | 220525.1251 | 220525.1251 | 220525.1251 | 220525.1251 | 3307876.876 | 8821.005 | 30873.5175 | 66157.5375 | 119083.5675 | 189651.6076 | 282272.1601 | 399150.4764 | 540286.5564 | 705680.4002 | 890921.5053 | 1091599.3691 | 1303303.4891 | 1521623.363 | 1742148.488 | 1962673.6131 | 2183198.7381 | 2403723.8632 | 2624248.9883 | 2844774.1133 | 3065299.2384 | 3285824.3635 | 3307876.876 | 3307876.876 | 3307876.876 | 0 | 0 | 0 | 0 | 0 | 0 | 0 | 0 | 0 | 0 | 0 | 0 | 0 | 0 | 0 | 0 | 0 | 0 | 0 | 0 | 0 | 0 | 0 | 0 | 0 | 0 | 0 | 0 | 0 | 0 | 0 | 0 | 0 | 0 | 0 | 0 | 0 | 0 | 0 | 0 | 0 | 0 | 0 | 0 | 0 | 0 | 0 | 0 | 0 | 0 | 0 | 0 | 0 | 0 | 0 | 0 | 0 | 0 | 0 | 0 | 0 | 2.6484 | 9.2694 | 19.863 | 35.7533 | 56.9405 | 84.7486 | 119.8398 | 162.2141 | 211.8715 | 267.4878 | 327.7387 | 391.3001 | 456.8479 | 523.0577 | 589.2676 | 655.4774 | 721.6872 | 787.8971 | 854.1069 | 920.3168 | 986.5266 | 993.1476 | 993.1476 | 993.1476 | 10736.3129 | 26840.7822 | 42945.2515 | 64417.8772 | 85890.503 | 112731.2852 | 142256.1456 | 171781.006 | 201305.8664 | 225462.5703 | 244251.1179 | 257671.509 | 265723.7436 | 268407.8218 | 268407.8218 | 268407.8218 | 268407.8218 | 268407.8218 | 268407.8218 | 268407.8218 | 268407.8218 | 26840.7822 | 0 | 0 | 4026117.3276 | 0 | 0 | 0 | 0 | 0 | 0 | 0 | 0 | 0 | 0 | 0 | 0 | 0 | 0 | 0 | 0 | 0 | 0 | 0 | 0 | 0.003628% | 0.31999 | 1.12 | 2.4 | 4.3199 | 6.8799 | 10.2398 | 14.4797 | 19.5996 | 25.5995 | 32.3193 | 39.5992 | 47.279 | 55.1989 | 63.1987 | 71.1985 | 79.1984 | 87.1982 | 95.198 | 103.1979 | 111.1977 | 119.1975 | 119.9975 | 119.9975 | 119.9975
Yes | ResHeatPump_PSE | M_Input | PSE Business Case "QC APPROVED_Measure Case_Heat Pump_2020_use" | 2020 | NR | 2022 | 2045 | PSE | Residential | Single Family LI | Electric | Per Ductless Heat Pump - LIW - TE | Per Ductless Heat Pump - LIW - TE | 4282.55 | LIW: Ductless Heat Pump - SF - TE |  | 2066 | 15 | 4282.55 | 0 |  | 53.49 | 0 | 0 | 0 | 0 | 0 | 0 | 0 |  | 0 | 0 | 0 | Heating | Electric Zonal Heat | Ductless Heat Pump | ResSpHtHPZ1 | 0.03002% | 12.05% | 0% | 1 |  | 99.8% | 6.667% | 85% | 6.8% | 0.2% | 1358.537 | 91.3086 | 144.9846 | 5497.0974 | 0 | 0 | 0 | 3661.9318 | 0 |  | 0.15184 | 0 | 0.15184 | 10. $0.150 to $0.175 | 0 | 0 | 01. ($9,999.00) to $0.22 | 1 | 29.0179 | 72.38 | 115.5449 | 172.9238 | 230.0416 | 301.2439 | 379.2779 | 456.9559 | 534.2792 | 597.0339 | 645.318 | 679.2291 | 698.8644 | 704.3206 | 702.7212 | 701.1255 | 699.5333 | 697.9448 | 696.3599 | 694.7786 | 693.2009 | 691.6268 | 690.0562 | 688.4892 | 59950.9291 | 149536.9787 | 238715.852 | 357260.6577 | 475265.8451 | 622369.9164 | 783588.1255 | 944070.9308 | 1103820.8411 | 1233471.9769 | 1333226.9023 | 1403287.2653 | 1443853.8011 | 1455126.3355 | 1451822.0087 | 1448525.1854 | 1445235.8486 | 1441953.9813 | 1438679.5666 | 1435412.5874 | 1432153.0269 | 1428900.8683 | 1425656.0948 | 1422418.6895 | 21336280.3426 | 59950.9291 | 209487.9079 | 448203.7599 | 805464.4176 | 1280730.2627 | 1903100.1791 | 2686688.3046 | 3630759.2354 | 4734580.0765 | 5968052.0534 | 7301278.9557 | 8704566.221 | 10148420.0221 | 11603546.3576 | 13055368.3663 | 14503893.5517 | 15949129.4004 | 17391083.3817 | 18829762.9483 | 20265175.5356 | 21336280.3426 | 21336280.3426 | 21336280.3426 | 21336280.3426 | 0 | 0 | 0 | 0 | 0 | 0 | 0 | 0 | 0 | 0 | 0 | 0 | 0 | 0 | 0 | 0 | 0 | 0 | 0 | 0 | 0 | 0 | 0 | 0 | 0 | 0 | 0 | 0 | 0 | 0 | 0 | 0 | 0 | 0 | 0 | 0 | 0 | 0 | 0 | 0 | 0 | 0 | 0 | 0 | 0 | 0 | 0 | 0 | 0 | 0 | 0 | 0 | 0 | 0 | 0 | 0 | 0 | 0 | 0 | 0 | 0 | 17.9995 | 62.8961 | 134.5674 | 241.8304 | 384.5228 | 571.3814 | 806.6437 | 1090.0889 | 1421.4969 | 1791.8311 | 2192.1153 | 2613.4343 | 3046.9329 | 3483.8159 | 3919.7068 | 4354.6079 | 4788.5215 | 5221.4496 | 5653.3947 | 6084.3589 | 6405.9444 | 6405.9444 | 6405.9444 | 6405.9444 | 106261.4773 | 265050.4422 | 423117.6975 | 633235.3115 | 842396.466 | 1103134.6424 | 1388889.7644 | 1673341.4023 | 1956494.0026 | 2186297.3005 | 2363110.3358 | 2487290.5242 | 2559193.6637 | 2579173.9406 | 2573317.1065 | 2567473.5721 | 2561643.3074 | 2555826.2822 | 2550022.4663 | 2544231.8299 | 1898505.675 | 0 | 0 | 0 | 37818007.2105 | 0 | 0 | 0 | 0 | 0 | 0 | 0 | 0 | 0 | 0 | 0 | 0 | 0 | 0 | 0 | 0 | 0 | 0 | 0 | 0 | 0.003628% | 2.1748 | 7.5994 | 16.2592 | 29.2193 | 46.4602 | 69.0374 | 97.4631 | 131.7105 | 171.753 | 216.4988 | 264.8634 | 315.7695 | 368.1471 | 420.9337 | 473.6005 | 526.1476 | 578.5754 | 630.8842 | 683.0741 | 735.1456 | 774.0013 | 774.0013 | 774.0013 | 774.0013
Yes | ResHeatPump_PSE | M_Input | PSE Business Case "QC APPROVED_Measure Case_Heat Pump_2020_use" | 2020 | NR | 2022 | 2045 | PSE | Residential | Multifamily LI | Electric | Per Ductless Heat Pump - LIW - TE | Per Ductless Heat Pump - LIW - TE | 3758.92 | LIW: Ductless Heat Pump - MF - TE |  | 1300 | 15 | 3758.92 | 0 |  | 0 | 0 | 0 | 0 | 0 | 0 | 0 | 0 |  | 0 | 0 | 0 | Heating | Electric Zonal Heat | Ductless Heat Pump | ResSpHtHPZ1 | 0.03002% | 67.1% | 0% | 1 |  | 99.8% | 6.667% | 85% | 6.8% | 0.2% | 854.8394 | 57.4546 | 91.2294 | 4824.964 | 0 | 0 | 0 | 3618.7093 | 0 |  | 0.23846 | 0 | 0.23846 | 13. $0.225 to $99,999.000 | 0 | 0 | 01. ($9,999.00) to $0.22 | 1 | 103.997 | 257.2139 | 407.1442 | 604.1895 | 796.9768 | 1034.8531 | 1291.93 | 1543.394 | 1789.3357 | 1982.6387 | 2124.9044 | 2217.7009 | 2262.5628 | 2260.9928 | 2236.8296 | 2212.9246 | 2189.2751 | 2165.8784 | 2142.7316 | 2119.8323 | 2097.1777 | 2074.7652 | 2052.5922 | 2030.6562 | 135196.0905 | 334378.1292 | 529287.4154 | 785446.3919 | 1036069.7826 | 1345308.9809 | 1679509.0273 | 2006412.241 | 2326136.4147 | 2577430.2694 | 2762375.7492 | 2883011.1054 | 2941331.6673 | 2939290.6016 | 2907878.4426 | 2876801.9851 | 2846057.6411 | 2815641.8616 | 2785551.1351 | 2755781.9878 | 2726330.983 | 2697194.7206 | 2668369.8371 | 2639853.0047 | 39597795.0712 | 135196.0905 | 469574.2196 | 998861.635 | 1784308.0269 | 2820377.8094 | 4165686.7904 | 5845195.8177 | 7851608.0587 | 10177744.4734 | 12755174.7428 | 15517550.492 | 18400561.5974 | 21341893.2647 | 24281183.8662 | 27189062.3089 | 30065864.2939 | 32911921.9351 | 35727563.7967 | 38513114.9318 | 39597795.0712 | 39597795.0712 | 39597795.0712 | 39597795.0712 | 39597795.0712 | 0 | 0 | 0 | 0 | 0 | 0 | 0 | 0 | 0 | 0 | 0 | 0 | 0 | 0 | 0 | 0 | 0 | 0 | 0 | 0 | 0 | 0 | 0 | 0 | 0 | 0 | 0 | 0 | 0 | 0 | 0 | 0 | 0 | 0 | 0 | 0 | 0 | 0 | 0 | 0 | 0 | 0 | 0 | 0 | 0 | 0 | 0 | 0 | 0 | 0 | 0 | 0 | 0 | 0 | 0 | 0 | 0 | 0 | 0 | 0 | 0 | 40.5909 | 140.9836 | 299.8954 | 535.7156 | 846.7822 | 1250.694 | 1754.945 | 2357.3446 | 3055.7372 | 3829.5776 | 4658.9454 | 5524.5325 | 6407.6296 | 7290.1139 | 8163.1671 | 9026.89 | 9881.3823 | 10726.7426 | 11563.0686 | 11888.7299 | 11888.7299 | 11888.7299 | 11888.7299 | 11888.7299 | 376334.8877 | 930782.5046 | 1473336.3912 | 2186386.2977 | 2884027.2225 | 3744832.4322 | 4675119.2216 | 5585094.3827 | 6475085.8061 | 7174593.0499 | 7689411.4602 | 8025214.7593 | 8187557.1914 | 8181875.6347 | 8094436.0405 | 8007930.912 | 7922350.2626 | 7837684.2125 | 7753922.9873 | 3019340.1084 | 0 | 0 | 0 | 0 | 110225315.7649 | 0 | 0 | 0 | 0 | 0 | 0 | 0 | 0 | 0 | 0 | 0 | 0 | 0 | 0 | 0 | 0 | 0 | 0 | 0 | 0 | 0.003628% | 4.9044 | 17.0344 | 36.235 | 64.7281 | 102.3129 | 151.1157 | 212.0421 | 284.8273 | 369.2109 | 462.7105 | 562.9193 | 667.5043 | 774.2049 | 880.8315 | 986.3186 | 1090.6783 | 1193.9227 | 1296.0638 | 1397.1133 | 1436.4615 | 1436.4615 | 1436.4615 | 1436.4615 | 1436.4615
No | ResHeatPump_PSE | M_Input | PSE Business Case "QC APPROVED_Measure Case_Heat Pump_2020_use" | 2020 | NR | 2022 | 2045 | PSE | Residential | Manufactured | Electric | Per Ductless Heat Pump from Zonal - EHH | Per Ductless Heat Pump from Zonal - EHH | 2400 | Heat Pump - Ductless - from Zonal - 9.0 or greater HSPF - HZ1CZ1 - MH |  | 1997 | 15 | 3953.13 | 0 |  | 0 | 0 | 0 | 0 | 0 | 0 | 0 | 0 |  | 0 | 0 | 0 | Heating | Electric Zonal Heat | Ductless Heat Pump | ResSpHtHPZ1 | 0.03002% | 5.579% | 0% | 1 |  | 99.8% | 6.667% | 85% | 6.8% | 0.2% | 1313.1648 | 88.2591 | 140.1424 | 5074.2527 | 0 | 0 | 0 | 5636.4772 | 0 |  | 0.24178 | 0 | 0.24178 | 13. $0.225 to $99,999.000 | 0 | 0 | 01. ($9,999.00) to $0.22 | 1 | 5.9145 | 14.7862 | 23.658 | 35.4869 | 47.3159 | 62.1021 | 78.367 | 94.6318 | 110.8967 | 124.2043 | 134.5546 | 141.9477 | 146.3836 | 147.8622 | 147.8622 | 147.8622 | 147.8622 | 147.8622 | 147.8622 | 147.8622 | 147.8622 | 147.8622 | 147.8622 | 147.8622 | 11811.235 | 29528.0875 | 47244.94 | 70867.4101 | 94489.8801 | 124017.9676 | 156498.8639 | 188979.7602 | 221460.6564 | 248035.9352 | 268705.5965 | 283469.6403 | 292328.0665 | 295280.8753 | 295280.8753 | 295280.8753 | 295280.8753 | 295280.8753 | 295280.8753 | 295280.8753 | 295280.8753 | 295280.8753 | 295280.8753 | 295280.8753 | 4429213.129 | 11811.235 | 41339.3225 | 88584.2626 | 159451.6726 | 253941.5527 | 377959.5203 | 534458.3842 | 723438.1444 | 944898.8008 | 1192934.7361 | 1461640.3326 | 1745109.9728 | 2037438.0393 | 2332718.9146 | 2627999.7899 | 2923280.6651 | 3218561.5404 | 3513842.4157 | 3809123.2909 | 4104404.1662 | 4399685.0415 | 4429213.129 | 4429213.129 | 4429213.129 | 0 | 0 | 0 | 0 | 0 | 0 | 0 | 0 | 0 | 0 | 0 | 0 | 0 | 0 | 0 | 0 | 0 | 0 | 0 | 0 | 0 | 0 | 0 | 0 | 0 | 0 | 0 | 0 | 0 | 0 | 0 | 0 | 0 | 0 | 0 | 0 | 0 | 0 | 0 | 0 | 0 | 0 | 0 | 0 | 0 | 0 | 0 | 0 | 0 | 0 | 0 | 0 | 0 | 0 | 0 | 0 | 0 | 0 | 0 | 0 | 0 | 3.5462 | 12.4116 | 26.5963 | 47.8733 | 76.2427 | 113.4775 | 160.4643 | 217.203 | 283.6937 | 358.1633 | 438.8388 | 523.9469 | 611.7146 | 700.3689 | 789.0232 | 877.6775 | 966.3318 | 1054.9861 | 1143.6404 | 1232.2947 | 1320.949 | 1329.8144 | 1329.8144 | 1329.8144 | 33336.8837 | 83342.2093 | 133347.5349 | 200021.3024 | 266695.0698 | 350037.2792 | 441713.7094 | 533390.1397 | 625066.5699 | 700074.5583 | 758414.1048 | 800085.2095 | 825087.8723 | 833422.0932 | 833422.0932 | 833422.0932 | 833422.0932 | 833422.0932 | 833422.0932 | 833422.0932 | 833422.0932 | 83342.2093 | 0 | 0 | 12501331.3984 | 0 | 0 | 0 | 0 | 0 | 0 | 0 | 0 | 0 | 0 | 0 | 0 | 0 | 0 | 0 | 0 | 0 | 0 | 0 | 0 | 0.003628% | 0.42847 | 1.4996 | 3.2135 | 5.7843 | 9.2121 | 13.711 | 19.3882 | 26.2437 | 34.2774 | 43.2753 | 53.0229 | 63.3061 | 73.9107 | 84.6224 | 95.3341 | 106.0458 | 116.7575 | 127.4692 | 138.1809 | 148.8926 | 159.6043 | 160.6755 | 160.6755 | 160.6755
No | ResHeatPump_PSE | M_Input | PSE Business Case "QC APPROVED_Measure Case_Heat Pump_2020_use" | 2020 | NR | 2022 | 2045 | PSE | Residential | Single Family | Electric | Per Ductless Heat Pump from Zonal - EHH | Per Ductless Heat Pump from Zonal - EHH | 800 | Heat Pump - Ductless - from Zonal - 9.0 or greater HSPF - HZ1CZ1 - SF or DX |  | 1997 | 15 | 3953.13 | 0 |  | 0 | 0 | 0 | 0 | 0 | 0 | 0 | 0 |  | 0 | 0 | 0 | Heating | Electric Zonal Heat | Ductless Heat Pump | ResSpHtHPZ1 | 0.03002% | 12.05% | 0% | 1 |  | 99.8% | 6.667% | 85% | 6.8% | 0.2% | 1313.1648 | 88.2591 | 140.1424 | 5074.2527 | 0 | 0 | 0 | 5636.4772 | 0 |  | 0.24178 | 0 | 0.24178 | 13. $0.225 to $99,999.000 | 0 | 0 | 01. ($9,999.00) to $0.22 | 1 | 160.0213 | 399.1447 | 637.1814 | 953.6017 | 1268.5818 | 1661.2327 | 2091.5571 | 2519.9187 | 2946.324 | 3292.3896 | 3558.6561 | 3745.6617 | 3853.9423 | 3884.0311 | 3875.2113 | 3866.4116 | 3857.6318 | 3848.872 | 3840.132 | 3831.4119 | 3822.7116 | 3814.0311 | 3805.3702 | 3796.7291 | 319562.4749 | 797092.046 | 1272451.2388 | 1904342.6705 | 2533357.7663 | 3317481.6477 | 4176839.6128 | 5032277.6435 | 5883809.1111 | 6574902.0595 | 7106636.2194 | 7480086.4381 | 7696322.6976 | 7756410.1332 | 7738797.0221 | 7721223.9065 | 7703690.6957 | 7686197.2989 | 7668743.6258 | 7651329.5861 | 7633955.09 | 7616620.0475 | 7599324.3691 | 7582067.9654 | 113731019.4816 | 319562.4749 | 1116654.5208 | 2389105.7597 | 4293448.4301 | 6826806.1965 | 10144287.8442 | 14321127.457 | 19353405.1004 | 25237214.2115 | 31812116.271 | 38918752.4904 | 46398838.9285 | 54095161.626 | 61851571.7592 | 69590368.7814 | 77311592.6879 | 85015283.3836 | 92701480.6825 | 100370224.3083 | 108021553.8944 | 113731019.4816 | 113731019.4816 | 113731019.4816 | 113731019.4816 | 0 | 0 | 0 | 0 | 0 | 0 | 0 | 0 | 0 | 0 | 0 | 0 | 0 | 0 | 0 | 0 | 0 | 0 | 0 | 0 | 0 | 0 | 0 | 0 | 0 | 0 | 0 | 0 | 0 | 0 | 0 | 0 | 0 | 0 | 0 | 0 | 0 | 0 | 0 | 0 | 0 | 0 | 0 | 0 | 0 | 0 | 0 | 0 | 0 | 0 | 0 | 0 | 0 | 0 | 0 | 0 | 0 | 0 | 0 | 0 | 0 | 95.9445 | 335.2612 | 717.2983 | 1289.0528 | 2049.661 | 3045.6923 | 4299.7348 | 5810.6116 | 7577.1497 | 9551.1797 | 11684.8561 | 13930.656 | 16241.3782 | 18570.1408 | 20893.6153 | 23211.8137 | 25524.748 | 27832.4301 | 30134.872 | 32432.0855 | 34146.2793 | 34146.2793 | 34146.2793 | 34146.2793 | 901956.2357 | 2249770.2259 | 3591458.3835 | 5374954.4505 | 7150332.1393 | 9363500.0796 | 11789014.1379 | 14203464.2898 | 16606888.2758 | 18557478.9841 | 20058283.9252 | 21112336.8254 | 21722657.6796 | 21892252.8028 | 21842540.2845 | 21792940.6524 | 21743453.6503 | 21694079.0223 | 21644816.5133 | 21595665.8687 | 16114808.5077 | 0 | 0 | 0 | 321002652.9342 | 0 | 0 | 0 | 0 | 0 | 0 | 0 | 0 | 0 | 0 | 0 | 0 | 0 | 0 | 0 | 0 | 0 | 0 | 0 | 0 | 0.003628% | 11.5925 | 40.5081 | 86.6679 | 155.7504 | 247.6513 | 367.9972 | 519.5175 | 702.0699 | 915.5127 | 1154.0259 | 1411.8283 | 1683.1782 | 1962.3723 | 2243.7462 | 2524.4811 | 2804.5785 | 3084.0399 | 3362.8667 | 3641.0604 | 3918.6223 | 4125.7406 | 4125.7406 | 4125.7406 | 4125.7406
No | ResHeatPump_PSE | M_Input | PSE Business Case "QC APPROVED_Measure Case_Heat Pump_2020_use" | 2020 | NR | 2022 | 2045 | PSE | Residential | Manufactured | Electric | Per Ductless Heat Pump with E FAF - EHH | Per Ductless Heat Pump with E FAF - EHH | 2400 | Heat Pump - Ductless - with E FAF - HZ1 - MH |  | 3055 | 15 | 3895.16 | 0 |  | 0 | 0 | 0 | 0 | 0 | 0 | 0 | 0 |  | 0 | 0 | 0 | Heating | Electric Furnace Heat | Ductless Heat Pump | ResSpHtHPZ1 | 0.03002% | 43.95% | 0% | 1 |  | 99.8% | 6.667% | 85% | 6.8% | 0.2% | 2008.8725 | 135.0183 | 214.3891 | 4999.8422 | 0 | 0 | 0 | 5429.4668 | 0 |  | 0.15225 | 0 | 0.15225 | 10. $0.150 to $0.175 | 0 | 0 | 01. ($9,999.00) to $0.22 | 1 | 46.5869 | 116.4673 | 186.3476 | 279.5214 | 372.6952 | 489.1625 | 617.2764 | 745.3904 | 873.5044 | 978.3249 | 1059.852 | 1118.0856 | 1153.0258 | 1164.6725 | 1164.6725 | 1164.6725 | 1164.6725 | 1164.6725 | 1164.6725 | 1164.6725 | 1164.6725 | 1164.6725 | 1164.6725 | 1164.6725 | 142322.9839 | 355807.4597 | 569291.9355 | 853937.9032 | 1138583.871 | 1494391.3307 | 1885779.5363 | 2277167.742 | 2668555.9476 | 2988782.6613 | 3237847.8831 | 3415751.613 | 3522493.8509 | 3558074.5968 | 3558074.5968 | 3558074.5968 | 3558074.5968 | 3558074.5968 | 3558074.5968 | 3558074.5968 | 3558074.5968 | 3558074.5968 | 3558074.5968 | 3558074.5968 | 53371118.9524 | 142322.9839 | 498130.4436 | 1067422.379 | 1921360.2823 | 3059944.1533 | 4554335.4839 | 6440115.0203 | 8717282.7622 | 11385838.7098 | 14374621.3712 | 17612469.2543 | 21028220.8672 | 24550714.7181 | 28108789.3149 | 31666863.9117 | 35224938.5086 | 38783013.1054 | 42341087.7022 | 45899162.299 | 49457236.8959 | 53015311.4927 | 53371118.9524 | 53371118.9524 | 53371118.9524 | 0 | 0 | 0 | 0 | 0 | 0 | 0 | 0 | 0 | 0 | 0 | 0 | 0 | 0 | 0 | 0 | 0 | 0 | 0 | 0 | 0 | 0 | 0 | 0 | 0 | 0 | 0 | 0 | 0 | 0 | 0 | 0 | 0 | 0 | 0 | 0 | 0 | 0 | 0 | 0 | 0 | 0 | 0 | 0 | 0 | 0 | 0 | 0 | 0 | 0 | 0 | 0 | 0 | 0 | 0 | 0 | 0 | 0 | 0 | 0 | 0 | 42.7306 | 149.5573 | 320.4799 | 576.8638 | 918.709 | 1367.3808 | 1933.5619 | 2617.2523 | 3418.452 | 4315.7956 | 5287.9179 | 6313.4535 | 7371.0371 | 8439.3033 | 9507.5696 | 10575.8358 | 11644.102 | 12712.3683 | 13780.6345 | 14848.9008 | 15917.167 | 16023.9936 | 16023.9936 | 16023.9936 | 252942.0343 | 632355.0858 | 1011768.1372 | 1517652.2059 | 2023536.2745 | 2655891.3603 | 3351481.9546 | 4047072.549 | 4742663.1433 | 5311782.7205 | 5754431.2806 | 6070608.8234 | 6260315.3492 | 6323550.8578 | 6323550.8578 | 6323550.8578 | 6323550.8578 | 6323550.8578 | 6323550.8578 | 6323550.8578 | 6323550.8578 | 632355.0858 | 0 | 0 | 94853262.8663 | 0 | 0 | 0 | 0 | 0 | 0 | 0 | 0 | 0 | 0 | 0 | 0 | 0 | 0 | 0 | 0 | 0 | 0 | 0 | 0 | 0.003628% | 5.163 | 18.0703 | 38.7221 | 69.6998 | 111.0035 | 165.2144 | 233.6235 | 316.2308 | 413.0361 | 521.4581 | 638.9152 | 762.826 | 890.6091 | 1019.6829 | 1148.7566 | 1277.8304 | 1406.9042 | 1535.978 | 1665.0518 | 1794.1256 | 1923.1993 | 1936.1067 | 1936.1067 | 1936.1067
No | ResHeatPump_PSE | M_Input | PSE Business Case "QC APPROVED_Measure Case_Heat Pump_2020_use" | 2020 | NR | 2022 | 2045 | PSE | Residential | Single Family | Electric | Per Ductless Heat Pump with E FAF - EHH | Per Ductless Heat Pump with E FAF - EHH | 800 | Heat Pump - Ductless - with E FAF - HZ1 - SF or DX |  | 2550 | 15 | 4039.18 | 0 |  | 0 | 0 | 0 | 0 | 0 | 0 | 0 | 0 |  | 0 | 0 | 0 | Heating | Electric Furnace Heat | Ductless Heat Pump | ResSpHtHPZ1 | 0.03002% | 7.253% | 0% | 1 |  | 99.8% | 6.667% | 85% | 6.8% | 0.2% | 1676.8003 | 112.6994 | 178.95 | 5184.7068 | 0 | 0 | 0 | 5700.8934 | 0 |  | 0.19151 | 0 | 0.19151 | 11. $0.175 to $0.200 | 0 | 0 | 01. ($9,999.00) to $0.22 | 1 | 96.2845 | 240.1647 | 383.391 | 573.7806 | 763.3036 | 999.561 | 1258.4866 | 1516.231 | 1772.7984 | 1981.0255 | 2141.2376 | 2253.7586 | 2318.9108 | 2337.0152 | 2331.7084 | 2326.4136 | 2321.1308 | 2315.86 | 2310.6012 | 2305.3544 | 2300.1194 | 2294.8963 | 2289.6851 | 2284.4857 | 245525.5748 | 612420.0997 | 977647.0841 | 1463140.5921 | 1946424.1597 | 2548880.5862 | 3209140.7071 | 3866389.0721 | 4520635.9548 | 5051615.0488 | 5460155.9304 | 5747084.4242 | 5913222.6165 | 5959388.8698 | 5945856.401 | 5932354.6614 | 5918883.5814 | 5905443.0912 | 5892033.1215 | 5878653.6029 | 5865304.4662 | 5851985.6425 | 5838697.0629 | 5825438.6588 | 87381579.8815 | 245525.5748 | 857945.6744 | 1835592.7585 | 3298733.3506 | 5245157.5104 | 7794038.0965 | 11003178.8036 | 14869567.8758 | 19390203.8306 | 24441818.8794 | 29901974.8098 | 35649059.2339 | 41562281.8504 | 47521670.7202 | 53467527.1212 | 59399881.7826 | 65318765.364 | 71224208.4553 | 77116241.5768 | 82994895.1796 | 87381579.8815 | 87381579.8815 | 87381579.8815 | 87381579.8815 | 0 | 0 | 0 | 0 | 0 | 0 | 0 | 0 | 0 | 0 | 0 | 0 | 0 | 0 | 0 | 0 | 0 | 0 | 0 | 0 | 0 | 0 | 0 | 0 | 0 | 0 | 0 | 0 | 0 | 0 | 0 | 0 | 0 | 0 | 0 | 0 | 0 | 0 | 0 | 0 | 0 | 0 | 0 | 0 | 0 | 0 | 0 | 0 | 0 | 0 | 0 | 0 | 0 | 0 | 0 | 0 | 0 | 0 | 0 | 0 | 0 | 73.7159 | 257.5872 | 551.1132 | 990.4024 | 1574.7912 | 2340.0599 | 3303.5633 | 4464.397 | 5821.6599 | 7338.3425 | 8977.6843 | 10703.1726 | 12478.5418 | 14267.7719 | 16052.939 | 17834.0523 | 19611.1212 | 21384.1547 | 23153.162 | 24918.1523 | 26235.1981 | 26235.1981 | 26235.1981 | 26235.1981 | 548907.8958 | 1369153.615 | 2185671.3065 | 3271062.1874 | 4351512.4274 | 5698390.8113 | 7174497.7056 | 8643871.3846 | 10106534.8161 | 11293615.2961 | 12206967.4628 | 12848437.5659 | 13219863.4983 | 13323074.8278 | 13292821.0386 | 13262635.9491 | 13232519.4034 | 13202471.2458 | 13172491.3209 | 13142579.4739 | 9807067.4369 | 0 | 0 | 0 | 195354146.6693 | 0 | 0 | 0 | 0 | 0 | 0 | 0 | 0 | 0 | 0 | 0 | 0 | 0 | 0 | 0 | 0 | 0 | 0 | 0 | 0 | 0.003628% | 8.9068 | 31.1231 | 66.5885 | 119.6658 | 190.2749 | 282.7389 | 399.1546 | 539.4129 | 703.4048 | 886.6587 | 1084.733 | 1293.216 | 1507.7258 | 1723.9104 | 1939.604 | 2154.8079 | 2369.5231 | 2583.7507 | 2797.4919 | 3010.7477 | 3169.8804 | 3169.8804 | 3169.8804 | 3169.8804
No | ResHeatPump_PSE | M_Input | PSE Business Case "QC APPROVED_Measure Case_Heat Pump_2020_use" | 2020 | NR | 2022 | 2045 | PSE | Residential | Single Family | Electric | Per Heat Pump from E FAF - EHH | Per Heat Pump from E FAF - EHH | 1500 | Heat Pump - from E FAF - SF or DX |  | 3517 | 15 | 4956.68 | 0 |  | 0 | 0 | 0 | 0 | 0 | 0 | 0 | 0 |  | 0 | 0 | 0 | Heating | Electric Furnace Heat | Heat Pump | ResSpHtHPZ1 | 0.03002% | 7.253% | 0% | 1 |  | 73.5% | 6.667% | 85% | 6.8% | 0.2% | 2312.6693 | 155.4368 | 246.8106 | 6362.4133 | 0 | 0 | 0 | 6951.5019 | 0 |  | 0.16932 | 0 | 0.16932 | 10. $0.150 to $0.175 | 0 | 0 | 01. ($9,999.00) to $0.22 | 1 | 70.911 | 176.8748 | 282.3571 | 422.5739 | 562.1524 | 736.1496 | 926.8413 | 1116.6631 | 1305.6181 | 1458.9717 | 1576.9636 | 1659.8322 | 1707.8151 | 1721.1485 | 1717.2401 | 1713.3407 | 1709.4501 | 1705.5683 | 1701.6953 | 1697.8311 | 1693.9757 | 1690.1291 | 1686.2911 | 1682.4619 | 249393.8399 | 622068.8025 | 993049.9525 | 1486192.4299 | 1977090.1492 | 2589038.3005 | 3259700.8457 | 3927304.1847 | 4591858.7528 | 5131203.4433 | 5546180.9027 | 5837629.9662 | 6006385.6723 | 6053279.2768 | 6039533.6034 | 6025819.1434 | 6012135.826 | 5998483.5804 | 5984862.336 | 5971272.0225 | 5957712.5697 | 5944183.9074 | 5930685.9657 | 5917218.6749 | 88758280.1233 | 249393.8399 | 871462.6424 | 1864512.5949 | 3350705.0248 | 5327795.1741 | 7916833.4745 | 11176534.3202 | 15103838.5049 | 19695697.2577 | 24826900.701 | 30373081.6037 | 36210711.57 | 42217097.2423 | 48270376.5191 | 54309910.1225 | 60335729.2659 | 66347865.0918 | 72346348.6722 | 78331211.0082 | 84302483.0307 | 88758280.1233 | 88758280.1233 | 88758280.1233 | 88758280.1233 | 0 | 0 | 0 | 0 | 0 | 0 | 0 | 0 | 0 | 0 | 0 | 0 | 0 | 0 | 0 | 0 | 0 | 0 | 0 | 0 | 0 | 0 | 0 | 0 | 0 | 0 | 0 | 0 | 0 | 0 | 0 | 0 | 0 | 0 | 0 | 0 | 0 | 0 | 0 | 0 | 0 | 0 | 0 | 0 | 0 | 0 | 0 | 0 | 0 | 0 | 0 | 0 | 0 | 0 | 0 | 0 | 0 | 0 | 0 | 0 | 0 | 74.8773 | 261.6455 | 559.796 | 1006.0062 | 1599.6021 | 2376.9277 | 3355.611 | 4534.7337 | 5913.3804 | 7453.9584 | 9119.128 | 10871.8015 | 12675.1417 | 14492.5612 | 16305.8536 | 18115.0285 | 19920.0952 | 21721.0629 | 23517.941 | 25310.7388 | 26648.5347 | 26648.5347 | 26648.5347 | 26648.5347 | 492937.66 | 1229545.7659 | 1962805.9782 | 2937523.3126 | 3907803.7861 | 5117345.6491 | 6442939.0391 | 7762485.7765 | 9076006.487 | 10142044.4845 | 10962265.2962 | 11538326.916 | 11871879.8333 | 11964567.0612 | 11937398.146 | 11910290.9255 | 11883245.2596 | 11856261.0085 | 11829338.0326 | 11802476.193 | 8807074.7586 | 0 | 0 | 0 | 175434561.3697 | 0 | 0 | 0 | 0 | 0 | 0 | 0 | 0 | 0 | 0 | 0 | 0 | 0 | 0 | 0 | 0 | 0 | 0 | 0 | 0 | 0.003628% | 9.0471 | 31.6134 | 67.6376 | 121.5512 | 193.2727 | 287.1934 | 405.4433 | 547.9114 | 714.487 | 900.6281 | 1101.823 | 1313.5906 | 1531.4801 | 1751.0707 | 1970.1626 | 2188.757 | 2406.855 | 2624.4578 | 2841.5665 | 3058.1822 | 3219.822 | 3219.822 | 3219.822 | 3219.822
No | ResHeatPump_PSE | M_Input | PSE Business Case "QC APPROVED_Measure Case_Heat Pump_2020_use" | 2020 | NR | 2022 | 2045 | PSE | Residential | Multifamily | Electric | Per Ductless Heat Pump from Zonal - MF Retrofit | Per Ductless Heat Pump from Zonal - MF Retrofit | 800 | Heat Pump - Ductless - from Zonal - 9.0 or greater HSPF - HZ1CZ1 - MF |  | 1300 | 15 | 3758.92 | 0 |  | 0 | 0 | 0 | 0 | 0 | 0 | 0 | 0 |  | 0 | 0 | 0 | Heating | Electric Zonal Heat | Ductless Heat Pump | ResSpHtHPZ1 | 0.03002% | 67.1% | 0% | 1 |  | 99.8% | 6.667% | 85% | 6.8% | 0.2% | 854.8394 | 57.4546 | 91.2294 | 4824.964 | 0 | 0 | 0 | 5428.064 | 0 |  | 0.35768 | 0 | 0.35768 | 13. $0.225 to $99,999.000 | 0 | 0 | 01. ($9,999.00) to $0.22 | 1 | 324.2471 | 808.777 | 1291.1046 | 1932.2591 | 2570.4951 | 3366.1135 | 4238.0689 | 5106.0468 | 5970.0608 | 6671.2844 | 7210.813 | 7589.7374 | 7809.1432 | 7870.1112 | 7852.2396 | 7834.4086 | 7816.6181 | 7798.868 | 7781.1582 | 7763.4886 | 7745.8591 | 7728.2697 | 7710.7202 | 7693.2105 | 421521.2152 | 1051410.0434 | 1678435.9724 | 2511936.8251 | 3341643.5656 | 4375947.5837 | 5509489.5717 | 6637860.86 | 7761079.0867 | 8672669.7009 | 9374056.9521 | 9866658.6479 | 10151886.1782 | 10231144.5396 | 10207911.4744 | 10184731.1672 | 10161603.4983 | 10138528.348 | 10115505.5973 | 10092535.127 | 10069616.8185 | 10046750.5533 | 10023936.2132 | 10001173.6803 | 150017605.2045 | 421521.2152 | 1472931.2586 | 3151367.231 | 5663304.0561 | 9004947.6217 | 13380895.2054 | 18890384.7772 | 25528245.6372 | 33289324.7239 | 41961994.4249 | 51336051.377 | 61202710.0249 | 71354596.203 | 81585740.7427 | 91793652.217 | 101978383.3842 | 112139986.8825 | 122278515.2305 | 132394020.8278 | 142486555.9548 | 150017605.2045 | 150017605.2045 | 150017605.2045 | 150017605.2045 | 0 | 0 | 0 | 0 | 0 | 0 | 0 | 0 | 0 | 0 | 0 | 0 | 0 | 0 | 0 | 0 | 0 | 0 | 0 | 0 | 0 | 0 | 0 | 0 | 0 | 0 | 0 | 0 | 0 | 0 | 0 | 0 | 0 | 0 | 0 | 0 | 0 | 0 | 0 | 0 | 0 | 0 | 0 | 0 | 0 | 0 | 0 | 0 | 0 | 0 | 0 | 0 | 0 | 0 | 0 | 0 | 0 | 0 | 0 | 0 | 0 | 126.5563 | 442.2287 | 946.1576 | 1700.3344 | 2703.62 | 4017.4421 | 5671.5956 | 7664.5282 | 9994.6926 | 12598.5504 | 15412.9907 | 18375.3284 | 21423.3019 | 24495.0718 | 27559.8662 | 30617.7011 | 33668.5922 | 36712.5552 | 39749.606 | 42779.7601 | 45040.861 | 45040.861 | 45040.861 | 45040.861 | 1760033.9476 | 4390093.078 | 7008198.3623 | 10488426.0309 | 13952811.6351 | 18271479.6362 | 23004509.2154 | 27715948.8799 | 32405872.2768 | 36212158.5782 | 39140754.6438 | 41197580.4354 | 42388529.1184 | 42719467.1631 | 42622459.0362 | 42525671.1971 | 42429103.1455 | 42332754.3824 | 42236624.4098 | 42140712.7308 | 31445397.9099 | 0 | 0 | 0 | 626388585.8129 | 0 | 0 | 0 | 0 | 0 | 0 | 0 | 0 | 0 | 0 | 0 | 0 | 0 | 0 | 0 | 0 | 0 | 0 | 0 | 0 | 0.003628% | 15.2912 | 53.4325 | 114.3199 | 205.4437 | 326.6662 | 485.4094 | 685.2733 | 926.0703 | 1207.6135 | 1522.2259 | 1862.282 | 2220.2079 | 2588.4807 | 2959.6288 | 3329.934 | 3699.3984 | 4068.0238 | 4435.8121 | 4802.7652 | 5168.885 | 5442.0836 | 5442.0836 | 5442.0836 | 5442.0836
No | ResHeatPump_PSE | M_Input | PSE Business Case "QC APPROVED_Measure Case_Heat Pump_2020_use" | 2020 | NR | 2022 | 2045 | PSE | Residential | Multifamily | Electric | Per Heat Pump with AC from E FAF - MF Retrofit | Per Heat Pump with AC from E FAF - MF Retrofit | 1500 | Heat Pump - with AC - from E FAF - MF |  | 3711 | 15 | 3190.37 | 0 |  | 0 | 0 | 0 | 0 | 0 | 0 | 0 | 0 |  | 0 | 0 | 0 | Heating | Electric Furnace Heat with CAC | Heat Pump | ResSpHtHPZ1 | 0.03002% | 0.4921% | 0% | 1 |  | 42.29% | 6.667% | 85% | 6.8% | 0.2% | 2440.2376 | 164.0108 | 260.4248 | 4095.171 | 0 | 0 | 0 | 4308.8094 | 0 |  | 0.099464 | 0 | 0.099464 | 07. $0.085 to $0.115 | 1 | 0 | 01. ($9,999.00) to $0.22 | 1 | 1.0077 | 2.5136 | 4.0126 | 6.0053 | 7.9889 | 10.4616 | 13.1716 | 15.8692 | 18.5545 | 20.7338 | 22.4106 | 23.5883 | 24.2702 | 24.4596 | 24.4041 | 24.3487 | 24.2934 | 24.2382 | 24.1832 | 24.1283 | 24.0735 | 24.0188 | 23.9643 | 23.9099 | 3739.6967 | 9328.0113 | 14890.9266 | 22285.668 | 29646.7484 | 38822.9967 | 48879.6749 | 58890.4792 | 68855.566 | 76943.1125 | 83165.7544 | 87536.0705 | 90066.5824 | 90769.7552 | 90563.6336 | 90357.9801 | 90152.7936 | 89948.073 | 89743.8173 | 89540.0254 | 89336.6964 | 89133.829 | 88931.4223 | 88729.4753 | 1330942.1288 | 3739.6967 | 13067.708 | 27958.6346 | 50244.3026 | 79891.0511 | 118714.0478 | 167593.7227 | 226484.2019 | 295339.768 | 372282.8805 | 455448.6349 | 542984.7054 | 633051.2878 | 723821.043 | 814384.6765 | 904742.6566 | 994895.4502 | 1084843.5231 | 1174587.3404 | 1264127.3659 | 1330942.1288 | 1330942.1288 | 1330942.1288 | 1330942.1288 | 0 | 0 | 0 | 0 | 0 | 0 | 0 | 0 | 0 | 0 | 0 | 0 | 0 | 0 | 0 | 0 | 0 | 0 | 0 | 0 | 0 | 0 | 0 | 0 | 0 | 0 | 0 | 0 | 0 | 0 | 0 | 0 | 0 | 0 | 0 | 0 | 0 | 0 | 0 | 0 | 0 | 0 | 0 | 0 | 0 | 0 | 0 | 0 | 0 | 0 | 0 | 0 | 0 | 0 | 0 | 0 | 0 | 0 | 0 | 0 | 0 | 1.1228 | 3.9234 | 8.3942 | 15.0852 | 23.9863 | 35.6424 | 50.3179 | 67.999 | 88.672 | 111.7732 | 136.7426 | 163.0242 | 190.0655 | 217.318 | 244.5085 | 271.6374 | 298.7046 | 325.7103 | 352.6548 | 379.538 | 399.5983 | 399.5983 | 399.5983 | 399.5983 | 4342.1289 | 10830.6719 | 17289.7238 | 25875.693 | 34422.5787 | 45077.0399 | 56753.7605 | 68377.2172 | 79947.5918 | 89337.9709 | 96563.0257 | 101637.3612 | 104575.5163 | 105391.964 | 105152.638 | 104913.8555 | 104675.6153 | 104437.916 | 104200.7566 | 103964.1356 | 77578.0332 | 0 | 0 | 0 | 1545345.1941 | 0 | 0 | 0 | 0 | 0 | 0 | 0 | 0 | 0 | 0 | 0 | 0 | 0 | 0 | 0 | 0 | 0 | 0 | 0 | 0 | 0.003628% | 0.13566 | 0.47405 | 1.0142 | 1.8227 | 2.8982 | 4.3065 | 6.0797 | 8.216 | 10.7138 | 13.505 | 16.522 | 19.6975 | 22.9648 | 26.2575 | 29.5429 | 32.8207 | 36.0911 | 39.3541 | 42.6097 | 45.8579 | 48.2817 | 48.2817 | 48.2817 | 48.2817
No | ResHeatPump_PSE | M_Input | PSE Business Case "QC APPROVED_Measure Case_Heat Pump_2020_use" | 2020 | NR | 2022 | 2045 | PSE | Residential | Manufactured | Electric | Per Heat Pump from E FAF - EHH | Per Heat Pump from E FAF - EHH | 2400 | Heat Pump - from E FAF - MH |  | 3020 | 15 | 4634 | 0 |  | 0 | 0 | 0 | 0 | 0 | 0 | 0 | 0 |  | 0 | 0 | 0 | Heating | Electric Furnace Heat | Heat Pump | ResSpHtHPZ1 | 0.03002% | 43.95% | 0% | 1 |  | 25% | 6.667% | 85% | 6.8% | 0.2% | 1985.8576 | 133.4714 | 211.9329 | 5948.22 | 0 | 0 | 0 | 6529.6157 | 0 |  | 0.18522 | 0 | 0.18522 | 11. $0.175 to $0.200 | 0 | 0 | 01. ($9,999.00) to $0.22 | 1 | 11.6701 | 29.1752 | 46.6803 | 70.0204 | 93.3605 | 122.5357 | 154.6284 | 186.721 | 218.8137 | 245.0714 | 265.494 | 280.0816 | 288.8341 | 291.7516 | 291.7516 | 291.7516 | 291.7516 | 291.7516 | 291.7516 | 291.7516 | 291.7516 | 291.7516 | 291.7516 | 291.7516 | 35243.5978 | 88108.9944 | 140974.3911 | 211461.5867 | 281948.7822 | 370057.7767 | 466977.6705 | 563897.5644 | 660817.4583 | 740115.5533 | 801791.8494 | 845846.3466 | 872279.045 | 881089.9444 | 881089.9444 | 881089.9444 | 881089.9444 | 881089.9444 | 881089.9444 | 881089.9444 | 881089.9444 | 881089.9444 | 881089.9444 | 881089.9444 | 13216349.1661 | 35243.5978 | 123352.5922 | 264326.9833 | 475788.57 | 757737.3522 | 1127795.1288 | 1594772.7994 | 2158670.3638 | 2819487.8221 | 3559603.3754 | 4361395.2248 | 5207241.5714 | 6079520.6164 | 6960610.5608 | 7841700.5052 | 8722790.4496 | 9603880.394 | 10484970.3384 | 11366060.2829 | 12247150.2273 | 13128240.1717 | 13216349.1661 | 13216349.1661 | 13216349.1661 | 0 | 0 | 0 | 0 | 0 | 0 | 0 | 0 | 0 | 0 | 0 | 0 | 0 | 0 | 0 | 0 | 0 | 0 | 0 | 0 | 0 | 0 | 0 | 0 | 0 | 0 | 0 | 0 | 0 | 0 | 0 | 0 | 0 | 0 | 0 | 0 | 0 | 0 | 0 | 0 | 0 | 0 | 0 | 0 | 0 | 0 | 0 | 0 | 0 | 0 | 0 | 0 | 0 | 0 | 0 | 0 | 0 | 0 | 0 | 0 | 0 | 10.5814 | 37.035 | 79.3608 | 142.8494 | 227.5009 | 338.606 | 478.8101 | 648.1131 | 846.515 | 1068.7252 | 1309.453 | 1563.4075 | 1825.2981 | 2089.834 | 2354.37 | 2618.9059 | 2883.4419 | 3147.9778 | 3412.5138 | 3677.0497 | 3941.5857 | 3968.0393 | 3968.0393 | 3968.0393 | 76201.0423 | 190502.6057 | 304804.1691 | 457206.2537 | 609608.3383 | 800110.944 | 1009663.8103 | 1219216.6765 | 1428769.5428 | 1600221.888 | 1733573.712 | 1828825.0148 | 1885975.7965 | 1905026.0571 | 1905026.0571 | 1905026.0571 | 1905026.0571 | 1905026.0571 | 1905026.0571 | 1905026.0571 | 1905026.0571 | 190502.6057 | 0 | 0 | 28575390.8566 | 0 | 0 | 0 | 0 | 0 | 0 | 0 | 0 | 0 | 0 | 0 | 0 | 0 | 0 | 0 | 0 | 0 | 0 | 0 | 0 | 0.003628% | 1.2785 | 4.4748 | 9.5888 | 17.2598 | 27.4879 | 40.9122 | 57.8525 | 78.3086 | 102.2806 | 129.1292 | 158.2153 | 188.8995 | 220.5425 | 252.5052 | 284.4679 | 316.4306 | 348.3932 | 380.3559 | 412.3186 | 444.2813 | 476.244 | 479.4402 | 479.4402 | 479.4402
No | ResHeatPump_PSE | M_Input | PSE Business Case "QC APPROVED_Measure Case_Heat Pump_2020_use" | 2020 | NR | 2022 | 2045 | PSE | Residential | Single Family | Electric | Per Ductless Heat Pump from Zonal - EHH - MI | Per Ductless Heat Pump from Zonal - EHH - MI | 1600 | Heat Pump - Ductless - from Zonal - 9.0 or greater HSPF - HZ1CZ1 - SF or DX - MI |  | 1997 | 15 | 3953.13 | 0 |  | 0 | 0 | 0 | 0 | 0 | 0 | 0 | 0 |  | 0 | 0 | 0 | Heating | Electric Zonal Heat | Ductless Heat Pump | ResSpHtHPZ1 | 0.03002% | 12.05% | 0% | 1 |  | 0% | 6.667% | 85% | 6.8% | 0.2% | 1313.1648 | 88.2591 | 140.1424 | 5074.2527 | 0 | 0 | 0 | 5636.4772 | 0 |  | 0.24178 | 0 | 0.24178 | 13. $0.225 to $99,999.000 | 0 | 0 | 01. ($9,999.00) to $0.22 | 1 | 0 | 0 | 0 | 0 | 0 | 0 | 0 | 0 | 0 | 0 | 0 | 0 | 0 | 0 | 0 | 0 | 0 | 0 | 0 | 0 | 0 | 0 | 0 | 0 | 0 | 0 | 0 | 0 | 0 | 0 | 0 | 0 | 0 | 0 | 0 | 0 | 0 | 0 | 0 | 0 | 0 | 0 | 0 | 0 | 0 | 0 | 0 | 0 | 0 | 0 | 0 | 0 | 0 | 0 | 0 | 0 | 0 | 0 | 0 | 0 | 0 | 0 | 0 | 0 | 0 | 0 | 0 | 0 | 0 | 0 | 0 | 0 | 0 | 0 | 0 | 0 | 0 | 0 | 0 | 0 | 0 | 0 | 0 | 0 | 0 | 0 | 0 | 0 | 0 | 0 | 0 | 0 | 0 | 0 | 0 | 0 | 0 | 0 | 0 | 0 | 0 | 0 | 0 | 0 | 0 | 0 | 0 | 0 | 0 | 0 | 0 | 0 | 0 | 0 | 0 | 0 | 0 | 0 | 0 | 0 | 0 | 0 | 0 | 0 | 0 | 0 | 0 | 0 | 0 | 0 | 0 | 0 | 0 | 0 | 0 | 0 | 0 | 0 | 0 | 0 | 0 | 0 | 0 | 0 | 0 | 0 | 0 | 0 | 0 | 0 | 0 | 0 | 0 | 0 | 0 | 0 | 0 | 0 | 0 | 0 | 0 | 0 | 0 | 0 | 0 | 0 | 0 | 0 | 0 | 0 | 0 | 0 | 0 | 0 | 0 | 0 | 0 | 0 | 0 | 0 | 0 | 0 | 0 | 0 | 0 | 0 | 0 | 0 | 0 | 0 | 0 | 0 | 0 | 0 | 0 | 0 | 0 | 0 | 0 | 0 | 0 | 0 | 0 | 0.003628% | 0 | 0 | 0 | 0 | 0 | 0 | 0 | 0 | 0 | 0 | 0 | 0 | 0 | 0 | 0 | 0 | 0 | 0 | 0 | 0 | 0 | 0 | 0 | 0
No | ResHeatPump_PSE | M_Input | PSE Business Case "QC APPROVED_Measure Case_Heat Pump_2020_use" | 2020 | NR | 2022 | 2045 | PSE | Residential | Single Family | Electric | Per Ductless Heat Pump with E FAF - EHH - MI | Per Ductless Heat Pump with E FAF - EHH - MI | 1600 | Heat Pump - Ductless - with E FAF - HZ1 - SF or DX - MI |  | 3255 | 15 | 4634.22 | 0 |  | 0 | 0 | 0 | 0 | 0 | 0 | 0 | 0 |  | 0 | 0 | 0 | Heating | Electric Furnace Heat | Ductless Heat Pump | ResSpHtHPZ1 | 0.03002% | 7.253% | 0% | 1 |  | 0% | 6.667% | 85% | 6.8% | 0.2% | 2140.3863 | 143.8575 | 228.4244 | 5948.5024 | 0 | 0 | 0 | 6503.0646 | 0 |  | 0.17115 | 0 | 0.17115 | 10. $0.150 to $0.175 | 0 | 0 | 01. ($9,999.00) to $0.22 | 1 | 0 | 0 | 0 | 0 | 0 | 0 | 0 | 0 | 0 | 0 | 0 | 0 | 0 | 0 | 0 | 0 | 0 | 0 | 0 | 0 | 0 | 0 | 0 | 0 | 0 | 0 | 0 | 0 | 0 | 0 | 0 | 0 | 0 | 0 | 0 | 0 | 0 | 0 | 0 | 0 | 0 | 0 | 0 | 0 | 0 | 0 | 0 | 0 | 0 | 0 | 0 | 0 | 0 | 0 | 0 | 0 | 0 | 0 | 0 | 0 | 0 | 0 | 0 | 0 | 0 | 0 | 0 | 0 | 0 | 0 | 0 | 0 | 0 | 0 | 0 | 0 | 0 | 0 | 0 | 0 | 0 | 0 | 0 | 0 | 0 | 0 | 0 | 0 | 0 | 0 | 0 | 0 | 0 | 0 | 0 | 0 | 0 | 0 | 0 | 0 | 0 | 0 | 0 | 0 | 0 | 0 | 0 | 0 | 0 | 0 | 0 | 0 | 0 | 0 | 0 | 0 | 0 | 0 | 0 | 0 | 0 | 0 | 0 | 0 | 0 | 0 | 0 | 0 | 0 | 0 | 0 | 0 | 0 | 0 | 0 | 0 | 0 | 0 | 0 | 0 | 0 | 0 | 0 | 0 | 0 | 0 | 0 | 0 | 0 | 0 | 0 | 0 | 0 | 0 | 0 | 0 | 0 | 0 | 0 | 0 | 0 | 0 | 0 | 0 | 0 | 0 | 0 | 0 | 0 | 0 | 0 | 0 | 0 | 0 | 0 | 0 | 0 | 0 | 0 | 0 | 0 | 0 | 0 | 0 | 0 | 0 | 0 | 0 | 0 | 0 | 0 | 0 | 0 | 0 | 0 | 0 | 0 | 0 | 0 | 0 | 0 | 0 | 0 | 0.003628% | 0 | 0 | 0 | 0 | 0 | 0 | 0 | 0 | 0 | 0 | 0 | 0 | 0 | 0 | 0 | 0 | 0 | 0 | 0 | 0 | 0 | 0 | 0 | 0
No | ResHeatPump_PSE | M_Input | PSE Business Case "QC APPROVED_Measure Case_Heat Pump_2020_use" | 2020 | NR | 2022 | 2045 | PSE | Residential | Single Family | Electric | Per Heat Pump from E FAF - EHH - MI | Per Heat Pump from E FAF - EHH - MI | 1600 | Heat Pump - from E FAF - SF or DX - MI |  | 3020 | 15 | 4634 | 0 |  | 0 | 0 | 0 | 0 | 0 | 0 | 0 | 0 |  | 0 | 0 | 0 | Heating | Electric Furnace Heat | Heat Pump | ResSpHtHPZ1 | 0.03002% | 7.253% | 0% | 1 |  | 0% | 6.667% | 85% | 6.8% | 0.2% | 1985.8576 | 133.4714 | 211.9329 | 5948.22 | 0 | 0 | 0 | 6529.6157 | 0 |  | 0.18522 | 0 | 0.18522 | 11. $0.175 to $0.200 | 0 | 0 | 01. ($9,999.00) to $0.22 | 1 | 0 | 0 | 0 | 0 | 0 | 0 | 0 | 0 | 0 | 0 | 0 | 0 | 0 | 0 | 0 | 0 | 0 | 0 | 0 | 0 | 0 | 0 | 0 | 0 | 0 | 0 | 0 | 0 | 0 | 0 | 0 | 0 | 0 | 0 | 0 | 0 | 0 | 0 | 0 | 0 | 0 | 0 | 0 | 0 | 0 | 0 | 0 | 0 | 0 | 0 | 0 | 0 | 0 | 0 | 0 | 0 | 0 | 0 | 0 | 0 | 0 | 0 | 0 | 0 | 0 | 0 | 0 | 0 | 0 | 0 | 0 | 0 | 0 | 0 | 0 | 0 | 0 | 0 | 0 | 0 | 0 | 0 | 0 | 0 | 0 | 0 | 0 | 0 | 0 | 0 | 0 | 0 | 0 | 0 | 0 | 0 | 0 | 0 | 0 | 0 | 0 | 0 | 0 | 0 | 0 | 0 | 0 | 0 | 0 | 0 | 0 | 0 | 0 | 0 | 0 | 0 | 0 | 0 | 0 | 0 | 0 | 0 | 0 | 0 | 0 | 0 | 0 | 0 | 0 | 0 | 0 | 0 | 0 | 0 | 0 | 0 | 0 | 0 | 0 | 0 | 0 | 0 | 0 | 0 | 0 | 0 | 0 | 0 | 0 | 0 | 0 | 0 | 0 | 0 | 0 | 0 | 0 | 0 | 0 | 0 | 0 | 0 | 0 | 0 | 0 | 0 | 0 | 0 | 0 | 0 | 0 | 0 | 0 | 0 | 0 | 0 | 0 | 0 | 0 | 0 | 0 | 0 | 0 | 0 | 0 | 0 | 0 | 0 | 0 | 0 | 0 | 0 | 0 | 0 | 0 | 0 | 0 | 0 | 0 | 0 | 0 | 0 | 0 | 0.003628% | 0 | 0 | 0 | 0 | 0 | 0 | 0 | 0 | 0 | 0 | 0 | 0 | 0 | 0 | 0 | 0 | 0 | 0 | 0 | 0 | 0 | 0 | 0 | 0
No | ResHeatPump_PSE | M_Input | PSE Business Case "QC APPROVED_Measure Case_Heat Pump_2020_use" | 2020 | NR | 2022 | 2045 | PSE | Residential | Manufactured | Electric | Per Heat Pump with AC from E FAF - EHH | Per Heat Pump with AC from E FAF - EHH | 2400 | Heat Pump - with AC - from E FAF - MH |  | 3417 | 15 | 3060.27 | 0 |  | 0 | 0 | 0 | 0 | 0 | 0 | 0 | 0 |  | 0 | 0 | 0 | Heating | Electric Furnace Heat with CAC | Heat Pump | ResSpHtHPZ1 | 0.03002% | 0.619% | 0% | 1 |  | 25% | 6.667% | 85% | 6.8% | 0.2% | 2246.9124 | 151.0172 | 239.793 | 3928.1742 | 0 | 0 | 0 | 4149.418 | 0 |  | 0.10403 | 0 | 0.10403 | 07. $0.085 to $0.115 | 1 | 0 | 01. ($9,999.00) to $0.22 | 1 | 0.16437 | 0.41093 | 0.65748 | 0.98623 | 1.315 | 1.7259 | 2.1779 | 2.6299 | 3.082 | 3.4518 | 3.7394 | 3.9449 | 4.0682 | 4.1093 | 4.1093 | 4.1093 | 4.1093 | 4.1093 | 4.1093 | 4.1093 | 4.1093 | 4.1093 | 4.1093 | 4.1093 | 561.656 | 1404.1401 | 2246.6241 | 3369.9362 | 4493.2483 | 5897.3883 | 7441.9424 | 8986.4965 | 10531.0506 | 11794.7767 | 12777.6747 | 13479.7448 | 13900.9868 | 14041.4008 | 14041.4008 | 14041.4008 | 14041.4008 | 14041.4008 | 14041.4008 | 14041.4008 | 14041.4008 | 14041.4008 | 14041.4008 | 14041.4008 | 210621.012 | 561.656 | 1965.7961 | 4212.4202 | 7582.3564 | 12075.6047 | 17972.993 | 25414.9355 | 34401.432 | 44932.4826 | 56727.2592 | 69504.934 | 82984.6787 | 96885.6655 | 110927.0663 | 124968.4671 | 139009.8679 | 153051.2687 | 167092.6696 | 181134.0704 | 195175.4712 | 209216.872 | 210621.012 | 210621.012 | 210621.012 | 0 | 0 | 0 | 0 | 0 | 0 | 0 | 0 | 0 | 0 | 0 | 0 | 0 | 0 | 0 | 0 | 0 | 0 | 0 | 0 | 0 | 0 | 0 | 0 | 0 | 0 | 0 | 0 | 0 | 0 | 0 | 0 | 0 | 0 | 0 | 0 | 0 | 0 | 0 | 0 | 0 | 0 | 0 | 0 | 0 | 0 | 0 | 0 | 0 | 0 | 0 | 0 | 0 | 0 | 0 | 0 | 0 | 0 | 0 | 0 | 0 | 0.16863 | 0.59021 | 1.2647 | 2.2765 | 3.6255 | 5.3962 | 7.6305 | 10.3286 | 13.4904 | 17.0316 | 20.868 | 24.9151 | 29.0887 | 33.3044 | 37.5202 | 41.7359 | 45.9517 | 50.1674 | 54.3832 | 58.5989 | 62.8147 | 63.2363 | 63.2363 | 63.2363 | 682.0444 | 1705.111 | 2728.1776 | 4092.2663 | 5456.3551 | 7161.4661 | 9037.0881 | 10912.7102 | 12788.3323 | 14322.9322 | 15516.5098 | 16369.0653 | 16880.5986 | 17051.1097 | 17051.1097 | 17051.1097 | 17051.1097 | 17051.1097 | 17051.1097 | 17051.1097 | 17051.1097 | 1705.111 | 0 | 0 | 255766.6457 | 0 | 0 | 0 | 0 | 0 | 0 | 0 | 0 | 0 | 0 | 0 | 0 | 0 | 0 | 0 | 0 | 0 | 0 | 0 | 0 | 0.003628% | 0.020375 | 0.071312 | 0.15281 | 0.27506 | 0.43806 | 0.65199 | 0.92196 | 1.248 | 1.63 | 2.0579 | 2.5214 | 3.0104 | 3.5147 | 4.024 | 4.5334 | 5.0428 | 5.5521 | 6.0615 | 6.5709 | 7.0802 | 7.5896 | 7.6406 | 7.6406 | 7.6406
No | ResHeatPump_PSE | M_Input | PSE Business Case "QC APPROVED_Measure Case_Heat Pump_2020_use" | 2020 | NR | 2022 | 2045 | PSE | Residential | Single Family | Electric | Per Heat Pump with AC from E FAF - EHH | Per Heat Pump with AC from E FAF - EHH | 1500 | Heat Pump - with AC - from E FAF - SF or DX |  | 3711 | 15 | 3190.37 | 0 |  | 0 | 0 | 0 | 0 | 0 | 0 | 0 | 0 |  | 0 | 0 | 0 | Heating | Electric Furnace Heat with CAC | Heat Pump | ResSpHtHPZ1 | 0.03002% | 1.28% | 0% | 1 |  | 73.5% | 6.667% | 85% | 6.8% | 0.2% | 2440.2376 | 164.0108 | 260.4248 | 4095.171 | 0 | 0 | 0 | 4308.8094 | 0 |  | 0.099464 | 0 | 0.099464 | 07. $0.085 to $0.115 | 1 | 0 | 01. ($9,999.00) to $0.22 | 1 | 12.5121 | 31.2092 | 49.8213 | 74.5623 | 99.1906 | 129.8921 | 163.5392 | 197.0329 | 230.3736 | 257.4325 | 278.2519 | 292.8739 | 301.3404 | 303.693 | 303.0034 | 302.3154 | 301.6289 | 300.9439 | 300.2606 | 299.5787 | 298.8985 | 298.2197 | 297.5425 | 296.8669 | 46432.3647 | 115817.3174 | 184886.9146 | 276700.6152 | 368096.3848 | 482029.4304 | 606893.9736 | 731188.9511 | 854916.3058 | 955331.9751 | 1032592.8439 | 1086855.0872 | 1118274.1731 | 1127004.8657 | 1124445.6841 | 1121892.3139 | 1119344.7418 | 1116802.9547 | 1114266.9394 | 1111736.6829 | 1109212.172 | 1106693.3938 | 1104180.3351 | 1101672.983 | 16525094.7457 | 46432.3647 | 162249.6821 | 347136.5966 | 623837.2118 | 991933.5967 | 1473963.0271 | 2080857.0008 | 2812045.9519 | 3666962.2576 | 4622294.2328 | 5654887.0767 | 6741742.1639 | 7860016.337 | 8987021.2028 | 10111466.8869 | 11233359.2008 | 12352703.9426 | 13469506.8973 | 14583773.8367 | 15695510.5196 | 16525094.7457 | 16525094.7457 | 16525094.7457 | 16525094.7457 | 0 | 0 | 0 | 0 | 0 | 0 | 0 | 0 | 0 | 0 | 0 | 0 | 0 | 0 | 0 | 0 | 0 | 0 | 0 | 0 | 0 | 0 | 0 | 0 | 0 | 0 | 0 | 0 | 0 | 0 | 0 | 0 | 0 | 0 | 0 | 0 | 0 | 0 | 0 | 0 | 0 | 0 | 0 | 0 | 0 | 0 | 0 | 0 | 0 | 0 | 0 | 0 | 0 | 0 | 0 | 0 | 0 | 0 | 0 | 0 | 0 | 13.9407 | 48.7134 | 104.2233 | 187.2991 | 297.8153 | 442.5385 | 624.7506 | 844.2807 | 1100.9584 | 1387.7845 | 1697.8073 | 2024.1216 | 2359.8691 | 2698.2378 | 3035.8382 | 3372.672 | 3708.7409 | 4044.0466 | 4378.591 | 4712.3756 | 4961.4477 | 4961.4477 | 4961.4477 | 4961.4477 | 53912.2101 | 134474.4681 | 214670.5696 | 321274.6495 | 427393.4734 | 559680.1301 | 704659.2524 | 848977.0571 | 992635.7998 | 1109227.5499 | 1198934.4648 | 1261937.878 | 1298418.3022 | 1308555.4325 | 1305583.9893 | 1302619.2936 | 1299661.33 | 1296710.0834 | 1293765.5384 | 1290827.6798 | 963222.945 | 0 | 0 | 0 | 19187142.0967 | 0 | 0 | 0 | 0 | 0 | 0 | 0 | 0 | 0 | 0 | 0 | 0 | 0 | 0 | 0 | 0 | 0 | 0 | 0 | 0 | 0.003628% | 1.6844 | 5.8858 | 12.5928 | 22.6305 | 35.9837 | 53.4699 | 75.4858 | 102.0106 | 133.0238 | 167.6797 | 205.1384 | 244.5655 | 285.1323 | 326.0159 | 366.8066 | 407.5047 | 448.1104 | 488.6239 | 529.0454 | 569.375 | 599.4693 | 599.4693 | 599.4693 | 599.4693
No | ResHeatPump_PSE | M_Input | PSE Business Case "QC APPROVED_Measure Case_Heat Pump_2020_use" | 2020 | NR | 2022 | 2045 | PSE | Residential | Single Family | Electric | Per Heat Pump with AC from E FAF - EHH - MI | Per Heat Pump with AC from E FAF - EHH - MI | 1600 | Heat Pump - with AC - from E FAF - SF or DX - MI |  | 3172 | 15 | 3060.27 | 0 |  | 0 | 0 | 0 | 0 | 0 | 0 | 0 | 0 |  | 0 | 0 | 0 | Heating | Electric Furnace Heat with CAC | Heat Pump | ResSpHtHPZ1 | 0.03002% | 1.28% | 0% | 1 |  | 0% | 6.667% | 85% | 6.8% | 0.2% | 2085.8081 | 140.1892 | 222.5997 | 3928.1742 | 0 | 0 | 0 | 4177.4393 | 0 |  | 0.11282 | 0 | 0.11282 | 07. $0.085 to $0.115 | 1 | 0 | 01. ($9,999.00) to $0.22 | 1 | 0 | 0 | 0 | 0 | 0 | 0 | 0 | 0 | 0 | 0 | 0 | 0 | 0 | 0 | 0 | 0 | 0 | 0 | 0 | 0 | 0 | 0 | 0 | 0 | 0 | 0 | 0 | 0 | 0 | 0 | 0 | 0 | 0 | 0 | 0 | 0 | 0 | 0 | 0 | 0 | 0 | 0 | 0 | 0 | 0 | 0 | 0 | 0 | 0 | 0 | 0 | 0 | 0 | 0 | 0 | 0 | 0 | 0 | 0 | 0 | 0 | 0 | 0 | 0 | 0 | 0 | 0 | 0 | 0 | 0 | 0 | 0 | 0 | 0 | 0 | 0 | 0 | 0 | 0 | 0 | 0 | 0 | 0 | 0 | 0 | 0 | 0 | 0 | 0 | 0 | 0 | 0 | 0 | 0 | 0 | 0 | 0 | 0 | 0 | 0 | 0 | 0 | 0 | 0 | 0 | 0 | 0 | 0 | 0 | 0 | 0 | 0 | 0 | 0 | 0 | 0 | 0 | 0 | 0 | 0 | 0 | 0 | 0 | 0 | 0 | 0 | 0 | 0 | 0 | 0 | 0 | 0 | 0 | 0 | 0 | 0 | 0 | 0 | 0 | 0 | 0 | 0 | 0 | 0 | 0 | 0 | 0 | 0 | 0 | 0 | 0 | 0 | 0 | 0 | 0 | 0 | 0 | 0 | 0 | 0 | 0 | 0 | 0 | 0 | 0 | 0 | 0 | 0 | 0 | 0 | 0 | 0 | 0 | 0 | 0 | 0 | 0 | 0 | 0 | 0 | 0 | 0 | 0 | 0 | 0 | 0 | 0 | 0 | 0 | 0 | 0 | 0 | 0 | 0 | 0 | 0 | 0 | 0 | 0 | 0 | 0 | 0 | 0 | 0.003628% | 0 | 0 | 0 | 0 | 0 | 0 | 0 | 0 | 0 | 0 | 0 | 0 | 0 | 0 | 0 | 0 | 0 | 0 | 0 | 0 | 0 | 0 | 0 | 0
Yes | ResHeatPump_PSE | M_Input | PSE Business Case "QC APPROVED_Measure Case_Heat Pump_2020_use" | 2020 | NR | 2022 | 2045 | PSE | Residential | Manufactured LI | Electric | Per Heat Pump - LIW - TE | Per Heat Pump - LIW - TE | 3060.27 | LIW: Heat Pump - MH - TE |  | 3172 | 15 | 3060.27 | 0 |  | 0 | 0 | 0 | 0 | 0 | 0 | 0 | 0 |  | 0 | 0 | 0 | Heating | Electric Furnace Heat | Heat Pump | ResSpHtHPZ1 | 0.03002% | 43.95% | 0% | 1 |  | 25% | 6.667% | 85% | 6.8% | 0.2% | 2085.8081 | 140.1892 | 222.5997 | 3928.1742 | 0 | 0 | 0 | 2784.9595 | 0 |  | 0.075211 | 0 | 0.075211 | 05. $0.070 to $0.077 | 1 | 0 | 01. ($9,999.00) to $0.22 | 1 | 6.4559 | 16.1397 | 25.8234 | 38.7352 | 51.6469 | 67.7865 | 85.5402 | 103.2938 | 121.0474 | 135.5731 | 146.8709 | 154.9407 | 159.7826 | 161.3965 | 161.3965 | 161.3965 | 161.3965 | 161.3965 | 161.3965 | 161.3965 | 161.3965 | 161.3965 | 161.3965 | 161.3965 | 20477.9938 | 51194.9844 | 81911.975 | 122867.9626 | 163823.9501 | 215018.9345 | 271333.4173 | 327647.9002 | 383962.383 | 430037.869 | 465874.3581 | 491471.8503 | 506830.3456 | 511949.844 | 511949.844 | 511949.844 | 511949.844 | 511949.844 | 511949.844 | 511949.844 | 511949.844 | 511949.844 | 511949.844 | 511949.844 | 7679247.6607 | 20477.9938 | 71672.9782 | 153584.9532 | 276452.9158 | 440276.8659 | 655295.8004 | 926629.2177 | 1254277.1179 | 1638239.501 | 2068277.37 | 2534151.728 | 3025623.5783 | 3532453.9239 | 4044403.768 | 4556353.612 | 5068303.4561 | 5580253.3001 | 6092203.1442 | 6604152.9882 | 7116102.8323 | 7628052.6763 | 7679247.6607 | 7679247.6607 | 7679247.6607 | 0 | 0 | 0 | 0 | 0 | 0 | 0 | 0 | 0 | 0 | 0 | 0 | 0 | 0 | 0 | 0 | 0 | 0 | 0 | 0 | 0 | 0 | 0 | 0 | 0 | 0 | 0 | 0 | 0 | 0 | 0 | 0 | 0 | 0 | 0 | 0 | 0 | 0 | 0 | 0 | 0 | 0 | 0 | 0 | 0 | 0 | 0 | 0 | 0 | 0 | 0 | 0 | 0 | 0 | 0 | 0 | 0 | 0 | 0 | 0 | 0 | 6.1483 | 21.5189 | 46.1119 | 83.0014 | 132.1875 | 196.7442 | 278.2085 | 376.5806 | 491.8604 | 620.9737 | 760.8465 | 908.4047 | 1060.574 | 1214.2803 | 1367.9867 | 1521.6931 | 1675.3995 | 1829.1058 | 1982.8122 | 2136.5186 | 2290.2249 | 2305.5956 | 2305.5956 | 2305.5956 | 17979.3138 | 44948.2845 | 71917.2552 | 107875.8829 | 143834.5105 | 188782.795 | 238225.908 | 287669.021 | 337112.1339 | 377565.59 | 409029.3892 | 431503.5314 | 444988.0168 | 449482.8453 | 449482.8453 | 449482.8453 | 449482.8453 | 449482.8453 | 449482.8453 | 449482.8453 | 449482.8453 | 44948.2845 | 0 | 0 | 6742242.6788 | 0 | 0 | 0 | 0 | 0 | 0 | 0 | 0 | 0 | 0 | 0 | 0 | 0 | 0 | 0 | 0 | 0 | 0 | 0 | 0 | 0.003628% | 0.74287 | 2.6 | 5.5715 | 10.0287 | 15.9716 | 23.7717 | 33.6147 | 45.5005 | 59.4293 | 75.0294 | 91.9296 | 109.7584 | 128.1444 | 146.716 | 165.2876 | 183.8593 | 202.4309 | 221.0026 | 239.5742 | 258.1459 | 276.7175 | 278.5747 | 278.5747 | 278.5747
Yes | ResHeatPump_PSE | M_Input | PSE Business Case "QC APPROVED_Measure Case_Heat Pump_2020_use" | 2020 | NR | 2022 | 2045 | PSE | Residential | Single Family LI | Electric | Per Heat Pump - LIW - TE | Per Heat Pump - LIW - TE | 3190.37 | LIW: Heat Pump - SF - TE |  | 3711 | 15 | 3190.37 | 0 |  | 0 | 0 | 0 | 0 | 0 | 0 | 0 | 0 |  | 0 | 0 | 0 | Heating | Electric Furnace Heat | Heat Pump | ResSpHtHPZ1 | 0.03002% | 7.253% | 0% | 1 |  | 73.5% | 6.667% | 85% | 6.8% | 0.2% | 2440.2376 | 164.0108 | 260.4248 | 4095.171 | 0 | 0 | 0 | 2872.5396 | 0 |  | 0.066309 | 0 | 0.066309 | 04. $0.062 to $0.070 | 1 | 0 | 01. ($9,999.00) to $0.22 | 1 | 12.8588 | 32.0741 | 51.202 | 76.6285 | 101.9394 | 133.4916 | 168.0711 | 202.493 | 236.7576 | 264.5664 | 285.9627 | 300.9899 | 309.691 | 312.1088 | 311.4001 | 310.6929 | 309.9874 | 309.2835 | 308.5812 | 307.8804 | 307.1813 | 306.4837 | 305.7878 | 305.0934 | 47719.0949 | 119026.8339 | 190010.4731 | 284368.4909 | 378296.9891 | 495387.3036 | 623712.0374 | 751451.4126 | 878607.4258 | 981805.7406 | 1061207.5918 | 1116973.4851 | 1149263.1994 | 1158235.7899 | 1155605.6475 | 1152981.4776 | 1150363.2667 | 1147751.0013 | 1145144.6679 | 1142544.253 | 1139949.7431 | 1137361.125 | 1134778.3851 | 1132201.5101 | 16983022.6514 | 47719.0949 | 166745.9289 | 356756.402 | 641124.8929 | 1019421.882 | 1514809.1856 | 2138521.2231 | 2889972.6357 | 3768580.0614 | 4750385.802 | 5811593.3939 | 6928566.879 | 8077830.0783 | 9236065.8683 | 10391671.5157 | 11544652.9933 | 12695016.26 | 13842767.2613 | 14987911.9292 | 16130456.1822 | 16983022.6514 | 16983022.6514 | 16983022.6514 | 16983022.6514 | 0 | 0 | 0 | 0 | 0 | 0 | 0 | 0 | 0 | 0 | 0 | 0 | 0 | 0 | 0 | 0 | 0 | 0 | 0 | 0 | 0 | 0 | 0 | 0 | 0 | 0 | 0 | 0 | 0 | 0 | 0 | 0 | 0 | 0 | 0 | 0 | 0 | 0 | 0 | 0 | 0 | 0 | 0 | 0 | 0 | 0 | 0 | 0 | 0 | 0 | 0 | 0 | 0 | 0 | 0 | 0 | 0 | 0 | 0 | 0 | 0 | 14.327 | 50.0633 | 107.1115 | 192.4895 | 306.0683 | 454.802 | 642.0636 | 867.6772 | 1131.4678 | 1426.2424 | 1744.8563 | 2080.2133 | 2425.2648 | 2773.0103 | 3119.966 | 3466.1339 | 3811.5157 | 4156.1132 | 4499.9282 | 4842.9625 | 5098.9346 | 5098.9346 | 5098.9346 | 5098.9346 | 36937.4808 | 92134.0063 | 147079.6589 | 220118.5017 | 292824.8702 | 383459.8927 | 482791.0389 | 581669.0818 | 680095.5672 | 759977.3373 | 821439.1979 | 864605.3898 | 889599.5919 | 896544.9225 | 894509.0323 | 892477.7653 | 890451.1109 | 888429.0587 | 886411.5981 | 884398.7189 | 659938.2835 | 0 | 0 | 0 | 13145892.1057 | 0 | 0 | 0 | 0 | 0 | 0 | 0 | 0 | 0 | 0 | 0 | 0 | 0 | 0 | 0 | 0 | 0 | 0 | 0 | 0 | 0.003628% | 1.7311 | 6.0489 | 12.9418 | 23.2576 | 36.9809 | 54.9517 | 77.5776 | 104.8375 | 136.7101 | 172.3264 | 210.8231 | 251.3428 | 293.0338 | 335.0503 | 376.9714 | 418.7973 | 460.5282 | 502.1644 | 543.706 | 585.1533 | 616.0812 | 616.0812 | 616.0812 | 616.0812
No | ResHomeEnergyReports_PSE | M_Input | PSE Business Case: Energy Management | 2020 | Retro | 2022 | 2045 | PSE | Residential | All Residential | Electric | Per Home - HER: Home Energy Report - Original - E | Per Home - HER: Home Energy Report - Original - E | 2.31 | HER: Home Energy Report - Original - E |  | 190.98 | 2 | 2.31 | 0 |  | 0 | 0 | 0 | 0 | 0 | 0 | 0 | 0 |  | 0 | 0 | 0 | Whole Home | Whole Home | Home Energy Report | Residential-Res-Total | 0.02008% | 100% | 0% | 1 |  | 80.7% | 50% | 85% | 6.8% | 0.2% | 20.3899 | 5.645 | 2.6035 | 14.8732 | 0 | 0 | 0 | 7.0868 | 0 |  | 0.0031788 | 0 | 0.0031788 | 01. ($9,999.000) to $0.028 | 1 | 0 | 01. ($9,999.00) to $0.22 | 1 | 71898.5154 | 71707.031 | 71516.4041 | 71326.6283 | 71137.6972 | 70949.6045 | 70762.3438 | 70575.9089 | 70390.2938 | 70205.4922 | 0 | 0 | 0 | 0 | 0 | 0 | 0 | 0 | 0 | 0 | 0 | 0 | 0 | 0 | 13731178.4623 | 13694608.7718 | 13658202.8553 | 13621959.4782 | 13585877.4177 | 13549955.4633 | 13514192.4157 | 13478587.0878 | 13443138.3038 | 13407844.8992 | 0 | 0 | 0 | 0 | 0 | 0 | 0 | 0 | 0 | 0 | 0 | 0 | 0 | 0 | 135685545.1551 | 13731178.4623 | 27425787.2341 | 41083990.0894 | 54705949.5676 | 68291826.9854 | 81841782.4486 | 95355974.8643 | 108834561.9522 | 122277700.2559 | 135685545.1551 | 135685545.1551 | 135685545.1551 | 135685545.1551 | 135685545.1551 | 135685545.1551 | 135685545.1551 | 135685545.1551 | 135685545.1551 | 135685545.1551 | 135685545.1551 | 135685545.1551 | 135685545.1551 | 135685545.1551 | 135685545.1551 | 0 | 0 | 0 | 0 | 0 | 0 | 0 | 0 | 0 | 0 | 0 | 0 | 0 | 0 | 0 | 0 | 0 | 0 | 0 | 0 | 0 | 0 | 0 | 0 | 0 | 0 | 0 | 0 | 0 | 0 | 0 | 0 | 0 | 0 | 0 | 0 | 0 | 0 | 0 | 0 | 0 | 0 | 0 | 0 | 0 | 0 | 0 | 0 | 0 | 0 | 0 | 0 | 0 | 0 | 0 | 0 | 0 | 0 | 0 | 0 | 0 | 2757.174 | 5507.005 | 8249.5258 | 10984.769 | 13712.7671 | 16433.5521 | 19147.1561 | 21853.6106 | 24552.9472 | 27245.1969 | 27245.1969 | 27245.1969 | 27245.1969 | 27245.1969 | 27245.1969 | 27245.1969 | 27245.1969 | 27245.1969 | 27245.1969 | 27245.1969 | 27245.1969 | 27245.1969 | 27245.1969 | 27245.1969 | 509530.2486 | 508173.2373 | 506822.3033 | 505477.4008 | 504138.4843 | 502805.5089 | 501478.4302 | 500157.2041 | 498841.787 | 497532.1356 | 0 | 0 | 0 | 0 | 0 | 0 | 0 | 0 | 0 | 0 | 0 | 0 | 0 | 0 | 5034956.7401 | 0 | 0 | 0 | 0 | 0 | 0 | 0 | 0 | 0 | 0 | 0 | 0 | 0 | 0 | 0 | 0 | 0 | 0 | 0 | 0 | 0.01064% | 1460.535 | 2917.1802 | 4369.953 | 5818.8707 | 7263.9506 | 8705.2095 | 10142.6645 | 11576.3322 | 13006.2294 | 14432.3726 | 14432.3726 | 14432.3726 | 14432.3726 | 14432.3726 | 14432.3726 | 14432.3726 | 14432.3726 | 14432.3726 | 14432.3726 | 14432.3726 | 14432.3726 | 14432.3726 | 14432.3726 | 14432.3726
No | ResHomeEnergyReports_PSE | M_Input | PSE Business Case: Energy Management | 2020 | Retro | 2022 | 2041 | PSE | Residential | All Residential | Gas | Per Home - HER: Home Energy Report - Original - G | Per Home - HER: Home Energy Report - Original - G | 4.08 | HER: Home Energy Report - Original - G |  | 0 | 2 | 4.08 | 0 |  | 0 | 0 | 0 | 0 | 0 | 0 | 0 | 9.58 |  | 0 | 0 | 0 | Whole Home | Whole Home | Home Energy Report | Residential-Res-Total | 0.02008% | 0% | 100% | 1 |  | 80% | 50% | 85% | 6.8% | 0.2% | 17.9818 | 2.3434 | 2.0325 | 0 | 24.2155 | 0 | 0 | 0 | 20.6555 |  | 0 | 0.20037 | 0 | 01. ($9,999.000) to $0.028 | 1 | 0.20037 | 01. ($9,999.00) to $0.22 | 1 | 0 | 0 | 0 | 0 | 0 | 0 | 0 | 0 | 0 | 0 | 0 | 0 | 0 | 0 | 0 | 0 | 0 | 0 | 0 | 0 | 0 | 0 | 0 | 0 | 0 | 0 | 0 | 0 | 0 | 0 | 0 | 0 | 0 | 0 | 0 | 0 | 0 | 0 | 0 | 0 | 0 | 0 | 0 | 0 | 0 | 0 | 0 | 0 | 0 | 0 | 0 | 0 | 0 | 0 | 0 | 0 | 0 | 0 | 0 | 0 | 0 | 0 | 0 | 0 | 0 | 0 | 0 | 0 | 0 | 0 | 0 | 0 | 0 | 54369.2814 | 54243.2842 | 54117.604 | 53992.2398 | 53867.1904 | 53742.455 | 53618.0323 | 53493.9214 | 53370.1214 | 53246.6311 | 0 | 0 | 0 | 0 | 0 | 0 | 0 | 0 | 0 | 0 | 520857.7161 | 519650.663 | 518446.6467 | 517245.6572 | 516047.6844 | 514852.7184 | 513660.7494 | 512471.7674 | 511285.7627 | 510102.7255 | 0 | 0 | 0 | 0 | 0 | 0 | 0 | 0 | 0 | 0 | 5154622.0907 | 520857.7161 | 1040508.3791 | 1558955.0258 | 2076200.683 | 2592248.3674 | 3107101.0858 | 3620761.8352 | 4133233.6025 | 4644519.3652 | 5154622.0907 | 5154622.0907 | 5154622.0907 | 5154622.0907 | 5154622.0907 | 5154622.0907 | 5154622.0907 | 5154622.0907 | 5154622.0907 | 5154622.0907 | 5154622.0907 | 0 | 0 | 0 | 0 | 0 | 0 | 0 | 0 | 0 | 0 | 0 | 0 | 0 | 0 | 0 | 0 | 0 | 0 | 0 | 0 | 0 | 0 | 0 | 0 | 0 | 0 | 0 | 0 | 0 | 0 | 0 | 0 | 0 | 0 | 0 | 0 | 0 | 0 | 0 | 0 | 0 | 0 | 0 | 0 | 0 | 0 | 0 | 0 | 0 | 1123027.3422 | 1120424.8011 | 1117828.8077 | 1115239.3403 | 1112656.3773 | 1110079.8973 | 1107509.879 | 1104946.3012 | 1102389.1428 | 1099838.3827 | 0 | 0 | 0 | 0 | 0 | 0 | 0 | 0 | 0 | 0 | 0.01064% | 0 | 0 | 0 | 0 | 0 | 0 | 0 | 0 | 0 | 0 | 0 | 0 | 0 | 0 | 0 | 0 | 0 | 0 | 0 | 0 | 0 | 0 | 0 | 0
No | ResHRV-7P_v1 | M_Input | Savings, cost, and EUL from 7th Plan workbook "Res-HRV-7P_v1" | 2020 | New | 2022 | 2045 | PSE | Residential | Single Family | Electric | Per Residential Heat Recovery Ventilation System - Electric Heating and Cooling |  |  | SF RNC HRV ACH3 HZ1CZ1 - Electric |  | 657.6485 | 20 | 1478.2652 | 0 |  | 0 | 0 | 0 | 0 | 0 | 0 | 0 | 0 |  | 0 | 0 | 0 | Heating | Electric Heat | HRV | ResSpHtFAFZ1 | 0.02951% | 31.51% | 0% | 1 |  | 0% | 5% | 85% | 6.8% | 0.2% | 573.681 | 28.5726 | 60.2254 | 1612.1908 | 0 | 0 | 0 | 1819.0459 | 0 |  | 0.23695 | 0 | 0.23695 | 13. $0.225 to $99,999.000 | 0 | 0 | 01. ($9,999.00) to $0.22 | 1 | 0 | 0 | 0 | 0 | 0 | 0 | 0 | 0 | 0 | 0 | 0 | 0 | 0 | 0 | 0 | 0 | 0 | 0 | 0 | 0 | 0 | 0 | 0 | 0 | 0 | 0 | 0 | 0 | 0 | 0 | 0 | 0 | 0 | 0 | 0 | 0 | 0 | 0 | 0 | 0 | 0 | 0 | 0 | 0 | 0 | 0 | 0 | 0 | 0 | 0 | 0 | 0 | 0 | 0 | 0 | 0 | 0 | 0 | 0 | 0 | 0 | 0 | 0 | 0 | 0 | 0 | 0 | 0 | 0 | 0 | 0 | 0 | 0 | 0 | 0 | 0 | 0 | 0 | 0 | 0 | 0 | 0 | 0 | 0 | 0 | 0 | 0 | 0 | 0 | 0 | 0 | 0 | 0 | 0 | 0 | 0 | 0 | 0 | 0 | 0 | 0 | 0 | 0 | 0 | 0 | 0 | 0 | 0 | 0 | 0 | 0 | 0 | 0 | 0 | 0 | 0 | 0 | 0 | 0 | 0 | 0 | 0 | 0 | 0 | 0 | 0 | 0 | 0 | 0 | 0 | 0 | 0 | 0 | 0 | 0 | 0 | 0 | 0 | 0 | 0 | 0 | 0 | 0 | 0 | 0 | 0 | 0 | 0 | 0 | 0 | 0 | 0 | 0 | 0 | 0 | 0 | 0 | 0 | 0 | 0 | 0 | 0 | 0 | 0 | 0 | 0 | 0 | 0 | 0 | 0 | 0 | 0 | 0 | 0 | 0 | 0 | 0 | 0 | 0 | 0 | 0 | 0 | 0 | 0 | 0 | 0 | 0 | 0 | 0 | 0 | 0 | 0 | 0 | 0 | 0 | 0 | 0 | 0 | 0 | 0 | 0 | 0 | 0 | 0.001473% | 0 | 0 | 0 | 0 | 0 | 0 | 0 | 0 | 0 | 0 | 0 | 0 | 0 | 0 | 0 | 0 | 0 | 0 | 0 | 0 | 0 | 0 | 0 | 0
No | ResHRV-7P_v1 | M_Input | Savings, cost, and EUL from 7th Plan workbook "Res-HRV-7P_v1" | 2020 | New | 2022 | 2041 | PSE | Residential | Single Family | Gas | Per Residential Heat Recovery Ventilation System - Gas Heating |  |  | SF RNC HRV ACH3 HZ1CZ1 - Gas |  | 0 | 20 | 1478.2652 | 0 |  | 0 | 0 | 0 | 0 | 0 | 0 | 0 | 4.466 |  | 0 | 0 | 0 | Heating | Gas Heat | HRV | ResSpHtFAFZ1 | 0.02951% | 0% | 79.28% | 1 |  | 0% | 5% | 85% | 6.8% | 0.2% | 67.6239 | 1.0924 | 6.8716 | 0 | 1478.2652 | 0 | 0 | 0 | 1765.9541 |  | 0 | 36.747 | 0 | 01. ($9,999.000) to $0.028 | 1 | 36.747 | 12. $1.50 to $999.00 | 0 | 0 | 0 | 0 | 0 | 0 | 0 | 0 | 0 | 0 | 0 | 0 | 0 | 0 | 0 | 0 | 0 | 0 | 0 | 0 | 0 | 0 | 0 | 0 | 0 | 0 | 0 | 0 | 0 | 0 | 0 | 0 | 0 | 0 | 0 | 0 | 0 | 0 | 0 | 0 | 0 | 0 | 0 | 0 | 0 | 0 | 0 | 0 | 0 | 0 | 0 | 0 | 0 | 0 | 0 | 0 | 0 | 0 | 0 | 0 | 0 | 0 | 0 | 0 | 0 | 0 | 0 | 0 | 0 | 0 | 0 | 0 | 0 | 0 | 0 | 0 | 0 | 0 | 0 | 0 | 0 | 0 | 0 | 0 | 0 | 0 | 0 | 0 | 0 | 0 | 0 | 0 | 0 | 0 | 0 | 0 | 0 | 0 | 0 | 0 | 0 | 0 | 0 | 0 | 0 | 0 | 0 | 0 | 0 | 0 | 0 | 0 | 0 | 0 | 0 | 0 | 0 | 0 | 0 | 0 | 0 | 0 | 0 | 0 | 0 | 0 | 0 | 0 | 0 | 0 | 0 | 0 | 0 | 0 | 0 | 0 | 0 | 0 | 0 | 0 | 0 | 0 | 0 | 0 | 0 | 0 | 0 | 0 | 0 | 0 | 0 | 0 | 0 | 0 | 0 | 0 | 0 | 0 | 0 | 0 | 0 | 0 | 0 | 0 | 0 | 0 | 0 | 0 | 0 | 0 | 0 | 0 | 0 | 0 | 0 | 0 | 0 | 0 | 0 | 0 | 0 | 0 | 0 | 0 | 0 | 0 | 0 | 0 | 0 | 0 | 0 | 0 | 0 | 0 | 0 | 0 | 0 | 0 | 0 | 0 | 0 | 0 | 0 | 0 | 0.001473% | 0 | 0 | 0 | 0 | 0 | 0 | 0 | 0 | 0 | 0 | 0 | 0 | 0 | 0 | 0 | 0 | 0 | 0 | 0 | 0 | 0 | 0 | 0 | 0
No | ResHRV-7P_v1 | M_Input | Based on the PSE Abbey Ridge conservation project | 2020 | New | 2022 | 2045 | PSE | Residential | Multifamily | Electric | Per Residential Energy Recovery Ventilation System - Electric Heating |  |  | MF ERV |  | 1179.8562 | 15 | 1320 | 0 |  | 0 | 0 | 0 | 0 | 0 | 0 | 0 | 0 |  | 0 | 0 | 0 | Heating | Electric Heat | ERV | ResSpHtFAFZ1 | 0.02951% | 75.29% | 0% | 1 |  | 5% | 6.667% | 85% | 6.8% | 0.2% | 775.8365 | 51.2607 | 82.7097 | 1694.357 | 0 | 0 | 0 | 1824.3866 | 0 |  | 0.13246 | 0 | 0.13246 | 09. $0.130 to $0.150 | 1 | 0 | 01. ($9,999.00) to $0.22 | 1 | 0.8176 | 0.86381 | 1.9341 | 2.9977 | 4.9653 | 8.8841 | 12.7681 | 18.6321 | 25.554 | 33.5169 | 42.2956 | 51.9019 | 61.585 | 70.0308 | 77.9781 | 82.8024 | 86.6687 | 89.6721 | 90.9778 | 92.2356 | 91.7509 | 91.2419 | 90.6438 | 90.268 | 964.6474 | 1019.1689 | 2281.9216 | 3536.8467 | 5858.2901 | 10481.9661 | 15064.5237 | 21983.1441 | 30150.0165 | 39545.0805 | 49902.7381 | 61236.7671 | 72661.4947 | 82626.2705 | 92002.9105 | 97694.9616 | 102256.6167 | 105800.1348 | 107340.6871 | 108824.7624 | 108252.8923 | 107652.2721 | 106946.634 | 106503.2162 | 1440587.9637 | 964.6474 | 1983.8163 | 4265.7379 | 7802.5847 | 13660.8748 | 24142.8409 | 39207.3645 | 61190.5087 | 91340.5251 | 130885.6056 | 180788.3438 | 242025.1109 | 314686.6056 | 397312.8761 | 489315.7866 | 587010.7482 | 689267.3649 | 795067.4997 | 902408.1867 | 1011232.9491 | 1119485.8414 | 1227138.1135 | 1334084.7475 | 1440587.9637 | 0 | 0 | 0 | 0 | 0 | 0 | 0 | 0 | 0 | 0 | 0 | 0 | 0 | 0 | 0 | 0 | 0 | 0 | 0 | 0 | 0 | 0 | 0 | 0 | 0 | 0 | 0 | 0 | 0 | 0 | 0 | 0 | 0 | 0 | 0 | 0 | 0 | 0 | 0 | 0 | 0 | 0 | 0 | 0 | 0 | 0 | 0 | 0 | 0 | 0 | 0 | 0 | 0 | 0 | 0 | 0 | 0 | 0 | 0 | 0 | 0 | 0.28471 | 0.58552 | 1.259 | 2.3029 | 4.032 | 7.1257 | 11.5719 | 18.0602 | 26.9589 | 38.6305 | 53.3592 | 71.433 | 92.8789 | 117.2658 | 144.4202 | 173.2546 | 203.4353 | 234.662 | 266.3433 | 298.4626 | 330.4131 | 362.1864 | 393.7514 | 425.1855 | 1491.6138 | 1575.9193 | 3528.487 | 5468.9511 | 9058.5498 | 16208.0418 | 23293.9535 | 33992.0696 | 46620.3311 | 61147.7194 | 77163.5457 | 94689.1144 | 112354.9283 | 127763.2499 | 142262.1495 | 151063.6473 | 158117.2379 | 163596.5048 | 165978.6281 | 168273.4222 | 167389.1517 | 166460.4255 | 165369.3122 | 164683.6647 | 2227550.6186 | 0 | 0 | 0 | 0 | 0 | 0 | 0 | 0 | 0 | 0 | 0 | 0 | 0 | 0 | 0 | 0 | 0 | 0 | 0 | 0 | 0.001473% | 0.014207 | 0.029218 | 0.062826 | 0.11492 | 0.2012 | 0.35558 | 0.57745 | 0.90122 | 1.3453 | 1.9277 | 2.6627 | 3.5646 | 4.6347 | 5.8517 | 7.2067 | 8.6455 | 10.1516 | 11.7098 | 13.2907 | 14.8935 | 16.4879 | 18.0734 | 19.6485 | 21.2171
Yes | ResInsulation_PSE | M_Input | PSE Business Case "QC APPROVED_Measure Case_Insulation_2020" | 2020 | Retro | 2022 | 2045 | PSE | Residential | Multifamily LI | Electric | Per SqFt of Floor Insulation - R0 Baseline - LIW | Per SqFt of Floor Insulation - R0 Baseline - LIW | 1.87 | LIW: Insulation - Floor - R0 to R19 - MF - TE |  | 1.17 | 45 | 1.87 | 0 |  | 0 | 0 | 0 | 0 | 0 | 0 | 0 | 0 |  | 0 | 0 | 0 | Heating | Electric Heat | Floor Insulation | ResSpHtFAFZ1 | 0.02951% | 75.29% | 0% | 326.8619 |  | 2.556% | 2.222% | 85% | 6.8% | 0.2% | 2.4196 | 0.050833 | 0.24704 | 1.6719 | 0 | 0 | 0 | 1.1654 | 0 |  | 0.085326 | 0 | 0.085326 | 07. $0.085 to $0.115 | 1 | 0 | 01. ($9,999.00) to $0.22 | 1 | 36629.5702 | 36238.1104 | 35850.8342 | 35467.6969 | 35088.6541 | 34713.6621 | 34342.6777 | 33975.6579 | 33612.5605 | 33253.3435 | 0 | 0 | 0 | 0 | 0 | 0 | 0 | 0 | 0 | 0 | 0 | 0 | 0 | 0 | 42856.5971 | 42398.5892 | 41945.4761 | 41497.2053 | 41053.7253 | 40614.9846 | 40180.9329 | 39751.5198 | 39326.6958 | 38906.4119 | 0 | 0 | 0 | 0 | 0 | 0 | 0 | 0 | 0 | 0 | 0 | 0 | 0 | 0 | 408532.138 | 42856.5971 | 85255.1863 | 127200.6624 | 168697.8677 | 209751.5929 | 250366.5776 | 290547.5104 | 330299.0302 | 369625.726 | 408532.138 | 408532.138 | 408532.138 | 408532.138 | 408532.138 | 408532.138 | 408532.138 | 408532.138 | 408532.138 | 408532.138 | 408532.138 | 408532.138 | 408532.138 | 408532.138 | 408532.138 | 0 | 0 | 0 | 0 | 0 | 0 | 0 | 0 | 0 | 0 | 0 | 0 | 0 | 0 | 0 | 0 | 0 | 0 | 0 | 0 | 0 | 0 | 0 | 0 | 0 | 0 | 0 | 0 | 0 | 0 | 0 | 0 | 0 | 0 | 0 | 0 | 0 | 0 | 0 | 0 | 0 | 0 | 0 | 0 | 0 | 0 | 0 | 0 | 0 | 0 | 0 | 0 | 0 | 0 | 0 | 0 | 0 | 0 | 0 | 0 | 0 | 12.649 | 25.1628 | 37.5429 | 49.7907 | 61.9076 | 73.895 | 85.7543 | 97.4868 | 109.094 | 120.5771 | 120.5771 | 120.5771 | 120.5771 | 120.5771 | 120.5771 | 120.5771 | 120.5771 | 120.5771 | 120.5771 | 120.5771 | 120.5771 | 120.5771 | 120.5771 | 120.5771 | 42687.2891 | 42231.0906 | 41779.7675 | 41333.2677 | 40891.5396 | 40454.5323 | 40022.1953 | 39594.4786 | 39171.3329 | 38752.7094 | 0 | 0 | 0 | 0 | 0 | 0 | 0 | 0 | 0 | 0 | 0 | 0 | 0 | 0 | 406918.203 | 0 | 0 | 0 | 0 | 0 | 0 | 0 | 0 | 0 | 0 | 0 | 0 | 0 | 0 | 0 | 0 | 0 | 0 | 0 | 0 | 0.001473% | 0.6312 | 1.2556 | 1.8734 | 2.4846 | 3.0892 | 3.6874 | 4.2792 | 4.8647 | 5.4439 | 6.0169 | 6.0169 | 6.0169 | 6.0169 | 6.0169 | 6.0169 | 6.0169 | 6.0169 | 6.0169 | 6.0169 | 6.0169 | 6.0169 | 6.0169 | 6.0169 | 6.0169
Yes | ResInsulation_PSE | M_Input | PSE Business Case "QC APPROVED_Measure Case_Insulation_2020" | 2020 | Retro | 2022 | 2045 | PSE | Residential | Single Family LI | Electric | Per SqFt of Floor Insulation - R0 Baseline - LIW | Per SqFt of Floor Insulation - R0 Baseline - LIW | 1.87 | LIW: Insulation - Floor - R0 to R19 - SF - TE |  | 0.61 | 45 | 1.87 | 0 |  | 0.011 | 0 | 0 | 0 | 0 | 0 | 0 | 0 |  | 0 | 0 | 0 | Heating | Electric Heat | Floor Insulation | ResSpHtFAFZ1 | 0.02951% | 31.51% | 0% | 1283.778 |  | 7.535% | 2.222% | 85% | 6.8% | 0.2% | 1.2615 | 0.026502 | 0.1288 | 1.6719 | 0 | 0 | 0 | 1.1748 | 0 |  | 0.16498 | 0 | 0.16498 | 10. $0.150 to $0.175 | 0 | 0 | 01. ($9,999.00) to $0.22 | 1 | 275708.9643 | 275082.8795 | 274458.2164 | 273834.9718 | 273213.1424 | 272592.7252 | 271973.7167 | 271356.114 | 270739.9137 | 270125.1127 | 0 | 0 | 0 | 0 | 0 | 0 | 0 | 0 | 0 | 0 | 0 | 0 | 0 | 0 | 168182.4682 | 167800.5565 | 167419.512 | 167039.3328 | 166660.0169 | 166281.5623 | 165903.9672 | 165527.2295 | 165151.3473 | 164776.3187 | 0 | 0 | 0 | 0 | 0 | 0 | 0 | 0 | 0 | 0 | 0 | 0 | 0 | 0 | 1664742.3115 | 168182.4682 | 335983.0247 | 503402.5367 | 670441.8694 | 837101.8863 | 1003383.4487 | 1169287.4159 | 1334814.6454 | 1499965.9928 | 1664742.3115 | 1664742.3115 | 1664742.3115 | 1664742.3115 | 1664742.3115 | 1664742.3115 | 1664742.3115 | 1664742.3115 | 1664742.3115 | 1664742.3115 | 1664742.3115 | 1664742.3115 | 1664742.3115 | 1664742.3115 | 1664742.3115 | 0 | 0 | 0 | 0 | 0 | 0 | 0 | 0 | 0 | 0 | 0 | 0 | 0 | 0 | 0 | 0 | 0 | 0 | 0 | 0 | 0 | 0 | 0 | 0 | 0 | 0 | 0 | 0 | 0 | 0 | 0 | 0 | 0 | 0 | 0 | 0 | 0 | 0 | 0 | 0 | 0 | 0 | 0 | 0 | 0 | 0 | 0 | 0 | 0 | 0 | 0 | 0 | 0 | 0 | 0 | 0 | 0 | 0 | 0 | 0 | 0 | 49.6386 | 99.1645 | 148.5779 | 197.8791 | 247.0683 | 296.1458 | 345.1119 | 393.9668 | 442.7108 | 491.3441 | 491.3441 | 491.3441 | 491.3441 | 491.3441 | 491.3441 | 491.3441 | 491.3441 | 491.3441 | 491.3441 | 491.3441 | 491.3441 | 491.3441 | 491.3441 | 491.3441 | 323908.7173 | 323173.1796 | 322439.3122 | 321707.1113 | 320976.573 | 320247.6937 | 319520.4695 | 318794.8968 | 318070.9716 | 317348.6904 | 0 | 0 | 0 | 0 | 0 | 0 | 0 | 0 | 0 | 0 | 0 | 0 | 0 | 0 | 3206187.6155 | 0 | 0 | 0 | 0 | 0 | 0 | 0 | 0 | 0 | 0 | 0 | 0 | 0 | 0 | 0 | 0 | 0 | 0 | 0 | 0 | 0.001473% | 2.477 | 4.9484 | 7.4142 | 9.8743 | 12.3289 | 14.7779 | 17.2214 | 19.6593 | 22.0916 | 24.5185 | 24.5185 | 24.5185 | 24.5185 | 24.5185 | 24.5185 | 24.5185 | 24.5185 | 24.5185 | 24.5185 | 24.5185 | 24.5185 | 24.5185 | 24.5185 | 24.5185
Yes | ResInsulation_PSE | M_Input | PSE Business Case "QC APPROVED_Measure Case_Insulation_2020" | 2020 | Retro | 2022 | 2045 | PSE | Residential | Manufactured LI | Electric | Per SqFt of Floor Insulation - R0 Baseline - LIW | Per SqFt of Floor Insulation - R0 Baseline - LIW | 2.37 | LIW: Insulation - Floor - R0 to R22 - MH - TE |  | 0.46 | 25 | 2.37 | 0 |  | 0.004 | 0 | 0 | 0 | 0 | 0 | 0 | 0 |  | 0 | 0 | 0 | Heating | Electric Heat | Floor Insulation | ResSpHtFAFZ1 | 0.02951% | 65.62% | 0% | 1269.427 |  | 1.067% | 4% | 85% | 6.8% | 0.2% | 0.50789 | 0.019985 | 0.052788 | 2.49 | 0 | 0 | 0 | 1.8963 | 0 |  | 0.35315 | 0 | 0.35315 | 13. $0.225 to $99,999.000 | 0 | 0 | 01. ($9,999.00) to $0.22 | 1 | 19576.8499 | 19576.8499 | 19576.8499 | 19576.8499 | 19576.8499 | 19576.8499 | 19576.8499 | 19576.8499 | 19576.8499 | 19576.8499 | 0 | 0 | 0 | 0 | 0 | 0 | 0 | 0 | 0 | 0 | 0 | 0 | 0 | 0 | 9005.351 | 9005.351 | 9005.351 | 9005.351 | 9005.351 | 9005.351 | 9005.351 | 9005.351 | 9005.351 | 9005.351 | 0 | 0 | 0 | 0 | 0 | 0 | 0 | 0 | 0 | 0 | 0 | 0 | 0 | 0 | 90053.5095 | 9005.351 | 18010.7019 | 27016.0529 | 36021.4038 | 45026.7548 | 54032.1057 | 63037.4567 | 72042.8076 | 81048.1586 | 90053.5095 | 90053.5095 | 90053.5095 | 90053.5095 | 90053.5095 | 90053.5095 | 90053.5095 | 90053.5095 | 90053.5095 | 90053.5095 | 90053.5095 | 90053.5095 | 90053.5095 | 90053.5095 | 90053.5095 | 0 | 0 | 0 | 0 | 0 | 0 | 0 | 0 | 0 | 0 | 0 | 0 | 0 | 0 | 0 | 0 | 0 | 0 | 0 | 0 | 0 | 0 | 0 | 0 | 0 | 0 | 0 | 0 | 0 | 0 | 0 | 0 | 0 | 0 | 0 | 0 | 0 | 0 | 0 | 0 | 0 | 0 | 0 | 0 | 0 | 0 | 0 | 0 | 0 | 0 | 0 | 0 | 0 | 0 | 0 | 0 | 0 | 0 | 0 | 0 | 0 | 2.6579 | 5.3158 | 7.9737 | 10.6316 | 13.2895 | 15.9474 | 18.6053 | 21.2632 | 23.9211 | 26.579 | 26.579 | 26.579 | 26.579 | 26.579 | 26.579 | 26.579 | 26.579 | 26.579 | 26.579 | 26.579 | 26.579 | 26.579 | 26.579 | 26.579 | 37124.3655 | 37124.3655 | 37124.3655 | 37124.3655 | 37124.3655 | 37124.3655 | 37124.3655 | 37124.3655 | 37124.3655 | 37124.3655 | 0 | 0 | 0 | 0 | 0 | 0 | 0 | 0 | 0 | 0 | 0 | 0 | 0 | 0 | 371243.6548 | 0 | 0 | 0 | 0 | 0 | 0 | 0 | 0 | 0 | 0 | 0 | 0 | 0 | 0 | 0 | 0 | 0 | 0 | 0 | 0 | 0.001473% | 0.13263 | 0.26526 | 0.39789 | 0.53053 | 0.66316 | 0.79579 | 0.92842 | 1.0611 | 1.1937 | 1.3263 | 1.3263 | 1.3263 | 1.3263 | 1.3263 | 1.3263 | 1.3263 | 1.3263 | 1.3263 | 1.3263 | 1.3263 | 1.3263 | 1.3263 | 1.3263 | 1.3263
Yes | ResInsulation_PSE | M_Input | PSE Business Case "QC APPROVED_Measure Case_Insulation_2020" | 2020 | Retro | 2022 | 2041 | PSE | Residential | Manufactured LI | Gas | Per SqFt of Floor Insulation - R0 Baseline - LIW | Per SqFt of Floor Insulation - R0 Baseline - LIW | 2.37 | LIW: Insulation - Floor - R0 to R22 - MH - TG |  | 0 | 25 | 2.37 | 0 |  | 0 | 0 | 0 | 0 | 0 | 0 | 0 | 0.02 |  | 0 | 0 | 0 | Heating | Gas Heat | Floor Insulation | ResSpHtFAFZ1 | 0.02951% | 0% | 88.1% | 1269.427 |  | 1.067% | 4% | 85% | 6.8% | 0.2% | 0.3624 | 0.0048923 | 0.036729 | 0 | 2.2953 | 0 | 0 | 0 | 1.8184 |  | 0 | 8.4494 | 0 | 01. ($9,999.000) to $0.028 | 1 | 8.4494 | 12. $1.50 to $999.00 | 0 | 0 | 0 | 0 | 0 | 0 | 0 | 0 | 0 | 0 | 0 | 0 | 0 | 0 | 0 | 0 | 0 | 0 | 0 | 0 | 0 | 0 | 0 | 0 | 0 | 0 | 0 | 0 | 0 | 0 | 0 | 0 | 0 | 0 | 0 | 0 | 0 | 0 | 0 | 0 | 0 | 0 | 0 | 0 | 0 | 0 | 0 | 0 | 0 | 0 | 0 | 0 | 0 | 0 | 0 | 0 | 0 | 0 | 0 | 0 | 0 | 0 | 0 | 0 | 0 | 0 | 0 | 0 | 0 | 0 | 0 | 0 | 0 | 0 | 261.3625 | 261.3625 | 261.3625 | 261.3625 | 261.3625 | 261.3625 | 261.3625 | 261.3625 | 261.3625 | 261.3625 | 0 | 0 | 0 | 0 | 0 | 0 | 0 | 0 | 0 | 0 | 5.2272 | 5.2272 | 5.2272 | 5.2272 | 5.2272 | 5.2272 | 5.2272 | 5.2272 | 5.2272 | 5.2272 | 0 | 0 | 0 | 0 | 0 | 0 | 0 | 0 | 0 | 0 | 52.2725 | 5.2272 | 10.4545 | 15.6817 | 20.909 | 26.1362 | 31.3635 | 36.5907 | 41.818 | 47.0452 | 52.2725 | 52.2725 | 52.2725 | 52.2725 | 52.2725 | 52.2725 | 52.2725 | 52.2725 | 52.2725 | 52.2725 | 52.2725 | 0 | 0 | 0 | 0 | 0 | 0 | 0 | 0 | 0 | 0 | 0 | 0 | 0 | 0 | 0 | 0 | 0 | 0 | 0 | 0 | 0 | 0 | 0 | 0 | 0 | 0 | 0 | 0 | 0 | 0 | 0 | 0 | 0 | 0 | 0 | 0 | 0 | 0 | 0 | 0 | 0 | 0 | 0 | 0 | 0 | 0 | 0 | 0 | 0 | 475.2706 | 475.2706 | 475.2706 | 475.2706 | 475.2706 | 475.2706 | 475.2706 | 475.2706 | 475.2706 | 475.2706 | 0 | 0 | 0 | 0 | 0 | 0 | 0 | 0 | 0 | 0 | 0.001473% | 0 | 0 | 0 | 0 | 0 | 0 | 0 | 0 | 0 | 0 | 0 | 0 | 0 | 0 | 0 | 0 | 0 | 0 | 0 | 0 | 0 | 0 | 0 | 0
Yes | ResInsulation_PSE | M_Input | PSE Business Case "QC APPROVED_Measure Case_Insulation_2020" | 2020 | Retro | 2022 | 2045 | PSE | Residential | Multifamily LI | Electric | Per SqFt of Floor Insulation - R0 Baseline - LIW | Per SqFt of Floor Insulation - R0 Baseline - LIW | 2.2 | LIW: Insulation - Floor - R0 to R30 - MF - TE |  | 0.39 | 45 | 0.33 | 0 |  | 0 | 0 | 0 | 0 | 0 | 0 | 0 | 0 |  | 0 | 0 | 0 | Heating | Electric Heat | Floor Insulation | ResSpHtFAFZ1 | 0.02951% | 75.29% | 0% | 326.8619 |  | 28.3% | 2.222% | 85% | 6.8% | 0.2% | 0.80654 | 0.016944 | 0.082348 | 0.29505 | 0 | 0 | 0 | 0.1745 | 0 |  | 0.03833 | 0 | 0.03833 | 02. $0.028 to $0.055 | 1 | 0 | 01. ($9,999.00) to $0.22 | 1 | 405551.096 | 401216.9769 | 396929.1765 | 392687.1998 | 388490.557 | 384338.7637 | 380231.3405 | 376167.8133 | 372147.713 | 368170.5754 | 0 | 0 | 0 | 0 | 0 | 0 | 0 | 0 | 0 | 0 | 0 | 0 | 0 | 0 | 158164.9274 | 156474.621 | 154802.3788 | 153148.0079 | 151511.3172 | 149892.1178 | 148290.2228 | 146705.4472 | 145137.6081 | 143586.5244 | 0 | 0 | 0 | 0 | 0 | 0 | 0 | 0 | 0 | 0 | 0 | 0 | 0 | 0 | 1507713.1727 | 158164.9274 | 314639.5484 | 469441.9273 | 622589.9352 | 774101.2524 | 923993.3702 | 1072283.593 | 1218989.0402 | 1364126.6483 | 1507713.1727 | 1507713.1727 | 1507713.1727 | 1507713.1727 | 1507713.1727 | 1507713.1727 | 1507713.1727 | 1507713.1727 | 1507713.1727 | 1507713.1727 | 1507713.1727 | 1507713.1727 | 1507713.1727 | 1507713.1727 | 1507713.1727 | 0 | 0 | 0 | 0 | 0 | 0 | 0 | 0 | 0 | 0 | 0 | 0 | 0 | 0 | 0 | 0 | 0 | 0 | 0 | 0 | 0 | 0 | 0 | 0 | 0 | 0 | 0 | 0 | 0 | 0 | 0 | 0 | 0 | 0 | 0 | 0 | 0 | 0 | 0 | 0 | 0 | 0 | 0 | 0 | 0 | 0 | 0 | 0 | 0 | 0 | 0 | 0 | 0 | 0 | 0 | 0 | 0 | 0 | 0 | 0 | 0 | 46.6819 | 92.865 | 138.5545 | 183.7557 | 228.4738 | 272.7141 | 316.4815 | 359.7812 | 402.6182 | 444.9973 | 444.9973 | 444.9973 | 444.9973 | 444.9973 | 444.9973 | 444.9973 | 444.9973 | 444.9973 | 444.9973 | 444.9973 | 444.9973 | 444.9973 | 444.9973 | 444.9973 | 70770.4349 | 70014.1122 | 69265.8724 | 68525.6289 | 67793.2965 | 67068.7904 | 66352.0272 | 65642.9239 | 64941.3989 | 64247.371 | 0 | 0 | 0 | 0 | 0 | 0 | 0 | 0 | 0 | 0 | 0 | 0 | 0 | 0 | 674621.8564 | 0 | 0 | 0 | 0 | 0 | 0 | 0 | 0 | 0 | 0 | 0 | 0 | 0 | 0 | 0 | 0 | 0 | 0 | 0 | 0 | 0.001473% | 2.3295 | 4.634 | 6.914 | 9.1696 | 11.401 | 13.6087 | 15.7927 | 17.9534 | 20.091 | 22.2057 | 22.2057 | 22.2057 | 22.2057 | 22.2057 | 22.2057 | 22.2057 | 22.2057 | 22.2057 | 22.2057 | 22.2057 | 22.2057 | 22.2057 | 22.2057 | 22.2057
Yes | ResInsulation_PSE | M_Input | PSE Business Case "QC APPROVED_Measure Case_Insulation_2020" | 2020 | Retro | 2022 | 2041 | PSE | Residential | Multifamily LI | Gas | Per SqFt of Floor Insulation - R0 Baseline - LIW | Per SqFt of Floor Insulation - R0 Baseline - LIW | 2.2 | LIW: Insulation - Floor - R0 to R30 - MF - TG |  | 0 | 45 | 2.2 | 0 |  | 0 | 0 | 0 | 0 | 0 | 0 | 0 | 0.06 |  | 0 | 0 | 0 | Heating | Gas Heat | Floor Insulation | ResSpHtFAFZ1 | 0.02951% | 0% | 38.85% | 326.8619 |  | 27.8% | 2.222% | 85% | 6.8% | 0.2% | 1.8113 | 0.014677 | 0.1826 | 0 | 1.8132 | 0 | 0 | 0 | 1.3706 |  | 0 | 2.1229 | 0 | 01. ($9,999.000) to $0.028 | 1 | 2.1229 | 12. $1.50 to $999.00 | 0 | 0 | 0 | 0 | 0 | 0 | 0 | 0 | 0 | 0 | 0 | 0 | 0 | 0 | 0 | 0 | 0 | 0 | 0 | 0 | 0 | 0 | 0 | 0 | 0 | 0 | 0 | 0 | 0 | 0 | 0 | 0 | 0 | 0 | 0 | 0 | 0 | 0 | 0 | 0 | 0 | 0 | 0 | 0 | 0 | 0 | 0 | 0 | 0 | 0 | 0 | 0 | 0 | 0 | 0 | 0 | 0 | 0 | 0 | 0 | 0 | 0 | 0 | 0 | 0 | 0 | 0 | 0 | 0 | 0 | 0 | 0 | 0 | 0 | 15154.2725 | 14992.319 | 14832.0963 | 14673.5859 | 14516.7695 | 14361.629 | 14208.1464 | 14056.3042 | 13906.0846 | 13757.4705 | 0 | 0 | 0 | 0 | 0 | 0 | 0 | 0 | 0 | 0 | 909.2564 | 899.5391 | 889.9258 | 880.4152 | 871.0062 | 861.6977 | 852.4888 | 843.3783 | 834.3651 | 825.4482 | 0 | 0 | 0 | 0 | 0 | 0 | 0 | 0 | 0 | 0 | 8667.5207 | 909.2564 | 1808.7955 | 2698.7213 | 3579.1364 | 4450.1426 | 5311.8403 | 6164.3291 | 7007.7074 | 7842.0725 | 8667.5207 | 8667.5207 | 8667.5207 | 8667.5207 | 8667.5207 | 8667.5207 | 8667.5207 | 8667.5207 | 8667.5207 | 8667.5207 | 8667.5207 | 0 | 0 | 0 | 0 | 0 | 0 | 0 | 0 | 0 | 0 | 0 | 0 | 0 | 0 | 0 | 0 | 0 | 0 | 0 | 0 | 0 | 0 | 0 | 0 | 0 | 0 | 0 | 0 | 0 | 0 | 0 | 0 | 0 | 0 | 0 | 0 | 0 | 0 | 0 | 0 | 0 | 0 | 0 | 0 | 0 | 0 | 0 | 0 | 0 | 20770.5199 | 20548.5456 | 20328.9436 | 20111.6885 | 19896.7551 | 19684.1188 | 19473.7549 | 19265.6391 | 19059.7475 | 18856.0562 | 0 | 0 | 0 | 0 | 0 | 0 | 0 | 0 | 0 | 0 | 0.001473% | 0 | 0 | 0 | 0 | 0 | 0 | 0 | 0 | 0 | 0 | 0 | 0 | 0 | 0 | 0 | 0 | 0 | 0 | 0 | 0 | 0 | 0 | 0 | 0
Yes | ResInsulation_PSE | M_Input | PSE Business Case "QC APPROVED_Measure Case_Insulation_2020" | 2020 | Retro | 2022 | 2045 | PSE | Residential | Manufactured LI | Electric | Per SqFt of Floor Insulation - R0 Baseline - LIW | Per SqFt of Floor Insulation - R0 Baseline - LIW | 2.7 | LIW: Insulation - Floor - R0 to R30 - MH - TE |  | 0.06 | 25 | 0.33 | 0 |  | 0.036 | 0 | 0 | 0 | 0 | 0 | 0 | 0 |  | 0 | 0 | 0 | Heating | Electric Heat | Floor Insulation | ResSpHtFAFZ1 | 0.02951% | 65.62% | 0% | 1269.427 |  | 23.25% | 4% | 85% | 6.8% | 0.2% | 0.066247 | 0.0026068 | 0.0068854 | 0.34671 | 0 | 0 | 0 | -0.011355 | 0 |  | -0.016213 | 0 | -0.016213 | 01. ($9,999.000) to $0.028 | 1 | 0 | 01. ($9,999.00) to $0.22 | 1 | 426773.9957 | 426773.9957 | 426773.9957 | 426773.9957 | 426773.9957 | 426773.9957 | 426773.9957 | 426773.9957 | 426773.9957 | 426773.9957 | 0 | 0 | 0 | 0 | 0 | 0 | 0 | 0 | 0 | 0 | 0 | 0 | 0 | 0 | 25606.4397 | 25606.4397 | 25606.4397 | 25606.4397 | 25606.4397 | 25606.4397 | 25606.4397 | 25606.4397 | 25606.4397 | 25606.4397 | 0 | 0 | 0 | 0 | 0 | 0 | 0 | 0 | 0 | 0 | 0 | 0 | 0 | 0 | 256064.3974 | 25606.4397 | 51212.8795 | 76819.3192 | 102425.759 | 128032.1987 | 153638.6384 | 179245.0782 | 204851.5179 | 230457.9577 | 256064.3974 | 256064.3974 | 256064.3974 | 256064.3974 | 256064.3974 | 256064.3974 | 256064.3974 | 256064.3974 | 256064.3974 | 256064.3974 | 256064.3974 | 256064.3974 | 256064.3974 | 256064.3974 | 256064.3974 | 0 | 0 | 0 | 0 | 0 | 0 | 0 | 0 | 0 | 0 | 0 | 0 | 0 | 0 | 0 | 0 | 0 | 0 | 0 | 0 | 0 | 0 | 0 | 0 | 0 | 0 | 0 | 0 | 0 | 0 | 0 | 0 | 0 | 0 | 0 | 0 | 0 | 0 | 0 | 0 | 0 | 0 | 0 | 0 | 0 | 0 | 0 | 0 | 0 | 0 | 0 | 0 | 0 | 0 | 0 | 0 | 0 | 0 | 0 | 0 | 0 | 7.5577 | 15.1153 | 22.673 | 30.2307 | 37.7883 | 45.346 | 52.9037 | 60.4614 | 68.019 | 75.5767 | 75.5767 | 75.5767 | 75.5767 | 75.5767 | 75.5767 | 75.5767 | 75.5767 | 75.5767 | 75.5767 | 75.5767 | 75.5767 | 75.5767 | 75.5767 | 75.5767 | 0 | 0 | 0 | 0 | 0 | 0 | 0 | 0 | 0 | 0 | 0 | 0 | 0 | 0 | 0 | 0 | 0 | 0 | 0 | 0 | 0 | 0 | 0 | 0 | 0 | 0 | 0 | 0 | 0 | 0 | 0 | 0 | 0 | 0 | 0 | 0 | 0 | 0 | 0 | 0 | 0 | 0 | 0 | 0 | 0 | 0.001473% | 0.37713 | 0.75427 | 1.1314 | 1.5085 | 1.8857 | 2.2628 | 2.6399 | 3.0171 | 3.3942 | 3.7713 | 3.7713 | 3.7713 | 3.7713 | 3.7713 | 3.7713 | 3.7713 | 3.7713 | 3.7713 | 3.7713 | 3.7713 | 3.7713 | 3.7713 | 3.7713 | 3.7713
Yes | ResInsulation_PSE | M_Input | PSE Business Case "QC APPROVED_Measure Case_Insulation_2020" | 2020 | Retro | 2022 | 2041 | PSE | Residential | Manufactured LI | Gas | Per SqFt of Floor Insulation - R0 Baseline - LIW | Per SqFt of Floor Insulation - R0 Baseline - LIW | 2.7 | LIW: Insulation - Floor - R0 to R30 - MH - TG |  | 0 | 25 | 0.33 | 0 |  | 0 | 0 | 0 | 0 | 0 | 0 | 0 | 0 |  | 0 | 0 | 0 | Heating | Gas Heat | Floor Insulation | ResSpHtFAFZ1 | 0.02951% | 0% | 88.1% | 1269.427 |  | 34.99% | 4% | 85% | 6.8% | 0.2% | 0 | 0 | 0 | 0 | 0.3196 | 0 | 0 | 0 | 0.25706 |  | 0 | 0 | 0 | 01. ($9,999.000) to $0.028 | 1 | 0 | 01. ($9,999.00) to $0.22 | 1 | 0 | 0 | 0 | 0 | 0 | 0 | 0 | 0 | 0 | 0 | 0 | 0 | 0 | 0 | 0 | 0 | 0 | 0 | 0 | 0 | 0 | 0 | 0 | 0 | 0 | 0 | 0 | 0 | 0 | 0 | 0 | 0 | 0 | 0 | 0 | 0 | 0 | 0 | 0 | 0 | 0 | 0 | 0 | 0 | 0 | 0 | 0 | 0 | 0 | 0 | 0 | 0 | 0 | 0 | 0 | 0 | 0 | 0 | 0 | 0 | 0 | 0 | 0 | 0 | 0 | 0 | 0 | 0 | 0 | 0 | 0 | 0 | 0 | 8575.4437 | 8575.4437 | 8575.4437 | 8575.4437 | 8575.4437 | 8575.4437 | 8575.4437 | 8575.4437 | 8575.4437 | 8575.4437 | 0 | 0 | 0 | 0 | 0 | 0 | 0 | 0 | 0 | 0 | 0 | 0 | 0 | 0 | 0 | 0 | 0 | 0 | 0 | 0 | 0 | 0 | 0 | 0 | 0 | 0 | 0 | 0 | 0 | 0 | 0 | 0 | 0 | 0 | 0 | 0 | 0 | 0 | 0 | 0 | 0 | 0 | 0 | 0 | 0 | 0 | 0 | 0 | 0 | 0 | 0 | 0 | 0 | 0 | 0 | 0 | 0 | 0 | 0 | 0 | 0 | 0 | 0 | 0 | 0 | 0 | 0 | 0 | 0 | 0 | 0 | 0 | 0 | 0 | 0 | 0 | 0 | 0 | 0 | 0 | 0 | 0 | 0 | 0 | 0 | 0 | 0 | 0 | 0 | 0 | 0 | 0 | 0 | 0 | 0 | 0 | 0 | 0 | 0 | 0 | 0 | 0 | 0 | 0 | 0 | 0 | 0 | 0 | 0 | 0 | 0 | 0 | 0 | 0 | 0 | 0 | 0 | 0 | 0 | 0 | 0.001473% | 0 | 0 | 0 | 0 | 0 | 0 | 0 | 0 | 0 | 0 | 0 | 0 | 0 | 0 | 0 | 0 | 0 | 0 | 0 | 0 | 0 | 0 | 0 | 0
Yes | ResInsulation_PSE | M_Input | PSE Business Case "QC APPROVED_Measure Case_Insulation_2020" | 2020 | Retro | 2022 | 2045 | PSE | Residential | Single Family LI | Electric | Per SqFt of Floor Insulation - R0 Baseline - LIW | Per SqFt of Floor Insulation - R0 Baseline - LIW | 2.2 | LIW: Insulation - Floor - R0 to R30 - SF - TE |  | 0.07 | 45 | 0.33 | 0 |  | -0.001 | 0 | 0 | 0 | 0 | 0 | 0 | 0 |  | 0 | 0 | 0 | Heating | Electric Heat | Floor Insulation | ResSpHtFAFZ1 | 0.02951% | 31.51% | 0% | 1283.778 |  | 10.05% | 2.222% | 85% | 6.8% | 0.2% | 0.14476 | 0.0030413 | 0.01478 | 0.29505 | 0 | 0 | 0 | 0.2366 | 0 |  | 0.28954 | 0 | 0.28954 | 13. $0.225 to $99,999.000 | 0 | 0 | 01. ($9,999.00) to $0.22 | 1 | 367904.3433 | 367068.8995 | 366235.353 | 365403.6992 | 364573.934 | 363746.053 | 362920.052 | 362095.9266 | 361273.6728 | 360453.2861 | 0 | 0 | 0 | 0 | 0 | 0 | 0 | 0 | 0 | 0 | 0 | 0 | 0 | 0 | 25753.304 | 25694.823 | 25636.4747 | 25578.2589 | 25520.1754 | 25462.2237 | 25404.4036 | 25346.7149 | 25289.1571 | 25231.73 | 0 | 0 | 0 | 0 | 0 | 0 | 0 | 0 | 0 | 0 | 0 | 0 | 0 | 0 | 254917.2654 | 25753.304 | 51448.127 | 77084.6017 | 102662.8606 | 128183.036 | 153645.2597 | 179049.6634 | 204396.3782 | 229685.5353 | 254917.2654 | 254917.2654 | 254917.2654 | 254917.2654 | 254917.2654 | 254917.2654 | 254917.2654 | 254917.2654 | 254917.2654 | 254917.2654 | 254917.2654 | 254917.2654 | 254917.2654 | 254917.2654 | 254917.2654 | 0 | 0 | 0 | 0 | 0 | 0 | 0 | 0 | 0 | 0 | 0 | 0 | 0 | 0 | 0 | 0 | 0 | 0 | 0 | 0 | 0 | 0 | 0 | 0 | 0 | 0 | 0 | 0 | 0 | 0 | 0 | 0 | 0 | 0 | 0 | 0 | 0 | 0 | 0 | 0 | 0 | 0 | 0 | 0 | 0 | 0 | 0 | 0 | 0 | 0 | 0 | 0 | 0 | 0 | 0 | 0 | 0 | 0 | 0 | 0 | 0 | 7.601 | 15.1848 | 22.7513 | 30.3007 | 37.8329 | 45.348 | 52.846 | 60.327 | 67.791 | 75.2381 | 75.2381 | 75.2381 | 75.2381 | 75.2381 | 75.2381 | 75.2381 | 75.2381 | 75.2381 | 75.2381 | 75.2381 | 75.2381 | 75.2381 | 75.2381 | 75.2381 | 87046.3473 | 86848.6809 | 86651.4634 | 86454.6937 | 86258.3709 | 86062.4938 | 85867.0616 | 85672.0731 | 85477.5275 | 85283.4236 | 0 | 0 | 0 | 0 | 0 | 0 | 0 | 0 | 0 | 0 | 0 | 0 | 0 | 0 | 861622.1359 | 0 | 0 | 0 | 0 | 0 | 0 | 0 | 0 | 0 | 0 | 0 | 0 | 0 | 0 | 0 | 0 | 0 | 0 | 0 | 0 | 0.001473% | 0.3793 | 0.75773 | 1.1353 | 1.512 | 1.8879 | 2.2629 | 2.6371 | 3.0104 | 3.3828 | 3.7544 | 3.7544 | 3.7544 | 3.7544 | 3.7544 | 3.7544 | 3.7544 | 3.7544 | 3.7544 | 3.7544 | 3.7544 | 3.7544 | 3.7544 | 3.7544 | 3.7544
Yes | ResInsulation_PSE | M_Input | PSE Business Case "QC APPROVED_Measure Case_Insulation_2020" | 2020 | Retro | 2022 | 2041 | PSE | Residential | Single Family LI | Gas | Per SqFt of Floor Insulation - R0 Baseline - LIW | Per SqFt of Floor Insulation - R0 Baseline - LIW | 2.14 | LIW: Insulation - Floor - R0 to R30 - SF - TG |  | 0 | 45 | 2.14 | 0 |  | 0 | 0 | 0 | 0 | 0 | 0 | 0 | 0.04 |  | 0 | 0 | 0 | Heating | Gas Heat | Floor Insulation | ResSpHtFAFZ1 | 0.02951% | 0% | 79.28% | 1283.778 |  | 10.05% | 2.222% | 85% | 6.8% | 0.2% | 1.2075 | 0.0097846 | 0.12173 | 0 | 1.7637 | 0 | 0 | 0 | 1.3735 |  | 0 | 3.191 | 0 | 01. ($9,999.000) to $0.028 | 1 | 3.191 | 12. $1.50 to $999.00 | 0 | 0 | 0 | 0 | 0 | 0 | 0 | 0 | 0 | 0 | 0 | 0 | 0 | 0 | 0 | 0 | 0 | 0 | 0 | 0 | 0 | 0 | 0 | 0 | 0 | 0 | 0 | 0 | 0 | 0 | 0 | 0 | 0 | 0 | 0 | 0 | 0 | 0 | 0 | 0 | 0 | 0 | 0 | 0 | 0 | 0 | 0 | 0 | 0 | 0 | 0 | 0 | 0 | 0 | 0 | 0 | 0 | 0 | 0 | 0 | 0 | 0 | 0 | 0 | 0 | 0 | 0 | 0 | 0 | 0 | 0 | 0 | 0 | 0 | 581094.8044 | 579775.244 | 578458.68 | 577145.1057 | 575834.5143 | 574526.8991 | 573222.2532 | 571920.5699 | 570621.8424 | 569326.0642 | 0 | 0 | 0 | 0 | 0 | 0 | 0 | 0 | 0 | 0 | 23243.7922 | 23191.0098 | 23138.3472 | 23085.8042 | 23033.3806 | 22981.076 | 22928.8901 | 22876.8228 | 22824.8737 | 22773.0426 | 0 | 0 | 0 | 0 | 0 | 0 | 0 | 0 | 0 | 0 | 230077.0391 | 23243.7922 | 46434.8019 | 69573.1491 | 92658.9534 | 115692.3339 | 138673.4099 | 161602.3 | 184479.1228 | 207303.9965 | 230077.0391 | 230077.0391 | 230077.0391 | 230077.0391 | 230077.0391 | 230077.0391 | 230077.0391 | 230077.0391 | 230077.0391 | 230077.0391 | 230077.0391 | 0 | 0 | 0 | 0 | 0 | 0 | 0 | 0 | 0 | 0 | 0 | 0 | 0 | 0 | 0 | 0 | 0 | 0 | 0 | 0 | 0 | 0 | 0 | 0 | 0 | 0 | 0 | 0 | 0 | 0 | 0 | 0 | 0 | 0 | 0 | 0 | 0 | 0 | 0 | 0 | 0 | 0 | 0 | 0 | 0 | 0 | 0 | 0 | 0 | 798120.418 | 796308.032 | 794499.7615 | 792695.5973 | 790895.53 | 789099.5504 | 787307.6491 | 785519.8168 | 783736.0444 | 781956.3227 | 0 | 0 | 0 | 0 | 0 | 0 | 0 | 0 | 0 | 0 | 0.001473% | 0 | 0 | 0 | 0 | 0 | 0 | 0 | 0 | 0 | 0 | 0 | 0 | 0 | 0 | 0 | 0 | 0 | 0 | 0 | 0 | 0 | 0 | 0 | 0
Yes | ResInsulation_PSE | M_Input | PSE Business Case "QC APPROVED_Measure Case_Insulation_2020" | 2020 | Retro | 2022 | 2045 | PSE | Residential | Manufactured LI | Electric | Per SqFt of Floor Insulation - R11 Baseline - LIW | Per SqFt of Floor Insulation - R11 Baseline - LIW | 1.84 | LIW: Insulation - Floor - R11 to R22 - MH - TE |  | 0.19 | 25 | 1.84 | 0 |  | 0.002 | 0 | 0 | 0 | 0 | 0 | 0 | 0 |  | 0 | 0 | 0 | Heating | Electric Heat | Floor Insulation | ResSpHtFAFZ1 | 0.02951% | 65.62% | 0% | 1269.427 |  | 1.623% | 4% | 85% | 6.8% | 0.2% | 0.20978 | 0.0082549 | 0.021804 | 1.9331 | 0 | 0 | 0 | 1.4985 | 0 |  | 0.67562 | 0 | 0.67562 | 13. $0.225 to $99,999.000 | 0 | 0 | 01. ($9,999.00) to $0.22 | 1 | 29799.0851 | 29799.0851 | 29799.0851 | 29799.0851 | 29799.0851 | 29799.0851 | 29799.0851 | 29799.0851 | 29799.0851 | 29799.0851 | 0 | 0 | 0 | 0 | 0 | 0 | 0 | 0 | 0 | 0 | 0 | 0 | 0 | 0 | 5661.8262 | 5661.8262 | 5661.8262 | 5661.8262 | 5661.8262 | 5661.8262 | 5661.8262 | 5661.8262 | 5661.8262 | 5661.8262 | 0 | 0 | 0 | 0 | 0 | 0 | 0 | 0 | 0 | 0 | 0 | 0 | 0 | 0 | 56618.2617 | 5661.8262 | 11323.6523 | 16985.4785 | 22647.3047 | 28309.1308 | 33970.957 | 39632.7832 | 45294.6094 | 50956.4355 | 56618.2617 | 56618.2617 | 56618.2617 | 56618.2617 | 56618.2617 | 56618.2617 | 56618.2617 | 56618.2617 | 56618.2617 | 56618.2617 | 56618.2617 | 56618.2617 | 56618.2617 | 56618.2617 | 56618.2617 | 0 | 0 | 0 | 0 | 0 | 0 | 0 | 0 | 0 | 0 | 0 | 0 | 0 | 0 | 0 | 0 | 0 | 0 | 0 | 0 | 0 | 0 | 0 | 0 | 0 | 0 | 0 | 0 | 0 | 0 | 0 | 0 | 0 | 0 | 0 | 0 | 0 | 0 | 0 | 0 | 0 | 0 | 0 | 0 | 0 | 0 | 0 | 0 | 0 | 0 | 0 | 0 | 0 | 0 | 0 | 0 | 0 | 0 | 0 | 0 | 0 | 1.6711 | 3.3421 | 5.0132 | 6.6843 | 8.3554 | 10.0264 | 11.6975 | 13.3686 | 15.0397 | 16.7107 | 16.7107 | 16.7107 | 16.7107 | 16.7107 | 16.7107 | 16.7107 | 16.7107 | 16.7107 | 16.7107 | 16.7107 | 16.7107 | 16.7107 | 16.7107 | 16.7107 | 44653.7609 | 44653.7609 | 44653.7609 | 44653.7609 | 44653.7609 | 44653.7609 | 44653.7609 | 44653.7609 | 44653.7609 | 44653.7609 | 0 | 0 | 0 | 0 | 0 | 0 | 0 | 0 | 0 | 0 | 0 | 0 | 0 | 0 | 446537.6094 | 0 | 0 | 0 | 0 | 0 | 0 | 0 | 0 | 0 | 0 | 0 | 0 | 0 | 0 | 0 | 0 | 0 | 0 | 0 | 0 | 0.001473% | 0.083388 | 0.16678 | 0.25016 | 0.33355 | 0.41694 | 0.50033 | 0.58372 | 0.6671 | 0.75049 | 0.83388 | 0.83388 | 0.83388 | 0.83388 | 0.83388 | 0.83388 | 0.83388 | 0.83388 | 0.83388 | 0.83388 | 0.83388 | 0.83388 | 0.83388 | 0.83388 | 0.83388
Yes | ResInsulation_PSE | M_Input | PSE Business Case "QC APPROVED_Measure Case_Insulation_2020" | 2020 | Retro | 2022 | 2045 | PSE | Residential | Multifamily LI | Electric | Per SqFt of Floor Insulation - R11 Baseline - LIW | Per SqFt of Floor Insulation - R11 Baseline - LIW | 1.13 | LIW: Insulation - Floor - R11 to R30 - MF - TE |  | 0.77 | 45 | 1.13 | 0 |  | 0 | 0 | 0 | 0 | 0 | 0 | 0 | 0 |  | 0 | 0 | 0 | Heating | Electric Heat | Floor Insulation | ResSpHtFAFZ1 | 0.02951% | 75.29% | 0% | 326.8619 |  | 0% | 2.222% | 85% | 6.8% | 0.2% | 1.5924 | 0.033454 | 0.16258 | 1.0103 | 0 | 0 | 0 | 0.69352 | 0 |  | 0.077155 | 0 | 0.077155 | 06. $0.077 to $0.085 | 1 | 0 | 01. ($9,999.00) to $0.22 | 1 | 0 | 0 | 0 | 0 | 0 | 0 | 0 | 0 | 0 | 0 | 0 | 0 | 0 | 0 | 0 | 0 | 0 | 0 | 0 | 0 | 0 | 0 | 0 | 0 | 0 | 0 | 0 | 0 | 0 | 0 | 0 | 0 | 0 | 0 | 0 | 0 | 0 | 0 | 0 | 0 | 0 | 0 | 0 | 0 | 0 | 0 | 0 | 0 | 0 | 0 | 0 | 0 | 0 | 0 | 0 | 0 | 0 | 0 | 0 | 0 | 0 | 0 | 0 | 0 | 0 | 0 | 0 | 0 | 0 | 0 | 0 | 0 | 0 | 0 | 0 | 0 | 0 | 0 | 0 | 0 | 0 | 0 | 0 | 0 | 0 | 0 | 0 | 0 | 0 | 0 | 0 | 0 | 0 | 0 | 0 | 0 | 0 | 0 | 0 | 0 | 0 | 0 | 0 | 0 | 0 | 0 | 0 | 0 | 0 | 0 | 0 | 0 | 0 | 0 | 0 | 0 | 0 | 0 | 0 | 0 | 0 | 0 | 0 | 0 | 0 | 0 | 0 | 0 | 0 | 0 | 0 | 0 | 0 | 0 | 0 | 0 | 0 | 0 | 0 | 0 | 0 | 0 | 0 | 0 | 0 | 0 | 0 | 0 | 0 | 0 | 0 | 0 | 0 | 0 | 0 | 0 | 0 | 0 | 0 | 0 | 0 | 0 | 0 | 0 | 0 | 0 | 0 | 0 | 0 | 0 | 0 | 0 | 0 | 0 | 0 | 0 | 0 | 0 | 0 | 0 | 0 | 0 | 0 | 0 | 0 | 0 | 0 | 0 | 0 | 0 | 0 | 0 | 0 | 0 | 0 | 0 | 0 | 0 | 0 | 0 | 0 | 0 | 0 | 0.001473% | 0 | 0 | 0 | 0 | 0 | 0 | 0 | 0 | 0 | 0 | 0 | 0 | 0 | 0 | 0 | 0 | 0 | 0 | 0 | 0 | 0 | 0 | 0 | 0
Yes | ResInsulation_PSE | M_Input | PSE Business Case "QC APPROVED_Measure Case_Insulation_2020" | 2020 | Retro | 2022 | 2045 | PSE | Residential | Multifamily LI | Electric | Per SqFt of Wall Insulation - R0 Baseline - LIW | Per SqFt of Wall Insulation - R0 Baseline - LIW | 2.75 | LIW: Insulation - Wall - R0 to R11 - MF - TE |  | 2.22 | 45 | 2.75 | 0 |  | 0 | 0 | 0 | 0 | 0 | 0 | 0 | 0 |  | 0 | 0 | 0 | Heating | Electric Heat | Wall Insulation | ResSpHtFAFZ1 | 0.02951% | 75.29% | 0% | 185.2153 |  | 18.55% | 2.222% | 85% | 6.8% | 0.2% | 4.5911 | 0.096451 | 0.46875 | 2.4587 | 0 | 0 | 0 | 1.629 | 0 |  | 0.06286 | 0 | 0.06286 | 04. $0.062 to $0.070 | 1 | 0 | 01. ($9,999.00) to $0.22 | 1 | 150620.2366 | 149010.5602 | 147418.0863 | 145842.6312 | 144284.013 | 142742.0517 | 141216.5693 | 139707.3898 | 138214.3388 | 136737.244 | 0 | 0 | 0 | 0 | 0 | 0 | 0 | 0 | 0 | 0 | 0 | 0 | 0 | 0 | 334376.9252 | 330803.4435 | 327268.1516 | 323770.6413 | 320310.5088 | 316887.3548 | 313500.7839 | 310150.4052 | 306835.8321 | 303556.6817 | 0 | 0 | 0 | 0 | 0 | 0 | 0 | 0 | 0 | 0 | 0 | 0 | 0 | 0 | 3187460.7282 | 334376.9252 | 665180.3688 | 992448.5204 | 1316219.1617 | 1636529.6705 | 1953417.0253 | 2266917.8092 | 2577068.2144 | 2883904.0465 | 3187460.7282 | 3187460.7282 | 3187460.7282 | 3187460.7282 | 3187460.7282 | 3187460.7282 | 3187460.7282 | 3187460.7282 | 3187460.7282 | 3187460.7282 | 3187460.7282 | 3187460.7282 | 3187460.7282 | 3187460.7282 | 3187460.7282 | 0 | 0 | 0 | 0 | 0 | 0 | 0 | 0 | 0 | 0 | 0 | 0 | 0 | 0 | 0 | 0 | 0 | 0 | 0 | 0 | 0 | 0 | 0 | 0 | 0 | 0 | 0 | 0 | 0 | 0 | 0 | 0 | 0 | 0 | 0 | 0 | 0 | 0 | 0 | 0 | 0 | 0 | 0 | 0 | 0 | 0 | 0 | 0 | 0 | 0 | 0 | 0 | 0 | 0 | 0 | 0 | 0 | 0 | 0 | 0 | 0 | 98.6904 | 196.3261 | 292.9184 | 388.4784 | 483.0172 | 576.5456 | 669.0745 | 760.6145 | 851.1763 | 940.7702 | 940.7702 | 940.7702 | 940.7702 | 940.7702 | 940.7702 | 940.7702 | 940.7702 | 940.7702 | 940.7702 | 940.7702 | 940.7702 | 940.7702 | 940.7702 | 940.7702 | 245364.2047 | 242742.0008 | 240147.8203 | 237581.3638 | 235042.335 | 232530.4407 | 230045.391 | 227586.8991 | 225154.6809 | 222748.4559 | 0 | 0 | 0 | 0 | 0 | 0 | 0 | 0 | 0 | 0 | 0 | 0 | 0 | 0 | 2338943.5922 | 0 | 0 | 0 | 0 | 0 | 0 | 0 | 0 | 0 | 0 | 0 | 0 | 0 | 0 | 0 | 0 | 0 | 0 | 0 | 0 | 0.001473% | 4.9247 | 9.7968 | 14.6169 | 19.3854 | 24.103 | 28.7701 | 33.3874 | 37.9553 | 42.4744 | 46.9452 | 46.9452 | 46.9452 | 46.9452 | 46.9452 | 46.9452 | 46.9452 | 46.9452 | 46.9452 | 46.9452 | 46.9452 | 46.9452 | 46.9452 | 46.9452 | 46.9452
Yes | ResInsulation_PSE | M_Input | PSE Business Case "QC APPROVED_Measure Case_Insulation_2020" | 2020 | Retro | 2022 | 2041 | PSE | Residential | Multifamily LI | Gas | Per SqFt of Wall Insulation - R0 Baseline - LIW | Per SqFt of Wall Insulation - R0 Baseline - LIW | 2.2 | LIW: Insulation - Wall - R0 to R11 - MF - TG |  | 0 | 45 | 2.2 | 0 |  | 0 | 0 | 0 | 0 | 0 | 0 | 0 | 0.08 |  | 0 | 0 | 0 | Heating | Gas Heat | Wall Insulation | ResSpHtFAFZ1 | 0.02951% | 0% | 38.85% | 185.2153 |  | 17.45% | 2.222% | 85% | 6.8% | 0.2% | 2.4151 | 0.019569 | 0.24347 | 0 | 1.8132 | 0 | 0 | 0 | 1.3268 |  | 0 | 1.5412 | 0 | 01. ($9,999.000) to $0.028 | 1 | 1.5412 | 12. $1.50 to $999.00 | 0 | 0 | 0 | 0 | 0 | 0 | 0 | 0 | 0 | 0 | 0 | 0 | 0 | 0 | 0 | 0 | 0 | 0 | 0 | 0 | 0 | 0 | 0 | 0 | 0 | 0 | 0 | 0 | 0 | 0 | 0 | 0 | 0 | 0 | 0 | 0 | 0 | 0 | 0 | 0 | 0 | 0 | 0 | 0 | 0 | 0 | 0 | 0 | 0 | 0 | 0 | 0 | 0 | 0 | 0 | 0 | 0 | 0 | 0 | 0 | 0 | 0 | 0 | 0 | 0 | 0 | 0 | 0 | 0 | 0 | 0 | 0 | 0 | 0 | 5390.3548 | 5332.7482 | 5275.7572 | 5219.3752 | 5163.5958 | 5108.4126 | 5053.819 | 4999.8089 | 4946.376 | 4893.5142 | 0 | 0 | 0 | 0 | 0 | 0 | 0 | 0 | 0 | 0 | 431.2284 | 426.6199 | 422.0606 | 417.55 | 413.0877 | 408.673 | 404.3055 | 399.9847 | 395.7101 | 391.4811 | 0 | 0 | 0 | 0 | 0 | 0 | 0 | 0 | 0 | 0 | 4110.701 | 431.2284 | 857.8482 | 1279.9088 | 1697.4588 | 2110.5465 | 2519.2195 | 2923.525 | 3323.5097 | 3719.2198 | 4110.701 | 4110.701 | 4110.701 | 4110.701 | 4110.701 | 4110.701 | 4110.701 | 4110.701 | 4110.701 | 4110.701 | 4110.701 | 0 | 0 | 0 | 0 | 0 | 0 | 0 | 0 | 0 | 0 | 0 | 0 | 0 | 0 | 0 | 0 | 0 | 0 | 0 | 0 | 0 | 0 | 0 | 0 | 0 | 0 | 0 | 0 | 0 | 0 | 0 | 0 | 0 | 0 | 0 | 0 | 0 | 0 | 0 | 0 | 0 | 0 | 0 | 0 | 0 | 0 | 0 | 0 | 0 | 7151.7377 | 7075.3072 | 6999.6935 | 6924.8878 | 6850.8816 | 6777.6664 | 6705.2335 | 6633.5748 | 6562.6819 | 6492.5466 | 0 | 0 | 0 | 0 | 0 | 0 | 0 | 0 | 0 | 0 | 0.001473% | 0 | 0 | 0 | 0 | 0 | 0 | 0 | 0 | 0 | 0 | 0 | 0 | 0 | 0 | 0 | 0 | 0 | 0 | 0 | 0 | 0 | 0 | 0 | 0
Yes | ResInsulation_PSE | M_Input | PSE Business Case "QC APPROVED_Measure Case_Insulation_2020" | 2020 | Retro | 2022 | 2045 | PSE | Residential | Manufactured LI | Electric | Per SqFt of Wall Insulation - R0 Baseline - LIW | Per SqFt of Wall Insulation - R0 Baseline - LIW | 2.75 | LIW: Insulation - Wall - R0 to R11 - MH - TE |  | 4.58 | 25 | 2.75 | 0 |  | 0.03 | 0 | 0 | 0 | 0 | 0 | 0 | 0 |  | 0 | 0 | 0 | Heating | Electric Heat | Wall Insulation | ResSpHtFAFZ1 | 0.02951% | 65.62% | 0% | 1222.6189 |  | 4.683% | 4% | 85% | 6.8% | 0.2% | 5.0569 | 0.19899 | 0.52558 | 2.8892 | 0 | 0 | 0 | 1.5763 | 0 |  | 0.029483 | 0 | 0.029483 | 02. $0.028 to $0.055 | 1 | 0 | 01. ($9,999.00) to $0.22 | 1 | 82794.2639 | 82794.2639 | 82794.2639 | 82794.2639 | 82794.2639 | 82794.2639 | 82794.2639 | 82794.2639 | 82794.2639 | 82794.2639 | 0 | 0 | 0 | 0 | 0 | 0 | 0 | 0 | 0 | 0 | 0 | 0 | 0 | 0 | 379197.7285 | 379197.7285 | 379197.7285 | 379197.7285 | 379197.7285 | 379197.7285 | 379197.7285 | 379197.7285 | 379197.7285 | 379197.7285 | 0 | 0 | 0 | 0 | 0 | 0 | 0 | 0 | 0 | 0 | 0 | 0 | 0 | 0 | 3791977.2852 | 379197.7285 | 758395.457 | 1137593.1856 | 1516790.9141 | 1895988.6426 | 2275186.3711 | 2654384.0997 | 3033581.8282 | 3412779.5567 | 3791977.2852 | 3791977.2852 | 3791977.2852 | 3791977.2852 | 3791977.2852 | 3791977.2852 | 3791977.2852 | 3791977.2852 | 3791977.2852 | 3791977.2852 | 3791977.2852 | 3791977.2852 | 3791977.2852 | 3791977.2852 | 3791977.2852 | 0 | 0 | 0 | 0 | 0 | 0 | 0 | 0 | 0 | 0 | 0 | 0 | 0 | 0 | 0 | 0 | 0 | 0 | 0 | 0 | 0 | 0 | 0 | 0 | 0 | 0 | 0 | 0 | 0 | 0 | 0 | 0 | 0 | 0 | 0 | 0 | 0 | 0 | 0 | 0 | 0 | 0 | 0 | 0 | 0 | 0 | 0 | 0 | 0 | 0 | 0 | 0 | 0 | 0 | 0 | 0 | 0 | 0 | 0 | 0 | 0 | 111.9192 | 223.8383 | 335.7575 | 447.6766 | 559.5958 | 671.5149 | 783.4341 | 895.3532 | 1007.2724 | 1119.1916 | 1119.1916 | 1119.1916 | 1119.1916 | 1119.1916 | 1119.1916 | 1119.1916 | 1119.1916 | 1119.1916 | 1119.1916 | 1119.1916 | 1119.1916 | 1119.1916 | 1119.1916 | 1119.1916 | 130508.0342 | 130508.0342 | 130508.0342 | 130508.0342 | 130508.0342 | 130508.0342 | 130508.0342 | 130508.0342 | 130508.0342 | 130508.0342 | 0 | 0 | 0 | 0 | 0 | 0 | 0 | 0 | 0 | 0 | 0 | 0 | 0 | 0 | 1305080.3419 | 0 | 0 | 0 | 0 | 0 | 0 | 0 | 0 | 0 | 0 | 0 | 0 | 0 | 0 | 0 | 0 | 0 | 0 | 0 | 0 | 0.001473% | 5.5849 | 11.1697 | 16.7546 | 22.3394 | 27.9243 | 33.5091 | 39.094 | 44.6789 | 50.2637 | 55.8486 | 55.8486 | 55.8486 | 55.8486 | 55.8486 | 55.8486 | 55.8486 | 55.8486 | 55.8486 | 55.8486 | 55.8486 | 55.8486 | 55.8486 | 55.8486 | 55.8486
Yes | ResInsulation_PSE | M_Input | PSE Business Case "QC APPROVED_Measure Case_Insulation_2020" | 2020 | Retro | 2022 | 2041 | PSE | Residential | Manufactured LI | Gas | Per SqFt of Wall Insulation - R0 Baseline - LIW | Per SqFt of Wall Insulation - R0 Baseline - LIW | 2.75 | LIW: Insulation - Wall - R0 to R11 - MH - TG |  | 0 | 25 | 2.75 | 0 |  | 0 | 0 | 0 | 0 | 0 | 0 | 0 | 0.22 |  | 0 | 0 | 0 | Heating | Gas Heat | Wall Insulation | ResSpHtFAFZ1 | 0.02951% | 0% | 88.1% | 1222.6189 |  | 0% | 4% | 85% | 6.8% | 0.2% | 3.9864 | 0.053815 | 0.40402 | 0 | 2.6633 | 0 | 0 | 0 | 1.837 |  | 0 | 0.77596 | 0 | 01. ($9,999.000) to $0.028 | 1 | 0.77596 | 08. $0.70 to $0.85 | 1 | 0 | 0 | 0 | 0 | 0 | 0 | 0 | 0 | 0 | 0 | 0 | 0 | 0 | 0 | 0 | 0 | 0 | 0 | 0 | 0 | 0 | 0 | 0 | 0 | 0 | 0 | 0 | 0 | 0 | 0 | 0 | 0 | 0 | 0 | 0 | 0 | 0 | 0 | 0 | 0 | 0 | 0 | 0 | 0 | 0 | 0 | 0 | 0 | 0 | 0 | 0 | 0 | 0 | 0 | 0 | 0 | 0 | 0 | 0 | 0 | 0 | 0 | 0 | 0 | 0 | 0 | 0 | 0 | 0 | 0 | 0 | 0 | 0 | 0 | 0 | 0 | 0 | 0 | 0 | 0 | 0 | 0 | 0 | 0 | 0 | 0 | 0 | 0 | 0 | 0 | 0 | 0 | 0 | 0 | 0 | 0 | 0 | 0 | 0 | 0 | 0 | 0 | 0 | 0 | 0 | 0 | 0 | 0 | 0 | 0 | 0 | 0 | 0 | 0 | 0 | 0 | 0 | 0 | 0 | 0 | 0 | 0 | 0 | 0 | 0 | 0 | 0 | 0 | 0 | 0 | 0 | 0 | 0 | 0 | 0 | 0 | 0 | 0 | 0 | 0 | 0 | 0 | 0 | 0 | 0 | 0 | 0 | 0 | 0 | 0 | 0 | 0 | 0 | 0 | 0 | 0 | 0 | 0 | 0 | 0 | 0 | 0 | 0 | 0 | 0 | 0 | 0 | 0 | 0 | 0 | 0 | 0 | 0 | 0 | 0 | 0 | 0 | 0 | 0 | 0 | 0 | 0 | 0 | 0 | 0 | 0 | 0 | 0 | 0 | 0 | 0 | 0 | 0 | 0 | 0 | 0 | 0 | 0 | 0 | 0 | 0 | 0 | 0 | 0.001473% | 0 | 0 | 0 | 0 | 0 | 0 | 0 | 0 | 0 | 0 | 0 | 0 | 0 | 0 | 0 | 0 | 0 | 0 | 0 | 0 | 0 | 0 | 0 | 0
Yes | ResInsulation_PSE | M_Input | PSE Business Case "QC APPROVED_Measure Case_Insulation_2020" | 2020 | Retro | 2022 | 2045 | PSE | Residential | Single Family LI | Electric | Per SqFt of Wall Insulation - R0 Baseline - LIW | Per SqFt of Wall Insulation - R0 Baseline - LIW | 2.75 | LIW: Insulation - Wall - R0 to R11 - SF - TE |  | 1.35 | 45 | 2.75 | 0 |  | 0.02 | 0 | 0 | 0 | 0 | 0 | 0 | 0 |  | 0 | 0 | 0 | Heating | Electric Heat | Wall Insulation | ResSpHtFAFZ1 | 0.02951% | 31.51% | 0% | 2186.4007 |  | 7.468% | 2.222% | 85% | 6.8% | 0.2% | 2.7919 | 0.058653 | 0.28505 | 2.4587 | 0 | 0 | 0 | 1.621 | 0 |  | 0.10286 | 0 | 0.10286 | 07. $0.085 to $0.115 | 1 | 0 | 01. ($9,999.00) to $0.22 | 1 | 465365.1429 | 464308.3834 | 463254.0237 | 462202.0582 | 461152.4815 | 460105.2883 | 459060.473 | 458018.0303 | 456977.9548 | 455940.2411 | 0 | 0 | 0 | 0 | 0 | 0 | 0 | 0 | 0 | 0 | 0 | 0 | 0 | 0 | 628242.9429 | 626816.3176 | 625392.932 | 623972.7786 | 622555.8501 | 621142.1392 | 619731.6385 | 618324.3409 | 616920.239 | 615519.3255 | 0 | 0 | 0 | 0 | 0 | 0 | 0 | 0 | 0 | 0 | 0 | 0 | 0 | 0 | 6218618.5042 | 628242.9429 | 1255059.2605 | 1880452.1925 | 2504424.9711 | 3126980.8212 | 3748122.9603 | 4367854.5989 | 4986178.9397 | 5603099.1787 | 6218618.5042 | 6218618.5042 | 6218618.5042 | 6218618.5042 | 6218618.5042 | 6218618.5042 | 6218618.5042 | 6218618.5042 | 6218618.5042 | 6218618.5042 | 6218618.5042 | 6218618.5042 | 6218618.5042 | 6218618.5042 | 6218618.5042 | 0 | 0 | 0 | 0 | 0 | 0 | 0 | 0 | 0 | 0 | 0 | 0 | 0 | 0 | 0 | 0 | 0 | 0 | 0 | 0 | 0 | 0 | 0 | 0 | 0 | 0 | 0 | 0 | 0 | 0 | 0 | 0 | 0 | 0 | 0 | 0 | 0 | 0 | 0 | 0 | 0 | 0 | 0 | 0 | 0 | 0 | 0 | 0 | 0 | 0 | 0 | 0 | 0 | 0 | 0 | 0 | 0 | 0 | 0 | 0 | 0 | 185.4242 | 370.4273 | 555.0102 | 739.1741 | 922.9197 | 1106.2481 | 1289.1601 | 1471.6568 | 1653.7391 | 1835.408 | 1835.408 | 1835.408 | 1835.408 | 1835.408 | 1835.408 | 1835.408 | 1835.408 | 1835.408 | 1835.408 | 1835.408 | 1835.408 | 1835.408 | 1835.408 | 1835.408 | 754377.4379 | 752664.3842 | 750955.2205 | 749249.938 | 747548.5279 | 745850.9814 | 744157.2897 | 742467.4441 | 740781.4358 | 739099.2561 | 0 | 0 | 0 | 0 | 0 | 0 | 0 | 0 | 0 | 0 | 0 | 0 | 0 | 0 | 7467151.9158 | 0 | 0 | 0 | 0 | 0 | 0 | 0 | 0 | 0 | 0 | 0 | 0 | 0 | 0 | 0 | 0 | 0 | 0 | 0 | 0 | 0.001473% | 9.2528 | 18.4846 | 27.6955 | 36.8854 | 46.0544 | 55.2027 | 64.3301 | 73.4369 | 82.5229 | 91.5884 | 91.5884 | 91.5884 | 91.5884 | 91.5884 | 91.5884 | 91.5884 | 91.5884 | 91.5884 | 91.5884 | 91.5884 | 91.5884 | 91.5884 | 91.5884 | 91.5884
Yes | ResInsulation_PSE | M_Input | PSE Business Case "QC APPROVED_Measure Case_Insulation_2020" | 2020 | Retro | 2022 | 2041 | PSE | Residential | Single Family LI | Gas | Per SqFt of Wall Insulation - R0 Baseline - LIW | Per SqFt of Wall Insulation - R0 Baseline - LIW | 2.75 | LIW: Insulation - Wall - R0 to R11 - SF - TG |  | 0 | 45 | 2.75 | 0 |  | 0 | 0 | 0 | 0 | 0 | 0 | 0 | 0.09 |  | 0 | 0 | 0 | Heating | Gas Heat | Wall Insulation | ResSpHtFAFZ1 | 0.02951% | 0% | 79.28% | 2186.4007 |  | 7.468% | 2.222% | 85% | 6.8% | 0.2% | 2.717 | 0.022015 | 0.2739 | 0 | 2.2665 | 0 | 0 | 0 | 1.6804 |  | 0 | 1.7351 | 0 | 01. ($9,999.000) to $0.028 | 1 | 1.7351 | 12. $1.50 to $999.00 | 0 | 0 | 0 | 0 | 0 | 0 | 0 | 0 | 0 | 0 | 0 | 0 | 0 | 0 | 0 | 0 | 0 | 0 | 0 | 0 | 0 | 0 | 0 | 0 | 0 | 0 | 0 | 0 | 0 | 0 | 0 | 0 | 0 | 0 | 0 | 0 | 0 | 0 | 0 | 0 | 0 | 0 | 0 | 0 | 0 | 0 | 0 | 0 | 0 | 0 | 0 | 0 | 0 | 0 | 0 | 0 | 0 | 0 | 0 | 0 | 0 | 0 | 0 | 0 | 0 | 0 | 0 | 0 | 0 | 0 | 0 | 0 | 0 | 0 | 735031.4603 | 733362.3377 | 731697.0055 | 730035.4549 | 728377.6774 | 726723.6644 | 725073.4073 | 723426.8977 | 721784.127 | 720145.0868 | 0 | 0 | 0 | 0 | 0 | 0 | 0 | 0 | 0 | 0 | 66152.8314 | 66002.6104 | 65852.7305 | 65703.1909 | 65553.991 | 65405.1298 | 65256.6067 | 65108.4208 | 64960.5714 | 64813.0578 | 0 | 0 | 0 | 0 | 0 | 0 | 0 | 0 | 0 | 0 | 654809.1407 | 66152.8314 | 132155.4418 | 198008.1723 | 263711.3632 | 329265.3542 | 394670.484 | 459927.0907 | 525035.5115 | 589996.0829 | 654809.1407 | 654809.1407 | 654809.1407 | 654809.1407 | 654809.1407 | 654809.1407 | 654809.1407 | 654809.1407 | 654809.1407 | 654809.1407 | 654809.1407 | 0 | 0 | 0 | 0 | 0 | 0 | 0 | 0 | 0 | 0 | 0 | 0 | 0 | 0 | 0 | 0 | 0 | 0 | 0 | 0 | 0 | 0 | 0 | 0 | 0 | 0 | 0 | 0 | 0 | 0 | 0 | 0 | 0 | 0 | 0 | 0 | 0 | 0 | 0 | 0 | 0 | 0 | 0 | 0 | 0 | 0 | 0 | 0 | 0 | 1235129.7305 | 1232324.9759 | 1229526.5904 | 1226734.5595 | 1223948.8688 | 1221169.504 | 1218396.4505 | 1215629.6941 | 1212869.2206 | 1210115.0155 | 0 | 0 | 0 | 0 | 0 | 0 | 0 | 0 | 0 | 0 | 0.001473% | 0 | 0 | 0 | 0 | 0 | 0 | 0 | 0 | 0 | 0 | 0 | 0 | 0 | 0 | 0 | 0 | 0 | 0 | 0 | 0 | 0 | 0 | 0 | 0
Yes | ResInsulation_PSE | M_Input | PSE Business Case "QC APPROVED_Measure Case_Insulation_2020" | 2020 | Retro | 2022 | 2045 | PSE | Residential | Multifamily LI | Electric | Per SqFt of Attic Insulation - R0 Baseline - LIW | Per SqFt of Attic Insulation - R0 Baseline - LIW | 2.21 | LIW: Insulation - Attic - R0 to R19 - MF - TE |  | 0.69 | 45 | 2.21 | 0 |  | 0 | 0 | 0 | 0 | 0 | 0 | 0 | 0 |  | 0 | 0 | 0 | Heating | Electric Heat | Attic Insulation | ResSpHtFAFZ1 | 0.02951% | 75.29% | 0% | 326.8619 |  | 2.434% | 2.222% | 85% | 6.8% | 0.2% | 1.427 | 0.029978 | 0.14569 | 1.9759 | 0 | 0 | 0 | 1.4948 | 0 |  | 0.18559 | 0 | 0.18559 | 11. $0.175 to $0.200 | 0 | 0 | 01. ($9,999.00) to $0.22 | 1 | 34884.223 | 34511.4158 | 34142.5928 | 33777.7113 | 33416.7294 | 33059.6052 | 32706.2977 | 32356.7659 | 32010.9696 | 31668.8688 | 0 | 0 | 0 | 0 | 0 | 0 | 0 | 0 | 0 | 0 | 0 | 0 | 0 | 0 | 24070.1139 | 23812.8769 | 23558.389 | 23306.6208 | 23057.5433 | 22811.1276 | 22567.3454 | 22326.1685 | 22087.569 | 21851.5195 | 0 | 0 | 0 | 0 | 0 | 0 | 0 | 0 | 0 | 0 | 0 | 0 | 0 | 0 | 229449.2739 | 24070.1139 | 47882.9908 | 71441.3798 | 94748.0006 | 117805.5439 | 140616.6715 | 163184.0169 | 185510.1854 | 207597.7544 | 229449.2739 | 229449.2739 | 229449.2739 | 229449.2739 | 229449.2739 | 229449.2739 | 229449.2739 | 229449.2739 | 229449.2739 | 229449.2739 | 229449.2739 | 229449.2739 | 229449.2739 | 229449.2739 | 229449.2739 | 0 | 0 | 0 | 0 | 0 | 0 | 0 | 0 | 0 | 0 | 0 | 0 | 0 | 0 | 0 | 0 | 0 | 0 | 0 | 0 | 0 | 0 | 0 | 0 | 0 | 0 | 0 | 0 | 0 | 0 | 0 | 0 | 0 | 0 | 0 | 0 | 0 | 0 | 0 | 0 | 0 | 0 | 0 | 0 | 0 | 0 | 0 | 0 | 0 | 0 | 0 | 0 | 0 | 0 | 0 | 0 | 0 | 0 | 0 | 0 | 0 | 7.1042 | 14.1325 | 21.0857 | 27.9646 | 34.77 | 41.5026 | 48.1633 | 54.7528 | 61.2719 | 67.7213 | 67.7213 | 67.7213 | 67.7213 | 67.7213 | 67.7213 | 67.7213 | 67.7213 | 67.7213 | 67.7213 | 67.7213 | 67.7213 | 67.7213 | 67.7213 | 67.7213 | 52146.3913 | 51589.1035 | 51037.7715 | 50492.3315 | 49952.7206 | 49418.8766 | 48890.7377 | 48368.243 | 47851.3323 | 47339.9457 | 0 | 0 | 0 | 0 | 0 | 0 | 0 | 0 | 0 | 0 | 0 | 0 | 0 | 0 | 497087.4537 | 0 | 0 | 0 | 0 | 0 | 0 | 0 | 0 | 0 | 0 | 0 | 0 | 0 | 0 | 0 | 0 | 0 | 0 | 0 | 0 | 0.001473% | 0.35451 | 0.70522 | 1.0522 | 1.3955 | 1.7351 | 2.071 | 2.4034 | 2.7322 | 3.0575 | 3.3793 | 3.3793 | 3.3793 | 3.3793 | 3.3793 | 3.3793 | 3.3793 | 3.3793 | 3.3793 | 3.3793 | 3.3793 | 3.3793 | 3.3793 | 3.3793 | 3.3793
Yes | ResInsulation_PSE | M_Input | PSE Business Case "QC APPROVED_Measure Case_Insulation_2020" | 2020 | Retro | 2022 | 2045 | PSE | Residential | Manufactured LI | Electric | Per SqFt of Attic Insulation - R0 Baseline - LIW | Per SqFt of Attic Insulation - R0 Baseline - LIW | 2.03 | LIW: Insulation - Attic - R0 to R30 - MH - TE |  | -0.3 | 25 | 0.48 | 0 |  | -0.002 | 0 | 0 | 0 | 0 | 0 | 0 | 0 |  | 0 | 0 | 0 | Heating | Electric Heat | Attic Insulation | ResSpHtFAFZ1 | 0.02951% | 65.62% | 0% | 1269.2135 |  | 5.371% | 4% | 85% | 6.8% | 0.2% | -0.33123 | -0.013034 | -0.034427 | 0.5043 | 0 | 0 | 0 | 0.4474 | 0 |  | 0 | 0 | 0 | 01. ($9,999.000) to $0.028 | 1 | 0 | 01. ($9,999.00) to $0.22 | 1 | 98570.4348 | 98570.4348 | 98570.4348 | 98570.4348 | 98570.4348 | 98570.4348 | 98570.4348 | 98570.4348 | 98570.4348 | 98570.4348 | 0 | 0 | 0 | 0 | 0 | 0 | 0 | 0 | 0 | 0 | 0 | 0 | 0 | 0 | -29571.1304 | -29571.1304 | -29571.1304 | -29571.1304 | -29571.1304 | -29571.1304 | -29571.1304 | -29571.1304 | -29571.1304 | -29571.1304 | 0 | 0 | 0 | 0 | 0 | 0 | 0 | 0 | 0 | 0 | 0 | 0 | 0 | 0 | -295711.3043 | -29571.1304 | -295711.3043 | -325282.4347 | -354853.5652 | -384424.6956 | -413995.826 | -443566.9565 | -473138.0869 | -502709.2173 | -532280.3478 | -532280.3478 | -532280.3478 | -532280.3478 | -532280.3478 | -532280.3478 | -532280.3478 | -532280.3478 | -532280.3478 | -532280.3478 | -532280.3478 | -532280.3478 | -532280.3478 | -532280.3478 | -532280.3478 | 0 | 0 | 0 | 0 | 0 | 0 | 0 | 0 | 0 | 0 | 0 | 0 | 0 | 0 | 0 | 0 | 0 | 0 | 0 | 0 | 0 | 0 | 0 | 0 | 0 | 0 | 0 | 0 | 0 | 0 | 0 | 0 | 0 | 0 | 0 | 0 | 0 | 0 | 0 | 0 | 0 | 0 | 0 | 0 | 0 | 0 | 0 | 0 | 0 | 0 | 0 | 0 | 0 | 0 | 0 | 0 | 0 | 0 | 0 | 0 | 0 | -8.7278 | -87.2784 | -96.0062 | -104.734 | -113.4619 | -122.1897 | -130.9176 | -139.6454 | -148.3732 | -157.1011 | -157.1011 | -157.1011 | -157.1011 | -157.1011 | -157.1011 | -157.1011 | -157.1011 | -157.1011 | -157.1011 | -157.1011 | -157.1011 | -157.1011 | -157.1011 | -157.1011 | 44100.882 | 396907.9383 | 44100.882 | 44100.882 | 44100.882 | 44100.882 | 44100.882 | 44100.882 | 44100.882 | 44100.882 | 0 | 0 | 0 | 0 | 0 | 0 | 0 | 0 | 0 | 0 | 0 | 0 | 0 | 0 | 793815.8765 | 0 | 0 | 0 | 0 | 0 | 0 | 0 | 0 | 0 | 0 | 0 | 0 | 0 | 0 | 0 | 0 | 0 | 0 | 0 | 0 | 0.001473% | -0.43553 | -4.3553 | -4.7908 | -5.2263 | -5.6618 | -6.0974 | -6.5329 | -6.9684 | -7.4039 | -7.8395 | -7.8395 | -7.8395 | -7.8395 | -7.8395 | -7.8395 | -7.8395 | -7.8395 | -7.8395 | -7.8395 | -7.8395 | -7.8395 | -7.8395 | -7.8395 | -7.8395
Yes | ResInsulation_PSE | M_Input | PSE Business Case "QC APPROVED_Measure Case_Insulation_2020" | 2020 | Retro | 2022 | 2041 | PSE | Residential | Manufactured LI | Gas | Per SqFt of Attic Insulation - R0 Baseline - LIW | Per SqFt of Attic Insulation - R0 Baseline - LIW | 2.03 | LIW: Insulation - Attic - R0 to R30 - MH - TG |  | 0 | 25 | 0.48 | 0 |  | 0 | 0 | 0 | 0 | 0 | 0 | 0 | -0.02 |  | 0 | 0 | 0 | Heating | Gas Heat | Attic Insulation | ResSpHtFAFZ1 | 0.02951% | 0% | 88.1% | 1269.2135 |  | 5.371% | 4% | 85% | 6.8% | 0.2% | -0.3624 | -0.0048923 | -0.036729 | 0 | 0.46487 | 0 | 0 | 0 | 0.40166 |  | 0 | 0 | 0 | 01. ($9,999.000) to $0.028 | 1 | 0 | 01. ($9,999.00) to $0.22 | 1 | 0 | 0 | 0 | 0 | 0 | 0 | 0 | 0 | 0 | 0 | 0 | 0 | 0 | 0 | 0 | 0 | 0 | 0 | 0 | 0 | 0 | 0 | 0 | 0 | 0 | 0 | 0 | 0 | 0 | 0 | 0 | 0 | 0 | 0 | 0 | 0 | 0 | 0 | 0 | 0 | 0 | 0 | 0 | 0 | 0 | 0 | 0 | 0 | 0 | 0 | 0 | 0 | 0 | 0 | 0 | 0 | 0 | 0 | 0 | 0 | 0 | 0 | 0 | 0 | 0 | 0 | 0 | 0 | 0 | 0 | 0 | 0 | 0 | 1315.9732 | 1315.9732 | 1315.9732 | 1315.9732 | 1315.9732 | 1315.9732 | 1315.9732 | 1315.9732 | 1315.9732 | 1315.9732 | 0 | 0 | 0 | 0 | 0 | 0 | 0 | 0 | 0 | 0 | -26.3195 | -26.3195 | -26.3195 | -26.3195 | -26.3195 | -26.3195 | -26.3195 | -26.3195 | -26.3195 | -26.3195 | 0 | 0 | 0 | 0 | 0 | 0 | 0 | 0 | 0 | 0 | -263.1946 | -26.3195 | -263.1946 | -289.5141 | -315.8336 | -342.153 | -368.4725 | -394.792 | -421.1114 | -447.4309 | -473.7504 | -473.7504 | -473.7504 | -473.7504 | -473.7504 | -473.7504 | -473.7504 | -473.7504 | -473.7504 | -473.7504 | -473.7504 | 0 | 0 | 0 | 0 | 0 | 0 | 0 | 0 | 0 | 0 | 0 | 0 | 0 | 0 | 0 | 0 | 0 | 0 | 0 | 0 | 0 | 0 | 0 | 0 | 0 | 0 | 0 | 0 | 0 | 0 | 0 | 0 | 0 | 0 | 0 | 0 | 0 | 0 | 0 | 0 | 0 | 0 | 0 | 0 | 0 | 0 | 0 | 0 | 0 | 528.5709 | 4757.1382 | 528.5709 | 528.5709 | 528.5709 | 528.5709 | 528.5709 | 528.5709 | 528.5709 | 528.5709 | 0 | 0 | 0 | 0 | 0 | 0 | 0 | 0 | 0 | 0 | 0.001473% | 0 | 0 | 0 | 0 | 0 | 0 | 0 | 0 | 0 | 0 | 0 | 0 | 0 | 0 | 0 | 0 | 0 | 0 | 0 | 0 | 0 | 0 | 0 | 0
Yes | ResInsulation_PSE | M_Input | PSE Business Case "QC APPROVED_Measure Case_Insulation_2020" | 2020 | Retro | 2022 | 2045 | PSE | Residential | Multifamily LI | Electric | Per SqFt of Attic Insulation - R0 Baseline - LIW | Per SqFt of Attic Insulation - R0 Baseline - LIW | 1.92 | LIW: Insulation - Attic - R0 to R38 - MF - TE |  | 0.23 | 45 | -0.29 | 0 |  | 0 | 0 | 0 | 0 | 0 | 0 | 0 | 0 |  | 0 | 0 | 0 | Heating | Electric Heat | Attic Insulation | ResSpHtFAFZ1 | 0.02951% | 75.29% | 0% | 326.8619 |  | 1.356% | 2.222% | 85% | 6.8% | 0.2% | 0.47565 | 0.0099927 | 0.048564 | -0.25929 | 0 | 0 | 0 | -0.25056 | 0 |  | -0.093322 | 0 | -0.093322 | 01. ($9,999.000) to $0.028 | 1 | 0 | 01. ($9,999.00) to $0.22 | 1 | 19430.8651 | 19223.2077 | 19017.7695 | 18814.5269 | 18613.4563 | 18414.5345 | 18217.7386 | 18023.0459 | 17830.4339 | 17639.8802 | 0 | 0 | 0 | 0 | 0 | 0 | 0 | 0 | 0 | 0 | 0 | 0 | 0 | 0 | 4469.099 | 4421.3378 | 4374.087 | 4327.3412 | 4281.0949 | 4235.3429 | 4190.0799 | 4145.3006 | 4100.9998 | 4057.1725 | 0 | 0 | 0 | 0 | 0 | 0 | 0 | 0 | 0 | 0 | 0 | 0 | 0 | 0 | 42601.8554 | 4469.099 | 8890.4367 | 13264.5237 | 17591.8649 | 21872.9598 | 26108.3028 | 30298.3826 | 34443.6832 | 38544.683 | 42601.8554 | 42601.8554 | 42601.8554 | 42601.8554 | 42601.8554 | 42601.8554 | 42601.8554 | 42601.8554 | 42601.8554 | 42601.8554 | 42601.8554 | 42601.8554 | 42601.8554 | 42601.8554 | 42601.8554 | 0 | 0 | 0 | 0 | 0 | 0 | 0 | 0 | 0 | 0 | 0 | 0 | 0 | 0 | 0 | 0 | 0 | 0 | 0 | 0 | 0 | 0 | 0 | 0 | 0 | 0 | 0 | 0 | 0 | 0 | 0 | 0 | 0 | 0 | 0 | 0 | 0 | 0 | 0 | 0 | 0 | 0 | 0 | 0 | 0 | 0 | 0 | 0 | 0 | 0 | 0 | 0 | 0 | 0 | 0 | 0 | 0 | 0 | 0 | 0 | 0 | 1.319 | 2.624 | 3.915 | 5.1922 | 6.4557 | 7.7058 | 8.9425 | 10.166 | 11.3764 | 12.5738 | 12.5738 | 12.5738 | 12.5738 | 12.5738 | 12.5738 | 12.5738 | 12.5738 | 12.5738 | 12.5738 | 12.5738 | 12.5738 | 12.5738 | 12.5738 | 12.5738 | 0 | 0 | 0 | 0 | 0 | 0 | 0 | 0 | 0 | 0 | 0 | 0 | 0 | 0 | 0 | 0 | 0 | 0 | 0 | 0 | 0 | 0 | 0 | 0 | 0 | 0 | 0 | 0 | 0 | 0 | 0 | 0 | 0 | 0 | 0 | 0 | 0 | 0 | 0 | 0 | 0 | 0 | 0 | 0 | 0 | 0.001473% | 0.065821 | 0.13094 | 0.19536 | 0.25909 | 0.32215 | 0.38453 | 0.44624 | 0.50729 | 0.56769 | 0.62744 | 0.62744 | 0.62744 | 0.62744 | 0.62744 | 0.62744 | 0.62744 | 0.62744 | 0.62744 | 0.62744 | 0.62744 | 0.62744 | 0.62744 | 0.62744 | 0.62744
Yes | ResInsulation_PSE | M_Input | PSE Business Case "QC APPROVED_Measure Case_Insulation_2020" | 2020 | Retro | 2022 | 2041 | PSE | Residential | Multifamily LI | Gas | Per SqFt of Attic Insulation - R0 Baseline - LIW | Per SqFt of Attic Insulation - R0 Baseline - LIW | 1.92 | LIW: Insulation - Attic - R0 to R38 - MF - TG |  | 0 | 45 | 1.92 | 0 |  | 0 | 0 | 0 | 0 | 0 | 0 | 0 | 0.04 |  | 0 | 0 | 0 | Heating | Gas Heat | Attic Insulation | ResSpHtFAFZ1 | 0.02951% | 0% | 38.85% | 326.8619 |  | 1.325% | 2.222% | 85% | 6.8% | 0.2% | 1.2075 | 0.0097846 | 0.12173 | 0 | 1.5824 | 0 | 0 | 0 | 1.2233 |  | 0 | 2.842 | 0 | 01. ($9,999.000) to $0.028 | 1 | 2.842 | 12. $1.50 to $999.00 | 0 | 0 | 0 | 0 | 0 | 0 | 0 | 0 | 0 | 0 | 0 | 0 | 0 | 0 | 0 | 0 | 0 | 0 | 0 | 0 | 0 | 0 | 0 | 0 | 0 | 0 | 0 | 0 | 0 | 0 | 0 | 0 | 0 | 0 | 0 | 0 | 0 | 0 | 0 | 0 | 0 | 0 | 0 | 0 | 0 | 0 | 0 | 0 | 0 | 0 | 0 | 0 | 0 | 0 | 0 | 0 | 0 | 0 | 0 | 0 | 0 | 0 | 0 | 0 | 0 | 0 | 0 | 0 | 0 | 0 | 0 | 0 | 0 | 0 | 722.2425 | 714.5239 | 706.8878 | 699.3333 | 691.8595 | 684.4656 | 677.1508 | 669.9141 | 662.7547 | 655.6718 | 0 | 0 | 0 | 0 | 0 | 0 | 0 | 0 | 0 | 0 | 28.8897 | 28.581 | 28.2755 | 27.9733 | 27.6744 | 27.3786 | 27.086 | 26.7966 | 26.5102 | 26.2269 | 0 | 0 | 0 | 0 | 0 | 0 | 0 | 0 | 0 | 0 | 275.3922 | 28.8897 | 57.4707 | 85.7462 | 113.7195 | 141.3939 | 168.7725 | 195.8585 | 222.6551 | 249.1653 | 275.3922 | 275.3922 | 275.3922 | 275.3922 | 275.3922 | 275.3922 | 275.3922 | 275.3922 | 275.3922 | 275.3922 | 275.3922 | 0 | 0 | 0 | 0 | 0 | 0 | 0 | 0 | 0 | 0 | 0 | 0 | 0 | 0 | 0 | 0 | 0 | 0 | 0 | 0 | 0 | 0 | 0 | 0 | 0 | 0 | 0 | 0 | 0 | 0 | 0 | 0 | 0 | 0 | 0 | 0 | 0 | 0 | 0 | 0 | 0 | 0 | 0 | 0 | 0 | 0 | 0 | 0 | 0 | 883.4939 | 874.052 | 864.711 | 855.4698 | 846.3275 | 837.2828 | 828.3347 | 819.4823 | 810.7245 | 802.0603 | 0 | 0 | 0 | 0 | 0 | 0 | 0 | 0 | 0 | 0 | 0.001473% | 0 | 0 | 0 | 0 | 0 | 0 | 0 | 0 | 0 | 0 | 0 | 0 | 0 | 0 | 0 | 0 | 0 | 0 | 0 | 0 | 0 | 0 | 0 | 0
Yes | ResInsulation_PSE | M_Input | PSE Business Case "QC APPROVED_Measure Case_Insulation_2020" | 2020 | Retro | 2022 | 2045 | PSE | Residential | Single Family LI | Electric | Per SqFt of Attic Insulation - R0 Baseline - LIW | Per SqFt of Attic Insulation - R0 Baseline - LIW | 2.43 | LIW: Insulation - Attic - R0 to R38 - SF - TE |  | 1.78 | 45 | 2.43 | 0 |  | 0.03 | 0 | 0 | 0 | 0 | 0 | 0 | 0 |  | 0 | 0 | 0 | Heating | Electric Heat | Attic Insulation | ResSpHtFAFZ1 | 0.02951% | 31.51% | 0% | 1294.8001 |  | 2.695% | 2.222% | 85% | 6.8% | 0.2% | 3.6811 | 0.077335 | 0.37585 | 2.1726 | 0 | 0 | 0 | 1.2368 | 0 |  | 0.059524 | 0 | 0.059524 | 03. $0.055 to $0.062 | 1 | 0 | 01. ($9,999.00) to $0.22 | 1 | 99455.7641 | 99229.9182 | 99004.5851 | 98779.7637 | 98555.4529 | 98331.6514 | 98108.3582 | 97885.5719 | 97663.2916 | 97441.5161 | 0 | 0 | 0 | 0 | 0 | 0 | 0 | 0 | 0 | 0 | 0 | 0 | 0 | 0 | 177031.2601 | 176629.2544 | 176228.1615 | 175827.9795 | 175428.7062 | 175030.3395 | 174632.8775 | 174236.3181 | 173840.6591 | 173445.8987 | 0 | 0 | 0 | 0 | 0 | 0 | 0 | 0 | 0 | 0 | 0 | 0 | 0 | 0 | 1752331.4545 | 177031.2601 | 353660.5145 | 529888.676 | 705716.6554 | 881145.3616 | 1056175.7011 | 1230808.5786 | 1405044.8967 | 1578885.5558 | 1752331.4545 | 1752331.4545 | 1752331.4545 | 1752331.4545 | 1752331.4545 | 1752331.4545 | 1752331.4545 | 1752331.4545 | 1752331.4545 | 1752331.4545 | 1752331.4545 | 1752331.4545 | 1752331.4545 | 1752331.4545 | 1752331.4545 | 0 | 0 | 0 | 0 | 0 | 0 | 0 | 0 | 0 | 0 | 0 | 0 | 0 | 0 | 0 | 0 | 0 | 0 | 0 | 0 | 0 | 0 | 0 | 0 | 0 | 0 | 0 | 0 | 0 | 0 | 0 | 0 | 0 | 0 | 0 | 0 | 0 | 0 | 0 | 0 | 0 | 0 | 0 | 0 | 0 | 0 | 0 | 0 | 0 | 0 | 0 | 0 | 0 | 0 | 0 | 0 | 0 | 0 | 0 | 0 | 0 | 52.2503 | 104.3819 | 156.3952 | 208.2903 | 260.0676 | 311.7273 | 363.2697 | 414.6951 | 466.0037 | 517.1958 | 517.1958 | 517.1958 | 517.1958 | 517.1958 | 517.1958 | 517.1958 | 517.1958 | 517.1958 | 517.1958 | 517.1958 | 517.1958 | 517.1958 | 517.1958 | 517.1958 | 123009.9885 | 122730.6553 | 122451.9563 | 122173.8902 | 121896.4556 | 121619.6509 | 121343.4749 | 121067.9259 | 120793.0027 | 120518.7038 | 0 | 0 | 0 | 0 | 0 | 0 | 0 | 0 | 0 | 0 | 0 | 0 | 0 | 0 | 1217605.7041 | 0 | 0 | 0 | 0 | 0 | 0 | 0 | 0 | 0 | 0 | 0 | 0 | 0 | 0 | 0 | 0 | 0 | 0 | 0 | 0 | 0.001473% | 2.6073 | 5.2087 | 7.8042 | 10.3939 | 12.9776 | 15.5554 | 18.1275 | 20.6936 | 23.254 | 25.8085 | 25.8085 | 25.8085 | 25.8085 | 25.8085 | 25.8085 | 25.8085 | 25.8085 | 25.8085 | 25.8085 | 25.8085 | 25.8085 | 25.8085 | 25.8085 | 25.8085
Yes | ResInsulation_PSE | M_Input | PSE Business Case "QC APPROVED_Measure Case_Insulation_2020" | 2020 | Retro | 2022 | 2041 | PSE | Residential | Single Family LI | Gas | Per SqFt of Attic Insulation - R0 Baseline - LIW | Per SqFt of Attic Insulation - R0 Baseline - LIW | 2.43 | LIW: Insulation - Attic - R0 to R38 - SF - TG |  | 0 | 45 | 2.43 | 0 |  | 0 | 0 | 0 | 0 | 0 | 0 | 0 | 0.09 |  | 0 | 0 | 0 | Heating | Gas Heat | Attic Insulation | ResSpHtFAFZ1 | 0.02951% | 0% | 79.28% | 1294.8001 |  | 2.695% | 2.222% | 85% | 6.8% | 0.2% | 2.717 | 0.022015 | 0.2739 | 0 | 2.0027 | 0 | 0 | 0 | 1.4619 |  | 0 | 1.5095 | 0 | 01. ($9,999.000) to $0.028 | 1 | 1.5095 | 12. $1.50 to $999.00 | 0 | 0 | 0 | 0 | 0 | 0 | 0 | 0 | 0 | 0 | 0 | 0 | 0 | 0 | 0 | 0 | 0 | 0 | 0 | 0 | 0 | 0 | 0 | 0 | 0 | 0 | 0 | 0 | 0 | 0 | 0 | 0 | 0 | 0 | 0 | 0 | 0 | 0 | 0 | 0 | 0 | 0 | 0 | 0 | 0 | 0 | 0 | 0 | 0 | 0 | 0 | 0 | 0 | 0 | 0 | 0 | 0 | 0 | 0 | 0 | 0 | 0 | 0 | 0 | 0 | 0 | 0 | 0 | 0 | 0 | 0 | 0 | 0 | 0 | 157087.6475 | 156730.9301 | 156375.0227 | 156019.9235 | 155665.6307 | 155312.1424 | 154959.4568 | 154607.5721 | 154256.4865 | 153906.1981 | 0 | 0 | 0 | 0 | 0 | 0 | 0 | 0 | 0 | 0 | 14137.8883 | 14105.7837 | 14073.752 | 14041.7931 | 14009.9068 | 13978.0928 | 13946.3511 | 13914.6815 | 13883.0838 | 13851.5578 | 0 | 0 | 0 | 0 | 0 | 0 | 0 | 0 | 0 | 0 | 139942.8909 | 14137.8883 | 28243.672 | 42317.424 | 56359.2171 | 70369.1239 | 84347.2167 | 98293.5678 | 112208.2493 | 126091.3331 | 139942.8909 | 139942.8909 | 139942.8909 | 139942.8909 | 139942.8909 | 139942.8909 | 139942.8909 | 139942.8909 | 139942.8909 | 139942.8909 | 139942.8909 | 0 | 0 | 0 | 0 | 0 | 0 | 0 | 0 | 0 | 0 | 0 | 0 | 0 | 0 | 0 | 0 | 0 | 0 | 0 | 0 | 0 | 0 | 0 | 0 | 0 | 0 | 0 | 0 | 0 | 0 | 0 | 0 | 0 | 0 | 0 | 0 | 0 | 0 | 0 | 0 | 0 | 0 | 0 | 0 | 0 | 0 | 0 | 0 | 0 | 229644.2543 | 229122.774 | 228602.4779 | 228083.3633 | 227565.4276 | 227048.6679 | 226533.0818 | 226018.6664 | 225505.4192 | 224993.3375 | 0 | 0 | 0 | 0 | 0 | 0 | 0 | 0 | 0 | 0 | 0.001473% | 0 | 0 | 0 | 0 | 0 | 0 | 0 | 0 | 0 | 0 | 0 | 0 | 0 | 0 | 0 | 0 | 0 | 0 | 0 | 0 | 0 | 0 | 0 | 0
Yes | ResInsulation_PSE | M_Input | PSE Business Case "QC APPROVED_Measure Case_Insulation_2020" | 2020 | Retro | 2022 | 2045 | PSE | Residential | Multifamily LI | Electric | Per SqFt of Attic Insulation - R11 Baseline - LIW | Per SqFt of Attic Insulation - R11 Baseline - LIW | 1.59 | LIW: Insulation - Attic - R11 to R38 - MF - TE |  | 0.56 | 45 | 1.59 | 0 |  | 0 | 0 | 0 | 0 | 0 | 0 | 0 | 0 |  | 0 | 0 | 0 | Heating | Electric Heat | Attic Insulation | ResSpHtFAFZ1 | 0.02951% | 75.29% | 0% | 326.8619 |  | 0% | 2.222% | 85% | 6.8% | 0.2% | 1.1581 | 0.02433 | 0.11824 | 1.4216 | 0 | 0 | 0 | 1.0647 | 0 |  | 0.16287 | 0 | 0.16287 | 10. $0.150 to $0.175 | 0 | 0 | 01. ($9,999.00) to $0.22 | 1 | 0 | 0 | 0 | 0 | 0 | 0 | 0 | 0 | 0 | 0 | 0 | 0 | 0 | 0 | 0 | 0 | 0 | 0 | 0 | 0 | 0 | 0 | 0 | 0 | 0 | 0 | 0 | 0 | 0 | 0 | 0 | 0 | 0 | 0 | 0 | 0 | 0 | 0 | 0 | 0 | 0 | 0 | 0 | 0 | 0 | 0 | 0 | 0 | 0 | 0 | 0 | 0 | 0 | 0 | 0 | 0 | 0 | 0 | 0 | 0 | 0 | 0 | 0 | 0 | 0 | 0 | 0 | 0 | 0 | 0 | 0 | 0 | 0 | 0 | 0 | 0 | 0 | 0 | 0 | 0 | 0 | 0 | 0 | 0 | 0 | 0 | 0 | 0 | 0 | 0 | 0 | 0 | 0 | 0 | 0 | 0 | 0 | 0 | 0 | 0 | 0 | 0 | 0 | 0 | 0 | 0 | 0 | 0 | 0 | 0 | 0 | 0 | 0 | 0 | 0 | 0 | 0 | 0 | 0 | 0 | 0 | 0 | 0 | 0 | 0 | 0 | 0 | 0 | 0 | 0 | 0 | 0 | 0 | 0 | 0 | 0 | 0 | 0 | 0 | 0 | 0 | 0 | 0 | 0 | 0 | 0 | 0 | 0 | 0 | 0 | 0 | 0 | 0 | 0 | 0 | 0 | 0 | 0 | 0 | 0 | 0 | 0 | 0 | 0 | 0 | 0 | 0 | 0 | 0 | 0 | 0 | 0 | 0 | 0 | 0 | 0 | 0 | 0 | 0 | 0 | 0 | 0 | 0 | 0 | 0 | 0 | 0 | 0 | 0 | 0 | 0 | 0 | 0 | 0 | 0 | 0 | 0 | 0 | 0 | 0 | 0 | 0 | 0 | 0.001473% | 0 | 0 | 0 | 0 | 0 | 0 | 0 | 0 | 0 | 0 | 0 | 0 | 0 | 0 | 0 | 0 | 0 | 0 | 0 | 0 | 0 | 0 | 0 | 0
Yes | ResInsulation_PSE | M_Input | PSE Business Case "QC APPROVED_Measure Case_Insulation_2020" | 2020 | Retro | 2022 | 2045 | PSE | Residential | Single Family LI | Electric | Per SqFt of Attic Insulation - R11 Baseline - LIW | Per SqFt of Attic Insulation - R11 Baseline - LIW | 1.59 | LIW: Insulation - Attic - R11 to R38 - SF - TE |  | 0.35 | 45 | 1.59 | 0 |  | 0.01 | 0 | 0 | 0 | 0 | 0 | 0 | 0 |  | 0 | 0 | 0 | Heating | Electric Heat | Attic Insulation | ResSpHtFAFZ1 | 0.02951% | 31.51% | 0% | 1294.8001 |  | 2.31% | 2.222% | 85% | 6.8% | 0.2% | 0.72382 | 0.015206 | 0.073902 | 1.4216 | 0 | 0 | 0 | 1.0225 | 0 |  | 0.25026 | 0 | 0.25026 | 13. $0.225 to $99,999.000 | 0 | 0 | 01. ($9,999.00) to $0.22 | 1 | 85262.8905 | 85069.274 | 84876.0972 | 84683.3591 | 84491.0586 | 84299.1948 | 84107.7667 | 83916.7733 | 83726.2136 | 83536.0866 | 0 | 0 | 0 | 0 | 0 | 0 | 0 | 0 | 0 | 0 | 0 | 0 | 0 | 0 | 29842.0117 | 29774.2459 | 29706.634 | 29639.1757 | 29571.8705 | 29504.7182 | 29437.7183 | 29370.8706 | 29304.1747 | 29237.6303 | 0 | 0 | 0 | 0 | 0 | 0 | 0 | 0 | 0 | 0 | 0 | 0 | 0 | 0 | 295389.05 | 29842.0117 | 59616.2576 | 89322.8916 | 118962.0673 | 148533.9378 | 178038.656 | 207476.3743 | 236847.245 | 266151.4197 | 295389.05 | 295389.05 | 295389.05 | 295389.05 | 295389.05 | 295389.05 | 295389.05 | 295389.05 | 295389.05 | 295389.05 | 295389.05 | 295389.05 | 295389.05 | 295389.05 | 295389.05 | 0 | 0 | 0 | 0 | 0 | 0 | 0 | 0 | 0 | 0 | 0 | 0 | 0 | 0 | 0 | 0 | 0 | 0 | 0 | 0 | 0 | 0 | 0 | 0 | 0 | 0 | 0 | 0 | 0 | 0 | 0 | 0 | 0 | 0 | 0 | 0 | 0 | 0 | 0 | 0 | 0 | 0 | 0 | 0 | 0 | 0 | 0 | 0 | 0 | 0 | 0 | 0 | 0 | 0 | 0 | 0 | 0 | 0 | 0 | 0 | 0 | 8.8078 | 17.5956 | 26.3634 | 35.1113 | 43.8394 | 52.5476 | 61.2361 | 69.9048 | 78.5539 | 87.1833 | 87.1833 | 87.1833 | 87.1833 | 87.1833 | 87.1833 | 87.1833 | 87.1833 | 87.1833 | 87.1833 | 87.1833 | 87.1833 | 87.1833 | 87.1833 | 87.1833 | 87181.6238 | 86983.6502 | 86786.1261 | 86589.0507 | 86392.4227 | 86196.2413 | 86000.5053 | 85805.2138 | 85610.3658 | 85415.9603 | 0 | 0 | 0 | 0 | 0 | 0 | 0 | 0 | 0 | 0 | 0 | 0 | 0 | 0 | 862961.1599 | 0 | 0 | 0 | 0 | 0 | 0 | 0 | 0 | 0 | 0 | 0 | 0 | 0 | 0 | 0 | 0 | 0 | 0 | 0 | 0 | 0.001473% | 0.43952 | 0.87803 | 1.3156 | 1.7521 | 2.1876 | 2.6222 | 3.0557 | 3.4883 | 3.9199 | 4.3505 | 4.3505 | 4.3505 | 4.3505 | 4.3505 | 4.3505 | 4.3505 | 4.3505 | 4.3505 | 4.3505 | 4.3505 | 4.3505 | 4.3505 | 4.3505 | 4.3505
Yes | ResInsulation_PSE | M_Input | PSE Business Case "QC APPROVED_Measure Case_Insulation_2020" | 2020 | Retro | 2022 | 2041 | PSE | Residential | Single Family LI | Gas | Per SqFt of Attic Insulation - R11 Baseline - LIW | Per SqFt of Attic Insulation - R11 Baseline - LIW | 1.59 | LIW: Insulation - Attic - R11 to R38 - SF - TG |  | 0 | 45 | 1.59 | 0 |  | 0 | 0 | 0 | 0 | 0 | 0 | 0 | 0.02 |  | 0 | 0 | 0 | Heating | Gas Heat | Attic Insulation | ResSpHtFAFZ1 | 0.02951% | 0% | 79.28% | 1294.8001 |  | 2.31% | 2.222% | 85% | 6.8% | 0.2% | 0.60377 | 0.0048923 | 0.060867 | 0 | 1.3104 | 0 | 0 | 0 | 1.0418 |  | 0 | 4.8407 | 0 | 01. ($9,999.000) to $0.028 | 1 | 4.8407 | 12. $1.50 to $999.00 | 0 | 0 | 0 | 0 | 0 | 0 | 0 | 0 | 0 | 0 | 0 | 0 | 0 | 0 | 0 | 0 | 0 | 0 | 0 | 0 | 0 | 0 | 0 | 0 | 0 | 0 | 0 | 0 | 0 | 0 | 0 | 0 | 0 | 0 | 0 | 0 | 0 | 0 | 0 | 0 | 0 | 0 | 0 | 0 | 0 | 0 | 0 | 0 | 0 | 0 | 0 | 0 | 0 | 0 | 0 | 0 | 0 | 0 | 0 | 0 | 0 | 0 | 0 | 0 | 0 | 0 | 0 | 0 | 0 | 0 | 0 | 0 | 0 | 0 | 134670.3935 | 134364.5816 | 134059.4641 | 133755.0395 | 133451.3062 | 133148.2626 | 132845.9071 | 132544.2383 | 132243.2545 | 131942.9541 | 0 | 0 | 0 | 0 | 0 | 0 | 0 | 0 | 0 | 0 | 2693.4079 | 2687.2916 | 2681.1893 | 2675.1008 | 2669.0261 | 2662.9653 | 2656.9181 | 2650.8848 | 2644.8651 | 2638.8591 | 0 | 0 | 0 | 0 | 0 | 0 | 0 | 0 | 0 | 0 | 26660.508 | 2693.4079 | 5380.6995 | 8061.8888 | 10736.9896 | 13406.0157 | 16068.981 | 18725.8991 | 21376.7839 | 24021.649 | 26660.508 | 26660.508 | 26660.508 | 26660.508 | 26660.508 | 26660.508 | 26660.508 | 26660.508 | 26660.508 | 26660.508 | 26660.508 | 0 | 0 | 0 | 0 | 0 | 0 | 0 | 0 | 0 | 0 | 0 | 0 | 0 | 0 | 0 | 0 | 0 | 0 | 0 | 0 | 0 | 0 | 0 | 0 | 0 | 0 | 0 | 0 | 0 | 0 | 0 | 0 | 0 | 0 | 0 | 0 | 0 | 0 | 0 | 0 | 0 | 0 | 0 | 0 | 0 | 0 | 0 | 0 | 0 | 140297.6907 | 139979.1002 | 139661.2332 | 139344.088 | 139027.6629 | 138711.9564 | 138396.9668 | 138082.6925 | 137769.1319 | 137456.2833 | 0 | 0 | 0 | 0 | 0 | 0 | 0 | 0 | 0 | 0 | 0.001473% | 0 | 0 | 0 | 0 | 0 | 0 | 0 | 0 | 0 | 0 | 0 | 0 | 0 | 0 | 0 | 0 | 0 | 0 | 0 | 0 | 0 | 0 | 0 | 0
Yes | ResInsulation_PSE | M_Input | PSE Business Case "QC APPROVED_Measure Case_Insulation_2020" | 2020 | Retro | 2022 | 2045 | PSE | Residential | Multifamily LI | Electric | Per SqFt of Attic Insulation - R19 Baseline - LIW | Per SqFt of Attic Insulation - R19 Baseline - LIW | 1.29 | LIW: Insulation - Attic - R19 to R38 - MF - TE |  | 0.24 | 45 | 1.29 | 0 |  | 0 | 0 | 0 | 0 | 0 | 0 | 0 | 0 |  | 0 | 0 | 0 | Heating | Electric Heat | Attic Insulation | ResSpHtFAFZ1 | 0.02951% | 75.29% | 0% | 326.8619 |  | 1.142% | 2.222% | 85% | 6.8% | 0.2% | 0.49633 | 0.010427 | 0.050676 | 1.1534 | 0 | 0 | 0 | 0.90018 | 0 |  | 0.3213 | 0 | 0.3213 | 13. $0.225 to $99,999.000 | 0 | 0 | 01. ($9,999.00) to $0.22 | 1 | 16367.8703 | 16192.9471 | 16019.8932 | 15848.6889 | 15679.3141 | 15511.7495 | 15345.9757 | 15181.9734 | 15019.7239 | 14859.2083 | 0 | 0 | 0 | 0 | 0 | 0 | 0 | 0 | 0 | 0 | 0 | 0 | 0 | 0 | 3928.2889 | 3886.3073 | 3844.7744 | 3803.6853 | 3763.0354 | 3722.8199 | 3683.0342 | 3643.6736 | 3604.7337 | 3566.21 | 0 | 0 | 0 | 0 | 0 | 0 | 0 | 0 | 0 | 0 | 0 | 0 | 0 | 0 | 37446.5627 | 3928.2889 | 7814.5962 | 11659.3705 | 15463.0559 | 19226.0913 | 22948.9111 | 26631.9453 | 30275.6189 | 33880.3527 | 37446.5627 | 37446.5627 | 37446.5627 | 37446.5627 | 37446.5627 | 37446.5627 | 37446.5627 | 37446.5627 | 37446.5627 | 37446.5627 | 37446.5627 | 37446.5627 | 37446.5627 | 37446.5627 | 37446.5627 | 0 | 0 | 0 | 0 | 0 | 0 | 0 | 0 | 0 | 0 | 0 | 0 | 0 | 0 | 0 | 0 | 0 | 0 | 0 | 0 | 0 | 0 | 0 | 0 | 0 | 0 | 0 | 0 | 0 | 0 | 0 | 0 | 0 | 0 | 0 | 0 | 0 | 0 | 0 | 0 | 0 | 0 | 0 | 0 | 0 | 0 | 0 | 0 | 0 | 0 | 0 | 0 | 0 | 0 | 0 | 0 | 0 | 0 | 0 | 0 | 0 | 1.1594 | 2.3065 | 3.4412 | 4.5639 | 5.6745 | 6.7733 | 7.8603 | 8.9358 | 9.9997 | 11.0522 | 11.0522 | 11.0522 | 11.0522 | 11.0522 | 11.0522 | 11.0522 | 11.0522 | 11.0522 | 11.0522 | 11.0522 | 11.0522 | 11.0522 | 11.0522 | 11.0522 | 14734.03 | 14576.5677 | 14420.7881 | 14266.6733 | 14114.2056 | 13963.3672 | 13814.1409 | 13666.5094 | 13520.4556 | 13375.9627 | 0 | 0 | 0 | 0 | 0 | 0 | 0 | 0 | 0 | 0 | 0 | 0 | 0 | 0 | 140452.7005 | 0 | 0 | 0 | 0 | 0 | 0 | 0 | 0 | 0 | 0 | 0 | 0 | 0 | 0 | 0 | 0 | 0 | 0 | 0 | 0 | 0.001473% | 0.057856 | 0.11509 | 0.17172 | 0.22774 | 0.28316 | 0.33799 | 0.39224 | 0.4459 | 0.49899 | 0.55152 | 0.55152 | 0.55152 | 0.55152 | 0.55152 | 0.55152 | 0.55152 | 0.55152 | 0.55152 | 0.55152 | 0.55152 | 0.55152 | 0.55152 | 0.55152 | 0.55152
Yes | ResInsulation_PSE | M_Input | PSE Business Case "QC APPROVED_Measure Case_Insulation_2020" | 2020 | Retro | 2022 | 2045 | PSE | Residential | Single Family LI | Electric | Per SqFt of Attic Insulation - R19 Baseline - LIW | Per SqFt of Attic Insulation - R19 Baseline - LIW | 1.29 | LIW: Insulation - Attic - R19 to R38 - SF - TE |  | 0.17 | 45 | 1.29 | 0 |  | 0.003 | 0 | 0 | 0 | 0 | 0 | 0 | 0 |  | 0 | 0 | 0 | Heating | Electric Heat | Attic Insulation | ResSpHtFAFZ1 | 0.02951% | 31.51% | 0% | 1294.8001 |  | 0.7738% | 2.222% | 85% | 6.8% | 0.2% | 0.35157 | 0.0073859 | 0.035895 | 1.1534 | 0 | 0 | 0 | 0.88871 | 0 |  | 0.44783 | 0 | 0.44783 | 13. $0.225 to $99,999.000 | 0 | 0 | 01. ($9,999.00) to $0.22 | 1 | 28558.6342 | 28493.7828 | 28429.0786 | 28364.5213 | 28300.1107 | 28235.8463 | 28171.7278 | 28107.7549 | 28043.9273 | 27980.2447 | 0 | 0 | 0 | 0 | 0 | 0 | 0 | 0 | 0 | 0 | 0 | 0 | 0 | 0 | 4854.9678 | 4843.9431 | 4832.9434 | 4821.9686 | 4811.0188 | 4800.0939 | 4789.1937 | 4778.3183 | 4767.4676 | 4756.6416 | 0 | 0 | 0 | 0 | 0 | 0 | 0 | 0 | 0 | 0 | 0 | 0 | 0 | 0 | 48056.5568 | 4854.9678 | 9698.9109 | 14531.8542 | 19353.8229 | 24164.8417 | 28964.9355 | 33754.1293 | 38532.4476 | 43299.9152 | 48056.5568 | 48056.5568 | 48056.5568 | 48056.5568 | 48056.5568 | 48056.5568 | 48056.5568 | 48056.5568 | 48056.5568 | 48056.5568 | 48056.5568 | 48056.5568 | 48056.5568 | 48056.5568 | 48056.5568 | 0 | 0 | 0 | 0 | 0 | 0 | 0 | 0 | 0 | 0 | 0 | 0 | 0 | 0 | 0 | 0 | 0 | 0 | 0 | 0 | 0 | 0 | 0 | 0 | 0 | 0 | 0 | 0 | 0 | 0 | 0 | 0 | 0 | 0 | 0 | 0 | 0 | 0 | 0 | 0 | 0 | 0 | 0 | 0 | 0 | 0 | 0 | 0 | 0 | 0 | 0 | 0 | 0 | 0 | 0 | 0 | 0 | 0 | 0 | 0 | 0 | 1.4329 | 2.8626 | 4.289 | 5.7122 | 7.1322 | 8.5489 | 9.9624 | 11.3727 | 12.7798 | 14.1838 | 14.1838 | 14.1838 | 14.1838 | 14.1838 | 14.1838 | 14.1838 | 14.1838 | 14.1838 | 14.1838 | 14.1838 | 14.1838 | 14.1838 | 14.1838 | 14.1838 | 25380.4619 | 25322.8275 | 25265.3239 | 25207.951 | 25150.7083 | 25093.5957 | 25036.6127 | 24979.7591 | 24923.0346 | 24866.4389 | 0 | 0 | 0 | 0 | 0 | 0 | 0 | 0 | 0 | 0 | 0 | 0 | 0 | 0 | 251226.7136 | 0 | 0 | 0 | 0 | 0 | 0 | 0 | 0 | 0 | 0 | 0 | 0 | 0 | 0 | 0 | 0 | 0 | 0 | 0 | 0 | 0.001473% | 0.071504 | 0.14285 | 0.21403 | 0.28504 | 0.3559 | 0.4266 | 0.49713 | 0.56751 | 0.63772 | 0.70778 | 0.70778 | 0.70778 | 0.70778 | 0.70778 | 0.70778 | 0.70778 | 0.70778 | 0.70778 | 0.70778 | 0.70778 | 0.70778 | 0.70778 | 0.70778 | 0.70778
Yes | ResInsulation_PSE | M_Input | PSE Business Case "QC APPROVED_Measure Case_Insulation_2020" | 2020 | Retro | 2022 | 2045 | PSE | Residential | Multifamily LI | Electric | Per SqFt of Attic Insulation - R0 Baseline - LIW | Per SqFt of Attic Insulation - R0 Baseline - LIW | 2.43 | LIW: Insulation - Attic - R0 to R49 - MF - TE |  | 0.05 | 45 | 0.51 | 0 |  | 0 | 0 | 0 | 0 | 0 | 0 | 0 | 0 |  | 0 | 0 | 0 | Heating | Electric Heat | Attic Insulation | ResSpHtFAFZ1 | 0.02951% | 75.29% | 0% | 326.8619 |  | 8.087% | 2.222% | 85% | 6.8% | 0.2% | 0.1034 | 0.0021723 | 0.010557 | 0.45598 | 0 | 0 | 0 | 0.3635 | 0 |  | 0.62278 | 0 | 0.62278 | 13. $0.225 to $99,999.000 | 0 | 0 | 01. ($9,999.00) to $0.22 | 1 | 115904.3984 | 114665.7297 | 113440.2986 | 112227.9636 | 111028.5849 | 109842.0239 | 108668.1437 | 107506.8087 | 106357.8849 | 105221.2396 | 0 | 0 | 0 | 0 | 0 | 0 | 0 | 0 | 0 | 0 | 0 | 0 | 0 | 0 | 5795.2199 | 5733.2865 | 5672.0149 | 5611.3982 | 5551.4292 | 5492.1012 | 5433.4072 | 5375.3404 | 5317.8942 | 5261.062 | 0 | 0 | 0 | 0 | 0 | 0 | 0 | 0 | 0 | 0 | 0 | 0 | 0 | 0 | 55243.1538 | 5795.2199 | 11528.5064 | 17200.5213 | 22811.9195 | 28363.3488 | 33855.45 | 39288.8571 | 44664.1976 | 49982.0918 | 55243.1538 | 55243.1538 | 55243.1538 | 55243.1538 | 55243.1538 | 55243.1538 | 55243.1538 | 55243.1538 | 55243.1538 | 55243.1538 | 55243.1538 | 55243.1538 | 55243.1538 | 55243.1538 | 55243.1538 | 0 | 0 | 0 | 0 | 0 | 0 | 0 | 0 | 0 | 0 | 0 | 0 | 0 | 0 | 0 | 0 | 0 | 0 | 0 | 0 | 0 | 0 | 0 | 0 | 0 | 0 | 0 | 0 | 0 | 0 | 0 | 0 | 0 | 0 | 0 | 0 | 0 | 0 | 0 | 0 | 0 | 0 | 0 | 0 | 0 | 0 | 0 | 0 | 0 | 0 | 0 | 0 | 0 | 0 | 0 | 0 | 0 | 0 | 0 | 0 | 0 | 1.7104 | 3.4026 | 5.0767 | 6.7329 | 8.3714 | 9.9923 | 11.596 | 13.1825 | 14.7521 | 16.3049 | 16.3049 | 16.3049 | 16.3049 | 16.3049 | 16.3049 | 16.3049 | 16.3049 | 16.3049 | 16.3049 | 16.3049 | 16.3049 | 16.3049 | 16.3049 | 16.3049 | 42131.6278 | 41681.3676 | 41235.9194 | 40795.2317 | 40359.2536 | 39927.9348 | 39501.2255 | 39079.0765 | 38661.4389 | 38248.2646 | 0 | 0 | 0 | 0 | 0 | 0 | 0 | 0 | 0 | 0 | 0 | 0 | 0 | 0 | 401621.3406 | 0 | 0 | 0 | 0 | 0 | 0 | 0 | 0 | 0 | 0 | 0 | 0 | 0 | 0 | 0 | 0 | 0 | 0 | 0 | 0 | 0.001473% | 0.085353 | 0.16979 | 0.25333 | 0.33598 | 0.41774 | 0.49863 | 0.57865 | 0.65782 | 0.73614 | 0.81363 | 0.81363 | 0.81363 | 0.81363 | 0.81363 | 0.81363 | 0.81363 | 0.81363 | 0.81363 | 0.81363 | 0.81363 | 0.81363 | 0.81363 | 0.81363 | 0.81363
Yes | ResInsulation_PSE | M_Input | PSE Business Case "QC APPROVED_Measure Case_Insulation_2020" | 2020 | Retro | 2022 | 2041 | PSE | Residential | Multifamily LI | Gas | Per SqFt of Attic Insulation - R0 Baseline - LIW | Per SqFt of Attic Insulation - R0 Baseline - LIW | 2.14 | LIW: Insulation - Attic - R0 to R49 - MF - TG |  | 0 | 45 | 2.14 | 0 |  | 0 | 0 | 0 | 0 | 0 | 0 | 0 | 0.04 |  | 0 | 0 | 0 | Heating | Gas Heat | Attic Insulation | ResSpHtFAFZ1 | 0.02951% | 0% | 38.85% | 326.8619 |  | 7.904% | 2.222% | 85% | 6.8% | 0.2% | 1.2075 | 0.0097846 | 0.12173 | 0 | 1.7637 | 0 | 0 | 0 | 1.3735 |  | 0 | 3.191 | 0 | 01. ($9,999.000) to $0.028 | 1 | 3.191 | 12. $1.50 to $999.00 | 0 | 0 | 0 | 0 | 0 | 0 | 0 | 0 | 0 | 0 | 0 | 0 | 0 | 0 | 0 | 0 | 0 | 0 | 0 | 0 | 0 | 0 | 0 | 0 | 0 | 0 | 0 | 0 | 0 | 0 | 0 | 0 | 0 | 0 | 0 | 0 | 0 | 0 | 0 | 0 | 0 | 0 | 0 | 0 | 0 | 0 | 0 | 0 | 0 | 0 | 0 | 0 | 0 | 0 | 0 | 0 | 0 | 0 | 0 | 0 | 0 | 0 | 0 | 0 | 0 | 0 | 0 | 0 | 0 | 0 | 0 | 0 | 0 | 0 | 4308.15 | 4262.1089 | 4216.5598 | 4171.4975 | 4126.9168 | 4082.8124 | 4039.1795 | 3996.0128 | 3953.3075 | 3911.0586 | 0 | 0 | 0 | 0 | 0 | 0 | 0 | 0 | 0 | 0 | 172.326 | 170.4844 | 168.6624 | 166.8599 | 165.0767 | 163.3125 | 161.5672 | 159.8405 | 158.1323 | 156.4423 | 0 | 0 | 0 | 0 | 0 | 0 | 0 | 0 | 0 | 0 | 1642.7042 | 172.326 | 342.8104 | 511.4728 | 678.3326 | 843.4093 | 1006.7218 | 1168.289 | 1328.1295 | 1486.2618 | 1642.7042 | 1642.7042 | 1642.7042 | 1642.7042 | 1642.7042 | 1642.7042 | 1642.7042 | 1642.7042 | 1642.7042 | 1642.7042 | 1642.7042 | 0 | 0 | 0 | 0 | 0 | 0 | 0 | 0 | 0 | 0 | 0 | 0 | 0 | 0 | 0 | 0 | 0 | 0 | 0 | 0 | 0 | 0 | 0 | 0 | 0 | 0 | 0 | 0 | 0 | 0 | 0 | 0 | 0 | 0 | 0 | 0 | 0 | 0 | 0 | 0 | 0 | 0 | 0 | 0 | 0 | 0 | 0 | 0 | 0 | 5917.1455 | 5853.9091 | 5791.3484 | 5729.4564 | 5668.2257 | 5607.6495 | 5547.7206 | 5488.4322 | 5429.7774 | 5371.7494 | 0 | 0 | 0 | 0 | 0 | 0 | 0 | 0 | 0 | 0 | 0.001473% | 0 | 0 | 0 | 0 | 0 | 0 | 0 | 0 | 0 | 0 | 0 | 0 | 0 | 0 | 0 | 0 | 0 | 0 | 0 | 0 | 0 | 0 | 0 | 0
Yes | ResInsulation_PSE | M_Input | PSE Business Case "QC APPROVED_Measure Case_Insulation_2020" | 2020 | Retro | 2022 | 2045 | PSE | Residential | Single Family LI | Electric | Per SqFt of Attic Insulation - R0 Baseline - LIW | Per SqFt of Attic Insulation - R0 Baseline - LIW | 2.43 | LIW: Insulation - Attic - R0 to R49 - SF - TE |  | 0.03 | 45 | 0 | 0 |  | 0 | 0 | 0 | 0 | 0 | 0 | 0 | 0 |  | 0 | 0 | 0 | Heating | Electric Heat | Attic Insulation | ResSpHtFAFZ1 | 0.02951% | 31.51% | 0% | 1294.8001 |  | 1.436% | 2.222% | 85% | 6.8% | 0.2% | 0.062041 | 0.0013034 | 0.0063345 | 0 | 0 | 0 | 0 | -0.0050919 | 0 |  | -0.01454 | 0 | -0.01454 | 01. ($9,999.000) to $0.028 | 1 | 0 | 01. ($9,999.00) to $0.22 | 1 | 52992.1952 | 52871.8596 | 52751.7972 | 52632.0075 | 52512.4898 | 52393.2435 | 52274.268 | 52155.5626 | 52037.1269 | 51918.96 | 0 | 0 | 0 | 0 | 0 | 0 | 0 | 0 | 0 | 0 | 0 | 0 | 0 | 0 | 1589.7659 | 1586.1558 | 1582.5539 | 1578.9602 | 1575.3747 | 1571.7973 | 1568.228 | 1564.6669 | 1561.1138 | 1557.5688 | 0 | 0 | 0 | 0 | 0 | 0 | 0 | 0 | 0 | 0 | 0 | 0 | 0 | 0 | 15736.1853 | 1589.7659 | 3175.9216 | 4758.4756 | 6337.4358 | 7912.8105 | 9484.6078 | 11052.8358 | 12617.5027 | 14178.6165 | 15736.1853 | 15736.1853 | 15736.1853 | 15736.1853 | 15736.1853 | 15736.1853 | 15736.1853 | 15736.1853 | 15736.1853 | 15736.1853 | 15736.1853 | 15736.1853 | 15736.1853 | 15736.1853 | 15736.1853 | 0 | 0 | 0 | 0 | 0 | 0 | 0 | 0 | 0 | 0 | 0 | 0 | 0 | 0 | 0 | 0 | 0 | 0 | 0 | 0 | 0 | 0 | 0 | 0 | 0 | 0 | 0 | 0 | 0 | 0 | 0 | 0 | 0 | 0 | 0 | 0 | 0 | 0 | 0 | 0 | 0 | 0 | 0 | 0 | 0 | 0 | 0 | 0 | 0 | 0 | 0 | 0 | 0 | 0 | 0 | 0 | 0 | 0 | 0 | 0 | 0 | 0.46921 | 0.93736 | 1.4045 | 1.8705 | 2.3354 | 2.7994 | 3.2622 | 3.724 | 4.1848 | 4.6445 | 4.6445 | 4.6445 | 4.6445 | 4.6445 | 4.6445 | 4.6445 | 4.6445 | 4.6445 | 4.6445 | 4.6445 | 4.6445 | 4.6445 | 4.6445 | 4.6445 | 0 | 0 | 0 | 0 | 0 | 0 | 0 | 0 | 0 | 0 | 0 | 0 | 0 | 0 | 0 | 0 | 0 | 0 | 0 | 0 | 0 | 0 | 0 | 0 | 0 | 0 | 0 | 0 | 0 | 0 | 0 | 0 | 0 | 0 | 0 | 0 | 0 | 0 | 0 | 0 | 0 | 0 | 0 | 0 | 0 | 0.001473% | 0.023414 | 0.046775 | 0.070083 | 0.093338 | 0.11654 | 0.13969 | 0.16279 | 0.18583 | 0.20882 | 0.23176 | 0.23176 | 0.23176 | 0.23176 | 0.23176 | 0.23176 | 0.23176 | 0.23176 | 0.23176 | 0.23176 | 0.23176 | 0.23176 | 0.23176 | 0.23176 | 0.23176
Yes | ResInsulation_PSE | M_Input | PSE Business Case "QC APPROVED_Measure Case_Insulation_2020" | 2020 | Retro | 2022 | 2041 | PSE | Residential | Single Family LI | Gas | Per SqFt of Attic Insulation - R0 Baseline - LIW | Per SqFt of Attic Insulation - R0 Baseline - LIW | 2.43 | LIW: Insulation - Attic - R0 to R49 - SF - TG |  | 0 | 45 | 0 | 0 |  | 0 | 0 | 0 | 0 | 0 | 0 | 0 | 0.01 |  | 0 | 0 | 0 | Heating | Gas Heat | Attic Insulation | ResSpHtFAFZ1 | 0.02951% | 0% | 79.28% | 1294.8001 |  | 1.436% | 2.222% | 85% | 6.8% | 0.2% | 0.30189 | 0.0024461 | 0.030433 | 0 | 0 | 0 | 0 | 0 | -0.02192 |  | 0 | -0.2037 | 0 | 01. ($9,999.000) to $0.028 | 1 | -0.2037 | 01. ($9,999.00) to $0.22 | 1 | 0 | 0 | 0 | 0 | 0 | 0 | 0 | 0 | 0 | 0 | 0 | 0 | 0 | 0 | 0 | 0 | 0 | 0 | 0 | 0 | 0 | 0 | 0 | 0 | 0 | 0 | 0 | 0 | 0 | 0 | 0 | 0 | 0 | 0 | 0 | 0 | 0 | 0 | 0 | 0 | 0 | 0 | 0 | 0 | 0 | 0 | 0 | 0 | 0 | 0 | 0 | 0 | 0 | 0 | 0 | 0 | 0 | 0 | 0 | 0 | 0 | 0 | 0 | 0 | 0 | 0 | 0 | 0 | 0 | 0 | 0 | 0 | 0 | 83699.7167 | 83509.6499 | 83320.0147 | 83130.8101 | 82942.0352 | 82753.6889 | 82565.7704 | 82378.2785 | 82191.2125 | 82004.5712 | 0 | 0 | 0 | 0 | 0 | 0 | 0 | 0 | 0 | 0 | 836.9972 | 835.0965 | 833.2001 | 831.3081 | 829.4204 | 827.5369 | 825.6577 | 823.7828 | 821.9121 | 820.0457 | 0 | 0 | 0 | 0 | 0 | 0 | 0 | 0 | 0 | 0 | 8284.9575 | 836.9972 | 1672.0937 | 2505.2938 | 3336.6019 | 4166.0223 | 4993.5592 | 5819.2169 | 6642.9996 | 7464.9118 | 8284.9575 | 8284.9575 | 8284.9575 | 8284.9575 | 8284.9575 | 8284.9575 | 8284.9575 | 8284.9575 | 8284.9575 | 8284.9575 | 8284.9575 | 0 | 0 | 0 | 0 | 0 | 0 | 0 | 0 | 0 | 0 | 0 | 0 | 0 | 0 | 0 | 0 | 0 | 0 | 0 | 0 | 0 | 0 | 0 | 0 | 0 | 0 | 0 | 0 | 0 | 0 | 0 | 0 | 0 | 0 | 0 | 0 | 0 | 0 | 0 | 0 | 0 | 0 | 0 | 0 | 0 | 0 | 0 | 0 | 0 | 0 | 0 | 0 | 0 | 0 | 0 | 0 | 0 | 0 | 0 | 0 | 0 | 0 | 0 | 0 | 0 | 0 | 0 | 0 | 0 | 0.001473% | 0 | 0 | 0 | 0 | 0 | 0 | 0 | 0 | 0 | 0 | 0 | 0 | 0 | 0 | 0 | 0 | 0 | 0 | 0 | 0 | 0 | 0 | 0 | 0
Yes | ResInsulation_PSE | M_Input | PSE Business Case "QC APPROVED_Measure Case_Insulation_2020" | 2020 | Retro | 2022 | 2045 | PSE | Residential | Single Family LI | Electric | Per SqFt of Attic Insulation - R11 Baseline - LIW | Per SqFt of Attic Insulation - R11 Baseline - LIW | 1.82 | LIW: Insulation - Attic - R11 to R49 - SF - TE |  | 0.03 | 45 | 0.23 | 0 |  | 0 | 0 | 0 | 0 | 0 | 0 | 0 | 0 |  | 0 | 0 | 0 | Heating | Electric Heat | Attic Insulation | ResSpHtFAFZ1 | 0.02951% | 31.51% | 0% | 1294.8001 |  | 1.813% | 2.222% | 85% | 6.8% | 0.2% | 0.062041 | 0.0013034 | 0.0063345 | 0.20564 | 0 | 0 | 0 | 0.16267 | 0 |  | 0.46449 | 0 | 0.46449 | 13. $0.225 to $99,999.000 | 0 | 0 | 01. ($9,999.00) to $0.22 | 1 | 66909.7423 | 66757.8025 | 66606.2077 | 66454.9571 | 66304.05 | 66153.4856 | 66003.2631 | 65853.3817 | 65703.8407 | 65554.6392 | 0 | 0 | 0 | 0 | 0 | 0 | 0 | 0 | 0 | 0 | 0 | 0 | 0 | 0 | 2007.2923 | 2002.7341 | 1998.1862 | 1993.6487 | 1989.1215 | 1984.6046 | 1980.0979 | 1975.6015 | 1971.1152 | 1966.6392 | 0 | 0 | 0 | 0 | 0 | 0 | 0 | 0 | 0 | 0 | 0 | 0 | 0 | 0 | 19869.0411 | 2007.2923 | 4010.0263 | 6008.2126 | 8001.8613 | 9990.9828 | 11975.5874 | 13955.6852 | 15931.2867 | 17902.4019 | 19869.0411 | 19869.0411 | 19869.0411 | 19869.0411 | 19869.0411 | 19869.0411 | 19869.0411 | 19869.0411 | 19869.0411 | 19869.0411 | 19869.0411 | 19869.0411 | 19869.0411 | 19869.0411 | 19869.0411 | 0 | 0 | 0 | 0 | 0 | 0 | 0 | 0 | 0 | 0 | 0 | 0 | 0 | 0 | 0 | 0 | 0 | 0 | 0 | 0 | 0 | 0 | 0 | 0 | 0 | 0 | 0 | 0 | 0 | 0 | 0 | 0 | 0 | 0 | 0 | 0 | 0 | 0 | 0 | 0 | 0 | 0 | 0 | 0 | 0 | 0 | 0 | 0 | 0 | 0 | 0 | 0 | 0 | 0 | 0 | 0 | 0 | 0 | 0 | 0 | 0 | 0.59245 | 1.1835 | 1.7733 | 2.3617 | 2.9488 | 3.5346 | 4.119 | 4.7021 | 5.2838 | 5.8643 | 5.8643 | 5.8643 | 5.8643 | 5.8643 | 5.8643 | 5.8643 | 5.8643 | 5.8643 | 5.8643 | 5.8643 | 5.8643 | 5.8643 | 5.8643 | 5.8643 | 10884.0865 | 10859.3708 | 10834.7111 | 10810.1075 | 10785.5597 | 10761.0676 | 10736.6312 | 10712.2503 | 10687.9247 | 10663.6544 | 0 | 0 | 0 | 0 | 0 | 0 | 0 | 0 | 0 | 0 | 0 | 0 | 0 | 0 | 107735.3637 | 0 | 0 | 0 | 0 | 0 | 0 | 0 | 0 | 0 | 0 | 0 | 0 | 0 | 0 | 0 | 0 | 0 | 0 | 0 | 0 | 0.001473% | 0.029564 | 0.05906 | 0.088489 | 0.11785 | 0.14715 | 0.17638 | 0.20554 | 0.23464 | 0.26367 | 0.29263 | 0.29263 | 0.29263 | 0.29263 | 0.29263 | 0.29263 | 0.29263 | 0.29263 | 0.29263 | 0.29263 | 0.29263 | 0.29263 | 0.29263 | 0.29263 | 0.29263
Yes | ResInsulation_PSE | M_Input | PSE Business Case "QC APPROVED_Measure Case_Insulation_2020" | 2020 | Retro | 2022 | 2041 | PSE | Residential | Single Family LI | Gas | Per SqFt of Attic Insulation - R11 Baseline - LIW | Per SqFt of Attic Insulation - R11 Baseline - LIW | 1.82 | LIW: Insulation - Attic - R11 to R49 - SF - TG |  | 0 | 45 | 0.23 | 0 |  | 0 | 0 | 0 | 0 | 0 | 0 | 0 | 0 |  | 0 | 0 | 0 | Heating | Gas Heat | Attic Insulation | ResSpHtFAFZ1 | 0.02951% | 0% | 79.28% | 1294.8001 |  | 1.813% | 2.222% | 85% | 6.8% | 0.2% | 0 | 0 | 0 | 0 | 0.18956 | 0 | 0 | 0 | 0.15704 |  | 0 | 0 | 0 | 01. ($9,999.000) to $0.028 | 1 | 0 | 01. ($9,999.00) to $0.22 | 1 | 0 | 0 | 0 | 0 | 0 | 0 | 0 | 0 | 0 | 0 | 0 | 0 | 0 | 0 | 0 | 0 | 0 | 0 | 0 | 0 | 0 | 0 | 0 | 0 | 0 | 0 | 0 | 0 | 0 | 0 | 0 | 0 | 0 | 0 | 0 | 0 | 0 | 0 | 0 | 0 | 0 | 0 | 0 | 0 | 0 | 0 | 0 | 0 | 0 | 0 | 0 | 0 | 0 | 0 | 0 | 0 | 0 | 0 | 0 | 0 | 0 | 0 | 0 | 0 | 0 | 0 | 0 | 0 | 0 | 0 | 0 | 0 | 0 | 105682.1001 | 105442.1153 | 105202.6754 | 104963.7793 | 104725.4257 | 104487.6133 | 104250.341 | 104013.6075 | 103777.4115 | 103541.7519 | 0 | 0 | 0 | 0 | 0 | 0 | 0 | 0 | 0 | 0 | 0 | 0 | 0 | 0 | 0 | 0 | 0 | 0 | 0 | 0 | 0 | 0 | 0 | 0 | 0 | 0 | 0 | 0 | 0 | 0 | 0 | 0 | 0 | 0 | 0 | 0 | 0 | 0 | 0 | 0 | 0 | 0 | 0 | 0 | 0 | 0 | 0 | 0 | 0 | 0 | 0 | 0 | 0 | 0 | 0 | 0 | 0 | 0 | 0 | 0 | 0 | 0 | 0 | 0 | 0 | 0 | 0 | 0 | 0 | 0 | 0 | 0 | 0 | 0 | 0 | 0 | 0 | 0 | 0 | 0 | 0 | 0 | 0 | 0 | 0 | 0 | 0 | 0 | 0 | 0 | 0 | 0 | 0 | 0 | 0 | 0 | 0 | 0 | 0 | 0 | 0 | 0 | 0 | 0 | 0 | 0 | 0 | 0 | 0 | 0 | 0 | 0 | 0 | 0 | 0 | 0 | 0 | 0 | 0 | 0 | 0.001473% | 0 | 0 | 0 | 0 | 0 | 0 | 0 | 0 | 0 | 0 | 0 | 0 | 0 | 0 | 0 | 0 | 0 | 0 | 0 | 0 | 0 | 0 | 0 | 0
Yes | ResInsulation_PSE | M_Input | PSE Business Case "QC APPROVED_Measure Case_Insulation_2020" | 2020 | Retro | 2022 | 2045 | PSE | Residential | Multifamily LI | Electric | Per SqFt of Attic Insulation - R19 Baseline - LIW | Per SqFt of Attic Insulation - R19 Baseline - LIW | 1.82 | LIW: Insulation - Attic - R19 to R49 - MF - TE |  | 0.05 | 45 | 0.53 | 0 |  | 0 | 0 | 0 | 0 | 0 | 0 | 0 | 0 |  | 0 | 0 | 0 | Heating | Electric Heat | Attic Insulation | ResSpHtFAFZ1 | 0.02951% | 75.29% | 0% | 326.8619 |  | 16.78% | 2.222% | 85% | 6.8% | 0.2% | 0.1034 | 0.0021723 | 0.010557 | 0.47387 | 0 | 0 | 0 | 0.37809 | 0 |  | 0.64778 | 0 | 0.64778 | 13. $0.225 to $99,999.000 | 0 | 0 | 01. ($9,999.00) to $0.22 | 1 | 240420.6678 | 237851.2954 | 235309.3818 | 232794.6336 | 230306.7605 | 227845.4753 | 225410.4938 | 223001.5349 | 220618.3205 | 218260.5755 | 0 | 0 | 0 | 0 | 0 | 0 | 0 | 0 | 0 | 0 | 0 | 0 | 0 | 0 | 12021.0334 | 11892.5648 | 11765.4691 | 11639.7317 | 11515.338 | 11392.2738 | 11270.5247 | 11150.0767 | 11030.916 | 10913.0288 | 0 | 0 | 0 | 0 | 0 | 0 | 0 | 0 | 0 | 0 | 0 | 0 | 0 | 0 | 114590.957 | 12021.0334 | 23913.5982 | 35679.0673 | 47318.7989 | 58834.137 | 70226.4107 | 81496.9354 | 92647.0122 | 103677.9282 | 114590.957 | 114590.957 | 114590.957 | 114590.957 | 114590.957 | 114590.957 | 114590.957 | 114590.957 | 114590.957 | 114590.957 | 114590.957 | 114590.957 | 114590.957 | 114590.957 | 114590.957 | 0 | 0 | 0 | 0 | 0 | 0 | 0 | 0 | 0 | 0 | 0 | 0 | 0 | 0 | 0 | 0 | 0 | 0 | 0 | 0 | 0 | 0 | 0 | 0 | 0 | 0 | 0 | 0 | 0 | 0 | 0 | 0 | 0 | 0 | 0 | 0 | 0 | 0 | 0 | 0 | 0 | 0 | 0 | 0 | 0 | 0 | 0 | 0 | 0 | 0 | 0 | 0 | 0 | 0 | 0 | 0 | 0 | 0 | 0 | 0 | 0 | 3.548 | 7.058 | 10.5306 | 13.966 | 17.3647 | 20.7271 | 24.0536 | 27.3445 | 30.6003 | 33.8212 | 33.8212 | 33.8212 | 33.8212 | 33.8212 | 33.8212 | 33.8212 | 33.8212 | 33.8212 | 33.8212 | 33.8212 | 33.8212 | 33.8212 | 33.8212 | 33.8212 | 90900.9159 | 89929.4591 | 88968.3842 | 88017.5802 | 87076.9375 | 86146.3475 | 85225.7026 | 84314.8967 | 83413.8246 | 82522.3821 | 0 | 0 | 0 | 0 | 0 | 0 | 0 | 0 | 0 | 0 | 0 | 0 | 0 | 0 | 866516.4305 | 0 | 0 | 0 | 0 | 0 | 0 | 0 | 0 | 0 | 0 | 0 | 0 | 0 | 0 | 0 | 0 | 0 | 0 | 0 | 0 | 0.001473% | 0.17705 | 0.3522 | 0.52548 | 0.69692 | 0.86651 | 1.0343 | 1.2003 | 1.3645 | 1.527 | 1.6877 | 1.6877 | 1.6877 | 1.6877 | 1.6877 | 1.6877 | 1.6877 | 1.6877 | 1.6877 | 1.6877 | 1.6877 | 1.6877 | 1.6877 | 1.6877 | 1.6877
No | ResInsulation_PSE | M_Input | PSE Business Case "QC APPROVED_Measure Case_Insulation_2020" | 2020 | Retro | 2022 | 2045 | PSE | Residential | Single Family | Electric | Per SqFt of Attic Insulation - R0 Baseline - FAF - SFWX | Per SqFt of Attic Insulation - R0 Baseline - FAF - SFWX | 0.5 | SFWX: Insulation - Attic - R0 to R49 - FAF |  | 2.35 | 45 | 1.24 | 0 |  | 0.036 | 0 | 0 | 0 | 0 | 0 | 0 | 0 |  | 0 | 0 | 0 | Heating | Electric Furnace Heat | Attic Insulation | ResSpHtFAFZ1 | 0.02951% | 7.253% | 0% | 1294.8001 |  | 1.436% | 2.222% | 85% | 6.8% | 0.2% | 4.8599 | 0.1021 | 0.4962 | 1.1087 | 0 | 0 | 0 | 0.33812 | 0 |  | 0.012325 | 0 | 0.012325 | 01. ($9,999.000) to $0.028 | 1 | 0 | 01. ($9,999.00) to $0.22 | 1 | 67264.1276 | 67111.3855 | 66958.9902 | 66806.941 | 66655.237 | 66503.8775 | 66352.8618 | 66202.1889 | 66051.8582 | 65901.8689 | 0 | 0 | 0 | 0 | 0 | 0 | 0 | 0 | 0 | 0 | 0 | 0 | 0 | 0 | 158070.6998 | 157711.7558 | 157353.6269 | 156996.3112 | 156639.807 | 156284.1122 | 155929.2252 | 155575.144 | 155221.8669 | 154869.392 | 0 | 0 | 0 | 0 | 0 | 0 | 0 | 0 | 0 | 0 | 0 | 0 | 0 | 0 | 1564651.941 | 158070.6998 | 315782.4556 | 473136.0826 | 630132.3938 | 786772.2008 | 943056.313 | 1098985.5382 | 1254560.6822 | 1409782.549 | 1564651.941 | 1564651.941 | 1564651.941 | 1564651.941 | 1564651.941 | 1564651.941 | 1564651.941 | 1564651.941 | 1564651.941 | 1564651.941 | 1564651.941 | 1564651.941 | 1564651.941 | 1564651.941 | 1564651.941 | 0 | 0 | 0 | 0 | 0 | 0 | 0 | 0 | 0 | 0 | 0 | 0 | 0 | 0 | 0 | 0 | 0 | 0 | 0 | 0 | 0 | 0 | 0 | 0 | 0 | 0 | 0 | 0 | 0 | 0 | 0 | 0 | 0 | 0 | 0 | 0 | 0 | 0 | 0 | 0 | 0 | 0 | 0 | 0 | 0 | 0 | 0 | 0 | 0 | 0 | 0 | 0 | 0 | 0 | 0 | 0 | 0 | 0 | 0 | 0 | 0 | 46.6541 | 93.2023 | 139.6448 | 185.9818 | 232.2136 | 278.3404 | 324.3625 | 370.2801 | 416.0934 | 461.8027 | 461.8027 | 461.8027 | 461.8027 | 461.8027 | 461.8027 | 461.8027 | 461.8027 | 461.8027 | 461.8027 | 461.8027 | 461.8027 | 461.8027 | 461.8027 | 461.8027 | 22743.4611 | 22691.8157 | 22640.2875 | 22588.8764 | 22537.582 | 22486.4041 | 22435.3424 | 22384.3966 | 22333.5666 | 22282.8519 | 0 | 0 | 0 | 0 | 0 | 0 | 0 | 0 | 0 | 0 | 0 | 0 | 0 | 0 | 225124.5843 | 0 | 0 | 0 | 0 | 0 | 0 | 0 | 0 | 0 | 0 | 0 | 0 | 0 | 0 | 0 | 0 | 0 | 0 | 0 | 0 | 0.001473% | 2.3281 | 4.6509 | 6.9684 | 9.2806 | 11.5877 | 13.8894 | 16.186 | 18.4773 | 20.7634 | 23.0443 | 23.0443 | 23.0443 | 23.0443 | 23.0443 | 23.0443 | 23.0443 | 23.0443 | 23.0443 | 23.0443 | 23.0443 | 23.0443 | 23.0443 | 23.0443 | 23.0443
No | ResInsulation_PSE | M_Input | PSE Business Case "QC APPROVED_Measure Case_Insulation_2020" | 2020 | Retro | 2022 | 2041 | PSE | Residential | Single Family | Gas | Per SqFt of Attic Insulation - R0 Baseline - NG - SFWX | Per SqFt of Attic Insulation - R0 Baseline - NG - SFWX | 0.5 | SFWX: Insulation - Attic - R0 to R49 - NG |  | 0 | 45 | 1.24 | 0 |  | 0 | 0 | 0 | 0 | 0 | 0 | 0 | 0.1 |  | 0 | 0 | 0 | Heating | Gas Heat | Attic Insulation | ResSpHtFAFZ1 | 0.02951% | 0% | 79.28% | 1294.8001 |  | 1.436% | 2.222% | 85% | 6.8% | 0.2% | 3.0189 | 0.024461 | 0.30433 | 0 | 1.022 | 0 | 0 | 0 | 0.94118 |  | 0 | 0.87465 | 0 | 01. ($9,999.000) to $0.028 | 1 | 0.87465 | 09. $0.85 to $0.95 | 1 | 0 | 0 | 0 | 0 | 0 | 0 | 0 | 0 | 0 | 0 | 0 | 0 | 0 | 0 | 0 | 0 | 0 | 0 | 0 | 0 | 0 | 0 | 0 | 0 | 0 | 0 | 0 | 0 | 0 | 0 | 0 | 0 | 0 | 0 | 0 | 0 | 0 | 0 | 0 | 0 | 0 | 0 | 0 | 0 | 0 | 0 | 0 | 0 | 0 | 0 | 0 | 0 | 0 | 0 | 0 | 0 | 0 | 0 | 0 | 0 | 0 | 0 | 0 | 0 | 0 | 0 | 0 | 0 | 0 | 0 | 0 | 0 | 0 | 838030.8161 | 836127.8314 | 834229.168 | 832334.816 | 830444.7656 | 828559.0072 | 826677.5309 | 824800.327 | 822927.3858 | 821058.6977 | 0 | 0 | 0 | 0 | 0 | 0 | 0 | 0 | 0 | 0 | 83803.0816 | 83612.7831 | 83422.9168 | 83233.4816 | 83044.4766 | 82855.9007 | 82667.7531 | 82480.0327 | 82292.7386 | 82105.8698 | 0 | 0 | 0 | 0 | 0 | 0 | 0 | 0 | 0 | 0 | 829519.0346 | 83803.0816 | 167415.8648 | 250838.7815 | 334072.2631 | 417116.7397 | 499972.6404 | 582640.3935 | 665120.4262 | 747413.1648 | 829519.0346 | 829519.0346 | 829519.0346 | 829519.0346 | 829519.0346 | 829519.0346 | 829519.0346 | 829519.0346 | 829519.0346 | 829519.0346 | 829519.0346 | 0 | 0 | 0 | 0 | 0 | 0 | 0 | 0 | 0 | 0 | 0 | 0 | 0 | 0 | 0 | 0 | 0 | 0 | 0 | 0 | 0 | 0 | 0 | 0 | 0 | 0 | 0 | 0 | 0 | 0 | 0 | 0 | 0 | 0 | 0 | 0 | 0 | 0 | 0 | 0 | 0 | 0 | 0 | 0 | 0 | 0 | 0 | 0 | 0 | 788739.682 | 786948.6267 | 785161.6384 | 783378.7081 | 781599.8264 | 779824.9841 | 778054.1721 | 776287.3812 | 774524.6024 | 772765.8264 | 0 | 0 | 0 | 0 | 0 | 0 | 0 | 0 | 0 | 0 | 0.001473% | 0 | 0 | 0 | 0 | 0 | 0 | 0 | 0 | 0 | 0 | 0 | 0 | 0 | 0 | 0 | 0 | 0 | 0 | 0 | 0 | 0 | 0 | 0 | 0
No | ResInsulation_PSE | M_Input | PSE Business Case "QC APPROVED_Measure Case_Insulation_2020" | 2020 | Retro | 2022 | 2045 | PSE | Residential | Single Family | Electric | Per SqFt of Attic Insulation - R0 Baseline - HP - SFWX | Per SqFt of Attic Insulation - R0 Baseline - HP - SFWX | 0.5 | SFWX: Insulation - Attic - R0 to R49 - HP |  | 1.33 | 45 | 1.24 | 0 |  | 0.017 | 0 | 0 | 0 | 0 | 0 | 0 | 0 |  | 0 | 0 | 0 | Heat Pump | Heat Pump | Attic Insulation | ResSpHtHPZ1 | 0.03002% | 9.34% | 0% | 1294.8001 |  | 1.436% | 2.222% | 85% | 6.8% | 0.2% | 2.7505 | 0.05878 | 0.28093 | 1.1087 | 0 | 0 | 0 | 0.81851 | 0 |  | 0.052719 | 0 | 0.052719 | 02. $0.028 to $0.055 | 1 | 0 | 01. ($9,999.00) to $0.22 | 1 | 86620.8948 | 86424.1977 | 86227.9472 | 86032.1424 | 85836.7822 | 85641.8656 | 85447.3917 | 85253.3594 | 85059.7676 | 84866.6155 | 0 | 0 | 0 | 0 | 0 | 0 | 0 | 0 | 0 | 0 | 0 | 0 | 0 | 0 | 115205.79 | 114944.1829 | 114683.1698 | 114422.7494 | 114162.9203 | 113903.6813 | 113645.031 | 113386.968 | 113129.4909 | 112872.5986 | 0 | 0 | 0 | 0 | 0 | 0 | 0 | 0 | 0 | 0 | 0 | 0 | 0 | 0 | 1140356.5822 | 115205.79 | 230149.9729 | 344833.1427 | 459255.8921 | 573418.8124 | 687322.4937 | 800967.5247 | 914354.4926 | 1027483.9836 | 1140356.5822 | 1140356.5822 | 1140356.5822 | 1140356.5822 | 1140356.5822 | 1140356.5822 | 1140356.5822 | 1140356.5822 | 1140356.5822 | 1140356.5822 | 1140356.5822 | 1140356.5822 | 1140356.5822 | 1140356.5822 | 1140356.5822 | 0 | 0 | 0 | 0 | 0 | 0 | 0 | 0 | 0 | 0 | 0 | 0 | 0 | 0 | 0 | 0 | 0 | 0 | 0 | 0 | 0 | 0 | 0 | 0 | 0 | 0 | 0 | 0 | 0 | 0 | 0 | 0 | 0 | 0 | 0 | 0 | 0 | 0 | 0 | 0 | 0 | 0 | 0 | 0 | 0 | 0 | 0 | 0 | 0 | 0 | 0 | 0 | 0 | 0 | 0 | 0 | 0 | 0 | 0 | 0 | 0 | 34.5891 | 69.0996 | 103.5317 | 137.8857 | 172.1616 | 206.3598 | 240.4802 | 274.5232 | 308.4889 | 342.3774 | 342.3774 | 342.3774 | 342.3774 | 342.3774 | 342.3774 | 342.3774 | 342.3774 | 342.3774 | 342.3774 | 342.3774 | 342.3774 | 342.3774 | 342.3774 | 342.3774 | 70900.085 | 70739.0864 | 70578.4534 | 70418.1852 | 70258.2809 | 70098.7397 | 69939.5608 | 69780.7433 | 69622.2865 | 69464.1895 | 0 | 0 | 0 | 0 | 0 | 0 | 0 | 0 | 0 | 0 | 0 | 0 | 0 | 0 | 701799.6105 | 0 | 0 | 0 | 0 | 0 | 0 | 0 | 0 | 0 | 0 | 0 | 0 | 0 | 0 | 0 | 0 | 0 | 0 | 0 | 0 | 0.003628% | 4.1792 | 8.349 | 12.5093 | 16.6601 | 20.8015 | 24.9335 | 29.0561 | 33.1694 | 37.2733 | 41.3679 | 41.3679 | 41.3679 | 41.3679 | 41.3679 | 41.3679 | 41.3679 | 41.3679 | 41.3679 | 41.3679 | 41.3679 | 41.3679 | 41.3679 | 41.3679 | 41.3679
No | ResInsulation_PSE | M_Input | PSE Business Case "QC APPROVED_Measure Case_Insulation_2020" | 2020 | Retro | 2022 | 2045 | PSE | Residential | Single Family | Electric | Per SqFt of Attic Insulation - R0 Baseline - Zonal - SFWX | Per SqFt of Attic Insulation - R0 Baseline - Zonal - SFWX | 0.5 | SFWX: Insulation - Attic - R0 to R49 - Zonal |  | 2.16 | 45 | 1.24 | 0 |  | 0.035 | 0 | 0 | 0 | 0 | 0 | 0 | 0 |  | 0 | 0 | 0 | Heating | Electric Zonal Heat | Attic Insulation | ResSpHtBBZ1 | 0.02856% | 12.05% | 0% | 1294.8001 |  | 1.436% | 2.222% | 85% | 6.8% | 0.2% | 4.467 | 0.090818 | 0.45578 | 1.1087 | 0 | 0 | 0 | 0.4015 | 0 |  | 0.015923 | 0 | 0.015923 | 01. ($9,999.000) to $0.028 | 1 | 0 | 01. ($9,999.00) to $0.22 | 1 | 111790.4409 | 111536.5892 | 111283.314 | 111030.614 | 110778.4877 | 110526.934 | 110275.9515 | 110025.5389 | 109775.695 | 109526.4184 | 0 | 0 | 0 | 0 | 0 | 0 | 0 | 0 | 0 | 0 | 0 | 0 | 0 | 0 | 241467.3523 | 240919.0327 | 240371.9583 | 239826.1261 | 239281.5335 | 238738.1774 | 238196.0552 | 237655.1641 | 237115.5012 | 236577.0637 | 0 | 0 | 0 | 0 | 0 | 0 | 0 | 0 | 0 | 0 | 0 | 0 | 0 | 0 | 2390147.9646 | 241467.3523 | 482386.385 | 722758.3433 | 962584.4694 | 1201866.0029 | 1440604.1803 | 1678800.2355 | 1916455.3996 | 2153570.9008 | 2390147.9646 | 2390147.9646 | 2390147.9646 | 2390147.9646 | 2390147.9646 | 2390147.9646 | 2390147.9646 | 2390147.9646 | 2390147.9646 | 2390147.9646 | 2390147.9646 | 2390147.9646 | 2390147.9646 | 2390147.9646 | 2390147.9646 | 0 | 0 | 0 | 0 | 0 | 0 | 0 | 0 | 0 | 0 | 0 | 0 | 0 | 0 | 0 | 0 | 0 | 0 | 0 | 0 | 0 | 0 | 0 | 0 | 0 | 0 | 0 | 0 | 0 | 0 | 0 | 0 | 0 | 0 | 0 | 0 | 0 | 0 | 0 | 0 | 0 | 0 | 0 | 0 | 0 | 0 | 0 | 0 | 0 | 0 | 0 | 0 | 0 | 0 | 0 | 0 | 0 | 0 | 0 | 0 | 0 | 68.9696 | 137.7826 | 206.4394 | 274.9402 | 343.2855 | 411.4756 | 479.5108 | 547.3916 | 615.1182 | 682.691 | 682.691 | 682.691 | 682.691 | 682.691 | 682.691 | 682.691 | 682.691 | 682.691 | 682.691 | 682.691 | 682.691 | 682.691 | 682.691 | 682.691 | 44883.6541 | 44781.7331 | 44680.0436 | 44578.585 | 44477.3568 | 44376.3584 | 44275.5894 | 44175.0493 | 44074.7374 | 43974.6533 | 0 | 0 | 0 | 0 | 0 | 0 | 0 | 0 | 0 | 0 | 0 | 0 | 0 | 0 | 444277.7605 | 0 | 0 | 0 | 0 | 0 | 0 | 0 | 0 | 0 | 0 | 0 | 0 | 0 | 0 | 0 | 0 | 0 | 0 | 0 | 0 | 0.0003665% | 0.88499 | 1.768 | 2.6489 | 3.5279 | 4.4049 | 5.2799 | 6.1529 | 7.0239 | 7.8929 | 8.76 | 8.76 | 8.76 | 8.76 | 8.76 | 8.76 | 8.76 | 8.76 | 8.76 | 8.76 | 8.76 | 8.76 | 8.76 | 8.76 | 8.76
No | ResInsulation_PSE | M_Input | PSE Business Case "QC APPROVED_Measure Case_Insulation_2020" | 2020 | Retro | 2022 | 2045 | PSE | Residential | Single Family | Electric | Per SqFt of Attic Insulation - R11 Baseline - FAF - SFWX | Per SqFt of Attic Insulation - R11 Baseline - FAF - SFWX | 0.5 | SFWX: Insulation - Attic - R11 to R49 - FAF |  | 0.62 | 45 | 1.09 | 0 |  | 0.01 | 0 | 0 | 0 | 0 | 0 | 0 | 0 |  | 0 | 0 | 0 | Heating | Electric Furnace Heat | Attic Insulation | ResSpHtFAFZ1 | 0.02951% | 7.253% | 0% | 1294.8001 |  | 1.813% | 2.222% | 85% | 6.8% | 0.2% | 1.2822 | 0.026937 | 0.13091 | 0.97456 | 0 | 0 | 0 | 0.91797 | 0 |  | 0.12683 | 0 | 0.12683 | 08. $0.115 to $0.130 | 1 | 0 | 01. ($9,999.00) to $0.22 | 1 | 84929.968 | 84737.1107 | 84544.6912 | 84352.7087 | 84161.1622 | 83970.0506 | 83779.3729 | 83589.1283 | 83399.3157 | 83209.9341 | 0 | 0 | 0 | 0 | 0 | 0 | 0 | 0 | 0 | 0 | 0 | 0 | 0 | 0 | 52656.5802 | 52537.0086 | 52417.7086 | 52298.6794 | 52179.9205 | 52061.4313 | 51943.2112 | 51825.2595 | 51707.5757 | 51590.1591 | 0 | 0 | 0 | 0 | 0 | 0 | 0 | 0 | 0 | 0 | 0 | 0 | 0 | 0 | 521217.5342 | 52656.5802 | 105193.5888 | 157611.2973 | 209909.9767 | 262089.8973 | 314151.3286 | 366094.5398 | 417919.7994 | 469627.3751 | 521217.5342 | 521217.5342 | 521217.5342 | 521217.5342 | 521217.5342 | 521217.5342 | 521217.5342 | 521217.5342 | 521217.5342 | 521217.5342 | 521217.5342 | 521217.5342 | 521217.5342 | 521217.5342 | 521217.5342 | 0 | 0 | 0 | 0 | 0 | 0 | 0 | 0 | 0 | 0 | 0 | 0 | 0 | 0 | 0 | 0 | 0 | 0 | 0 | 0 | 0 | 0 | 0 | 0 | 0 | 0 | 0 | 0 | 0 | 0 | 0 | 0 | 0 | 0 | 0 | 0 | 0 | 0 | 0 | 0 | 0 | 0 | 0 | 0 | 0 | 0 | 0 | 0 | 0 | 0 | 0 | 0 | 0 | 0 | 0 | 0 | 0 | 0 | 0 | 0 | 0 | 15.5414 | 31.0476 | 46.5185 | 61.9543 | 77.3551 | 92.7209 | 108.0518 | 123.3479 | 138.6092 | 153.8359 | 153.8359 | 153.8359 | 153.8359 | 153.8359 | 153.8359 | 153.8359 | 153.8359 | 153.8359 | 153.8359 | 153.8359 | 153.8359 | 153.8359 | 153.8359 | 153.8359 | 77963.2391 | 77786.2017 | 77609.5662 | 77433.3318 | 77257.4977 | 77082.0628 | 76907.0263 | 76732.3873 | 76558.1448 | 76384.298 | 0 | 0 | 0 | 0 | 0 | 0 | 0 | 0 | 0 | 0 | 0 | 0 | 0 | 0 | 771713.7557 | 0 | 0 | 0 | 0 | 0 | 0 | 0 | 0 | 0 | 0 | 0 | 0 | 0 | 0 | 0 | 0 | 0 | 0 | 0 | 0 | 0.001473% | 0.77553 | 1.5493 | 2.3213 | 3.0916 | 3.8601 | 4.6268 | 5.3919 | 6.1552 | 6.9167 | 7.6765 | 7.6765 | 7.6765 | 7.6765 | 7.6765 | 7.6765 | 7.6765 | 7.6765 | 7.6765 | 7.6765 | 7.6765 | 7.6765 | 7.6765 | 7.6765 | 7.6765
No | ResInsulation_PSE | M_Input | PSE Business Case "QC APPROVED_Measure Case_Insulation_2020" | 2020 | Retro | 2022 | 2041 | PSE | Residential | Single Family | Gas | Per SqFt of Attic Insulation - R11 Baseline - NH - SFWX | Per SqFt of Attic Insulation - R11 Baseline - NH - SFWX | 0.5 | SFWX: Insulation - Attic - R11 to R49 - NG |  | 0 | 45 | 1.09 | 0 |  | 0 | 0 | 0 | 0 | 0 | 0 | 0 | 0.03 |  | 0 | 0 | 0 | Heating | Gas Heat | Attic Insulation | ResSpHtFAFZ1 | 0.02951% | 0% | 79.28% | 1294.8001 |  | 1.813% | 2.222% | 85% | 6.8% | 0.2% | 0.90566 | 0.0073384 | 0.0913 | 0 | 0.89835 | 0 | 0 | 0 | 1.0177 |  | 0 | 3.1526 | 0 | 01. ($9,999.000) to $0.028 | 1 | 3.1526 | 12. $1.50 to $999.00 | 0 | 0 | 0 | 0 | 0 | 0 | 0 | 0 | 0 | 0 | 0 | 0 | 0 | 0 | 0 | 0 | 0 | 0 | 0 | 0 | 0 | 0 | 0 | 0 | 0 | 0 | 0 | 0 | 0 | 0 | 0 | 0 | 0 | 0 | 0 | 0 | 0 | 0 | 0 | 0 | 0 | 0 | 0 | 0 | 0 | 0 | 0 | 0 | 0 | 0 | 0 | 0 | 0 | 0 | 0 | 0 | 0 | 0 | 0 | 0 | 0 | 0 | 0 | 0 | 0 | 0 | 0 | 0 | 0 | 0 | 0 | 0 | 0 | 0 | 1058126.1214 | 1055723.3484 | 1053326.0316 | 1050934.1585 | 1048547.7169 | 1046166.6943 | 1043791.0786 | 1041420.8573 | 1039056.0183 | 1036696.5493 | 0 | 0 | 0 | 0 | 0 | 0 | 0 | 0 | 0 | 0 | 31743.7836 | 31671.7005 | 31599.7809 | 31528.0248 | 31456.4315 | 31385.0008 | 31313.7324 | 31242.6257 | 31171.6805 | 31100.8965 | 0 | 0 | 0 | 0 | 0 | 0 | 0 | 0 | 0 | 0 | 314213.6572 | 31743.7836 | 63415.4841 | 95015.265 | 126543.2898 | 157999.7213 | 189384.7221 | 220698.4545 | 251941.0802 | 283112.7608 | 314213.6572 | 314213.6572 | 314213.6572 | 314213.6572 | 314213.6572 | 314213.6572 | 314213.6572 | 314213.6572 | 314213.6572 | 314213.6572 | 314213.6572 | 0 | 0 | 0 | 0 | 0 | 0 | 0 | 0 | 0 | 0 | 0 | 0 | 0 | 0 | 0 | 0 | 0 | 0 | 0 | 0 | 0 | 0 | 0 | 0 | 0 | 0 | 0 | 0 | 0 | 0 | 0 | 0 | 0 | 0 | 0 | 0 | 0 | 0 | 0 | 0 | 0 | 0 | 0 | 0 | 0 | 0 | 0 | 0 | 0 | 1076867.5622 | 1074422.2315 | 1071982.4535 | 1069548.2158 | 1067119.5057 | 1064696.3107 | 1062278.6182 | 1059866.4158 | 1057459.691 | 1055058.4313 | 0 | 0 | 0 | 0 | 0 | 0 | 0 | 0 | 0 | 0 | 0.001473% | 0 | 0 | 0 | 0 | 0 | 0 | 0 | 0 | 0 | 0 | 0 | 0 | 0 | 0 | 0 | 0 | 0 | 0 | 0 | 0 | 0 | 0 | 0 | 0
No | ResInsulation_PSE | M_Input | PSE Business Case "QC APPROVED_Measure Case_Insulation_2020" | 2020 | Retro | 2022 | 2045 | PSE | Residential | Single Family | Electric | Per SqFt of Attic Insulation - R11 Baseline - HP - SFWX | Per SqFt of Attic Insulation - R11 Baseline - HP - SFWX | 0.5 | SFWX: Insulation - Attic - R11 to R49 - HP |  | 0.26 | 45 | 1.09 | 0 |  | 0.017 | 0 | 0 | 0 | 0 | 0 | 0 | 0 |  | 0 | 0 | 0 | Heat Pump | Heat Pump | Attic Insulation | ResSpHtHPZ1 | 0.03002% | 9.34% | 0% | 1294.8001 |  | 1.813% | 2.222% | 85% | 6.8% | 0.2% | 0.53769 | 0.011491 | 0.054918 | 0.97456 | 0 | 0 | 0 | 0.9277 | 0 |  | 0.30565 | 0 | 0.30565 | 13. $0.225 to $99,999.000 | 0 | 0 | 01. ($9,999.00) to $0.22 | 1 | 109370.4786 | 109122.1221 | 108874.3297 | 108627.0999 | 108380.4315 | 108134.3232 | 107888.7738 | 107643.782 | 107399.3465 | 107155.4661 | 0 | 0 | 0 | 0 | 0 | 0 | 0 | 0 | 0 | 0 | 0 | 0 | 0 | 0 | 28436.3244 | 28371.7518 | 28307.3257 | 28243.046 | 28178.9122 | 28114.924 | 28051.0812 | 27987.3833 | 27923.8301 | 27860.4212 | 0 | 0 | 0 | 0 | 0 | 0 | 0 | 0 | 0 | 0 | 0 | 0 | 0 | 0 | 281474.9999 | 28436.3244 | 56808.0762 | 85115.4019 | 113358.4479 | 141537.36 | 169652.2841 | 197703.3653 | 225690.7486 | 253614.5787 | 281474.9999 | 281474.9999 | 281474.9999 | 281474.9999 | 281474.9999 | 281474.9999 | 281474.9999 | 281474.9999 | 281474.9999 | 281474.9999 | 281474.9999 | 281474.9999 | 281474.9999 | 281474.9999 | 281474.9999 | 0 | 0 | 0 | 0 | 0 | 0 | 0 | 0 | 0 | 0 | 0 | 0 | 0 | 0 | 0 | 0 | 0 | 0 | 0 | 0 | 0 | 0 | 0 | 0 | 0 | 0 | 0 | 0 | 0 | 0 | 0 | 0 | 0 | 0 | 0 | 0 | 0 | 0 | 0 | 0 | 0 | 0 | 0 | 0 | 0 | 0 | 0 | 0 | 0 | 0 | 0 | 0 | 0 | 0 | 0 | 0 | 0 | 0 | 0 | 0 | 0 | 8.5376 | 17.0559 | 25.5548 | 34.0344 | 42.4948 | 50.9359 | 59.3579 | 67.7608 | 76.1445 | 84.5093 | 84.5093 | 84.5093 | 84.5093 | 84.5093 | 84.5093 | 84.5093 | 84.5093 | 84.5093 | 84.5093 | 84.5093 | 84.5093 | 84.5093 | 84.5093 | 84.5093 | 101462.6072 | 101232.2078 | 101002.3316 | 100772.9774 | 100544.144 | 100315.8302 | 100088.0349 | 99860.7568 | 99633.9949 | 99407.7479 | 0 | 0 | 0 | 0 | 0 | 0 | 0 | 0 | 0 | 0 | 0 | 0 | 0 | 0 | 1004320.6325 | 0 | 0 | 0 | 0 | 0 | 0 | 0 | 0 | 0 | 0 | 0 | 0 | 0 | 0 | 0 | 0 | 0 | 0 | 0 | 0 | 0.003628% | 1.0316 | 2.0608 | 3.0877 | 4.1122 | 5.1345 | 6.1544 | 7.1719 | 8.1872 | 9.2002 | 10.2109 | 10.2109 | 10.2109 | 10.2109 | 10.2109 | 10.2109 | 10.2109 | 10.2109 | 10.2109 | 10.2109 | 10.2109 | 10.2109 | 10.2109 | 10.2109 | 10.2109
No | ResInsulation_PSE | M_Input | PSE Business Case "QC APPROVED_Measure Case_Insulation_2020" | 2020 | Retro | 2022 | 2045 | PSE | Residential | Single Family | Electric | Per SqFt of Attic Insulation - R11 Baseline - Zonal - SFWX | Per SqFt of Attic Insulation - R11 Baseline - Zonal - SFWX | 0.5 | SFWX: Insulation - Attic - R11 to R49 - Zonal |  | 0.44 | 45 | 1.09 | 0 |  | 0.007 | 0 | 0 | 0 | 0 | 0 | 0 | 0 |  | 0 | 0 | 0 | Heating | Electric Zonal Heat | Attic Insulation | ResSpHtBBZ1 | 0.02856% | 12.05% | 0% | 1294.8001 |  | 1.813% | 2.222% | 85% | 6.8% | 0.2% | 0.90994 | 0.0185 | 0.092844 | 0.97456 | 0 | 0 | 0 | 0.9995 | 0 |  | 0.19459 | 0 | 0.19459 | 11. $0.175 to $0.200 | 0 | 0 | 01. ($9,999.00) to $0.22 | 1 | 141150.4008 | 140829.8791 | 140510.0853 | 140191.0176 | 139872.6745 | 139555.0542 | 139238.1552 | 138921.9758 | 138606.5144 | 138291.7693 | 0 | 0 | 0 | 0 | 0 | 0 | 0 | 0 | 0 | 0 | 0 | 0 | 0 | 0 | 62106.1764 | 61965.1468 | 61824.4375 | 61684.0478 | 61543.9768 | 61404.2239 | 61264.7883 | 61125.6694 | 60986.8663 | 60848.3785 | 0 | 0 | 0 | 0 | 0 | 0 | 0 | 0 | 0 | 0 | 0 | 0 | 0 | 0 | 614753.7116 | 62106.1764 | 124071.3232 | 185895.7607 | 247579.8085 | 309123.7852 | 370528.0091 | 431792.7974 | 492918.4667 | 553905.3331 | 614753.7116 | 614753.7116 | 614753.7116 | 614753.7116 | 614753.7116 | 614753.7116 | 614753.7116 | 614753.7116 | 614753.7116 | 614753.7116 | 614753.7116 | 614753.7116 | 614753.7116 | 614753.7116 | 614753.7116 | 0 | 0 | 0 | 0 | 0 | 0 | 0 | 0 | 0 | 0 | 0 | 0 | 0 | 0 | 0 | 0 | 0 | 0 | 0 | 0 | 0 | 0 | 0 | 0 | 0 | 0 | 0 | 0 | 0 | 0 | 0 | 0 | 0 | 0 | 0 | 0 | 0 | 0 | 0 | 0 | 0 | 0 | 0 | 0 | 0 | 0 | 0 | 0 | 0 | 0 | 0 | 0 | 0 | 0 | 0 | 0 | 0 | 0 | 0 | 0 | 0 | 17.7392 | 35.4381 | 53.0969 | 70.7155 | 88.2941 | 105.8328 | 123.3317 | 140.7909 | 158.2104 | 175.5903 | 175.5903 | 175.5903 | 175.5903 | 175.5903 | 175.5903 | 175.5903 | 175.5903 | 175.5903 | 175.5903 | 175.5903 | 175.5903 | 175.5903 | 175.5903 | 175.5903 | 141079.4003 | 140759.0399 | 140439.4069 | 140120.4997 | 139802.3167 | 139484.8562 | 139168.1166 | 138852.0963 | 138536.7935 | 138222.2067 | 0 | 0 | 0 | 0 | 0 | 0 | 0 | 0 | 0 | 0 | 0 | 0 | 0 | 0 | 1396464.7329 | 0 | 0 | 0 | 0 | 0 | 0 | 0 | 0 | 0 | 0 | 0 | 0 | 0 | 0 | 0 | 0 | 0 | 0 | 0 | 0 | 0.0003665% | 0.22762 | 0.45473 | 0.68132 | 0.90739 | 1.133 | 1.358 | 1.5825 | 1.8066 | 2.0301 | 2.2531 | 2.2531 | 2.2531 | 2.2531 | 2.2531 | 2.2531 | 2.2531 | 2.2531 | 2.2531 | 2.2531 | 2.2531 | 2.2531 | 2.2531 | 2.2531 | 2.2531
No | ResInsulation_PSE | M_Input | PSE Business Case "QC APPROVED_Measure Case_Insulation_2020" | 2020 | Retro | 2022 | 2045 | PSE | Residential | Manufactured | Electric | Per SqFt of Floor Insulation - R0 Baseline - HP - SFWX | Per SqFt of Floor Insulation - R0 Baseline - HP - SFWX | 1.39 | SFWX: Insulation - Floor - R0 to R22 - HP - MH |  | 0.46 | 25 | 1.39 | 0 |  | 0.004 | 0 | 0 | 0 | 0 | 0 | 0 | 0 |  | 0 | 0 | 0 | Heat Pump | Heat Pump | Floor Insulation | ResSpHtHPZ1 | 0.03002% | 11.55% | 0% | 1269.427 |  | 1.067% | 4% | 85% | 6.8% | 0.2% | 0.50789 | 0.02033 | 0.052822 | 1.4604 | 0 | 0 | 0 | 1.6185 | 0 |  | 0.30141 | 0 | 0.30141 | 13. $0.225 to $99,999.000 | 0 | 0 | 01. ($9,999.00) to $0.22 | 1 | 6229.8694 | 6229.8694 | 6229.8694 | 6229.8694 | 6229.8694 | 6229.8694 | 6229.8694 | 6229.8694 | 6229.8694 | 6229.8694 | 0 | 0 | 0 | 0 | 0 | 0 | 0 | 0 | 0 | 0 | 0 | 0 | 0 | 0 | 2865.7399 | 2865.7399 | 2865.7399 | 2865.7399 | 2865.7399 | 2865.7399 | 2865.7399 | 2865.7399 | 2865.7399 | 2865.7399 | 0 | 0 | 0 | 0 | 0 | 0 | 0 | 0 | 0 | 0 | 0 | 0 | 0 | 0 | 28657.399 | 2865.7399 | 5731.4798 | 8597.2197 | 11462.9596 | 14328.6995 | 17194.4394 | 20060.1793 | 22925.9192 | 25791.6591 | 28657.399 | 28657.399 | 28657.399 | 28657.399 | 28657.399 | 28657.399 | 28657.399 | 28657.399 | 28657.399 | 28657.399 | 28657.399 | 28657.399 | 28657.399 | 28657.399 | 28657.399 | 0 | 0 | 0 | 0 | 0 | 0 | 0 | 0 | 0 | 0 | 0 | 0 | 0 | 0 | 0 | 0 | 0 | 0 | 0 | 0 | 0 | 0 | 0 | 0 | 0 | 0 | 0 | 0 | 0 | 0 | 0 | 0 | 0 | 0 | 0 | 0 | 0 | 0 | 0 | 0 | 0 | 0 | 0 | 0 | 0 | 0 | 0 | 0 | 0 | 0 | 0 | 0 | 0 | 0 | 0 | 0 | 0 | 0 | 0 | 0 | 0 | 0.8604 | 1.7208 | 2.5812 | 3.4416 | 4.302 | 5.1624 | 6.0228 | 6.8832 | 7.7436 | 8.604 | 8.604 | 8.604 | 8.604 | 8.604 | 8.604 | 8.604 | 8.604 | 8.604 | 8.604 | 8.604 | 8.604 | 8.604 | 8.604 | 8.604 | 10083.1685 | 10083.1685 | 10083.1685 | 10083.1685 | 10083.1685 | 10083.1685 | 10083.1685 | 10083.1685 | 10083.1685 | 10083.1685 | 0 | 0 | 0 | 0 | 0 | 0 | 0 | 0 | 0 | 0 | 0 | 0 | 0 | 0 | 100831.6851 | 0 | 0 | 0 | 0 | 0 | 0 | 0 | 0 | 0 | 0 | 0 | 0 | 0 | 0 | 0 | 0 | 0 | 0 | 0 | 0 | 0.003628% | 0.10396 | 0.20792 | 0.31188 | 0.41583 | 0.51979 | 0.62375 | 0.72771 | 0.83167 | 0.93563 | 1.0396 | 1.0396 | 1.0396 | 1.0396 | 1.0396 | 1.0396 | 1.0396 | 1.0396 | 1.0396 | 1.0396 | 1.0396 | 1.0396 | 1.0396 | 1.0396 | 1.0396
No | ResInsulation_PSE | M_Input | PSE Business Case "QC APPROVED_Measure Case_Insulation_2020" | 2020 | Retro | 2022 | 2045 | PSE | Residential | Manufactured | Electric | Per SqFt of Floor Insulation - R0 Baseline - Zonal - SFWX | Per SqFt of Floor Insulation - R0 Baseline - Zonal - SFWX | 1.39 | SFWX: Insulation - Floor - R0 to R22 - Zonal - MH |  | 0.46 | 25 | 1.39 | 0 |  | 0.004 | 0 | 0 | 0 | 0 | 0 | 0 | 0 |  | 0 | 0 | 0 | Heating | Electric Zonal Heat | Floor Insulation | ResSpHtBBZ1 | 0.02856% | 5.579% | 0% | 1269.427 |  | 1.067% | 4% | 85% | 6.8% | 0.2% | 0.50789 | 0.019341 | 0.052723 | 1.4604 | 0 | 0 | 0 | 1.6196 | 0 |  | 0.30161 | 0 | 0.30161 | 13. $0.225 to $99,999.000 | 0 | 0 | 01. ($9,999.00) to $0.22 | 1 | 3008.8229 | 3008.8229 | 3008.8229 | 3008.8229 | 3008.8229 | 3008.8229 | 3008.8229 | 3008.8229 | 3008.8229 | 3008.8229 | 0 | 0 | 0 | 0 | 0 | 0 | 0 | 0 | 0 | 0 | 0 | 0 | 0 | 0 | 1384.0586 | 1384.0586 | 1384.0586 | 1384.0586 | 1384.0586 | 1384.0586 | 1384.0586 | 1384.0586 | 1384.0586 | 1384.0586 | 0 | 0 | 0 | 0 | 0 | 0 | 0 | 0 | 0 | 0 | 0 | 0 | 0 | 0 | 13840.5855 | 1384.0586 | 2768.1171 | 4152.1757 | 5536.2342 | 6920.2928 | 8304.3513 | 9688.4099 | 11072.4684 | 12456.527 | 13840.5855 | 13840.5855 | 13840.5855 | 13840.5855 | 13840.5855 | 13840.5855 | 13840.5855 | 13840.5855 | 13840.5855 | 13840.5855 | 13840.5855 | 13840.5855 | 13840.5855 | 13840.5855 | 13840.5855 | 0 | 0 | 0 | 0 | 0 | 0 | 0 | 0 | 0 | 0 | 0 | 0 | 0 | 0 | 0 | 0 | 0 | 0 | 0 | 0 | 0 | 0 | 0 | 0 | 0 | 0 | 0 | 0 | 0 | 0 | 0 | 0 | 0 | 0 | 0 | 0 | 0 | 0 | 0 | 0 | 0 | 0 | 0 | 0 | 0 | 0 | 0 | 0 | 0 | 0 | 0 | 0 | 0 | 0 | 0 | 0 | 0 | 0 | 0 | 0 | 0 | 0.39532 | 0.79065 | 1.186 | 1.5813 | 1.9766 | 2.3719 | 2.7673 | 3.1626 | 3.5579 | 3.9532 | 3.9532 | 3.9532 | 3.9532 | 3.9532 | 3.9532 | 3.9532 | 3.9532 | 3.9532 | 3.9532 | 3.9532 | 3.9532 | 3.9532 | 3.9532 | 3.9532 | 4873.1146 | 4873.1146 | 4873.1146 | 4873.1146 | 4873.1146 | 4873.1146 | 4873.1146 | 4873.1146 | 4873.1146 | 4873.1146 | 0 | 0 | 0 | 0 | 0 | 0 | 0 | 0 | 0 | 0 | 0 | 0 | 0 | 0 | 48731.1457 | 0 | 0 | 0 | 0 | 0 | 0 | 0 | 0 | 0 | 0 | 0 | 0 | 0 | 0 | 0 | 0 | 0 | 0 | 0 | 0 | 0.0003665% | 0.0050726 | 0.010145 | 0.015218 | 0.020291 | 0.025363 | 0.030436 | 0.035509 | 0.040581 | 0.045654 | 0.050726 | 0.050726 | 0.050726 | 0.050726 | 0.050726 | 0.050726 | 0.050726 | 0.050726 | 0.050726 | 0.050726 | 0.050726 | 0.050726 | 0.050726 | 0.050726 | 0.050726
No | ResInsulation_PSE | M_Input | PSE Business Case "QC APPROVED_Measure Case_Insulation_2020" | 2020 | Retro | 2022 | 2041 | PSE | Residential | Manufactured | Gas | Per SqFt of Floor Insulation - R0 Baseline - NG - SFWX | Per SqFt of Floor Insulation - R0 Baseline - NG - SFWX | 1.39 | SFWX: Insulation - Floor - R0 to R22 - NG - MH |  | 0 | 25 | 1.39 | 0 |  | 0 | 0 | 0 | 0 | 0 | 0 | 0 | 0.02 |  | 0 | 0 | 0 | Heating | Gas Heat | Floor Insulation | ResSpHtFAFZ1 | 0.02951% | 0% | 88.1% | 1269.427 |  | 1.067% | 4% | 85% | 6.8% | 0.2% | 0.3624 | 0.0048923 | 0.036729 | 0 | 1.3462 | 0 | 0 | 0 | 1.5826 |  | 0 | 7.3534 | 0 | 01. ($9,999.000) to $0.028 | 1 | 7.3534 | 12. $1.50 to $999.00 | 0 | 0 | 0 | 0 | 0 | 0 | 0 | 0 | 0 | 0 | 0 | 0 | 0 | 0 | 0 | 0 | 0 | 0 | 0 | 0 | 0 | 0 | 0 | 0 | 0 | 0 | 0 | 0 | 0 | 0 | 0 | 0 | 0 | 0 | 0 | 0 | 0 | 0 | 0 | 0 | 0 | 0 | 0 | 0 | 0 | 0 | 0 | 0 | 0 | 0 | 0 | 0 | 0 | 0 | 0 | 0 | 0 | 0 | 0 | 0 | 0 | 0 | 0 | 0 | 0 | 0 | 0 | 0 | 0 | 0 | 0 | 0 | 0 | 0 | 2059.4437 | 2059.4437 | 2059.4437 | 2059.4437 | 2059.4437 | 2059.4437 | 2059.4437 | 2059.4437 | 2059.4437 | 2059.4437 | 0 | 0 | 0 | 0 | 0 | 0 | 0 | 0 | 0 | 0 | 41.1889 | 41.1889 | 41.1889 | 41.1889 | 41.1889 | 41.1889 | 41.1889 | 41.1889 | 41.1889 | 41.1889 | 0 | 0 | 0 | 0 | 0 | 0 | 0 | 0 | 0 | 0 | 411.8887 | 41.1889 | 82.3777 | 123.5666 | 164.7555 | 205.9444 | 247.1332 | 288.3221 | 329.511 | 370.6999 | 411.8887 | 411.8887 | 411.8887 | 411.8887 | 411.8887 | 411.8887 | 411.8887 | 411.8887 | 411.8887 | 411.8887 | 411.8887 | 0 | 0 | 0 | 0 | 0 | 0 | 0 | 0 | 0 | 0 | 0 | 0 | 0 | 0 | 0 | 0 | 0 | 0 | 0 | 0 | 0 | 0 | 0 | 0 | 0 | 0 | 0 | 0 | 0 | 0 | 0 | 0 | 0 | 0 | 0 | 0 | 0 | 0 | 0 | 0 | 0 | 0 | 0 | 0 | 0 | 0 | 0 | 0 | 0 | 3259.1769 | 3259.1769 | 3259.1769 | 3259.1769 | 3259.1769 | 3259.1769 | 3259.1769 | 3259.1769 | 3259.1769 | 3259.1769 | 0 | 0 | 0 | 0 | 0 | 0 | 0 | 0 | 0 | 0 | 0.001473% | 0 | 0 | 0 | 0 | 0 | 0 | 0 | 0 | 0 | 0 | 0 | 0 | 0 | 0 | 0 | 0 | 0 | 0 | 0 | 0 | 0 | 0 | 0 | 0
No | ResInsulation_PSE | M_Input | PSE Business Case "QC APPROVED_Measure Case_Insulation_2020" | 2020 | Retro | 2022 | 2045 | PSE | Residential | Single Family | Electric | Per SqFt of Floor Insulation - R0 Baseline - FAF - SFWX | Per SqFt of Floor Insulation - R0 Baseline - FAF - SFWX | 0.25 | SFWX: Insulation - Floor - R0 to R30 - FAF |  | 1 | 45 | 1.46 | 0 |  | 0.018 | 0 | 0 | 0 | 0 | 0 | 0 | 0 |  | 0 | 0 | 0 | Heating | Electric Furnace Heat | Floor Insulation | ResSpHtFAFZ1 | 0.02951% | 7.253% | 0% | 1283.778 |  | 10.05% | 2.222% | 85% | 6.8% | 0.2% | 2.068 | 0.043447 | 0.21115 | 1.3054 | 0 | 0 | 0 | 1.1326 | 0 |  | 0.097027 | 0 | 0.097027 | 07. $0.085 to $0.115 | 1 | 0 | 01. ($9,999.00) to $0.22 | 1 | 466988.8575 | 465928.4279 | 464870.4064 | 463814.7874 | 462761.5654 | 461710.7351 | 460662.291 | 459616.2277 | 458572.5397 | 457531.2218 | 0 | 0 | 0 | 0 | 0 | 0 | 0 | 0 | 0 | 0 | 0 | 0 | 0 | 0 | 466988.8575 | 465928.4279 | 464870.4064 | 463814.7874 | 462761.5654 | 461710.7351 | 460662.291 | 459616.2277 | 458572.5397 | 457531.2218 | 0 | 0 | 0 | 0 | 0 | 0 | 0 | 0 | 0 | 0 | 0 | 0 | 0 | 0 | 4622457.0599 | 466988.8575 | 932917.2855 | 1397787.6918 | 1861602.4792 | 2324364.0446 | 2786074.7797 | 3246737.0707 | 3706353.2984 | 4164925.8381 | 4622457.0599 | 4622457.0599 | 4622457.0599 | 4622457.0599 | 4622457.0599 | 4622457.0599 | 4622457.0599 | 4622457.0599 | 4622457.0599 | 4622457.0599 | 4622457.0599 | 4622457.0599 | 4622457.0599 | 4622457.0599 | 4622457.0599 | 0 | 0 | 0 | 0 | 0 | 0 | 0 | 0 | 0 | 0 | 0 | 0 | 0 | 0 | 0 | 0 | 0 | 0 | 0 | 0 | 0 | 0 | 0 | 0 | 0 | 0 | 0 | 0 | 0 | 0 | 0 | 0 | 0 | 0 | 0 | 0 | 0 | 0 | 0 | 0 | 0 | 0 | 0 | 0 | 0 | 0 | 0 | 0 | 0 | 0 | 0 | 0 | 0 | 0 | 0 | 0 | 0 | 0 | 0 | 0 | 0 | 137.8305 | 275.3479 | 412.5532 | 549.4468 | 686.0296 | 822.3022 | 958.2654 | 1093.9199 | 1229.2663 | 1364.3053 | 1364.3053 | 1364.3053 | 1364.3053 | 1364.3053 | 1364.3053 | 1364.3053 | 1364.3053 | 1364.3053 | 1364.3053 | 1364.3053 | 1364.3053 | 1364.3053 | 1364.3053 | 1364.3053 | 528934.3414 | 527733.2472 | 526534.8804 | 525339.2348 | 524146.3043 | 522956.0827 | 521768.5638 | 520583.7415 | 519401.6097 | 518222.1622 | 0 | 0 | 0 | 0 | 0 | 0 | 0 | 0 | 0 | 0 | 0 | 0 | 0 | 0 | 5235620.1681 | 0 | 0 | 0 | 0 | 0 | 0 | 0 | 0 | 0 | 0 | 0 | 0 | 0 | 0 | 0 | 0 | 0 | 0 | 0 | 0 | 0.001473% | 6.8779 | 13.7401 | 20.5867 | 27.4178 | 34.2334 | 41.0336 | 47.8182 | 54.5875 | 61.3414 | 68.08 | 68.08 | 68.08 | 68.08 | 68.08 | 68.08 | 68.08 | 68.08 | 68.08 | 68.08 | 68.08 | 68.08 | 68.08 | 68.08 | 68.08
No | ResInsulation_PSE | M_Input | PSE Business Case "QC APPROVED_Measure Case_Insulation_2020" | 2020 | Retro | 2022 | 2041 | PSE | Residential | Single Family | Gas | Per SqFt of Floor Insulation - R0 Baseline - NG - SFWX | Per SqFt of Floor Insulation - R0 Baseline - NG - SFWX | 0.25 | SFWX: Insulation - Floor - R0 to R30 - NG |  | 0 | 45 | 1.46 | 0 |  | 0 | 0 | 0 | 0 | 0 | 0 | 0 | 0.04 |  | 0 | 0 | 0 | Heating | Gas Heat | Floor Insulation | ResSpHtFAFZ1 | 0.02951% | 0% | 79.28% | 1283.778 |  | 10.05% | 2.222% | 85% | 6.8% | 0.2% | 1.2075 | 0.0097846 | 0.12173 | 0 | 1.2033 | 0 | 0 | 0 | 1.3638 |  | 0 | 3.1684 | 0 | 01. ($9,999.000) to $0.028 | 1 | 3.1684 | 12. $1.50 to $999.00 | 0 | 0 | 0 | 0 | 0 | 0 | 0 | 0 | 0 | 0 | 0 | 0 | 0 | 0 | 0 | 0 | 0 | 0 | 0 | 0 | 0 | 0 | 0 | 0 | 0 | 0 | 0 | 0 | 0 | 0 | 0 | 0 | 0 | 0 | 0 | 0 | 0 | 0 | 0 | 0 | 0 | 0 | 0 | 0 | 0 | 0 | 0 | 0 | 0 | 0 | 0 | 0 | 0 | 0 | 0 | 0 | 0 | 0 | 0 | 0 | 0 | 0 | 0 | 0 | 0 | 0 | 0 | 0 | 0 | 0 | 0 | 0 | 0 | 0 | 5818124.2728 | 5804912.585 | 5791730.8981 | 5778579.1438 | 5765457.2544 | 5752365.1618 | 5739302.7986 | 5726270.0971 | 5713266.99 | 5700293.4102 | 0 | 0 | 0 | 0 | 0 | 0 | 0 | 0 | 0 | 0 | 232724.9709 | 232196.5034 | 231669.2359 | 231143.1658 | 230618.2902 | 230094.6065 | 229572.1119 | 229050.8039 | 228530.6796 | 228011.7364 | 0 | 0 | 0 | 0 | 0 | 0 | 0 | 0 | 0 | 0 | 2303612.1045 | 232724.9709 | 464921.4743 | 696590.7102 | 927733.876 | 1158352.1662 | 1388446.7726 | 1618018.8846 | 1847069.6885 | 2075600.3681 | 2303612.1045 | 2303612.1045 | 2303612.1045 | 2303612.1045 | 2303612.1045 | 2303612.1045 | 2303612.1045 | 2303612.1045 | 2303612.1045 | 2303612.1045 | 2303612.1045 | 0 | 0 | 0 | 0 | 0 | 0 | 0 | 0 | 0 | 0 | 0 | 0 | 0 | 0 | 0 | 0 | 0 | 0 | 0 | 0 | 0 | 0 | 0 | 0 | 0 | 0 | 0 | 0 | 0 | 0 | 0 | 0 | 0 | 0 | 0 | 0 | 0 | 0 | 0 | 0 | 0 | 0 | 0 | 0 | 0 | 0 | 0 | 0 | 0 | 7934624.3616 | 7916606.5649 | 7898629.6828 | 7880693.6222 | 7862798.2905 | 7844943.5951 | 7827129.4439 | 7809355.7447 | 7791622.4057 | 7773929.3352 | 0 | 0 | 0 | 0 | 0 | 0 | 0 | 0 | 0 | 0 | 0.001473% | 0 | 0 | 0 | 0 | 0 | 0 | 0 | 0 | 0 | 0 | 0 | 0 | 0 | 0 | 0 | 0 | 0 | 0 | 0 | 0 | 0 | 0 | 0 | 0
No | ResInsulation_PSE | M_Input | PSE Business Case "QC APPROVED_Measure Case_Insulation_2020" | 2020 | Retro | 2022 | 2045 | PSE | Residential | Single Family | Electric | Per SqFt of Floor Insulation - R0 Baseline - HP - SFWX | Per SqFt of Floor Insulation - R0 Baseline - HP - SFWX | 0.25 | SFWX: Insulation - Floor - R0 to R30 - HP |  | 0.18 | 45 | 1.46 | 0 |  | 0.004 | 0 | 0 | 0 | 0 | 0 | 0 | 0 |  | 0 | 0 | 0 | Heat Pump | Heat Pump | Floor Insulation | ResSpHtHPZ1 | 0.03002% | 9.34% | 0% | 1283.778 |  | 10.05% | 2.222% | 85% | 6.8% | 0.2% | 0.37225 | 0.0079553 | 0.03802 | 1.3054 | 0 | 0 | 0 | 1.5047 | 0 |  | 0.7161 | 0 | 0.7161 | 13. $0.225 to $99,999.000 | 0 | 0 | 01. ($9,999.00) to $0.22 | 1 | 601375.4156 | 600009.8236 | 598647.3325 | 597287.9353 | 595931.625 | 594578.3946 | 593228.2371 | 591881.1456 | 590537.1129 | 589196.1323 | 0 | 0 | 0 | 0 | 0 | 0 | 0 | 0 | 0 | 0 | 0 | 0 | 0 | 0 | 108247.5748 | 108001.7682 | 107756.5198 | 107511.8284 | 107267.6925 | 107024.111 | 106781.0827 | 106538.6062 | 106296.6803 | 106055.3038 | 0 | 0 | 0 | 0 | 0 | 0 | 0 | 0 | 0 | 0 | 0 | 0 | 0 | 0 | 1071481.1678 | 108247.5748 | 216249.3431 | 324005.8629 | 431517.6913 | 538785.3838 | 645809.4948 | 752590.5775 | 859129.1837 | 965425.864 | 1071481.1678 | 1071481.1678 | 1071481.1678 | 1071481.1678 | 1071481.1678 | 1071481.1678 | 1071481.1678 | 1071481.1678 | 1071481.1678 | 1071481.1678 | 1071481.1678 | 1071481.1678 | 1071481.1678 | 1071481.1678 | 1071481.1678 | 0 | 0 | 0 | 0 | 0 | 0 | 0 | 0 | 0 | 0 | 0 | 0 | 0 | 0 | 0 | 0 | 0 | 0 | 0 | 0 | 0 | 0 | 0 | 0 | 0 | 0 | 0 | 0 | 0 | 0 | 0 | 0 | 0 | 0 | 0 | 0 | 0 | 0 | 0 | 0 | 0 | 0 | 0 | 0 | 0 | 0 | 0 | 0 | 0 | 0 | 0 | 0 | 0 | 0 | 0 | 0 | 0 | 0 | 0 | 0 | 0 | 32.4999 | 64.9261 | 97.2786 | 129.5576 | 161.7634 | 193.896 | 225.9557 | 257.9425 | 289.8567 | 321.6985 | 321.6985 | 321.6985 | 321.6985 | 321.6985 | 321.6985 | 321.6985 | 321.6985 | 321.6985 | 321.6985 | 321.6985 | 321.6985 | 321.6985 | 321.6985 | 321.6985 | 904888.5465 | 902833.7425 | 900783.6046 | 898738.122 | 896697.2843 | 894661.0808 | 892629.5012 | 890602.5348 | 888580.1712 | 886562.4 | 0 | 0 | 0 | 0 | 0 | 0 | 0 | 0 | 0 | 0 | 0 | 0 | 0 | 0 | 8956976.988 | 0 | 0 | 0 | 0 | 0 | 0 | 0 | 0 | 0 | 0 | 0 | 0 | 0 | 0 | 0 | 0 | 0 | 0 | 0 | 0 | 0.003628% | 3.9268 | 7.8447 | 11.7537 | 15.6539 | 19.5451 | 23.4276 | 27.3012 | 31.166 | 35.0221 | 38.8694 | 38.8694 | 38.8694 | 38.8694 | 38.8694 | 38.8694 | 38.8694 | 38.8694 | 38.8694 | 38.8694 | 38.8694 | 38.8694 | 38.8694 | 38.8694 | 38.8694
No | ResInsulation_PSE | M_Input | PSE Business Case "QC APPROVED_Measure Case_Insulation_2020" | 2020 | Retro | 2022 | 2045 | PSE | Residential | Single Family | Electric | Per SqFt of Floor Insulation - R0 Baseline - Zonal - SFWX | Per SqFt of Floor Insulation - R0 Baseline - Zonal - SFWX | 0.25 | SFWX: Insulation - Floor - R0 to R30 - Zonal |  | 1.03 | 45 | 1.46 | 0 |  | 0.018 | 0 | 0 | 0 | 0 | 0 | 0 | 0 |  | 0 | 0 | 0 | Heating | Electric Zonal Heat | Floor Insulation | ResSpHtBBZ1 | 0.02856% | 12.05% | 0% | 1283.778 |  | 10.05% | 2.222% | 85% | 6.8% | 0.2% | 2.1301 | 0.043307 | 0.21734 | 1.3054 | 0 | 0 | 0 | 1.1266 | 0 |  | 0.093698 | 0 | 0.093698 | 07. $0.085 to $0.115 | 1 | 0 | 01. ($9,999.00) to $0.22 | 1 | 776117.8527 | 774355.4588 | 772597.0669 | 770842.6679 | 769092.2528 | 767345.8125 | 765603.338 | 763864.8202 | 762130.2503 | 760399.6191 | 0 | 0 | 0 | 0 | 0 | 0 | 0 | 0 | 0 | 0 | 0 | 0 | 0 | 0 | 799401.3883 | 797586.1225 | 795774.9789 | 793967.9479 | 792165.0204 | 790366.1869 | 788571.4381 | 786780.7648 | 784994.1578 | 783211.6077 | 0 | 0 | 0 | 0 | 0 | 0 | 0 | 0 | 0 | 0 | 0 | 0 | 0 | 0 | 7912819.6132 | 799401.3883 | 1596987.5108 | 2392762.4897 | 3186730.4376 | 3978895.458 | 4769261.6448 | 5557833.0829 | 6344613.8477 | 7129608.0055 | 7912819.6132 | 7912819.6132 | 7912819.6132 | 7912819.6132 | 7912819.6132 | 7912819.6132 | 7912819.6132 | 7912819.6132 | 7912819.6132 | 7912819.6132 | 7912819.6132 | 7912819.6132 | 7912819.6132 | 7912819.6132 | 7912819.6132 | 0 | 0 | 0 | 0 | 0 | 0 | 0 | 0 | 0 | 0 | 0 | 0 | 0 | 0 | 0 | 0 | 0 | 0 | 0 | 0 | 0 | 0 | 0 | 0 | 0 | 0 | 0 | 0 | 0 | 0 | 0 | 0 | 0 | 0 | 0 | 0 | 0 | 0 | 0 | 0 | 0 | 0 | 0 | 0 | 0 | 0 | 0 | 0 | 0 | 0 | 0 | 0 | 0 | 0 | 0 | 0 | 0 | 0 | 0 | 0 | 0 | 228.3307 | 456.1429 | 683.4378 | 910.2165 | 1136.4803 | 1362.2303 | 1587.4677 | 1812.1936 | 2036.4092 | 2260.1156 | 2260.1156 | 2260.1156 | 2260.1156 | 2260.1156 | 2260.1156 | 2260.1156 | 2260.1156 | 2260.1156 | 2260.1156 | 2260.1156 | 2260.1156 | 2260.1156 | 2260.1156 | 2260.1156 | 874373.3202 | 872387.8096 | 870406.8077 | 868430.3042 | 866458.2889 | 864490.7516 | 862527.6821 | 860569.0704 | 858614.9063 | 856665.1796 | 0 | 0 | 0 | 0 | 0 | 0 | 0 | 0 | 0 | 0 | 0 | 0 | 0 | 0 | 8654924.1204 | 0 | 0 | 0 | 0 | 0 | 0 | 0 | 0 | 0 | 0 | 0 | 0 | 0 | 0 | 0 | 0 | 0 | 0 | 0 | 0 | 0.0003665% | 2.9298 | 5.853 | 8.7696 | 11.6795 | 14.5829 | 17.4796 | 20.3697 | 23.2533 | 26.1304 | 29.0009 | 29.0009 | 29.0009 | 29.0009 | 29.0009 | 29.0009 | 29.0009 | 29.0009 | 29.0009 | 29.0009 | 29.0009 | 29.0009 | 29.0009 | 29.0009 | 29.0009
No | ResInsulation_PSE | M_Input | PSE Business Case "QC APPROVED_Measure Case_Insulation_2020" | 2020 | Retro | 2022 | 2045 | PSE | Residential | Single Family | Electric | Per SqFt of Wall Insulation - R0 Baseline - FAF - SFWX | Per SqFt of Wall Insulation - R0 Baseline - FAF - SFWX | 0.75 | SFWX: Insulation - Wall - R0 to R13 - FAF |  | 2.23 | 45 | 1.54 | 0 |  | 0.038 | 0 | 0 | 0 | 0 | 0 | 0 | 0 |  | 0 | 0 | 0 | Heating | Electric Furnace Heat | Wall Insulation | ResSpHtFAFZ1 | 0.02951% | 7.253% | 0% | 2186.4007 |  | 7.468% | 2.222% | 85% | 6.8% | 0.2% | 4.6117 | 0.096886 | 0.47086 | 1.3769 | 0 | 0 | 0 | 0.67355 | 0 |  | 0.025874 | 0 | 0.025874 | 01. ($9,999.000) to $0.028 | 1 | 0 | 01. ($9,999.00) to $0.22 | 1 | 590697.9365 | 589356.5907 | 588018.2907 | 586683.0298 | 585350.8009 | 584021.5973 | 582695.412 | 581372.2381 | 580052.0689 | 578734.8975 | 0 | 0 | 0 | 0 | 0 | 0 | 0 | 0 | 0 | 0 | 0 | 0 | 0 | 0 | 1317256.3984 | 1314265.1972 | 1311280.7883 | 1308303.1564 | 1305332.2861 | 1302368.1619 | 1299410.7687 | 1296460.091 | 1293516.1137 | 1290578.8215 | 0 | 0 | 0 | 0 | 0 | 0 | 0 | 0 | 0 | 0 | 0 | 0 | 0 | 0 | 13038771.7831 | 1317256.3984 | 2631521.5955 | 3942802.3839 | 5251105.5403 | 6556437.8264 | 7858805.9883 | 9158216.757 | 10454676.848 | 11748192.9617 | 13038771.7831 | 13038771.7831 | 13038771.7831 | 13038771.7831 | 13038771.7831 | 13038771.7831 | 13038771.7831 | 13038771.7831 | 13038771.7831 | 13038771.7831 | 13038771.7831 | 13038771.7831 | 13038771.7831 | 13038771.7831 | 13038771.7831 | 0 | 0 | 0 | 0 | 0 | 0 | 0 | 0 | 0 | 0 | 0 | 0 | 0 | 0 | 0 | 0 | 0 | 0 | 0 | 0 | 0 | 0 | 0 | 0 | 0 | 0 | 0 | 0 | 0 | 0 | 0 | 0 | 0 | 0 | 0 | 0 | 0 | 0 | 0 | 0 | 0 | 0 | 0 | 0 | 0 | 0 | 0 | 0 | 0 | 0 | 0 | 0 | 0 | 0 | 0 | 0 | 0 | 0 | 0 | 0 | 0 | 388.7846 | 776.6863 | 1163.7072 | 1549.8492 | 1935.1144 | 2319.5047 | 2703.0222 | 3085.6688 | 3467.4465 | 3848.3572 | 3848.3572 | 3848.3572 | 3848.3572 | 3848.3572 | 3848.3572 | 3848.3572 | 3848.3572 | 3848.3572 | 3848.3572 | 3848.3572 | 3848.3572 | 3848.3572 | 3848.3572 | 3848.3572 | 397866.0435 | 396962.5767 | 396061.1615 | 395161.7932 | 394264.4672 | 393369.1788 | 392475.9235 | 391584.6965 | 390695.4933 | 389808.3092 | 0 | 0 | 0 | 0 | 0 | 0 | 0 | 0 | 0 | 0 | 0 | 0 | 0 | 0 | 3938249.6433 | 0 | 0 | 0 | 0 | 0 | 0 | 0 | 0 | 0 | 0 | 0 | 0 | 0 | 0 | 0 | 0 | 0 | 0 | 0 | 0 | 0.001473% | 19.4007 | 38.7573 | 58.0699 | 77.3387 | 96.5638 | 115.7452 | 134.883 | 153.9774 | 173.0284 | 192.0362 | 192.0362 | 192.0362 | 192.0362 | 192.0362 | 192.0362 | 192.0362 | 192.0362 | 192.0362 | 192.0362 | 192.0362 | 192.0362 | 192.0362 | 192.0362 | 192.0362
No | ResInsulation_PSE | M_Input | PSE Business Case "QC APPROVED_Measure Case_Insulation_2020" | 2020 | Retro | 2022 | 2041 | PSE | Residential | Single Family | Gas | Per SqFt of Wall Insulation - R0 Baseline - NG - SFWX | Per SqFt of Wall Insulation - R0 Baseline - NG - SFWX | 0.75 | SFWX: Insulation - Wall - R0 to R13 - NG |  | 0 | 45 | 1.54 | 0 |  | 0 | 0 | 0 | 0 | 0 | 0 | 0 | 0.09 |  | 0 | 0 | 0 | Heating | Gas Heat | Wall Insulation | ResSpHtFAFZ1 | 0.02951% | 0% | 79.28% | 2186.4007 |  | 7.468% | 2.222% | 85% | 6.8% | 0.2% | 2.717 | 0.022015 | 0.2739 | 0 | 1.2692 | 0 | 0 | 0 | 1.2813 |  | 0 | 1.323 | 0 | 01. ($9,999.000) to $0.028 | 1 | 1.323 | 11. $1.20 to $1.50 | 0 | 0 | 0 | 0 | 0 | 0 | 0 | 0 | 0 | 0 | 0 | 0 | 0 | 0 | 0 | 0 | 0 | 0 | 0 | 0 | 0 | 0 | 0 | 0 | 0 | 0 | 0 | 0 | 0 | 0 | 0 | 0 | 0 | 0 | 0 | 0 | 0 | 0 | 0 | 0 | 0 | 0 | 0 | 0 | 0 | 0 | 0 | 0 | 0 | 0 | 0 | 0 | 0 | 0 | 0 | 0 | 0 | 0 | 0 | 0 | 0 | 0 | 0 | 0 | 0 | 0 | 0 | 0 | 0 | 0 | 0 | 0 | 0 | 0 | 7359391.8718 | 7342680.3024 | 7326006.6812 | 7309370.9223 | 7292772.9394 | 7276212.647 | 7259689.9594 | 7243204.7912 | 7226757.0572 | 7210346.6724 | 0 | 0 | 0 | 0 | 0 | 0 | 0 | 0 | 0 | 0 | 662345.2685 | 660841.2272 | 659340.6013 | 657843.383 | 656349.5645 | 654859.1382 | 653372.0963 | 651888.4312 | 650408.1351 | 648931.2005 | 0 | 0 | 0 | 0 | 0 | 0 | 0 | 0 | 0 | 0 | 6556179.046 | 662345.2685 | 1323186.4957 | 1982527.097 | 2640370.48 | 3296720.0445 | 3951579.1828 | 4604951.2791 | 5256839.7103 | 5907247.8455 | 6556179.046 | 6556179.046 | 6556179.046 | 6556179.046 | 6556179.046 | 6556179.046 | 6556179.046 | 6556179.046 | 6556179.046 | 6556179.046 | 6556179.046 | 0 | 0 | 0 | 0 | 0 | 0 | 0 | 0 | 0 | 0 | 0 | 0 | 0 | 0 | 0 | 0 | 0 | 0 | 0 | 0 | 0 | 0 | 0 | 0 | 0 | 0 | 0 | 0 | 0 | 0 | 0 | 0 | 0 | 0 | 0 | 0 | 0 | 0 | 0 | 0 | 0 | 0 | 0 | 0 | 0 | 0 | 0 | 0 | 0 | 9429691.4154 | 9408278.6485 | 9386914.5052 | 9365598.8753 | 9344331.6485 | 9323112.7149 | 9301941.9649 | 9280819.289 | 9259744.5781 | 9238717.7232 | 0 | 0 | 0 | 0 | 0 | 0 | 0 | 0 | 0 | 0 | 0.001473% | 0 | 0 | 0 | 0 | 0 | 0 | 0 | 0 | 0 | 0 | 0 | 0 | 0 | 0 | 0 | 0 | 0 | 0 | 0 | 0 | 0 | 0 | 0 | 0
No | ResInsulation_PSE | M_Input | PSE Business Case "QC APPROVED_Measure Case_Insulation_2020" | 2020 | Retro | 2022 | 2045 | PSE | Residential | Single Family | Electric | Per SqFt of Wall Insulation - R0 Baseline - HP - SFWX | Per SqFt of Wall Insulation - R0 Baseline - HP - SFWX | 0.75 | SFWX: Insulation - Wall - R0 to R13 - HP |  | 0.96 | 45 | 1.54 | 0 |  | 0.016 | 0 | 0 | 0 | 0 | 0 | 0 | 0 |  | 0 | 0 | 0 | Heat Pump | Heat Pump | Wall Insulation | ResSpHtHPZ1 | 0.03002% | 9.34% | 0% | 2186.4007 |  | 7.468% | 2.222% | 85% | 6.8% | 0.2% | 1.9853 | 0.042428 | 0.20278 | 1.3769 | 0 | 0 | 0 | 1.2529 | 0 |  | 0.1118 | 0 | 0.1118 | 07. $0.085 to $0.115 | 1 | 0 | 01. ($9,999.00) to $0.22 | 1 | 760684.5674 | 758957.2191 | 757233.7933 | 755514.2809 | 753798.6732 | 752086.9613 | 750379.1363 | 748675.1894 | 746975.1117 | 745278.8946 | 0 | 0 | 0 | 0 | 0 | 0 | 0 | 0 | 0 | 0 | 0 | 0 | 0 | 0 | 730257.1847 | 728598.9304 | 726944.4415 | 725293.7097 | 723646.7263 | 722003.4828 | 720363.9708 | 718728.1818 | 717096.1073 | 715467.7388 | 0 | 0 | 0 | 0 | 0 | 0 | 0 | 0 | 0 | 0 | 0 | 0 | 0 | 0 | 7228400.4741 | 730257.1847 | 1458856.1151 | 2185800.5566 | 2911094.2663 | 3634740.9926 | 4356744.4754 | 5077108.4462 | 5795836.628 | 6512932.7353 | 7228400.4741 | 7228400.4741 | 7228400.4741 | 7228400.4741 | 7228400.4741 | 7228400.4741 | 7228400.4741 | 7228400.4741 | 7228400.4741 | 7228400.4741 | 7228400.4741 | 7228400.4741 | 7228400.4741 | 7228400.4741 | 7228400.4741 | 0 | 0 | 0 | 0 | 0 | 0 | 0 | 0 | 0 | 0 | 0 | 0 | 0 | 0 | 0 | 0 | 0 | 0 | 0 | 0 | 0 | 0 | 0 | 0 | 0 | 0 | 0 | 0 | 0 | 0 | 0 | 0 | 0 | 0 | 0 | 0 | 0 | 0 | 0 | 0 | 0 | 0 | 0 | 0 | 0 | 0 | 0 | 0 | 0 | 0 | 0 | 0 | 0 | 0 | 0 | 0 | 0 | 0 | 0 | 0 | 0 | 219.2503 | 438.0028 | 656.2586 | 874.0187 | 1091.2843 | 1308.0566 | 1524.3367 | 1740.1256 | 1955.4245 | 2170.2345 | 2170.2345 | 2170.2345 | 2170.2345 | 2170.2345 | 2170.2345 | 2170.2345 | 2170.2345 | 2170.2345 | 2170.2345 | 2170.2345 | 2170.2345 | 2170.2345 | 2170.2345 | 2170.2345 | 953073.4183 | 950909.197 | 948749.8902 | 946595.4867 | 944445.9753 | 942301.3451 | 940161.5848 | 938026.6834 | 935896.63 | 933771.4134 | 0 | 0 | 0 | 0 | 0 | 0 | 0 | 0 | 0 | 0 | 0 | 0 | 0 | 0 | 9433931.6242 | 0 | 0 | 0 | 0 | 0 | 0 | 0 | 0 | 0 | 0 | 0 | 0 | 0 | 0 | 0 | 0 | 0 | 0 | 0 | 0 | 0.003628% | 26.491 | 52.9219 | 79.2928 | 105.6037 | 131.855 | 158.0466 | 184.1787 | 210.2515 | 236.2651 | 262.2196 | 262.2196 | 262.2196 | 262.2196 | 262.2196 | 262.2196 | 262.2196 | 262.2196 | 262.2196 | 262.2196 | 262.2196 | 262.2196 | 262.2196 | 262.2196 | 262.2196
No | ResInsulation_PSE | M_Input | PSE Business Case "QC APPROVED_Measure Case_Insulation_2020" | 2020 | Retro | 2022 | 2045 | PSE | Residential | Single Family | Electric | Per SqFt of Wall Insulation - R0 Baseline - Zonal - SFWX | Per SqFt of Wall Insulation - R0 Baseline - Zonal - SFWX | 0.75 | SFWX: Insulation - Wall - R0 to R13 - Zonal |  | 1.53 | 45 | 1.39 | 0 |  | 0.026 | 0 | 0 | 0 | 0 | 0 | 0 | 0 |  | 0 | 0 | 0 | Heating | Electric Zonal Heat | Wall Insulation | ResSpHtBBZ1 | 0.02856% | 12.05% | 0% | 2186.4007 |  | 7.468% | 2.222% | 85% | 6.8% | 0.2% | 3.1641 | 0.064329 | 0.32284 | 1.2428 | 0 | 0 | 0 | 0.8301 | 0 |  | 0.046477 | 0 | 0.046477 | 02. $0.028 to $0.055 | 1 | 0 | 01. ($9,999.00) to $0.22 | 1 | 981717.672 | 979488.4059 | 977264.2019 | 975045.0486 | 972830.9346 | 970621.8483 | 968417.7783 | 966218.7134 | 964024.642 | 961835.5528 | 0 | 0 | 0 | 0 | 0 | 0 | 0 | 0 | 0 | 0 | 0 | 0 | 0 | 0 | 1502028.0382 | 1498617.261 | 1495214.2289 | 1491818.9244 | 1488431.3299 | 1485051.4279 | 1481679.2009 | 1478314.6314 | 1474957.7022 | 1471608.3958 | 0 | 0 | 0 | 0 | 0 | 0 | 0 | 0 | 0 | 0 | 0 | 0 | 0 | 0 | 14867721.1406 | 1502028.0382 | 3000645.2992 | 4495859.5281 | 5987678.4525 | 7476109.7824 | 8961161.2103 | 10442840.4111 | 11921155.0426 | 13396112.7448 | 14867721.1406 | 14867721.1406 | 14867721.1406 | 14867721.1406 | 14867721.1406 | 14867721.1406 | 14867721.1406 | 14867721.1406 | 14867721.1406 | 14867721.1406 | 14867721.1406 | 14867721.1406 | 14867721.1406 | 14867721.1406 | 14867721.1406 | 0 | 0 | 0 | 0 | 0 | 0 | 0 | 0 | 0 | 0 | 0 | 0 | 0 | 0 | 0 | 0 | 0 | 0 | 0 | 0 | 0 | 0 | 0 | 0 | 0 | 0 | 0 | 0 | 0 | 0 | 0 | 0 | 0 | 0 | 0 | 0 | 0 | 0 | 0 | 0 | 0 | 0 | 0 | 0 | 0 | 0 | 0 | 0 | 0 | 0 | 0 | 0 | 0 | 0 | 0 | 0 | 0 | 0 | 0 | 0 | 0 | 429.0199 | 857.0656 | 1284.1393 | 1710.2431 | 2135.3795 | 2559.5504 | 2982.7581 | 3405.0048 | 3826.2926 | 4246.6239 | 4246.6239 | 4246.6239 | 4246.6239 | 4246.6239 | 4246.6239 | 4246.6239 | 4246.6239 | 4246.6239 | 4246.6239 | 4246.6239 | 4246.6239 | 4246.6239 | 4246.6239 | 4246.6239 | 814921.0792 | 813070.5716 | 811224.2662 | 809382.1533 | 807544.2234 | 805710.4671 | 803880.8748 | 802055.4372 | 800234.1447 | 798416.9879 | 0 | 0 | 0 | 0 | 0 | 0 | 0 | 0 | 0 | 0 | 0 | 0 | 0 | 0 | 8066440.2052 | 0 | 0 | 0 | 0 | 0 | 0 | 0 | 0 | 0 | 0 | 0 | 0 | 0 | 0 | 0 | 0 | 0 | 0 | 0 | 0 | 0.0003665% | 5.505 | 10.9975 | 16.4776 | 21.9451 | 27.4003 | 32.8431 | 38.2735 | 43.6916 | 49.0974 | 54.491 | 54.491 | 54.491 | 54.491 | 54.491 | 54.491 | 54.491 | 54.491 | 54.491 | 54.491 | 54.491 | 54.491 | 54.491 | 54.491 | 54.491
No | ResInsulation_PSE | M_Input | PSE Business Case "QC APPROVED_Measure Case_Insulation_2020" | 2020 | Retro | 2022 | 2041 | PSE | Residential | Multifamily | Gas | Per SqFt of Attic Insulation - R0 Baseline - MFRFT | Per SqFt of Attic Insulation - R0 Baseline - MFRFT | 0.75 | MFRFT: Insulation - Attic - R0 to R38 - NG |  | 0 | 45 | 0.79 | 0 |  | 0 | 0 | 0 | 0 | 0 | 0 | 0 | 0.04 |  | 0 | 0 | 0 | Heating | Gas Heat | Attic Insulation | ResSpHtFAFZ1 | 0.02951% | 0% | 38.85% | 326.8619 |  | 1.325% | 2.222% | 85% | 6.8% | 0.2% | 1.2075 | 0.0097846 | 0.12173 | 0 | 0.6511 | 0 | 0 | 0 | 0.67758 |  | 0 | 1.5742 | 0 | 01. ($9,999.000) to $0.028 | 1 | 1.5742 | 12. $1.50 to $999.00 | 0 | 0 | 0 | 0 | 0 | 0 | 0 | 0 | 0 | 0 | 0 | 0 | 0 | 0 | 0 | 0 | 0 | 0 | 0 | 0 | 0 | 0 | 0 | 0 | 0 | 0 | 0 | 0 | 0 | 0 | 0 | 0 | 0 | 0 | 0 | 0 | 0 | 0 | 0 | 0 | 0 | 0 | 0 | 0 | 0 | 0 | 0 | 0 | 0 | 0 | 0 | 0 | 0 | 0 | 0 | 0 | 0 | 0 | 0 | 0 | 0 | 0 | 0 | 0 | 0 | 0 | 0 | 0 | 0 | 0 | 0 | 0 | 0 | 0 | 8079.5183 | 8061.1712 | 8042.8657 | 8024.6018 | 8006.3794 | 7988.1984 | 7970.0587 | 7951.9601 | 7933.9027 | 7915.8862 | 0 | 0 | 0 | 0 | 0 | 0 | 0 | 0 | 0 | 0 | 323.1807 | 322.4468 | 321.7146 | 320.9841 | 320.2552 | 319.5279 | 318.8023 | 318.0784 | 317.3561 | 316.6354 | 0 | 0 | 0 | 0 | 0 | 0 | 0 | 0 | 0 | 0 | 3198.9817 | 323.1807 | 645.6276 | 967.3422 | 1288.3263 | 1608.5815 | 1928.1094 | 2246.9117 | 2564.9901 | 2882.3463 | 3198.9817 | 3198.9817 | 3198.9817 | 3198.9817 | 3198.9817 | 3198.9817 | 3198.9817 | 3198.9817 | 3198.9817 | 3198.9817 | 3198.9817 | 0 | 0 | 0 | 0 | 0 | 0 | 0 | 0 | 0 | 0 | 0 | 0 | 0 | 0 | 0 | 0 | 0 | 0 | 0 | 0 | 0 | 0 | 0 | 0 | 0 | 0 | 0 | 0 | 0 | 0 | 0 | 0 | 0 | 0 | 0 | 0 | 0 | 0 | 0 | 0 | 0 | 0 | 0 | 0 | 0 | 0 | 0 | 0 | 0 | 5474.5213 | 5462.0897 | 5449.6863 | 5437.3111 | 5424.9639 | 5412.6448 | 5400.3537 | 5388.0905 | 5375.8551 | 5363.6475 | 0 | 0 | 0 | 0 | 0 | 0 | 0 | 0 | 0 | 0 | 0.001473% | 0 | 0 | 0 | 0 | 0 | 0 | 0 | 0 | 0 | 0 | 0 | 0 | 0 | 0 | 0 | 0 | 0 | 0 | 0 | 0 | 0 | 0 | 0 | 0
No | ResInsulation_PSE | M_Input | PSE Business Case "QC APPROVED_Measure Case_Insulation_2020" | 2020 | Retro | 2022 | 2045 | PSE | Residential | Multifamily | Electric | Per SqFt of Attic Insulation - R0 Baseline - MFRFT | Per SqFt of Attic Insulation - R0 Baseline - MFRFT | 0.75 | MFRFT: Insulation - Attic - R0 to R38 - E |  | 0.9 | 45 | 0.79 | 0 |  | 0 | 0 | 0 | 0 | 0 | 0 | 0 | 0 |  | 0 | 0 | 0 | Heating | Electric Heat | Attic Insulation | ResSpHtFAFZ1 | 0.02951% | 75.29% | 0% | 326.8619 |  | 1.356% | 2.222% | 85% | 6.8% | 0.2% | 1.8612 | 0.039102 | 0.19003 | 0.70633 | 0 | 0 | 0 | 0.63519 | 0 |  | 0.060459 | 0 | 0.060459 | 03. $0.055 to $0.062 | 1 | 0 | 01. ($9,999.00) to $0.22 | 1 | 60582.5348 | 60444.9629 | 60307.7034 | 60170.7556 | 60034.1187 | 59897.7922 | 59761.7752 | 59626.0671 | 59490.6672 | 59355.5747 | 0 | 0 | 0 | 0 | 0 | 0 | 0 | 0 | 0 | 0 | 0 | 0 | 0 | 0 | 54524.2813 | 54400.4666 | 54276.933 | 54153.68 | 54030.7069 | 53908.013 | 53785.5977 | 53663.4604 | 53541.6005 | 53420.0172 | 0 | 0 | 0 | 0 | 0 | 0 | 0 | 0 | 0 | 0 | 0 | 0 | 0 | 0 | 539704.7566 | 54524.2813 | 108924.7479 | 163201.6809 | 217355.3609 | 271386.0678 | 325294.0808 | 379079.6785 | 432743.1389 | 486284.7394 | 539704.7566 | 539704.7566 | 539704.7566 | 539704.7566 | 539704.7566 | 539704.7566 | 539704.7566 | 539704.7566 | 539704.7566 | 539704.7566 | 539704.7566 | 539704.7566 | 539704.7566 | 539704.7566 | 539704.7566 | 0 | 0 | 0 | 0 | 0 | 0 | 0 | 0 | 0 | 0 | 0 | 0 | 0 | 0 | 0 | 0 | 0 | 0 | 0 | 0 | 0 | 0 | 0 | 0 | 0 | 0 | 0 | 0 | 0 | 0 | 0 | 0 | 0 | 0 | 0 | 0 | 0 | 0 | 0 | 0 | 0 | 0 | 0 | 0 | 0 | 0 | 0 | 0 | 0 | 0 | 0 | 0 | 0 | 0 | 0 | 0 | 0 | 0 | 0 | 0 | 0 | 16.0927 | 32.1488 | 48.1685 | 64.1518 | 80.0988 | 96.0096 | 111.8843 | 127.7229 | 143.5256 | 159.2924 | 159.2924 | 159.2924 | 159.2924 | 159.2924 | 159.2924 | 159.2924 | 159.2924 | 159.2924 | 159.2924 | 159.2924 | 159.2924 | 159.2924 | 159.2924 | 159.2924 | 38481.6005 | 38394.2158 | 38307.0295 | 38220.0413 | 38133.2505 | 38046.6568 | 37960.2598 | 37874.059 | 37788.0539 | 37702.2441 | 0 | 0 | 0 | 0 | 0 | 0 | 0 | 0 | 0 | 0 | 0 | 0 | 0 | 0 | 380907.4113 | 0 | 0 | 0 | 0 | 0 | 0 | 0 | 0 | 0 | 0 | 0 | 0 | 0 | 0 | 0 | 0 | 0 | 0 | 0 | 0 | 0.001473% | 0.80304 | 1.6043 | 2.4036 | 3.2012 | 3.997 | 4.791 | 5.5831 | 6.3735 | 7.162 | 7.9488 | 7.9488 | 7.9488 | 7.9488 | 7.9488 | 7.9488 | 7.9488 | 7.9488 | 7.9488 | 7.9488 | 7.9488 | 7.9488 | 7.9488 | 7.9488 | 7.9488
No | ResInsulation_PSE | M_Input | PSE Business Case "QC APPROVED_Measure Case_Insulation_2020" | 2020 | Retro | 2022 | 2041 | PSE | Residential | Multifamily | Gas | Per SqFt of Attic Insulation - R11 Baseline - MFRFT | Per SqFt of Attic Insulation - R11 Baseline - MFRFT | 0.75 | MFRFT: Insulation - Attic - R11 to R38 - NG |  | 0 | 45 | 0.76 | 0 |  | 0 | 0 | 0 | 0 | 0 | 0 | 0 | 0.02 |  | 0 | 0 | 0 | Heating | Gas Heat | Attic Insulation | ResSpHtFAFZ1 | 0.02951% | 0% | 38.85% | 326.8619 |  | 0% | 2.222% | 85% | 6.8% | 0.2% | 0.60377 | 0.0048923 | 0.060867 | 0 | 0.62637 | 0 | 0 | 0 | 0.71261 |  | 0 | 3.3112 | 0 | 01. ($9,999.000) to $0.028 | 1 | 3.3112 | 12. $1.50 to $999.00 | 0 | 0 | 0 | 0 | 0 | 0 | 0 | 0 | 0 | 0 | 0 | 0 | 0 | 0 | 0 | 0 | 0 | 0 | 0 | 0 | 0 | 0 | 0 | 0 | 0 | 0 | 0 | 0 | 0 | 0 | 0 | 0 | 0 | 0 | 0 | 0 | 0 | 0 | 0 | 0 | 0 | 0 | 0 | 0 | 0 | 0 | 0 | 0 | 0 | 0 | 0 | 0 | 0 | 0 | 0 | 0 | 0 | 0 | 0 | 0 | 0 | 0 | 0 | 0 | 0 | 0 | 0 | 0 | 0 | 0 | 0 | 0 | 0 | 0 | 0 | 0 | 0 | 0 | 0 | 0 | 0 | 0 | 0 | 0 | 0 | 0 | 0 | 0 | 0 | 0 | 0 | 0 | 0 | 0 | 0 | 0 | 0 | 0 | 0 | 0 | 0 | 0 | 0 | 0 | 0 | 0 | 0 | 0 | 0 | 0 | 0 | 0 | 0 | 0 | 0 | 0 | 0 | 0 | 0 | 0 | 0 | 0 | 0 | 0 | 0 | 0 | 0 | 0 | 0 | 0 | 0 | 0 | 0 | 0 | 0 | 0 | 0 | 0 | 0 | 0 | 0 | 0 | 0 | 0 | 0 | 0 | 0 | 0 | 0 | 0 | 0 | 0 | 0 | 0 | 0 | 0 | 0 | 0 | 0 | 0 | 0 | 0 | 0 | 0 | 0 | 0 | 0 | 0 | 0 | 0 | 0 | 0 | 0 | 0 | 0 | 0 | 0 | 0 | 0 | 0 | 0 | 0 | 0 | 0 | 0 | 0 | 0 | 0 | 0 | 0 | 0 | 0 | 0 | 0 | 0 | 0 | 0 | 0 | 0 | 0 | 0 | 0 | 0 | 0 | 0.001473% | 0 | 0 | 0 | 0 | 0 | 0 | 0 | 0 | 0 | 0 | 0 | 0 | 0 | 0 | 0 | 0 | 0 | 0 | 0 | 0 | 0 | 0 | 0 | 0
No | ResInsulation_PSE | M_Input | PSE Business Case "QC APPROVED_Measure Case_Insulation_2020" | 2020 | Retro | 2022 | 2045 | PSE | Residential | Multifamily | Electric | Per SqFt of Attic Insulation - R11 Baseline - MFRFT | Per SqFt of Attic Insulation - R11 Baseline - MFRFT | 0.75 | MFRFT: Insulation - Attic - R11 to R38 - E |  | 0.56 | 45 | 0.76 | 0 |  | 0 | 0 | 0 | 0 | 0 | 0 | 0 | 0 |  | 0 | 0 | 0 | Heating | Electric Heat | Attic Insulation | ResSpHtFAFZ1 | 0.02951% | 75.29% | 0% | 326.8619 |  | 0% | 2.222% | 85% | 6.8% | 0.2% | 1.1581 | 0.02433 | 0.11824 | 0.67951 | 0 | 0 | 0 | 0.68893 | 0 |  | 0.10539 | 0 | 0.10539 | 07. $0.085 to $0.115 | 1 | 0 | 01. ($9,999.00) to $0.22 | 1 | 0 | 0 | 0 | 0 | 0 | 0 | 0 | 0 | 0 | 0 | 0 | 0 | 0 | 0 | 0 | 0 | 0 | 0 | 0 | 0 | 0 | 0 | 0 | 0 | 0 | 0 | 0 | 0 | 0 | 0 | 0 | 0 | 0 | 0 | 0 | 0 | 0 | 0 | 0 | 0 | 0 | 0 | 0 | 0 | 0 | 0 | 0 | 0 | 0 | 0 | 0 | 0 | 0 | 0 | 0 | 0 | 0 | 0 | 0 | 0 | 0 | 0 | 0 | 0 | 0 | 0 | 0 | 0 | 0 | 0 | 0 | 0 | 0 | 0 | 0 | 0 | 0 | 0 | 0 | 0 | 0 | 0 | 0 | 0 | 0 | 0 | 0 | 0 | 0 | 0 | 0 | 0 | 0 | 0 | 0 | 0 | 0 | 0 | 0 | 0 | 0 | 0 | 0 | 0 | 0 | 0 | 0 | 0 | 0 | 0 | 0 | 0 | 0 | 0 | 0 | 0 | 0 | 0 | 0 | 0 | 0 | 0 | 0 | 0 | 0 | 0 | 0 | 0 | 0 | 0 | 0 | 0 | 0 | 0 | 0 | 0 | 0 | 0 | 0 | 0 | 0 | 0 | 0 | 0 | 0 | 0 | 0 | 0 | 0 | 0 | 0 | 0 | 0 | 0 | 0 | 0 | 0 | 0 | 0 | 0 | 0 | 0 | 0 | 0 | 0 | 0 | 0 | 0 | 0 | 0 | 0 | 0 | 0 | 0 | 0 | 0 | 0 | 0 | 0 | 0 | 0 | 0 | 0 | 0 | 0 | 0 | 0 | 0 | 0 | 0 | 0 | 0 | 0 | 0 | 0 | 0 | 0 | 0 | 0 | 0 | 0 | 0 | 0 | 0.001473% | 0 | 0 | 0 | 0 | 0 | 0 | 0 | 0 | 0 | 0 | 0 | 0 | 0 | 0 | 0 | 0 | 0 | 0 | 0 | 0 | 0 | 0 | 0 | 0
No | ResInsulation_PSE | M_Input | PSE Business Case "QC APPROVED_Measure Case_Insulation_2020" | 2020 | Retro | 2022 | 2041 | PSE | Residential | Multifamily | Gas | Per SqFt of Floor Insulation - R0 Baseline - MFRFT | Per SqFt of Floor Insulation - R0 Baseline - MFRFT | 0.75 | MFRFT: Insulation - Floor - R0 to R30 - NG |  | 0 | 45 | 0.97 | 0 |  | 0 | 0 | 0 | 0 | 0 | 0 | 0 | 0.06 |  | 0 | 0 | 0 | Heating | Gas Heat | Floor Insulation | ResSpHtFAFZ1 | 0.02951% | 0% | 38.85% | 326.8619 |  | 27.8% | 2.222% | 85% | 6.8% | 0.2% | 1.8113 | 0.014677 | 0.1826 | 0 | 0.79945 | 0 | 0 | 0 | 0.79617 |  | 0 | 1.2331 | 0 | 01. ($9,999.000) to $0.028 | 1 | 1.2331 | 11. $1.20 to $1.50 | 0 | 0 | 0 | 0 | 0 | 0 | 0 | 0 | 0 | 0 | 0 | 0 | 0 | 0 | 0 | 0 | 0 | 0 | 0 | 0 | 0 | 0 | 0 | 0 | 0 | 0 | 0 | 0 | 0 | 0 | 0 | 0 | 0 | 0 | 0 | 0 | 0 | 0 | 0 | 0 | 0 | 0 | 0 | 0 | 0 | 0 | 0 | 0 | 0 | 0 | 0 | 0 | 0 | 0 | 0 | 0 | 0 | 0 | 0 | 0 | 0 | 0 | 0 | 0 | 0 | 0 | 0 | 0 | 0 | 0 | 0 | 0 | 0 | 0 | 169526.4713 | 169141.5076 | 168757.418 | 168374.2007 | 167991.8535 | 167610.3747 | 167229.762 | 166850.0137 | 166471.1277 | 166093.1021 | 0 | 0 | 0 | 0 | 0 | 0 | 0 | 0 | 0 | 0 | 10171.5883 | 10148.4905 | 10125.4451 | 10102.452 | 10079.5112 | 10056.6225 | 10033.7857 | 10011.0008 | 9988.2677 | 9965.5861 | 0 | 0 | 0 | 0 | 0 | 0 | 0 | 0 | 0 | 0 | 100682.7499 | 10171.5883 | 20320.0787 | 30445.5238 | 40547.9759 | 50627.4871 | 60684.1095 | 70717.8953 | 80728.8961 | 90717.1638 | 100682.7499 | 100682.7499 | 100682.7499 | 100682.7499 | 100682.7499 | 100682.7499 | 100682.7499 | 100682.7499 | 100682.7499 | 100682.7499 | 100682.7499 | 0 | 0 | 0 | 0 | 0 | 0 | 0 | 0 | 0 | 0 | 0 | 0 | 0 | 0 | 0 | 0 | 0 | 0 | 0 | 0 | 0 | 0 | 0 | 0 | 0 | 0 | 0 | 0 | 0 | 0 | 0 | 0 | 0 | 0 | 0 | 0 | 0 | 0 | 0 | 0 | 0 | 0 | 0 | 0 | 0 | 0 | 0 | 0 | 0 | 134972.3556 | 134665.858 | 134360.0564 | 134054.9492 | 133750.5348 | 133446.8117 | 133143.7783 | 132841.433 | 132539.7744 | 132238.8007 | 0 | 0 | 0 | 0 | 0 | 0 | 0 | 0 | 0 | 0 | 0.001473% | 0 | 0 | 0 | 0 | 0 | 0 | 0 | 0 | 0 | 0 | 0 | 0 | 0 | 0 | 0 | 0 | 0 | 0 | 0 | 0 | 0 | 0 | 0 | 0
No | ResInsulation_PSE | M_Input | PSE Business Case "QC APPROVED_Measure Case_Insulation_2020" | 2020 | Retro | 2022 | 2045 | PSE | Residential | Multifamily | Electric | Per SqFt of Floor Insulation - R0 Baseline - MFRFT | Per SqFt of Floor Insulation - R0 Baseline - MFRFT | 0.75 | MFRFT: Insulation - Floor - R0 to R30 - E |  | 1.6 | 45 | 0.98 | 0 |  | 0 | 0 | 0 | 0 | 0 | 0 | 0 | 0 |  | 0 | 0 | 0 | Heating | Electric Heat | Floor Insulation | ResSpHtFAFZ1 | 0.02951% | 75.29% | 0% | 326.8619 |  | 28.3% | 2.222% | 85% | 6.8% | 0.2% | 3.3089 | 0.069515 | 0.33784 | 0.87621 | 0 | 0 | 0 | 0.66485 | 0 |  | 0.035596 | 0 | 0.035596 | 02. $0.028 to $0.055 | 1 | 0 | 01. ($9,999.00) to $0.22 | 1 | 1264447.7385 | 1261576.408 | 1258711.5979 | 1255853.2932 | 1253001.4791 | 1250156.1411 | 1247317.2642 | 1244484.834 | 1241658.8356 | 1238839.2546 | 0 | 0 | 0 | 0 | 0 | 0 | 0 | 0 | 0 | 0 | 0 | 0 | 0 | 0 | 2023116.3816 | 2018522.2529 | 2013938.5566 | 2009365.2691 | 2004802.3666 | 2000249.8257 | 1995707.6228 | 1991175.7343 | 1986654.137 | 1982142.8074 | 0 | 0 | 0 | 0 | 0 | 0 | 0 | 0 | 0 | 0 | 0 | 0 | 0 | 0 | 20025674.954 | 2023116.3816 | 4041638.6345 | 6055577.1911 | 8064942.4601 | 10069744.8267 | 12069994.6524 | 14065702.2752 | 16056878.0095 | 18043532.1465 | 20025674.954 | 20025674.954 | 20025674.954 | 20025674.954 | 20025674.954 | 20025674.954 | 20025674.954 | 20025674.954 | 20025674.954 | 20025674.954 | 20025674.954 | 20025674.954 | 20025674.954 | 20025674.954 | 20025674.954 | 0 | 0 | 0 | 0 | 0 | 0 | 0 | 0 | 0 | 0 | 0 | 0 | 0 | 0 | 0 | 0 | 0 | 0 | 0 | 0 | 0 | 0 | 0 | 0 | 0 | 0 | 0 | 0 | 0 | 0 | 0 | 0 | 0 | 0 | 0 | 0 | 0 | 0 | 0 | 0 | 0 | 0 | 0 | 0 | 0 | 0 | 0 | 0 | 0 | 0 | 0 | 0 | 0 | 0 | 0 | 0 | 0 | 0 | 0 | 0 | 0 | 597.1172 | 1192.8784 | 1787.2868 | 2380.3453 | 2972.0572 | 3562.4254 | 4151.4529 | 4739.1429 | 5325.4983 | 5910.5223 | 5910.5223 | 5910.5223 | 5910.5223 | 5910.5223 | 5910.5223 | 5910.5223 | 5910.5223 | 5910.5223 | 5910.5223 | 5910.5223 | 5910.5223 | 5910.5223 | 5910.5223 | 5910.5223 | 840671.2846 | 838762.2733 | 836857.597 | 834957.2459 | 833061.2101 | 831169.4798 | 829282.0454 | 827398.8969 | 825520.0248 | 823645.4192 | 0 | 0 | 0 | 0 | 0 | 0 | 0 | 0 | 0 | 0 | 0 | 0 | 0 | 0 | 8321325.477 | 0 | 0 | 0 | 0 | 0 | 0 | 0 | 0 | 0 | 0 | 0 | 0 | 0 | 0 | 0 | 0 | 0 | 0 | 0 | 0 | 0.001473% | 29.7966 | 59.5256 | 89.1871 | 118.7812 | 148.3081 | 177.7679 | 207.1609 | 236.4871 | 265.7467 | 294.9399 | 294.9399 | 294.9399 | 294.9399 | 294.9399 | 294.9399 | 294.9399 | 294.9399 | 294.9399 | 294.9399 | 294.9399 | 294.9399 | 294.9399 | 294.9399 | 294.9399
No | ResInsulation_PSE | M_Input | PSE Business Case "QC APPROVED_Measure Case_Insulation_2020" | 2020 | Retro | 2022 | 2045 | PSE | Residential | Multifamily | Electric | Per SqFt of Floor Insulation - R11 Baseline - MFRFT | Per SqFt of Floor Insulation - R11 Baseline - MFRFT | 0.75 | MFRFT: Insulation - Floor - R11 to R30 - E |  | 0.72 | 45 | 1.47 | 0 |  | 0 | 0 | 0 | 0 | 0 | 0 | 0 | 0 |  | 0 | 0 | 0 | Heating | Electric Heat | Floor Insulation | ResSpHtFAFZ1 | 0.02951% | 75.29% | 0% | 326.8619 |  | 0% | 2.222% | 85% | 6.8% | 0.2% | 1.489 | 0.031282 | 0.15203 | 1.3143 | 0 | 0 | 0 | 1.425 | 0 |  | 0.16954 | 0 | 0.16954 | 10. $0.150 to $0.175 | 0 | 0 | 01. ($9,999.00) to $0.22 | 1 | 0 | 0 | 0 | 0 | 0 | 0 | 0 | 0 | 0 | 0 | 0 | 0 | 0 | 0 | 0 | 0 | 0 | 0 | 0 | 0 | 0 | 0 | 0 | 0 | 0 | 0 | 0 | 0 | 0 | 0 | 0 | 0 | 0 | 0 | 0 | 0 | 0 | 0 | 0 | 0 | 0 | 0 | 0 | 0 | 0 | 0 | 0 | 0 | 0 | 0 | 0 | 0 | 0 | 0 | 0 | 0 | 0 | 0 | 0 | 0 | 0 | 0 | 0 | 0 | 0 | 0 | 0 | 0 | 0 | 0 | 0 | 0 | 0 | 0 | 0 | 0 | 0 | 0 | 0 | 0 | 0 | 0 | 0 | 0 | 0 | 0 | 0 | 0 | 0 | 0 | 0 | 0 | 0 | 0 | 0 | 0 | 0 | 0 | 0 | 0 | 0 | 0 | 0 | 0 | 0 | 0 | 0 | 0 | 0 | 0 | 0 | 0 | 0 | 0 | 0 | 0 | 0 | 0 | 0 | 0 | 0 | 0 | 0 | 0 | 0 | 0 | 0 | 0 | 0 | 0 | 0 | 0 | 0 | 0 | 0 | 0 | 0 | 0 | 0 | 0 | 0 | 0 | 0 | 0 | 0 | 0 | 0 | 0 | 0 | 0 | 0 | 0 | 0 | 0 | 0 | 0 | 0 | 0 | 0 | 0 | 0 | 0 | 0 | 0 | 0 | 0 | 0 | 0 | 0 | 0 | 0 | 0 | 0 | 0 | 0 | 0 | 0 | 0 | 0 | 0 | 0 | 0 | 0 | 0 | 0 | 0 | 0 | 0 | 0 | 0 | 0 | 0 | 0 | 0 | 0 | 0 | 0 | 0 | 0 | 0 | 0 | 0 | 0 | 0.001473% | 0 | 0 | 0 | 0 | 0 | 0 | 0 | 0 | 0 | 0 | 0 | 0 | 0 | 0 | 0 | 0 | 0 | 0 | 0 | 0 | 0 | 0 | 0 | 0
No | ResInsulation_PSE | M_Input | PSE Business Case "QC APPROVED_Measure Case_Insulation_2020" | 2020 | Retro | 2022 | 2041 | PSE | Residential | Multifamily | Gas | Per SqFt of Wall Insulation - R0 Baseline - MFRFT | Per SqFt of Wall Insulation - R0 Baseline - MFRFT | 0.75 | MFRFT: Insulation - Wall - R0 to R11 - NG |  | 0 | 45 | 1.04 | 0 |  | 0 | 0 | 0 | 0 | 0 | 0 | 0 | 0.1 |  | 0 | 0 | 0 | Heating | Gas Heat | Wall Insulation | ResSpHtFAFZ1 | 0.02951% | 0% | 38.85% | 185.2153 |  | 17.45% | 2.222% | 85% | 6.8% | 0.2% | 3.0189 | 0.024461 | 0.30433 | 0 | 0.85714 | 0 | 0 | 0 | 0.73635 |  | 0 | 0.68429 | 0 | 01. ($9,999.000) to $0.028 | 1 | 0.68429 | 07. $0.62 to $0.70 | 1 | 0 | 0 | 0 | 0 | 0 | 0 | 0 | 0 | 0 | 0 | 0 | 0 | 0 | 0 | 0 | 0 | 0 | 0 | 0 | 0 | 0 | 0 | 0 | 0 | 0 | 0 | 0 | 0 | 0 | 0 | 0 | 0 | 0 | 0 | 0 | 0 | 0 | 0 | 0 | 0 | 0 | 0 | 0 | 0 | 0 | 0 | 0 | 0 | 0 | 0 | 0 | 0 | 0 | 0 | 0 | 0 | 0 | 0 | 0 | 0 | 0 | 0 | 0 | 0 | 0 | 0 | 0 | 0 | 0 | 0 | 0 | 0 | 0 | 60300.3431 | 60163.412 | 60026.7918 | 59890.4819 | 59754.4815 | 59618.79 | 59483.4066 | 59348.3306 | 59213.5614 | 59079.0982 | 0 | 0 | 0 | 0 | 0 | 0 | 0 | 0 | 0 | 0 | 6030.0343 | 6016.3412 | 6002.6792 | 5989.0482 | 5975.4482 | 5961.879 | 5948.3407 | 5934.8331 | 5921.3561 | 5907.9098 | 0 | 0 | 0 | 0 | 0 | 0 | 0 | 0 | 0 | 0 | 59687.8697 | 6030.0343 | 12046.3755 | 18049.0547 | 24038.1029 | 30013.551 | 35975.43 | 41923.7707 | 47858.6038 | 53779.9599 | 59687.8697 | 59687.8697 | 59687.8697 | 59687.8697 | 59687.8697 | 59687.8697 | 59687.8697 | 59687.8697 | 59687.8697 | 59687.8697 | 59687.8697 | 0 | 0 | 0 | 0 | 0 | 0 | 0 | 0 | 0 | 0 | 0 | 0 | 0 | 0 | 0 | 0 | 0 | 0 | 0 | 0 | 0 | 0 | 0 | 0 | 0 | 0 | 0 | 0 | 0 | 0 | 0 | 0 | 0 | 0 | 0 | 0 | 0 | 0 | 0 | 0 | 0 | 0 | 0 | 0 | 0 | 0 | 0 | 0 | 0 | 44401.995 | 44301.1662 | 44200.5663 | 44100.1948 | 44000.0513 | 43900.1352 | 43800.446 | 43700.9832 | 43601.7462 | 43502.7346 | 0 | 0 | 0 | 0 | 0 | 0 | 0 | 0 | 0 | 0 | 0.001473% | 0 | 0 | 0 | 0 | 0 | 0 | 0 | 0 | 0 | 0 | 0 | 0 | 0 | 0 | 0 | 0 | 0 | 0 | 0 | 0 | 0 | 0 | 0 | 0
No | ResInsulation_PSE | M_Input | PSE Business Case "QC APPROVED_Measure Case_Insulation_2020" | 2020 | Retro | 2022 | 2045 | PSE | Residential | Multifamily | Electric | Per SqFt of Wall Insulation - R0 Baseline - MFRFT | Per SqFt of Wall Insulation - R0 Baseline - MFRFT | 0.75 | MFRFT: Insulation - Wall - R0 to R11 - E |  | 2.2 | 45 | 1.04 | 0 |  | 0 | 0 | 0 | 0 | 0 | 0 | 0 | 0 |  | 0 | 0 | 0 | Heating | Electric Heat | Wall Insulation | ResSpHtFAFZ1 | 0.02951% | 75.29% | 0% | 185.2153 |  | 18.55% | 2.222% | 85% | 6.8% | 0.2% | 4.5497 | 0.095582 | 0.46453 | 0.92985 | 0 | 0 | 0 | 0.57774 | 0 |  | 0.022496 | 0 | 0.022496 | 01. ($9,999.000) to $0.028 | 1 | 0 | 01. ($9,999.00) to $0.22 | 1 | 469611.3989 | 468544.997 | 467481.0167 | 466419.4524 | 465360.2988 | 464303.5504 | 463249.2016 | 462197.2471 | 461147.6813 | 460100.499 | 0 | 0 | 0 | 0 | 0 | 0 | 0 | 0 | 0 | 0 | 0 | 0 | 0 | 0 | 1033145.0776 | 1030798.9934 | 1028458.2366 | 1026122.7954 | 1023792.6574 | 1021467.8108 | 1019148.2435 | 1016833.9436 | 1014524.8989 | 1012221.0977 | 0 | 0 | 0 | 0 | 0 | 0 | 0 | 0 | 0 | 0 | 0 | 0 | 0 | 0 | 10226513.7551 | 1033145.0776 | 2063944.071 | 3092402.3076 | 4118525.103 | 5142317.7604 | 6163785.5713 | 7182933.8148 | 8199767.7584 | 9214292.6573 | 10226513.7551 | 10226513.7551 | 10226513.7551 | 10226513.7551 | 10226513.7551 | 10226513.7551 | 10226513.7551 | 10226513.7551 | 10226513.7551 | 10226513.7551 | 10226513.7551 | 10226513.7551 | 10226513.7551 | 10226513.7551 | 10226513.7551 | 0 | 0 | 0 | 0 | 0 | 0 | 0 | 0 | 0 | 0 | 0 | 0 | 0 | 0 | 0 | 0 | 0 | 0 | 0 | 0 | 0 | 0 | 0 | 0 | 0 | 0 | 0 | 0 | 0 | 0 | 0 | 0 | 0 | 0 | 0 | 0 | 0 | 0 | 0 | 0 | 0 | 0 | 0 | 0 | 0 | 0 | 0 | 0 | 0 | 0 | 0 | 0 | 0 | 0 | 0 | 0 | 0 | 0 | 0 | 0 | 0 | 304.9299 | 609.1674 | 912.7139 | 1215.5712 | 1517.7408 | 1819.2242 | 2120.0229 | 2420.1387 | 2719.5729 | 3018.3271 | 3018.3271 | 3018.3271 | 3018.3271 | 3018.3271 | 3018.3271 | 3018.3271 | 3018.3271 | 3018.3271 | 3018.3271 | 3018.3271 | 3018.3271 | 3018.3271 | 3018.3271 | 3018.3271 | 271313.4241 | 270697.3208 | 270082.6165 | 269469.3081 | 268857.3924 | 268246.8662 | 267637.7264 | 267029.9699 | 266423.5935 | 265818.5941 | 0 | 0 | 0 | 0 | 0 | 0 | 0 | 0 | 0 | 0 | 0 | 0 | 0 | 0 | 2685576.812 | 0 | 0 | 0 | 0 | 0 | 0 | 0 | 0 | 0 | 0 | 0 | 0 | 0 | 0 | 0 | 0 | 0 | 0 | 0 | 0 | 0.001473% | 15.2163 | 30.3979 | 45.5452 | 60.658 | 75.7365 | 90.7808 | 105.7909 | 120.7669 | 135.7089 | 150.617 | 150.617 | 150.617 | 150.617 | 150.617 | 150.617 | 150.617 | 150.617 | 150.617 | 150.617 | 150.617 | 150.617 | 150.617 | 150.617 | 150.617
Yes | ResInsulation_PSE | M_Input | PSE Business Case "QC APPROVED_Measure Case_Insulation_2020" | 2020 | Retro | 2022 | 2045 | PSE | Residential | Manufactured LI | Electric | Per SqFt of Attic Insulation - R0 Baseline - SFWX | Per SqFt of Attic Insulation - R0 Baseline - SFWX | 1.55 | LIW: Insulation - Attic - R0 to R22 - MH - TE |  | 0.63 | 25 | 1.55 | 0 |  | 0.005 | 0 | 0 | 0 | 0 | 0 | 0 | 0 |  | 0 | 0 | 0 | Heating | Electric Heat | Attic Insulation | ResSpHtFAFZ1 | 0.02951% | 65.62% | 0% | 1269.2135 |  | 1.765% | 4% | 85% | 6.8% | 0.2% | 0.69559 | 0.027371 | 0.072296 | 1.6285 | 0 | 0 | 0 | 1.187 | 0 |  | 0.1614 | 0 | 0.1614 | 10. $0.150 to $0.175 | 0 | 0 | 01. ($9,999.00) to $0.22 | 1 | 32400.1979 | 32400.1979 | 32400.1979 | 32400.1979 | 32400.1979 | 32400.1979 | 32400.1979 | 32400.1979 | 32400.1979 | 32400.1979 | 0 | 0 | 0 | 0 | 0 | 0 | 0 | 0 | 0 | 0 | 0 | 0 | 0 | 0 | 20412.1247 | 20412.1247 | 20412.1247 | 20412.1247 | 20412.1247 | 20412.1247 | 20412.1247 | 20412.1247 | 20412.1247 | 20412.1247 | 0 | 0 | 0 | 0 | 0 | 0 | 0 | 0 | 0 | 0 | 0 | 0 | 0 | 0 | 204121.2466 | 20412.1247 | 40824.2493 | 61236.374 | 81648.4986 | 102060.6233 | 122472.748 | 142884.8726 | 163296.9973 | 183709.1219 | 204121.2466 | 204121.2466 | 204121.2466 | 204121.2466 | 204121.2466 | 204121.2466 | 204121.2466 | 204121.2466 | 204121.2466 | 204121.2466 | 204121.2466 | 204121.2466 | 204121.2466 | 204121.2466 | 204121.2466 | 0 | 0 | 0 | 0 | 0 | 0 | 0 | 0 | 0 | 0 | 0 | 0 | 0 | 0 | 0 | 0 | 0 | 0 | 0 | 0 | 0 | 0 | 0 | 0 | 0 | 0 | 0 | 0 | 0 | 0 | 0 | 0 | 0 | 0 | 0 | 0 | 0 | 0 | 0 | 0 | 0 | 0 | 0 | 0 | 0 | 0 | 0 | 0 | 0 | 0 | 0 | 0 | 0 | 0 | 0 | 0 | 0 | 0 | 0 | 0 | 0 | 6.0246 | 12.0492 | 18.0737 | 24.0983 | 30.1229 | 36.1475 | 42.1721 | 48.1967 | 54.2212 | 60.2458 | 60.2458 | 60.2458 | 60.2458 | 60.2458 | 60.2458 | 60.2458 | 60.2458 | 60.2458 | 60.2458 | 60.2458 | 60.2458 | 60.2458 | 60.2458 | 60.2458 | 38457.5429 | 38457.5429 | 38457.5429 | 38457.5429 | 38457.5429 | 38457.5429 | 38457.5429 | 38457.5429 | 38457.5429 | 38457.5429 | 0 | 0 | 0 | 0 | 0 | 0 | 0 | 0 | 0 | 0 | 0 | 0 | 0 | 0 | 384575.429 | 0 | 0 | 0 | 0 | 0 | 0 | 0 | 0 | 0 | 0 | 0 | 0 | 0 | 0 | 0 | 0 | 0 | 0 | 0 | 0 | 0.001473% | 0.30063 | 0.60126 | 0.90189 | 1.2025 | 1.5032 | 1.8038 | 2.1044 | 2.4051 | 2.7057 | 3.0063 | 3.0063 | 3.0063 | 3.0063 | 3.0063 | 3.0063 | 3.0063 | 3.0063 | 3.0063 | 3.0063 | 3.0063 | 3.0063 | 3.0063 | 3.0063 | 3.0063
Yes | ResInsulation_PSE | M_Input | PSE Business Case "QC APPROVED_Measure Case_Insulation_2020" | 2020 | Retro | 2022 | 2041 | PSE | Residential | Manufactured LI | Gas | Per SqFt of Attic Insulation - R0 Baseline - SFWX | Per SqFt of Attic Insulation - R0 Baseline - SFWX | 1.55 | LIW: Insulation - Attic - R0 to R22 - MH - TG |  | 0 | 25 | 1.55 | 0 |  | 0 | 0 | 0 | 0 | 0 | 0 | 0 | 0.03 |  | 0 | 0 | 0 | Heating | Gas Heat | Attic Insulation | ResSpHtFAFZ1 | 0.02951% | 0% | 88.1% | 1269.2135 |  | 1.765% | 4% | 85% | 6.8% | 0.2% | 0.54359 | 0.0073384 | 0.055093 | 0 | 1.5011 | 0 | 0 | 0 | 1.1658 |  | 0 | 3.6113 | 0 | 01. ($9,999.000) to $0.028 | 1 | 3.6113 | 12. $1.50 to $999.00 | 0 | 0 | 0 | 0 | 0 | 0 | 0 | 0 | 0 | 0 | 0 | 0 | 0 | 0 | 0 | 0 | 0 | 0 | 0 | 0 | 0 | 0 | 0 | 0 | 0 | 0 | 0 | 0 | 0 | 0 | 0 | 0 | 0 | 0 | 0 | 0 | 0 | 0 | 0 | 0 | 0 | 0 | 0 | 0 | 0 | 0 | 0 | 0 | 0 | 0 | 0 | 0 | 0 | 0 | 0 | 0 | 0 | 0 | 0 | 0 | 0 | 0 | 0 | 0 | 0 | 0 | 0 | 0 | 0 | 0 | 0 | 0 | 0 | 0 | 432.5617 | 432.5617 | 432.5617 | 432.5617 | 432.5617 | 432.5617 | 432.5617 | 432.5617 | 432.5617 | 432.5617 | 0 | 0 | 0 | 0 | 0 | 0 | 0 | 0 | 0 | 0 | 12.9769 | 12.9769 | 12.9769 | 12.9769 | 12.9769 | 12.9769 | 12.9769 | 12.9769 | 12.9769 | 12.9769 | 0 | 0 | 0 | 0 | 0 | 0 | 0 | 0 | 0 | 0 | 129.7685 | 12.9769 | 25.9537 | 38.9306 | 51.9074 | 64.8843 | 77.8611 | 90.838 | 103.8148 | 116.7917 | 129.7685 | 129.7685 | 129.7685 | 129.7685 | 129.7685 | 129.7685 | 129.7685 | 129.7685 | 129.7685 | 129.7685 | 129.7685 | 0 | 0 | 0 | 0 | 0 | 0 | 0 | 0 | 0 | 0 | 0 | 0 | 0 | 0 | 0 | 0 | 0 | 0 | 0 | 0 | 0 | 0 | 0 | 0 | 0 | 0 | 0 | 0 | 0 | 0 | 0 | 0 | 0 | 0 | 0 | 0 | 0 | 0 | 0 | 0 | 0 | 0 | 0 | 0 | 0 | 0 | 0 | 0 | 0 | 504.2795 | 504.2795 | 504.2795 | 504.2795 | 504.2795 | 504.2795 | 504.2795 | 504.2795 | 504.2795 | 504.2795 | 0 | 0 | 0 | 0 | 0 | 0 | 0 | 0 | 0 | 0 | 0.001473% | 0 | 0 | 0 | 0 | 0 | 0 | 0 | 0 | 0 | 0 | 0 | 0 | 0 | 0 | 0 | 0 | 0 | 0 | 0 | 0 | 0 | 0 | 0 | 0
No | ResInsulation_PSE | M_Input | PSE Business Case "QC APPROVED_Measure Case_Insulation_2020" | 2020 | Retro | 2022 | 2045 | PSE | Residential | Manufactured | Electric | Per SqFt of Attic Insulation - R0 Baseline - ER - SFWX - Pre HUD | Per SqFt of Attic Insulation - R0 Baseline - ER - SFWX - Pre HUD | 0.86 | Insulation - Attic - R0 to R22 - ER - MH - Pre HUD |  | 0.63 | 25 | 0.86 | 0 |  | 0.005 | 0 | 0 | 0 | 0 | 0 | 0 | 0 |  | 0 | 0 | 0 | Heating | Electric Zonal Heat | Attic Insulation | ResSpHtBBZ1 | 0.02856% | 5.579% | 0% | 1269.2135 |  | 1.765% | 4% | 85% | 6.8% | 0.2% | 0.69559 | 0.026488 | 0.072208 | 0.90354 | 0 | 0 | 0 | 0.91847 | 0 |  | 0.12489 | 0 | 0.12489 | 08. $0.115 to $0.130 | 1 | 0 | 01. ($9,999.00) to $0.22 | 1 | 4979.6805 | 4979.6805 | 4979.6805 | 4979.6805 | 4979.6805 | 4979.6805 | 4979.6805 | 4979.6805 | 4979.6805 | 4979.6805 | 0 | 0 | 0 | 0 | 0 | 0 | 0 | 0 | 0 | 0 | 0 | 0 | 0 | 0 | 3137.1987 | 3137.1987 | 3137.1987 | 3137.1987 | 3137.1987 | 3137.1987 | 3137.1987 | 3137.1987 | 3137.1987 | 3137.1987 | 0 | 0 | 0 | 0 | 0 | 0 | 0 | 0 | 0 | 0 | 0 | 0 | 0 | 0 | 31371.9874 | 3137.1987 | 6274.3975 | 9411.5962 | 12548.795 | 15685.9937 | 18823.1925 | 21960.3912 | 25097.5899 | 28234.7887 | 31371.9874 | 31371.9874 | 31371.9874 | 31371.9874 | 31371.9874 | 31371.9874 | 31371.9874 | 31371.9874 | 31371.9874 | 31371.9874 | 31371.9874 | 31371.9874 | 31371.9874 | 31371.9874 | 31371.9874 | 0 | 0 | 0 | 0 | 0 | 0 | 0 | 0 | 0 | 0 | 0 | 0 | 0 | 0 | 0 | 0 | 0 | 0 | 0 | 0 | 0 | 0 | 0 | 0 | 0 | 0 | 0 | 0 | 0 | 0 | 0 | 0 | 0 | 0 | 0 | 0 | 0 | 0 | 0 | 0 | 0 | 0 | 0 | 0 | 0 | 0 | 0 | 0 | 0 | 0 | 0 | 0 | 0 | 0 | 0 | 0 | 0 | 0 | 0 | 0 | 0 | 0.89607 | 1.7921 | 2.6882 | 3.5843 | 4.4803 | 5.3764 | 6.2725 | 7.1686 | 8.0646 | 8.9607 | 8.9607 | 8.9607 | 8.9607 | 8.9607 | 8.9607 | 8.9607 | 8.9607 | 8.9607 | 8.9607 | 8.9607 | 8.9607 | 8.9607 | 8.9607 | 8.9607 | 4573.6968 | 4573.6968 | 4573.6968 | 4573.6968 | 4573.6968 | 4573.6968 | 4573.6968 | 4573.6968 | 4573.6968 | 4573.6968 | 0 | 0 | 0 | 0 | 0 | 0 | 0 | 0 | 0 | 0 | 0 | 0 | 0 | 0 | 45736.9676 | 0 | 0 | 0 | 0 | 0 | 0 | 0 | 0 | 0 | 0 | 0 | 0 | 0 | 0 | 0 | 0 | 0 | 0 | 0 | 0 | 0.0003665% | 0.011498 | 0.022996 | 0.034494 | 0.045992 | 0.05749 | 0.068988 | 0.080486 | 0.091984 | 0.10348 | 0.11498 | 0.11498 | 0.11498 | 0.11498 | 0.11498 | 0.11498 | 0.11498 | 0.11498 | 0.11498 | 0.11498 | 0.11498 | 0.11498 | 0.11498 | 0.11498 | 0.11498
No | ResInsulation_PSE | M_Input | PSE Business Case "QC APPROVED_Measure Case_Insulation_2020" | 2020 | Retro | 2022 | 2045 | PSE | Residential | Manufactured | Electric | Per SqFt of Attic Insulation - R0 Baseline - HP - SFWX - Pre HUD | Per SqFt of Attic Insulation - R0 Baseline - HP - SFWX - Pre HUD | 0.86 | Insulation - Attic - R0 to R22 - HP - MH - Pre HUD |  | 0.63 | 25 | 0.86 | 0 |  | 0.005 | 0 | 0 | 0 | 0 | 0 | 0 | 0 |  | 0 | 0 | 0 | Heat Pump | Heat Pump | Attic Insulation | ResSpHtHPZ1 | 0.03002% | 11.55% | 0% | 1269.2135 |  | 1.765% | 4% | 85% | 6.8% | 0.2% | 0.69559 | 0.027843 | 0.072344 | 0.90354 | 0 | 0 | 0 | 0.91698 | 0 |  | 0.12469 | 0 | 0.12469 | 08. $0.115 to $0.130 | 1 | 0 | 01. ($9,999.00) to $0.22 | 1 | 10310.5965 | 10310.5965 | 10310.5965 | 10310.5965 | 10310.5965 | 10310.5965 | 10310.5965 | 10310.5965 | 10310.5965 | 10310.5965 | 0 | 0 | 0 | 0 | 0 | 0 | 0 | 0 | 0 | 0 | 0 | 0 | 0 | 0 | 6495.6758 | 6495.6758 | 6495.6758 | 6495.6758 | 6495.6758 | 6495.6758 | 6495.6758 | 6495.6758 | 6495.6758 | 6495.6758 | 0 | 0 | 0 | 0 | 0 | 0 | 0 | 0 | 0 | 0 | 0 | 0 | 0 | 0 | 64956.7579 | 6495.6758 | 12991.3516 | 19487.0274 | 25982.7031 | 32478.3789 | 38974.0547 | 45469.7305 | 51965.4063 | 58461.0821 | 64956.7579 | 64956.7579 | 64956.7579 | 64956.7579 | 64956.7579 | 64956.7579 | 64956.7579 | 64956.7579 | 64956.7579 | 64956.7579 | 64956.7579 | 64956.7579 | 64956.7579 | 64956.7579 | 64956.7579 | 0 | 0 | 0 | 0 | 0 | 0 | 0 | 0 | 0 | 0 | 0 | 0 | 0 | 0 | 0 | 0 | 0 | 0 | 0 | 0 | 0 | 0 | 0 | 0 | 0 | 0 | 0 | 0 | 0 | 0 | 0 | 0 | 0 | 0 | 0 | 0 | 0 | 0 | 0 | 0 | 0 | 0 | 0 | 0 | 0 | 0 | 0 | 0 | 0 | 0 | 0 | 0 | 0 | 0 | 0 | 0 | 0 | 0 | 0 | 0 | 0 | 1.9502 | 3.9005 | 5.8507 | 7.801 | 9.7512 | 11.7015 | 13.6517 | 15.6019 | 17.5522 | 19.5024 | 19.5024 | 19.5024 | 19.5024 | 19.5024 | 19.5024 | 19.5024 | 19.5024 | 19.5024 | 19.5024 | 19.5024 | 19.5024 | 19.5024 | 19.5024 | 19.5024 | 9454.6265 | 9454.6265 | 9454.6265 | 9454.6265 | 9454.6265 | 9454.6265 | 9454.6265 | 9454.6265 | 9454.6265 | 9454.6265 | 0 | 0 | 0 | 0 | 0 | 0 | 0 | 0 | 0 | 0 | 0 | 0 | 0 | 0 | 94546.2646 | 0 | 0 | 0 | 0 | 0 | 0 | 0 | 0 | 0 | 0 | 0 | 0 | 0 | 0 | 0 | 0 | 0 | 0 | 0 | 0 | 0.003628% | 0.23564 | 0.47128 | 0.70692 | 0.94256 | 1.1782 | 1.4138 | 1.6495 | 1.8851 | 2.1208 | 2.3564 | 2.3564 | 2.3564 | 2.3564 | 2.3564 | 2.3564 | 2.3564 | 2.3564 | 2.3564 | 2.3564 | 2.3564 | 2.3564 | 2.3564 | 2.3564 | 2.3564
No | ResInsulation_PSE | M_Input | PSE Business Case "QC APPROVED_Measure Case_Insulation_2020" | 2020 | Retro | 2022 | 2041 | PSE | Residential | Manufactured | Gas | Per SqFt of Attic Insulation - R0 Baseline - NG - SFWX - Pre HUD | Per SqFt of Attic Insulation - R0 Baseline - NG - SFWX - Pre HUD | 0.86 | Insulation - Attic - R0 to R22 - NG - MH - Pre HUD |  | 0 | 25 | 0.86 | 0 |  | 0 | 0 | 0 | 0 | 0 | 0 | 0 | 0.0255 |  | 0 | 0 | 0 | Heating | Gas Heat | Attic Insulation | ResSpHtFAFZ1 | 0.02951% | 0% | 88.1% | 1269.2135 |  | 1.765% | 4% | 85% | 6.8% | 0.2% | 0.46206 | 0.0062377 | 0.046829 | 0 | 0.83288 | 0 | 0 | 0 | 0.95182 |  | 0 | 3.4687 | 0 | 01. ($9,999.000) to $0.028 | 1 | 3.4687 | 12. $1.50 to $999.00 | 0 | 0 | 0 | 0 | 0 | 0 | 0 | 0 | 0 | 0 | 0 | 0 | 0 | 0 | 0 | 0 | 0 | 0 | 0 | 0 | 0 | 0 | 0 | 0 | 0 | 0 | 0 | 0 | 0 | 0 | 0 | 0 | 0 | 0 | 0 | 0 | 0 | 0 | 0 | 0 | 0 | 0 | 0 | 0 | 0 | 0 | 0 | 0 | 0 | 0 | 0 | 0 | 0 | 0 | 0 | 0 | 0 | 0 | 0 | 0 | 0 | 0 | 0 | 0 | 0 | 0 | 0 | 0 | 0 | 0 | 0 | 0 | 0 | 0 | 3408.4331 | 3408.4331 | 3408.4331 | 3408.4331 | 3408.4331 | 3408.4331 | 3408.4331 | 3408.4331 | 3408.4331 | 3408.4331 | 0 | 0 | 0 | 0 | 0 | 0 | 0 | 0 | 0 | 0 | 86.915 | 86.915 | 86.915 | 86.915 | 86.915 | 86.915 | 86.915 | 86.915 | 86.915 | 86.915 | 0 | 0 | 0 | 0 | 0 | 0 | 0 | 0 | 0 | 0 | 869.1504 | 86.915 | 173.8301 | 260.7451 | 347.6602 | 434.5752 | 521.4903 | 608.4053 | 695.3204 | 782.2354 | 869.1504 | 869.1504 | 869.1504 | 869.1504 | 869.1504 | 869.1504 | 869.1504 | 869.1504 | 869.1504 | 869.1504 | 869.1504 | 0 | 0 | 0 | 0 | 0 | 0 | 0 | 0 | 0 | 0 | 0 | 0 | 0 | 0 | 0 | 0 | 0 | 0 | 0 | 0 | 0 | 0 | 0 | 0 | 0 | 0 | 0 | 0 | 0 | 0 | 0 | 0 | 0 | 0 | 0 | 0 | 0 | 0 | 0 | 0 | 0 | 0 | 0 | 0 | 0 | 0 | 0 | 0 | 0 | 3244.2052 | 3244.2052 | 3244.2052 | 3244.2052 | 3244.2052 | 3244.2052 | 3244.2052 | 3244.2052 | 3244.2052 | 3244.2052 | 0 | 0 | 0 | 0 | 0 | 0 | 0 | 0 | 0 | 0 | 0.001473% | 0 | 0 | 0 | 0 | 0 | 0 | 0 | 0 | 0 | 0 | 0 | 0 | 0 | 0 | 0 | 0 | 0 | 0 | 0 | 0 | 0 | 0 | 0 | 0
No | ResInsulation_PSE | M_Input | PSE Business Case "QC APPROVED_Measure Case_Insulation_2020" | 2020 | Retro | 2022 | 2045 | PSE | Residential | Manufactured | Electric | Per SqFt of Attic Insulation - R0 Baseline - ER - SFWX - HUD | Per SqFt of Attic Insulation - R0 Baseline - ER - SFWX - HUD | 0.97 | Insulation - Attic - R0 to R30 - ER - MH - HUD |  | 0.33 | 25 | 0.97 | 0 |  | 0.003 | 0 | 0 | 0 | 0 | 0 | 0 | 0 |  | 0 | 0 | 0 | Heating | Electric Zonal Heat | Attic Insulation | ResSpHtBBZ1 | 0.02856% | 5.579% | 0% | 1269.2135 |  | 5.371% | 4% | 85% | 6.8% | 0.2% | 0.36436 | 0.013875 | 0.037823 | 1.0191 | 0 | 0 | 0 | 1.1264 | 0 |  | 0.2924 | 0 | 0.2924 | 13. $0.225 to $99,999.000 | 0 | 0 | 01. ($9,999.00) to $0.22 | 1 | 15149.5765 | 15149.5765 | 15149.5765 | 15149.5765 | 15149.5765 | 15149.5765 | 15149.5765 | 15149.5765 | 15149.5765 | 15149.5765 | 0 | 0 | 0 | 0 | 0 | 0 | 0 | 0 | 0 | 0 | 0 | 0 | 0 | 0 | 4999.3602 | 4999.3602 | 4999.3602 | 4999.3602 | 4999.3602 | 4999.3602 | 4999.3602 | 4999.3602 | 4999.3602 | 4999.3602 | 0 | 0 | 0 | 0 | 0 | 0 | 0 | 0 | 0 | 0 | 0 | 0 | 0 | 0 | 49993.6024 | 4999.3602 | 9998.7205 | 14998.0807 | 19997.441 | 24996.8012 | 29996.1615 | 34995.5217 | 39994.882 | 44994.2422 | 49993.6024 | 49993.6024 | 49993.6024 | 49993.6024 | 49993.6024 | 49993.6024 | 49993.6024 | 49993.6024 | 49993.6024 | 49993.6024 | 49993.6024 | 49993.6024 | 49993.6024 | 49993.6024 | 49993.6024 | 0 | 0 | 0 | 0 | 0 | 0 | 0 | 0 | 0 | 0 | 0 | 0 | 0 | 0 | 0 | 0 | 0 | 0 | 0 | 0 | 0 | 0 | 0 | 0 | 0 | 0 | 0 | 0 | 0 | 0 | 0 | 0 | 0 | 0 | 0 | 0 | 0 | 0 | 0 | 0 | 0 | 0 | 0 | 0 | 0 | 0 | 0 | 0 | 0 | 0 | 0 | 0 | 0 | 0 | 0 | 0 | 0 | 0 | 0 | 0 | 0 | 1.428 | 2.8559 | 4.2839 | 5.7118 | 7.1398 | 8.5677 | 9.9957 | 11.4236 | 12.8516 | 14.2795 | 14.2795 | 14.2795 | 14.2795 | 14.2795 | 14.2795 | 14.2795 | 14.2795 | 14.2795 | 14.2795 | 14.2795 | 14.2795 | 14.2795 | 14.2795 | 14.2795 | 17064.2699 | 17064.2699 | 17064.2699 | 17064.2699 | 17064.2699 | 17064.2699 | 17064.2699 | 17064.2699 | 17064.2699 | 17064.2699 | 0 | 0 | 0 | 0 | 0 | 0 | 0 | 0 | 0 | 0 | 0 | 0 | 0 | 0 | 170642.6991 | 0 | 0 | 0 | 0 | 0 | 0 | 0 | 0 | 0 | 0 | 0 | 0 | 0 | 0 | 0 | 0 | 0 | 0 | 0 | 0 | 0.0003665% | 0.018323 | 0.036646 | 0.054969 | 0.073292 | 0.091615 | 0.10994 | 0.12826 | 0.14658 | 0.16491 | 0.18323 | 0.18323 | 0.18323 | 0.18323 | 0.18323 | 0.18323 | 0.18323 | 0.18323 | 0.18323 | 0.18323 | 0.18323 | 0.18323 | 0.18323 | 0.18323 | 0.18323
No | ResInsulation_PSE | M_Input | PSE Business Case "QC APPROVED_Measure Case_Insulation_2020" | 2020 | Retro | 2022 | 2045 | PSE | Residential | Manufactured | Electric | Per SqFt of Attic Insulation - R0 Baseline - HP - SFWX - HUD | Per SqFt of Attic Insulation - R0 Baseline - HP - SFWX - HUD | 0.97 | Insulation - Attic - R0 to R30 - HP - MH - HUD |  | 0.33 | 25 | 0.97 | 0 |  | 0.003 | 0 | 0 | 0 | 0 | 0 | 0 | 0 |  | 0 | 0 | 0 | Heat Pump | Heat Pump | Attic Insulation | ResSpHtHPZ1 | 0.03002% | 11.55% | 0% | 1269.2135 |  | 5.371% | 4% | 85% | 6.8% | 0.2% | 0.36436 | 0.014585 | 0.037894 | 1.0191 | 0 | 0 | 0 | 1.1256 | 0 |  | 0.29219 | 0 | 0.29219 | 13. $0.225 to $99,999.000 | 0 | 0 | 01. ($9,999.00) to $0.22 | 1 | 31367.709 | 31367.709 | 31367.709 | 31367.709 | 31367.709 | 31367.709 | 31367.709 | 31367.709 | 31367.709 | 31367.709 | 0 | 0 | 0 | 0 | 0 | 0 | 0 | 0 | 0 | 0 | 0 | 0 | 0 | 0 | 10351.344 | 10351.344 | 10351.344 | 10351.344 | 10351.344 | 10351.344 | 10351.344 | 10351.344 | 10351.344 | 10351.344 | 0 | 0 | 0 | 0 | 0 | 0 | 0 | 0 | 0 | 0 | 0 | 0 | 0 | 0 | 103513.4397 | 10351.344 | 20702.6879 | 31054.0319 | 41405.3759 | 51756.7198 | 62108.0638 | 72459.4078 | 82810.7518 | 93162.0957 | 103513.4397 | 103513.4397 | 103513.4397 | 103513.4397 | 103513.4397 | 103513.4397 | 103513.4397 | 103513.4397 | 103513.4397 | 103513.4397 | 103513.4397 | 103513.4397 | 103513.4397 | 103513.4397 | 103513.4397 | 0 | 0 | 0 | 0 | 0 | 0 | 0 | 0 | 0 | 0 | 0 | 0 | 0 | 0 | 0 | 0 | 0 | 0 | 0 | 0 | 0 | 0 | 0 | 0 | 0 | 0 | 0 | 0 | 0 | 0 | 0 | 0 | 0 | 0 | 0 | 0 | 0 | 0 | 0 | 0 | 0 | 0 | 0 | 0 | 0 | 0 | 0 | 0 | 0 | 0 | 0 | 0 | 0 | 0 | 0 | 0 | 0 | 0 | 0 | 0 | 0 | 3.1079 | 6.2157 | 9.3236 | 12.4314 | 15.5393 | 18.6471 | 21.755 | 24.8629 | 27.9707 | 31.0786 | 31.0786 | 31.0786 | 31.0786 | 31.0786 | 31.0786 | 31.0786 | 31.0786 | 31.0786 | 31.0786 | 31.0786 | 31.0786 | 31.0786 | 31.0786 | 31.0786 | 35307.6579 | 35307.6579 | 35307.6579 | 35307.6579 | 35307.6579 | 35307.6579 | 35307.6579 | 35307.6579 | 35307.6579 | 35307.6579 | 0 | 0 | 0 | 0 | 0 | 0 | 0 | 0 | 0 | 0 | 0 | 0 | 0 | 0 | 353076.5795 | 0 | 0 | 0 | 0 | 0 | 0 | 0 | 0 | 0 | 0 | 0 | 0 | 0 | 0 | 0 | 0 | 0 | 0 | 0 | 0 | 0.003628% | 0.37551 | 0.75102 | 1.1265 | 1.502 | 1.8775 | 2.2531 | 2.6286 | 3.0041 | 3.3796 | 3.7551 | 3.7551 | 3.7551 | 3.7551 | 3.7551 | 3.7551 | 3.7551 | 3.7551 | 3.7551 | 3.7551 | 3.7551 | 3.7551 | 3.7551 | 3.7551 | 3.7551
No | ResInsulation_PSE | M_Input | PSE Business Case "QC APPROVED_Measure Case_Insulation_2020" | 2020 | Retro | 2022 | 2041 | PSE | Residential | Manufactured | Gas | Per SqFt of Attic Insulation - R0 Baseline - NG - SFWX - HUD | Per SqFt of Attic Insulation - R0 Baseline - NG - SFWX - HUD | 0.97 | Insulation - Attic - R0 to R30 - NG - MH - HUD |  | 0 | 25 | 0.97 | 0 |  | 0 | 0 | 0 | 0 | 0 | 0 | 0 | 0.0134 |  | 0 | 0 | 0 | Heating | Gas Heat | Attic Insulation | ResSpHtFAFZ1 | 0.02951% | 0% | 88.1% | 1269.2135 |  | 5.371% | 4% | 85% | 6.8% | 0.2% | 0.24281 | 0.0032778 | 0.024608 | 0 | 0.93942 | 0 | 0 | 0 | 1.1055 |  | 0 | 7.667 | 0 | 01. ($9,999.000) to $0.028 | 1 | 7.667 | 12. $1.50 to $999.00 | 0 | 0 | 0 | 0 | 0 | 0 | 0 | 0 | 0 | 0 | 0 | 0 | 0 | 0 | 0 | 0 | 0 | 0 | 0 | 0 | 0 | 0 | 0 | 0 | 0 | 0 | 0 | 0 | 0 | 0 | 0 | 0 | 0 | 0 | 0 | 0 | 0 | 0 | 0 | 0 | 0 | 0 | 0 | 0 | 0 | 0 | 0 | 0 | 0 | 0 | 0 | 0 | 0 | 0 | 0 | 0 | 0 | 0 | 0 | 0 | 0 | 0 | 0 | 0 | 0 | 0 | 0 | 0 | 0 | 0 | 0 | 0 | 0 | 0 | 10369.4037 | 10369.4037 | 10369.4037 | 10369.4037 | 10369.4037 | 10369.4037 | 10369.4037 | 10369.4037 | 10369.4037 | 10369.4037 | 0 | 0 | 0 | 0 | 0 | 0 | 0 | 0 | 0 | 0 | 138.95 | 138.95 | 138.95 | 138.95 | 138.95 | 138.95 | 138.95 | 138.95 | 138.95 | 138.95 | 0 | 0 | 0 | 0 | 0 | 0 | 0 | 0 | 0 | 0 | 1389.5001 | 138.95 | 277.9 | 416.85 | 555.8 | 694.7501 | 833.7001 | 972.6501 | 1111.6001 | 1250.5501 | 1389.5001 | 1389.5001 | 1389.5001 | 1389.5001 | 1389.5001 | 1389.5001 | 1389.5001 | 1389.5001 | 1389.5001 | 1389.5001 | 1389.5001 | 0 | 0 | 0 | 0 | 0 | 0 | 0 | 0 | 0 | 0 | 0 | 0 | 0 | 0 | 0 | 0 | 0 | 0 | 0 | 0 | 0 | 0 | 0 | 0 | 0 | 0 | 0 | 0 | 0 | 0 | 0 | 0 | 0 | 0 | 0 | 0 | 0 | 0 | 0 | 0 | 0 | 0 | 0 | 0 | 0 | 0 | 0 | 0 | 0 | 11463.6835 | 11463.6835 | 11463.6835 | 11463.6835 | 11463.6835 | 11463.6835 | 11463.6835 | 11463.6835 | 11463.6835 | 11463.6835 | 0 | 0 | 0 | 0 | 0 | 0 | 0 | 0 | 0 | 0 | 0.001473% | 0 | 0 | 0 | 0 | 0 | 0 | 0 | 0 | 0 | 0 | 0 | 0 | 0 | 0 | 0 | 0 | 0 | 0 | 0 | 0 | 0 | 0 | 0 | 0
No | ResInsulation_PSE | M_Input | PSE Business Case "QC APPROVED_Measure Case_Insulation_2020" | 2020 | Retro | 2022 | 2045 | PSE | Residential | Single Family | Electric | Per SqFt of Attic Insulation - R0 Baseline - E FAF - SFWX - MI | Per SqFt of Attic Insulation - R0 Baseline - E FAF - SFWX - MI | 1 | Insulation - Attic - R0 to R49 - E FAF - SF or DX - MI |  | 2.35 | 45 | 1.24 | 0 |  | 0.036 | 0 | 0 | 0 | 0 | 0 | 0 | 0 |  | 0 | 0 | 0 | Heating | Electric Furnace Heat | Attic Insulation | ResSpHtFAFZ1 | 0.02951% | 7.253% | 0% | 1294.8001 |  | 0% | 2.222% | 85% | 6.8% | 0.2% | 4.8599 | 0.1021 | 0.4962 | 1.1087 | 0 | 0 | 0 | 0.33812 | 0 |  | 0.012325 | 0 | 0.012325 | 01. ($9,999.000) to $0.028 | 1 | 0 | 01. ($9,999.00) to $0.22 | 1 | 0 | 0 | 0 | 0 | 0 | 0 | 0 | 0 | 0 | 0 | 0 | 0 | 0 | 0 | 0 | 0 | 0 | 0 | 0 | 0 | 0 | 0 | 0 | 0 | 0 | 0 | 0 | 0 | 0 | 0 | 0 | 0 | 0 | 0 | 0 | 0 | 0 | 0 | 0 | 0 | 0 | 0 | 0 | 0 | 0 | 0 | 0 | 0 | 0 | 0 | 0 | 0 | 0 | 0 | 0 | 0 | 0 | 0 | 0 | 0 | 0 | 0 | 0 | 0 | 0 | 0 | 0 | 0 | 0 | 0 | 0 | 0 | 0 | 0 | 0 | 0 | 0 | 0 | 0 | 0 | 0 | 0 | 0 | 0 | 0 | 0 | 0 | 0 | 0 | 0 | 0 | 0 | 0 | 0 | 0 | 0 | 0 | 0 | 0 | 0 | 0 | 0 | 0 | 0 | 0 | 0 | 0 | 0 | 0 | 0 | 0 | 0 | 0 | 0 | 0 | 0 | 0 | 0 | 0 | 0 | 0 | 0 | 0 | 0 | 0 | 0 | 0 | 0 | 0 | 0 | 0 | 0 | 0 | 0 | 0 | 0 | 0 | 0 | 0 | 0 | 0 | 0 | 0 | 0 | 0 | 0 | 0 | 0 | 0 | 0 | 0 | 0 | 0 | 0 | 0 | 0 | 0 | 0 | 0 | 0 | 0 | 0 | 0 | 0 | 0 | 0 | 0 | 0 | 0 | 0 | 0 | 0 | 0 | 0 | 0 | 0 | 0 | 0 | 0 | 0 | 0 | 0 | 0 | 0 | 0 | 0 | 0 | 0 | 0 | 0 | 0 | 0 | 0 | 0 | 0 | 0 | 0 | 0 | 0 | 0 | 0 | 0 | 0 | 0.001473% | 0 | 0 | 0 | 0 | 0 | 0 | 0 | 0 | 0 | 0 | 0 | 0 | 0 | 0 | 0 | 0 | 0 | 0 | 0 | 0 | 0 | 0 | 0 | 0
No | ResInsulation_PSE | M_Input | PSE Business Case "QC APPROVED_Measure Case_Insulation_2020" | 2020 | Retro | 2022 | 2041 | PSE | Residential | Single Family | Gas | Per SqFt of Attic Insulation - R0 Baseline - GH - SFWX - MI | Per SqFt of Attic Insulation - R0 Baseline - GH - SFWX - MI | 1 | Insulation - Attic - R0 to R49 - GH - SF or DX - MI |  | 0 | 45 | 1.24 | 0 |  | 0 | 0 | 0 | 0 | 0 | 0 | 0 | 0.1 |  | 0 | 0 | 0 | Heating | Gas Heat | Attic Insulation | ResSpHtFAFZ1 | 0.02951% | 0% | 79.28% | 1294.8001 |  | 0% | 2.222% | 85% | 6.8% | 0.2% | 3.0189 | 0.024461 | 0.30433 | 0 | 1.022 | 0 | 0 | 0 | 0.94118 |  | 0 | 0.87465 | 0 | 01. ($9,999.000) to $0.028 | 1 | 0.87465 | 09. $0.85 to $0.95 | 1 | 0 | 0 | 0 | 0 | 0 | 0 | 0 | 0 | 0 | 0 | 0 | 0 | 0 | 0 | 0 | 0 | 0 | 0 | 0 | 0 | 0 | 0 | 0 | 0 | 0 | 0 | 0 | 0 | 0 | 0 | 0 | 0 | 0 | 0 | 0 | 0 | 0 | 0 | 0 | 0 | 0 | 0 | 0 | 0 | 0 | 0 | 0 | 0 | 0 | 0 | 0 | 0 | 0 | 0 | 0 | 0 | 0 | 0 | 0 | 0 | 0 | 0 | 0 | 0 | 0 | 0 | 0 | 0 | 0 | 0 | 0 | 0 | 0 | 0 | 0 | 0 | 0 | 0 | 0 | 0 | 0 | 0 | 0 | 0 | 0 | 0 | 0 | 0 | 0 | 0 | 0 | 0 | 0 | 0 | 0 | 0 | 0 | 0 | 0 | 0 | 0 | 0 | 0 | 0 | 0 | 0 | 0 | 0 | 0 | 0 | 0 | 0 | 0 | 0 | 0 | 0 | 0 | 0 | 0 | 0 | 0 | 0 | 0 | 0 | 0 | 0 | 0 | 0 | 0 | 0 | 0 | 0 | 0 | 0 | 0 | 0 | 0 | 0 | 0 | 0 | 0 | 0 | 0 | 0 | 0 | 0 | 0 | 0 | 0 | 0 | 0 | 0 | 0 | 0 | 0 | 0 | 0 | 0 | 0 | 0 | 0 | 0 | 0 | 0 | 0 | 0 | 0 | 0 | 0 | 0 | 0 | 0 | 0 | 0 | 0 | 0 | 0 | 0 | 0 | 0 | 0 | 0 | 0 | 0 | 0 | 0 | 0 | 0 | 0 | 0 | 0 | 0 | 0 | 0 | 0 | 0 | 0 | 0 | 0 | 0 | 0 | 0 | 0 | 0.001473% | 0 | 0 | 0 | 0 | 0 | 0 | 0 | 0 | 0 | 0 | 0 | 0 | 0 | 0 | 0 | 0 | 0 | 0 | 0 | 0 | 0 | 0 | 0 | 0
No | ResInsulation_PSE | M_Input | PSE Business Case "QC APPROVED_Measure Case_Insulation_2020" | 2020 | Retro | 2022 | 2045 | PSE | Residential | Single Family | Electric | Per SqFt of Attic Insulation - R0 Baseline - HP - SFWX - MI | Per SqFt of Attic Insulation - R0 Baseline - HP - SFWX - MI | 1 | Insulation - Attic - R0 to R49 - HP - SF or DX - MI |  | 1.33 | 45 | 1.24 | 0 |  | 0.017 | 0 | 0 | 0 | 0 | 0 | 0 | 0 |  | 0 | 0 | 0 | Heat Pump | Heat Pump | Attic Insulation | ResSpHtHPZ1 | 0.03002% | 9.34% | 0% | 1294.8001 |  | 0% | 2.222% | 85% | 6.8% | 0.2% | 2.7505 | 0.05878 | 0.28093 | 1.1087 | 0 | 0 | 0 | 0.81851 | 0 |  | 0.052719 | 0 | 0.052719 | 02. $0.028 to $0.055 | 1 | 0 | 01. ($9,999.00) to $0.22 | 1 | 0 | 0 | 0 | 0 | 0 | 0 | 0 | 0 | 0 | 0 | 0 | 0 | 0 | 0 | 0 | 0 | 0 | 0 | 0 | 0 | 0 | 0 | 0 | 0 | 0 | 0 | 0 | 0 | 0 | 0 | 0 | 0 | 0 | 0 | 0 | 0 | 0 | 0 | 0 | 0 | 0 | 0 | 0 | 0 | 0 | 0 | 0 | 0 | 0 | 0 | 0 | 0 | 0 | 0 | 0 | 0 | 0 | 0 | 0 | 0 | 0 | 0 | 0 | 0 | 0 | 0 | 0 | 0 | 0 | 0 | 0 | 0 | 0 | 0 | 0 | 0 | 0 | 0 | 0 | 0 | 0 | 0 | 0 | 0 | 0 | 0 | 0 | 0 | 0 | 0 | 0 | 0 | 0 | 0 | 0 | 0 | 0 | 0 | 0 | 0 | 0 | 0 | 0 | 0 | 0 | 0 | 0 | 0 | 0 | 0 | 0 | 0 | 0 | 0 | 0 | 0 | 0 | 0 | 0 | 0 | 0 | 0 | 0 | 0 | 0 | 0 | 0 | 0 | 0 | 0 | 0 | 0 | 0 | 0 | 0 | 0 | 0 | 0 | 0 | 0 | 0 | 0 | 0 | 0 | 0 | 0 | 0 | 0 | 0 | 0 | 0 | 0 | 0 | 0 | 0 | 0 | 0 | 0 | 0 | 0 | 0 | 0 | 0 | 0 | 0 | 0 | 0 | 0 | 0 | 0 | 0 | 0 | 0 | 0 | 0 | 0 | 0 | 0 | 0 | 0 | 0 | 0 | 0 | 0 | 0 | 0 | 0 | 0 | 0 | 0 | 0 | 0 | 0 | 0 | 0 | 0 | 0 | 0 | 0 | 0 | 0 | 0 | 0 | 0.003628% | 0 | 0 | 0 | 0 | 0 | 0 | 0 | 0 | 0 | 0 | 0 | 0 | 0 | 0 | 0 | 0 | 0 | 0 | 0 | 0 | 0 | 0 | 0 | 0
No | ResInsulation_PSE | M_Input | PSE Business Case "QC APPROVED_Measure Case_Insulation_2020" | 2020 | Retro | 2022 | 2045 | PSE | Residential | Single Family | Electric | Per SqFt of Attic Insulation - R0 Baseline - Zonal - SFWX - MI | Per SqFt of Attic Insulation - R0 Baseline - Zonal - SFWX - MI | 1 | Insulation - Attic - R0 to R49 - Zonal - SF or DX - MI |  | 2.16 | 45 | 1.24 | 0 |  | 0.035 | 0 | 0 | 0 | 0 | 0 | 0 | 0 |  | 0 | 0 | 0 | Heating | Electric Zonal Heat | Attic Insulation | ResSpHtBBZ1 | 0.02856% | 12.05% | 0% | 1294.8001 |  | 0% | 2.222% | 85% | 6.8% | 0.2% | 4.467 | 0.090818 | 0.45578 | 1.1087 | 0 | 0 | 0 | 0.4015 | 0 |  | 0.015923 | 0 | 0.015923 | 01. ($9,999.000) to $0.028 | 1 | 0 | 01. ($9,999.00) to $0.22 | 1 | 0 | 0 | 0 | 0 | 0 | 0 | 0 | 0 | 0 | 0 | 0 | 0 | 0 | 0 | 0 | 0 | 0 | 0 | 0 | 0 | 0 | 0 | 0 | 0 | 0 | 0 | 0 | 0 | 0 | 0 | 0 | 0 | 0 | 0 | 0 | 0 | 0 | 0 | 0 | 0 | 0 | 0 | 0 | 0 | 0 | 0 | 0 | 0 | 0 | 0 | 0 | 0 | 0 | 0 | 0 | 0 | 0 | 0 | 0 | 0 | 0 | 0 | 0 | 0 | 0 | 0 | 0 | 0 | 0 | 0 | 0 | 0 | 0 | 0 | 0 | 0 | 0 | 0 | 0 | 0 | 0 | 0 | 0 | 0 | 0 | 0 | 0 | 0 | 0 | 0 | 0 | 0 | 0 | 0 | 0 | 0 | 0 | 0 | 0 | 0 | 0 | 0 | 0 | 0 | 0 | 0 | 0 | 0 | 0 | 0 | 0 | 0 | 0 | 0 | 0 | 0 | 0 | 0 | 0 | 0 | 0 | 0 | 0 | 0 | 0 | 0 | 0 | 0 | 0 | 0 | 0 | 0 | 0 | 0 | 0 | 0 | 0 | 0 | 0 | 0 | 0 | 0 | 0 | 0 | 0 | 0 | 0 | 0 | 0 | 0 | 0 | 0 | 0 | 0 | 0 | 0 | 0 | 0 | 0 | 0 | 0 | 0 | 0 | 0 | 0 | 0 | 0 | 0 | 0 | 0 | 0 | 0 | 0 | 0 | 0 | 0 | 0 | 0 | 0 | 0 | 0 | 0 | 0 | 0 | 0 | 0 | 0 | 0 | 0 | 0 | 0 | 0 | 0 | 0 | 0 | 0 | 0 | 0 | 0 | 0 | 0 | 0 | 0 | 0.0003665% | 0 | 0 | 0 | 0 | 0 | 0 | 0 | 0 | 0 | 0 | 0 | 0 | 0 | 0 | 0 | 0 | 0 | 0 | 0 | 0 | 0 | 0 | 0 | 0
No | ResInsulation_PSE | M_Input | PSE Business Case "QC APPROVED_Measure Case_Insulation_2020" | 2020 | Retro | 2022 | 2045 | PSE | Residential | Single Family | Electric | Per SqFt of Attic Insulation - R11 Baseline - E FAF - SFWX - MI | Per SqFt of Attic Insulation - R11 Baseline - E FAF - SFWX - MI | 1 | Insulation - Attic - R11 to R49 - E FAF - SF or DX - MI |  | 0.62 | 45 | 1.09 | 0 |  | 0.01 | 0 | 0 | 0 | 0 | 0 | 0 | 0 |  | 0 | 0 | 0 | Heating | Electric Furnace Heat | Attic Insulation | ResSpHtFAFZ1 | 0.02951% | 7.253% | 0% | 1294.8001 |  | 0% | 2.222% | 85% | 6.8% | 0.2% | 1.2822 | 0.026937 | 0.13091 | 0.97456 | 0 | 0 | 0 | 0.91797 | 0 |  | 0.12683 | 0 | 0.12683 | 08. $0.115 to $0.130 | 1 | 0 | 01. ($9,999.00) to $0.22 | 1 | 0 | 0 | 0 | 0 | 0 | 0 | 0 | 0 | 0 | 0 | 0 | 0 | 0 | 0 | 0 | 0 | 0 | 0 | 0 | 0 | 0 | 0 | 0 | 0 | 0 | 0 | 0 | 0 | 0 | 0 | 0 | 0 | 0 | 0 | 0 | 0 | 0 | 0 | 0 | 0 | 0 | 0 | 0 | 0 | 0 | 0 | 0 | 0 | 0 | 0 | 0 | 0 | 0 | 0 | 0 | 0 | 0 | 0 | 0 | 0 | 0 | 0 | 0 | 0 | 0 | 0 | 0 | 0 | 0 | 0 | 0 | 0 | 0 | 0 | 0 | 0 | 0 | 0 | 0 | 0 | 0 | 0 | 0 | 0 | 0 | 0 | 0 | 0 | 0 | 0 | 0 | 0 | 0 | 0 | 0 | 0 | 0 | 0 | 0 | 0 | 0 | 0 | 0 | 0 | 0 | 0 | 0 | 0 | 0 | 0 | 0 | 0 | 0 | 0 | 0 | 0 | 0 | 0 | 0 | 0 | 0 | 0 | 0 | 0 | 0 | 0 | 0 | 0 | 0 | 0 | 0 | 0 | 0 | 0 | 0 | 0 | 0 | 0 | 0 | 0 | 0 | 0 | 0 | 0 | 0 | 0 | 0 | 0 | 0 | 0 | 0 | 0 | 0 | 0 | 0 | 0 | 0 | 0 | 0 | 0 | 0 | 0 | 0 | 0 | 0 | 0 | 0 | 0 | 0 | 0 | 0 | 0 | 0 | 0 | 0 | 0 | 0 | 0 | 0 | 0 | 0 | 0 | 0 | 0 | 0 | 0 | 0 | 0 | 0 | 0 | 0 | 0 | 0 | 0 | 0 | 0 | 0 | 0 | 0 | 0 | 0 | 0 | 0 | 0.001473% | 0 | 0 | 0 | 0 | 0 | 0 | 0 | 0 | 0 | 0 | 0 | 0 | 0 | 0 | 0 | 0 | 0 | 0 | 0 | 0 | 0 | 0 | 0 | 0
No | ResInsulation_PSE | M_Input | PSE Business Case "QC APPROVED_Measure Case_Insulation_2020" | 2020 | Retro | 2022 | 2041 | PSE | Residential | Single Family | Gas | Per SqFt of Attic Insulation - R11 Baseline - E FAF - SFWX - MI | Per SqFt of Attic Insulation - R11 Baseline - E FAF - SFWX - MI | 1 | Insulation - Attic - R11 to R49 - GH - SF or DX - MI |  | 0 | 45 | 1.09 | 0 |  | 0 | 0 | 0 | 0 | 0 | 0 | 0 | 0.03 |  | 0 | 0 | 0 | Heating | Gas Heat | Attic Insulation | ResSpHtFAFZ1 | 0.02951% | 0% | 79.28% | 1294.8001 |  | 0% | 2.222% | 85% | 6.8% | 0.2% | 0.90566 | 0.0073384 | 0.0913 | 0 | 0.89835 | 0 | 0 | 0 | 1.0177 |  | 0 | 3.1526 | 0 | 01. ($9,999.000) to $0.028 | 1 | 3.1526 | 12. $1.50 to $999.00 | 0 | 0 | 0 | 0 | 0 | 0 | 0 | 0 | 0 | 0 | 0 | 0 | 0 | 0 | 0 | 0 | 0 | 0 | 0 | 0 | 0 | 0 | 0 | 0 | 0 | 0 | 0 | 0 | 0 | 0 | 0 | 0 | 0 | 0 | 0 | 0 | 0 | 0 | 0 | 0 | 0 | 0 | 0 | 0 | 0 | 0 | 0 | 0 | 0 | 0 | 0 | 0 | 0 | 0 | 0 | 0 | 0 | 0 | 0 | 0 | 0 | 0 | 0 | 0 | 0 | 0 | 0 | 0 | 0 | 0 | 0 | 0 | 0 | 0 | 0 | 0 | 0 | 0 | 0 | 0 | 0 | 0 | 0 | 0 | 0 | 0 | 0 | 0 | 0 | 0 | 0 | 0 | 0 | 0 | 0 | 0 | 0 | 0 | 0 | 0 | 0 | 0 | 0 | 0 | 0 | 0 | 0 | 0 | 0 | 0 | 0 | 0 | 0 | 0 | 0 | 0 | 0 | 0 | 0 | 0 | 0 | 0 | 0 | 0 | 0 | 0 | 0 | 0 | 0 | 0 | 0 | 0 | 0 | 0 | 0 | 0 | 0 | 0 | 0 | 0 | 0 | 0 | 0 | 0 | 0 | 0 | 0 | 0 | 0 | 0 | 0 | 0 | 0 | 0 | 0 | 0 | 0 | 0 | 0 | 0 | 0 | 0 | 0 | 0 | 0 | 0 | 0 | 0 | 0 | 0 | 0 | 0 | 0 | 0 | 0 | 0 | 0 | 0 | 0 | 0 | 0 | 0 | 0 | 0 | 0 | 0 | 0 | 0 | 0 | 0 | 0 | 0 | 0 | 0 | 0 | 0 | 0 | 0 | 0 | 0 | 0 | 0 | 0 | 0 | 0.001473% | 0 | 0 | 0 | 0 | 0 | 0 | 0 | 0 | 0 | 0 | 0 | 0 | 0 | 0 | 0 | 0 | 0 | 0 | 0 | 0 | 0 | 0 | 0 | 0
No | ResInsulation_PSE | M_Input | PSE Business Case "QC APPROVED_Measure Case_Insulation_2020" | 2020 | Retro | 2022 | 2045 | PSE | Residential | Single Family | Electric | Per SqFt of Attic Insulation - R11 Baseline - HP - SFWX - MI | Per SqFt of Attic Insulation - R11 Baseline - HP - SFWX - MI | 1 | Insulation - Attic - R11 to R49 - HP - SF or DX - MI |  | 0.26 | 45 | 1.09 | 0 |  | 0.017 | 0 | 0 | 0 | 0 | 0 | 0 | 0 |  | 0 | 0 | 0 | Heat Pump | Heat Pump | Attic Insulation | ResSpHtHPZ1 | 0.03002% | 9.34% | 0% | 1294.8001 |  | 0% | 2.222% | 85% | 6.8% | 0.2% | 0.53769 | 0.011491 | 0.054918 | 0.97456 | 0 | 0 | 0 | 0.9277 | 0 |  | 0.30565 | 0 | 0.30565 | 13. $0.225 to $99,999.000 | 0 | 0 | 01. ($9,999.00) to $0.22 | 1 | 0 | 0 | 0 | 0 | 0 | 0 | 0 | 0 | 0 | 0 | 0 | 0 | 0 | 0 | 0 | 0 | 0 | 0 | 0 | 0 | 0 | 0 | 0 | 0 | 0 | 0 | 0 | 0 | 0 | 0 | 0 | 0 | 0 | 0 | 0 | 0 | 0 | 0 | 0 | 0 | 0 | 0 | 0 | 0 | 0 | 0 | 0 | 0 | 0 | 0 | 0 | 0 | 0 | 0 | 0 | 0 | 0 | 0 | 0 | 0 | 0 | 0 | 0 | 0 | 0 | 0 | 0 | 0 | 0 | 0 | 0 | 0 | 0 | 0 | 0 | 0 | 0 | 0 | 0 | 0 | 0 | 0 | 0 | 0 | 0 | 0 | 0 | 0 | 0 | 0 | 0 | 0 | 0 | 0 | 0 | 0 | 0 | 0 | 0 | 0 | 0 | 0 | 0 | 0 | 0 | 0 | 0 | 0 | 0 | 0 | 0 | 0 | 0 | 0 | 0 | 0 | 0 | 0 | 0 | 0 | 0 | 0 | 0 | 0 | 0 | 0 | 0 | 0 | 0 | 0 | 0 | 0 | 0 | 0 | 0 | 0 | 0 | 0 | 0 | 0 | 0 | 0 | 0 | 0 | 0 | 0 | 0 | 0 | 0 | 0 | 0 | 0 | 0 | 0 | 0 | 0 | 0 | 0 | 0 | 0 | 0 | 0 | 0 | 0 | 0 | 0 | 0 | 0 | 0 | 0 | 0 | 0 | 0 | 0 | 0 | 0 | 0 | 0 | 0 | 0 | 0 | 0 | 0 | 0 | 0 | 0 | 0 | 0 | 0 | 0 | 0 | 0 | 0 | 0 | 0 | 0 | 0 | 0 | 0 | 0 | 0 | 0 | 0 | 0.003628% | 0 | 0 | 0 | 0 | 0 | 0 | 0 | 0 | 0 | 0 | 0 | 0 | 0 | 0 | 0 | 0 | 0 | 0 | 0 | 0 | 0 | 0 | 0 | 0
No | ResInsulation_PSE | M_Input | PSE Business Case "QC APPROVED_Measure Case_Insulation_2020" | 2020 | Retro | 2022 | 2045 | PSE | Residential | Single Family | Electric | Per SqFt of Attic Insulation - R11 Baseline - Zonal - SFWX - MI | Per SqFt of Attic Insulation - R11 Baseline - Zonal - SFWX - MI | 1 | Insulation - Attic - R11 to R49 - Zonal - SF or DX - MI |  | 0.44 | 45 | 1.09 | 0 |  | 0.007 | 0 | 0 | 0 | 0 | 0 | 0 | 0 |  | 0 | 0 | 0 | Heating | Electric Zonal Heat | Attic Insulation | ResSpHtBBZ1 | 0.02856% | 12.05% | 0% | 1294.8001 |  | 0% | 2.222% | 85% | 6.8% | 0.2% | 0.90994 | 0.0185 | 0.092844 | 0.97456 | 0 | 0 | 0 | 0.9995 | 0 |  | 0.19459 | 0 | 0.19459 | 11. $0.175 to $0.200 | 0 | 0 | 01. ($9,999.00) to $0.22 | 1 | 0 | 0 | 0 | 0 | 0 | 0 | 0 | 0 | 0 | 0 | 0 | 0 | 0 | 0 | 0 | 0 | 0 | 0 | 0 | 0 | 0 | 0 | 0 | 0 | 0 | 0 | 0 | 0 | 0 | 0 | 0 | 0 | 0 | 0 | 0 | 0 | 0 | 0 | 0 | 0 | 0 | 0 | 0 | 0 | 0 | 0 | 0 | 0 | 0 | 0 | 0 | 0 | 0 | 0 | 0 | 0 | 0 | 0 | 0 | 0 | 0 | 0 | 0 | 0 | 0 | 0 | 0 | 0 | 0 | 0 | 0 | 0 | 0 | 0 | 0 | 0 | 0 | 0 | 0 | 0 | 0 | 0 | 0 | 0 | 0 | 0 | 0 | 0 | 0 | 0 | 0 | 0 | 0 | 0 | 0 | 0 | 0 | 0 | 0 | 0 | 0 | 0 | 0 | 0 | 0 | 0 | 0 | 0 | 0 | 0 | 0 | 0 | 0 | 0 | 0 | 0 | 0 | 0 | 0 | 0 | 0 | 0 | 0 | 0 | 0 | 0 | 0 | 0 | 0 | 0 | 0 | 0 | 0 | 0 | 0 | 0 | 0 | 0 | 0 | 0 | 0 | 0 | 0 | 0 | 0 | 0 | 0 | 0 | 0 | 0 | 0 | 0 | 0 | 0 | 0 | 0 | 0 | 0 | 0 | 0 | 0 | 0 | 0 | 0 | 0 | 0 | 0 | 0 | 0 | 0 | 0 | 0 | 0 | 0 | 0 | 0 | 0 | 0 | 0 | 0 | 0 | 0 | 0 | 0 | 0 | 0 | 0 | 0 | 0 | 0 | 0 | 0 | 0 | 0 | 0 | 0 | 0 | 0 | 0 | 0 | 0 | 0 | 0 | 0.0003665% | 0 | 0 | 0 | 0 | 0 | 0 | 0 | 0 | 0 | 0 | 0 | 0 | 0 | 0 | 0 | 0 | 0 | 0 | 0 | 0 | 0 | 0 | 0 | 0
No | ResInsulation_PSE | M_Input | PSE Business Case "QC APPROVED_Measure Case_Insulation_2020" | 2020 | Retro | 2022 | 2045 | PSE | Residential | Single Family | Electric | Per SqFt of Floor Insulation - R0 Baseline - E FAF - SFWX | Per SqFt of Floor Insulation - R0 Baseline - E FAF - SFWX | 0.5 | Insulation - Floor - R0 to R30 - E FAF - SF or DX - MI |  | 1 | 45 | 1.46 | 0 |  | 0.018 | 0 | 0 | 0 | 0 | 0 | 0 | 0 |  | 0 | 0 | 0 | Heating | Electric Furnace Heat | Floor Insulation | ResSpHtFAFZ1 | 0.02951% | 7.253% | 0% | 1283.778 |  | 0% | 2.222% | 85% | 6.8% | 0.2% | 2.068 | 0.043447 | 0.21115 | 1.3054 | 0 | 0 | 0 | 1.1326 | 0 |  | 0.097027 | 0 | 0.097027 | 07. $0.085 to $0.115 | 1 | 0 | 01. ($9,999.00) to $0.22 | 1 | 0 | 0 | 0 | 0 | 0 | 0 | 0 | 0 | 0 | 0 | 0 | 0 | 0 | 0 | 0 | 0 | 0 | 0 | 0 | 0 | 0 | 0 | 0 | 0 | 0 | 0 | 0 | 0 | 0 | 0 | 0 | 0 | 0 | 0 | 0 | 0 | 0 | 0 | 0 | 0 | 0 | 0 | 0 | 0 | 0 | 0 | 0 | 0 | 0 | 0 | 0 | 0 | 0 | 0 | 0 | 0 | 0 | 0 | 0 | 0 | 0 | 0 | 0 | 0 | 0 | 0 | 0 | 0 | 0 | 0 | 0 | 0 | 0 | 0 | 0 | 0 | 0 | 0 | 0 | 0 | 0 | 0 | 0 | 0 | 0 | 0 | 0 | 0 | 0 | 0 | 0 | 0 | 0 | 0 | 0 | 0 | 0 | 0 | 0 | 0 | 0 | 0 | 0 | 0 | 0 | 0 | 0 | 0 | 0 | 0 | 0 | 0 | 0 | 0 | 0 | 0 | 0 | 0 | 0 | 0 | 0 | 0 | 0 | 0 | 0 | 0 | 0 | 0 | 0 | 0 | 0 | 0 | 0 | 0 | 0 | 0 | 0 | 0 | 0 | 0 | 0 | 0 | 0 | 0 | 0 | 0 | 0 | 0 | 0 | 0 | 0 | 0 | 0 | 0 | 0 | 0 | 0 | 0 | 0 | 0 | 0 | 0 | 0 | 0 | 0 | 0 | 0 | 0 | 0 | 0 | 0 | 0 | 0 | 0 | 0 | 0 | 0 | 0 | 0 | 0 | 0 | 0 | 0 | 0 | 0 | 0 | 0 | 0 | 0 | 0 | 0 | 0 | 0 | 0 | 0 | 0 | 0 | 0 | 0 | 0 | 0 | 0 | 0 | 0.001473% | 0 | 0 | 0 | 0 | 0 | 0 | 0 | 0 | 0 | 0 | 0 | 0 | 0 | 0 | 0 | 0 | 0 | 0 | 0 | 0 | 0 | 0 | 0 | 0
No | ResInsulation_PSE | M_Input | PSE Business Case "QC APPROVED_Measure Case_Insulation_2020" | 2020 | Retro | 2022 | 2041 | PSE | Residential | Single Family | Gas | Per SqFt of Floor Insulation - R0 Baseline - GH - SFWX | Per SqFt of Floor Insulation - R0 Baseline - GH - SFWX | 0.5 | Insulation - Floor - R0 to R30 - GH - SF or DX - MI |  | 0 | 45 | 1.46 | 0 |  | 0 | 0 | 0 | 0 | 0 | 0 | 0 | 0.04 |  | 0 | 0 | 0 | Heating | Gas Heat | Floor Insulation | ResSpHtFAFZ1 | 0.02951% | 0% | 79.28% | 1283.778 |  | 0% | 2.222% | 85% | 6.8% | 0.2% | 1.2075 | 0.0097846 | 0.12173 | 0 | 1.2033 | 0 | 0 | 0 | 1.3638 |  | 0 | 3.1684 | 0 | 01. ($9,999.000) to $0.028 | 1 | 3.1684 | 12. $1.50 to $999.00 | 0 | 0 | 0 | 0 | 0 | 0 | 0 | 0 | 0 | 0 | 0 | 0 | 0 | 0 | 0 | 0 | 0 | 0 | 0 | 0 | 0 | 0 | 0 | 0 | 0 | 0 | 0 | 0 | 0 | 0 | 0 | 0 | 0 | 0 | 0 | 0 | 0 | 0 | 0 | 0 | 0 | 0 | 0 | 0 | 0 | 0 | 0 | 0 | 0 | 0 | 0 | 0 | 0 | 0 | 0 | 0 | 0 | 0 | 0 | 0 | 0 | 0 | 0 | 0 | 0 | 0 | 0 | 0 | 0 | 0 | 0 | 0 | 0 | 0 | 0 | 0 | 0 | 0 | 0 | 0 | 0 | 0 | 0 | 0 | 0 | 0 | 0 | 0 | 0 | 0 | 0 | 0 | 0 | 0 | 0 | 0 | 0 | 0 | 0 | 0 | 0 | 0 | 0 | 0 | 0 | 0 | 0 | 0 | 0 | 0 | 0 | 0 | 0 | 0 | 0 | 0 | 0 | 0 | 0 | 0 | 0 | 0 | 0 | 0 | 0 | 0 | 0 | 0 | 0 | 0 | 0 | 0 | 0 | 0 | 0 | 0 | 0 | 0 | 0 | 0 | 0 | 0 | 0 | 0 | 0 | 0 | 0 | 0 | 0 | 0 | 0 | 0 | 0 | 0 | 0 | 0 | 0 | 0 | 0 | 0 | 0 | 0 | 0 | 0 | 0 | 0 | 0 | 0 | 0 | 0 | 0 | 0 | 0 | 0 | 0 | 0 | 0 | 0 | 0 | 0 | 0 | 0 | 0 | 0 | 0 | 0 | 0 | 0 | 0 | 0 | 0 | 0 | 0 | 0 | 0 | 0 | 0 | 0 | 0 | 0 | 0 | 0 | 0 | 0 | 0.001473% | 0 | 0 | 0 | 0 | 0 | 0 | 0 | 0 | 0 | 0 | 0 | 0 | 0 | 0 | 0 | 0 | 0 | 0 | 0 | 0 | 0 | 0 | 0 | 0
No | ResInsulation_PSE | M_Input | PSE Business Case "QC APPROVED_Measure Case_Insulation_2020" | 2020 | Retro | 2022 | 2045 | PSE | Residential | Single Family | Electric | Per SqFt of Floor Insulation - R0 Baseline - HP - SFWX | Per SqFt of Floor Insulation - R0 Baseline - HP - SFWX | 0.5 | Insulation - Floor - R0 to R30 - HP - SF or DX - MI |  | 0.18 | 45 | 1.46 | 0 |  | 0.004 | 0 | 0 | 0 | 0 | 0 | 0 | 0 |  | 0 | 0 | 0 | Heat Pump | Heat Pump | Floor Insulation | ResSpHtHPZ1 | 0.03002% | 9.34% | 0% | 1283.778 |  | 0% | 2.222% | 85% | 6.8% | 0.2% | 0.37225 | 0.0079553 | 0.03802 | 1.3054 | 0 | 0 | 0 | 1.5047 | 0 |  | 0.7161 | 0 | 0.7161 | 13. $0.225 to $99,999.000 | 0 | 0 | 01. ($9,999.00) to $0.22 | 1 | 0 | 0 | 0 | 0 | 0 | 0 | 0 | 0 | 0 | 0 | 0 | 0 | 0 | 0 | 0 | 0 | 0 | 0 | 0 | 0 | 0 | 0 | 0 | 0 | 0 | 0 | 0 | 0 | 0 | 0 | 0 | 0 | 0 | 0 | 0 | 0 | 0 | 0 | 0 | 0 | 0 | 0 | 0 | 0 | 0 | 0 | 0 | 0 | 0 | 0 | 0 | 0 | 0 | 0 | 0 | 0 | 0 | 0 | 0 | 0 | 0 | 0 | 0 | 0 | 0 | 0 | 0 | 0 | 0 | 0 | 0 | 0 | 0 | 0 | 0 | 0 | 0 | 0 | 0 | 0 | 0 | 0 | 0 | 0 | 0 | 0 | 0 | 0 | 0 | 0 | 0 | 0 | 0 | 0 | 0 | 0 | 0 | 0 | 0 | 0 | 0 | 0 | 0 | 0 | 0 | 0 | 0 | 0 | 0 | 0 | 0 | 0 | 0 | 0 | 0 | 0 | 0 | 0 | 0 | 0 | 0 | 0 | 0 | 0 | 0 | 0 | 0 | 0 | 0 | 0 | 0 | 0 | 0 | 0 | 0 | 0 | 0 | 0 | 0 | 0 | 0 | 0 | 0 | 0 | 0 | 0 | 0 | 0 | 0 | 0 | 0 | 0 | 0 | 0 | 0 | 0 | 0 | 0 | 0 | 0 | 0 | 0 | 0 | 0 | 0 | 0 | 0 | 0 | 0 | 0 | 0 | 0 | 0 | 0 | 0 | 0 | 0 | 0 | 0 | 0 | 0 | 0 | 0 | 0 | 0 | 0 | 0 | 0 | 0 | 0 | 0 | 0 | 0 | 0 | 0 | 0 | 0 | 0 | 0 | 0 | 0 | 0 | 0 | 0.003628% | 0 | 0 | 0 | 0 | 0 | 0 | 0 | 0 | 0 | 0 | 0 | 0 | 0 | 0 | 0 | 0 | 0 | 0 | 0 | 0 | 0 | 0 | 0 | 0
No | ResInsulation_PSE | M_Input | PSE Business Case "QC APPROVED_Measure Case_Insulation_2020" | 2020 | Retro | 2022 | 2045 | PSE | Residential | Single Family | Electric | Per SqFt of Floor Insulation - R0 Baseline - Zonal - SFWX | Per SqFt of Floor Insulation - R0 Baseline - Zonal - SFWX | 0.5 | Insulation - Floor - R0 to R30 - Zonal - SF or DX - MI |  | 1.03 | 45 | 1.46 | 0 |  | 0.018 | 0 | 0 | 0 | 0 | 0 | 0 | 0 |  | 0 | 0 | 0 | Heating | Electric Zonal Heat | Floor Insulation | ResSpHtBBZ1 | 0.02856% | 12.05% | 0% | 1283.778 |  | 0% | 2.222% | 85% | 6.8% | 0.2% | 2.1301 | 0.043307 | 0.21734 | 1.3054 | 0 | 0 | 0 | 1.1266 | 0 |  | 0.093698 | 0 | 0.093698 | 07. $0.085 to $0.115 | 1 | 0 | 01. ($9,999.00) to $0.22 | 1 | 0 | 0 | 0 | 0 | 0 | 0 | 0 | 0 | 0 | 0 | 0 | 0 | 0 | 0 | 0 | 0 | 0 | 0 | 0 | 0 | 0 | 0 | 0 | 0 | 0 | 0 | 0 | 0 | 0 | 0 | 0 | 0 | 0 | 0 | 0 | 0 | 0 | 0 | 0 | 0 | 0 | 0 | 0 | 0 | 0 | 0 | 0 | 0 | 0 | 0 | 0 | 0 | 0 | 0 | 0 | 0 | 0 | 0 | 0 | 0 | 0 | 0 | 0 | 0 | 0 | 0 | 0 | 0 | 0 | 0 | 0 | 0 | 0 | 0 | 0 | 0 | 0 | 0 | 0 | 0 | 0 | 0 | 0 | 0 | 0 | 0 | 0 | 0 | 0 | 0 | 0 | 0 | 0 | 0 | 0 | 0 | 0 | 0 | 0 | 0 | 0 | 0 | 0 | 0 | 0 | 0 | 0 | 0 | 0 | 0 | 0 | 0 | 0 | 0 | 0 | 0 | 0 | 0 | 0 | 0 | 0 | 0 | 0 | 0 | 0 | 0 | 0 | 0 | 0 | 0 | 0 | 0 | 0 | 0 | 0 | 0 | 0 | 0 | 0 | 0 | 0 | 0 | 0 | 0 | 0 | 0 | 0 | 0 | 0 | 0 | 0 | 0 | 0 | 0 | 0 | 0 | 0 | 0 | 0 | 0 | 0 | 0 | 0 | 0 | 0 | 0 | 0 | 0 | 0 | 0 | 0 | 0 | 0 | 0 | 0 | 0 | 0 | 0 | 0 | 0 | 0 | 0 | 0 | 0 | 0 | 0 | 0 | 0 | 0 | 0 | 0 | 0 | 0 | 0 | 0 | 0 | 0 | 0 | 0 | 0 | 0 | 0 | 0 | 0.0003665% | 0 | 0 | 0 | 0 | 0 | 0 | 0 | 0 | 0 | 0 | 0 | 0 | 0 | 0 | 0 | 0 | 0 | 0 | 0 | 0 | 0 | 0 | 0 | 0
No | ResInsulation_PSE | M_Input | PSE Business Case "QC APPROVED_Measure Case_Insulation_2020" | 2020 | Retro | 2022 | 2041 | PSE | Residential | Multifamily | Gas | Per SqFt of Floor Insulation - R11 Baseline - MFRFT | Per SqFt of Floor Insulation - R11 Baseline - MFRFT | 0.75 | Insulation - Floor - R11 to R30 - GH - MF |  | 0 | 45 | 1.47 | 0 |  | 0 | 0 | 0 | 0 | 0 | 0 | 0 | 0.03 |  | 0 | 0 | 0 | Heating | Gas Heat | Floor Insulation | ResSpHtFAFZ1 | 0.02951% | 0% | 38.85% | 326.8619 |  | 0% | 2.222% | 85% | 6.8% | 0.2% | 0.90566 | 0.0073384 | 0.0913 | 0 | 1.2115 | 0 | 0 | 0 | 1.4069 |  | 0 | 4.3581 | 0 | 01. ($9,999.000) to $0.028 | 1 | 4.3581 | 12. $1.50 to $999.00 | 0 | 0 | 0 | 0 | 0 | 0 | 0 | 0 | 0 | 0 | 0 | 0 | 0 | 0 | 0 | 0 | 0 | 0 | 0 | 0 | 0 | 0 | 0 | 0 | 0 | 0 | 0 | 0 | 0 | 0 | 0 | 0 | 0 | 0 | 0 | 0 | 0 | 0 | 0 | 0 | 0 | 0 | 0 | 0 | 0 | 0 | 0 | 0 | 0 | 0 | 0 | 0 | 0 | 0 | 0 | 0 | 0 | 0 | 0 | 0 | 0 | 0 | 0 | 0 | 0 | 0 | 0 | 0 | 0 | 0 | 0 | 0 | 0 | 0 | 0 | 0 | 0 | 0 | 0 | 0 | 0 | 0 | 0 | 0 | 0 | 0 | 0 | 0 | 0 | 0 | 0 | 0 | 0 | 0 | 0 | 0 | 0 | 0 | 0 | 0 | 0 | 0 | 0 | 0 | 0 | 0 | 0 | 0 | 0 | 0 | 0 | 0 | 0 | 0 | 0 | 0 | 0 | 0 | 0 | 0 | 0 | 0 | 0 | 0 | 0 | 0 | 0 | 0 | 0 | 0 | 0 | 0 | 0 | 0 | 0 | 0 | 0 | 0 | 0 | 0 | 0 | 0 | 0 | 0 | 0 | 0 | 0 | 0 | 0 | 0 | 0 | 0 | 0 | 0 | 0 | 0 | 0 | 0 | 0 | 0 | 0 | 0 | 0 | 0 | 0 | 0 | 0 | 0 | 0 | 0 | 0 | 0 | 0 | 0 | 0 | 0 | 0 | 0 | 0 | 0 | 0 | 0 | 0 | 0 | 0 | 0 | 0 | 0 | 0 | 0 | 0 | 0 | 0 | 0 | 0 | 0 | 0 | 0 | 0 | 0 | 0 | 0 | 0 | 0 | 0.001473% | 0 | 0 | 0 | 0 | 0 | 0 | 0 | 0 | 0 | 0 | 0 | 0 | 0 | 0 | 0 | 0 | 0 | 0 | 0 | 0 | 0 | 0 | 0 | 0
No | ResInsulation_PSE | M_Input | PSE Business Case "QC APPROVED_Measure Case_Insulation_2020" | 2020 | Retro | 2022 | 2045 | PSE | Residential | Single Family | Electric | Per SqFt of Wall Insulation - R0 Baseline - E FAF - SFWX | Per SqFt of Wall Insulation - R0 Baseline - E FAF - SFWX | 1.54 | Insulation - Wall - R0 to R13 - E FAF - SF or DX - MI |  | 2.23 | 45 | 1.54 | 0 |  | 0.038 | 0 | 0 | 0 | 0 | 0 | 0 | 0 |  | 0 | 0 | 0 | Heating | Electric Furnace Heat | Wall Insulation | ResSpHtFAFZ1 | 0.02951% | 7.253% | 0% | 2186.4007 |  | 0% | 2.222% | 85% | 6.8% | 0.2% | 4.6117 | 0.096886 | 0.47086 | 1.3769 | 0 | 0 | 0 | 0.67355 | 0 |  | 0.025874 | 0 | 0.025874 | 01. ($9,999.000) to $0.028 | 1 | 0 | 01. ($9,999.00) to $0.22 | 1 | 0 | 0 | 0 | 0 | 0 | 0 | 0 | 0 | 0 | 0 | 0 | 0 | 0 | 0 | 0 | 0 | 0 | 0 | 0 | 0 | 0 | 0 | 0 | 0 | 0 | 0 | 0 | 0 | 0 | 0 | 0 | 0 | 0 | 0 | 0 | 0 | 0 | 0 | 0 | 0 | 0 | 0 | 0 | 0 | 0 | 0 | 0 | 0 | 0 | 0 | 0 | 0 | 0 | 0 | 0 | 0 | 0 | 0 | 0 | 0 | 0 | 0 | 0 | 0 | 0 | 0 | 0 | 0 | 0 | 0 | 0 | 0 | 0 | 0 | 0 | 0 | 0 | 0 | 0 | 0 | 0 | 0 | 0 | 0 | 0 | 0 | 0 | 0 | 0 | 0 | 0 | 0 | 0 | 0 | 0 | 0 | 0 | 0 | 0 | 0 | 0 | 0 | 0 | 0 | 0 | 0 | 0 | 0 | 0 | 0 | 0 | 0 | 0 | 0 | 0 | 0 | 0 | 0 | 0 | 0 | 0 | 0 | 0 | 0 | 0 | 0 | 0 | 0 | 0 | 0 | 0 | 0 | 0 | 0 | 0 | 0 | 0 | 0 | 0 | 0 | 0 | 0 | 0 | 0 | 0 | 0 | 0 | 0 | 0 | 0 | 0 | 0 | 0 | 0 | 0 | 0 | 0 | 0 | 0 | 0 | 0 | 0 | 0 | 0 | 0 | 0 | 0 | 0 | 0 | 0 | 0 | 0 | 0 | 0 | 0 | 0 | 0 | 0 | 0 | 0 | 0 | 0 | 0 | 0 | 0 | 0 | 0 | 0 | 0 | 0 | 0 | 0 | 0 | 0 | 0 | 0 | 0 | 0 | 0 | 0 | 0 | 0 | 0 | 0.001473% | 0 | 0 | 0 | 0 | 0 | 0 | 0 | 0 | 0 | 0 | 0 | 0 | 0 | 0 | 0 | 0 | 0 | 0 | 0 | 0 | 0 | 0 | 0 | 0
No | ResInsulation_PSE | M_Input | PSE Business Case "QC APPROVED_Measure Case_Insulation_2020" | 2020 | Retro | 2022 | 2041 | PSE | Residential | Single Family | Gas | Per SqFt of Wall Insulation - R0 Baseline - GH - SFWX | Per SqFt of Wall Insulation - R0 Baseline - GH - SFWX | 1.54 | Insulation - Wall - R0 to R13 - GH - SF or DX - MI |  | 0 | 45 | 1.54 | 0 |  | 0 | 0 | 0 | 0 | 0 | 0 | 0 | 0.09 |  | 0 | 0 | 0 | Heating | Gas Heat | Wall Insulation | ResSpHtFAFZ1 | 0.02951% | 0% | 79.28% | 2186.4007 |  | 0% | 2.222% | 85% | 6.8% | 0.2% | 2.717 | 0.022015 | 0.2739 | 0 | 1.2692 | 0 | 0 | 0 | 1.2813 |  | 0 | 1.323 | 0 | 01. ($9,999.000) to $0.028 | 1 | 1.323 | 11. $1.20 to $1.50 | 0 | 0 | 0 | 0 | 0 | 0 | 0 | 0 | 0 | 0 | 0 | 0 | 0 | 0 | 0 | 0 | 0 | 0 | 0 | 0 | 0 | 0 | 0 | 0 | 0 | 0 | 0 | 0 | 0 | 0 | 0 | 0 | 0 | 0 | 0 | 0 | 0 | 0 | 0 | 0 | 0 | 0 | 0 | 0 | 0 | 0 | 0 | 0 | 0 | 0 | 0 | 0 | 0 | 0 | 0 | 0 | 0 | 0 | 0 | 0 | 0 | 0 | 0 | 0 | 0 | 0 | 0 | 0 | 0 | 0 | 0 | 0 | 0 | 0 | 0 | 0 | 0 | 0 | 0 | 0 | 0 | 0 | 0 | 0 | 0 | 0 | 0 | 0 | 0 | 0 | 0 | 0 | 0 | 0 | 0 | 0 | 0 | 0 | 0 | 0 | 0 | 0 | 0 | 0 | 0 | 0 | 0 | 0 | 0 | 0 | 0 | 0 | 0 | 0 | 0 | 0 | 0 | 0 | 0 | 0 | 0 | 0 | 0 | 0 | 0 | 0 | 0 | 0 | 0 | 0 | 0 | 0 | 0 | 0 | 0 | 0 | 0 | 0 | 0 | 0 | 0 | 0 | 0 | 0 | 0 | 0 | 0 | 0 | 0 | 0 | 0 | 0 | 0 | 0 | 0 | 0 | 0 | 0 | 0 | 0 | 0 | 0 | 0 | 0 | 0 | 0 | 0 | 0 | 0 | 0 | 0 | 0 | 0 | 0 | 0 | 0 | 0 | 0 | 0 | 0 | 0 | 0 | 0 | 0 | 0 | 0 | 0 | 0 | 0 | 0 | 0 | 0 | 0 | 0 | 0 | 0 | 0 | 0 | 0 | 0 | 0 | 0 | 0 | 0 | 0.001473% | 0 | 0 | 0 | 0 | 0 | 0 | 0 | 0 | 0 | 0 | 0 | 0 | 0 | 0 | 0 | 0 | 0 | 0 | 0 | 0 | 0 | 0 | 0 | 0
No | ResInsulation_PSE | M_Input | PSE Business Case "QC APPROVED_Measure Case_Insulation_2020" | 2020 | Retro | 2022 | 2045 | PSE | Residential | Single Family | Electric | Per SqFt of Wall Insulation - R0 Baseline - Zonal - SFWX | Per SqFt of Wall Insulation - R0 Baseline - Zonal - SFWX | 1.54 | Insulation - Wall - R0 to R13 - Zonal - SF or DX - MI |  | 1.53 | 45 | 1.39 | 0 |  | 0.026 | 0 | 0 | 0 | 0 | 0 | 0 | 0 |  | 0 | 0 | 0 | Heating | Electric Zonal Heat | Wall Insulation | ResSpHtBBZ1 | 0.02856% | 12.05% | 0% | 2186.4007 |  | 0% | 2.222% | 85% | 6.8% | 0.2% | 3.1641 | 0.064329 | 0.32284 | 1.2428 | 0 | 0 | 0 | 0.8301 | 0 |  | 0.046477 | 0 | 0.046477 | 02. $0.028 to $0.055 | 1 | 0 | 01. ($9,999.00) to $0.22 | 1 | 0 | 0 | 0 | 0 | 0 | 0 | 0 | 0 | 0 | 0 | 0 | 0 | 0 | 0 | 0 | 0 | 0 | 0 | 0 | 0 | 0 | 0 | 0 | 0 | 0 | 0 | 0 | 0 | 0 | 0 | 0 | 0 | 0 | 0 | 0 | 0 | 0 | 0 | 0 | 0 | 0 | 0 | 0 | 0 | 0 | 0 | 0 | 0 | 0 | 0 | 0 | 0 | 0 | 0 | 0 | 0 | 0 | 0 | 0 | 0 | 0 | 0 | 0 | 0 | 0 | 0 | 0 | 0 | 0 | 0 | 0 | 0 | 0 | 0 | 0 | 0 | 0 | 0 | 0 | 0 | 0 | 0 | 0 | 0 | 0 | 0 | 0 | 0 | 0 | 0 | 0 | 0 | 0 | 0 | 0 | 0 | 0 | 0 | 0 | 0 | 0 | 0 | 0 | 0 | 0 | 0 | 0 | 0 | 0 | 0 | 0 | 0 | 0 | 0 | 0 | 0 | 0 | 0 | 0 | 0 | 0 | 0 | 0 | 0 | 0 | 0 | 0 | 0 | 0 | 0 | 0 | 0 | 0 | 0 | 0 | 0 | 0 | 0 | 0 | 0 | 0 | 0 | 0 | 0 | 0 | 0 | 0 | 0 | 0 | 0 | 0 | 0 | 0 | 0 | 0 | 0 | 0 | 0 | 0 | 0 | 0 | 0 | 0 | 0 | 0 | 0 | 0 | 0 | 0 | 0 | 0 | 0 | 0 | 0 | 0 | 0 | 0 | 0 | 0 | 0 | 0 | 0 | 0 | 0 | 0 | 0 | 0 | 0 | 0 | 0 | 0 | 0 | 0 | 0 | 0 | 0 | 0 | 0 | 0 | 0 | 0 | 0 | 0 | 0.0003665% | 0 | 0 | 0 | 0 | 0 | 0 | 0 | 0 | 0 | 0 | 0 | 0 | 0 | 0 | 0 | 0 | 0 | 0 | 0 | 0 | 0 | 0 | 0 | 0
No | ResInsulation_PSE | M_Input | PSE Business Case "QC APPROVED_Measure Case_Insulation_2020" | 2020 | Retro | 2022 | 2045 | PSE | Residential | Single Family | Electric | Per SqFt of Wall Insulation - R0 Baseline - HP - SFWX | Per SqFt of Wall Insulation - R0 Baseline - HP - SFWX | 1.54 | Insulation - Wall - R0 to R13 - HP - SF or DX - MI |  | 0.96 | 45 | 1.54 | 0 |  | 0.016 | 0 | 0 | 0 | 0 | 0 | 0 | 0 |  | 0 | 0 | 0 | Heat Pump | Heat Pump | Wall Insulation | ResSpHtHPZ1 | 0.03002% | 9.34% | 0% | 2186.4007 |  | 0% | 2.222% | 85% | 6.8% | 0.2% | 1.9853 | 0.042428 | 0.20278 | 1.3769 | 0 | 0 | 0 | 1.2529 | 0 |  | 0.1118 | 0 | 0.1118 | 07. $0.085 to $0.115 | 1 | 0 | 01. ($9,999.00) to $0.22 | 1 | 0 | 0 | 0 | 0 | 0 | 0 | 0 | 0 | 0 | 0 | 0 | 0 | 0 | 0 | 0 | 0 | 0 | 0 | 0 | 0 | 0 | 0 | 0 | 0 | 0 | 0 | 0 | 0 | 0 | 0 | 0 | 0 | 0 | 0 | 0 | 0 | 0 | 0 | 0 | 0 | 0 | 0 | 0 | 0 | 0 | 0 | 0 | 0 | 0 | 0 | 0 | 0 | 0 | 0 | 0 | 0 | 0 | 0 | 0 | 0 | 0 | 0 | 0 | 0 | 0 | 0 | 0 | 0 | 0 | 0 | 0 | 0 | 0 | 0 | 0 | 0 | 0 | 0 | 0 | 0 | 0 | 0 | 0 | 0 | 0 | 0 | 0 | 0 | 0 | 0 | 0 | 0 | 0 | 0 | 0 | 0 | 0 | 0 | 0 | 0 | 0 | 0 | 0 | 0 | 0 | 0 | 0 | 0 | 0 | 0 | 0 | 0 | 0 | 0 | 0 | 0 | 0 | 0 | 0 | 0 | 0 | 0 | 0 | 0 | 0 | 0 | 0 | 0 | 0 | 0 | 0 | 0 | 0 | 0 | 0 | 0 | 0 | 0 | 0 | 0 | 0 | 0 | 0 | 0 | 0 | 0 | 0 | 0 | 0 | 0 | 0 | 0 | 0 | 0 | 0 | 0 | 0 | 0 | 0 | 0 | 0 | 0 | 0 | 0 | 0 | 0 | 0 | 0 | 0 | 0 | 0 | 0 | 0 | 0 | 0 | 0 | 0 | 0 | 0 | 0 | 0 | 0 | 0 | 0 | 0 | 0 | 0 | 0 | 0 | 0 | 0 | 0 | 0 | 0 | 0 | 0 | 0 | 0 | 0 | 0 | 0 | 0 | 0 | 0.003628% | 0 | 0 | 0 | 0 | 0 | 0 | 0 | 0 | 0 | 0 | 0 | 0 | 0 | 0 | 0 | 0 | 0 | 0 | 0 | 0 | 0 | 0 | 0 | 0
Yes | ResIntegratedSpaceWaterHeat_PSE | M_Input | PSE Business Case: Integrated Space and Water Heat | 2020 | Retro | 2022 | 2041 | PSE | Residential | Multifamily LI | Gas | Per Residential Integrated Space and Water Heat Unit - LIW | Per Residential Integrated Space and Water Heat Unit - LIW | 1526 | LIW: Integrated Space and Water Heating - MF - TG |  | 0 | 18 | 1526 | 0 |  | 0 | 0 | 0 | 0 | 0 | 0 | 0 | 184 |  | 0 | 0 | 0 | Heating | Gas Boiler | Integrated Space and Water Heat | ResSpHtFAFZ1 | 0.02951% | 0% | 2.067% | 1 |  | 0.3409% | 5.556% | 85% | 6.8% | 0.2% | 2549.9907 | 45.009 | 259.5 | 0 | 1614.5929 | 0 | 0 | 0 | 1076.8559 |  | 0 | 0.54387 | 0 | 01. ($9,999.000) to $0.028 | 1 | 0.54387 | 05. $0.50 to $0.55 | 1 | 0 | 0 | 0 | 0 | 0 | 0 | 0 | 0 | 0 | 0 | 0 | 0 | 0 | 0 | 0 | 0 | 0 | 0 | 0 | 0 | 0 | 0 | 0 | 0 | 0 | 0 | 0 | 0 | 0 | 0 | 0 | 0 | 0 | 0 | 0 | 0 | 0 | 0 | 0 | 0 | 0 | 0 | 0 | 0 | 0 | 0 | 0 | 0 | 0 | 0 | 0 | 0 | 0 | 0 | 0 | 0 | 0 | 0 | 0 | 0 | 0 | 0 | 0 | 0 | 0 | 0 | 0 | 0 | 0 | 0 | 0 | 0 | 0 | 0.030239 | 0.029916 | 0.029596 | 0.02928 | 0.028967 | 0.028657 | 0.028351 | 0.028048 | 0.027748 | 0.027452 | 0 | 0 | 0 | 0 | 0 | 0 | 0 | 0 | 0 | 0 | 5.5639 | 5.5045 | 5.4456 | 5.3874 | 5.3299 | 5.2729 | 5.2165 | 5.1608 | 5.1056 | 5.0511 | 0 | 0 | 0 | 0 | 0 | 0 | 0 | 0 | 0 | 0 | 53.0382 | 5.5639 | 11.0684 | 16.514 | 21.9014 | 27.2313 | 32.5042 | 37.7207 | 42.8815 | 47.9872 | 53.0382 | 53.0382 | 53.0382 | 53.0382 | 53.0382 | 53.0382 | 53.0382 | 53.0382 | 53.0382 | 53.0382 | 53.0382 | 0 | 0 | 0 | 0 | 0 | 0 | 0 | 0 | 0 | 0 | 0 | 0 | 0 | 0 | 0 | 0 | 0 | 0 | 0 | 0 | 0 | 0 | 0 | 0 | 0 | 0 | 0 | 0 | 0 | 0 | 0 | 0 | 0 | 0 | 0 | 0 | 0 | 0 | 0 | 0 | 0 | 0 | 0 | 0 | 0 | 0 | 0 | 0 | 0 | 32.5627 | 32.2147 | 31.8704 | 31.5298 | 31.1929 | 30.8595 | 30.5297 | 30.2034 | 29.8807 | 29.5613 | 0 | 0 | 0 | 0 | 0 | 0 | 0 | 0 | 0 | 0 | 0.001473% | 0 | 0 | 0 | 0 | 0 | 0 | 0 | 0 | 0 | 0 | 0 | 0 | 0 | 0 | 0 | 0 | 0 | 0 | 0 | 0 | 0 | 0 | 0 | 0
Yes | ResIntegratedSpaceWaterHeat_PSE | M_Input | PSE Business Case: Integrated Space and Water Heat | 2020 | Retro | 2022 | 2041 | PSE | Residential | Single Family LI | Gas | Per Residential Integrated Space and Water Heat Unit - LIW | Per Residential Integrated Space and Water Heat Unit - LIW | 1526 | LIW: Integrated Space and Water Heating - SF - TG |  | 0 | 18 | 1526 | 0 |  | 0 | 0 | 0 | 0 | 0 | 0 | 0 | 184 |  | 0 | 0 | 0 | Heating | Gas Boiler | Integrated Space and Water Heat | ResSpHtFAFZ1 | 0.02951% | 0% | 3.697% | 1 |  | 1.136% | 5.556% | 85% | 6.8% | 0.2% | 2549.9907 | 45.009 | 259.5 | 0 | 1614.5929 | 0 | 0 | 0 | 1076.8559 |  | 0 | 0.54387 | 0 | 01. ($9,999.000) to $0.028 | 1 | 0.54387 | 05. $0.50 to $0.55 | 1 | 0 | 0 | 0 | 0 | 0 | 0 | 0 | 0 | 0 | 0 | 0 | 0 | 0 | 0 | 0 | 0 | 0 | 0 | 0 | 0 | 0 | 0 | 0 | 0 | 0 | 0 | 0 | 0 | 0 | 0 | 0 | 0 | 0 | 0 | 0 | 0 | 0 | 0 | 0 | 0 | 0 | 0 | 0 | 0 | 0 | 0 | 0 | 0 | 0 | 0 | 0 | 0 | 0 | 0 | 0 | 0 | 0 | 0 | 0 | 0 | 0 | 0 | 0 | 0 | 0 | 0 | 0 | 0 | 0 | 0 | 0 | 0 | 0 | 2.3856 | 2.3802 | 2.3748 | 2.3694 | 2.364 | 2.3586 | 2.3533 | 2.3479 | 2.3426 | 2.3373 | 0 | 0 | 0 | 0 | 0 | 0 | 0 | 0 | 0 | 0 | 438.9507 | 437.954 | 436.9594 | 435.9672 | 434.9772 | 433.9894 | 433.0039 | 432.0206 | 431.0396 | 430.0608 | 0 | 0 | 0 | 0 | 0 | 0 | 0 | 0 | 0 | 0 | 4344.9229 | 438.9507 | 876.9047 | 1313.8641 | 1749.8313 | 2184.8085 | 2618.7979 | 3051.8019 | 3483.8225 | 3914.8621 | 4344.9229 | 4344.9229 | 4344.9229 | 4344.9229 | 4344.9229 | 4344.9229 | 4344.9229 | 4344.9229 | 4344.9229 | 4344.9229 | 4344.9229 | 0 | 0 | 0 | 0 | 0 | 0 | 0 | 0 | 0 | 0 | 0 | 0 | 0 | 0 | 0 | 0 | 0 | 0 | 0 | 0 | 0 | 0 | 0 | 0 | 0 | 0 | 0 | 0 | 0 | 0 | 0 | 0 | 0 | 0 | 0 | 0 | 0 | 0 | 0 | 0 | 0 | 0 | 0 | 0 | 0 | 0 | 0 | 0 | 0 | 2568.9495 | 2563.1159 | 2557.2955 | 2551.4884 | 2545.6944 | 2539.9136 | 2534.1459 | 2528.3913 | 2522.6498 | 2516.9213 | 0 | 0 | 0 | 0 | 0 | 0 | 0 | 0 | 0 | 0 | 0.001473% | 0 | 0 | 0 | 0 | 0 | 0 | 0 | 0 | 0 | 0 | 0 | 0 | 0 | 0 | 0 | 0 | 0 | 0 | 0 | 0 | 0 | 0 | 0 | 0
No | ResIntegratedSpaceWaterHeat_PSE | M_Input | PSE Business Case: Integrated Space and Water Heat | 2020 | Retro | 2022 | 2041 | PSE | Residential | All Residential | Gas | Per Residential Integrated Space and Water Heat Unit - Res | Per Residential Integrated Space and Water Heat Unit - Res | 800 | Integrated Heating System - Space and Water - GH - Res |  | 0 | 18 | 987 | 0 |  | 0 | 0 | 0 | 0 | 0 | 0 | 0 | 184 |  | 0 | 0 | 0 | Heating | Gas Boiler | Integrated Space and Water Heat | ResSpHtFAFZ1 | 0.02951% | 0% | 3.561% | 1 |  | 1.072% | 5.556% | 85% | 6.8% | 0.2% | 2549.9907 | 45.009 | 259.5 | 0 | 1044.3009 | 0 | 0 | 0 | 937.1919 |  | 0 | 0.47334 | 0 | 01. ($9,999.000) to $0.028 | 1 | 0.47334 | 04. $0.45 to $0.50 | 1 | 0 | 0 | 0 | 0 | 0 | 0 | 0 | 0 | 0 | 0 | 0 | 0 | 0 | 0 | 0 | 0 | 0 | 0 | 0 | 0 | 0 | 0 | 0 | 0 | 0 | 0 | 0 | 0 | 0 | 0 | 0 | 0 | 0 | 0 | 0 | 0 | 0 | 0 | 0 | 0 | 0 | 0 | 0 | 0 | 0 | 0 | 0 | 0 | 0 | 0 | 0 | 0 | 0 | 0 | 0 | 0 | 0 | 0 | 0 | 0 | 0 | 0 | 0 | 0 | 0 | 0 | 0 | 0 | 0 | 0 | 0 | 0 | 0 | 25.9393 | 25.8792 | 25.8192 | 25.7594 | 25.6997 | 25.6402 | 25.5809 | 25.5217 | 25.4626 | 25.4037 | 0 | 0 | 0 | 0 | 0 | 0 | 0 | 0 | 0 | 0 | 4772.8296 | 4761.7688 | 4750.736 | 4739.7308 | 4728.7533 | 4717.8033 | 4706.8808 | 4695.9857 | 4685.1179 | 4674.2772 | 0 | 0 | 0 | 0 | 0 | 0 | 0 | 0 | 0 | 0 | 47233.8834 | 4772.8296 | 9534.5984 | 14285.3343 | 19025.0651 | 23753.8184 | 28471.6218 | 33178.5026 | 37874.4883 | 42559.6062 | 47233.8834 | 47233.8834 | 47233.8834 | 47233.8834 | 47233.8834 | 47233.8834 | 47233.8834 | 47233.8834 | 47233.8834 | 47233.8834 | 47233.8834 | 0 | 0 | 0 | 0 | 0 | 0 | 0 | 0 | 0 | 0 | 0 | 0 | 0 | 0 | 0 | 0 | 0 | 0 | 0 | 0 | 0 | 0 | 0 | 0 | 0 | 0 | 0 | 0 | 0 | 0 | 0 | 0 | 0 | 0 | 0 | 0 | 0 | 0 | 0 | 0 | 0 | 0 | 0 | 0 | 0 | 0 | 0 | 0 | 0 | 24310.0941 | 24253.7571 | 24197.5618 | 24141.5077 | 24085.5945 | 24029.8216 | 23974.1886 | 23918.6951 | 23863.3404 | 23808.1243 | 0 | 0 | 0 | 0 | 0 | 0 | 0 | 0 | 0 | 0 | 0.001473% | 0 | 0 | 0 | 0 | 0 | 0 | 0 | 0 | 0 | 0 | 0 | 0 | 0 | 0 | 0 | 0 | 0 | 0 | 0 | 0 | 0 | 0 | 0 | 0
No | ResLighting_PSE | M_Input | PSE Business Case "QC APPROVED_v2_Measure Case_Lamp_2020" | 2020 | NR | 2022 | 2045 | PSE | Residential | All Residential | Electric | Per LED Lamp - A Lamp - RETL | Per LED Lamp - A Lamp - RETL | 1.75 | RETL: Lamp - LED - A Lamp |  | 11.32 | 12 | 1.59 | 0 |  | 0 | 0 | 0 | 0 | 0 | 0 | 0 | 0 |  | 0 | 0 | 0 | Lighting | Lighting | Lighting Standard | ResLIGHT | 0.01588% | 100% | 0% | 28.8393 |  | 0% | 8.333% | 95% | 6.8% | 0.2% | 6.1202 | 0.26467 | 0.63849 | 2.312 | 0 | 0 | 0 | 1.7269 | 0 |  | 0.013068 | 0 | 0.013068 | 01. ($9,999.000) to $0.028 | 1 | 0 | 01. ($9,999.00) to $0.22 | 1 | 0 | 0 | 0 | 0 | 0 | 0 | 0 | 0 | 0 | 0 | 0 | 0 | 0 | 0 | 0 | 0 | 0 | 0 | 0 | 0 | 0 | 0 | 0 | 0 | 0 | 0 | 0 | 0 | 0 | 0 | 0 | 0 | 0 | 0 | 0 | 0 | 0 | 0 | 0 | 0 | 0 | 0 | 0 | 0 | 0 | 0 | 0 | 0 | 0 | 0 | 0 | 0 | 0 | 0 | 0 | 0 | 0 | 0 | 0 | 0 | 0 | 0 | 0 | 0 | 0 | 0 | 0 | 0 | 0 | 0 | 0 | 0 | 0 | 0 | 0 | 0 | 0 | 0 | 0 | 0 | 0 | 0 | 0 | 0 | 0 | 0 | 0 | 0 | 0 | 0 | 0 | 0 | 0 | 0 | 0 | 0 | 0 | 0 | 0 | 0 | 0 | 0 | 0 | 0 | 0 | 0 | 0 | 0 | 0 | 0 | 0 | 0 | 0 | 0 | 0 | 0 | 0 | 0 | 0 | 0 | 0 | 0 | 0 | 0 | 0 | 0 | 0 | 0 | 0 | 0 | 0 | 0 | 0 | 0 | 0 | 0 | 0 | 0 | 0 | 0 | 0 | 0 | 0 | 0 | 0 | 0 | 0 | 0 | 0 | 0 | 0 | 0 | 0 | 0 | 0 | 0 | 0 | 0 | 0 | 0 | 0 | 0 | 0 | 0 | 0 | 0 | 0 | 0 | 0 | 0 | 0 | 0 | 0 | 0 | 0 | 0 | 0 | 0 | 0 | 0 | 0 | 0 | 0 | 0 | 0 | 0 | 0 | 0 | 0 | 0 | 0 | 0 | 0 | 0 | 0 | 0 | 0 | 0 | 0 | 0 | 0 | 0 | 0 | 0.009895% | 0 | 0 | 0 | 0 | 0 | 0 | 0 | 0 | 0 | 0 | 0 | 0 | 0 | 0 | 0 | 0 | 0 | 0 | 0 | 0 | 0 | 0 | 0 | 0
No | ResLighting_PSE | M_Input | PSE Business Case "QC APPROVED_v2_Measure Case_Lamp_2020" | 2020 | NR | 2022 | 2045 | PSE | Residential | All Residential | Electric | Per LED Lamp - Candelabra - RETL | Per LED Lamp - Candelabra - RETL | 2 | RETL: Lamp - LED - Candelabra |  | 22.49 | 11 | 2.92 | 0 |  | 0 | 0 | 0 | 0 | 0 | 0 | 0 | 0 |  | 0 | 0 | 0 | Lighting | Lighting | Lighting Specialty | ResLIGHT | 0.01588% | 100% | 0% | 3.5648 |  | 0% | 9.091% | 95% | 6.8% | 0.2% | 11.3361 | 0.52583 | 1.1862 | 4.5117 | 0 | 0 | 0 | 3.3837 | 0 |  | 0.012888 | 0 | 0.012888 | 01. ($9,999.000) to $0.028 | 1 | 0 | 01. ($9,999.00) to $0.22 | 1 | 0 | 0 | 0 | 0 | 0 | 0 | 0 | 0 | 0 | 0 | 0 | 0 | 0 | 0 | 0 | 0 | 0 | 0 | 0 | 0 | 0 | 0 | 0 | 0 | 0 | 0 | 0 | 0 | 0 | 0 | 0 | 0 | 0 | 0 | 0 | 0 | 0 | 0 | 0 | 0 | 0 | 0 | 0 | 0 | 0 | 0 | 0 | 0 | 0 | 0 | 0 | 0 | 0 | 0 | 0 | 0 | 0 | 0 | 0 | 0 | 0 | 0 | 0 | 0 | 0 | 0 | 0 | 0 | 0 | 0 | 0 | 0 | 0 | 0 | 0 | 0 | 0 | 0 | 0 | 0 | 0 | 0 | 0 | 0 | 0 | 0 | 0 | 0 | 0 | 0 | 0 | 0 | 0 | 0 | 0 | 0 | 0 | 0 | 0 | 0 | 0 | 0 | 0 | 0 | 0 | 0 | 0 | 0 | 0 | 0 | 0 | 0 | 0 | 0 | 0 | 0 | 0 | 0 | 0 | 0 | 0 | 0 | 0 | 0 | 0 | 0 | 0 | 0 | 0 | 0 | 0 | 0 | 0 | 0 | 0 | 0 | 0 | 0 | 0 | 0 | 0 | 0 | 0 | 0 | 0 | 0 | 0 | 0 | 0 | 0 | 0 | 0 | 0 | 0 | 0 | 0 | 0 | 0 | 0 | 0 | 0 | 0 | 0 | 0 | 0 | 0 | 0 | 0 | 0 | 0 | 0 | 0 | 0 | 0 | 0 | 0 | 0 | 0 | 0 | 0 | 0 | 0 | 0 | 0 | 0 | 0 | 0 | 0 | 0 | 0 | 0 | 0 | 0 | 0 | 0 | 0 | 0 | 0 | 0 | 0 | 0 | 0 | 0 | 0.009895% | 0 | 0 | 0 | 0 | 0 | 0 | 0 | 0 | 0 | 0 | 0 | 0 | 0 | 0 | 0 | 0 | 0 | 0 | 0 | 0 | 0 | 0 | 0 | 0
No | ResLighting_PSE | M_Input | PSE Business Case "QC APPROVED_v2_Measure Case_Lamp_2020" | 2020 | NR | 2022 | 2045 | PSE | Residential | All Residential | Electric | Per LED Lamp - Globe - RETL | Per LED Lamp - Globe - RETL | 2.5 | RETL: Lamp - LED - Globe |  | 12.93 | 12 | 3.68 | 0 |  | 0 | 0 | 0 | 0 | 0 | 0 | 0 | 0 |  | 0 | 0 | 0 | Lighting | Lighting | Lighting Specialty | ResLIGHT | 0.01588% | 100% | 0% | 5.0259 |  | 0% | 8.333% | 95% | 6.8% | 0.2% | 6.9906 | 0.30231 | 0.7293 | 5.3511 | 0 | 0 | 0 | 5.0555 | 0 |  | 0.033493 | 0 | 0.033493 | 02. $0.028 to $0.055 | 1 | 0 | 01. ($9,999.00) to $0.22 | 1 | 0 | 0 | 0 | 0 | 0 | 0 | 0 | 0 | 0 | 0 | 0 | 0 | 0 | 0 | 0 | 0 | 0 | 0 | 0 | 0 | 0 | 0 | 0 | 0 | 0 | 0 | 0 | 0 | 0 | 0 | 0 | 0 | 0 | 0 | 0 | 0 | 0 | 0 | 0 | 0 | 0 | 0 | 0 | 0 | 0 | 0 | 0 | 0 | 0 | 0 | 0 | 0 | 0 | 0 | 0 | 0 | 0 | 0 | 0 | 0 | 0 | 0 | 0 | 0 | 0 | 0 | 0 | 0 | 0 | 0 | 0 | 0 | 0 | 0 | 0 | 0 | 0 | 0 | 0 | 0 | 0 | 0 | 0 | 0 | 0 | 0 | 0 | 0 | 0 | 0 | 0 | 0 | 0 | 0 | 0 | 0 | 0 | 0 | 0 | 0 | 0 | 0 | 0 | 0 | 0 | 0 | 0 | 0 | 0 | 0 | 0 | 0 | 0 | 0 | 0 | 0 | 0 | 0 | 0 | 0 | 0 | 0 | 0 | 0 | 0 | 0 | 0 | 0 | 0 | 0 | 0 | 0 | 0 | 0 | 0 | 0 | 0 | 0 | 0 | 0 | 0 | 0 | 0 | 0 | 0 | 0 | 0 | 0 | 0 | 0 | 0 | 0 | 0 | 0 | 0 | 0 | 0 | 0 | 0 | 0 | 0 | 0 | 0 | 0 | 0 | 0 | 0 | 0 | 0 | 0 | 0 | 0 | 0 | 0 | 0 | 0 | 0 | 0 | 0 | 0 | 0 | 0 | 0 | 0 | 0 | 0 | 0 | 0 | 0 | 0 | 0 | 0 | 0 | 0 | 0 | 0 | 0 | 0 | 0 | 0 | 0 | 0 | 0 | 0.009895% | 0 | 0 | 0 | 0 | 0 | 0 | 0 | 0 | 0 | 0 | 0 | 0 | 0 | 0 | 0 | 0 | 0 | 0 | 0 | 0 | 0 | 0 | 0 | 0
No | ResLighting_PSE | M_Input | PSE Business Case "QC APPROVED_v2_Measure Case_Lamp_2020" | 2020 | NR | 2022 | 2045 | PSE | Residential | All Residential | Electric | Per LED Lamp - MR16 - RETL | Per LED Lamp - MR16 - RETL | 2 | RETL: Lamp - LED - MR16 |  | 20.19 | 12 | 1.75 | 0 |  | 0 | 0 | 0 | 0 | 0 | 0 | 0 | 0 |  | 0 | 0 | 0 | Lighting | Lighting | Lighting Specialty | ResLIGHT | 0.01588% | 100% | 0% | 0.92005 |  | 0% | 8.333% | 95% | 6.8% | 0.2% | 10.9158 | 0.47206 | 1.1388 | 2.5447 | 0 | 0 | 0 | 1.2838 | 0 |  | 0.0054471 | 0 | 0.0054471 | 01. ($9,999.000) to $0.028 | 1 | 0 | 01. ($9,999.00) to $0.22 | 1 | 0 | 0 | 0 | 0 | 0 | 0 | 0 | 0 | 0 | 0 | 0 | 0 | 0 | 0 | 0 | 0 | 0 | 0 | 0 | 0 | 0 | 0 | 0 | 0 | 0 | 0 | 0 | 0 | 0 | 0 | 0 | 0 | 0 | 0 | 0 | 0 | 0 | 0 | 0 | 0 | 0 | 0 | 0 | 0 | 0 | 0 | 0 | 0 | 0 | 0 | 0 | 0 | 0 | 0 | 0 | 0 | 0 | 0 | 0 | 0 | 0 | 0 | 0 | 0 | 0 | 0 | 0 | 0 | 0 | 0 | 0 | 0 | 0 | 0 | 0 | 0 | 0 | 0 | 0 | 0 | 0 | 0 | 0 | 0 | 0 | 0 | 0 | 0 | 0 | 0 | 0 | 0 | 0 | 0 | 0 | 0 | 0 | 0 | 0 | 0 | 0 | 0 | 0 | 0 | 0 | 0 | 0 | 0 | 0 | 0 | 0 | 0 | 0 | 0 | 0 | 0 | 0 | 0 | 0 | 0 | 0 | 0 | 0 | 0 | 0 | 0 | 0 | 0 | 0 | 0 | 0 | 0 | 0 | 0 | 0 | 0 | 0 | 0 | 0 | 0 | 0 | 0 | 0 | 0 | 0 | 0 | 0 | 0 | 0 | 0 | 0 | 0 | 0 | 0 | 0 | 0 | 0 | 0 | 0 | 0 | 0 | 0 | 0 | 0 | 0 | 0 | 0 | 0 | 0 | 0 | 0 | 0 | 0 | 0 | 0 | 0 | 0 | 0 | 0 | 0 | 0 | 0 | 0 | 0 | 0 | 0 | 0 | 0 | 0 | 0 | 0 | 0 | 0 | 0 | 0 | 0 | 0 | 0 | 0 | 0 | 0 | 0 | 0 | 0.009895% | 0 | 0 | 0 | 0 | 0 | 0 | 0 | 0 | 0 | 0 | 0 | 0 | 0 | 0 | 0 | 0 | 0 | 0 | 0 | 0 | 0 | 0 | 0 | 0
No | ResLighting_PSE | M_Input | PSE Business Case "QC APPROVED_v2_Measure Case_Lamp_2020" | 2020 | NR | 2022 | 2045 | PSE | Residential | All Residential | Electric | Per LED Lamp - Reflector - RETL | Per LED Lamp - Reflector - RETL | 3.25 | RETL: Lamp - LED - Reflector |  | 28.05 | 9 | 2.08 | 0 |  | 0 | 0 | 0 | 0 | 0 | 0 | 0 | 0 |  | 0 | 0 | 0 | Lighting | Lighting | Lighting Specialty | ResLIGHT | 0.01588% | 100% | 0% | 9.4558 |  | 0% | 11.11% | 95% | 6.8% | 0.2% | 12.0139 | 0.65583 | 1.267 | 3.7267 | 0 | 0 | 0 | 2.2199 | 0 |  | 0.0067796 | 0 | 0.0067796 | 01. ($9,999.000) to $0.028 | 1 | 0 | 01. ($9,999.00) to $0.22 | 1 | 0 | 0 | 0 | 0 | 0 | 0 | 0 | 0 | 0 | 0 | 0 | 0 | 0 | 0 | 0 | 0 | 0 | 0 | 0 | 0 | 0 | 0 | 0 | 0 | 0 | 0 | 0 | 0 | 0 | 0 | 0 | 0 | 0 | 0 | 0 | 0 | 0 | 0 | 0 | 0 | 0 | 0 | 0 | 0 | 0 | 0 | 0 | 0 | 0 | 0 | 0 | 0 | 0 | 0 | 0 | 0 | 0 | 0 | 0 | 0 | 0 | 0 | 0 | 0 | 0 | 0 | 0 | 0 | 0 | 0 | 0 | 0 | 0 | 0 | 0 | 0 | 0 | 0 | 0 | 0 | 0 | 0 | 0 | 0 | 0 | 0 | 0 | 0 | 0 | 0 | 0 | 0 | 0 | 0 | 0 | 0 | 0 | 0 | 0 | 0 | 0 | 0 | 0 | 0 | 0 | 0 | 0 | 0 | 0 | 0 | 0 | 0 | 0 | 0 | 0 | 0 | 0 | 0 | 0 | 0 | 0 | 0 | 0 | 0 | 0 | 0 | 0 | 0 | 0 | 0 | 0 | 0 | 0 | 0 | 0 | 0 | 0 | 0 | 0 | 0 | 0 | 0 | 0 | 0 | 0 | 0 | 0 | 0 | 0 | 0 | 0 | 0 | 0 | 0 | 0 | 0 | 0 | 0 | 0 | 0 | 0 | 0 | 0 | 0 | 0 | 0 | 0 | 0 | 0 | 0 | 0 | 0 | 0 | 0 | 0 | 0 | 0 | 0 | 0 | 0 | 0 | 0 | 0 | 0 | 0 | 0 | 0 | 0 | 0 | 0 | 0 | 0 | 0 | 0 | 0 | 0 | 0 | 0 | 0 | 0 | 0 | 0 | 0 | 0.009895% | 0 | 0 | 0 | 0 | 0 | 0 | 0 | 0 | 0 | 0 | 0 | 0 | 0 | 0 | 0 | 0 | 0 | 0 | 0 | 0 | 0 | 0 | 0 | 0
No | ResLighting_PSE | M_Input | PSE Business Case "QC APPROVED_v2_Measure Case_Lamp_2020" | 2020 | NR | 2022 | 2045 | PSE | Residential | Multifamily | Electric | Per LED Lamp - A Lamp - MFRFT - DI | Per LED Lamp - A Lamp - MFRFT - DI | 8.13 | MFRFT: Lamp - LED - A Lamp - Direct Install |  | 38 | 1 | 8.13 | 0 |  | 0.647 | 0 | 0 | 0 | 0 | 0 | 0 | 0 |  | 0 | 0 | 0 | Lighting | Lighting | Lighting Standard | ResLIGHT | 0.01588% | 100% | 0% | 15.1488 |  | 0% | 100% | 95% | 6.8% | 0.2% | 2.0762 | 0.88846 | 0.29646 | 0 | 0 | 0 | 0 | -7.1117 | 0 |  | -0.016032 | 0 | -0.016032 | 01. ($9,999.000) to $0.028 | 1 | 0 | 01. ($9,999.00) to $0.22 | 1 | 0 | 0 | 0 | 0 | 0 | 0 | 0 | 0 | 0 | 0 | 0 | 0 | 0 | 0 | 0 | 0 | 0 | 0 | 0 | 0 | 0 | 0 | 0 | 0 | 0 | 0 | 0 | 0 | 0 | 0 | 0 | 0 | 0 | 0 | 0 | 0 | 0 | 0 | 0 | 0 | 0 | 0 | 0 | 0 | 0 | 0 | 0 | 0 | 0 | 0 | 0 | 0 | 0 | 0 | 0 | 0 | 0 | 0 | 0 | 0 | 0 | 0 | 0 | 0 | 0 | 0 | 0 | 0 | 0 | 0 | 0 | 0 | 0 | 0 | 0 | 0 | 0 | 0 | 0 | 0 | 0 | 0 | 0 | 0 | 0 | 0 | 0 | 0 | 0 | 0 | 0 | 0 | 0 | 0 | 0 | 0 | 0 | 0 | 0 | 0 | 0 | 0 | 0 | 0 | 0 | 0 | 0 | 0 | 0 | 0 | 0 | 0 | 0 | 0 | 0 | 0 | 0 | 0 | 0 | 0 | 0 | 0 | 0 | 0 | 0 | 0 | 0 | 0 | 0 | 0 | 0 | 0 | 0 | 0 | 0 | 0 | 0 | 0 | 0 | 0 | 0 | 0 | 0 | 0 | 0 | 0 | 0 | 0 | 0 | 0 | 0 | 0 | 0 | 0 | 0 | 0 | 0 | 0 | 0 | 0 | 0 | 0 | 0 | 0 | 0 | 0 | 0 | 0 | 0 | 0 | 0 | 0 | 0 | 0 | 0 | 0 | 0 | 0 | 0 | 0 | 0 | 0 | 0 | 0 | 0 | 0 | 0 | 0 | 0 | 0 | 0 | 0 | 0 | 0 | 0 | 0 | 0 | 0 | 0 | 0 | 0 | 0 | 0 | 0.009895% | 0 | 0 | 0 | 0 | 0 | 0 | 0 | 0 | 0 | 0 | 0 | 0 | 0 | 0 | 0 | 0 | 0 | 0 | 0 | 0 | 0 | 0 | 0 | 0
No | ResLighting_PSE | M_Input | PSE Business Case "QC APPROVED_v2_Measure Case_Lamp_2020" | 2020 | NR | 2022 | 2045 | PSE | Residential | Multifamily | Electric | Per LED Lamp - A Lamp - MFRFT - DI - Labor | Per LED Lamp - A Lamp - MFRFT - DI - Labor | 6.75 | MFRFT: Lamp - LED - A Lamp - Direct Install - Labor |  | 38 | 1 | 6.75 | 0 |  | 0.647 | 0 | 0 | 0 | 0 | 0 | 0 | 0 |  | 0 | 0 | 0 | Lighting | Lighting | Lighting Standard | ResLIGHT | 0.01588% | 100% | 0% | 15.1488 |  | 0% | 100% | 95% | 6.8% | 0.2% | 2.0762 | 0.88846 | 0.29646 | 0 | 0 | 0 | 0 | -7.3877 | 0 |  | -0.016654 | 0 | -0.016654 | 01. ($9,999.000) to $0.028 | 1 | 0 | 01. ($9,999.00) to $0.22 | 1 | 0 | 0 | 0 | 0 | 0 | 0 | 0 | 0 | 0 | 0 | 0 | 0 | 0 | 0 | 0 | 0 | 0 | 0 | 0 | 0 | 0 | 0 | 0 | 0 | 0 | 0 | 0 | 0 | 0 | 0 | 0 | 0 | 0 | 0 | 0 | 0 | 0 | 0 | 0 | 0 | 0 | 0 | 0 | 0 | 0 | 0 | 0 | 0 | 0 | 0 | 0 | 0 | 0 | 0 | 0 | 0 | 0 | 0 | 0 | 0 | 0 | 0 | 0 | 0 | 0 | 0 | 0 | 0 | 0 | 0 | 0 | 0 | 0 | 0 | 0 | 0 | 0 | 0 | 0 | 0 | 0 | 0 | 0 | 0 | 0 | 0 | 0 | 0 | 0 | 0 | 0 | 0 | 0 | 0 | 0 | 0 | 0 | 0 | 0 | 0 | 0 | 0 | 0 | 0 | 0 | 0 | 0 | 0 | 0 | 0 | 0 | 0 | 0 | 0 | 0 | 0 | 0 | 0 | 0 | 0 | 0 | 0 | 0 | 0 | 0 | 0 | 0 | 0 | 0 | 0 | 0 | 0 | 0 | 0 | 0 | 0 | 0 | 0 | 0 | 0 | 0 | 0 | 0 | 0 | 0 | 0 | 0 | 0 | 0 | 0 | 0 | 0 | 0 | 0 | 0 | 0 | 0 | 0 | 0 | 0 | 0 | 0 | 0 | 0 | 0 | 0 | 0 | 0 | 0 | 0 | 0 | 0 | 0 | 0 | 0 | 0 | 0 | 0 | 0 | 0 | 0 | 0 | 0 | 0 | 0 | 0 | 0 | 0 | 0 | 0 | 0 | 0 | 0 | 0 | 0 | 0 | 0 | 0 | 0 | 0 | 0 | 0 | 0 | 0.009895% | 0 | 0 | 0 | 0 | 0 | 0 | 0 | 0 | 0 | 0 | 0 | 0 | 0 | 0 | 0 | 0 | 0 | 0 | 0 | 0 | 0 | 0 | 0 | 0
No | ResLighting_PSE | M_Input | PSE Business Case "QC APPROVED_v2_Measure Case_Lamp_2020" | 2020 | NR | 2022 | 2045 | PSE | Residential | Multifamily | Electric | Per LED Lamp - Candelabra - MFRFT - DI | Per LED Lamp - Candelabra - MFRFT - DI | 9.23 | MFRFT: Lamp - LED - Candelabra - Direct Install |  | 37 | 1 | 9.23 | 0 |  | 0.669 | 0 | 0 | 0 | 0 | 0 | 0 | 0 |  | 0 | 0 | 0 | Lighting | Lighting | Lighting Specialty | ResLIGHT | 0.01588% | 100% | 0% | 1.4154 |  | 0% | 100% | 95% | 6.8% | 0.2% | 2.0215 | 0.86508 | 0.28866 | 0 | 0 | 0 | 0 | -7.1173 | 0 |  | -0.016478 | 0 | -0.016478 | 01. ($9,999.000) to $0.028 | 1 | 0 | 01. ($9,999.00) to $0.22 | 1 | 0 | 0 | 0 | 0 | 0 | 0 | 0 | 0 | 0 | 0 | 0 | 0 | 0 | 0 | 0 | 0 | 0 | 0 | 0 | 0 | 0 | 0 | 0 | 0 | 0 | 0 | 0 | 0 | 0 | 0 | 0 | 0 | 0 | 0 | 0 | 0 | 0 | 0 | 0 | 0 | 0 | 0 | 0 | 0 | 0 | 0 | 0 | 0 | 0 | 0 | 0 | 0 | 0 | 0 | 0 | 0 | 0 | 0 | 0 | 0 | 0 | 0 | 0 | 0 | 0 | 0 | 0 | 0 | 0 | 0 | 0 | 0 | 0 | 0 | 0 | 0 | 0 | 0 | 0 | 0 | 0 | 0 | 0 | 0 | 0 | 0 | 0 | 0 | 0 | 0 | 0 | 0 | 0 | 0 | 0 | 0 | 0 | 0 | 0 | 0 | 0 | 0 | 0 | 0 | 0 | 0 | 0 | 0 | 0 | 0 | 0 | 0 | 0 | 0 | 0 | 0 | 0 | 0 | 0 | 0 | 0 | 0 | 0 | 0 | 0 | 0 | 0 | 0 | 0 | 0 | 0 | 0 | 0 | 0 | 0 | 0 | 0 | 0 | 0 | 0 | 0 | 0 | 0 | 0 | 0 | 0 | 0 | 0 | 0 | 0 | 0 | 0 | 0 | 0 | 0 | 0 | 0 | 0 | 0 | 0 | 0 | 0 | 0 | 0 | 0 | 0 | 0 | 0 | 0 | 0 | 0 | 0 | 0 | 0 | 0 | 0 | 0 | 0 | 0 | 0 | 0 | 0 | 0 | 0 | 0 | 0 | 0 | 0 | 0 | 0 | 0 | 0 | 0 | 0 | 0 | 0 | 0 | 0 | 0 | 0 | 0 | 0 | 0 | 0.009895% | 0 | 0 | 0 | 0 | 0 | 0 | 0 | 0 | 0 | 0 | 0 | 0 | 0 | 0 | 0 | 0 | 0 | 0 | 0 | 0 | 0 | 0 | 0 | 0
No | ResLighting_PSE | M_Input | PSE Business Case "QC APPROVED_v2_Measure Case_Lamp_2020" | 2020 | NR | 2022 | 2045 | PSE | Residential | Multifamily | Electric | Per LED Lamp - Candelabra - MFRFT - DI - Labor | Per LED Lamp - Candelabra - MFRFT - DI - Labor | 6.75 | MFRFT: Lamp - LED - Candelabra - Direct Install - Labor |  | 37 | 1 | 6.75 | 0 |  | 0.669 | 0 | 0 | 0 | 0 | 0 | 0 | 0 |  | 0 | 0 | 0 | Lighting | Lighting | Lighting Specialty | ResLIGHT | 0.01588% | 100% | 0% | 1.4154 |  | 0% | 100% | 95% | 6.8% | 0.2% | 2.0215 | 0.86508 | 0.28866 | 0 | 0 | 0 | 0 | -7.6133 | 0 |  | -0.017627 | 0 | -0.017627 | 01. ($9,999.000) to $0.028 | 1 | 0 | 01. ($9,999.00) to $0.22 | 1 | 0 | 0 | 0 | 0 | 0 | 0 | 0 | 0 | 0 | 0 | 0 | 0 | 0 | 0 | 0 | 0 | 0 | 0 | 0 | 0 | 0 | 0 | 0 | 0 | 0 | 0 | 0 | 0 | 0 | 0 | 0 | 0 | 0 | 0 | 0 | 0 | 0 | 0 | 0 | 0 | 0 | 0 | 0 | 0 | 0 | 0 | 0 | 0 | 0 | 0 | 0 | 0 | 0 | 0 | 0 | 0 | 0 | 0 | 0 | 0 | 0 | 0 | 0 | 0 | 0 | 0 | 0 | 0 | 0 | 0 | 0 | 0 | 0 | 0 | 0 | 0 | 0 | 0 | 0 | 0 | 0 | 0 | 0 | 0 | 0 | 0 | 0 | 0 | 0 | 0 | 0 | 0 | 0 | 0 | 0 | 0 | 0 | 0 | 0 | 0 | 0 | 0 | 0 | 0 | 0 | 0 | 0 | 0 | 0 | 0 | 0 | 0 | 0 | 0 | 0 | 0 | 0 | 0 | 0 | 0 | 0 | 0 | 0 | 0 | 0 | 0 | 0 | 0 | 0 | 0 | 0 | 0 | 0 | 0 | 0 | 0 | 0 | 0 | 0 | 0 | 0 | 0 | 0 | 0 | 0 | 0 | 0 | 0 | 0 | 0 | 0 | 0 | 0 | 0 | 0 | 0 | 0 | 0 | 0 | 0 | 0 | 0 | 0 | 0 | 0 | 0 | 0 | 0 | 0 | 0 | 0 | 0 | 0 | 0 | 0 | 0 | 0 | 0 | 0 | 0 | 0 | 0 | 0 | 0 | 0 | 0 | 0 | 0 | 0 | 0 | 0 | 0 | 0 | 0 | 0 | 0 | 0 | 0 | 0 | 0 | 0 | 0 | 0 | 0.009895% | 0 | 0 | 0 | 0 | 0 | 0 | 0 | 0 | 0 | 0 | 0 | 0 | 0 | 0 | 0 | 0 | 0 | 0 | 0 | 0 | 0 | 0 | 0 | 0
No | ResLighting_PSE | M_Input | PSE Business Case "QC APPROVED_v2_Measure Case_Lamp_2020" | 2020 | NR | 2022 | 2045 | PSE | Residential | Multifamily | Electric | Per LED Lamp - MR16 - MFRFT - DI | Per LED Lamp - MR16 - MFRFT - DI | 10.49 | MFRFT: Lamp - LED - MR16 - Direct Install |  | 16 | 1 | 10.49 | 0 |  | 0.911 | 0 | 0 | 0 | 0 | 0 | 0 | 0 |  | 0 | 0 | 0 | Lighting | Lighting | Lighting Specialty | ResLIGHT | 0.01588% | 100% | 0% | 0.29741 |  | 0% | 100% | 95% | 6.8% | 0.2% | 0.87418 | 0.37409 | 0.12483 | 0 | 0 | 0 | 0 | -9.0355 | 0 |  | -0.048376 | 0 | -0.048376 | 01. ($9,999.000) to $0.028 | 1 | 0 | 01. ($9,999.00) to $0.22 | 1 | 0 | 0 | 0 | 0 | 0 | 0 | 0 | 0 | 0 | 0 | 0 | 0 | 0 | 0 | 0 | 0 | 0 | 0 | 0 | 0 | 0 | 0 | 0 | 0 | 0 | 0 | 0 | 0 | 0 | 0 | 0 | 0 | 0 | 0 | 0 | 0 | 0 | 0 | 0 | 0 | 0 | 0 | 0 | 0 | 0 | 0 | 0 | 0 | 0 | 0 | 0 | 0 | 0 | 0 | 0 | 0 | 0 | 0 | 0 | 0 | 0 | 0 | 0 | 0 | 0 | 0 | 0 | 0 | 0 | 0 | 0 | 0 | 0 | 0 | 0 | 0 | 0 | 0 | 0 | 0 | 0 | 0 | 0 | 0 | 0 | 0 | 0 | 0 | 0 | 0 | 0 | 0 | 0 | 0 | 0 | 0 | 0 | 0 | 0 | 0 | 0 | 0 | 0 | 0 | 0 | 0 | 0 | 0 | 0 | 0 | 0 | 0 | 0 | 0 | 0 | 0 | 0 | 0 | 0 | 0 | 0 | 0 | 0 | 0 | 0 | 0 | 0 | 0 | 0 | 0 | 0 | 0 | 0 | 0 | 0 | 0 | 0 | 0 | 0 | 0 | 0 | 0 | 0 | 0 | 0 | 0 | 0 | 0 | 0 | 0 | 0 | 0 | 0 | 0 | 0 | 0 | 0 | 0 | 0 | 0 | 0 | 0 | 0 | 0 | 0 | 0 | 0 | 0 | 0 | 0 | 0 | 0 | 0 | 0 | 0 | 0 | 0 | 0 | 0 | 0 | 0 | 0 | 0 | 0 | 0 | 0 | 0 | 0 | 0 | 0 | 0 | 0 | 0 | 0 | 0 | 0 | 0 | 0 | 0 | 0 | 0 | 0 | 0 | 0.009895% | 0 | 0 | 0 | 0 | 0 | 0 | 0 | 0 | 0 | 0 | 0 | 0 | 0 | 0 | 0 | 0 | 0 | 0 | 0 | 0 | 0 | 0 | 0 | 0
No | ResLighting_PSE | M_Input | PSE Business Case "QC APPROVED_v2_Measure Case_Lamp_2020" | 2020 | NR | 2022 | 2045 | PSE | Residential | Multifamily | Electric | Per LED Lamp - MR16 - MFRFT - DI - Labor | Per LED Lamp - MR16 - MFRFT - DI - Labor | 6.75 | MFRFT: Lamp - LED - MR16 - Direct Install - Labor |  | 16 | 1 | 6.75 | 0 |  | 0.911 | 0 | 0 | 0 | 0 | 0 | 0 | 0 |  | 0 | 0 | 0 | Lighting | Lighting | Lighting Specialty | ResLIGHT | 0.01588% | 100% | 0% | 0.29741 |  | 0% | 100% | 95% | 6.8% | 0.2% | 0.87418 | 0.37409 | 0.12483 | 0 | 0 | 0 | 0 | -9.7835 | 0 |  | -0.052381 | 0 | -0.052381 | 01. ($9,999.000) to $0.028 | 1 | 0 | 01. ($9,999.00) to $0.22 | 1 | 0 | 0 | 0 | 0 | 0 | 0 | 0 | 0 | 0 | 0 | 0 | 0 | 0 | 0 | 0 | 0 | 0 | 0 | 0 | 0 | 0 | 0 | 0 | 0 | 0 | 0 | 0 | 0 | 0 | 0 | 0 | 0 | 0 | 0 | 0 | 0 | 0 | 0 | 0 | 0 | 0 | 0 | 0 | 0 | 0 | 0 | 0 | 0 | 0 | 0 | 0 | 0 | 0 | 0 | 0 | 0 | 0 | 0 | 0 | 0 | 0 | 0 | 0 | 0 | 0 | 0 | 0 | 0 | 0 | 0 | 0 | 0 | 0 | 0 | 0 | 0 | 0 | 0 | 0 | 0 | 0 | 0 | 0 | 0 | 0 | 0 | 0 | 0 | 0 | 0 | 0 | 0 | 0 | 0 | 0 | 0 | 0 | 0 | 0 | 0 | 0 | 0 | 0 | 0 | 0 | 0 | 0 | 0 | 0 | 0 | 0 | 0 | 0 | 0 | 0 | 0 | 0 | 0 | 0 | 0 | 0 | 0 | 0 | 0 | 0 | 0 | 0 | 0 | 0 | 0 | 0 | 0 | 0 | 0 | 0 | 0 | 0 | 0 | 0 | 0 | 0 | 0 | 0 | 0 | 0 | 0 | 0 | 0 | 0 | 0 | 0 | 0 | 0 | 0 | 0 | 0 | 0 | 0 | 0 | 0 | 0 | 0 | 0 | 0 | 0 | 0 | 0 | 0 | 0 | 0 | 0 | 0 | 0 | 0 | 0 | 0 | 0 | 0 | 0 | 0 | 0 | 0 | 0 | 0 | 0 | 0 | 0 | 0 | 0 | 0 | 0 | 0 | 0 | 0 | 0 | 0 | 0 | 0 | 0 | 0 | 0 | 0 | 0 | 0.009895% | 0 | 0 | 0 | 0 | 0 | 0 | 0 | 0 | 0 | 0 | 0 | 0 | 0 | 0 | 0 | 0 | 0 | 0 | 0 | 0 | 0 | 0 | 0 | 0
No | ResLighting_PSE | M_Input | PSE Business Case "QC APPROVED_v2_Measure Case_Lamp_2020" | 2020 | NR | 2022 | 2045 | PSE | Residential | Multifamily | Electric | Per LED Lamp - Globe - MFRFT - DI | Per LED Lamp - Globe - MFRFT - DI | 9 | MFRFT: Lamp - LED - Globe - Direct Install |  | 40 | 1 | 9 | 0 |  | 0.746 | 0 | 0 | 0 | 0 | 0 | 0 | 0 |  | 0 | 0 | 0 | Lighting | Lighting | Lighting Specialty | ResLIGHT | 0.01588% | 100% | 0% | 2.9169 |  | 0% | 100% | 95% | 6.8% | 0.2% | 2.1854 | 0.93523 | 0.31207 | 0 | 0 | 0 | 0 | -8.1557 | 0 |  | -0.017466 | 0 | -0.017466 | 01. ($9,999.000) to $0.028 | 1 | 0 | 01. ($9,999.00) to $0.22 | 1 | 0 | 0 | 0 | 0 | 0 | 0 | 0 | 0 | 0 | 0 | 0 | 0 | 0 | 0 | 0 | 0 | 0 | 0 | 0 | 0 | 0 | 0 | 0 | 0 | 0 | 0 | 0 | 0 | 0 | 0 | 0 | 0 | 0 | 0 | 0 | 0 | 0 | 0 | 0 | 0 | 0 | 0 | 0 | 0 | 0 | 0 | 0 | 0 | 0 | 0 | 0 | 0 | 0 | 0 | 0 | 0 | 0 | 0 | 0 | 0 | 0 | 0 | 0 | 0 | 0 | 0 | 0 | 0 | 0 | 0 | 0 | 0 | 0 | 0 | 0 | 0 | 0 | 0 | 0 | 0 | 0 | 0 | 0 | 0 | 0 | 0 | 0 | 0 | 0 | 0 | 0 | 0 | 0 | 0 | 0 | 0 | 0 | 0 | 0 | 0 | 0 | 0 | 0 | 0 | 0 | 0 | 0 | 0 | 0 | 0 | 0 | 0 | 0 | 0 | 0 | 0 | 0 | 0 | 0 | 0 | 0 | 0 | 0 | 0 | 0 | 0 | 0 | 0 | 0 | 0 | 0 | 0 | 0 | 0 | 0 | 0 | 0 | 0 | 0 | 0 | 0 | 0 | 0 | 0 | 0 | 0 | 0 | 0 | 0 | 0 | 0 | 0 | 0 | 0 | 0 | 0 | 0 | 0 | 0 | 0 | 0 | 0 | 0 | 0 | 0 | 0 | 0 | 0 | 0 | 0 | 0 | 0 | 0 | 0 | 0 | 0 | 0 | 0 | 0 | 0 | 0 | 0 | 0 | 0 | 0 | 0 | 0 | 0 | 0 | 0 | 0 | 0 | 0 | 0 | 0 | 0 | 0 | 0 | 0 | 0 | 0 | 0 | 0 | 0.009895% | 0 | 0 | 0 | 0 | 0 | 0 | 0 | 0 | 0 | 0 | 0 | 0 | 0 | 0 | 0 | 0 | 0 | 0 | 0 | 0 | 0 | 0 | 0 | 0
No | ResLighting_PSE | M_Input | PSE Business Case "QC APPROVED_v2_Measure Case_Lamp_2020" | 2020 | NR | 2022 | 2045 | PSE | Residential | Multifamily | Electric | Per LED Lamp - Globe - MFRFT - DI - Labor | Per LED Lamp - Globe - MFRFT - DI - Labor | 6.75 | MFRFT: Lamp - LED - Globe - Direct Install - Labor |  | 40 | 1 | 6.75 | 0 |  | 0.746 | 0 | 0 | 0 | 0 | 0 | 0 | 0 |  | 0 | 0 | 0 | Lighting | Lighting | Lighting Specialty | ResLIGHT | 0.01588% | 100% | 0% | 2.9169 |  | 0% | 100% | 95% | 6.8% | 0.2% | 2.1854 | 0.93523 | 0.31207 | 0 | 0 | 0 | 0 | -8.6057 | 0 |  | -0.01843 | 0 | -0.01843 | 01. ($9,999.000) to $0.028 | 1 | 0 | 01. ($9,999.00) to $0.22 | 1 | 0 | 0 | 0 | 0 | 0 | 0 | 0 | 0 | 0 | 0 | 0 | 0 | 0 | 0 | 0 | 0 | 0 | 0 | 0 | 0 | 0 | 0 | 0 | 0 | 0 | 0 | 0 | 0 | 0 | 0 | 0 | 0 | 0 | 0 | 0 | 0 | 0 | 0 | 0 | 0 | 0 | 0 | 0 | 0 | 0 | 0 | 0 | 0 | 0 | 0 | 0 | 0 | 0 | 0 | 0 | 0 | 0 | 0 | 0 | 0 | 0 | 0 | 0 | 0 | 0 | 0 | 0 | 0 | 0 | 0 | 0 | 0 | 0 | 0 | 0 | 0 | 0 | 0 | 0 | 0 | 0 | 0 | 0 | 0 | 0 | 0 | 0 | 0 | 0 | 0 | 0 | 0 | 0 | 0 | 0 | 0 | 0 | 0 | 0 | 0 | 0 | 0 | 0 | 0 | 0 | 0 | 0 | 0 | 0 | 0 | 0 | 0 | 0 | 0 | 0 | 0 | 0 | 0 | 0 | 0 | 0 | 0 | 0 | 0 | 0 | 0 | 0 | 0 | 0 | 0 | 0 | 0 | 0 | 0 | 0 | 0 | 0 | 0 | 0 | 0 | 0 | 0 | 0 | 0 | 0 | 0 | 0 | 0 | 0 | 0 | 0 | 0 | 0 | 0 | 0 | 0 | 0 | 0 | 0 | 0 | 0 | 0 | 0 | 0 | 0 | 0 | 0 | 0 | 0 | 0 | 0 | 0 | 0 | 0 | 0 | 0 | 0 | 0 | 0 | 0 | 0 | 0 | 0 | 0 | 0 | 0 | 0 | 0 | 0 | 0 | 0 | 0 | 0 | 0 | 0 | 0 | 0 | 0 | 0 | 0 | 0 | 0 | 0 | 0.009895% | 0 | 0 | 0 | 0 | 0 | 0 | 0 | 0 | 0 | 0 | 0 | 0 | 0 | 0 | 0 | 0 | 0 | 0 | 0 | 0 | 0 | 0 | 0 | 0
No | ResLighting_PSE | M_Input | PSE Business Case "QC APPROVED_v2_Measure Case_Lamp_2020" | 2020 | NR | 2022 | 2045 | PSE | Residential | Multifamily | Electric | Per LED Lamp - Reflector - MFRFT - DI | Per LED Lamp - Reflector - Globe - MFRFT - DI | 9.1 | MFRFT: Lamp - LED - Reflector - Direct Install |  | 75 | 1 | 9.1 | 0 |  | 0.891 | 0 | 0 | 0 | 0 | 0 | 0 | 0 |  | 0 | 0 | 0 | Lighting | Lighting | Lighting Specialty | ResLIGHT | 0.01588% | 100% | 0% | 2.8689 |  | 0% | 100% | 95% | 6.8% | 0.2% | 4.0977 | 1.7535 | 0.58513 | 0 | 0 | 0 | 0 | -10.9198 | 0 |  | -0.012472 | 0 | -0.012472 | 01. ($9,999.000) to $0.028 | 1 | 0 | 01. ($9,999.00) to $0.22 | 1 | 0 | 0 | 0 | 0 | 0 | 0 | 0 | 0 | 0 | 0 | 0 | 0 | 0 | 0 | 0 | 0 | 0 | 0 | 0 | 0 | 0 | 0 | 0 | 0 | 0 | 0 | 0 | 0 | 0 | 0 | 0 | 0 | 0 | 0 | 0 | 0 | 0 | 0 | 0 | 0 | 0 | 0 | 0 | 0 | 0 | 0 | 0 | 0 | 0 | 0 | 0 | 0 | 0 | 0 | 0 | 0 | 0 | 0 | 0 | 0 | 0 | 0 | 0 | 0 | 0 | 0 | 0 | 0 | 0 | 0 | 0 | 0 | 0 | 0 | 0 | 0 | 0 | 0 | 0 | 0 | 0 | 0 | 0 | 0 | 0 | 0 | 0 | 0 | 0 | 0 | 0 | 0 | 0 | 0 | 0 | 0 | 0 | 0 | 0 | 0 | 0 | 0 | 0 | 0 | 0 | 0 | 0 | 0 | 0 | 0 | 0 | 0 | 0 | 0 | 0 | 0 | 0 | 0 | 0 | 0 | 0 | 0 | 0 | 0 | 0 | 0 | 0 | 0 | 0 | 0 | 0 | 0 | 0 | 0 | 0 | 0 | 0 | 0 | 0 | 0 | 0 | 0 | 0 | 0 | 0 | 0 | 0 | 0 | 0 | 0 | 0 | 0 | 0 | 0 | 0 | 0 | 0 | 0 | 0 | 0 | 0 | 0 | 0 | 0 | 0 | 0 | 0 | 0 | 0 | 0 | 0 | 0 | 0 | 0 | 0 | 0 | 0 | 0 | 0 | 0 | 0 | 0 | 0 | 0 | 0 | 0 | 0 | 0 | 0 | 0 | 0 | 0 | 0 | 0 | 0 | 0 | 0 | 0 | 0 | 0 | 0 | 0 | 0 | 0.009895% | 0 | 0 | 0 | 0 | 0 | 0 | 0 | 0 | 0 | 0 | 0 | 0 | 0 | 0 | 0 | 0 | 0 | 0 | 0 | 0 | 0 | 0 | 0 | 0
No | ResLighting_PSE | M_Input | PSE Business Case "QC APPROVED_v2_Measure Case_Lamp_2020" | 2020 | NR | 2022 | 2045 | PSE | Residential | Multifamily | Electric | Per LED Lamp - Reflector - MFRFT - DI - Labor | Per LED Lamp - Reflector - Globe - MFRFT - DI - Labor | 6.75 | MFRFT: Lamp - LED - Reflector - Direct Install - Labor |  | 75 | 1 | 6.75 | 0 |  | 0.891 | 0 | 0 | 0 | 0 | 0 | 0 | 0 |  | 0 | 0 | 0 | Lighting | Lighting | Lighting Specialty | ResLIGHT | 0.01588% | 100% | 0% | 2.8689 |  | 0% | 100% | 95% | 6.8% | 0.2% | 4.0977 | 1.7535 | 0.58513 | 0 | 0 | 0 | 0 | -11.3898 | 0 |  | -0.013009 | 0 | -0.013009 | 01. ($9,999.000) to $0.028 | 1 | 0 | 01. ($9,999.00) to $0.22 | 1 | 0 | 0 | 0 | 0 | 0 | 0 | 0 | 0 | 0 | 0 | 0 | 0 | 0 | 0 | 0 | 0 | 0 | 0 | 0 | 0 | 0 | 0 | 0 | 0 | 0 | 0 | 0 | 0 | 0 | 0 | 0 | 0 | 0 | 0 | 0 | 0 | 0 | 0 | 0 | 0 | 0 | 0 | 0 | 0 | 0 | 0 | 0 | 0 | 0 | 0 | 0 | 0 | 0 | 0 | 0 | 0 | 0 | 0 | 0 | 0 | 0 | 0 | 0 | 0 | 0 | 0 | 0 | 0 | 0 | 0 | 0 | 0 | 0 | 0 | 0 | 0 | 0 | 0 | 0 | 0 | 0 | 0 | 0 | 0 | 0 | 0 | 0 | 0 | 0 | 0 | 0 | 0 | 0 | 0 | 0 | 0 | 0 | 0 | 0 | 0 | 0 | 0 | 0 | 0 | 0 | 0 | 0 | 0 | 0 | 0 | 0 | 0 | 0 | 0 | 0 | 0 | 0 | 0 | 0 | 0 | 0 | 0 | 0 | 0 | 0 | 0 | 0 | 0 | 0 | 0 | 0 | 0 | 0 | 0 | 0 | 0 | 0 | 0 | 0 | 0 | 0 | 0 | 0 | 0 | 0 | 0 | 0 | 0 | 0 | 0 | 0 | 0 | 0 | 0 | 0 | 0 | 0 | 0 | 0 | 0 | 0 | 0 | 0 | 0 | 0 | 0 | 0 | 0 | 0 | 0 | 0 | 0 | 0 | 0 | 0 | 0 | 0 | 0 | 0 | 0 | 0 | 0 | 0 | 0 | 0 | 0 | 0 | 0 | 0 | 0 | 0 | 0 | 0 | 0 | 0 | 0 | 0 | 0 | 0 | 0 | 0 | 0 | 0 | 0.009895% | 0 | 0 | 0 | 0 | 0 | 0 | 0 | 0 | 0 | 0 | 0 | 0 | 0 | 0 | 0 | 0 | 0 | 0 | 0 | 0 | 0 | 0 | 0 | 0
No | ResLighting_PSE | M_Input | PSE Business Case "QC APPROVED_v2_Measure Case_Lamp_2020" | 2020 | NR | 2022 | 2045 | PSE | Residential | All Residential | Electric | Per LED String Light - RETL | Per LED String Light - RETL | 3 | RETL: String Lighting - LED - Outdoor |  | 6.6 | 12 | 2.87 | 0 |  | 0 | 0 | 0 | 0 | 0 | 0 | 0 | 0 |  | 0 | 0 | 0 | Lighting | Lighting | String Lighting | ResLIGHT | 0.01588% | 100% | 0% | 0.016992 |  | 50.71% | 8.333% | 85% | 6.8% | 0.2% | 3.5683 | 0.15431 | 0.37226 | 4.1732 | 0 | 0 | 0 | 4.2207 | 0 |  | 0.054782 | 0 | 0.054782 | 02. $0.028 to $0.055 | 1 | 0 | 01. ($9,999.00) to $0.22 | 1 | 70.3784 | 140.3819 | 210.0131 | 279.2744 | 348.1683 | 410.3837 | 453.379 | 496.1469 | 526.1612 | 549.7693 | 567.0215 | 584.1821 | 595.0534 | 599.6843 | 610.4559 | 615.02 | 613.4247 | 611.8362 | 610.2545 | 608.6795 | 607.1112 | 605.5496 | 603.9945 | 602.446 | 464.4974 | 926.5206 | 1386.0863 | 1843.2109 | 2297.9108 | 2708.5322 | 2992.3017 | 3274.5697 | 3472.6637 | 3628.4775 | 3742.3419 | 3855.6022 | 3927.3523 | 3957.9162 | 4029.0089 | 4059.1317 | 4048.6028 | 4038.1189 | 4027.6797 | 4017.285 | 4006.9342 | 3996.6273 | 3986.3637 | 3976.1433 | 47713.7199 | 464.4974 | 1391.018 | 2777.1043 | 4620.3153 | 6918.2261 | 9626.7583 | 12619.0599 | 15893.6296 | 19366.2934 | 22994.7709 | 26737.1127 | 30592.7149 | 34520.0673 | 38477.9835 | 42506.9924 | 46566.1241 | 47713.7199 | 47713.7199 | 47713.7199 | 47713.7199 | 47713.7199 | 47713.7199 | 47713.7199 | 47713.7199 | 0 | 0 | 0 | 0 | 0 | 0 | 0 | 0 | 0 | 0 | 0 | 0 | 0 | 0 | 0 | 0 | 0 | 0 | 0 | 0 | 0 | 0 | 0 | 0 | 0 | 0 | 0 | 0 | 0 | 0 | 0 | 0 | 0 | 0 | 0 | 0 | 0 | 0 | 0 | 0 | 0 | 0 | 0 | 0 | 0 | 0 | 0 | 0 | 0 | 0 | 0 | 0 | 0 | 0 | 0 | 0 | 0 | 0 | 0 | 0 | 0 | 0.073777 | 0.22094 | 0.44109 | 0.73386 | 1.0988 | 1.529 | 2.0043 | 2.5244 | 3.076 | 3.6523 | 4.2467 | 4.8591 | 5.4829 | 6.1116 | 6.7515 | 7.3962 | 7.5785 | 7.5785 | 7.5785 | 7.5785 | 7.5785 | 7.5785 | 7.5785 | 7.5785 | 297.0442 | 592.5061 | 886.3965 | 1178.7258 | 1469.5044 | 1732.0952 | 1913.5646 | 2094.0738 | 2220.7541 | 2320.3963 | 2393.2122 | 2465.6417 | 2511.5256 | 2531.0711 | 2576.5346 | 2595.7979 | 733.8828 | 0 | 0 | 0 | 0 | 0 | 0 | 0 | 30512.7267 | 0 | 0 | 0 | 0 | 0 | 0 | 0 | 0 | 0 | 0 | 0 | 0 | 0 | 0 | 0 | 0 | 0 | 0 | 0 | 0 | 0.009895% | 0.045964 | 0.13765 | 0.2748 | 0.4572 | 0.68458 | 0.9526 | 1.2487 | 1.5727 | 1.9164 | 2.2754 | 2.6457 | 3.0273 | 3.4159 | 3.8075 | 4.2062 | 4.6079 | 4.7214 | 4.7214 | 4.7214 | 4.7214 | 4.7214 | 4.7214 | 4.7214 | 4.7214
No | ResLighting_PSE | M_Input | PSE Business Case "QC APPROVED_v2_Measure Case_Lamp_2020" | 2020 | NR | 2022 | 2045 | PSE | Residential | All Residential | Electric | Per LED Lamp - A Lamp - Res - TY Kit | Per LED Lamp - A Lamp - Res - TY Kit | 2 | Lamp - LED - A Lamp - Res - TY Kit |  | 11.32 | 12 | 2 | 0 |  | 0 | 0 | 0 | 0 | 0 | 0 | 0 | 0 |  | 0 | 0 | 0 | Lighting | Lighting | Lighting Standard | ResLIGHT | 0.01588% | 100% | 0% | 28.8393 |  | 0% | 8.333% | 95% | 6.8% | 0.2% | 6.1202 | 0.26467 | 0.63849 | 2.9082 | 0 | 0 | 0 | 2.405 | 0 |  | 0.0182 | 0 | 0.0182 | 01. ($9,999.000) to $0.028 | 1 | 0 | 01. ($9,999.00) to $0.22 | 1 | 0 | 0 | 0 | 0 | 0 | 0 | 0 | 0 | 0 | 0 | 0 | 0 | 0 | 0 | 0 | 0 | 0 | 0 | 0 | 0 | 0 | 0 | 0 | 0 | 0 | 0 | 0 | 0 | 0 | 0 | 0 | 0 | 0 | 0 | 0 | 0 | 0 | 0 | 0 | 0 | 0 | 0 | 0 | 0 | 0 | 0 | 0 | 0 | 0 | 0 | 0 | 0 | 0 | 0 | 0 | 0 | 0 | 0 | 0 | 0 | 0 | 0 | 0 | 0 | 0 | 0 | 0 | 0 | 0 | 0 | 0 | 0 | 0 | 0 | 0 | 0 | 0 | 0 | 0 | 0 | 0 | 0 | 0 | 0 | 0 | 0 | 0 | 0 | 0 | 0 | 0 | 0 | 0 | 0 | 0 | 0 | 0 | 0 | 0 | 0 | 0 | 0 | 0 | 0 | 0 | 0 | 0 | 0 | 0 | 0 | 0 | 0 | 0 | 0 | 0 | 0 | 0 | 0 | 0 | 0 | 0 | 0 | 0 | 0 | 0 | 0 | 0 | 0 | 0 | 0 | 0 | 0 | 0 | 0 | 0 | 0 | 0 | 0 | 0 | 0 | 0 | 0 | 0 | 0 | 0 | 0 | 0 | 0 | 0 | 0 | 0 | 0 | 0 | 0 | 0 | 0 | 0 | 0 | 0 | 0 | 0 | 0 | 0 | 0 | 0 | 0 | 0 | 0 | 0 | 0 | 0 | 0 | 0 | 0 | 0 | 0 | 0 | 0 | 0 | 0 | 0 | 0 | 0 | 0 | 0 | 0 | 0 | 0 | 0 | 0 | 0 | 0 | 0 | 0 | 0 | 0 | 0 | 0 | 0 | 0 | 0 | 0 | 0 | 0.009895% | 0 | 0 | 0 | 0 | 0 | 0 | 0 | 0 | 0 | 0 | 0 | 0 | 0 | 0 | 0 | 0 | 0 | 0 | 0 | 0 | 0 | 0 | 0 | 0
No | ResLighting_PSE | M_Input | PSE Business Case "QC APPROVED_v2_Measure Case_Lamp_2020" | 2020 | NR | 2022 | 2045 | PSE | Residential | Multifamily | Electric | Per LED Lamp - 2 Pin - MFRFT - DI | Per LED Lamp - 2 Pin - MFRFT - DI | 13.47 | Lamp - LED - 2 Pin - DI - MF |  | 21 | 1 | 13.47 | 0 |  | 0.29 | 0 | 0 | 0 | 0 | 0 | 0 | 0 |  | 0 | 0 | 0 | Lighting | Lighting | Lighting Specialty | ResLIGHT | 0.01588% | 100% | 0% | 0.78702 |  | 39% | 100% | 95% | 6.8% | 0.2% | 1.1474 | 0.49099 | 0.16384 | 0 | 0 | 0 | 0 | -1.3461 | 0 |  | -0.0054913 | 0 | -0.0054913 | 01. ($9,999.000) to $0.028 | 1 | 0 | 01. ($9,999.00) to $0.22 | 1 | 6851.8846 | 13672.6505 | 20462.4035 | 27221.2495 | 33949.2938 | 40030.7832 | 44241.0984 | 48432.0856 | 51380.4662 | 53704.9234 | 55409.6615 | 57106.3803 | 58188.9724 | 58661.5945 | 59735.1555 | 60201.5231 | 60064.8164 | 59928.4202 | 59792.3336 | 59656.5561 | 59521.087 | 59385.9254 | 59251.0708 | 59116.5224 | 143889.5768 | 287125.6596 | 429710.4743 | 571646.2402 | 712935.1696 | 840646.4463 | 929063.0673 | 1017073.7974 | 1078989.7909 | 1127803.3922 | 1163602.8911 | 1199233.986 | 1221968.4195 | 1231893.4847 | 1254438.2662 | 1264231.9853 | 1261361.1448 | 1258496.8234 | 1255639.0064 | 1252787.679 | 1249942.8265 | 1247104.434 | 1244272.4871 | 1241446.9709 | 1241446.9709 | 143889.5768 | 431015.2364 | 860725.7108 | 1241446.9709 | 1241446.9709 | 1241446.9709 | 1241446.9709 | 1241446.9709 | 1241446.9709 | 1241446.9709 | 1241446.9709 | 1241446.9709 | 1241446.9709 | 1241446.9709 | 1241446.9709 | 1241446.9709 | 1241446.9709 | 1241446.9709 | 1241446.9709 | 1241446.9709 | 1241446.9709 | 1241446.9709 | 1241446.9709 | 1241446.9709 | 0 | 0 | 0 | 0 | 0 | 0 | 0 | 0 | 0 | 0 | 0 | 0 | 0 | 0 | 0 | 0 | 0 | 0 | 0 | 0 | 0 | 0 | 0 | 0 | 0 | 0 | 0 | 0 | 0 | 0 | 0 | 0 | 0 | 0 | 0 | 0 | 0 | 0 | 0 | 0 | 0 | 0 | 0 | 0 | 0 | 0 | 0 | 0 | 0 | 0 | 0 | 0 | 0 | 0 | 0 | 0 | 0 | 0 | 0 | 0 | 0 | 22.8543 | 68.4592 | 136.7112 | 197.1822 | 197.1822 | 197.1822 | 197.1822 | 197.1822 | 197.1822 | 197.1822 | 197.1822 | 197.1822 | 197.1822 | 197.1822 | 197.1822 | 197.1822 | 197.1822 | 197.1822 | 197.1822 | 197.1822 | 197.1822 | 197.1822 | 197.1822 | 197.1822 | 0 | 0 | 0 | 0 | 0 | 0 | 0 | 0 | 0 | 0 | 0 | 0 | 0 | 0 | 0 | 0 | 0 | 0 | 0 | 0 | 0 | 0 | 0 | 0 | 0 | 0 | 0 | 0 | 0 | 0 | 0 | 0 | 0 | 0 | 0 | 0 | 0 | 0 | 0 | 0 | 0 | 0 | 0 | 0 | 0 | 0.009895% | 14.2384 | 42.6505 | 85.1718 | 122.8455 | 122.8455 | 122.8455 | 122.8455 | 122.8455 | 122.8455 | 122.8455 | 122.8455 | 122.8455 | 122.8455 | 122.8455 | 122.8455 | 122.8455 | 122.8455 | 122.8455 | 122.8455 | 122.8455 | 122.8455 | 122.8455 | 122.8455 | 122.8455
No | ResLighting_PSE | M_Input | PSE Business Case "QC APPROVED_v2_Measure Case_Lamp_2020" | 2020 | NR | 2022 | 2045 | PSE | Residential | Multifamily | Electric | Per LED Lamp - 4 Pin - MFRFT - DI | Per LED Lamp - 4 Pin - MFRFT - DI | 15.75 | Lamp - LED - 4 Pin - DI - MF |  | 21 | 1 | 15.75 | 0 |  | 0.29 | 0 | 0 | 0 | 0 | 0 | 0 | 0 |  | 0 | 0 | 0 | Lighting | Lighting | Lighting Specialty | ResLIGHT | 0.01588% | 100% | 0% | 0.16272 |  | 39% | 100% | 95% | 6.8% | 0.2% | 1.1474 | 0.49099 | 0.16384 | 0 | 0 | 0 | 0 | -0.89015 | 0 |  | -0.0036311 | 0 | -0.0036311 | 01. ($9,999.000) to $0.028 | 1 | 0 | 01. ($9,999.00) to $0.22 | 1 | 1416.665 | 2826.8961 | 4230.7151 | 5628.1439 | 7019.2043 | 8276.5858 | 9147.0918 | 10013.6016 | 10623.1956 | 11103.79 | 11456.254 | 11807.06 | 12030.8919 | 12128.6091 | 12350.5738 | 12446.9979 | 12418.733 | 12390.5324 | 12362.3957 | 12334.323 | 12306.314 | 12278.3686 | 12250.4866 | 12222.668 | 29749.9659 | 59364.8183 | 88845.0175 | 118191.0222 | 147403.2899 | 173808.3027 | 192088.9282 | 210285.6335 | 223087.1076 | 233179.5897 | 240581.3341 | 247948.26 | 252648.7299 | 254700.7921 | 259362.0503 | 261386.9559 | 260793.3938 | 260201.1795 | 259610.31 | 259020.7823 | 258432.5933 | 257845.74 | 257260.2193 | 256676.0282 | 256676.0282 | 29749.9659 | 89114.7842 | 177959.8017 | 256676.0282 | 256676.0282 | 256676.0282 | 256676.0282 | 256676.0282 | 256676.0282 | 256676.0282 | 256676.0282 | 256676.0282 | 256676.0282 | 256676.0282 | 256676.0282 | 256676.0282 | 256676.0282 | 256676.0282 | 256676.0282 | 256676.0282 | 256676.0282 | 256676.0282 | 256676.0282 | 256676.0282 | 0 | 0 | 0 | 0 | 0 | 0 | 0 | 0 | 0 | 0 | 0 | 0 | 0 | 0 | 0 | 0 | 0 | 0 | 0 | 0 | 0 | 0 | 0 | 0 | 0 | 0 | 0 | 0 | 0 | 0 | 0 | 0 | 0 | 0 | 0 | 0 | 0 | 0 | 0 | 0 | 0 | 0 | 0 | 0 | 0 | 0 | 0 | 0 | 0 | 0 | 0 | 0 | 0 | 0 | 0 | 0 | 0 | 0 | 0 | 0 | 0 | 4.7253 | 14.1543 | 28.2658 | 40.7685 | 40.7685 | 40.7685 | 40.7685 | 40.7685 | 40.7685 | 40.7685 | 40.7685 | 40.7685 | 40.7685 | 40.7685 | 40.7685 | 40.7685 | 40.7685 | 40.7685 | 40.7685 | 40.7685 | 40.7685 | 40.7685 | 40.7685 | 40.7685 | 0 | 0 | 0 | 0 | 0 | 0 | 0 | 0 | 0 | 0 | 0 | 0 | 0 | 0 | 0 | 0 | 0 | 0 | 0 | 0 | 0 | 0 | 0 | 0 | 0 | 0 | 0 | 0 | 0 | 0 | 0 | 0 | 0 | 0 | 0 | 0 | 0 | 0 | 0 | 0 | 0 | 0 | 0 | 0 | 0 | 0.009895% | 2.9439 | 8.8182 | 17.6097 | 25.399 | 25.399 | 25.399 | 25.399 | 25.399 | 25.399 | 25.399 | 25.399 | 25.399 | 25.399 | 25.399 | 25.399 | 25.399 | 25.399 | 25.399 | 25.399 | 25.399 | 25.399 | 25.399 | 25.399 | 25.399
No | ResLighting_PSE | M_Input | PSE Business Case "QC APPROVED_v2_Measure Case_Lamp_2020" | 2020 | NR | 2022 | 2045 | PSE | Residential | Single Family | Electric | Per LED Lamp - A Lamp - HUIA - DI | Per LED Lamp - A Lamp - HUIA - DI | 2.2 | Lamp - LED - A Lamp - DI - HUIA - SF or MH or DX (SF) |  | 44 | 1 | 2.2 | 0 |  | 0 | 0 | 0 | 0 | 0 | 0 | 0 | 0 |  | 0 | 0 | 0 | Lighting | Lighting | Lighting Standard | ResLIGHT | 0.01588% | 100% | 0% | 34.9615 |  | 0% | 100% | 95% | 6.8% | 0.2% | 2.404 | 1.0287 | 0.34327 | 0 | 0 | 0 | 0 | -0.93202 | 0 |  | -0.0018146 | 0 | -0.0018146 | 01. ($9,999.000) to $0.028 | 1 | 0 | 01. ($9,999.00) to $0.22 | 1 | 0 | 0 | 0 | 0 | 0 | 0 | 0 | 0 | 0 | 0 | 0 | 0 | 0 | 0 | 0 | 0 | 0 | 0 | 0 | 0 | 0 | 0 | 0 | 0 | 0 | 0 | 0 | 0 | 0 | 0 | 0 | 0 | 0 | 0 | 0 | 0 | 0 | 0 | 0 | 0 | 0 | 0 | 0 | 0 | 0 | 0 | 0 | 0 | 0 | 0 | 0 | 0 | 0 | 0 | 0 | 0 | 0 | 0 | 0 | 0 | 0 | 0 | 0 | 0 | 0 | 0 | 0 | 0 | 0 | 0 | 0 | 0 | 0 | 0 | 0 | 0 | 0 | 0 | 0 | 0 | 0 | 0 | 0 | 0 | 0 | 0 | 0 | 0 | 0 | 0 | 0 | 0 | 0 | 0 | 0 | 0 | 0 | 0 | 0 | 0 | 0 | 0 | 0 | 0 | 0 | 0 | 0 | 0 | 0 | 0 | 0 | 0 | 0 | 0 | 0 | 0 | 0 | 0 | 0 | 0 | 0 | 0 | 0 | 0 | 0 | 0 | 0 | 0 | 0 | 0 | 0 | 0 | 0 | 0 | 0 | 0 | 0 | 0 | 0 | 0 | 0 | 0 | 0 | 0 | 0 | 0 | 0 | 0 | 0 | 0 | 0 | 0 | 0 | 0 | 0 | 0 | 0 | 0 | 0 | 0 | 0 | 0 | 0 | 0 | 0 | 0 | 0 | 0 | 0 | 0 | 0 | 0 | 0 | 0 | 0 | 0 | 0 | 0 | 0 | 0 | 0 | 0 | 0 | 0 | 0 | 0 | 0 | 0 | 0 | 0 | 0 | 0 | 0 | 0 | 0 | 0 | 0 | 0 | 0 | 0 | 0 | 0 | 0 | 0.009895% | 0 | 0 | 0 | 0 | 0 | 0 | 0 | 0 | 0 | 0 | 0 | 0 | 0 | 0 | 0 | 0 | 0 | 0 | 0 | 0 | 0 | 0 | 0 | 0
No | ResLighting_PSE | M_Input | PSE Business Case "QC APPROVED_v2_Measure Case_Lamp_2020" | 2020 | NR | 2022 | 2045 | PSE | Residential | Manufactured | Electric | Per LED Lamp - A Lamp - HUIA - DI | Per LED Lamp - A Lamp - HUIA - DI | 2.2 | Lamp - LED - A Lamp - DI - HUIA - SF or MH or DX (MH) |  | 44 | 1 | 2.2 | 0 |  | 0 | 0 | 0 | 0 | 0 | 0 | 0 | 0 |  | 0 | 0 | 0 | Lighting | Lighting | Lighting Standard | ResLIGHT | 0.01588% | 100% | 0% | 23.598 |  | 0% | 100% | 95% | 6.8% | 0.2% | 2.404 | 1.0287 | 0.34327 | 0 | 0 | 0 | 0 | -0.93202 | 0 |  | -0.0018146 | 0 | -0.0018146 | 01. ($9,999.000) to $0.028 | 1 | 0 | 01. ($9,999.00) to $0.22 | 1 | 0 | 0 | 0 | 0 | 0 | 0 | 0 | 0 | 0 | 0 | 0 | 0 | 0 | 0 | 0 | 0 | 0 | 0 | 0 | 0 | 0 | 0 | 0 | 0 | 0 | 0 | 0 | 0 | 0 | 0 | 0 | 0 | 0 | 0 | 0 | 0 | 0 | 0 | 0 | 0 | 0 | 0 | 0 | 0 | 0 | 0 | 0 | 0 | 0 | 0 | 0 | 0 | 0 | 0 | 0 | 0 | 0 | 0 | 0 | 0 | 0 | 0 | 0 | 0 | 0 | 0 | 0 | 0 | 0 | 0 | 0 | 0 | 0 | 0 | 0 | 0 | 0 | 0 | 0 | 0 | 0 | 0 | 0 | 0 | 0 | 0 | 0 | 0 | 0 | 0 | 0 | 0 | 0 | 0 | 0 | 0 | 0 | 0 | 0 | 0 | 0 | 0 | 0 | 0 | 0 | 0 | 0 | 0 | 0 | 0 | 0 | 0 | 0 | 0 | 0 | 0 | 0 | 0 | 0 | 0 | 0 | 0 | 0 | 0 | 0 | 0 | 0 | 0 | 0 | 0 | 0 | 0 | 0 | 0 | 0 | 0 | 0 | 0 | 0 | 0 | 0 | 0 | 0 | 0 | 0 | 0 | 0 | 0 | 0 | 0 | 0 | 0 | 0 | 0 | 0 | 0 | 0 | 0 | 0 | 0 | 0 | 0 | 0 | 0 | 0 | 0 | 0 | 0 | 0 | 0 | 0 | 0 | 0 | 0 | 0 | 0 | 0 | 0 | 0 | 0 | 0 | 0 | 0 | 0 | 0 | 0 | 0 | 0 | 0 | 0 | 0 | 0 | 0 | 0 | 0 | 0 | 0 | 0 | 0 | 0 | 0 | 0 | 0 | 0.009895% | 0 | 0 | 0 | 0 | 0 | 0 | 0 | 0 | 0 | 0 | 0 | 0 | 0 | 0 | 0 | 0 | 0 | 0 | 0 | 0 | 0 | 0 | 0 | 0
No | ResLighting_PSE | M_Input | PSE Business Case "QC APPROVED_v2_Measure Case_Lamp_2020" | 2020 | NR | 2022 | 2045 | PSE | Residential | Single Family | Electric | Per LED Lamp - Candelabra - HUIA | Per LED Lamp - Candelabra - HUIA | 2.8 | Lamp - LED - Candelabra - HUIA - SF or MH or DX (SF) |  | 37 | 1 | 2.8 | 0 |  | 0 | 0 | 0 | 0 | 0 | 0 | 0 | 0 |  | 0 | 0 | 0 | Lighting | Lighting | Lighting Specialty | ResLIGHT | 0.01588% | 100% | 0% | 4.6043 |  | 0% | 100% | 95% | 6.8% | 0.2% | 2.0215 | 0.86508 | 0.28866 | 0 | 0 | 0 | 0 | -0.59375 | 0 |  | -0.0013747 | 0 | -0.0013747 | 01. ($9,999.000) to $0.028 | 1 | 0 | 01. ($9,999.00) to $0.22 | 1 | 0 | 0 | 0 | 0 | 0 | 0 | 0 | 0 | 0 | 0 | 0 | 0 | 0 | 0 | 0 | 0 | 0 | 0 | 0 | 0 | 0 | 0 | 0 | 0 | 0 | 0 | 0 | 0 | 0 | 0 | 0 | 0 | 0 | 0 | 0 | 0 | 0 | 0 | 0 | 0 | 0 | 0 | 0 | 0 | 0 | 0 | 0 | 0 | 0 | 0 | 0 | 0 | 0 | 0 | 0 | 0 | 0 | 0 | 0 | 0 | 0 | 0 | 0 | 0 | 0 | 0 | 0 | 0 | 0 | 0 | 0 | 0 | 0 | 0 | 0 | 0 | 0 | 0 | 0 | 0 | 0 | 0 | 0 | 0 | 0 | 0 | 0 | 0 | 0 | 0 | 0 | 0 | 0 | 0 | 0 | 0 | 0 | 0 | 0 | 0 | 0 | 0 | 0 | 0 | 0 | 0 | 0 | 0 | 0 | 0 | 0 | 0 | 0 | 0 | 0 | 0 | 0 | 0 | 0 | 0 | 0 | 0 | 0 | 0 | 0 | 0 | 0 | 0 | 0 | 0 | 0 | 0 | 0 | 0 | 0 | 0 | 0 | 0 | 0 | 0 | 0 | 0 | 0 | 0 | 0 | 0 | 0 | 0 | 0 | 0 | 0 | 0 | 0 | 0 | 0 | 0 | 0 | 0 | 0 | 0 | 0 | 0 | 0 | 0 | 0 | 0 | 0 | 0 | 0 | 0 | 0 | 0 | 0 | 0 | 0 | 0 | 0 | 0 | 0 | 0 | 0 | 0 | 0 | 0 | 0 | 0 | 0 | 0 | 0 | 0 | 0 | 0 | 0 | 0 | 0 | 0 | 0 | 0 | 0 | 0 | 0 | 0 | 0 | 0.009895% | 0 | 0 | 0 | 0 | 0 | 0 | 0 | 0 | 0 | 0 | 0 | 0 | 0 | 0 | 0 | 0 | 0 | 0 | 0 | 0 | 0 | 0 | 0 | 0
No | ResLighting_PSE | M_Input | PSE Business Case "QC APPROVED_v2_Measure Case_Lamp_2020" | 2020 | NR | 2022 | 2045 | PSE | Residential | Manufactured | Electric | Per LED Lamp - Candelabra - HUIA | Per LED Lamp - Candelabra - HUIA | 2.8 | Lamp - LED - Candelabra - HUIA - SF or MH or DX (MH) |  | 37 | 1 | 2.8 | 0 |  | 0 | 0 | 0 | 0 | 0 | 0 | 0 | 0 |  | 0 | 0 | 0 | Lighting | Lighting | Lighting Specialty | ResLIGHT | 0.01588% | 100% | 0% | 1.9965 |  | 0% | 100% | 95% | 6.8% | 0.2% | 2.0215 | 0.86508 | 0.28866 | 0 | 0 | 0 | 0 | -0.59375 | 0 |  | -0.0013747 | 0 | -0.0013747 | 01. ($9,999.000) to $0.028 | 1 | 0 | 01. ($9,999.00) to $0.22 | 1 | 0 | 0 | 0 | 0 | 0 | 0 | 0 | 0 | 0 | 0 | 0 | 0 | 0 | 0 | 0 | 0 | 0 | 0 | 0 | 0 | 0 | 0 | 0 | 0 | 0 | 0 | 0 | 0 | 0 | 0 | 0 | 0 | 0 | 0 | 0 | 0 | 0 | 0 | 0 | 0 | 0 | 0 | 0 | 0 | 0 | 0 | 0 | 0 | 0 | 0 | 0 | 0 | 0 | 0 | 0 | 0 | 0 | 0 | 0 | 0 | 0 | 0 | 0 | 0 | 0 | 0 | 0 | 0 | 0 | 0 | 0 | 0 | 0 | 0 | 0 | 0 | 0 | 0 | 0 | 0 | 0 | 0 | 0 | 0 | 0 | 0 | 0 | 0 | 0 | 0 | 0 | 0 | 0 | 0 | 0 | 0 | 0 | 0 | 0 | 0 | 0 | 0 | 0 | 0 | 0 | 0 | 0 | 0 | 0 | 0 | 0 | 0 | 0 | 0 | 0 | 0 | 0 | 0 | 0 | 0 | 0 | 0 | 0 | 0 | 0 | 0 | 0 | 0 | 0 | 0 | 0 | 0 | 0 | 0 | 0 | 0 | 0 | 0 | 0 | 0 | 0 | 0 | 0 | 0 | 0 | 0 | 0 | 0 | 0 | 0 | 0 | 0 | 0 | 0 | 0 | 0 | 0 | 0 | 0 | 0 | 0 | 0 | 0 | 0 | 0 | 0 | 0 | 0 | 0 | 0 | 0 | 0 | 0 | 0 | 0 | 0 | 0 | 0 | 0 | 0 | 0 | 0 | 0 | 0 | 0 | 0 | 0 | 0 | 0 | 0 | 0 | 0 | 0 | 0 | 0 | 0 | 0 | 0 | 0 | 0 | 0 | 0 | 0 | 0.009895% | 0 | 0 | 0 | 0 | 0 | 0 | 0 | 0 | 0 | 0 | 0 | 0 | 0 | 0 | 0 | 0 | 0 | 0 | 0 | 0 | 0 | 0 | 0 | 0
No | ResLighting_PSE | M_Input | PSE Business Case "QC APPROVED_v2_Measure Case_Lamp_2020" | 2020 | NR | 2022 | 2045 | PSE | Residential | Single Family | Electric | Per LED Lamp - Globe - HUIA | Per LED Lamp - Globe - HUIA | 2.75 | Lamp - LED - Globe - HUIA - SF or MH or DX (SF) |  | 40 | 1 | 2.75 | 0 |  | 0 | 0 | 0 | 0 | 0 | 0 | 0 | 0 |  | 0 | 0 | 0 | Lighting | Lighting | Lighting Specialty | ResLIGHT | 0.01588% | 100% | 0% | 6.1203 |  | 0% | 100% | 95% | 6.8% | 0.2% | 2.1854 | 0.93523 | 0.31207 | 0 | 0 | 0 | 0 | -0.69729 | 0 |  | -0.0014933 | 0 | -0.0014933 | 01. ($9,999.000) to $0.028 | 1 | 0 | 01. ($9,999.00) to $0.22 | 1 | 0 | 0 | 0 | 0 | 0 | 0 | 0 | 0 | 0 | 0 | 0 | 0 | 0 | 0 | 0 | 0 | 0 | 0 | 0 | 0 | 0 | 0 | 0 | 0 | 0 | 0 | 0 | 0 | 0 | 0 | 0 | 0 | 0 | 0 | 0 | 0 | 0 | 0 | 0 | 0 | 0 | 0 | 0 | 0 | 0 | 0 | 0 | 0 | 0 | 0 | 0 | 0 | 0 | 0 | 0 | 0 | 0 | 0 | 0 | 0 | 0 | 0 | 0 | 0 | 0 | 0 | 0 | 0 | 0 | 0 | 0 | 0 | 0 | 0 | 0 | 0 | 0 | 0 | 0 | 0 | 0 | 0 | 0 | 0 | 0 | 0 | 0 | 0 | 0 | 0 | 0 | 0 | 0 | 0 | 0 | 0 | 0 | 0 | 0 | 0 | 0 | 0 | 0 | 0 | 0 | 0 | 0 | 0 | 0 | 0 | 0 | 0 | 0 | 0 | 0 | 0 | 0 | 0 | 0 | 0 | 0 | 0 | 0 | 0 | 0 | 0 | 0 | 0 | 0 | 0 | 0 | 0 | 0 | 0 | 0 | 0 | 0 | 0 | 0 | 0 | 0 | 0 | 0 | 0 | 0 | 0 | 0 | 0 | 0 | 0 | 0 | 0 | 0 | 0 | 0 | 0 | 0 | 0 | 0 | 0 | 0 | 0 | 0 | 0 | 0 | 0 | 0 | 0 | 0 | 0 | 0 | 0 | 0 | 0 | 0 | 0 | 0 | 0 | 0 | 0 | 0 | 0 | 0 | 0 | 0 | 0 | 0 | 0 | 0 | 0 | 0 | 0 | 0 | 0 | 0 | 0 | 0 | 0 | 0 | 0 | 0 | 0 | 0 | 0.009895% | 0 | 0 | 0 | 0 | 0 | 0 | 0 | 0 | 0 | 0 | 0 | 0 | 0 | 0 | 0 | 0 | 0 | 0 | 0 | 0 | 0 | 0 | 0 | 0
No | ResLighting_PSE | M_Input | PSE Business Case "QC APPROVED_v2_Measure Case_Lamp_2020" | 2020 | NR | 2022 | 2045 | PSE | Residential | Manufactured | Electric | Per LED Lamp - Globe - HUIA | Per LED Lamp - Globe - HUIA | 2.75 | Lamp - LED - Globe - HUIA - SF or MH or DX (MH) |  | 40 | 1 | 2.75 | 0 |  | 0 | 0 | 0 | 0 | 0 | 0 | 0 | 0 |  | 0 | 0 | 0 | Lighting | Lighting | Lighting Specialty | ResLIGHT | 0.01588% | 100% | 0% | 2.7781 |  | 0% | 100% | 95% | 6.8% | 0.2% | 2.1854 | 0.93523 | 0.31207 | 0 | 0 | 0 | 0 | -0.69729 | 0 |  | -0.0014933 | 0 | -0.0014933 | 01. ($9,999.000) to $0.028 | 1 | 0 | 01. ($9,999.00) to $0.22 | 1 | 0 | 0 | 0 | 0 | 0 | 0 | 0 | 0 | 0 | 0 | 0 | 0 | 0 | 0 | 0 | 0 | 0 | 0 | 0 | 0 | 0 | 0 | 0 | 0 | 0 | 0 | 0 | 0 | 0 | 0 | 0 | 0 | 0 | 0 | 0 | 0 | 0 | 0 | 0 | 0 | 0 | 0 | 0 | 0 | 0 | 0 | 0 | 0 | 0 | 0 | 0 | 0 | 0 | 0 | 0 | 0 | 0 | 0 | 0 | 0 | 0 | 0 | 0 | 0 | 0 | 0 | 0 | 0 | 0 | 0 | 0 | 0 | 0 | 0 | 0 | 0 | 0 | 0 | 0 | 0 | 0 | 0 | 0 | 0 | 0 | 0 | 0 | 0 | 0 | 0 | 0 | 0 | 0 | 0 | 0 | 0 | 0 | 0 | 0 | 0 | 0 | 0 | 0 | 0 | 0 | 0 | 0 | 0 | 0 | 0 | 0 | 0 | 0 | 0 | 0 | 0 | 0 | 0 | 0 | 0 | 0 | 0 | 0 | 0 | 0 | 0 | 0 | 0 | 0 | 0 | 0 | 0 | 0 | 0 | 0 | 0 | 0 | 0 | 0 | 0 | 0 | 0 | 0 | 0 | 0 | 0 | 0 | 0 | 0 | 0 | 0 | 0 | 0 | 0 | 0 | 0 | 0 | 0 | 0 | 0 | 0 | 0 | 0 | 0 | 0 | 0 | 0 | 0 | 0 | 0 | 0 | 0 | 0 | 0 | 0 | 0 | 0 | 0 | 0 | 0 | 0 | 0 | 0 | 0 | 0 | 0 | 0 | 0 | 0 | 0 | 0 | 0 | 0 | 0 | 0 | 0 | 0 | 0 | 0 | 0 | 0 | 0 | 0 | 0.009895% | 0 | 0 | 0 | 0 | 0 | 0 | 0 | 0 | 0 | 0 | 0 | 0 | 0 | 0 | 0 | 0 | 0 | 0 | 0 | 0 | 0 | 0 | 0 | 0
No | ResLighting_PSE | M_Input | PSE Business Case "QC APPROVED_v2_Measure Case_Lamp_2020" | 2020 | NR | 2022 | 2045 | PSE | Residential | Single Family | Electric | Per LED Lamp - Reflector - BR30 - HUIA | Per LED Lamp - Reflector - BR30 - HUIA | 3.1 | Lamp - LED - Reflector - BR30 - HUIA - SF or MH or DX (SF) |  | 75 | 1 | 3.1 | 0 |  | 0 | 0 | 0 | 0 | 0 | 0 | 0 | 0 |  | 0 | 0 | 0 | Lighting | Lighting | Lighting Specialty | ResLIGHT | 0.01588% | 100% | 0% | 12.8776 |  | 0% | 100% | 95% | 6.8% | 0.2% | 4.0977 | 1.7535 | 0.58513 | 0 | 0 | 0 | 0 | -1.7187 | 0 |  | -0.001963 | 0 | -0.001963 | 01. ($9,999.000) to $0.028 | 1 | 0 | 01. ($9,999.00) to $0.22 | 1 | 0 | 0 | 0 | 0 | 0 | 0 | 0 | 0 | 0 | 0 | 0 | 0 | 0 | 0 | 0 | 0 | 0 | 0 | 0 | 0 | 0 | 0 | 0 | 0 | 0 | 0 | 0 | 0 | 0 | 0 | 0 | 0 | 0 | 0 | 0 | 0 | 0 | 0 | 0 | 0 | 0 | 0 | 0 | 0 | 0 | 0 | 0 | 0 | 0 | 0 | 0 | 0 | 0 | 0 | 0 | 0 | 0 | 0 | 0 | 0 | 0 | 0 | 0 | 0 | 0 | 0 | 0 | 0 | 0 | 0 | 0 | 0 | 0 | 0 | 0 | 0 | 0 | 0 | 0 | 0 | 0 | 0 | 0 | 0 | 0 | 0 | 0 | 0 | 0 | 0 | 0 | 0 | 0 | 0 | 0 | 0 | 0 | 0 | 0 | 0 | 0 | 0 | 0 | 0 | 0 | 0 | 0 | 0 | 0 | 0 | 0 | 0 | 0 | 0 | 0 | 0 | 0 | 0 | 0 | 0 | 0 | 0 | 0 | 0 | 0 | 0 | 0 | 0 | 0 | 0 | 0 | 0 | 0 | 0 | 0 | 0 | 0 | 0 | 0 | 0 | 0 | 0 | 0 | 0 | 0 | 0 | 0 | 0 | 0 | 0 | 0 | 0 | 0 | 0 | 0 | 0 | 0 | 0 | 0 | 0 | 0 | 0 | 0 | 0 | 0 | 0 | 0 | 0 | 0 | 0 | 0 | 0 | 0 | 0 | 0 | 0 | 0 | 0 | 0 | 0 | 0 | 0 | 0 | 0 | 0 | 0 | 0 | 0 | 0 | 0 | 0 | 0 | 0 | 0 | 0 | 0 | 0 | 0 | 0 | 0 | 0 | 0 | 0 | 0.009895% | 0 | 0 | 0 | 0 | 0 | 0 | 0 | 0 | 0 | 0 | 0 | 0 | 0 | 0 | 0 | 0 | 0 | 0 | 0 | 0 | 0 | 0 | 0 | 0
No | ResLighting_PSE | M_Input | PSE Business Case "QC APPROVED_v2_Measure Case_Lamp_2020" | 2020 | NR | 2022 | 2045 | PSE | Residential | Manufactured | Electric | Per LED Lamp - Reflector - BR30 - HUIA | Per LED Lamp - Reflector - BR30 - HUIA | 3.1 | Lamp - LED - Reflector - BR30 - HUIA - SF or MH or DX (MH) |  | 75 | 1 | 3.1 | 0 |  | 0 | 0 | 0 | 0 | 0 | 0 | 0 | 0 |  | 0 | 0 | 0 | Lighting | Lighting | Lighting Specialty | ResLIGHT | 0.01588% | 100% | 0% | 2.3978 |  | 0% | 100% | 95% | 6.8% | 0.2% | 4.0977 | 1.7535 | 0.58513 | 0 | 0 | 0 | 0 | -1.7187 | 0 |  | -0.001963 | 0 | -0.001963 | 01. ($9,999.000) to $0.028 | 1 | 0 | 01. ($9,999.00) to $0.22 | 1 | 0 | 0 | 0 | 0 | 0 | 0 | 0 | 0 | 0 | 0 | 0 | 0 | 0 | 0 | 0 | 0 | 0 | 0 | 0 | 0 | 0 | 0 | 0 | 0 | 0 | 0 | 0 | 0 | 0 | 0 | 0 | 0 | 0 | 0 | 0 | 0 | 0 | 0 | 0 | 0 | 0 | 0 | 0 | 0 | 0 | 0 | 0 | 0 | 0 | 0 | 0 | 0 | 0 | 0 | 0 | 0 | 0 | 0 | 0 | 0 | 0 | 0 | 0 | 0 | 0 | 0 | 0 | 0 | 0 | 0 | 0 | 0 | 0 | 0 | 0 | 0 | 0 | 0 | 0 | 0 | 0 | 0 | 0 | 0 | 0 | 0 | 0 | 0 | 0 | 0 | 0 | 0 | 0 | 0 | 0 | 0 | 0 | 0 | 0 | 0 | 0 | 0 | 0 | 0 | 0 | 0 | 0 | 0 | 0 | 0 | 0 | 0 | 0 | 0 | 0 | 0 | 0 | 0 | 0 | 0 | 0 | 0 | 0 | 0 | 0 | 0 | 0 | 0 | 0 | 0 | 0 | 0 | 0 | 0 | 0 | 0 | 0 | 0 | 0 | 0 | 0 | 0 | 0 | 0 | 0 | 0 | 0 | 0 | 0 | 0 | 0 | 0 | 0 | 0 | 0 | 0 | 0 | 0 | 0 | 0 | 0 | 0 | 0 | 0 | 0 | 0 | 0 | 0 | 0 | 0 | 0 | 0 | 0 | 0 | 0 | 0 | 0 | 0 | 0 | 0 | 0 | 0 | 0 | 0 | 0 | 0 | 0 | 0 | 0 | 0 | 0 | 0 | 0 | 0 | 0 | 0 | 0 | 0 | 0 | 0 | 0 | 0 | 0 | 0.009895% | 0 | 0 | 0 | 0 | 0 | 0 | 0 | 0 | 0 | 0 | 0 | 0 | 0 | 0 | 0 | 0 | 0 | 0 | 0 | 0 | 0 | 0 | 0 | 0
No | ResLighting_PSE | M_Input | PSE Business Case "QC APPROVED_v2_Measure Case_Lamp_2020" | 2020 | NR | 2022 | 2045 | PSE | Residential | Multifamily | Electric | Per TLED Lamp - 4 ft - 2x - from 4 ft T12 2x - MFRFT - DI | Per TLED Lamp - 4 ft - 2x - from 4 ft T12 2x - MFRFT - DI | 70 | Lamp - TLED - 4 ft - 2x - from 4 ft T12 2x - DI - MF |  | 99 | 12 | 70 | 0 |  | 0 | 0 | 0 | 0 | 0 | 0 | 0 | 0 |  | 0 | 0 | 0 | Lighting | Lighting | Lighting Linear Fluorescent | ResLIGHT | 0.01588% | 100% | 0% | 0.36752 |  | 39% | 8.333% | 95% | 6.8% | 0.2% | 53.5247 | 2.3147 | 5.5839 | 101.7865 | 0 | 0 | 0 | 107.8879 | 0 |  | 0.093355 | 0 | 0.093355 | 07. $0.085 to $0.115 | 1 | 0 | 01. ($9,999.00) to $0.22 | 1 | 266.6418 | 532.0726 | 796.2966 | 1059.3178 | 1321.1404 | 1557.8022 | 1721.647 | 1884.7397 | 1999.4763 | 2089.9328 | 2156.2728 | 2222.3008 | 2264.43 | 2282.8222 | 2324.5999 | 2342.7486 | 2337.4287 | 2332.1208 | 2326.825 | 2321.5412 | 2316.2694 | 2311.0096 | 2305.7617 | 2300.5257 | 26397.5396 | 52675.1912 | 78833.3632 | 104872.4627 | 130792.8955 | 154222.4139 | 170443.0555 | 186589.2336 | 197948.1515 | 206903.3449 | 213471.0109 | 220007.7821 | 224178.5714 | 225999.3934 | 230135.3897 | 231932.1153 | 231405.4397 | 230879.9602 | 230355.6738 | 229832.5781 | 229310.6701 | 228789.9474 | 228270.4071 | 227752.0466 | 2733024.5592 | 26397.5396 | 79072.7309 | 157906.0941 | 262778.5568 | 393571.4523 | 547793.8662 | 718236.9217 | 904826.1554 | 1102774.3069 | 1309677.6518 | 1523148.6627 | 1743156.4448 | 1967335.0162 | 2193334.4095 | 2423469.7993 | 2655401.9146 | 2733024.5592 | 2733024.5592 | 2733024.5592 | 2733024.5592 | 2733024.5592 | 2733024.5592 | 2733024.5592 | 2733024.5592 | 0 | 0 | 0 | 0 | 0 | 0 | 0 | 0 | 0 | 0 | 0 | 0 | 0 | 0 | 0 | 0 | 0 | 0 | 0 | 0 | 0 | 0 | 0 | 0 | 0 | 0 | 0 | 0 | 0 | 0 | 0 | 0 | 0 | 0 | 0 | 0 | 0 | 0 | 0 | 0 | 0 | 0 | 0 | 0 | 0 | 0 | 0 | 0 | 0 | 0 | 0 | 0 | 0 | 0 | 0 | 0 | 0 | 0 | 0 | 0 | 0 | 4.1928 | 12.5593 | 25.0806 | 41.7378 | 62.5119 | 87.0075 | 114.0794 | 143.7158 | 175.1564 | 208.0194 | 241.9255 | 276.8699 | 312.4768 | 348.3728 | 384.9258 | 421.7642 | 434.0932 | 434.0932 | 434.0932 | 434.0932 | 434.0932 | 434.0932 | 434.0932 | 434.0932 | 28767.4259 | 57404.2006 | 85910.7692 | 114287.5753 | 142535.0613 | 168068.0065 | 185744.8852 | 203340.6153 | 215719.3003 | 225478.4621 | 232635.7521 | 239759.3736 | 244304.603 | 246288.8925 | 250796.2053 | 252754.2352 | 84591.3562 | 0 | 0 | 0 | 0 | 0 | 0 | 0 | 2978386.7195 | 0 | 0 | 0 | 0 | 0 | 0 | 0 | 0 | 0 | 0 | 0 | 0 | 0 | 0 | 0 | 0 | 0 | 0 | 0 | 0 | 0.009895% | 2.6121 | 7.8245 | 15.6254 | 26.0029 | 38.9453 | 54.2061 | 71.072 | 89.5357 | 109.1234 | 129.5972 | 150.7209 | 172.4914 | 194.6746 | 217.0381 | 239.8108 | 262.7613 | 270.4423 | 270.4423 | 270.4423 | 270.4423 | 270.4423 | 270.4423 | 270.4423 | 270.4423
No | ResLighting_PSE | M_Input | PSE Business Case "QC APPROVED_v2_Measure Case_Lamp_2020" | 2020 | NR | 2022 | 2045 | PSE | Residential | Multifamily | Electric | Per TLED Lamp - 4 ft - 2x - from 4 ft T8 32W 2x - MFRTF - DI | Per TLED Lamp - 4 ft - 2x - from 4 ft T8 32W 2x - MFRTF - DI | 70 | Lamp - TLED - 4 ft - 2x - from 4 ft T8 32w 2x - DI - MF |  | 62 | 12 | 70 | 0 |  | 0 | 0 | 0 | 0 | 0 | 0 | 0 | 0 |  | 0 | 0 | 0 | Lighting | Lighting | Lighting Linear Fluorescent | ResLIGHT | 0.01588% | 100% | 0% | 0.22397 |  | 39% | 8.333% | 95% | 6.8% | 0.2% | 33.5205 | 1.4496 | 3.497 | 101.7865 | 0 | 0 | 0 | 110.8399 | 0 |  | 0.15314 | 0 | 0.15314 | 10. $0.150 to $0.175 | 0 | 0 | 01. ($9,999.00) to $0.22 | 1 | 162.4935 | 324.2489 | 485.2689 | 645.556 | 805.1125 | 949.336 | 1049.1842 | 1148.5741 | 1218.4954 | 1273.6202 | 1314.0484 | 1354.2863 | 1379.9601 | 1391.1684 | 1416.6281 | 1427.6881 | 1424.446 | 1421.2114 | 1417.9841 | 1414.7641 | 1411.5514 | 1408.346 | 1405.148 | 1401.9571 | 10074.5946 | 20103.4342 | 30086.6744 | 40024.4707 | 49916.978 | 58858.8303 | 65049.422 | 71211.5948 | 75546.7145 | 78964.455 | 81470.9982 | 83965.7504 | 85557.528 | 86252.4429 | 87830.9418 | 88516.6603 | 88315.6551 | 88115.1063 | 87915.013 | 87715.374 | 87516.1884 | 87317.4551 | 87119.173 | 86921.3412 | 1043056.095 | 10074.5946 | 30178.0288 | 60264.7032 | 100289.1739 | 150206.1519 | 209064.9822 | 274114.4043 | 345325.999 | 420872.7135 | 499837.1685 | 581308.1667 | 665273.9172 | 750831.4452 | 837083.8881 | 924914.8298 | 1013431.4901 | 1043056.095 | 1043056.095 | 1043056.095 | 1043056.095 | 1043056.095 | 1043056.095 | 1043056.095 | 1043056.095 | 0 | 0 | 0 | 0 | 0 | 0 | 0 | 0 | 0 | 0 | 0 | 0 | 0 | 0 | 0 | 0 | 0 | 0 | 0 | 0 | 0 | 0 | 0 | 0 | 0 | 0 | 0 | 0 | 0 | 0 | 0 | 0 | 0 | 0 | 0 | 0 | 0 | 0 | 0 | 0 | 0 | 0 | 0 | 0 | 0 | 0 | 0 | 0 | 0 | 0 | 0 | 0 | 0 | 0 | 0 | 0 | 0 | 0 | 0 | 0 | 0 | 1.6002 | 4.7933 | 9.572 | 15.9292 | 23.8576 | 33.2063 | 43.5383 | 54.849 | 66.8483 | 79.3904 | 92.3306 | 105.6671 | 119.2565 | 132.9561 | 146.9066 | 160.9659 | 165.6712 | 165.6712 | 165.6712 | 165.6712 | 165.6712 | 165.6712 | 165.6712 | 165.6712 | 18010.7609 | 35939.7235 | 53787.1664 | 71553.3674 | 89238.6035 | 105224.315 | 116291.4865 | 127307.8523 | 135057.9214 | 141167.9547 | 145649.0035 | 150108.973 | 152954.6583 | 154196.9858 | 157018.9321 | 158244.8189 | 52961.106 | 0 | 0 | 0 | 0 | 0 | 0 | 0 | 1864713.6293 | 0 | 0 | 0 | 0 | 0 | 0 | 0 | 0 | 0 | 0 | 0 | 0 | 0 | 0 | 0 | 0 | 0 | 0 | 0 | 0 | 0.009895% | 0.99692 | 2.9862 | 5.9634 | 9.924 | 14.8634 | 20.6877 | 27.1246 | 34.1712 | 41.6468 | 49.4606 | 57.5225 | 65.8312 | 74.2974 | 82.8324 | 91.5235 | 100.2826 | 103.214 | 103.214 | 103.214 | 103.214 | 103.214 | 103.214 | 103.214 | 103.214
No | ResLighting_PSE | M_Input | PSE Business Case "QC APPROVED_Measure Case_Light Fixture_2020" | 2020 | NR | 2022 | 2045 | PSE | Residential | All Residential | Electric | Per LED Fixture - Indoor - RETL | Per LED Fixture - Indoor - RETL | 4 | RETL: Fixture - LED - Indoor |  | 5.8 | 15 | 1.29 | 0 |  | 0 | 0 | 0 | 0 | 0 | 0 | 0 | 0 |  | 0 | 0 | 0 | Lighting | Lighting | Lighting Standard | ResLIGHT | 0.01588% | 100% | 0% | 0.45884 |  | 99.86% | 6.667% | 85% | 6.8% | 0.2% | 3.8139 | 0.13561 | 0.39495 | 1.6558 | 0 | 0 | 0 | 1.3833 | 0 |  | 0.020431 | 0 | 0.020431 | 01. ($9,999.000) to $0.028 | 1 | 0 | 01. ($9,999.00) to $0.22 | 1 | 163.2994 | 380.0171 | 812.1576 | 1620.005 | 2962.1421 | 4834.3254 | 6964.4842 | 9617.7255 | 12256.9949 | 15148.1411 | 17759.0446 | 20091.885 | 21885.1463 | 23143.0323 | 24132.0152 | 24854.1821 | 25311.6019 | 25506.326 | 25699.984 | 25892.5824 | 25825.869 | 25759.4376 | 25693.2861 | 25627.4125 | 947.1365 | 2204.0994 | 4710.5142 | 9396.0287 | 17180.424 | 28039.0874 | 40394.0081 | 55782.808 | 71090.5707 | 87859.2183 | 103002.4589 | 116532.9332 | 126933.8483 | 134229.5873 | 139965.6883 | 144154.256 | 146807.2909 | 147936.6907 | 149059.907 | 150176.9777 | 149790.0401 | 149404.7378 | 149021.0591 | 148638.9924 | 2229584.8856 | 947.1365 | 3151.2358 | 7861.75 | 17257.7788 | 34438.2028 | 62477.2902 | 102871.2983 | 158654.1063 | 229744.677 | 317603.8953 | 420606.3542 | 537139.2874 | 664073.1358 | 798302.723 | 938268.4113 | 1082422.6673 | 1229229.9582 | 1377166.6489 | 1526226.5559 | 1676403.5336 | 1826193.5737 | 1975598.3115 | 2124619.3706 | 2229584.8856 | 0 | 0 | 0 | 0 | 0 | 0 | 0 | 0 | 0 | 0 | 0 | 0 | 0 | 0 | 0 | 0 | 0 | 0 | 0 | 0 | 0 | 0 | 0 | 0 | 0 | 0 | 0 | 0 | 0 | 0 | 0 | 0 | 0 | 0 | 0 | 0 | 0 | 0 | 0 | 0 | 0 | 0 | 0 | 0 | 0 | 0 | 0 | 0 | 0 | 0 | 0 | 0 | 0 | 0 | 0 | 0 | 0 | 0 | 0 | 0 | 0 | 0.15044 | 0.50052 | 1.2487 | 2.7411 | 5.4699 | 9.9234 | 16.3393 | 25.1994 | 36.4909 | 50.4458 | 66.806 | 85.3152 | 105.4764 | 126.7964 | 149.0275 | 171.9239 | 195.2417 | 218.7389 | 242.4144 | 266.2674 | 290.0589 | 313.7893 | 337.4587 | 354.1306 | 225.8905 | 525.6741 | 1123.45 | 2240.9375 | 4097.5031 | 6687.2767 | 9633.9051 | 13304.1088 | 16954.9852 | 20954.2804 | 24565.9186 | 27792.9147 | 30273.516 | 32013.5378 | 33381.5886 | 34380.5551 | 35013.2996 | 35282.6597 | 35550.5449 | 35816.9644 | 35724.6804 | 35632.7865 | 35541.2798 | 25034.1043 | 531752.3617 | 0 | 0 | 0 | 0 | 0 | 0 | 0 | 0 | 0 | 0 | 0 | 0 | 0 | 0 | 0 | 0 | 0 | 0 | 0 | 0 | 0.009895% | 0.093722 | 0.31183 | 0.77795 | 1.7077 | 3.4078 | 6.1823 | 10.1795 | 15.6994 | 22.734 | 31.428 | 41.6205 | 53.1518 | 65.7123 | 78.9948 | 92.8449 | 107.1095 | 121.6366 | 136.2754 | 151.0254 | 165.886 | 180.7082 | 195.4923 | 210.2385 | 220.6252
No | ResLighting_PSE | M_Input | PSE Business Case "QC APPROVED_Measure Case_Light Fixture_2020" | 2020 | NR | 2022 | 2045 | PSE | Residential | All Residential | Electric | Per LED Fixture - Outdoor - RETL | Per LED Fixture - Outdoor - RETL | 5 | RETL: Fixture - LED - Outdoor |  | 18.5 | 15 | 2.19 | 0 |  | 0 | 0 | 0 | 0 | 0 | 0 | 0 | 0 |  | 0 | 0 | 0 | Lighting | Lighting | Lighting Standard | ResLIGHT | 0.01588% | 100% | 0% | 0.27603 |  | 99.86% | 6.667% | 85% | 6.8% | 0.2% | 12.165 | 0.43254 | 1.2598 | 2.8111 | 0 | 0 | 0 | 1.5568 | 0 |  | 0.0072087 | 0 | 0.0072087 | 01. ($9,999.000) to $0.028 | 1 | 0 | 01. ($9,999.00) to $0.22 | 1 | 98.2375 | 228.6104 | 488.5771 | 974.5613 | 1781.963 | 2908.2296 | 4189.6887 | 5785.8235 | 7373.5531 | 9112.8065 | 10683.4717 | 12086.8599 | 13165.6486 | 13922.3666 | 14517.3182 | 14951.7587 | 15226.933 | 15344.0749 | 15460.5756 | 15576.4387 | 15536.3054 | 15496.3416 | 15456.5462 | 15416.9181 | 1817.3941 | 4229.2924 | 9038.6768 | 18029.3835 | 32966.3161 | 53802.2471 | 77509.2417 | 107037.7353 | 136410.7323 | 168586.9195 | 197644.2264 | 223606.9089 | 243564.4986 | 257563.7827 | 268570.3863 | 276607.5365 | 281698.26 | 283865.3864 | 286020.6477 | 288164.1166 | 287421.649 | 286682.3195 | 285946.1053 | 285212.984 | 4278194.7601 | 1817.3941 | 6046.6864 | 15085.3632 | 33114.7467 | 66081.0628 | 119883.3099 | 197392.5516 | 304430.2868 | 440841.0191 | 609427.9386 | 807072.165 | 1030679.0738 | 1274243.5725 | 1531807.3551 | 1800377.7415 | 2076985.2779 | 2358683.5379 | 2642548.9244 | 2928569.5721 | 3216733.6887 | 3504155.3377 | 3790837.6572 | 4076783.7625 | 4278194.7601 | 0 | 0 | 0 | 0 | 0 | 0 | 0 | 0 | 0 | 0 | 0 | 0 | 0 | 0 | 0 | 0 | 0 | 0 | 0 | 0 | 0 | 0 | 0 | 0 | 0 | 0 | 0 | 0 | 0 | 0 | 0 | 0 | 0 | 0 | 0 | 0 | 0 | 0 | 0 | 0 | 0 | 0 | 0 | 0 | 0 | 0 | 0 | 0 | 0 | 0 | 0 | 0 | 0 | 0 | 0 | 0 | 0 | 0 | 0 | 0 | 0 | 0.28866 | 0.96041 | 2.396 | 5.2597 | 10.4958 | 19.0414 | 31.3524 | 48.3534 | 70.0199 | 96.797 | 128.1893 | 163.7054 | 202.3913 | 243.3008 | 285.9585 | 329.8928 | 374.6357 | 419.7227 | 465.1521 | 510.9219 | 556.5738 | 602.1083 | 647.5259 | 679.5165 | 152.9356 | 355.8993 | 760.614 | 1517.1913 | 2774.1496 | 4527.5147 | 6522.4828 | 9007.3361 | 11479.1042 | 14186.7636 | 16631.966 | 18816.7526 | 20496.2044 | 21674.2586 | 22600.4757 | 23276.8102 | 23705.1999 | 23887.5658 | 24068.9333 | 24249.3084 | 24186.829 | 24124.6136 | 24062.6604 | 16948.9437 | 360014.5129 | 0 | 0 | 0 | 0 | 0 | 0 | 0 | 0 | 0 | 0 | 0 | 0 | 0 | 0 | 0 | 0 | 0 | 0 | 0 | 0 | 0.009895% | 0.17984 | 0.59834 | 1.4927 | 3.2768 | 6.539 | 11.8629 | 19.5327 | 30.1244 | 43.6228 | 60.305 | 79.8626 | 101.9893 | 126.0908 | 151.5777 | 178.1536 | 205.5249 | 233.3999 | 261.4894 | 289.7922 | 318.307 | 346.7484 | 375.1166 | 403.4119 | 423.3423
No | ResLighting_PSE | M_Input | PSE Business Case "QC APPROVED_Measure Case_Light Fixture_2020" | 2020 | NR | 2022 | 2045 | PSE | Residential | All Residential | Electric | Per LED Fixture - T8 Retrofit - RETL | Per LED Fixture - T8 Retrofit - RETL | 2.5 | RETL: Fixture - LED - T8 Retrofit |  | 10.2 | 12 | 4.12 | 0 |  | 0 | 0 | 0 | 0 | 0 | 0 | 0 | 0 |  | 0 | 0 | 0 | Lighting | Lighting | Lighting Linear Fluorescent | ResLIGHT | 0.01588% | 100% | 0% | 0.34559 |  | 72.57% | 8.333% | 85% | 6.8% | 0.2% | 5.5147 | 0.23848 | 0.57531 | 5.9909 | 0 | 0 | 0 | 6.0011 | 0 |  | 0.0504 | 0 | 0.0504 | 02. $0.028 to $0.055 | 1 | 0 | 01. ($9,999.00) to $0.22 | 1 | 111.7267 | 260.0014 | 555.6647 | 1108.3804 | 2026.6483 | 3307.565 | 4764.9842 | 6580.2878 | 8386.0321 | 10364.1062 | 12150.443 | 13746.5336 | 14973.4531 | 15834.0778 | 16510.7235 | 17004.818 | 17317.777 | 17451.004 | 17583.5016 | 17715.2742 | 17669.63 | 17624.1788 | 17578.919 | 17533.8494 | 1139.6126 | 2652.0143 | 5667.7803 | 11305.4806 | 20671.8131 | 33737.1635 | 48602.8391 | 67118.9359 | 85537.5273 | 105713.8832 | 123934.5184 | 140214.6425 | 152729.2215 | 161507.5934 | 168409.3792 | 173449.1436 | 176641.3257 | 178000.2411 | 179351.7163 | 180695.797 | 180230.2263 | 179766.6233 | 179304.9738 | 178845.2638 | 2146143.1654 | 1139.6126 | 3791.6269 | 9459.4072 | 20764.8878 | 41436.7009 | 75173.8644 | 123776.7035 | 190895.6394 | 276433.1667 | 382147.0499 | 506081.5683 | 646296.2108 | 799025.4323 | 960533.0257 | 1128942.4049 | 1302391.5485 | 1479032.8743 | 1657033.1154 | 1836384.8316 | 2017080.6286 | 2146143.1654 | 2146143.1654 | 2146143.1654 | 2146143.1654 | 0 | 0 | 0 | 0 | 0 | 0 | 0 | 0 | 0 | 0 | 0 | 0 | 0 | 0 | 0 | 0 | 0 | 0 | 0 | 0 | 0 | 0 | 0 | 0 | 0 | 0 | 0 | 0 | 0 | 0 | 0 | 0 | 0 | 0 | 0 | 0 | 0 | 0 | 0 | 0 | 0 | 0 | 0 | 0 | 0 | 0 | 0 | 0 | 0 | 0 | 0 | 0 | 0 | 0 | 0 | 0 | 0 | 0 | 0 | 0 | 0 | 0.18101 | 0.60223 | 1.5025 | 3.2981 | 6.5815 | 11.9401 | 19.6598 | 30.3204 | 43.9066 | 60.6974 | 80.3822 | 102.6529 | 126.9112 | 152.5639 | 179.3128 | 206.8621 | 234.9185 | 263.1908 | 291.6776 | 320.378 | 340.8773 | 340.8773 | 340.8773 | 340.8773 | 670.4795 | 1560.2857 | 3334.5811 | 6651.4649 | 12162.0518 | 19848.9183 | 28594.9879 | 39488.7458 | 50325.1374 | 62195.692 | 72915.6181 | 82493.8641 | 89856.6899 | 95021.356 | 99081.9518 | 102047.0461 | 103925.1341 | 104724.6382 | 105519.7649 | 106310.5412 | 75932.6357 | 0 | 0 | 0 | 1262661.5845 | 0 | 0 | 0 | 0 | 0 | 0 | 0 | 0 | 0 | 0 | 0 | 0 | 0 | 0 | 0 | 0 | 0 | 0 | 0 | 0 | 0.009895% | 0.11277 | 0.37519 | 0.93604 | 2.0548 | 4.1003 | 7.4387 | 12.2481 | 18.8898 | 27.354 | 37.8148 | 50.0785 | 63.9533 | 79.0663 | 95.0481 | 111.7128 | 128.8762 | 146.3555 | 163.9692 | 181.7167 | 199.5972 | 212.3683 | 212.3683 | 212.3683 | 212.3683
No | ResLighting_PSE | M_Input | PSE Business Case "QC APPROVED_Measure Case_Light Fixture_2020" | 2020 | NR | 2022 | 2045 | PSE | Residential | All Residential | Electric | Per LED Fixture - T8 - RETL | Per LED Fixture - T8 - RETL | 1.5 | RETL: Fixture - LED - T8 |  | 2.5 | 15 | 1.1 | 0 |  | 0 | 0 | 0 | 0 | 0 | 0 | 0 | 0 |  | 0 | 0 | 0 | Lighting | Lighting | Lighting Linear Fluorescent | ResLIGHT | 0.01588% | 100% | 0% | 0.6939 |  | 72.57% | 6.667% | 85% | 6.8% | 0.2% | 1.6439 | 0.058452 | 0.17024 | 1.412 | 0 | 0 | 0 | 1.4033 | 0 |  | 0.048084 | 0 | 0.048084 | 02. $0.028 to $0.055 | 1 | 0 | 01. ($9,999.00) to $0.22 | 1 | 179.4683 | 417.6441 | 892.5725 | 1780.4079 | 3255.4352 | 5312.9907 | 7654.0647 | 10570.0137 | 13470.6074 | 16648.0172 | 19517.4364 | 22081.2603 | 24052.0793 | 25434.5135 | 26521.4194 | 27315.0908 | 27817.8015 | 28031.806 | 28244.6388 | 28456.3071 | 28382.9882 | 28309.9791 | 28237.2777 | 28164.8817 | 448.6707 | 1044.1102 | 2231.4312 | 4451.0198 | 8138.5881 | 13282.4767 | 19135.1617 | 26425.0343 | 33676.5186 | 41620.0429 | 48793.5909 | 55203.1508 | 60130.1982 | 63586.2837 | 66303.5485 | 68287.727 | 69544.5038 | 70079.515 | 70611.597 | 71140.7678 | 70957.4705 | 70774.9478 | 70593.1943 | 70412.2044 | 1056183.0656 | 448.6707 | 1492.781 | 3724.2122 | 8175.232 | 16313.82 | 29596.2968 | 48731.4585 | 75156.4928 | 108833.0114 | 150453.0543 | 199246.6452 | 254449.796 | 314579.9942 | 378166.2778 | 444469.8264 | 512757.5534 | 582302.0572 | 652381.5722 | 722993.1693 | 794133.9371 | 865091.4076 | 935866.3554 | 1006459.5497 | 1056183.0656 | 0 | 0 | 0 | 0 | 0 | 0 | 0 | 0 | 0 | 0 | 0 | 0 | 0 | 0 | 0 | 0 | 0 | 0 | 0 | 0 | 0 | 0 | 0 | 0 | 0 | 0 | 0 | 0 | 0 | 0 | 0 | 0 | 0 | 0 | 0 | 0 | 0 | 0 | 0 | 0 | 0 | 0 | 0 | 0 | 0 | 0 | 0 | 0 | 0 | 0 | 0 | 0 | 0 | 0 | 0 | 0 | 0 | 0 | 0 | 0 | 0 | 0.071264 | 0.2371 | 0.59153 | 1.2985 | 2.5912 | 4.7009 | 7.7401 | 11.9373 | 17.2862 | 23.8968 | 31.6468 | 40.4149 | 49.9655 | 60.0651 | 70.5963 | 81.4426 | 92.4885 | 103.6194 | 114.8348 | 126.1343 | 137.4047 | 148.646 | 159.8585 | 167.7562 | 251.8434 | 586.0696 | 1252.5249 | 2498.4023 | 4568.2716 | 7455.5882 | 10740.7594 | 14832.6385 | 18902.9698 | 23361.7501 | 27388.335 | 30986.0857 | 33751.6871 | 35691.6228 | 37216.851 | 38330.5904 | 39036.0319 | 39336.3391 | 39635.0021 | 39932.031 | 39829.1444 | 39726.6926 | 39624.6725 | 27910.3113 | 592846.2148 | 0 | 0 | 0 | 0 | 0 | 0 | 0 | 0 | 0 | 0 | 0 | 0 | 0 | 0 | 0 | 0 | 0 | 0 | 0 | 0 | 0.009895% | 0.044398 | 0.14772 | 0.36852 | 0.80897 | 1.6143 | 2.9287 | 4.8221 | 7.437 | 10.7694 | 14.8879 | 19.7161 | 25.1787 | 31.1288 | 37.4209 | 43.9818 | 50.7391 | 57.6208 | 64.5554 | 71.5427 | 78.5823 | 85.6038 | 92.6072 | 99.5927 | 104.513
No | ResLighting_PSE | M_Input | PSE Business Case "QC APPROVED_Measure Case_Light Fixture_2020" | 2020 | NR | 2022 | 2045 | PSE | Residential | All Residential | Electric | Per LED Fixture - Retrofit Kit - RETL | Per LED Fixture - Retrofit Kit - RETL | 5.25 | RETL: Fixture - LED - Retrofit Kit |  | 25.61 | 12 | 2.08 | 0 |  | 0 | 0 | 0 | 0 | 0 | 0 | 0 | 0 |  | 0 | 0 | 0 | Lighting | Lighting | Lighting Standard | ResLIGHT | 0.01588% | 100% | 0% | 0 |  | 0% | 8.333% | 85% | 6.8% | 0.2% | 13.8461 | 0.59878 | 1.4445 | 3.0245 | 0 | 0 | 0 | 1.3972 | 0 |  | 0.0046737 | 0 | 0.0046737 | 01. ($9,999.000) to $0.028 | 1 | 0 | 01. ($9,999.00) to $0.22 | 1 | 0 | 0 | 0 | 0 | 0 | 0 | 0 | 0 | 0 | 0 | 0 | 0 | 0 | 0 | 0 | 0 | 0 | 0 | 0 | 0 | 0 | 0 | 0 | 0 | 0 | 0 | 0 | 0 | 0 | 0 | 0 | 0 | 0 | 0 | 0 | 0 | 0 | 0 | 0 | 0 | 0 | 0 | 0 | 0 | 0 | 0 | 0 | 0 | 0 | 0 | 0 | 0 | 0 | 0 | 0 | 0 | 0 | 0 | 0 | 0 | 0 | 0 | 0 | 0 | 0 | 0 | 0 | 0 | 0 | 0 | 0 | 0 | 0 | 0 | 0 | 0 | 0 | 0 | 0 | 0 | 0 | 0 | 0 | 0 | 0 | 0 | 0 | 0 | 0 | 0 | 0 | 0 | 0 | 0 | 0 | 0 | 0 | 0 | 0 | 0 | 0 | 0 | 0 | 0 | 0 | 0 | 0 | 0 | 0 | 0 | 0 | 0 | 0 | 0 | 0 | 0 | 0 | 0 | 0 | 0 | 0 | 0 | 0 | 0 | 0 | 0 | 0 | 0 | 0 | 0 | 0 | 0 | 0 | 0 | 0 | 0 | 0 | 0 | 0 | 0 | 0 | 0 | 0 | 0 | 0 | 0 | 0 | 0 | 0 | 0 | 0 | 0 | 0 | 0 | 0 | 0 | 0 | 0 | 0 | 0 | 0 | 0 | 0 | 0 | 0 | 0 | 0 | 0 | 0 | 0 | 0 | 0 | 0 | 0 | 0 | 0 | 0 | 0 | 0 | 0 | 0 | 0 | 0 | 0 | 0 | 0 | 0 | 0 | 0 | 0 | 0 | 0 | 0 | 0 | 0 | 0 | 0 | 0 | 0 | 0 | 0 | 0 | 0 | 0.009895% | 0 | 0 | 0 | 0 | 0 | 0 | 0 | 0 | 0 | 0 | 0 | 0 | 0 | 0 | 0 | 0 | 0 | 0 | 0 | 0 | 0 | 0 | 0 | 0
No | ResMFWeatherization_v3_4 | Cadmus Measure_InputOutput | RTF Workbook: ResMFWeatherization_3_4 | 2020 | Retro | 2022 | 2045 | PSE | Residential | Multifamily | Electric | Per square foot of window area - Zonal - Single Pane - U22 |  |  | Windows_Single Pane - U22_HZ1_Zonal |  | 2.8513 | 45 | 2.3265 | 0 |  | 0 | 0 |  | 0 |  | 0 |  | 0 |  | 0 |  | 0 | Heating | Electric Zonal Heat | Window | ResSpHtBBZ1 | 0.02856% | 67.1% | 0% | 104.0539 |  | 4.747% | 2.222% | 85% | 6.8% | 0.2% | 5.8966 | 0.11988 | 0.60165 | 2.0801 | 0 | 0 | 0 | 1.8238 | 0 |  | 0.054795 | 0 | 0.054795 | 02. $0.028 to $0.055 | 1 | 0 | 01. ($9,999.00) to $0.22 | 1 | 60174.794 | 60038.148 | 59901.8123 | 59765.7862 | 59630.069 | 59494.6599 | 59359.5584 | 59224.7637 | 59090.275 | 58956.0918 | 0 | 0 | 0 | 0 | 0 | 0 | 0 | 0 | 0 | 0 | 0 | 0 | 0 | 0 | 171575.4067 | 171185.7902 | 170797.0584 | 170409.2094 | 170022.2412 | 169636.1516 | 169250.9388 | 168866.6008 | 168483.1355 | 168100.541 | 0 | 0 | 0 | 0 | 0 | 0 | 0 | 0 | 0 | 0 | 0 | 0 | 0 | 0 | 1698327.0737 | 171575.4067 | 342761.1968 | 513558.2553 | 683967.4647 | 853989.7059 | 1023625.8575 | 1192876.7964 | 1361743.3972 | 1530226.5327 | 1698327.0737 | 1698327.0737 | 1698327.0737 | 1698327.0737 | 1698327.0737 | 1698327.0737 | 1698327.0737 | 1698327.0737 | 1698327.0737 | 1698327.0737 | 1698327.0737 | 1698327.0737 | 1698327.0737 | 1698327.0737 | 1698327.0737 | 0 | 0 | 0 | 0 | 0 | 0 | 0 | 0 | 0 | 0 | 0 | 0 | 0 | 0 | 0 | 0 | 0 | 0 | 0 | 0 | 0 | 0 | 0 | 0 | 0 | 0 | 0 | 0 | 0 | 0 | 0 | 0 | 0 | 0 | 0 | 0 | 0 | 0 | 0 | 0 | 0 | 0 | 0 | 0 | 0 | 0 | 0 | 0 | 0 | 0 | 0 | 0 | 0 | 0 | 0 | 0 | 0 | 0 | 0 | 0 | 0 | 49.0066 | 97.9019 | 146.6861 | 195.3596 | 243.9226 | 292.3753 | 340.7179 | 388.9508 | 437.0741 | 485.0882 | 485.0882 | 485.0882 | 485.0882 | 485.0882 | 485.0882 | 485.0882 | 485.0882 | 485.0882 | 485.0882 | 485.0882 | 485.0882 | 485.0882 | 485.0882 | 485.0882 | 109747.5681 | 109498.3514 | 109249.7006 | 109001.6144 | 108754.0916 | 108507.1309 | 108260.7309 | 108014.8906 | 107769.6084 | 107524.8833 | 0 | 0 | 0 | 0 | 0 | 0 | 0 | 0 | 0 | 0 | 0 | 0 | 0 | 0 | 1086328.5701 | 0 | 0 | 0 | 0 | 0 | 0 | 0 | 0 | 0 | 0 | 0 | 0 | 0 | 0 | 0 | 0 | 0 | 0 | 0 | 0 | 0.0003665% | 0.62883 | 1.2562 | 1.8822 | 2.5068 | 3.1299 | 3.7516 | 4.372 | 4.9909 | 5.6084 | 6.2245 | 6.2245 | 6.2245 | 6.2245 | 6.2245 | 6.2245 | 6.2245 | 6.2245 | 6.2245 | 6.2245 | 6.2245 | 6.2245 | 6.2245 | 6.2245 | 6.2245
No | ResMFWeatherization_v3_4 | Cadmus Measure_InputOutput | RTF Workbook: ResMFWeatherization_3_4 | 2020 | Retro | 2022 | 2045 | PSE | Residential | Multifamily | Electric | Per square foot of window area - Zonal - Double Pane - U22 |  |  | Windows_Double Pane - U22_HZ1_Zonal |  | 2.8513 | 45 | 2.3265 | 0 |  | 0 | 0 |  | 0 |  | 0 |  | 0 |  | 0 |  | 0 | Heating | Electric Zonal Heat | Window | ResSpHtBBZ1 | 0.02856% | 67.1% | 0% | 104.0539 |  | 14.18% | 2.222% | 85% | 6.8% | 0.2% | 5.8966 | 0.11988 | 0.60165 | 2.0801 | 0 | 0 | 0 | 1.8238 | 0 |  | 0.054795 | 0 | 0.054795 | 02. $0.028 to $0.055 | 1 | 0 | 01. ($9,999.00) to $0.22 | 1 | 179765.8997 | 179357.6841 | 178950.3955 | 178544.0318 | 178138.5908 | 177734.0705 | 177330.4688 | 176927.7836 | 176526.0129 | 176125.1545 | 0 | 0 | 0 | 0 | 0 | 0 | 0 | 0 | 0 | 0 | 0 | 0 | 0 | 0 | 512563.5721 | 511399.6337 | 510238.3383 | 509079.68 | 507923.6527 | 506770.2507 | 505619.4678 | 504471.2981 | 503325.7357 | 502182.7746 | 0 | 0 | 0 | 0 | 0 | 0 | 0 | 0 | 0 | 0 | 0 | 0 | 0 | 0 | 5073574.4035 | 512563.5721 | 1023963.2058 | 1534201.5441 | 2043281.224 | 2551204.8768 | 3057975.1274 | 3563594.5952 | 4068065.8932 | 4571391.6289 | 5073574.4035 | 5073574.4035 | 5073574.4035 | 5073574.4035 | 5073574.4035 | 5073574.4035 | 5073574.4035 | 5073574.4035 | 5073574.4035 | 5073574.4035 | 5073574.4035 | 5073574.4035 | 5073574.4035 | 5073574.4035 | 5073574.4035 | 0 | 0 | 0 | 0 | 0 | 0 | 0 | 0 | 0 | 0 | 0 | 0 | 0 | 0 | 0 | 0 | 0 | 0 | 0 | 0 | 0 | 0 | 0 | 0 | 0 | 0 | 0 | 0 | 0 | 0 | 0 | 0 | 0 | 0 | 0 | 0 | 0 | 0 | 0 | 0 | 0 | 0 | 0 | 0 | 0 | 0 | 0 | 0 | 0 | 0 | 0 | 0 | 0 | 0 | 0 | 0 | 0 | 0 | 0 | 0 | 0 | 146.402 | 292.4716 | 438.2095 | 583.6165 | 728.6932 | 873.4405 | 1017.8591 | 1161.9498 | 1305.7133 | 1449.1503 | 1449.1503 | 1449.1503 | 1449.1503 | 1449.1503 | 1449.1503 | 1449.1503 | 1449.1503 | 1449.1503 | 1449.1503 | 1449.1503 | 1449.1503 | 1449.1503 | 1449.1503 | 1449.1503 | 327859.3747 | 327114.8658 | 326372.0475 | 325630.9161 | 324891.4676 | 324153.6983 | 323417.6043 | 322683.1818 | 321950.4271 | 321219.3363 | 0 | 0 | 0 | 0 | 0 | 0 | 0 | 0 | 0 | 0 | 0 | 0 | 0 | 0 | 3245292.9195 | 0 | 0 | 0 | 0 | 0 | 0 | 0 | 0 | 0 | 0 | 0 | 0 | 0 | 0 | 0 | 0 | 0 | 0 | 0 | 0 | 0.0003665% | 1.8786 | 3.7529 | 5.6229 | 7.4887 | 9.3503 | 11.2076 | 13.0608 | 14.9097 | 16.7544 | 18.5949 | 18.5949 | 18.5949 | 18.5949 | 18.5949 | 18.5949 | 18.5949 | 18.5949 | 18.5949 | 18.5949 | 18.5949 | 18.5949 | 18.5949 | 18.5949 | 18.5949
No | ResMFWeatherization_v3_4 | Cadmus Measure_InputOutput | RTF Workbook: ResMFWeatherization_3_4 | 2020 | Retro | 2022 | 2045 | PSE | Residential | Multifamily | Electric | Per square foot of window area - Zonal - U35 Baseline |  |  | Windows_U35 - U22_HZ1_Zonal |  | 2.8513 | 45 | 2.3265 | 0 |  | 0 | 0 |  | 0 |  | 0 |  | 0 |  | 0 |  | 0 | Heating | Electric Zonal Heat | Window | ResSpHtBBZ1 | 0.02856% | 67.1% | 0% | 104.0539 |  | 4.747% | 2.222% | 85% | 6.8% | 0.2% | 5.8966 | 0.11988 | 0.60165 | 2.0801 | 0 | 0 | 0 | 1.8238 | 0 |  | 0.054795 | 0 | 0.054795 | 02. $0.028 to $0.055 | 1 | 0 | 01. ($9,999.00) to $0.22 | 1 | 60174.794 | 60038.148 | 59901.8123 | 59765.7862 | 59630.069 | 59494.6599 | 59359.5584 | 59224.7637 | 59090.275 | 58956.0918 | 0 | 0 | 0 | 0 | 0 | 0 | 0 | 0 | 0 | 0 | 0 | 0 | 0 | 0 | 171575.4067 | 171185.7902 | 170797.0584 | 170409.2094 | 170022.2412 | 169636.1516 | 169250.9388 | 168866.6008 | 168483.1355 | 168100.541 | 0 | 0 | 0 | 0 | 0 | 0 | 0 | 0 | 0 | 0 | 0 | 0 | 0 | 0 | 1698327.0737 | 171575.4067 | 342761.1968 | 513558.2553 | 683967.4647 | 853989.7059 | 1023625.8575 | 1192876.7964 | 1361743.3972 | 1530226.5327 | 1698327.0737 | 1698327.0737 | 1698327.0737 | 1698327.0737 | 1698327.0737 | 1698327.0737 | 1698327.0737 | 1698327.0737 | 1698327.0737 | 1698327.0737 | 1698327.0737 | 1698327.0737 | 1698327.0737 | 1698327.0737 | 1698327.0737 | 0 | 0 | 0 | 0 | 0 | 0 | 0 | 0 | 0 | 0 | 0 | 0 | 0 | 0 | 0 | 0 | 0 | 0 | 0 | 0 | 0 | 0 | 0 | 0 | 0 | 0 | 0 | 0 | 0 | 0 | 0 | 0 | 0 | 0 | 0 | 0 | 0 | 0 | 0 | 0 | 0 | 0 | 0 | 0 | 0 | 0 | 0 | 0 | 0 | 0 | 0 | 0 | 0 | 0 | 0 | 0 | 0 | 0 | 0 | 0 | 0 | 49.0066 | 97.9019 | 146.6861 | 195.3596 | 243.9226 | 292.3753 | 340.7179 | 388.9508 | 437.0741 | 485.0882 | 485.0882 | 485.0882 | 485.0882 | 485.0882 | 485.0882 | 485.0882 | 485.0882 | 485.0882 | 485.0882 | 485.0882 | 485.0882 | 485.0882 | 485.0882 | 485.0882 | 109747.5681 | 109498.3514 | 109249.7006 | 109001.6144 | 108754.0916 | 108507.1309 | 108260.7309 | 108014.8906 | 107769.6084 | 107524.8833 | 0 | 0 | 0 | 0 | 0 | 0 | 0 | 0 | 0 | 0 | 0 | 0 | 0 | 0 | 1086328.5701 | 0 | 0 | 0 | 0 | 0 | 0 | 0 | 0 | 0 | 0 | 0 | 0 | 0 | 0 | 0 | 0 | 0 | 0 | 0 | 0 | 0.0003665% | 0.62883 | 1.2562 | 1.8822 | 2.5068 | 3.1299 | 3.7516 | 4.372 | 4.9909 | 5.6084 | 6.2245 | 6.2245 | 6.2245 | 6.2245 | 6.2245 | 6.2245 | 6.2245 | 6.2245 | 6.2245 | 6.2245 | 6.2245 | 6.2245 | 6.2245 | 6.2245 | 6.2245
No | ResMFWeatherization_v3_4 | Cadmus Measure_InputOutput | RTF Workbook: ResMFWeatherization_3_4 | 2020 | Retro | 2022 | 2045 | PSE | Residential | Multifamily | Electric | Per square foot of window area - Zonal - Single Pane - U30 |  |  | Windows_Single Pane - U30_HZ1_Zonal |  | 24.2036 | 45 | 20.0862 | 0 |  | 0 | 0 |  | 0 |  | 0 |  | 0 |  | 0 |  | 0 | Heating | Electric Zonal Heat | Window | ResSpHtBBZ1 | 0.02856% | 67.1% | 0% | 104.0539 |  | 15.19% | 2.222% | 85% | 6.8% | 0.2% | 50.0541 | 1.0176 | 5.1072 | 17.9588 | 0 | 0 | 0 | 15.8512 | 0 |  | 0.056102 | 0 | 0.056102 | 03. $0.055 to $0.062 | 1 | 0 | 01. ($9,999.00) to $0.22 | 1 | 192559.3407 | 192122.0735 | 191685.7993 | 191250.5158 | 190816.2207 | 190382.9118 | 189950.5869 | 189519.2438 | 189088.8801 | 188659.4937 | 0 | 0 | 0 | 0 | 0 | 0 | 0 | 0 | 0 | 0 | 0 | 0 | 0 | 0 | 4660626.1503 | 4650042.7174 | 4639483.3176 | 4628947.8962 | 4618436.3989 | 4607948.7713 | 4597484.9591 | 4587044.9084 | 4576628.5651 | 4566235.8755 | 0 | 0 | 0 | 0 | 0 | 0 | 0 | 0 | 0 | 0 | 0 | 0 | 0 | 0 | 46132879.5598 | 4660626.1503 | 9310668.8677 | 13950152.1853 | 18579100.0815 | 23197536.4804 | 27805485.2517 | 32402970.2108 | 36990015.1192 | 41566643.6844 | 46132879.5598 | 46132879.5598 | 46132879.5598 | 46132879.5598 | 46132879.5598 | 46132879.5598 | 46132879.5598 | 46132879.5598 | 46132879.5598 | 46132879.5598 | 46132879.5598 | 46132879.5598 | 46132879.5598 | 46132879.5598 | 46132879.5598 | 0 | 0 | 0 | 0 | 0 | 0 | 0 | 0 | 0 | 0 | 0 | 0 | 0 | 0 | 0 | 0 | 0 | 0 | 0 | 0 | 0 | 0 | 0 | 0 | 0 | 0 | 0 | 0 | 0 | 0 | 0 | 0 | 0 | 0 | 0 | 0 | 0 | 0 | 0 | 0 | 0 | 0 | 0 | 0 | 0 | 0 | 0 | 0 | 0 | 0 | 0 | 0 | 0 | 0 | 0 | 0 | 0 | 0 | 0 | 0 | 0 | 1331.2011 | 2659.3792 | 3984.5413 | 5306.6942 | 6625.8447 | 7941.9997 | 9255.166 | 10565.3502 | 11872.5593 | 13176.8 | 13176.8 | 13176.8 | 13176.8 | 13176.8 | 13176.8 | 13176.8 | 13176.8 | 13176.8 | 13176.8 | 13176.8 | 13176.8 | 13176.8 | 13176.8 | 13176.8 | 3052305.0246 | 3045373.796 | 3038458.3069 | 3031558.5217 | 3024674.4046 | 3017805.9201 | 3010953.0327 | 3004115.7069 | 2997293.9074 | 2990487.599 | 0 | 0 | 0 | 0 | 0 | 0 | 0 | 0 | 0 | 0 | 0 | 0 | 0 | 0 | 30213026.2199 | 0 | 0 | 0 | 0 | 0 | 0 | 0 | 0 | 0 | 0 | 0 | 0 | 0 | 0 | 0 | 0 | 0 | 0 | 0 | 0 | 0.0003665% | 17.0814 | 34.1241 | 51.128 | 68.0933 | 85.0201 | 101.9085 | 118.7585 | 135.5703 | 152.3439 | 169.0793 | 169.0793 | 169.0793 | 169.0793 | 169.0793 | 169.0793 | 169.0793 | 169.0793 | 169.0793 | 169.0793 | 169.0793 | 169.0793 | 169.0793 | 169.0793 | 169.0793
No | ResMFWeatherization_v3_4 | Cadmus Measure_InputOutput | RTF Workbook: ResMFWeatherization_3_4 | 2020 | Retro | 2022 | 2045 | PSE | Residential | Multifamily | Electric | Per square foot of window area - Zonal - Double Pane - U230 |  |  | Windows_Double Pane - U30_HZ1_Zonal |  | 12.2574 | 45 | 20.0862 | 0 |  | 0 | 0 |  | 0 |  | 0 |  | 0 |  | 0 |  | 0 | Heating | Electric Zonal Heat | Window | ResSpHtBBZ1 | 0.02856% | 67.1% | 0% | 104.0539 |  | 45.38% | 2.222% | 85% | 6.8% | 0.2% | 25.3489 | 0.51536 | 2.5864 | 17.9588 | 0 | 0 | 0 | 18.8743 | 0 |  | 0.13191 | 0 | 0.13191 | 09. $0.130 to $0.150 | 1 | 0 | 01. ($9,999.00) to $0.22 | 1 | 575250.8792 | 573944.5892 | 572641.2656 | 571340.9016 | 570043.4906 | 568749.0256 | 567457.5002 | 566168.9076 | 564883.2412 | 563600.4943 | 0 | 0 | 0 | 0 | 0 | 0 | 0 | 0 | 0 | 0 | 0 | 0 | 0 | 0 | 7051078.3683 | 7035066.654 | 7019091.2993 | 7003152.2218 | 6987249.339 | 6971382.5687 | 6955551.829 | 6939757.0381 | 6923998.1142 | 6908274.9759 | 0 | 0 | 0 | 0 | 0 | 0 | 0 | 0 | 0 | 0 | 0 | 0 | 0 | 0 | 69794602.4084 | 7051078.3683 | 14086145.0223 | 21105236.3216 | 28108388.5434 | 35095637.8824 | 42067020.4512 | 49022572.2802 | 55962329.3183 | 62886327.4325 | 69794602.4084 | 69794602.4084 | 69794602.4084 | 69794602.4084 | 69794602.4084 | 69794602.4084 | 69794602.4084 | 69794602.4084 | 69794602.4084 | 69794602.4084 | 69794602.4084 | 69794602.4084 | 69794602.4084 | 69794602.4084 | 69794602.4084 | 0 | 0 | 0 | 0 | 0 | 0 | 0 | 0 | 0 | 0 | 0 | 0 | 0 | 0 | 0 | 0 | 0 | 0 | 0 | 0 | 0 | 0 | 0 | 0 | 0 | 0 | 0 | 0 | 0 | 0 | 0 | 0 | 0 | 0 | 0 | 0 | 0 | 0 | 0 | 0 | 0 | 0 | 0 | 0 | 0 | 0 | 0 | 0 | 0 | 0 | 0 | 0 | 0 | 0 | 0 | 0 | 0 | 0 | 0 | 0 | 0 | 2013.979 | 4023.3846 | 6028.2272 | 8028.5171 | 10024.2648 | 12015.4805 | 14002.1745 | 15984.357 | 17962.0385 | 19935.2289 | 19935.2289 | 19935.2289 | 19935.2289 | 19935.2289 | 19935.2289 | 19935.2289 | 19935.2289 | 19935.2289 | 19935.2289 | 19935.2289 | 19935.2289 | 19935.2289 | 19935.2289 | 19935.2289 | 10857444.8754 | 10832789.5962 | 10808190.3046 | 10783646.8736 | 10759159.1762 | 10734727.0859 | 10710350.4764 | 10686029.2218 | 10661763.1963 | 10637552.2746 | 0 | 0 | 0 | 0 | 0 | 0 | 0 | 0 | 0 | 0 | 0 | 0 | 0 | 0 | 107471653.081 | 0 | 0 | 0 | 0 | 0 | 0 | 0 | 0 | 0 | 0 | 0 | 0 | 0 | 0 | 0 | 0 | 0 | 0 | 0 | 0 | 0.0003665% | 25.8426 | 51.6264 | 77.3518 | 103.0187 | 128.6273 | 154.1778 | 179.6702 | 205.1048 | 230.4816 | 255.8008 | 255.8008 | 255.8008 | 255.8008 | 255.8008 | 255.8008 | 255.8008 | 255.8008 | 255.8008 | 255.8008 | 255.8008 | 255.8008 | 255.8008 | 255.8008 | 255.8008
No | ResMFWeatherization_v3_4 | Cadmus Measure_InputOutput | RTF Workbook: ResMFWeatherization_3_4 | 2020 | Retro | 2022 | 2045 | PSE | Residential | Multifamily | Electric | Per square foot of window area - Zonal - U35 Baseline |  |  | Windows_U35 - U30_HZ1_Zonal |  | 0.99763 | 45 | 1.6278 | 0 |  | 0 | 0 |  | 0 |  | 0 |  | 0 |  | 0 |  | 0 | Heating | Electric Zonal Heat | Window | ResSpHtBBZ1 | 0.02856% | 67.1% | 0% | 104.0539 |  | 18.99% | 2.222% | 85% | 6.8% | 0.2% | 2.0631 | 0.041945 | 0.21051 | 1.4554 | 0 | 0 | 0 | 1.5285 | 0 |  | 0.13125 | 0 | 0.13125 | 09. $0.130 to $0.150 | 1 | 0 | 01. ($9,999.00) to $0.22 | 1 | 240699.1759 | 240152.5919 | 239607.2491 | 239063.1447 | 238520.2759 | 237978.6398 | 237438.2337 | 236899.0547 | 236361.1001 | 235824.3671 | 0 | 0 | 0 | 0 | 0 | 0 | 0 | 0 | 0 | 0 | 0 | 0 | 0 | 0 | 240127.6553 | 239582.3691 | 239038.3212 | 238495.5087 | 237953.9289 | 237413.5789 | 236874.4559 | 236336.5572 | 235799.8799 | 235264.4213 | 0 | 0 | 0 | 0 | 0 | 0 | 0 | 0 | 0 | 0 | 0 | 0 | 0 | 0 | 2376886.6764 | 240127.6553 | 479710.0244 | 718748.3456 | 957243.8544 | 1195197.7833 | 1432611.3622 | 1669485.8181 | 1905822.3752 | 2141622.2551 | 2376886.6764 | 2376886.6764 | 2376886.6764 | 2376886.6764 | 2376886.6764 | 2376886.6764 | 2376886.6764 | 2376886.6764 | 2376886.6764 | 2376886.6764 | 2376886.6764 | 2376886.6764 | 2376886.6764 | 2376886.6764 | 2376886.6764 | 0 | 0 | 0 | 0 | 0 | 0 | 0 | 0 | 0 | 0 | 0 | 0 | 0 | 0 | 0 | 0 | 0 | 0 | 0 | 0 | 0 | 0 | 0 | 0 | 0 | 0 | 0 | 0 | 0 | 0 | 0 | 0 | 0 | 0 | 0 | 0 | 0 | 0 | 0 | 0 | 0 | 0 | 0 | 0 | 0 | 0 | 0 | 0 | 0 | 0 | 0 | 0 | 0 | 0 | 0 | 0 | 0 | 0 | 0 | 0 | 0 | 68.587 | 137.0182 | 205.294 | 273.4148 | 341.3809 | 409.1926 | 476.8504 | 544.3545 | 611.7053 | 678.9032 | 678.9032 | 678.9032 | 678.9032 | 678.9032 | 678.9032 | 678.9032 | 678.9032 | 678.9032 | 678.9032 | 678.9032 | 678.9032 | 678.9032 | 678.9032 | 678.9032 | 367905.3322 | 367069.8863 | 366236.3374 | 365404.6814 | 364574.914 | 363747.0308 | 362921.0275 | 362096.9 | 361274.6439 | 360454.255 | 0 | 0 | 0 | 0 | 0 | 0 | 0 | 0 | 0 | 0 | 0 | 0 | 0 | 0 | 3641685.0085 | 0 | 0 | 0 | 0 | 0 | 0 | 0 | 0 | 0 | 0 | 0 | 0 | 0 | 0 | 0 | 0 | 0 | 0 | 0 | 0 | 0.0003665% | 0.88008 | 1.7582 | 2.6342 | 3.5083 | 4.3805 | 5.2506 | 6.1188 | 6.9849 | 7.8492 | 8.7114 | 8.7114 | 8.7114 | 8.7114 | 8.7114 | 8.7114 | 8.7114 | 8.7114 | 8.7114 | 8.7114 | 8.7114 | 8.7114 | 8.7114 | 8.7114 | 8.7114
No | ResMFWeatherization_v3_4 | Cadmus Measure_InputOutput | RTF Workbook: ResMFWeatherization_3_4 | 2020 | Retro | 2022 | 2045 | PSE | Residential | Multifamily | Electric | Per square foot of door area - Zonal |  |  | Insulated Door_R2.5 - R5_HZ1_Zonal |  | 3.0366 | 45 | 19.8492 | 0 |  | 0 | 0 |  | 0 |  | 0 |  | 0 |  | 0 |  | 0 | Heating | Electric Zonal Heat | Door | ResSpHtBBZ1 | 0.02856% | 67.1% | 0% | 21 |  | 69.08% | 2.222% | 85% | 6.8% | 0.2% | 6.2799 | 0.12768 | 0.64076 | 17.7469 | 0 | 0 | 0 | 20.9483 | 0 |  | 0.59096 | 0 | 0.59096 | 13. $0.225 to $99,999.000 | 0 | 0 | 01. ($9,999.00) to $0.22 | 1 | 176741.3085 | 176339.9612 | 175939.5252 | 175539.9986 | 175141.3793 | 174743.6651 | 174346.8541 | 173950.9441 | 173555.9332 | 173161.8193 | 0 | 0 | 0 | 0 | 0 | 0 | 0 | 0 | 0 | 0 | 0 | 0 | 0 | 0 | 536696.8386 | 535478.0979 | 534262.1247 | 533048.9127 | 531838.4558 | 530630.7475 | 529425.7818 | 528223.5523 | 527024.0528 | 525827.2772 | 0 | 0 | 0 | 0 | 0 | 0 | 0 | 0 | 0 | 0 | 0 | 0 | 0 | 0 | 5312455.8413 | 536696.8386 | 1072174.9365 | 1606437.0612 | 2139485.9739 | 2671324.4297 | 3201955.1772 | 3731380.959 | 4259604.5113 | 4786628.5641 | 5312455.8413 | 5312455.8413 | 5312455.8413 | 5312455.8413 | 5312455.8413 | 5312455.8413 | 5312455.8413 | 5312455.8413 | 5312455.8413 | 5312455.8413 | 5312455.8413 | 5312455.8413 | 5312455.8413 | 5312455.8413 | 5312455.8413 | 0 | 0 | 0 | 0 | 0 | 0 | 0 | 0 | 0 | 0 | 0 | 0 | 0 | 0 | 0 | 0 | 0 | 0 | 0 | 0 | 0 | 0 | 0 | 0 | 0 | 0 | 0 | 0 | 0 | 0 | 0 | 0 | 0 | 0 | 0 | 0 | 0 | 0 | 0 | 0 | 0 | 0 | 0 | 0 | 0 | 0 | 0 | 0 | 0 | 0 | 0 | 0 | 0 | 0 | 0 | 0 | 0 | 0 | 0 | 0 | 0 | 153.2952 | 306.2422 | 458.8419 | 611.0951 | 763.0026 | 914.5651 | 1065.7835 | 1216.6584 | 1367.1908 | 1517.3813 | 1517.3813 | 1517.3813 | 1517.3813 | 1517.3813 | 1517.3813 | 1517.3813 | 1517.3813 | 1517.3813 | 1517.3813 | 1517.3813 | 1517.3813 | 1517.3813 | 1517.3813 | 1517.3813 | 3702436.5588 | 3694028.9999 | 3685640.5331 | 3677271.1149 | 3668920.7022 | 3660589.2517 | 3652276.7204 | 3643983.0654 | 3635708.2438 | 3627452.2127 | 0 | 0 | 0 | 0 | 0 | 0 | 0 | 0 | 0 | 0 | 0 | 0 | 0 | 0 | 36648307.4029 | 0 | 0 | 0 | 0 | 0 | 0 | 0 | 0 | 0 | 0 | 0 | 0 | 0 | 0 | 0 | 0 | 0 | 0 | 0 | 0 | 0.0003665% | 1.967 | 3.9296 | 5.8877 | 7.8413 | 9.7905 | 11.7353 | 13.6757 | 15.6117 | 17.5432 | 19.4704 | 19.4704 | 19.4704 | 19.4704 | 19.4704 | 19.4704 | 19.4704 | 19.4704 | 19.4704 | 19.4704 | 19.4704 | 19.4704 | 19.4704 | 19.4704 | 19.4704
No | ResMFWeatherization_v3_4 | Cadmus Measure_InputOutput | RTF Workbook: ResMFWeatherization_3_4 | 2020 | Retro | 2022 | 2045 | PSE | Residential | Multifamily | Electric | Per square foot of storm window area - Single Pane Wood Frame - Zonal |  |  | Low E Storm Window_Single Pane Wood Frame_HZ1_Zonal |  | 13.7816 | 20 | 11.1917 | 0 |  | 0 | 0 |  | 0 |  | 0 |  | 0 |  | 0 |  | 0 | Heating | Electric Zonal Heat | Storm Window | ResSpHtBBZ1 | 0.02856% | 67.1% | 0% | 52.0269 |  | 2.806% | 5% | 85% | 6.8% | 0.2% | 12.022 | 0.57945 | 1.2601 | 12.2057 | 0 | 0 | 0 | 12.6044 | 0 |  | 0.078347 | 0 | 0.078347 | 06. $0.077 to $0.085 | 1 | 0 | 01. ($9,999.00) to $0.22 | 1 | 17784.9947 | 17744.6082 | 17704.3134 | 17664.1101 | 17623.9982 | 17583.9773 | 17544.0473 | 17504.2079 | 17464.4591 | 17424.8005 | 0 | 0 | 0 | 0 | 0 | 0 | 0 | 0 | 0 | 0 | 0 | 0 | 0 | 0 | 245106.1357 | 244549.5444 | 243994.2169 | 243440.1505 | 242887.3423 | 242335.7894 | 241785.4889 | 241236.4381 | 240688.6341 | 240142.0741 | 0 | 0 | 0 | 0 | 0 | 0 | 0 | 0 | 0 | 0 | 0 | 0 | 0 | 0 | 2426165.8144 | 245106.1357 | 489655.6801 | 733649.897 | 977090.0475 | 1219977.3898 | 1462313.1791 | 1704098.6681 | 1945335.1062 | 2186023.7403 | 2426165.8144 | 2426165.8144 | 2426165.8144 | 2426165.8144 | 2426165.8144 | 2426165.8144 | 2426165.8144 | 2426165.8144 | 2426165.8144 | 2426165.8144 | 2426165.8144 | 2426165.8144 | 2426165.8144 | 2426165.8144 | 2426165.8144 | 0 | 0 | 0 | 0 | 0 | 0 | 0 | 0 | 0 | 0 | 0 | 0 | 0 | 0 | 0 | 0 | 0 | 0 | 0 | 0 | 0 | 0 | 0 | 0 | 0 | 0 | 0 | 0 | 0 | 0 | 0 | 0 | 0 | 0 | 0 | 0 | 0 | 0 | 0 | 0 | 0 | 0 | 0 | 0 | 0 | 0 | 0 | 0 | 0 | 0 | 0 | 0 | 0 | 0 | 0 | 0 | 0 | 0 | 0 | 0 | 0 | 70.009 | 139.8589 | 209.5503 | 279.0834 | 348.4586 | 417.6763 | 486.7367 | 555.6404 | 624.3876 | 692.9787 | 692.9787 | 692.9787 | 692.9787 | 692.9787 | 692.9787 | 692.9787 | 692.9787 | 692.9787 | 692.9787 | 692.9787 | 692.9787 | 692.9787 | 692.9787 | 692.9787 | 224169.2784 | 223660.2308 | 223152.3392 | 222645.6009 | 222140.0133 | 221635.5738 | 221132.2798 | 220630.1286 | 220129.1178 | 219629.2447 | 0 | 0 | 0 | 0 | 0 | 0 | 0 | 0 | 0 | 0 | 0 | 0 | 0 | 0 | 2218923.8072 | 0 | 0 | 0 | 0 | 0 | 0 | 0 | 0 | 0 | 0 | 0 | 0 | 0 | 0 | 0 | 0 | 0 | 0 | 0 | 0 | 0.0003665% | 0.89833 | 1.7946 | 2.6889 | 3.5811 | 4.4713 | 5.3595 | 6.2456 | 7.1298 | 8.0119 | 8.892 | 8.892 | 8.892 | 8.892 | 8.892 | 8.892 | 8.892 | 8.892 | 8.892 | 8.892 | 8.892 | 8.892 | 8.892 | 8.892 | 8.892
No | ResMFWeatherization_v3_4 | Cadmus Measure_InputOutput | RTF Workbook: ResMFWeatherization_3_4 | 2020 | Retro | 2022 | 2045 | PSE | Residential | Multifamily | Electric | Per square foot of storm window area - Single Pane Metal Frame - Zonal |  |  | Low E Storm Window_Single Pane Metal Frame_HZ1_Zonal |  | 17.548 | 20 | 11.1917 | 0 |  | 0 | 0 |  | 0 |  | 0 |  | 0 |  | 0 |  | 0 | Heating | Electric Zonal Heat | Storm Window | ResSpHtBBZ1 | 0.02856% | 67.1% | 0% | 52.0269 |  | 2.806% | 5% | 85% | 6.8% | 0.2% | 15.3075 | 0.73781 | 1.6045 | 12.2057 | 0 | 0 | 0 | 12.1017 | 0 |  | 0.059077 | 0 | 0.059077 | 03. $0.055 to $0.062 | 1 | 0 | 01. ($9,999.00) to $0.22 | 1 | 17784.9947 | 17744.6082 | 17704.3134 | 17664.1101 | 17623.9982 | 17583.9773 | 17544.0473 | 17504.2079 | 17464.4591 | 17424.8005 | 0 | 0 | 0 | 0 | 0 | 0 | 0 | 0 | 0 | 0 | 0 | 0 | 0 | 0 | 312090.525 | 311381.8243 | 310674.7329 | 309969.2472 | 309265.3635 | 308563.0782 | 307862.3877 | 307163.2883 | 306465.7764 | 305769.8485 | 0 | 0 | 0 | 0 | 0 | 0 | 0 | 0 | 0 | 0 | 0 | 0 | 0 | 0 | 3089206.0719 | 312090.525 | 623472.3493 | 934147.0822 | 1244116.3294 | 1553381.6929 | 1861944.7711 | 2169807.1588 | 2476970.4471 | 2783436.2235 | 3089206.0719 | 3089206.0719 | 3089206.0719 | 3089206.0719 | 3089206.0719 | 3089206.0719 | 3089206.0719 | 3089206.0719 | 3089206.0719 | 3089206.0719 | 3089206.0719 | 3089206.0719 | 3089206.0719 | 3089206.0719 | 3089206.0719 | 0 | 0 | 0 | 0 | 0 | 0 | 0 | 0 | 0 | 0 | 0 | 0 | 0 | 0 | 0 | 0 | 0 | 0 | 0 | 0 | 0 | 0 | 0 | 0 | 0 | 0 | 0 | 0 | 0 | 0 | 0 | 0 | 0 | 0 | 0 | 0 | 0 | 0 | 0 | 0 | 0 | 0 | 0 | 0 | 0 | 0 | 0 | 0 | 0 | 0 | 0 | 0 | 0 | 0 | 0 | 0 | 0 | 0 | 0 | 0 | 0 | 89.1415 | 178.0806 | 266.8177 | 355.3533 | 443.6879 | 531.8219 | 619.7557 | 707.4899 | 795.0248 | 882.3609 | 882.3609 | 882.3609 | 882.3609 | 882.3609 | 882.3609 | 882.3609 | 882.3609 | 882.3609 | 882.3609 | 882.3609 | 882.3609 | 882.3609 | 882.3609 | 882.3609 | 215228.0775 | 214739.3337 | 214251.6998 | 213765.1733 | 213279.7515 | 212795.432 | 212312.2124 | 211830.09 | 211349.0625 | 210869.1273 | 0 | 0 | 0 | 0 | 0 | 0 | 0 | 0 | 0 | 0 | 0 | 0 | 0 | 0 | 2130419.9599 | 0 | 0 | 0 | 0 | 0 | 0 | 0 | 0 | 0 | 0 | 0 | 0 | 0 | 0 | 0 | 0 | 0 | 0 | 0 | 0 | 0.0003665% | 1.1438 | 2.2851 | 3.4237 | 4.5597 | 5.6932 | 6.8241 | 7.9525 | 9.0782 | 10.2014 | 11.3221 | 11.3221 | 11.3221 | 11.3221 | 11.3221 | 11.3221 | 11.3221 | 11.3221 | 11.3221 | 11.3221 | 11.3221 | 11.3221 | 11.3221 | 11.3221 | 11.3221
No | ResMFWeatherization_v3_4 | Cadmus Measure_InputOutput | RTF Workbook: ResMFWeatherization_3_4 | 2020 | Retro | 2022 | 2045 | PSE | Residential | Multifamily | Electric | Per square foot of storm window area - Double Pane Metal Frame - Zonal |  |  | Low E Storm Window_Double Pane Metal Frame_HZ1_Zonal |  | 8.8305 | 20 | 11.1917 | 0 |  | 0 | 0 |  | 0 |  | 0 |  | 0 |  | 0 |  | 0 | Heating | Electric Zonal Heat | Storm Window | ResSpHtBBZ1 | 0.02856% | 67.1% | 0% | 52.0269 |  | 16.76% | 5% | 85% | 6.8% | 0.2% | 7.7031 | 0.37128 | 0.80744 | 12.2057 | 0 | 0 | 0 | 13.2653 | 0 |  | 0.12868 | 0 | 0.12868 | 08. $0.115 to $0.130 | 1 | 0 | 01. ($9,999.00) to $0.22 | 1 | 106261.6207 | 106020.32 | 105779.5671 | 105539.361 | 105299.7003 | 105060.5839 | 104822.0105 | 104583.9788 | 104346.4876 | 104109.5357 | 0 | 0 | 0 | 0 | 0 | 0 | 0 | 0 | 0 | 0 | 0 | 0 | 0 | 0 | 938347.5421 | 936216.7258 | 934090.7482 | 931969.5983 | 929853.2651 | 927741.7378 | 925635.0053 | 923533.0568 | 921435.8815 | 919343.4685 | 0 | 0 | 0 | 0 | 0 | 0 | 0 | 0 | 0 | 0 | 0 | 0 | 0 | 0 | 9288167.0295 | 938347.5421 | 1874564.2679 | 2808655.0161 | 3740624.6144 | 4670477.8795 | 5598219.6173 | 6523854.6226 | 7447387.6794 | 8368823.561 | 9288167.0295 | 9288167.0295 | 9288167.0295 | 9288167.0295 | 9288167.0295 | 9288167.0295 | 9288167.0295 | 9288167.0295 | 9288167.0295 | 9288167.0295 | 9288167.0295 | 9288167.0295 | 9288167.0295 | 9288167.0295 | 9288167.0295 | 0 | 0 | 0 | 0 | 0 | 0 | 0 | 0 | 0 | 0 | 0 | 0 | 0 | 0 | 0 | 0 | 0 | 0 | 0 | 0 | 0 | 0 | 0 | 0 | 0 | 0 | 0 | 0 | 0 | 0 | 0 | 0 | 0 | 0 | 0 | 0 | 0 | 0 | 0 | 0 | 0 | 0 | 0 | 0 | 0 | 0 | 0 | 0 | 0 | 0 | 0 | 0 | 0 | 0 | 0 | 0 | 0 | 0 | 0 | 0 | 0 | 268.0175 | 535.4263 | 802.2279 | 1068.4237 | 1334.015 | 1599.0032 | 1863.3896 | 2127.1756 | 2390.3627 | 2652.9521 | 2652.9521 | 2652.9521 | 2652.9521 | 2652.9521 | 2652.9521 | 2652.9521 | 2652.9521 | 2652.9521 | 2652.9521 | 2652.9521 | 2652.9521 | 2652.9521 | 2652.9521 | 2652.9521 | 1409590.7042 | 1406389.7805 | 1403196.1256 | 1400009.7228 | 1396830.5558 | 1393658.6081 | 1390493.8633 | 1387336.3051 | 1384185.9171 | 1381042.683 | 0 | 0 | 0 | 0 | 0 | 0 | 0 | 0 | 0 | 0 | 0 | 0 | 0 | 0 | 13952734.2655 | 0 | 0 | 0 | 0 | 0 | 0 | 0 | 0 | 0 | 0 | 0 | 0 | 0 | 0 | 0 | 0 | 0 | 0 | 0 | 0 | 0.0003665% | 3.4391 | 6.8704 | 10.2939 | 13.7096 | 17.1175 | 20.5178 | 23.9103 | 27.2951 | 30.6722 | 34.0416 | 34.0416 | 34.0416 | 34.0416 | 34.0416 | 34.0416 | 34.0416 | 34.0416 | 34.0416 | 34.0416 | 34.0416 | 34.0416 | 34.0416 | 34.0416 | 34.0416
No | ResMFWeatherization_v3_4 | Cadmus Measure_InputOutput | RTF Workbook: ResMFWeatherization_3_4 | 2020 | Retro | 2022 | 2045 | PSE | Residential | Multifamily | Electric | Per square foot of window area - Furnace - Single Pane - U22 |  |  | Windows_Single Pane - U22_HZ1_Furnace |  | 3.2139 | 45 | 2.3265 | 0 |  | 0 | 0 |  | 0 |  | 0 |  | 0 |  | 0 |  | 0 | Heating | Electric Furnace Heat | Window | ResSpHtFAFZ1 | 0.02951% | 6.661% | 0% | 104.0539 |  | 4.747% | 2.222% | 85% | 6.8% | 0.2% | 6.6465 | 0.13963 | 0.67861 | 2.0801 | 0 | 0 | 0 | 1.7271 | 0 |  | 0.046034 | 0 | 0.046034 | 02. $0.028 to $0.055 | 1 | 0 | 01. ($9,999.00) to $0.22 | 1 | 5974.2813 | 5960.7148 | 5947.1791 | 5933.6741 | 5920.1998 | 5906.7561 | 5893.343 | 5879.9602 | 5866.6079 | 5853.2859 | 0 | 0 | 0 | 0 | 0 | 0 | 0 | 0 | 0 | 0 | 0 | 0 | 0 | 0 | 19200.7623 | 19157.1609 | 19113.6584 | 19070.2548 | 19026.9497 | 18983.743 | 18940.6344 | 18897.6236 | 18854.7106 | 18811.895 | 0 | 0 | 0 | 0 | 0 | 0 | 0 | 0 | 0 | 0 | 0 | 0 | 0 | 0 | 190057.3926 | 19200.7623 | 38357.9231 | 57471.5816 | 76541.8364 | 95568.7861 | 114552.5291 | 133493.1634 | 152390.7871 | 171245.4976 | 190057.3926 | 190057.3926 | 190057.3926 | 190057.3926 | 190057.3926 | 190057.3926 | 190057.3926 | 190057.3926 | 190057.3926 | 190057.3926 | 190057.3926 | 190057.3926 | 190057.3926 | 190057.3926 | 190057.3926 | 0 | 0 | 0 | 0 | 0 | 0 | 0 | 0 | 0 | 0 | 0 | 0 | 0 | 0 | 0 | 0 | 0 | 0 | 0 | 0 | 0 | 0 | 0 | 0 | 0 | 0 | 0 | 0 | 0 | 0 | 0 | 0 | 0 | 0 | 0 | 0 | 0 | 0 | 0 | 0 | 0 | 0 | 0 | 0 | 0 | 0 | 0 | 0 | 0 | 0 | 0 | 0 | 0 | 0 | 0 | 0 | 0 | 0 | 0 | 0 | 0 | 5.6671 | 11.3212 | 16.9626 | 22.5911 | 28.2069 | 33.8099 | 39.4001 | 44.9777 | 50.5426 | 56.0949 | 56.0949 | 56.0949 | 56.0949 | 56.0949 | 56.0949 | 56.0949 | 56.0949 | 56.0949 | 56.0949 | 56.0949 | 56.0949 | 56.0949 | 56.0949 | 56.0949 | 10318.1581 | 10294.7275 | 10271.35 | 10248.0257 | 10224.7543 | 10201.5357 | 10178.3699 | 10155.2567 | 10132.1959 | 10109.1876 | 0 | 0 | 0 | 0 | 0 | 0 | 0 | 0 | 0 | 0 | 0 | 0 | 0 | 0 | 102133.5614 | 0 | 0 | 0 | 0 | 0 | 0 | 0 | 0 | 0 | 0 | 0 | 0 | 0 | 0 | 0 | 0 | 0 | 0 | 0 | 0 | 0.001473% | 0.28279 | 0.56494 | 0.84645 | 1.1273 | 1.4075 | 1.6871 | 1.9661 | 2.2444 | 2.5221 | 2.7992 | 2.7992 | 2.7992 | 2.7992 | 2.7992 | 2.7992 | 2.7992 | 2.7992 | 2.7992 | 2.7992 | 2.7992 | 2.7992 | 2.7992 | 2.7992 | 2.7992
No | ResMFWeatherization_v3_4 | Cadmus Measure_InputOutput | RTF Workbook: ResMFWeatherization_3_4 | 2020 | Retro | 2022 | 2045 | PSE | Residential | Multifamily | Electric | Per square foot of window area - Furnace - Double Pane - U22 |  |  | Windows_Double Pane - U22_HZ1_Furnace |  | 3.2139 | 45 | 2.3265 | 0 |  | 0 | 0 |  | 0 |  | 0 |  | 0 |  | 0 |  | 0 | Heating | Electric Furnace Heat | Window | ResSpHtFAFZ1 | 0.02951% | 6.661% | 0% | 104.0539 |  | 14.18% | 2.222% | 85% | 6.8% | 0.2% | 6.6465 | 0.13963 | 0.67861 | 2.0801 | 0 | 0 | 0 | 1.7271 | 0 |  | 0.046034 | 0 | 0.046034 | 02. $0.028 to $0.055 | 1 | 0 | 01. ($9,999.00) to $0.22 | 1 | 17847.5401 | 17807.0116 | 17766.5751 | 17726.2304 | 17685.9774 | 17645.8158 | 17605.7453 | 17565.7659 | 17525.8772 | 17486.0792 | 0 | 0 | 0 | 0 | 0 | 0 | 0 | 0 | 0 | 0 | 0 | 0 | 0 | 0 | 57360.268 | 57230.0133 | 57100.0543 | 56970.3905 | 56841.0211 | 56711.9455 | 56583.163 | 56454.673 | 56326.4747 | 56198.5675 | 0 | 0 | 0 | 0 | 0 | 0 | 0 | 0 | 0 | 0 | 0 | 0 | 0 | 0 | 567776.5709 | 57360.268 | 114590.2812 | 171690.3356 | 228660.7261 | 285501.7472 | 342213.6927 | 398796.8557 | 455251.5287 | 511578.0034 | 567776.5709 | 567776.5709 | 567776.5709 | 567776.5709 | 567776.5709 | 567776.5709 | 567776.5709 | 567776.5709 | 567776.5709 | 567776.5709 | 567776.5709 | 567776.5709 | 567776.5709 | 567776.5709 | 567776.5709 | 0 | 0 | 0 | 0 | 0 | 0 | 0 | 0 | 0 | 0 | 0 | 0 | 0 | 0 | 0 | 0 | 0 | 0 | 0 | 0 | 0 | 0 | 0 | 0 | 0 | 0 | 0 | 0 | 0 | 0 | 0 | 0 | 0 | 0 | 0 | 0 | 0 | 0 | 0 | 0 | 0 | 0 | 0 | 0 | 0 | 0 | 0 | 0 | 0 | 0 | 0 | 0 | 0 | 0 | 0 | 0 | 0 | 0 | 0 | 0 | 0 | 16.9297 | 33.821 | 50.6739 | 67.4886 | 84.265 | 101.0034 | 117.7038 | 134.3662 | 150.9908 | 167.5777 | 167.5777 | 167.5777 | 167.5777 | 167.5777 | 167.5777 | 167.5777 | 167.5777 | 167.5777 | 167.5777 | 167.5777 | 167.5777 | 167.5777 | 167.5777 | 167.5777 | 30824.4177 | 30754.421 | 30684.5833 | 30614.9042 | 30545.3834 | 30476.0204 | 30406.8149 | 30337.7665 | 30268.875 | 30200.1399 | 0 | 0 | 0 | 0 | 0 | 0 | 0 | 0 | 0 | 0 | 0 | 0 | 0 | 0 | 305113.3264 | 0 | 0 | 0 | 0 | 0 | 0 | 0 | 0 | 0 | 0 | 0 | 0 | 0 | 0 | 0 | 0 | 0 | 0 | 0 | 0 | 0.001473% | 0.84481 | 1.6877 | 2.5287 | 3.3677 | 4.2049 | 5.0402 | 5.8735 | 6.705 | 7.5346 | 8.3623 | 8.3623 | 8.3623 | 8.3623 | 8.3623 | 8.3623 | 8.3623 | 8.3623 | 8.3623 | 8.3623 | 8.3623 | 8.3623 | 8.3623 | 8.3623 | 8.3623
No | ResMFWeatherization_v3_4 | Cadmus Measure_InputOutput | RTF Workbook: ResMFWeatherization_3_4 | 2020 | Retro | 2022 | 2045 | PSE | Residential | Multifamily | Electric | Per square foot of window area - Furnace - U35 Baseline |  |  | Windows_U35 - U22_HZ1_Furnace |  | 3.2139 | 45 | 2.3265 | 0 |  | 0 | 0 |  | 0 |  | 0 |  | 0 |  | 0 |  | 0 | Heating | Electric Furnace Heat | Window | ResSpHtFAFZ1 | 0.02951% | 6.661% | 0% | 104.0539 |  | 4.747% | 2.222% | 85% | 6.8% | 0.2% | 6.6465 | 0.13963 | 0.67861 | 2.0801 | 0 | 0 | 0 | 1.7271 | 0 |  | 0.046034 | 0 | 0.046034 | 02. $0.028 to $0.055 | 1 | 0 | 01. ($9,999.00) to $0.22 | 1 | 5974.2813 | 5960.7148 | 5947.1791 | 5933.6741 | 5920.1998 | 5906.7561 | 5893.343 | 5879.9602 | 5866.6079 | 5853.2859 | 0 | 0 | 0 | 0 | 0 | 0 | 0 | 0 | 0 | 0 | 0 | 0 | 0 | 0 | 19200.7623 | 19157.1609 | 19113.6584 | 19070.2548 | 19026.9497 | 18983.743 | 18940.6344 | 18897.6236 | 18854.7106 | 18811.895 | 0 | 0 | 0 | 0 | 0 | 0 | 0 | 0 | 0 | 0 | 0 | 0 | 0 | 0 | 190057.3926 | 19200.7623 | 38357.9231 | 57471.5816 | 76541.8364 | 95568.7861 | 114552.5291 | 133493.1634 | 152390.7871 | 171245.4976 | 190057.3926 | 190057.3926 | 190057.3926 | 190057.3926 | 190057.3926 | 190057.3926 | 190057.3926 | 190057.3926 | 190057.3926 | 190057.3926 | 190057.3926 | 190057.3926 | 190057.3926 | 190057.3926 | 190057.3926 | 0 | 0 | 0 | 0 | 0 | 0 | 0 | 0 | 0 | 0 | 0 | 0 | 0 | 0 | 0 | 0 | 0 | 0 | 0 | 0 | 0 | 0 | 0 | 0 | 0 | 0 | 0 | 0 | 0 | 0 | 0 | 0 | 0 | 0 | 0 | 0 | 0 | 0 | 0 | 0 | 0 | 0 | 0 | 0 | 0 | 0 | 0 | 0 | 0 | 0 | 0 | 0 | 0 | 0 | 0 | 0 | 0 | 0 | 0 | 0 | 0 | 5.6671 | 11.3212 | 16.9626 | 22.5911 | 28.2069 | 33.8099 | 39.4001 | 44.9777 | 50.5426 | 56.0949 | 56.0949 | 56.0949 | 56.0949 | 56.0949 | 56.0949 | 56.0949 | 56.0949 | 56.0949 | 56.0949 | 56.0949 | 56.0949 | 56.0949 | 56.0949 | 56.0949 | 10318.1581 | 10294.7275 | 10271.35 | 10248.0257 | 10224.7543 | 10201.5357 | 10178.3699 | 10155.2567 | 10132.1959 | 10109.1876 | 0 | 0 | 0 | 0 | 0 | 0 | 0 | 0 | 0 | 0 | 0 | 0 | 0 | 0 | 102133.5614 | 0 | 0 | 0 | 0 | 0 | 0 | 0 | 0 | 0 | 0 | 0 | 0 | 0 | 0 | 0 | 0 | 0 | 0 | 0 | 0 | 0.001473% | 0.28279 | 0.56494 | 0.84645 | 1.1273 | 1.4075 | 1.6871 | 1.9661 | 2.2444 | 2.5221 | 2.7992 | 2.7992 | 2.7992 | 2.7992 | 2.7992 | 2.7992 | 2.7992 | 2.7992 | 2.7992 | 2.7992 | 2.7992 | 2.7992 | 2.7992 | 2.7992 | 2.7992
No | ResMFWeatherization_v3_4 | Cadmus Measure_InputOutput | RTF Workbook: ResMFWeatherization_3_4 | 2020 | Retro | 2022 | 2045 | PSE | Residential | Multifamily | Electric | Per square foot of window area - Furnace - Single Pane - U30 |  |  | Windows_Single Pane - U30_HZ1_Furnace |  | 27.2206 | 45 | 20.0862 | 0 |  | 0 | 0 |  | 0 |  | 0 |  | 0 |  | 0 |  | 0 | Heating | Electric Furnace Heat | Window | ResSpHtFAFZ1 | 0.02951% | 6.661% | 0% | 104.0539 |  | 15.19% | 2.222% | 85% | 6.8% | 0.2% | 56.2934 | 1.1826 | 5.7476 | 17.9588 | 0 | 0 | 0 | 15.0458 | 0 |  | 0.04735 | 0 | 0.04735 | 02. $0.028 to $0.055 | 1 | 0 | 01. ($9,999.00) to $0.22 | 1 | 19117.7001 | 19074.2873 | 19030.973 | 18987.7572 | 18944.6394 | 18901.6196 | 18858.6975 | 18815.8728 | 18773.1454 | 18730.515 | 0 | 0 | 0 | 0 | 0 | 0 | 0 | 0 | 0 | 0 | 0 | 0 | 0 | 0 | 520394.6598 | 519212.9383 | 518033.9003 | 516857.5397 | 515683.8504 | 514512.8264 | 513344.4615 | 512178.7497 | 511015.6851 | 509855.2616 | 0 | 0 | 0 | 0 | 0 | 0 | 0 | 0 | 0 | 0 | 0 | 0 | 0 | 0 | 5151089.8728 | 520394.6598 | 1039607.5981 | 1557641.4984 | 2074499.0382 | 2590182.8886 | 3104695.715 | 3618040.1764 | 4130218.9261 | 4641234.6112 | 5151089.8728 | 5151089.8728 | 5151089.8728 | 5151089.8728 | 5151089.8728 | 5151089.8728 | 5151089.8728 | 5151089.8728 | 5151089.8728 | 5151089.8728 | 5151089.8728 | 5151089.8728 | 5151089.8728 | 5151089.8728 | 5151089.8728 | 0 | 0 | 0 | 0 | 0 | 0 | 0 | 0 | 0 | 0 | 0 | 0 | 0 | 0 | 0 | 0 | 0 | 0 | 0 | 0 | 0 | 0 | 0 | 0 | 0 | 0 | 0 | 0 | 0 | 0 | 0 | 0 | 0 | 0 | 0 | 0 | 0 | 0 | 0 | 0 | 0 | 0 | 0 | 0 | 0 | 0 | 0 | 0 | 0 | 0 | 0 | 0 | 0 | 0 | 0 | 0 | 0 | 0 | 0 | 0 | 0 | 153.593 | 306.8373 | 459.7336 | 612.2826 | 764.4853 | 916.3423 | 1067.8545 | 1219.0226 | 1369.8475 | 1520.3299 | 1520.3299 | 1520.3299 | 1520.3299 | 1520.3299 | 1520.3299 | 1520.3299 | 1520.3299 | 1520.3299 | 1520.3299 | 1520.3299 | 1520.3299 | 1520.3299 | 1520.3299 | 1520.3299 | 287641.4996 | 286988.3181 | 286336.62 | 285686.4017 | 285037.6599 | 284390.3913 | 283744.5925 | 283100.2603 | 282457.3911 | 281815.9819 | 0 | 0 | 0 | 0 | 0 | 0 | 0 | 0 | 0 | 0 | 0 | 0 | 0 | 0 | 2847199.1164 | 0 | 0 | 0 | 0 | 0 | 0 | 0 | 0 | 0 | 0 | 0 | 0 | 0 | 0 | 0 | 0 | 0 | 0 | 0 | 0 | 0.001473% | 7.6644 | 15.3114 | 22.9411 | 30.5534 | 38.1484 | 45.7262 | 53.2868 | 60.8302 | 68.3565 | 75.8657 | 75.8657 | 75.8657 | 75.8657 | 75.8657 | 75.8657 | 75.8657 | 75.8657 | 75.8657 | 75.8657 | 75.8657 | 75.8657 | 75.8657 | 75.8657 | 75.8657
No | ResMFWeatherization_v3_4 | Cadmus Measure_InputOutput | RTF Workbook: ResMFWeatherization_3_4 | 2020 | Retro | 2022 | 2045 | PSE | Residential | Multifamily | Electric | Per square foot of window area - Furnace - Double Pane - U230 |  |  | Windows_Double Pane - U30_HZ1_Furnace |  | 13.8078 | 45 | 20.0862 | 0 |  | 0 | 0 |  | 0 |  | 0 |  | 0 |  | 0 |  | 0 | Heating | Electric Furnace Heat | Window | ResSpHtFAFZ1 | 0.02951% | 6.661% | 0% | 104.0539 |  | 45.38% | 2.222% | 85% | 6.8% | 0.2% | 28.5552 | 0.5999 | 2.9155 | 17.9588 | 0 | 0 | 0 | 18.4607 | 0 |  | 0.11453 | 0 | 0.11453 | 07. $0.085 to $0.115 | 1 | 0 | 01. ($9,999.00) to $0.22 | 1 | 57112.1283 | 56982.4371 | 56853.0403 | 56723.9374 | 56595.1277 | 56466.6105 | 56338.3851 | 56210.4509 | 56082.8072 | 55955.4534 | 0 | 0 | 0 | 0 | 0 | 0 | 0 | 0 | 0 | 0 | 0 | 0 | 0 | 0 | 788592.7754 | 786802.0248 | 785015.3408 | 783232.714 | 781454.1352 | 779679.5952 | 777909.0849 | 776142.5951 | 774380.1167 | 772621.6405 | 0 | 0 | 0 | 0 | 0 | 0 | 0 | 0 | 0 | 0 | 0 | 0 | 0 | 0 | 7805830.0224 | 788592.7754 | 1575394.8002 | 2360410.141 | 3143642.8549 | 3925096.9901 | 4704776.5853 | 5482685.6702 | 6258828.2653 | 7033208.382 | 7805830.0224 | 7805830.0224 | 7805830.0224 | 7805830.0224 | 7805830.0224 | 7805830.0224 | 7805830.0224 | 7805830.0224 | 7805830.0224 | 7805830.0224 | 7805830.0224 | 7805830.0224 | 7805830.0224 | 7805830.0224 | 7805830.0224 | 0 | 0 | 0 | 0 | 0 | 0 | 0 | 0 | 0 | 0 | 0 | 0 | 0 | 0 | 0 | 0 | 0 | 0 | 0 | 0 | 0 | 0 | 0 | 0 | 0 | 0 | 0 | 0 | 0 | 0 | 0 | 0 | 0 | 0 | 0 | 0 | 0 | 0 | 0 | 0 | 0 | 0 | 0 | 0 | 0 | 0 | 0 | 0 | 0 | 0 | 0 | 0 | 0 | 0 | 0 | 0 | 0 | 0 | 0 | 0 | 0 | 232.751 | 464.9734 | 696.6685 | 927.8374 | 1158.4815 | 1388.6017 | 1618.1994 | 1847.2758 | 2075.8319 | 2303.869 | 2303.869 | 2303.869 | 2303.869 | 2303.869 | 2303.869 | 2303.869 | 2303.869 | 2303.869 | 2303.869 | 2303.869 | 2303.869 | 2303.869 | 2303.869 | 2303.869 | 1054327.3952 | 1051933.2097 | 1049544.4611 | 1047161.1368 | 1044783.2247 | 1042410.7123 | 1040043.5875 | 1037681.838 | 1035325.4516 | 1032974.4161 | 0 | 0 | 0 | 0 | 0 | 0 | 0 | 0 | 0 | 0 | 0 | 0 | 0 | 0 | 10436185.4329 | 0 | 0 | 0 | 0 | 0 | 0 | 0 | 0 | 0 | 0 | 0 | 0 | 0 | 0 | 0 | 0 | 0 | 0 | 0 | 0 | 0.001473% | 11.6145 | 23.2026 | 34.7643 | 46.2998 | 57.8092 | 69.2924 | 80.7495 | 92.1806 | 103.5857 | 114.9649 | 114.9649 | 114.9649 | 114.9649 | 114.9649 | 114.9649 | 114.9649 | 114.9649 | 114.9649 | 114.9649 | 114.9649 | 114.9649 | 114.9649 | 114.9649 | 114.9649
No | ResMFWeatherization_v3_4 | Cadmus Measure_InputOutput | RTF Workbook: ResMFWeatherization_3_4 | 2020 | Retro | 2022 | 2045 | PSE | Residential | Multifamily | Electric | Per square foot of window area - Furnace - U35 Baseline |  |  | Windows_U35 - U30_HZ1_Furnace |  | 1.1258 | 45 | 1.6278 | 0 |  | 0 | 0 |  | 0 |  | 0 |  | 0 |  | 0 |  | 0 | Heating | Electric Furnace Heat | Window | ResSpHtFAFZ1 | 0.02951% | 6.661% | 0% | 104.0539 |  | 18.99% | 2.222% | 85% | 6.8% | 0.2% | 2.3282 | 0.048912 | 0.23771 | 1.4554 | 0 | 0 | 0 | 1.4943 | 0 |  | 0.11371 | 0 | 0.11371 | 07. $0.085 to $0.115 | 1 | 0 | 01. ($9,999.00) to $0.22 | 1 | 23897.1251 | 23842.8591 | 23788.7163 | 23734.6964 | 23680.7993 | 23627.0245 | 23573.3718 | 23519.841 | 23466.4317 | 23413.1437 | 0 | 0 | 0 | 0 | 0 | 0 | 0 | 0 | 0 | 0 | 0 | 0 | 0 | 0 | 26903.083 | 26841.991 | 26781.0377 | 26720.2229 | 26659.5461 | 26599.0071 | 26538.6056 | 26478.3413 | 26418.2138 | 26358.2229 | 0 | 0 | 0 | 0 | 0 | 0 | 0 | 0 | 0 | 0 | 0 | 0 | 0 | 0 | 266298.2716 | 26903.083 | 53745.074 | 80526.1118 | 107246.3346 | 133905.8808 | 160504.8879 | 187043.4936 | 213521.8349 | 239940.0487 | 266298.2716 | 266298.2716 | 266298.2716 | 266298.2716 | 266298.2716 | 266298.2716 | 266298.2716 | 266298.2716 | 266298.2716 | 266298.2716 | 266298.2716 | 266298.2716 | 266298.2716 | 266298.2716 | 266298.2716 | 0 | 0 | 0 | 0 | 0 | 0 | 0 | 0 | 0 | 0 | 0 | 0 | 0 | 0 | 0 | 0 | 0 | 0 | 0 | 0 | 0 | 0 | 0 | 0 | 0 | 0 | 0 | 0 | 0 | 0 | 0 | 0 | 0 | 0 | 0 | 0 | 0 | 0 | 0 | 0 | 0 | 0 | 0 | 0 | 0 | 0 | 0 | 0 | 0 | 0 | 0 | 0 | 0 | 0 | 0 | 0 | 0 | 0 | 0 | 0 | 0 | 7.9404 | 15.8627 | 23.7671 | 31.6535 | 39.5219 | 47.3726 | 55.2054 | 63.0204 | 70.8176 | 78.5972 | 78.5972 | 78.5972 | 78.5972 | 78.5972 | 78.5972 | 78.5972 | 78.5972 | 78.5972 | 78.5972 | 78.5972 | 78.5972 | 78.5972 | 78.5972 | 78.5972 | 35709.921 | 35628.8302 | 35547.9236 | 35467.2008 | 35386.6612 | 35306.3046 | 35226.1304 | 35146.1383 | 35066.3278 | 34986.6985 | 0 | 0 | 0 | 0 | 0 | 0 | 0 | 0 | 0 | 0 | 0 | 0 | 0 | 0 | 353472.1364 | 0 | 0 | 0 | 0 | 0 | 0 | 0 | 0 | 0 | 0 | 0 | 0 | 0 | 0 | 0 | 0 | 0 | 0 | 0 | 0 | 0.001473% | 0.39623 | 0.79156 | 1.186 | 1.5795 | 1.9722 | 2.3639 | 2.7548 | 3.1448 | 3.5339 | 3.9221 | 3.9221 | 3.9221 | 3.9221 | 3.9221 | 3.9221 | 3.9221 | 3.9221 | 3.9221 | 3.9221 | 3.9221 | 3.9221 | 3.9221 | 3.9221 | 3.9221
No | ResMFWeatherization_v3_4 | Cadmus Measure_InputOutput | RTF Workbook: ResMFWeatherization_3_4 | 2020 | Retro | 2022 | 2045 | PSE | Residential | Multifamily | Electric | Per square foot of door area - Furnace |  |  | Insulated Door_R2.5 - R5_HZ1_Furnace |  | 3.4215 | 45 | 19.8492 | 0 |  | 0 | 0 |  | 0 |  | 0 |  | 0 |  | 0 |  | 0 | Heating | Electric Furnace Heat | Door | ResSpHtFAFZ1 | 0.02951% | 6.661% | 0% | 21 |  | 69.08% | 2.222% | 85% | 6.8% | 0.2% | 7.0759 | 0.14865 | 0.72245 | 17.7469 | 0 | 0 | 0 | 20.8457 | 0 |  | 0.52191 | 0 | 0.52191 | 13. $0.225 to $99,999.000 | 0 | 0 | 01. ($9,999.00) to $0.22 | 1 | 17547.2523 | 17507.4056 | 17467.6495 | 17427.9837 | 17388.4079 | 17348.922 | 17309.5257 | 17270.219 | 17231.0014 | 17191.873 | 0 | 0 | 0 | 0 | 0 | 0 | 0 | 0 | 0 | 0 | 0 | 0 | 0 | 0 | 60038.3526 | 59902.0164 | 59765.9898 | 59630.2722 | 59494.8627 | 59359.7607 | 59224.9655 | 59090.4764 | 58956.2927 | 58822.4137 | 0 | 0 | 0 | 0 | 0 | 0 | 0 | 0 | 0 | 0 | 0 | 0 | 0 | 0 | 594285.4026 | 60038.3526 | 119940.369 | 179706.3588 | 239336.631 | 298831.4937 | 358191.2544 | 417416.2198 | 476506.6962 | 535462.9889 | 594285.4026 | 594285.4026 | 594285.4026 | 594285.4026 | 594285.4026 | 594285.4026 | 594285.4026 | 594285.4026 | 594285.4026 | 594285.4026 | 594285.4026 | 594285.4026 | 594285.4026 | 594285.4026 | 594285.4026 | 0 | 0 | 0 | 0 | 0 | 0 | 0 | 0 | 0 | 0 | 0 | 0 | 0 | 0 | 0 | 0 | 0 | 0 | 0 | 0 | 0 | 0 | 0 | 0 | 0 | 0 | 0 | 0 | 0 | 0 | 0 | 0 | 0 | 0 | 0 | 0 | 0 | 0 | 0 | 0 | 0 | 0 | 0 | 0 | 0 | 0 | 0 | 0 | 0 | 0 | 0 | 0 | 0 | 0 | 0 | 0 | 0 | 0 | 0 | 0 | 0 | 17.7202 | 35.4001 | 53.0398 | 70.6395 | 88.1993 | 105.7192 | 123.1992 | 140.6396 | 158.0404 | 175.4017 | 175.4017 | 175.4017 | 175.4017 | 175.4017 | 175.4017 | 175.4017 | 175.4017 | 175.4017 | 175.4017 | 175.4017 | 175.4017 | 175.4017 | 175.4017 | 175.4017 | 365784.0927 | 364953.4637 | 364124.7209 | 363297.86 | 362472.8767 | 361649.7668 | 360828.5261 | 360009.1503 | 359191.6351 | 358375.9763 | 0 | 0 | 0 | 0 | 0 | 0 | 0 | 0 | 0 | 0 | 0 | 0 | 0 | 0 | 3620688.0686 | 0 | 0 | 0 | 0 | 0 | 0 | 0 | 0 | 0 | 0 | 0 | 0 | 0 | 0 | 0 | 0 | 0 | 0 | 0 | 0 | 0.001473% | 0.88425 | 1.7665 | 2.6467 | 3.525 | 4.4012 | 5.2755 | 6.1477 | 7.018 | 7.8863 | 8.7527 | 8.7527 | 8.7527 | 8.7527 | 8.7527 | 8.7527 | 8.7527 | 8.7527 | 8.7527 | 8.7527 | 8.7527 | 8.7527 | 8.7527 | 8.7527 | 8.7527
No | ResMFWeatherization_v3_4 | Cadmus Measure_InputOutput | RTF Workbook: ResMFWeatherization_3_4 | 2020 | Retro | 2022 | 2045 | PSE | Residential | Multifamily | Electric | Per square foot of storm window area - Single Pane Wood Frame - Furnace |  |  | Low E Storm Window_Single Pane Wood Frame_HZ1_Furnace |  | 15.684 | 20 | 11.1917 | 0 |  | 0 | 0 |  | 0 |  | 0 |  | 0 |  | 0 |  | 0 | Heating | Electric Furnace Heat | Storm Window | ResSpHtFAFZ1 | 0.02951% | 6.661% | 0% | 52.0269 |  | 2.806% | 5% | 85% | 6.8% | 0.2% | 13.6815 | 0.68141 | 1.4363 | 12.2057 | 0 | 0 | 0 | 12.3263 | 0 |  | 0.067325 | 0 | 0.067325 | 04. $0.062 to $0.070 | 1 | 0 | 01. ($9,999.00) to $0.22 | 1 | 1765.732 | 1761.7224 | 1757.7218 | 1753.7303 | 1749.7479 | 1745.7746 | 1741.8103 | 1737.8549 | 1733.9086 | 1729.9712 | 0 | 0 | 0 | 0 | 0 | 0 | 0 | 0 | 0 | 0 | 0 | 0 | 0 | 0 | 27693.6629 | 27630.7757 | 27568.0312 | 27505.4292 | 27442.9694 | 27380.6514 | 27318.475 | 27256.4397 | 27194.5453 | 27132.7914 | 0 | 0 | 0 | 0 | 0 | 0 | 0 | 0 | 0 | 0 | 0 | 0 | 0 | 0 | 274123.7713 | 27693.6629 | 55324.4386 | 82892.4698 | 110397.8991 | 137840.8685 | 165221.5199 | 192539.9949 | 219796.4346 | 246990.9798 | 274123.7713 | 274123.7713 | 274123.7713 | 274123.7713 | 274123.7713 | 274123.7713 | 274123.7713 | 274123.7713 | 274123.7713 | 274123.7713 | 274123.7713 | 274123.7713 | 274123.7713 | 274123.7713 | 274123.7713 | 0 | 0 | 0 | 0 | 0 | 0 | 0 | 0 | 0 | 0 | 0 | 0 | 0 | 0 | 0 | 0 | 0 | 0 | 0 | 0 | 0 | 0 | 0 | 0 | 0 | 0 | 0 | 0 | 0 | 0 | 0 | 0 | 0 | 0 | 0 | 0 | 0 | 0 | 0 | 0 | 0 | 0 | 0 | 0 | 0 | 0 | 0 | 0 | 0 | 0 | 0 | 0 | 0 | 0 | 0 | 0 | 0 | 0 | 0 | 0 | 0 | 8.1737 | 16.3289 | 24.4655 | 32.5836 | 40.6833 | 48.7647 | 56.8276 | 64.8723 | 72.8987 | 80.9069 | 80.9069 | 80.9069 | 80.9069 | 80.9069 | 80.9069 | 80.9069 | 80.9069 | 80.9069 | 80.9069 | 80.9069 | 80.9069 | 80.9069 | 80.9069 | 80.9069 | 21764.9448 | 21715.5206 | 21666.2086 | 21617.0086 | 21567.9203 | 21518.9435 | 21470.0779 | 21421.3232 | 21372.6793 | 21324.1458 | 0 | 0 | 0 | 0 | 0 | 0 | 0 | 0 | 0 | 0 | 0 | 0 | 0 | 0 | 215438.7725 | 0 | 0 | 0 | 0 | 0 | 0 | 0 | 0 | 0 | 0 | 0 | 0 | 0 | 0 | 0 | 0 | 0 | 0 | 0 | 0 | 0.001473% | 0.40787 | 0.81482 | 1.2208 | 1.6259 | 2.0301 | 2.4334 | 2.8357 | 3.2372 | 3.6377 | 4.0373 | 4.0373 | 4.0373 | 4.0373 | 4.0373 | 4.0373 | 4.0373 | 4.0373 | 4.0373 | 4.0373 | 4.0373 | 4.0373 | 4.0373 | 4.0373 | 4.0373
No | ResMFWeatherization_v3_4 | Cadmus Measure_InputOutput | RTF Workbook: ResMFWeatherization_3_4 | 2020 | Retro | 2022 | 2045 | PSE | Residential | Multifamily | Electric | Per square foot of storm window area - Single Pane Metal Frame - Furnace |  |  | Low E Storm Window_Single Pane Metal Frame_HZ1_Furnace |  | 19.9553 | 20 | 11.1917 | 0 |  | 0 | 0 |  | 0 |  | 0 |  | 0 |  | 0 |  | 0 | Heating | Electric Furnace Heat | Storm Window | ResSpHtFAFZ1 | 0.02951% | 6.661% | 0% | 52.0269 |  | 2.806% | 5% | 85% | 6.8% | 0.2% | 17.4074 | 0.86699 | 1.8274 | 12.2057 | 0 | 0 | 0 | 11.7496 | 0 |  | 0.050439 | 0 | 0.050439 | 02. $0.028 to $0.055 | 1 | 0 | 01. ($9,999.00) to $0.22 | 1 | 1765.732 | 1761.7224 | 1757.7218 | 1753.7303 | 1749.7479 | 1745.7746 | 1741.8103 | 1737.8549 | 1733.9086 | 1729.9712 | 0 | 0 | 0 | 0 | 0 | 0 | 0 | 0 | 0 | 0 | 0 | 0 | 0 | 0 | 35235.6522 | 35155.6384 | 35075.8064 | 34996.1556 | 34916.6857 | 34837.3963 | 34758.2869 | 34679.3572 | 34600.6067 | 34522.035 | 0 | 0 | 0 | 0 | 0 | 0 | 0 | 0 | 0 | 0 | 0 | 0 | 0 | 0 | 348777.6202 | 35235.6522 | 70391.2906 | 105467.0969 | 140463.2525 | 175379.9382 | 210217.3345 | 244975.6214 | 279654.9786 | 314255.5852 | 348777.6202 | 348777.6202 | 348777.6202 | 348777.6202 | 348777.6202 | 348777.6202 | 348777.6202 | 348777.6202 | 348777.6202 | 348777.6202 | 348777.6202 | 348777.6202 | 348777.6202 | 348777.6202 | 348777.6202 | 0 | 0 | 0 | 0 | 0 | 0 | 0 | 0 | 0 | 0 | 0 | 0 | 0 | 0 | 0 | 0 | 0 | 0 | 0 | 0 | 0 | 0 | 0 | 0 | 0 | 0 | 0 | 0 | 0 | 0 | 0 | 0 | 0 | 0 | 0 | 0 | 0 | 0 | 0 | 0 | 0 | 0 | 0 | 0 | 0 | 0 | 0 | 0 | 0 | 0 | 0 | 0 | 0 | 0 | 0 | 0 | 0 | 0 | 0 | 0 | 0 | 10.3997 | 20.7758 | 31.1283 | 41.4573 | 51.7629 | 62.0451 | 72.3039 | 82.5394 | 92.7517 | 102.9407 | 102.9407 | 102.9407 | 102.9407 | 102.9407 | 102.9407 | 102.9407 | 102.9407 | 102.9407 | 102.9407 | 102.9407 | 102.9407 | 102.9407 | 102.9407 | 102.9407 | 20746.5998 | 20699.4881 | 20652.4833 | 20605.5853 | 20558.7937 | 20512.1085 | 20465.5292 | 20419.0557 | 20372.6878 | 20326.4251 | 0 | 0 | 0 | 0 | 0 | 0 | 0 | 0 | 0 | 0 | 0 | 0 | 0 | 0 | 205358.7565 | 0 | 0 | 0 | 0 | 0 | 0 | 0 | 0 | 0 | 0 | 0 | 0 | 0 | 0 | 0 | 0 | 0 | 0 | 0 | 0 | 0.001473% | 0.51895 | 1.0367 | 1.5533 | 2.0688 | 2.583 | 3.0961 | 3.608 | 4.1188 | 4.6284 | 5.1368 | 5.1368 | 5.1368 | 5.1368 | 5.1368 | 5.1368 | 5.1368 | 5.1368 | 5.1368 | 5.1368 | 5.1368 | 5.1368 | 5.1368 | 5.1368 | 5.1368
No | ResMFWeatherization_v3_4 | Cadmus Measure_InputOutput | RTF Workbook: ResMFWeatherization_3_4 | 2020 | Retro | 2022 | 2045 | PSE | Residential | Multifamily | Electric | Per square foot of storm window area - Double Pane Metal Frame - Furnace |  |  | Low E Storm Window_Double Pane Metal Frame_HZ1_Furnace |  | 10.0356 | 20 | 11.1917 | 0 |  | 0 | 0 |  | 0 |  | 0 |  | 0 |  | 0 |  | 0 | Heating | Electric Furnace Heat | Storm Window | ResSpHtFAFZ1 | 0.02951% | 6.661% | 0% | 52.0269 |  | 16.76% | 5% | 85% | 6.8% | 0.2% | 8.7542 | 0.43601 | 0.91902 | 12.2057 | 0 | 0 | 0 | 13.089 | 0 |  | 0.11173 | 0 | 0.11173 | 07. $0.085 to $0.115 | 1 | 0 | 01. ($9,999.00) to $0.22 | 1 | 10549.8793 | 10525.9224 | 10502.0199 | 10478.1718 | 10454.3778 | 10430.6378 | 10406.9517 | 10383.3194 | 10359.7408 | 10336.2157 | 0 | 0 | 0 | 0 | 0 | 0 | 0 | 0 | 0 | 0 | 0 | 0 | 0 | 0 | 105873.9851 | 105633.5646 | 105393.69 | 105154.3601 | 104915.5737 | 104677.3296 | 104439.6264 | 104202.4631 | 103965.8383 | 103729.7508 | 0 | 0 | 0 | 0 | 0 | 0 | 0 | 0 | 0 | 0 | 0 | 0 | 0 | 0 | 1047986.1818 | 105873.9851 | 211507.5497 | 316901.2397 | 422055.5999 | 526971.1736 | 631648.5032 | 736088.1296 | 840290.5927 | 944256.431 | 1047986.1818 | 1047986.1818 | 1047986.1818 | 1047986.1818 | 1047986.1818 | 1047986.1818 | 1047986.1818 | 1047986.1818 | 1047986.1818 | 1047986.1818 | 1047986.1818 | 1047986.1818 | 1047986.1818 | 1047986.1818 | 1047986.1818 | 0 | 0 | 0 | 0 | 0 | 0 | 0 | 0 | 0 | 0 | 0 | 0 | 0 | 0 | 0 | 0 | 0 | 0 | 0 | 0 | 0 | 0 | 0 | 0 | 0 | 0 | 0 | 0 | 0 | 0 | 0 | 0 | 0 | 0 | 0 | 0 | 0 | 0 | 0 | 0 | 0 | 0 | 0 | 0 | 0 | 0 | 0 | 0 | 0 | 0 | 0 | 0 | 0 | 0 | 0 | 0 | 0 | 0 | 0 | 0 | 0 | 31.2484 | 62.4259 | 93.5325 | 124.5685 | 155.5341 | 186.4293 | 217.2544 | 248.0094 | 278.6947 | 309.3102 | 309.3102 | 309.3102 | 309.3102 | 309.3102 | 309.3102 | 309.3102 | 309.3102 | 309.3102 | 309.3102 | 309.3102 | 309.3102 | 309.3102 | 309.3102 | 309.3102 | 138087.0141 | 137773.4437 | 137460.5853 | 137148.4373 | 136836.9982 | 136526.2663 | 136216.24 | 135906.9178 | 135598.2979 | 135290.3789 | 0 | 0 | 0 | 0 | 0 | 0 | 0 | 0 | 0 | 0 | 0 | 0 | 0 | 0 | 1366844.5796 | 0 | 0 | 0 | 0 | 0 | 0 | 0 | 0 | 0 | 0 | 0 | 0 | 0 | 0 | 0 | 0 | 0 | 0 | 0 | 0 | 0.001473% | 1.5593 | 3.1151 | 4.6673 | 6.2161 | 7.7613 | 9.303 | 10.8412 | 12.3759 | 13.9071 | 15.4348 | 15.4348 | 15.4348 | 15.4348 | 15.4348 | 15.4348 | 15.4348 | 15.4348 | 15.4348 | 15.4348 | 15.4348 | 15.4348 | 15.4348 | 15.4348 | 15.4348
No | ResMFWeatherization_v3_4 | Cadmus Measure_InputOutput | RTF Workbook: ResMFWeatherization_3_4 | 2020 | Retro | 2022 | 2045 | PSE | Residential | Multifamily | Electric | Per square foot of window area - Heat Pump - Single Pane - U22 |  |  | Windows_Single Pane - U22_HZ1_Heat Pump |  | 1.1887 | 45 | 2.3265 | 0 |  | 0 | 0 |  | 0 |  | 0 |  | 0 |  | 0 |  | 0 | Heat Pump | Heat Pump | Window | ResSpHtHPZ1 | 0.03002% | 1.025% | 0% | 104.0539 |  | 4.747% | 2.222% | 85% | 6.8% | 0.2% | 2.4582 | 0.052534 | 0.25108 | 2.0801 | 0 | 0 | 0 | 2.2417 | 0 |  | 0.16156 | 0 | 0.16156 | 10. $0.150 to $0.175 | 0 | 0 | 01. ($9,999.00) to $0.22 | 1 | 919.1604 | 917.0732 | 914.9907 | 912.9129 | 910.8399 | 908.7715 | 906.7078 | 904.6489 | 902.5946 | 900.545 | 0 | 0 | 0 | 0 | 0 | 0 | 0 | 0 | 0 | 0 | 0 | 0 | 0 | 0 | 1092.5787 | 1090.0976 | 1087.6222 | 1085.1524 | 1082.6882 | 1080.2296 | 1077.7766 | 1075.3292 | 1072.8873 | 1070.451 | 0 | 0 | 0 | 0 | 0 | 0 | 0 | 0 | 0 | 0 | 0 | 0 | 0 | 0 | 10814.8129 | 1092.5787 | 2182.6763 | 3270.2985 | 4355.4509 | 5438.1391 | 6518.3688 | 7596.1454 | 8671.4746 | 9744.3619 | 10814.8129 | 10814.8129 | 10814.8129 | 10814.8129 | 10814.8129 | 10814.8129 | 10814.8129 | 10814.8129 | 10814.8129 | 10814.8129 | 10814.8129 | 10814.8129 | 10814.8129 | 10814.8129 | 10814.8129 | 0 | 0 | 0 | 0 | 0 | 0 | 0 | 0 | 0 | 0 | 0 | 0 | 0 | 0 | 0 | 0 | 0 | 0 | 0 | 0 | 0 | 0 | 0 | 0 | 0 | 0 | 0 | 0 | 0 | 0 | 0 | 0 | 0 | 0 | 0 | 0 | 0 | 0 | 0 | 0 | 0 | 0 | 0 | 0 | 0 | 0 | 0 | 0 | 0 | 0 | 0 | 0 | 0 | 0 | 0 | 0 | 0 | 0 | 0 | 0 | 0 | 0.32803 | 0.65532 | 0.98187 | 1.3077 | 1.6327 | 1.9571 | 2.2806 | 2.6035 | 2.9256 | 3.247 | 3.247 | 3.247 | 3.247 | 3.247 | 3.247 | 3.247 | 3.247 | 3.247 | 3.247 | 3.247 | 3.247 | 3.247 | 3.247 | 3.247 | 2060.5117 | 2055.8327 | 2051.1643 | 2046.5064 | 2041.8592 | 2037.2225 | 2032.5963 | 2027.9807 | 2023.3755 | 2018.7808 | 0 | 0 | 0 | 0 | 0 | 0 | 0 | 0 | 0 | 0 | 0 | 0 | 0 | 0 | 20395.8301 | 0 | 0 | 0 | 0 | 0 | 0 | 0 | 0 | 0 | 0 | 0 | 0 | 0 | 0 | 0 | 0 | 0 | 0 | 0 | 0 | 0.003628% | 0.039635 | 0.079179 | 0.11863 | 0.158 | 0.19728 | 0.23646 | 0.27556 | 0.31457 | 0.35349 | 0.39232 | 0.39232 | 0.39232 | 0.39232 | 0.39232 | 0.39232 | 0.39232 | 0.39232 | 0.39232 | 0.39232 | 0.39232 | 0.39232 | 0.39232 | 0.39232 | 0.39232
No | ResMFWeatherization_v3_4 | Cadmus Measure_InputOutput | RTF Workbook: ResMFWeatherization_3_4 | 2020 | Retro | 2022 | 2045 | PSE | Residential | Multifamily | Electric | Per square foot of window area - Heat Pump - Double Pane - U22 |  |  | Windows_Double Pane - U22_HZ1_Heat Pump |  | 1.1887 | 45 | 2.3265 | 0 |  | 0 | 0 |  | 0 |  | 0 |  | 0 |  | 0 |  | 0 | Heat Pump | Heat Pump | Window | ResSpHtHPZ1 | 0.03002% | 1.025% | 0% | 104.0539 |  | 14.18% | 2.222% | 85% | 6.8% | 0.2% | 2.4582 | 0.052534 | 0.25108 | 2.0801 | 0 | 0 | 0 | 2.2417 | 0 |  | 0.16156 | 0 | 0.16156 | 10. $0.150 to $0.175 | 0 | 0 | 01. ($9,999.00) to $0.22 | 1 | 2745.8956 | 2739.6602 | 2733.4389 | 2727.2318 | 2721.0387 | 2714.8598 | 2708.6948 | 2702.5438 | 2696.4069 | 2690.2838 | 0 | 0 | 0 | 0 | 0 | 0 | 0 | 0 | 0 | 0 | 0 | 0 | 0 | 0 | 3263.9644 | 3256.5526 | 3249.1575 | 3241.7793 | 3234.4178 | 3227.073 | 3219.7449 | 3212.4335 | 3205.1386 | 3197.8603 | 0 | 0 | 0 | 0 | 0 | 0 | 0 | 0 | 0 | 0 | 0 | 0 | 0 | 0 | 32308.1219 | 3263.9644 | 6520.517 | 9769.6745 | 13011.4538 | 16245.8716 | 19472.9446 | 22692.6895 | 25905.123 | 29110.2616 | 32308.1219 | 32308.1219 | 32308.1219 | 32308.1219 | 32308.1219 | 32308.1219 | 32308.1219 | 32308.1219 | 32308.1219 | 32308.1219 | 32308.1219 | 32308.1219 | 32308.1219 | 32308.1219 | 32308.1219 | 0 | 0 | 0 | 0 | 0 | 0 | 0 | 0 | 0 | 0 | 0 | 0 | 0 | 0 | 0 | 0 | 0 | 0 | 0 | 0 | 0 | 0 | 0 | 0 | 0 | 0 | 0 | 0 | 0 | 0 | 0 | 0 | 0 | 0 | 0 | 0 | 0 | 0 | 0 | 0 | 0 | 0 | 0 | 0 | 0 | 0 | 0 | 0 | 0 | 0 | 0 | 0 | 0 | 0 | 0 | 0 | 0 | 0 | 0 | 0 | 0 | 0.97996 | 1.9577 | 2.9332 | 3.9065 | 4.8776 | 5.8465 | 6.8132 | 7.7777 | 8.74 | 9.7001 | 9.7001 | 9.7001 | 9.7001 | 9.7001 | 9.7001 | 9.7001 | 9.7001 | 9.7001 | 9.7001 | 9.7001 | 9.7001 | 9.7001 | 9.7001 | 9.7001 | 6155.5631 | 6141.585 | 6127.6386 | 6113.7238 | 6099.8406 | 6085.989 | 6072.1688 | 6058.3801 | 6044.6226 | 6030.8963 | 0 | 0 | 0 | 0 | 0 | 0 | 0 | 0 | 0 | 0 | 0 | 0 | 0 | 0 | 60930.408 | 0 | 0 | 0 | 0 | 0 | 0 | 0 | 0 | 0 | 0 | 0 | 0 | 0 | 0 | 0 | 0 | 0 | 0 | 0 | 0 | 0.003628% | 0.1184 | 0.23654 | 0.35441 | 0.47201 | 0.58934 | 0.70641 | 0.82321 | 0.93974 | 1.056 | 1.172 | 1.172 | 1.172 | 1.172 | 1.172 | 1.172 | 1.172 | 1.172 | 1.172 | 1.172 | 1.172 | 1.172 | 1.172 | 1.172 | 1.172
No | ResMFWeatherization_v3_4 | Cadmus Measure_InputOutput | RTF Workbook: ResMFWeatherization_3_4 | 2020 | Retro | 2022 | 2045 | PSE | Residential | Multifamily | Electric | Per square foot of window area - Heat Pump - U35 Baseline |  |  | Windows_U35 - U22_HZ1_Heat Pump |  | 1.1887 | 45 | 2.3265 | 0 |  | 0 | 0 |  | 0 |  | 0 |  | 0 |  | 0 |  | 0 | Heat Pump | Heat Pump | Window | ResSpHtHPZ1 | 0.03002% | 1.025% | 0% | 104.0539 |  | 4.747% | 2.222% | 85% | 6.8% | 0.2% | 2.4582 | 0.052534 | 0.25108 | 2.0801 | 0 | 0 | 0 | 2.2417 | 0 |  | 0.16156 | 0 | 0.16156 | 10. $0.150 to $0.175 | 0 | 0 | 01. ($9,999.00) to $0.22 | 1 | 919.1604 | 917.0732 | 914.9907 | 912.9129 | 910.8399 | 908.7715 | 906.7078 | 904.6489 | 902.5946 | 900.545 | 0 | 0 | 0 | 0 | 0 | 0 | 0 | 0 | 0 | 0 | 0 | 0 | 0 | 0 | 1092.5787 | 1090.0976 | 1087.6222 | 1085.1524 | 1082.6882 | 1080.2296 | 1077.7766 | 1075.3292 | 1072.8873 | 1070.451 | 0 | 0 | 0 | 0 | 0 | 0 | 0 | 0 | 0 | 0 | 0 | 0 | 0 | 0 | 10814.8129 | 1092.5787 | 2182.6763 | 3270.2985 | 4355.4509 | 5438.1391 | 6518.3688 | 7596.1454 | 8671.4746 | 9744.3619 | 10814.8129 | 10814.8129 | 10814.8129 | 10814.8129 | 10814.8129 | 10814.8129 | 10814.8129 | 10814.8129 | 10814.8129 | 10814.8129 | 10814.8129 | 10814.8129 | 10814.8129 | 10814.8129 | 10814.8129 | 0 | 0 | 0 | 0 | 0 | 0 | 0 | 0 | 0 | 0 | 0 | 0 | 0 | 0 | 0 | 0 | 0 | 0 | 0 | 0 | 0 | 0 | 0 | 0 | 0 | 0 | 0 | 0 | 0 | 0 | 0 | 0 | 0 | 0 | 0 | 0 | 0 | 0 | 0 | 0 | 0 | 0 | 0 | 0 | 0 | 0 | 0 | 0 | 0 | 0 | 0 | 0 | 0 | 0 | 0 | 0 | 0 | 0 | 0 | 0 | 0 | 0.32803 | 0.65532 | 0.98187 | 1.3077 | 1.6327 | 1.9571 | 2.2806 | 2.6035 | 2.9256 | 3.247 | 3.247 | 3.247 | 3.247 | 3.247 | 3.247 | 3.247 | 3.247 | 3.247 | 3.247 | 3.247 | 3.247 | 3.247 | 3.247 | 3.247 | 2060.5117 | 2055.8327 | 2051.1643 | 2046.5064 | 2041.8592 | 2037.2225 | 2032.5963 | 2027.9807 | 2023.3755 | 2018.7808 | 0 | 0 | 0 | 0 | 0 | 0 | 0 | 0 | 0 | 0 | 0 | 0 | 0 | 0 | 20395.8301 | 0 | 0 | 0 | 0 | 0 | 0 | 0 | 0 | 0 | 0 | 0 | 0 | 0 | 0 | 0 | 0 | 0 | 0 | 0 | 0 | 0.003628% | 0.039635 | 0.079179 | 0.11863 | 0.158 | 0.19728 | 0.23646 | 0.27556 | 0.31457 | 0.35349 | 0.39232 | 0.39232 | 0.39232 | 0.39232 | 0.39232 | 0.39232 | 0.39232 | 0.39232 | 0.39232 | 0.39232 | 0.39232 | 0.39232 | 0.39232 | 0.39232 | 0.39232
No | ResMFWeatherization_v3_4 | Cadmus Measure_InputOutput | RTF Workbook: ResMFWeatherization_3_4 | 2020 | Retro | 2022 | 2045 | PSE | Residential | Multifamily | Electric | Per square foot of window area - Heat Pump - Single Pane - U30 |  |  | Windows_Single Pane - U30_HZ1_Heat Pump |  | 11.8537 | 45 | 20.0862 | 0 |  | 0 | 0 |  | 0 |  | 0 |  | 0 |  | 0 |  | 0 | Heat Pump | Heat Pump | Window | ResSpHtHPZ1 | 0.03002% | 1.025% | 0% | 104.0539 |  | 15.19% | 2.222% | 85% | 6.8% | 0.2% | 24.5139 | 0.52388 | 2.5038 | 17.9588 | 0 | 0 | 0 | 18.9484 | 0 |  | 0.13694 | 0 | 0.13694 | 09. $0.130 to $0.150 | 1 | 0 | 01. ($9,999.00) to $0.22 | 1 | 2941.3134 | 2934.6342 | 2927.9702 | 2921.3213 | 2914.6875 | 2908.0688 | 2901.4651 | 2894.8764 | 2888.3027 | 2881.7439 | 0 | 0 | 0 | 0 | 0 | 0 | 0 | 0 | 0 | 0 | 0 | 0 | 0 | 0 | 34865.3511 | 34786.1782 | 34707.1851 | 34628.3714 | 34549.7367 | 34471.2806 | 34393.0026 | 34314.9023 | 34236.9794 | 34159.2335 | 0 | 0 | 0 | 0 | 0 | 0 | 0 | 0 | 0 | 0 | 0 | 0 | 0 | 0 | 345112.221 | 34865.3511 | 69651.5293 | 104358.7144 | 138987.0859 | 173536.8226 | 208008.1032 | 242401.1057 | 276716.0081 | 310952.9875 | 345112.221 | 345112.221 | 345112.221 | 345112.221 | 345112.221 | 345112.221 | 345112.221 | 345112.221 | 345112.221 | 345112.221 | 345112.221 | 345112.221 | 345112.221 | 345112.221 | 345112.221 | 0 | 0 | 0 | 0 | 0 | 0 | 0 | 0 | 0 | 0 | 0 | 0 | 0 | 0 | 0 | 0 | 0 | 0 | 0 | 0 | 0 | 0 | 0 | 0 | 0 | 0 | 0 | 0 | 0 | 0 | 0 | 0 | 0 | 0 | 0 | 0 | 0 | 0 | 0 | 0 | 0 | 0 | 0 | 0 | 0 | 0 | 0 | 0 | 0 | 0 | 0 | 0 | 0 | 0 | 0 | 0 | 0 | 0 | 0 | 0 | 0 | 10.4679 | 20.912 | 31.3324 | 41.7291 | 52.1022 | 62.4518 | 72.7778 | 83.0804 | 93.3596 | 103.6155 | 103.6155 | 103.6155 | 103.6155 | 103.6155 | 103.6155 | 103.6155 | 103.6155 | 103.6155 | 103.6155 | 103.6155 | 103.6155 | 103.6155 | 103.6155 | 103.6155 | 55733.1854 | 55606.6255 | 55480.353 | 55354.3672 | 55228.6675 | 55103.2533 | 54978.1238 | 54853.2785 | 54728.7167 | 54604.4378 | 0 | 0 | 0 | 0 | 0 | 0 | 0 | 0 | 0 | 0 | 0 | 0 | 0 | 0 | 551671.0086 | 0 | 0 | 0 | 0 | 0 | 0 | 0 | 0 | 0 | 0 | 0 | 0 | 0 | 0 | 0 | 0 | 0 | 0 | 0 | 0 | 0.003628% | 1.2648 | 2.5267 | 3.7857 | 5.0419 | 6.2953 | 7.5458 | 8.7934 | 10.0382 | 11.2802 | 12.5194 | 12.5194 | 12.5194 | 12.5194 | 12.5194 | 12.5194 | 12.5194 | 12.5194 | 12.5194 | 12.5194 | 12.5194 | 12.5194 | 12.5194 | 12.5194 | 12.5194
No | ResMFWeatherization_v3_4 | Cadmus Measure_InputOutput | RTF Workbook: ResMFWeatherization_3_4 | 2020 | Retro | 2022 | 2045 | PSE | Residential | Multifamily | Electric | Per square foot of window area - Heat Pump - Double Pane - U230 |  |  | Windows_Double Pane - U30_HZ1_Heat Pump |  | 6.181 | 45 | 20.0862 | 0 |  | 0 | 0 |  | 0 |  | 0 |  | 0 |  | 0 |  | 0 | Heat Pump | Heat Pump | Window | ResSpHtHPZ1 | 0.03002% | 1.025% | 0% | 104.0539 |  | 45.38% | 2.222% | 85% | 6.8% | 0.2% | 12.7826 | 0.27317 | 1.3056 | 17.9588 | 0 | 0 | 0 | 20.3973 | 0 |  | 0.28269 | 0 | 0.28269 | 13. $0.225 to $99,999.000 | 0 | 0 | 01. ($9,999.00) to $0.22 | 1 | 8786.866 | 8766.9126 | 8747.0046 | 8727.1417 | 8707.3239 | 8687.5512 | 8667.8234 | 8648.1403 | 8628.502 | 8608.9082 | 0 | 0 | 0 | 0 | 0 | 0 | 0 | 0 | 0 | 0 | 0 | 0 | 0 | 0 | 54311.4978 | 54188.1663 | 54065.1148 | 53942.3428 | 53819.8496 | 53697.6345 | 53575.697 | 53454.0363 | 53332.6519 | 53211.5432 | 0 | 0 | 0 | 0 | 0 | 0 | 0 | 0 | 0 | 0 | 0 | 0 | 0 | 0 | 537598.5342 | 54311.4978 | 108499.6641 | 162564.7789 | 216507.1217 | 270326.9713 | 324024.6058 | 377600.3028 | 431054.3391 | 484386.991 | 537598.5342 | 537598.5342 | 537598.5342 | 537598.5342 | 537598.5342 | 537598.5342 | 537598.5342 | 537598.5342 | 537598.5342 | 537598.5342 | 537598.5342 | 537598.5342 | 537598.5342 | 537598.5342 | 537598.5342 | 0 | 0 | 0 | 0 | 0 | 0 | 0 | 0 | 0 | 0 | 0 | 0 | 0 | 0 | 0 | 0 | 0 | 0 | 0 | 0 | 0 | 0 | 0 | 0 | 0 | 0 | 0 | 0 | 0 | 0 | 0 | 0 | 0 | 0 | 0 | 0 | 0 | 0 | 0 | 0 | 0 | 0 | 0 | 0 | 0 | 0 | 0 | 0 | 0 | 0 | 0 | 0 | 0 | 0 | 0 | 0 | 0 | 0 | 0 | 0 | 0 | 16.3063 | 32.5756 | 48.808 | 65.0035 | 81.1622 | 97.2842 | 113.3696 | 129.4185 | 145.431 | 161.4071 | 161.4071 | 161.4071 | 161.4071 | 161.4071 | 161.4071 | 161.4071 | 161.4071 | 161.4071 | 161.4071 | 161.4071 | 161.4071 | 161.4071 | 161.4071 | 161.4071 | 179228.4931 | 178821.4979 | 178415.4268 | 178010.2779 | 177606.049 | 177202.738 | 176800.3429 | 176398.8615 | 175998.2918 | 175598.6318 | 0 | 0 | 0 | 0 | 0 | 0 | 0 | 0 | 0 | 0 | 0 | 0 | 0 | 0 | 1774080.6105 | 0 | 0 | 0 | 0 | 0 | 0 | 0 | 0 | 0 | 0 | 0 | 0 | 0 | 0 | 0 | 0 | 0 | 0 | 0 | 0 | 0.003628% | 1.9702 | 3.936 | 5.8972 | 7.8541 | 9.8065 | 11.7544 | 13.6979 | 15.6371 | 17.5718 | 19.5021 | 19.5021 | 19.5021 | 19.5021 | 19.5021 | 19.5021 | 19.5021 | 19.5021 | 19.5021 | 19.5021 | 19.5021 | 19.5021 | 19.5021 | 19.5021 | 19.5021
No | ResMFWeatherization_v3_4 | Cadmus Measure_InputOutput | RTF Workbook: ResMFWeatherization_3_4 | 2020 | Retro | 2022 | 2045 | PSE | Residential | Multifamily | Electric | Per square foot of window area - Heat Pump - U35 Baseline |  |  | Windows_U35 - U30_HZ1_Heat Pump |  | 0.4641 | 45 | 1.6278 | 0 |  | 0 | 0 |  | 0 |  | 0 |  | 0 |  | 0 |  | 0 | Heat Pump | Heat Pump | Window | ResSpHtHPZ1 | 0.03002% | 1.025% | 0% | 104.0539 |  | 18.99% | 2.222% | 85% | 6.8% | 0.2% | 0.95978 | 0.020511 | 0.098029 | 1.4554 | 0 | 0 | 0 | 1.6624 | 0 |  | 0.30685 | 0 | 0.30685 | 13. $0.225 to $99,999.000 | 0 | 0 | 01. ($9,999.00) to $0.22 | 1 | 3676.6418 | 3668.2928 | 3659.9627 | 3651.6516 | 3643.3594 | 3635.086 | 3626.8314 | 3618.5955 | 3610.3783 | 3602.1798 | 0 | 0 | 0 | 0 | 0 | 0 | 0 | 0 | 0 | 0 | 0 | 0 | 0 | 0 | 1706.3334 | 1702.4586 | 1698.5926 | 1694.7355 | 1690.887 | 1687.0473 | 1683.2163 | 1679.3941 | 1675.5805 | 1671.7755 | 0 | 0 | 0 | 0 | 0 | 0 | 0 | 0 | 0 | 0 | 0 | 0 | 0 | 0 | 16890.0209 | 1706.3334 | 3408.792 | 5107.3847 | 6802.1201 | 8493.0071 | 10180.0544 | 11863.2708 | 13542.6649 | 15218.2453 | 16890.0209 | 16890.0209 | 16890.0209 | 16890.0209 | 16890.0209 | 16890.0209 | 16890.0209 | 16890.0209 | 16890.0209 | 16890.0209 | 16890.0209 | 16890.0209 | 16890.0209 | 16890.0209 | 16890.0209 | 0 | 0 | 0 | 0 | 0 | 0 | 0 | 0 | 0 | 0 | 0 | 0 | 0 | 0 | 0 | 0 | 0 | 0 | 0 | 0 | 0 | 0 | 0 | 0 | 0 | 0 | 0 | 0 | 0 | 0 | 0 | 0 | 0 | 0 | 0 | 0 | 0 | 0 | 0 | 0 | 0 | 0 | 0 | 0 | 0 | 0 | 0 | 0 | 0 | 0 | 0 | 0 | 0 | 0 | 0 | 0 | 0 | 0 | 0 | 0 | 0 | 0.5123 | 1.0234 | 1.5334 | 2.0422 | 2.5499 | 3.0564 | 3.5618 | 4.066 | 4.5691 | 5.071 | 5.071 | 5.071 | 5.071 | 5.071 | 5.071 | 5.071 | 5.071 | 5.071 | 5.071 | 5.071 | 5.071 | 5.071 | 5.071 | 5.071 | 6112.0448 | 6098.1655 | 6084.3177 | 6070.5013 | 6056.7163 | 6042.9626 | 6029.2401 | 6015.5488 | 6001.8886 | 5988.2594 | 0 | 0 | 0 | 0 | 0 | 0 | 0 | 0 | 0 | 0 | 0 | 0 | 0 | 0 | 60499.645 | 0 | 0 | 0 | 0 | 0 | 0 | 0 | 0 | 0 | 0 | 0 | 0 | 0 | 0 | 0 | 0 | 0 | 0 | 0 | 0 | 0.003628% | 0.061899 | 0.12366 | 0.18528 | 0.24676 | 0.30809 | 0.36929 | 0.43036 | 0.49128 | 0.55206 | 0.61271 | 0.61271 | 0.61271 | 0.61271 | 0.61271 | 0.61271 | 0.61271 | 0.61271 | 0.61271 | 0.61271 | 0.61271 | 0.61271 | 0.61271 | 0.61271 | 0.61271
No | ResMFWeatherization_v3_4 | Cadmus Measure_InputOutput | RTF Workbook: ResMFWeatherization_3_4 | 2020 | Retro | 2022 | 2045 | PSE | Residential | Multifamily | Electric | Per square foot of door area - Heat Pump |  |  | Insulated Door_R2.5 - R5_HZ1_Heat Pump |  | 1.233 | 45 | 19.8492 | 0 |  | 0 | 0 |  | 0 |  | 0 |  | 0 |  | 0 |  | 0 | Heat Pump | Heat Pump | Door | ResSpHtHPZ1 | 0.03002% | 1.025% | 0% | 21 |  | 69.08% | 2.222% | 85% | 6.8% | 0.2% | 2.55 | 0.054495 | 0.26045 | 17.7469 | 0 | 0 | 0 | 21.4018 | 0 |  | 1.4869 | 0 | 1.4869 | 13. $0.225 to $99,999.000 | 0 | 0 | 01. ($9,999.00) to $0.22 | 1 | 2699.6955 | 2693.565 | 2687.4484 | 2681.3457 | 2675.2568 | 2669.1818 | 2663.1206 | 2657.0731 | 2651.0394 | 2645.0193 | 0 | 0 | 0 | 0 | 0 | 0 | 0 | 0 | 0 | 0 | 0 | 0 | 0 | 0 | 3328.8001 | 3321.241 | 3313.6991 | 3306.1743 | 3298.6665 | 3291.1759 | 3283.7022 | 3276.2455 | 3268.8058 | 3261.3829 | 0 | 0 | 0 | 0 | 0 | 0 | 0 | 0 | 0 | 0 | 0 | 0 | 0 | 0 | 32949.8932 | 3328.8001 | 6650.0411 | 9963.7402 | 13269.9144 | 16568.581 | 19859.7568 | 23143.4591 | 26419.7046 | 29688.5103 | 32949.8932 | 32949.8932 | 32949.8932 | 32949.8932 | 32949.8932 | 32949.8932 | 32949.8932 | 32949.8932 | 32949.8932 | 32949.8932 | 32949.8932 | 32949.8932 | 32949.8932 | 32949.8932 | 32949.8932 | 0 | 0 | 0 | 0 | 0 | 0 | 0 | 0 | 0 | 0 | 0 | 0 | 0 | 0 | 0 | 0 | 0 | 0 | 0 | 0 | 0 | 0 | 0 | 0 | 0 | 0 | 0 | 0 | 0 | 0 | 0 | 0 | 0 | 0 | 0 | 0 | 0 | 0 | 0 | 0 | 0 | 0 | 0 | 0 | 0 | 0 | 0 | 0 | 0 | 0 | 0 | 0 | 0 | 0 | 0 | 0 | 0 | 0 | 0 | 0 | 0 | 0.99943 | 1.9966 | 2.9915 | 3.9841 | 4.9745 | 5.9626 | 6.9485 | 7.9322 | 8.9136 | 9.8928 | 9.8928 | 9.8928 | 9.8928 | 9.8928 | 9.8928 | 9.8928 | 9.8928 | 9.8928 | 9.8928 | 9.8928 | 9.8928 | 9.8928 | 9.8928 | 9.8928 | 57778.4182 | 57647.2139 | 57516.3076 | 57385.6986 | 57255.3861 | 57125.3695 | 56995.6482 | 56866.2215 | 56737.0887 | 56608.2491 | 0 | 0 | 0 | 0 | 0 | 0 | 0 | 0 | 0 | 0 | 0 | 0 | 0 | 0 | 571915.6014 | 0 | 0 | 0 | 0 | 0 | 0 | 0 | 0 | 0 | 0 | 0 | 0 | 0 | 0 | 0 | 0 | 0 | 0 | 0 | 0 | 0.003628% | 0.12076 | 0.24124 | 0.36145 | 0.48138 | 0.60105 | 0.72044 | 0.83956 | 0.95841 | 1.077 | 1.1953 | 1.1953 | 1.1953 | 1.1953 | 1.1953 | 1.1953 | 1.1953 | 1.1953 | 1.1953 | 1.1953 | 1.1953 | 1.1953 | 1.1953 | 1.1953 | 1.1953
No | ResMFWeatherization_v3_4 | Cadmus Measure_InputOutput | RTF Workbook: ResMFWeatherization_3_4 | 2020 | Retro | 2022 | 2045 | PSE | Residential | Multifamily | Electric | Per square foot of storm window area - Single Pane Wood Frame - Heat Pump |  |  | Low E Storm Window_Single Pane Wood Frame_HZ1_Heat Pump |  | 6.5226 | 20 | 11.1917 | 0 |  | 0 | 0 |  | 0 |  | 0 |  | 0 |  | 0 |  | 0 | Heat Pump | Heat Pump | Storm Window | ResSpHtHPZ1 | 0.03002% | 1.025% | 0% | 52.0269 |  | 2.806% | 5% | 85% | 6.8% | 0.2% | 5.6898 | 0.28827 | 0.59781 | 12.2057 | 0 | 0 | 0 | 13.5579 | 0 |  | 0.17806 | 0 | 0.17806 | 11. $0.175 to $0.200 | 0 | 0 | 01. ($9,999.00) to $0.22 | 1 | 271.663 | 271.0461 | 270.4306 | 269.8165 | 269.2038 | 268.5925 | 267.9825 | 267.374 | 266.7668 | 266.1611 | 0 | 0 | 0 | 0 | 0 | 0 | 0 | 0 | 0 | 0 | 0 | 0 | 0 | 0 | 1771.9582 | 1767.9344 | 1763.9197 | 1759.9142 | 1755.9177 | 1751.9304 | 1747.9521 | 1743.9828 | 1740.0225 | 1736.0712 | 0 | 0 | 0 | 0 | 0 | 0 | 0 | 0 | 0 | 0 | 0 | 0 | 0 | 0 | 17539.6031 | 1771.9582 | 3539.8925 | 5303.8123 | 7063.7264 | 8819.6442 | 10571.5745 | 12319.5266 | 14063.5094 | 15803.5319 | 17539.6031 | 17539.6031 | 17539.6031 | 17539.6031 | 17539.6031 | 17539.6031 | 17539.6031 | 17539.6031 | 17539.6031 | 17539.6031 | 17539.6031 | 17539.6031 | 17539.6031 | 17539.6031 | 17539.6031 | 0 | 0 | 0 | 0 | 0 | 0 | 0 | 0 | 0 | 0 | 0 | 0 | 0 | 0 | 0 | 0 | 0 | 0 | 0 | 0 | 0 | 0 | 0 | 0 | 0 | 0 | 0 | 0 | 0 | 0 | 0 | 0 | 0 | 0 | 0 | 0 | 0 | 0 | 0 | 0 | 0 | 0 | 0 | 0 | 0 | 0 | 0 | 0 | 0 | 0 | 0 | 0 | 0 | 0 | 0 | 0 | 0 | 0 | 0 | 0 | 0 | 0.53201 | 1.0628 | 1.5924 | 2.1208 | 2.648 | 3.174 | 3.6988 | 4.2224 | 4.7448 | 5.266 | 5.266 | 5.266 | 5.266 | 5.266 | 5.266 | 5.266 | 5.266 | 5.266 | 5.266 | 5.266 | 5.266 | 5.266 | 5.266 | 5.266 | 3683.1844 | 3674.8205 | 3666.4757 | 3658.1498 | 3649.8428 | 3641.5547 | 3633.2854 | 3625.0348 | 3616.803 | 3608.5899 | 0 | 0 | 0 | 0 | 0 | 0 | 0 | 0 | 0 | 0 | 0 | 0 | 0 | 0 | 36457.7409 | 0 | 0 | 0 | 0 | 0 | 0 | 0 | 0 | 0 | 0 | 0 | 0 | 0 | 0 | 0 | 0 | 0 | 0 | 0 | 0 | 0.003628% | 0.06428 | 0.12841 | 0.1924 | 0.25625 | 0.31994 | 0.3835 | 0.44691 | 0.51017 | 0.57329 | 0.63627 | 0.63627 | 0.63627 | 0.63627 | 0.63627 | 0.63627 | 0.63627 | 0.63627 | 0.63627 | 0.63627 | 0.63627 | 0.63627 | 0.63627 | 0.63627 | 0.63627
No | ResMFWeatherization_v3_4 | Cadmus Measure_InputOutput | RTF Workbook: ResMFWeatherization_3_4 | 2020 | Retro | 2022 | 2045 | PSE | Residential | Multifamily | Electric | Per square foot of storm window area - Single Pane Metal Frame - Heat Pump |  |  | Low E Storm Window_Single Pane Metal Frame_HZ1_Heat Pump |  | 8.6466 | 20 | 11.1917 | 0 |  | 0 | 0 |  | 0 |  | 0 |  | 0 |  | 0 |  | 0 | Heat Pump | Heat Pump | Storm Window | ResSpHtHPZ1 | 0.03002% | 1.025% | 0% | 52.0269 |  | 2.806% | 5% | 85% | 6.8% | 0.2% | 7.5426 | 0.38214 | 0.79248 | 12.2057 | 0 | 0 | 0 | 13.2694 | 0 |  | 0.13146 | 0 | 0.13146 | 09. $0.130 to $0.150 | 1 | 0 | 01. ($9,999.00) to $0.22 | 1 | 271.663 | 271.0461 | 270.4306 | 269.8165 | 269.2038 | 268.5925 | 267.9825 | 267.374 | 266.7668 | 266.1611 | 0 | 0 | 0 | 0 | 0 | 0 | 0 | 0 | 0 | 0 | 0 | 0 | 0 | 0 | 2348.9651 | 2343.6311 | 2338.3091 | 2332.9992 | 2327.7014 | 2322.4156 | 2317.1418 | 2311.88 | 2306.6302 | 2301.3922 | 0 | 0 | 0 | 0 | 0 | 0 | 0 | 0 | 0 | 0 | 0 | 0 | 0 | 0 | 23251.0658 | 2348.9651 | 4692.5962 | 7030.9053 | 9363.9045 | 11691.6059 | 14014.0215 | 16331.1633 | 18643.0434 | 20949.6735 | 23251.0658 | 23251.0658 | 23251.0658 | 23251.0658 | 23251.0658 | 23251.0658 | 23251.0658 | 23251.0658 | 23251.0658 | 23251.0658 | 23251.0658 | 23251.0658 | 23251.0658 | 23251.0658 | 23251.0658 | 0 | 0 | 0 | 0 | 0 | 0 | 0 | 0 | 0 | 0 | 0 | 0 | 0 | 0 | 0 | 0 | 0 | 0 | 0 | 0 | 0 | 0 | 0 | 0 | 0 | 0 | 0 | 0 | 0 | 0 | 0 | 0 | 0 | 0 | 0 | 0 | 0 | 0 | 0 | 0 | 0 | 0 | 0 | 0 | 0 | 0 | 0 | 0 | 0 | 0 | 0 | 0 | 0 | 0 | 0 | 0 | 0 | 0 | 0 | 0 | 0 | 0.70525 | 1.4089 | 2.1109 | 2.8114 | 3.5103 | 4.2075 | 4.9032 | 5.5973 | 6.2899 | 6.9808 | 6.9808 | 6.9808 | 6.9808 | 6.9808 | 6.9808 | 6.9808 | 6.9808 | 6.9808 | 6.9808 | 6.9808 | 6.9808 | 6.9808 | 6.9808 | 6.9808 | 3604.7994 | 3596.6135 | 3588.4463 | 3580.2976 | 3572.1674 | 3564.0556 | 3555.9623 | 3547.8874 | 3539.8308 | 3531.7924 | 0 | 0 | 0 | 0 | 0 | 0 | 0 | 0 | 0 | 0 | 0 | 0 | 0 | 0 | 35681.8526 | 0 | 0 | 0 | 0 | 0 | 0 | 0 | 0 | 0 | 0 | 0 | 0 | 0 | 0 | 0 | 0 | 0 | 0 | 0 | 0 | 0.003628% | 0.085212 | 0.17023 | 0.25506 | 0.33969 | 0.42413 | 0.50838 | 0.59243 | 0.6763 | 0.75998 | 0.84346 | 0.84346 | 0.84346 | 0.84346 | 0.84346 | 0.84346 | 0.84346 | 0.84346 | 0.84346 | 0.84346 | 0.84346 | 0.84346 | 0.84346 | 0.84346 | 0.84346
No | ResMFWeatherization_v3_4 | Cadmus Measure_InputOutput | RTF Workbook: ResMFWeatherization_3_4 | 2020 | Retro | 2022 | 2045 | PSE | Residential | Multifamily | Electric | Per square foot of storm window area - Double Pane Metal Frame - Heat Pump |  |  | Low E Storm Window_Double Pane Metal Frame_HZ1_Heat Pump |  | 4.1276 | 20 | 11.1917 | 0 |  | 0 | 0 |  | 0 |  | 0 |  | 0 |  | 0 |  | 0 | Heat Pump | Heat Pump | Storm Window | ResSpHtHPZ1 | 0.03002% | 1.025% | 0% | 52.0269 |  | 16.76% | 5% | 85% | 6.8% | 0.2% | 3.6006 | 0.18242 | 0.3783 | 12.2057 | 0 | 0 | 0 | 13.8833 | 0 |  | 0.28813 | 0 | 0.28813 | 13. $0.225 to $99,999.000 | 0 | 0 | 01. ($9,999.00) to $0.22 | 1 | 1623.1294 | 1619.4436 | 1615.7661 | 1612.097 | 1608.4362 | 1604.7838 | 1601.1396 | 1597.5037 | 1593.8761 | 1590.2567 | 0 | 0 | 0 | 0 | 0 | 0 | 0 | 0 | 0 | 0 | 0 | 0 | 0 | 0 | 6699.5907 | 6684.3772 | 6669.1982 | 6654.0536 | 6638.9435 | 6623.8677 | 6608.8261 | 6593.8186 | 6578.8453 | 6563.9059 | 0 | 0 | 0 | 0 | 0 | 0 | 0 | 0 | 0 | 0 | 0 | 0 | 0 | 0 | 66315.4268 | 6699.5907 | 13383.9679 | 20053.1661 | 26707.2198 | 33346.1633 | 39970.0309 | 46578.857 | 53172.6756 | 59751.5209 | 66315.4268 | 66315.4268 | 66315.4268 | 66315.4268 | 66315.4268 | 66315.4268 | 66315.4268 | 66315.4268 | 66315.4268 | 66315.4268 | 66315.4268 | 66315.4268 | 66315.4268 | 66315.4268 | 66315.4268 | 0 | 0 | 0 | 0 | 0 | 0 | 0 | 0 | 0 | 0 | 0 | 0 | 0 | 0 | 0 | 0 | 0 | 0 | 0 | 0 | 0 | 0 | 0 | 0 | 0 | 0 | 0 | 0 | 0 | 0 | 0 | 0 | 0 | 0 | 0 | 0 | 0 | 0 | 0 | 0 | 0 | 0 | 0 | 0 | 0 | 0 | 0 | 0 | 0 | 0 | 0 | 0 | 0 | 0 | 0 | 0 | 0 | 0 | 0 | 0 | 0 | 2.0115 | 4.0184 | 6.0207 | 8.0185 | 10.0118 | 12.0005 | 13.9847 | 15.9644 | 17.9396 | 19.9104 | 19.9104 | 19.9104 | 19.9104 | 19.9104 | 19.9104 | 19.9104 | 19.9104 | 19.9104 | 19.9104 | 19.9104 | 19.9104 | 19.9104 | 19.9104 | 19.9104 | 22534.3616 | 22483.1901 | 22432.1349 | 22381.1956 | 22330.372 | 22279.6638 | 22229.0707 | 22178.5926 | 22128.229 | 22077.9799 | 0 | 0 | 0 | 0 | 0 | 0 | 0 | 0 | 0 | 0 | 0 | 0 | 0 | 0 | 223054.7903 | 0 | 0 | 0 | 0 | 0 | 0 | 0 | 0 | 0 | 0 | 0 | 0 | 0 | 0 | 0 | 0 | 0 | 0 | 0 | 0 | 0.003628% | 0.24304 | 0.48552 | 0.72745 | 0.96884 | 1.2097 | 1.45 | 1.6897 | 1.9289 | 2.1676 | 2.4057 | 2.4057 | 2.4057 | 2.4057 | 2.4057 | 2.4057 | 2.4057 | 2.4057 | 2.4057 | 2.4057 | 2.4057 | 2.4057 | 2.4057 | 2.4057 | 2.4057
No | ResMFWeatherization_v3_4 | Cadmus Measure_InputOutput | RTF Workbook: ResMFWeatherization_3_4 | 2020 | Retro | 2022 | 2045 | PSE | Residential | Multifamily | Electric | Per square foot of window area - DHP - Single Pane - U22 |  |  | Windows_Single Pane - U22_HZ1_DHP |  | 1.4547 | 45 | 2.3265 | 0 |  | 0 | 0 |  | 0 |  | 0 |  | 0 |  | 0 |  | 0 | Heat Pump | Ductless Heat Pump | Window | ResSpHtHPZ1 | 0.03002% | 0.5025% | 0% | 104.0539 |  | 4.747% | 2.222% | 85% | 6.8% | 0.2% | 3.0084 | 0.064293 | 0.30727 | 2.0801 | 0 | 0 | 0 | 2.1738 | 0 |  | 0.12801 | 0 | 0.12801 | 08. $0.115 to $0.130 | 1 | 0 | 01. ($9,999.00) to $0.22 | 1 | 450.7071 | 449.6836 | 448.6625 | 447.6437 | 446.6271 | 445.6129 | 444.601 | 443.5914 | 442.5841 | 441.5791 | 0 | 0 | 0 | 0 | 0 | 0 | 0 | 0 | 0 | 0 | 0 | 0 | 0 | 0 | 655.6558 | 654.167 | 652.6815 | 651.1993 | 649.7206 | 648.2452 | 646.7731 | 645.3044 | 643.8391 | 642.377 | 0 | 0 | 0 | 0 | 0 | 0 | 0 | 0 | 0 | 0 | 0 | 0 | 0 | 0 | 6489.963 | 655.6558 | 1309.8228 | 1962.5042 | 2613.7036 | 3263.4241 | 3911.6693 | 4558.4425 | 5203.7469 | 5847.586 | 6489.963 | 6489.963 | 6489.963 | 6489.963 | 6489.963 | 6489.963 | 6489.963 | 6489.963 | 6489.963 | 6489.963 | 6489.963 | 6489.963 | 6489.963 | 6489.963 | 6489.963 | 0 | 0 | 0 | 0 | 0 | 0 | 0 | 0 | 0 | 0 | 0 | 0 | 0 | 0 | 0 | 0 | 0 | 0 | 0 | 0 | 0 | 0 | 0 | 0 | 0 | 0 | 0 | 0 | 0 | 0 | 0 | 0 | 0 | 0 | 0 | 0 | 0 | 0 | 0 | 0 | 0 | 0 | 0 | 0 | 0 | 0 | 0 | 0 | 0 | 0 | 0 | 0 | 0 | 0 | 0 | 0 | 0 | 0 | 0 | 0 | 0 | 0.19685 | 0.39326 | 0.58922 | 0.78473 | 0.9798 | 1.1744 | 1.3686 | 1.5624 | 1.7557 | 1.9485 | 1.9485 | 1.9485 | 1.9485 | 1.9485 | 1.9485 | 1.9485 | 1.9485 | 1.9485 | 1.9485 | 1.9485 | 1.9485 | 1.9485 | 1.9485 | 1.9485 | 979.7364 | 977.5116 | 975.2918 | 973.0771 | 970.8674 | 968.6628 | 966.4631 | 964.2685 | 962.0788 | 959.8941 | 0 | 0 | 0 | 0 | 0 | 0 | 0 | 0 | 0 | 0 | 0 | 0 | 0 | 0 | 9697.8516 | 0 | 0 | 0 | 0 | 0 | 0 | 0 | 0 | 0 | 0 | 0 | 0 | 0 | 0 | 0 | 0 | 0 | 0 | 0 | 0 | 0.003628% | 0.023785 | 0.047516 | 0.071192 | 0.094815 | 0.11838 | 0.1419 | 0.16536 | 0.18877 | 0.21213 | 0.23543 | 0.23543 | 0.23543 | 0.23543 | 0.23543 | 0.23543 | 0.23543 | 0.23543 | 0.23543 | 0.23543 | 0.23543 | 0.23543 | 0.23543 | 0.23543 | 0.23543
No | ResMFWeatherization_v3_4 | Cadmus Measure_InputOutput | RTF Workbook: ResMFWeatherization_3_4 | 2020 | Retro | 2022 | 2045 | PSE | Residential | Multifamily | Electric | Per square foot of window area - DHP - Double Pane - U22 |  |  | Windows_Double Pane - U22_HZ1_DHP |  | 1.4547 | 45 | 2.3265 | 0 |  | 0 | 0 |  | 0 |  | 0 |  | 0 |  | 0 |  | 0 | Heat Pump | Ductless Heat Pump | Window | ResSpHtHPZ1 | 0.03002% | 0.5025% | 0% | 104.0539 |  | 14.18% | 2.222% | 85% | 6.8% | 0.2% | 3.0084 | 0.064293 | 0.30727 | 2.0801 | 0 | 0 | 0 | 2.1738 | 0 |  | 0.12801 | 0 | 0.12801 | 08. $0.115 to $0.130 | 1 | 0 | 01. ($9,999.00) to $0.22 | 1 | 1346.4404 | 1343.3828 | 1340.3323 | 1337.2886 | 1334.2519 | 1331.222 | 1328.1991 | 1325.183 | 1322.1737 | 1319.1713 | 0 | 0 | 0 | 0 | 0 | 0 | 0 | 0 | 0 | 0 | 0 | 0 | 0 | 0 | 1958.7032 | 1954.2553 | 1949.8175 | 1945.3899 | 1940.9722 | 1936.5646 | 1932.1671 | 1927.7795 | 1923.4018 | 1919.0341 | 0 | 0 | 0 | 0 | 0 | 0 | 0 | 0 | 0 | 0 | 0 | 0 | 0 | 0 | 19388.0852 | 1958.7032 | 3912.9585 | 5862.776 | 7808.1659 | 9749.1381 | 11685.7028 | 13617.8698 | 15545.6493 | 17469.0511 | 19388.0852 | 19388.0852 | 19388.0852 | 19388.0852 | 19388.0852 | 19388.0852 | 19388.0852 | 19388.0852 | 19388.0852 | 19388.0852 | 19388.0852 | 19388.0852 | 19388.0852 | 19388.0852 | 19388.0852 | 0 | 0 | 0 | 0 | 0 | 0 | 0 | 0 | 0 | 0 | 0 | 0 | 0 | 0 | 0 | 0 | 0 | 0 | 0 | 0 | 0 | 0 | 0 | 0 | 0 | 0 | 0 | 0 | 0 | 0 | 0 | 0 | 0 | 0 | 0 | 0 | 0 | 0 | 0 | 0 | 0 | 0 | 0 | 0 | 0 | 0 | 0 | 0 | 0 | 0 | 0 | 0 | 0 | 0 | 0 | 0 | 0 | 0 | 0 | 0 | 0 | 0.58808 | 1.1748 | 1.7602 | 2.3443 | 2.9271 | 3.5085 | 4.0886 | 4.6674 | 5.2449 | 5.821 | 5.821 | 5.821 | 5.821 | 5.821 | 5.821 | 5.821 | 5.821 | 5.821 | 5.821 | 5.821 | 5.821 | 5.821 | 5.821 | 5.821 | 2926.8599 | 2920.2136 | 2913.5823 | 2906.9661 | 2900.3649 | 2893.7787 | 2887.2074 | 2880.6511 | 2874.1097 | 2867.5831 | 0 | 0 | 0 | 0 | 0 | 0 | 0 | 0 | 0 | 0 | 0 | 0 | 0 | 0 | 28971.3168 | 0 | 0 | 0 | 0 | 0 | 0 | 0 | 0 | 0 | 0 | 0 | 0 | 0 | 0 | 0 | 0 | 0 | 0 | 0 | 0 | 0.003628% | 0.071055 | 0.14195 | 0.21268 | 0.28325 | 0.35366 | 0.42391 | 0.49401 | 0.56394 | 0.63371 | 0.70333 | 0.70333 | 0.70333 | 0.70333 | 0.70333 | 0.70333 | 0.70333 | 0.70333 | 0.70333 | 0.70333 | 0.70333 | 0.70333 | 0.70333 | 0.70333 | 0.70333
No | ResMFWeatherization_v3_4 | Cadmus Measure_InputOutput | RTF Workbook: ResMFWeatherization_3_4 | 2020 | Retro | 2022 | 2045 | PSE | Residential | Multifamily | Electric | Per square foot of window area - DHP - U35 Baseline |  |  | Windows_U35 - U22_HZ1_DHP |  | 1.4547 | 45 | 2.3265 | 0 |  | 0 | 0 |  | 0 |  | 0 |  | 0 |  | 0 |  | 0 | Heat Pump | Ductless Heat Pump | Window | ResSpHtHPZ1 | 0.03002% | 0.5025% | 0% | 104.0539 |  | 4.747% | 2.222% | 85% | 6.8% | 0.2% | 3.0084 | 0.064293 | 0.30727 | 2.0801 | 0 | 0 | 0 | 2.1738 | 0 |  | 0.12801 | 0 | 0.12801 | 08. $0.115 to $0.130 | 1 | 0 | 01. ($9,999.00) to $0.22 | 1 | 450.7071 | 449.6836 | 448.6625 | 447.6437 | 446.6271 | 445.6129 | 444.601 | 443.5914 | 442.5841 | 441.5791 | 0 | 0 | 0 | 0 | 0 | 0 | 0 | 0 | 0 | 0 | 0 | 0 | 0 | 0 | 655.6558 | 654.167 | 652.6815 | 651.1993 | 649.7206 | 648.2452 | 646.7731 | 645.3044 | 643.8391 | 642.377 | 0 | 0 | 0 | 0 | 0 | 0 | 0 | 0 | 0 | 0 | 0 | 0 | 0 | 0 | 6489.963 | 655.6558 | 1309.8228 | 1962.5042 | 2613.7036 | 3263.4241 | 3911.6693 | 4558.4425 | 5203.7469 | 5847.586 | 6489.963 | 6489.963 | 6489.963 | 6489.963 | 6489.963 | 6489.963 | 6489.963 | 6489.963 | 6489.963 | 6489.963 | 6489.963 | 6489.963 | 6489.963 | 6489.963 | 6489.963 | 0 | 0 | 0 | 0 | 0 | 0 | 0 | 0 | 0 | 0 | 0 | 0 | 0 | 0 | 0 | 0 | 0 | 0 | 0 | 0 | 0 | 0 | 0 | 0 | 0 | 0 | 0 | 0 | 0 | 0 | 0 | 0 | 0 | 0 | 0 | 0 | 0 | 0 | 0 | 0 | 0 | 0 | 0 | 0 | 0 | 0 | 0 | 0 | 0 | 0 | 0 | 0 | 0 | 0 | 0 | 0 | 0 | 0 | 0 | 0 | 0 | 0.19685 | 0.39326 | 0.58922 | 0.78473 | 0.9798 | 1.1744 | 1.3686 | 1.5624 | 1.7557 | 1.9485 | 1.9485 | 1.9485 | 1.9485 | 1.9485 | 1.9485 | 1.9485 | 1.9485 | 1.9485 | 1.9485 | 1.9485 | 1.9485 | 1.9485 | 1.9485 | 1.9485 | 979.7364 | 977.5116 | 975.2918 | 973.0771 | 970.8674 | 968.6628 | 966.4631 | 964.2685 | 962.0788 | 959.8941 | 0 | 0 | 0 | 0 | 0 | 0 | 0 | 0 | 0 | 0 | 0 | 0 | 0 | 0 | 9697.8516 | 0 | 0 | 0 | 0 | 0 | 0 | 0 | 0 | 0 | 0 | 0 | 0 | 0 | 0 | 0 | 0 | 0 | 0 | 0 | 0 | 0.003628% | 0.023785 | 0.047516 | 0.071192 | 0.094815 | 0.11838 | 0.1419 | 0.16536 | 0.18877 | 0.21213 | 0.23543 | 0.23543 | 0.23543 | 0.23543 | 0.23543 | 0.23543 | 0.23543 | 0.23543 | 0.23543 | 0.23543 | 0.23543 | 0.23543 | 0.23543 | 0.23543 | 0.23543
No | ResMFWeatherization_v3_4 | Cadmus Measure_InputOutput | RTF Workbook: ResMFWeatherization_3_4 | 2020 | Retro | 2022 | 2045 | PSE | Residential | Multifamily | Electric | Per square foot of window area - DHP - Single Pane - U30 |  |  | Windows_Single Pane - U30_HZ1_DHP |  | 14.4667 | 45 | 20.0862 | 0 |  | 0 | 0 |  | 0 |  | 0 |  | 0 |  | 0 |  | 0 | Heat Pump | Ductless Heat Pump | Window | ResSpHtHPZ1 | 0.03002% | 0.5025% | 0% | 104.0539 |  | 15.19% | 2.222% | 85% | 6.8% | 0.2% | 29.9178 | 0.63937 | 3.0557 | 17.9588 | 0 | 0 | 0 | 18.281 | 0 |  | 0.10825 | 0 | 0.10825 | 07. $0.085 to $0.115 | 1 | 0 | 01. ($9,999.00) to $0.22 | 1 | 1442.2628 | 1438.9877 | 1435.72 | 1432.4597 | 1429.2069 | 1425.9614 | 1422.7233 | 1419.4926 | 1416.2691 | 1413.0531 | 0 | 0 | 0 | 0 | 0 | 0 | 0 | 0 | 0 | 0 | 0 | 0 | 0 | 0 | 20864.8065 | 20817.4263 | 20770.1538 | 20722.9885 | 20675.9304 | 20628.9791 | 20582.1345 | 20535.3962 | 20488.764 | 20442.2378 | 0 | 0 | 0 | 0 | 0 | 0 | 0 | 0 | 0 | 0 | 0 | 0 | 0 | 0 | 206528.8171 | 20864.8065 | 41682.2329 | 62452.3866 | 83175.3751 | 103851.3055 | 124480.2846 | 145062.4191 | 165597.8153 | 186086.5793 | 206528.8171 | 206528.8171 | 206528.8171 | 206528.8171 | 206528.8171 | 206528.8171 | 206528.8171 | 206528.8171 | 206528.8171 | 206528.8171 | 206528.8171 | 206528.8171 | 206528.8171 | 206528.8171 | 206528.8171 | 0 | 0 | 0 | 0 | 0 | 0 | 0 | 0 | 0 | 0 | 0 | 0 | 0 | 0 | 0 | 0 | 0 | 0 | 0 | 0 | 0 | 0 | 0 | 0 | 0 | 0 | 0 | 0 | 0 | 0 | 0 | 0 | 0 | 0 | 0 | 0 | 0 | 0 | 0 | 0 | 0 | 0 | 0 | 0 | 0 | 0 | 0 | 0 | 0 | 0 | 0 | 0 | 0 | 0 | 0 | 0 | 0 | 0 | 0 | 0 | 0 | 6.2644 | 12.5146 | 18.7505 | 24.9723 | 31.18 | 37.3736 | 43.5531 | 49.7186 | 55.8701 | 62.0076 | 62.0076 | 62.0076 | 62.0076 | 62.0076 | 62.0076 | 62.0076 | 62.0076 | 62.0076 | 62.0076 | 62.0076 | 62.0076 | 62.0076 | 62.0076 | 62.0076 | 26365.971 | 26306.0987 | 26246.3624 | 26186.7616 | 26127.2963 | 26067.966 | 26008.7703 | 25949.7092 | 25890.7821 | 25831.9889 | 0 | 0 | 0 | 0 | 0 | 0 | 0 | 0 | 0 | 0 | 0 | 0 | 0 | 0 | 260981.7065 | 0 | 0 | 0 | 0 | 0 | 0 | 0 | 0 | 0 | 0 | 0 | 0 | 0 | 0 | 0 | 0 | 0 | 0 | 0 | 0 | 0.003628% | 0.7569 | 1.5121 | 2.2655 | 3.0173 | 3.7673 | 4.5157 | 5.2623 | 6.0073 | 6.7505 | 7.4921 | 7.4921 | 7.4921 | 7.4921 | 7.4921 | 7.4921 | 7.4921 | 7.4921 | 7.4921 | 7.4921 | 7.4921 | 7.4921 | 7.4921 | 7.4921 | 7.4921
No | ResMFWeatherization_v3_4 | Cadmus Measure_InputOutput | RTF Workbook: ResMFWeatherization_3_4 | 2020 | Retro | 2022 | 2045 | PSE | Residential | Multifamily | Electric | Per square foot of window area - DHP - Double Pane - U230 |  |  | Windows_Double Pane - U30_HZ1_DHP |  | 7.4105 | 45 | 20.0862 | 0 |  | 0 | 0 |  | 0 |  | 0 |  | 0 |  | 0 |  | 0 | Heat Pump | Ductless Heat Pump | Window | ResSpHtHPZ1 | 0.03002% | 0.5025% | 0% | 104.0539 |  | 45.38% | 2.222% | 85% | 6.8% | 0.2% | 15.3252 | 0.32751 | 1.5653 | 17.9588 | 0 | 0 | 0 | 20.0833 | 0 |  | 0.23216 | 0 | 0.23216 | 13. $0.225 to $99,999.000 | 0 | 0 | 01. ($9,999.00) to $0.22 | 1 | 4308.6091 | 4298.8251 | 4289.0632 | 4279.3235 | 4269.606 | 4259.9105 | 4250.237 | 4240.5855 | 4230.9559 | 4221.3481 | 0 | 0 | 0 | 0 | 0 | 0 | 0 | 0 | 0 | 0 | 0 | 0 | 0 | 0 | 31928.8791 | 31856.3744 | 31784.0344 | 31711.8586 | 31639.8468 | 31567.9985 | 31496.3133 | 31424.7909 | 31353.4309 | 31282.233 | 0 | 0 | 0 | 0 | 0 | 0 | 0 | 0 | 0 | 0 | 0 | 0 | 0 | 0 | 316045.7599 | 31928.8791 | 63785.2535 | 95569.2879 | 127281.1465 | 158920.9933 | 190488.9918 | 221985.3051 | 253410.096 | 284763.5269 | 316045.7599 | 316045.7599 | 316045.7599 | 316045.7599 | 316045.7599 | 316045.7599 | 316045.7599 | 316045.7599 | 316045.7599 | 316045.7599 | 316045.7599 | 316045.7599 | 316045.7599 | 316045.7599 | 316045.7599 | 0 | 0 | 0 | 0 | 0 | 0 | 0 | 0 | 0 | 0 | 0 | 0 | 0 | 0 | 0 | 0 | 0 | 0 | 0 | 0 | 0 | 0 | 0 | 0 | 0 | 0 | 0 | 0 | 0 | 0 | 0 | 0 | 0 | 0 | 0 | 0 | 0 | 0 | 0 | 0 | 0 | 0 | 0 | 0 | 0 | 0 | 0 | 0 | 0 | 0 | 0 | 0 | 0 | 0 | 0 | 0 | 0 | 0 | 0 | 0 | 0 | 9.5862 | 19.1507 | 28.6935 | 38.2145 | 47.714 | 57.1919 | 66.6482 | 76.0831 | 85.4966 | 94.8887 | 94.8887 | 94.8887 | 94.8887 | 94.8887 | 94.8887 | 94.8887 | 94.8887 | 94.8887 | 94.8887 | 94.8887 | 94.8887 | 94.8887 | 94.8887 | 94.8887 | 86530.9986 | 86334.5025 | 86138.4526 | 85942.8478 | 85747.6873 | 85552.9699 | 85358.6947 | 85164.8606 | 84971.4668 | 84778.512 | 0 | 0 | 0 | 0 | 0 | 0 | 0 | 0 | 0 | 0 | 0 | 0 | 0 | 0 | 856520.9928 | 0 | 0 | 0 | 0 | 0 | 0 | 0 | 0 | 0 | 0 | 0 | 0 | 0 | 0 | 0 | 0 | 0 | 0 | 0 | 0 | 0.003628% | 1.1583 | 2.3139 | 3.4669 | 4.6173 | 5.7651 | 6.9102 | 8.0528 | 9.1928 | 10.3302 | 11.465 | 11.465 | 11.465 | 11.465 | 11.465 | 11.465 | 11.465 | 11.465 | 11.465 | 11.465 | 11.465 | 11.465 | 11.465 | 11.465 | 11.465
No | ResMFWeatherization_v3_4 | Cadmus Measure_InputOutput | RTF Workbook: ResMFWeatherization_3_4 | 2020 | Retro | 2022 | 2045 | PSE | Residential | Multifamily | Electric | Per square foot of window area - DHP - U35 Baseline |  |  | Windows_U35 - U30_HZ1_DHP |  | 0.54641 | 45 | 1.6278 | 0 |  | 0 | 0 |  | 0 |  | 0 |  | 0 |  | 0 |  | 0 | Heat Pump | Ductless Heat Pump | Window | ResSpHtHPZ1 | 0.03002% | 0.5025% | 0% | 104.0539 |  | 18.99% | 2.222% | 85% | 6.8% | 0.2% | 1.13 | 0.024149 | 0.11541 | 1.4554 | 0 | 0 | 0 | 1.6414 | 0 |  | 0.25733 | 0 | 0.25733 | 13. $0.225 to $99,999.000 | 0 | 0 | 01. ($9,999.00) to $0.22 | 1 | 1802.8285 | 1798.7346 | 1794.65 | 1790.5747 | 1786.5086 | 1782.4518 | 1778.4041 | 1774.3657 | 1770.3364 | 1766.3163 | 0 | 0 | 0 | 0 | 0 | 0 | 0 | 0 | 0 | 0 | 0 | 0 | 0 | 0 | 985.0789 | 982.842 | 980.6101 | 978.3833 | 976.1616 | 973.9449 | 971.7333 | 969.5266 | 967.325 | 965.1284 | 0 | 0 | 0 | 0 | 0 | 0 | 0 | 0 | 0 | 0 | 0 | 0 | 0 | 0 | 9750.7341 | 985.0789 | 1967.9209 | 2948.531 | 3926.9143 | 4903.0759 | 5877.0208 | 6848.7541 | 7818.2807 | 8785.6057 | 9750.7341 | 9750.7341 | 9750.7341 | 9750.7341 | 9750.7341 | 9750.7341 | 9750.7341 | 9750.7341 | 9750.7341 | 9750.7341 | 9750.7341 | 9750.7341 | 9750.7341 | 9750.7341 | 9750.7341 | 0 | 0 | 0 | 0 | 0 | 0 | 0 | 0 | 0 | 0 | 0 | 0 | 0 | 0 | 0 | 0 | 0 | 0 | 0 | 0 | 0 | 0 | 0 | 0 | 0 | 0 | 0 | 0 | 0 | 0 | 0 | 0 | 0 | 0 | 0 | 0 | 0 | 0 | 0 | 0 | 0 | 0 | 0 | 0 | 0 | 0 | 0 | 0 | 0 | 0 | 0 | 0 | 0 | 0 | 0 | 0 | 0 | 0 | 0 | 0 | 0 | 0.29576 | 0.59084 | 0.88526 | 1.179 | 1.4721 | 1.7645 | 2.0563 | 2.3473 | 2.6378 | 2.9275 | 2.9275 | 2.9275 | 2.9275 | 2.9275 | 2.9275 | 2.9275 | 2.9275 | 2.9275 | 2.9275 | 2.9275 | 2.9275 | 2.9275 | 2.9275 | 2.9275 | 2959.1196 | 2952.3999 | 2945.6956 | 2939.0064 | 2932.3325 | 2925.6737 | 2919.03 | 2912.4015 | 2905.7879 | 2899.1894 | 0 | 0 | 0 | 0 | 0 | 0 | 0 | 0 | 0 | 0 | 0 | 0 | 0 | 0 | 29290.6366 | 0 | 0 | 0 | 0 | 0 | 0 | 0 | 0 | 0 | 0 | 0 | 0 | 0 | 0 | 0 | 0 | 0 | 0 | 0 | 0 | 0.003628% | 0.035735 | 0.071389 | 0.10696 | 0.14245 | 0.17787 | 0.2132 | 0.24845 | 0.28362 | 0.31871 | 0.35372 | 0.35372 | 0.35372 | 0.35372 | 0.35372 | 0.35372 | 0.35372 | 0.35372 | 0.35372 | 0.35372 | 0.35372 | 0.35372 | 0.35372 | 0.35372 | 0.35372
No | ResMFWeatherization_v3_4 | Cadmus Measure_InputOutput | RTF Workbook: ResMFWeatherization_3_4 | 2020 | Retro | 2022 | 2045 | PSE | Residential | Multifamily | Electric | Per square foot of door area - DHP |  |  | Insulated Door_R2.5 - R5_HZ1_DHP |  | 1.5379 | 45 | 19.8492 | 0 |  | 0 | 0 |  | 0 |  | 0 |  | 0 |  | 0 |  | 0 | Heat Pump | Ductless Heat Pump | Door | ResSpHtHPZ1 | 0.03002% | 0.5025% | 0% | 21 |  | 69.08% | 2.222% | 85% | 6.8% | 0.2% | 3.1804 | 0.067967 | 0.32483 | 17.7469 | 0 | 0 | 0 | 21.324 | 0 |  | 1.1878 | 0 | 1.1878 | 13. $0.225 to $99,999.000 | 0 | 0 | 01. ($9,999.00) to $0.22 | 1 | 1323.7863 | 1320.7802 | 1317.7809 | 1314.7885 | 1311.8029 | 1308.824 | 1305.8519 | 1302.8865 | 1299.9279 | 1296.976 | 0 | 0 | 0 | 0 | 0 | 0 | 0 | 0 | 0 | 0 | 0 | 0 | 0 | 0 | 2035.8032 | 2031.1803 | 2026.5678 | 2021.9659 | 2017.3743 | 2012.7933 | 2008.2226 | 2003.6623 | 1999.1123 | 1994.5727 | 0 | 0 | 0 | 0 | 0 | 0 | 0 | 0 | 0 | 0 | 0 | 0 | 0 | 0 | 20151.2546 | 2035.8032 | 4066.9835 | 6093.5513 | 8115.5171 | 10132.8915 | 12145.6847 | 14153.9073 | 16157.5696 | 18156.6819 | 20151.2546 | 20151.2546 | 20151.2546 | 20151.2546 | 20151.2546 | 20151.2546 | 20151.2546 | 20151.2546 | 20151.2546 | 20151.2546 | 20151.2546 | 20151.2546 | 20151.2546 | 20151.2546 | 20151.2546 | 0 | 0 | 0 | 0 | 0 | 0 | 0 | 0 | 0 | 0 | 0 | 0 | 0 | 0 | 0 | 0 | 0 | 0 | 0 | 0 | 0 | 0 | 0 | 0 | 0 | 0 | 0 | 0 | 0 | 0 | 0 | 0 | 0 | 0 | 0 | 0 | 0 | 0 | 0 | 0 | 0 | 0 | 0 | 0 | 0 | 0 | 0 | 0 | 0 | 0 | 0 | 0 | 0 | 0 | 0 | 0 | 0 | 0 | 0 | 0 | 0 | 0.61122 | 1.2211 | 1.8295 | 2.4366 | 3.0423 | 3.6466 | 4.2495 | 4.8511 | 5.4513 | 6.0502 | 6.0502 | 6.0502 | 6.0502 | 6.0502 | 6.0502 | 6.0502 | 6.0502 | 6.0502 | 6.0502 | 6.0502 | 6.0502 | 6.0502 | 6.0502 | 6.0502 | 28228.3745 | 28164.273 | 28100.317 | 28036.5063 | 27972.8405 | 27909.3193 | 27845.9423 | 27782.7093 | 27719.6198 | 27656.6736 | 0 | 0 | 0 | 0 | 0 | 0 | 0 | 0 | 0 | 0 | 0 | 0 | 0 | 0 | 279416.5755 | 0 | 0 | 0 | 0 | 0 | 0 | 0 | 0 | 0 | 0 | 0 | 0 | 0 | 0 | 0 | 0 | 0 | 0 | 0 | 0 | 0.003628% | 0.073851 | 0.14754 | 0.22105 | 0.2944 | 0.36758 | 0.4406 | 0.51345 | 0.58614 | 0.65866 | 0.73101 | 0.73101 | 0.73101 | 0.73101 | 0.73101 | 0.73101 | 0.73101 | 0.73101 | 0.73101 | 0.73101 | 0.73101 | 0.73101 | 0.73101 | 0.73101 | 0.73101
No | ResMFWeatherization_v3_4 | Cadmus Measure_InputOutput | RTF Workbook: ResMFWeatherization_3_4 | 2020 | Retro | 2022 | 2045 | PSE | Residential | Multifamily | Electric | Per square foot of storm window area - Single Pane Wood Frame - DHP |  |  | Low E Storm Window_Single Pane Wood Frame_HZ1_DHP |  | 11.4988 | 20 | 11.1917 | 0 |  | 0 | 0 |  | 0 |  | 0 |  | 0 |  | 0 |  | 0 | Heat Pump | Ductless Heat Pump | Storm Window | ResSpHtHPZ1 | 0.03002% | 0.5025% | 0% | 52.0269 |  | 2.806% | 5% | 85% | 6.8% | 0.2% | 10.0306 | 0.5082 | 1.0539 | 12.2057 | 0 | 0 | 0 | 12.8819 | 0 |  | 0.095968 | 0 | 0.095968 | 07. $0.085 to $0.115 | 1 | 0 | 01. ($9,999.00) to $0.22 | 1 | 133.209 | 132.9065 | 132.6047 | 132.3036 | 132.0031 | 131.7034 | 131.4043 | 131.1059 | 130.8082 | 130.5112 | 0 | 0 | 0 | 0 | 0 | 0 | 0 | 0 | 0 | 0 | 0 | 0 | 0 | 0 | 1531.7371 | 1528.2588 | 1524.7884 | 1521.3259 | 1517.8712 | 1514.4244 | 1510.9854 | 1507.5543 | 1504.1309 | 1500.7153 | 0 | 0 | 0 | 0 | 0 | 0 | 0 | 0 | 0 | 0 | 0 | 0 | 0 | 0 | 15161.7915 | 1531.7371 | 3059.9959 | 4584.7842 | 6106.1101 | 7623.9813 | 9138.4057 | 10649.3912 | 12156.9454 | 13661.0763 | 15161.7915 | 15161.7915 | 15161.7915 | 15161.7915 | 15161.7915 | 15161.7915 | 15161.7915 | 15161.7915 | 15161.7915 | 15161.7915 | 15161.7915 | 15161.7915 | 15161.7915 | 15161.7915 | 15161.7915 | 0 | 0 | 0 | 0 | 0 | 0 | 0 | 0 | 0 | 0 | 0 | 0 | 0 | 0 | 0 | 0 | 0 | 0 | 0 | 0 | 0 | 0 | 0 | 0 | 0 | 0 | 0 | 0 | 0 | 0 | 0 | 0 | 0 | 0 | 0 | 0 | 0 | 0 | 0 | 0 | 0 | 0 | 0 | 0 | 0 | 0 | 0 | 0 | 0 | 0 | 0 | 0 | 0 | 0 | 0 | 0 | 0 | 0 | 0 | 0 | 0 | 0.45988 | 0.91872 | 1.3765 | 1.8333 | 2.289 | 2.7437 | 3.1973 | 3.65 | 4.1016 | 4.5521 | 4.5521 | 4.5521 | 4.5521 | 4.5521 | 4.5521 | 4.5521 | 4.5521 | 4.5521 | 4.5521 | 4.5521 | 4.5521 | 4.5521 | 4.5521 | 4.5521 | 1715.9882 | 1712.0915 | 1708.2037 | 1704.3246 | 1700.4544 | 1696.593 | 1692.7404 | 1688.8965 | 1685.0613 | 1681.2348 | 0 | 0 | 0 | 0 | 0 | 0 | 0 | 0 | 0 | 0 | 0 | 0 | 0 | 0 | 16985.5884 | 0 | 0 | 0 | 0 | 0 | 0 | 0 | 0 | 0 | 0 | 0 | 0 | 0 | 0 | 0 | 0 | 0 | 0 | 0 | 0 | 0.003628% | 0.055566 | 0.11101 | 0.16632 | 0.22151 | 0.27657 | 0.33151 | 0.38632 | 0.44101 | 0.49557 | 0.55001 | 0.55001 | 0.55001 | 0.55001 | 0.55001 | 0.55001 | 0.55001 | 0.55001 | 0.55001 | 0.55001 | 0.55001 | 0.55001 | 0.55001 | 0.55001 | 0.55001
No | ResMFWeatherization_v3_4 | Cadmus Measure_InputOutput | RTF Workbook: ResMFWeatherization_3_4 | 2020 | Retro | 2022 | 2045 | PSE | Residential | Multifamily | Electric | Per square foot of storm window area - Single Pane Metal Frame - DHP |  |  | Low E Storm Window_Single Pane Metal Frame_HZ1_DHP |  | 15.0905 | 20 | 11.1917 | 0 |  | 0 | 0 |  | 0 |  | 0 |  | 0 |  | 0 |  | 0 | Heat Pump | Ductless Heat Pump | Storm Window | ResSpHtHPZ1 | 0.03002% | 0.5025% | 0% | 52.0269 |  | 2.806% | 5% | 85% | 6.8% | 0.2% | 13.1638 | 0.66694 | 1.3831 | 12.2057 | 0 | 0 | 0 | 12.394 | 0 |  | 0.070357 | 0 | 0.070357 | 05. $0.070 to $0.077 | 1 | 0 | 01. ($9,999.00) to $0.22 | 1 | 133.209 | 132.9065 | 132.6047 | 132.3036 | 132.0031 | 131.7034 | 131.4043 | 131.1059 | 130.8082 | 130.5112 | 0 | 0 | 0 | 0 | 0 | 0 | 0 | 0 | 0 | 0 | 0 | 0 | 0 | 0 | 2010.1907 | 2005.6259 | 2001.0715 | 1996.5274 | 1991.9937 | 1987.4702 | 1982.957 | 1978.4541 | 1973.9614 | 1969.4789 | 0 | 0 | 0 | 0 | 0 | 0 | 0 | 0 | 0 | 0 | 0 | 0 | 0 | 0 | 19897.7309 | 2010.1907 | 4015.8166 | 6016.8881 | 8013.4155 | 10005.4092 | 11992.8794 | 13975.8365 | 15954.2906 | 17928.252 | 19897.7309 | 19897.7309 | 19897.7309 | 19897.7309 | 19897.7309 | 19897.7309 | 19897.7309 | 19897.7309 | 19897.7309 | 19897.7309 | 19897.7309 | 19897.7309 | 19897.7309 | 19897.7309 | 19897.7309 | 0 | 0 | 0 | 0 | 0 | 0 | 0 | 0 | 0 | 0 | 0 | 0 | 0 | 0 | 0 | 0 | 0 | 0 | 0 | 0 | 0 | 0 | 0 | 0 | 0 | 0 | 0 | 0 | 0 | 0 | 0 | 0 | 0 | 0 | 0 | 0 | 0 | 0 | 0 | 0 | 0 | 0 | 0 | 0 | 0 | 0 | 0 | 0 | 0 | 0 | 0 | 0 | 0 | 0 | 0 | 0 | 0 | 0 | 0 | 0 | 0 | 0.60353 | 1.2057 | 1.8065 | 2.4059 | 3.004 | 3.6007 | 4.1961 | 4.7901 | 5.3827 | 5.974 | 5.974 | 5.974 | 5.974 | 5.974 | 5.974 | 5.974 | 5.974 | 5.974 | 5.974 | 5.974 | 5.974 | 5.974 | 5.974 | 5.974 | 1650.9915 | 1647.2424 | 1643.5018 | 1639.7697 | 1636.0461 | 1632.3309 | 1628.6242 | 1624.9259 | 1621.2359 | 1617.5544 | 0 | 0 | 0 | 0 | 0 | 0 | 0 | 0 | 0 | 0 | 0 | 0 | 0 | 0 | 16342.2225 | 0 | 0 | 0 | 0 | 0 | 0 | 0 | 0 | 0 | 0 | 0 | 0 | 0 | 0 | 0 | 0 | 0 | 0 | 0 | 0 | 0.003628% | 0.072922 | 0.14568 | 0.21827 | 0.2907 | 0.36296 | 0.43506 | 0.50699 | 0.57876 | 0.65037 | 0.72182 | 0.72182 | 0.72182 | 0.72182 | 0.72182 | 0.72182 | 0.72182 | 0.72182 | 0.72182 | 0.72182 | 0.72182 | 0.72182 | 0.72182 | 0.72182 | 0.72182
No | ResMFWeatherization_v3_4 | Cadmus Measure_InputOutput | RTF Workbook: ResMFWeatherization_3_4 | 2020 | Retro | 2022 | 2045 | PSE | Residential | Multifamily | Electric | Per square foot of storm window area - Double Pane Metal Frame - DHP |  |  | Low E Storm Window_Double Pane Metal Frame_HZ1_DHP |  | 7.3211 | 20 | 11.1917 | 0 |  | 0 | 0 |  | 0 |  | 0 |  | 0 |  | 0 |  | 0 | Heat Pump | Ductless Heat Pump | Storm Window | ResSpHtHPZ1 | 0.03002% | 0.5025% | 0% | 52.0269 |  | 16.76% | 5% | 85% | 6.8% | 0.2% | 6.3864 | 0.32356 | 0.67099 | 12.2057 | 0 | 0 | 0 | 13.4494 | 0 |  | 0.15737 | 0 | 0.15737 | 10. $0.150 to $0.175 | 0 | 0 | 01. ($9,999.00) to $0.22 | 1 | 795.8959 | 794.0885 | 792.2853 | 790.4862 | 788.6911 | 786.9001 | 785.1132 | 783.3304 | 781.5516 | 779.7768 | 0 | 0 | 0 | 0 | 0 | 0 | 0 | 0 | 0 | 0 | 0 | 0 | 0 | 0 | 5826.8516 | 5813.6199 | 5800.4182 | 5787.2465 | 5774.1047 | 5760.9928 | 5747.9106 | 5734.8582 | 5721.8354 | 5708.8421 | 0 | 0 | 0 | 0 | 0 | 0 | 0 | 0 | 0 | 0 | 0 | 0 | 0 | 0 | 57676.6801 | 5826.8516 | 11640.4715 | 17440.8897 | 23228.1362 | 29002.241 | 34763.2338 | 40511.1444 | 46246.0026 | 51967.838 | 57676.6801 | 57676.6801 | 57676.6801 | 57676.6801 | 57676.6801 | 57676.6801 | 57676.6801 | 57676.6801 | 57676.6801 | 57676.6801 | 57676.6801 | 57676.6801 | 57676.6801 | 57676.6801 | 57676.6801 | 0 | 0 | 0 | 0 | 0 | 0 | 0 | 0 | 0 | 0 | 0 | 0 | 0 | 0 | 0 | 0 | 0 | 0 | 0 | 0 | 0 | 0 | 0 | 0 | 0 | 0 | 0 | 0 | 0 | 0 | 0 | 0 | 0 | 0 | 0 | 0 | 0 | 0 | 0 | 0 | 0 | 0 | 0 | 0 | 0 | 0 | 0 | 0 | 0 | 0 | 0 | 0 | 0 | 0 | 0 | 0 | 0 | 0 | 0 | 0 | 0 | 1.7494 | 3.4949 | 5.2364 | 6.9739 | 8.7076 | 10.4372 | 12.163 | 13.8848 | 15.6027 | 17.3167 | 17.3167 | 17.3167 | 17.3167 | 17.3167 | 17.3167 | 17.3167 | 17.3167 | 17.3167 | 17.3167 | 17.3167 | 17.3167 | 17.3167 | 17.3167 | 17.3167 | 10704.3577 | 10680.0501 | 10655.7976 | 10631.6003 | 10607.4578 | 10583.3702 | 10559.3373 | 10535.359 | 10511.4351 | 10487.5656 | 0 | 0 | 0 | 0 | 0 | 0 | 0 | 0 | 0 | 0 | 0 | 0 | 0 | 0 | 105956.3309 | 0 | 0 | 0 | 0 | 0 | 0 | 0 | 0 | 0 | 0 | 0 | 0 | 0 | 0 | 0 | 0 | 0 | 0 | 0 | 0 | 0.003628% | 0.21138 | 0.42227 | 0.63269 | 0.84263 | 1.0521 | 1.2611 | 1.4696 | 1.6776 | 1.8852 | 2.0923 | 2.0923 | 2.0923 | 2.0923 | 2.0923 | 2.0923 | 2.0923 | 2.0923 | 2.0923 | 2.0923 | 2.0923 | 2.0923 | 2.0923 | 2.0923 | 2.0923
No | ResMFWeatherization_v3_4 | Cadmus Measure_InputOutput | RTF Workbook: ResMFWeatherization_3_4 | 2020 | Retro | 2022 | 2041 | PSE | Residential | Multifamily | Gas | Per square foot of window area - Furnace - Single Pane - U22 |  |  | Windows_Single Pane - U22_HZ1_Gas Furnace |  | 0 | 45 | 2.3265 | 0 |  | 0 | 0 |  | 0 |  | 0 |  | 0.13707 |  | 0 |  | 0 | Heating | Gas Furnace Heat | Window | ResSpHtFAFZ1 | 0.02951% | 0% | 36.79% | 104.0539 |  | 4.575% | 2.222% | 85% | 6.8% | 0.2% | 4.138 | 0.03353 | 0.41716 | 0 | 1.9174 | 0 | 0 | 0 | 1.932 |  | 0 | 1.3098 | 0 | 01. ($9,999.000) to $0.028 | 1 | 1.3098 | 11. $1.20 to $1.50 | 0 | 0 | 0 | 0 | 0 | 0 | 0 | 0 | 0 | 0 | 0 | 0 | 0 | 0 | 0 | 0 | 0 | 0 | 0 | 0 | 0 | 0 | 0 | 0 | 0 | 0 | 0 | 0 | 0 | 0 | 0 | 0 | 0 | 0 | 0 | 0 | 0 | 0 | 0 | 0 | 0 | 0 | 0 | 0 | 0 | 0 | 0 | 0 | 0 | 0 | 0 | 0 | 0 | 0 | 0 | 0 | 0 | 0 | 0 | 0 | 0 | 0 | 0 | 0 | 0 | 0 | 0 | 0 | 0 | 0 | 0 | 0 | 0 | 0 | 8407.0272 | 8387.9363 | 8368.8889 | 8349.8846 | 8330.9236 | 8312.0056 | 8293.1305 | 8274.2983 | 8255.5089 | 8236.7621 | 0 | 0 | 0 | 0 | 0 | 0 | 0 | 0 | 0 | 0 | 1152.3762 | 1149.7594 | 1147.1485 | 1144.5435 | 1141.9445 | 1139.3513 | 1136.7641 | 1134.1827 | 1131.6072 | 1129.0375 | 0 | 0 | 0 | 0 | 0 | 0 | 0 | 0 | 0 | 0 | 11406.7149 | 1152.3762 | 2302.1356 | 3449.2841 | 4593.8277 | 5735.7721 | 6875.1235 | 8011.8876 | 9146.0702 | 10277.6774 | 11406.7149 | 11406.7149 | 11406.7149 | 11406.7149 | 11406.7149 | 11406.7149 | 11406.7149 | 11406.7149 | 11406.7149 | 11406.7149 | 11406.7149 | 0 | 0 | 0 | 0 | 0 | 0 | 0 | 0 | 0 | 0 | 0 | 0 | 0 | 0 | 0 | 0 | 0 | 0 | 0 | 0 | 0 | 0 | 0 | 0 | 0 | 0 | 0 | 0 | 0 | 0 | 0 | 0 | 0 | 0 | 0 | 0 | 0 | 0 | 0 | 0 | 0 | 0 | 0 | 0 | 0 | 0 | 0 | 0 | 0 | 16242.4184 | 16205.5349 | 16168.735 | 16132.0188 | 16095.3859 | 16058.8362 | 16022.3695 | 15985.9856 | 15949.6844 | 15913.4656 | 0 | 0 | 0 | 0 | 0 | 0 | 0 | 0 | 0 | 0 | 0.001473% | 0 | 0 | 0 | 0 | 0 | 0 | 0 | 0 | 0 | 0 | 0 | 0 | 0 | 0 | 0 | 0 | 0 | 0 | 0 | 0 | 0 | 0 | 0 | 0
No | ResMFWeatherization_v3_4 | Cadmus Measure_InputOutput | RTF Workbook: ResMFWeatherization_3_4 | 2020 | Retro | 2022 | 2041 | PSE | Residential | Multifamily | Gas | Per square foot of window area - Furnace - Double Pane - U22 |  |  | Windows_Double Pane - U22_HZ1_Gas Furnace |  | 0 | 45 | 2.3265 | 0 |  | 0 | 0 |  | 0 |  | 0 |  | 0.13707 |  | 0 |  | 0 | Heating | Gas Furnace Heat | Window | ResSpHtFAFZ1 | 0.02951% | 0% | 36.79% | 104.0539 |  | 14.43% | 2.222% | 85% | 6.8% | 0.2% | 4.138 | 0.03353 | 0.41716 | 0 | 1.9174 | 0 | 0 | 0 | 1.932 |  | 0 | 1.3098 | 0 | 01. ($9,999.000) to $0.028 | 1 | 1.3098 | 11. $1.20 to $1.50 | 0 | 0 | 0 | 0 | 0 | 0 | 0 | 0 | 0 | 0 | 0 | 0 | 0 | 0 | 0 | 0 | 0 | 0 | 0 | 0 | 0 | 0 | 0 | 0 | 0 | 0 | 0 | 0 | 0 | 0 | 0 | 0 | 0 | 0 | 0 | 0 | 0 | 0 | 0 | 0 | 0 | 0 | 0 | 0 | 0 | 0 | 0 | 0 | 0 | 0 | 0 | 0 | 0 | 0 | 0 | 0 | 0 | 0 | 0 | 0 | 0 | 0 | 0 | 0 | 0 | 0 | 0 | 0 | 0 | 0 | 0 | 0 | 0 | 0 | 26525.716 | 26465.481 | 26405.3827 | 26345.4209 | 26285.5952 | 26225.9054 | 26166.3512 | 26106.9321 | 26047.6481 | 25988.4986 | 0 | 0 | 0 | 0 | 0 | 0 | 0 | 0 | 0 | 0 | 3635.9588 | 3627.7022 | 3619.4644 | 3611.2452 | 3603.0448 | 3594.8629 | 3586.6996 | 3578.5549 | 3570.4286 | 3562.3208 | 0 | 0 | 0 | 0 | 0 | 0 | 0 | 0 | 0 | 0 | 35990.2823 | 3635.9588 | 7263.6611 | 10883.1254 | 14494.3707 | 18097.4154 | 21692.2783 | 25278.9779 | 28857.5328 | 32427.9614 | 35990.2823 | 35990.2823 | 35990.2823 | 35990.2823 | 35990.2823 | 35990.2823 | 35990.2823 | 35990.2823 | 35990.2823 | 35990.2823 | 35990.2823 | 0 | 0 | 0 | 0 | 0 | 0 | 0 | 0 | 0 | 0 | 0 | 0 | 0 | 0 | 0 | 0 | 0 | 0 | 0 | 0 | 0 | 0 | 0 | 0 | 0 | 0 | 0 | 0 | 0 | 0 | 0 | 0 | 0 | 0 | 0 | 0 | 0 | 0 | 0 | 0 | 0 | 0 | 0 | 0 | 0 | 0 | 0 | 0 | 0 | 51247.8157 | 51131.4412 | 51015.3311 | 50899.4845 | 50783.9011 | 50668.5801 | 50553.521 | 50438.7231 | 50324.186 | 50209.9089 | 0 | 0 | 0 | 0 | 0 | 0 | 0 | 0 | 0 | 0 | 0.001473% | 0 | 0 | 0 | 0 | 0 | 0 | 0 | 0 | 0 | 0 | 0 | 0 | 0 | 0 | 0 | 0 | 0 | 0 | 0 | 0 | 0 | 0 | 0 | 0
No | ResMFWeatherization_v3_4 | Cadmus Measure_InputOutput | RTF Workbook: ResMFWeatherization_3_4 | 2020 | Retro | 2022 | 2041 | PSE | Residential | Multifamily | Gas | Per square foot of window area - Furnace - U35 Baseline |  |  | Windows_U35 - U22_HZ1_Gas Furnace |  | 0 | 45 | 2.3265 | 0 |  | 0 | 0 |  | 0 |  | 0 |  | 0.13707 |  | 0 |  | 0 | Heating | Gas Furnace Heat | Window | ResSpHtFAFZ1 | 0.02951% | 0% | 36.79% | 104.0539 |  | 4.575% | 2.222% | 85% | 6.8% | 0.2% | 4.138 | 0.03353 | 0.41716 | 0 | 1.9174 | 0 | 0 | 0 | 1.932 |  | 0 | 1.3098 | 0 | 01. ($9,999.000) to $0.028 | 1 | 1.3098 | 11. $1.20 to $1.50 | 0 | 0 | 0 | 0 | 0 | 0 | 0 | 0 | 0 | 0 | 0 | 0 | 0 | 0 | 0 | 0 | 0 | 0 | 0 | 0 | 0 | 0 | 0 | 0 | 0 | 0 | 0 | 0 | 0 | 0 | 0 | 0 | 0 | 0 | 0 | 0 | 0 | 0 | 0 | 0 | 0 | 0 | 0 | 0 | 0 | 0 | 0 | 0 | 0 | 0 | 0 | 0 | 0 | 0 | 0 | 0 | 0 | 0 | 0 | 0 | 0 | 0 | 0 | 0 | 0 | 0 | 0 | 0 | 0 | 0 | 0 | 0 | 0 | 0 | 8407.0272 | 8387.9363 | 8368.8889 | 8349.8846 | 8330.9236 | 8312.0056 | 8293.1305 | 8274.2983 | 8255.5089 | 8236.7621 | 0 | 0 | 0 | 0 | 0 | 0 | 0 | 0 | 0 | 0 | 1152.3762 | 1149.7594 | 1147.1485 | 1144.5435 | 1141.9445 | 1139.3513 | 1136.7641 | 1134.1827 | 1131.6072 | 1129.0375 | 0 | 0 | 0 | 0 | 0 | 0 | 0 | 0 | 0 | 0 | 11406.7149 | 1152.3762 | 2302.1356 | 3449.2841 | 4593.8277 | 5735.7721 | 6875.1235 | 8011.8876 | 9146.0702 | 10277.6774 | 11406.7149 | 11406.7149 | 11406.7149 | 11406.7149 | 11406.7149 | 11406.7149 | 11406.7149 | 11406.7149 | 11406.7149 | 11406.7149 | 11406.7149 | 0 | 0 | 0 | 0 | 0 | 0 | 0 | 0 | 0 | 0 | 0 | 0 | 0 | 0 | 0 | 0 | 0 | 0 | 0 | 0 | 0 | 0 | 0 | 0 | 0 | 0 | 0 | 0 | 0 | 0 | 0 | 0 | 0 | 0 | 0 | 0 | 0 | 0 | 0 | 0 | 0 | 0 | 0 | 0 | 0 | 0 | 0 | 0 | 0 | 16242.4184 | 16205.5349 | 16168.735 | 16132.0188 | 16095.3859 | 16058.8362 | 16022.3695 | 15985.9856 | 15949.6844 | 15913.4656 | 0 | 0 | 0 | 0 | 0 | 0 | 0 | 0 | 0 | 0 | 0.001473% | 0 | 0 | 0 | 0 | 0 | 0 | 0 | 0 | 0 | 0 | 0 | 0 | 0 | 0 | 0 | 0 | 0 | 0 | 0 | 0 | 0 | 0 | 0 | 0
No | ResMFWeatherization_v3_4 | Cadmus Measure_InputOutput | RTF Workbook: ResMFWeatherization_3_4 | 2020 | Retro | 2022 | 2041 | PSE | Residential | Multifamily | Gas | Per square foot of window area - Furnace - Single Pane - U30 |  |  | Windows_Single Pane - U30_HZ1_Gas Furnace |  | 0 | 45 | 20.0862 | 0 |  | 0 | 0 |  | 0 |  | 0 |  | 1.161 |  | 0 |  | 0 | Heating | Gas Furnace Heat | Window | ResSpHtFAFZ1 | 0.02951% | 0% | 36.79% | 104.0539 |  | 14.64% | 2.222% | 85% | 6.8% | 0.2% | 35.0477 | 0.28399 | 3.5332 | 0 | 16.5545 | 0 | 0 | 0 | 16.7546 |  | 0 | 1.3411 | 0 | 01. ($9,999.000) to $0.028 | 1 | 1.3411 | 11. $1.20 to $1.50 | 0 | 0 | 0 | 0 | 0 | 0 | 0 | 0 | 0 | 0 | 0 | 0 | 0 | 0 | 0 | 0 | 0 | 0 | 0 | 0 | 0 | 0 | 0 | 0 | 0 | 0 | 0 | 0 | 0 | 0 | 0 | 0 | 0 | 0 | 0 | 0 | 0 | 0 | 0 | 0 | 0 | 0 | 0 | 0 | 0 | 0 | 0 | 0 | 0 | 0 | 0 | 0 | 0 | 0 | 0 | 0 | 0 | 0 | 0 | 0 | 0 | 0 | 0 | 0 | 0 | 0 | 0 | 0 | 0 | 0 | 0 | 0 | 0 | 0 | 26902.4869 | 26841.3963 | 26780.4444 | 26719.6309 | 26658.9554 | 26598.4178 | 26538.0176 | 26477.7546 | 26417.6285 | 26357.6389 | 0 | 0 | 0 | 0 | 0 | 0 | 0 | 0 | 0 | 0 | 31232.6369 | 31161.7133 | 31090.9507 | 31020.3488 | 30949.9072 | 30879.6256 | 30809.5036 | 30739.5409 | 30669.737 | 30600.0916 | 0 | 0 | 0 | 0 | 0 | 0 | 0 | 0 | 0 | 0 | 309154.0555 | 31232.6369 | 62394.3501 | 93485.3008 | 124505.6496 | 155455.5568 | 186335.1825 | 217144.6861 | 247884.227 | 278553.9639 | 309154.0555 | 309154.0555 | 309154.0555 | 309154.0555 | 309154.0555 | 309154.0555 | 309154.0555 | 309154.0555 | 309154.0555 | 309154.0555 | 309154.0555 | 0 | 0 | 0 | 0 | 0 | 0 | 0 | 0 | 0 | 0 | 0 | 0 | 0 | 0 | 0 | 0 | 0 | 0 | 0 | 0 | 0 | 0 | 0 | 0 | 0 | 0 | 0 | 0 | 0 | 0 | 0 | 0 | 0 | 0 | 0 | 0 | 0 | 0 | 0 | 0 | 0 | 0 | 0 | 0 | 0 | 0 | 0 | 0 | 0 | 450740.8198 | 449717.2695 | 448696.0435 | 447677.1366 | 446660.5433 | 445646.2586 | 444634.2772 | 443624.5937 | 442617.2031 | 441612.1001 | 0 | 0 | 0 | 0 | 0 | 0 | 0 | 0 | 0 | 0 | 0.001473% | 0 | 0 | 0 | 0 | 0 | 0 | 0 | 0 | 0 | 0 | 0 | 0 | 0 | 0 | 0 | 0 | 0 | 0 | 0 | 0 | 0 | 0 | 0 | 0
No | ResMFWeatherization_v3_4 | Cadmus Measure_InputOutput | RTF Workbook: ResMFWeatherization_3_4 | 2020 | Retro | 2022 | 2041 | PSE | Residential | Multifamily | Gas | Per square foot of window area - Furnace - Double Pane - U230 |  |  | Windows_Double Pane - U30_HZ1_Gas Furnace |  | 0 | 45 | 20.0862 | 0 |  | 0 | 0 |  | 0 |  | 0 |  | 0.5889 |  | 0 |  | 0 | Heating | Gas Furnace Heat | Window | ResSpHtFAFZ1 | 0.02951% | 0% | 36.79% | 104.0539 |  | 46.19% | 2.222% | 85% | 6.8% | 0.2% | 17.7782 | 0.14405 | 1.7922 | 0 | 16.5545 | 0 | 0 | 0 | 18.6355 |  | 0 | 2.9407 | 0 | 01. ($9,999.000) to $0.028 | 1 | 2.9407 | 12. $1.50 to $999.00 | 0 | 0 | 0 | 0 | 0 | 0 | 0 | 0 | 0 | 0 | 0 | 0 | 0 | 0 | 0 | 0 | 0 | 0 | 0 | 0 | 0 | 0 | 0 | 0 | 0 | 0 | 0 | 0 | 0 | 0 | 0 | 0 | 0 | 0 | 0 | 0 | 0 | 0 | 0 | 0 | 0 | 0 | 0 | 0 | 0 | 0 | 0 | 0 | 0 | 0 | 0 | 0 | 0 | 0 | 0 | 0 | 0 | 0 | 0 | 0 | 0 | 0 | 0 | 0 | 0 | 0 | 0 | 0 | 0 | 0 | 0 | 0 | 0 | 0 | 84882.2913 | 84689.5391 | 84497.2246 | 84305.3468 | 84113.9047 | 83922.8973 | 83732.3237 | 83542.1829 | 83352.4738 | 83163.1955 | 0 | 0 | 0 | 0 | 0 | 0 | 0 | 0 | 0 | 0 | 49987.4036 | 49873.8913 | 49760.6367 | 49647.6394 | 49534.8987 | 49422.4139 | 49310.1846 | 49198.2102 | 49086.49 | 48975.0235 | 0 | 0 | 0 | 0 | 0 | 0 | 0 | 0 | 0 | 0 | 494796.792 | 49987.4036 | 99861.2948 | 149621.9316 | 199269.571 | 248804.4696 | 298226.8836 | 347537.0682 | 396735.2784 | 445821.7684 | 494796.792 | 494796.792 | 494796.792 | 494796.792 | 494796.792 | 494796.792 | 494796.792 | 494796.792 | 494796.792 | 494796.792 | 494796.792 | 0 | 0 | 0 | 0 | 0 | 0 | 0 | 0 | 0 | 0 | 0 | 0 | 0 | 0 | 0 | 0 | 0 | 0 | 0 | 0 | 0 | 0 | 0 | 0 | 0 | 0 | 0 | 0 | 0 | 0 | 0 | 0 | 0 | 0 | 0 | 0 | 0 | 0 | 0 | 0 | 0 | 0 | 0 | 0 | 0 | 0 | 0 | 0 | 0 | 1581823.7121 | 1578231.6786 | 1574647.802 | 1571072.0637 | 1567504.4453 | 1563944.9283 | 1560393.4943 | 1556850.125 | 1553314.802 | 1549787.5071 | 0 | 0 | 0 | 0 | 0 | 0 | 0 | 0 | 0 | 0 | 0.001473% | 0 | 0 | 0 | 0 | 0 | 0 | 0 | 0 | 0 | 0 | 0 | 0 | 0 | 0 | 0 | 0 | 0 | 0 | 0 | 0 | 0 | 0 | 0 | 0
No | ResMFWeatherization_v3_4 | Cadmus Measure_InputOutput | RTF Workbook: ResMFWeatherization_3_4 | 2020 | Retro | 2022 | 2041 | PSE | Residential | Multifamily | Gas | Per square foot of window area - Furnace - U35 Baseline |  |  | Windows_U35 - U30_HZ1_Gas Furnace |  | 0 | 45 | 1.6278 | 0 |  | 0 | 0 |  | 0 |  | 0 |  | 0.048015 |  | 0 |  | 0 | Heating | Gas Furnace Heat | Window | ResSpHtFAFZ1 | 0.02951% | 0% | 36.79% | 104.0539 |  | 18.3% | 2.222% | 85% | 6.8% | 0.2% | 1.4495 | 0.011745 | 0.14612 | 0 | 1.3416 | 0 | 0 | 0 | 1.5093 |  | 0 | 2.9211 | 0 | 01. ($9,999.000) to $0.028 | 1 | 2.9211 | 12. $1.50 to $999.00 | 0 | 0 | 0 | 0 | 0 | 0 | 0 | 0 | 0 | 0 | 0 | 0 | 0 | 0 | 0 | 0 | 0 | 0 | 0 | 0 | 0 | 0 | 0 | 0 | 0 | 0 | 0 | 0 | 0 | 0 | 0 | 0 | 0 | 0 | 0 | 0 | 0 | 0 | 0 | 0 | 0 | 0 | 0 | 0 | 0 | 0 | 0 | 0 | 0 | 0 | 0 | 0 | 0 | 0 | 0 | 0 | 0 | 0 | 0 | 0 | 0 | 0 | 0 | 0 | 0 | 0 | 0 | 0 | 0 | 0 | 0 | 0 | 0 | 0 | 33628.1087 | 33551.7454 | 33475.5555 | 33399.5386 | 33323.6943 | 33248.0223 | 33172.5221 | 33097.1933 | 33022.0356 | 32947.0486 | 0 | 0 | 0 | 0 | 0 | 0 | 0 | 0 | 0 | 0 | 1614.648 | 1610.9815 | 1607.3232 | 1603.6733 | 1600.0316 | 1596.3983 | 1592.7731 | 1589.1562 | 1585.5476 | 1581.9471 | 0 | 0 | 0 | 0 | 0 | 0 | 0 | 0 | 0 | 0 | 15982.48 | 1614.648 | 3225.6295 | 4832.9528 | 6436.6261 | 8036.6577 | 9633.056 | 11225.8291 | 12814.9853 | 14400.5329 | 15982.48 | 15982.48 | 15982.48 | 15982.48 | 15982.48 | 15982.48 | 15982.48 | 15982.48 | 15982.48 | 15982.48 | 15982.48 | 0 | 0 | 0 | 0 | 0 | 0 | 0 | 0 | 0 | 0 | 0 | 0 | 0 | 0 | 0 | 0 | 0 | 0 | 0 | 0 | 0 | 0 | 0 | 0 | 0 | 0 | 0 | 0 | 0 | 0 | 0 | 0 | 0 | 0 | 0 | 0 | 0 | 0 | 0 | 0 | 0 | 0 | 0 | 0 | 0 | 0 | 0 | 0 | 0 | 50753.758 | 50638.5055 | 50523.5146 | 50408.7849 | 50294.3158 | 50180.1066 | 50066.1567 | 49952.4656 | 49839.0326 | 49725.8572 | 0 | 0 | 0 | 0 | 0 | 0 | 0 | 0 | 0 | 0 | 0.001473% | 0 | 0 | 0 | 0 | 0 | 0 | 0 | 0 | 0 | 0 | 0 | 0 | 0 | 0 | 0 | 0 | 0 | 0 | 0 | 0 | 0 | 0 | 0 | 0
No | ResMFWeatherization_v3_4 | Cadmus Measure_InputOutput | RTF Workbook: ResMFWeatherization_3_4 | 2020 | Retro | 2022 | 2041 | PSE | Residential | Multifamily | Gas | Per square foot of door area - Furnace |  |  | Insulated Door_R2.5 - R5_HZ1_Gas Furnace |  | 0 | 45 | 19.8492 | 0 |  | 0 | 0 |  | 0 |  | 0 |  | 0.14593 |  | 0 |  | 0 | Heating | Gas Furnace Heat | Door | ResSpHtFAFZ1 | 0.02951% | 0% | 36.79% | 21 |  | 69.08% | 2.222% | 85% | 6.8% | 0.2% | 4.4054 | 0.035696 | 0.44411 | 0 | 16.3592 | 0 | 0 | 0 | 19.8492 |  | 0 | 12.6405 | 0 | 01. ($9,999.000) to $0.028 | 1 | 12.6405 | 12. $1.50 to $999.00 | 0 | 0 | 0 | 0 | 0 | 0 | 0 | 0 | 0 | 0 | 0 | 0 | 0 | 0 | 0 | 0 | 0 | 0 | 0 | 0 | 0 | 0 | 0 | 0 | 0 | 0 | 0 | 0 | 0 | 0 | 0 | 0 | 0 | 0 | 0 | 0 | 0 | 0 | 0 | 0 | 0 | 0 | 0 | 0 | 0 | 0 | 0 | 0 | 0 | 0 | 0 | 0 | 0 | 0 | 0 | 0 | 0 | 0 | 0 | 0 | 0 | 0 | 0 | 0 | 0 | 0 | 0 | 0 | 0 | 0 | 0 | 0 | 0 | 0 | 25620.1965 | 25562.0177 | 25503.971 | 25446.0562 | 25388.2728 | 25330.6207 | 25273.0994 | 25215.7088 | 25158.4486 | 25101.3183 | 0 | 0 | 0 | 0 | 0 | 0 | 0 | 0 | 0 | 0 | 3738.7045 | 3730.2146 | 3721.7439 | 3713.2925 | 3704.8603 | 3696.4473 | 3688.0533 | 3679.6784 | 3671.3225 | 3662.9856 | 0 | 0 | 0 | 0 | 0 | 0 | 0 | 0 | 0 | 0 | 37007.303 | 3738.7045 | 7468.9191 | 11190.663 | 14903.9555 | 18608.8159 | 22305.2631 | 25993.3164 | 29672.9948 | 33344.3174 | 37007.303 | 37007.303 | 37007.303 | 37007.303 | 37007.303 | 37007.303 | 37007.303 | 37007.303 | 37007.303 | 37007.303 | 37007.303 | 0 | 0 | 0 | 0 | 0 | 0 | 0 | 0 | 0 | 0 | 0 | 0 | 0 | 0 | 0 | 0 | 0 | 0 | 0 | 0 | 0 | 0 | 0 | 0 | 0 | 0 | 0 | 0 | 0 | 0 | 0 | 0 | 0 | 0 | 0 | 0 | 0 | 0 | 0 | 0 | 0 | 0 | 0 | 0 | 0 | 0 | 0 | 0 | 0 | 508541.539 | 507386.7338 | 506234.551 | 505084.9846 | 503938.0286 | 502793.6771 | 501651.9243 | 500512.7642 | 499376.1909 | 498242.1985 | 0 | 0 | 0 | 0 | 0 | 0 | 0 | 0 | 0 | 0 | 0.001473% | 0 | 0 | 0 | 0 | 0 | 0 | 0 | 0 | 0 | 0 | 0 | 0 | 0 | 0 | 0 | 0 | 0 | 0 | 0 | 0 | 0 | 0 | 0 | 0
No | ResMFWeatherization_v3_4 | Cadmus Measure_InputOutput | RTF Workbook: ResMFWeatherization_3_4 | 2020 | Retro | 2022 | 2041 | PSE | Residential | Multifamily | Gas | Per square foot of storm window area - Single Pane Wood Frame - Furnace |  |  | Low E Storm Window_Single Pane Wood Frame_HZ1_Gas Furnace |  | 0 | 20 | 11.1917 | 0 |  | 0 | 0 |  | 0 |  | 0 |  | 0.66892 |  | 0 |  | 0 | Heating | Gas Furnace Heat | Storm Window | ResSpHtFAFZ1 | 0.02951% | 0% | 36.79% | 52.0269 |  | 2.645% | 5% | 85% | 6.8% | 0.2% | 10.1288 | 0.16363 | 1.0292 | 0 | 11.1917 | 0 | 0 | 0 | 12.2372 |  | 0 | 1.7001 | 0 | 01. ($9,999.000) to $0.028 | 1 | 1.7001 | 12. $1.50 to $999.00 | 0 | 0 | 0 | 0 | 0 | 0 | 0 | 0 | 0 | 0 | 0 | 0 | 0 | 0 | 0 | 0 | 0 | 0 | 0 | 0 | 0 | 0 | 0 | 0 | 0 | 0 | 0 | 0 | 0 | 0 | 0 | 0 | 0 | 0 | 0 | 0 | 0 | 0 | 0 | 0 | 0 | 0 | 0 | 0 | 0 | 0 | 0 | 0 | 0 | 0 | 0 | 0 | 0 | 0 | 0 | 0 | 0 | 0 | 0 | 0 | 0 | 0 | 0 | 0 | 0 | 0 | 0 | 0 | 0 | 0 | 0 | 0 | 0 | 0 | 2430.4676 | 2424.9484 | 2419.4418 | 2413.9477 | 2408.4661 | 2402.9969 | 2397.5401 | 2392.0957 | 2386.6637 | 2381.244 | 0 | 0 | 0 | 0 | 0 | 0 | 0 | 0 | 0 | 0 | 1625.7901 | 1622.0982 | 1618.4147 | 1614.7396 | 1611.0728 | 1607.4144 | 1603.7642 | 1600.1224 | 1596.4888 | 1592.8635 | 0 | 0 | 0 | 0 | 0 | 0 | 0 | 0 | 0 | 0 | 16092.7688 | 1625.7901 | 3247.8883 | 4866.3031 | 6481.0427 | 8092.1155 | 9699.5299 | 11303.2941 | 12903.4165 | 14499.9053 | 16092.7688 | 16092.7688 | 16092.7688 | 16092.7688 | 16092.7688 | 16092.7688 | 16092.7688 | 16092.7688 | 16092.7688 | 16092.7688 | 16092.7688 | 0 | 0 | 0 | 0 | 0 | 0 | 0 | 0 | 0 | 0 | 0 | 0 | 0 | 0 | 0 | 0 | 0 | 0 | 0 | 0 | 0 | 0 | 0 | 0 | 0 | 0 | 0 | 0 | 0 | 0 | 0 | 0 | 0 | 0 | 0 | 0 | 0 | 0 | 0 | 0 | 0 | 0 | 0 | 0 | 0 | 0 | 0 | 0 | 0 | 29742.1166 | 29674.5777 | 29607.1921 | 29539.9596 | 29472.8797 | 29405.9521 | 29339.1766 | 29272.5527 | 29206.08 | 29139.7583 | 0 | 0 | 0 | 0 | 0 | 0 | 0 | 0 | 0 | 0 | 0.001473% | 0 | 0 | 0 | 0 | 0 | 0 | 0 | 0 | 0 | 0 | 0 | 0 | 0 | 0 | 0 | 0 | 0 | 0 | 0 | 0 | 0 | 0 | 0 | 0
No | ResMFWeatherization_v3_4 | Cadmus Measure_InputOutput | RTF Workbook: ResMFWeatherization_3_4 | 2020 | Retro | 2022 | 2041 | PSE | Residential | Multifamily | Gas | Per square foot of storm window area - Single Pane Metal Frame - Furnace |  |  | Low E Storm Window_Single Pane Metal Frame_HZ1_Gas Furnace |  | 0 | 20 | 11.1917 | 0 |  | 0 | 0 |  | 0 |  | 0 |  | 0.85109 |  | 0 |  | 0 | Heating | Gas Furnace Heat | Storm Window | ResSpHtFAFZ1 | 0.02951% | 0% | 36.79% | 52.0269 |  | 2.645% | 5% | 85% | 6.8% | 0.2% | 12.8873 | 0.20819 | 1.3095 | 0 | 11.1917 | 0 | 0 | 0 | 11.9123 |  | 0 | 1.3007 | 0 | 01. ($9,999.000) to $0.028 | 1 | 1.3007 | 11. $1.20 to $1.50 | 0 | 0 | 0 | 0 | 0 | 0 | 0 | 0 | 0 | 0 | 0 | 0 | 0 | 0 | 0 | 0 | 0 | 0 | 0 | 0 | 0 | 0 | 0 | 0 | 0 | 0 | 0 | 0 | 0 | 0 | 0 | 0 | 0 | 0 | 0 | 0 | 0 | 0 | 0 | 0 | 0 | 0 | 0 | 0 | 0 | 0 | 0 | 0 | 0 | 0 | 0 | 0 | 0 | 0 | 0 | 0 | 0 | 0 | 0 | 0 | 0 | 0 | 0 | 0 | 0 | 0 | 0 | 0 | 0 | 0 | 0 | 0 | 0 | 0 | 2430.4676 | 2424.9484 | 2419.4418 | 2413.9477 | 2408.4661 | 2402.9969 | 2397.5401 | 2392.0957 | 2386.6637 | 2381.244 | 0 | 0 | 0 | 0 | 0 | 0 | 0 | 0 | 0 | 0 | 2068.5517 | 2063.8544 | 2059.1678 | 2054.4918 | 2049.8264 | 2045.1716 | 2040.5274 | 2035.8938 | 2031.2706 | 2026.658 | 0 | 0 | 0 | 0 | 0 | 0 | 0 | 0 | 0 | 0 | 20475.4136 | 2068.5517 | 4132.4062 | 6191.574 | 8246.0658 | 10295.8922 | 12341.0638 | 14381.5913 | 16417.485 | 18448.7556 | 20475.4136 | 20475.4136 | 20475.4136 | 20475.4136 | 20475.4136 | 20475.4136 | 20475.4136 | 20475.4136 | 20475.4136 | 20475.4136 | 20475.4136 | 0 | 0 | 0 | 0 | 0 | 0 | 0 | 0 | 0 | 0 | 0 | 0 | 0 | 0 | 0 | 0 | 0 | 0 | 0 | 0 | 0 | 0 | 0 | 0 | 0 | 0 | 0 | 0 | 0 | 0 | 0 | 0 | 0 | 0 | 0 | 0 | 0 | 0 | 0 | 0 | 0 | 0 | 0 | 0 | 0 | 0 | 0 | 0 | 0 | 28952.5493 | 28886.8033 | 28821.2067 | 28755.7589 | 28690.4599 | 28625.309 | 28560.3062 | 28495.4509 | 28430.743 | 28366.1819 | 0 | 0 | 0 | 0 | 0 | 0 | 0 | 0 | 0 | 0 | 0.001473% | 0 | 0 | 0 | 0 | 0 | 0 | 0 | 0 | 0 | 0 | 0 | 0 | 0 | 0 | 0 | 0 | 0 | 0 | 0 | 0 | 0 | 0 | 0 | 0
No | ResMFWeatherization_v3_4 | Cadmus Measure_InputOutput | RTF Workbook: ResMFWeatherization_3_4 | 2020 | Retro | 2022 | 2041 | PSE | Residential | Multifamily | Gas | Per square foot of storm window area - Double Pane Metal Frame - Furnace |  |  | Low E Storm Window_Double Pane Metal Frame_HZ1_Gas Furnace |  | 0 | 20 | 11.1917 | 0 |  | 0 | 0 |  | 0 |  | 0 |  | 0.42802 |  | 0 |  | 0 | Heating | Gas Furnace Heat | Storm Window | ResSpHtFAFZ1 | 0.02951% | 0% | 36.79% | 52.0269 |  | 16.69% | 5% | 85% | 6.8% | 0.2% | 6.481 | 0.1047 | 0.65857 | 0 | 11.1917 | 0 | 0 | 0 | 12.6668 |  | 0 | 2.7502 | 0 | 01. ($9,999.000) to $0.028 | 1 | 2.7502 | 12. $1.50 to $999.00 | 0 | 0 | 0 | 0 | 0 | 0 | 0 | 0 | 0 | 0 | 0 | 0 | 0 | 0 | 0 | 0 | 0 | 0 | 0 | 0 | 0 | 0 | 0 | 0 | 0 | 0 | 0 | 0 | 0 | 0 | 0 | 0 | 0 | 0 | 0 | 0 | 0 | 0 | 0 | 0 | 0 | 0 | 0 | 0 | 0 | 0 | 0 | 0 | 0 | 0 | 0 | 0 | 0 | 0 | 0 | 0 | 0 | 0 | 0 | 0 | 0 | 0 | 0 | 0 | 0 | 0 | 0 | 0 | 0 | 0 | 0 | 0 | 0 | 0 | 15337.1439 | 15302.316 | 15267.5672 | 15232.8974 | 15198.3062 | 15163.7937 | 15129.3594 | 15095.0034 | 15060.7254 | 15026.5253 | 0 | 0 | 0 | 0 | 0 | 0 | 0 | 0 | 0 | 0 | 6564.5551 | 6549.6482 | 6534.7751 | 6519.9359 | 6505.1303 | 6490.3583 | 6475.6199 | 6460.9149 | 6446.2434 | 6431.6051 | 0 | 0 | 0 | 0 | 0 | 0 | 0 | 0 | 0 | 0 | 64978.7861 | 6564.5551 | 13114.2033 | 19648.9784 | 26168.9143 | 32674.0445 | 39164.4028 | 45640.0227 | 52100.9377 | 58547.181 | 64978.7861 | 64978.7861 | 64978.7861 | 64978.7861 | 64978.7861 | 64978.7861 | 64978.7861 | 64978.7861 | 64978.7861 | 64978.7861 | 64978.7861 | 0 | 0 | 0 | 0 | 0 | 0 | 0 | 0 | 0 | 0 | 0 | 0 | 0 | 0 | 0 | 0 | 0 | 0 | 0 | 0 | 0 | 0 | 0 | 0 | 0 | 0 | 0 | 0 | 0 | 0 | 0 | 0 | 0 | 0 | 0 | 0 | 0 | 0 | 0 | 0 | 0 | 0 | 0 | 0 | 0 | 0 | 0 | 0 | 0 | 194272.508 | 193831.3505 | 193391.1948 | 192952.0386 | 192513.8797 | 192076.7158 | 191640.5445 | 191205.3638 | 190771.1712 | 190337.9647 | 0 | 0 | 0 | 0 | 0 | 0 | 0 | 0 | 0 | 0 | 0.001473% | 0 | 0 | 0 | 0 | 0 | 0 | 0 | 0 | 0 | 0 | 0 | 0 | 0 | 0 | 0 | 0 | 0 | 0 | 0 | 0 | 0 | 0 | 0 | 0
No | ResMHWeatherization_v5_2 | Measure_InputOutput | Based on the RTF workbook: ResMHWeatherization_v5_2 | 2020 | Retro | 2022 | 2045 | PSE | Residential | Manufactured | Electric | Per square foot of window area - ER - Single Pane Baseline |  |  | Electrical Resistance_HZ1_Windows - Single Pane to Class 22 (per sf) |  | 1.1783 | 25 | 4.1164 | 0 |  | 0 | 0 | 0 | 0 | 0 | 0 | 0 | 0 |  | 0 | 0 | 0 | Heating | Electric Zonal Heat | Window | ResSpHtBBZ1 | 0.02856% | 5.579% | 0% | 139.9877 |  | 0.3419% | 4% | 85% | 6.8% | 0.2% | 1.301 | 0.049543 | 0.13506 | 4.3248 | 0 | 0 | 0 | 4.9634 | 0 |  | 0.36084 | 0 | 0.36084 | 13. $0.225 to $99,999.000 | 0 | 0 | 01. ($9,999.00) to $0.22 | 1 | 106.3778 | 106.3778 | 106.3778 | 106.3778 | 106.3778 | 106.3778 | 106.3778 | 106.3778 | 106.3778 | 106.3778 | 0 | 0 | 0 | 0 | 0 | 0 | 0 | 0 | 0 | 0 | 0 | 0 | 0 | 0 | 125.3486 | 125.3486 | 125.3486 | 125.3486 | 125.3486 | 125.3486 | 125.3486 | 125.3486 | 125.3486 | 125.3486 | 0 | 0 | 0 | 0 | 0 | 0 | 0 | 0 | 0 | 0 | 0 | 0 | 0 | 0 | 1253.4856 | 125.3486 | 250.6971 | 376.0457 | 501.3942 | 626.7428 | 752.0913 | 877.4399 | 1002.7885 | 1128.137 | 1253.4856 | 1253.4856 | 1253.4856 | 1253.4856 | 1253.4856 | 1253.4856 | 1253.4856 | 1253.4856 | 1253.4856 | 1253.4856 | 1253.4856 | 1253.4856 | 1253.4856 | 1253.4856 | 1253.4856 | 0 | 0 | 0 | 0 | 0 | 0 | 0 | 0 | 0 | 0 | 0 | 0 | 0 | 0 | 0 | 0 | 0 | 0 | 0 | 0 | 0 | 0 | 0 | 0 | 0 | 0 | 0 | 0 | 0 | 0 | 0 | 0 | 0 | 0 | 0 | 0 | 0 | 0 | 0 | 0 | 0 | 0 | 0 | 0 | 0 | 0 | 0 | 0 | 0 | 0 | 0 | 0 | 0 | 0 | 0 | 0 | 0 | 0 | 0 | 0 | 0 | 0.035803 | 0.071606 | 0.10741 | 0.14321 | 0.17901 | 0.21482 | 0.25062 | 0.28642 | 0.32223 | 0.35803 | 0.35803 | 0.35803 | 0.35803 | 0.35803 | 0.35803 | 0.35803 | 0.35803 | 0.35803 | 0.35803 | 0.35803 | 0.35803 | 0.35803 | 0.35803 | 0.35803 | 527.9993 | 527.9993 | 527.9993 | 527.9993 | 527.9993 | 527.9993 | 527.9993 | 527.9993 | 527.9993 | 527.9993 | 0 | 0 | 0 | 0 | 0 | 0 | 0 | 0 | 0 | 0 | 0 | 0 | 0 | 0 | 5279.9928 | 0 | 0 | 0 | 0 | 0 | 0 | 0 | 0 | 0 | 0 | 0 | 0 | 0 | 0 | 0 | 0 | 0 | 0 | 0 | 0 | 0.0003665% | 0.00045941 | 0.00091882 | 0.0013782 | 0.0018376 | 0.002297 | 0.0027565 | 0.0032159 | 0.0036753 | 0.0041347 | 0.0045941 | 0.0045941 | 0.0045941 | 0.0045941 | 0.0045941 | 0.0045941 | 0.0045941 | 0.0045941 | 0.0045941 | 0.0045941 | 0.0045941 | 0.0045941 | 0.0045941 | 0.0045941 | 0.0045941
No | ResMHWeatherization_v5_2 | Measure_InputOutput | Based on the RTF workbook: ResMHWeatherization_v5_2 | 2020 | Retro | 2022 | 2045 | PSE | Residential | Manufactured | Electric | Per square foot of window area - ER - Double Pane Baseline |  |  | Electrical Resistance_HZ1_Windows - Double Pane to Class 22 (per sf) |  | 1.1825 | 25 | 4.1164 | 0 |  | 0 | 0 | 0 | 0 | 0 | 0 | 0 | 0 |  | 0 | 0 | 0 | Heating | Electric Zonal Heat | Window | ResSpHtBBZ1 | 0.02856% | 5.579% | 0% | 139.9877 |  | 0.01739% | 4% | 85% | 6.8% | 0.2% | 1.3056 | 0.049718 | 0.13553 | 4.3248 | 0 | 0 | 0 | 4.9628 | 0 |  | 0.35952 | 0 | 0.35952 | 13. $0.225 to $99,999.000 | 0 | 0 | 01. ($9,999.00) to $0.22 | 1 | 5.4107 | 5.4107 | 5.4107 | 5.4107 | 5.4107 | 5.4107 | 5.4107 | 5.4107 | 5.4107 | 5.4107 | 0 | 0 | 0 | 0 | 0 | 0 | 0 | 0 | 0 | 0 | 0 | 0 | 0 | 0 | 6.3982 | 6.3982 | 6.3982 | 6.3982 | 6.3982 | 6.3982 | 6.3982 | 6.3982 | 6.3982 | 6.3982 | 0 | 0 | 0 | 0 | 0 | 0 | 0 | 0 | 0 | 0 | 0 | 0 | 0 | 0 | 63.982 | 6.3982 | 12.7964 | 19.1946 | 25.5928 | 31.991 | 38.3892 | 44.7874 | 51.1856 | 57.5838 | 63.982 | 63.982 | 63.982 | 63.982 | 63.982 | 63.982 | 63.982 | 63.982 | 63.982 | 63.982 | 63.982 | 63.982 | 63.982 | 63.982 | 63.982 | 0 | 0 | 0 | 0 | 0 | 0 | 0 | 0 | 0 | 0 | 0 | 0 | 0 | 0 | 0 | 0 | 0 | 0 | 0 | 0 | 0 | 0 | 0 | 0 | 0 | 0 | 0 | 0 | 0 | 0 | 0 | 0 | 0 | 0 | 0 | 0 | 0 | 0 | 0 | 0 | 0 | 0 | 0 | 0 | 0 | 0 | 0 | 0 | 0 | 0 | 0 | 0 | 0 | 0 | 0 | 0 | 0 | 0 | 0 | 0 | 0 | 0.0018275 | 0.003655 | 0.0054825 | 0.00731 | 0.0091375 | 0.010965 | 0.012792 | 0.01462 | 0.016447 | 0.018275 | 0.018275 | 0.018275 | 0.018275 | 0.018275 | 0.018275 | 0.018275 | 0.018275 | 0.018275 | 0.018275 | 0.018275 | 0.018275 | 0.018275 | 0.018275 | 0.018275 | 26.8524 | 26.8524 | 26.8524 | 26.8524 | 26.8524 | 26.8524 | 26.8524 | 26.8524 | 26.8524 | 26.8524 | 0 | 0 | 0 | 0 | 0 | 0 | 0 | 0 | 0 | 0 | 0 | 0 | 0 | 0 | 268.5238 | 0 | 0 | 0 | 0 | 0 | 0 | 0 | 0 | 0 | 0 | 0 | 0 | 0 | 0 | 0 | 0 | 0 | 0 | 0 | 0 | 0.0003665% | 2.345e-05 | 4.6899e-05 | 7.0349e-05 | 9.3799e-05 | 0.00011725 | 0.0001407 | 0.00016415 | 0.0001876 | 0.00021105 | 0.0002345 | 0.0002345 | 0.0002345 | 0.0002345 | 0.0002345 | 0.0002345 | 0.0002345 | 0.0002345 | 0.0002345 | 0.0002345 | 0.0002345 | 0.0002345 | 0.0002345 | 0.0002345 | 0.0002345
No | ResMHWeatherization_v5_2 | Measure_InputOutput | Based on the RTF workbook: ResMHWeatherization_v5_2 | 2020 | Retro | 2022 | 2045 | PSE | Residential | Manufactured | Electric | Per square foot of window area - ER - Single Pane Baseline |  |  | Electrical Resistance_HZ1_Windows - Single Pane to Class 30 (per sf) |  | 16.5353 | 25 | 20.8957 | 0 |  | 0 | 0 | 0 | 0 | 0 | 0 | 0 | 0 |  | 0 | 0 | 0 | Heating | Electric Zonal Heat | Window | ResSpHtBBZ1 | 0.02856% | 5.579% | 0% | 139.9877 |  | 1.094% | 4% | 85% | 6.8% | 0.2% | 18.2569 | 0.69523 | 1.8952 | 21.9535 | 0 | 0 | 0 | 23.5422 | 0 |  | 0.12196 | 0 | 0.12196 | 08. $0.115 to $0.130 | 1 | 0 | 01. ($9,999.00) to $0.22 | 1 | 340.4089 | 340.4089 | 340.4089 | 340.4089 | 340.4089 | 340.4089 | 340.4089 | 340.4089 | 340.4089 | 340.4089 | 0 | 0 | 0 | 0 | 0 | 0 | 0 | 0 | 0 | 0 | 0 | 0 | 0 | 0 | 5628.765 | 5628.765 | 5628.765 | 5628.765 | 5628.765 | 5628.765 | 5628.765 | 5628.765 | 5628.765 | 5628.765 | 0 | 0 | 0 | 0 | 0 | 0 | 0 | 0 | 0 | 0 | 0 | 0 | 0 | 0 | 56287.6504 | 5628.765 | 11257.5301 | 16886.2951 | 22515.0602 | 28143.8252 | 33772.5902 | 39401.3553 | 45030.1203 | 50658.8853 | 56287.6504 | 56287.6504 | 56287.6504 | 56287.6504 | 56287.6504 | 56287.6504 | 56287.6504 | 56287.6504 | 56287.6504 | 56287.6504 | 56287.6504 | 56287.6504 | 56287.6504 | 56287.6504 | 56287.6504 | 0 | 0 | 0 | 0 | 0 | 0 | 0 | 0 | 0 | 0 | 0 | 0 | 0 | 0 | 0 | 0 | 0 | 0 | 0 | 0 | 0 | 0 | 0 | 0 | 0 | 0 | 0 | 0 | 0 | 0 | 0 | 0 | 0 | 0 | 0 | 0 | 0 | 0 | 0 | 0 | 0 | 0 | 0 | 0 | 0 | 0 | 0 | 0 | 0 | 0 | 0 | 0 | 0 | 0 | 0 | 0 | 0 | 0 | 0 | 0 | 0 | 1.6077 | 3.2155 | 4.8232 | 6.4309 | 8.0386 | 9.6464 | 11.2541 | 12.8618 | 14.4695 | 16.0773 | 16.0773 | 16.0773 | 16.0773 | 16.0773 | 16.0773 | 16.0773 | 16.0773 | 16.0773 | 16.0773 | 16.0773 | 16.0773 | 16.0773 | 16.0773 | 16.0773 | 8013.9684 | 8013.9684 | 8013.9684 | 8013.9684 | 8013.9684 | 8013.9684 | 8013.9684 | 8013.9684 | 8013.9684 | 8013.9684 | 0 | 0 | 0 | 0 | 0 | 0 | 0 | 0 | 0 | 0 | 0 | 0 | 0 | 0 | 80139.6843 | 0 | 0 | 0 | 0 | 0 | 0 | 0 | 0 | 0 | 0 | 0 | 0 | 0 | 0 | 0 | 0 | 0 | 0 | 0 | 0 | 0.0003665% | 0.02063 | 0.041259 | 0.061889 | 0.082519 | 0.10315 | 0.12378 | 0.14441 | 0.16504 | 0.18567 | 0.2063 | 0.2063 | 0.2063 | 0.2063 | 0.2063 | 0.2063 | 0.2063 | 0.2063 | 0.2063 | 0.2063 | 0.2063 | 0.2063 | 0.2063 | 0.2063 | 0.2063
No | ResMHWeatherization_v5_2 | Measure_InputOutput | Based on the RTF workbook: ResMHWeatherization_v5_2 | 2020 | Retro | 2022 | 2045 | PSE | Residential | Manufactured | Electric | Per square foot of window area - ER - Double Pane Baseline |  |  | Electrical Resistance_HZ1_Windows - Double Pane to Class 30 (per sf) |  | 6.7148 | 25 | 20.8957 | 0 |  | 0 | 0 | 0 | 0 | 0 | 0 | 0 | 0 |  | 0 | 0 | 0 | Heating | Electric Zonal Heat | Window | ResSpHtBBZ1 | 0.02856% | 5.579% | 0% | 139.9877 |  | 0.05565% | 4% | 85% | 6.8% | 0.2% | 7.4139 | 0.28232 | 0.76962 | 21.9535 | 0 | 0 | 0 | 25.0807 | 0 |  | 0.31997 | 0 | 0.31997 | 13. $0.225 to $99,999.000 | 0 | 0 | 01. ($9,999.00) to $0.22 | 1 | 17.3144 | 17.3144 | 17.3144 | 17.3144 | 17.3144 | 17.3144 | 17.3144 | 17.3144 | 17.3144 | 17.3144 | 0 | 0 | 0 | 0 | 0 | 0 | 0 | 0 | 0 | 0 | 0 | 0 | 0 | 0 | 116.2621 | 116.2621 | 116.2621 | 116.2621 | 116.2621 | 116.2621 | 116.2621 | 116.2621 | 116.2621 | 116.2621 | 0 | 0 | 0 | 0 | 0 | 0 | 0 | 0 | 0 | 0 | 0 | 0 | 0 | 0 | 1162.6211 | 116.2621 | 232.5242 | 348.7863 | 465.0484 | 581.3106 | 697.5727 | 813.8348 | 930.0969 | 1046.359 | 1162.6211 | 1162.6211 | 1162.6211 | 1162.6211 | 1162.6211 | 1162.6211 | 1162.6211 | 1162.6211 | 1162.6211 | 1162.6211 | 1162.6211 | 1162.6211 | 1162.6211 | 1162.6211 | 1162.6211 | 0 | 0 | 0 | 0 | 0 | 0 | 0 | 0 | 0 | 0 | 0 | 0 | 0 | 0 | 0 | 0 | 0 | 0 | 0 | 0 | 0 | 0 | 0 | 0 | 0 | 0 | 0 | 0 | 0 | 0 | 0 | 0 | 0 | 0 | 0 | 0 | 0 | 0 | 0 | 0 | 0 | 0 | 0 | 0 | 0 | 0 | 0 | 0 | 0 | 0 | 0 | 0 | 0 | 0 | 0 | 0 | 0 | 0 | 0 | 0 | 0 | 0.033208 | 0.066415 | 0.099623 | 0.13283 | 0.16604 | 0.19925 | 0.23245 | 0.26566 | 0.29887 | 0.33208 | 0.33208 | 0.33208 | 0.33208 | 0.33208 | 0.33208 | 0.33208 | 0.33208 | 0.33208 | 0.33208 | 0.33208 | 0.33208 | 0.33208 | 0.33208 | 0.33208 | 434.2569 | 434.2569 | 434.2569 | 434.2569 | 434.2569 | 434.2569 | 434.2569 | 434.2569 | 434.2569 | 434.2569 | 0 | 0 | 0 | 0 | 0 | 0 | 0 | 0 | 0 | 0 | 0 | 0 | 0 | 0 | 4342.569 | 0 | 0 | 0 | 0 | 0 | 0 | 0 | 0 | 0 | 0 | 0 | 0 | 0 | 0 | 0 | 0 | 0 | 0 | 0 | 0 | 0.0003665% | 0.00042611 | 0.00085221 | 0.0012783 | 0.0017044 | 0.0021305 | 0.0025566 | 0.0029827 | 0.0034089 | 0.003835 | 0.0042611 | 0.0042611 | 0.0042611 | 0.0042611 | 0.0042611 | 0.0042611 | 0.0042611 | 0.0042611 | 0.0042611 | 0.0042611 | 0.0042611 | 0.0042611 | 0.0042611 | 0.0042611 | 0.0042611
No | ResMHWeatherization_v5_2 | Measure_InputOutput | Based on the RTF workbook: ResMHWeatherization_v5_2 | 2020 | Retro | 2022 | 2045 | PSE | Residential | Manufactured | Electric | Per square foot of window area - ER - Class 30 Baseline |  |  | Electrical Resistance_HZ1_Windows - Class 30 to Class 22 (per sf) |  | 1.1825 | 25 | 4.1164 | 0 |  | 0 | 0 | 0 | 0 | 0 | 0 | 0 | 0 |  | 0 | 0 | 0 | Heating | Electric Zonal Heat | Window | ResSpHtBBZ1 | 0.02856% | 5.579% | 0% | 139.9877 |  | 0.3419% | 4% | 85% | 6.8% | 0.2% | 1.3056 | 0.049718 | 0.13553 | 4.3248 | 0 | 0 | 0 | 4.9628 | 0 |  | 0.35952 | 0 | 0.35952 | 13. $0.225 to $99,999.000 | 0 | 0 | 01. ($9,999.00) to $0.22 | 1 | 106.3778 | 106.3778 | 106.3778 | 106.3778 | 106.3778 | 106.3778 | 106.3778 | 106.3778 | 106.3778 | 106.3778 | 0 | 0 | 0 | 0 | 0 | 0 | 0 | 0 | 0 | 0 | 0 | 0 | 0 | 0 | 125.7915 | 125.7915 | 125.7915 | 125.7915 | 125.7915 | 125.7915 | 125.7915 | 125.7915 | 125.7915 | 125.7915 | 0 | 0 | 0 | 0 | 0 | 0 | 0 | 0 | 0 | 0 | 0 | 0 | 0 | 0 | 1257.9146 | 125.7915 | 251.5829 | 377.3744 | 503.1658 | 628.9573 | 754.7488 | 880.5402 | 1006.3317 | 1132.1232 | 1257.9146 | 1257.9146 | 1257.9146 | 1257.9146 | 1257.9146 | 1257.9146 | 1257.9146 | 1257.9146 | 1257.9146 | 1257.9146 | 1257.9146 | 1257.9146 | 1257.9146 | 1257.9146 | 1257.9146 | 0 | 0 | 0 | 0 | 0 | 0 | 0 | 0 | 0 | 0 | 0 | 0 | 0 | 0 | 0 | 0 | 0 | 0 | 0 | 0 | 0 | 0 | 0 | 0 | 0 | 0 | 0 | 0 | 0 | 0 | 0 | 0 | 0 | 0 | 0 | 0 | 0 | 0 | 0 | 0 | 0 | 0 | 0 | 0 | 0 | 0 | 0 | 0 | 0 | 0 | 0 | 0 | 0 | 0 | 0 | 0 | 0 | 0 | 0 | 0 | 0 | 0.035929 | 0.071859 | 0.10779 | 0.14372 | 0.17965 | 0.21558 | 0.25151 | 0.28744 | 0.32337 | 0.35929 | 0.35929 | 0.35929 | 0.35929 | 0.35929 | 0.35929 | 0.35929 | 0.35929 | 0.35929 | 0.35929 | 0.35929 | 0.35929 | 0.35929 | 0.35929 | 0.35929 | 527.9299 | 527.9299 | 527.9299 | 527.9299 | 527.9299 | 527.9299 | 527.9299 | 527.9299 | 527.9299 | 527.9299 | 0 | 0 | 0 | 0 | 0 | 0 | 0 | 0 | 0 | 0 | 0 | 0 | 0 | 0 | 5279.299 | 0 | 0 | 0 | 0 | 0 | 0 | 0 | 0 | 0 | 0 | 0 | 0 | 0 | 0 | 0 | 0 | 0 | 0 | 0 | 0 | 0.0003665% | 0.00046103 | 0.00092206 | 0.0013831 | 0.0018441 | 0.0023052 | 0.0027662 | 0.0032272 | 0.0036883 | 0.0041493 | 0.0046103 | 0.0046103 | 0.0046103 | 0.0046103 | 0.0046103 | 0.0046103 | 0.0046103 | 0.0046103 | 0.0046103 | 0.0046103 | 0.0046103 | 0.0046103 | 0.0046103 | 0.0046103 | 0.0046103
No | ResMHWeatherization_v5_2 | Measure_InputOutput | Based on the RTF workbook: ResMHWeatherization_v5_2 | 2020 | Retro | 2022 | 2045 | PSE | Residential | Manufactured | Electric | Per square foot of window area - HP - Single Pane Baseline |  |  | Heat Pump_HZ1_Windows - Single Pane to Class 22 (per sf) |  | 0.73685 | 25 | 4.1164 | 0 |  | 0 | 0 | 0 | 0 | 0 | 0 | 0 | 0 |  | 0 | 0 | 0 | Heat Pump | Heat Pump | Window | ResSpHtHPZ1 | 0.03002% | 11.55% | 0% | 139.9877 |  | 0.3419% | 4% | 85% | 6.8% | 0.2% | 0.81356 | 0.032566 | 0.084613 | 4.3248 | 0 | 0 | 0 | 5.0309 | 0 |  | 0.58487 | 0 | 0.58487 | 13. $0.225 to $99,999.000 | 0 | 0 | 01. ($9,999.00) to $0.22 | 1 | 220.2588 | 220.2588 | 220.2588 | 220.2588 | 220.2588 | 220.2588 | 220.2588 | 220.2588 | 220.2588 | 220.2588 | 0 | 0 | 0 | 0 | 0 | 0 | 0 | 0 | 0 | 0 | 0 | 0 | 0 | 0 | 162.2971 | 162.2971 | 162.2971 | 162.2971 | 162.2971 | 162.2971 | 162.2971 | 162.2971 | 162.2971 | 162.2971 | 0 | 0 | 0 | 0 | 0 | 0 | 0 | 0 | 0 | 0 | 0 | 0 | 0 | 0 | 1622.9706 | 162.2971 | 324.5941 | 486.8912 | 649.1882 | 811.4853 | 973.7824 | 1136.0794 | 1298.3765 | 1460.6735 | 1622.9706 | 1622.9706 | 1622.9706 | 1622.9706 | 1622.9706 | 1622.9706 | 1622.9706 | 1622.9706 | 1622.9706 | 1622.9706 | 1622.9706 | 1622.9706 | 1622.9706 | 1622.9706 | 1622.9706 | 0 | 0 | 0 | 0 | 0 | 0 | 0 | 0 | 0 | 0 | 0 | 0 | 0 | 0 | 0 | 0 | 0 | 0 | 0 | 0 | 0 | 0 | 0 | 0 | 0 | 0 | 0 | 0 | 0 | 0 | 0 | 0 | 0 | 0 | 0 | 0 | 0 | 0 | 0 | 0 | 0 | 0 | 0 | 0 | 0 | 0 | 0 | 0 | 0 | 0 | 0 | 0 | 0 | 0 | 0 | 0 | 0 | 0 | 0 | 0 | 0 | 0.048728 | 0.097455 | 0.14618 | 0.19491 | 0.24364 | 0.29237 | 0.34109 | 0.38982 | 0.43855 | 0.48728 | 0.48728 | 0.48728 | 0.48728 | 0.48728 | 0.48728 | 0.48728 | 0.48728 | 0.48728 | 0.48728 | 0.48728 | 0.48728 | 0.48728 | 0.48728 | 0.48728 | 1108.0903 | 1108.0903 | 1108.0903 | 1108.0903 | 1108.0903 | 1108.0903 | 1108.0903 | 1108.0903 | 1108.0903 | 1108.0903 | 0 | 0 | 0 | 0 | 0 | 0 | 0 | 0 | 0 | 0 | 0 | 0 | 0 | 0 | 11080.9033 | 0 | 0 | 0 | 0 | 0 | 0 | 0 | 0 | 0 | 0 | 0 | 0 | 0 | 0 | 0 | 0 | 0 | 0 | 0 | 0 | 0.003628% | 0.0058875 | 0.011775 | 0.017663 | 0.02355 | 0.029438 | 0.035325 | 0.041213 | 0.0471 | 0.052988 | 0.058875 | 0.058875 | 0.058875 | 0.058875 | 0.058875 | 0.058875 | 0.058875 | 0.058875 | 0.058875 | 0.058875 | 0.058875 | 0.058875 | 0.058875 | 0.058875 | 0.058875
No | ResMHWeatherization_v5_2 | Measure_InputOutput | Based on the RTF workbook: ResMHWeatherization_v5_2 | 2020 | Retro | 2022 | 2045 | PSE | Residential | Manufactured | Electric | Per square foot of window area - HP - Double Pane Baseline |  |  | Heat Pump_HZ1_Windows - Double Pane to Class 22 (per sf) |  | 0.75791 | 25 | 4.1164 | 0 |  | 0 | 0 | 0 | 0 | 0 | 0 | 0 | 0 |  | 0 | 0 | 0 | Heat Pump | Heat Pump | Window | ResSpHtHPZ1 | 0.03002% | 11.55% | 0% | 139.9877 |  | 0.01739% | 4% | 85% | 6.8% | 0.2% | 0.83682 | 0.033496 | 0.087031 | 4.3248 | 0 | 0 | 0 | 5.0275 | 0 |  | 0.56824 | 0 | 0.56824 | 13. $0.225 to $99,999.000 | 0 | 0 | 01. ($9,999.00) to $0.22 | 1 | 11.2031 | 11.2031 | 11.2031 | 11.2031 | 11.2031 | 11.2031 | 11.2031 | 11.2031 | 11.2031 | 11.2031 | 0 | 0 | 0 | 0 | 0 | 0 | 0 | 0 | 0 | 0 | 0 | 0 | 0 | 0 | 8.4909 | 8.4909 | 8.4909 | 8.4909 | 8.4909 | 8.4909 | 8.4909 | 8.4909 | 8.4909 | 8.4909 | 0 | 0 | 0 | 0 | 0 | 0 | 0 | 0 | 0 | 0 | 0 | 0 | 0 | 0 | 84.9093 | 8.4909 | 16.9819 | 25.4728 | 33.9637 | 42.4547 | 50.9456 | 59.4365 | 67.9275 | 76.4184 | 84.9093 | 84.9093 | 84.9093 | 84.9093 | 84.9093 | 84.9093 | 84.9093 | 84.9093 | 84.9093 | 84.9093 | 84.9093 | 84.9093 | 84.9093 | 84.9093 | 84.9093 | 0 | 0 | 0 | 0 | 0 | 0 | 0 | 0 | 0 | 0 | 0 | 0 | 0 | 0 | 0 | 0 | 0 | 0 | 0 | 0 | 0 | 0 | 0 | 0 | 0 | 0 | 0 | 0 | 0 | 0 | 0 | 0 | 0 | 0 | 0 | 0 | 0 | 0 | 0 | 0 | 0 | 0 | 0 | 0 | 0 | 0 | 0 | 0 | 0 | 0 | 0 | 0 | 0 | 0 | 0 | 0 | 0 | 0 | 0 | 0 | 0 | 0.0025493 | 0.0050986 | 0.0076479 | 0.010197 | 0.012746 | 0.015296 | 0.017845 | 0.020394 | 0.022944 | 0.025493 | 0.025493 | 0.025493 | 0.025493 | 0.025493 | 0.025493 | 0.025493 | 0.025493 | 0.025493 | 0.025493 | 0.025493 | 0.025493 | 0.025493 | 0.025493 | 0.025493 | 56.3239 | 56.3239 | 56.3239 | 56.3239 | 56.3239 | 56.3239 | 56.3239 | 56.3239 | 56.3239 | 56.3239 | 0 | 0 | 0 | 0 | 0 | 0 | 0 | 0 | 0 | 0 | 0 | 0 | 0 | 0 | 563.2387 | 0 | 0 | 0 | 0 | 0 | 0 | 0 | 0 | 0 | 0 | 0 | 0 | 0 | 0 | 0 | 0 | 0 | 0 | 0 | 0 | 0.003628% | 0.00030802 | 0.00061604 | 0.00092406 | 0.0012321 | 0.0015401 | 0.0018481 | 0.0021561 | 0.0024642 | 0.0027722 | 0.0030802 | 0.0030802 | 0.0030802 | 0.0030802 | 0.0030802 | 0.0030802 | 0.0030802 | 0.0030802 | 0.0030802 | 0.0030802 | 0.0030802 | 0.0030802 | 0.0030802 | 0.0030802 | 0.0030802
No | ResMHWeatherization_v5_2 | Measure_InputOutput | Based on the RTF workbook: ResMHWeatherization_v5_2 | 2020 | Retro | 2022 | 2045 | PSE | Residential | Manufactured | Electric | Per square foot of window area - HP - Single Pane Baseline |  |  | Heat Pump_HZ1_Windows - Single Pane to Class 30 (per sf) |  | 10.0243 | 25 | 20.8957 | 0 |  | 0 | 0 | 0 | 0 | 0 | 0 | 0 | 0 |  | 0 | 0 | 0 | Heat Pump | Heat Pump | Window | ResSpHtHPZ1 | 0.03002% | 11.55% | 0% | 139.9877 |  | 1.094% | 4% | 85% | 6.8% | 0.2% | 11.068 | 0.44303 | 1.1511 | 21.9535 | 0 | 0 | 0 | 24.5385 | 0 |  | 0.2097 | 0 | 0.2097 | 12. $0.200 to $0.225 | 0 | 0 | 01. ($9,999.00) to $0.22 | 1 | 704.8281 | 704.8281 | 704.8281 | 704.8281 | 704.8281 | 704.8281 | 704.8281 | 704.8281 | 704.8281 | 704.8281 | 0 | 0 | 0 | 0 | 0 | 0 | 0 | 0 | 0 | 0 | 0 | 0 | 0 | 0 | 7065.4269 | 7065.4269 | 7065.4269 | 7065.4269 | 7065.4269 | 7065.4269 | 7065.4269 | 7065.4269 | 7065.4269 | 7065.4269 | 0 | 0 | 0 | 0 | 0 | 0 | 0 | 0 | 0 | 0 | 0 | 0 | 0 | 0 | 70654.2689 | 7065.4269 | 14130.8538 | 21196.2807 | 28261.7076 | 35327.1344 | 42392.5613 | 49457.9882 | 56523.4151 | 63588.842 | 70654.2689 | 70654.2689 | 70654.2689 | 70654.2689 | 70654.2689 | 70654.2689 | 70654.2689 | 70654.2689 | 70654.2689 | 70654.2689 | 70654.2689 | 70654.2689 | 70654.2689 | 70654.2689 | 70654.2689 | 0 | 0 | 0 | 0 | 0 | 0 | 0 | 0 | 0 | 0 | 0 | 0 | 0 | 0 | 0 | 0 | 0 | 0 | 0 | 0 | 0 | 0 | 0 | 0 | 0 | 0 | 0 | 0 | 0 | 0 | 0 | 0 | 0 | 0 | 0 | 0 | 0 | 0 | 0 | 0 | 0 | 0 | 0 | 0 | 0 | 0 | 0 | 0 | 0 | 0 | 0 | 0 | 0 | 0 | 0 | 0 | 0 | 0 | 0 | 0 | 0 | 2.1213 | 4.2426 | 6.3639 | 8.4852 | 10.6065 | 12.7278 | 14.8491 | 16.9704 | 19.0917 | 21.213 | 21.213 | 21.213 | 21.213 | 21.213 | 21.213 | 21.213 | 21.213 | 21.213 | 21.213 | 21.213 | 21.213 | 21.213 | 21.213 | 21.213 | 17295.4148 | 17295.4148 | 17295.4148 | 17295.4148 | 17295.4148 | 17295.4148 | 17295.4148 | 17295.4148 | 17295.4148 | 17295.4148 | 0 | 0 | 0 | 0 | 0 | 0 | 0 | 0 | 0 | 0 | 0 | 0 | 0 | 0 | 172954.1481 | 0 | 0 | 0 | 0 | 0 | 0 | 0 | 0 | 0 | 0 | 0 | 0 | 0 | 0 | 0 | 0 | 0 | 0 | 0 | 0 | 0.003628% | 0.25631 | 0.51262 | 0.76892 | 1.0252 | 1.2815 | 1.5378 | 1.7942 | 2.0505 | 2.3068 | 2.5631 | 2.5631 | 2.5631 | 2.5631 | 2.5631 | 2.5631 | 2.5631 | 2.5631 | 2.5631 | 2.5631 | 2.5631 | 2.5631 | 2.5631 | 2.5631 | 2.5631
No | ResMHWeatherization_v5_2 | Measure_InputOutput | Based on the RTF workbook: ResMHWeatherization_v5_2 | 2020 | Retro | 2022 | 2045 | PSE | Residential | Manufactured | Electric | Per square foot of window area - HP - Double Pane Baseline |  |  | Heat Pump_HZ1_Windows - Double Pane to Class 30 (per sf) |  | 5.1642 | 25 | 20.8957 | 0 |  | 0 | 0 | 0 | 0 | 0 | 0 | 0 | 0 |  | 0 | 0 | 0 | Heat Pump | Heat Pump | Window | ResSpHtHPZ1 | 0.03002% | 11.55% | 0% | 139.9877 |  | 0.05565% | 4% | 85% | 6.8% | 0.2% | 5.7019 | 0.22824 | 0.59302 | 21.9535 | 0 | 0 | 0 | 25.3114 | 0 |  | 0.41986 | 0 | 0.41986 | 13. $0.225 to $99,999.000 | 0 | 0 | 01. ($9,999.00) to $0.22 | 1 | 35.85 | 35.85 | 35.85 | 35.85 | 35.85 | 35.85 | 35.85 | 35.85 | 35.85 | 35.85 | 0 | 0 | 0 | 0 | 0 | 0 | 0 | 0 | 0 | 0 | 0 | 0 | 0 | 0 | 185.1386 | 185.1386 | 185.1386 | 185.1386 | 185.1386 | 185.1386 | 185.1386 | 185.1386 | 185.1386 | 185.1386 | 0 | 0 | 0 | 0 | 0 | 0 | 0 | 0 | 0 | 0 | 0 | 0 | 0 | 0 | 1851.3857 | 185.1386 | 370.2771 | 555.4157 | 740.5543 | 925.6929 | 1110.8314 | 1295.97 | 1481.1086 | 1666.2471 | 1851.3857 | 1851.3857 | 1851.3857 | 1851.3857 | 1851.3857 | 1851.3857 | 1851.3857 | 1851.3857 | 1851.3857 | 1851.3857 | 1851.3857 | 1851.3857 | 1851.3857 | 1851.3857 | 1851.3857 | 0 | 0 | 0 | 0 | 0 | 0 | 0 | 0 | 0 | 0 | 0 | 0 | 0 | 0 | 0 | 0 | 0 | 0 | 0 | 0 | 0 | 0 | 0 | 0 | 0 | 0 | 0 | 0 | 0 | 0 | 0 | 0 | 0 | 0 | 0 | 0 | 0 | 0 | 0 | 0 | 0 | 0 | 0 | 0 | 0 | 0 | 0 | 0 | 0 | 0 | 0 | 0 | 0 | 0 | 0 | 0 | 0 | 0 | 0 | 0 | 0 | 0.055585 | 0.11117 | 0.16676 | 0.22234 | 0.27793 | 0.33351 | 0.3891 | 0.44468 | 0.50027 | 0.55585 | 0.55585 | 0.55585 | 0.55585 | 0.55585 | 0.55585 | 0.55585 | 0.55585 | 0.55585 | 0.55585 | 0.55585 | 0.55585 | 0.55585 | 0.55585 | 0.55585 | 907.4138 | 907.4138 | 907.4138 | 907.4138 | 907.4138 | 907.4138 | 907.4138 | 907.4138 | 907.4138 | 907.4138 | 0 | 0 | 0 | 0 | 0 | 0 | 0 | 0 | 0 | 0 | 0 | 0 | 0 | 0 | 9074.1376 | 0 | 0 | 0 | 0 | 0 | 0 | 0 | 0 | 0 | 0 | 0 | 0 | 0 | 0 | 0 | 0 | 0 | 0 | 0 | 0 | 0.003628% | 0.0067161 | 0.013432 | 0.020148 | 0.026865 | 0.033581 | 0.040297 | 0.047013 | 0.053729 | 0.060445 | 0.067161 | 0.067161 | 0.067161 | 0.067161 | 0.067161 | 0.067161 | 0.067161 | 0.067161 | 0.067161 | 0.067161 | 0.067161 | 0.067161 | 0.067161 | 0.067161 | 0.067161
No | ResMHWeatherization_v5_2 | Measure_InputOutput | Based on the RTF workbook: ResMHWeatherization_v5_2 | 2020 | Retro | 2022 | 2045 | PSE | Residential | Manufactured | Electric | Per square foot of window area - HP - Class 30 Baseline |  |  | Heat Pump_HZ1_Windows - Class 30 to Class 22 (per sf) |  | 0.75791 | 25 | 4.1164 | 0 |  | 0 | 0 | 0 | 0 | 0 | 0 | 0 | 0 |  | 0 | 0 | 0 | Heat Pump | Heat Pump | Window | ResSpHtHPZ1 | 0.03002% | 11.55% | 0% | 139.9877 |  | 0.3419% | 4% | 85% | 6.8% | 0.2% | 0.83682 | 0.033496 | 0.087031 | 4.3248 | 0 | 0 | 0 | 5.0275 | 0 |  | 0.56824 | 0 | 0.56824 | 13. $0.225 to $99,999.000 | 0 | 0 | 01. ($9,999.00) to $0.22 | 1 | 220.2588 | 220.2588 | 220.2588 | 220.2588 | 220.2588 | 220.2588 | 220.2588 | 220.2588 | 220.2588 | 220.2588 | 0 | 0 | 0 | 0 | 0 | 0 | 0 | 0 | 0 | 0 | 0 | 0 | 0 | 0 | 166.9356 | 166.9356 | 166.9356 | 166.9356 | 166.9356 | 166.9356 | 166.9356 | 166.9356 | 166.9356 | 166.9356 | 0 | 0 | 0 | 0 | 0 | 0 | 0 | 0 | 0 | 0 | 0 | 0 | 0 | 0 | 1669.3557 | 166.9356 | 333.8711 | 500.8067 | 667.7423 | 834.6778 | 1001.6134 | 1168.549 | 1335.4846 | 1502.4201 | 1669.3557 | 1669.3557 | 1669.3557 | 1669.3557 | 1669.3557 | 1669.3557 | 1669.3557 | 1669.3557 | 1669.3557 | 1669.3557 | 1669.3557 | 1669.3557 | 1669.3557 | 1669.3557 | 1669.3557 | 0 | 0 | 0 | 0 | 0 | 0 | 0 | 0 | 0 | 0 | 0 | 0 | 0 | 0 | 0 | 0 | 0 | 0 | 0 | 0 | 0 | 0 | 0 | 0 | 0 | 0 | 0 | 0 | 0 | 0 | 0 | 0 | 0 | 0 | 0 | 0 | 0 | 0 | 0 | 0 | 0 | 0 | 0 | 0 | 0 | 0 | 0 | 0 | 0 | 0 | 0 | 0 | 0 | 0 | 0 | 0 | 0 | 0 | 0 | 0 | 0 | 0.05012 | 0.10024 | 0.15036 | 0.20048 | 0.2506 | 0.30072 | 0.35084 | 0.40096 | 0.45108 | 0.5012 | 0.5012 | 0.5012 | 0.5012 | 0.5012 | 0.5012 | 0.5012 | 0.5012 | 0.5012 | 0.5012 | 0.5012 | 0.5012 | 0.5012 | 0.5012 | 0.5012 | 1107.3527 | 1107.3527 | 1107.3527 | 1107.3527 | 1107.3527 | 1107.3527 | 1107.3527 | 1107.3527 | 1107.3527 | 1107.3527 | 0 | 0 | 0 | 0 | 0 | 0 | 0 | 0 | 0 | 0 | 0 | 0 | 0 | 0 | 11073.5268 | 0 | 0 | 0 | 0 | 0 | 0 | 0 | 0 | 0 | 0 | 0 | 0 | 0 | 0 | 0 | 0 | 0 | 0 | 0 | 0 | 0.003628% | 0.0060558 | 0.012112 | 0.018167 | 0.024223 | 0.030279 | 0.036335 | 0.042391 | 0.048446 | 0.054502 | 0.060558 | 0.060558 | 0.060558 | 0.060558 | 0.060558 | 0.060558 | 0.060558 | 0.060558 | 0.060558 | 0.060558 | 0.060558 | 0.060558 | 0.060558 | 0.060558 | 0.060558
No | ResMHWeatherization_v5_2 | Measure_InputOutput | Based on the RTF workbook: ResMHWeatherization_v5_2 | 2020 | Retro | 2022 | 2045 | PSE | Residential | Manufactured | Electric | Per square foot of storm window area - ER - Single Pane |  |  | Electrical Resistance - Manufactured Home Weatherization - Low-e Storm Window for existing Single Pane Window - Heating Zone 1 |  | 16.5549 | 20 | 11.0999 | 0 |  | 0 | 0 | 0 | 0 | 0 | 0 | 0 | 0 |  | 0 | 0 | 0 | Heating | Electric Zonal Heat | Storm Window | ResSpHtBBZ1 | 0.02856% | 5.579% | 0% | 69.9939 |  | 0.3419% | 5% | 85% | 6.8% | 0.2% | 14.4412 | 0.69605 | 1.5137 | 12.1056 | 0 | 0 | 0 | 12.1158 | 0 |  | 0.062694 | 0 | 0.062694 | 04. $0.062 to $0.070 | 1 | 0 | 01. ($9,999.00) to $0.22 | 1 | 53.1889 | 53.1889 | 53.1889 | 53.1889 | 53.1889 | 53.1889 | 53.1889 | 53.1889 | 53.1889 | 53.1889 | 0 | 0 | 0 | 0 | 0 | 0 | 0 | 0 | 0 | 0 | 0 | 0 | 0 | 0 | 880.5359 | 880.5359 | 880.5359 | 880.5359 | 880.5359 | 880.5359 | 880.5359 | 880.5359 | 880.5359 | 880.5359 | 0 | 0 | 0 | 0 | 0 | 0 | 0 | 0 | 0 | 0 | 0 | 0 | 0 | 0 | 8805.3588 | 880.5359 | 1761.0718 | 2641.6076 | 3522.1435 | 4402.6794 | 5283.2153 | 6163.7512 | 7044.287 | 7924.8229 | 8805.3588 | 8805.3588 | 8805.3588 | 8805.3588 | 8805.3588 | 8805.3588 | 8805.3588 | 8805.3588 | 8805.3588 | 8805.3588 | 8805.3588 | 8805.3588 | 8805.3588 | 8805.3588 | 8805.3588 | 0 | 0 | 0 | 0 | 0 | 0 | 0 | 0 | 0 | 0 | 0 | 0 | 0 | 0 | 0 | 0 | 0 | 0 | 0 | 0 | 0 | 0 | 0 | 0 | 0 | 0 | 0 | 0 | 0 | 0 | 0 | 0 | 0 | 0 | 0 | 0 | 0 | 0 | 0 | 0 | 0 | 0 | 0 | 0 | 0 | 0 | 0 | 0 | 0 | 0 | 0 | 0 | 0 | 0 | 0 | 0 | 0 | 0 | 0 | 0 | 0 | 0.2515 | 0.50301 | 0.75451 | 1.006 | 1.2575 | 1.509 | 1.7605 | 2.012 | 2.2635 | 2.515 | 2.515 | 2.515 | 2.515 | 2.515 | 2.515 | 2.515 | 2.515 | 2.515 | 2.515 | 2.515 | 2.515 | 2.515 | 2.515 | 2.515 | 644.4244 | 644.4244 | 644.4244 | 644.4244 | 644.4244 | 644.4244 | 644.4244 | 644.4244 | 644.4244 | 644.4244 | 0 | 0 | 0 | 0 | 0 | 0 | 0 | 0 | 0 | 0 | 0 | 0 | 0 | 0 | 6444.2445 | 0 | 0 | 0 | 0 | 0 | 0 | 0 | 0 | 0 | 0 | 0 | 0 | 0 | 0 | 0 | 0 | 0 | 0 | 0 | 0 | 0.0003665% | 0.0032272 | 0.0064544 | 0.0096816 | 0.012909 | 0.016136 | 0.019363 | 0.02259 | 0.025818 | 0.029045 | 0.032272 | 0.032272 | 0.032272 | 0.032272 | 0.032272 | 0.032272 | 0.032272 | 0.032272 | 0.032272 | 0.032272 | 0.032272 | 0.032272 | 0.032272 | 0.032272 | 0.032272
No | ResMHWeatherization_v5_2 | Measure_InputOutput | Based on the RTF workbook: ResMHWeatherization_v5_2 | 2020 | Retro | 2022 | 2045 | PSE | Residential | Manufactured | Electric | Per square foot of storm window area - ER - Double Pane |  |  | Electrical Resistance - Manufactured Home Weatherization - Low-e Storm Window for existing Double Pane Window - Heating Zone 1 |  | 7.579 | 20 | 11.0999 | 0 |  | 0 | 0 | 0 | 0 | 0 | 0 | 0 | 0 |  | 0 | 0 | 0 | Heating | Electric Zonal Heat | Storm Window | ResSpHtBBZ1 | 0.02856% | 5.579% | 0% | 69.9939 |  | 0.01739% | 5% | 85% | 6.8% | 0.2% | 6.6113 | 0.31866 | 0.69299 | 12.1056 | 0 | 0 | 0 | 13.3139 | 0 |  | 0.15049 | 0 | 0.15049 | 10. $0.150 to $0.175 | 0 | 0 | 01. ($9,999.00) to $0.22 | 1 | 2.7054 | 2.7054 | 2.7054 | 2.7054 | 2.7054 | 2.7054 | 2.7054 | 2.7054 | 2.7054 | 2.7054 | 0 | 0 | 0 | 0 | 0 | 0 | 0 | 0 | 0 | 0 | 0 | 0 | 0 | 0 | 20.5039 | 20.5039 | 20.5039 | 20.5039 | 20.5039 | 20.5039 | 20.5039 | 20.5039 | 20.5039 | 20.5039 | 0 | 0 | 0 | 0 | 0 | 0 | 0 | 0 | 0 | 0 | 0 | 0 | 0 | 0 | 205.0391 | 20.5039 | 41.0078 | 61.5117 | 82.0156 | 102.5195 | 123.0234 | 143.5273 | 164.0312 | 184.5352 | 205.0391 | 205.0391 | 205.0391 | 205.0391 | 205.0391 | 205.0391 | 205.0391 | 205.0391 | 205.0391 | 205.0391 | 205.0391 | 205.0391 | 205.0391 | 205.0391 | 205.0391 | 0 | 0 | 0 | 0 | 0 | 0 | 0 | 0 | 0 | 0 | 0 | 0 | 0 | 0 | 0 | 0 | 0 | 0 | 0 | 0 | 0 | 0 | 0 | 0 | 0 | 0 | 0 | 0 | 0 | 0 | 0 | 0 | 0 | 0 | 0 | 0 | 0 | 0 | 0 | 0 | 0 | 0 | 0 | 0 | 0 | 0 | 0 | 0 | 0 | 0 | 0 | 0 | 0 | 0 | 0 | 0 | 0 | 0 | 0 | 0 | 0 | 0.0058565 | 0.011713 | 0.017569 | 0.023426 | 0.029282 | 0.035139 | 0.040995 | 0.046852 | 0.052708 | 0.058565 | 0.058565 | 0.058565 | 0.058565 | 0.058565 | 0.058565 | 0.058565 | 0.058565 | 0.058565 | 0.058565 | 0.058565 | 0.058565 | 0.058565 | 0.058565 | 0.058565 | 36.0191 | 36.0191 | 36.0191 | 36.0191 | 36.0191 | 36.0191 | 36.0191 | 36.0191 | 36.0191 | 36.0191 | 0 | 0 | 0 | 0 | 0 | 0 | 0 | 0 | 0 | 0 | 0 | 0 | 0 | 0 | 360.1908 | 0 | 0 | 0 | 0 | 0 | 0 | 0 | 0 | 0 | 0 | 0 | 0 | 0 | 0 | 0 | 0 | 0 | 0 | 0 | 0 | 0.0003665% | 7.5148e-05 | 0.0001503 | 0.00022544 | 0.00030059 | 0.00037574 | 0.00045089 | 0.00052603 | 0.00060118 | 0.00067633 | 0.00075148 | 0.00075148 | 0.00075148 | 0.00075148 | 0.00075148 | 0.00075148 | 0.00075148 | 0.00075148 | 0.00075148 | 0.00075148 | 0.00075148 | 0.00075148 | 0.00075148 | 0.00075148 | 0.00075148
No | ResMHWeatherization_v5_2 | Measure_InputOutput | Based on the RTF workbook: ResMHWeatherization_v5_2 | 2020 | Retro | 2022 | 2045 | PSE | Residential | Manufactured | Electric | Per square foot of storm window area - HP - Single Pane |  |  | Heat Pump - Manufactured Home Weatherization - Low-e Storm Window for existing Single Pane Window - Heating Zone 1 |  | 9.2548 | 20 | 11.0999 | 0 |  | 0 | 0 | 0 | 0 | 0 | 0 | 0 | 0 |  | 0 | 0 | 0 | Heat Pump | Heat Pump | Storm Window | ResSpHtHPZ1 | 0.03002% | 11.55% | 0% | 69.9939 |  | 0.3419% | 5% | 85% | 6.8% | 0.2% | 8.0732 | 0.40902 | 0.84822 | 12.1056 | 0 | 0 | 0 | 13.0683 | 0 |  | 0.12096 | 0 | 0.12096 | 08. $0.115 to $0.130 | 1 | 0 | 01. ($9,999.00) to $0.22 | 1 | 110.1294 | 110.1294 | 110.1294 | 110.1294 | 110.1294 | 110.1294 | 110.1294 | 110.1294 | 110.1294 | 110.1294 | 0 | 0 | 0 | 0 | 0 | 0 | 0 | 0 | 0 | 0 | 0 | 0 | 0 | 0 | 1019.2262 | 1019.2262 | 1019.2262 | 1019.2262 | 1019.2262 | 1019.2262 | 1019.2262 | 1019.2262 | 1019.2262 | 1019.2262 | 0 | 0 | 0 | 0 | 0 | 0 | 0 | 0 | 0 | 0 | 0 | 0 | 0 | 0 | 10192.2623 | 1019.2262 | 2038.4525 | 3057.6787 | 4076.9049 | 5096.1311 | 6115.3574 | 7134.5836 | 8153.8098 | 9173.036 | 10192.2623 | 10192.2623 | 10192.2623 | 10192.2623 | 10192.2623 | 10192.2623 | 10192.2623 | 10192.2623 | 10192.2623 | 10192.2623 | 10192.2623 | 10192.2623 | 10192.2623 | 10192.2623 | 10192.2623 | 0 | 0 | 0 | 0 | 0 | 0 | 0 | 0 | 0 | 0 | 0 | 0 | 0 | 0 | 0 | 0 | 0 | 0 | 0 | 0 | 0 | 0 | 0 | 0 | 0 | 0 | 0 | 0 | 0 | 0 | 0 | 0 | 0 | 0 | 0 | 0 | 0 | 0 | 0 | 0 | 0 | 0 | 0 | 0 | 0 | 0 | 0 | 0 | 0 | 0 | 0 | 0 | 0 | 0 | 0 | 0 | 0 | 0 | 0 | 0 | 0 | 0.30601 | 0.61202 | 0.91803 | 1.224 | 1.53 | 1.8361 | 2.1421 | 2.4481 | 2.7541 | 3.0601 | 3.0601 | 3.0601 | 3.0601 | 3.0601 | 3.0601 | 3.0601 | 3.0601 | 3.0601 | 3.0601 | 3.0601 | 3.0601 | 3.0601 | 3.0601 | 3.0601 | 1439.2045 | 1439.2045 | 1439.2045 | 1439.2045 | 1439.2045 | 1439.2045 | 1439.2045 | 1439.2045 | 1439.2045 | 1439.2045 | 0 | 0 | 0 | 0 | 0 | 0 | 0 | 0 | 0 | 0 | 0 | 0 | 0 | 0 | 14392.045 | 0 | 0 | 0 | 0 | 0 | 0 | 0 | 0 | 0 | 0 | 0 | 0 | 0 | 0 | 0 | 0 | 0 | 0 | 0 | 0 | 0.003628% | 0.036974 | 0.073948 | 0.11092 | 0.1479 | 0.18487 | 0.22184 | 0.25882 | 0.29579 | 0.33276 | 0.36974 | 0.36974 | 0.36974 | 0.36974 | 0.36974 | 0.36974 | 0.36974 | 0.36974 | 0.36974 | 0.36974 | 0.36974 | 0.36974 | 0.36974 | 0.36974 | 0.36974
No | ResMHWeatherization_v5_2 | Measure_InputOutput | Based on the RTF workbook: ResMHWeatherization_v5_2 | 2020 | Retro | 2022 | 2045 | PSE | Residential | Manufactured | Electric | Per square foot of storm window area - HP - Double Pane |  |  | Heat Pump - Manufactured Home Weatherization - Low-e Storm Window for existing Double Pane Window - Heating Zone 1 |  | 4.8351 | 20 | 11.0999 | 0 |  | 0 | 0 | 0 | 0 | 0 | 0 | 0 | 0 |  | 0 | 0 | 0 | Heat Pump | Heat Pump | Storm Window | ResSpHtHPZ1 | 0.03002% | 11.55% | 0% | 69.9939 |  | 0.01739% | 5% | 85% | 6.8% | 0.2% | 4.2177 | 0.21369 | 0.44314 | 12.1056 | 0 | 0 | 0 | 13.6687 | 0 |  | 0.24217 | 0 | 0.24217 | 13. $0.225 to $99,999.000 | 0 | 0 | 01. ($9,999.00) to $0.22 | 1 | 5.6016 | 5.6016 | 5.6016 | 5.6016 | 5.6016 | 5.6016 | 5.6016 | 5.6016 | 5.6016 | 5.6016 | 0 | 0 | 0 | 0 | 0 | 0 | 0 | 0 | 0 | 0 | 0 | 0 | 0 | 0 | 27.084 | 27.084 | 27.084 | 27.084 | 27.084 | 27.084 | 27.084 | 27.084 | 27.084 | 27.084 | 0 | 0 | 0 | 0 | 0 | 0 | 0 | 0 | 0 | 0 | 0 | 0 | 0 | 0 | 270.8399 | 27.084 | 54.168 | 81.252 | 108.336 | 135.42 | 162.5039 | 189.5879 | 216.6719 | 243.7559 | 270.8399 | 270.8399 | 270.8399 | 270.8399 | 270.8399 | 270.8399 | 270.8399 | 270.8399 | 270.8399 | 270.8399 | 270.8399 | 270.8399 | 270.8399 | 270.8399 | 270.8399 | 0 | 0 | 0 | 0 | 0 | 0 | 0 | 0 | 0 | 0 | 0 | 0 | 0 | 0 | 0 | 0 | 0 | 0 | 0 | 0 | 0 | 0 | 0 | 0 | 0 | 0 | 0 | 0 | 0 | 0 | 0 | 0 | 0 | 0 | 0 | 0 | 0 | 0 | 0 | 0 | 0 | 0 | 0 | 0 | 0 | 0 | 0 | 0 | 0 | 0 | 0 | 0 | 0 | 0 | 0 | 0 | 0 | 0 | 0 | 0 | 0 | 0.0081316 | 0.016263 | 0.024395 | 0.032526 | 0.040658 | 0.04879 | 0.056921 | 0.065053 | 0.073185 | 0.081316 | 0.081316 | 0.081316 | 0.081316 | 0.081316 | 0.081316 | 0.081316 | 0.081316 | 0.081316 | 0.081316 | 0.081316 | 0.081316 | 0.081316 | 0.081316 | 0.081316 | 76.5663 | 76.5663 | 76.5663 | 76.5663 | 76.5663 | 76.5663 | 76.5663 | 76.5663 | 76.5663 | 76.5663 | 0 | 0 | 0 | 0 | 0 | 0 | 0 | 0 | 0 | 0 | 0 | 0 | 0 | 0 | 765.6626 | 0 | 0 | 0 | 0 | 0 | 0 | 0 | 0 | 0 | 0 | 0 | 0 | 0 | 0 | 0 | 0 | 0 | 0 | 0 | 0 | 0.003628% | 0.00098251 | 0.001965 | 0.0029475 | 0.00393 | 0.0049125 | 0.005895 | 0.0068775 | 0.0078601 | 0.0088426 | 0.0098251 | 0.0098251 | 0.0098251 | 0.0098251 | 0.0098251 | 0.0098251 | 0.0098251 | 0.0098251 | 0.0098251 | 0.0098251 | 0.0098251 | 0.0098251 | 0.0098251 | 0.0098251 | 0.0098251
No | ResMHWeatherization_v5_2 | Measure_InputOutput | Based on the RTF workbook: ResMHWeatherization_v5_2 | 2020 | Retro | 2022 | 2041 | PSE | Residential | Manufactured | Gas | Per square foot of window area - Gas Furnace - Single Pane Baseline |  |  | Gas Furnace_HZ1_Windows - Single Pane to Class 22 (per sf) |  | 0 | 25 | 4.1164 | 0 |  | 0 | 0 | 0 | 0 | 0 | 0 | 0 | 0.050256 |  | 0 | 0 | 0 | Heating | Gas Furnace Heat | Window | ResSpHtFAFZ1 | 0.02951% | 0% | 88.1% | 139.9877 |  | 0.3419% | 4% | 85% | 6.8% | 0.2% | 0.91063 | 0.012293 | 0.092292 | 0 | 3.9866 | 0 | 0 | 0 | 4.7053 |  | 0 | 8.7007 | 0 | 01. ($9,999.000) to $0.028 | 1 | 8.7007 | 12. $1.50 to $999.00 | 0 | 0 | 0 | 0 | 0 | 0 | 0 | 0 | 0 | 0 | 0 | 0 | 0 | 0 | 0 | 0 | 0 | 0 | 0 | 0 | 0 | 0 | 0 | 0 | 0 | 0 | 0 | 0 | 0 | 0 | 0 | 0 | 0 | 0 | 0 | 0 | 0 | 0 | 0 | 0 | 0 | 0 | 0 | 0 | 0 | 0 | 0 | 0 | 0 | 0 | 0 | 0 | 0 | 0 | 0 | 0 | 0 | 0 | 0 | 0 | 0 | 0 | 0 | 0 | 0 | 0 | 0 | 0 | 0 | 0 | 0 | 0 | 0 | 0 | 72.8122 | 72.8122 | 72.8122 | 72.8122 | 72.8122 | 72.8122 | 72.8122 | 72.8122 | 72.8122 | 72.8122 | 0 | 0 | 0 | 0 | 0 | 0 | 0 | 0 | 0 | 0 | 3.6592 | 3.6592 | 3.6592 | 3.6592 | 3.6592 | 3.6592 | 3.6592 | 3.6592 | 3.6592 | 3.6592 | 0 | 0 | 0 | 0 | 0 | 0 | 0 | 0 | 0 | 0 | 36.5925 | 3.6592 | 7.3185 | 10.9777 | 14.637 | 18.2962 | 21.9555 | 25.6147 | 29.274 | 32.9332 | 36.5925 | 36.5925 | 36.5925 | 36.5925 | 36.5925 | 36.5925 | 36.5925 | 36.5925 | 36.5925 | 36.5925 | 36.5925 | 0 | 0 | 0 | 0 | 0 | 0 | 0 | 0 | 0 | 0 | 0 | 0 | 0 | 0 | 0 | 0 | 0 | 0 | 0 | 0 | 0 | 0 | 0 | 0 | 0 | 0 | 0 | 0 | 0 | 0 | 0 | 0 | 0 | 0 | 0 | 0 | 0 | 0 | 0 | 0 | 0 | 0 | 0 | 0 | 0 | 0 | 0 | 0 | 0 | 342.6015 | 342.6015 | 342.6015 | 342.6015 | 342.6015 | 342.6015 | 342.6015 | 342.6015 | 342.6015 | 342.6015 | 0 | 0 | 0 | 0 | 0 | 0 | 0 | 0 | 0 | 0 | 0.001473% | 0 | 0 | 0 | 0 | 0 | 0 | 0 | 0 | 0 | 0 | 0 | 0 | 0 | 0 | 0 | 0 | 0 | 0 | 0 | 0 | 0 | 0 | 0 | 0
No | ResMHWeatherization_v5_2 | Measure_InputOutput | Based on the RTF workbook: ResMHWeatherization_v5_2 | 2020 | Retro | 2022 | 2041 | PSE | Residential | Manufactured | Gas | Per square foot of window area - Gas Furnace - Double Pane Baseline |  |  | Gas Furnace_HZ1_Windows - Double Pane to Class 22 (per sf) |  | 0 | 25 | 4.1164 | 0 |  | 0 | 0 | 0 | 0 | 0 | 0 | 0 | 0.050434 |  | 0 | 0 | 0 | Heating | Gas Furnace Heat | Window | ResSpHtFAFZ1 | 0.02951% | 0% | 88.1% | 139.9877 |  | 0.01739% | 4% | 85% | 6.8% | 0.2% | 0.91385 | 0.012337 | 0.092618 | 0 | 3.9866 | 0 | 0 | 0 | 4.7049 |  | 0 | 8.6694 | 0 | 01. ($9,999.000) to $0.028 | 1 | 8.6694 | 12. $1.50 to $999.00 | 0 | 0 | 0 | 0 | 0 | 0 | 0 | 0 | 0 | 0 | 0 | 0 | 0 | 0 | 0 | 0 | 0 | 0 | 0 | 0 | 0 | 0 | 0 | 0 | 0 | 0 | 0 | 0 | 0 | 0 | 0 | 0 | 0 | 0 | 0 | 0 | 0 | 0 | 0 | 0 | 0 | 0 | 0 | 0 | 0 | 0 | 0 | 0 | 0 | 0 | 0 | 0 | 0 | 0 | 0 | 0 | 0 | 0 | 0 | 0 | 0 | 0 | 0 | 0 | 0 | 0 | 0 | 0 | 0 | 0 | 0 | 0 | 0 | 0 | 3.7035 | 3.7035 | 3.7035 | 3.7035 | 3.7035 | 3.7035 | 3.7035 | 3.7035 | 3.7035 | 3.7035 | 0 | 0 | 0 | 0 | 0 | 0 | 0 | 0 | 0 | 0 | 0.18678 | 0.18678 | 0.18678 | 0.18678 | 0.18678 | 0.18678 | 0.18678 | 0.18678 | 0.18678 | 0.18678 | 0 | 0 | 0 | 0 | 0 | 0 | 0 | 0 | 0 | 0 | 1.8678 | 0.18678 | 0.37356 | 0.56034 | 0.74712 | 0.9339 | 1.1207 | 1.3075 | 1.4942 | 1.681 | 1.8678 | 1.8678 | 1.8678 | 1.8678 | 1.8678 | 1.8678 | 1.8678 | 1.8678 | 1.8678 | 1.8678 | 1.8678 | 0 | 0 | 0 | 0 | 0 | 0 | 0 | 0 | 0 | 0 | 0 | 0 | 0 | 0 | 0 | 0 | 0 | 0 | 0 | 0 | 0 | 0 | 0 | 0 | 0 | 0 | 0 | 0 | 0 | 0 | 0 | 0 | 0 | 0 | 0 | 0 | 0 | 0 | 0 | 0 | 0 | 0 | 0 | 0 | 0 | 0 | 0 | 0 | 0 | 17.4246 | 17.4246 | 17.4246 | 17.4246 | 17.4246 | 17.4246 | 17.4246 | 17.4246 | 17.4246 | 17.4246 | 0 | 0 | 0 | 0 | 0 | 0 | 0 | 0 | 0 | 0 | 0.001473% | 0 | 0 | 0 | 0 | 0 | 0 | 0 | 0 | 0 | 0 | 0 | 0 | 0 | 0 | 0 | 0 | 0 | 0 | 0 | 0 | 0 | 0 | 0 | 0
No | ResMHWeatherization_v5_2 | Measure_InputOutput | Based on the RTF workbook: ResMHWeatherization_v5_2 | 2020 | Retro | 2022 | 2041 | PSE | Residential | Manufactured | Gas | Per square foot of window area - Gas Furnace - Single Pane Baseline |  |  | Gas Furnace_HZ1_Windows - Single Pane to Class 30 (per sf) |  | 0 | 25 | 20.8957 | 0 |  | 0 | 0 | 0 | 0 | 0 | 0 | 0 | 0.70523 |  | 0 | 0 | 0 | Heating | Gas Furnace Heat | Window | ResSpHtFAFZ1 | 0.02951% | 0% | 88.1% | 139.9877 |  | 1.094% | 4% | 85% | 6.8% | 0.2% | 12.7786 | 0.17251 | 1.2951 | 0 | 20.2368 | 0 | 0 | 0 | 22.9483 |  | 0 | 3.024 | 0 | 01. ($9,999.000) to $0.028 | 1 | 3.024 | 12. $1.50 to $999.00 | 0 | 0 | 0 | 0 | 0 | 0 | 0 | 0 | 0 | 0 | 0 | 0 | 0 | 0 | 0 | 0 | 0 | 0 | 0 | 0 | 0 | 0 | 0 | 0 | 0 | 0 | 0 | 0 | 0 | 0 | 0 | 0 | 0 | 0 | 0 | 0 | 0 | 0 | 0 | 0 | 0 | 0 | 0 | 0 | 0 | 0 | 0 | 0 | 0 | 0 | 0 | 0 | 0 | 0 | 0 | 0 | 0 | 0 | 0 | 0 | 0 | 0 | 0 | 0 | 0 | 0 | 0 | 0 | 0 | 0 | 0 | 0 | 0 | 0 | 232.9991 | 232.9991 | 232.9991 | 232.9991 | 232.9991 | 232.9991 | 232.9991 | 232.9991 | 232.9991 | 232.9991 | 0 | 0 | 0 | 0 | 0 | 0 | 0 | 0 | 0 | 0 | 164.3181 | 164.3181 | 164.3181 | 164.3181 | 164.3181 | 164.3181 | 164.3181 | 164.3181 | 164.3181 | 164.3181 | 0 | 0 | 0 | 0 | 0 | 0 | 0 | 0 | 0 | 0 | 1643.1812 | 164.3181 | 328.6362 | 492.9543 | 657.2725 | 821.5906 | 985.9087 | 1150.2268 | 1314.5449 | 1478.863 | 1643.1812 | 1643.1812 | 1643.1812 | 1643.1812 | 1643.1812 | 1643.1812 | 1643.1812 | 1643.1812 | 1643.1812 | 1643.1812 | 1643.1812 | 0 | 0 | 0 | 0 | 0 | 0 | 0 | 0 | 0 | 0 | 0 | 0 | 0 | 0 | 0 | 0 | 0 | 0 | 0 | 0 | 0 | 0 | 0 | 0 | 0 | 0 | 0 | 0 | 0 | 0 | 0 | 0 | 0 | 0 | 0 | 0 | 0 | 0 | 0 | 0 | 0 | 0 | 0 | 0 | 0 | 0 | 0 | 0 | 0 | 5346.9436 | 5346.9436 | 5346.9436 | 5346.9436 | 5346.9436 | 5346.9436 | 5346.9436 | 5346.9436 | 5346.9436 | 5346.9436 | 0 | 0 | 0 | 0 | 0 | 0 | 0 | 0 | 0 | 0 | 0.001473% | 0 | 0 | 0 | 0 | 0 | 0 | 0 | 0 | 0 | 0 | 0 | 0 | 0 | 0 | 0 | 0 | 0 | 0 | 0 | 0 | 0 | 0 | 0 | 0
No | ResMHWeatherization_v5_2 | Measure_InputOutput | Based on the RTF workbook: ResMHWeatherization_v5_2 | 2020 | Retro | 2022 | 2041 | PSE | Residential | Manufactured | Gas | Per square foot of window area - Gas Furnace - Double Pane Baseline |  |  | Gas Furnace_HZ1_Windows - Double Pane to Class 30 (per sf) |  | 0 | 25 | 20.8957 | 0 |  | 0 | 0 | 0 | 0 | 0 | 0 | 0 | 0.28638 |  | 0 | 0 | 0 | Heating | Gas Furnace Heat | Window | ResSpHtFAFZ1 | 0.02951% | 0% | 88.1% | 139.9877 |  | 0.05565% | 4% | 85% | 6.8% | 0.2% | 5.1892 | 0.070054 | 0.52593 | 0 | 20.2368 | 0 | 0 | 0 | 23.82 |  | 0 | 7.7295 | 0 | 01. ($9,999.000) to $0.028 | 1 | 7.7295 | 12. $1.50 to $999.00 | 0 | 0 | 0 | 0 | 0 | 0 | 0 | 0 | 0 | 0 | 0 | 0 | 0 | 0 | 0 | 0 | 0 | 0 | 0 | 0 | 0 | 0 | 0 | 0 | 0 | 0 | 0 | 0 | 0 | 0 | 0 | 0 | 0 | 0 | 0 | 0 | 0 | 0 | 0 | 0 | 0 | 0 | 0 | 0 | 0 | 0 | 0 | 0 | 0 | 0 | 0 | 0 | 0 | 0 | 0 | 0 | 0 | 0 | 0 | 0 | 0 | 0 | 0 | 0 | 0 | 0 | 0 | 0 | 0 | 0 | 0 | 0 | 0 | 0 | 11.8512 | 11.8512 | 11.8512 | 11.8512 | 11.8512 | 11.8512 | 11.8512 | 11.8512 | 11.8512 | 11.8512 | 0 | 0 | 0 | 0 | 0 | 0 | 0 | 0 | 0 | 0 | 3.394 | 3.394 | 3.394 | 3.394 | 3.394 | 3.394 | 3.394 | 3.394 | 3.394 | 3.394 | 0 | 0 | 0 | 0 | 0 | 0 | 0 | 0 | 0 | 0 | 33.9399 | 3.394 | 6.788 | 10.182 | 13.576 | 16.9699 | 20.3639 | 23.7579 | 27.1519 | 30.5459 | 33.9399 | 33.9399 | 33.9399 | 33.9399 | 33.9399 | 33.9399 | 33.9399 | 33.9399 | 33.9399 | 33.9399 | 33.9399 | 0 | 0 | 0 | 0 | 0 | 0 | 0 | 0 | 0 | 0 | 0 | 0 | 0 | 0 | 0 | 0 | 0 | 0 | 0 | 0 | 0 | 0 | 0 | 0 | 0 | 0 | 0 | 0 | 0 | 0 | 0 | 0 | 0 | 0 | 0 | 0 | 0 | 0 | 0 | 0 | 0 | 0 | 0 | 0 | 0 | 0 | 0 | 0 | 0 | 282.2944 | 282.2944 | 282.2944 | 282.2944 | 282.2944 | 282.2944 | 282.2944 | 282.2944 | 282.2944 | 282.2944 | 0 | 0 | 0 | 0 | 0 | 0 | 0 | 0 | 0 | 0 | 0.001473% | 0 | 0 | 0 | 0 | 0 | 0 | 0 | 0 | 0 | 0 | 0 | 0 | 0 | 0 | 0 | 0 | 0 | 0 | 0 | 0 | 0 | 0 | 0 | 0
No | ResMHWeatherization_v5_2 | Measure_InputOutput | Based on the RTF workbook: ResMHWeatherization_v5_2 | 2020 | Retro | 2022 | 2041 | PSE | Residential | Manufactured | Gas | Per square foot of window area - Gas Furnace - Class 30 Baseline |  |  | Gas Furnace_HZ1_Windows - Class 30 to Class 22 (per sf) |  | 0 | 25 | 4.1164 | 0 |  | 0 | 0 | 0 | 0 | 0 | 0 | 0 | 0.050434 |  | 0 | 0 | 0 | Heating | Gas Furnace Heat | Window | ResSpHtFAFZ1 | 0.02951% | 0% | 88.1% | 139.9877 |  | 0.3419% | 4% | 85% | 6.8% | 0.2% | 0.91385 | 0.012337 | 0.092618 | 0 | 3.9866 | 0 | 0 | 0 | 4.7049 |  | 0 | 8.6694 | 0 | 01. ($9,999.000) to $0.028 | 1 | 8.6694 | 12. $1.50 to $999.00 | 0 | 0 | 0 | 0 | 0 | 0 | 0 | 0 | 0 | 0 | 0 | 0 | 0 | 0 | 0 | 0 | 0 | 0 | 0 | 0 | 0 | 0 | 0 | 0 | 0 | 0 | 0 | 0 | 0 | 0 | 0 | 0 | 0 | 0 | 0 | 0 | 0 | 0 | 0 | 0 | 0 | 0 | 0 | 0 | 0 | 0 | 0 | 0 | 0 | 0 | 0 | 0 | 0 | 0 | 0 | 0 | 0 | 0 | 0 | 0 | 0 | 0 | 0 | 0 | 0 | 0 | 0 | 0 | 0 | 0 | 0 | 0 | 0 | 0 | 72.8122 | 72.8122 | 72.8122 | 72.8122 | 72.8122 | 72.8122 | 72.8122 | 72.8122 | 72.8122 | 72.8122 | 0 | 0 | 0 | 0 | 0 | 0 | 0 | 0 | 0 | 0 | 3.6722 | 3.6722 | 3.6722 | 3.6722 | 3.6722 | 3.6722 | 3.6722 | 3.6722 | 3.6722 | 3.6722 | 0 | 0 | 0 | 0 | 0 | 0 | 0 | 0 | 0 | 0 | 36.7218 | 3.6722 | 7.3444 | 11.0165 | 14.6887 | 18.3609 | 22.0331 | 25.7052 | 29.3774 | 33.0496 | 36.7218 | 36.7218 | 36.7218 | 36.7218 | 36.7218 | 36.7218 | 36.7218 | 36.7218 | 36.7218 | 36.7218 | 36.7218 | 0 | 0 | 0 | 0 | 0 | 0 | 0 | 0 | 0 | 0 | 0 | 0 | 0 | 0 | 0 | 0 | 0 | 0 | 0 | 0 | 0 | 0 | 0 | 0 | 0 | 0 | 0 | 0 | 0 | 0 | 0 | 0 | 0 | 0 | 0 | 0 | 0 | 0 | 0 | 0 | 0 | 0 | 0 | 0 | 0 | 0 | 0 | 0 | 0 | 342.5746 | 342.5746 | 342.5746 | 342.5746 | 342.5746 | 342.5746 | 342.5746 | 342.5746 | 342.5746 | 342.5746 | 0 | 0 | 0 | 0 | 0 | 0 | 0 | 0 | 0 | 0 | 0.001473% | 0 | 0 | 0 | 0 | 0 | 0 | 0 | 0 | 0 | 0 | 0 | 0 | 0 | 0 | 0 | 0 | 0 | 0 | 0 | 0 | 0 | 0 | 0 | 0
No | ResMHWeatherization_v5_2 | Measure_InputOutput | Based on the RTF workbook: ResMHWeatherization_v5_2 | 2020 | Retro | 2022 | 2041 | PSE | Residential | Manufactured | Gas | Per square foot of storm window area - Gas Furnace - Single Pane |  |  | Gas Furnace - Manufactured Home Weatherization - Low-e Storm Window for existing Single Pane Window - Heating Zone 1 |  | 0 | 25 | 2.6129 | 0 |  | 0 | 0 | 0 | 0 | 0 | 0 | 0 | 0.70607 |  | 0 | 0 | 0 | Heating | Gas Furnace Heat | Storm Window | ResSpHtFAFZ1 | 0.02951% | 0% | 88.1% | 69.9939 |  | 0.3419% | 4% | 85% | 6.8% | 0.2% | 12.7938 | 0.17271 | 1.2966 | 0 | 2.5305 | 0 | 0 | 0 | 1.5837 |  | 0 | 0.20844 | 0 | 01. ($9,999.000) to $0.028 | 1 | 0.20844 | 01. ($9,999.00) to $0.22 | 1 | 0 | 0 | 0 | 0 | 0 | 0 | 0 | 0 | 0 | 0 | 0 | 0 | 0 | 0 | 0 | 0 | 0 | 0 | 0 | 0 | 0 | 0 | 0 | 0 | 0 | 0 | 0 | 0 | 0 | 0 | 0 | 0 | 0 | 0 | 0 | 0 | 0 | 0 | 0 | 0 | 0 | 0 | 0 | 0 | 0 | 0 | 0 | 0 | 0 | 0 | 0 | 0 | 0 | 0 | 0 | 0 | 0 | 0 | 0 | 0 | 0 | 0 | 0 | 0 | 0 | 0 | 0 | 0 | 0 | 0 | 0 | 0 | 0 | 36.4061 | 36.4061 | 36.4061 | 36.4061 | 36.4061 | 36.4061 | 36.4061 | 36.4061 | 36.4061 | 36.4061 | 0 | 0 | 0 | 0 | 0 | 0 | 0 | 0 | 0 | 0 | 25.7051 | 25.7051 | 25.7051 | 25.7051 | 25.7051 | 25.7051 | 25.7051 | 25.7051 | 25.7051 | 25.7051 | 0 | 0 | 0 | 0 | 0 | 0 | 0 | 0 | 0 | 0 | 257.0511 | 25.7051 | 51.4102 | 77.1153 | 102.8204 | 128.5255 | 154.2306 | 179.9357 | 205.6408 | 231.3459 | 257.0511 | 257.0511 | 257.0511 | 257.0511 | 257.0511 | 257.0511 | 257.0511 | 257.0511 | 257.0511 | 257.0511 | 257.0511 | 0 | 0 | 0 | 0 | 0 | 0 | 0 | 0 | 0 | 0 | 0 | 0 | 0 | 0 | 0 | 0 | 0 | 0 | 0 | 0 | 0 | 0 | 0 | 0 | 0 | 0 | 0 | 0 | 0 | 0 | 0 | 0 | 0 | 0 | 0 | 0 | 0 | 0 | 0 | 0 | 0 | 0 | 0 | 0 | 0 | 0 | 0 | 0 | 0 | 57.6563 | 57.6563 | 57.6563 | 57.6563 | 57.6563 | 57.6563 | 57.6563 | 57.6563 | 57.6563 | 57.6563 | 0 | 0 | 0 | 0 | 0 | 0 | 0 | 0 | 0 | 0 | 0.001473% | 0 | 0 | 0 | 0 | 0 | 0 | 0 | 0 | 0 | 0 | 0 | 0 | 0 | 0 | 0 | 0 | 0 | 0 | 0 | 0 | 0 | 0 | 0 | 0
No | ResMHWeatherization_v5_2 | Measure_InputOutput | Based on the RTF workbook: ResMHWeatherization_v5_2 | 2020 | Retro | 2022 | 2041 | PSE | Residential | Manufactured | Gas | Per square foot of storm window area - Gas Furnace - Double Pane |  |  | Gas Furnace - Manufactured Home Weatherization - Low-e Storm Window for existing Double Pane Window - Heating Zone 1 |  | 0 | 25 | 1.4464 | 0 |  | 0 | 0 | 0 | 0 | 0 | 0 | 0 | 0.32324 |  | 0 | 0 | 0 | Heating | Gas Furnace Heat | Storm Window | ResSpHtFAFZ1 | 0.02951% | 0% | 88.1% | 69.9939 |  | 0.01739% | 4% | 85% | 6.8% | 0.2% | 5.8571 | 0.07907 | 0.59362 | 0 | 1.4008 | 0 | 0 | 0 | 1.0174 |  | 0 | 0.29248 | 0 | 01. ($9,999.000) to $0.028 | 1 | 0.29248 | 02. $0.22 to $0.30 | 1 | 0 | 0 | 0 | 0 | 0 | 0 | 0 | 0 | 0 | 0 | 0 | 0 | 0 | 0 | 0 | 0 | 0 | 0 | 0 | 0 | 0 | 0 | 0 | 0 | 0 | 0 | 0 | 0 | 0 | 0 | 0 | 0 | 0 | 0 | 0 | 0 | 0 | 0 | 0 | 0 | 0 | 0 | 0 | 0 | 0 | 0 | 0 | 0 | 0 | 0 | 0 | 0 | 0 | 0 | 0 | 0 | 0 | 0 | 0 | 0 | 0 | 0 | 0 | 0 | 0 | 0 | 0 | 0 | 0 | 0 | 0 | 0 | 0 | 1.8517 | 1.8517 | 1.8517 | 1.8517 | 1.8517 | 1.8517 | 1.8517 | 1.8517 | 1.8517 | 1.8517 | 0 | 0 | 0 | 0 | 0 | 0 | 0 | 0 | 0 | 0 | 0.59856 | 0.59856 | 0.59856 | 0.59856 | 0.59856 | 0.59856 | 0.59856 | 0.59856 | 0.59856 | 0.59856 | 0 | 0 | 0 | 0 | 0 | 0 | 0 | 0 | 0 | 0 | 5.9856 | 0.59856 | 1.1971 | 1.7957 | 2.3942 | 2.9928 | 3.5914 | 4.1899 | 4.7885 | 5.3871 | 5.9856 | 5.9856 | 5.9856 | 5.9856 | 5.9856 | 5.9856 | 5.9856 | 5.9856 | 5.9856 | 5.9856 | 5.9856 | 0 | 0 | 0 | 0 | 0 | 0 | 0 | 0 | 0 | 0 | 0 | 0 | 0 | 0 | 0 | 0 | 0 | 0 | 0 | 0 | 0 | 0 | 0 | 0 | 0 | 0 | 0 | 0 | 0 | 0 | 0 | 0 | 0 | 0 | 0 | 0 | 0 | 0 | 0 | 0 | 0 | 0 | 0 | 0 | 0 | 0 | 0 | 0 | 0 | 1.8839 | 1.8839 | 1.8839 | 1.8839 | 1.8839 | 1.8839 | 1.8839 | 1.8839 | 1.8839 | 1.8839 | 0 | 0 | 0 | 0 | 0 | 0 | 0 | 0 | 0 | 0 | 0.001473% | 0 | 0 | 0 | 0 | 0 | 0 | 0 | 0 | 0 | 0 | 0 | 0 | 0 | 0 | 0 | 0 | 0 | 0 | 0 | 0 | 0 | 0 | 0 | 0
No | ResMicrowave-7P_v3 | M_Input | Savings, cost, and EUL from 7th Plan workbook Res-Microwave-7P_v3 | 2020 | NR | 2022 | 2045 | PSE | Residential | All Residential | Electric | Per Residential Microwave |  |  | Microwave Top Tier |  | 8.5117 | 10.91 | 5.0819 | 0 |  | 0 | 0 | 0 | 0 | 0 | 0 | 0 | 0 |  | 0 | 0 | 0 | Other | Microwave | Microwave | ResCOOK | 0.01533% | 92.91% | 0% | 1 |  | 98.86% | 9.166% | 95% | 6.8% | 0.2% | 4.2903 | 0.19209 | 0.44824 | 5.5587 | 0 | 0 | 0 | 5.9347 | 0 |  | 0.059729 | 0 | 0.059729 | 03. $0.055 to $0.062 | 1 | 0 | 01. ($9,999.00) to $0.22 | 1 | 9221.827 | 18394.5339 | 27518.4504 | 36593.9034 | 45621.2161 | 53773.4252 | 59407.1983 | 65011.1632 | 68943.9924 | 72037.4159 | 74298.0056 | 76546.6015 | 77971.0822 | 78577.877 | 79989.3054 | 80587.3431 | 80378.3089 | 80170.1688 | 79962.9164 | 79756.5453 | 79551.049 | 79346.4213 | 79142.6558 | 78939.7464 | 78492.9662 | 156567.8381 | 234227.4244 | 311474.5054 | 388311.8335 | 457700.5863 | 505653.2919 | 553352.2812 | 586827.148 | 613157.2869 | 632398.6356 | 651537.8971 | 663662.5784 | 668827.404 | 680840.9885 | 685931.2765 | 684152.05 | 682380.4346 | 680616.375 | 678859.8162 | 677110.7038 | 675368.984 | 673634.6035 | 671907.5094 | 7330510.927 | 78492.9662 | 235060.8044 | 469288.2288 | 780762.7341 | 1169074.5677 | 1626775.1539 | 2132428.4458 | 2685780.727 | 3272607.875 | 3885765.1619 | 4518163.7975 | 5169701.6946 | 5833364.273 | 6502191.677 | 7183032.6656 | 7330510.927 | 7330510.927 | 7330510.927 | 7330510.927 | 7330510.927 | 7330510.927 | 7330510.927 | 7330510.927 | 7330510.927 | 0 | 0 | 0 | 0 | 0 | 0 | 0 | 0 | 0 | 0 | 0 | 0 | 0 | 0 | 0 | 0 | 0 | 0 | 0 | 0 | 0 | 0 | 0 | 0 | 0 | 0 | 0 | 0 | 0 | 0 | 0 | 0 | 0 | 0 | 0 | 0 | 0 | 0 | 0 | 0 | 0 | 0 | 0 | 0 | 0 | 0 | 0 | 0 | 0 | 0 | 0 | 0 | 0 | 0 | 0 | 0 | 0 | 0 | 0 | 0 | 0 | 12.034 | 36.0379 | 71.9479 | 119.701 | 179.2342 | 249.4056 | 326.9288 | 411.7649 | 501.733 | 595.738 | 692.6929 | 792.582 | 894.3301 | 996.8699 | 1101.2517 | 1123.862 | 1123.862 | 1123.862 | 1123.862 | 1123.862 | 1123.862 | 1123.862 | 1123.862 | 1123.862 | 54728.7848 | 109166.0558 | 163313.7711 | 217173.8694 | 270748.2698 | 319129.1924 | 352563.9501 | 385821.8055 | 409161.9705 | 427520.5137 | 440936.4373 | 454281.181 | 462735.0477 | 466336.1937 | 474712.5988 | 102828.3989 | 0 | 0 | 0 | 0 | 0 | 0 | 0 | 0 | 5111158.0407 | 0 | 0 | 0 | 0 | 0 | 0 | 0 | 0 | 0 | 0 | 0 | 0 | 0 | 0 | 0 | 0 | 0 | 0 | 0 | 0 | 0.01038% | 8.1502 | 24.4072 | 48.7279 | 81.0694 | 121.3891 | 168.9138 | 221.4176 | 278.8741 | 339.8064 | 403.4727 | 469.1369 | 536.7884 | 605.6988 | 675.1455 | 745.8396 | 761.1528 | 761.1528 | 761.1528 | 761.1528 | 761.1528 | 761.1528 | 761.1528 | 761.1528 | 761.1528
No | ResOven-7P_v3 | Cadmus M_Input | Savings, Cost, and EUL from 7th Plan workbook Res-Oven-7P_v3 | 2020 | NR | 2022 | 2045 | PSE | Residential | All Residential | Electric | Per Non Self-Cleaning Residential Electric Oven |  |  | Non Self-Cleaning Oven - 0 + Reduced Vent Rate |  | 6.4127 | 20 | 4.4841 | 0 |  | 0 | 0 | 0 | 0 | 0 | 0 | 0 | 0 |  | 0 | 0 | 0 | Cooking | Electric Oven | Oven | ResCOOK | 0.01533% | 73.37% | 0% | 0.22222 |  | 95.83% | 5% | 95% | 6.8% | 0.2% | 5.5939 | 0.14472 | 0.57387 | 4.8904 | 0 | 0 | 0 | 5.0686 | 0 |  | 0.067709 | 0 | 0.067709 | 04. $0.062 to $0.070 | 1 | 0 | 01. ($9,999.00) to $0.22 | 1 | 46.6745 | 108.6171 | 232.1322 | 463.0325 | 846.6444 | 1381.7549 | 1990.6005 | 2748.9543 | 3503.3147 | 4329.6669 | 5075.9197 | 5742.6961 | 6255.249 | 6614.7801 | 6897.4528 | 7103.8637 | 7234.6042 | 7290.2606 | 7345.6122 | 7400.661 | 7381.5929 | 7362.6054 | 7343.6978 | 7324.8697 | 299.3099 | 696.5298 | 1488.596 | 2969.2917 | 5429.2821 | 8860.7892 | 12765.137 | 17628.2379 | 22465.7299 | 27764.8842 | 32550.3846 | 36826.2257 | 40113.0772 | 42418.6446 | 44231.342 | 45554.9948 | 46393.3952 | 46750.3032 | 47105.257 | 47458.2688 | 47335.9905 | 47214.229 | 47092.9805 | 46972.2415 | 939444.8291 | 299.3099 | 995.8397 | 2484.4357 | 5453.7274 | 10883.0096 | 19743.7988 | 32508.9358 | 50137.1738 | 72602.9036 | 100367.7879 | 132918.1725 | 169744.3982 | 209857.4753 | 252276.1199 | 296507.4619 | 342062.4566 | 388455.8518 | 435206.155 | 482311.4121 | 529769.6809 | 577105.6714 | 624319.9003 | 671412.8809 | 718385.1223 | 0 | 0 | 0 | 0 | 0 | 0 | 0 | 0 | 0 | 0 | 0 | 0 | 0 | 0 | 0 | 0 | 0 | 0 | 0 | 0 | 0 | 0 | 0 | 0 | 0 | 0 | 0 | 0 | 0 | 0 | 0 | 0 | 0 | 0 | 0 | 0 | 0 | 0 | 0 | 0 | 0 | 0 | 0 | 0 | 0 | 0 | 0 | 0 | 0 | 0 | 0 | 0 | 0 | 0 | 0 | 0 | 0 | 0 | 0 | 0 | 0 | 0.045888 | 0.15268 | 0.3809 | 0.83613 | 1.6685 | 3.027 | 4.984 | 7.6867 | 11.131 | 15.3877 | 20.3781 | 26.024 | 32.1739 | 38.6772 | 45.4584 | 52.4426 | 59.5553 | 66.7227 | 73.9446 | 81.2205 | 88.4778 | 95.7163 | 102.9363 | 110.1377 | 236.5749 | 550.5379 | 1176.5878 | 2346.9313 | 4291.3103 | 7003.5771 | 10089.5777 | 13933.3778 | 17756.9365 | 21945.3937 | 25727.8582 | 29107.4875 | 31705.4184 | 33527.7413 | 34960.4992 | 36006.7158 | 36669.3884 | 36951.4888 | 37232.0447 | 37511.0656 | 37414.4167 | 37318.1762 | 37222.3413 | 37126.9091 | 567812.3564 | 0 | 0 | 0 | 0 | 0 | 0 | 0 | 0 | 0 | 0 | 0 | 0 | 0 | 0 | 0 | 0 | 0 | 0 | 0 | 0 | 0.01038% | 0.031078 | 0.1034 | 0.25797 | 0.56628 | 1.13 | 2.0501 | 3.3755 | 5.2059 | 7.5386 | 10.4215 | 13.8014 | 17.6252 | 21.7902 | 26.1947 | 30.7874 | 35.5176 | 40.3347 | 45.189 | 50.0801 | 55.0079 | 59.9229 | 64.8253 | 69.7152 | 74.5925
No | ResOven-7P_v3 | Cadmus M_Input | Savings, Cost, and EUL from 7th Plan workbook Res-Oven-7P_v3 | 2020 | NR | 2022 | 2045 | PSE | Residential | All Residential | Electric | Per Non Self-Cleaning Residential Electric Oven |  |  | Non Self-Cleaning Oven - 1 + Improved Insulation |  | 5.8384 | 20 | 8.8307 | 0 |  | 0 | 0 | 0 | 0 | 0 | 0 | 0 | 0 |  | 0 | 0 | 0 | Cooking | Electric Oven | Oven | ResCOOK | 0.01533% | 73.37% | 0% | 0.22222 |  | 95.83% | 5% | 95% | 6.8% | 0.2% | 5.093 | 0.13176 | 0.52248 | 9.6307 | 0 | 0 | 0 | 10.7426 | 0 |  | 0.15762 | 0 | 0.15762 | 10. $0.150 to $0.175 | 0 | 0 | 01. ($9,999.00) to $0.22 | 1 | 46.6745 | 108.6171 | 232.1322 | 463.0325 | 846.6444 | 1381.7549 | 1990.6005 | 2748.9543 | 3503.3147 | 4329.6669 | 5075.9197 | 5742.6961 | 6255.249 | 6614.7801 | 6897.4528 | 7103.8637 | 7234.6042 | 7290.2606 | 7345.6122 | 7400.661 | 7381.5929 | 7362.6054 | 7343.6978 | 7324.8697 | 272.506 | 634.154 | 1355.2889 | 2703.385 | 4943.0778 | 8067.2857 | 11621.9904 | 16049.5898 | 20453.8735 | 25278.4767 | 29635.4248 | 33528.3547 | 36520.8613 | 38619.96 | 40270.3263 | 41475.443 | 42238.7628 | 42563.7089 | 42886.8758 | 43208.2746 | 43096.9466 | 42986.0891 | 42875.6987 | 42765.7721 | 855315.4414 | 272.506 | 906.66 | 2261.9489 | 4965.3339 | 9908.4117 | 17975.6974 | 29597.6878 | 45647.2776 | 66101.1511 | 91379.6278 | 121015.0526 | 154543.4073 | 191064.2686 | 229684.2286 | 269954.5548 | 311429.9978 | 353668.7606 | 396232.4695 | 439119.3453 | 482327.6199 | 525424.5665 | 568410.6555 | 611286.3542 | 654052.1263 | 0 | 0 | 0 | 0 | 0 | 0 | 0 | 0 | 0 | 0 | 0 | 0 | 0 | 0 | 0 | 0 | 0 | 0 | 0 | 0 | 0 | 0 | 0 | 0 | 0 | 0 | 0 | 0 | 0 | 0 | 0 | 0 | 0 | 0 | 0 | 0 | 0 | 0 | 0 | 0 | 0 | 0 | 0 | 0 | 0 | 0 | 0 | 0 | 0 | 0 | 0 | 0 | 0 | 0 | 0 | 0 | 0 | 0 | 0 | 0 | 0 | 0.041779 | 0.139 | 0.34679 | 0.76125 | 1.5191 | 2.7559 | 4.5377 | 6.9983 | 10.1342 | 14.0097 | 18.5532 | 23.6935 | 29.2926 | 35.2136 | 41.3875 | 47.7462 | 54.222 | 60.7476 | 67.3227 | 73.9471 | 80.5544 | 87.1447 | 93.7181 | 100.2746 | 501.4074 | 1166.8347 | 2493.713 | 4974.1914 | 9095.1953 | 14843.6952 | 21384.3031 | 29531.0252 | 37634.8468 | 46512.0507 | 54528.7754 | 61691.7132 | 67197.8843 | 71060.197 | 74096.8484 | 76314.2466 | 77718.7446 | 78316.6409 | 78911.2637 | 79502.6331 | 79297.791 | 79093.8147 | 78890.6979 | 78688.4345 | 1203446.948 | 0 | 0 | 0 | 0 | 0 | 0 | 0 | 0 | 0 | 0 | 0 | 0 | 0 | 0 | 0 | 0 | 0 | 0 | 0 | 0 | 0.01038% | 0.028295 | 0.094142 | 0.23487 | 0.51557 | 1.0288 | 1.8665 | 3.0732 | 4.7397 | 6.8635 | 9.4883 | 12.5654 | 16.0468 | 19.8389 | 23.8489 | 28.0303 | 32.3369 | 36.7227 | 41.1422 | 45.5953 | 50.0818 | 54.5567 | 59.0201 | 63.472 | 67.9125
No | ResOven-7P_v3 | Cadmus M_Input | Savings, Cost, and EUL from 7th Plan workbook Res-Oven-7P_v3 | 2020 | NR | 2022 | 2045 | PSE | Residential | All Residential | Electric | Per Non Self-Cleaning Residential Electric Oven |  |  | Non Self-Cleaning Oven - 2 + Improved Door Seals |  | 2.7274 | 20 | 10.1512 | 0 |  | 0 | 0 | 0 | 0 | 0 | 0 | 0 | 0 |  | 0 | 0 | 0 | Cooking | Electric Oven | Oven | ResCOOK | 0.01533% | 73.37% | 0% | 0.22222 |  | 95.83% | 5% | 95% | 6.8% | 0.2% | 2.3792 | 0.061553 | 0.24408 | 11.0708 | 0 | 0 | 0 | 12.7955 | 0 |  | 0.40188 | 0 | 0.40188 | 13. $0.225 to $99,999.000 | 0 | 0 | 01. ($9,999.00) to $0.22 | 1 | 46.6745 | 108.6171 | 232.1322 | 463.0325 | 846.6444 | 1381.7549 | 1990.6005 | 2748.9543 | 3503.3147 | 4329.6669 | 5075.9197 | 5742.6961 | 6255.249 | 6614.7801 | 6897.4528 | 7103.8637 | 7234.6042 | 7290.2606 | 7345.6122 | 7400.661 | 7381.5929 | 7362.6054 | 7343.6978 | 7324.8697 | 127.3021 | 296.2471 | 633.1277 | 1262.8952 | 2309.175 | 3768.659 | 5429.251 | 7497.6186 | 9555.0942 | 11808.9234 | 13844.286 | 15662.881 | 17060.8403 | 18041.4412 | 18812.4152 | 19375.3894 | 19731.9768 | 19883.7764 | 20034.7449 | 20184.8874 | 20132.8801 | 20081.0927 | 20029.5235 | 19978.1709 | 399563.4179 | 127.3021 | 423.5492 | 1056.6769 | 2319.5721 | 4628.7471 | 8397.4061 | 13826.6571 | 21324.2757 | 30879.3698 | 42688.2933 | 56532.5793 | 72195.4603 | 89256.3007 | 107297.7418 | 126110.157 | 145485.5464 | 165217.5232 | 185101.2996 | 205136.0445 | 225320.9319 | 245453.8121 | 265534.9048 | 285564.4282 | 305542.5991 | 0 | 0 | 0 | 0 | 0 | 0 | 0 | 0 | 0 | 0 | 0 | 0 | 0 | 0 | 0 | 0 | 0 | 0 | 0 | 0 | 0 | 0 | 0 | 0 | 0 | 0 | 0 | 0 | 0 | 0 | 0 | 0 | 0 | 0 | 0 | 0 | 0 | 0 | 0 | 0 | 0 | 0 | 0 | 0 | 0 | 0 | 0 | 0 | 0 | 0 | 0 | 0 | 0 | 0 | 0 | 0 | 0 | 0 | 0 | 0 | 0 | 0.019517 | 0.064936 | 0.162 | 0.35562 | 0.70965 | 1.2874 | 2.1198 | 3.2693 | 4.7342 | 6.5447 | 8.6672 | 11.0685 | 13.6841 | 16.4501 | 19.3343 | 22.3048 | 25.33 | 28.3784 | 31.45 | 34.5446 | 37.6312 | 40.7099 | 43.7807 | 46.8436 | 597.2215 | 1389.8055 | 2970.2374 | 5924.7113 | 10833.1993 | 17680.1819 | 25470.6367 | 35174.1187 | 44826.5023 | 55400.054 | 64948.6974 | 73480.4033 | 80038.7505 | 84639.1138 | 88256.04 | 90897.1616 | 92570.0456 | 93282.1941 | 93990.4435 | 94694.8178 | 94450.8324 | 94207.8782 | 93965.9478 | 93725.0337 | 1433414.028 | 0 | 0 | 0 | 0 | 0 | 0 | 0 | 0 | 0 | 0 | 0 | 0 | 0 | 0 | 0 | 0 | 0 | 0 | 0 | 0 | 0.01038% | 0.013218 | 0.043979 | 0.10972 | 0.24085 | 0.48062 | 0.87193 | 1.4357 | 2.2142 | 3.2063 | 4.4325 | 5.87 | 7.4963 | 9.2678 | 11.1411 | 13.0945 | 15.1063 | 17.1551 | 19.2197 | 21.3 | 23.3959 | 25.4863 | 27.5714 | 29.6512 | 31.7256
No | ResOven-7P_v3 | Cadmus M_Input | Savings, Cost, and EUL from 7th Plan workbook Res-Oven-7P_v3 | 2020 | NR | 2022 | 2045 | PSE | Residential | All Residential | Electric | Per Non Self-Cleaning Residential Electric Oven |  |  | Non Self-Cleaning Oven - 3 + Bi-Radiant Oven |  | 44.5567 | 20 | 171.9374 | 0 |  | 0 | 0 | 0 | 0 | 0 | 0 | 0 | 0 |  | 0 | 0 | 0 | Cooking | Electric Oven | Oven | ResCOOK | 0.01533% | 73.37% | 0% | 0.22222 |  | 95.83% | 5% | 95% | 6.8% | 0.2% | 38.8677 | 1.0056 | 3.9873 | 187.5143 | 0 | 0 | 0 | 216.9089 | 0 |  | 0.41703 | 0 | 0.41703 | 13. $0.225 to $99,999.000 | 0 | 0 | 01. ($9,999.00) to $0.22 | 1 | 46.6745 | 108.6171 | 232.1322 | 463.0325 | 846.6444 | 1381.7549 | 1990.6005 | 2748.9543 | 3503.3147 | 4329.6669 | 5075.9197 | 5742.6961 | 6255.249 | 6614.7801 | 6897.4528 | 7103.8637 | 7234.6042 | 7290.2606 | 7345.6122 | 7400.661 | 7381.5929 | 7362.6054 | 7343.6978 | 7324.8697 | 2079.6604 | 4839.6173 | 10343.0392 | 20631.1859 | 37723.6524 | 61566.3958 | 88694.5231 | 122484.2442 | 156096.0292 | 192915.5299 | 226166.0678 | 255875.3992 | 278713.0488 | 294732.5556 | 307327.5113 | 316524.4945 | 322349.8553 | 324829.7176 | 327296.0024 | 329748.7933 | 328899.1809 | 328053.1594 | 327210.7029 | 326371.7856 | 6527435.7127 | 2079.6604 | 6919.2777 | 17262.3169 | 37893.5028 | 75617.1551 | 137183.5509 | 225878.074 | 348362.3183 | 504458.3475 | 697373.8773 | 923539.9452 | 1179415.3443 | 1458128.3932 | 1752860.9487 | 2060188.46 | 2376712.9545 | 2699062.8098 | 3023892.5274 | 3351188.5299 | 3680937.3232 | 4009836.5041 | 4337889.6635 | 4665100.3664 | 4991472.152 | 0 | 0 | 0 | 0 | 0 | 0 | 0 | 0 | 0 | 0 | 0 | 0 | 0 | 0 | 0 | 0 | 0 | 0 | 0 | 0 | 0 | 0 | 0 | 0 | 0 | 0 | 0 | 0 | 0 | 0 | 0 | 0 | 0 | 0 | 0 | 0 | 0 | 0 | 0 | 0 | 0 | 0 | 0 | 0 | 0 | 0 | 0 | 0 | 0 | 0 | 0 | 0 | 0 | 0 | 0 | 0 | 0 | 0 | 0 | 0 | 0 | 0.31884 | 1.0608 | 2.6465 | 5.8096 | 11.5931 | 21.032 | 34.63 | 53.4084 | 77.34 | 106.9164 | 141.5906 | 180.8196 | 223.5499 | 268.7362 | 315.8535 | 364.3808 | 413.8012 | 463.6018 | 513.7805 | 564.3352 | 614.7597 | 665.0545 | 715.2201 | 765.2571 | 10124.1168 | 23560.0252 | 50351.5563 | 100435.887 | 183644.7265 | 299714.9855 | 431779.0148 | 596272.7397 | 759900.243 | 939143.4158 | 1101012.3116 | 1245642.0515 | 1356819.3544 | 1434804.8558 | 1496119.0989 | 1540891.4729 | 1569250.2537 | 1581322.6169 | 1593328.883 | 1605269.4581 | 1601133.4102 | 1597014.8433 | 1592913.6312 | 1588829.6489 | 24299278.6011 | 0 | 0 | 0 | 0 | 0 | 0 | 0 | 0 | 0 | 0 | 0 | 0 | 0 | 0 | 0 | 0 | 0 | 0 | 0 | 0 | 0.01038% | 0.21594 | 0.71845 | 1.7924 | 3.9346 | 7.8516 | 14.2443 | 23.4537 | 36.1717 | 52.3797 | 72.4108 | 95.8944 | 122.4629 | 151.4026 | 182.0057 | 213.9166 | 246.7825 | 280.2532 | 313.9814 | 347.9657 | 382.2047 | 416.3555 | 450.4184 | 484.3938 | 518.2822
No | ResOven-7P_v3 | Cadmus M_Input | Savings, Cost, and EUL from 7th Plan workbook Res-Oven-7P_v3 | 2020 | NR | 2022 | 2045 | PSE | Residential | All Residential | Electric | Per Non Self-Cleaning Residential Electric Oven |  |  | Non Self-Cleaning Oven - 4 + Oven Separator |  | 2.7596 | 20 | 32.3242 | 0 |  | 0 | 0 | 0 | 0 | 0 | 0 | 0 | 0 |  | 0 | 0 | 0 | Cooking | Electric Oven | Oven | ResCOOK | 0.01533% | 73.37% | 0% | 0.22222 |  | 95.83% | 5% | 95% | 6.8% | 0.2% | 2.4073 | 0.062279 | 0.24695 | 35.2527 | 0 | 0 | 0 | 41.4083 | 0 |  | 1.2854 | 0 | 1.2854 | 13. $0.225 to $99,999.000 | 0 | 0 | 01. ($9,999.00) to $0.22 | 1 | 46.6745 | 108.6171 | 232.1322 | 463.0325 | 846.6444 | 1381.7549 | 1990.6005 | 2748.9543 | 3503.3147 | 4329.6669 | 5075.9197 | 5742.6961 | 6255.249 | 6614.7801 | 6897.4528 | 7103.8637 | 7234.6042 | 7290.2606 | 7345.6122 | 7400.661 | 7381.5929 | 7362.6054 | 7343.6978 | 7324.8697 | 128.8036 | 299.7412 | 640.5951 | 1277.7904 | 2336.4107 | 3813.1086 | 5493.2865 | 7586.0495 | 9667.792 | 11948.2042 | 14007.5729 | 15847.6174 | 17262.065 | 18254.2315 | 19034.2988 | 19603.9131 | 19964.7062 | 20118.2963 | 20271.0454 | 20422.9587 | 20370.3381 | 20317.9398 | 20265.7623 | 20213.8041 | 404276.0817 | 128.8036 | 428.5448 | 1069.1399 | 2346.9303 | 4683.341 | 8496.4496 | 13989.7361 | 21575.7855 | 31243.5776 | 43191.7817 | 57199.3547 | 73046.972 | 90309.037 | 108563.2685 | 127597.5674 | 147201.4805 | 167166.1867 | 187284.4829 | 207555.5283 | 227978.487 | 248348.8251 | 268666.7649 | 288932.5272 | 309146.3313 | 0 | 0 | 0 | 0 | 0 | 0 | 0 | 0 | 0 | 0 | 0 | 0 | 0 | 0 | 0 | 0 | 0 | 0 | 0 | 0 | 0 | 0 | 0 | 0 | 0 | 0 | 0 | 0 | 0 | 0 | 0 | 0 | 0 | 0 | 0 | 0 | 0 | 0 | 0 | 0 | 0 | 0 | 0 | 0 | 0 | 0 | 0 | 0 | 0 | 0 | 0 | 0 | 0 | 0 | 0 | 0 | 0 | 0 | 0 | 0 | 0 | 0.019747 | 0.065701 | 0.16391 | 0.35981 | 0.71802 | 1.3026 | 2.1448 | 3.3078 | 4.79 | 6.6219 | 8.7694 | 11.199 | 13.8455 | 16.6442 | 19.5624 | 22.5679 | 25.6287 | 28.7131 | 31.8209 | 34.952 | 38.0751 | 41.1901 | 44.2971 | 47.3961 | 1932.7123 | 4497.6515 | 9612.2034 | 19173.393 | 35058.1114 | 57216.1343 | 82427.397 | 113829.5474 | 145066.3346 | 179284.1814 | 210185.2471 | 237795.3268 | 259019.2756 | 273906.8492 | 285611.8494 | 294158.9768 | 299572.7195 | 301877.3555 | 304169.3735 | 306448.8509 | 305659.2719 | 304873.03 | 304090.1012 | 303310.4616 | 4638776.3554 | 0 | 0 | 0 | 0 | 0 | 0 | 0 | 0 | 0 | 0 | 0 | 0 | 0 | 0 | 0 | 0 | 0 | 0 | 0 | 0 | 0.01038% | 0.013374 | 0.044497 | 0.11101 | 0.24369 | 0.48629 | 0.88222 | 1.4526 | 2.2403 | 3.2441 | 4.4848 | 5.9392 | 7.5847 | 9.3771 | 11.2725 | 13.2489 | 15.2844 | 17.3575 | 19.4464 | 21.5512 | 23.6718 | 25.7869 | 27.8966 | 30.0009 | 32.0998
No | ResOven-7P_v3 | Cadmus M_Input | Savings, Cost, and EUL from 7th Plan workbook Res-Oven-7P_v3 | 2020 | NR | 2022 | 2045 | PSE | Residential | All Residential | Electric | Per Non Self-Cleaning Residential Electric Oven |  |  | Non Self-Cleaning Oven - 5 + Forced Convection |  | 0.98471 | 20 | 108.9671 | 0 |  | 0 | 0 | 0 | 0 | 0 | 0 | 0 | 0 |  | 0 | 0 | 0 | Cooking | Electric Oven | Oven | ResCOOK | 0.01533% | 73.37% | 0% | 0.22222 |  | 95.83% | 5% | 95% | 6.8% | 0.2% | 0.85898 | 0.022223 | 0.08812 | 118.8391 | 0 | 0 | 0 | 140.5222 | 0 |  | 12.2246 | 0 | 12.2246 | 13. $0.225 to $99,999.000 | 0 | 0 | 01. ($9,999.00) to $0.22 | 1 | 46.6745 | 108.6171 | 232.1322 | 463.0325 | 846.6444 | 1381.7549 | 1990.6005 | 2748.9543 | 3503.3147 | 4329.6669 | 5075.9197 | 5742.6961 | 6255.249 | 6614.7801 | 6897.4528 | 7103.8637 | 7234.6042 | 7290.2606 | 7345.6122 | 7400.661 | 7381.5929 | 7362.6054 | 7343.6978 | 7324.8697 | 45.9607 | 106.9561 | 228.5824 | 455.9517 | 833.6972 | 1360.6247 | 1960.1595 | 2706.9163 | 3449.7408 | 4263.4561 | 4998.2969 | 5654.8767 | 6159.5915 | 6513.6245 | 6791.9745 | 6995.2289 | 7123.9701 | 7178.7753 | 7233.2805 | 7287.4875 | 7268.7109 | 7250.0138 | 7231.3954 | 7212.8552 | 144257.104 | 45.9607 | 152.9169 | 381.4993 | 837.4509 | 1671.1481 | 3031.7728 | 4991.9322 | 7698.8486 | 11148.5894 | 15412.0455 | 20410.3424 | 26065.2191 | 32224.8106 | 38738.435 | 45530.4095 | 52525.6384 | 59649.6085 | 66828.3838 | 74061.6643 | 81349.1518 | 88617.8627 | 95867.8765 | 103099.2718 | 110312.127 | 0 | 0 | 0 | 0 | 0 | 0 | 0 | 0 | 0 | 0 | 0 | 0 | 0 | 0 | 0 | 0 | 0 | 0 | 0 | 0 | 0 | 0 | 0 | 0 | 0 | 0 | 0 | 0 | 0 | 0 | 0 | 0 | 0 | 0 | 0 | 0 | 0 | 0 | 0 | 0 | 0 | 0 | 0 | 0 | 0 | 0 | 0 | 0 | 0 | 0 | 0 | 0 | 0 | 0 | 0 | 0 | 0 | 0 | 0 | 0 | 0 | 0.0070464 | 0.023444 | 0.058489 | 0.12839 | 0.25621 | 0.46481 | 0.76533 | 1.1803 | 1.7092 | 2.3629 | 3.1292 | 3.9961 | 4.9405 | 5.9391 | 6.9804 | 8.0529 | 9.1451 | 10.2457 | 11.3546 | 12.4719 | 13.5863 | 14.6978 | 15.8064 | 16.9123 | 6558.8019 | 15263.113 | 32619.7228 | 65066.3264 | 118972.2924 | 194167.1812 | 279723.4649 | 386288.9835 | 492293.3297 | 608414.1222 | 713279.1731 | 806976.0193 | 879001.0584 | 929523.14 | 969244.9235 | 998250.2321 | 1016622.1681 | 1024443.1208 | 1032221.2532 | 1039956.8284 | 1037277.3336 | 1034609.1636 | 1031952.2368 | 1029306.472 | 15742030.4611 | 0 | 0 | 0 | 0 | 0 | 0 | 0 | 0 | 0 | 0 | 0 | 0 | 0 | 0 | 0 | 0 | 0 | 0 | 0 | 0 | 0.01038% | 0.0047723 | 0.015878 | 0.039612 | 0.086955 | 0.17352 | 0.3148 | 0.51833 | 0.7994 | 1.1576 | 1.6003 | 2.1193 | 2.7064 | 3.346 | 4.0223 | 4.7276 | 5.4539 | 6.1936 | 6.939 | 7.6901 | 8.4468 | 9.2015 | 9.9543 | 10.7052 | 11.4541
No | ResOven-7P_v3 | Cadmus M_Input | Savings, Cost, and EUL from 7th Plan workbook Res-Oven-7P_v3 | 2020 | NR | 2022 | 2045 | PSE | Residential | All Residential | Electric | Per Non Self-Cleaning Residential Electric Oven |  |  | Non Self-Cleaning Oven - 6 + Red. Conduction Losses |  | 0.32248 | 20 | 9.766 | 0 |  | 0 | 0 | 0 | 0 | 0 | 0 | 0 | 0 |  | 0 | 0 | 0 | Cooking | Electric Oven | Oven | ResCOOK | 0.01533% | 73.37% | 0% | 0.22222 |  | 95.83% | 5% | 95% | 6.8% | 0.2% | 0.2813 | 0.0072777 | 0.028858 | 10.6508 | 0 | 0 | 0 | 12.5679 | 0 |  | 3.3386 | 0 | 3.3386 | 13. $0.225 to $99,999.000 | 0 | 0 | 01. ($9,999.00) to $0.22 | 1 | 46.6745 | 108.6171 | 232.1322 | 463.0325 | 846.6444 | 1381.7549 | 1990.6005 | 2748.9543 | 3503.3147 | 4329.6669 | 5075.9197 | 5742.6961 | 6255.249 | 6614.7801 | 6897.4528 | 7103.8637 | 7234.6042 | 7290.2606 | 7345.6122 | 7400.661 | 7381.5929 | 7362.6054 | 7343.6978 | 7324.8697 | 15.0515 | 35.0266 | 74.8574 | 149.3175 | 273.0236 | 445.5847 | 641.9236 | 886.4755 | 1129.7397 | 1396.2195 | 1636.8692 | 1851.8894 | 2017.1762 | 2133.1168 | 2224.2723 | 2290.8352 | 2332.996 | 2350.944 | 2368.7936 | 2386.5456 | 2380.3966 | 2374.2735 | 2368.1763 | 2362.1046 | 47242.0925 | 15.0515 | 50.078 | 124.9354 | 274.2529 | 547.2766 | 992.8613 | 1634.7848 | 2521.2604 | 3651 | 5047.2196 | 6684.0887 | 8535.9782 | 10553.1543 | 12686.2711 | 14910.5435 | 17201.3787 | 19534.3747 | 21885.3187 | 24254.1123 | 26640.6579 | 29021.0544 | 31395.328 | 33763.5042 | 36125.6089 | 0 | 0 | 0 | 0 | 0 | 0 | 0 | 0 | 0 | 0 | 0 | 0 | 0 | 0 | 0 | 0 | 0 | 0 | 0 | 0 | 0 | 0 | 0 | 0 | 0 | 0 | 0 | 0 | 0 | 0 | 0 | 0 | 0 | 0 | 0 | 0 | 0 | 0 | 0 | 0 | 0 | 0 | 0 | 0 | 0 | 0 | 0 | 0 | 0 | 0 | 0 | 0 | 0 | 0 | 0 | 0 | 0 | 0 | 0 | 0 | 0 | 0.0023076 | 0.0076776 | 0.019154 | 0.042047 | 0.083905 | 0.15222 | 0.25063 | 0.38654 | 0.55975 | 0.7738 | 1.0248 | 1.3087 | 1.6179 | 1.945 | 2.286 | 2.6372 | 2.9949 | 3.3553 | 3.7185 | 4.0844 | 4.4493 | 4.8133 | 5.1764 | 5.5385 | 586.5999 | 1365.0879 | 2917.4119 | 5819.3406 | 10640.5314 | 17365.7407 | 25017.6427 | 34548.5488 | 44029.2652 | 54414.7668 | 63793.5881 | 72173.558 | 78615.2653 | 83133.8114 | 86686.4107 | 89280.5601 | 90923.6919 | 91623.1749 | 92318.8282 | 93010.6752 | 92771.0291 | 92532.3958 | 92294.7681 | 92058.1387 | 1407920.8314 | 0 | 0 | 0 | 0 | 0 | 0 | 0 | 0 | 0 | 0 | 0 | 0 | 0 | 0 | 0 | 0 | 0 | 0 | 0 | 0 | 0.01038% | 0.0015628 | 0.0051998 | 0.012972 | 0.028477 | 0.056826 | 0.10309 | 0.16975 | 0.26179 | 0.3791 | 0.52407 | 0.69403 | 0.88632 | 1.0958 | 1.3173 | 1.5482 | 1.7861 | 2.0283 | 2.2724 | 2.5184 | 2.7662 | 3.0134 | 3.2599 | 3.5058 | 3.751
No | ResOven-7P_v3 | Cadmus M_Input | Savings, Cost, and EUL from 7th Plan workbook Res-Oven-7P_v3 | 2020 | NR | 2022 | 2045 | PSE | Residential | All Residential | Electric | Per Self-Cleaning Residential Electric Oven |  |  | Self-Cleaning Oven - 0 + Bi-Radiant Oven |  | 47.5795 | 20 | 171.7749 | 0 |  | 0 | 0 | 0 | 0 | 0 | 0 | 0 | 0 |  | 0 | 0 | 0 | Cooking | Electric Oven | Oven | ResCOOK | 0.01533% | 73.37% | 0% | 0.77778 |  | 95.83% | 5% | 95% | 6.8% | 0.2% | 41.5046 | 1.0738 | 4.2578 | 187.3371 | 0 | 0 | 0 | 216.3604 | 0 |  | 0.38954 | 0 | 0.38954 | 13. $0.225 to $99,999.000 | 0 | 0 | 01. ($9,999.00) to $0.22 | 1 | 163.3608 | 380.16 | 812.4629 | 1620.6138 | 2963.2553 | 4836.1423 | 6967.1016 | 9621.3402 | 12261.6015 | 15153.8343 | 17765.7191 | 20099.4362 | 21893.3714 | 23151.7302 | 24141.0848 | 24863.5231 | 25321.1148 | 25515.9121 | 25709.6428 | 25902.3136 | 25835.5752 | 25769.1188 | 25702.9424 | 25637.0441 | 7772.6218 | 18087.8162 | 38656.5672 | 77107.9765 | 140990.1747 | 230101.1795 | 331491.1345 | 457778.4473 | 583400.7328 | 721011.6882 | 845283.8322 | 956320.9019 | 1041675.4212 | 1101547.4887 | 1148620.4759 | 1182993.719 | 1204765.6998 | 1214034.0552 | 1223251.6657 | 1232418.843 | 1229243.4613 | 1226081.5003 | 1222932.8631 | 1219797.4538 | 24395949.0755 | 7772.6218 | 25860.438 | 64517.0052 | 141624.9817 | 282615.1565 | 512716.3359 | 844207.4705 | 1301985.9178 | 1885386.6506 | 2606398.3387 | 3451682.171 | 4408003.0728 | 5449678.4941 | 6551225.9828 | 7699846.4587 | 8882840.1777 | 10087605.8775 | 11301639.9327 | 12524891.5984 | 13757310.4414 | 14986553.9027 | 16212635.403 | 17435568.266 | 18655365.7198 | 0 | 0 | 0 | 0 | 0 | 0 | 0 | 0 | 0 | 0 | 0 | 0 | 0 | 0 | 0 | 0 | 0 | 0 | 0 | 0 | 0 | 0 | 0 | 0 | 0 | 0 | 0 | 0 | 0 | 0 | 0 | 0 | 0 | 0 | 0 | 0 | 0 | 0 | 0 | 0 | 0 | 0 | 0 | 0 | 0 | 0 | 0 | 0 | 0 | 0 | 0 | 0 | 0 | 0 | 0 | 0 | 0 | 0 | 0 | 0 | 0 | 1.1916 | 3.9647 | 9.8913 | 21.7129 | 43.3286 | 78.606 | 129.4279 | 199.6113 | 289.0541 | 399.5945 | 529.1874 | 675.8038 | 835.5061 | 1004.3875 | 1180.4859 | 1361.8541 | 1546.5602 | 1732.6873 | 1920.2276 | 2109.1733 | 2297.6322 | 2485.6064 | 2673.0978 | 2860.1085 | 35344.8024 | 82251.5634 | 175784.7961 | 350636.6679 | 641131.1426 | 1046349.7358 | 1507404.968 | 2081677.1062 | 2652925.1355 | 3278689.7975 | 3843798.2658 | 4348722.2683 | 4736858.822 | 5009117.8437 | 5223175.0153 | 5379482.0538 | 5478486.7889 | 5520633.2102 | 5562548.8766 | 5604235.2058 | 5589795.6458 | 5575417.1142 | 5561099.1706 | 5546841.3789 | 84832407.3754 | 0 | 0 | 0 | 0 | 0 | 0 | 0 | 0 | 0 | 0 | 0 | 0 | 0 | 0 | 0 | 0 | 0 | 0 | 0 | 0 | 0.01038% | 0.80706 | 2.6852 | 6.699 | 14.7054 | 29.3449 | 53.2371 | 87.657 | 135.1898 | 195.7664 | 270.6315 | 358.4003 | 457.6985 | 565.8594 | 680.2369 | 799.5022 | 922.3366 | 1047.4317 | 1173.4892 | 1300.5037 | 1428.4701 | 1556.1068 | 1683.4152 | 1810.3966 | 1937.0525
No | ResOven-7P_v3 | Cadmus M_Input | Savings, Cost, and EUL from 7th Plan workbook Res-Oven-7P_v3 | 2020 | NR | 2022 | 2045 | PSE | Residential | All Residential | Electric | Per Self-Cleaning Residential Electric Oven |  |  | Self-Cleaning Oven - 1 + Oven Separator |  | 2.4731 | 20 | 33.5305 | 0 |  | 0 | 0 | 0 | 0 | 0 | 0 | 0 | 0 |  | 0 | 0 | 0 | Cooking | Electric Oven | Oven | ResCOOK | 0.01533% | 73.37% | 0% | 0.77778 |  | 95.83% | 5% | 95% | 6.8% | 0.2% | 2.1573 | 0.055812 | 0.22131 | 36.5682 | 0 | 0 | 0 | 42.9972 | 0 |  | 1.4894 | 0 | 1.4894 | 13. $0.225 to $99,999.000 | 0 | 0 | 01. ($9,999.00) to $0.22 | 1 | 163.3608 | 380.16 | 812.4629 | 1620.6138 | 2963.2553 | 4836.1423 | 6967.1016 | 9621.3402 | 12261.6015 | 15153.8343 | 17765.7191 | 20099.4362 | 21893.3714 | 23151.7302 | 24141.0848 | 24863.5231 | 25321.1148 | 25515.9121 | 25709.6428 | 25902.3136 | 25835.5752 | 25769.1188 | 25702.9424 | 25637.0441 | 404.0007 | 940.1577 | 2009.2679 | 4007.8722 | 7328.3029 | 11960.0613 | 17230.0477 | 23794.134 | 30323.6539 | 37476.3137 | 43935.6568 | 49707.0751 | 54143.5812 | 57255.5757 | 59702.3072 | 61488.9391 | 62620.59 | 63102.3351 | 63581.4425 | 64057.9286 | 63892.8805 | 63728.53 | 63564.872 | 63401.9016 | 1268038.031 | 404.0007 | 1344.1584 | 3353.4263 | 7361.2985 | 14689.6014 | 26649.6627 | 43879.7103 | 67673.8443 | 97997.4982 | 135473.812 | 179409.4688 | 229116.5439 | 283260.1251 | 340515.7008 | 400218.008 | 461706.9471 | 524327.5371 | 587429.8722 | 651011.3147 | 715069.2433 | 778962.1238 | 842690.6537 | 906255.5257 | 969657.4272 | 0 | 0 | 0 | 0 | 0 | 0 | 0 | 0 | 0 | 0 | 0 | 0 | 0 | 0 | 0 | 0 | 0 | 0 | 0 | 0 | 0 | 0 | 0 | 0 | 0 | 0 | 0 | 0 | 0 | 0 | 0 | 0 | 0 | 0 | 0 | 0 | 0 | 0 | 0 | 0 | 0 | 0 | 0 | 0 | 0 | 0 | 0 | 0 | 0 | 0 | 0 | 0 | 0 | 0 | 0 | 0 | 0 | 0 | 0 | 0 | 0 | 0.061939 | 0.20608 | 0.51412 | 1.1286 | 2.2521 | 4.0857 | 6.7273 | 10.3753 | 15.0243 | 20.7699 | 27.5058 | 35.1265 | 43.4274 | 52.2055 | 61.3586 | 70.7856 | 80.3862 | 90.0606 | 99.8084 | 109.6293 | 119.425 | 129.1954 | 138.9407 | 148.661 | 7024.0491 | 16345.7985 | 34933.5957 | 69681.7919 | 127411.5657 | 207940.3873 | 299565.5871 | 413690.3073 | 527214.0484 | 651571.8436 | 763875.4738 | 864218.6852 | 941352.8044 | 995458.6588 | 1037998.0982 | 1069060.892 | 1088736.0372 | 1097111.7675 | 1105441.64 | 1113725.9365 | 1110856.3724 | 1107998.9363 | 1105153.5409 | 1102320.0995 | 16858687.9176 | 0 | 0 | 0 | 0 | 0 | 0 | 0 | 0 | 0 | 0 | 0 | 0 | 0 | 0 | 0 | 0 | 0 | 0 | 0 | 0 | 0.01038% | 0.041949 | 0.13957 | 0.3482 | 0.76435 | 1.5253 | 2.7671 | 4.5562 | 7.0268 | 10.1754 | 14.0667 | 18.6287 | 23.79 | 29.4119 | 35.3569 | 41.556 | 47.9407 | 54.4428 | 60.9949 | 67.5968 | 74.2482 | 80.8824 | 87.4995 | 94.0997 | 100.683
No | ResOven-7P_v3 | Cadmus M_Input | Savings, Cost, and EUL from 7th Plan workbook Res-Oven-7P_v3 | 2020 | NR | 2022 | 2045 | PSE | Residential | All Residential | Electric | Per Self-Cleaning Residential Electric Oven |  |  | Self-Cleaning Oven - 2 + Red. Conduction Losses |  | 0.0001 | 20 | 12.0105 | 0 |  | 0 | 0 | 0 | 0 | 0 | 0 | 0 | 0 |  | 0 | 0 | 0 | Cooking | Electric Oven | Oven | ResCOOK | 0.01533% | 73.37% | 0% | 0.77778 |  | 95.83% | 5% | 95% | 6.8% | 0.2% | 8.7232e-05 | 2.2568e-06 | 8.9489e-06 | 13.0986 | 0 | 0 | 0 | 15.5007 | 0 |  | 13278.5097 | 0 | 13278.5097 | 13. $0.225 to $99,999.000 | 0 | 0 | 01. ($9,999.00) to $0.22 | 1 | 163.3608 | 380.16 | 812.4629 | 1620.6138 | 2963.2553 | 4836.1423 | 6967.1016 | 9621.3402 | 12261.6015 | 15153.8343 | 17765.7191 | 20099.4362 | 21893.3714 | 23151.7302 | 24141.0848 | 24863.5231 | 25321.1148 | 25515.9121 | 25709.6428 | 25902.3136 | 25835.5752 | 25769.1188 | 25702.9424 | 25637.0441 | 0.016336 | 0.038016 | 0.081246 | 0.16206 | 0.29633 | 0.48361 | 0.69671 | 0.96213 | 1.2262 | 1.5154 | 1.7766 | 2.0099 | 2.1893 | 2.3152 | 2.4141 | 2.4864 | 2.5321 | 2.5516 | 2.571 | 2.5902 | 2.5836 | 2.5769 | 2.5703 | 2.5637 | 51.2741 | 0.016336 | 0.054352 | 0.1356 | 0.29766 | 0.59399 | 1.0776 | 1.7743 | 2.7364 | 3.9626 | 5.478 | 7.2546 | 9.2645 | 11.4538 | 13.769 | 16.1831 | 18.6695 | 21.2016 | 23.7532 | 26.3241 | 28.9144 | 31.4979 | 34.0748 | 36.6451 | 39.2088 | 0 | 0 | 0 | 0 | 0 | 0 | 0 | 0 | 0 | 0 | 0 | 0 | 0 | 0 | 0 | 0 | 0 | 0 | 0 | 0 | 0 | 0 | 0 | 0 | 0 | 0 | 0 | 0 | 0 | 0 | 0 | 0 | 0 | 0 | 0 | 0 | 0 | 0 | 0 | 0 | 0 | 0 | 0 | 0 | 0 | 0 | 0 | 0 | 0 | 0 | 0 | 0 | 0 | 0 | 0 | 0 | 0 | 0 | 0 | 0 | 0 | 2.5045e-06 | 8.3329e-06 | 2.0789e-05 | 4.5635e-05 | 9.1066e-05 | 0.00016521 | 0.00027202 | 0.00041953 | 0.00060752 | 0.00083985 | 0.0011122 | 0.0014204 | 0.001756 | 0.002111 | 0.0024811 | 0.0028623 | 0.0032505 | 0.0036417 | 0.0040358 | 0.0044329 | 0.004829 | 0.0052241 | 0.0056182 | 0.0060112 | 2532.2055 | 5892.7437 | 12593.7393 | 25120.6412 | 45932.5189 | 74963.5695 | 107994.9211 | 149137.4644 | 190063.3517 | 234894.9708 | 275381.0019 | 311555.241 | 339362.4842 | 358867.9205 | 374203.6052 | 385401.9007 | 392494.8908 | 395514.3843 | 398517.3458 | 401503.8769 | 400469.3844 | 399439.2641 | 398413.4846 | 397392.0145 | 6077642.9247 | 0 | 0 | 0 | 0 | 0 | 0 | 0 | 0 | 0 | 0 | 0 | 0 | 0 | 0 | 0 | 0 | 0 | 0 | 0 | 0 | 0.01038% | 1.6962e-06 | 5.6436e-06 | 1.408e-05 | 3.0907e-05 | 6.1676e-05 | 0.00011189 | 0.00018423 | 0.00028413 | 0.00041145 | 0.0005688 | 0.00075327 | 0.00096197 | 0.0011893 | 0.0014297 | 0.0016804 | 0.0019385 | 0.0022014 | 0.0024664 | 0.0027333 | 0.0030023 | 0.0032705 | 0.0035381 | 0.003805 | 0.0040712
No | ResOven-7P_v3 | Cadmus M_Input | Savings, Cost, and EUL from 7th Plan workbook Res-Oven-7P_v3 | 2020 | NR | 2022 | 2045 | PSE | Residential | All Residential | Electric | Per Self-Cleaning Residential Electric Oven |  |  | Self-Cleaning Oven - 3 + Forced Convection |  | 1.1747 | 20 | 108.864 | 0 |  | 0 | 0 | 0 | 0 | 0 | 0 | 0 | 0 |  | 0 | 0 | 0 | Cooking | Electric Oven | Oven | ResCOOK | 0.01533% | 73.37% | 0% | 0.77778 |  | 95.83% | 5% | 95% | 6.8% | 0.2% | 1.0247 | 0.026511 | 0.10512 | 118.7267 | 0 | 0 | 0 | 140.3679 | 0 |  | 10.2362 | 0 | 10.2362 | 13. $0.225 to $99,999.000 | 0 | 0 | 01. ($9,999.00) to $0.22 | 1 | 163.3608 | 380.16 | 812.4629 | 1620.6138 | 2963.2553 | 4836.1423 | 6967.1016 | 9621.3402 | 12261.6015 | 15153.8343 | 17765.7191 | 20099.4362 | 21893.3714 | 23151.7302 | 24141.0848 | 24863.5231 | 25321.1148 | 25515.9121 | 25709.6428 | 25902.3136 | 25835.5752 | 25769.1188 | 25702.9424 | 25637.0441 | 191.9003 | 446.5749 | 954.4023 | 1903.7393 | 3480.9439 | 5681.0291 | 8184.2726 | 11302.2136 | 14403.7356 | 17801.249 | 20869.437 | 23610.8607 | 25718.2011 | 27196.3985 | 28358.5959 | 29207.2461 | 29744.7803 | 29973.6092 | 30201.1852 | 30427.5161 | 30349.1182 | 30271.0517 | 30193.3142 | 30115.9032 | 602318.0647 | 191.9003 | 638.4752 | 1592.8775 | 3496.6168 | 6977.5606 | 12658.5898 | 20842.8624 | 32145.076 | 46548.8117 | 64350.0607 | 85219.4977 | 108830.3584 | 134548.5594 | 161744.9579 | 190103.5538 | 219310.7999 | 249055.5801 | 279029.1893 | 309230.3745 | 339657.8906 | 370007.0088 | 400278.0605 | 430471.3747 | 460587.2779 | 0 | 0 | 0 | 0 | 0 | 0 | 0 | 0 | 0 | 0 | 0 | 0 | 0 | 0 | 0 | 0 | 0 | 0 | 0 | 0 | 0 | 0 | 0 | 0 | 0 | 0 | 0 | 0 | 0 | 0 | 0 | 0 | 0 | 0 | 0 | 0 | 0 | 0 | 0 | 0 | 0 | 0 | 0 | 0 | 0 | 0 | 0 | 0 | 0 | 0 | 0 | 0 | 0 | 0 | 0 | 0 | 0 | 0 | 0 | 0 | 0 | 0.029421 | 0.097886 | 0.24421 | 0.53608 | 1.0698 | 1.9407 | 3.1955 | 4.9283 | 7.1365 | 9.8657 | 13.0652 | 16.6851 | 20.628 | 24.7976 | 29.1453 | 33.6232 | 38.1834 | 42.7788 | 47.409 | 52.0739 | 56.7269 | 61.3678 | 65.9968 | 70.614 | 22930.6089 | 53362.2569 | 114043.7101 | 227482.168 | 415945.9511 | 678839.1751 | 977957.4745 | 1350527.3822 | 1721135.3422 | 2127111.9984 | 2493736.802 | 2821315.7956 | 3073126.7236 | 3249759.9116 | 3388633.549 | 3490040.6956 | 3554271.8895 | 3581615.1772 | 3608808.7583 | 3635853.5526 | 3626485.615 | 3617157.2707 | 3607868.2341 | 3598618.2222 | 55036628.2645 | 0 | 0 | 0 | 0 | 0 | 0 | 0 | 0 | 0 | 0 | 0 | 0 | 0 | 0 | 0 | 0 | 0 | 0 | 0 | 0 | 0.01038% | 0.019926 | 0.066295 | 0.16539 | 0.36307 | 0.7245 | 1.3144 | 2.1642 | 3.3377 | 4.8333 | 6.6817 | 8.8486 | 11.3002 | 13.9707 | 16.7945 | 19.7391 | 22.7718 | 25.8603 | 28.9726 | 32.1085 | 35.2679 | 38.4191 | 41.5623 | 44.6974 | 47.8244
No | ResOven-7P_v3 | Cadmus M_Input | Savings from Chapter 7 of 2015 TSD, Table 7.2.7 Gas Standard Ovens - Freestanding: Annual Energy Consumption by Efficiency Level. Cost from 2016 TSD, Chapter 8, Tables 8.2.26, pg 8-21. EUL from Chapter 8 of 2009 TSD; Table 8.2.43, pg 8-39; found at: : https://www.regulations.gov/document?D=EERE-2006-STD-0127-0097. | 2020 | NR | 2022 | 2041 | PSE | Residential | All Residential | Gas | Per Residential Gas Oven |  |  | High Efficiency Convection Cooking Oven - Gas |  | 0 | 19 | 58.0656 | 0 |  | 0 | 0 | 0 | 0 | 0 | 0 | 0 | 4.29 |  | 0 | 0 | 0 | Cooking | Gas Oven | Oven | ResCOOK | 0.01533% | 0% | 30.71% | 1 |  | 95% | 5.263% | 95% | 6.8% | 0.2% | 62.2415 | 0.38077 | 6.2622 | 0 | 59.6512 | 0 | 0 | 0 | 64.6213 |  | 0 | 1.3998 | 0 | 01. ($9,999.000) to $0.028 | 1 | 1.3998 | 11. $1.20 to $1.50 | 0 | 0 | 0 | 0 | 0 | 0 | 0 | 0 | 0 | 0 | 0 | 0 | 0 | 0 | 0 | 0 | 0 | 0 | 0 | 0 | 0 | 0 | 0 | 0 | 0 | 0 | 0 | 0 | 0 | 0 | 0 | 0 | 0 | 0 | 0 | 0 | 0 | 0 | 0 | 0 | 0 | 0 | 0 | 0 | 0 | 0 | 0 | 0 | 0 | 0 | 0 | 0 | 0 | 0 | 0 | 0 | 0 | 0 | 0 | 0 | 0 | 0 | 0 | 0 | 0 | 0 | 0 | 0 | 0 | 0 | 0 | 0 | 0 | 0 | 69.9713 | 162.888 | 348.2369 | 694.8604 | 1270.9603 | 2074.9373 | 2990.1928 | 4130.6834 | 5265.8804 | 6510.0146 | 7634.4199 | 8639.9086 | 9413.8691 | 9957.8922 | 10386.4575 | 10700.3573 | 10900.38 | 10987.3103 | 11073.7851 | 11159.8063 | 300.1768 | 698.7893 | 1493.9363 | 2980.9511 | 5452.4196 | 8901.481 | 12827.9271 | 17720.6317 | 22590.627 | 27927.9625 | 32751.6612 | 37065.208 | 40385.4984 | 42719.3577 | 44557.9027 | 45904.5326 | 46762.6301 | 47135.561 | 47506.5382 | 47875.5692 | 909635.8145 | 300.1768 | 998.9661 | 2492.9024 | 5473.8536 | 10926.2732 | 19827.7542 | 32655.6812 | 50376.3129 | 72966.9399 | 100894.9024 | 133646.5636 | 170711.7717 | 211097.27 | 253816.6278 | 298374.5305 | 344279.0631 | 391041.6932 | 438177.2542 | 485683.7924 | 533559.3616 | 0 | 0 | 0 | 0 | 0 | 0 | 0 | 0 | 0 | 0 | 0 | 0 | 0 | 0 | 0 | 0 | 0 | 0 | 0 | 0 | 0 | 0 | 0 | 0 | 0 | 0 | 0 | 0 | 0 | 0 | 0 | 0 | 0 | 0 | 0 | 0 | 0 | 0 | 0 | 0 | 0 | 0 | 0 | 0 | 0 | 0 | 0 | 0 | 0 | 4521.6381 | 10526.0389 | 22503.5364 | 44902.8132 | 82131.1618 | 134085.2366 | 193230.277 | 266930.3113 | 340288.2698 | 420685.8913 | 493346.4722 | 558322.5078 | 608336.8725 | 643492.3806 | 671186.8432 | 691471.4672 | 704397.2049 | 710014.7554 | 715602.8779 | 721161.6843 | 0.01038% | 0 | 0 | 0 | 0 | 0 | 0 | 0 | 0 | 0 | 0 | 0 | 0 | 0 | 0 | 0 | 0 | 0 | 0 | 0 | 0 | 0 | 0 | 0 | 0
Yes | ResPipeInsulation_PSE | M_Input | PSE Business Case "QC APPROVED_Measure Case_Insulation_2020" | 2020 | Retro | 2022 | 2045 | PSE | Residential | Multifamily LI | Electric | Per Insulated Water Heater Pipe - LIW | Per Insulated Water Heater Pipe - LIW | 20 | LIW: Insulation - Water Heater Pipe - MF - TE |  | 20.68 | 15 | 20 | 0 |  | 0 | 0 | 0 | 0 | 0 | 0 | 0 | 0 |  | 0 | 0 | 0 | Water Heat | Electric Water Heat | Water Heater Pipe Insulation | ResDHW | 0.01444% | 46.45% | 0% | 1 |  | 87.4% | 6.667% | 85% | 6.8% | 0.2% | 13.5985 | 0.43965 | 1.4038 | 25.6721 | 0 | 0 | 0 | 18.5524 | 0 |  | 0.076851 | 0 | 0.076851 | 05. $0.070 to $0.077 | 1 | 0 | 01. ($9,999.00) to $0.22 | 1 | 2364.2569 | 2338.9901 | 2313.9933 | 2289.2637 | 2264.7984 | 2240.5945 | 2216.6493 | 2192.96 | 2169.5239 | 2146.3382 | 0 | 0 | 0 | 0 | 0 | 0 | 0 | 0 | 0 | 0 | 0 | 0 | 0 | 0 | 48892.8324 | 48370.3153 | 47853.3824 | 47341.974 | 46836.0309 | 46335.4949 | 45840.3081 | 45350.4133 | 44865.7541 | 44386.2744 | 0 | 0 | 0 | 0 | 0 | 0 | 0 | 0 | 0 | 0 | 0 | 0 | 0 | 0 | 466072.7798 | 48892.8324 | 97263.1477 | 145116.5301 | 192458.5041 | 239294.535 | 285630.0299 | 331470.338 | 376820.7513 | 421686.5054 | 466072.7798 | 466072.7798 | 466072.7798 | 466072.7798 | 466072.7798 | 466072.7798 | 466072.7798 | 466072.7798 | 466072.7798 | 466072.7798 | 466072.7798 | 466072.7798 | 466072.7798 | 466072.7798 | 466072.7798 | 0 | 0 | 0 | 0 | 0 | 0 | 0 | 0 | 0 | 0 | 0 | 0 | 0 | 0 | 0 | 0 | 0 | 0 | 0 | 0 | 0 | 0 | 0 | 0 | 0 | 0 | 0 | 0 | 0 | 0 | 0 | 0 | 0 | 0 | 0 | 0 | 0 | 0 | 0 | 0 | 0 | 0 | 0 | 0 | 0 | 0 | 0 | 0 | 0 | 0 | 0 | 0 | 0 | 0 | 0 | 0 | 0 | 0 | 0 | 0 | 0 | 7.0613 | 14.0472 | 20.9584 | 27.7958 | 34.5601 | 41.2521 | 47.8726 | 54.4223 | 60.9021 | 67.3125 | 67.3125 | 67.3125 | 67.3125 | 67.3125 | 67.3125 | 67.3125 | 67.3125 | 67.3125 | 67.3125 | 67.3125 | 67.3125 | 67.3125 | 67.3125 | 67.3125 | 43862.6486 | 43393.8891 | 42930.1392 | 42471.3454 | 42017.4547 | 41568.4147 | 41124.1736 | 40684.6801 | 40249.8835 | 39819.7335 | 0 | 0 | 0 | 0 | 0 | 0 | 0 | 0 | 0 | 0 | 0 | 0 | 0 | 0 | 418122.3625 | 0 | 0 | 0 | 0 | 0 | 0 | 0 | 0 | 0 | 0 | 0 | 0 | 0 | 0 | 0 | 0 | 0 | 0 | 0 | 0 | 0.009815% | 4.7989 | 9.5465 | 14.2433 | 18.89 | 23.487 | 28.0349 | 32.5341 | 36.9853 | 41.389 | 45.7455 | 45.7455 | 45.7455 | 45.7455 | 45.7455 | 45.7455 | 45.7455 | 45.7455 | 45.7455 | 45.7455 | 45.7455 | 45.7455 | 45.7455 | 45.7455 | 45.7455
Yes | ResPipeInsulation_PSE | M_Input | PSE Business Case "QC APPROVED_Measure Case_Insulation_2020" | 2020 | Retro | 2022 | 2041 | PSE | Residential | Multifamily LI | Gas | Per Insulated Water Heater Pipe - LIW | Per Insulated Water Heater Pipe - LIW | 20 | LIW: Insulation - Water Heater Pipe - MF - TG |  | 0 | 15 | 20 | 0 |  | 0 | 0 | 0 | 0 | 0 | 0 | 0 | 0.84 |  | 0 | 0 | 0 | Water Heat | Gas Water Heat | Water Heater Pipe Insulation | ResDHW | 0.01444% | 0% | 45.46% | 1 |  | 87.4% | 6.667% | 85% | 6.8% | 0.2% | 9.4308 | 0.074557 | 0.95053 | 0 | 23.5583 | 0 | 0 | 0 | 17.6888 |  | 0 | 1.9569 | 0 | 01. ($9,999.000) to $0.028 | 1 | 1.9569 | 12. $1.50 to $999.00 | 0 | 0 | 0 | 0 | 0 | 0 | 0 | 0 | 0 | 0 | 0 | 0 | 0 | 0 | 0 | 0 | 0 | 0 | 0 | 0 | 0 | 0 | 0 | 0 | 0 | 0 | 0 | 0 | 0 | 0 | 0 | 0 | 0 | 0 | 0 | 0 | 0 | 0 | 0 | 0 | 0 | 0 | 0 | 0 | 0 | 0 | 0 | 0 | 0 | 0 | 0 | 0 | 0 | 0 | 0 | 0 | 0 | 0 | 0 | 0 | 0 | 0 | 0 | 0 | 0 | 0 | 0 | 0 | 0 | 0 | 0 | 0 | 0 | 0 | 170.5204 | 168.6981 | 166.8952 | 165.1116 | 163.347 | 161.6014 | 159.8743 | 158.1657 | 156.4754 | 154.8032 | 0 | 0 | 0 | 0 | 0 | 0 | 0 | 0 | 0 | 0 | 143.2372 | 141.7064 | 140.192 | 138.6937 | 137.2115 | 135.7451 | 134.2944 | 132.8592 | 131.4394 | 130.0347 | 0 | 0 | 0 | 0 | 0 | 0 | 0 | 0 | 0 | 0 | 1365.4136 | 143.2372 | 284.9435 | 425.1355 | 563.8292 | 701.0407 | 836.7859 | 971.0803 | 1103.9395 | 1235.3789 | 1365.4136 | 1365.4136 | 1365.4136 | 1365.4136 | 1365.4136 | 1365.4136 | 1365.4136 | 1365.4136 | 1365.4136 | 1365.4136 | 1365.4136 | 0 | 0 | 0 | 0 | 0 | 0 | 0 | 0 | 0 | 0 | 0 | 0 | 0 | 0 | 0 | 0 | 0 | 0 | 0 | 0 | 0 | 0 | 0 | 0 | 0 | 0 | 0 | 0 | 0 | 0 | 0 | 0 | 0 | 0 | 0 | 0 | 0 | 0 | 0 | 0 | 0 | 0 | 0 | 0 | 0 | 0 | 0 | 0 | 0 | 3016.303 | 2984.0678 | 2952.1771 | 2920.6273 | 2889.4146 | 2858.5354 | 2827.9863 | 2797.7636 | 2767.864 | 2738.2839 | 0 | 0 | 0 | 0 | 0 | 0 | 0 | 0 | 0 | 0 | 0.009815% | 0 | 0 | 0 | 0 | 0 | 0 | 0 | 0 | 0 | 0 | 0 | 0 | 0 | 0 | 0 | 0 | 0 | 0 | 0 | 0 | 0 | 0 | 0 | 0
Yes | ResPipeInsulation_PSE | M_Input | PSE Business Case "QC APPROVED_Measure Case_Insulation_2020" | 2020 | Retro | 2022 | 2045 | PSE | Residential | Manufactured LI | Electric | Per Insulated Water Heater Pipe - LIW | Per Insulated Water Heater Pipe - LIW | 20 | LIW: Insulation - Water Heater Pipe - MH - TE |  | 20.68 | 15 | 20 | 0 |  | 0 | 0 | 0 | 0 | 0 | 0 | 0 | 0 |  | 0 | 0 | 0 | Water Heat | Electric Water Heat | Water Heater Pipe Insulation | ResDHW | 0.01444% | 66.64% | 0% | 1 |  | 78.85% | 6.667% | 85% | 6.8% | 0.2% | 13.5985 | 0.43965 | 1.4038 | 25.6721 | 0 | 0 | 0 | 18.5524 | 0 |  | 0.076851 | 0 | 0.076851 | 05. $0.070 to $0.077 | 1 | 0 | 01. ($9,999.00) to $0.22 | 1 | 1157.7966 | 1157.7966 | 1157.7966 | 1157.7966 | 1157.7966 | 1157.7966 | 1157.7966 | 1157.7966 | 1157.7966 | 1157.7966 | 0 | 0 | 0 | 0 | 0 | 0 | 0 | 0 | 0 | 0 | 0 | 0 | 0 | 0 | 23943.2343 | 23943.2343 | 23943.2343 | 23943.2343 | 23943.2343 | 23943.2343 | 23943.2343 | 23943.2343 | 23943.2343 | 23943.2343 | 0 | 0 | 0 | 0 | 0 | 0 | 0 | 0 | 0 | 0 | 0 | 0 | 0 | 0 | 239432.3432 | 23943.2343 | 47886.4686 | 71829.703 | 95772.9373 | 119716.1716 | 143659.4059 | 167602.6403 | 191545.8746 | 215489.1089 | 239432.3432 | 239432.3432 | 239432.3432 | 239432.3432 | 239432.3432 | 239432.3432 | 239432.3432 | 239432.3432 | 239432.3432 | 239432.3432 | 239432.3432 | 239432.3432 | 239432.3432 | 239432.3432 | 239432.3432 | 0 | 0 | 0 | 0 | 0 | 0 | 0 | 0 | 0 | 0 | 0 | 0 | 0 | 0 | 0 | 0 | 0 | 0 | 0 | 0 | 0 | 0 | 0 | 0 | 0 | 0 | 0 | 0 | 0 | 0 | 0 | 0 | 0 | 0 | 0 | 0 | 0 | 0 | 0 | 0 | 0 | 0 | 0 | 0 | 0 | 0 | 0 | 0 | 0 | 0 | 0 | 0 | 0 | 0 | 0 | 0 | 0 | 0 | 0 | 0 | 0 | 3.458 | 6.916 | 10.374 | 13.832 | 17.29 | 20.748 | 24.206 | 27.664 | 31.122 | 34.58 | 34.58 | 34.58 | 34.58 | 34.58 | 34.58 | 34.58 | 34.58 | 34.58 | 34.58 | 34.58 | 34.58 | 34.58 | 34.58 | 34.58 | 21479.9107 | 21479.9107 | 21479.9107 | 21479.9107 | 21479.9107 | 21479.9107 | 21479.9107 | 21479.9107 | 21479.9107 | 21479.9107 | 0 | 0 | 0 | 0 | 0 | 0 | 0 | 0 | 0 | 0 | 0 | 0 | 0 | 0 | 214799.1072 | 0 | 0 | 0 | 0 | 0 | 0 | 0 | 0 | 0 | 0 | 0 | 0 | 0 | 0 | 0 | 0 | 0 | 0 | 0 | 0 | 0.009815% | 2.3501 | 4.7001 | 7.0502 | 9.4002 | 11.7503 | 14.1003 | 16.4504 | 18.8004 | 21.1505 | 23.5005 | 23.5005 | 23.5005 | 23.5005 | 23.5005 | 23.5005 | 23.5005 | 23.5005 | 23.5005 | 23.5005 | 23.5005 | 23.5005 | 23.5005 | 23.5005 | 23.5005
Yes | ResPipeInsulation_PSE | M_Input | PSE Business Case "QC APPROVED_Measure Case_Insulation_2020" | 2020 | Retro | 2022 | 2041 | PSE | Residential | Manufactured LI | Gas | Per Insulated Water Heater Pipe - LIW | Per Insulated Water Heater Pipe - LIW | 20 | LIW: Insulation - Water Heater Pipe - MH - TG |  | 0 | 15 | 20 | 0 |  | 0 | 0 | 0 | 0 | 0 | 0 | 0 | 0.84 |  | 0 | 0 | 0 | Water Heat | Gas Water Heat | Water Heater Pipe Insulation | ResDHW | 0.01444% | 0% | 83.15% | 1 |  | 78.85% | 6.667% | 85% | 6.8% | 0.2% | 9.4308 | 0.074557 | 0.95053 | 0 | 23.5583 | 0 | 0 | 0 | 17.6888 |  | 0 | 1.9569 | 0 | 01. ($9,999.000) to $0.028 | 1 | 1.9569 | 12. $1.50 to $999.00 | 0 | 0 | 0 | 0 | 0 | 0 | 0 | 0 | 0 | 0 | 0 | 0 | 0 | 0 | 0 | 0 | 0 | 0 | 0 | 0 | 0 | 0 | 0 | 0 | 0 | 0 | 0 | 0 | 0 | 0 | 0 | 0 | 0 | 0 | 0 | 0 | 0 | 0 | 0 | 0 | 0 | 0 | 0 | 0 | 0 | 0 | 0 | 0 | 0 | 0 | 0 | 0 | 0 | 0 | 0 | 0 | 0 | 0 | 0 | 0 | 0 | 0 | 0 | 0 | 0 | 0 | 0 | 0 | 0 | 0 | 0 | 0 | 0 | 0 | 14.3664 | 14.3664 | 14.3664 | 14.3664 | 14.3664 | 14.3664 | 14.3664 | 14.3664 | 14.3664 | 14.3664 | 0 | 0 | 0 | 0 | 0 | 0 | 0 | 0 | 0 | 0 | 12.0678 | 12.0678 | 12.0678 | 12.0678 | 12.0678 | 12.0678 | 12.0678 | 12.0678 | 12.0678 | 12.0678 | 0 | 0 | 0 | 0 | 0 | 0 | 0 | 0 | 0 | 0 | 120.6777 | 12.0678 | 24.1355 | 36.2033 | 48.2711 | 60.3388 | 72.4066 | 84.4744 | 96.5421 | 108.6099 | 120.6777 | 120.6777 | 120.6777 | 120.6777 | 120.6777 | 120.6777 | 120.6777 | 120.6777 | 120.6777 | 120.6777 | 120.6777 | 0 | 0 | 0 | 0 | 0 | 0 | 0 | 0 | 0 | 0 | 0 | 0 | 0 | 0 | 0 | 0 | 0 | 0 | 0 | 0 | 0 | 0 | 0 | 0 | 0 | 0 | 0 | 0 | 0 | 0 | 0 | 0 | 0 | 0 | 0 | 0 | 0 | 0 | 0 | 0 | 0 | 0 | 0 | 0 | 0 | 0 | 0 | 0 | 0 | 254.1243 | 254.1243 | 254.1243 | 254.1243 | 254.1243 | 254.1243 | 254.1243 | 254.1243 | 254.1243 | 254.1243 | 0 | 0 | 0 | 0 | 0 | 0 | 0 | 0 | 0 | 0 | 0.009815% | 0 | 0 | 0 | 0 | 0 | 0 | 0 | 0 | 0 | 0 | 0 | 0 | 0 | 0 | 0 | 0 | 0 | 0 | 0 | 0 | 0 | 0 | 0 | 0
Yes | ResPipeInsulation_PSE | M_Input | PSE Business Case "QC APPROVED_Measure Case_Insulation_2020" | 2020 | Retro | 2022 | 2045 | PSE | Residential | Single Family LI | Electric | Per Insulated Water Heater Pipe - LIW | Per Insulated Water Heater Pipe - LIW | 20 | LIW: Insulation - Water Heater Pipe - SF - TE |  | 20.68 | 15 | 20 | 0 |  | 0 | 0 | 0 | 0 | 0 | 0 | 0 | 0 |  | 0 | 0 | 0 | Water Heat | Electric Water Heat | Water Heater Pipe Insulation | ResDHW | 0.01444% | 29.91% | 0% | 1 |  | 74.1% | 6.667% | 85% | 6.8% | 0.2% | 13.5985 | 0.43965 | 1.4038 | 25.6721 | 0 | 0 | 0 | 18.5524 | 0 |  | 0.076851 | 0 | 0.076851 | 05. $0.070 to $0.077 | 1 | 0 | 01. ($9,999.00) to $0.22 | 1 | 2004.8041 | 2000.2516 | 1995.7094 | 1991.1775 | 1986.6559 | 1982.1445 | 1977.6434 | 1973.1526 | 1968.6719 | 1964.2014 | 0 | 0 | 0 | 0 | 0 | 0 | 0 | 0 | 0 | 0 | 0 | 0 | 0 | 0 | 41459.3489 | 41365.2023 | 41271.2694 | 41177.5499 | 41084.0432 | 40990.7488 | 40897.6663 | 40804.7951 | 40712.1349 | 40619.685 | 0 | 0 | 0 | 0 | 0 | 0 | 0 | 0 | 0 | 0 | 0 | 0 | 0 | 0 | 410382.4438 | 41459.3489 | 82824.5512 | 124095.8206 | 165273.3705 | 206357.4136 | 247348.1624 | 288245.8287 | 329050.6238 | 369762.7587 | 410382.4438 | 410382.4438 | 410382.4438 | 410382.4438 | 410382.4438 | 410382.4438 | 410382.4438 | 410382.4438 | 410382.4438 | 410382.4438 | 410382.4438 | 410382.4438 | 410382.4438 | 410382.4438 | 410382.4438 | 0 | 0 | 0 | 0 | 0 | 0 | 0 | 0 | 0 | 0 | 0 | 0 | 0 | 0 | 0 | 0 | 0 | 0 | 0 | 0 | 0 | 0 | 0 | 0 | 0 | 0 | 0 | 0 | 0 | 0 | 0 | 0 | 0 | 0 | 0 | 0 | 0 | 0 | 0 | 0 | 0 | 0 | 0 | 0 | 0 | 0 | 0 | 0 | 0 | 0 | 0 | 0 | 0 | 0 | 0 | 0 | 0 | 0 | 0 | 0 | 0 | 5.9878 | 11.9619 | 17.9225 | 23.8696 | 29.8032 | 35.7232 | 41.6299 | 47.5231 | 53.403 | 59.2695 | 59.2695 | 59.2695 | 59.2695 | 59.2695 | 59.2695 | 59.2695 | 59.2695 | 59.2695 | 59.2695 | 59.2695 | 59.2695 | 59.2695 | 59.2695 | 59.2695 | 37193.9355 | 37109.4748 | 37025.206 | 36941.1285 | 36857.2419 | 36773.5458 | 36690.0398 | 36606.7234 | 36523.5962 | 36440.6578 | 0 | 0 | 0 | 0 | 0 | 0 | 0 | 0 | 0 | 0 | 0 | 0 | 0 | 0 | 368161.5498 | 0 | 0 | 0 | 0 | 0 | 0 | 0 | 0 | 0 | 0 | 0 | 0 | 0 | 0 | 0 | 0 | 0 | 0 | 0 | 0 | 0.009815% | 4.0693 | 8.1293 | 12.1801 | 16.2217 | 20.2542 | 24.2775 | 28.2916 | 32.2966 | 36.2926 | 40.2794 | 40.2794 | 40.2794 | 40.2794 | 40.2794 | 40.2794 | 40.2794 | 40.2794 | 40.2794 | 40.2794 | 40.2794 | 40.2794 | 40.2794 | 40.2794 | 40.2794
Yes | ResPipeInsulation_PSE | M_Input | PSE Business Case "QC APPROVED_Measure Case_Insulation_2020" | 2020 | Retro | 2022 | 2041 | PSE | Residential | Single Family LI | Gas | Per Insulated Water Heater Pipe - LIW | Per Insulated Water Heater Pipe - LIW | 20 | LIW: Insulation - Water Heater Pipe - SF - TG |  | 0 | 15 | 20 | 0 |  | 0 | 0 | 0 | 0 | 0 | 0 | 0 | 0.84 |  | 0 | 0 | 0 | Water Heat | Gas Water Heat | Water Heater Pipe Insulation | ResDHW | 0.01444% | 0% | 72.97% | 1 |  | 74.1% | 6.667% | 85% | 6.8% | 0.2% | 9.4308 | 0.074557 | 0.95053 | 0 | 23.5583 | 0 | 0 | 0 | 17.6888 |  | 0 | 1.9569 | 0 | 01. ($9,999.000) to $0.028 | 1 | 1.9569 | 12. $1.50 to $999.00 | 0 | 0 | 0 | 0 | 0 | 0 | 0 | 0 | 0 | 0 | 0 | 0 | 0 | 0 | 0 | 0 | 0 | 0 | 0 | 0 | 0 | 0 | 0 | 0 | 0 | 0 | 0 | 0 | 0 | 0 | 0 | 0 | 0 | 0 | 0 | 0 | 0 | 0 | 0 | 0 | 0 | 0 | 0 | 0 | 0 | 0 | 0 | 0 | 0 | 0 | 0 | 0 | 0 | 0 | 0 | 0 | 0 | 0 | 0 | 0 | 0 | 0 | 0 | 0 | 0 | 0 | 0 | 0 | 0 | 0 | 0 | 0 | 0 | 0 | 3070.4666 | 3063.4941 | 3056.5375 | 3049.5966 | 3042.6715 | 3035.7622 | 3028.8685 | 3021.9905 | 3015.1281 | 3008.2813 | 0 | 0 | 0 | 0 | 0 | 0 | 0 | 0 | 0 | 0 | 2579.1919 | 2573.335 | 2567.4915 | 2561.6612 | 2555.8441 | 2550.0402 | 2544.2496 | 2538.472 | 2532.7076 | 2526.9563 | 0 | 0 | 0 | 0 | 0 | 0 | 0 | 0 | 0 | 0 | 25529.9494 | 2579.1919 | 5152.5269 | 7720.0184 | 10281.6796 | 12837.5237 | 15387.5639 | 17931.8134 | 20470.2855 | 23002.9931 | 25529.9494 | 25529.9494 | 25529.9494 | 25529.9494 | 25529.9494 | 25529.9494 | 25529.9494 | 25529.9494 | 25529.9494 | 25529.9494 | 25529.9494 | 0 | 0 | 0 | 0 | 0 | 0 | 0 | 0 | 0 | 0 | 0 | 0 | 0 | 0 | 0 | 0 | 0 | 0 | 0 | 0 | 0 | 0 | 0 | 0 | 0 | 0 | 0 | 0 | 0 | 0 | 0 | 0 | 0 | 0 | 0 | 0 | 0 | 0 | 0 | 0 | 0 | 0 | 0 | 0 | 0 | 0 | 0 | 0 | 0 | 54312.8953 | 54189.5606 | 54066.506 | 53943.7308 | 53821.2344 | 53699.0162 | 53577.0755 | 53455.4117 | 53334.0242 | 53212.9124 | 0 | 0 | 0 | 0 | 0 | 0 | 0 | 0 | 0 | 0 | 0.009815% | 0 | 0 | 0 | 0 | 0 | 0 | 0 | 0 | 0 | 0 | 0 | 0 | 0 | 0 | 0 | 0 | 0 | 0 | 0 | 0 | 0 | 0 | 0 | 0
No | ResPipeInsulation_PSE | M_Input | PSE Business Case "QC APPROVED_Measure Case_Insulation_2020" | 2020 | Retro | 2022 | 2045 | PSE | Residential | Multifamily | Electric | Per Insulated Water Heater Pipe - MFRFT | Per Insulated Water Heater Pipe - MFRFT | 4.5 | MFRFT: Water Heater - Pipe Wrap - DI |  | 21 | 15 | 4.5 | 0 |  | 0 | 0 | 0 | 0 | 0 | 0 | 0 | 0 |  | 0 | 0 | 0 | Water Heat | Electric Water Heat | Water Heater Pipe Insulation | ResDHW | 0.01444% | 46.45% | 0% | 1 |  | 87.4% | 6.667% | 85% | 6.8% | 0.2% | 13.8089 | 0.44646 | 1.4255 | 5.7762 | 0 | 0 | 0 | 4.8042 | 0 |  | 0.019598 | 0 | 0.019598 | 01. ($9,999.000) to $0.028 | 1 | 0 | 01. ($9,999.00) to $0.22 | 1 | 7371.3998 | 7354.6607 | 7337.9596 | 7321.2964 | 7304.6711 | 7288.0835 | 7271.5336 | 7255.0213 | 7238.5465 | 7222.109 | 0 | 0 | 0 | 0 | 0 | 0 | 0 | 0 | 0 | 0 | 0 | 0 | 0 | 0 | 154799.3959 | 154447.8747 | 154097.1517 | 153747.2251 | 153398.0932 | 153049.7541 | 152702.206 | 152355.4471 | 152009.4756 | 151664.2898 | 0 | 0 | 0 | 0 | 0 | 0 | 0 | 0 | 0 | 0 | 0 | 0 | 0 | 0 | 1532270.9132 | 154799.3959 | 309247.2706 | 463344.4223 | 617091.6474 | 770489.7407 | 923539.4947 | 1076241.7007 | 1228597.1478 | 1380606.6234 | 1532270.9132 | 1532270.9132 | 1532270.9132 | 1532270.9132 | 1532270.9132 | 1532270.9132 | 1532270.9132 | 1532270.9132 | 1532270.9132 | 1532270.9132 | 1532270.9132 | 1532270.9132 | 1532270.9132 | 1532270.9132 | 1532270.9132 | 0 | 0 | 0 | 0 | 0 | 0 | 0 | 0 | 0 | 0 | 0 | 0 | 0 | 0 | 0 | 0 | 0 | 0 | 0 | 0 | 0 | 0 | 0 | 0 | 0 | 0 | 0 | 0 | 0 | 0 | 0 | 0 | 0 | 0 | 0 | 0 | 0 | 0 | 0 | 0 | 0 | 0 | 0 | 0 | 0 | 0 | 0 | 0 | 0 | 0 | 0 | 0 | 0 | 0 | 0 | 0 | 0 | 0 | 0 | 0 | 0 | 22.3569 | 44.663 | 66.9185 | 89.1234 | 111.2779 | 133.3821 | 155.4362 | 177.4401 | 199.394 | 221.2982 | 221.2982 | 221.2982 | 221.2982 | 221.2982 | 221.2982 | 221.2982 | 221.2982 | 221.2982 | 221.2982 | 221.2982 | 221.2982 | 221.2982 | 221.2982 | 221.2982 | 35413.8363 | 35333.4179 | 35253.1822 | 35173.1286 | 35093.2568 | 35013.5665 | 34934.057 | 34854.7281 | 34775.5794 | 34696.6104 | 0 | 0 | 0 | 0 | 0 | 0 | 0 | 0 | 0 | 0 | 0 | 0 | 0 | 0 | 350541.3633 | 0 | 0 | 0 | 0 | 0 | 0 | 0 | 0 | 0 | 0 | 0 | 0 | 0 | 0 | 0 | 0 | 0 | 0 | 0 | 0 | 0.009815% | 15.1937 | 30.3529 | 45.4777 | 60.5682 | 75.6243 | 90.6463 | 105.6342 | 120.588 | 135.5079 | 150.3939 | 150.3939 | 150.3939 | 150.3939 | 150.3939 | 150.3939 | 150.3939 | 150.3939 | 150.3939 | 150.3939 | 150.3939 | 150.3939 | 150.3939 | 150.3939 | 150.3939
No | ResPipeInsulation_PSE | M_Input | PSE Business Case "QC APPROVED_Measure Case_Insulation_2020" | 2020 | Retro | 2022 | 2045 | PSE | Residential | Single Family | Electric | Per Insulated Water Heater Pipe - Home Energy Assessments | Per Insulated Water Heater Pipe - Home Energy Assessments | 1.56 | Pipe Wrap - Water Heater - DI - EH - SF or MH or DX (SF) |  | 20.68 | 15 | 1.56 | 0 |  | 0 | 0 | 0 | 0 | 0 | 0 | 0 | 0 |  | 0 | 0 | 0 | Water Heat | Electric Water Heat | Water Heater Pipe Insulation | ResDHW | 0.01444% | 29.91% | 0% | 1 |  | 37.05% | 6.667% | 85% | 6.8% | 0.2% | 13.5985 | 0.43965 | 1.4038 | 2.0024 | 0 | 0 | 0 | 0.47095 | 0 |  | 0.0019509 | 0 | 0.0019509 | 01. ($9,999.000) to $0.028 | 1 | 0 | 01. ($9,999.00) to $0.22 | 1 | 5527.8221 | 5515.2696 | 5502.7456 | 5490.2501 | 5477.783 | 5465.3441 | 5452.9335 | 5440.5511 | 5428.1968 | 5415.8705 | 0 | 0 | 0 | 0 | 0 | 0 | 0 | 0 | 0 | 0 | 0 | 0 | 0 | 0 | 114315.3609 | 114055.7757 | 113796.7799 | 113538.3723 | 113280.5515 | 113023.3162 | 112766.6649 | 112510.5965 | 112255.1095 | 112000.2027 | 0 | 0 | 0 | 0 | 0 | 0 | 0 | 0 | 0 | 0 | 0 | 0 | 0 | 0 | 1131542.7303 | 114315.3609 | 228371.1365 | 342167.9165 | 455706.2888 | 568986.8403 | 682010.1565 | 794776.8215 | 907287.418 | 1019542.5275 | 1131542.7303 | 1131542.7303 | 1131542.7303 | 1131542.7303 | 1131542.7303 | 1131542.7303 | 1131542.7303 | 1131542.7303 | 1131542.7303 | 1131542.7303 | 1131542.7303 | 1131542.7303 | 1131542.7303 | 1131542.7303 | 1131542.7303 | 0 | 0 | 0 | 0 | 0 | 0 | 0 | 0 | 0 | 0 | 0 | 0 | 0 | 0 | 0 | 0 | 0 | 0 | 0 | 0 | 0 | 0 | 0 | 0 | 0 | 0 | 0 | 0 | 0 | 0 | 0 | 0 | 0 | 0 | 0 | 0 | 0 | 0 | 0 | 0 | 0 | 0 | 0 | 0 | 0 | 0 | 0 | 0 | 0 | 0 | 0 | 0 | 0 | 0 | 0 | 0 | 0 | 0 | 0 | 0 | 0 | 16.51 | 32.9825 | 49.4176 | 65.8154 | 82.1759 | 98.4993 | 114.7856 | 131.0349 | 147.2474 | 163.423 | 163.423 | 163.423 | 163.423 | 163.423 | 163.423 | 163.423 | 163.423 | 163.423 | 163.423 | 163.423 | 163.423 | 163.423 | 163.423 | 163.423 | 2603.3379 | 2597.4263 | 2591.5281 | 2585.6434 | 2579.7719 | 2573.9138 | 2568.069 | 2562.2375 | 2556.4192 | 2550.6142 | 0 | 0 | 0 | 0 | 0 | 0 | 0 | 0 | 0 | 0 | 0 | 0 | 0 | 0 | 25768.9614 | 0 | 0 | 0 | 0 | 0 | 0 | 0 | 0 | 0 | 0 | 0 | 0 | 0 | 0 | 0 | 0 | 0 | 0 | 0 | 0 | 0.009815% | 11.2202 | 22.4149 | 33.5841 | 44.728 | 55.8466 | 66.94 | 78.0081 | 89.0512 | 100.0691 | 111.062 | 111.062 | 111.062 | 111.062 | 111.062 | 111.062 | 111.062 | 111.062 | 111.062 | 111.062 | 111.062 | 111.062 | 111.062 | 111.062 | 111.062
No | ResPipeInsulation_PSE | M_Input | PSE Business Case "QC APPROVED_Measure Case_Insulation_2020" | 2020 | Retro | 2022 | 2045 | PSE | Residential | Manufactured | Electric | Per Insulated Water Heater Pipe - Home Energy Assessments | Per Insulated Water Heater Pipe - Home Energy Assessments | 1.56 | Pipe Wrap - Water Heater - DI - EH - SF or MH or DX (MH) |  | 20.68 | 15 | 1.56 | 0 |  | 0 | 0 | 0 | 0 | 0 | 0 | 0 | 0 |  | 0 | 0 | 0 | Water Heat | Electric Water Heat | Water Heater Pipe Insulation | ResDHW | 0.01444% | 66.64% | 0% | 1 |  | 0% | 6.667% | 85% | 6.8% | 0.2% | 13.5985 | 0.43965 | 1.4038 | 2.0024 | 0 | 0 | 0 | 0.47095 | 0 |  | 0.0019509 | 0 | 0.0019509 | 01. ($9,999.000) to $0.028 | 1 | 0 | 01. ($9,999.00) to $0.22 | 1 | 0 | 0 | 0 | 0 | 0 | 0 | 0 | 0 | 0 | 0 | 0 | 0 | 0 | 0 | 0 | 0 | 0 | 0 | 0 | 0 | 0 | 0 | 0 | 0 | 0 | 0 | 0 | 0 | 0 | 0 | 0 | 0 | 0 | 0 | 0 | 0 | 0 | 0 | 0 | 0 | 0 | 0 | 0 | 0 | 0 | 0 | 0 | 0 | 0 | 0 | 0 | 0 | 0 | 0 | 0 | 0 | 0 | 0 | 0 | 0 | 0 | 0 | 0 | 0 | 0 | 0 | 0 | 0 | 0 | 0 | 0 | 0 | 0 | 0 | 0 | 0 | 0 | 0 | 0 | 0 | 0 | 0 | 0 | 0 | 0 | 0 | 0 | 0 | 0 | 0 | 0 | 0 | 0 | 0 | 0 | 0 | 0 | 0 | 0 | 0 | 0 | 0 | 0 | 0 | 0 | 0 | 0 | 0 | 0 | 0 | 0 | 0 | 0 | 0 | 0 | 0 | 0 | 0 | 0 | 0 | 0 | 0 | 0 | 0 | 0 | 0 | 0 | 0 | 0 | 0 | 0 | 0 | 0 | 0 | 0 | 0 | 0 | 0 | 0 | 0 | 0 | 0 | 0 | 0 | 0 | 0 | 0 | 0 | 0 | 0 | 0 | 0 | 0 | 0 | 0 | 0 | 0 | 0 | 0 | 0 | 0 | 0 | 0 | 0 | 0 | 0 | 0 | 0 | 0 | 0 | 0 | 0 | 0 | 0 | 0 | 0 | 0 | 0 | 0 | 0 | 0 | 0 | 0 | 0 | 0 | 0 | 0 | 0 | 0 | 0 | 0 | 0 | 0 | 0 | 0 | 0 | 0 | 0 | 0 | 0 | 0 | 0 | 0 | 0.009815% | 0 | 0 | 0 | 0 | 0 | 0 | 0 | 0 | 0 | 0 | 0 | 0 | 0 | 0 | 0 | 0 | 0 | 0 | 0 | 0 | 0 | 0 | 0 | 0
No | ResPoolCovers-Cadmus | M_Input | Savings calculations are based on equations from the Energy Smart Pools software developed by U.S. Department of Energy, Page 21; http://www.rlmartin.com/company/staff/randy/publications/Energy_Smart_Pools_Software_Manual.pdf . Costs based on RSMeans Online 2016 material cost data for the pool cover type "Reinforced Vinyl" Line Number 131146503000. EUL from DEER 2014 EUL Database. | 2020 | Retro | 2022 | 2041 | PSE | Residential | Single Family | Gas | Per Gas-Heated Residential Pool Cover |  |  | Residential Pool Cover - Gas Pool Heat |  | 15.0191 | 5 | 794.562 | 0 |  | 0 | 0 | 0 | 0 | 0 | 0 | 0 | 19.6285 |  | 0 | 0 | 0 | Other | Pool Heat | Pool Cover | Residential-Pool | 0.01065% | 0% | 0.5907% | 1 |  | 100% | 20% | 85% | 6.8% | 0.2% | 80.7528 | 1.7422 | 8.2495 | 0 | 2074.1234 | 0 | 3.764 | 0 | 2182.5412 |  | 0 | 10.3332 | 0 | 01. ($9,999.000) to $0.028 | 1 | 10.3332 | 12. $1.50 to $999.00 | 0 | 0 | 0 | 0 | 0 | 0 | 0 | 0 | 0 | 0 | 0 | 0 | 0 | 0 | 0 | 0 | 0 | 0 | 0 | 0 | 0 | 0 | 0 | 0 | 0 | 0 | 0 | 0 | 0 | 0 | 0 | 0 | 0 | 0 | 0 | 0 | 0 | 0 | 0 | 0 | 0 | 0 | 0 | 0 | 0 | 0 | 0 | 0 | 0 | 0 | 0 | 0 | 0 | 0 | 0 | 0 | 0 | 0 | 0 | 0 | 0 | 0 | 0 | 0 | 0 | 0 | 0 | 0 | 0 | 0 | 0 | 0 | 0 | 0 | 335.8783 | 335.1156 | 334.3546 | 333.5954 | 332.8379 | 332.0821 | 331.328 | 330.5756 | 329.825 | 329.076 | 0 | 0 | 0 | 0 | 0 | 0 | 0 | 0 | 0 | 0 | 6592.776 | 6577.8052 | 6562.8685 | 6547.9656 | 6533.0966 | 6518.2614 | 6503.4598 | 6488.6919 | 6473.9575 | 6459.2566 | 0 | 0 | 0 | 0 | 0 | 0 | 0 | 0 | 0 | 0 | 65258.1391 | 6592.776 | 13170.5812 | 19733.4497 | 26281.4153 | 32814.5119 | 39332.7733 | 45836.2331 | 52324.9251 | 58798.8826 | 65258.1391 | 65258.1391 | 65258.1391 | 65258.1391 | 65258.1391 | 65258.1391 | 65258.1391 | 65258.1391 | 65258.1391 | 65258.1391 | 65258.1391 | 0 | 0 | 0 | 0 | 0 | 0 | 0 | 0 | 0 | 0 | 0 | 0 | 0 | 0 | 0 | 0 | 0 | 0 | 0 | 0 | 0 | 0 | 0 | 0 | 0 | 0 | 0 | 0 | 0 | 0 | 0 | 0 | 0 | 0 | 0 | 0 | 0 | 0 | 0 | 0 | 0 | 0 | 0 | 0 | 0 | 0 | 0 | 0 | 0 | 733068.2772 | 731403.6394 | 729742.7817 | 728085.6955 | 726432.3721 | 724782.803 | 723136.9798 | 721494.8939 | 719856.5368 | 718221.9 | 0 | 0 | 0 | 0 | 0 | 0 | 0 | 0 | 0 | 0 | 0.01552% | 0 | 0 | 0 | 0 | 0 | 0 | 0 | 0 | 0 | 0 | 0 | 0 | 0 | 0 | 0 | 0 | 0 | 0 | 0 | 0 | 0 | 0 | 0 | 0
No | ResPoolCovers-Cadmus | M_Input | Savings calculations are based on equations from the Energy Smart Pools software developed by U.S. Department of Energy, Page 21; http://www.rlmartin.com/company/staff/randy/publications/Energy_Smart_Pools_Software_Manual.pdf . Costs based on RSMeans Online 2016 material cost data for the pool cover type "Reinforced Vinyl" Line Number 131146503000. EUL from DEER 2014 EUL Database. | 2020 | Retro | 2022 | 2045 | PSE | Residential | Single Family | Electric | Per Electric-Heated Residential Pool Cover |  |  | Residential Pool Cover - Electric Pool Heat |  | 771.7935 | 5 | 794.562 | 0 |  | 0 | 0 | 0 | 0 | 0 | 0 | 0 | 0 |  | 0 | 0 | 0 | Other | Pool Heat | Pool Cover | Residential-Pool | 0.01065% | 0.176% | 0% | 1 |  | 100% | 20% | 85% | 6.8% | 0.2% | 193.4205 | 12.0999 | 20.552 | 2262.0317 | 0 | 0 | 0 | 2388.2921 | 0 |  | 0.26508 | 0 | 0.26508 | 13. $0.225 to $99,999.000 | 0 | 0 | 01. ($9,999.00) to $0.22 | 1 | 87.8081 | 87.6087 | 87.4098 | 87.2113 | 87.0133 | 86.8157 | 86.6186 | 86.4219 | 86.2256 | 86.0298 | 0 | 0 | 0 | 0 | 0 | 0 | 0 | 0 | 0 | 0 | 0 | 0 | 0 | 0 | 67769.7556 | 67615.8653 | 67462.3244 | 67309.1322 | 67156.2879 | 67003.7907 | 66851.6397 | 66699.8343 | 66548.3735 | 66397.2567 | 0 | 0 | 0 | 0 | 0 | 0 | 0 | 0 | 0 | 0 | 0 | 0 | 0 | 0 | 670814.2604 | 67769.7556 | 135385.6208 | 202847.9453 | 270157.0775 | 337313.3654 | 404317.1561 | 471168.7958 | 537868.6301 | 604417.0037 | 670814.2604 | 670814.2604 | 670814.2604 | 670814.2604 | 670814.2604 | 670814.2604 | 670814.2604 | 670814.2604 | 670814.2604 | 670814.2604 | 670814.2604 | 670814.2604 | 670814.2604 | 670814.2604 | 670814.2604 | 0 | 0 | 0 | 0 | 0 | 0 | 0 | 0 | 0 | 0 | 0 | 0 | 0 | 0 | 0 | 0 | 0 | 0 | 0 | 0 | 0 | 0 | 0 | 0 | 0 | 0 | 0 | 0 | 0 | 0 | 0 | 0 | 0 | 0 | 0 | 0 | 0 | 0 | 0 | 0 | 0 | 0 | 0 | 0 | 0 | 0 | 0 | 0 | 0 | 0 | 0 | 0 | 0 | 0 | 0 | 0 | 0 | 0 | 0 | 0 | 0 | 7.2177 | 14.4191 | 21.6041 | 28.7728 | 35.9252 | 43.0613 | 50.1813 | 57.2851 | 64.3727 | 71.4443 | 71.4443 | 71.4443 | 71.4443 | 71.4443 | 71.4443 | 71.4443 | 71.4443 | 71.4443 | 71.4443 | 71.4443 | 71.4443 | 71.4443 | 71.4443 | 71.4443 | 209711.4945 | 209235.2855 | 208760.1579 | 208286.1093 | 207813.1371 | 207341.2389 | 206870.4123 | 206400.6548 | 205931.9641 | 205464.3376 | 0 | 0 | 0 | 0 | 0 | 0 | 0 | 0 | 0 | 0 | 0 | 0 | 0 | 0 | 2075814.792 | 0 | 0 | 0 | 0 | 0 | 0 | 0 | 0 | 0 | 0 | 0 | 0 | 0 | 0 | 0 | 0 | 0 | 0 | 0 | 0 | 0.01552% | 10.518 | 21.0121 | 31.4824 | 41.9289 | 52.3517 | 62.7509 | 73.1264 | 83.4783 | 93.8068 | 104.1118 | 104.1118 | 104.1118 | 104.1118 | 104.1118 | 104.1118 | 104.1118 | 104.1118 | 104.1118 | 104.1118 | 104.1118 | 104.1118 | 104.1118 | 104.1118 | 104.1118
No | ResPoolHeaters-Cadmus | M_Input | Technical Support Document - Residential Water Heaters, Direct Heating Equipment, and Pooler Heaters. November 2009. Table 7.4.2, Page 7-41. Heat pump pool heater costs based on the technical support document "Pool Heaters". Oct 15, 2015. | 2020 | NR | 2022 | 2041 | PSE | Residential | Single Family | Gas | Per gas-heated residential pool |  |  | Residential - 88% Efficient Gas Pool Heater |  | 0 | 8 | 1292.217 | 0 |  | 0 | 0 | 0 | 0 | 0 | 0 | 0 | 35.5 |  | 0 | 0 | 0 | Other | Pool Heat | Pool Heater | Residential-Pool | 0.01065% | 0% | 0.5907% | 1 |  | 80% | 12.5% | 85% | 6.8% | 0.2% | 227.7865 | 3.1509 | 23.0937 | 0 | 2327.9924 | 0 | 0 | 0 | 2560.1912 |  | 0 | 6.702 | 0 | 01. ($9,999.000) to $0.028 | 1 | 6.702 | 12. $1.50 to $999.00 | 0 | 0 | 0 | 0 | 0 | 0 | 0 | 0 | 0 | 0 | 0 | 0 | 0 | 0 | 0 | 0 | 0 | 0 | 0 | 0 | 0 | 0 | 0 | 0 | 0 | 0 | 0 | 0 | 0 | 0 | 0 | 0 | 0 | 0 | 0 | 0 | 0 | 0 | 0 | 0 | 0 | 0 | 0 | 0 | 0 | 0 | 0 | 0 | 0 | 0 | 0 | 0 | 0 | 0 | 0 | 0 | 0 | 0 | 0 | 0 | 0 | 0 | 0 | 0 | 0 | 0 | 0 | 0 | 0 | 0 | 0 | 0 | 0 | 0 | 13.4351 | 33.5116 | 53.4967 | 80.0629 | 106.5081 | 139.4745 | 175.6038 | 211.5684 | 247.3687 | 276.4238 | 298.7791 | 314.4798 | 323.5709 | 326.0971 | 325.3566 | 324.6178 | 323.8807 | 323.1452 | 322.4114 | 321.6793 | 476.9472 | 1189.6605 | 1899.1344 | 2842.2328 | 3781.0383 | 4951.3438 | 6233.9362 | 7510.6781 | 8781.5894 | 9813.0461 | 10606.6598 | 11164.0345 | 11486.7673 | 11576.4478 | 11550.1602 | 11523.9323 | 11497.764 | 11471.6551 | 11445.6055 | 11419.615 | 91356.9202 | 476.9472 | 1666.6077 | 3565.7421 | 6407.9749 | 10189.0133 | 15140.3571 | 21374.2932 | 28884.9713 | 37666.5607 | 47479.6069 | 58086.2667 | 69250.3011 | 80737.0684 | 91356.9202 | 91356.9202 | 91356.9202 | 91356.9202 | 91356.9202 | 91356.9202 | 91356.9202 | 0 | 0 | 0 | 0 | 0 | 0 | 0 | 0 | 0 | 0 | 0 | 0 | 0 | 0 | 0 | 0 | 0 | 0 | 0 | 0 | 0 | 0 | 0 | 0 | 0 | 0 | 0 | 0 | 0 | 0 | 0 | 0 | 0 | 0 | 0 | 0 | 0 | 0 | 0 | 0 | 0 | 0 | 0 | 0 | 0 | 0 | 0 | 0 | 0 | 34396.5092 | 85796.0056 | 136961.8906 | 204976.3201 | 272681.1516 | 357081.3125 | 449579.3886 | 541655.5377 | 633311.199 | 707697.8583 | 764931.7338 | 805128.5181 | 828403.3801 | 765883.1139 | 0 | 0 | 0 | 0 | 0 | 0 | 0.01552% | 0 | 0 | 0 | 0 | 0 | 0 | 0 | 0 | 0 | 0 | 0 | 0 | 0 | 0 | 0 | 0 | 0 | 0 | 0 | 0 | 0 | 0 | 0 | 0
No | ResPoolHeaters-Cadmus | M_Input | Technical Support Document - Residential Water Heaters, Direct Heating Equipment, and Pooler Heaters. November 2009. Table 7.4.2, Page 7-41. Heat pump pool heater costs based on the technical support document "Pool Heaters". Oct 15, 2015. | 2020 | NR | 2022 | 2045 | PSE | Residential | Single Family | Electric | Per electric-heated residential pool |  |  | Residential - 5.38 COP Heat Pump Pool Heater |  | 11426 | 11 | 689.9275 | 0 |  | 0 | 0 | 0 | 0 | 0 | 0 | 0 | 0 |  | 0 | 0 | 0 | Other | Pool Heat | Pool Heater | Residential-Pool | 0.01065% | 0.176% | 0% | 1 |  | 80% | 9.091% | 85% | 6.8% | 0.2% | 5759.2995 | 179.1333 | 593.8433 | 1066.0078 | 0 | 0 | 0 | 431.0168 | 0 |  | 0.0032315 | 0 | 0.0032315 | 01. ($9,999.000) to $0.028 | 1 | 0 | 01. ($9,999.00) to $0.22 | 1 | 2.5544 | 6.3715 | 10.1713 | 15.2223 | 20.2504 | 26.5182 | 33.3875 | 40.2254 | 47.0322 | 52.5564 | 56.8068 | 59.792 | 61.5205 | 62.0008 | 61.86 | 61.7195 | 61.5794 | 61.4395 | 61.3 | 61.1608 | 61.0219 | 60.8834 | 60.7451 | 60.6072 | 29186.7882 | 72801.2784 | 116217.5401 | 173930.4532 | 231380.6603 | 302997.5096 | 381485.7579 | 459615.9845 | 537389.4107 | 600509.4109 | 649074.6008 | 683183.1501 | 702932.784 | 708420.7853 | 706812.1166 | 705207.1008 | 703605.7297 | 702007.995 | 700413.8884 | 698823.4016 | 697236.5265 | 695653.2548 | 694073.5784 | 692497.4891 | 7617472.3804 | 29186.7882 | 101988.0665 | 218205.6066 | 392136.0599 | 623516.7202 | 926514.2298 | 1307999.9877 | 1767615.9722 | 2305005.3829 | 2905514.7939 | 3554589.3947 | 4237772.5448 | 4940705.3288 | 5649126.114 | 6355938.2306 | 7061145.3315 | 7617472.3804 | 7617472.3804 | 7617472.3804 | 7617472.3804 | 7617472.3804 | 7617472.3804 | 7617472.3804 | 7617472.3804 | 0 | 0 | 0 | 0 | 0 | 0 | 0 | 0 | 0 | 0 | 0 | 0 | 0 | 0 | 0 | 0 | 0 | 0 | 0 | 0 | 0 | 0 | 0 | 0 | 0 | 0 | 0 | 0 | 0 | 0 | 0 | 0 | 0 | 0 | 0 | 0 | 0 | 0 | 0 | 0 | 0 | 0 | 0 | 0 | 0 | 0 | 0 | 0 | 0 | 0 | 0 | 0 | 0 | 0 | 0 | 0 | 0 | 0 | 0 | 0 | 0 | 3.1085 | 10.8621 | 23.2397 | 41.764 | 66.4069 | 98.6773 | 139.307 | 188.2578 | 245.4918 | 309.4484 | 378.5773 | 451.3389 | 526.2039 | 601.6534 | 676.9316 | 752.0388 | 811.2898 | 811.2898 | 811.2898 | 811.2898 | 811.2898 | 811.2898 | 811.2898 | 811.2898 | 1100.9974 | 2746.2431 | 4384.0112 | 6561.0841 | 8728.247 | 11429.8105 | 14390.5801 | 17337.8442 | 20271.649 | 22652.6905 | 24484.6888 | 25771.347 | 26516.3518 | 26723.3726 | 26662.6897 | 26602.1446 | 20986.0232 | 0 | 0 | 0 | 0 | 0 | 0 | 0 | 287349.7747 | 0 | 0 | 0 | 0 | 0 | 0 | 0 | 0 | 0 | 0 | 0 | 0 | 0 | 0 | 0 | 0 | 0 | 0 | 0 | 0 | 0.01552% | 4.5299 | 15.8288 | 33.866 | 60.8603 | 96.7711 | 143.797 | 203.0043 | 274.3377 | 357.7417 | 450.942 | 551.6797 | 657.7112 | 766.8078 | 876.7562 | 986.455 | 1095.9046 | 1182.2477 | 1182.2477 | 1182.2477 | 1182.2477 | 1182.2477 | 1182.2477 | 1182.2477 | 1182.2477
Yes | ResRefrigerator_PSE | M_Input | PSE Business Case "QC APPROVED_Measure Case_Refrigerator_2020" | 2020 | NR | 2022 | 2045 | PSE | Residential | Multifamily LI | Electric | Per Refrigerator - LIW | Per Refrigerator - LIW | 545 | LIW: Refrigerator Replacement - MF - TE |  | 580 | 15 | 700 | 0 |  | 0 | 0 | 0 | 0 | 0 | 0 | 0 | 0 |  | 0 | 0 | 0 | Appliance | Refrigerator Primary | Refrigerator | ResFRIG | 0.01162% | 100% | 0% | 1 |  | 99% | 6.667% | 100% | 6.8% | 0.2% | 381.3899 | 9.9245 | 39.1314 | 898.5227 | 0 | 0 | 0 | 659.6445 | 0 |  | 0.097427 | 0 | 0.097427 | 07. $0.085 to $0.115 | 1 | 0 | 01. ($9,999.00) to $0.22 | 1 | 497.441 | 984.2496 | 1460.5964 | 1926.6494 | 2382.5742 | 2785.6774 | 3052.6969 | 3313.6909 | 3485.7635 | 3612.726 | 3695.9617 | 3777.0058 | 3816.1439 | 3814.6875 | 3851.7328 | 3849.06 | 3807.9251 | 3767.2299 | 3726.9696 | 3687.1395 | 3647.7351 | 3608.7518 | 3570.1851 | 3532.0306 | 288515.753 | 570864.7782 | 847145.931 | 1117456.6586 | 1381893.018 | 1615692.8816 | 1770564.1776 | 1921940.7276 | 2021742.8068 | 2095381.0625 | 2143657.7905 | 2190663.336 | 2213363.4858 | 2212518.772 | 2234005.0286 | 2232454.795 | 2208596.5808 | 2184993.339 | 2161642.3447 | 2138540.9022 | 2115686.3445 | 2093076.0331 | 2070707.3579 | 2048577.7364 | 30728666.0453 | 288515.753 | 859380.5312 | 1706526.4623 | 2823983.1208 | 4205876.1388 | 5821569.0204 | 7592133.198 | 9514073.9256 | 11535816.7324 | 13631197.7949 | 15774855.5853 | 17965518.9213 | 20178882.4071 | 22391401.1791 | 24625406.2077 | 26857861.0027 | 29066457.5834 | 30728666.0453 | 30728666.0453 | 30728666.0453 | 30728666.0453 | 30728666.0453 | 30728666.0453 | 30728666.0453 | 0 | 0 | 0 | 0 | 0 | 0 | 0 | 0 | 0 | 0 | 0 | 0 | 0 | 0 | 0 | 0 | 0 | 0 | 0 | 0 | 0 | 0 | 0 | 0 | 0 | 0 | 0 | 0 | 0 | 0 | 0 | 0 | 0 | 0 | 0 | 0 | 0 | 0 | 0 | 0 | 0 | 0 | 0 | 0 | 0 | 0 | 0 | 0 | 0 | 0 | 0 | 0 | 0 | 0 | 0 | 0 | 0 | 0 | 0 | 0 | 0 | 33.5378 | 99.8966 | 198.3711 | 328.2671 | 488.902 | 676.7143 | 882.5293 | 1105.9407 | 1340.9533 | 1584.5258 | 1833.7102 | 2088.3586 | 2345.6457 | 2602.8347 | 2862.5212 | 3122.0275 | 3378.7606 | 3571.98 | 3571.98 | 3571.98 | 3571.98 | 3571.98 | 3571.98 | 3571.98 | 328134.1659 | 649254.8011 | 963474.3357 | 1270903.598 | 1571651.8356 | 1837556.6343 | 2013694.5505 | 2185857.8292 | 2299364.5326 | 2383114.648 | 2438020.6408 | 2491480.8949 | 2517298.1844 | 2516337.4762 | 2540774.183 | 2539011.0744 | 2511876.6974 | 1890459.6421 | 0 | 0 | 0 | 0 | 0 | 0 | 34948265.7241 | 0 | 0 | 0 | 0 | 0 | 0 | 0 | 0 | 0 | 0 | 0 | 0 | 0 | 0 | 0 | 0 | 0 | 0 | 0 | 0 | 0.01196% | 34.5043 | 102.7755 | 204.0878 | 337.7272 | 502.9913 | 696.216 | 907.9622 | 1137.812 | 1379.5972 | 1630.1891 | 1886.5545 | 2148.5415 | 2413.2431 | 2677.8438 | 2945.0141 | 3211.9989 | 3476.1305 | 3674.9182 | 3674.9182 | 3674.9182 | 3674.9182 | 3674.9182 | 3674.9182 | 3674.9182
Yes | ResRefrigerator_PSE | M_Input | PSE Business Case "QC APPROVED_Measure Case_Refrigerator_2020" | 2020 | NR | 2022 | 2045 | PSE | Residential | Manufactured LI | Electric | Per Refrigerator - LIW | Per Refrigerator - LIW | 545 | LIW: Refrigerator Replacement - MH - TE |  | 580 | 15 | 700 | 0 |  | 0 | 0 | 0 | 0 | 0 | 0 | 0 | 0 |  | 0 | 0 | 0 | Appliance | Refrigerator Primary | Refrigerator | ResFRIG | 0.01162% | 100% | 0% | 1 |  | 99% | 6.667% | 100% | 6.8% | 0.2% | 381.3899 | 9.9245 | 39.1314 | 898.5227 | 0 | 0 | 0 | 659.6445 | 0 |  | 0.097427 | 0 | 0.097427 | 07. $0.085 to $0.115 | 1 | 0 | 01. ($9,999.00) to $0.22 | 1 | 188.2101 | 376.4202 | 564.6303 | 752.8404 | 941.0505 | 1112.1506 | 1231.9207 | 1351.6908 | 1437.2408 | 1505.6809 | 1557.0109 | 1608.3409 | 1642.561 | 1659.671 | 1693.891 | 1711.001 | 1711.001 | 1711.001 | 1711.001 | 1711.001 | 1711.001 | 1711.001 | 1711.001 | 1711.001 | 109161.8634 | 218323.7267 | 327485.5901 | 436647.4535 | 545809.3169 | 645047.3745 | 714514.0148 | 783980.6551 | 833599.6839 | 873294.907 | 903066.3243 | 932837.7416 | 952685.3531 | 962609.1588 | 982456.7704 | 992380.5761 | 992380.5761 | 992380.5761 | 992380.5761 | 992380.5761 | 992380.5761 | 992380.5761 | 992380.5761 | 992380.5761 | 14885708.6418 | 109161.8634 | 327485.5901 | 654971.1802 | 1091618.6337 | 1637427.9506 | 2282475.3251 | 2996989.3399 | 3780969.995 | 4614569.679 | 5487864.5859 | 6390930.9102 | 7323768.6518 | 8276454.0048 | 9239063.1637 | 10221519.934 | 11213900.5102 | 12206281.0863 | 13198661.6624 | 14191042.2385 | 14885708.6418 | 14885708.6418 | 14885708.6418 | 14885708.6418 | 14885708.6418 | 0 | 0 | 0 | 0 | 0 | 0 | 0 | 0 | 0 | 0 | 0 | 0 | 0 | 0 | 0 | 0 | 0 | 0 | 0 | 0 | 0 | 0 | 0 | 0 | 0 | 0 | 0 | 0 | 0 | 0 | 0 | 0 | 0 | 0 | 0 | 0 | 0 | 0 | 0 | 0 | 0 | 0 | 0 | 0 | 0 | 0 | 0 | 0 | 0 | 0 | 0 | 0 | 0 | 0 | 0 | 0 | 0 | 0 | 0 | 0 | 0 | 12.6893 | 38.0678 | 76.1356 | 126.8926 | 190.3389 | 265.3209 | 348.3778 | 439.5098 | 536.4096 | 637.9236 | 742.8984 | 851.3339 | 962.0765 | 1073.9727 | 1188.176 | 1303.5329 | 1418.8898 | 1534.2467 | 1649.6036 | 1730.3534 | 1730.3534 | 1730.3534 | 1730.3534 | 1730.3534 | 124151.7547 | 248303.5093 | 372455.264 | 496607.0187 | 620758.7733 | 733624.0049 | 812629.6669 | 891635.329 | 948067.9447 | 993214.0373 | 1027073.6068 | 1060933.1762 | 1083506.2226 | 1094792.7457 | 1117365.792 | 1128652.3152 | 1128652.3152 | 1128652.3152 | 1128652.3152 | 790056.6206 | 0 | 0 | 0 | 0 | 16929784.7274 | 0 | 0 | 0 | 0 | 0 | 0 | 0 | 0 | 0 | 0 | 0 | 0 | 0 | 0 | 0 | 0 | 0 | 0 | 0 | 0 | 0.01196% | 13.0549 | 39.1648 | 78.3296 | 130.5494 | 195.8241 | 272.9669 | 358.4175 | 452.1757 | 551.868 | 656.3075 | 764.3075 | 875.8679 | 989.8019 | 1104.9227 | 1222.4172 | 1341.0985 | 1459.7798 | 1578.461 | 1697.1423 | 1780.2192 | 1780.2192 | 1780.2192 | 1780.2192 | 1780.2192
Yes | ResRefrigerator_PSE | M_Input | PSE Business Case "QC APPROVED_Measure Case_Refrigerator_2020" | 2020 | NR | 2022 | 2045 | PSE | Residential | Single Family LI | Electric | Per Refrigerator - LIW | Per Refrigerator - LIW | 545 | LIW: Refrigerator Replacement - SF - TE |  | 580 | 15 | 700 | 0 |  | 0 | 0 | 0 | 0 | 0 | 0 | 0 | 0 |  | 0 | 0 | 0 | Appliance | Refrigerator Primary | Refrigerator | ResFRIG | 0.01162% | 100% | 0% | 1 |  | 99% | 6.667% | 100% | 6.8% | 0.2% | 381.3899 | 9.9245 | 39.1314 | 898.5227 | 0 | 0 | 0 | 659.6445 | 0 |  | 0.097427 | 0 | 0.097427 | 07. $0.085 to $0.115 | 1 | 0 | 01. ($9,999.00) to $0.22 | 1 | 772.5789 | 1541.6489 | 2307.2222 | 3069.3106 | 3827.9259 | 4513.6395 | 4988.3702 | 5460.9217 | 5793.364 | 6055.4564 | 6247.6728 | 6438.985 | 6561.0518 | 6614.3419 | 6735.3905 | 6787.9754 | 6772.5611 | 6757.1819 | 6741.8375 | 6726.528 | 6711.2533 | 6696.0133 | 6680.8079 | 6665.637 | 448095.7373 | 894156.3871 | 1338188.8813 | 1780200.1309 | 2220197.0259 | 2617910.8835 | 2893254.7401 | 3167334.5857 | 3360151.1425 | 3512164.7015 | 3623650.2113 | 3734611.2837 | 3805410.0377 | 3836318.3182 | 3906526.4648 | 3937025.712 | 3928085.4439 | 3919165.4775 | 3910265.7667 | 3901386.2656 | 3892526.9282 | 3883687.7087 | 3874868.5615 | 3866069.4409 | 57991041.614 | 448095.7373 | 1342252.1245 | 2680441.0058 | 4460641.1367 | 6680838.1625 | 9298749.046 | 12192003.7861 | 15359338.3719 | 18719489.5144 | 22231654.2159 | 25855304.4272 | 29589915.7109 | 33395325.7486 | 37231644.0667 | 41138170.5315 | 45075196.2435 | 49003281.6874 | 52922447.1649 | 56832712.9317 | 57991041.614 | 57991041.614 | 57991041.614 | 57991041.614 | 57991041.614 | 0 | 0 | 0 | 0 | 0 | 0 | 0 | 0 | 0 | 0 | 0 | 0 | 0 | 0 | 0 | 0 | 0 | 0 | 0 | 0 | 0 | 0 | 0 | 0 | 0 | 0 | 0 | 0 | 0 | 0 | 0 | 0 | 0 | 0 | 0 | 0 | 0 | 0 | 0 | 0 | 0 | 0 | 0 | 0 | 0 | 0 | 0 | 0 | 0 | 0 | 0 | 0 | 0 | 0 | 0 | 0 | 0 | 0 | 0 | 0 | 0 | 52.0878 | 156.0269 | 311.5814 | 518.5165 | 776.598 | 1080.9107 | 1417.2302 | 1785.4094 | 2176.0021 | 2584.2652 | 3005.4878 | 3439.6087 | 3881.9594 | 4327.903 | 4782.0078 | 5239.6579 | 5696.2688 | 6151.8428 | 6606.3822 | 6741.0294 | 6741.0294 | 6741.0294 | 6741.0294 | 6741.0294 | 509627.3582 | 1016940.1747 | 1521946.3332 | 2024653.6939 | 2525070.0927 | 2977397.2311 | 3290550.7618 | 3602266.71 | 3821560.4553 | 3994448.2157 | 4121242.6953 | 4247440.7228 | 4327961.4217 | 4363113.9662 | 4442962.9567 | 4477650.3003 | 4467482.3723 | 4457337.5337 | 4447215.7323 | 1317388.0873 | 0 | 0 | 0 | 0 | 65954256.8153 | 0 | 0 | 0 | 0 | 0 | 0 | 0 | 0 | 0 | 0 | 0 | 0 | 0 | 0 | 0 | 0 | 0 | 0 | 0 | 0 | 0.01196% | 53.5889 | 160.5233 | 320.5607 | 533.4593 | 798.9782 | 1112.0607 | 1458.0723 | 1836.8618 | 2238.7107 | 2658.7393 | 3092.1007 | 3538.7322 | 3993.8307 | 4452.6257 | 4919.817 | 5390.6557 | 5860.4253 | 6329.1282 | 6796.7666 | 6935.2941 | 6935.2941 | 6935.2941 | 6935.2941 | 6935.2941
No | ResSFWx_4_1 | Measure_InputOutput | Based on the RTF workbook: ResSFWx_v4_1 | 2020 | Retro | 2022 | 2045 | PSE | Residential | Single Family | Electric | Per square foot of window area - Single Pane Baseline - E FAF |  |  | Windows - Single Pane to Class 30 - Heating Zone 1 (Electric FAF) |  | 4.1191 | 45 | 25.4836 | 0 |  | 0 | 0 | 0 | 0 | 0 | 0 | 0 | 0 |  | 0 | 0 | 0 | Heating | Electric Furnace Heat | Window | ResSpHtFAFZ1 | 0.02951% | 7.253% | 0% | 252.5247 |  | 1.944% | 2.222% | 85% | 6.8% | 0.2% | 8.5185 | 0.17896 | 0.86975 | 22.7846 | 0 | 0 | 0 | 26.8326 | 0 |  | 0.55803 | 0 | 0.55803 | 13. $0.225 to $99,999.000 | 0 | 0 | 01. ($9,999.00) to $0.22 | 1 | 17762.9701 | 17722.6343 | 17682.39 | 17642.2372 | 17602.1755 | 17562.2048 | 17522.3249 | 17482.5355 | 17442.8365 | 17403.2277 | 0 | 0 | 0 | 0 | 0 | 0 | 0 | 0 | 0 | 0 | 0 | 0 | 0 | 0 | 73167.8888 | 73001.7405 | 72835.9695 | 72670.5749 | 72505.556 | 72340.9117 | 72176.6413 | 72012.7439 | 71849.2188 | 71686.0649 | 0 | 0 | 0 | 0 | 0 | 0 | 0 | 0 | 0 | 0 | 0 | 0 | 0 | 0 | 724247.3103 | 73167.8888 | 146169.6293 | 219005.5988 | 291676.1737 | 364181.7297 | 436522.6414 | 508699.2827 | 580712.0266 | 652561.2454 | 724247.3103 | 724247.3103 | 724247.3103 | 724247.3103 | 724247.3103 | 724247.3103 | 724247.3103 | 724247.3103 | 724247.3103 | 724247.3103 | 724247.3103 | 724247.3103 | 724247.3103 | 724247.3103 | 724247.3103 | 0 | 0 | 0 | 0 | 0 | 0 | 0 | 0 | 0 | 0 | 0 | 0 | 0 | 0 | 0 | 0 | 0 | 0 | 0 | 0 | 0 | 0 | 0 | 0 | 0 | 0 | 0 | 0 | 0 | 0 | 0 | 0 | 0 | 0 | 0 | 0 | 0 | 0 | 0 | 0 | 0 | 0 | 0 | 0 | 0 | 0 | 0 | 0 | 0 | 0 | 0 | 0 | 0 | 0 | 0 | 0 | 0 | 0 | 0 | 0 | 0 | 21.5953 | 43.1416 | 64.6389 | 86.0874 | 107.4872 | 128.8384 | 150.1412 | 171.3955 | 192.6016 | 213.7596 | 213.7596 | 213.7596 | 213.7596 | 213.7596 | 213.7596 | 213.7596 | 213.7596 | 213.7596 | 213.7596 | 213.7596 | 213.7596 | 213.7596 | 213.7596 | 213.7596 | 476627.1363 | 475544.8203 | 474464.962 | 473387.5558 | 472312.5962 | 471240.0776 | 470169.9945 | 469102.3412 | 468037.1124 | 466974.3025 | 0 | 0 | 0 | 0 | 0 | 0 | 0 | 0 | 0 | 0 | 0 | 0 | 0 | 0 | 4717860.8988 | 0 | 0 | 0 | 0 | 0 | 0 | 0 | 0 | 0 | 0 | 0 | 0 | 0 | 0 | 0 | 0 | 0 | 0 | 0 | 0 | 0.001473% | 1.0776 | 2.1528 | 3.2255 | 4.2958 | 5.3637 | 6.4291 | 7.4922 | 8.5528 | 9.611 | 10.6668 | 10.6668 | 10.6668 | 10.6668 | 10.6668 | 10.6668 | 10.6668 | 10.6668 | 10.6668 | 10.6668 | 10.6668 | 10.6668 | 10.6668 | 10.6668 | 10.6668
No | ResSFWx_4_1 | Measure_InputOutput | Based on the RTF workbook: ResSFWx_v4_1 | 2020 | Retro | 2022 | 2045 | PSE | Residential | Single Family | Electric | Per square foot of window area - Double Pane Baseline - E FAF |  |  | Windows - Double Pane to Class 30 - Heating Zone 1 (Electric FAF) |  | 2.6944 | 45 | 25.4836 | 0 |  | 0 | 0 | 0 | 0 | 0 | 0 | 0 | 0 |  | 0 | 0 | 0 | Heating | Electric Furnace Heat | Window | ResSpHtFAFZ1 | 0.02951% | 7.253% | 0% | 252.5247 |  | 71.84% | 2.222% | 85% | 6.8% | 0.2% | 5.5722 | 0.11706 | 0.56893 | 22.7846 | 0 | 0 | 0 | 27.1953 | 0 |  | 0.86462 | 0 | 0.86462 | 13. $0.225 to $99,999.000 | 0 | 0 | 01. ($9,999.00) to $0.22 | 1 | 656344.3417 | 654853.9273 | 653366.8972 | 651883.2439 | 650402.9596 | 648926.0367 | 647452.4676 | 645982.2446 | 644515.3602 | 643051.8068 | 0 | 0 | 0 | 0 | 0 | 0 | 0 | 0 | 0 | 0 | 0 | 0 | 0 | 0 | 1768473.8595 | 1764458.0421 | 1760451.3438 | 1756453.7438 | 1752465.2215 | 1748485.7562 | 1744515.3275 | 1740553.9147 | 1736601.4974 | 1732658.0552 | 0 | 0 | 0 | 0 | 0 | 0 | 0 | 0 | 0 | 0 | 0 | 0 | 0 | 0 | 17505116.7616 | 1768473.8595 | 3532931.9016 | 5293383.2454 | 7049836.9892 | 8802302.2107 | 10550787.9669 | 12295303.2944 | 14035857.209 | 15772458.7064 | 17505116.7616 | 17505116.7616 | 17505116.7616 | 17505116.7616 | 17505116.7616 | 17505116.7616 | 17505116.7616 | 17505116.7616 | 17505116.7616 | 17505116.7616 | 17505116.7616 | 17505116.7616 | 17505116.7616 | 17505116.7616 | 17505116.7616 | 0 | 0 | 0 | 0 | 0 | 0 | 0 | 0 | 0 | 0 | 0 | 0 | 0 | 0 | 0 | 0 | 0 | 0 | 0 | 0 | 0 | 0 | 0 | 0 | 0 | 0 | 0 | 0 | 0 | 0 | 0 | 0 | 0 | 0 | 0 | 0 | 0 | 0 | 0 | 0 | 0 | 0 | 0 | 0 | 0 | 0 | 0 | 0 | 0 | 0 | 0 | 0 | 0 | 0 | 0 | 0 | 0 | 0 | 0 | 0 | 0 | 521.9601 | 1042.735 | 1562.3273 | 2080.7398 | 2597.975 | 3114.0357 | 3628.9246 | 4142.6442 | 4655.1973 | 5166.5865 | 5166.5865 | 5166.5865 | 5166.5865 | 5166.5865 | 5166.5865 | 5166.5865 | 5166.5865 | 5166.5865 | 5166.5865 | 5166.5865 | 5166.5865 | 5166.5865 | 5166.5865 | 5166.5865 | 17849512.4943 | 17808980.1551 | 17768539.8559 | 17728191.3879 | 17687934.5423 | 17647769.1113 | 17607694.8872 | 17567711.6629 | 17527819.2317 | 17488017.3876 | 0 | 0 | 0 | 0 | 0 | 0 | 0 | 0 | 0 | 0 | 0 | 0 | 0 | 0 | 176682170.7162 | 0 | 0 | 0 | 0 | 0 | 0 | 0 | 0 | 0 | 0 | 0 | 0 | 0 | 0 | 0 | 0 | 0 | 0 | 0 | 0 | 0.001473% | 26.0462 | 52.0333 | 77.9614 | 103.8306 | 129.6411 | 155.3929 | 181.0863 | 206.7213 | 232.2982 | 257.8169 | 257.8169 | 257.8169 | 257.8169 | 257.8169 | 257.8169 | 257.8169 | 257.8169 | 257.8169 | 257.8169 | 257.8169 | 257.8169 | 257.8169 | 257.8169 | 257.8169
No | ResSFWx_4_1 | Measure_InputOutput | Based on the RTF workbook: ResSFWx_v4_1 | 2020 | Retro | 2022 | 2045 | PSE | Residential | Single Family | Electric | Per square foot of window area - Single Pane Baseline - E FAF |  |  | Windows - Single Pane to Class 22 - Heating Zone 1 (Electric FAF) |  | 0.48889 | 45 | 4.1164 | 0 |  | 0 | 0 | 0 | 0 | 0 | 0 | 0 | 0 |  | 0 | 0 | 0 | Heating | Electric Furnace Heat | Window | ResSpHtFAFZ1 | 0.02951% | 7.253% | 0% | 252.5247 |  | 0.3889% | 2.222% | 85% | 6.8% | 0.2% | 1.011 | 0.02124 | 0.10323 | 3.6804 | 0 | 0 | 0 | 4.3792 | 0 |  | 0.76734 | 0 | 0.76734 | 13. $0.225 to $99,999.000 | 0 | 0 | 01. ($9,999.00) to $0.22 | 1 | 3552.594 | 3544.5269 | 3536.478 | 3528.4474 | 3520.4351 | 3512.441 | 3504.465 | 3496.5071 | 3488.5673 | 3480.6455 | 0 | 0 | 0 | 0 | 0 | 0 | 0 | 0 | 0 | 0 | 0 | 0 | 0 | 0 | 1736.8107 | 1732.8668 | 1728.9319 | 1725.0058 | 1721.0887 | 1717.1805 | 1713.2812 | 1709.3907 | 1705.509 | 1701.6362 | 0 | 0 | 0 | 0 | 0 | 0 | 0 | 0 | 0 | 0 | 0 | 0 | 0 | 0 | 17191.7016 | 1736.8107 | 3469.6776 | 5198.6094 | 6923.6153 | 8644.704 | 10361.8845 | 12075.1657 | 13784.5564 | 15490.0654 | 17191.7016 | 17191.7016 | 17191.7016 | 17191.7016 | 17191.7016 | 17191.7016 | 17191.7016 | 17191.7016 | 17191.7016 | 17191.7016 | 17191.7016 | 17191.7016 | 17191.7016 | 17191.7016 | 17191.7016 | 0 | 0 | 0 | 0 | 0 | 0 | 0 | 0 | 0 | 0 | 0 | 0 | 0 | 0 | 0 | 0 | 0 | 0 | 0 | 0 | 0 | 0 | 0 | 0 | 0 | 0 | 0 | 0 | 0 | 0 | 0 | 0 | 0 | 0 | 0 | 0 | 0 | 0 | 0 | 0 | 0 | 0 | 0 | 0 | 0 | 0 | 0 | 0 | 0 | 0 | 0 | 0 | 0 | 0 | 0 | 0 | 0 | 0 | 0 | 0 | 0 | 0.51261 | 1.0241 | 1.5344 | 2.0435 | 2.5515 | 3.0583 | 3.564 | 4.0685 | 4.5718 | 5.0741 | 5.0741 | 5.0741 | 5.0741 | 5.0741 | 5.0741 | 5.0741 | 5.0741 | 5.0741 | 5.0741 | 5.0741 | 5.0741 | 5.0741 | 5.0741 | 5.0741 | 15557.5442 | 15522.2165 | 15486.9689 | 15451.8014 | 15416.7137 | 15381.7057 | 15346.7772 | 15311.9281 | 15277.158 | 15242.4669 | 0 | 0 | 0 | 0 | 0 | 0 | 0 | 0 | 0 | 0 | 0 | 0 | 0 | 0 | 153995.2807 | 0 | 0 | 0 | 0 | 0 | 0 | 0 | 0 | 0 | 0 | 0 | 0 | 0 | 0 | 0 | 0 | 0 | 0 | 0 | 0 | 0.001473% | 0.02558 | 0.051102 | 0.076566 | 0.10197 | 0.12732 | 0.15261 | 0.17784 | 0.20302 | 0.22814 | 0.2532 | 0.2532 | 0.2532 | 0.2532 | 0.2532 | 0.2532 | 0.2532 | 0.2532 | 0.2532 | 0.2532 | 0.2532 | 0.2532 | 0.2532 | 0.2532 | 0.2532
No | ResSFWx_4_1 | Measure_InputOutput | Based on the RTF workbook: ResSFWx_v4_1 | 2020 | Retro | 2022 | 2045 | PSE | Residential | Single Family | Electric | Per square foot of window area - Double Pane Baseline - E FAF |  |  | Windows - Double Pane to Class 22 - Heating Zone 1 (Electric FAF) |  | 0.48038 | 45 | 4.1164 | 0 |  | 0 | 0 | 0 | 0 | 0 | 0 | 0 | 0 |  | 0 | 0 | 0 | Heating | Electric Furnace Heat | Window | ResSpHtFAFZ1 | 0.02951% | 7.253% | 0% | 252.5247 |  | 14.37% | 2.222% | 85% | 6.8% | 0.2% | 0.99344 | 0.020871 | 0.10143 | 3.6804 | 0 | 0 | 0 | 4.3814 | 0 |  | 0.78131 | 0 | 0.78131 | 13. $0.225 to $99,999.000 | 0 | 0 | 01. ($9,999.00) to $0.22 | 1 | 131268.8683 | 130970.7855 | 130673.3794 | 130376.6488 | 130080.5919 | 129785.2073 | 129490.4935 | 129196.4489 | 128903.072 | 128610.3614 | 0 | 0 | 0 | 0 | 0 | 0 | 0 | 0 | 0 | 0 | 0 | 0 | 0 | 0 | 63058.7181 | 62915.5256 | 62772.6582 | 62630.1152 | 62487.8959 | 62345.9995 | 62204.4254 | 62063.1728 | 61922.2409 | 61781.629 | 0 | 0 | 0 | 0 | 0 | 0 | 0 | 0 | 0 | 0 | 0 | 0 | 0 | 0 | 624182.3805 | 63058.7181 | 125974.2437 | 188746.9018 | 251377.017 | 313864.9129 | 376210.9125 | 438415.3379 | 500478.5106 | 562400.7515 | 624182.3805 | 624182.3805 | 624182.3805 | 624182.3805 | 624182.3805 | 624182.3805 | 624182.3805 | 624182.3805 | 624182.3805 | 624182.3805 | 624182.3805 | 624182.3805 | 624182.3805 | 624182.3805 | 624182.3805 | 0 | 0 | 0 | 0 | 0 | 0 | 0 | 0 | 0 | 0 | 0 | 0 | 0 | 0 | 0 | 0 | 0 | 0 | 0 | 0 | 0 | 0 | 0 | 0 | 0 | 0 | 0 | 0 | 0 | 0 | 0 | 0 | 0 | 0 | 0 | 0 | 0 | 0 | 0 | 0 | 0 | 0 | 0 | 0 | 0 | 0 | 0 | 0 | 0 | 0 | 0 | 0 | 0 | 0 | 0 | 0 | 0 | 0 | 0 | 0 | 0 | 18.6116 | 37.1809 | 55.7081 | 74.1932 | 92.6364 | 111.0376 | 129.3971 | 147.7148 | 165.991 | 184.2257 | 184.2257 | 184.2257 | 184.2257 | 184.2257 | 184.2257 | 184.2257 | 184.2257 | 184.2257 | 184.2257 | 184.2257 | 184.2257 | 184.2257 | 184.2257 | 184.2257 | 575137.84 | 573831.8277 | 572528.7811 | 571228.6935 | 569931.558 | 568637.3681 | 567346.117 | 566057.798 | 564772.4046 | 563489.93 | 0 | 0 | 0 | 0 | 0 | 0 | 0 | 0 | 0 | 0 | 0 | 0 | 0 | 0 | 5692962.3179 | 0 | 0 | 0 | 0 | 0 | 0 | 0 | 0 | 0 | 0 | 0 | 0 | 0 | 0 | 0 | 0 | 0 | 0 | 0 | 0 | 0.001473% | 0.92873 | 1.8554 | 2.7799 | 3.7023 | 4.6226 | 5.5409 | 6.457 | 7.3711 | 8.2831 | 9.193 | 9.193 | 9.193 | 9.193 | 9.193 | 9.193 | 9.193 | 9.193 | 9.193 | 9.193 | 9.193 | 9.193 | 9.193 | 9.193 | 9.193
No | ResSFWx_4_1 | Measure_InputOutput | Based on the RTF workbook: ResSFWx_v4_1 | 2020 | Retro | 2022 | 2045 | PSE | Residential | Single Family | Electric | Per square foot of window area - Class 30 Baseline - E FAF |  |  | Windows - Class 30 to Class 22 - Heating Zone 1 (Electric FAF) |  | 0.48514 | 45 | 6.6891 | 0 |  | 0 | 0 | 0 | 0 | 0 | 0 | 0 | 0 |  | 0 | 0 | 0 | Heating | Electric Furnace Heat | Window | ResSpHtFAFZ1 | 0.02951% | 7.253% | 0% | 252.5247 |  | 0.4861% | 2.222% | 85% | 6.8% | 0.2% | 1.0033 | 0.021078 | 0.10244 | 5.9807 | 0 | 0 | 0 | 7.195 | 0 |  | 1.2704 | 0 | 1.2704 | 13. $0.225 to $99,999.000 | 0 | 0 | 01. ($9,999.00) to $0.22 | 1 | 4440.7425 | 4430.6586 | 4420.5975 | 4410.5593 | 4400.5439 | 4390.5512 | 4380.5812 | 4370.6339 | 4360.7091 | 4350.8069 | 0 | 0 | 0 | 0 | 0 | 0 | 0 | 0 | 0 | 0 | 0 | 0 | 0 | 0 | 2154.3965 | 2149.5044 | 2144.6233 | 2139.7533 | 2134.8944 | 2130.0465 | 2125.2097 | 2120.3838 | 2115.5689 | 2110.7649 | 0 | 0 | 0 | 0 | 0 | 0 | 0 | 0 | 0 | 0 | 0 | 0 | 0 | 0 | 21325.1457 | 2154.3965 | 4303.9009 | 6448.5242 | 8588.2775 | 10723.1719 | 12853.2185 | 14978.4282 | 17098.8119 | 19214.3808 | 21325.1457 | 21325.1457 | 21325.1457 | 21325.1457 | 21325.1457 | 21325.1457 | 21325.1457 | 21325.1457 | 21325.1457 | 21325.1457 | 21325.1457 | 21325.1457 | 21325.1457 | 21325.1457 | 21325.1457 | 0 | 0 | 0 | 0 | 0 | 0 | 0 | 0 | 0 | 0 | 0 | 0 | 0 | 0 | 0 | 0 | 0 | 0 | 0 | 0 | 0 | 0 | 0 | 0 | 0 | 0 | 0 | 0 | 0 | 0 | 0 | 0 | 0 | 0 | 0 | 0 | 0 | 0 | 0 | 0 | 0 | 0 | 0 | 0 | 0 | 0 | 0 | 0 | 0 | 0 | 0 | 0 | 0 | 0 | 0 | 0 | 0 | 0 | 0 | 0 | 0 | 0.63586 | 1.2703 | 1.9033 | 2.5348 | 3.1649 | 3.7936 | 4.4208 | 5.0467 | 5.6711 | 6.2941 | 6.2941 | 6.2941 | 6.2941 | 6.2941 | 6.2941 | 6.2941 | 6.2941 | 6.2941 | 6.2941 | 6.2941 | 6.2941 | 6.2941 | 6.2941 | 6.2941 | 31950.9492 | 31878.3956 | 31806.0067 | 31733.7822 | 31661.7218 | 31589.8249 | 31518.0913 | 31446.5206 | 31375.1125 | 31303.8664 | 0 | 0 | 0 | 0 | 0 | 0 | 0 | 0 | 0 | 0 | 0 | 0 | 0 | 0 | 316264.2713 | 0 | 0 | 0 | 0 | 0 | 0 | 0 | 0 | 0 | 0 | 0 | 0 | 0 | 0 | 0 | 0 | 0 | 0 | 0 | 0 | 0.001473% | 0.03173 | 0.063388 | 0.094974 | 0.12649 | 0.15793 | 0.1893 | 0.2206 | 0.25183 | 0.28299 | 0.31408 | 0.31408 | 0.31408 | 0.31408 | 0.31408 | 0.31408 | 0.31408 | 0.31408 | 0.31408 | 0.31408 | 0.31408 | 0.31408 | 0.31408 | 0.31408 | 0.31408
No | ResSFWx_4_1 | Measure_InputOutput | Based on the RTF workbook: ResSFWx_v4_1 | 2020 | Retro | 2022 | 2045 | PSE | Residential | Single Family | Electric | Per square foot of storm window area - Single Pane - E FAF |  |  | Windows - Add a Low-e Storm Window to an existing Single Paned Window - Heating Zone 1 (Electric FAF) |  | 4.463 | 20 | 11.0646 | 0 |  | 0 | 0 | 0 | 0 | 0 | 0 | 0 | 0 |  | 0 | 0 | 0 | Heating | Electric Furnace Heat | Storm Window | ResSpHtFAFZ1 | 0.02951% | 7.253% | 0% | 126.2624 |  | 0.4861% | 5% | 85% | 6.8% | 0.2% | 3.8931 | 0.1939 | 0.4087 | 12.067 | 0 | 0 | 0 | 13.6773 | 0 |  | 0.26253 | 0 | 0.26253 | 13. $0.225 to $99,999.000 | 0 | 0 | 01. ($9,999.00) to $0.22 | 1 | 2220.3713 | 2215.3293 | 2210.2988 | 2205.2796 | 2200.2719 | 2195.2756 | 2190.2906 | 2185.3169 | 2180.3546 | 2175.4035 | 0 | 0 | 0 | 0 | 0 | 0 | 0 | 0 | 0 | 0 | 0 | 0 | 0 | 0 | 9909.4308 | 9886.9287 | 9864.4776 | 9842.0775 | 9819.7283 | 9797.4299 | 9775.1821 | 9752.9848 | 9730.8379 | 9708.7413 | 0 | 0 | 0 | 0 | 0 | 0 | 0 | 0 | 0 | 0 | 0 | 0 | 0 | 0 | 98087.8189 | 9909.4308 | 19796.3595 | 29660.8371 | 39502.9147 | 49322.643 | 59120.0729 | 68895.255 | 78648.2397 | 88379.0776 | 98087.8189 | 98087.8189 | 98087.8189 | 98087.8189 | 98087.8189 | 98087.8189 | 98087.8189 | 98087.8189 | 98087.8189 | 98087.8189 | 98087.8189 | 98087.8189 | 98087.8189 | 98087.8189 | 98087.8189 | 0 | 0 | 0 | 0 | 0 | 0 | 0 | 0 | 0 | 0 | 0 | 0 | 0 | 0 | 0 | 0 | 0 | 0 | 0 | 0 | 0 | 0 | 0 | 0 | 0 | 0 | 0 | 0 | 0 | 0 | 0 | 0 | 0 | 0 | 0 | 0 | 0 | 0 | 0 | 0 | 0 | 0 | 0 | 0 | 0 | 0 | 0 | 0 | 0 | 0 | 0 | 0 | 0 | 0 | 0 | 0 | 0 | 0 | 0 | 0 | 0 | 2.9247 | 5.8428 | 8.7543 | 11.6592 | 14.5574 | 17.4491 | 20.3342 | 23.2128 | 26.0848 | 28.9503 | 28.9503 | 28.9503 | 28.9503 | 28.9503 | 28.9503 | 28.9503 | 28.9503 | 28.9503 | 28.9503 | 28.9503 | 28.9503 | 28.9503 | 28.9503 | 28.9503 | 30368.7924 | 30299.8315 | 30231.0272 | 30162.3791 | 30093.887 | 30025.5503 | 29957.3689 | 29889.3423 | 29821.4701 | 29753.7521 | 0 | 0 | 0 | 0 | 0 | 0 | 0 | 0 | 0 | 0 | 0 | 0 | 0 | 0 | 300603.4008 | 0 | 0 | 0 | 0 | 0 | 0 | 0 | 0 | 0 | 0 | 0 | 0 | 0 | 0 | 0 | 0 | 0 | 0 | 0 | 0 | 0.001473% | 0.14595 | 0.29156 | 0.43685 | 0.5818 | 0.72643 | 0.87073 | 1.0147 | 1.1583 | 1.3017 | 1.4446 | 1.4446 | 1.4446 | 1.4446 | 1.4446 | 1.4446 | 1.4446 | 1.4446 | 1.4446 | 1.4446 | 1.4446 | 1.4446 | 1.4446 | 1.4446 | 1.4446
No | ResSFWx_4_1 | Measure_InputOutput | Based on the RTF workbook: ResSFWx_v4_1 | 2020 | Retro | 2022 | 2045 | PSE | Residential | Single Family | Electric | Per square foot of storm window area - Double Pane - E FAF |  |  | Windows - Add a Low-e Storm Window to an existing Double Paned Window - Heating Zone 1 (Electric FAF) |  | 3.741 | 20 | 11.0646 | 0 |  | 0 | 0 | 0 | 0 | 0 | 0 | 0 | 0 |  | 0 | 0 | 0 | Heating | Electric Furnace Heat | Storm Window | ResSpHtFAFZ1 | 0.02951% | 7.253% | 0% | 126.2624 |  | 17.96% | 5% | 85% | 6.8% | 0.2% | 3.2634 | 0.16253 | 0.34259 | 12.067 | 0 | 0 | 0 | 13.7748 | 0 |  | 0.31542 | 0 | 0.31542 | 13. $0.225 to $99,999.000 | 0 | 0 | 01. ($9,999.00) to $0.22 | 1 | 82043.0427 | 81856.7409 | 81670.8621 | 81485.4055 | 81300.3699 | 81115.7546 | 80931.5584 | 80747.7806 | 80564.42 | 80381.4759 | 0 | 0 | 0 | 0 | 0 | 0 | 0 | 0 | 0 | 0 | 0 | 0 | 0 | 0 | 306925.0809 | 306228.1212 | 305532.7441 | 304838.946 | 304146.7235 | 303456.0728 | 302766.9904 | 302079.4728 | 301393.5164 | 300709.1176 | 0 | 0 | 0 | 0 | 0 | 0 | 0 | 0 | 0 | 0 | 0 | 0 | 0 | 0 | 3038076.7856 | 306925.0809 | 613153.2021 | 918685.9462 | 1223524.8922 | 1527671.6157 | 1831127.6885 | 2133894.6789 | 2435974.1516 | 2737367.668 | 3038076.7856 | 3038076.7856 | 3038076.7856 | 3038076.7856 | 3038076.7856 | 3038076.7856 | 3038076.7856 | 3038076.7856 | 3038076.7856 | 3038076.7856 | 3038076.7856 | 3038076.7856 | 3038076.7856 | 3038076.7856 | 3038076.7856 | 0 | 0 | 0 | 0 | 0 | 0 | 0 | 0 | 0 | 0 | 0 | 0 | 0 | 0 | 0 | 0 | 0 | 0 | 0 | 0 | 0 | 0 | 0 | 0 | 0 | 0 | 0 | 0 | 0 | 0 | 0 | 0 | 0 | 0 | 0 | 0 | 0 | 0 | 0 | 0 | 0 | 0 | 0 | 0 | 0 | 0 | 0 | 0 | 0 | 0 | 0 | 0 | 0 | 0 | 0 | 0 | 0 | 0 | 0 | 0 | 0 | 90.5881 | 180.9705 | 271.1476 | 361.12 | 450.888 | 540.4522 | 629.8131 | 718.971 | 807.9265 | 896.6799 | 896.6799 | 896.6799 | 896.6799 | 896.6799 | 896.6799 | 896.6799 | 896.6799 | 896.6799 | 896.6799 | 896.6799 | 896.6799 | 896.6799 | 896.6799 | 896.6799 | 1130128.7325 | 1127562.4573 | 1125002.0095 | 1122447.376 | 1119898.5435 | 1117355.4988 | 1114818.2288 | 1112286.7204 | 1109760.9606 | 1107240.9361 | 0 | 0 | 0 | 0 | 0 | 0 | 0 | 0 | 0 | 0 | 0 | 0 | 0 | 0 | 11186501.4635 | 0 | 0 | 0 | 0 | 0 | 0 | 0 | 0 | 0 | 0 | 0 | 0 | 0 | 0 | 0 | 0 | 0 | 0 | 0 | 0 | 0.001473% | 4.5204 | 9.0306 | 13.5305 | 18.0202 | 22.4997 | 26.969 | 31.4282 | 35.8772 | 40.3162 | 44.7451 | 44.7451 | 44.7451 | 44.7451 | 44.7451 | 44.7451 | 44.7451 | 44.7451 | 44.7451 | 44.7451 | 44.7451 | 44.7451 | 44.7451 | 44.7451 | 44.7451
No | ResSFWx_4_1 | Measure_InputOutput | Based on the RTF workbook: ResSFWx_v4_1 | 2020 | Retro | 2022 | 2045 | PSE | Residential | Single Family | Electric | Per square foot of window area - Single Pane Baseline - Zonal or DHP |  |  | Windows - Single Pane to Class 30 - Heating Zone 1 (Zonal or DHP) |  | 3.9543 | 45 | 25.4836 | 0 |  | 0 | 0 | 0 | 0 | 0 | 0 | 0 | 0 |  | 0 | 0 | 0 | Heat Pump | Electric Zonal Heat or Ductless Heat Pump | Window | ResSpHtBBZ1 | 0.02856% | 14.92% | 0% | 252.5247 |  | 1.944% | 2.222% | 85% | 6.8% | 0.2% | 8.1776 | 0.16626 | 0.83439 | 22.7846 | 0 | 0 | 0 | 26.8807 | 0 |  | 0.58233 | 0 | 0.58233 | 13. $0.225 to $99,999.000 | 0 | 0 | 01. ($9,999.00) to $0.22 | 1 | 36533.714 | 36450.754 | 36367.9823 | 36285.3985 | 36203.0023 | 36120.7932 | 36038.7708 | 35956.9346 | 35875.2843 | 35793.8194 | 0 | 0 | 0 | 0 | 0 | 0 | 0 | 0 | 0 | 0 | 0 | 0 | 0 | 0 | 144464.6433 | 144136.5957 | 143809.293 | 143482.7335 | 143156.9156 | 142831.8376 | 142507.4977 | 142183.8944 | 141861.0258 | 141538.8905 | 0 | 0 | 0 | 0 | 0 | 0 | 0 | 0 | 0 | 0 | 0 | 0 | 0 | 0 | 1429973.3271 | 144464.6433 | 288601.239 | 432410.532 | 575893.2655 | 719050.1812 | 861882.0188 | 1004389.5165 | 1146573.4108 | 1288434.4367 | 1429973.3271 | 1429973.3271 | 1429973.3271 | 1429973.3271 | 1429973.3271 | 1429973.3271 | 1429973.3271 | 1429973.3271 | 1429973.3271 | 1429973.3271 | 1429973.3271 | 1429973.3271 | 1429973.3271 | 1429973.3271 | 1429973.3271 | 0 | 0 | 0 | 0 | 0 | 0 | 0 | 0 | 0 | 0 | 0 | 0 | 0 | 0 | 0 | 0 | 0 | 0 | 0 | 0 | 0 | 0 | 0 | 0 | 0 | 0 | 0 | 0 | 0 | 0 | 0 | 0 | 0 | 0 | 0 | 0 | 0 | 0 | 0 | 0 | 0 | 0 | 0 | 0 | 0 | 0 | 0 | 0 | 0 | 0 | 0 | 0 | 0 | 0 | 0 | 0 | 0 | 0 | 0 | 0 | 0 | 41.263 | 82.4323 | 123.5082 | 164.4907 | 205.3802 | 246.1768 | 286.8809 | 327.4924 | 368.0118 | 408.4391 | 408.4391 | 408.4391 | 408.4391 | 408.4391 | 408.4391 | 408.4391 | 408.4391 | 408.4391 | 408.4391 | 408.4391 | 408.4391 | 408.4391 | 408.4391 | 408.4391 | 982051.4372 | 979821.4131 | 977596.453 | 975376.5452 | 973161.6784 | 970951.8411 | 968747.0218 | 966547.2092 | 964352.3918 | 962162.5584 | 0 | 0 | 0 | 0 | 0 | 0 | 0 | 0 | 0 | 0 | 0 | 0 | 0 | 0 | 9720768.5492 | 0 | 0 | 0 | 0 | 0 | 0 | 0 | 0 | 0 | 0 | 0 | 0 | 0 | 0 | 0 | 0 | 0 | 0 | 0 | 0 | 0.0003665% | 0.52947 | 1.0577 | 1.5848 | 2.1107 | 2.6354 | 3.1588 | 3.6811 | 4.2022 | 4.7222 | 5.2409 | 5.2409 | 5.2409 | 5.2409 | 5.2409 | 5.2409 | 5.2409 | 5.2409 | 5.2409 | 5.2409 | 5.2409 | 5.2409 | 5.2409 | 5.2409 | 5.2409
No | ResSFWx_4_1 | Measure_InputOutput | Based on the RTF workbook: ResSFWx_v4_1 | 2020 | Retro | 2022 | 2045 | PSE | Residential | Single Family | Electric | Per square foot of window area - Double Pane Baseline - Zonal or DHP |  |  | Windows - Double Pane to Class 30 - Heating Zone 1 (Zonal or DHP) |  | 2.5712 | 45 | 25.4836 | 0 |  | 0 | 0 | 0 | 0 | 0 | 0 | 0 | 0 |  | 0 | 0 | 0 | Heat Pump | Electric Zonal Heat or Ductless Heat Pump | Window | ResSpHtBBZ1 | 0.02856% | 14.92% | 0% | 252.5247 |  | 71.84% | 2.222% | 85% | 6.8% | 0.2% | 5.3174 | 0.10811 | 0.54255 | 22.7846 | 0 | 0 | 0 | 27.2307 | 0 |  | 0.90723 | 0 | 0.90723 | 13. $0.225 to $99,999.000 | 0 | 0 | 01. ($9,999.00) to $0.22 | 1 | 1349926.076 | 1346860.6891 | 1343802.263 | 1340750.782 | 1337706.2302 | 1334668.5919 | 1331637.8514 | 1328613.9931 | 1325597.0013 | 1322586.8604 | 0 | 0 | 0 | 0 | 0 | 0 | 0 | 0 | 0 | 0 | 0 | 0 | 0 | 0 | 3470960.6053 | 3463078.8128 | 3455214.9182 | 3447368.8808 | 3439540.66 | 3431730.2154 | 3423937.5066 | 3416162.4933 | 3408405.1354 | 3400665.3927 | 0 | 0 | 0 | 0 | 0 | 0 | 0 | 0 | 0 | 0 | 0 | 0 | 0 | 0 | 34357064.6203 | 3470960.6053 | 6934039.4181 | 10389254.3363 | 13836623.2171 | 17276163.877 | 20707894.0924 | 24131831.599 | 27547994.0923 | 30956399.2276 | 34357064.6203 | 34357064.6203 | 34357064.6203 | 34357064.6203 | 34357064.6203 | 34357064.6203 | 34357064.6203 | 34357064.6203 | 34357064.6203 | 34357064.6203 | 34357064.6203 | 34357064.6203 | 34357064.6203 | 34357064.6203 | 34357064.6203 | 0 | 0 | 0 | 0 | 0 | 0 | 0 | 0 | 0 | 0 | 0 | 0 | 0 | 0 | 0 | 0 | 0 | 0 | 0 | 0 | 0 | 0 | 0 | 0 | 0 | 0 | 0 | 0 | 0 | 0 | 0 | 0 | 0 | 0 | 0 | 0 | 0 | 0 | 0 | 0 | 0 | 0 | 0 | 0 | 0 | 0 | 0 | 0 | 0 | 0 | 0 | 0 | 0 | 0 | 0 | 0 | 0 | 0 | 0 | 0 | 0 | 991.4004 | 1980.5495 | 2967.4524 | 3952.1144 | 4934.5403 | 5914.7354 | 6892.7047 | 7868.4533 | 8841.9861 | 9813.3083 | 9813.3083 | 9813.3083 | 9813.3083 | 9813.3083 | 9813.3083 | 9813.3083 | 9813.3083 | 9813.3083 | 9813.3083 | 9813.3083 | 9813.3083 | 9813.3083 | 9813.3083 | 9813.3083 | 36759403.9694 | 36675931.4022 | 36592648.383 | 36509554.4813 | 36426649.2676 | 36343932.3136 | 36261403.1916 | 36179061.4753 | 36096906.739 | 36014938.5581 | 0 | 0 | 0 | 0 | 0 | 0 | 0 | 0 | 0 | 0 | 0 | 0 | 0 | 0 | 363860429.7811 | 0 | 0 | 0 | 0 | 0 | 0 | 0 | 0 | 0 | 0 | 0 | 0 | 0 | 0 | 0 | 0 | 0 | 0 | 0 | 0 | 0.0003665% | 12.7212 | 25.4136 | 38.0771 | 50.7119 | 63.318 | 75.8955 | 88.4444 | 100.9648 | 113.4568 | 125.9204 | 125.9204 | 125.9204 | 125.9204 | 125.9204 | 125.9204 | 125.9204 | 125.9204 | 125.9204 | 125.9204 | 125.9204 | 125.9204 | 125.9204 | 125.9204 | 125.9204
No | ResSFWx_4_1 | Measure_InputOutput | Based on the RTF workbook: ResSFWx_v4_1 | 2020 | Retro | 2022 | 2045 | PSE | Residential | Single Family | Electric | Per square foot of window area - Single Pane Baseline - Zonal or DHP |  |  | Windows - Single Pane to Class 22 - Heating Zone 1 (Zonal or DHP) |  | 0.45928 | 45 | 4.1164 | 0 |  | 0 | 0 | 0 | 0 | 0 | 0 | 0 | 0 |  | 0 | 0 | 0 | Heat Pump | Electric Zonal Heat or Ductless Heat Pump | Window | ResSpHtBBZ1 | 0.02856% | 14.92% | 0% | 252.5247 |  | 0.3889% | 2.222% | 85% | 6.8% | 0.2% | 0.94981 | 0.01931 | 0.096912 | 3.6804 | 0 | 0 | 0 | 4.3875 | 0 |  | 0.81834 | 0 | 0.81834 | 13. $0.225 to $99,999.000 | 0 | 0 | 01. ($9,999.00) to $0.22 | 1 | 7306.7428 | 7290.1508 | 7273.5965 | 7257.0797 | 7240.6005 | 7224.1586 | 7207.7542 | 7191.3869 | 7175.0569 | 7158.7639 | 0 | 0 | 0 | 0 | 0 | 0 | 0 | 0 | 0 | 0 | 0 | 0 | 0 | 0 | 3355.8276 | 3348.2073 | 3340.6042 | 3333.0184 | 3325.4499 | 3317.8985 | 3310.3643 | 3302.8472 | 3295.3471 | 3287.8641 | 0 | 0 | 0 | 0 | 0 | 0 | 0 | 0 | 0 | 0 | 0 | 0 | 0 | 0 | 33217.4286 | 3355.8276 | 6704.0349 | 10044.6391 | 13377.6575 | 16703.1074 | 20021.0059 | 23331.3702 | 26634.2174 | 29929.5645 | 33217.4286 | 33217.4286 | 33217.4286 | 33217.4286 | 33217.4286 | 33217.4286 | 33217.4286 | 33217.4286 | 33217.4286 | 33217.4286 | 33217.4286 | 33217.4286 | 33217.4286 | 33217.4286 | 33217.4286 | 0 | 0 | 0 | 0 | 0 | 0 | 0 | 0 | 0 | 0 | 0 | 0 | 0 | 0 | 0 | 0 | 0 | 0 | 0 | 0 | 0 | 0 | 0 | 0 | 0 | 0 | 0 | 0 | 0 | 0 | 0 | 0 | 0 | 0 | 0 | 0 | 0 | 0 | 0 | 0 | 0 | 0 | 0 | 0 | 0 | 0 | 0 | 0 | 0 | 0 | 0 | 0 | 0 | 0 | 0 | 0 | 0 | 0 | 0 | 0 | 0 | 0.95852 | 1.9149 | 2.869 | 3.821 | 4.7709 | 5.7185 | 6.6641 | 7.6075 | 8.5487 | 9.4878 | 9.4878 | 9.4878 | 9.4878 | 9.4878 | 9.4878 | 9.4878 | 9.4878 | 9.4878 | 9.4878 | 9.4878 | 9.4878 | 9.4878 | 9.4878 | 9.4878 | 32057.9887 | 31985.192 | 31912.5606 | 31840.0942 | 31767.7923 | 31695.6546 | 31623.6807 | 31551.8702 | 31480.2228 | 31408.7381 | 0 | 0 | 0 | 0 | 0 | 0 | 0 | 0 | 0 | 0 | 0 | 0 | 0 | 0 | 317323.7939 | 0 | 0 | 0 | 0 | 0 | 0 | 0 | 0 | 0 | 0 | 0 | 0 | 0 | 0 | 0 | 0 | 0 | 0 | 0 | 0 | 0.0003665% | 0.012299 | 0.024571 | 0.036814 | 0.04903 | 0.061218 | 0.073378 | 0.085511 | 0.097616 | 0.10969 | 0.12174 | 0.12174 | 0.12174 | 0.12174 | 0.12174 | 0.12174 | 0.12174 | 0.12174 | 0.12174 | 0.12174 | 0.12174 | 0.12174 | 0.12174 | 0.12174 | 0.12174
No | ResSFWx_4_1 | Measure_InputOutput | Based on the RTF workbook: ResSFWx_v4_1 | 2020 | Retro | 2022 | 2045 | PSE | Residential | Single Family | Electric | Per square foot of window area - Double Pane Baseline - Zonal or DHP |  |  | Windows - Double Pane to Class 22 - Heating Zone 1 (Zonal or DHP) |  | 0.48171 | 45 | 4.1164 | 0 |  | 0 | 0 | 0 | 0 | 0 | 0 | 0 | 0 |  | 0 | 0 | 0 | Heat Pump | Electric Zonal Heat or Ductless Heat Pump | Window | ResSpHtBBZ1 | 0.02856% | 14.92% | 0% | 252.5247 |  | 14.37% | 2.222% | 85% | 6.8% | 0.2% | 0.99619 | 0.020253 | 0.10164 | 3.6804 | 0 | 0 | 0 | 4.3818 | 0 |  | 0.77923 | 0 | 0.77923 | 13. $0.225 to $99,999.000 | 0 | 0 | 01. ($9,999.00) to $0.22 | 1 | 269985.2152 | 269372.1378 | 268760.4526 | 268150.1564 | 267541.246 | 266933.7184 | 266327.5703 | 265722.7986 | 265119.4003 | 264517.3721 | 0 | 0 | 0 | 0 | 0 | 0 | 0 | 0 | 0 | 0 | 0 | 0 | 0 | 0 | 130053.9051 | 129758.5812 | 129463.9278 | 129169.9435 | 128876.6268 | 128583.9762 | 128291.9901 | 128000.6671 | 127710.0055 | 127420.004 | 0 | 0 | 0 | 0 | 0 | 0 | 0 | 0 | 0 | 0 | 0 | 0 | 0 | 0 | 1287329.6274 | 130053.9051 | 259812.4863 | 389276.4141 | 518446.3576 | 647322.9845 | 775906.9607 | 904198.9508 | 1032199.6178 | 1159909.6234 | 1287329.6274 | 1287329.6274 | 1287329.6274 | 1287329.6274 | 1287329.6274 | 1287329.6274 | 1287329.6274 | 1287329.6274 | 1287329.6274 | 1287329.6274 | 1287329.6274 | 1287329.6274 | 1287329.6274 | 1287329.6274 | 1287329.6274 | 0 | 0 | 0 | 0 | 0 | 0 | 0 | 0 | 0 | 0 | 0 | 0 | 0 | 0 | 0 | 0 | 0 | 0 | 0 | 0 | 0 | 0 | 0 | 0 | 0 | 0 | 0 | 0 | 0 | 0 | 0 | 0 | 0 | 0 | 0 | 0 | 0 | 0 | 0 | 0 | 0 | 0 | 0 | 0 | 0 | 0 | 0 | 0 | 0 | 0 | 0 | 0 | 0 | 0 | 0 | 0 | 0 | 0 | 0 | 0 | 0 | 37.1469 | 74.2095 | 111.1879 | 148.0823 | 184.893 | 221.62 | 258.2637 | 294.8242 | 331.3016 | 367.6962 | 367.6962 | 367.6962 | 367.6962 | 367.6962 | 367.6962 | 367.6962 | 367.6962 | 367.6962 | 367.6962 | 367.6962 | 367.6962 | 367.6962 | 367.6962 | 367.6962 | 1183014.9768 | 1180328.6085 | 1177648.3404 | 1174974.1585 | 1172306.0492 | 1169643.9985 | 1166987.9928 | 1164338.0183 | 1161694.0613 | 1159056.1081 | 0 | 0 | 0 | 0 | 0 | 0 | 0 | 0 | 0 | 0 | 0 | 0 | 0 | 0 | 11709992.3124 | 0 | 0 | 0 | 0 | 0 | 0 | 0 | 0 | 0 | 0 | 0 | 0 | 0 | 0 | 0 | 0 | 0 | 0 | 0 | 0 | 0.0003665% | 0.47665 | 0.95223 | 1.4267 | 1.9001 | 2.3725 | 2.8437 | 3.3139 | 3.7831 | 4.2511 | 4.7181 | 4.7181 | 4.7181 | 4.7181 | 4.7181 | 4.7181 | 4.7181 | 4.7181 | 4.7181 | 4.7181 | 4.7181 | 4.7181 | 4.7181 | 4.7181 | 4.7181
No | ResSFWx_4_1 | Measure_InputOutput | Based on the RTF workbook: ResSFWx_v4_1 | 2020 | Retro | 2022 | 2045 | PSE | Residential | Single Family | Electric | Per square foot of window area - Class 30 Baseline - Zonal or DHP |  |  | Windows - Class 30 to Class 22 - Heating Zone 1 (Zonal or DHP) |  | 0.4729 | 45 | 6.6891 | 0 |  | 0 | 0 | 0 | 0 | 0 | 0 | 0 | 0 |  | 0 | 0 | 0 | Heat Pump | Electric Zonal Heat or Ductless Heat Pump | Window | ResSpHtBBZ1 | 0.02856% | 14.92% | 0% | 252.5247 |  | 0.4861% | 2.222% | 85% | 6.8% | 0.2% | 0.97798 | 0.019883 | 0.099787 | 5.9807 | 0 | 0 | 0 | 7.1988 | 0 |  | 1.304 | 0 | 1.304 | 13. $0.225 to $99,999.000 | 0 | 0 | 01. ($9,999.00) to $0.22 | 1 | 9133.4285 | 9112.6885 | 9091.9956 | 9071.3496 | 9050.7506 | 9030.1983 | 9009.6927 | 8989.2337 | 8968.8211 | 8948.4548 | 0 | 0 | 0 | 0 | 0 | 0 | 0 | 0 | 0 | 0 | 0 | 0 | 0 | 0 | 4319.2152 | 4309.4072 | 4299.6215 | 4289.858 | 4280.1166 | 4270.3974 | 4260.7003 | 4251.0252 | 4241.372 | 4231.7408 | 0 | 0 | 0 | 0 | 0 | 0 | 0 | 0 | 0 | 0 | 0 | 0 | 0 | 0 | 42753.4542 | 4319.2152 | 8628.6224 | 12928.2439 | 17218.1018 | 21498.2185 | 25768.6159 | 30029.3162 | 34280.3414 | 38521.7134 | 42753.4542 | 42753.4542 | 42753.4542 | 42753.4542 | 42753.4542 | 42753.4542 | 42753.4542 | 42753.4542 | 42753.4542 | 42753.4542 | 42753.4542 | 42753.4542 | 42753.4542 | 42753.4542 | 42753.4542 | 0 | 0 | 0 | 0 | 0 | 0 | 0 | 0 | 0 | 0 | 0 | 0 | 0 | 0 | 0 | 0 | 0 | 0 | 0 | 0 | 0 | 0 | 0 | 0 | 0 | 0 | 0 | 0 | 0 | 0 | 0 | 0 | 0 | 0 | 0 | 0 | 0 | 0 | 0 | 0 | 0 | 0 | 0 | 0 | 0 | 0 | 0 | 0 | 0 | 0 | 0 | 0 | 0 | 0 | 0 | 0 | 0 | 0 | 0 | 0 | 0 | 1.2337 | 2.4646 | 3.6927 | 4.918 | 6.1405 | 7.3602 | 8.5772 | 9.7914 | 11.0028 | 12.2115 | 12.2115 | 12.2115 | 12.2115 | 12.2115 | 12.2115 | 12.2115 | 12.2115 | 12.2115 | 12.2115 | 12.2115 | 12.2115 | 12.2115 | 12.2115 | 12.2115 | 65749.7444 | 65600.4411 | 65451.4769 | 65302.8509 | 65154.5624 | 65006.6106 | 64858.9948 | 64711.7142 | 64564.7681 | 64418.1556 | 0 | 0 | 0 | 0 | 0 | 0 | 0 | 0 | 0 | 0 | 0 | 0 | 0 | 0 | 650819.3192 | 0 | 0 | 0 | 0 | 0 | 0 | 0 | 0 | 0 | 0 | 0 | 0 | 0 | 0 | 0 | 0 | 0 | 0 | 0 | 0 | 0.0003665% | 0.01583 | 0.031624 | 0.047383 | 0.063105 | 0.078792 | 0.094443 | 0.11006 | 0.12564 | 0.14118 | 0.15669 | 0.15669 | 0.15669 | 0.15669 | 0.15669 | 0.15669 | 0.15669 | 0.15669 | 0.15669 | 0.15669 | 0.15669 | 0.15669 | 0.15669 | 0.15669 | 0.15669
No | ResSFWx_4_1 | Measure_InputOutput | Based on the RTF workbook: ResSFWx_v4_1 | 2020 | Retro | 2022 | 2045 | PSE | Residential | Single Family | Electric | Per square foot of storm window area - Single Pane - Zonal or DHP |  |  | Windows - Add a Low-e Storm Window to an existing Single Paned Window - Heating Zone 1 (Zonal or DHP) |  | 4.0609 | 20 | 11.0646 | 0 |  | 0 | 0 | 0 | 0 | 0 | 0 | 0 | 0 |  | 0 | 0 | 0 | Heat Pump | Electric Zonal Heat or Ductless Heat Pump | Storm Window | ResSpHtBBZ1 | 0.02856% | 14.92% | 0% | 126.2624 |  | 0.4861% | 5% | 85% | 6.8% | 0.2% | 3.5424 | 0.17074 | 0.37131 | 12.067 | 0 | 0 | 0 | 13.7379 | 0 |  | 0.2898 | 0 | 0.2898 | 13. $0.225 to $99,999.000 | 0 | 0 | 01. ($9,999.00) to $0.22 | 1 | 4566.7143 | 4556.3442 | 4545.9978 | 4535.6748 | 4525.3753 | 4515.0992 | 4504.8464 | 4494.6168 | 4484.4105 | 4474.2274 | 0 | 0 | 0 | 0 | 0 | 0 | 0 | 0 | 0 | 0 | 0 | 0 | 0 | 0 | 18544.7449 | 18502.6339 | 18460.6184 | 18418.6984 | 18376.8736 | 18335.1437 | 18293.5086 | 18251.968 | 18210.5218 | 18169.1697 | 0 | 0 | 0 | 0 | 0 | 0 | 0 | 0 | 0 | 0 | 0 | 0 | 0 | 0 | 183563.881 | 18544.7449 | 37047.3788 | 55507.9972 | 73926.6956 | 92303.5692 | 110638.7129 | 128932.2215 | 147184.1895 | 165394.7113 | 183563.881 | 183563.881 | 183563.881 | 183563.881 | 183563.881 | 183563.881 | 183563.881 | 183563.881 | 183563.881 | 183563.881 | 183563.881 | 183563.881 | 183563.881 | 183563.881 | 183563.881 | 0 | 0 | 0 | 0 | 0 | 0 | 0 | 0 | 0 | 0 | 0 | 0 | 0 | 0 | 0 | 0 | 0 | 0 | 0 | 0 | 0 | 0 | 0 | 0 | 0 | 0 | 0 | 0 | 0 | 0 | 0 | 0 | 0 | 0 | 0 | 0 | 0 | 0 | 0 | 0 | 0 | 0 | 0 | 0 | 0 | 0 | 0 | 0 | 0 | 0 | 0 | 0 | 0 | 0 | 0 | 0 | 0 | 0 | 0 | 0 | 0 | 5.2969 | 10.5817 | 15.8546 | 21.1155 | 26.3644 | 31.6014 | 36.8265 | 42.0398 | 47.2412 | 52.4308 | 52.4308 | 52.4308 | 52.4308 | 52.4308 | 52.4308 | 52.4308 | 52.4308 | 52.4308 | 52.4308 | 52.4308 | 52.4308 | 52.4308 | 52.4308 | 52.4308 | 62737.0781 | 62594.6159 | 62452.4772 | 62310.6613 | 62169.1674 | 62027.9949 | 61887.1428 | 61746.6107 | 61606.3976 | 61466.503 | 0 | 0 | 0 | 0 | 0 | 0 | 0 | 0 | 0 | 0 | 0 | 0 | 0 | 0 | 620998.649 | 0 | 0 | 0 | 0 | 0 | 0 | 0 | 0 | 0 | 0 | 0 | 0 | 0 | 0 | 0 | 0 | 0 | 0 | 0 | 0 | 0.0003665% | 0.067967 | 0.13578 | 0.20344 | 0.27095 | 0.3383 | 0.4055 | 0.47254 | 0.53944 | 0.60618 | 0.67277 | 0.67277 | 0.67277 | 0.67277 | 0.67277 | 0.67277 | 0.67277 | 0.67277 | 0.67277 | 0.67277 | 0.67277 | 0.67277 | 0.67277 | 0.67277 | 0.67277
No | ResSFWx_4_1 | Measure_InputOutput | Based on the RTF workbook: ResSFWx_v4_1 | 2020 | Retro | 2022 | 2045 | PSE | Residential | Single Family | Electric | Per square foot of storm window area - Double Pane - Zonal or DHP |  |  | Windows - Add a Low-e Storm Window to an existing Double Paned Window - Heating Zone 1 (Zonal or DHP) |  | 3.7828 | 20 | 11.0646 | 0 |  | 0 | 0 | 0 | 0 | 0 | 0 | 0 | 0 |  | 0 | 0 | 0 | Heat Pump | Electric Zonal Heat or Ductless Heat Pump | Storm Window | ResSpHtBBZ1 | 0.02856% | 14.92% | 0% | 126.2624 |  | 17.96% | 5% | 85% | 6.8% | 0.2% | 3.2998 | 0.15905 | 0.34589 | 12.067 | 0 | 0 | 0 | 13.775 | 0 |  | 0.31195 | 0 | 0.31195 | 13. $0.225 to $99,999.000 | 0 | 0 | 01. ($9,999.00) to $0.22 | 1 | 168740.7595 | 168357.5861 | 167975.2829 | 167593.8477 | 167213.2788 | 166833.574 | 166454.7314 | 166076.7491 | 165699.6252 | 165323.3575 | 0 | 0 | 0 | 0 | 0 | 0 | 0 | 0 | 0 | 0 | 0 | 0 | 0 | 0 | 638310.3336 | 636860.8704 | 635414.6987 | 633971.8108 | 632532.1995 | 631095.8572 | 629662.7765 | 628232.9501 | 626806.3705 | 625383.0303 | 0 | 0 | 0 | 0 | 0 | 0 | 0 | 0 | 0 | 0 | 0 | 0 | 0 | 0 | 6318270.8976 | 638310.3336 | 1275171.204 | 1910585.9027 | 2544557.7135 | 3177089.913 | 3808185.7702 | 4437848.5468 | 5066081.4969 | 5692887.8673 | 6318270.8976 | 6318270.8976 | 6318270.8976 | 6318270.8976 | 6318270.8976 | 6318270.8976 | 6318270.8976 | 6318270.8976 | 6318270.8976 | 6318270.8976 | 6318270.8976 | 6318270.8976 | 6318270.8976 | 6318270.8976 | 6318270.8976 | 0 | 0 | 0 | 0 | 0 | 0 | 0 | 0 | 0 | 0 | 0 | 0 | 0 | 0 | 0 | 0 | 0 | 0 | 0 | 0 | 0 | 0 | 0 | 0 | 0 | 0 | 0 | 0 | 0 | 0 | 0 | 0 | 0 | 0 | 0 | 0 | 0 | 0 | 0 | 0 | 0 | 0 | 0 | 0 | 0 | 0 | 0 | 0 | 0 | 0 | 0 | 0 | 0 | 0 | 0 | 0 | 0 | 0 | 0 | 0 | 0 | 182.3187 | 364.2234 | 545.7151 | 726.7946 | 907.4629 | 1087.721 | 1267.5697 | 1447.0101 | 1626.043 | 1804.6693 | 1804.6693 | 1804.6693 | 1804.6693 | 1804.6693 | 1804.6693 | 1804.6693 | 1804.6693 | 1804.6693 | 1804.6693 | 1804.6693 | 1804.6693 | 1804.6693 | 1804.6693 | 1804.6693 | 2324407.2728 | 2319129.0522 | 2313862.8173 | 2308608.5409 | 2303366.1958 | 2298135.7549 | 2292917.1912 | 2287710.4777 | 2282515.5876 | 2277332.4939 | 0 | 0 | 0 | 0 | 0 | 0 | 0 | 0 | 0 | 0 | 0 | 0 | 0 | 0 | 23007985.3845 | 0 | 0 | 0 | 0 | 0 | 0 | 0 | 0 | 0 | 0 | 0 | 0 | 0 | 0 | 0 | 0 | 0 | 0 | 0 | 0 | 0.0003665% | 2.3394 | 4.6736 | 7.0024 | 9.3259 | 11.6442 | 13.9572 | 16.2649 | 18.5674 | 20.8647 | 23.1568 | 23.1568 | 23.1568 | 23.1568 | 23.1568 | 23.1568 | 23.1568 | 23.1568 | 23.1568 | 23.1568 | 23.1568 | 23.1568 | 23.1568 | 23.1568 | 23.1568
No | ResSFWx_4_1 | Measure_InputOutput | Based on the RTF workbook: ResSFWx_v4_1 | 2020 | Retro | 2022 | 2045 | PSE | Residential | Single Family | Electric | Per square foot of window area - Single Pane Baseline - HP |  |  | Windows - Single Pane to Class 30 - Heating Zone 1 (Heat Pump) |  | 2.2986 | 45 | 25.4836 | 0 |  | 0 | 0 | 0 | 0 | 0 | 0 | 0 | 0 |  | 0 | 0 | 0 | Heat Pump | Heat Pump | Window | ResSpHtHPZ1 | 0.03002% | 9.34% | 0% | 252.5247 |  | 1.944% | 2.222% | 85% | 6.8% | 0.2% | 4.7536 | 0.10159 | 0.48551 | 22.7846 | 0 | 0 | 0 | 27.2942 | 0 |  | 1.0172 | 0 | 1.0172 | 13. $0.225 to $99,999.000 | 0 | 0 | 01. ($9,999.00) to $0.22 | 1 | 22874.6647 | 22822.7213 | 22770.8959 | 22719.1882 | 22667.5978 | 22616.1247 | 22564.7684 | 22513.5288 | 22462.4055 | 22411.3983 | 0 | 0 | 0 | 0 | 0 | 0 | 0 | 0 | 0 | 0 | 0 | 0 | 0 | 0 | 52579.0442 | 52459.6487 | 52340.5243 | 52221.6704 | 52103.0864 | 51984.7717 | 51866.7257 | 51748.9477 | 51631.4371 | 51514.1934 | 0 | 0 | 0 | 0 | 0 | 0 | 0 | 0 | 0 | 0 | 0 | 0 | 0 | 0 | 520450.0497 | 52579.0442 | 105038.6929 | 157379.2172 | 209600.8876 | 261703.9741 | 313688.7458 | 365555.4714 | 417304.4191 | 468935.8563 | 520450.0497 | 520450.0497 | 520450.0497 | 520450.0497 | 520450.0497 | 520450.0497 | 520450.0497 | 520450.0497 | 520450.0497 | 520450.0497 | 520450.0497 | 520450.0497 | 520450.0497 | 520450.0497 | 520450.0497 | 0 | 0 | 0 | 0 | 0 | 0 | 0 | 0 | 0 | 0 | 0 | 0 | 0 | 0 | 0 | 0 | 0 | 0 | 0 | 0 | 0 | 0 | 0 | 0 | 0 | 0 | 0 | 0 | 0 | 0 | 0 | 0 | 0 | 0 | 0 | 0 | 0 | 0 | 0 | 0 | 0 | 0 | 0 | 0 | 0 | 0 | 0 | 0 | 0 | 0 | 0 | 0 | 0 | 0 | 0 | 0 | 0 | 0 | 0 | 0 | 0 | 15.7862 | 31.5365 | 47.2511 | 62.93 | 78.5733 | 94.181 | 109.7533 | 125.2903 | 140.792 | 156.2584 | 156.2584 | 156.2584 | 156.2584 | 156.2584 | 156.2584 | 156.2584 | 156.2584 | 156.2584 | 156.2584 | 156.2584 | 156.2584 | 156.2584 | 156.2584 | 156.2584 | 624346.5213 | 622928.7669 | 621514.2319 | 620102.909 | 618694.7909 | 617289.8704 | 615888.1401 | 614489.5928 | 613094.2213 | 611702.0184 | 0 | 0 | 0 | 0 | 0 | 0 | 0 | 0 | 0 | 0 | 0 | 0 | 0 | 0 | 6180051.0631 | 0 | 0 | 0 | 0 | 0 | 0 | 0 | 0 | 0 | 0 | 0 | 0 | 0 | 0 | 0 | 0 | 0 | 0 | 0 | 0 | 0.003628% | 1.9074 | 3.8104 | 5.7091 | 7.6035 | 9.4937 | 11.3795 | 13.261 | 15.1383 | 17.0113 | 18.88 | 18.88 | 18.88 | 18.88 | 18.88 | 18.88 | 18.88 | 18.88 | 18.88 | 18.88 | 18.88 | 18.88 | 18.88 | 18.88 | 18.88
No | ResSFWx_4_1 | Measure_InputOutput | Based on the RTF workbook: ResSFWx_v4_1 | 2020 | Retro | 2022 | 2045 | PSE | Residential | Single Family | Electric | Per square foot of window area - Double Pane Baseline - HP |  |  | Windows - Double Pane to Class 30 - Heating Zone 1 (Heat Pump) |  | 1.7731 | 45 | 25.4836 | 0 |  | 0 | 0 | 0 | 0 | 0 | 0 | 0 | 0 |  | 0 | 0 | 0 | Heat Pump | Heat Pump | Window | ResSpHtHPZ1 | 0.03002% | 9.34% | 0% | 252.5247 |  | 71.84% | 2.222% | 85% | 6.8% | 0.2% | 3.6668 | 0.078362 | 0.37452 | 22.7846 | 0 | 0 | 0 | 27.4285 | 0 |  | 1.3252 | 0 | 1.3252 | 13. $0.225 to $99,999.000 | 0 | 0 | 01. ($9,999.00) to $0.22 | 1 | 845222.2038 | 843302.889 | 841387.9326 | 839477.3246 | 837571.0552 | 835669.1145 | 833771.4927 | 831878.18 | 829989.1666 | 828104.4427 | 0 | 0 | 0 | 0 | 0 | 0 | 0 | 0 | 0 | 0 | 0 | 0 | 0 | 0 | 1498639.8381 | 1495236.7548 | 1491841.3991 | 1488453.7536 | 1485073.8006 | 1481701.5228 | 1478336.9027 | 1474979.9229 | 1471630.5661 | 1468288.8149 | 0 | 0 | 0 | 0 | 0 | 0 | 0 | 0 | 0 | 0 | 0 | 0 | 0 | 0 | 14834183.2757 | 1498639.8381 | 2993876.5929 | 4485717.9921 | 5974171.7457 | 7459245.5463 | 8940947.0691 | 10419283.9718 | 11894263.8947 | 13365894.4608 | 14834183.2757 | 14834183.2757 | 14834183.2757 | 14834183.2757 | 14834183.2757 | 14834183.2757 | 14834183.2757 | 14834183.2757 | 14834183.2757 | 14834183.2757 | 14834183.2757 | 14834183.2757 | 14834183.2757 | 14834183.2757 | 14834183.2757 | 0 | 0 | 0 | 0 | 0 | 0 | 0 | 0 | 0 | 0 | 0 | 0 | 0 | 0 | 0 | 0 | 0 | 0 | 0 | 0 | 0 | 0 | 0 | 0 | 0 | 0 | 0 | 0 | 0 | 0 | 0 | 0 | 0 | 0 | 0 | 0 | 0 | 0 | 0 | 0 | 0 | 0 | 0 | 0 | 0 | 0 | 0 | 0 | 0 | 0 | 0 | 0 | 0 | 0 | 0 | 0 | 0 | 0 | 0 | 0 | 0 | 449.9474 | 898.873 | 1346.7793 | 1793.6684 | 2239.5428 | 2684.4046 | 3128.2563 | 3571.1001 | 4012.9383 | 4453.7732 | 4453.7732 | 4453.7732 | 4453.7732 | 4453.7732 | 4453.7732 | 4453.7732 | 4453.7732 | 4453.7732 | 4453.7732 | 4453.7732 | 4453.7732 | 4453.7732 | 4453.7732 | 4453.7732 | 23183143.5212 | 23130499.6723 | 23077975.3662 | 23025570.3312 | 22973284.2967 | 22921116.9922 | 22869068.1484 | 22817137.496 | 22765324.7668 | 22713629.693 | 0 | 0 | 0 | 0 | 0 | 0 | 0 | 0 | 0 | 0 | 0 | 0 | 0 | 0 | 229476750.284 | 0 | 0 | 0 | 0 | 0 | 0 | 0 | 0 | 0 | 0 | 0 | 0 | 0 | 0 | 0 | 0 | 0 | 0 | 0 | 0 | 0.003628% | 54.3651 | 108.6068 | 162.7253 | 216.7208 | 270.5938 | 324.3445 | 377.9731 | 431.4799 | 484.8652 | 538.1293 | 538.1293 | 538.1293 | 538.1293 | 538.1293 | 538.1293 | 538.1293 | 538.1293 | 538.1293 | 538.1293 | 538.1293 | 538.1293 | 538.1293 | 538.1293 | 538.1293
No | ResSFWx_4_1 | Measure_InputOutput | Based on the RTF workbook: ResSFWx_v4_1 | 2020 | Retro | 2022 | 2045 | PSE | Residential | Single Family | Electric | Per square foot of window area - Single Pane Baseline - HP |  |  | Windows - Single Pane to Class 22 - Heating Zone 1 (Heat Pump) |  | 0.30342 | 45 | 4.1164 | 0 |  | 0 | 0 | 0 | 0 | 0 | 0 | 0 | 0 |  | 0 | 0 | 0 | Heat Pump | Heat Pump | Window | ResSpHtHPZ1 | 0.03002% | 9.34% | 0% | 252.5247 |  | 0.3889% | 2.222% | 85% | 6.8% | 0.2% | 0.62748 | 0.01341 | 0.064089 | 3.6804 | 0 | 0 | 0 | 4.4262 | 0 |  | 1.2496 | 0 | 1.2496 | 13. $0.225 to $99,999.000 | 0 | 0 | 01. ($9,999.00) to $0.22 | 1 | 4574.9329 | 4564.5443 | 4554.1792 | 4543.8376 | 4533.5196 | 4523.2249 | 4512.9537 | 4502.7058 | 4492.4811 | 4482.2797 | 0 | 0 | 0 | 0 | 0 | 0 | 0 | 0 | 0 | 0 | 0 | 0 | 0 | 0 | 1388.1134 | 1384.9613 | 1381.8164 | 1378.6786 | 1375.5479 | 1372.4243 | 1369.3079 | 1366.1985 | 1363.0961 | 1360.0008 | 0 | 0 | 0 | 0 | 0 | 0 | 0 | 0 | 0 | 0 | 0 | 0 | 0 | 0 | 13740.1453 | 1388.1134 | 2773.0748 | 4154.8912 | 5533.5697 | 6909.1177 | 8281.542 | 9650.8499 | 11017.0483 | 12380.1445 | 13740.1453 | 13740.1453 | 13740.1453 | 13740.1453 | 13740.1453 | 13740.1453 | 13740.1453 | 13740.1453 | 13740.1453 | 13740.1453 | 13740.1453 | 13740.1453 | 13740.1453 | 13740.1453 | 13740.1453 | 0 | 0 | 0 | 0 | 0 | 0 | 0 | 0 | 0 | 0 | 0 | 0 | 0 | 0 | 0 | 0 | 0 | 0 | 0 | 0 | 0 | 0 | 0 | 0 | 0 | 0 | 0 | 0 | 0 | 0 | 0 | 0 | 0 | 0 | 0 | 0 | 0 | 0 | 0 | 0 | 0 | 0 | 0 | 0 | 0 | 0 | 0 | 0 | 0 | 0 | 0 | 0 | 0 | 0 | 0 | 0 | 0 | 0 | 0 | 0 | 0 | 0.41676 | 0.83258 | 1.2475 | 1.6614 | 2.0744 | 2.4864 | 2.8975 | 3.3077 | 3.717 | 4.1253 | 4.1253 | 4.1253 | 4.1253 | 4.1253 | 4.1253 | 4.1253 | 4.1253 | 4.1253 | 4.1253 | 4.1253 | 4.1253 | 4.1253 | 4.1253 | 4.1253 | 20249.4593 | 20203.4772 | 20157.5996 | 20111.8261 | 20066.1565 | 20020.5907 | 19975.1283 | 19929.7691 | 19884.513 | 19839.3596 | 0 | 0 | 0 | 0 | 0 | 0 | 0 | 0 | 0 | 0 | 0 | 0 | 0 | 0 | 200437.8793 | 0 | 0 | 0 | 0 | 0 | 0 | 0 | 0 | 0 | 0 | 0 | 0 | 0 | 0 | 0 | 0 | 0 | 0 | 0 | 0 | 0.003628% | 0.050356 | 0.1006 | 0.15072 | 0.20074 | 0.25064 | 0.30042 | 0.3501 | 0.39966 | 0.44911 | 0.49844 | 0.49844 | 0.49844 | 0.49844 | 0.49844 | 0.49844 | 0.49844 | 0.49844 | 0.49844 | 0.49844 | 0.49844 | 0.49844 | 0.49844 | 0.49844 | 0.49844
No | ResSFWx_4_1 | Measure_InputOutput | Based on the RTF workbook: ResSFWx_v4_1 | 2020 | Retro | 2022 | 2045 | PSE | Residential | Single Family | Electric | Per square foot of window area - Double Pane Baseline - HP |  |  | Windows - Double Pane to Class 22 - Heating Zone 1 (Heat Pump) |  | 0.28816 | 45 | 4.1164 | 0 |  | 0 | 0 | 0 | 0 | 0 | 0 | 0 | 0 |  | 0 | 0 | 0 | Heat Pump | Heat Pump | Window | ResSpHtHPZ1 | 0.03002% | 9.34% | 0% | 252.5247 |  | 14.37% | 2.222% | 85% | 6.8% | 0.2% | 0.59593 | 0.012736 | 0.060867 | 3.6804 | 0 | 0 | 0 | 4.4301 | 0 |  | 1.317 | 0 | 1.317 | 13. $0.225 to $99,999.000 | 0 | 0 | 01. ($9,999.00) to $0.22 | 1 | 169044.4408 | 168660.5778 | 168277.5865 | 167895.4649 | 167514.211 | 167133.8229 | 166754.2985 | 166375.636 | 165997.8333 | 165620.8885 | 0 | 0 | 0 | 0 | 0 | 0 | 0 | 0 | 0 | 0 | 0 | 0 | 0 | 0 | 48711.9969 | 48601.3827 | 48491.0195 | 48380.907 | 48271.0446 | 48161.4316 | 48052.0675 | 47942.9518 | 47834.0838 | 47725.4631 | 0 | 0 | 0 | 0 | 0 | 0 | 0 | 0 | 0 | 0 | 0 | 0 | 0 | 0 | 482172.3486 | 48711.9969 | 97313.3796 | 145804.3992 | 194185.3062 | 242456.3508 | 290617.7824 | 338669.8499 | 386612.8017 | 434446.8855 | 482172.3486 | 482172.3486 | 482172.3486 | 482172.3486 | 482172.3486 | 482172.3486 | 482172.3486 | 482172.3486 | 482172.3486 | 482172.3486 | 482172.3486 | 482172.3486 | 482172.3486 | 482172.3486 | 482172.3486 | 0 | 0 | 0 | 0 | 0 | 0 | 0 | 0 | 0 | 0 | 0 | 0 | 0 | 0 | 0 | 0 | 0 | 0 | 0 | 0 | 0 | 0 | 0 | 0 | 0 | 0 | 0 | 0 | 0 | 0 | 0 | 0 | 0 | 0 | 0 | 0 | 0 | 0 | 0 | 0 | 0 | 0 | 0 | 0 | 0 | 0 | 0 | 0 | 0 | 0 | 0 | 0 | 0 | 0 | 0 | 0 | 0 | 0 | 0 | 0 | 0 | 14.6252 | 29.2171 | 43.7759 | 58.3016 | 72.7944 | 87.2543 | 101.6813 | 116.0755 | 130.4371 | 144.7661 | 144.7661 | 144.7661 | 144.7661 | 144.7661 | 144.7661 | 144.7661 | 144.7661 | 144.7661 | 144.7661 | 144.7661 | 144.7661 | 144.7661 | 144.7661 | 144.7661 | 748879.2111 | 747178.6702 | 745481.9908 | 743789.1643 | 742100.1817 | 740415.0345 | 738733.7139 | 737056.2112 | 735382.5177 | 733712.6249 | 0 | 0 | 0 | 0 | 0 | 0 | 0 | 0 | 0 | 0 | 0 | 0 | 0 | 0 | 7412729.3204 | 0 | 0 | 0 | 0 | 0 | 0 | 0 | 0 | 0 | 0 | 0 | 0 | 0 | 0 | 0 | 0 | 0 | 0 | 0 | 0 | 0.003628% | 1.7671 | 3.5302 | 5.2892 | 7.0443 | 8.7954 | 10.5425 | 12.2857 | 14.0249 | 15.7601 | 17.4914 | 17.4914 | 17.4914 | 17.4914 | 17.4914 | 17.4914 | 17.4914 | 17.4914 | 17.4914 | 17.4914 | 17.4914 | 17.4914 | 17.4914 | 17.4914 | 17.4914
No | ResSFWx_4_1 | Measure_InputOutput | Based on the RTF workbook: ResSFWx_v4_1 | 2020 | Retro | 2022 | 2045 | PSE | Residential | Single Family | Electric | Per square foot of window area - Class 30 Baseline - HP |  |  | Windows - Class 30 to Class 22 - Heating Zone 1 (Heat Pump) |  | 0.1856 | 45 | 6.6891 | 0 |  | 0 | 0 | 0 | 0 | 0 | 0 | 0 | 0 |  | 0 | 0 | 0 | Heat Pump | Heat Pump | Window | ResSpHtHPZ1 | 0.03002% | 9.34% | 0% | 252.5247 |  | 0.4861% | 2.222% | 85% | 6.8% | 0.2% | 0.38383 | 0.0082028 | 0.039204 | 5.9807 | 0 | 0 | 0 | 7.2711 | 0 |  | 3.3559 | 0 | 3.3559 | 13. $0.225 to $99,999.000 | 0 | 0 | 01. ($9,999.00) to $0.22 | 1 | 5718.6662 | 5705.6803 | 5692.724 | 5679.797 | 5666.8995 | 5654.0312 | 5641.1921 | 5628.3822 | 5615.6014 | 5602.8496 | 0 | 0 | 0 | 0 | 0 | 0 | 0 | 0 | 0 | 0 | 0 | 0 | 0 | 0 | 1061.3966 | 1058.9864 | 1056.5816 | 1054.1824 | 1051.7886 | 1049.4002 | 1047.0172 | 1044.6397 | 1042.2675 | 1039.9008 | 0 | 0 | 0 | 0 | 0 | 0 | 0 | 0 | 0 | 0 | 0 | 0 | 0 | 0 | 10506.1609 | 1061.3966 | 2120.3829 | 3176.9646 | 4231.147 | 5282.9355 | 6332.3357 | 7379.3529 | 8423.9926 | 9466.2601 | 10506.1609 | 10506.1609 | 10506.1609 | 10506.1609 | 10506.1609 | 10506.1609 | 10506.1609 | 10506.1609 | 10506.1609 | 10506.1609 | 10506.1609 | 10506.1609 | 10506.1609 | 10506.1609 | 10506.1609 | 0 | 0 | 0 | 0 | 0 | 0 | 0 | 0 | 0 | 0 | 0 | 0 | 0 | 0 | 0 | 0 | 0 | 0 | 0 | 0 | 0 | 0 | 0 | 0 | 0 | 0 | 0 | 0 | 0 | 0 | 0 | 0 | 0 | 0 | 0 | 0 | 0 | 0 | 0 | 0 | 0 | 0 | 0 | 0 | 0 | 0 | 0 | 0 | 0 | 0 | 0 | 0 | 0 | 0 | 0 | 0 | 0 | 0 | 0 | 0 | 0 | 0.31867 | 0.63662 | 0.95384 | 1.2703 | 1.5861 | 1.9012 | 2.2156 | 2.5292 | 2.8421 | 3.1543 | 3.1543 | 3.1543 | 3.1543 | 3.1543 | 3.1543 | 3.1543 | 3.1543 | 3.1543 | 3.1543 | 3.1543 | 3.1543 | 3.1543 | 3.1543 | 3.1543 | 41580.796 | 41486.3751 | 41392.1686 | 41298.1761 | 41204.397 | 41110.8308 | 41017.4771 | 40924.3354 | 40831.4051 | 40738.686 | 0 | 0 | 0 | 0 | 0 | 0 | 0 | 0 | 0 | 0 | 0 | 0 | 0 | 0 | 411584.6472 | 0 | 0 | 0 | 0 | 0 | 0 | 0 | 0 | 0 | 0 | 0 | 0 | 0 | 0 | 0 | 0 | 0 | 0 | 0 | 0 | 0.003628% | 0.038504 | 0.07692 | 0.11525 | 0.15349 | 0.19165 | 0.22971 | 0.2677 | 0.30559 | 0.3434 | 0.38112 | 0.38112 | 0.38112 | 0.38112 | 0.38112 | 0.38112 | 0.38112 | 0.38112 | 0.38112 | 0.38112 | 0.38112 | 0.38112 | 0.38112 | 0.38112 | 0.38112
No | ResSFWx_4_1 | Measure_InputOutput | Based on the RTF workbook: ResSFWx_v4_1 | 2020 | Retro | 2022 | 2045 | PSE | Residential | Single Family | Electric | Per square foot of storm window area - Single Pane - HP |  |  | Windows - Add a Low-e Storm Window to an existing Single Paned Window - Heating Zone 1 (Heat Pump) |  | 1.5232 | 20 | 11.0646 | 0 |  | 0 | 0 | 0 | 0 | 0 | 0 | 0 | 0 |  | 0 | 0 | 0 | Heat Pump | Heat Pump | Storm Window | ResSpHtHPZ1 | 0.03002% | 9.34% | 0% | 126.2624 |  | 0.4861% | 5% | 85% | 6.8% | 0.2% | 1.3287 | 0.067321 | 0.13961 | 12.067 | 0 | 0 | 0 | 14.073 | 0 |  | 0.79144 | 0 | 0.79144 | 13. $0.225 to $99,999.000 | 0 | 0 | 01. ($9,999.00) to $0.22 | 1 | 2859.3331 | 2852.8402 | 2846.362 | 2839.8985 | 2833.4497 | 2827.0156 | 2820.5961 | 2814.1911 | 2807.8007 | 2801.4248 | 0 | 0 | 0 | 0 | 0 | 0 | 0 | 0 | 0 | 0 | 0 | 0 | 0 | 0 | 4355.4276 | 4345.5374 | 4335.6696 | 4325.8243 | 4316.0013 | 4306.2006 | 4296.4221 | 4286.6659 | 4276.9318 | 4267.2198 | 0 | 0 | 0 | 0 | 0 | 0 | 0 | 0 | 0 | 0 | 0 | 0 | 0 | 0 | 43111.9004 | 4355.4276 | 8700.965 | 13036.6346 | 17362.4589 | 21678.4601 | 25984.6607 | 30281.0828 | 34567.7487 | 38844.6805 | 43111.9004 | 43111.9004 | 43111.9004 | 43111.9004 | 43111.9004 | 43111.9004 | 43111.9004 | 43111.9004 | 43111.9004 | 43111.9004 | 43111.9004 | 43111.9004 | 43111.9004 | 43111.9004 | 43111.9004 | 0 | 0 | 0 | 0 | 0 | 0 | 0 | 0 | 0 | 0 | 0 | 0 | 0 | 0 | 0 | 0 | 0 | 0 | 0 | 0 | 0 | 0 | 0 | 0 | 0 | 0 | 0 | 0 | 0 | 0 | 0 | 0 | 0 | 0 | 0 | 0 | 0 | 0 | 0 | 0 | 0 | 0 | 0 | 0 | 0 | 0 | 0 | 0 | 0 | 0 | 0 | 0 | 0 | 0 | 0 | 0 | 0 | 0 | 0 | 0 | 0 | 1.3077 | 2.6124 | 3.9141 | 5.2129 | 6.5087 | 7.8016 | 9.0915 | 10.3785 | 11.6626 | 12.9438 | 12.9438 | 12.9438 | 12.9438 | 12.9438 | 12.9438 | 12.9438 | 12.9438 | 12.9438 | 12.9438 | 12.9438 | 12.9438 | 12.9438 | 12.9438 | 12.9438 | 40239.4679 | 40148.0929 | 40056.9253 | 39965.9648 | 39875.2108 | 39784.663 | 39694.3207 | 39604.1836 | 39514.2511 | 39424.5229 | 0 | 0 | 0 | 0 | 0 | 0 | 0 | 0 | 0 | 0 | 0 | 0 | 0 | 0 | 398307.6029 | 0 | 0 | 0 | 0 | 0 | 0 | 0 | 0 | 0 | 0 | 0 | 0 | 0 | 0 | 0 | 0 | 0 | 0 | 0 | 0 | 0.003628% | 0.158 | 0.31564 | 0.47292 | 0.62985 | 0.78641 | 0.94263 | 1.0985 | 1.254 | 1.4091 | 1.5639 | 1.5639 | 1.5639 | 1.5639 | 1.5639 | 1.5639 | 1.5639 | 1.5639 | 1.5639 | 1.5639 | 1.5639 | 1.5639 | 1.5639 | 1.5639 | 1.5639
No | ResSFWx_4_1 | Measure_InputOutput | Based on the RTF workbook: ResSFWx_v4_1 | 2020 | Retro | 2022 | 2045 | PSE | Residential | Single Family | Electric | Per square foot of storm window area - Double Pane - HP |  |  | Windows - Add a Low-e Storm Window to an existing Double Paned Window - Heating Zone 1 (Heat Pump) |  | 1.7803 | 20 | 11.0646 | 0 |  | 0 | 0 | 0 | 0 | 0 | 0 | 0 | 0 |  | 0 | 0 | 0 | Heat Pump | Heat Pump | Storm Window | ResSpHtHPZ1 | 0.03002% | 9.34% | 0% | 126.2624 |  | 17.96% | 5% | 85% | 6.8% | 0.2% | 1.553 | 0.07868 | 0.16316 | 12.067 | 0 | 0 | 0 | 14.0381 | 0 |  | 0.6755 | 0 | 0.6755 | 13. $0.225 to $99,999.000 | 0 | 0 | 01. ($9,999.00) to $0.22 | 1 | 105652.7755 | 105412.8611 | 105173.4916 | 104934.6656 | 104696.3819 | 104458.6393 | 104221.4366 | 103984.7725 | 103748.6458 | 103513.0553 | 0 | 0 | 0 | 0 | 0 | 0 | 0 | 0 | 0 | 0 | 0 | 0 | 0 | 0 | 188089.7856 | 187662.6749 | 187236.534 | 186811.3607 | 186387.153 | 185963.9085 | 185541.6252 | 185120.3007 | 184699.933 | 184280.5198 | 0 | 0 | 0 | 0 | 0 | 0 | 0 | 0 | 0 | 0 | 0 | 0 | 0 | 0 | 1861793.7954 | 188089.7856 | 375752.4605 | 562988.9944 | 749800.3552 | 936187.5082 | 1122151.4167 | 1307693.0419 | 1492813.3426 | 1677513.2756 | 1861793.7954 | 1861793.7954 | 1861793.7954 | 1861793.7954 | 1861793.7954 | 1861793.7954 | 1861793.7954 | 1861793.7954 | 1861793.7954 | 1861793.7954 | 1861793.7954 | 1861793.7954 | 1861793.7954 | 1861793.7954 | 1861793.7954 | 0 | 0 | 0 | 0 | 0 | 0 | 0 | 0 | 0 | 0 | 0 | 0 | 0 | 0 | 0 | 0 | 0 | 0 | 0 | 0 | 0 | 0 | 0 | 0 | 0 | 0 | 0 | 0 | 0 | 0 | 0 | 0 | 0 | 0 | 0 | 0 | 0 | 0 | 0 | 0 | 0 | 0 | 0 | 0 | 0 | 0 | 0 | 0 | 0 | 0 | 0 | 0 | 0 | 0 | 0 | 0 | 0 | 0 | 0 | 0 | 0 | 56.4715 | 112.8149 | 169.0302 | 225.1179 | 281.0783 | 336.9116 | 392.6181 | 448.1981 | 503.6518 | 558.9797 | 558.9797 | 558.9797 | 558.9797 | 558.9797 | 558.9797 | 558.9797 | 558.9797 | 558.9797 | 558.9797 | 558.9797 | 558.9797 | 558.9797 | 558.9797 | 558.9797 | 1483165.1324 | 1479797.1888 | 1476436.893 | 1473084.2277 | 1469739.1756 | 1466401.7193 | 1463071.8417 | 1459749.5255 | 1456434.7536 | 1453127.5088 | 0 | 0 | 0 | 0 | 0 | 0 | 0 | 0 | 0 | 0 | 0 | 0 | 0 | 0 | 14681007.9664 | 0 | 0 | 0 | 0 | 0 | 0 | 0 | 0 | 0 | 0 | 0 | 0 | 0 | 0 | 0 | 0 | 0 | 0 | 0 | 0 | 0.003628% | 6.8232 | 13.6309 | 20.4232 | 27.2 | 33.9614 | 40.7075 | 47.4383 | 54.1537 | 60.854 | 67.539 | 67.539 | 67.539 | 67.539 | 67.539 | 67.539 | 67.539 | 67.539 | 67.539 | 67.539 | 67.539 | 67.539 | 67.539 | 67.539 | 67.539
No | ResSFWx_4_1 | Measure_InputOutput | Based on the RTF workbook: ResSFWx_v4_1 | 2020 | Retro | 2022 | 2041 | PSE | Residential | Single Family | Gas | Per square foot of window area - Single Pane Baseline - Gas Furnace |  |  | Windows - Single Pane to Class 30 - Heating Zone 1 (Gas Furnace) |  | 0 | 45 | 25.4836 | 0 |  | 0 | 0 | 0 | 0 | 0 | 0 | 0 | 0.17568 |  | 0 | 0 | 0 | Heating | Gas Furnace Heat | Window | ResSpHtFAFZ1 | 0.02951% | 0% | 75.58% | 252.5247 |  | 1.944% | 2.222% | 85% | 6.8% | 0.2% | 5.3036 | 0.042974 | 0.53465 | 0 | 21.003 | 0 | 0 | 0 | 25.5221 |  | 0 | 13.5005 | 0 | 01. ($9,999.000) to $0.028 | 1 | 13.5005 | 12. $1.50 to $999.00 | 0 | 0 | 0 | 0 | 0 | 0 | 0 | 0 | 0 | 0 | 0 | 0 | 0 | 0 | 0 | 0 | 0 | 0 | 0 | 0 | 0 | 0 | 0 | 0 | 0 | 0 | 0 | 0 | 0 | 0 | 0 | 0 | 0 | 0 | 0 | 0 | 0 | 0 | 0 | 0 | 0 | 0 | 0 | 0 | 0 | 0 | 0 | 0 | 0 | 0 | 0 | 0 | 0 | 0 | 0 | 0 | 0 | 0 | 0 | 0 | 0 | 0 | 0 | 0 | 0 | 0 | 0 | 0 | 0 | 0 | 0 | 0 | 0 | 0 | 210985.5377 | 210506.4357 | 210028.4216 | 209551.493 | 209075.6474 | 208600.8823 | 208127.1954 | 207654.584 | 207183.0459 | 206712.5785 | 0 | 0 | 0 | 0 | 0 | 0 | 0 | 0 | 0 | 0 | 37066.0803 | 36981.9113 | 36897.9335 | 36814.1464 | 36730.5495 | 36647.1424 | 36563.9248 | 36480.8961 | 36398.056 | 36315.404 | 0 | 0 | 0 | 0 | 0 | 0 | 0 | 0 | 0 | 0 | 366896.0443 | 37066.0803 | 74047.9916 | 110945.9251 | 147760.0715 | 184490.621 | 221137.7634 | 257701.6882 | 294182.5843 | 330580.6403 | 366896.0443 | 366896.0443 | 366896.0443 | 366896.0443 | 366896.0443 | 366896.0443 | 366896.0443 | 366896.0443 | 366896.0443 | 366896.0443 | 366896.0443 | 0 | 0 | 0 | 0 | 0 | 0 | 0 | 0 | 0 | 0 | 0 | 0 | 0 | 0 | 0 | 0 | 0 | 0 | 0 | 0 | 0 | 0 | 0 | 0 | 0 | 0 | 0 | 0 | 0 | 0 | 0 | 0 | 0 | 0 | 0 | 0 | 0 | 0 | 0 | 0 | 0 | 0 | 0 | 0 | 0 | 0 | 0 | 0 | 0 | 5384787.2096 | 5372559.5355 | 5360359.6278 | 5348187.4234 | 5336042.8594 | 5323925.873 | 5311836.4017 | 5299774.3829 | 5287739.7543 | 5275732.4538 | 0 | 0 | 0 | 0 | 0 | 0 | 0 | 0 | 0 | 0 | 0.001473% | 0 | 0 | 0 | 0 | 0 | 0 | 0 | 0 | 0 | 0 | 0 | 0 | 0 | 0 | 0 | 0 | 0 | 0 | 0 | 0 | 0 | 0 | 0 | 0
No | ResSFWx_4_1 | Measure_InputOutput | Based on the RTF workbook: ResSFWx_v4_1 | 2020 | Retro | 2022 | 2041 | PSE | Residential | Single Family | Gas | Per square foot of window area - Double Pane Baseline - Gas Furnace |  |  | Windows - Double Pane to Class 30 - Heating Zone 1 (Gas Furnace) |  | 0 | 45 | 25.4836 | 0 |  | 0 | 0 | 0 | 0 | 0 | 0 | 0 | 0.11492 |  | 0 | 0 | 0 | Heating | Gas Furnace Heat | Window | ResSpHtFAFZ1 | 0.02951% | 0% | 75.58% | 252.5247 |  | 71.84% | 2.222% | 85% | 6.8% | 0.2% | 3.4692 | 0.02811 | 0.34973 | 0 | 21.003 | 0 | 0 | 0 | 25.7219 |  | 0 | 20.8006 | 0 | 01. ($9,999.000) to $0.028 | 1 | 20.8006 | 12. $1.50 to $999.00 | 0 | 0 | 0 | 0 | 0 | 0 | 0 | 0 | 0 | 0 | 0 | 0 | 0 | 0 | 0 | 0 | 0 | 0 | 0 | 0 | 0 | 0 | 0 | 0 | 0 | 0 | 0 | 0 | 0 | 0 | 0 | 0 | 0 | 0 | 0 | 0 | 0 | 0 | 0 | 0 | 0 | 0 | 0 | 0 | 0 | 0 | 0 | 0 | 0 | 0 | 0 | 0 | 0 | 0 | 0 | 0 | 0 | 0 | 0 | 0 | 0 | 0 | 0 | 0 | 0 | 0 | 0 | 0 | 0 | 0 | 0 | 0 | 0 | 0 | 7795946.4708 | 7778243.5814 | 7760580.8913 | 7742958.3093 | 7725375.7444 | 7707833.1056 | 7690330.3023 | 7672867.244 | 7655443.8406 | 7638060.0018 | 0 | 0 | 0 | 0 | 0 | 0 | 0 | 0 | 0 | 0 | 895890.1942 | 893855.8235 | 891826.0724 | 889800.9304 | 887780.3871 | 885764.432 | 883753.0547 | 881746.2448 | 879743.9919 | 877746.2857 | 0 | 0 | 0 | 0 | 0 | 0 | 0 | 0 | 0 | 0 | 8867907.4166 | 895890.1942 | 1789746.0176 | 2681572.09 | 3571373.0204 | 4459153.4075 | 5344917.8395 | 6228670.8942 | 7110417.139 | 7990161.1309 | 8867907.4166 | 8867907.4166 | 8867907.4166 | 8867907.4166 | 8867907.4166 | 8867907.4166 | 8867907.4166 | 8867907.4166 | 8867907.4166 | 8867907.4166 | 8867907.4166 | 0 | 0 | 0 | 0 | 0 | 0 | 0 | 0 | 0 | 0 | 0 | 0 | 0 | 0 | 0 | 0 | 0 | 0 | 0 | 0 | 0 | 0 | 0 | 0 | 0 | 0 | 0 | 0 | 0 | 0 | 0 | 0 | 0 | 0 | 0 | 0 | 0 | 0 | 0 | 0 | 0 | 0 | 0 | 0 | 0 | 0 | 0 | 0 | 0 | 200526195.2479 | 200070844.1133 | 199616526.9814 | 199163241.5044 | 198710985.3396 | 198259756.1496 | 197809551.6025 | 197360369.3714 | 196912207.1349 | 196465062.5768 | 0 | 0 | 0 | 0 | 0 | 0 | 0 | 0 | 0 | 0 | 0.001473% | 0 | 0 | 0 | 0 | 0 | 0 | 0 | 0 | 0 | 0 | 0 | 0 | 0 | 0 | 0 | 0 | 0 | 0 | 0 | 0 | 0 | 0 | 0 | 0
No | ResSFWx_4_1 | Measure_InputOutput | Based on the RTF workbook: ResSFWx_v4_1 | 2020 | Retro | 2022 | 2041 | PSE | Residential | Single Family | Gas | Per square foot of window area - Single Pane Baseline - Gas Furnace |  |  | Windows - Single Pane to Class 22 - Heating Zone 1 (Gas Furnace) |  | 0 | 45 | 4.1164 | 0 |  | 0 | 0 | 0 | 0 | 0 | 0 | 0 | 0.020851 |  | 0 | 0 | 0 | Heating | Gas Furnace Heat | Window | ResSpHtFAFZ1 | 0.02951% | 0% | 75.58% | 252.5247 |  | 0.3889% | 2.222% | 85% | 6.8% | 0.2% | 0.62946 | 0.0051004 | 0.063456 | 0 | 3.3926 | 0 | 0 | 0 | 4.1473 |  | 0 | 18.4842 | 0 | 01. ($9,999.000) to $0.028 | 1 | 18.4842 | 12. $1.50 to $999.00 | 0 | 0 | 0 | 0 | 0 | 0 | 0 | 0 | 0 | 0 | 0 | 0 | 0 | 0 | 0 | 0 | 0 | 0 | 0 | 0 | 0 | 0 | 0 | 0 | 0 | 0 | 0 | 0 | 0 | 0 | 0 | 0 | 0 | 0 | 0 | 0 | 0 | 0 | 0 | 0 | 0 | 0 | 0 | 0 | 0 | 0 | 0 | 0 | 0 | 0 | 0 | 0 | 0 | 0 | 0 | 0 | 0 | 0 | 0 | 0 | 0 | 0 | 0 | 0 | 0 | 0 | 0 | 0 | 0 | 0 | 0 | 0 | 0 | 0 | 42197.1075 | 42101.2871 | 42005.6843 | 41910.2986 | 41815.1295 | 41720.1765 | 41625.4391 | 41530.9168 | 41436.6092 | 41342.5157 | 0 | 0 | 0 | 0 | 0 | 0 | 0 | 0 | 0 | 0 | 879.85 | 877.852 | 875.8586 | 873.8698 | 871.8854 | 869.9055 | 867.9302 | 865.9593 | 863.9929 | 862.0309 | 0 | 0 | 0 | 0 | 0 | 0 | 0 | 0 | 0 | 0 | 8709.1346 | 879.85 | 1757.702 | 2633.5607 | 3507.4304 | 4379.3158 | 5249.2213 | 6117.1515 | 6983.1108 | 7847.1037 | 8709.1346 | 8709.1346 | 8709.1346 | 8709.1346 | 8709.1346 | 8709.1346 | 8709.1346 | 8709.1346 | 8709.1346 | 8709.1346 | 8709.1346 | 0 | 0 | 0 | 0 | 0 | 0 | 0 | 0 | 0 | 0 | 0 | 0 | 0 | 0 | 0 | 0 | 0 | 0 | 0 | 0 | 0 | 0 | 0 | 0 | 0 | 0 | 0 | 0 | 0 | 0 | 0 | 0 | 0 | 0 | 0 | 0 | 0 | 0 | 0 | 0 | 0 | 0 | 0 | 0 | 0 | 0 | 0 | 0 | 0 | 175005.3063 | 174607.9076 | 174211.4112 | 173815.8152 | 173421.1175 | 173027.316 | 172634.4089 | 172242.3939 | 171851.2691 | 171461.0324 | 0 | 0 | 0 | 0 | 0 | 0 | 0 | 0 | 0 | 0 | 0.001473% | 0 | 0 | 0 | 0 | 0 | 0 | 0 | 0 | 0 | 0 | 0 | 0 | 0 | 0 | 0 | 0 | 0 | 0 | 0 | 0 | 0 | 0 | 0 | 0
No | ResSFWx_4_1 | Measure_InputOutput | Based on the RTF workbook: ResSFWx_v4_1 | 2020 | Retro | 2022 | 2041 | PSE | Residential | Single Family | Gas | Per square foot of window area - Double Pane Baseline - Gas Furnace |  |  | Windows - Double Pane to Class 22 - Heating Zone 1 (Gas Furnace) |  | 0 | 45 | 4.1164 | 0 |  | 0 | 0 | 0 | 0 | 0 | 0 | 0 | 0.020488 |  | 0 | 0 | 0 | Heating | Gas Furnace Heat | Window | ResSpHtFAFZ1 | 0.02951% | 0% | 75.58% | 252.5247 |  | 14.37% | 2.222% | 85% | 6.8% | 0.2% | 0.61851 | 0.0050117 | 0.062352 | 0 | 3.3926 | 0 | 0 | 0 | 4.1485 |  | 0 | 18.817 | 0 | 01. ($9,999.000) to $0.028 | 1 | 18.817 | 12. $1.50 to $999.00 | 0 | 0 | 0 | 0 | 0 | 0 | 0 | 0 | 0 | 0 | 0 | 0 | 0 | 0 | 0 | 0 | 0 | 0 | 0 | 0 | 0 | 0 | 0 | 0 | 0 | 0 | 0 | 0 | 0 | 0 | 0 | 0 | 0 | 0 | 0 | 0 | 0 | 0 | 0 | 0 | 0 | 0 | 0 | 0 | 0 | 0 | 0 | 0 | 0 | 0 | 0 | 0 | 0 | 0 | 0 | 0 | 0 | 0 | 0 | 0 | 0 | 0 | 0 | 0 | 0 | 0 | 0 | 0 | 0 | 0 | 0 | 0 | 0 | 0 | 1559189.2942 | 1555648.7163 | 1552116.1783 | 1548591.6619 | 1545075.1489 | 1541566.6211 | 1538066.0605 | 1534573.4488 | 1531088.7681 | 1527612.0004 | 0 | 0 | 0 | 0 | 0 | 0 | 0 | 0 | 0 | 0 | 31944.8811 | 31872.3413 | 31799.9662 | 31727.7554 | 31655.7086 | 31583.8254 | 31512.1055 | 31440.5484 | 31369.1538 | 31297.9213 | 0 | 0 | 0 | 0 | 0 | 0 | 0 | 0 | 0 | 0 | 316204.2069 | 31944.8811 | 63817.2224 | 95617.1886 | 127344.944 | 159000.6526 | 190584.478 | 222096.5835 | 253537.1318 | 284906.2856 | 316204.2069 | 316204.2069 | 316204.2069 | 316204.2069 | 316204.2069 | 316204.2069 | 316204.2069 | 316204.2069 | 316204.2069 | 316204.2069 | 316204.2069 | 0 | 0 | 0 | 0 | 0 | 0 | 0 | 0 | 0 | 0 | 0 | 0 | 0 | 0 | 0 | 0 | 0 | 0 | 0 | 0 | 0 | 0 | 0 | 0 | 0 | 0 | 0 | 0 | 0 | 0 | 0 | 0 | 0 | 0 | 0 | 0 | 0 | 0 | 0 | 0 | 0 | 0 | 0 | 0 | 0 | 0 | 0 | 0 | 0 | 6468331.6644 | 6453643.4978 | 6438988.6848 | 6424367.1497 | 6409778.8169 | 6395223.611 | 6380701.4568 | 6366212.2793 | 6351756.0035 | 6337332.5547 | 0 | 0 | 0 | 0 | 0 | 0 | 0 | 0 | 0 | 0 | 0.001473% | 0 | 0 | 0 | 0 | 0 | 0 | 0 | 0 | 0 | 0 | 0 | 0 | 0 | 0 | 0 | 0 | 0 | 0 | 0 | 0 | 0 | 0 | 0 | 0
No | ResSFWx_4_1 | Measure_InputOutput | Based on the RTF workbook: ResSFWx_v4_1 | 2020 | Retro | 2022 | 2041 | PSE | Residential | Single Family | Gas | Per square foot of window area - Class 30 Baseline - Gas Furnace |  |  | Windows - Class 30 to Class 22 - Heating Zone 1 (Gas Furnace) |  | 0 | 45 | 6.6891 | 0 |  | 0 | 0 | 0 | 0 | 0 | 0 | 0 | 0.020691 |  | 0 | 0 | 0 | Heating | Gas Furnace Heat | Window | ResSpHtFAFZ1 | 0.02951% | 0% | 75.58% | 252.5247 |  | 0.4861% | 2.222% | 85% | 6.8% | 0.2% | 0.62464 | 0.0050614 | 0.062971 | 0 | 5.513 | 0 | 0 | 0 | 6.7828 |  | 0 | 30.4634 | 0 | 01. ($9,999.000) to $0.028 | 1 | 30.4634 | 12. $1.50 to $999.00 | 0 | 0 | 0 | 0 | 0 | 0 | 0 | 0 | 0 | 0 | 0 | 0 | 0 | 0 | 0 | 0 | 0 | 0 | 0 | 0 | 0 | 0 | 0 | 0 | 0 | 0 | 0 | 0 | 0 | 0 | 0 | 0 | 0 | 0 | 0 | 0 | 0 | 0 | 0 | 0 | 0 | 0 | 0 | 0 | 0 | 0 | 0 | 0 | 0 | 0 | 0 | 0 | 0 | 0 | 0 | 0 | 0 | 0 | 0 | 0 | 0 | 0 | 0 | 0 | 0 | 0 | 0 | 0 | 0 | 0 | 0 | 0 | 0 | 0 | 52746.3844 | 52626.6089 | 52507.1054 | 52387.8733 | 52268.9119 | 52150.2206 | 52031.7988 | 51913.646 | 51795.7615 | 51678.1446 | 0 | 0 | 0 | 0 | 0 | 0 | 0 | 0 | 0 | 0 | 1091.3945 | 1088.9162 | 1086.4435 | 1083.9765 | 1081.515 | 1079.0591 | 1076.6088 | 1074.164 | 1071.7249 | 1069.2912 | 0 | 0 | 0 | 0 | 0 | 0 | 0 | 0 | 0 | 0 | 10803.0937 | 1091.3945 | 2180.3108 | 3266.7543 | 4350.7308 | 5432.2457 | 6511.3048 | 7587.9136 | 8662.0777 | 9733.8025 | 10803.0937 | 10803.0937 | 10803.0937 | 10803.0937 | 10803.0937 | 10803.0937 | 10803.0937 | 10803.0937 | 10803.0937 | 10803.0937 | 10803.0937 | 0 | 0 | 0 | 0 | 0 | 0 | 0 | 0 | 0 | 0 | 0 | 0 | 0 | 0 | 0 | 0 | 0 | 0 | 0 | 0 | 0 | 0 | 0 | 0 | 0 | 0 | 0 | 0 | 0 | 0 | 0 | 0 | 0 | 0 | 0 | 0 | 0 | 0 | 0 | 0 | 0 | 0 | 0 | 0 | 0 | 0 | 0 | 0 | 0 | 357767.2806 | 356954.8693 | 356144.3029 | 355335.577 | 354528.6877 | 353723.6305 | 352920.4015 | 352118.9965 | 351319.4113 | 350521.6417 | 0 | 0 | 0 | 0 | 0 | 0 | 0 | 0 | 0 | 0 | 0.001473% | 0 | 0 | 0 | 0 | 0 | 0 | 0 | 0 | 0 | 0 | 0 | 0 | 0 | 0 | 0 | 0 | 0 | 0 | 0 | 0 | 0 | 0 | 0 | 0
No | ResSFWx_4_1 | Measure_InputOutput | Based on the RTF workbook: ResSFWx_v4_1 | 2020 | Retro | 2022 | 2041 | PSE | Residential | Single Family | Gas | Per square foot of storm window area - Single Pane - Gas Furnace |  |  | Windows - Add a Low-e Storm Window to an existing Single Pane Window - Heating Zone 1 (Gas Furnace) |  | 0 | 20 | 11.0646 | 0 |  | 0 | 0 | 0 | 0 | 0 | 0 | 0 | 0.19035 |  | 0 | 0 | 0 | Heating | Gas Furnace Heat | Storm Window | ResSpHtFAFZ1 | 0.02951% | 0% | 75.58% | 126.2624 |  | 0.4861% | 5% | 85% | 6.8% | 0.2% | 2.8822 | 0.046561 | 0.29288 | 0 | 11.0646 | 0 | 0 | 0 | 12.9381 |  | 0 | 6.3167 | 0 | 01. ($9,999.000) to $0.028 | 1 | 6.3167 | 12. $1.50 to $999.00 | 0 | 0 | 0 | 0 | 0 | 0 | 0 | 0 | 0 | 0 | 0 | 0 | 0 | 0 | 0 | 0 | 0 | 0 | 0 | 0 | 0 | 0 | 0 | 0 | 0 | 0 | 0 | 0 | 0 | 0 | 0 | 0 | 0 | 0 | 0 | 0 | 0 | 0 | 0 | 0 | 0 | 0 | 0 | 0 | 0 | 0 | 0 | 0 | 0 | 0 | 0 | 0 | 0 | 0 | 0 | 0 | 0 | 0 | 0 | 0 | 0 | 0 | 0 | 0 | 0 | 0 | 0 | 0 | 0 | 0 | 0 | 0 | 0 | 0 | 26373.1922 | 26313.3045 | 26253.5527 | 26193.9366 | 26134.4559 | 26075.1103 | 26015.8994 | 25956.823 | 25897.8807 | 25839.0723 | 0 | 0 | 0 | 0 | 0 | 0 | 0 | 0 | 0 | 0 | 5020.0131 | 5008.6137 | 4997.2403 | 4985.8926 | 4974.5707 | 4963.2746 | 4952.0041 | 4940.7592 | 4929.5398 | 4918.3459 | 0 | 0 | 0 | 0 | 0 | 0 | 0 | 0 | 0 | 0 | 49690.2539 | 5020.0131 | 10028.6268 | 15025.8671 | 20011.7597 | 24986.3304 | 29949.605 | 34901.6091 | 39842.3683 | 44771.908 | 49690.2539 | 49690.2539 | 49690.2539 | 49690.2539 | 49690.2539 | 49690.2539 | 49690.2539 | 49690.2539 | 49690.2539 | 49690.2539 | 49690.2539 | 0 | 0 | 0 | 0 | 0 | 0 | 0 | 0 | 0 | 0 | 0 | 0 | 0 | 0 | 0 | 0 | 0 | 0 | 0 | 0 | 0 | 0 | 0 | 0 | 0 | 0 | 0 | 0 | 0 | 0 | 0 | 0 | 0 | 0 | 0 | 0 | 0 | 0 | 0 | 0 | 0 | 0 | 0 | 0 | 0 | 0 | 0 | 0 | 0 | 341218.9843 | 340444.1506 | 339671.0764 | 338899.7577 | 338130.1905 | 337362.3708 | 336596.2946 | 335831.958 | 335069.3571 | 334308.4879 | 0 | 0 | 0 | 0 | 0 | 0 | 0 | 0 | 0 | 0 | 0.001473% | 0 | 0 | 0 | 0 | 0 | 0 | 0 | 0 | 0 | 0 | 0 | 0 | 0 | 0 | 0 | 0 | 0 | 0 | 0 | 0 | 0 | 0 | 0 | 0
No | ResSFWx_4_1 | Measure_InputOutput | Based on the RTF workbook: ResSFWx_v4_1 | 2020 | Retro | 2022 | 2041 | PSE | Residential | Single Family | Gas | Per square foot of storm window area - Double Pane - Gas Furnace |  |  | Windows - Add a Low-e Storm Window to an existing Double Pane Window - Heating Zone 1 (Gas Furnace) |  | 0 | 20 | 11.0646 | 0 |  | 0 | 0 | 0 | 0 | 0 | 0 | 0 | 0.15955 |  | 0 | 0 | 0 | Heating | Gas Furnace Heat | Storm Window | ResSpHtFAFZ1 | 0.02951% | 0% | 75.58% | 126.2624 |  | 17.96% | 5% | 85% | 6.8% | 0.2% | 2.416 | 0.039029 | 0.2455 | 0 | 11.0646 | 0 | 0 | 0 | 12.993 |  | 0 | 7.5676 | 0 | 01. ($9,999.000) to $0.028 | 1 | 7.5676 | 12. $1.50 to $999.00 | 0 | 0 | 0 | 0 | 0 | 0 | 0 | 0 | 0 | 0 | 0 | 0 | 0 | 0 | 0 | 0 | 0 | 0 | 0 | 0 | 0 | 0 | 0 | 0 | 0 | 0 | 0 | 0 | 0 | 0 | 0 | 0 | 0 | 0 | 0 | 0 | 0 | 0 | 0 | 0 | 0 | 0 | 0 | 0 | 0 | 0 | 0 | 0 | 0 | 0 | 0 | 0 | 0 | 0 | 0 | 0 | 0 | 0 | 0 | 0 | 0 | 0 | 0 | 0 | 0 | 0 | 0 | 0 | 0 | 0 | 0 | 0 | 0 | 0 | 974493.3089 | 972280.4477 | 970072.6114 | 967869.7887 | 965671.968 | 963479.1382 | 961291.2878 | 959108.4055 | 956930.4801 | 954757.5002 | 0 | 0 | 0 | 0 | 0 | 0 | 0 | 0 | 0 | 0 | 155485.007 | 155131.9345 | 154779.6638 | 154428.193 | 154077.5204 | 153727.644 | 153378.5622 | 153030.273 | 152682.7747 | 152336.0655 | 0 | 0 | 0 | 0 | 0 | 0 | 0 | 0 | 0 | 0 | 1539057.6382 | 155485.007 | 310616.9415 | 465396.6053 | 619824.7983 | 773902.3187 | 927629.9627 | 1081008.5249 | 1234038.7979 | 1386721.5726 | 1539057.6382 | 1539057.6382 | 1539057.6382 | 1539057.6382 | 1539057.6382 | 1539057.6382 | 1539057.6382 | 1539057.6382 | 1539057.6382 | 1539057.6382 | 1539057.6382 | 0 | 0 | 0 | 0 | 0 | 0 | 0 | 0 | 0 | 0 | 0 | 0 | 0 | 0 | 0 | 0 | 0 | 0 | 0 | 0 | 0 | 0 | 0 | 0 | 0 | 0 | 0 | 0 | 0 | 0 | 0 | 0 | 0 | 0 | 0 | 0 | 0 | 0 | 0 | 0 | 0 | 0 | 0 | 0 | 0 | 0 | 0 | 0 | 0 | 12661599.0128 | 12632847.2906 | 12604160.8571 | 12575539.5643 | 12546983.2642 | 12518491.8092 | 12490065.0521 | 12461702.8459 | 12433405.0441 | 12405171.5004 | 0 | 0 | 0 | 0 | 0 | 0 | 0 | 0 | 0 | 0 | 0.001473% | 0 | 0 | 0 | 0 | 0 | 0 | 0 | 0 | 0 | 0 | 0 | 0 | 0 | 0 | 0 | 0 | 0 | 0 | 0 | 0 | 0 | 0 | 0 | 0
No | ResShowerheads_PSE | M_Input | PSE Business Case "QC _APPROVED_Measure Case_Showerhead_2020" | 2020 | Retro | 2022 | 2045 | PSE | Residential | Multifamily | Electric | Per Showerhead - MF Retrofit | Per Showerhead - MF Retrofit | 18.06 | MFRFT: Showerhead - Direct Install - EWH - 1.5 gpm max |  | 125.2514 | 3 | 18.06 | 0 |  | 7.8572 | 0 | 0 | 0 | 0 | 0 | 0 | 0 |  | 0 | 0 | 0 | Water Heat | Electric Water Heat | Showerhead | ResDHW | 0.01444% | 46.45% | 0% | 1.2567 |  | 58% | 33.33% | 85% | 6.8% | 0.2% | 19.5749 | 2.6628 | 2.2238 | 80.0414 | 0 | 0 | 0 | -12.9542 | 0 |  | -0.0088599 | 0 | -0.0088599 | 01. ($9,999.000) to $0.028 | 1 | 0 | 01. ($9,999.00) to $0.22 | 1 | 6147.4748 | 6133.515 | 6119.5869 | 6105.6904 | 6091.8255 | 6077.9921 | 6064.1901 | 6050.4194 | 6036.68 | 6022.9718 | 0 | 0 | 0 | 0 | 0 | 0 | 0 | 0 | 0 | 0 | 0 | 0 | 0 | 0 | 769980.1087 | 768231.6242 | 766487.1101 | 764746.5575 | 763009.9574 | 761277.3008 | 759548.5788 | 757823.7823 | 756102.9026 | 754385.9307 | 0 | 0 | 0 | 0 | 0 | 0 | 0 | 0 | 0 | 0 | 0 | 0 | 0 | 0 | 7621593.8532 | 769980.1087 | 1538211.7329 | 2304698.843 | 3069445.4005 | 3832455.358 | 4593732.6588 | 5353281.2376 | 6111105.0199 | 6867207.9225 | 7621593.8532 | 7621593.8532 | 7621593.8532 | 7621593.8532 | 7621593.8532 | 7621593.8532 | 7621593.8532 | 7621593.8532 | 7621593.8532 | 7621593.8532 | 7621593.8532 | 7621593.8532 | 7621593.8532 | 7621593.8532 | 7621593.8532 | 0 | 0 | 0 | 0 | 0 | 0 | 0 | 0 | 0 | 0 | 0 | 0 | 0 | 0 | 0 | 0 | 0 | 0 | 0 | 0 | 0 | 0 | 0 | 0 | 0 | 0 | 0 | 0 | 0 | 0 | 0 | 0 | 0 | 0 | 0 | 0 | 0 | 0 | 0 | 0 | 0 | 0 | 0 | 0 | 0 | 0 | 0 | 0 | 0 | 0 | 0 | 0 | 0 | 0 | 0 | 0 | 0 | 0 | 0 | 0 | 0 | 111.2043 | 222.1562 | 332.856 | 443.3045 | 553.5022 | 663.4496 | 773.1474 | 882.596 | 991.7962 | 1100.7483 | 1100.7483 | 1100.7483 | 1100.7483 | 1100.7483 | 1100.7483 | 1100.7483 | 1100.7483 | 1100.7483 | 1100.7483 | 1100.7483 | 1100.7483 | 1100.7483 | 1100.7483 | 1100.7483 | 0 | 0 | 0 | 0 | 0 | 0 | 0 | 0 | 0 | 0 | 0 | 0 | 0 | 0 | 0 | 0 | 0 | 0 | 0 | 0 | 0 | 0 | 0 | 0 | 0 | 0 | 0 | 0 | 0 | 0 | 0 | 0 | 0 | 0 | 0 | 0 | 0 | 0 | 0 | 0 | 0 | 0 | 0 | 0 | 0 | 0.009815% | 75.5743 | 150.977 | 226.2085 | 301.2691 | 376.1593 | 450.8794 | 525.4299 | 599.8111 | 674.0233 | 748.067 | 748.067 | 748.067 | 748.067 | 748.067 | 748.067 | 748.067 | 748.067 | 748.067 | 748.067 | 748.067 | 748.067 | 748.067 | 748.067 | 748.067
No | ResShowerheads_PSE | M_Input | PSE Business Case "QC _APPROVED_Measure Case_Showerhead_2020" | 2020 | Retro | 2022 | 2041 | PSE | Residential | Multifamily | Gas | Per Showerhead - MF Retrofit | Per Showerhead - MF Retrofit | 18.06 | MFRFT: Showerhead - Direct Install - GWH - 1.5 gpm max |  | 0 | 3 | 18.06 | 0 |  | 7.8572 | 0 | 0 | 0 | 0 | 0 | 0 | 5.4073 |  | 0 | 0 | 0 | Water Heat | Gas Water Heat | Showerhead | ResDHW | 0.01444% | 0% | 45.46% | 1.2567 |  | 0% | 33.33% | 85% | 6.8% | 0.2% | 13.7485 | 0.47995 | 1.4228 | 0 | 74.0412 | 0 | 0 | 0 | -8.7985 |  | 0 | -0.15121 | 0 | 01. ($9,999.000) to $0.028 | 1 | -0.15121 | 01. ($9,999.00) to $0.22 | 1 | 0 | 0 | 0 | 0 | 0 | 0 | 0 | 0 | 0 | 0 | 0 | 0 | 0 | 0 | 0 | 0 | 0 | 0 | 0 | 0 | 0 | 0 | 0 | 0 | 0 | 0 | 0 | 0 | 0 | 0 | 0 | 0 | 0 | 0 | 0 | 0 | 0 | 0 | 0 | 0 | 0 | 0 | 0 | 0 | 0 | 0 | 0 | 0 | 0 | 0 | 0 | 0 | 0 | 0 | 0 | 0 | 0 | 0 | 0 | 0 | 0 | 0 | 0 | 0 | 0 | 0 | 0 | 0 | 0 | 0 | 0 | 0 | 0 | 0 | 0 | 0 | 0 | 0 | 0 | 0 | 0 | 0 | 0 | 0 | 0 | 0 | 0 | 0 | 0 | 0 | 0 | 0 | 0 | 0 | 0 | 0 | 0 | 0 | 0 | 0 | 0 | 0 | 0 | 0 | 0 | 0 | 0 | 0 | 0 | 0 | 0 | 0 | 0 | 0 | 0 | 0 | 0 | 0 | 0 | 0 | 0 | 0 | 0 | 0 | 0 | 0 | 0 | 0 | 0 | 0 | 0 | 0 | 0 | 0 | 0 | 0 | 0 | 0 | 0 | 0 | 0 | 0 | 0 | 0 | 0 | 0 | 0 | 0 | 0 | 0 | 0 | 0 | 0 | 0 | 0 | 0 | 0 | 0 | 0 | 0 | 0 | 0 | 0 | 0 | 0 | 0 | 0 | 0 | 0 | 0 | 0 | 0 | 0 | 0 | 0 | 0 | 0 | 0 | 0 | 0 | 0 | 0 | 0 | 0 | 0 | 0 | 0 | 0 | 0 | 0 | 0 | 0 | 0 | 0 | 0 | 0 | 0 | 0 | 0 | 0 | 0 | 0 | 0 | 0.009815% | 0 | 0 | 0 | 0 | 0 | 0 | 0 | 0 | 0 | 0 | 0 | 0 | 0 | 0 | 0 | 0 | 0 | 0 | 0 | 0 | 0 | 0 | 0 | 0
Yes | ResShowerheads_PSE | M_Input | PSE Business Case "QC _APPROVED_Measure Case_Showerhead_2020" | 2020 | Retro | 2022 | 2045 | PSE | Residential | Single Family LI | Electric | Per Showerhead - LIW - TE | Per Showerhead - LIW - TE | 40.5 | LIW: Showerhead - 1.5 - SF - TE |  | 56.8322 | 3 | 40.5 | 0 |  | 8.3207 | 0 | 0 | 0 | 0 | 0 | 0 | 0 |  | 0 | 0 | 0 | Water Heat | Electric Water Heat | Showerhead | ResDHW | 0.01444% | 29.91% | 0% | 1.8743 |  | 44.25% | 33.33% | 85% | 6.8% | 0.2% | 8.882 | 1.2082 | 1.009 | 179.4948 | 0 | 0 | 0 | 58.8307 | 0 |  | 0.088676 | 0 | 0.088676 | 07. $0.085 to $0.115 | 1 | 0 | 01. ($9,999.00) to $0.22 | 1 | 2243.8383 | 2238.7429 | 2233.6591 | 2228.5869 | 2223.5262 | 2218.477 | 2213.4392 | 2208.4129 | 2203.398 | 2198.3945 | 0 | 0 | 0 | 0 | 0 | 0 | 0 | 0 | 0 | 0 | 0 | 0 | 0 | 0 | 127522.1624 | 127232.5828 | 126943.6608 | 126655.3949 | 126367.7836 | 126080.8254 | 125794.5188 | 125508.8623 | 125223.8546 | 124939.494 | 0 | 0 | 0 | 0 | 0 | 0 | 0 | 0 | 0 | 0 | 0 | 0 | 0 | 0 | 1262269.1397 | 127522.1624 | 254754.7453 | 381698.4061 | 508353.801 | 634721.5846 | 760802.4099 | 886596.9287 | 1012105.7911 | 1137329.6456 | 1262269.1397 | 1262269.1397 | 1262269.1397 | 1262269.1397 | 1262269.1397 | 1262269.1397 | 1262269.1397 | 1262269.1397 | 1262269.1397 | 1262269.1397 | 1262269.1397 | 1262269.1397 | 1262269.1397 | 1262269.1397 | 1262269.1397 | 0 | 0 | 0 | 0 | 0 | 0 | 0 | 0 | 0 | 0 | 0 | 0 | 0 | 0 | 0 | 0 | 0 | 0 | 0 | 0 | 0 | 0 | 0 | 0 | 0 | 0 | 0 | 0 | 0 | 0 | 0 | 0 | 0 | 0 | 0 | 0 | 0 | 0 | 0 | 0 | 0 | 0 | 0 | 0 | 0 | 0 | 0 | 0 | 0 | 0 | 0 | 0 | 0 | 0 | 0 | 0 | 0 | 0 | 0 | 0 | 0 | 18.4174 | 36.7929 | 55.1268 | 73.419 | 91.6696 | 109.8789 | 128.0467 | 146.1733 | 164.2588 | 182.3032 | 182.3032 | 182.3032 | 182.3032 | 182.3032 | 182.3032 | 182.3032 | 182.3032 | 182.3032 | 182.3032 | 182.3032 | 182.3032 | 182.3032 | 182.3032 | 182.3032 | 132006.5135 | 131706.7508 | 131407.6687 | 131109.2658 | 130811.5406 | 130514.4914 | 130218.1168 | 129922.4152 | 129627.385 | 129333.0248 | 0 | 0 | 0 | 0 | 0 | 0 | 0 | 0 | 0 | 0 | 0 | 0 | 0 | 0 | 1306657.1726 | 0 | 0 | 0 | 0 | 0 | 0 | 0 | 0 | 0 | 0 | 0 | 0 | 0 | 0 | 0 | 0 | 0 | 0 | 0 | 0 | 0.009815% | 12.5164 | 25.0044 | 37.4641 | 49.8954 | 62.2986 | 74.6735 | 87.0204 | 99.3392 | 111.63 | 123.893 | 123.893 | 123.893 | 123.893 | 123.893 | 123.893 | 123.893 | 123.893 | 123.893 | 123.893 | 123.893 | 123.893 | 123.893 | 123.893 | 123.893
Yes | ResShowerheads_PSE | M_Input | PSE Business Case "QC _APPROVED_Measure Case_Showerhead_2020" | 2020 | Retro | 2022 | 2045 | PSE | Residential | Multifamily LI | Electric | Per Showerhead - LIW - TE | Per Showerhead - LIW - TE | 40.5 | LIW: Showerhead - 1.5 - MF - TE |  | 56.8322 | 3 | 40.5 | 0 |  | 8.3207 | 0 | 0 | 0 | 0 | 0 | 0 | 0 |  | 0 | 0 | 0 | Water Heat | Electric Water Heat | Showerhead | ResDHW | 0.01444% | 46.45% | 0% | 1.2567 |  | 58% | 33.33% | 85% | 6.8% | 0.2% | 8.882 | 1.2082 | 1.009 | 179.4948 | 0 | 0 | 0 | 58.8307 | 0 |  | 0.088676 | 0 | 0.088676 | 07. $0.085 to $0.115 | 1 | 0 | 01. ($9,999.00) to $0.22 | 1 | 1971.7028 | 1950.6312 | 1929.7849 | 1909.1613 | 1888.7581 | 1868.573 | 1848.6035 | 1828.8475 | 1809.3027 | 1789.9667 | 0 | 0 | 0 | 0 | 0 | 0 | 0 | 0 | 0 | 0 | 0 | 0 | 0 | 0 | 112056.1169 | 110858.5747 | 109673.8306 | 108501.7479 | 107342.1912 | 106195.0266 | 105060.1218 | 103937.3457 | 102826.5687 | 101727.6626 | 0 | 0 | 0 | 0 | 0 | 0 | 0 | 0 | 0 | 0 | 0 | 0 | 0 | 0 | 1068179.1869 | 112056.1169 | 222914.6917 | 332588.5223 | 441090.2702 | 548432.4614 | 654627.4881 | 759687.6099 | 863624.9556 | 966451.5244 | 1068179.1869 | 1068179.1869 | 1068179.1869 | 1068179.1869 | 1068179.1869 | 1068179.1869 | 1068179.1869 | 1068179.1869 | 1068179.1869 | 1068179.1869 | 1068179.1869 | 1068179.1869 | 1068179.1869 | 1068179.1869 | 1068179.1869 | 0 | 0 | 0 | 0 | 0 | 0 | 0 | 0 | 0 | 0 | 0 | 0 | 0 | 0 | 0 | 0 | 0 | 0 | 0 | 0 | 0 | 0 | 0 | 0 | 0 | 0 | 0 | 0 | 0 | 0 | 0 | 0 | 0 | 0 | 0 | 0 | 0 | 0 | 0 | 0 | 0 | 0 | 0 | 0 | 0 | 0 | 0 | 0 | 0 | 0 | 0 | 0 | 0 | 0 | 0 | 0 | 0 | 0 | 0 | 0 | 0 | 16.1837 | 32.1944 | 48.0341 | 63.7044 | 79.2073 | 94.5445 | 109.7178 | 124.729 | 139.5797 | 154.2717 | 154.2717 | 154.2717 | 154.2717 | 154.2717 | 154.2717 | 154.2717 | 154.2717 | 154.2717 | 154.2717 | 154.2717 | 154.2717 | 154.2717 | 154.2717 | 154.2717 | 115996.6004 | 114756.9463 | 113530.5403 | 112317.241 | 111116.9081 | 109929.4032 | 108754.5892 | 107592.3304 | 106442.4926 | 105304.9431 | 0 | 0 | 0 | 0 | 0 | 0 | 0 | 0 | 0 | 0 | 0 | 0 | 0 | 0 | 1105741.9946 | 0 | 0 | 0 | 0 | 0 | 0 | 0 | 0 | 0 | 0 | 0 | 0 | 0 | 0 | 0 | 0 | 0 | 0 | 0 | 0 | 0.009815% | 10.9984 | 21.8793 | 32.6439 | 43.2935 | 53.8292 | 64.2523 | 74.5641 | 84.7657 | 94.8582 | 104.8429 | 104.8429 | 104.8429 | 104.8429 | 104.8429 | 104.8429 | 104.8429 | 104.8429 | 104.8429 | 104.8429 | 104.8429 | 104.8429 | 104.8429 | 104.8429 | 104.8429
Yes | ResShowerheads_PSE | M_Input | PSE Business Case "QC _APPROVED_Measure Case_Showerhead_2020" | 2020 | Retro | 2022 | 2045 | PSE | Residential | Manufactured LI | Electric | Per Showerhead - LIW - TE | Per Showerhead - LIW - TE | 40.5 | LIW: Showerhead - 1.5 - MH - TE |  | 56.8322 | 3 | 40.5 | 0 |  | 8.3207 | 0 | 0 | 0 | 0 | 0 | 0 | 0 |  | 0 | 0 | 0 | Water Heat | Electric Water Heat | Showerhead | ResDHW | 0.01444% | 66.64% | 0% | 1.5328 |  | 34% | 33.33% | 85% | 6.8% | 0.2% | 8.882 | 1.2082 | 1.009 | 179.4948 | 0 | 0 | 0 | 58.8307 | 0 |  | 0.088676 | 0 | 0.088676 | 07. $0.085 to $0.115 | 1 | 0 | 01. ($9,999.00) to $0.22 | 1 | 765.2224 | 765.2224 | 765.2224 | 765.2224 | 765.2224 | 765.2224 | 765.2224 | 765.2224 | 765.2224 | 765.2224 | 0 | 0 | 0 | 0 | 0 | 0 | 0 | 0 | 0 | 0 | 0 | 0 | 0 | 0 | 43489.2375 | 43489.2375 | 43489.2375 | 43489.2375 | 43489.2375 | 43489.2375 | 43489.2375 | 43489.2375 | 43489.2375 | 43489.2375 | 0 | 0 | 0 | 0 | 0 | 0 | 0 | 0 | 0 | 0 | 0 | 0 | 0 | 0 | 434892.375 | 43489.2375 | 86978.475 | 130467.7125 | 173956.95 | 217446.1875 | 260935.425 | 304424.6625 | 347913.9 | 391403.1375 | 434892.375 | 434892.375 | 434892.375 | 434892.375 | 434892.375 | 434892.375 | 434892.375 | 434892.375 | 434892.375 | 434892.375 | 434892.375 | 434892.375 | 434892.375 | 434892.375 | 434892.375 | 0 | 0 | 0 | 0 | 0 | 0 | 0 | 0 | 0 | 0 | 0 | 0 | 0 | 0 | 0 | 0 | 0 | 0 | 0 | 0 | 0 | 0 | 0 | 0 | 0 | 0 | 0 | 0 | 0 | 0 | 0 | 0 | 0 | 0 | 0 | 0 | 0 | 0 | 0 | 0 | 0 | 0 | 0 | 0 | 0 | 0 | 0 | 0 | 0 | 0 | 0 | 0 | 0 | 0 | 0 | 0 | 0 | 0 | 0 | 0 | 0 | 6.2809 | 12.5619 | 18.8428 | 25.1237 | 31.4047 | 37.6856 | 43.9665 | 50.2474 | 56.5284 | 62.8093 | 62.8093 | 62.8093 | 62.8093 | 62.8093 | 62.8093 | 62.8093 | 62.8093 | 62.8093 | 62.8093 | 62.8093 | 62.8093 | 62.8093 | 62.8093 | 62.8093 | 45018.5482 | 45018.5482 | 45018.5482 | 45018.5482 | 45018.5482 | 45018.5482 | 45018.5482 | 45018.5482 | 45018.5482 | 45018.5482 | 0 | 0 | 0 | 0 | 0 | 0 | 0 | 0 | 0 | 0 | 0 | 0 | 0 | 0 | 450185.4821 | 0 | 0 | 0 | 0 | 0 | 0 | 0 | 0 | 0 | 0 | 0 | 0 | 0 | 0 | 0 | 0 | 0 | 0 | 0 | 0 | 0.009815% | 4.2685 | 8.537 | 12.8055 | 17.074 | 21.3426 | 25.6111 | 29.8796 | 34.1481 | 38.4166 | 42.6851 | 42.6851 | 42.6851 | 42.6851 | 42.6851 | 42.6851 | 42.6851 | 42.6851 | 42.6851 | 42.6851 | 42.6851 | 42.6851 | 42.6851 | 42.6851 | 42.6851
No | ResShowerheads_PSE | M_Input | PSE Business Case "QC _APPROVED_Measure Case_Showerhead_2020" | 2020 | Retro | 2022 | 2041 | PSE | Residential | Multifamily | Gas | Per Showerhead - MF Retrofit - Product Only | Per Showerhead - MF Retrofit - Product Only | 3.44 | MFRFT: Showerhead - Direct Install - GWH - 1.5 gpm max - Product Only |  | 0 | 3 | 3.44 | 0 |  | 7.8572 | 0 | 0 | 0 | 0 | 0 | 0 | 5.4073 |  | 0 | 0 | 0 | Water Heat | Gas Water Heat | Showerhead | ResDHW | 0.01444% | 0% | 45.46% | 1.2567 |  | 58% | 33.33% | 85% | 6.8% | 0.2% | 13.7485 | 0.47995 | 1.4228 | 0 | 14.1031 | 0 | 0 | 0 | -71.6606 |  | 0 | -1.2316 | 0 | 01. ($9,999.000) to $0.028 | 1 | -1.2316 | 01. ($9,999.00) to $0.22 | 1 | 0 | 0 | 0 | 0 | 0 | 0 | 0 | 0 | 0 | 0 | 0 | 0 | 0 | 0 | 0 | 0 | 0 | 0 | 0 | 0 | 0 | 0 | 0 | 0 | 0 | 0 | 0 | 0 | 0 | 0 | 0 | 0 | 0 | 0 | 0 | 0 | 0 | 0 | 0 | 0 | 0 | 0 | 0 | 0 | 0 | 0 | 0 | 0 | 0 | 0 | 0 | 0 | 0 | 0 | 0 | 0 | 0 | 0 | 0 | 0 | 0 | 0 | 0 | 0 | 0 | 0 | 0 | 0 | 0 | 0 | 0 | 0 | 0 | 1590.8367 | 1587.2242 | 1583.6199 | 1580.0238 | 1576.4358 | 1572.856 | 1569.2844 | 1565.7208 | 1562.1654 | 1558.618 | 0 | 0 | 0 | 0 | 0 | 0 | 0 | 0 | 0 | 0 | 8602.1809 | 8582.6469 | 8563.1573 | 8543.7119 | 8524.3107 | 8504.9536 | 8485.6404 | 8466.371 | 8447.1454 | 8427.9635 | 0 | 0 | 0 | 0 | 0 | 0 | 0 | 0 | 0 | 0 | 85148.0817 | 8602.1809 | 17184.8279 | 25747.9852 | 34291.6971 | 42816.0078 | 51320.9614 | 59806.6017 | 68272.9728 | 76720.1182 | 85148.0817 | 85148.0817 | 85148.0817 | 85148.0817 | 85148.0817 | 85148.0817 | 85148.0817 | 85148.0817 | 85148.0817 | 85148.0817 | 85148.0817 | 0 | 0 | 0 | 0 | 0 | 0 | 0 | 0 | 0 | 0 | 0 | 0 | 0 | 0 | 0 | 0 | 0 | 0 | 0 | 0 | 0 | 0 | 0 | 0 | 0 | 0 | 0 | 0 | 0 | 0 | 0 | 0 | 0 | 0 | 0 | 0 | 0 | 0 | 0 | 0 | 0 | 0 | 0 | 0 | 0 | 0 | 0 | 0 | 0 | 0 | 0 | 0 | 0 | 0 | 0 | 0 | 0 | 0 | 0 | 0 | 0 | 0 | 0 | 0 | 0 | 0 | 0 | 0 | 0 | 0.009815% | 0 | 0 | 0 | 0 | 0 | 0 | 0 | 0 | 0 | 0 | 0 | 0 | 0 | 0 | 0 | 0 | 0 | 0 | 0 | 0 | 0 | 0 | 0 | 0
No | ResShowerheads_PSE | M_Input | PSE Business Case "QC _APPROVED_Measure Case_Showerhead_2020" | 2020 | Retro | 2022 | 2041 | PSE | Residential | Single Family | Gas | Per Showerhead - Kits | Per Showerhead - Kits | 10 | Showerhead - 1.5 gpm or less - Any WH - Res - GO - TY Kit |  | 0 | 10 | 10 | 0 |  | 7.8958 | 0 | 0 | 0 | 0 | 0 | 0 | 2.7037 |  | 0 | 0 | 0 | Water Heat | Gas Water Heat | Showerhead | ResDHW | 0.01444% | 0% | 72.97% | 1.8743 |  | 0% | 10% | 85% | 6.8% | 0.2% | 21.2347 | 0.23997 | 2.1475 | 0 | 15.1795 | 0 | 0 | 0 | -70.1724 |  | 0 | -2.412 | 0 | 01. ($9,999.000) to $0.028 | 1 | -2.412 | 01. ($9,999.00) to $0.22 | 1 | 0 | 0 | 0 | 0 | 0 | 0 | 0 | 0 | 0 | 0 | 0 | 0 | 0 | 0 | 0 | 0 | 0 | 0 | 0 | 0 | 0 | 0 | 0 | 0 | 0 | 0 | 0 | 0 | 0 | 0 | 0 | 0 | 0 | 0 | 0 | 0 | 0 | 0 | 0 | 0 | 0 | 0 | 0 | 0 | 0 | 0 | 0 | 0 | 0 | 0 | 0 | 0 | 0 | 0 | 0 | 0 | 0 | 0 | 0 | 0 | 0 | 0 | 0 | 0 | 0 | 0 | 0 | 0 | 0 | 0 | 0 | 0 | 0 | 0 | 0 | 0 | 0 | 0 | 0 | 0 | 0 | 0 | 0 | 0 | 0 | 0 | 0 | 0 | 0 | 0 | 0 | 0 | 0 | 0 | 0 | 0 | 0 | 0 | 0 | 0 | 0 | 0 | 0 | 0 | 0 | 0 | 0 | 0 | 0 | 0 | 0 | 0 | 0 | 0 | 0 | 0 | 0 | 0 | 0 | 0 | 0 | 0 | 0 | 0 | 0 | 0 | 0 | 0 | 0 | 0 | 0 | 0 | 0 | 0 | 0 | 0 | 0 | 0 | 0 | 0 | 0 | 0 | 0 | 0 | 0 | 0 | 0 | 0 | 0 | 0 | 0 | 0 | 0 | 0 | 0 | 0 | 0 | 0 | 0 | 0 | 0 | 0 | 0 | 0 | 0 | 0 | 0 | 0 | 0 | 0 | 0 | 0 | 0 | 0 | 0 | 0 | 0 | 0 | 0 | 0 | 0 | 0 | 0 | 0 | 0 | 0 | 0 | 0 | 0 | 0 | 0 | 0 | 0 | 0 | 0 | 0 | 0 | 0 | 0 | 0 | 0 | 0 | 0 | 0.009815% | 0 | 0 | 0 | 0 | 0 | 0 | 0 | 0 | 0 | 0 | 0 | 0 | 0 | 0 | 0 | 0 | 0 | 0 | 0 | 0 | 0 | 0 | 0 | 0
Yes | ResShowerheads_PSE | M_Input | PSE Business Case "QC _APPROVED_Measure Case_Showerhead_2020" | 2020 | Retro | 2022 | 2041 | PSE | Residential | Multifamily LI | Gas | Per Showerhead - LIW - TG | Per Showerhead - LIW - TG | 40.5 | LIW: Showerhead - 1.5 - MF - TG |  | 0 | 3 | 40.5 | 0 |  | 8.3207 | 0 | 0 | 0 | 0 | 0 | 0 | 3.8624 |  | 0 | 0 | 0 | Water Heat | Gas Water Heat | Showerhead | ResDHW | 0.01444% | 0% | 45.46% | 1.2567 |  | 58% | 33.33% | 85% | 6.8% | 0.2% | 9.8204 | 0.34282 | 1.0163 | 0 | 166.0393 | 0 | 0 | 0 | 55.4959 |  | 0 | 1.3353 | 0 | 01. ($9,999.000) to $0.028 | 1 | 1.3353 | 11. $1.20 to $1.50 | 0 | 0 | 0 | 0 | 0 | 0 | 0 | 0 | 0 | 0 | 0 | 0 | 0 | 0 | 0 | 0 | 0 | 0 | 0 | 0 | 0 | 0 | 0 | 0 | 0 | 0 | 0 | 0 | 0 | 0 | 0 | 0 | 0 | 0 | 0 | 0 | 0 | 0 | 0 | 0 | 0 | 0 | 0 | 0 | 0 | 0 | 0 | 0 | 0 | 0 | 0 | 0 | 0 | 0 | 0 | 0 | 0 | 0 | 0 | 0 | 0 | 0 | 0 | 0 | 0 | 0 | 0 | 0 | 0 | 0 | 0 | 0 | 0 | 0 | 142.2077 | 140.6879 | 139.1844 | 137.697 | 136.2254 | 134.7696 | 133.3293 | 131.9044 | 130.4947 | 129.1001 | 0 | 0 | 0 | 0 | 0 | 0 | 0 | 0 | 0 | 0 | 549.2602 | 543.3902 | 537.583 | 531.8379 | 526.1541 | 520.5311 | 514.9682 | 509.4648 | 504.0201 | 498.6337 | 0 | 0 | 0 | 0 | 0 | 0 | 0 | 0 | 0 | 0 | 5235.8434 | 549.2602 | 1092.6504 | 1630.2334 | 2162.0713 | 2688.2255 | 3208.7566 | 3723.7248 | 4233.1896 | 4737.2097 | 5235.8434 | 5235.8434 | 5235.8434 | 5235.8434 | 5235.8434 | 5235.8434 | 5235.8434 | 5235.8434 | 5235.8434 | 5235.8434 | 5235.8434 | 0 | 0 | 0 | 0 | 0 | 0 | 0 | 0 | 0 | 0 | 0 | 0 | 0 | 0 | 0 | 0 | 0 | 0 | 0 | 0 | 0 | 0 | 0 | 0 | 0 | 0 | 0 | 0 | 0 | 0 | 0 | 0 | 0 | 0 | 0 | 0 | 0 | 0 | 0 | 0 | 0 | 0 | 0 | 0 | 0 | 0 | 0 | 0 | 0 | 7891.9421 | 7807.601 | 7724.1613 | 7641.6133 | 7559.9475 | 7479.1544 | 7399.2248 | 7320.1494 | 7241.919 | 7164.5247 | 0 | 0 | 0 | 0 | 0 | 0 | 0 | 0 | 0 | 0 | 0.009815% | 0 | 0 | 0 | 0 | 0 | 0 | 0 | 0 | 0 | 0 | 0 | 0 | 0 | 0 | 0 | 0 | 0 | 0 | 0 | 0 | 0 | 0 | 0 | 0
Yes | ResShowerheads_PSE | M_Input | PSE Business Case "QC _APPROVED_Measure Case_Showerhead_2020" | 2020 | Retro | 2022 | 2041 | PSE | Residential | Manufactured LI | Gas | Per Showerhead - LIW - TG | Per Showerhead - LIW - TG | 40.5 | LIW: Showerhead - 1.5 - MH - TG |  | 0 | 3 | 40.5 | 0 |  | 8.3207 | 0 | 0 | 0 | 0 | 0 | 0 | 3.8624 |  | 0 | 0 | 0 | Water Heat | Gas Water Heat | Showerhead | ResDHW | 0.01444% | 0% | 83.15% | 1.5328 |  | 34% | 33.33% | 85% | 6.8% | 0.2% | 9.8204 | 0.34282 | 1.0163 | 0 | 166.0393 | 0 | 0 | 0 | 55.4959 |  | 0 | 1.3353 | 0 | 01. ($9,999.000) to $0.028 | 1 | 1.3353 | 11. $1.20 to $1.50 | 0 | 0 | 0 | 0 | 0 | 0 | 0 | 0 | 0 | 0 | 0 | 0 | 0 | 0 | 0 | 0 | 0 | 0 | 0 | 0 | 0 | 0 | 0 | 0 | 0 | 0 | 0 | 0 | 0 | 0 | 0 | 0 | 0 | 0 | 0 | 0 | 0 | 0 | 0 | 0 | 0 | 0 | 0 | 0 | 0 | 0 | 0 | 0 | 0 | 0 | 0 | 0 | 0 | 0 | 0 | 0 | 0 | 0 | 0 | 0 | 0 | 0 | 0 | 0 | 0 | 0 | 0 | 0 | 0 | 0 | 0 | 0 | 0 | 0 | 9.4952 | 9.4952 | 9.4952 | 9.4952 | 9.4952 | 9.4952 | 9.4952 | 9.4952 | 9.4952 | 9.4952 | 0 | 0 | 0 | 0 | 0 | 0 | 0 | 0 | 0 | 0 | 36.674 | 36.674 | 36.674 | 36.674 | 36.674 | 36.674 | 36.674 | 36.674 | 36.674 | 36.674 | 0 | 0 | 0 | 0 | 0 | 0 | 0 | 0 | 0 | 0 | 366.7397 | 36.674 | 73.3479 | 110.0219 | 146.6959 | 183.3699 | 220.0438 | 256.7178 | 293.3918 | 330.0657 | 366.7397 | 366.7397 | 366.7397 | 366.7397 | 366.7397 | 366.7397 | 366.7397 | 366.7397 | 366.7397 | 366.7397 | 366.7397 | 0 | 0 | 0 | 0 | 0 | 0 | 0 | 0 | 0 | 0 | 0 | 0 | 0 | 0 | 0 | 0 | 0 | 0 | 0 | 0 | 0 | 0 | 0 | 0 | 0 | 0 | 0 | 0 | 0 | 0 | 0 | 0 | 0 | 0 | 0 | 0 | 0 | 0 | 0 | 0 | 0 | 0 | 0 | 0 | 0 | 0 | 0 | 0 | 0 | 526.9431 | 526.9431 | 526.9431 | 526.9431 | 526.9431 | 526.9431 | 526.9431 | 526.9431 | 526.9431 | 526.9431 | 0 | 0 | 0 | 0 | 0 | 0 | 0 | 0 | 0 | 0 | 0.009815% | 0 | 0 | 0 | 0 | 0 | 0 | 0 | 0 | 0 | 0 | 0 | 0 | 0 | 0 | 0 | 0 | 0 | 0 | 0 | 0 | 0 | 0 | 0 | 0
Yes | ResShowerheads_PSE | M_Input | PSE Business Case "QC _APPROVED_Measure Case_Showerhead_2020" | 2020 | Retro | 2022 | 2041 | PSE | Residential | Single Family LI | Gas | Per Showerhead - LIW - TG | Per Showerhead - LIW - TG | 40.5 | LIW: Showerhead - 1.5 - SF - TG |  | 0 | 3 | 40.5 | 0 |  | 8.3207 | 0 | 0 | 0 | 0 | 0 | 0 | 3.8624 |  | 0 | 0 | 0 | Water Heat | Gas Water Heat | Showerhead | ResDHW | 0.01444% | 0% | 72.97% | 1.8743 |  | 44.25% | 33.33% | 85% | 6.8% | 0.2% | 9.8204 | 0.34282 | 1.0163 | 0 | 166.0393 | 0 | 0 | 0 | 55.4959 |  | 0 | 1.3353 | 0 | 01. ($9,999.000) to $0.028 | 1 | 1.3353 | 11. $1.20 to $1.50 | 0 | 0 | 0 | 0 | 0 | 0 | 0 | 0 | 0 | 0 | 0 | 0 | 0 | 0 | 0 | 0 | 0 | 0 | 0 | 0 | 0 | 0 | 0 | 0 | 0 | 0 | 0 | 0 | 0 | 0 | 0 | 0 | 0 | 0 | 0 | 0 | 0 | 0 | 0 | 0 | 0 | 0 | 0 | 0 | 0 | 0 | 0 | 0 | 0 | 0 | 0 | 0 | 0 | 0 | 0 | 0 | 0 | 0 | 0 | 0 | 0 | 0 | 0 | 0 | 0 | 0 | 0 | 0 | 0 | 0 | 0 | 0 | 0 | 0 | 3436.5604 | 3428.7566 | 3420.9705 | 3413.2021 | 3405.4513 | 3397.7182 | 3390.0026 | 3382.3045 | 3374.6239 | 3366.9607 | 0 | 0 | 0 | 0 | 0 | 0 | 0 | 0 | 0 | 0 | 13273.3001 | 13243.1588 | 13213.086 | 13183.0815 | 13153.1451 | 13123.2768 | 13093.4762 | 13063.7433 | 13034.0779 | 13004.4799 | 0 | 0 | 0 | 0 | 0 | 0 | 0 | 0 | 0 | 0 | 131384.8256 | 13273.3001 | 26516.4589 | 39729.545 | 52912.6265 | 66065.7716 | 79189.0484 | 92282.5246 | 105346.2678 | 118380.3457 | 131384.8256 | 131384.8256 | 131384.8256 | 131384.8256 | 131384.8256 | 131384.8256 | 131384.8256 | 131384.8256 | 131384.8256 | 131384.8256 | 131384.8256 | 0 | 0 | 0 | 0 | 0 | 0 | 0 | 0 | 0 | 0 | 0 | 0 | 0 | 0 | 0 | 0 | 0 | 0 | 0 | 0 | 0 | 0 | 0 | 0 | 0 | 0 | 0 | 0 | 0 | 0 | 0 | 0 | 0 | 0 | 0 | 0 | 0 | 0 | 0 | 0 | 0 | 0 | 0 | 0 | 0 | 0 | 0 | 0 | 0 | 190714.9311 | 190281.8523 | 189849.7569 | 189418.6427 | 188988.5074 | 188559.349 | 188131.165 | 187703.9534 | 187277.7119 | 186852.4384 | 0 | 0 | 0 | 0 | 0 | 0 | 0 | 0 | 0 | 0 | 0.009815% | 0 | 0 | 0 | 0 | 0 | 0 | 0 | 0 | 0 | 0 | 0 | 0 | 0 | 0 | 0 | 0 | 0 | 0 | 0 | 0 | 0 | 0 | 0 | 0
No | ResShowerheads_PSE | M_Input | PSE Business Case "QC _APPROVED_Measure Case_Showerhead_2020" | 2020 | Retro | 2022 | 2045 | PSE | Residential | Manufactured | Electric | Per Fixed Showerhead - DI | Per Fixed Showerhead - DI | 3.9 | Showerhead - Fixed - 1.5 gpm - DI - EWH - MH |  | 137.9421 | 3 | 3.9 | 0 |  | 8.2269 | 0 | 0 | 0 | 0 | 0 | 0 | 0 |  | 0 | 0 | 0 | Water Heat | Electric Water Heat | Showerhead | ResDHW | 0.01444% | 66.64% | 0% | 1.5328 |  | 17% | 33.33% | 85% | 6.8% | 0.2% | 21.5583 | 2.9326 | 2.4491 | 17.2847 | 0 | 0 | 0 | -83.3535 | 0 |  | -0.051764 | 0 | -0.051764 | 01. ($9,999.000) to $0.028 | 1 | 0 | 01. ($9,999.00) to $0.22 | 1 | 691.6347 | 691.6347 | 691.6347 | 691.6347 | 691.6347 | 691.6347 | 691.6347 | 691.6347 | 691.6347 | 691.6347 | 0 | 0 | 0 | 0 | 0 | 0 | 0 | 0 | 0 | 0 | 0 | 0 | 0 | 0 | 95405.5516 | 95405.5516 | 95405.5516 | 95405.5516 | 95405.5516 | 95405.5516 | 95405.5516 | 95405.5516 | 95405.5516 | 95405.5516 | 0 | 0 | 0 | 0 | 0 | 0 | 0 | 0 | 0 | 0 | 0 | 0 | 0 | 0 | 954055.5164 | 95405.5516 | 190811.1033 | 286216.6549 | 381622.2066 | 477027.7582 | 572433.3098 | 667838.8615 | 763244.4131 | 858649.9648 | 954055.5164 | 954055.5164 | 954055.5164 | 954055.5164 | 954055.5164 | 954055.5164 | 954055.5164 | 954055.5164 | 954055.5164 | 954055.5164 | 954055.5164 | 954055.5164 | 954055.5164 | 954055.5164 | 954055.5164 | 0 | 0 | 0 | 0 | 0 | 0 | 0 | 0 | 0 | 0 | 0 | 0 | 0 | 0 | 0 | 0 | 0 | 0 | 0 | 0 | 0 | 0 | 0 | 0 | 0 | 0 | 0 | 0 | 0 | 0 | 0 | 0 | 0 | 0 | 0 | 0 | 0 | 0 | 0 | 0 | 0 | 0 | 0 | 0 | 0 | 0 | 0 | 0 | 0 | 0 | 0 | 0 | 0 | 0 | 0 | 0 | 0 | 0 | 0 | 0 | 0 | 13.7789 | 27.5579 | 41.3368 | 55.1158 | 68.8947 | 82.6737 | 96.4526 | 110.2315 | 124.0105 | 137.7894 | 137.7894 | 137.7894 | 137.7894 | 137.7894 | 137.7894 | 137.7894 | 137.7894 | 137.7894 | 137.7894 | 137.7894 | 137.7894 | 137.7894 | 137.7894 | 137.7894 | 0 | 0 | 0 | 0 | 0 | 0 | 0 | 0 | 0 | 0 | 0 | 0 | 0 | 0 | 0 | 0 | 0 | 0 | 0 | 0 | 0 | 0 | 0 | 0 | 0 | 0 | 0 | 0 | 0 | 0 | 0 | 0 | 0 | 0 | 0 | 0 | 0 | 0 | 0 | 0 | 0 | 0 | 0 | 0 | 0 | 0.009815% | 9.3642 | 18.7283 | 28.0925 | 37.4566 | 46.8208 | 56.1849 | 65.5491 | 74.9132 | 84.2774 | 93.6415 | 93.6415 | 93.6415 | 93.6415 | 93.6415 | 93.6415 | 93.6415 | 93.6415 | 93.6415 | 93.6415 | 93.6415 | 93.6415 | 93.6415 | 93.6415 | 93.6415
No | ResShowerheads_PSE | M_Input | PSE Business Case "QC _APPROVED_Measure Case_Showerhead_2020" | 2020 | Retro | 2022 | 2045 | PSE | Residential | Single Family | Electric | Per Fixed Showerhead - DI | Per Fixed Showerhead - DI | 3.9 | Showerhead - Fixed - 1.5 gpm - DI - EWH - SF or DX |  | 144.0116 | 3 | 3.9 | 0 |  | 8.3924 | 0 | 0 | 0 | 0 | 0 | 0 | 0 |  | 0 | 0 | 0 | Water Heat | Electric Water Heat | Showerhead | ResDHW | 0.01444% | 29.91% | 0% | 1.8743 |  | 22.12% | 33.33% | 85% | 6.8% | 0.2% | 22.5069 | 3.0617 | 2.5569 | 17.2847 | 0 | 0 | 0 | -85.5227 | 0 |  | -0.050872 | 0 | -0.050872 | 01. ($9,999.000) to $0.028 | 1 | 0 | 01. ($9,999.00) to $0.22 | 1 | 6186.9081 | 6172.859 | 6158.8418 | 6144.8564 | 6130.9027 | 6116.9808 | 6103.0905 | 6089.2317 | 6075.4044 | 6061.6085 | 0 | 0 | 0 | 0 | 0 | 0 | 0 | 0 | 0 | 0 | 0 | 0 | 0 | 0 | 890986.3805 | 888963.1453 | 886944.5044 | 884930.4474 | 882920.9639 | 880916.0435 | 878915.6758 | 876919.8505 | 874928.5573 | 872941.7859 | 0 | 0 | 0 | 0 | 0 | 0 | 0 | 0 | 0 | 0 | 0 | 0 | 0 | 0 | 8819367.3545 | 890986.3805 | 1779949.5258 | 2666894.0302 | 3551824.4776 | 4434745.4415 | 5315661.4849 | 6194577.1607 | 7071497.0112 | 7946425.5686 | 8819367.3545 | 8819367.3545 | 8819367.3545 | 8819367.3545 | 8819367.3545 | 8819367.3545 | 8819367.3545 | 8819367.3545 | 8819367.3545 | 8819367.3545 | 8819367.3545 | 8819367.3545 | 8819367.3545 | 8819367.3545 | 8819367.3545 | 0 | 0 | 0 | 0 | 0 | 0 | 0 | 0 | 0 | 0 | 0 | 0 | 0 | 0 | 0 | 0 | 0 | 0 | 0 | 0 | 0 | 0 | 0 | 0 | 0 | 0 | 0 | 0 | 0 | 0 | 0 | 0 | 0 | 0 | 0 | 0 | 0 | 0 | 0 | 0 | 0 | 0 | 0 | 0 | 0 | 0 | 0 | 0 | 0 | 0 | 0 | 0 | 0 | 0 | 0 | 0 | 0 | 0 | 0 | 0 | 0 | 128.6807 | 257.0691 | 385.166 | 512.9721 | 640.4879 | 767.7142 | 894.6515 | 1021.3006 | 1147.6621 | 1273.7367 | 1273.7367 | 1273.7367 | 1273.7367 | 1273.7367 | 1273.7367 | 1273.7367 | 1273.7367 | 1273.7367 | 1273.7367 | 1273.7367 | 1273.7367 | 1273.7367 | 1273.7367 | 1273.7367 | 0 | 0 | 0 | 0 | 0 | 0 | 0 | 0 | 0 | 0 | 0 | 0 | 0 | 0 | 0 | 0 | 0 | 0 | 0 | 0 | 0 | 0 | 0 | 0 | 0 | 0 | 0 | 0 | 0 | 0 | 0 | 0 | 0 | 0 | 0 | 0 | 0 | 0 | 0 | 0 | 0 | 0 | 0 | 0 | 0 | 0.009815% | 87.4512 | 174.7038 | 261.7583 | 348.6151 | 435.2747 | 521.7375 | 608.0039 | 694.0745 | 779.9496 | 865.6297 | 865.6297 | 865.6297 | 865.6297 | 865.6297 | 865.6297 | 865.6297 | 865.6297 | 865.6297 | 865.6297 | 865.6297 | 865.6297 | 865.6297 | 865.6297 | 865.6297
No | ResShowerheads_PSE | M_Input | PSE Business Case "QC _APPROVED_Measure Case_Showerhead_2020" | 2020 | Retro | 2022 | 2041 | PSE | Residential | Manufactured | Gas | Per Fixed Showerhead - DI | Per Fixed Showerhead - DI | 3.9 | Showerhead - Fixed - 1.5 gpm - DI - GWH - MH |  | 0 | 3 | 3.9 | 0 |  | 8.2269 | 0 | 0 | 0 | 0 | 0 | 0 | 6.1522 |  | 0 | 0 | 0 | Water Heat | Gas Water Heat | Showerhead | ResDHW | 0.01444% | 0% | 83.15% | 1.5328 |  | 17% | 33.33% | 85% | 6.8% | 0.2% | 15.6424 | 0.54606 | 1.6188 | 0 | 15.989 | 0 | 0 | 0 | -73.9229 |  | 0 | -1.1166 | 0 | 01. ($9,999.000) to $0.028 | 1 | -1.1166 | 01. ($9,999.00) to $0.22 | 1 | 0 | 0 | 0 | 0 | 0 | 0 | 0 | 0 | 0 | 0 | 0 | 0 | 0 | 0 | 0 | 0 | 0 | 0 | 0 | 0 | 0 | 0 | 0 | 0 | 0 | 0 | 0 | 0 | 0 | 0 | 0 | 0 | 0 | 0 | 0 | 0 | 0 | 0 | 0 | 0 | 0 | 0 | 0 | 0 | 0 | 0 | 0 | 0 | 0 | 0 | 0 | 0 | 0 | 0 | 0 | 0 | 0 | 0 | 0 | 0 | 0 | 0 | 0 | 0 | 0 | 0 | 0 | 0 | 0 | 0 | 0 | 0 | 0 | 37.4093 | 37.4093 | 37.4093 | 37.4093 | 37.4093 | 37.4093 | 37.4093 | 37.4093 | 37.4093 | 37.4093 | 0 | 0 | 0 | 0 | 0 | 0 | 0 | 0 | 0 | 0 | 230.1503 | 230.1503 | 230.1503 | 230.1503 | 230.1503 | 230.1503 | 230.1503 | 230.1503 | 230.1503 | 230.1503 | 0 | 0 | 0 | 0 | 0 | 0 | 0 | 0 | 0 | 0 | 2301.5027 | 230.1503 | 460.3005 | 690.4508 | 920.6011 | 1150.7514 | 1380.9016 | 1611.0519 | 1841.2022 | 2071.3525 | 2301.5027 | 2301.5027 | 2301.5027 | 2301.5027 | 2301.5027 | 2301.5027 | 2301.5027 | 2301.5027 | 2301.5027 | 2301.5027 | 2301.5027 | 0 | 0 | 0 | 0 | 0 | 0 | 0 | 0 | 0 | 0 | 0 | 0 | 0 | 0 | 0 | 0 | 0 | 0 | 0 | 0 | 0 | 0 | 0 | 0 | 0 | 0 | 0 | 0 | 0 | 0 | 0 | 0 | 0 | 0 | 0 | 0 | 0 | 0 | 0 | 0 | 0 | 0 | 0 | 0 | 0 | 0 | 0 | 0 | 0 | 0 | 0 | 0 | 0 | 0 | 0 | 0 | 0 | 0 | 0 | 0 | 0 | 0 | 0 | 0 | 0 | 0 | 0 | 0 | 0 | 0.009815% | 0 | 0 | 0 | 0 | 0 | 0 | 0 | 0 | 0 | 0 | 0 | 0 | 0 | 0 | 0 | 0 | 0 | 0 | 0 | 0 | 0 | 0 | 0 | 0
No | ResShowerheads_PSE | M_Input | PSE Business Case "QC _APPROVED_Measure Case_Showerhead_2020" | 2020 | Retro | 2022 | 2041 | PSE | Residential | Single Family | Gas | Per Fixed Showerhead - DI | Per Fixed Showerhead - DI | 3.9 | Showerhead - Fixed - 1.5 gpm - DI - GWH - SF or DX |  | 0 | 3 | 3.9 | 0 |  | 8.3924 | 0 | 0 | 0 | 0 | 0 | 0 | 6.4226 |  | 0 | 0 | 0 | Water Heat | Gas Water Heat | Showerhead | ResDHW | 0.01444% | 0% | 72.97% | 1.8743 |  | 22.12% | 33.33% | 85% | 6.8% | 0.2% | 16.3299 | 0.57006 | 1.69 | 0 | 15.989 | 0 | 0 | 0 | -75.7993 |  | 0 | -1.0968 | 0 | 01. ($9,999.000) to $0.028 | 1 | -1.0968 | 01. ($9,999.00) to $0.22 | 1 | 0 | 0 | 0 | 0 | 0 | 0 | 0 | 0 | 0 | 0 | 0 | 0 | 0 | 0 | 0 | 0 | 0 | 0 | 0 | 0 | 0 | 0 | 0 | 0 | 0 | 0 | 0 | 0 | 0 | 0 | 0 | 0 | 0 | 0 | 0 | 0 | 0 | 0 | 0 | 0 | 0 | 0 | 0 | 0 | 0 | 0 | 0 | 0 | 0 | 0 | 0 | 0 | 0 | 0 | 0 | 0 | 0 | 0 | 0 | 0 | 0 | 0 | 0 | 0 | 0 | 0 | 0 | 0 | 0 | 0 | 0 | 0 | 0 | 17204.0218 | 17164.9552 | 17125.9774 | 17087.088 | 17048.287 | 17009.574 | 16970.949 | 16932.4117 | 16893.9619 | 16855.5994 | 0 | 0 | 0 | 0 | 0 | 0 | 0 | 0 | 0 | 0 | 110494.2959 | 110243.3875 | 109993.0489 | 109743.2787 | 109494.0757 | 109245.4386 | 108997.3661 | 108749.8569 | 108502.9098 | 108256.5234 | 0 | 0 | 0 | 0 | 0 | 0 | 0 | 0 | 0 | 0 | 1093720.1815 | 110494.2959 | 220737.6833 | 330730.7322 | 440474.0109 | 549968.0866 | 659213.5252 | 768210.8913 | 876960.7483 | 985463.6581 | 1093720.1815 | 1093720.1815 | 1093720.1815 | 1093720.1815 | 1093720.1815 | 1093720.1815 | 1093720.1815 | 1093720.1815 | 1093720.1815 | 1093720.1815 | 1093720.1815 | 0 | 0 | 0 | 0 | 0 | 0 | 0 | 0 | 0 | 0 | 0 | 0 | 0 | 0 | 0 | 0 | 0 | 0 | 0 | 0 | 0 | 0 | 0 | 0 | 0 | 0 | 0 | 0 | 0 | 0 | 0 | 0 | 0 | 0 | 0 | 0 | 0 | 0 | 0 | 0 | 0 | 0 | 0 | 0 | 0 | 0 | 0 | 0 | 0 | 0 | 0 | 0 | 0 | 0 | 0 | 0 | 0 | 0 | 0 | 0 | 0 | 0 | 0 | 0 | 0 | 0 | 0 | 0 | 0 | 0.009815% | 0 | 0 | 0 | 0 | 0 | 0 | 0 | 0 | 0 | 0 | 0 | 0 | 0 | 0 | 0 | 0 | 0 | 0 | 0 | 0 | 0 | 0 | 0 | 0
No | ResShowerheads_PSE | M_Input | PSE Business Case "QC _APPROVED_Measure Case_Showerhead_2020" | 2020 | Retro | 2022 | 2045 | PSE | Residential | Manufactured | Electric | Per Handheld Showerhead - DI | Per Handheld Showerhead - DI | 8.07 | Showerhead - Handheld - 1.5 gpm - DI - EWH - MH |  | 137.9421 | 3 | 8.07 | 0 |  | 8.2269 | 0 | 0 | 0 | 0 | 0 | 0 | 0 |  | 0 | 0 | 0 | Water Heat | Electric Water Heat | Showerhead | ResDHW | 0.01444% | 66.64% | 0% | 1.5328 |  | 17% | 33.33% | 85% | 6.8% | 0.2% | 21.5583 | 2.9326 | 2.4491 | 35.766 | 0 | 0 | 0 | -64.0382 | 0 |  | -0.039769 | 0 | -0.039769 | 01. ($9,999.000) to $0.028 | 1 | 0 | 01. ($9,999.00) to $0.22 | 1 | 691.6347 | 691.6347 | 691.6347 | 691.6347 | 691.6347 | 691.6347 | 691.6347 | 691.6347 | 691.6347 | 691.6347 | 0 | 0 | 0 | 0 | 0 | 0 | 0 | 0 | 0 | 0 | 0 | 0 | 0 | 0 | 95405.5516 | 95405.5516 | 95405.5516 | 95405.5516 | 95405.5516 | 95405.5516 | 95405.5516 | 95405.5516 | 95405.5516 | 95405.5516 | 0 | 0 | 0 | 0 | 0 | 0 | 0 | 0 | 0 | 0 | 0 | 0 | 0 | 0 | 954055.5164 | 95405.5516 | 190811.1033 | 286216.6549 | 381622.2066 | 477027.7582 | 572433.3098 | 667838.8615 | 763244.4131 | 858649.9648 | 954055.5164 | 954055.5164 | 954055.5164 | 954055.5164 | 954055.5164 | 954055.5164 | 954055.5164 | 954055.5164 | 954055.5164 | 954055.5164 | 954055.5164 | 954055.5164 | 954055.5164 | 954055.5164 | 954055.5164 | 0 | 0 | 0 | 0 | 0 | 0 | 0 | 0 | 0 | 0 | 0 | 0 | 0 | 0 | 0 | 0 | 0 | 0 | 0 | 0 | 0 | 0 | 0 | 0 | 0 | 0 | 0 | 0 | 0 | 0 | 0 | 0 | 0 | 0 | 0 | 0 | 0 | 0 | 0 | 0 | 0 | 0 | 0 | 0 | 0 | 0 | 0 | 0 | 0 | 0 | 0 | 0 | 0 | 0 | 0 | 0 | 0 | 0 | 0 | 0 | 0 | 13.7789 | 27.5579 | 41.3368 | 55.1158 | 68.8947 | 82.6737 | 96.4526 | 110.2315 | 124.0105 | 137.7894 | 137.7894 | 137.7894 | 137.7894 | 137.7894 | 137.7894 | 137.7894 | 137.7894 | 137.7894 | 137.7894 | 137.7894 | 137.7894 | 137.7894 | 137.7894 | 137.7894 | 0 | 0 | 0 | 0 | 0 | 0 | 0 | 0 | 0 | 0 | 0 | 0 | 0 | 0 | 0 | 0 | 0 | 0 | 0 | 0 | 0 | 0 | 0 | 0 | 0 | 0 | 0 | 0 | 0 | 0 | 0 | 0 | 0 | 0 | 0 | 0 | 0 | 0 | 0 | 0 | 0 | 0 | 0 | 0 | 0 | 0.009815% | 9.3642 | 18.7283 | 28.0925 | 37.4566 | 46.8208 | 56.1849 | 65.5491 | 74.9132 | 84.2774 | 93.6415 | 93.6415 | 93.6415 | 93.6415 | 93.6415 | 93.6415 | 93.6415 | 93.6415 | 93.6415 | 93.6415 | 93.6415 | 93.6415 | 93.6415 | 93.6415 | 93.6415
No | ResShowerheads_PSE | M_Input | PSE Business Case "QC _APPROVED_Measure Case_Showerhead_2020" | 2020 | Retro | 2022 | 2045 | PSE | Residential | Single Family | Electric | Per Handheld Showerhead - DI | Per Handheld Showerhead - DI | 8.07 | Showerhead - Handheld - 1.5 gpm - DI - EWH - SF or DX |  | 144.0116 | 3 | 8.07 | 0 |  | 8.3924 | 0 | 0 | 0 | 0 | 0 | 0 | 0 |  | 0 | 0 | 0 | Water Heat | Electric Water Heat | Showerhead | ResDHW | 0.01444% | 29.91% | 0% | 1.8743 |  | 22.12% | 33.33% | 85% | 6.8% | 0.2% | 22.5069 | 3.0617 | 2.5569 | 35.766 | 0 | 0 | 0 | -66.2074 | 0 |  | -0.039383 | 0 | -0.039383 | 01. ($9,999.000) to $0.028 | 1 | 0 | 01. ($9,999.00) to $0.22 | 1 | 6186.9081 | 6172.859 | 6158.8418 | 6144.8564 | 6130.9027 | 6116.9808 | 6103.0905 | 6089.2317 | 6075.4044 | 6061.6085 | 0 | 0 | 0 | 0 | 0 | 0 | 0 | 0 | 0 | 0 | 0 | 0 | 0 | 0 | 890986.3805 | 888963.1453 | 886944.5044 | 884930.4474 | 882920.9639 | 880916.0435 | 878915.6758 | 876919.8505 | 874928.5573 | 872941.7859 | 0 | 0 | 0 | 0 | 0 | 0 | 0 | 0 | 0 | 0 | 0 | 0 | 0 | 0 | 8819367.3545 | 890986.3805 | 1779949.5258 | 2666894.0302 | 3551824.4776 | 4434745.4415 | 5315661.4849 | 6194577.1607 | 7071497.0112 | 7946425.5686 | 8819367.3545 | 8819367.3545 | 8819367.3545 | 8819367.3545 | 8819367.3545 | 8819367.3545 | 8819367.3545 | 8819367.3545 | 8819367.3545 | 8819367.3545 | 8819367.3545 | 8819367.3545 | 8819367.3545 | 8819367.3545 | 8819367.3545 | 0 | 0 | 0 | 0 | 0 | 0 | 0 | 0 | 0 | 0 | 0 | 0 | 0 | 0 | 0 | 0 | 0 | 0 | 0 | 0 | 0 | 0 | 0 | 0 | 0 | 0 | 0 | 0 | 0 | 0 | 0 | 0 | 0 | 0 | 0 | 0 | 0 | 0 | 0 | 0 | 0 | 0 | 0 | 0 | 0 | 0 | 0 | 0 | 0 | 0 | 0 | 0 | 0 | 0 | 0 | 0 | 0 | 0 | 0 | 0 | 0 | 128.6807 | 257.0691 | 385.166 | 512.9721 | 640.4879 | 767.7142 | 894.6515 | 1021.3006 | 1147.6621 | 1273.7367 | 1273.7367 | 1273.7367 | 1273.7367 | 1273.7367 | 1273.7367 | 1273.7367 | 1273.7367 | 1273.7367 | 1273.7367 | 1273.7367 | 1273.7367 | 1273.7367 | 1273.7367 | 1273.7367 | 0 | 0 | 0 | 0 | 0 | 0 | 0 | 0 | 0 | 0 | 0 | 0 | 0 | 0 | 0 | 0 | 0 | 0 | 0 | 0 | 0 | 0 | 0 | 0 | 0 | 0 | 0 | 0 | 0 | 0 | 0 | 0 | 0 | 0 | 0 | 0 | 0 | 0 | 0 | 0 | 0 | 0 | 0 | 0 | 0 | 0.009815% | 87.4512 | 174.7038 | 261.7583 | 348.6151 | 435.2747 | 521.7375 | 608.0039 | 694.0745 | 779.9496 | 865.6297 | 865.6297 | 865.6297 | 865.6297 | 865.6297 | 865.6297 | 865.6297 | 865.6297 | 865.6297 | 865.6297 | 865.6297 | 865.6297 | 865.6297 | 865.6297 | 865.6297
No | ResShowerheads_PSE | M_Input | PSE Business Case "QC _APPROVED_Measure Case_Showerhead_2020" | 2020 | Retro | 2022 | 2041 | PSE | Residential | Manufactured | Gas | Per Handheld Showerhead - DI | Per Handheld Showerhead - DI | 8.07 | Showerhead - Handheld - 1.5 gpm - DI - GWH - MH |  | 0 | 3 | 8.07 | 0 |  | 8.2269 | 0 | 0 | 0 | 0 | 0 | 0 | 6.1522 |  | 0 | 0 | 0 | Water Heat | Gas Water Heat | Showerhead | ResDHW | 0.01444% | 0% | 83.15% | 1.5328 |  | 17% | 33.33% | 85% | 6.8% | 0.2% | 15.6424 | 0.54606 | 1.6188 | 0 | 33.0849 | 0 | 0 | 0 | -55.993 |  | 0 | -0.84579 | 0 | 01. ($9,999.000) to $0.028 | 1 | -0.84579 | 01. ($9,999.00) to $0.22 | 1 | 0 | 0 | 0 | 0 | 0 | 0 | 0 | 0 | 0 | 0 | 0 | 0 | 0 | 0 | 0 | 0 | 0 | 0 | 0 | 0 | 0 | 0 | 0 | 0 | 0 | 0 | 0 | 0 | 0 | 0 | 0 | 0 | 0 | 0 | 0 | 0 | 0 | 0 | 0 | 0 | 0 | 0 | 0 | 0 | 0 | 0 | 0 | 0 | 0 | 0 | 0 | 0 | 0 | 0 | 0 | 0 | 0 | 0 | 0 | 0 | 0 | 0 | 0 | 0 | 0 | 0 | 0 | 0 | 0 | 0 | 0 | 0 | 0 | 37.4093 | 37.4093 | 37.4093 | 37.4093 | 37.4093 | 37.4093 | 37.4093 | 37.4093 | 37.4093 | 37.4093 | 0 | 0 | 0 | 0 | 0 | 0 | 0 | 0 | 0 | 0 | 230.1503 | 230.1503 | 230.1503 | 230.1503 | 230.1503 | 230.1503 | 230.1503 | 230.1503 | 230.1503 | 230.1503 | 0 | 0 | 0 | 0 | 0 | 0 | 0 | 0 | 0 | 0 | 2301.5027 | 230.1503 | 460.3005 | 690.4508 | 920.6011 | 1150.7514 | 1380.9016 | 1611.0519 | 1841.2022 | 2071.3525 | 2301.5027 | 2301.5027 | 2301.5027 | 2301.5027 | 2301.5027 | 2301.5027 | 2301.5027 | 2301.5027 | 2301.5027 | 2301.5027 | 2301.5027 | 0 | 0 | 0 | 0 | 0 | 0 | 0 | 0 | 0 | 0 | 0 | 0 | 0 | 0 | 0 | 0 | 0 | 0 | 0 | 0 | 0 | 0 | 0 | 0 | 0 | 0 | 0 | 0 | 0 | 0 | 0 | 0 | 0 | 0 | 0 | 0 | 0 | 0 | 0 | 0 | 0 | 0 | 0 | 0 | 0 | 0 | 0 | 0 | 0 | 0 | 0 | 0 | 0 | 0 | 0 | 0 | 0 | 0 | 0 | 0 | 0 | 0 | 0 | 0 | 0 | 0 | 0 | 0 | 0 | 0.009815% | 0 | 0 | 0 | 0 | 0 | 0 | 0 | 0 | 0 | 0 | 0 | 0 | 0 | 0 | 0 | 0 | 0 | 0 | 0 | 0 | 0 | 0 | 0 | 0
No | ResShowerheads_PSE | M_Input | PSE Business Case "QC _APPROVED_Measure Case_Showerhead_2020" | 2020 | Retro | 2022 | 2041 | PSE | Residential | Single Family | Gas | Per Handheld Showerhead - DI | Per Handheld Showerhead - DI | 8.07 | Showerhead - Handheld - 1.5 gpm - DI - GWH - SF or DX |  | 0 | 3 | 8.07 | 0 |  | 8.3924 | 0 | 0 | 0 | 0 | 0 | 0 | 6.4226 |  | 0 | 0 | 0 | Water Heat | Gas Water Heat | Showerhead | ResDHW | 0.01444% | 0% | 72.97% | 1.8743 |  | 22.12% | 33.33% | 85% | 6.8% | 0.2% | 16.3299 | 0.57006 | 1.69 | 0 | 33.0849 | 0 | 0 | 0 | -57.8694 |  | 0 | -0.83733 | 0 | 01. ($9,999.000) to $0.028 | 1 | -0.83733 | 01. ($9,999.00) to $0.22 | 1 | 0 | 0 | 0 | 0 | 0 | 0 | 0 | 0 | 0 | 0 | 0 | 0 | 0 | 0 | 0 | 0 | 0 | 0 | 0 | 0 | 0 | 0 | 0 | 0 | 0 | 0 | 0 | 0 | 0 | 0 | 0 | 0 | 0 | 0 | 0 | 0 | 0 | 0 | 0 | 0 | 0 | 0 | 0 | 0 | 0 | 0 | 0 | 0 | 0 | 0 | 0 | 0 | 0 | 0 | 0 | 0 | 0 | 0 | 0 | 0 | 0 | 0 | 0 | 0 | 0 | 0 | 0 | 0 | 0 | 0 | 0 | 0 | 0 | 17204.0218 | 17164.9552 | 17125.9774 | 17087.088 | 17048.287 | 17009.574 | 16970.949 | 16932.4117 | 16893.9619 | 16855.5994 | 0 | 0 | 0 | 0 | 0 | 0 | 0 | 0 | 0 | 0 | 110494.2959 | 110243.3875 | 109993.0489 | 109743.2787 | 109494.0757 | 109245.4386 | 108997.3661 | 108749.8569 | 108502.9098 | 108256.5234 | 0 | 0 | 0 | 0 | 0 | 0 | 0 | 0 | 0 | 0 | 1093720.1815 | 110494.2959 | 220737.6833 | 330730.7322 | 440474.0109 | 549968.0866 | 659213.5252 | 768210.8913 | 876960.7483 | 985463.6581 | 1093720.1815 | 1093720.1815 | 1093720.1815 | 1093720.1815 | 1093720.1815 | 1093720.1815 | 1093720.1815 | 1093720.1815 | 1093720.1815 | 1093720.1815 | 1093720.1815 | 0 | 0 | 0 | 0 | 0 | 0 | 0 | 0 | 0 | 0 | 0 | 0 | 0 | 0 | 0 | 0 | 0 | 0 | 0 | 0 | 0 | 0 | 0 | 0 | 0 | 0 | 0 | 0 | 0 | 0 | 0 | 0 | 0 | 0 | 0 | 0 | 0 | 0 | 0 | 0 | 0 | 0 | 0 | 0 | 0 | 0 | 0 | 0 | 0 | 0 | 0 | 0 | 0 | 0 | 0 | 0 | 0 | 0 | 0 | 0 | 0 | 0 | 0 | 0 | 0 | 0 | 0 | 0 | 0 | 0.009815% | 0 | 0 | 0 | 0 | 0 | 0 | 0 | 0 | 0 | 0 | 0 | 0 | 0 | 0 | 0 | 0 | 0 | 0 | 0 | 0 | 0 | 0 | 0 | 0
No | ResShowerheads_PSE | M_Input | PSE Business Case "QC _APPROVED_Measure Case_Showerhead_2020" | 2020 | Retro | 2022 | 2045 | PSE | Residential | Single Family | Electric | Per Showerhead - RP - EO | Per Showerhead - RP - EO | 10 | Showerhead - 1.5 gpm or less - RP - Any WH - Res - EO |  | 23.1932 | 3 | 0 | 0 |  | 2.8652 | 0 | 0 | 0 | 0 | 0 | 0 | 0 |  | 0 | 0 | 0 | Water Heat | Electric Water Heat | Showerhead | ResDHW | 0.01444% | 29.91% | 0% | 1.8743 |  | 0% | 33.33% | 85% | 6.8% | 0.2% | 3.6248 | 0.49308 | 0.41178 | 0 | 0 | 0 | 0 | -34.3518 | 0 |  | -0.12688 | 0 | -0.12688 | 01. ($9,999.000) to $0.028 | 1 | 0 | 01. ($9,999.00) to $0.22 | 1 | 0 | 0 | 0 | 0 | 0 | 0 | 0 | 0 | 0 | 0 | 0 | 0 | 0 | 0 | 0 | 0 | 0 | 0 | 0 | 0 | 0 | 0 | 0 | 0 | 0 | 0 | 0 | 0 | 0 | 0 | 0 | 0 | 0 | 0 | 0 | 0 | 0 | 0 | 0 | 0 | 0 | 0 | 0 | 0 | 0 | 0 | 0 | 0 | 0 | 0 | 0 | 0 | 0 | 0 | 0 | 0 | 0 | 0 | 0 | 0 | 0 | 0 | 0 | 0 | 0 | 0 | 0 | 0 | 0 | 0 | 0 | 0 | 0 | 0 | 0 | 0 | 0 | 0 | 0 | 0 | 0 | 0 | 0 | 0 | 0 | 0 | 0 | 0 | 0 | 0 | 0 | 0 | 0 | 0 | 0 | 0 | 0 | 0 | 0 | 0 | 0 | 0 | 0 | 0 | 0 | 0 | 0 | 0 | 0 | 0 | 0 | 0 | 0 | 0 | 0 | 0 | 0 | 0 | 0 | 0 | 0 | 0 | 0 | 0 | 0 | 0 | 0 | 0 | 0 | 0 | 0 | 0 | 0 | 0 | 0 | 0 | 0 | 0 | 0 | 0 | 0 | 0 | 0 | 0 | 0 | 0 | 0 | 0 | 0 | 0 | 0 | 0 | 0 | 0 | 0 | 0 | 0 | 0 | 0 | 0 | 0 | 0 | 0 | 0 | 0 | 0 | 0 | 0 | 0 | 0 | 0 | 0 | 0 | 0 | 0 | 0 | 0 | 0 | 0 | 0 | 0 | 0 | 0 | 0 | 0 | 0 | 0 | 0 | 0 | 0 | 0 | 0 | 0 | 0 | 0 | 0 | 0 | 0 | 0 | 0 | 0 | 0 | 0 | 0.009815% | 0 | 0 | 0 | 0 | 0 | 0 | 0 | 0 | 0 | 0 | 0 | 0 | 0 | 0 | 0 | 0 | 0 | 0 | 0 | 0 | 0 | 0 | 0 | 0
No | ResShowerheads_PSE | M_Input | PSE Business Case "QC _APPROVED_Measure Case_Showerhead_2020" | 2020 | Retro | 2022 | 2045 | PSE | Residential | Single Family | Electric | Per Showerhead - RP - EO | Per Showerhead - RP - EO | 10 | Showerhead - 1.51 to 1.8 gpm - RP - Any WH - Res - EO |  | 25.0313 | 3 | 0 | 0 |  | 2.0345 | 0 | 0 | 0 | 0 | 0 | 0 | 0 |  | 0 | 0 | 0 | Water Heat | Electric Water Heat | Showerhead | ResDHW | 0.01444% | 29.91% | 0% | 1.8743 |  | 0% | 33.33% | 85% | 6.8% | 0.2% | 3.912 | 0.53216 | 0.44442 | 0 | 0 | 0 | 0 | -24.7265 | 0 |  | -0.084621 | 0 | -0.084621 | 01. ($9,999.000) to $0.028 | 1 | 0 | 01. ($9,999.00) to $0.22 | 1 | 0 | 0 | 0 | 0 | 0 | 0 | 0 | 0 | 0 | 0 | 0 | 0 | 0 | 0 | 0 | 0 | 0 | 0 | 0 | 0 | 0 | 0 | 0 | 0 | 0 | 0 | 0 | 0 | 0 | 0 | 0 | 0 | 0 | 0 | 0 | 0 | 0 | 0 | 0 | 0 | 0 | 0 | 0 | 0 | 0 | 0 | 0 | 0 | 0 | 0 | 0 | 0 | 0 | 0 | 0 | 0 | 0 | 0 | 0 | 0 | 0 | 0 | 0 | 0 | 0 | 0 | 0 | 0 | 0 | 0 | 0 | 0 | 0 | 0 | 0 | 0 | 0 | 0 | 0 | 0 | 0 | 0 | 0 | 0 | 0 | 0 | 0 | 0 | 0 | 0 | 0 | 0 | 0 | 0 | 0 | 0 | 0 | 0 | 0 | 0 | 0 | 0 | 0 | 0 | 0 | 0 | 0 | 0 | 0 | 0 | 0 | 0 | 0 | 0 | 0 | 0 | 0 | 0 | 0 | 0 | 0 | 0 | 0 | 0 | 0 | 0 | 0 | 0 | 0 | 0 | 0 | 0 | 0 | 0 | 0 | 0 | 0 | 0 | 0 | 0 | 0 | 0 | 0 | 0 | 0 | 0 | 0 | 0 | 0 | 0 | 0 | 0 | 0 | 0 | 0 | 0 | 0 | 0 | 0 | 0 | 0 | 0 | 0 | 0 | 0 | 0 | 0 | 0 | 0 | 0 | 0 | 0 | 0 | 0 | 0 | 0 | 0 | 0 | 0 | 0 | 0 | 0 | 0 | 0 | 0 | 0 | 0 | 0 | 0 | 0 | 0 | 0 | 0 | 0 | 0 | 0 | 0 | 0 | 0 | 0 | 0 | 0 | 0 | 0.009815% | 0 | 0 | 0 | 0 | 0 | 0 | 0 | 0 | 0 | 0 | 0 | 0 | 0 | 0 | 0 | 0 | 0 | 0 | 0 | 0 | 0 | 0 | 0 | 0
No | ResShowerheads_PSE | M_Input | PSE Business Case "QC _APPROVED_Measure Case_Showerhead_2020" | 2020 | Retro | 2022 | 2045 | PSE | Residential | Single Family | Electric | Per Showerhead - RP - EO | Per Showerhead - RP - EO | 5 | Showerhead - 1.81 to 2.0 gpm - RP - Any WH - Res - EO |  | -32.0793 | 3 | 5.29 | 0 |  | -1.7466 | 0 | 0 | 0 | 0 | 0 | 0 | 0 |  | 0 | 0 | 0 | Water Heat | Electric Water Heat | Showerhead | ResDHW | 0.01444% | 29.91% | 0% | 1.8743 |  | 0% | 33.33% | 85% | 6.8% | 0.2% | -5.0135 | -0.682 | -0.56955 | 23.4451 | 0 | 0 | 0 | 46.1439 | 0 |  | 0 | 0 | 0 | 01. ($9,999.000) to $0.028 | 1 | 0 | 01. ($9,999.00) to $0.22 | 1 | 0 | 0 | 0 | 0 | 0 | 0 | 0 | 0 | 0 | 0 | 0 | 0 | 0 | 0 | 0 | 0 | 0 | 0 | 0 | 0 | 0 | 0 | 0 | 0 | 0 | 0 | 0 | 0 | 0 | 0 | 0 | 0 | 0 | 0 | 0 | 0 | 0 | 0 | 0 | 0 | 0 | 0 | 0 | 0 | 0 | 0 | 0 | 0 | 0 | 0 | 0 | 0 | 0 | 0 | 0 | 0 | 0 | 0 | 0 | 0 | 0 | 0 | 0 | 0 | 0 | 0 | 0 | 0 | 0 | 0 | 0 | 0 | 0 | 0 | 0 | 0 | 0 | 0 | 0 | 0 | 0 | 0 | 0 | 0 | 0 | 0 | 0 | 0 | 0 | 0 | 0 | 0 | 0 | 0 | 0 | 0 | 0 | 0 | 0 | 0 | 0 | 0 | 0 | 0 | 0 | 0 | 0 | 0 | 0 | 0 | 0 | 0 | 0 | 0 | 0 | 0 | 0 | 0 | 0 | 0 | 0 | 0 | 0 | 0 | 0 | 0 | 0 | 0 | 0 | 0 | 0 | 0 | 0 | 0 | 0 | 0 | 0 | 0 | 0 | 0 | 0 | 0 | 0 | 0 | 0 | 0 | 0 | 0 | 0 | 0 | 0 | 0 | 0 | 0 | 0 | 0 | 0 | 0 | 0 | 0 | 0 | 0 | 0 | 0 | 0 | 0 | 0 | 0 | 0 | 0 | 0 | 0 | 0 | 0 | 0 | 0 | 0 | 0 | 0 | 0 | 0 | 0 | 0 | 0 | 0 | 0 | 0 | 0 | 0 | 0 | 0 | 0 | 0 | 0 | 0 | 0 | 0 | 0 | 0 | 0 | 0 | 0 | 0 | 0.009815% | 0 | 0 | 0 | 0 | 0 | 0 | 0 | 0 | 0 | 0 | 0 | 0 | 0 | 0 | 0 | 0 | 0 | 0 | 0 | 0 | 0 | 0 | 0 | 0
No | ResShowerheads_PSE | M_Input | PSE Business Case "QC _APPROVED_Measure Case_Showerhead_2020" | 2020 | Retro | 2022 | 2041 | PSE | Residential | Single Family | Gas | Per Showerhead - RP - GO | Per Showerhead - RP - GO | 10 | Showerhead - 1.5 gpm or less - RP - Any WH - Res - GO |  | 0 | 10 | 0 | 0 |  | 2.8652 | 0 | 0 | 0 | 0 | 0 | 0 | 1.6421 |  | 0 | 0 | 0 | Water Heat | Gas Water Heat | Showerhead | ResDHW | 0.01444% | 0% | 72.97% | 1.8743 |  | 0% | 10% | 85% | 6.8% | 0.2% | 12.8973 | 0.14575 | 1.3043 | 0 | 0 | 0 | 0 | 0 | -32.2816 |  | 0 | -1.8269 | 0 | 01. ($9,999.000) to $0.028 | 1 | -1.8269 | 01. ($9,999.00) to $0.22 | 1 | 0 | 0 | 0 | 0 | 0 | 0 | 0 | 0 | 0 | 0 | 0 | 0 | 0 | 0 | 0 | 0 | 0 | 0 | 0 | 0 | 0 | 0 | 0 | 0 | 0 | 0 | 0 | 0 | 0 | 0 | 0 | 0 | 0 | 0 | 0 | 0 | 0 | 0 | 0 | 0 | 0 | 0 | 0 | 0 | 0 | 0 | 0 | 0 | 0 | 0 | 0 | 0 | 0 | 0 | 0 | 0 | 0 | 0 | 0 | 0 | 0 | 0 | 0 | 0 | 0 | 0 | 0 | 0 | 0 | 0 | 0 | 0 | 0 | 0 | 0 | 0 | 0 | 0 | 0 | 0 | 0 | 0 | 0 | 0 | 0 | 0 | 0 | 0 | 0 | 0 | 0 | 0 | 0 | 0 | 0 | 0 | 0 | 0 | 0 | 0 | 0 | 0 | 0 | 0 | 0 | 0 | 0 | 0 | 0 | 0 | 0 | 0 | 0 | 0 | 0 | 0 | 0 | 0 | 0 | 0 | 0 | 0 | 0 | 0 | 0 | 0 | 0 | 0 | 0 | 0 | 0 | 0 | 0 | 0 | 0 | 0 | 0 | 0 | 0 | 0 | 0 | 0 | 0 | 0 | 0 | 0 | 0 | 0 | 0 | 0 | 0 | 0 | 0 | 0 | 0 | 0 | 0 | 0 | 0 | 0 | 0 | 0 | 0 | 0 | 0 | 0 | 0 | 0 | 0 | 0 | 0 | 0 | 0 | 0 | 0 | 0 | 0 | 0 | 0 | 0 | 0 | 0 | 0 | 0 | 0 | 0 | 0 | 0 | 0 | 0 | 0 | 0 | 0 | 0 | 0 | 0 | 0 | 0 | 0 | 0 | 0 | 0 | 0 | 0.009815% | 0 | 0 | 0 | 0 | 0 | 0 | 0 | 0 | 0 | 0 | 0 | 0 | 0 | 0 | 0 | 0 | 0 | 0 | 0 | 0 | 0 | 0 | 0 | 0
No | ResShowerheads_PSE | M_Input | PSE Business Case "QC _APPROVED_Measure Case_Showerhead_2020" | 2020 | Retro | 2022 | 2041 | PSE | Residential | Single Family | Gas | Per Showerhead - RP - GO | Per Showerhead - RP - GO | 10 | Showerhead - 1.51 to 1.8 gpm - RP - Any WH - Res - GO |  | 0 | 10 | 0 | 0 |  | 2.0345 | 0 | 0 | 0 | 0 | 0 | 0 | 1.4478 |  | 0 | 0 | 0 | Water Heat | Gas Water Heat | Showerhead | ResDHW | 0.01444% | 0% | 72.97% | 1.8743 |  | 0% | 10% | 85% | 6.8% | 0.2% | 11.3709 | 0.1285 | 1.1499 | 0 | 0 | 0 | 0 | 0 | -23.1712 |  | 0 | -1.4873 | 0 | 01. ($9,999.000) to $0.028 | 1 | -1.4873 | 01. ($9,999.00) to $0.22 | 1 | 0 | 0 | 0 | 0 | 0 | 0 | 0 | 0 | 0 | 0 | 0 | 0 | 0 | 0 | 0 | 0 | 0 | 0 | 0 | 0 | 0 | 0 | 0 | 0 | 0 | 0 | 0 | 0 | 0 | 0 | 0 | 0 | 0 | 0 | 0 | 0 | 0 | 0 | 0 | 0 | 0 | 0 | 0 | 0 | 0 | 0 | 0 | 0 | 0 | 0 | 0 | 0 | 0 | 0 | 0 | 0 | 0 | 0 | 0 | 0 | 0 | 0 | 0 | 0 | 0 | 0 | 0 | 0 | 0 | 0 | 0 | 0 | 0 | 0 | 0 | 0 | 0 | 0 | 0 | 0 | 0 | 0 | 0 | 0 | 0 | 0 | 0 | 0 | 0 | 0 | 0 | 0 | 0 | 0 | 0 | 0 | 0 | 0 | 0 | 0 | 0 | 0 | 0 | 0 | 0 | 0 | 0 | 0 | 0 | 0 | 0 | 0 | 0 | 0 | 0 | 0 | 0 | 0 | 0 | 0 | 0 | 0 | 0 | 0 | 0 | 0 | 0 | 0 | 0 | 0 | 0 | 0 | 0 | 0 | 0 | 0 | 0 | 0 | 0 | 0 | 0 | 0 | 0 | 0 | 0 | 0 | 0 | 0 | 0 | 0 | 0 | 0 | 0 | 0 | 0 | 0 | 0 | 0 | 0 | 0 | 0 | 0 | 0 | 0 | 0 | 0 | 0 | 0 | 0 | 0 | 0 | 0 | 0 | 0 | 0 | 0 | 0 | 0 | 0 | 0 | 0 | 0 | 0 | 0 | 0 | 0 | 0 | 0 | 0 | 0 | 0 | 0 | 0 | 0 | 0 | 0 | 0 | 0 | 0 | 0 | 0 | 0 | 0 | 0.009815% | 0 | 0 | 0 | 0 | 0 | 0 | 0 | 0 | 0 | 0 | 0 | 0 | 0 | 0 | 0 | 0 | 0 | 0 | 0 | 0 | 0 | 0 | 0 | 0
No | ResShowerheads_PSE | M_Input | PSE Business Case "QC _APPROVED_Measure Case_Showerhead_2020" | 2020 | Retro | 2022 | 2041 | PSE | Residential | Single Family | Gas | Per Showerhead - RP - GO | Per Showerhead - RP - GO | 5 | Showerhead - 1.81 to 2.0 gpm - RP - Any WH - Res - GO |  | 0 | 10 | 5.29 | 0 |  | -1.7466 | 0 | 0 | 0 | 0 | 0 | 0 | -1.7397 |  | 0 | 0 | 0 | Water Heat | Gas Water Heat | Showerhead | ResDHW | 0.01444% | 0% | 72.97% | 1.8743 |  | 0% | 10% | 85% | 6.8% | 0.2% | -13.6634 | -0.15441 | -1.3818 | 0 | 8.03 | 0 | 0 | 0 | 29.419 |  | 0 | 0 | 0 | 01. ($9,999.000) to $0.028 | 1 | 0 | 01. ($9,999.00) to $0.22 | 1 | 0 | 0 | 0 | 0 | 0 | 0 | 0 | 0 | 0 | 0 | 0 | 0 | 0 | 0 | 0 | 0 | 0 | 0 | 0 | 0 | 0 | 0 | 0 | 0 | 0 | 0 | 0 | 0 | 0 | 0 | 0 | 0 | 0 | 0 | 0 | 0 | 0 | 0 | 0 | 0 | 0 | 0 | 0 | 0 | 0 | 0 | 0 | 0 | 0 | 0 | 0 | 0 | 0 | 0 | 0 | 0 | 0 | 0 | 0 | 0 | 0 | 0 | 0 | 0 | 0 | 0 | 0 | 0 | 0 | 0 | 0 | 0 | 0 | 0 | 0 | 0 | 0 | 0 | 0 | 0 | 0 | 0 | 0 | 0 | 0 | 0 | 0 | 0 | 0 | 0 | 0 | 0 | 0 | 0 | 0 | 0 | 0 | 0 | 0 | 0 | 0 | 0 | 0 | 0 | 0 | 0 | 0 | 0 | 0 | 0 | 0 | 0 | 0 | 0 | 0 | 0 | 0 | 0 | 0 | 0 | 0 | 0 | 0 | 0 | 0 | 0 | 0 | 0 | 0 | 0 | 0 | 0 | 0 | 0 | 0 | 0 | 0 | 0 | 0 | 0 | 0 | 0 | 0 | 0 | 0 | 0 | 0 | 0 | 0 | 0 | 0 | 0 | 0 | 0 | 0 | 0 | 0 | 0 | 0 | 0 | 0 | 0 | 0 | 0 | 0 | 0 | 0 | 0 | 0 | 0 | 0 | 0 | 0 | 0 | 0 | 0 | 0 | 0 | 0 | 0 | 0 | 0 | 0 | 0 | 0 | 0 | 0 | 0 | 0 | 0 | 0 | 0 | 0 | 0 | 0 | 0 | 0 | 0 | 0 | 0 | 0 | 0 | 0 | 0.009815% | 0 | 0 | 0 | 0 | 0 | 0 | 0 | 0 | 0 | 0 | 0 | 0 | 0 | 0 | 0 | 0 | 0 | 0 | 0 | 0 | 0 | 0 | 0 | 0
No | ResThermostaticRestrictionValve_PSE | M_Input | PSE Business Case "QCAPPROVED_Measure Case_Adapter_2020", adjusted savings/cost using values from PSE Business Case "QCAPPROVED_Measure Case_Showerhead_2020" to reflect only the thermostatic restriction valve component of the measure, excluding the showerhead component | 2020 | Retro | 2022 | 2045 | PSE | Residential | Single Family | Electric | Per Thermostatic Restrictor - for Showerhead - RP - Res - EO | Per Thermostatic Restrictor - for Showerhead - RP - Res - EO | 5 | Adapter - w Thermostatic Restrictor - for Showerhead - 1.5 gpm - RP - Res - EO |  | 3.1 | 10 | 11.85 | 0 |  | -5.72 | 0 | 0 | 0 | 0 | 0 | 0 | 0 |  | 0 | 0 | 0 | Water Heat | Electric Water Heat | Thermostatic Restrictor Valve | ResDHW | 0.01444% | 29.91% | 0% | 1.8743 |  | 0% | 10% | 85% | 6.8% | 0.2% | 1.4493 | 0.065905 | 0.15152 | 19.6173 | 0 | 0 | 0 | 88.5424 | 0 |  | 2.4467 | 0 | 2.4467 | 13. $0.225 to $99,999.000 | 0 | 0 | 01. ($9,999.00) to $0.22 | 1 | 0 | 0 | 0 | 0 | 0 | 0 | 0 | 0 | 0 | 0 | 0 | 0 | 0 | 0 | 0 | 0 | 0 | 0 | 0 | 0 | 0 | 0 | 0 | 0 | 0 | 0 | 0 | 0 | 0 | 0 | 0 | 0 | 0 | 0 | 0 | 0 | 0 | 0 | 0 | 0 | 0 | 0 | 0 | 0 | 0 | 0 | 0 | 0 | 0 | 0 | 0 | 0 | 0 | 0 | 0 | 0 | 0 | 0 | 0 | 0 | 0 | 0 | 0 | 0 | 0 | 0 | 0 | 0 | 0 | 0 | 0 | 0 | 0 | 0 | 0 | 0 | 0 | 0 | 0 | 0 | 0 | 0 | 0 | 0 | 0 | 0 | 0 | 0 | 0 | 0 | 0 | 0 | 0 | 0 | 0 | 0 | 0 | 0 | 0 | 0 | 0 | 0 | 0 | 0 | 0 | 0 | 0 | 0 | 0 | 0 | 0 | 0 | 0 | 0 | 0 | 0 | 0 | 0 | 0 | 0 | 0 | 0 | 0 | 0 | 0 | 0 | 0 | 0 | 0 | 0 | 0 | 0 | 0 | 0 | 0 | 0 | 0 | 0 | 0 | 0 | 0 | 0 | 0 | 0 | 0 | 0 | 0 | 0 | 0 | 0 | 0 | 0 | 0 | 0 | 0 | 0 | 0 | 0 | 0 | 0 | 0 | 0 | 0 | 0 | 0 | 0 | 0 | 0 | 0 | 0 | 0 | 0 | 0 | 0 | 0 | 0 | 0 | 0 | 0 | 0 | 0 | 0 | 0 | 0 | 0 | 0 | 0 | 0 | 0 | 0 | 0 | 0 | 0 | 0 | 0 | 0 | 0 | 0 | 0 | 0 | 0 | 0 | 0 | 0.009815% | 0 | 0 | 0 | 0 | 0 | 0 | 0 | 0 | 0 | 0 | 0 | 0 | 0 | 0 | 0 | 0 | 0 | 0 | 0 | 0 | 0 | 0 | 0 | 0
No | ResThermostaticRestrictionValve_PSE | M_Input | PSE Business Case "QCAPPROVED_Measure Case_Adapter_2020", adjusted savings/cost using values from PSE Business Case "QCAPPROVED_Measure Case_Showerhead_2020" to reflect only the thermostatic restriction valve component of the measure, excluding the showerhead component | 2020 | Retro | 2022 | 2041 | PSE | Residential | Single Family | Gas | Per Thermostatic Restrictor - for Showerhead - RP - Res - GO | Per Thermostatic Restrictor - for Showerhead - RP - Res - GO | 1 | Adapter - w Thermostatic Restrictor - for Showerhead - 1.5 gpm - RP - Res - GO |  | 0 | 10 | 11.85 | 0 |  | -5.72 | 0 | 0 | 0 | 0 | 0 | 0 | 0.72 |  | 0 | 0 | 0 | Water Heat | Gas Water Heat | Thermostatic Restrictor Valve | ResDHW | 0.01444% | 0% | 72.97% | 1.8743 |  | 0% | 10% | 85% | 6.8% | 0.2% | 5.6549 | 0.063906 | 0.57188 | 0 | 17.9877 | 0 | 0 | 0 | 81.2732 |  | 0 | 10.49 | 0 | 01. ($9,999.000) to $0.028 | 1 | 10.49 | 12. $1.50 to $999.00 | 0 | 0 | 0 | 0 | 0 | 0 | 0 | 0 | 0 | 0 | 0 | 0 | 0 | 0 | 0 | 0 | 0 | 0 | 0 | 0 | 0 | 0 | 0 | 0 | 0 | 0 | 0 | 0 | 0 | 0 | 0 | 0 | 0 | 0 | 0 | 0 | 0 | 0 | 0 | 0 | 0 | 0 | 0 | 0 | 0 | 0 | 0 | 0 | 0 | 0 | 0 | 0 | 0 | 0 | 0 | 0 | 0 | 0 | 0 | 0 | 0 | 0 | 0 | 0 | 0 | 0 | 0 | 0 | 0 | 0 | 0 | 0 | 0 | 0 | 0 | 0 | 0 | 0 | 0 | 0 | 0 | 0 | 0 | 0 | 0 | 0 | 0 | 0 | 0 | 0 | 0 | 0 | 0 | 0 | 0 | 0 | 0 | 0 | 0 | 0 | 0 | 0 | 0 | 0 | 0 | 0 | 0 | 0 | 0 | 0 | 0 | 0 | 0 | 0 | 0 | 0 | 0 | 0 | 0 | 0 | 0 | 0 | 0 | 0 | 0 | 0 | 0 | 0 | 0 | 0 | 0 | 0 | 0 | 0 | 0 | 0 | 0 | 0 | 0 | 0 | 0 | 0 | 0 | 0 | 0 | 0 | 0 | 0 | 0 | 0 | 0 | 0 | 0 | 0 | 0 | 0 | 0 | 0 | 0 | 0 | 0 | 0 | 0 | 0 | 0 | 0 | 0 | 0 | 0 | 0 | 0 | 0 | 0 | 0 | 0 | 0 | 0 | 0 | 0 | 0 | 0 | 0 | 0 | 0 | 0 | 0 | 0 | 0 | 0 | 0 | 0 | 0 | 0 | 0 | 0 | 0 | 0 | 0 | 0 | 0 | 0 | 0 | 0 | 0 | 0.009815% | 0 | 0 | 0 | 0 | 0 | 0 | 0 | 0 | 0 | 0 | 0 | 0 | 0 | 0 | 0 | 0 | 0 | 0 | 0 | 0 | 0 | 0 | 0 | 0
No | ResThermostaticRestrictionValve_PSE | M_Input | PSE Business Case "QCAPPROVED_Measure Case_Adapter_2020" | 2020 | Retro | 2022 | 2045 | PSE | Residential | Multifamily | Electric | Per Thermostatic Restrictor Valve - MFRT - DI | Per Thermostatic Restrictor Valve - MFRT - DI | 33 | Adapter - Thermostatic Restrictor Valve - DI - EWH - MF |  | 50 | 10 | 33 | 0 |  | 3.52 | 0 | 0 | 0 | 0 | 0 | 0 | 0 |  | 0 | 0 | 0 | Water Heat | Electric Water Heat | Thermostatic Restrictor Valve | ResDHW | 0.01444% | 46.45% | 0% | 1.2567 |  | 94.05% | 10% | 85% | 6.8% | 0.2% | 23.3761 | 1.063 | 2.4439 | 54.6305 | 0 | 0 | 0 | 16.6328 | 0 |  | 0.028497 | 0 | 0.028497 | 02. $0.028 to $0.055 | 1 | 0 | 01. ($9,999.00) to $0.22 | 1 | 9968.4483 | 9945.8118 | 9923.2266 | 9900.6928 | 9878.2101 | 9855.7785 | 9833.3978 | 9811.068 | 9788.7888 | 9766.5603 | 0 | 0 | 0 | 0 | 0 | 0 | 0 | 0 | 0 | 0 | 0 | 0 | 0 | 0 | 498422.4148 | 497290.5883 | 496161.332 | 495034.64 | 493910.5065 | 492788.9257 | 491669.8919 | 490553.3991 | 489439.4417 | 488328.0139 | 0 | 0 | 0 | 0 | 0 | 0 | 0 | 0 | 0 | 0 | 0 | 0 | 0 | 0 | 4933599.1538 | 498422.4148 | 995713.0031 | 1491874.335 | 1986908.975 | 2480819.4815 | 2973608.4072 | 3465278.2991 | 3955831.6982 | 4445271.1399 | 4933599.1538 | 4933599.1538 | 4933599.1538 | 4933599.1538 | 4933599.1538 | 4933599.1538 | 4933599.1538 | 4933599.1538 | 4933599.1538 | 4933599.1538 | 4933599.1538 | 4933599.1538 | 4933599.1538 | 4933599.1538 | 4933599.1538 | 0 | 0 | 0 | 0 | 0 | 0 | 0 | 0 | 0 | 0 | 0 | 0 | 0 | 0 | 0 | 0 | 0 | 0 | 0 | 0 | 0 | 0 | 0 | 0 | 0 | 0 | 0 | 0 | 0 | 0 | 0 | 0 | 0 | 0 | 0 | 0 | 0 | 0 | 0 | 0 | 0 | 0 | 0 | 0 | 0 | 0 | 0 | 0 | 0 | 0 | 0 | 0 | 0 | 0 | 0 | 0 | 0 | 0 | 0 | 0 | 0 | 71.9846 | 143.8058 | 215.4639 | 286.9592 | 358.2922 | 429.4633 | 500.4727 | 571.3208 | 642.0081 | 712.5348 | 712.5348 | 712.5348 | 712.5348 | 712.5348 | 712.5348 | 712.5348 | 712.5348 | 712.5348 | 712.5348 | 712.5348 | 712.5348 | 712.5348 | 712.5348 | 712.5348 | 165803.5769 | 165427.0671 | 165051.4124 | 164676.6107 | 164302.6601 | 163929.5587 | 163557.3046 | 163185.8957 | 162815.3303 | 162445.6064 | 0 | 0 | 0 | 0 | 0 | 0 | 0 | 0 | 0 | 0 | 0 | 0 | 0 | 0 | 1641195.023 | 0 | 0 | 0 | 0 | 0 | 0 | 0 | 0 | 0 | 0 | 0 | 0 | 0 | 0 | 0 | 0 | 0 | 0 | 0 | 0 | 0.009815% | 48.9207 | 97.7302 | 146.429 | 195.0171 | 243.4949 | 291.8626 | 340.1205 | 388.2688 | 436.3078 | 484.2377 | 484.2377 | 484.2377 | 484.2377 | 484.2377 | 484.2377 | 484.2377 | 484.2377 | 484.2377 | 484.2377 | 484.2377 | 484.2377 | 484.2377 | 484.2377 | 484.2377
No | ResThermostaticRestrictionValve_PSE | M_Input | PSE Business Case "QCAPPROVED_Measure Case_Adapter_2020" | 2020 | Retro | 2022 | 2041 | PSE | Residential | Multifamily | Gas | Per Thermostatic Restrictor Valve - MFRT - DI | Per Thermostatic Restrictor Valve - MFRT - DI | 33 | Adapter - Thermostatic Restrictor Valve - DI - GWH - MF |  | 0 | 10 | 33 | 0 |  | 3.52 | 0 | 0 | 0 | 0 | 0 | 0 | 2.2 |  | 0 | 0 | 0 | Water Heat | Gas Water Heat | Thermostatic Restrictor Valve | ResDHW | 0.01444% | 0% | 45.46% | 1.2567 |  | 0% | 10% | 85% | 6.8% | 0.2% | 17.2789 | 0.19527 | 1.7474 | 0 | 50.0923 | 0 | 0 | 0 | 16.872 |  | 0 | 0.71269 | 0 | 01. ($9,999.000) to $0.028 | 1 | 0.71269 | 08. $0.70 to $0.85 | 1 | 0 | 0 | 0 | 0 | 0 | 0 | 0 | 0 | 0 | 0 | 0 | 0 | 0 | 0 | 0 | 0 | 0 | 0 | 0 | 0 | 0 | 0 | 0 | 0 | 0 | 0 | 0 | 0 | 0 | 0 | 0 | 0 | 0 | 0 | 0 | 0 | 0 | 0 | 0 | 0 | 0 | 0 | 0 | 0 | 0 | 0 | 0 | 0 | 0 | 0 | 0 | 0 | 0 | 0 | 0 | 0 | 0 | 0 | 0 | 0 | 0 | 0 | 0 | 0 | 0 | 0 | 0 | 0 | 0 | 0 | 0 | 0 | 0 | 0 | 0 | 0 | 0 | 0 | 0 | 0 | 0 | 0 | 0 | 0 | 0 | 0 | 0 | 0 | 0 | 0 | 0 | 0 | 0 | 0 | 0 | 0 | 0 | 0 | 0 | 0 | 0 | 0 | 0 | 0 | 0 | 0 | 0 | 0 | 0 | 0 | 0 | 0 | 0 | 0 | 0 | 0 | 0 | 0 | 0 | 0 | 0 | 0 | 0 | 0 | 0 | 0 | 0 | 0 | 0 | 0 | 0 | 0 | 0 | 0 | 0 | 0 | 0 | 0 | 0 | 0 | 0 | 0 | 0 | 0 | 0 | 0 | 0 | 0 | 0 | 0 | 0 | 0 | 0 | 0 | 0 | 0 | 0 | 0 | 0 | 0 | 0 | 0 | 0 | 0 | 0 | 0 | 0 | 0 | 0 | 0 | 0 | 0 | 0 | 0 | 0 | 0 | 0 | 0 | 0 | 0 | 0 | 0 | 0 | 0 | 0 | 0 | 0 | 0 | 0 | 0 | 0 | 0 | 0 | 0 | 0 | 0 | 0 | 0 | 0 | 0 | 0 | 0 | 0 | 0.009815% | 0 | 0 | 0 | 0 | 0 | 0 | 0 | 0 | 0 | 0 | 0 | 0 | 0 | 0 | 0 | 0 | 0 | 0 | 0 | 0 | 0 | 0 | 0 | 0
No | ResThermostaticRestrictionValve_PSE | M_Input | PSE Business Case "QCAPPROVED_Measure Case_Adapter_2020", adjusted savings/cost using values from PSE Business Case "QCAPPROVED_Measure Case_Showerhead_2020" to reflect only the thermostatic restriction valve component of the measure, excluding the showerhead component | 2020 | Retro | 2022 | 2041 | PSE | Residential | Single Family | Gas | Per Thermostatic Restrictor - RP - Res - GO | Per Thermostatic Restrictor - RP - Res - GO | 5 | Showerhead - w Thermostatic Restrictor - 1.5 gpm - RP - Res - GO |  | 0 | 10 | 14.75 | 0 |  | 10.39 | 0 | 0 | 0 | 0 | 0 | 0 | 3.88 |  | 0 | 0 | 0 | Water Heat | Gas Water Heat | Thermostatic Restrictor Valve | ResDHW | 0.01444% | 0% | 72.97% | 1.8743 |  | 94.05% | 10% | 85% | 6.8% | 0.2% | 30.4737 | 0.34438 | 3.0818 | 0 | 22.3898 | 0 | 0 | 0 | -89.8902 |  | 0 | -2.153 | 0 | 01. ($9,999.000) to $0.028 | 1 | -2.153 | 01. ($9,999.00) to $0.22 | 1 | 0 | 0 | 0 | 0 | 0 | 0 | 0 | 0 | 0 | 0 | 0 | 0 | 0 | 0 | 0 | 0 | 0 | 0 | 0 | 0 | 0 | 0 | 0 | 0 | 0 | 0 | 0 | 0 | 0 | 0 | 0 | 0 | 0 | 0 | 0 | 0 | 0 | 0 | 0 | 0 | 0 | 0 | 0 | 0 | 0 | 0 | 0 | 0 | 0 | 0 | 0 | 0 | 0 | 0 | 0 | 0 | 0 | 0 | 0 | 0 | 0 | 0 | 0 | 0 | 0 | 0 | 0 | 0 | 0 | 0 | 0 | 0 | 0 | 73135.9222 | 72969.8465 | 72804.1479 | 72638.8256 | 72473.8787 | 72309.3064 | 72145.1078 | 71981.282 | 71817.8283 | 71654.7457 | 0 | 0 | 0 | 0 | 0 | 0 | 0 | 0 | 0 | 0 | 283767.378 | 283123.0043 | 282480.0939 | 281838.6434 | 281198.6495 | 280560.1088 | 279923.0182 | 279287.3742 | 278653.1737 | 278020.4133 | 0 | 0 | 0 | 0 | 0 | 0 | 0 | 0 | 0 | 0 | 2808851.8571 | 283767.378 | 566890.3823 | 849370.4762 | 1131209.1196 | 1412407.769 | 1692967.8778 | 1972890.896 | 2252178.2702 | 2530831.4439 | 2808851.8571 | 2808851.8571 | 2808851.8571 | 2808851.8571 | 2808851.8571 | 2808851.8571 | 2808851.8571 | 2808851.8571 | 2808851.8571 | 2808851.8571 | 2808851.8571 | 0 | 0 | 0 | 0 | 0 | 0 | 0 | 0 | 0 | 0 | 0 | 0 | 0 | 0 | 0 | 0 | 0 | 0 | 0 | 0 | 0 | 0 | 0 | 0 | 0 | 0 | 0 | 0 | 0 | 0 | 0 | 0 | 0 | 0 | 0 | 0 | 0 | 0 | 0 | 0 | 0 | 0 | 0 | 0 | 0 | 0 | 0 | 0 | 0 | 0 | 0 | 0 | 0 | 0 | 0 | 0 | 0 | 0 | 0 | 0 | 0 | 0 | 0 | 0 | 0 | 0 | 0 | 0 | 0 | 0.009815% | 0 | 0 | 0 | 0 | 0 | 0 | 0 | 0 | 0 | 0 | 0 | 0 | 0 | 0 | 0 | 0 | 0 | 0 | 0 | 0 | 0 | 0 | 0 | 0
No | ResThermostaticRestrictionValve_PSE | M_Input | PSE Business Case "QCAPPROVED_Measure Case_Adapter_2020", adjusted savings/cost using values from PSE Business Case "QCAPPROVED_Measure Case_Showerhead_2020" to reflect only the thermostatic restriction valve component of the measure, excluding the showerhead component | 2020 | Retro | 2022 | 2045 | PSE | Residential | Single Family | Electric | Per Thermostatic Restrictor - RP - Res - EO | Per Thermostatic Restrictor - RP - Res - EO | 30 | Showerhead - w Thermostatic Restrictor - 1.5 gpm - RP - Res - EO |  | 62.2 | 10 | 14.75 | 0 |  | 10.39 | 0 | 0 | 0 | 0 | 0 | 0 | 0 |  | 0 | 0 | 0 | Water Heat | Electric Water Heat | Thermostatic Restrictor Valve | ResDHW | 0.01444% | 29.91% | 0% | 1.8743 |  | 94.05% | 10% | 85% | 6.8% | 0.2% | 29.0798 | 1.3224 | 3.0402 | 24.4182 | 0 | 0 | 0 | -98.2823 | 0 |  | -0.13536 | 0 | -0.13536 | 01. ($9,999.000) to $0.028 | 1 | 0 | 01. ($9,999.00) to $0.22 | 1 | 26301.1308 | 26241.4067 | 26181.8182 | 26122.365 | 26063.0469 | 26003.8634 | 25944.8143 | 25885.8993 | 25827.1181 | 25768.4703 | 0 | 0 | 0 | 0 | 0 | 0 | 0 | 0 | 0 | 0 | 0 | 0 | 0 | 0 | 1635930.3374 | 1632215.4974 | 1628509.093 | 1624811.105 | 1621121.5143 | 1617440.3019 | 1613767.4487 | 1610102.9358 | 1606446.7441 | 1602798.8549 | 0 | 0 | 0 | 0 | 0 | 0 | 0 | 0 | 0 | 0 | 0 | 0 | 0 | 0 | 16193143.8325 | 1635930.3374 | 3268145.8349 | 4896654.9279 | 6521466.0329 | 8142587.5472 | 9760027.8491 | 11373795.2978 | 12983898.2335 | 14590344.9776 | 16193143.8325 | 16193143.8325 | 16193143.8325 | 16193143.8325 | 16193143.8325 | 16193143.8325 | 16193143.8325 | 16193143.8325 | 16193143.8325 | 16193143.8325 | 16193143.8325 | 16193143.8325 | 16193143.8325 | 16193143.8325 | 16193143.8325 | 0 | 0 | 0 | 0 | 0 | 0 | 0 | 0 | 0 | 0 | 0 | 0 | 0 | 0 | 0 | 0 | 0 | 0 | 0 | 0 | 0 | 0 | 0 | 0 | 0 | 0 | 0 | 0 | 0 | 0 | 0 | 0 | 0 | 0 | 0 | 0 | 0 | 0 | 0 | 0 | 0 | 0 | 0 | 0 | 0 | 0 | 0 | 0 | 0 | 0 | 0 | 0 | 0 | 0 | 0 | 0 | 0 | 0 | 0 | 0 | 0 | 236.2692 | 472.0018 | 707.1992 | 941.8624 | 1175.9928 | 1409.5916 | 1642.6598 | 1875.1989 | 2107.2099 | 2338.694 | 2338.694 | 2338.694 | 2338.694 | 2338.694 | 2338.694 | 2338.694 | 2338.694 | 2338.694 | 2338.694 | 2338.694 | 2338.694 | 2338.694 | 2338.694 | 2338.694 | 0 | 0 | 0 | 0 | 0 | 0 | 0 | 0 | 0 | 0 | 0 | 0 | 0 | 0 | 0 | 0 | 0 | 0 | 0 | 0 | 0 | 0 | 0 | 0 | 0 | 0 | 0 | 0 | 0 | 0 | 0 | 0 | 0 | 0 | 0 | 0 | 0 | 0 | 0 | 0 | 0 | 0 | 0 | 0 | 0 | 0.009815% | 160.5682 | 320.7718 | 480.6116 | 640.0884 | 799.2031 | 957.9565 | 1116.3494 | 1274.3826 | 1432.0569 | 1589.3732 | 1589.3732 | 1589.3732 | 1589.3732 | 1589.3732 | 1589.3732 | 1589.3732 | 1589.3732 | 1589.3732 | 1589.3732 | 1589.3732 | 1589.3732 | 1589.3732 | 1589.3732 | 1589.3732
No | ResThermostaticRestrictionValve_PSE | M_Input | PSE Business Case "QC _APPROVED_Measure Case_Showerhead_2020" | 2020 | Retro | 2022 | 2041 | PSE | Residential | Multifamily | Gas | Per Thermostatic Restrictor - Handheld - MFRT | Per Thermostatic Restrictor - Handheld - MFRT | 53.32 | MFRFT: Showerhead - Thermostatic Restrictor - Handheld - GWH |  | 0 | 10 | 53.32 | 0 |  | 21.41 | 0 | 0 | 0 | 0 | 0 | 0 | 11.9 |  | 0 | 0 | 0 | Water Heat | Gas Water Heat | Thermostatic Restrictor Valve | ResDHW | 0.01444% | 0% | 45.46% | 1.2567 |  | 0% | 10% | 85% | 6.8% | 0.2% | 93.4632 | 1.0562 | 9.4519 | 0 | 80.9371 | 0 | 0 | 0 | -149.2939 |  | 0 | -1.1659 | 0 | 01. ($9,999.000) to $0.028 | 1 | -1.1659 | 01. ($9,999.00) to $0.22 | 1 | 0 | 0 | 0 | 0 | 0 | 0 | 0 | 0 | 0 | 0 | 0 | 0 | 0 | 0 | 0 | 0 | 0 | 0 | 0 | 0 | 0 | 0 | 0 | 0 | 0 | 0 | 0 | 0 | 0 | 0 | 0 | 0 | 0 | 0 | 0 | 0 | 0 | 0 | 0 | 0 | 0 | 0 | 0 | 0 | 0 | 0 | 0 | 0 | 0 | 0 | 0 | 0 | 0 | 0 | 0 | 0 | 0 | 0 | 0 | 0 | 0 | 0 | 0 | 0 | 0 | 0 | 0 | 0 | 0 | 0 | 0 | 0 | 0 | 0 | 0 | 0 | 0 | 0 | 0 | 0 | 0 | 0 | 0 | 0 | 0 | 0 | 0 | 0 | 0 | 0 | 0 | 0 | 0 | 0 | 0 | 0 | 0 | 0 | 0 | 0 | 0 | 0 | 0 | 0 | 0 | 0 | 0 | 0 | 0 | 0 | 0 | 0 | 0 | 0 | 0 | 0 | 0 | 0 | 0 | 0 | 0 | 0 | 0 | 0 | 0 | 0 | 0 | 0 | 0 | 0 | 0 | 0 | 0 | 0 | 0 | 0 | 0 | 0 | 0 | 0 | 0 | 0 | 0 | 0 | 0 | 0 | 0 | 0 | 0 | 0 | 0 | 0 | 0 | 0 | 0 | 0 | 0 | 0 | 0 | 0 | 0 | 0 | 0 | 0 | 0 | 0 | 0 | 0 | 0 | 0 | 0 | 0 | 0 | 0 | 0 | 0 | 0 | 0 | 0 | 0 | 0 | 0 | 0 | 0 | 0 | 0 | 0 | 0 | 0 | 0 | 0 | 0 | 0 | 0 | 0 | 0 | 0 | 0 | 0 | 0 | 0 | 0 | 0 | 0.009815% | 0 | 0 | 0 | 0 | 0 | 0 | 0 | 0 | 0 | 0 | 0 | 0 | 0 | 0 | 0 | 0 | 0 | 0 | 0 | 0 | 0 | 0 | 0 | 0
No | ResThermostaticRestrictionValve_PSE | M_Input | PSE Business Case "QC _APPROVED_Measure Case_Showerhead_2020" | 2020 | Retro | 2022 | 2045 | PSE | Residential | Multifamily | Electric | Per Thermostatic Restrictor - Handheld - MFRT | Per Thermostatic Restrictor - Handheld - MFRT | 53.32 | MFRFT: Showerhead - Thermostatic Restrictor - Handheld - EWH |  | 273 | 10 | 53.32 | 0 |  | 21.41 | 0 | 0 | 0 | 0 | 0 | 0 | 0 |  | 0 | 0 | 0 | Water Heat | Electric Water Heat | Thermostatic Restrictor Valve | ResDHW | 0.01444% | 46.45% | 0% | 1.2567 |  | 0% | 10% | 85% | 6.8% | 0.2% | 127.6333 | 5.8039 | 13.3437 | 88.2697 | 0 | 0 | 0 | -170.144 | 0 |  | -0.053389 | 0 | -0.053389 | 01. ($9,999.000) to $0.028 | 1 | 0 | 01. ($9,999.00) to $0.22 | 1 | 0 | 0 | 0 | 0 | 0 | 0 | 0 | 0 | 0 | 0 | 0 | 0 | 0 | 0 | 0 | 0 | 0 | 0 | 0 | 0 | 0 | 0 | 0 | 0 | 0 | 0 | 0 | 0 | 0 | 0 | 0 | 0 | 0 | 0 | 0 | 0 | 0 | 0 | 0 | 0 | 0 | 0 | 0 | 0 | 0 | 0 | 0 | 0 | 0 | 0 | 0 | 0 | 0 | 0 | 0 | 0 | 0 | 0 | 0 | 0 | 0 | 0 | 0 | 0 | 0 | 0 | 0 | 0 | 0 | 0 | 0 | 0 | 0 | 0 | 0 | 0 | 0 | 0 | 0 | 0 | 0 | 0 | 0 | 0 | 0 | 0 | 0 | 0 | 0 | 0 | 0 | 0 | 0 | 0 | 0 | 0 | 0 | 0 | 0 | 0 | 0 | 0 | 0 | 0 | 0 | 0 | 0 | 0 | 0 | 0 | 0 | 0 | 0 | 0 | 0 | 0 | 0 | 0 | 0 | 0 | 0 | 0 | 0 | 0 | 0 | 0 | 0 | 0 | 0 | 0 | 0 | 0 | 0 | 0 | 0 | 0 | 0 | 0 | 0 | 0 | 0 | 0 | 0 | 0 | 0 | 0 | 0 | 0 | 0 | 0 | 0 | 0 | 0 | 0 | 0 | 0 | 0 | 0 | 0 | 0 | 0 | 0 | 0 | 0 | 0 | 0 | 0 | 0 | 0 | 0 | 0 | 0 | 0 | 0 | 0 | 0 | 0 | 0 | 0 | 0 | 0 | 0 | 0 | 0 | 0 | 0 | 0 | 0 | 0 | 0 | 0 | 0 | 0 | 0 | 0 | 0 | 0 | 0 | 0 | 0 | 0 | 0 | 0 | 0.009815% | 0 | 0 | 0 | 0 | 0 | 0 | 0 | 0 | 0 | 0 | 0 | 0 | 0 | 0 | 0 | 0 | 0 | 0 | 0 | 0 | 0 | 0 | 0 | 0
No | ResThermostaticRestrictionValve_PSE | M_Input | PSE Business Case "QC _APPROVED_Measure Case_Showerhead_2020" | 2020 | Retro | 2022 | 2041 | PSE | Residential | Multifamily | Gas | Per Thermostatic Restrictor - MFRT | Per Thermostatic Restrictor - MFRT | 40.4 | MFRFT: Showerhead - Thermostatic Restrictor - GWH |  | 0 | 10 | 40.4 | 0 |  | 21.41 | 0 | 0 | 0 | 0 | 0 | 0 | 11.9 |  | 0 | 0 | 0 | Water Heat | Gas Water Heat | Thermostatic Restrictor Valve | ResDHW | 0.01444% | 0% | 45.46% | 1.2567 |  | 0% | 10% | 85% | 6.8% | 0.2% | 93.4632 | 1.0562 | 9.4519 | 0 | 61.3252 | 0 | 0 | 0 | -171.4898 |  | 0 | -1.3392 | 0 | 01. ($9,999.000) to $0.028 | 1 | -1.3392 | 01. ($9,999.00) to $0.22 | 1 | 0 | 0 | 0 | 0 | 0 | 0 | 0 | 0 | 0 | 0 | 0 | 0 | 0 | 0 | 0 | 0 | 0 | 0 | 0 | 0 | 0 | 0 | 0 | 0 | 0 | 0 | 0 | 0 | 0 | 0 | 0 | 0 | 0 | 0 | 0 | 0 | 0 | 0 | 0 | 0 | 0 | 0 | 0 | 0 | 0 | 0 | 0 | 0 | 0 | 0 | 0 | 0 | 0 | 0 | 0 | 0 | 0 | 0 | 0 | 0 | 0 | 0 | 0 | 0 | 0 | 0 | 0 | 0 | 0 | 0 | 0 | 0 | 0 | 0 | 0 | 0 | 0 | 0 | 0 | 0 | 0 | 0 | 0 | 0 | 0 | 0 | 0 | 0 | 0 | 0 | 0 | 0 | 0 | 0 | 0 | 0 | 0 | 0 | 0 | 0 | 0 | 0 | 0 | 0 | 0 | 0 | 0 | 0 | 0 | 0 | 0 | 0 | 0 | 0 | 0 | 0 | 0 | 0 | 0 | 0 | 0 | 0 | 0 | 0 | 0 | 0 | 0 | 0 | 0 | 0 | 0 | 0 | 0 | 0 | 0 | 0 | 0 | 0 | 0 | 0 | 0 | 0 | 0 | 0 | 0 | 0 | 0 | 0 | 0 | 0 | 0 | 0 | 0 | 0 | 0 | 0 | 0 | 0 | 0 | 0 | 0 | 0 | 0 | 0 | 0 | 0 | 0 | 0 | 0 | 0 | 0 | 0 | 0 | 0 | 0 | 0 | 0 | 0 | 0 | 0 | 0 | 0 | 0 | 0 | 0 | 0 | 0 | 0 | 0 | 0 | 0 | 0 | 0 | 0 | 0 | 0 | 0 | 0 | 0 | 0 | 0 | 0 | 0 | 0.009815% | 0 | 0 | 0 | 0 | 0 | 0 | 0 | 0 | 0 | 0 | 0 | 0 | 0 | 0 | 0 | 0 | 0 | 0 | 0 | 0 | 0 | 0 | 0 | 0
No | ResThermostaticRestrictionValve_PSE | M_Input | PSE Business Case "QC _APPROVED_Measure Case_Showerhead_2020" | 2020 | Retro | 2022 | 2045 | PSE | Residential | Multifamily | Electric | Per Thermostatic Restrictor - MFRT | Per Thermostatic Restrictor - MFRT | 40.4 | MFRFT: Showerhead - Thermostatic Restrictor - EWH |  | 273 | 10 | 40.4 | 0 |  | 21.41 | 0 | 0 | 0 | 0 | 0 | 0 | 0 |  | 0 | 0 | 0 | Water Heat | Electric Water Heat | Thermostatic Restrictor Valve | ResDHW | 0.01444% | 46.45% | 0% | 1.2567 |  | 0% | 10% | 85% | 6.8% | 0.2% | 127.6333 | 5.8039 | 13.3437 | 66.881 | 0 | 0 | 0 | -194.1167 | 0 |  | -0.060911 | 0 | -0.060911 | 01. ($9,999.000) to $0.028 | 1 | 0 | 01. ($9,999.00) to $0.22 | 1 | 0 | 0 | 0 | 0 | 0 | 0 | 0 | 0 | 0 | 0 | 0 | 0 | 0 | 0 | 0 | 0 | 0 | 0 | 0 | 0 | 0 | 0 | 0 | 0 | 0 | 0 | 0 | 0 | 0 | 0 | 0 | 0 | 0 | 0 | 0 | 0 | 0 | 0 | 0 | 0 | 0 | 0 | 0 | 0 | 0 | 0 | 0 | 0 | 0 | 0 | 0 | 0 | 0 | 0 | 0 | 0 | 0 | 0 | 0 | 0 | 0 | 0 | 0 | 0 | 0 | 0 | 0 | 0 | 0 | 0 | 0 | 0 | 0 | 0 | 0 | 0 | 0 | 0 | 0 | 0 | 0 | 0 | 0 | 0 | 0 | 0 | 0 | 0 | 0 | 0 | 0 | 0 | 0 | 0 | 0 | 0 | 0 | 0 | 0 | 0 | 0 | 0 | 0 | 0 | 0 | 0 | 0 | 0 | 0 | 0 | 0 | 0 | 0 | 0 | 0 | 0 | 0 | 0 | 0 | 0 | 0 | 0 | 0 | 0 | 0 | 0 | 0 | 0 | 0 | 0 | 0 | 0 | 0 | 0 | 0 | 0 | 0 | 0 | 0 | 0 | 0 | 0 | 0 | 0 | 0 | 0 | 0 | 0 | 0 | 0 | 0 | 0 | 0 | 0 | 0 | 0 | 0 | 0 | 0 | 0 | 0 | 0 | 0 | 0 | 0 | 0 | 0 | 0 | 0 | 0 | 0 | 0 | 0 | 0 | 0 | 0 | 0 | 0 | 0 | 0 | 0 | 0 | 0 | 0 | 0 | 0 | 0 | 0 | 0 | 0 | 0 | 0 | 0 | 0 | 0 | 0 | 0 | 0 | 0 | 0 | 0 | 0 | 0 | 0.009815% | 0 | 0 | 0 | 0 | 0 | 0 | 0 | 0 | 0 | 0 | 0 | 0 | 0 | 0 | 0 | 0 | 0 | 0 | 0 | 0 | 0 | 0 | 0 | 0
No | ResThermostaticRestrictionValve_PSE | M_Input | PSE Business Case "QC _APPROVED_Measure Case_Showerhead_2020" | 2020 | Retro | 2022 | 2041 | PSE | Residential | Multifamily | Gas | Per Thermostatic Restrictor - MFRT - Product Only | Per Thermostatic Restrictor - MFRT - Product Only | 17.08 | MFRFT: Showerhead - Thermostatic Restrictor - GWH - Product Only |  | 0 | 10 | 17.08 | 0 |  | 21.41 | 0 | 0 | 0 | 0 | 0 | 0 | 11.9 |  | 0 | 0 | 0 | Water Heat | Gas Water Heat | Thermostatic Restrictor Valve | ResDHW | 0.01444% | 0% | 45.46% | 1.2567 |  | 47.02% | 10% | 85% | 6.8% | 0.2% | 93.4632 | 1.0562 | 9.4519 | 0 | 25.9266 | 0 | 0 | 0 | -211.5524 |  | 0 | -1.6521 | 0 | 01. ($9,999.000) to $0.028 | 1 | -1.6521 | 01. ($9,999.00) to $0.22 | 1 | 0 | 0 | 0 | 0 | 0 | 0 | 0 | 0 | 0 | 0 | 0 | 0 | 0 | 0 | 0 | 0 | 0 | 0 | 0 | 0 | 0 | 0 | 0 | 0 | 0 | 0 | 0 | 0 | 0 | 0 | 0 | 0 | 0 | 0 | 0 | 0 | 0 | 0 | 0 | 0 | 0 | 0 | 0 | 0 | 0 | 0 | 0 | 0 | 0 | 0 | 0 | 0 | 0 | 0 | 0 | 0 | 0 | 0 | 0 | 0 | 0 | 0 | 0 | 0 | 0 | 0 | 0 | 0 | 0 | 0 | 0 | 0 | 0 | 1289.812 | 1286.8831 | 1283.9608 | 1281.0452 | 1278.1361 | 1275.2337 | 1272.3379 | 1269.4486 | 1266.566 | 1263.6898 | 0 | 0 | 0 | 0 | 0 | 0 | 0 | 0 | 0 | 0 | 15348.7628 | 15313.9085 | 15279.1334 | 15244.4373 | 15209.82 | 15175.2812 | 15140.8209 | 15106.4389 | 15072.1349 | 15037.9089 | 0 | 0 | 0 | 0 | 0 | 0 | 0 | 0 | 0 | 0 | 151928.6469 | 15348.7628 | 30662.6713 | 45941.8048 | 61186.2421 | 76396.0621 | 91571.3433 | 106712.1643 | 121818.6032 | 136890.7381 | 151928.6469 | 151928.6469 | 151928.6469 | 151928.6469 | 151928.6469 | 151928.6469 | 151928.6469 | 151928.6469 | 151928.6469 | 151928.6469 | 151928.6469 | 0 | 0 | 0 | 0 | 0 | 0 | 0 | 0 | 0 | 0 | 0 | 0 | 0 | 0 | 0 | 0 | 0 | 0 | 0 | 0 | 0 | 0 | 0 | 0 | 0 | 0 | 0 | 0 | 0 | 0 | 0 | 0 | 0 | 0 | 0 | 0 | 0 | 0 | 0 | 0 | 0 | 0 | 0 | 0 | 0 | 0 | 0 | 0 | 0 | 0 | 0 | 0 | 0 | 0 | 0 | 0 | 0 | 0 | 0 | 0 | 0 | 0 | 0 | 0 | 0 | 0 | 0 | 0 | 0 | 0.009815% | 0 | 0 | 0 | 0 | 0 | 0 | 0 | 0 | 0 | 0 | 0 | 0 | 0 | 0 | 0 | 0 | 0 | 0 | 0 | 0 | 0 | 0 | 0 | 0
No | ResThermostaticRestrictionValve_PSE | M_Input | PSE Business Case "QC _APPROVED_Measure Case_Showerhead_2020" | 2020 | Retro | 2022 | 2041 | PSE | Residential | Multifamily | Gas | Per Thermostatic Restrictor - Handheld - MFRT - Product Only | Per Thermostatic Restrictor - Handheld - MFRT - Product Only | 22.65 | MFRFT: Showerhead - Thermostatic Restrictor - Handheld - GWH - Product Only |  | 0 | 10 | 22.65 | 0 |  | 21.41 | 0 | 0 | 0 | 0 | 0 | 0 | 11.9 |  | 0 | 0 | 0 | Water Heat | Gas Water Heat | Thermostatic Restrictor Valve | ResDHW | 0.01444% | 0% | 45.46% | 1.2567 |  | 47.02% | 10% | 85% | 6.8% | 0.2% | 93.4632 | 1.0562 | 9.4519 | 0 | 34.3816 | 0 | 0 | 0 | -201.9834 |  | 0 | -1.5773 | 0 | 01. ($9,999.000) to $0.028 | 1 | -1.5773 | 01. ($9,999.00) to $0.22 | 1 | 0 | 0 | 0 | 0 | 0 | 0 | 0 | 0 | 0 | 0 | 0 | 0 | 0 | 0 | 0 | 0 | 0 | 0 | 0 | 0 | 0 | 0 | 0 | 0 | 0 | 0 | 0 | 0 | 0 | 0 | 0 | 0 | 0 | 0 | 0 | 0 | 0 | 0 | 0 | 0 | 0 | 0 | 0 | 0 | 0 | 0 | 0 | 0 | 0 | 0 | 0 | 0 | 0 | 0 | 0 | 0 | 0 | 0 | 0 | 0 | 0 | 0 | 0 | 0 | 0 | 0 | 0 | 0 | 0 | 0 | 0 | 0 | 0 | 1289.812 | 1286.8831 | 1283.9608 | 1281.0452 | 1278.1361 | 1275.2337 | 1272.3379 | 1269.4486 | 1266.566 | 1263.6898 | 0 | 0 | 0 | 0 | 0 | 0 | 0 | 0 | 0 | 0 | 15348.7628 | 15313.9085 | 15279.1334 | 15244.4373 | 15209.82 | 15175.2812 | 15140.8209 | 15106.4389 | 15072.1349 | 15037.9089 | 0 | 0 | 0 | 0 | 0 | 0 | 0 | 0 | 0 | 0 | 151928.6469 | 15348.7628 | 30662.6713 | 45941.8048 | 61186.2421 | 76396.0621 | 91571.3433 | 106712.1643 | 121818.6032 | 136890.7381 | 151928.6469 | 151928.6469 | 151928.6469 | 151928.6469 | 151928.6469 | 151928.6469 | 151928.6469 | 151928.6469 | 151928.6469 | 151928.6469 | 151928.6469 | 0 | 0 | 0 | 0 | 0 | 0 | 0 | 0 | 0 | 0 | 0 | 0 | 0 | 0 | 0 | 0 | 0 | 0 | 0 | 0 | 0 | 0 | 0 | 0 | 0 | 0 | 0 | 0 | 0 | 0 | 0 | 0 | 0 | 0 | 0 | 0 | 0 | 0 | 0 | 0 | 0 | 0 | 0 | 0 | 0 | 0 | 0 | 0 | 0 | 0 | 0 | 0 | 0 | 0 | 0 | 0 | 0 | 0 | 0 | 0 | 0 | 0 | 0 | 0 | 0 | 0 | 0 | 0 | 0 | 0.009815% | 0 | 0 | 0 | 0 | 0 | 0 | 0 | 0 | 0 | 0 | 0 | 0 | 0 | 0 | 0 | 0 | 0 | 0 | 0 | 0 | 0 | 0 | 0 | 0
No | ResThermostat_PSE | M_Input | PSE Business Case "QC_APPROVED_Measure Case_Thermostat_2020" | 2020 | Retro | 2022 | 2045 | PSE | Residential | Multifamily | Electric | Per Electric Line Voltage Thermostat - MFRT | Per Electric Line Voltage Thermostat - MFRT | 35 | MFRFT: Thermostat - Electronic Line Voltage - kWh |  | 59 | 15 | 57.99 | 0 |  | 0 | 0 | 0 | 0 | 0 | 0 | 0 | 0 |  | 0 | 0 | 0 | Heating | Electric Heat | Thermostat | ResSpHtFAFZ1 | 0.02951% | 75.29% | 0% | 1.4735 |  | 1.06% | 6.667% | 85% | 6.8% | 0.2% | 38.7966 | 2.5633 | 4.136 | 74.4362 | 0 | 0 | 0 | 79.3348 | 0 |  | 0.11519 | 0 | 0.11519 | 08. $0.115 to $0.130 | 1 | 0 | 01. ($9,999.00) to $0.22 | 1 | 213.495 | 213.0102 | 212.5265 | 212.0439 | 211.5624 | 211.082 | 210.6026 | 210.1244 | 209.6472 | 209.1712 | 0 | 0 | 0 | 0 | 0 | 0 | 0 | 0 | 0 | 0 | 0 | 0 | 0 | 0 | 12596.2063 | 12567.6026 | 12539.0639 | 12510.5899 | 12482.1807 | 12453.8359 | 12425.5555 | 12397.3393 | 12369.1872 | 12341.0991 | 0 | 0 | 0 | 0 | 0 | 0 | 0 | 0 | 0 | 0 | 0 | 0 | 0 | 0 | 124682.6605 | 12596.2063 | 25163.8089 | 37702.8728 | 50213.4627 | 62695.6434 | 75149.4793 | 87575.0348 | 99972.3741 | 112341.5614 | 124682.6605 | 124682.6605 | 124682.6605 | 124682.6605 | 124682.6605 | 124682.6605 | 124682.6605 | 124682.6605 | 124682.6605 | 124682.6605 | 124682.6605 | 124682.6605 | 124682.6605 | 124682.6605 | 124682.6605 | 0 | 0 | 0 | 0 | 0 | 0 | 0 | 0 | 0 | 0 | 0 | 0 | 0 | 0 | 0 | 0 | 0 | 0 | 0 | 0 | 0 | 0 | 0 | 0 | 0 | 0 | 0 | 0 | 0 | 0 | 0 | 0 | 0 | 0 | 0 | 0 | 0 | 0 | 0 | 0 | 0 | 0 | 0 | 0 | 0 | 0 | 0 | 0 | 0 | 0 | 0 | 0 | 0 | 0 | 0 | 0 | 0 | 0 | 0 | 0 | 0 | 3.7177 | 7.427 | 11.1279 | 14.8204 | 18.5044 | 22.1802 | 25.8475 | 29.5066 | 33.1573 | 36.7997 | 36.7997 | 36.7997 | 36.7997 | 36.7997 | 36.7997 | 36.7997 | 36.7997 | 36.7997 | 36.7997 | 36.7997 | 36.7997 | 36.7997 | 36.7997 | 36.7997 | 16937.5945 | 16899.1323 | 16860.7575 | 16822.4698 | 16784.269 | 16746.155 | 16708.1275 | 16670.1864 | 16632.3315 | 16594.5625 | 0 | 0 | 0 | 0 | 0 | 0 | 0 | 0 | 0 | 0 | 0 | 0 | 0 | 0 | 167655.5861 | 0 | 0 | 0 | 0 | 0 | 0 | 0 | 0 | 0 | 0 | 0 | 0 | 0 | 0 | 0 | 0 | 0 | 0 | 0 | 0 | 0.001473% | 0.18552 | 0.37061 | 0.55529 | 0.73955 | 0.92339 | 1.1068 | 1.2898 | 1.4724 | 1.6546 | 1.8363 | 1.8363 | 1.8363 | 1.8363 | 1.8363 | 1.8363 | 1.8363 | 1.8363 | 1.8363 | 1.8363 | 1.8363 | 1.8363 | 1.8363 | 1.8363 | 1.8363
Yes | ResThermostat_PSE | M_Input | PSE Business Case "QC_APPROVED_Measure Case_Thermostat_2020" | 2020 | Retro | 2022 | 2045 | PSE | Residential | Manufactured LI | Electric | Per Electric Line Voltage Thermostat - LIW - TE | Per Electric Line Voltage Thermostat - LIW - TE | 67.5 | LIW: Thermostat - ELV - MH - TE |  | 58 | 15 | 67.5 | 0 |  | 0 | 0 | 0 | 0 | 0 | 0 | 0 | 0 |  | 0 | 0 | 0 | Heating | Electric Heat | Thermostat | ResSpHtFAFZ1 | 0.02951% | 65.62% | 0% | 1 |  | 2.511% | 6.667% | 85% | 6.8% | 0.2% | 38.139 | 2.5199 | 4.0659 | 86.6433 | 0 | 0 | 0 | 62.3716 | 0 |  | 0.092121 | 0 | 0.092121 | 07. $0.085 to $0.115 | 1 | 0 | 01. ($9,999.00) to $0.22 | 1 | 36.3137 | 36.3137 | 36.3137 | 36.3137 | 36.3137 | 36.3137 | 36.3137 | 36.3137 | 36.3137 | 36.3137 | 0 | 0 | 0 | 0 | 0 | 0 | 0 | 0 | 0 | 0 | 0 | 0 | 0 | 0 | 2106.1968 | 2106.1968 | 2106.1968 | 2106.1968 | 2106.1968 | 2106.1968 | 2106.1968 | 2106.1968 | 2106.1968 | 2106.1968 | 0 | 0 | 0 | 0 | 0 | 0 | 0 | 0 | 0 | 0 | 0 | 0 | 0 | 0 | 21061.9685 | 2106.1968 | 4212.3937 | 6318.5905 | 8424.7874 | 10530.9842 | 12637.1811 | 14743.3779 | 16849.5748 | 18955.7716 | 21061.9685 | 21061.9685 | 21061.9685 | 21061.9685 | 21061.9685 | 21061.9685 | 21061.9685 | 21061.9685 | 21061.9685 | 21061.9685 | 21061.9685 | 21061.9685 | 21061.9685 | 21061.9685 | 21061.9685 | 0 | 0 | 0 | 0 | 0 | 0 | 0 | 0 | 0 | 0 | 0 | 0 | 0 | 0 | 0 | 0 | 0 | 0 | 0 | 0 | 0 | 0 | 0 | 0 | 0 | 0 | 0 | 0 | 0 | 0 | 0 | 0 | 0 | 0 | 0 | 0 | 0 | 0 | 0 | 0 | 0 | 0 | 0 | 0 | 0 | 0 | 0 | 0 | 0 | 0 | 0 | 0 | 0 | 0 | 0 | 0 | 0 | 0 | 0 | 0 | 0 | 0.62164 | 1.2433 | 1.8649 | 2.4866 | 3.1082 | 3.7298 | 4.3515 | 4.9731 | 5.5947 | 6.2164 | 6.2164 | 6.2164 | 6.2164 | 6.2164 | 6.2164 | 6.2164 | 6.2164 | 6.2164 | 6.2164 | 6.2164 | 6.2164 | 6.2164 | 6.2164 | 6.2164 | 2264.9476 | 2264.9476 | 2264.9476 | 2264.9476 | 2264.9476 | 2264.9476 | 2264.9476 | 2264.9476 | 2264.9476 | 2264.9476 | 0 | 0 | 0 | 0 | 0 | 0 | 0 | 0 | 0 | 0 | 0 | 0 | 0 | 0 | 22649.4757 | 0 | 0 | 0 | 0 | 0 | 0 | 0 | 0 | 0 | 0 | 0 | 0 | 0 | 0 | 0 | 0 | 0 | 0 | 0 | 0 | 0.001473% | 0.03102 | 0.062041 | 0.093061 | 0.12408 | 0.1551 | 0.18612 | 0.21714 | 0.24816 | 0.27918 | 0.3102 | 0.3102 | 0.3102 | 0.3102 | 0.3102 | 0.3102 | 0.3102 | 0.3102 | 0.3102 | 0.3102 | 0.3102 | 0.3102 | 0.3102 | 0.3102 | 0.3102
Yes | ResThermostat_PSE | M_Input | PSE Business Case "QC_APPROVED_Measure Case_Thermostat_2020" | 2020 | Retro | 2022 | 2045 | PSE | Residential | Multifamily LI | Electric | Per Electric Line Voltage Thermostat - LIW - TE | Per Electric Line Voltage Thermostat - LIW - TE | 67.5 | LIW: Thermostat - ELV - MF - TE |  | 58 | 15 | 67.5 | 0 |  | 0 | 0 | 0 | 0 | 0 | 0 | 0 | 0 |  | 0 | 0 | 0 | Heating | Electric Heat | Thermostat | ResSpHtFAFZ1 | 0.02951% | 75.29% | 0% | 1.4735 |  | 1.59% | 6.667% | 85% | 6.8% | 0.2% | 38.139 | 2.5199 | 4.0659 | 86.6433 | 0 | 0 | 0 | 62.3716 | 0 |  | 0.092121 | 0 | 0.092121 | 07. $0.085 to $0.115 | 1 | 0 | 01. ($9,999.00) to $0.22 | 1 | 102.7126 | 101.6149 | 100.529 | 99.4546 | 98.3917 | 97.3402 | 96.2999 | 95.2708 | 94.2526 | 93.2454 | 0 | 0 | 0 | 0 | 0 | 0 | 0 | 0 | 0 | 0 | 0 | 0 | 0 | 0 | 5957.3306 | 5893.6647 | 5830.6792 | 5768.3668 | 5706.7203 | 5645.7327 | 5585.3968 | 5525.7057 | 5466.6526 | 5408.2306 | 0 | 0 | 0 | 0 | 0 | 0 | 0 | 0 | 0 | 0 | 0 | 0 | 0 | 0 | 56788.4799 | 5957.3306 | 11850.9953 | 17681.6744 | 23450.0412 | 29156.7615 | 34802.4942 | 40387.891 | 45913.5967 | 51380.2493 | 56788.4799 | 56788.4799 | 56788.4799 | 56788.4799 | 56788.4799 | 56788.4799 | 56788.4799 | 56788.4799 | 56788.4799 | 56788.4799 | 56788.4799 | 56788.4799 | 56788.4799 | 56788.4799 | 56788.4799 | 0 | 0 | 0 | 0 | 0 | 0 | 0 | 0 | 0 | 0 | 0 | 0 | 0 | 0 | 0 | 0 | 0 | 0 | 0 | 0 | 0 | 0 | 0 | 0 | 0 | 0 | 0 | 0 | 0 | 0 | 0 | 0 | 0 | 0 | 0 | 0 | 0 | 0 | 0 | 0 | 0 | 0 | 0 | 0 | 0 | 0 | 0 | 0 | 0 | 0 | 0 | 0 | 0 | 0 | 0 | 0 | 0 | 0 | 0 | 0 | 0 | 1.7583 | 3.4978 | 5.2187 | 6.9212 | 8.6055 | 10.2719 | 11.9204 | 13.5513 | 15.1647 | 16.761 | 16.761 | 16.761 | 16.761 | 16.761 | 16.761 | 16.761 | 16.761 | 16.761 | 16.761 | 16.761 | 16.761 | 16.761 | 16.761 | 16.761 | 6406.3535 | 6337.8888 | 6270.1559 | 6203.1468 | 6136.8539 | 6071.2694 | 6006.3858 | 5942.1957 | 5878.6915 | 5815.866 | 0 | 0 | 0 | 0 | 0 | 0 | 0 | 0 | 0 | 0 | 0 | 0 | 0 | 0 | 61068.8075 | 0 | 0 | 0 | 0 | 0 | 0 | 0 | 0 | 0 | 0 | 0 | 0 | 0 | 0 | 0 | 0 | 0 | 0 | 0 | 0 | 0.001473% | 0.08774 | 0.17454 | 0.26042 | 0.34537 | 0.42942 | 0.51257 | 0.59484 | 0.67622 | 0.75673 | 0.83639 | 0.83639 | 0.83639 | 0.83639 | 0.83639 | 0.83639 | 0.83639 | 0.83639 | 0.83639 | 0.83639 | 0.83639 | 0.83639 | 0.83639 | 0.83639 | 0.83639
Yes | ResThermostat_PSE | M_Input | PSE Business Case "QC_APPROVED_Measure Case_Thermostat_2020" | 2020 | Retro | 2022 | 2045 | PSE | Residential | Single Family LI | Electric | Per Electric Line Voltage Thermostat - LIW - TE | Per Electric Line Voltage Thermostat - LIW - TE | 67.5 | LIW: Thermostat - ELV - SF - TE |  | 58 | 15 | 67.5 | 0 |  | 0 | 0 | 0 | 0 | 0 | 0 | 0 | 0 |  | 0 | 0 | 0 | Heating | Electric Heat | Thermostat | ResSpHtFAFZ1 | 0.02951% | 31.51% | 0% | 1.215 |  | 1.176% | 6.667% | 85% | 6.8% | 0.2% | 38.139 | 2.5199 | 4.0659 | 86.6433 | 0 | 0 | 0 | 62.3716 | 0 |  | 0.092121 | 0 | 0.092121 | 07. $0.085 to $0.115 | 1 | 0 | 01. ($9,999.00) to $0.22 | 1 | 40.7176 | 40.6252 | 40.5329 | 40.4409 | 40.349 | 40.2574 | 40.166 | 40.0748 | 39.9838 | 39.893 | 0 | 0 | 0 | 0 | 0 | 0 | 0 | 0 | 0 | 0 | 0 | 0 | 0 | 0 | 2361.6232 | 2356.2604 | 2350.9097 | 2345.5712 | 2340.2449 | 2334.9306 | 2329.6284 | 2324.3382 | 2319.0601 | 2313.7939 | 0 | 0 | 0 | 0 | 0 | 0 | 0 | 0 | 0 | 0 | 0 | 0 | 0 | 0 | 23376.3605 | 2361.6232 | 4717.8835 | 7068.7932 | 9414.3645 | 11754.6093 | 14089.5399 | 16419.1683 | 18743.5065 | 21062.5666 | 23376.3605 | 23376.3605 | 23376.3605 | 23376.3605 | 23376.3605 | 23376.3605 | 23376.3605 | 23376.3605 | 23376.3605 | 23376.3605 | 23376.3605 | 23376.3605 | 23376.3605 | 23376.3605 | 23376.3605 | 0 | 0 | 0 | 0 | 0 | 0 | 0 | 0 | 0 | 0 | 0 | 0 | 0 | 0 | 0 | 0 | 0 | 0 | 0 | 0 | 0 | 0 | 0 | 0 | 0 | 0 | 0 | 0 | 0 | 0 | 0 | 0 | 0 | 0 | 0 | 0 | 0 | 0 | 0 | 0 | 0 | 0 | 0 | 0 | 0 | 0 | 0 | 0 | 0 | 0 | 0 | 0 | 0 | 0 | 0 | 0 | 0 | 0 | 0 | 0 | 0 | 0.69703 | 1.3925 | 2.0863 | 2.7786 | 3.4693 | 4.1585 | 4.8461 | 5.5321 | 6.2166 | 6.8995 | 6.8995 | 6.8995 | 6.8995 | 6.8995 | 6.8995 | 6.8995 | 6.8995 | 6.8995 | 6.8995 | 6.8995 | 6.8995 | 6.8995 | 6.8995 | 6.8995 | 2539.6262 | 2533.8592 | 2528.1052 | 2522.3644 | 2516.6365 | 2510.9217 | 2505.2199 | 2499.531 | 2493.855 | 2488.1919 | 0 | 0 | 0 | 0 | 0 | 0 | 0 | 0 | 0 | 0 | 0 | 0 | 0 | 0 | 25138.3108 | 0 | 0 | 0 | 0 | 0 | 0 | 0 | 0 | 0 | 0 | 0 | 0 | 0 | 0 | 0 | 0 | 0 | 0 | 0 | 0 | 0.001473% | 0.034782 | 0.069485 | 0.10411 | 0.13866 | 0.17312 | 0.20751 | 0.24182 | 0.27606 | 0.31021 | 0.34429 | 0.34429 | 0.34429 | 0.34429 | 0.34429 | 0.34429 | 0.34429 | 0.34429 | 0.34429 | 0.34429 | 0.34429 | 0.34429 | 0.34429 | 0.34429 | 0.34429
Yes | ResThermostat_PSE | M_Input | PSE Business Case "QC_APPROVED_Measure Case_Thermostat_2020" | 2020 | Retro | 2022 | 2045 | PSE | Residential | Multifamily LI | Electric | Per ENERGY STAR Smart Thermostat - LIW - TE | Per ENERGY STAR Smart Thermostat - LIW - TE | 400 | LIW: Thermostat - ESS - MF - TE |  | 502 | 11 | 400 | 0 |  | 0 | 0 | 0 | 0 | 0 | 0 | 0 | 0 |  | 0 | 0 | 0 | Heating | Electric Heat | Thermostat | ResSpHtFAFZ1 | 0.02951% | 75.29% | 0% | 1 |  | 33.83% | 9.091% | 85% | 6.8% | 0.2% | 253.0342 | 21.8102 | 27.4844 | 618.0405 | 0 | 0 | 0 | 432.4973 | 0 |  | 0.073804 | 0 | 0.073804 | 05. $0.070 to $0.077 | 1 | 0 | 01. ($9,999.00) to $0.22 | 1 | 1483.52 | 1467.6656 | 1451.9807 | 1436.4634 | 1421.1119 | 1405.9245 | 1390.8994 | 1376.0349 | 1361.3293 | 1346.7807 | 0 | 0 | 0 | 0 | 0 | 0 | 0 | 0 | 0 | 0 | 0 | 0 | 0 | 0 | 744727.033 | 736768.1453 | 728894.3141 | 721104.6304 | 713398.195 | 705774.1181 | 698231.5196 | 690769.5288 | 683387.2842 | 676083.9336 | 0 | 0 | 0 | 0 | 0 | 0 | 0 | 0 | 0 | 0 | 0 | 0 | 0 | 0 | 7099138.7021 | 744727.033 | 1481495.1783 | 2210389.4924 | 2931494.1228 | 3644892.3177 | 4350666.4358 | 5048897.9555 | 5739667.4843 | 6423054.7685 | 7099138.7021 | 7099138.7021 | 7099138.7021 | 7099138.7021 | 7099138.7021 | 7099138.7021 | 7099138.7021 | 7099138.7021 | 7099138.7021 | 7099138.7021 | 7099138.7021 | 7099138.7021 | 7099138.7021 | 7099138.7021 | 7099138.7021 | 0 | 0 | 0 | 0 | 0 | 0 | 0 | 0 | 0 | 0 | 0 | 0 | 0 | 0 | 0 | 0 | 0 | 0 | 0 | 0 | 0 | 0 | 0 | 0 | 0 | 0 | 0 | 0 | 0 | 0 | 0 | 0 | 0 | 0 | 0 | 0 | 0 | 0 | 0 | 0 | 0 | 0 | 0 | 0 | 0 | 0 | 0 | 0 | 0 | 0 | 0 | 0 | 0 | 0 | 0 | 0 | 0 | 0 | 0 | 0 | 0 | 219.8041 | 437.2592 | 652.3903 | 865.2223 | 1075.7798 | 1284.0871 | 1490.1682 | 1694.0469 | 1895.7468 | 2095.291 | 2095.291 | 2095.291 | 2095.291 | 2095.291 | 2095.291 | 2095.291 | 2095.291 | 2095.291 | 2095.291 | 2095.291 | 2095.291 | 2095.291 | 2095.291 | 2095.291 | 641618.3195 | 634761.3532 | 627977.6672 | 621266.4784 | 614627.0119 | 608058.5014 | 601560.1884 | 595131.3228 | 588771.1624 | 582478.9729 | 0 | 0 | 0 | 0 | 0 | 0 | 0 | 0 | 0 | 0 | 0 | 0 | 0 | 0 | 6116250.978 | 0 | 0 | 0 | 0 | 0 | 0 | 0 | 0 | 0 | 0 | 0 | 0 | 0 | 0 | 0 | 0 | 0 | 0 | 0 | 0 | 0.001473% | 10.9684 | 21.8196 | 32.5548 | 43.1753 | 53.6823 | 64.077 | 74.3606 | 84.5343 | 94.5993 | 104.5567 | 104.5567 | 104.5567 | 104.5567 | 104.5567 | 104.5567 | 104.5567 | 104.5567 | 104.5567 | 104.5567 | 104.5567 | 104.5567 | 104.5567 | 104.5567 | 104.5567
Yes | ResThermostat_PSE | M_Input | PSE Business Case "QC_APPROVED_Measure Case_Thermostat_2020" | 2020 | Retro | 2022 | 2041 | PSE | Residential | Multifamily LI | Gas | Per ENERGY STAR Smart Thermostat - LIW - TG | Per ENERGY STAR Smart Thermostat - LIW - TG | 400 | LIW: Thermostat - ESS - MF - TG |  | 0 | 11 | 400 | 0 |  | 0 | 0 | 0 | 0 | 0 | 0 | 0 | 33 |  | 0 | 0 | 0 | Heating | Gas Heat | Thermostat | ResSpHtFAFZ1 | 0.02951% | 0% | 38.85% | 1 |  | 69.18% | 9.091% | 85% | 6.8% | 0.2% | 299.394 | 8.0723 | 30.7466 | 0 | 579.7457 | 0 | 0 | 0 | 413.9512 |  | 0 | 1.1657 | 0 | 01. ($9,999.000) to $0.028 | 1 | 1.1657 | 10. $0.95 to $1.20 | 0 | 0 | 0 | 0 | 0 | 0 | 0 | 0 | 0 | 0 | 0 | 0 | 0 | 0 | 0 | 0 | 0 | 0 | 0 | 0 | 0 | 0 | 0 | 0 | 0 | 0 | 0 | 0 | 0 | 0 | 0 | 0 | 0 | 0 | 0 | 0 | 0 | 0 | 0 | 0 | 0 | 0 | 0 | 0 | 0 | 0 | 0 | 0 | 0 | 0 | 0 | 0 | 0 | 0 | 0 | 0 | 0 | 0 | 0 | 0 | 0 | 0 | 0 | 0 | 0 | 0 | 0 | 0 | 0 | 0 | 0 | 0 | 0 | 0 | 115.3561 | 114.1233 | 112.9037 | 111.6971 | 110.5034 | 109.3224 | 108.1541 | 106.9982 | 105.8548 | 104.7235 | 0 | 0 | 0 | 0 | 0 | 0 | 0 | 0 | 0 | 0 | 3806.7515 | 3766.0688 | 3725.8208 | 3686.003 | 3646.6108 | 3607.6395 | 3569.0847 | 3530.9419 | 3493.2068 | 3455.875 | 0 | 0 | 0 | 0 | 0 | 0 | 0 | 0 | 0 | 0 | 36288.0028 | 3806.7515 | 7572.8202 | 11298.6411 | 14984.6441 | 18631.2549 | 22238.8944 | 25807.9791 | 29338.921 | 32832.1278 | 36288.0028 | 36288.0028 | 36288.0028 | 36288.0028 | 36288.0028 | 36288.0028 | 36288.0028 | 36288.0028 | 36288.0028 | 36288.0028 | 36288.0028 | 0 | 0 | 0 | 0 | 0 | 0 | 0 | 0 | 0 | 0 | 0 | 0 | 0 | 0 | 0 | 0 | 0 | 0 | 0 | 0 | 0 | 0 | 0 | 0 | 0 | 0 | 0 | 0 | 0 | 0 | 0 | 0 | 0 | 0 | 0 | 0 | 0 | 0 | 0 | 0 | 0 | 0 | 0 | 0 | 0 | 0 | 0 | 0 | 0 | 47751.7945 | 47241.4718 | 46736.6028 | 46237.1294 | 45742.9938 | 45254.139 | 44770.5087 | 44292.0468 | 43818.6983 | 43350.4085 | 0 | 0 | 0 | 0 | 0 | 0 | 0 | 0 | 0 | 0 | 0.001473% | 0 | 0 | 0 | 0 | 0 | 0 | 0 | 0 | 0 | 0 | 0 | 0 | 0 | 0 | 0 | 0 | 0 | 0 | 0 | 0 | 0 | 0 | 0 | 0
Yes | ResThermostat_PSE | M_Input | PSE Business Case "QC_APPROVED_Measure Case_Thermostat_2020" | 2020 | Retro | 2022 | 2045 | PSE | Residential | Manufactured LI | Electric | Per ENERGY STAR Smart Thermostat - LIW - TE | Per ENERGY STAR Smart Thermostat - LIW - TE | 400 | LIW: Thermostat - ESS - MH - TE |  | 502 | 11 | 400 | 0 |  | 0 | 0 | 0 | 0 | 0 | 0 | 0 | 0 |  | 0 | 0 | 0 | Heating | Electric Heat | Thermostat | ResSpHtFAFZ1 | 0.02951% | 65.62% | 0% | 1 |  | 39.58% | 9.091% | 85% | 6.8% | 0.2% | 253.0342 | 21.8102 | 27.4844 | 618.0405 | 0 | 0 | 0 | 432.4973 | 0 |  | 0.073804 | 0 | 0.073804 | 05. $0.070 to $0.077 | 1 | 0 | 01. ($9,999.00) to $0.22 | 1 | 572.3213 | 572.3213 | 572.3213 | 572.3213 | 572.3213 | 572.3213 | 572.3213 | 572.3213 | 572.3213 | 572.3213 | 0 | 0 | 0 | 0 | 0 | 0 | 0 | 0 | 0 | 0 | 0 | 0 | 0 | 0 | 287305.3142 | 287305.3142 | 287305.3142 | 287305.3142 | 287305.3142 | 287305.3142 | 287305.3142 | 287305.3142 | 287305.3142 | 287305.3142 | 0 | 0 | 0 | 0 | 0 | 0 | 0 | 0 | 0 | 0 | 0 | 0 | 0 | 0 | 2873053.1421 | 287305.3142 | 574610.6284 | 861915.9426 | 1149221.2569 | 1436526.5711 | 1723831.8853 | 2011137.1995 | 2298442.5137 | 2585747.8279 | 2873053.1421 | 2873053.1421 | 2873053.1421 | 2873053.1421 | 2873053.1421 | 2873053.1421 | 2873053.1421 | 2873053.1421 | 2873053.1421 | 2873053.1421 | 2873053.1421 | 2873053.1421 | 2873053.1421 | 2873053.1421 | 2873053.1421 | 0 | 0 | 0 | 0 | 0 | 0 | 0 | 0 | 0 | 0 | 0 | 0 | 0 | 0 | 0 | 0 | 0 | 0 | 0 | 0 | 0 | 0 | 0 | 0 | 0 | 0 | 0 | 0 | 0 | 0 | 0 | 0 | 0 | 0 | 0 | 0 | 0 | 0 | 0 | 0 | 0 | 0 | 0 | 0 | 0 | 0 | 0 | 0 | 0 | 0 | 0 | 0 | 0 | 0 | 0 | 0 | 0 | 0 | 0 | 0 | 0 | 84.7974 | 169.5947 | 254.3921 | 339.1895 | 423.9868 | 508.7842 | 593.5816 | 678.3789 | 763.1763 | 847.9736 | 847.9736 | 847.9736 | 847.9736 | 847.9736 | 847.9736 | 847.9736 | 847.9736 | 847.9736 | 847.9736 | 847.9736 | 847.9736 | 847.9736 | 847.9736 | 847.9736 | 247527.409 | 247527.409 | 247527.409 | 247527.409 | 247527.409 | 247527.409 | 247527.409 | 247527.409 | 247527.409 | 247527.409 | 0 | 0 | 0 | 0 | 0 | 0 | 0 | 0 | 0 | 0 | 0 | 0 | 0 | 0 | 2475274.09 | 0 | 0 | 0 | 0 | 0 | 0 | 0 | 0 | 0 | 0 | 0 | 0 | 0 | 0 | 0 | 0 | 0 | 0 | 0 | 0 | 0.001473% | 4.2315 | 8.4629 | 12.6944 | 16.9258 | 21.1573 | 25.3887 | 29.6202 | 33.8517 | 38.0831 | 42.3146 | 42.3146 | 42.3146 | 42.3146 | 42.3146 | 42.3146 | 42.3146 | 42.3146 | 42.3146 | 42.3146 | 42.3146 | 42.3146 | 42.3146 | 42.3146 | 42.3146
Yes | ResThermostat_PSE | M_Input | PSE Business Case "QC_APPROVED_Measure Case_Thermostat_2020" | 2020 | Retro | 2022 | 2041 | PSE | Residential | Manufactured LI | Gas | Per ENERGY STAR Smart Thermostat - LIW - TG | Per ENERGY STAR Smart Thermostat - LIW - TG | 400 | LIW: Thermostat - ESS - MH - TG |  | 0 | 11 | 400 | 0 |  | 0 | 0 | 0 | 0 | 0 | 0 | 0 | 33 |  | 0 | 0 | 0 | Heating | Gas Heat | Thermostat | ResSpHtFAFZ1 | 0.02951% | 0% | 88.1% | 1 |  | 79.16% | 9.091% | 85% | 6.8% | 0.2% | 299.394 | 8.0723 | 30.7466 | 0 | 579.7457 | 0 | 0 | 0 | 413.9512 |  | 0 | 1.1657 | 0 | 01. ($9,999.000) to $0.028 | 1 | 1.1657 | 10. $0.95 to $1.20 | 0 | 0 | 0 | 0 | 0 | 0 | 0 | 0 | 0 | 0 | 0 | 0 | 0 | 0 | 0 | 0 | 0 | 0 | 0 | 0 | 0 | 0 | 0 | 0 | 0 | 0 | 0 | 0 | 0 | 0 | 0 | 0 | 0 | 0 | 0 | 0 | 0 | 0 | 0 | 0 | 0 | 0 | 0 | 0 | 0 | 0 | 0 | 0 | 0 | 0 | 0 | 0 | 0 | 0 | 0 | 0 | 0 | 0 | 0 | 0 | 0 | 0 | 0 | 0 | 0 | 0 | 0 | 0 | 0 | 0 | 0 | 0 | 0 | 0 | 15.2817 | 15.2817 | 15.2817 | 15.2817 | 15.2817 | 15.2817 | 15.2817 | 15.2817 | 15.2817 | 15.2817 | 0 | 0 | 0 | 0 | 0 | 0 | 0 | 0 | 0 | 0 | 504.2945 | 504.2945 | 504.2945 | 504.2945 | 504.2945 | 504.2945 | 504.2945 | 504.2945 | 504.2945 | 504.2945 | 0 | 0 | 0 | 0 | 0 | 0 | 0 | 0 | 0 | 0 | 5042.9454 | 504.2945 | 1008.5891 | 1512.8836 | 2017.1781 | 2521.4727 | 3025.7672 | 3530.0617 | 4034.3563 | 4538.6508 | 5042.9454 | 5042.9454 | 5042.9454 | 5042.9454 | 5042.9454 | 5042.9454 | 5042.9454 | 5042.9454 | 5042.9454 | 5042.9454 | 5042.9454 | 0 | 0 | 0 | 0 | 0 | 0 | 0 | 0 | 0 | 0 | 0 | 0 | 0 | 0 | 0 | 0 | 0 | 0 | 0 | 0 | 0 | 0 | 0 | 0 | 0 | 0 | 0 | 0 | 0 | 0 | 0 | 0 | 0 | 0 | 0 | 0 | 0 | 0 | 0 | 0 | 0 | 0 | 0 | 0 | 0 | 0 | 0 | 0 | 0 | 6325.858 | 6325.858 | 6325.858 | 6325.858 | 6325.858 | 6325.858 | 6325.858 | 6325.858 | 6325.858 | 6325.858 | 0 | 0 | 0 | 0 | 0 | 0 | 0 | 0 | 0 | 0 | 0.001473% | 0 | 0 | 0 | 0 | 0 | 0 | 0 | 0 | 0 | 0 | 0 | 0 | 0 | 0 | 0 | 0 | 0 | 0 | 0 | 0 | 0 | 0 | 0 | 0
Yes | ResThermostat_PSE | M_Input | PSE Business Case "QC_APPROVED_Measure Case_Thermostat_2020" | 2020 | Retro | 2022 | 2045 | PSE | Residential | Single Family LI | Electric | Per ENERGY STAR Smart Thermostat - LIW - TE | Per ENERGY STAR Smart Thermostat - LIW - TE | 400 | LIW: Thermostat - ESS - SF - TE |  | 502 | 11 | 400 | 0 |  | 0 | 0 | 0 | 0 | 0 | 0 | 0 | 0 |  | 0 | 0 | 0 | Heating | Electric Heat | Thermostat | ResSpHtFAFZ1 | 0.02951% | 31.51% | 0% | 1 |  | 34.42% | 9.091% | 85% | 6.8% | 0.2% | 253.0342 | 21.8102 | 27.4844 | 618.0405 | 0 | 0 | 0 | 432.4973 | 0 |  | 0.073804 | 0 | 0.073804 | 05. $0.070 to $0.077 | 1 | 0 | 01. ($9,999.00) to $0.22 | 1 | 981.0622 | 978.8344 | 976.6116 | 974.3939 | 972.1813 | 969.9736 | 967.771 | 965.5733 | 963.3807 | 961.193 | 0 | 0 | 0 | 0 | 0 | 0 | 0 | 0 | 0 | 0 | 0 | 0 | 0 | 0 | 492493.2269 | 491374.8645 | 490259.0417 | 489145.7527 | 488034.9918 | 486926.7533 | 485821.0313 | 484717.8203 | 483617.1144 | 482518.9081 | 0 | 0 | 0 | 0 | 0 | 0 | 0 | 0 | 0 | 0 | 0 | 0 | 0 | 0 | 4874909.5049 | 492493.2269 | 983868.0913 | 1474127.133 | 1963272.8857 | 2451307.8775 | 2938234.6308 | 3424055.6621 | 3908773.4824 | 4392390.5968 | 4874909.5049 | 4874909.5049 | 4874909.5049 | 4874909.5049 | 4874909.5049 | 4874909.5049 | 4874909.5049 | 4874909.5049 | 4874909.5049 | 4874909.5049 | 4874909.5049 | 4874909.5049 | 4874909.5049 | 4874909.5049 | 4874909.5049 | 0 | 0 | 0 | 0 | 0 | 0 | 0 | 0 | 0 | 0 | 0 | 0 | 0 | 0 | 0 | 0 | 0 | 0 | 0 | 0 | 0 | 0 | 0 | 0 | 0 | 0 | 0 | 0 | 0 | 0 | 0 | 0 | 0 | 0 | 0 | 0 | 0 | 0 | 0 | 0 | 0 | 0 | 0 | 0 | 0 | 0 | 0 | 0 | 0 | 0 | 0 | 0 | 0 | 0 | 0 | 0 | 0 | 0 | 0 | 0 | 0 | 145.358 | 290.3859 | 435.0845 | 579.4545 | 723.4967 | 867.2118 | 1010.6005 | 1153.6636 | 1296.4019 | 1438.816 | 1438.816 | 1438.816 | 1438.816 | 1438.816 | 1438.816 | 1438.816 | 1438.816 | 1438.816 | 1438.816 | 1438.816 | 1438.816 | 1438.816 | 1438.816 | 1438.816 | 424306.7091 | 423343.1859 | 422381.8507 | 421422.6984 | 420465.7243 | 419510.9232 | 418558.2903 | 417607.8207 | 416659.5094 | 415713.3516 | 0 | 0 | 0 | 0 | 0 | 0 | 0 | 0 | 0 | 0 | 0 | 0 | 0 | 0 | 4199970.0637 | 0 | 0 | 0 | 0 | 0 | 0 | 0 | 0 | 0 | 0 | 0 | 0 | 0 | 0 | 0 | 0 | 0 | 0 | 0 | 0 | 0.001473% | 7.2535 | 14.4905 | 21.7111 | 28.9153 | 36.1031 | 43.2746 | 50.4298 | 57.5688 | 64.6915 | 71.7981 | 71.7981 | 71.7981 | 71.7981 | 71.7981 | 71.7981 | 71.7981 | 71.7981 | 71.7981 | 71.7981 | 71.7981 | 71.7981 | 71.7981 | 71.7981 | 71.7981
Yes | ResThermostat_PSE | M_Input | PSE Business Case "QC_APPROVED_Measure Case_Thermostat_2020" | 2020 | Retro | 2022 | 2041 | PSE | Residential | Single Family LI | Gas | Per ENERGY STAR Smart Thermostat - LIW - TG | Per ENERGY STAR Smart Thermostat - LIW - TG | 400 | LIW: Thermostat - ESS - SF - TG |  | 0 | 11 | 400 | 0 |  | 0 | 0 | 0 | 0 | 0 | 0 | 0 | 33 |  | 0 | 0 | 0 | Heating | Gas Heat | Thermostat | ResSpHtFAFZ1 | 0.02951% | 0% | 79.28% | 1 |  | 68.84% | 9.091% | 85% | 6.8% | 0.2% | 299.394 | 8.0723 | 30.7466 | 0 | 579.7457 | 0 | 0 | 0 | 413.9512 |  | 0 | 1.1657 | 0 | 01. ($9,999.000) to $0.028 | 1 | 1.1657 | 10. $0.95 to $1.20 | 0 | 0 | 0 | 0 | 0 | 0 | 0 | 0 | 0 | 0 | 0 | 0 | 0 | 0 | 0 | 0 | 0 | 0 | 0 | 0 | 0 | 0 | 0 | 0 | 0 | 0 | 0 | 0 | 0 | 0 | 0 | 0 | 0 | 0 | 0 | 0 | 0 | 0 | 0 | 0 | 0 | 0 | 0 | 0 | 0 | 0 | 0 | 0 | 0 | 0 | 0 | 0 | 0 | 0 | 0 | 0 | 0 | 0 | 0 | 0 | 0 | 0 | 0 | 0 | 0 | 0 | 0 | 0 | 0 | 0 | 0 | 0 | 0 | 0 | 3099.1216 | 3092.0841 | 3085.0625 | 3078.0569 | 3071.0672 | 3064.0934 | 3057.1354 | 3050.1932 | 3043.2667 | 3036.356 | 0 | 0 | 0 | 0 | 0 | 0 | 0 | 0 | 0 | 0 | 102271.0131 | 102038.7742 | 101807.0628 | 101575.8775 | 101345.2172 | 101115.0806 | 100885.4667 | 100656.3742 | 100427.8019 | 100199.7487 | 0 | 0 | 0 | 0 | 0 | 0 | 0 | 0 | 0 | 0 | 1012322.4169 | 102271.0131 | 204309.7873 | 306116.8501 | 407692.7276 | 509037.9447 | 610153.0254 | 711038.4921 | 811694.8663 | 912122.6682 | 1012322.4169 | 1012322.4169 | 1012322.4169 | 1012322.4169 | 1012322.4169 | 1012322.4169 | 1012322.4169 | 1012322.4169 | 1012322.4169 | 1012322.4169 | 1012322.4169 | 0 | 0 | 0 | 0 | 0 | 0 | 0 | 0 | 0 | 0 | 0 | 0 | 0 | 0 | 0 | 0 | 0 | 0 | 0 | 0 | 0 | 0 | 0 | 0 | 0 | 0 | 0 | 0 | 0 | 0 | 0 | 0 | 0 | 0 | 0 | 0 | 0 | 0 | 0 | 0 | 0 | 0 | 0 | 0 | 0 | 0 | 0 | 0 | 0 | 1282885.0139 | 1279971.8158 | 1277065.233 | 1274165.2505 | 1271271.8534 | 1268385.0266 | 1265504.7553 | 1262631.0245 | 1259763.8195 | 1256903.1254 | 0 | 0 | 0 | 0 | 0 | 0 | 0 | 0 | 0 | 0 | 0.001473% | 0 | 0 | 0 | 0 | 0 | 0 | 0 | 0 | 0 | 0 | 0 | 0 | 0 | 0 | 0 | 0 | 0 | 0 | 0 | 0 | 0 | 0 | 0 | 0
No | ResThermostat_PSE | M_Input | PSE Business Case "QC_APPROVED_Measure Case_Thermostat_2020" | 2020 | Retro | 2022 | 2045 | PSE | Residential | Multifamily | Electric | Per Smart Electric Line Voltage Thermostat - Zonal - MFRT | Per Smart Electric Line Voltage Thermostat - Zonal - MFRT | 50 | Thermostat - ELV - Smart - Zonal - MF |  | 71 | 15 | 100 | 0 |  | 0 | 0 | 0 | 0 | 0 | 0 | 0 | 0 |  | 0 | 0 | 0 | Heating | Electric Zonal Heat | Thermostat | ResSpHtBBZ1 | 0.02856% | 67.1% | 0% | 1.4735 |  | 1.06% | 6.667% | 85% | 6.8% | 0.2% | 46.6874 | 2.9852 | 4.9673 | 128.3604 | 0 | 0 | 0 | 140.4079 | 0 |  | 0.16941 | 0 | 0.16941 | 10. $0.150 to $0.175 | 0 | 0 | 01. ($9,999.00) to $0.22 | 1 | 190.2728 | 189.8407 | 189.4096 | 188.9795 | 188.5504 | 188.1222 | 187.695 | 187.2688 | 186.8436 | 186.4193 | 0 | 0 | 0 | 0 | 0 | 0 | 0 | 0 | 0 | 0 | 0 | 0 | 0 | 0 | 13509.3695 | 13478.6922 | 13448.0845 | 13417.5464 | 13387.0776 | 13356.678 | 13326.3474 | 13296.0857 | 13265.8927 | 13235.7682 | 0 | 0 | 0 | 0 | 0 | 0 | 0 | 0 | 0 | 0 | 0 | 0 | 0 | 0 | 133721.542 | 13509.3695 | 26988.0617 | 40436.1462 | 53853.6926 | 67240.7701 | 80597.4481 | 93923.7954 | 107219.8811 | 120485.7738 | 133721.542 | 133721.542 | 133721.542 | 133721.542 | 133721.542 | 133721.542 | 133721.542 | 133721.542 | 133721.542 | 133721.542 | 133721.542 | 133721.542 | 133721.542 | 133721.542 | 133721.542 | 0 | 0 | 0 | 0 | 0 | 0 | 0 | 0 | 0 | 0 | 0 | 0 | 0 | 0 | 0 | 0 | 0 | 0 | 0 | 0 | 0 | 0 | 0 | 0 | 0 | 0 | 0 | 0 | 0 | 0 | 0 | 0 | 0 | 0 | 0 | 0 | 0 | 0 | 0 | 0 | 0 | 0 | 0 | 0 | 0 | 0 | 0 | 0 | 0 | 0 | 0 | 0 | 0 | 0 | 0 | 0 | 0 | 0 | 0 | 0 | 0 | 3.8586 | 7.7085 | 11.5497 | 15.3821 | 19.2058 | 23.0208 | 26.8272 | 30.6249 | 34.414 | 38.1945 | 38.1945 | 38.1945 | 38.1945 | 38.1945 | 38.1945 | 38.1945 | 38.1945 | 38.1945 | 38.1945 | 38.1945 | 38.1945 | 38.1945 | 38.1945 | 38.1945 | 26715.808 | 26655.1412 | 26594.6123 | 26534.2207 | 26473.9664 | 26413.8488 | 26353.8678 | 26294.0229 | 26234.314 | 26174.7407 | 0 | 0 | 0 | 0 | 0 | 0 | 0 | 0 | 0 | 0 | 0 | 0 | 0 | 0 | 264444.5427 | 0 | 0 | 0 | 0 | 0 | 0 | 0 | 0 | 0 | 0 | 0 | 0 | 0 | 0 | 0 | 0 | 0 | 0 | 0 | 0 | 0.0003665% | 0.049513 | 0.098913 | 0.1482 | 0.19738 | 0.24644 | 0.29539 | 0.34424 | 0.39297 | 0.44159 | 0.4901 | 0.4901 | 0.4901 | 0.4901 | 0.4901 | 0.4901 | 0.4901 | 0.4901 | 0.4901 | 0.4901 | 0.4901 | 0.4901 | 0.4901 | 0.4901 | 0.4901
No | ResThermostat_PSE | M_Input | PSE Business Case "QC_APPROVED_Measure Case_Thermostat_2020" | 2020 | Retro | 2022 | 2045 | PSE | Residential | Multifamily | Electric | Per Smart Electric Line Voltage Thermostat - Zonal - MFRT - MI | Per Smart Electric Line Voltage Thermostat - Zonal - MFRT - MI | 150 | Thermostat - ELV - Smart - Zonal - MF - MI |  | 506 | 11 | 172.38 | 0 |  | 0 | 0 | 0 | 0 | 0 | 0 | 0 | 0 |  | 0 | 0 | 0 | Heating | Electric Zonal Heat | Thermostat | ResSpHtBBZ1 | 0.02856% | 67.1% | 0% | 1.4735 |  | 0% | 9.091% | 85% | 6.8% | 0.2% | 255.0504 | 21.2749 | 27.6325 | 266.3446 | 0 | 0 | 0 | 251.9132 | 0 |  | 0.042648 | 0 | 0.042648 | 02. $0.028 to $0.055 | 1 | 0 | 01. ($9,999.00) to $0.22 | 1 | 0 | 0 | 0 | 0 | 0 | 0 | 0 | 0 | 0 | 0 | 0 | 0 | 0 | 0 | 0 | 0 | 0 | 0 | 0 | 0 | 0 | 0 | 0 | 0 | 0 | 0 | 0 | 0 | 0 | 0 | 0 | 0 | 0 | 0 | 0 | 0 | 0 | 0 | 0 | 0 | 0 | 0 | 0 | 0 | 0 | 0 | 0 | 0 | 0 | 0 | 0 | 0 | 0 | 0 | 0 | 0 | 0 | 0 | 0 | 0 | 0 | 0 | 0 | 0 | 0 | 0 | 0 | 0 | 0 | 0 | 0 | 0 | 0 | 0 | 0 | 0 | 0 | 0 | 0 | 0 | 0 | 0 | 0 | 0 | 0 | 0 | 0 | 0 | 0 | 0 | 0 | 0 | 0 | 0 | 0 | 0 | 0 | 0 | 0 | 0 | 0 | 0 | 0 | 0 | 0 | 0 | 0 | 0 | 0 | 0 | 0 | 0 | 0 | 0 | 0 | 0 | 0 | 0 | 0 | 0 | 0 | 0 | 0 | 0 | 0 | 0 | 0 | 0 | 0 | 0 | 0 | 0 | 0 | 0 | 0 | 0 | 0 | 0 | 0 | 0 | 0 | 0 | 0 | 0 | 0 | 0 | 0 | 0 | 0 | 0 | 0 | 0 | 0 | 0 | 0 | 0 | 0 | 0 | 0 | 0 | 0 | 0 | 0 | 0 | 0 | 0 | 0 | 0 | 0 | 0 | 0 | 0 | 0 | 0 | 0 | 0 | 0 | 0 | 0 | 0 | 0 | 0 | 0 | 0 | 0 | 0 | 0 | 0 | 0 | 0 | 0 | 0 | 0 | 0 | 0 | 0 | 0 | 0 | 0 | 0 | 0 | 0 | 0 | 0.0003665% | 0 | 0 | 0 | 0 | 0 | 0 | 0 | 0 | 0 | 0 | 0 | 0 | 0 | 0 | 0 | 0 | 0 | 0 | 0 | 0 | 0 | 0 | 0 | 0
No | ResThermostat_PSE | M_Input | PSE Business Case "QC_APPROVED_Measure Case_Thermostat_2020" | 2020 | Retro | 2022 | 2045 | PSE | Residential | Multifamily | Electric | Per Smart Electric Line Voltage Thermostat - Zonal and DHP - MFRT | Per Smart Electric Line Voltage Thermostat - Zonal and DHP - MFRT | 50 | Thermostat - ELV - Smart - Zonal and DHP - MF |  | 49 | 15 | 100 | 0 |  | 0 | 0 | 0 | 0 | 0 | 0 | 0 | 0 |  | 0 | 0 | 0 | Heat Pump | Electric Zonal Heat or Ductless Heat Pump | Thermostat | ResSpHtBBZ1 | 0.02856% | 67.6% | 0% | 1.4735 |  | 1.06% | 6.667% | 85% | 6.8% | 0.2% | 32.2209 | 2.0602 | 3.4281 | 128.3604 | 0 | 0 | 0 | 142.8721 | 0 |  | 0.24978 | 0 | 0.24978 | 13. $0.225 to $99,999.000 | 0 | 0 | 01. ($9,999.00) to $0.22 | 1 | 191.6979 | 191.2626 | 190.8283 | 190.395 | 189.9626 | 189.5313 | 189.1009 | 188.6714 | 188.243 | 187.8155 | 0 | 0 | 0 | 0 | 0 | 0 | 0 | 0 | 0 | 0 | 0 | 0 | 0 | 0 | 9393.1994 | 9371.8691 | 9350.5873 | 9329.3538 | 9308.1686 | 9287.0314 | 9265.9423 | 9244.901 | 9223.9075 | 9202.9617 | 0 | 0 | 0 | 0 | 0 | 0 | 0 | 0 | 0 | 0 | 0 | 0 | 0 | 0 | 92977.9222 | 9393.1994 | 18765.0685 | 28115.6558 | 37445.0097 | 46753.1783 | 56040.2097 | 65306.152 | 74551.053 | 83774.9605 | 92977.9222 | 92977.9222 | 92977.9222 | 92977.9222 | 92977.9222 | 92977.9222 | 92977.9222 | 92977.9222 | 92977.9222 | 92977.9222 | 92977.9222 | 92977.9222 | 92977.9222 | 92977.9222 | 92977.9222 | 0 | 0 | 0 | 0 | 0 | 0 | 0 | 0 | 0 | 0 | 0 | 0 | 0 | 0 | 0 | 0 | 0 | 0 | 0 | 0 | 0 | 0 | 0 | 0 | 0 | 0 | 0 | 0 | 0 | 0 | 0 | 0 | 0 | 0 | 0 | 0 | 0 | 0 | 0 | 0 | 0 | 0 | 0 | 0 | 0 | 0 | 0 | 0 | 0 | 0 | 0 | 0 | 0 | 0 | 0 | 0 | 0 | 0 | 0 | 0 | 0 | 2.683 | 5.3598 | 8.0306 | 10.6953 | 13.354 | 16.0066 | 18.6532 | 21.2938 | 23.9284 | 26.557 | 26.557 | 26.557 | 26.557 | 26.557 | 26.557 | 26.557 | 26.557 | 26.557 | 26.557 | 26.557 | 26.557 | 26.557 | 26.557 | 26.557 | 27388.2799 | 27326.0862 | 27264.0336 | 27202.1219 | 27140.3509 | 27078.7201 | 27017.2292 | 26955.878 | 26894.6661 | 26833.5933 | 0 | 0 | 0 | 0 | 0 | 0 | 0 | 0 | 0 | 0 | 0 | 0 | 0 | 0 | 271100.9593 | 0 | 0 | 0 | 0 | 0 | 0 | 0 | 0 | 0 | 0 | 0 | 0 | 0 | 0 | 0 | 0 | 0 | 0 | 0 | 0 | 0.0003665% | 0.034427 | 0.068775 | 0.10305 | 0.13724 | 0.17135 | 0.20539 | 0.23935 | 0.27323 | 0.30704 | 0.34077 | 0.34077 | 0.34077 | 0.34077 | 0.34077 | 0.34077 | 0.34077 | 0.34077 | 0.34077 | 0.34077 | 0.34077 | 0.34077 | 0.34077 | 0.34077 | 0.34077
No | ResThermostat_PSE | M_Input | PSE Business Case "QC_APPROVED_Measure Case_Thermostat_2020" | 2020 | Retro | 2022 | 2045 | PSE | Residential | All Residential | Electric | Per Smart Thermostat - Res | Per Smart Thermostat - Res | 75 | Thermostat - Smart - EH - Res |  | 506 | 11 | 172.38 | 0 |  | 0 | 0 | 0 | 0 | 0 | 0 | 0 | 0 |  | 0 | 0 | 0 | Heating | Electric Heat | Thermostat | ResSpHtFAFZ1 | 0.02951% | 45.66% | 0% | 1 |  | 30.59% | 9.091% | 85% | 6.8% | 0.2% | 255.0504 | 21.984 | 27.7034 | 266.3446 | 0 | 0 | 0 | 251.1331 | 0 |  | 0.042516 | 0 | 0.042516 | 02. $0.028 to $0.055 | 1 | 0 | 01. ($9,999.00) to $0.22 | 1 | 12444.1832 | 12411.0411 | 12378.0474 | 12345.2011 | 12312.5009 | 12279.9458 | 12247.5348 | 12215.2667 | 12183.1404 | 12151.155 | 0 | 0 | 0 | 0 | 0 | 0 | 0 | 0 | 0 | 0 | 0 | 0 | 0 | 0 | 6296756.6919 | 6279986.7953 | 6263292.0011 | 6246671.7432 | 6230125.4609 | 6213652.5989 | 6197252.6075 | 6180924.9422 | 6164669.0637 | 6148484.4381 | 0 | 0 | 0 | 0 | 0 | 0 | 0 | 0 | 0 | 0 | 0 | 0 | 0 | 0 | 62221816.3427 | 6296756.6919 | 12576743.4872 | 18840035.4883 | 25086707.2315 | 31316832.6924 | 37530485.2913 | 43727737.8988 | 49908662.8409 | 56073331.9046 | 62221816.3427 | 62221816.3427 | 62221816.3427 | 62221816.3427 | 62221816.3427 | 62221816.3427 | 62221816.3427 | 62221816.3427 | 62221816.3427 | 62221816.3427 | 62221816.3427 | 62221816.3427 | 62221816.3427 | 62221816.3427 | 62221816.3427 | 0 | 0 | 0 | 0 | 0 | 0 | 0 | 0 | 0 | 0 | 0 | 0 | 0 | 0 | 0 | 0 | 0 | 0 | 0 | 0 | 0 | 0 | 0 | 0 | 0 | 0 | 0 | 0 | 0 | 0 | 0 | 0 | 0 | 0 | 0 | 0 | 0 | 0 | 0 | 0 | 0 | 0 | 0 | 0 | 0 | 0 | 0 | 0 | 0 | 0 | 0 | 0 | 0 | 0 | 0 | 0 | 0 | 0 | 0 | 0 | 0 | 1858.4702 | 3711.9909 | 5560.5841 | 7404.2719 | 9243.0761 | 11077.0184 | 12906.1202 | 14730.403 | 16549.888 | 18364.5961 | 18364.5961 | 18364.5961 | 18364.5961 | 18364.5961 | 18364.5961 | 18364.5961 | 18364.5961 | 18364.5961 | 18364.5961 | 18364.5961 | 18364.5961 | 18364.5961 | 18364.5961 | 18364.5961 | 3125146.8963 | 3116823.8194 | 3108538.0166 | 3100289.2069 | 3092077.1121 | 3083901.4566 | 3075761.9676 | 3067658.3747 | 3059590.4104 | 3051557.8097 | 0 | 0 | 0 | 0 | 0 | 0 | 0 | 0 | 0 | 0 | 0 | 0 | 0 | 0 | 30881345.0703 | 0 | 0 | 0 | 0 | 0 | 0 | 0 | 0 | 0 | 0 | 0 | 0 | 0 | 0 | 0 | 0 | 0 | 0 | 0 | 0 | 0.001473% | 92.7392 | 185.2314 | 277.4777 | 369.4792 | 461.2371 | 552.7523 | 644.026 | 735.0592 | 825.853 | 916.4084 | 916.4084 | 916.4084 | 916.4084 | 916.4084 | 916.4084 | 916.4084 | 916.4084 | 916.4084 | 916.4084 | 916.4084 | 916.4084 | 916.4084 | 916.4084 | 916.4084
No | ResThermostat_PSE | M_Input | PSE Business Case "QC_APPROVED_Measure Case_Thermostat_2020" | 2020 | Retro | 2022 | 2045 | PSE | Residential | All Residential | Electric | Per Smart Thermostat - Res - MI | Per Smart Thermostat - Res - MI | 150 | Thermostat - Smart - EH - Res - MI |  | 506 | 11 | 172.38 | 0 |  | 0 | 0 | 0 | 0 | 0 | 0 | 0 | 0 |  | 0 | 0 | 0 | Heating | Electric Heat | Thermostat | ResSpHtFAFZ1 | 0.02951% | 45.66% | 0% | 1 |  | 0% | 9.091% | 85% | 6.8% | 0.2% | 255.0504 | 21.984 | 27.7034 | 266.3446 | 0 | 0 | 0 | 251.1331 | 0 |  | 0.042516 | 0 | 0.042516 | 02. $0.028 to $0.055 | 1 | 0 | 01. ($9,999.00) to $0.22 | 1 | 0 | 0 | 0 | 0 | 0 | 0 | 0 | 0 | 0 | 0 | 0 | 0 | 0 | 0 | 0 | 0 | 0 | 0 | 0 | 0 | 0 | 0 | 0 | 0 | 0 | 0 | 0 | 0 | 0 | 0 | 0 | 0 | 0 | 0 | 0 | 0 | 0 | 0 | 0 | 0 | 0 | 0 | 0 | 0 | 0 | 0 | 0 | 0 | 0 | 0 | 0 | 0 | 0 | 0 | 0 | 0 | 0 | 0 | 0 | 0 | 0 | 0 | 0 | 0 | 0 | 0 | 0 | 0 | 0 | 0 | 0 | 0 | 0 | 0 | 0 | 0 | 0 | 0 | 0 | 0 | 0 | 0 | 0 | 0 | 0 | 0 | 0 | 0 | 0 | 0 | 0 | 0 | 0 | 0 | 0 | 0 | 0 | 0 | 0 | 0 | 0 | 0 | 0 | 0 | 0 | 0 | 0 | 0 | 0 | 0 | 0 | 0 | 0 | 0 | 0 | 0 | 0 | 0 | 0 | 0 | 0 | 0 | 0 | 0 | 0 | 0 | 0 | 0 | 0 | 0 | 0 | 0 | 0 | 0 | 0 | 0 | 0 | 0 | 0 | 0 | 0 | 0 | 0 | 0 | 0 | 0 | 0 | 0 | 0 | 0 | 0 | 0 | 0 | 0 | 0 | 0 | 0 | 0 | 0 | 0 | 0 | 0 | 0 | 0 | 0 | 0 | 0 | 0 | 0 | 0 | 0 | 0 | 0 | 0 | 0 | 0 | 0 | 0 | 0 | 0 | 0 | 0 | 0 | 0 | 0 | 0 | 0 | 0 | 0 | 0 | 0 | 0 | 0 | 0 | 0 | 0 | 0 | 0 | 0 | 0 | 0 | 0 | 0 | 0.001473% | 0 | 0 | 0 | 0 | 0 | 0 | 0 | 0 | 0 | 0 | 0 | 0 | 0 | 0 | 0 | 0 | 0 | 0 | 0 | 0 | 0 | 0 | 0 | 0
No | ResThermostat_PSE | M_Input | PSE Business Case "QC_APPROVED_Measure Case_Thermostat_2020" | 2020 | Retro | 2022 | 2041 | PSE | Residential | All Residential | Gas | Per Smart Thermostat - Res | Per Smart Thermostat - Res | 75 | Thermostat - Smart - GH - Res |  | 0 | 11 | 172.38 | 0 |  | 0 | 0 | 0 | 0 | 0 | 0 | 0 | 33 |  | 0 | 0 | 0 | Heating | Gas Heat | Thermostat | ResSpHtFAFZ1 | 0.02951% | 0% | 76.19% | 1 |  | 59.92% | 9.091% | 85% | 6.8% | 0.2% | 299.394 | 8.0723 | 30.7466 | 0 | 249.8414 | 0 | 0 | 0 | 245.4985 |  | 0 | 0.69134 | 0 | 01. ($9,999.000) to $0.028 | 1 | 0.69134 | 07. $0.62 to $0.70 | 1 | 0 | 0 | 0 | 0 | 0 | 0 | 0 | 0 | 0 | 0 | 0 | 0 | 0 | 0 | 0 | 0 | 0 | 0 | 0 | 0 | 0 | 0 | 0 | 0 | 0 | 0 | 0 | 0 | 0 | 0 | 0 | 0 | 0 | 0 | 0 | 0 | 0 | 0 | 0 | 0 | 0 | 0 | 0 | 0 | 0 | 0 | 0 | 0 | 0 | 0 | 0 | 0 | 0 | 0 | 0 | 0 | 0 | 0 | 0 | 0 | 0 | 0 | 0 | 0 | 0 | 0 | 0 | 0 | 0 | 0 | 0 | 0 | 0 | 31025.7742 | 30953.8741 | 30882.1548 | 30810.6158 | 30739.2565 | 30668.0764 | 30597.0747 | 30526.251 | 30455.6046 | 30385.135 | 0 | 0 | 0 | 0 | 0 | 0 | 0 | 0 | 0 | 0 | 1023850.55 | 1021477.8445 | 1019111.1085 | 1016750.3221 | 1014395.4658 | 1012046.5199 | 1009703.4651 | 1007366.2819 | 1005034.9513 | 1002709.454 | 0 | 0 | 0 | 0 | 0 | 0 | 0 | 0 | 0 | 0 | 10132445.963 | 1023850.55 | 2045328.3945 | 3064439.503 | 4081189.8251 | 5095585.2908 | 6107631.8108 | 7117335.2758 | 8124701.5578 | 9129736.509 | 10132445.963 | 10132445.963 | 10132445.963 | 10132445.963 | 10132445.963 | 10132445.963 | 10132445.963 | 10132445.963 | 10132445.963 | 10132445.963 | 10132445.963 | 0 | 0 | 0 | 0 | 0 | 0 | 0 | 0 | 0 | 0 | 0 | 0 | 0 | 0 | 0 | 0 | 0 | 0 | 0 | 0 | 0 | 0 | 0 | 0 | 0 | 0 | 0 | 0 | 0 | 0 | 0 | 0 | 0 | 0 | 0 | 0 | 0 | 0 | 0 | 0 | 0 | 0 | 0 | 0 | 0 | 0 | 0 | 0 | 0 | 7616780.7317 | 7599129.3495 | 7581522.3761 | 7563959.6644 | 7546441.0682 | 7528966.442 | 7511535.6413 | 7494148.5221 | 7476804.9416 | 7459504.7575 | 0 | 0 | 0 | 0 | 0 | 0 | 0 | 0 | 0 | 0 | 0.001473% | 0 | 0 | 0 | 0 | 0 | 0 | 0 | 0 | 0 | 0 | 0 | 0 | 0 | 0 | 0 | 0 | 0 | 0 | 0 | 0 | 0 | 0 | 0 | 0
No | ResThermostat_PSE | M_Input | PSE Business Case "QC_APPROVED_Measure Case_Thermostat_2020" | 2020 | Retro | 2022 | 2041 | PSE | Residential | All Residential | Gas | Per Smart Thermostat - Res - MI | Per Smart Thermostat - Res - MI | 150 | Thermostat - Smart - GH - Res - MI |  | 0 | 11 | 172.38 | 0 |  | 0 | 0 | 0 | 0 | 0 | 0 | 0 | 33 |  | 0 | 0 | 0 | Heating | Gas Heat | Thermostat | ResSpHtFAFZ1 | 0.02951% | 0% | 76.19% | 1 |  | 0% | 9.091% | 85% | 6.8% | 0.2% | 299.394 | 8.0723 | 30.7466 | 0 | 249.8414 | 0 | 0 | 0 | 245.4985 |  | 0 | 0.69134 | 0 | 01. ($9,999.000) to $0.028 | 1 | 0.69134 | 07. $0.62 to $0.70 | 1 | 0 | 0 | 0 | 0 | 0 | 0 | 0 | 0 | 0 | 0 | 0 | 0 | 0 | 0 | 0 | 0 | 0 | 0 | 0 | 0 | 0 | 0 | 0 | 0 | 0 | 0 | 0 | 0 | 0 | 0 | 0 | 0 | 0 | 0 | 0 | 0 | 0 | 0 | 0 | 0 | 0 | 0 | 0 | 0 | 0 | 0 | 0 | 0 | 0 | 0 | 0 | 0 | 0 | 0 | 0 | 0 | 0 | 0 | 0 | 0 | 0 | 0 | 0 | 0 | 0 | 0 | 0 | 0 | 0 | 0 | 0 | 0 | 0 | 0 | 0 | 0 | 0 | 0 | 0 | 0 | 0 | 0 | 0 | 0 | 0 | 0 | 0 | 0 | 0 | 0 | 0 | 0 | 0 | 0 | 0 | 0 | 0 | 0 | 0 | 0 | 0 | 0 | 0 | 0 | 0 | 0 | 0 | 0 | 0 | 0 | 0 | 0 | 0 | 0 | 0 | 0 | 0 | 0 | 0 | 0 | 0 | 0 | 0 | 0 | 0 | 0 | 0 | 0 | 0 | 0 | 0 | 0 | 0 | 0 | 0 | 0 | 0 | 0 | 0 | 0 | 0 | 0 | 0 | 0 | 0 | 0 | 0 | 0 | 0 | 0 | 0 | 0 | 0 | 0 | 0 | 0 | 0 | 0 | 0 | 0 | 0 | 0 | 0 | 0 | 0 | 0 | 0 | 0 | 0 | 0 | 0 | 0 | 0 | 0 | 0 | 0 | 0 | 0 | 0 | 0 | 0 | 0 | 0 | 0 | 0 | 0 | 0 | 0 | 0 | 0 | 0 | 0 | 0 | 0 | 0 | 0 | 0 | 0 | 0 | 0 | 0 | 0 | 0 | 0.001473% | 0 | 0 | 0 | 0 | 0 | 0 | 0 | 0 | 0 | 0 | 0 | 0 | 0 | 0 | 0 | 0 | 0 | 0 | 0 | 0 | 0 | 0 | 0 | 0
Yes | ResWaterHeaters_PSE | M_Input | PSE Business Case "QC APPROVED_Measure Case_Water Heater Res_2020" | 2020 | NR | 2022 | 2045 | PSE | Residential | Single Family LI | Electric | Per Heat Pump Water Heater - LIW | Per Heat Pump Water Heater - LIW | 1369 | LIW: Heat Pump Water Heater - Tier 3 - SF - TE |  | 1225 | 13 | 1369 | 0 |  | 0 | 0 | 0 | 0 | 0 | 0 | 0 | 0 |  | 0 | 0 | 0 | Water Heat | Electric Water Heat | Heat Pump Water Heater | ResDHW | 0.01444% | 29.91% | 0% | 1 |  | 91.69% | 7.692% | 85% | 6.8% | 0.2% | 708.5745 | 26.0433 | 73.4618 | 1925.9914 | 0 | 0 | 0 | 1400.1909 | 0 |  | 0.097915 | 0 | 0.097915 | 07. $0.085 to $0.115 | 1 | 0 | 01. ($9,999.00) to $0.22 | 1 | 76.3269 | 190.3839 | 303.9225 | 454.8486 | 605.0876 | 792.374 | 997.6299 | 1201.9496 | 1405.3361 | 1570.4023 | 1697.4059 | 1786.6036 | 1838.2512 | 1852.6028 | 1848.3959 | 1844.1986 | 1840.0107 | 1835.8324 | 1831.6635 | 1827.5042 | 1823.3542 | 1819.2137 | 1815.0826 | 1810.9609 | 93500.4354 | 233220.2824 | 372305.0907 | 557189.4805 | 741232.2729 | 970658.1536 | 1222096.6712 | 1472388.2412 | 1721536.7763 | 1923742.7775 | 2079322.1672 | 2188589.4386 | 2251857.6617 | 2269438.4881 | 2264285.0068 | 2259143.228 | 2254013.1254 | 2248894.6722 | 2243787.8421 | 2238692.6087 | 2233608.9457 | 2228536.8267 | 2223476.2256 | 2218427.1162 | 28839552.5104 | 93500.4354 | 326720.7179 | 699025.8085 | 1256215.289 | 1997447.5619 | 2968105.7155 | 4190202.3867 | 5662590.6279 | 7384127.4042 | 9307870.1817 | 11387192.3489 | 13575781.7876 | 15827639.4493 | 18097077.9374 | 20361362.9441 | 22620506.1722 | 24874519.2975 | 27123413.9698 | 28839552.5104 | 28839552.5104 | 28839552.5104 | 28839552.5104 | 28839552.5104 | 28839552.5104 | 0 | 0 | 0 | 0 | 0 | 0 | 0 | 0 | 0 | 0 | 0 | 0 | 0 | 0 | 0 | 0 | 0 | 0 | 0 | 0 | 0 | 0 | 0 | 0 | 0 | 0 | 0 | 0 | 0 | 0 | 0 | 0 | 0 | 0 | 0 | 0 | 0 | 0 | 0 | 0 | 0 | 0 | 0 | 0 | 0 | 0 | 0 | 0 | 0 | 0 | 0 | 0 | 0 | 0 | 0 | 0 | 0 | 0 | 0 | 0 | 0 | 13.5038 | 47.1866 | 100.9568 | 181.4288 | 288.4813 | 428.6685 | 605.1698 | 817.8194 | 1066.4522 | 1344.2887 | 1644.5947 | 1960.6816 | 2285.9061 | 2613.6696 | 2940.6889 | 3266.9655 | 3592.5013 | 3917.2978 | 4165.151 | 4165.151 | 4165.151 | 4165.151 | 4165.151 | 4165.151 | 106872.2103 | 266573.8074 | 425549.547 | 636874.8022 | 847238.1008 | 1109474.8579 | 1396872.3442 | 1682958.8548 | 1967738.8615 | 2198862.9433 | 2376692.2033 | 2501586.1117 | 2573902.5112 | 2593997.6237 | 2588107.1277 | 2582230.008 | 2576366.2341 | 2570515.7757 | 1961568.6082 | 0 | 0 | 0 | 0 | 0 | 32963982.5329 | 0 | 0 | 0 | 0 | 0 | 0 | 0 | 0 | 0 | 0 | 0 | 0 | 0 | 0 | 0 | 0 | 0 | 0 | 0 | 0 | 0.009815% | 9.1772 | 32.068 | 68.6101 | 123.2988 | 196.0515 | 291.3225 | 411.2725 | 555.7889 | 724.7595 | 913.5767 | 1117.6643 | 1332.4765 | 1553.4986 | 1776.2463 | 1998.4881 | 2220.2253 | 2441.4589 | 2662.1902 | 2830.6309 | 2830.6309 | 2830.6309 | 2830.6309 | 2830.6309 | 2830.6309
Yes | ResWaterHeaters_PSE | M_Input | PSE Business Case "QC APPROVED_Measure Case_Water Heater Res_2020" | 2020 | NR | 2022 | 2045 | PSE | Residential | Multifamily LI | Electric | Per Heat Pump Water Heater - LIW | Per Heat Pump Water Heater - LIW | 1369 | LIW: Heat Pump Water Heater - Tier 3 - MF - TE |  | 1225 | 13 | 1369 | 0 |  | 0 | 0 | 0 | 0 | 0 | 0 | 0 | 0 |  | 0 | 0 | 0 | Water Heat | Electric Water Heat | Heat Pump Water Heater | ResDHW | 0.01444% | 46.45% | 0% | 1 |  | 42.29% | 7.692% | 85% | 6.8% | 0.2% | 708.5745 | 26.0433 | 73.4618 | 1925.9914 | 0 | 0 | 0 | 1400.1909 | 0 |  | 0.097915 | 0 | 0.097915 | 07. $0.085 to $0.115 | 1 | 0 | 01. ($9,999.00) to $0.22 | 1 | 35.2023 | 87.0652 | 137.8155 | 204.5141 | 269.7712 | 350.2907 | 437.3096 | 522.4284 | 605.678 | 671.1097 | 719.2657 | 750.6767 | 765.8622 | 765.3307 | 757.1516 | 749.06 | 741.0548 | 733.1351 | 725.3001 | 717.5489 | 709.8804 | 702.2939 | 694.7885 | 687.3633 | 43122.7892 | 106654.8413 | 168824.0359 | 250529.7235 | 330469.7543 | 429106.1625 | 535704.2016 | 639974.8082 | 741955.554 | 822109.4392 | 881100.5307 | 919578.9586 | 938181.163 | 937530.1349 | 927510.763 | 917598.468 | 907792.1056 | 898090.5437 | 888492.6622 | 878997.3531 | 869603.5203 | 860310.0792 | 851115.957 | 842020.0923 | 10946261.2001 | 43122.7892 | 149777.6304 | 318601.6663 | 569131.3898 | 899601.1442 | 1328707.3066 | 1864411.5082 | 2504386.3164 | 3246341.8704 | 4068451.3097 | 4949551.8403 | 5869130.799 | 6807311.9619 | 7744842.0968 | 8672352.8599 | 9589951.3279 | 10497743.4335 | 10946261.2001 | 10946261.2001 | 10946261.2001 | 10946261.2001 | 10946261.2001 | 10946261.2001 | 10946261.2001 | 0 | 0 | 0 | 0 | 0 | 0 | 0 | 0 | 0 | 0 | 0 | 0 | 0 | 0 | 0 | 0 | 0 | 0 | 0 | 0 | 0 | 0 | 0 | 0 | 0 | 0 | 0 | 0 | 0 | 0 | 0 | 0 | 0 | 0 | 0 | 0 | 0 | 0 | 0 | 0 | 0 | 0 | 0 | 0 | 0 | 0 | 0 | 0 | 0 | 0 | 0 | 0 | 0 | 0 | 0 | 0 | 0 | 0 | 0 | 0 | 0 | 6.228 | 21.6316 | 46.014 | 82.1968 | 129.9249 | 191.8985 | 269.2675 | 361.6959 | 468.8528 | 587.5859 | 714.8388 | 847.6489 | 983.1457 | 1118.5484 | 1252.5041 | 1385.0283 | 1516.1361 | 1580.9132 | 1580.9132 | 1580.9132 | 1580.9132 | 1580.9132 | 1580.9132 | 1580.9132 | 49289.9073 | 121907.8667 | 192968.0624 | 286358.723 | 377731.215 | 490473.9087 | 612316.8499 | 731499.5055 | 848064.8205 | 939681.7508 | 1007109.3333 | 1051090.6755 | 1072353.2363 | 1071609.1028 | 1060156.8308 | 1048826.9491 | 1037618.1497 | 512661.6239 | 0 | 0 | 0 | 0 | 0 | 0 | 12511718.5112 | 0 | 0 | 0 | 0 | 0 | 0 | 0 | 0 | 0 | 0 | 0 | 0 | 0 | 0 | 0 | 0 | 0 | 0 | 0 | 0 | 0.009815% | 4.2325 | 14.7008 | 31.2711 | 55.8608 | 88.2968 | 130.4139 | 182.9939 | 245.808 | 318.6317 | 399.3226 | 485.8035 | 576.061 | 668.1445 | 760.164 | 851.2001 | 941.2633 | 1030.364 | 1074.3865 | 1074.3865 | 1074.3865 | 1074.3865 | 1074.3865 | 1074.3865 | 1074.3865
Yes | ResWaterHeaters_PSE | M_Input | PSE Business Case "QC APPROVED_Measure Case_Water Heater Res_2020" | 2020 | NR | 2022 | 2045 | PSE | Residential | Manufactured LI | Electric | Per Heat Pump Water Heater - LIW | Per Heat Pump Water Heater - LIW | 1369 | LIW: Heat Pump Water Heater - Tier 3 - MH - TE |  | 1225 | 13 | 1369 | 0 |  | 0 | 0 | 0 | 0 | 0 | 0 | 0 | 0 |  | 0 | 0 | 0 | Water Heat | Electric Water Heat | Heat Pump Water Heater | ResDHW | 0.01444% | 66.64% | 0% | 1 |  | 72.38% | 7.692% | 85% | 6.8% | 0.2% | 708.5745 | 26.0433 | 73.4618 | 1925.9914 | 0 | 0 | 0 | 1400.1909 | 0 |  | 0.097915 | 0 | 0.097915 | 07. $0.085 to $0.115 | 1 | 0 | 01. ($9,999.00) to $0.22 | 1 | 32.7033 | 81.7583 | 130.8133 | 196.22 | 261.6267 | 343.385 | 433.3192 | 523.2534 | 613.1875 | 686.77 | 744.0009 | 784.8801 | 809.4076 | 817.5834 | 817.5834 | 817.5834 | 817.5834 | 817.5834 | 817.5834 | 817.5834 | 817.5834 | 817.5834 | 817.5834 | 817.5834 | 40061.5862 | 100153.9654 | 160246.3446 | 240369.5169 | 320492.6893 | 420646.6547 | 530816.0166 | 640985.3785 | 751154.7405 | 841293.3093 | 911401.0851 | 961478.0678 | 991524.2574 | 1001539.6539 | 1001539.6539 | 1001539.6539 | 1001539.6539 | 1001539.6539 | 1001539.6539 | 1001539.6539 | 1001539.6539 | 1001539.6539 | 1001539.6539 | 1001539.6539 | 13020015.5013 | 40061.5862 | 140215.5516 | 300461.8962 | 540831.4131 | 861324.1024 | 1281970.7571 | 1812786.7736 | 2453772.1522 | 3204926.8926 | 4046220.202 | 4957621.287 | 5919099.3548 | 6910623.6122 | 7912163.2662 | 8913702.9201 | 9915242.5741 | 10916782.228 | 11918321.882 | 12919861.5359 | 13020015.5013 | 13020015.5013 | 13020015.5013 | 13020015.5013 | 13020015.5013 | 0 | 0 | 0 | 0 | 0 | 0 | 0 | 0 | 0 | 0 | 0 | 0 | 0 | 0 | 0 | 0 | 0 | 0 | 0 | 0 | 0 | 0 | 0 | 0 | 0 | 0 | 0 | 0 | 0 | 0 | 0 | 0 | 0 | 0 | 0 | 0 | 0 | 0 | 0 | 0 | 0 | 0 | 0 | 0 | 0 | 0 | 0 | 0 | 0 | 0 | 0 | 0 | 0 | 0 | 0 | 0 | 0 | 0 | 0 | 0 | 0 | 5.7859 | 20.2506 | 43.3942 | 78.1096 | 124.3967 | 185.1486 | 261.8116 | 354.3859 | 462.8714 | 584.3752 | 716.0042 | 854.8656 | 998.0665 | 1142.7138 | 1287.3611 | 1432.0084 | 1576.6557 | 1721.3031 | 1865.9504 | 1880.4151 | 1880.4151 | 1880.4151 | 1880.4151 | 1880.4151 | 45790.9125 | 114477.2813 | 183163.6501 | 274745.4752 | 366327.3002 | 480804.5815 | 606729.591 | 732654.6004 | 858579.6099 | 961609.1631 | 1041743.26 | 1098981.9007 | 1133325.0851 | 1144772.8132 | 1144772.8132 | 1144772.8132 | 1144772.8132 | 1144772.8132 | 1144772.8132 | 114477.2813 | 0 | 0 | 0 | 0 | 14882046.5716 | 0 | 0 | 0 | 0 | 0 | 0 | 0 | 0 | 0 | 0 | 0 | 0 | 0 | 0 | 0 | 0 | 0 | 0 | 0 | 0 | 0.009815% | 3.9321 | 13.7623 | 29.4906 | 53.0831 | 84.5398 | 125.8267 | 177.9268 | 240.8402 | 314.5668 | 397.1406 | 486.5955 | 580.9655 | 678.2846 | 776.5867 | 874.8888 | 973.191 | 1071.4931 | 1169.7952 | 1268.0973 | 1277.9275 | 1277.9275 | 1277.9275 | 1277.9275 | 1277.9275
No | ResWaterHeaters_PSE | M_Input | PSE Business Case "QC APPROVED_Measure Case_Water Heater Res_2020" | 2020 | NR | 2022 | 2045 | PSE | Residential | Manufactured | Electric | Per Heat Pump Water Heater - EH | Per Heat Pump Water Heater - EH | 1000 | Heat Pump Water Heater - Tier 3 - NEEA Specs - MH |  | 1225 | 13 | 1369 | 0 |  | 0 | 0 | 0 | 0 | 0 | 0 | 0 | 0 |  | 0 | 0 | 0 | Water Heat | Electric Water Heat | Heat Pump Water Heater | ResDHW | 0.01444% | 66.64% | 0% | 1 |  | 72.38% | 7.692% | 85% | 6.8% | 0.2% | 708.5745 | 26.0433 | 73.4618 | 1925.9914 | 0 | 0 | 0 | 2100.2863 | 0 |  | 0.14687 | 0 | 0.14687 | 09. $0.130 to $0.150 | 1 | 0 | 01. ($9,999.00) to $0.22 | 1 | 59.1168 | 147.7921 | 236.4673 | 354.701 | 472.9346 | 620.7267 | 783.298 | 945.8692 | 1108.4405 | 1241.4534 | 1344.9078 | 1418.8039 | 1463.1415 | 1477.9207 | 1477.9207 | 1477.9207 | 1477.9207 | 1477.9207 | 1477.9207 | 1477.9207 | 1477.9207 | 1477.9207 | 1477.9207 | 1477.9207 | 72418.1133 | 181045.2832 | 289672.453 | 434508.6796 | 579344.9061 | 760390.1892 | 959540.0007 | 1158689.8122 | 1357839.6236 | 1520780.3785 | 1647512.0767 | 1738034.7183 | 1792348.3032 | 1810452.8315 | 1810452.8315 | 1810452.8315 | 1810452.8315 | 1810452.8315 | 1810452.8315 | 1810452.8315 | 1810452.8315 | 1810452.8315 | 1810452.8315 | 1810452.8315 | 23535886.8098 | 72418.1133 | 253463.3964 | 543135.8495 | 977644.529 | 1556989.4351 | 2317379.6243 | 3276919.6251 | 4435609.4372 | 5793449.0609 | 7314229.4393 | 8961741.516 | 10699776.2343 | 12492124.5375 | 14302577.369 | 16113030.2005 | 17923483.032 | 19733935.8636 | 21544388.6951 | 23354841.5266 | 23535886.8098 | 23535886.8098 | 23535886.8098 | 23535886.8098 | 23535886.8098 | 0 | 0 | 0 | 0 | 0 | 0 | 0 | 0 | 0 | 0 | 0 | 0 | 0 | 0 | 0 | 0 | 0 | 0 | 0 | 0 | 0 | 0 | 0 | 0 | 0 | 0 | 0 | 0 | 0 | 0 | 0 | 0 | 0 | 0 | 0 | 0 | 0 | 0 | 0 | 0 | 0 | 0 | 0 | 0 | 0 | 0 | 0 | 0 | 0 | 0 | 0 | 0 | 0 | 0 | 0 | 0 | 0 | 0 | 0 | 0 | 0 | 10.459 | 36.6064 | 78.4424 | 141.1963 | 224.8681 | 334.6874 | 473.269 | 640.6127 | 836.7186 | 1056.3572 | 1294.2991 | 1545.3147 | 1804.1745 | 2065.649 | 2327.1236 | 2588.5982 | 2850.0727 | 3111.5473 | 3373.0219 | 3399.1693 | 3399.1693 | 3399.1693 | 3399.1693 | 3399.1693 | 124162.2639 | 310405.6599 | 496649.0558 | 744973.5837 | 993298.1116 | 1303703.7714 | 1645149.9973 | 1986596.2231 | 2328042.449 | 2607407.5429 | 2824691.5048 | 2979894.3347 | 3073016.0327 | 3104056.5987 | 3104056.5987 | 3104056.5987 | 3104056.5987 | 3104056.5987 | 3104056.5987 | 310405.6599 | 0 | 0 | 0 | 0 | 40352735.7825 | 0 | 0 | 0 | 0 | 0 | 0 | 0 | 0 | 0 | 0 | 0 | 0 | 0 | 0 | 0 | 0 | 0 | 0 | 0 | 0 | 0.009815% | 7.1079 | 24.8777 | 53.3093 | 95.9568 | 152.8201 | 227.4531 | 321.6329 | 435.3595 | 568.6328 | 717.8989 | 879.6039 | 1050.1937 | 1226.1145 | 1403.8122 | 1581.51 | 1759.2077 | 1936.9055 | 2114.6033 | 2292.301 | 2310.0708 | 2310.0708 | 2310.0708 | 2310.0708 | 2310.0708
No | ResWaterHeaters_PSE | M_Input | PSE Business Case "QC APPROVED_Measure Case_Water Heater Res_2020" | 2020 | NR | 2022 | 2045 | PSE | Residential | All Residential | Electric | Per Heat Pump Water Heater - EH | Per Heat Pump Water Heater - EH | 500 | Water Heater - Heat Pump - NEEA Specs - Tier 3 - EH - Res |  | 1225 | 13 | 629.17 | 0 |  | 0 | 0 | 0 | 0 | 0 | 0 | 0 | 0 |  | 0 | 0 | 0 | Water Heat | Electric Water Heat | Heat Pump Water Heater | ResDHW | 0.01444% | 36.91% | 0% | 1 |  | 54.15% | 7.692% | 85% | 6.8% | 0.2% | 708.5745 | 26.0433 | 73.4618 | 885.1541 | 0 | 0 | 0 | 911.4831 | 0 |  | 0.06374 | 0 | 0.06374 | 04. $0.062 to $0.070 | 1 | 0 | 01. ($9,999.00) to $0.22 | 1 | 547.9986 | 1366.3479 | 2180.345 | 3261.8388 | 4337.5984 | 5678.045 | 7146.2407 | 8606.6871 | 10059.4353 | 11236.9885 | 12141.5002 | 12775.1053 | 13139.9199 | 13238.0419 | 13203.5868 | 13169.28 | 13135.1204 | 13101.107 | 13067.2386 | 13033.5142 | 12999.9328 | 12966.4933 | 12933.1947 | 12900.036 | 671298.3241 | 1673776.2062 | 2670922.5902 | 3995752.5539 | 5313558.0556 | 6955605.1139 | 8754144.8365 | 10543191.6977 | 12322808.2328 | 13765310.8602 | 14873337.741 | 15649503.9786 | 16096401.9025 | 16216601.3483 | 16174393.8714 | 16132368.0476 | 16090522.5473 | 16048856.0538 | 16007367.2632 | 15966054.8838 | 15924917.6368 | 15883954.2553 | 15843163.4846 | 15802544.0824 | 205433073.0711 | 671298.3241 | 2345074.5302 | 5015997.1205 | 9011749.6743 | 14325307.7299 | 21280912.8438 | 30035057.6803 | 40578249.378 | 52901057.6108 | 66666368.4709 | 81539706.2119 | 97189210.1905 | 113285612.093 | 129502213.4413 | 145676607.3127 | 161808975.3603 | 177899497.9075 | 193948353.9614 | 205433073.0711 | 205433073.0711 | 205433073.0711 | 205433073.0711 | 205433073.0711 | 205433073.0711 | 0 | 0 | 0 | 0 | 0 | 0 | 0 | 0 | 0 | 0 | 0 | 0 | 0 | 0 | 0 | 0 | 0 | 0 | 0 | 0 | 0 | 0 | 0 | 0 | 0 | 0 | 0 | 0 | 0 | 0 | 0 | 0 | 0 | 0 | 0 | 0 | 0 | 0 | 0 | 0 | 0 | 0 | 0 | 0 | 0 | 0 | 0 | 0 | 0 | 0 | 0 | 0 | 0 | 0 | 0 | 0 | 0 | 0 | 0 | 0 | 0 | 96.9522 | 338.6873 | 724.4351 | 1301.5215 | 2068.9319 | 3073.4948 | 4337.8118 | 5860.5117 | 7640.2327 | 9628.2871 | 11776.3681 | 14036.547 | 16361.2691 | 18703.3509 | 21039.337 | 23369.2535 | 25693.1264 | 28010.9817 | 29669.6617 | 29669.6617 | 29669.6617 | 29669.6617 | 29669.6617 | 29669.6617 | 499491.4828 | 1245403.0185 | 1987347.558 | 2973110.9053 | 3953647.5766 | 5175441.9571 | 6513677.4937 | 7844849.6975 | 9169005.0991 | 10242324.8893 | 11066772.0387 | 11644292.3616 | 11976814.7272 | 12066251.2671 | 12034846.0417 | 12003575.9784 | 11972440.0881 | 11941437.391 | 8545409.9496 | 0 | 0 | 0 | 0 | 0 | 152856139.5214 | 0 | 0 | 0 | 0 | 0 | 0 | 0 | 0 | 0 | 0 | 0 | 0 | 0 | 0 | 0 | 0 | 0 | 0 | 0 | 0 | 0.009815% | 65.8886 | 230.1714 | 492.3251 | 884.5122 | 1406.0433 | 2088.7428 | 2947.9709 | 3982.7957 | 5192.2916 | 6543.3706 | 8003.2036 | 9539.218 | 11119.0959 | 12710.7715 | 14298.3044 | 15881.7124 | 17461.0133 | 19036.2245 | 20163.4612 | 20163.4612 | 20163.4612 | 20163.4612 | 20163.4612 | 20163.4612
No | ResWaterHeaters_PSE | M_Input | PSE Business Case "QC APPROVED_Measure Case_Water Heater Res_2020" | 2020 | NR | 2022 | 2045 | PSE | Residential | All Residential | Electric | Per Heat Pump Water Heater - EH - MI | Per Heat Pump Water Heater - EH - MI | 600 | Water Heater - Heat Pump - NEEA Specs - Tier 3 - EH - Res - MI |  | 1225 | 13 | 629.17 | 0 |  | 0 | 0 | 0 | 0 | 0 | 0 | 0 | 0 |  | 0 | 0 | 0 | Water Heat | Electric Water Heat | Heat Pump Water Heater | ResDHW | 0.01444% | 36.91% | 0% | 1 |  | 0% | 7.692% | 85% | 6.8% | 0.2% | 708.5745 | 26.0433 | 73.4618 | 885.1541 | 0 | 0 | 0 | 911.4831 | 0 |  | 0.06374 | 0 | 0.06374 | 04. $0.062 to $0.070 | 1 | 0 | 01. ($9,999.00) to $0.22 | 1 | 0 | 0 | 0 | 0 | 0 | 0 | 0 | 0 | 0 | 0 | 0 | 0 | 0 | 0 | 0 | 0 | 0 | 0 | 0 | 0 | 0 | 0 | 0 | 0 | 0 | 0 | 0 | 0 | 0 | 0 | 0 | 0 | 0 | 0 | 0 | 0 | 0 | 0 | 0 | 0 | 0 | 0 | 0 | 0 | 0 | 0 | 0 | 0 | 0 | 0 | 0 | 0 | 0 | 0 | 0 | 0 | 0 | 0 | 0 | 0 | 0 | 0 | 0 | 0 | 0 | 0 | 0 | 0 | 0 | 0 | 0 | 0 | 0 | 0 | 0 | 0 | 0 | 0 | 0 | 0 | 0 | 0 | 0 | 0 | 0 | 0 | 0 | 0 | 0 | 0 | 0 | 0 | 0 | 0 | 0 | 0 | 0 | 0 | 0 | 0 | 0 | 0 | 0 | 0 | 0 | 0 | 0 | 0 | 0 | 0 | 0 | 0 | 0 | 0 | 0 | 0 | 0 | 0 | 0 | 0 | 0 | 0 | 0 | 0 | 0 | 0 | 0 | 0 | 0 | 0 | 0 | 0 | 0 | 0 | 0 | 0 | 0 | 0 | 0 | 0 | 0 | 0 | 0 | 0 | 0 | 0 | 0 | 0 | 0 | 0 | 0 | 0 | 0 | 0 | 0 | 0 | 0 | 0 | 0 | 0 | 0 | 0 | 0 | 0 | 0 | 0 | 0 | 0 | 0 | 0 | 0 | 0 | 0 | 0 | 0 | 0 | 0 | 0 | 0 | 0 | 0 | 0 | 0 | 0 | 0 | 0 | 0 | 0 | 0 | 0 | 0 | 0 | 0 | 0 | 0 | 0 | 0 | 0 | 0 | 0 | 0 | 0 | 0 | 0.009815% | 0 | 0 | 0 | 0 | 0 | 0 | 0 | 0 | 0 | 0 | 0 | 0 | 0 | 0 | 0 | 0 | 0 | 0 | 0 | 0 | 0 | 0 | 0 | 0
No | ResWaterHeaters_PSE | M_Input | PSE Business Case "QC APPROVED_Measure Case_Water Heater Res_2020" | 2020 | NR | 2022 | 2041 | PSE | Residential | All Residential | Gas | Per Gas Water Heater - Res | Per Gas Water Heater - Res | 50 | Water Heater - Storage - Energy Star - 0.67 EF - GH - Res |  | 0 | 13 | 166 | 0 |  | 0 | 0 | 0 | 0 | 0 | 0 | 0 | 28 |  | 0 | 0 | 0 | Water Heat | Gas Water Heat | Water Heater | ResDHW | 0.01444% | 0% | 70.88% | 1 |  | 70.8% | 7.692% | 85% | 6.8% | 0.2% | 277.3673 | 2.4852 | 27.9853 | 0 | 214.3945 | 0 | 0 | 0 | 217.124 |  | 0 | 0.72062 | 0 | 01. ($9,999.000) to $0.028 | 1 | 0.72062 | 08. $0.70 to $0.85 | 1 | 0 | 0 | 0 | 0 | 0 | 0 | 0 | 0 | 0 | 0 | 0 | 0 | 0 | 0 | 0 | 0 | 0 | 0 | 0 | 0 | 0 | 0 | 0 | 0 | 0 | 0 | 0 | 0 | 0 | 0 | 0 | 0 | 0 | 0 | 0 | 0 | 0 | 0 | 0 | 0 | 0 | 0 | 0 | 0 | 0 | 0 | 0 | 0 | 0 | 0 | 0 | 0 | 0 | 0 | 0 | 0 | 0 | 0 | 0 | 0 | 0 | 0 | 0 | 0 | 0 | 0 | 0 | 0 | 0 | 0 | 0 | 0 | 0 | 1049.4223 | 2617.4757 | 4178.2578 | 6252.8682 | 8317.8482 | 10891.8958 | 13712.7144 | 16520.4205 | 19315.0636 | 21582.816 | 23327.2932 | 24552.0923 | 25260.7927 | 25456.9558 | 25398.1064 | 25339.4037 | 25280.847 | 25222.4361 | 25164.1703 | 25106.0492 | 29383.8233 | 73289.3206 | 116991.2181 | 175080.3092 | 232899.7499 | 304973.0835 | 383956.002 | 462571.7741 | 540821.7799 | 604318.849 | 653164.2095 | 687458.5845 | 707302.1948 | 712794.7618 | 711146.9801 | 709503.303 | 707863.7173 | 706228.21 | 704596.7678 | 702969.3779 | 9138601.9127 | 29383.8233 | 102673.1439 | 219664.362 | 394744.6712 | 627644.4212 | 932617.5047 | 1316573.5067 | 1779145.2808 | 2319967.0607 | 2924285.9097 | 3577450.1192 | 4264908.7037 | 4972210.8985 | 5685005.6603 | 6396152.6404 | 7105655.9434 | 7813519.6608 | 8519747.8707 | 9138601.9127 | 9138601.9127 | 0 | 0 | 0 | 0 | 0 | 0 | 0 | 0 | 0 | 0 | 0 | 0 | 0 | 0 | 0 | 0 | 0 | 0 | 0 | 0 | 0 | 0 | 0 | 0 | 0 | 0 | 0 | 0 | 0 | 0 | 0 | 0 | 0 | 0 | 0 | 0 | 0 | 0 | 0 | 0 | 0 | 0 | 0 | 0 | 0 | 0 | 0 | 0 | 0 | 227854.8012 | 568316.9071 | 907200.2119 | 1357648.0032 | 1806004.8092 | 2364892.4297 | 2977359.9428 | 3586980.4453 | 4193764.6377 | 4686148.216 | 5064916.1453 | 5330849.4754 | 5484725.3623 | 5527317.089 | 5514539.4811 | 5501793.7022 | 5489079.6499 | 5476397.2224 | 4798860.3524 | 0 | 0.009815% | 0 | 0 | 0 | 0 | 0 | 0 | 0 | 0 | 0 | 0 | 0 | 0 | 0 | 0 | 0 | 0 | 0 | 0 | 0 | 0 | 0 | 0 | 0 | 0
No | ResWaterHeaters_PSE | M_Input | PSE Business Case "QC APPROVED_Measure Case_Water Heater Res_2020" | 2020 | NR | 2022 | 2041 | PSE | Residential | All Residential | Gas | Per Gas Water Heater - Res - MI | Per Gas Water Heater - Res - MI | 150 | Water Heater - Storage - Energy Star - 0.67 EF - GH - Res - MI |  | 0 | 13 | 166 | 0 |  | 0 | 0 | 0 | 0 | 0 | 0 | 0 | 28 |  | 0 | 0 | 0 | Water Heat | Gas Water Heat | Water Heater | ResDHW | 0.01444% | 0% | 70.88% | 1 |  | 0% | 7.692% | 85% | 6.8% | 0.2% | 277.3673 | 2.4852 | 27.9853 | 0 | 214.3945 | 0 | 0 | 0 | 217.124 |  | 0 | 0.72062 | 0 | 01. ($9,999.000) to $0.028 | 1 | 0.72062 | 08. $0.70 to $0.85 | 1 | 0 | 0 | 0 | 0 | 0 | 0 | 0 | 0 | 0 | 0 | 0 | 0 | 0 | 0 | 0 | 0 | 0 | 0 | 0 | 0 | 0 | 0 | 0 | 0 | 0 | 0 | 0 | 0 | 0 | 0 | 0 | 0 | 0 | 0 | 0 | 0 | 0 | 0 | 0 | 0 | 0 | 0 | 0 | 0 | 0 | 0 | 0 | 0 | 0 | 0 | 0 | 0 | 0 | 0 | 0 | 0 | 0 | 0 | 0 | 0 | 0 | 0 | 0 | 0 | 0 | 0 | 0 | 0 | 0 | 0 | 0 | 0 | 0 | 0 | 0 | 0 | 0 | 0 | 0 | 0 | 0 | 0 | 0 | 0 | 0 | 0 | 0 | 0 | 0 | 0 | 0 | 0 | 0 | 0 | 0 | 0 | 0 | 0 | 0 | 0 | 0 | 0 | 0 | 0 | 0 | 0 | 0 | 0 | 0 | 0 | 0 | 0 | 0 | 0 | 0 | 0 | 0 | 0 | 0 | 0 | 0 | 0 | 0 | 0 | 0 | 0 | 0 | 0 | 0 | 0 | 0 | 0 | 0 | 0 | 0 | 0 | 0 | 0 | 0 | 0 | 0 | 0 | 0 | 0 | 0 | 0 | 0 | 0 | 0 | 0 | 0 | 0 | 0 | 0 | 0 | 0 | 0 | 0 | 0 | 0 | 0 | 0 | 0 | 0 | 0 | 0 | 0 | 0 | 0 | 0 | 0 | 0 | 0 | 0 | 0 | 0 | 0 | 0 | 0 | 0 | 0 | 0 | 0 | 0 | 0 | 0 | 0 | 0 | 0 | 0 | 0 | 0 | 0 | 0 | 0 | 0 | 0 | 0 | 0 | 0 | 0 | 0 | 0 | 0.009815% | 0 | 0 | 0 | 0 | 0 | 0 | 0 | 0 | 0 | 0 | 0 | 0 | 0 | 0 | 0 | 0 | 0 | 0 | 0 | 0 | 0 | 0 | 0 | 0
No | ResWaterHeaters_PSE | M_Input | PSE Business Case "QC APPROVED_Measure Case_Water Heater Res_2020" | 2020 | NR | 2022 | 2041 | PSE | Residential | All Residential | Gas | Per Gas Water Heater - Res | Per Gas Water Heater - Res | 250 | Water Heater - Tankless - Energy Star - 0.9 EF - GH - Res |  | 0 | 20 | 642.33 | 0 |  | 11.51 | 0 | 0 | 0 | 0 | 0 | 0 | 23 |  | 0 | 0 | 0 | Water Heat | Gas Water Heat | Water Heater | ResDHW | 0.01444% | 0% | 70.88% | 1 |  | 75.3% | 5% | 85% | 6.8% | 0.2% | 331.7987 | 2.0414 | 33.384 | 0 | 642.33 | 0 | 0 | 0 | 611.5148 |  | 0 | 2.4708 | 0 | 01. ($9,999.000) to $0.028 | 1 | 2.4708 | 12. $1.50 to $999.00 | 0 | 0 | 0 | 0 | 0 | 0 | 0 | 0 | 0 | 0 | 0 | 0 | 0 | 0 | 0 | 0 | 0 | 0 | 0 | 0 | 0 | 0 | 0 | 0 | 0 | 0 | 0 | 0 | 0 | 0 | 0 | 0 | 0 | 0 | 0 | 0 | 0 | 0 | 0 | 0 | 0 | 0 | 0 | 0 | 0 | 0 | 0 | 0 | 0 | 0 | 0 | 0 | 0 | 0 | 0 | 0 | 0 | 0 | 0 | 0 | 0 | 0 | 0 | 0 | 0 | 0 | 0 | 0 | 0 | 0 | 0 | 0 | 0 | 0 | 725.4512 | 1809.4252 | 2888.3724 | 4322.5222 | 5750.0146 | 7529.4185 | 9479.4118 | 11420.3406 | 13352.2391 | 14919.9054 | 16125.8386 | 16972.5254 | 17462.4403 | 17598.0452 | 17557.3634 | 17516.783 | 17476.3036 | 17435.9249 | 17395.6465 | 17355.4682 | 16685.3787 | 41616.7786 | 66432.5659 | 99418.0108 | 132250.3367 | 173176.6264 | 218026.4709 | 262667.8341 | 307101.4997 | 343157.8234 | 370894.2868 | 390368.0846 | 401636.1265 | 404755.0385 | 403819.3583 | 402886.0089 | 401954.9827 | 401026.2724 | 400099.8705 | 399175.7696 | 7983515.3926 | 16685.3787 | 58302.1573 | 124734.7232 | 224152.734 | 356403.0707 | 529579.6971 | 747606.168 | 1010274.0021 | 1317375.5018 | 1660533.3252 | 2031427.612 | 2421795.6966 | 2823431.823 | 3228186.8616 | 3632006.2199 | 4034892.2288 | 4436847.2115 | 4837873.4839 | 5237973.3545 | 5637149.1241 | 0 | 0 | 0 | 0 | 0 | 0 | 0 | 0 | 0 | 0 | 0 | 0 | 0 | 0 | 0 | 0 | 0 | 0 | 0 | 0 | 0 | 0 | 0 | 0 | 0 | 0 | 0 | 0 | 0 | 0 | 0 | 0 | 0 | 0 | 0 | 0 | 0 | 0 | 0 | 0 | 0 | 0 | 0 | 0 | 0 | 0 | 0 | 0 | 0 | 443624.1525 | 1106490.2077 | 1766282.4007 | 2643286.171 | 3516218.8767 | 4604350.6419 | 5796800.3076 | 6983706.958 | 8165091.4262 | 9123742.4905 | 9861188.4465 | 10378949.9666 | 10678540.1424 | 10761464.5246 | 10736587.035 | 10711771.515 | 10687017.7655 | 10662325.5881 | 10637694.7858 | 10613125.1625 | 0.009815% | 0 | 0 | 0 | 0 | 0 | 0 | 0 | 0 | 0 | 0 | 0 | 0 | 0 | 0 | 0 | 0 | 0 | 0 | 0 | 0 | 0 | 0 | 0 | 0
No | ResWaterHeaters_PSE | M_Input | PSE Business Case "QC APPROVED_Measure Case_Water Heater Res_2020" | 2020 | NR | 2022 | 2041 | PSE | Residential | All Residential | Gas | Per Gas Water Heater - Res - MI | Per Gas Water Heater - Res - MI | 500 | Water Heater - Tankless - Energy Star - 0.9 EF - GH - Res - MI |  | 0 | 20 | 642.33 | 0 |  | 11.51 | 0 | 0 | 0 | 0 | 0 | 0 | 23 |  | 0 | 0 | 0 | Water Heat | Gas Water Heat | Water Heater | ResDHW | 0.01444% | 0% | 70.88% | 1 |  | 0% | 5% | 85% | 6.8% | 0.2% | 331.7987 | 2.0414 | 33.384 | 0 | 642.33 | 0 | 0 | 0 | 611.5148 |  | 0 | 2.4708 | 0 | 01. ($9,999.000) to $0.028 | 1 | 2.4708 | 12. $1.50 to $999.00 | 0 | 0 | 0 | 0 | 0 | 0 | 0 | 0 | 0 | 0 | 0 | 0 | 0 | 0 | 0 | 0 | 0 | 0 | 0 | 0 | 0 | 0 | 0 | 0 | 0 | 0 | 0 | 0 | 0 | 0 | 0 | 0 | 0 | 0 | 0 | 0 | 0 | 0 | 0 | 0 | 0 | 0 | 0 | 0 | 0 | 0 | 0 | 0 | 0 | 0 | 0 | 0 | 0 | 0 | 0 | 0 | 0 | 0 | 0 | 0 | 0 | 0 | 0 | 0 | 0 | 0 | 0 | 0 | 0 | 0 | 0 | 0 | 0 | 0 | 0 | 0 | 0 | 0 | 0 | 0 | 0 | 0 | 0 | 0 | 0 | 0 | 0 | 0 | 0 | 0 | 0 | 0 | 0 | 0 | 0 | 0 | 0 | 0 | 0 | 0 | 0 | 0 | 0 | 0 | 0 | 0 | 0 | 0 | 0 | 0 | 0 | 0 | 0 | 0 | 0 | 0 | 0 | 0 | 0 | 0 | 0 | 0 | 0 | 0 | 0 | 0 | 0 | 0 | 0 | 0 | 0 | 0 | 0 | 0 | 0 | 0 | 0 | 0 | 0 | 0 | 0 | 0 | 0 | 0 | 0 | 0 | 0 | 0 | 0 | 0 | 0 | 0 | 0 | 0 | 0 | 0 | 0 | 0 | 0 | 0 | 0 | 0 | 0 | 0 | 0 | 0 | 0 | 0 | 0 | 0 | 0 | 0 | 0 | 0 | 0 | 0 | 0 | 0 | 0 | 0 | 0 | 0 | 0 | 0 | 0 | 0 | 0 | 0 | 0 | 0 | 0 | 0 | 0 | 0 | 0 | 0 | 0 | 0 | 0 | 0 | 0 | 0 | 0 | 0 | 0.009815% | 0 | 0 | 0 | 0 | 0 | 0 | 0 | 0 | 0 | 0 | 0 | 0 | 0 | 0 | 0 | 0 | 0 | 0 | 0 | 0 | 0 | 0 | 0 | 0
Yes | ResWaterHeaters_PSE | M_Input | PSE Business Case "QC APPROVED_Measure Case_Water Heater Res_2020" | 2020 | NR | 2022 | 2041 | PSE | Residential | Multifamily LI | Gas | Per Gas Water Heater - LIW - TG | Per Gas Water Heater - LIW - TG | 841.67 | LIW: Water Heater - Storage - Energy Star - MF - TG |  | 0 | 13 | 841.67 | 0 |  | 0 | 0 | 0 | 0 | 0 | 0 | 0 | 28 |  | 0 | 0 | 0 | Water Heat | Gas Water Heat | Water Heater | ResDHW | 0.01444% | 0% | 45.46% | 1 |  | 41.67% | 7.692% | 85% | 6.8% | 0.2% | 277.3673 | 2.4852 | 27.9853 | 0 | 1087.0449 | 0 | 0 | 0 | 816.6056 |  | 0 | 2.7103 | 0 | 01. ($9,999.000) to $0.028 | 1 | 2.7103 | 12. $1.50 to $999.00 | 0 | 0 | 0 | 0 | 0 | 0 | 0 | 0 | 0 | 0 | 0 | 0 | 0 | 0 | 0 | 0 | 0 | 0 | 0 | 0 | 0 | 0 | 0 | 0 | 0 | 0 | 0 | 0 | 0 | 0 | 0 | 0 | 0 | 0 | 0 | 0 | 0 | 0 | 0 | 0 | 0 | 0 | 0 | 0 | 0 | 0 | 0 | 0 | 0 | 0 | 0 | 0 | 0 | 0 | 0 | 0 | 0 | 0 | 0 | 0 | 0 | 0 | 0 | 0 | 0 | 0 | 0 | 0 | 0 | 0 | 0 | 0 | 0 | 0 | 2.5012 | 6.1863 | 9.7923 | 14.5315 | 19.1682 | 24.8894 | 31.0724 | 37.1204 | 43.0356 | 47.6848 | 51.1064 | 53.3383 | 54.4173 | 54.3795 | 53.7983 | 53.2234 | 52.6546 | 52.0919 | 51.5352 | 50.9844 | 70.0349 | 173.2162 | 274.1841 | 406.8808 | 536.71 | 696.9036 | 870.0275 | 1039.3715 | 1204.9966 | 1335.1731 | 1430.9795 | 1493.4716 | 1523.6831 | 1522.6258 | 1506.3535 | 1490.2551 | 1474.3288 | 1458.5726 | 1442.9849 | 1427.5637 | 18558.3286 | 70.0349 | 243.2511 | 517.4352 | 924.316 | 1461.026 | 2157.9296 | 3027.9571 | 4067.3286 | 5272.3252 | 6607.4983 | 8038.4778 | 9531.9494 | 11055.6325 | 12578.2583 | 14084.6118 | 15574.8669 | 17049.1957 | 18507.7683 | 18558.3286 | 18558.3286 | 0 | 0 | 0 | 0 | 0 | 0 | 0 | 0 | 0 | 0 | 0 | 0 | 0 | 0 | 0 | 0 | 0 | 0 | 0 | 0 | 0 | 0 | 0 | 0 | 0 | 0 | 0 | 0 | 0 | 0 | 0 | 0 | 0 | 0 | 0 | 0 | 0 | 0 | 0 | 0 | 0 | 0 | 0 | 0 | 0 | 0 | 0 | 0 | 0 | 2042.5331 | 5051.7613 | 7996.4372 | 11866.469 | 15652.8696 | 20324.8338 | 25373.9046 | 30312.7355 | 35143.1059 | 38939.6358 | 41733.7792 | 43556.3297 | 44437.4326 | 44406.5964 | 43932.0237 | 43462.5227 | 42998.0393 | 42538.5199 | 1474.5648 | 0 | 0.009815% | 0 | 0 | 0 | 0 | 0 | 0 | 0 | 0 | 0 | 0 | 0 | 0 | 0 | 0 | 0 | 0 | 0 | 0 | 0 | 0 | 0 | 0 | 0 | 0
Yes | ResWaterHeaters_PSE | M_Input | PSE Business Case "QC APPROVED_Measure Case_Water Heater Res_2020" | 2020 | NR | 2022 | 2041 | PSE | Residential | Manufactured LI | Gas | Per Gas Water Heater - LIW - TG | Per Gas Water Heater - LIW - TG | 841.67 | LIW: Water Heater - Storage - Energy Star - MH - TG |  | 0 | 13 | 841.67 | 0 |  | 0 | 0 | 0 | 0 | 0 | 0 | 0 | 28 |  | 0 | 0 | 0 | Water Heat | Gas Water Heat | Water Heater | ResDHW | 0.01444% | 0% | 83.15% | 1 |  | 100% | 7.692% | 85% | 6.8% | 0.2% | 277.3673 | 2.4852 | 27.9853 | 0 | 1087.0449 | 0 | 0 | 0 | 816.6056 |  | 0 | 2.7103 | 0 | 01. ($9,999.000) to $0.028 | 1 | 2.7103 | 12. $1.50 to $999.00 | 0 | 0 | 0 | 0 | 0 | 0 | 0 | 0 | 0 | 0 | 0 | 0 | 0 | 0 | 0 | 0 | 0 | 0 | 0 | 0 | 0 | 0 | 0 | 0 | 0 | 0 | 0 | 0 | 0 | 0 | 0 | 0 | 0 | 0 | 0 | 0 | 0 | 0 | 0 | 0 | 0 | 0 | 0 | 0 | 0 | 0 | 0 | 0 | 0 | 0 | 0 | 0 | 0 | 0 | 0 | 0 | 0 | 0 | 0 | 0 | 0 | 0 | 0 | 0 | 0 | 0 | 0 | 0 | 0 | 0 | 0 | 0 | 0 | 0 | 0.56061 | 1.4015 | 2.2424 | 3.3637 | 4.4849 | 5.8864 | 7.4281 | 8.9698 | 10.5115 | 11.7729 | 12.7539 | 13.4547 | 13.8752 | 14.0153 | 14.0153 | 14.0153 | 14.0153 | 14.0153 | 14.0153 | 14.0153 | 15.6971 | 39.2429 | 62.7886 | 94.1829 | 125.5771 | 164.82 | 207.9871 | 251.1543 | 294.3214 | 329.64 | 357.11 | 376.7314 | 388.5043 | 392.4285 | 392.4285 | 392.4285 | 392.4285 | 392.4285 | 392.4285 | 392.4285 | 5101.5711 | 15.6971 | 54.94 | 117.7286 | 211.9114 | 337.4885 | 502.3085 | 710.2957 | 961.4499 | 1255.7713 | 1585.4113 | 1942.5213 | 2319.2527 | 2707.757 | 3100.1855 | 3492.6141 | 3885.0426 | 4277.4711 | 4669.8997 | 5062.3282 | 5101.5711 | 0 | 0 | 0 | 0 | 0 | 0 | 0 | 0 | 0 | 0 | 0 | 0 | 0 | 0 | 0 | 0 | 0 | 0 | 0 | 0 | 0 | 0 | 0 | 0 | 0 | 0 | 0 | 0 | 0 | 0 | 0 | 0 | 0 | 0 | 0 | 0 | 0 | 0 | 0 | 0 | 0 | 0 | 0 | 0 | 0 | 0 | 0 | 0 | 0 | 457.7991 | 1144.4976 | 1831.1962 | 2746.7943 | 3662.3924 | 4806.8901 | 6065.8375 | 7324.7849 | 8583.7323 | 9613.7802 | 10414.9285 | 10987.1773 | 11330.5266 | 11444.9764 | 11444.9764 | 11444.9764 | 11444.9764 | 11444.9764 | 11444.9764 | 1144.4976 | 0.009815% | 0 | 0 | 0 | 0 | 0 | 0 | 0 | 0 | 0 | 0 | 0 | 0 | 0 | 0 | 0 | 0 | 0 | 0 | 0 | 0 | 0 | 0 | 0 | 0
Yes | ResWaterHeaters_PSE | M_Input | PSE Business Case "QC APPROVED_Measure Case_Water Heater Res_2020" | 2020 | NR | 2022 | 2041 | PSE | Residential | Single Family LI | Gas | Per Gas Water Heater - LIW - TG | Per Gas Water Heater - LIW - TG | 841.67 | LIW: Water Heater - Storage - Energy Star - SF - TG |  | 0 | 13 | 841.67 | 0 |  | 0 | 0 | 0 | 0 | 0 | 0 | 0 | 28 |  | 0 | 0 | 0 | Water Heat | Gas Water Heat | Water Heater | ResDHW | 0.01444% | 0% | 72.97% | 1 |  | 82.9% | 7.692% | 85% | 6.8% | 0.2% | 277.3673 | 2.4852 | 27.9853 | 0 | 1087.0449 | 0 | 0 | 0 | 816.6056 |  | 0 | 2.7103 | 0 | 01. ($9,999.000) to $0.028 | 1 | 2.7103 | 12. $1.50 to $999.00 | 0 | 0 | 0 | 0 | 0 | 0 | 0 | 0 | 0 | 0 | 0 | 0 | 0 | 0 | 0 | 0 | 0 | 0 | 0 | 0 | 0 | 0 | 0 | 0 | 0 | 0 | 0 | 0 | 0 | 0 | 0 | 0 | 0 | 0 | 0 | 0 | 0 | 0 | 0 | 0 | 0 | 0 | 0 | 0 | 0 | 0 | 0 | 0 | 0 | 0 | 0 | 0 | 0 | 0 | 0 | 0 | 0 | 0 | 0 | 0 | 0 | 0 | 0 | 0 | 0 | 0 | 0 | 0 | 0 | 0 | 0 | 0 | 0 | 0 | 105.7015 | 263.6537 | 420.888 | 629.8984 | 837.9574 | 1097.3216 | 1381.5709 | 1664.5236 | 1946.1841 | 2174.7764 | 2350.6577 | 2474.1835 | 2545.7078 | 2565.5828 | 2559.7568 | 2553.9441 | 2548.1445 | 2542.3581 | 2536.5849 | 2530.8248 | 2959.6427 | 7382.3046 | 11784.8652 | 17637.1559 | 23462.8069 | 30725.0043 | 38683.9851 | 46606.6606 | 54493.1547 | 60893.74 | 65818.4165 | 69277.1392 | 71279.8179 | 71836.3176 | 71673.1904 | 71510.4336 | 71348.0465 | 71186.0281 | 71024.3776 | 70863.0941 | 921220.2238 | 2959.6427 | 10341.9473 | 22126.8125 | 39763.9685 | 63226.7753 | 93951.7797 | 132635.7647 | 179242.4253 | 233735.58 | 294629.32 | 360447.7364 | 429724.8756 | 501004.6935 | 572841.0111 | 644514.2015 | 716024.6352 | 787372.6816 | 858558.7097 | 921220.2238 | 921220.2238 | 0 | 0 | 0 | 0 | 0 | 0 | 0 | 0 | 0 | 0 | 0 | 0 | 0 | 0 | 0 | 0 | 0 | 0 | 0 | 0 | 0 | 0 | 0 | 0 | 0 | 0 | 0 | 0 | 0 | 0 | 0 | 0 | 0 | 0 | 0 | 0 | 0 | 0 | 0 | 0 | 0 | 0 | 0 | 0 | 0 | 0 | 0 | 0 | 0 | 86316.4538 | 215301.1122 | 343699.5242 | 514378.5678 | 684280.6771 | 896078.9254 | 1128198.4989 | 1359259.2491 | 1589264.7879 | 1775934.5599 | 1919560.2141 | 2020432.0801 | 2078839.1734 | 2095069.2004 | 2090311.6799 | 2085564.9629 | 2080829.0249 | 2076103.8412 | 1827490.7835 | 0 | 0.009815% | 0 | 0 | 0 | 0 | 0 | 0 | 0 | 0 | 0 | 0 | 0 | 0 | 0 | 0 | 0 | 0 | 0 | 0 | 0 | 0 | 0 | 0 | 0 | 0
Yes | ResWaterHeaters_PSE | M_Input | PSE Business Case "QC APPROVED_Measure Case_Water Heater Res_2020" | 2020 | NR | 2022 | 2041 | PSE | Residential | Multifamily LI | Gas | Per Gas Water Heater - LIW - TG | Per Gas Water Heater - LIW - TG | 1484 | LIW: Water Heater - Tankless - Energy Star - MF - TG |  | 0 | 20 | 642.33 | 0 |  | 11.51 | 0 | 0 | 0 | 0 | 0 | 0 | 23 |  | 0 | 0 | 0 | Water Heat | Gas Water Heat | Water Heater | ResDHW | 0.01444% | 0% | 45.46% | 1 |  | 100% | 5% | 85% | 6.8% | 0.2% | 331.7987 | 2.0414 | 33.384 | 0 | 642.33 | 0 | 0 | 0 | 407.6765 |  | 0 | 1.6472 | 0 | 01. ($9,999.000) to $0.028 | 1 | 1.6472 | 12. $1.50 to $999.00 | 0 | 0 | 0 | 0 | 0 | 0 | 0 | 0 | 0 | 0 | 0 | 0 | 0 | 0 | 0 | 0 | 0 | 0 | 0 | 0 | 0 | 0 | 0 | 0 | 0 | 0 | 0 | 0 | 0 | 0 | 0 | 0 | 0 | 0 | 0 | 0 | 0 | 0 | 0 | 0 | 0 | 0 | 0 | 0 | 0 | 0 | 0 | 0 | 0 | 0 | 0 | 0 | 0 | 0 | 0 | 0 | 0 | 0 | 0 | 0 | 0 | 0 | 0 | 0 | 0 | 0 | 0 | 0 | 0 | 0 | 0 | 0 | 0 | 0 | 3.9021 | 9.6509 | 15.2764 | 22.6698 | 29.9033 | 38.8287 | 48.4745 | 57.9097 | 67.1376 | 74.3905 | 79.7285 | 83.2103 | 84.8936 | 84.8347 | 83.928 | 83.0311 | 82.1437 | 81.2659 | 80.3974 | 79.5382 | 89.7476 | 221.9711 | 351.3583 | 521.405 | 687.777 | 893.0601 | 1114.913 | 1331.9221 | 1544.1655 | 1710.9825 | 1833.7554 | 1913.8371 | 1952.5522 | 1951.1973 | 1930.3448 | 1909.7153 | 1889.3062 | 1869.1152 | 1849.14 | 1829.3782 | 36587.5648 | 89.7476 | 311.7187 | 663.077 | 1184.482 | 1872.2591 | 2765.3192 | 3880.2322 | 5212.1543 | 6756.3198 | 8467.3023 | 10301.0577 | 12214.8948 | 14167.447 | 16118.6442 | 18048.9891 | 19958.7043 | 21848.0105 | 23717.1257 | 25566.2657 | 27395.6439 | 0 | 0 | 0 | 0 | 0 | 0 | 0 | 0 | 0 | 0 | 0 | 0 | 0 | 0 | 0 | 0 | 0 | 0 | 0 | 0 | 0 | 0 | 0 | 0 | 0 | 0 | 0 | 0 | 0 | 0 | 0 | 0 | 0 | 0 | 0 | 0 | 0 | 0 | 0 | 0 | 0 | 0 | 0 | 0 | 0 | 0 | 0 | 0 | 0 | 1590.7819 | 3934.4531 | 6227.849 | 9241.9381 | 12190.8929 | 15829.5493 | 19761.9069 | 23608.4066 | 27370.4342 | 30327.278 | 32503.435 | 33922.8883 | 34609.116 | 34585.0998 | 34215.4893 | 33849.8288 | 33488.0762 | 33130.1896 | 32776.1277 | 32425.8496 | 0.009815% | 0 | 0 | 0 | 0 | 0 | 0 | 0 | 0 | 0 | 0 | 0 | 0 | 0 | 0 | 0 | 0 | 0 | 0 | 0 | 0 | 0 | 0 | 0 | 0
Yes | ResWaterHeaters_PSE | M_Input | PSE Business Case "QC APPROVED_Measure Case_Water Heater Res_2020" | 2020 | NR | 2022 | 2041 | PSE | Residential | Manufactured LI | Gas | Per Gas Water Heater - LIW - TG | Per Gas Water Heater - LIW - TG | 1484 | LIW: Water Heater - Tankless - Energy Star - MH - TG |  | 0 | 20 | 642.33 | 0 |  | 11.51 | 0 | 0 | 0 | 0 | 0 | 0 | 23 |  | 0 | 0 | 0 | Water Heat | Gas Water Heat | Water Heater | ResDHW | 0.01444% | 0% | 83.15% | 1 |  | 100% | 5% | 85% | 6.8% | 0.2% | 331.7987 | 2.0414 | 33.384 | 0 | 642.33 | 0 | 0 | 0 | 407.6765 |  | 0 | 1.6472 | 0 | 01. ($9,999.000) to $0.028 | 1 | 1.6472 | 12. $1.50 to $999.00 | 0 | 0 | 0 | 0 | 0 | 0 | 0 | 0 | 0 | 0 | 0 | 0 | 0 | 0 | 0 | 0 | 0 | 0 | 0 | 0 | 0 | 0 | 0 | 0 | 0 | 0 | 0 | 0 | 0 | 0 | 0 | 0 | 0 | 0 | 0 | 0 | 0 | 0 | 0 | 0 | 0 | 0 | 0 | 0 | 0 | 0 | 0 | 0 | 0 | 0 | 0 | 0 | 0 | 0 | 0 | 0 | 0 | 0 | 0 | 0 | 0 | 0 | 0 | 0 | 0 | 0 | 0 | 0 | 0 | 0 | 0 | 0 | 0 | 0 | 0.3644 | 0.91099 | 1.4576 | 2.1864 | 2.9152 | 3.8262 | 4.8283 | 5.8304 | 6.8325 | 7.6524 | 8.2901 | 8.7456 | 9.0188 | 9.1099 | 9.1099 | 9.1099 | 9.1099 | 9.1099 | 9.1099 | 9.1099 | 8.3812 | 20.9529 | 33.5246 | 50.2869 | 67.0492 | 88.0021 | 111.0503 | 134.0984 | 157.1466 | 176.0042 | 190.6712 | 201.1477 | 207.4335 | 209.5288 | 209.5288 | 209.5288 | 209.5288 | 209.5288 | 209.5288 | 209.5288 | 4190.5762 | 8.3812 | 29.334 | 62.8586 | 113.1456 | 180.1948 | 268.1969 | 379.2472 | 513.3456 | 670.4922 | 846.4964 | 1037.1676 | 1238.3153 | 1445.7488 | 1655.2776 | 1864.8064 | 2074.3352 | 2283.8641 | 2493.3929 | 2702.9217 | 2912.4505 | 0 | 0 | 0 | 0 | 0 | 0 | 0 | 0 | 0 | 0 | 0 | 0 | 0 | 0 | 0 | 0 | 0 | 0 | 0 | 0 | 0 | 0 | 0 | 0 | 0 | 0 | 0 | 0 | 0 | 0 | 0 | 0 | 0 | 0 | 0 | 0 | 0 | 0 | 0 | 0 | 0 | 0 | 0 | 0 | 0 | 0 | 0 | 0 | 0 | 148.5565 | 371.3912 | 594.2259 | 891.3389 | 1188.4518 | 1559.843 | 1968.3734 | 2376.9037 | 2785.434 | 3119.6861 | 3379.6599 | 3565.3555 | 3676.7729 | 3713.912 | 3713.912 | 3713.912 | 3713.912 | 3713.912 | 3713.912 | 3713.912 | 0.009815% | 0 | 0 | 0 | 0 | 0 | 0 | 0 | 0 | 0 | 0 | 0 | 0 | 0 | 0 | 0 | 0 | 0 | 0 | 0 | 0 | 0 | 0 | 0 | 0
Yes | ResWaterHeaters_PSE | M_Input | PSE Business Case "QC APPROVED_Measure Case_Water Heater Res_2020" | 2020 | NR | 2022 | 2041 | PSE | Residential | Single Family LI | Gas | Per Gas Water Heater - LIW - TG | Per Gas Water Heater - LIW - TG | 1484 | LIW: Water Heater - Tankless - Energy Star - SF - TG |  | 0 | 20 | 642.33 | 0 |  | 11.51 | 0 | 0 | 0 | 0 | 0 | 0 | 23 |  | 0 | 0 | 0 | Water Heat | Gas Water Heat | Water Heater | ResDHW | 0.01444% | 0% | 72.97% | 1 |  | 82.91% | 5% | 85% | 6.8% | 0.2% | 331.7987 | 2.0414 | 33.384 | 0 | 642.33 | 0 | 0 | 0 | 407.6765 |  | 0 | 1.6472 | 0 | 01. ($9,999.000) to $0.028 | 1 | 1.6472 | 12. $1.50 to $999.00 | 0 | 0 | 0 | 0 | 0 | 0 | 0 | 0 | 0 | 0 | 0 | 0 | 0 | 0 | 0 | 0 | 0 | 0 | 0 | 0 | 0 | 0 | 0 | 0 | 0 | 0 | 0 | 0 | 0 | 0 | 0 | 0 | 0 | 0 | 0 | 0 | 0 | 0 | 0 | 0 | 0 | 0 | 0 | 0 | 0 | 0 | 0 | 0 | 0 | 0 | 0 | 0 | 0 | 0 | 0 | 0 | 0 | 0 | 0 | 0 | 0 | 0 | 0 | 0 | 0 | 0 | 0 | 0 | 0 | 0 | 0 | 0 | 0 | 0 | 68.713 | 171.3925 | 273.6053 | 409.476 | 544.7282 | 713.3322 | 898.1132 | 1082.0513 | 1265.1494 | 1413.7497 | 1528.0843 | 1608.3843 | 1654.8798 | 1667.7999 | 1664.0126 | 1660.2339 | 1656.4638 | 1652.7023 | 1648.9493 | 1645.2049 | 1580.3999 | 3942.0277 | 6292.9217 | 9417.9474 | 12528.748 | 16406.6405 | 20656.6036 | 24887.1803 | 29098.4368 | 32516.2427 | 35145.9379 | 36992.8382 | 38062.2353 | 38359.3969 | 38272.2897 | 38185.3803 | 38098.6682 | 38012.1531 | 37925.8344 | 37839.7117 | 756794.2349 | 1580.3999 | 5522.4276 | 11815.3493 | 21233.2967 | 33762.0447 | 50168.6852 | 70825.2888 | 95712.4691 | 124810.9059 | 157327.1486 | 192473.0865 | 229465.9247 | 267528.16 | 305887.5568 | 344159.8465 | 382345.2268 | 420443.895 | 458456.0481 | 496381.8825 | 534221.5942 | 0 | 0 | 0 | 0 | 0 | 0 | 0 | 0 | 0 | 0 | 0 | 0 | 0 | 0 | 0 | 0 | 0 | 0 | 0 | 0 | 0 | 0 | 0 | 0 | 0 | 0 | 0 | 0 | 0 | 0 | 0 | 0 | 0 | 0 | 0 | 0 | 0 | 0 | 0 | 0 | 0 | 0 | 0 | 0 | 0 | 0 | 0 | 0 | 0 | 28012.6918 | 69872.7002 | 111542.4512 | 166933.7379 | 222072.8825 | 290808.7815 | 366139.6573 | 441126.9082 | 515771.7063 | 576352.5407 | 622964.0615 | 655700.4908 | 674655.6243 | 679922.8326 | 678378.8517 | 676838.3769 | 675301.4003 | 673767.9139 | 672237.9097 | 670711.3799 | 0.009815% | 0 | 0 | 0 | 0 | 0 | 0 | 0 | 0 | 0 | 0 | 0 | 0 | 0 | 0 | 0 | 0 | 0 | 0 | 0 | 0 | 0 | 0 | 0 | 0
No | ResWholeHome_PSE | M_Input | PSE Business Case "QC APPROVED_Measure Case_Whole Home Incentives_2020" | 2020 | New | 2022 | 2045 | PSE | Residential | Single Family | Electric | Per New Home - SFNC | Per New Home - SFNC | 1500 | SFNC: Built Green - 4 Star or Eqv - 20pc above WSEC - ESH - EWH - EO |  | 2883 | 36 | 5354.04 | 0 |  | 24.59 | 0 | 0 | 0 | 0 | 0 | 0 | 0 |  | 0 | 0 | 0 | Whole Home | Whole Home | Whole Home | Residential-Res-Total | 0.02008% | 100% | 0% | 1 |  | 100% | 2.778% | 85% | 6.8% | 0.2% | 4711.6222 | 85.2154 | 479.6838 | 5007.952 | 0 | 0 | 0 | 5226.809 | 0 |  | 0.15531 | 0 | 0.15531 | 10. $0.150 to $0.175 | 0 | 0 | 01. ($9,999.00) to $0.22 | 1 | 59.6647 | 63.037 | 141.1399 | 218.7588 | 362.3432 | 648.3238 | 931.7612 | 1359.6873 | 1864.8195 | 2445.917 | 3086.5523 | 3787.5774 | 4494.2124 | 5110.5473 | 5690.5052 | 6042.5662 | 6324.7107 | 6543.882 | 6639.1672 | 6730.9593 | 6695.5883 | 6658.4391 | 6614.7944 | 6587.3684 | 172013.3725 | 181735.5452 | 406906.4437 | 630681.5497 | 1044635.449 | 1869117.6153 | 2686267.6684 | 3919978.5571 | 5376274.6279 | 7051578.8002 | 8898530.1772 | 10919585.5983 | 12956814.2385 | 14733707.8909 | 16405726.4231 | 17420718.2908 | 18234140.8402 | 18866011.8257 | 19140719.13 | 19405355.5854 | 19303381.1333 | 19196280.0275 | 19070452.3375 | 18991383.2307 | 256881996.3582 | 172013.3725 | 353748.9178 | 760655.3614 | 1391336.9111 | 2435972.3601 | 4305089.9755 | 6991357.6439 | 10911336.201 | 16287610.8289 | 23339189.6291 | 32237719.8063 | 43157305.4045 | 56114119.6431 | 70847827.5339 | 87253553.957 | 104674272.2478 | 122908413.088 | 141774424.9138 | 160915144.0437 | 180320499.6292 | 199623880.7624 | 218820160.79 | 237890613.1275 | 256881996.3582 | 0 | 0 | 0 | 0 | 0 | 0 | 0 | 0 | 0 | 0 | 0 | 0 | 0 | 0 | 0 | 0 | 0 | 0 | 0 | 0 | 0 | 0 | 0 | 0 | 0 | 0 | 0 | 0 | 0 | 0 | 0 | 0 | 0 | 0 | 0 | 0 | 0 | 0 | 0 | 0 | 0 | 0 | 0 | 0 | 0 | 0 | 0 | 0 | 0 | 0 | 0 | 0 | 0 | 0 | 0 | 0 | 0 | 0 | 0 | 0 | 0 | 34.5397 | 71.0316 | 152.737 | 279.3757 | 489.135 | 864.4475 | 1403.8409 | 2190.9593 | 3270.497 | 4686.4301 | 6473.2247 | 8665.8404 | 11267.5248 | 14226.0033 | 17520.2175 | 21018.2386 | 24679.5922 | 28467.8233 | 32311.2147 | 36207.7443 | 40083.7977 | 43938.3456 | 47767.6277 | 51581.033 | 311856.069 | 329482.1321 | 737711.5052 | 1143410.3406 | 1893898.712 | 3388664.8663 | 4870138.0773 | 7106825.9718 | 9747055.3985 | 12784341.1972 | 16132819.2114 | 19796943.6314 | 23490389.7052 | 26711854.7652 | 29743183.7781 | 31583339.3968 | 33058054.7341 | 34203621.493 | 34701659.1674 | 35181438.6375 | 34996561.431 | 34802389.7261 | 34574267.1784 | 34430916.807 | 465720823.9328 | 0 | 0 | 0 | 0 | 0 | 0 | 0 | 0 | 0 | 0 | 0 | 0 | 0 | 0 | 0 | 0 | 0 | 0 | 0 | 0 | 0.01064% | 18.2964 | 37.627 | 80.9081 | 147.9914 | 259.1054 | 457.9166 | 743.645 | 1160.5987 | 1732.4533 | 2482.5038 | 3429.0077 | 4590.4839 | 5968.6526 | 7535.8229 | 9280.8397 | 11133.8175 | 13073.316 | 15080.0243 | 17115.9522 | 19180.0286 | 21233.2583 | 23275.096 | 25303.5499 | 27323.5935
No | ResWholeHome_PSE | M_Input | PSE Business Case "QC APPROVED_Measure Case_Whole Home Incentives_2020" | 2020 | New | 2022 | 2045 | PSE | Residential | Single Family | Electric | Per New Home - SFNC | Per New Home - SFNC | 2000 | SFNC: Built Green - 5 Star or Eqv - 30pc above WSEC - ESH - EWH - EO |  | 1891 | 33 | 645.89 | 0 |  | 0 | 0 | 0 | 0 | 0 | 0 | 0 | 0 |  | 0 | 0 | 0 | Whole Home | Whole Home | Whole Home | Residential-Res-Total | 0.02008% | 100% | 0% | 1 |  | 100% | 3.03% | 85% | 6.8% | 0.2% | 2817.0001 | 55.894 | 287.2894 | 618.0708 | 0 | 0 | 0 | 404.0655 | 0 |  | 0.018305 | 0 | 0.018305 | 01. ($9,999.000) to $0.028 | 1 | 0 | 01. ($9,999.00) to $0.22 | 1 | 59.6647 | 63.037 | 141.1399 | 218.7588 | 362.3432 | 648.3238 | 931.7612 | 1359.6873 | 1864.8195 | 2445.917 | 3086.5523 | 3787.5774 | 4494.2124 | 5110.5473 | 5690.5052 | 6042.5662 | 6324.7107 | 6543.882 | 6639.1672 | 6730.9593 | 6695.5883 | 6658.4391 | 6614.7944 | 6587.3684 | 112825.9755 | 119202.8845 | 266895.6243 | 413672.8444 | 685190.9935 | 1225980.3713 | 1761960.5137 | 2571168.731 | 3526373.6806 | 4625229.1055 | 5836670.3313 | 7162308.8333 | 8498555.5758 | 9664044.9607 | 10760745.2883 | 11426492.6424 | 11960027.8629 | 12374480.8749 | 12554665.2358 | 12728243.9862 | 12661357.5175 | 12591108.4052 | 12508576.2644 | 12456713.732 | 168492492.2349 | 112825.9755 | 232028.86 | 498924.4844 | 912597.3288 | 1597788.3222 | 2823768.6936 | 4585729.2073 | 7156897.9383 | 10683271.6189 | 15308500.7244 | 21145171.0557 | 28307479.889 | 36806035.4648 | 46470080.4255 | 57230825.7137 | 68657318.3561 | 80617346.219 | 92991827.094 | 105546492.3297 | 118274736.3159 | 130936093.8334 | 143527202.2386 | 156035778.503 | 168492492.2349 | 0 | 0 | 0 | 0 | 0 | 0 | 0 | 0 | 0 | 0 | 0 | 0 | 0 | 0 | 0 | 0 | 0 | 0 | 0 | 0 | 0 | 0 | 0 | 0 | 0 | 0 | 0 | 0 | 0 | 0 | 0 | 0 | 0 | 0 | 0 | 0 | 0 | 0 | 0 | 0 | 0 | 0 | 0 | 0 | 0 | 0 | 0 | 0 | 0 | 0 | 0 | 0 | 0 | 0 | 0 | 0 | 0 | 0 | 0 | 0 | 0 | 22.6551 | 46.5906 | 100.1823 | 183.2464 | 320.8305 | 567.0032 | 920.7989 | 1437.0808 | 2145.1647 | 3073.895 | 4245.8786 | 5684.0459 | 7390.527 | 9331.0344 | 11491.7556 | 13786.1565 | 16187.6895 | 18672.4432 | 21193.3774 | 23749.1656 | 26291.5232 | 28819.775 | 31331.4547 | 33832.7205 | 24108.4499 | 25471.0563 | 57029.7732 | 88392.8635 | 146410.3694 | 261965.2634 | 376492.5286 | 549402.6736 | 753509.1357 | 988310.571 | 1247169.1361 | 1530429.1681 | 1815955.9498 | 2064995.6089 | 2299336.5468 | 2441592.2347 | 2555597.0734 | 2644156.6417 | 2682658.1093 | 2719748.1021 | 2705455.9227 | 2690445.2197 | 2672809.9015 | 2661728.0096 | 36003170.309 | 0 | 0 | 0 | 0 | 0 | 0 | 0 | 0 | 0 | 0 | 0 | 0 | 0 | 0 | 0 | 0 | 0 | 0 | 0 | 0 | 0.01064% | 12.0009 | 24.6801 | 53.0688 | 97.0696 | 169.9509 | 300.3539 | 487.7672 | 761.2529 | 1136.3403 | 1628.3089 | 2249.1341 | 3010.9626 | 3914.9227 | 4942.8516 | 6087.4325 | 7302.8265 | 8574.9707 | 9891.1988 | 11226.5923 | 12580.4488 | 13927.1909 | 15266.4608 | 16596.9521 | 17921.9269
No | ResWholeHome_PSE | M_Input | PSE Business Case "QC APPROVED_Measure Case_Whole Home Incentives_2020" | 2020 | New | 2022 | 2041 | PSE | Residential | Single Family | Gas | Per New Home - SFNC | Per New Home - SFNC | 750 | SFNC: Built Green - 4 Star or Eqv - 20pc above WSEC - NGSH - NGWH - GO |  | 0 | 36 | 797 | 0 |  | 24.59 | 0 | 0 | 0 | 0 | 0 | 0 | 247 |  | 0 | 0 | 0 | Whole Home | Whole Home | Whole Home | Residential-Res-Total | 0.02008% | 0% | 100% | 1 |  | 100% | 2.778% | 85% | 6.8% | 0.2% | 5970.7096 | 60.4197 | 603.1129 | 0 | 687.1886 | 0 | 0 | 0 | -81.5499 |  | 0 | -0.030682 | 0 | 01. ($9,999.000) to $0.028 | 1 | -0.030682 | 01. ($9,999.00) to $0.22 | 1 | 0 | 0 | 0 | 0 | 0 | 0 | 0 | 0 | 0 | 0 | 0 | 0 | 0 | 0 | 0 | 0 | 0 | 0 | 0 | 0 | 0 | 0 | 0 | 0 | 0 | 0 | 0 | 0 | 0 | 0 | 0 | 0 | 0 | 0 | 0 | 0 | 0 | 0 | 0 | 0 | 0 | 0 | 0 | 0 | 0 | 0 | 0 | 0 | 0 | 0 | 0 | 0 | 0 | 0 | 0 | 0 | 0 | 0 | 0 | 0 | 0 | 0 | 0 | 0 | 0 | 0 | 0 | 0 | 0 | 0 | 0 | 0 | 0 | 82.1851 | 81.9026 | 162.0199 | 240.5937 | 397.8066 | 714.5418 | 1033.0709 | 1508.7817 | 2061.6319 | 2695.9057 | 3408.4172 | 4177.1256 | 4949.1214 | 5622.3367 | 6286.3388 | 6703.5823 | 7053.1409 | 7325.8478 | 7449.3341 | 7566.1266 | 20299.7094 | 20229.9527 | 40018.9095 | 59426.6376 | 98258.2227 | 176491.8206 | 255168.5187 | 372669.0812 | 509223.0701 | 665888.7028 | 841879.0482 | 1031750.0307 | 1222432.9747 | 1388717.1641 | 1552725.6883 | 1655784.8234 | 1742125.8074 | 1809484.4057 | 1839985.518 | 1868833.2723 | 17171393.3582 | 20299.7094 | 40529.662 | 80548.5716 | 139975.2091 | 238233.4318 | 414725.2524 | 669893.7712 | 1042562.8523 | 1551785.9225 | 2217674.6253 | 3059553.6736 | 4091303.7042 | 5313736.6789 | 6702453.843 | 8255179.5314 | 9910964.3547 | 11653090.1622 | 13462574.5678 | 15302560.0858 | 17171393.3582 | 0 | 0 | 0 | 0 | 0 | 0 | 0 | 0 | 0 | 0 | 0 | 0 | 0 | 0 | 0 | 0 | 0 | 0 | 0 | 0 | 0 | 0 | 0 | 0 | 0 | 0 | 0 | 0 | 0 | 0 | 0 | 0 | 0 | 0 | 0 | 0 | 0 | 0 | 0 | 0 | 0 | 0 | 0 | 0 | 0 | 0 | 0 | 0 | 0 | 0 | 0 | 0 | 0 | 0 | 0 | 0 | 0 | 0 | 0 | 0 | 0 | 0 | 0 | 0 | 0 | 0 | 0 | 0 | 0 | 0.01064% | 0 | 0 | 0 | 0 | 0 | 0 | 0 | 0 | 0 | 0 | 0 | 0 | 0 | 0 | 0 | 0 | 0 | 0 | 0 | 0 | 0 | 0 | 0 | 0
No | ResWholeHome_PSE | M_Input | PSE Business Case "QC APPROVED_Measure Case_Whole Home Incentives_2020" | 2020 | New | 2022 | 2041 | PSE | Residential | Single Family | Gas | Per New Home - SFNC | Per New Home - SFNC | 1000 | SFNC: Built Green - 5 Star or Eqv - 30pc above WSEC - NGSH - NGWH - GO |  | 0 | 36 | 1586 | 0 |  | 0 | 0 | 0 | 0 | 0 | 0 | 0 | 123 |  | 0 | 0 | 0 | Whole Home | Whole Home | Whole Home | Residential-Res-Total | 0.02008% | 0% | 100% | 1 |  | 100% | 2.778% | 85% | 6.8% | 0.2% | 2973.2683 | 30.0876 | 300.3356 | 0 | 1367.4794 | 0 | 0 | 0 | 1354.2562 |  | 0 | 1.0232 | 0 | 01. ($9,999.000) to $0.028 | 1 | 1.0232 | 10. $0.95 to $1.20 | 0 | 0 | 0 | 0 | 0 | 0 | 0 | 0 | 0 | 0 | 0 | 0 | 0 | 0 | 0 | 0 | 0 | 0 | 0 | 0 | 0 | 0 | 0 | 0 | 0 | 0 | 0 | 0 | 0 | 0 | 0 | 0 | 0 | 0 | 0 | 0 | 0 | 0 | 0 | 0 | 0 | 0 | 0 | 0 | 0 | 0 | 0 | 0 | 0 | 0 | 0 | 0 | 0 | 0 | 0 | 0 | 0 | 0 | 0 | 0 | 0 | 0 | 0 | 0 | 0 | 0 | 0 | 0 | 0 | 0 | 0 | 0 | 0 | 0 | 82.1851 | 81.9026 | 162.0199 | 240.5937 | 397.8066 | 714.5418 | 1033.0709 | 1508.7817 | 2061.6319 | 2695.9057 | 3408.4172 | 4177.1256 | 4949.1214 | 5622.3367 | 6286.3388 | 6703.5823 | 7053.1409 | 7325.8478 | 7449.3341 | 7566.1266 | 10108.7622 | 10074.025 | 19928.4448 | 29593.0219 | 48930.2081 | 87888.6394 | 127067.7239 | 185580.1497 | 253580.7191 | 331596.3986 | 419235.3155 | 513786.4525 | 608741.9267 | 691547.4137 | 773219.6748 | 824540.6205 | 867536.3333 | 901079.2789 | 916268.092 | 930633.5729 | 8550936.7735 | 10108.7622 | 20182.7872 | 40111.232 | 69704.2539 | 118634.462 | 206523.1014 | 333590.8253 | 519170.975 | 772751.6942 | 1104348.0928 | 1523583.4083 | 2037369.8608 | 2646111.7875 | 3337659.2012 | 4110878.8759 | 4935419.4965 | 5802955.8297 | 6704035.1087 | 7620303.2006 | 8550936.7735 | 0 | 0 | 0 | 0 | 0 | 0 | 0 | 0 | 0 | 0 | 0 | 0 | 0 | 0 | 0 | 0 | 0 | 0 | 0 | 0 | 0 | 0 | 0 | 0 | 0 | 0 | 0 | 0 | 0 | 0 | 0 | 0 | 0 | 0 | 0 | 0 | 0 | 0 | 0 | 0 | 0 | 0 | 0 | 0 | 0 | 0 | 0 | 0 | 0 | 111299.6283 | 110917.1649 | 219416.4298 | 325825.486 | 538732.0312 | 967672.6729 | 1399042.753 | 2043277.0464 | 2791977.8251 | 3650947.1022 | 4615870.2774 | 5656898.4705 | 6702378.5018 | 7614084.5827 | 8513313.6034 | 9078368.1672 | 9551760.1381 | 9921075.1272 | 10088307.1996 | 10246474.2095 | 0.01064% | 0 | 0 | 0 | 0 | 0 | 0 | 0 | 0 | 0 | 0 | 0 | 0 | 0 | 0 | 0 | 0 | 0 | 0 | 0 | 0 | 0 | 0 | 0 | 0
No | ResWholeHome_PSE | M_Input | PSE Business Case "QC APPROVED_Measure Case_Whole Home Incentives_2020" | 2020 | New | 2022 | 2045 | PSE | Residential | Manufactured | Electric | Per New Home - MHNC | Per New Home - MHNC | 1000 | MHNC: NEEM 1.1 Rated - EnergyStar |  | 2302 | 44 | 2400.94 | 0 |  | 17.04 | 0 | 0 | 0 | 0 | 0 | 0 | 0 |  | 0 | 0 | 0 | Whole Home | Whole Home | Whole Home | Residential-Res-Total | 0.02008% | 100% | 0% | 1 |  | 100% | 2.273% | 85% | 6.8% | 0.2% | 4649.6936 | 68.0422 | 471.7736 | 2154.6542 | 0 | 0 | 0 | 1896.1096 | 0 |  | 0.07056 | 0 | 0.07056 | 05. $0.070 to $0.077 | 1 | 0 | 01. ($9,999.00) to $0.22 | 1 | 3.8492 | 4.12 | 9.4444 | 14.7344 | 24.3879 | 43.6062 | 62.6382 | 91.4179 | 125.485 | 164.7465 | 207.8995 | 255.0179 | 302.6231 | 343.9516 | 382.4174 | 405.3837 | 423.675 | 437.8387 | 443.8837 | 449.6579 | 447.0364 | 444.2728 | 440.9913 | 439.0015 | 8860.9458 | 9484.1799 | 21741.0678 | 33918.5611 | 56140.8685 | 100381.5437 | 144193.1093 | 210444.0092 | 288866.3677 | 379246.3571 | 478584.6454 | 587051.146 | 696638.3337 | 791776.5537 | 880324.7934 | 933193.1742 | 975299.9344 | 1007904.7018 | 1021820.2997 | 1035112.3728 | 1029077.792 | 1022716.0351 | 1015161.9032 | 1010581.4383 | 13738520.1337 | 8860.9458 | 18345.1257 | 40086.1935 | 74004.7545 | 130145.6231 | 230527.1668 | 374720.2761 | 585164.2853 | 874030.6529 | 1253277.0101 | 1731861.6555 | 2318912.8015 | 3015551.1352 | 3807327.6889 | 4687652.4823 | 5620845.6566 | 6596145.591 | 7604050.2928 | 8625870.5925 | 9660982.9652 | 10690060.7572 | 11712776.7923 | 12727938.6955 | 13738520.1337 | 0 | 0 | 0 | 0 | 0 | 0 | 0 | 0 | 0 | 0 | 0 | 0 | 0 | 0 | 0 | 0 | 0 | 0 | 0 | 0 | 0 | 0 | 0 | 0 | 0 | 0 | 0 | 0 | 0 | 0 | 0 | 0 | 0 | 0 | 0 | 0 | 0 | 0 | 0 | 0 | 0 | 0 | 0 | 0 | 0 | 0 | 0 | 0 | 0 | 0 | 0 | 0 | 0 | 0 | 0 | 0 | 0 | 0 | 0 | 0 | 0 | 1.7792 | 3.6836 | 8.0492 | 14.8599 | 26.1328 | 46.2891 | 75.2426 | 117.499 | 175.5024 | 251.6538 | 347.7519 | 465.6298 | 605.5124 | 764.4985 | 941.2647 | 1128.6467 | 1324.4836 | 1526.8675 | 1732.0455 | 1939.8926 | 2146.5279 | 2351.8858 | 2555.7269 | 2758.6482 | 7298.5772 | 7811.9221 | 17907.6664 | 27938.0149 | 46242.0683 | 82682.1944 | 118768.8718 | 173338.3631 | 237933.2324 | 312377.354 | 394200.2406 | 483541.8462 | 573806.5385 | 652169.916 | 725105.2634 | 768651.8515 | 803334.316 | 830190.1863 | 841652.1755 | 852600.5803 | 847630.0213 | 842389.9742 | 836167.7925 | 832394.9586 | 11316133.9253 | 0 | 0 | 0 | 0 | 0 | 0 | 0 | 0 | 0 | 0 | 0 | 0 | 0 | 0 | 0 | 0 | 0 | 0 | 0 | 0 | 0.01064% | 0.94251 | 1.9513 | 4.2638 | 7.8716 | 13.8431 | 24.5203 | 39.8576 | 62.2418 | 92.9674 | 133.3065 | 184.2118 | 246.6542 | 320.7531 | 404.9714 | 498.6084 | 597.8687 | 701.6078 | 808.8149 | 917.5021 | 1027.6032 | 1137.0625 | 1245.845 | 1353.824 | 1461.3159
No | ResWholeHome_PSE | M_Input | PSE Business Case "QC APPROVED_Measure Case_Whole Home Incentives_2020" | 2020 | New | 2022 | 2045 | PSE | Residential | Manufactured | Electric | Per New Home - MHNC | Per New Home - MHNC | 1500 | MHNC: NEEM 2.0 Rated - EnergyStar |  | 676 | 41 | 3990.85 | 0 |  | 2.87 | 0 | 0 | 0 | 0 | 0 | 0 | 0 |  | 0 | 0 | 0 | Whole Home | Whole Home | Whole Home | Residential-Res-Total | 0.02008% | 100% | 0% | 1 |  | 100% | 2.439% | 85% | 6.8% | 0.2% | 1267.6758 | 19.9811 | 128.7657 | 3627.8234 | 0 | 0 | 0 | 4243.7436 | 0 |  | 0.53777 | 0 | 0.53777 | 13. $0.225 to $99,999.000 | 0 | 0 | 01. ($9,999.00) to $0.22 | 1 | 3.8492 | 4.12 | 9.4444 | 14.7344 | 24.3879 | 43.6062 | 62.6382 | 91.4179 | 125.485 | 164.7465 | 207.8995 | 255.0179 | 302.6231 | 343.9516 | 382.4174 | 405.3837 | 423.675 | 437.8387 | 443.8837 | 449.6579 | 447.0364 | 444.2728 | 440.9913 | 439.0015 | 2602.0849 | 2785.1023 | 6384.4317 | 9960.4463 | 16486.1977 | 29477.8121 | 42343.4152 | 61798.5014 | 84827.83 | 111368.6088 | 140540.0609 | 172392.0828 | 204573.2031 | 232511.2729 | 258514.1444 | 274039.3509 | 286404.3248 | 295978.9654 | 300065.3878 | 303968.7072 | 302196.6062 | 300328.4273 | 298110.0984 | 296765.0097 | 4034422.0723 | 2602.0849 | 5387.1872 | 11771.6189 | 21732.0652 | 38218.2629 | 67696.075 | 110039.4903 | 171837.9917 | 256665.8216 | 368034.4304 | 508574.4914 | 680966.5742 | 885539.7773 | 1118051.0503 | 1376565.1946 | 1650604.5455 | 1937008.8703 | 2232987.8358 | 2533053.2235 | 2837021.9307 | 3139218.5369 | 3439546.9642 | 3737657.0626 | 4034422.0723 | 0 | 0 | 0 | 0 | 0 | 0 | 0 | 0 | 0 | 0 | 0 | 0 | 0 | 0 | 0 | 0 | 0 | 0 | 0 | 0 | 0 | 0 | 0 | 0 | 0 | 0 | 0 | 0 | 0 | 0 | 0 | 0 | 0 | 0 | 0 | 0 | 0 | 0 | 0 | 0 | 0 | 0 | 0 | 0 | 0 | 0 | 0 | 0 | 0 | 0 | 0 | 0 | 0 | 0 | 0 | 0 | 0 | 0 | 0 | 0 | 0 | 0.52249 | 1.0817 | 2.3637 | 4.3637 | 7.6741 | 13.5931 | 22.0956 | 34.5045 | 51.5376 | 73.9001 | 102.12 | 136.7358 | 177.8134 | 224.5009 | 276.4096 | 331.4358 | 388.9448 | 448.3764 | 508.6285 | 569.6644 | 630.3444 | 690.6494 | 750.5089 | 810.0983 | 16335.1789 | 17484.1127 | 40079.7207 | 62528.9642 | 103495.8516 | 185053.6627 | 265820.409 | 387954.1322 | 532525.9742 | 699141.743 | 882272.1613 | 1082230.4651 | 1284254.7587 | 1459642.3392 | 1622881.2721 | 1720344.2832 | 1797968.2159 | 1858075.1977 | 1883728.6423 | 1908232.6169 | 1897107.8499 | 1885379.933 | 1871453.8693 | 1863009.769 | 25327001.1228 | 0 | 0 | 0 | 0 | 0 | 0 | 0 | 0 | 0 | 0 | 0 | 0 | 0 | 0 | 0 | 0 | 0 | 0 | 0 | 0 | 0.01064% | 0.27677 | 0.57302 | 1.2521 | 2.3116 | 4.0651 | 7.2006 | 11.7045 | 18.2778 | 27.3006 | 39.1465 | 54.0952 | 72.4319 | 94.1916 | 118.923 | 146.4202 | 175.5687 | 206.0325 | 237.5147 | 269.4316 | 301.7636 | 333.9071 | 365.852 | 397.5608 | 429.1266
Yes | ResWholeHome_PSE | M_Input | PSE Business Case "QC APPROVED_Measure Case_Whole Home Incentives_2020" | 2020 | New | 2022 | 2045 | PSE | Residential | Manufactured LI | Electric | Per New Home - Double-Wide - LIW | Per New Home - Double-Wide - LIW | 13800 | LIW: Mobile Home Replacement w/HP-ES Pre-1976 Double to Double-MH-TE |  | 8615 | 41 | 103400 | 0 |  | 2455.0983 | 0 | 0 | 0 | 0 | 0 | 0 | 0 |  | 0 | 0 | 0 | Whole Home | Whole Home | Whole Home | Residential-Res-Total | 0.02008% | 100% | 0% | 1 |  | 50% | 2.439% | 85% | 6.8% | 0.2% | 16155.3652 | 254.6411 | 1641.0006 | 93994.2468 | 0 | 0 | 0 | 56079.3094 | 0 |  | 0.55763 | 0 | 0.55763 | 13. $0.225 to $99,999.000 | 0 | 0 | 01. ($9,999.00) to $0.22 | 1 | 1.0647 | 1.1396 | 2.6123 | 4.0755 | 6.7457 | 12.0614 | 17.3257 | 25.2861 | 34.709 | 45.5687 | 57.5048 | 70.5377 | 83.7053 | 95.1367 | 105.7763 | 112.1288 | 117.1882 | 121.1058 | 122.7779 | 124.375 | 123.6499 | 122.8855 | 121.9778 | 121.4275 | 9172.3577 | 9817.4949 | 22505.1428 | 35110.6057 | 58113.9009 | 103909.3843 | 149260.6774 | 217839.9197 | 299018.3783 | 392574.7106 | 495404.175 | 607682.6565 | 721121.2108 | 819602.9984 | 911263.2054 | 965989.6092 | 1009576.1826 | 1043326.8222 | 1057731.4743 | 1071490.6881 | 1065244.0261 | 1058658.6897 | 1050839.073 | 1046097.6307 | 14221351.0142 | 9172.3577 | 18989.8525 | 41494.9953 | 76605.601 | 134719.5019 | 238628.8862 | 387889.5636 | 605729.4833 | 904747.8616 | 1297322.5722 | 1792726.7472 | 2400409.4037 | 3121530.6144 | 3941133.6129 | 4852396.8182 | 5818386.4274 | 6827962.61 | 7871289.4322 | 8929020.9065 | 10000511.5947 | 11065755.6208 | 12124414.3105 | 13175253.3835 | 14221351.0142 | 0 | 0 | 0 | 0 | 0 | 0 | 0 | 0 | 0 | 0 | 0 | 0 | 0 | 0 | 0 | 0 | 0 | 0 | 0 | 0 | 0 | 0 | 0 | 0 | 0 | 0 | 0 | 0 | 0 | 0 | 0 | 0 | 0 | 0 | 0 | 0 | 0 | 0 | 0 | 0 | 0 | 0 | 0 | 0 | 0 | 0 | 0 | 0 | 0 | 0 | 0 | 0 | 0 | 0 | 0 | 0 | 0 | 0 | 0 | 0 | 0 | 1.8418 | 3.8131 | 8.3321 | 15.3821 | 27.0512 | 47.9159 | 77.8869 | 121.6284 | 181.6703 | 260.498 | 359.9734 | 481.9941 | 626.7928 | 791.3663 | 974.3448 | 1168.3122 | 1371.0317 | 1580.5282 | 1792.9171 | 2008.0688 | 2221.9662 | 2434.5412 | 2645.5462 | 2855.599 | 59707.427 | 63906.945 | 146497.1403 | 228552.3526 | 378292.2145 | 676397.7376 | 971611.8054 | 1418028.1197 | 1946458.9838 | 2555463.5689 | 3224831.572 | 3955707.9152 | 4694135.7484 | 5335202.5663 | 5931864.3309 | 6288105.6461 | 6571832.2781 | 6791531.9369 | 6885298.9642 | 6974864.5139 | 6934201.8915 | 6891334.6691 | 6840432.9045 | 6809568.5044 | 92573829.7363 | 0 | 0 | 0 | 0 | 0 | 0 | 0 | 0 | 0 | 0 | 0 | 0 | 0 | 0 | 0 | 0 | 0 | 0 | 0 | 0 | 0.01064% | 0.97563 | 2.0199 | 4.4137 | 8.1483 | 14.3296 | 25.3821 | 41.2584 | 64.4292 | 96.2347 | 137.9914 | 190.6858 | 255.3227 | 332.0257 | 419.2039 | 516.1316 | 618.8804 | 726.2653 | 837.2401 | 949.7471 | 1063.7177 | 1177.0237 | 1289.6294 | 1401.4033 | 1512.6728
Yes | ResWholeHome_PSE | M_Input | PSE Business Case "QC APPROVED_Measure Case_Whole Home Incentives_2020" | 2020 | New | 2022 | 2045 | PSE | Residential | Manufactured LI | Electric | Per New Home - Single-Wide - LIW | Per New Home - Single-Wide - LIW | 13500 | LIW: Mobile Home Replacement w/HP-ES Pre-1976 Single to Single-MH-TE |  | 8471 | 41 | 75400 | 0 |  | 1859.923 | 0 | 0 | 0 | 0 | 0 | 0 | 0 |  | 0 | 0 | 0 | Whole Home | Whole Home | Whole Home | Residential-Res-Total | 0.02008% | 100% | 0% | 1 |  | 50% | 2.439% | 85% | 6.8% | 0.2% | 15885.3278 | 250.3848 | 1613.5713 | 68541.2592 | 0 | 0 | 0 | 40030.3027 | 0 |  | 0.40481 | 0 | 0.40481 | 13. $0.225 to $99,999.000 | 0 | 0 | 01. ($9,999.00) to $0.22 | 1 | 1.0647 | 1.1396 | 2.6123 | 4.0755 | 6.7457 | 12.0614 | 17.3257 | 25.2861 | 34.709 | 45.5687 | 57.5048 | 70.5377 | 83.7053 | 95.1367 | 105.7763 | 112.1288 | 117.1882 | 121.1058 | 122.7779 | 124.375 | 123.6499 | 122.8855 | 121.9778 | 121.4275 | 9019.0414 | 9653.3951 | 22128.9686 | 34523.7308 | 57142.5252 | 102172.5356 | 146765.7804 | 214198.7185 | 294020.2766 | 386012.8118 | 487123.4784 | 597525.2215 | 709067.6467 | 805903.3081 | 896031.4118 | 949843.062 | 992701.0845 | 1025887.5811 | 1040051.4589 | 1053580.6871 | 1047438.4382 | 1040963.1759 | 1033274.2644 | 1028612.0755 | 13983640.6781 | 9019.0414 | 18672.4365 | 40801.4051 | 75325.1359 | 132467.6611 | 234640.1967 | 381405.9771 | 595604.6956 | 889624.9722 | 1275637.784 | 1762761.2624 | 2360286.4839 | 3069354.1306 | 3875257.4387 | 4771288.8505 | 5721131.9126 | 6713832.997 | 7739720.5781 | 8779772.037 | 9833352.7241 | 10880791.1624 | 11921754.3382 | 12955028.6026 | 13983640.6781 | 0 | 0 | 0 | 0 | 0 | 0 | 0 | 0 | 0 | 0 | 0 | 0 | 0 | 0 | 0 | 0 | 0 | 0 | 0 | 0 | 0 | 0 | 0 | 0 | 0 | 0 | 0 | 0 | 0 | 0 | 0 | 0 | 0 | 0 | 0 | 0 | 0 | 0 | 0 | 0 | 0 | 0 | 0 | 0 | 0 | 0 | 0 | 0 | 0 | 0 | 0 | 0 | 0 | 0 | 0 | 0 | 0 | 0 | 0 | 0 | 0 | 1.811 | 3.7494 | 8.1928 | 15.125 | 26.5991 | 47.115 | 76.585 | 119.5954 | 178.6337 | 256.1437 | 353.9565 | 473.9375 | 616.3159 | 778.1385 | 958.0586 | 1148.7839 | 1348.1149 | 1554.1096 | 1762.9484 | 1974.5039 | 2184.8259 | 2393.8478 | 2601.3258 | 2807.8676 | 42620.1107 | 45617.7934 | 104571.9879 | 163144.3031 | 270030.9973 | 482823.4595 | 693551.9548 | 1012211.0177 | 1389413.3703 | 1824130.5259 | 2301936.0491 | 2823647.2035 | 3350748.7314 | 3808352.4186 | 4234259.0728 | 4488549.7876 | 4691078.3687 | 4847903.4782 | 4914835.8732 | 4978769.1865 | 4949743.5602 | 4919144.2553 | 4882809.7664 | 4860778.2669 | 66080671.539 | 0 | 0 | 0 | 0 | 0 | 0 | 0 | 0 | 0 | 0 | 0 | 0 | 0 | 0 | 0 | 0 | 0 | 0 | 0 | 0 | 0.01064% | 0.95932 | 1.9861 | 4.3399 | 8.0121 | 14.0901 | 24.9578 | 40.5688 | 63.3523 | 94.6261 | 135.6849 | 187.4984 | 251.055 | 326.4759 | 412.1969 | 507.5045 | 608.5358 | 714.1257 | 823.2456 | 933.8721 | 1045.9376 | 1157.3498 | 1268.0732 | 1377.9788 | 1487.3884
Yes | ResWholeHouseFan_PSE | M_Input | PSE Business Case: Ventilation | 2020 | Retro | 2022 | 2045 | PSE | Residential | Multifamily LI | Electric | Per Home - Ventilation - Whole House - LIW | Per Home - Ventilation - Whole House - LIW | 708.1 | LIW: Ventilation - Whole House - MF - TE |  | 131 | 10 | 708.1 | 0 |  | 2.52 | 0 | 0 | 0 | 0 | 0 | 0 | 0 |  | 0 | 0 | 0 | Ventilation | Ventilation | Whole House Fan | ResSpHtHPZ1 | 0.03002% | 14.89% | 0% | 1 |  | 0% | 10% | 85% | 6.8% | 0.2% | 61.2453 | 5.7897 | 6.7035 | 1172.2386 | 0 | 0 | 0 | 847.9655 | 0 |  | 0.5545 | 0 | 0.5545 | 13. $0.225 to $99,999.000 | 0 | 0 | 01. ($9,999.00) to $0.22 | 1 | 0 | 0 | 0 | 0 | 0 | 0 | 0 | 0 | 0 | 0 | 0 | 0 | 0 | 0 | 0 | 0 | 0 | 0 | 0 | 0 | 0 | 0 | 0 | 0 | 0 | 0 | 0 | 0 | 0 | 0 | 0 | 0 | 0 | 0 | 0 | 0 | 0 | 0 | 0 | 0 | 0 | 0 | 0 | 0 | 0 | 0 | 0 | 0 | 0 | 0 | 0 | 0 | 0 | 0 | 0 | 0 | 0 | 0 | 0 | 0 | 0 | 0 | 0 | 0 | 0 | 0 | 0 | 0 | 0 | 0 | 0 | 0 | 0 | 0 | 0 | 0 | 0 | 0 | 0 | 0 | 0 | 0 | 0 | 0 | 0 | 0 | 0 | 0 | 0 | 0 | 0 | 0 | 0 | 0 | 0 | 0 | 0 | 0 | 0 | 0 | 0 | 0 | 0 | 0 | 0 | 0 | 0 | 0 | 0 | 0 | 0 | 0 | 0 | 0 | 0 | 0 | 0 | 0 | 0 | 0 | 0 | 0 | 0 | 0 | 0 | 0 | 0 | 0 | 0 | 0 | 0 | 0 | 0 | 0 | 0 | 0 | 0 | 0 | 0 | 0 | 0 | 0 | 0 | 0 | 0 | 0 | 0 | 0 | 0 | 0 | 0 | 0 | 0 | 0 | 0 | 0 | 0 | 0 | 0 | 0 | 0 | 0 | 0 | 0 | 0 | 0 | 0 | 0 | 0 | 0 | 0 | 0 | 0 | 0 | 0 | 0 | 0 | 0 | 0 | 0 | 0 | 0 | 0 | 0 | 0 | 0 | 0 | 0 | 0 | 0 | 0 | 0 | 0 | 0 | 0 | 0 | 0 | 0 | 0 | 0 | 0 | 0 | 0 | 0.003628% | 0 | 0 | 0 | 0 | 0 | 0 | 0 | 0 | 0 | 0 | 0 | 0 | 0 | 0 | 0 | 0 | 0 | 0 | 0 | 0 | 0 | 0 | 0 | 0
Yes | ResWholeHouseFan_PSE | M_Input | PSE Business Case: Ventilation | 2020 | Retro | 2022 | 2045 | PSE | Residential | Manufactured LI | Electric | Per Home - Ventilation - Whole House - LIW | Per Home - Ventilation - Whole House - LIW | 730.01 | LIW: Ventilation - Whole House - MH - TE |  | 131 | 10 | 730.01 | 0 |  | 2.52 | 0 | 0 | 0 | 0 | 0 | 0 | 0 |  | 0 | 0 | 0 | Ventilation | Ventilation | Whole House Fan | ResSpHtHPZ1 | 0.03002% | 68.99% | 0% | 1 |  | 57.77% | 10% | 85% | 6.8% | 0.2% | 61.2453 | 5.7897 | 6.7035 | 1208.51 | 0 | 0 | 0 | 875.0677 | 0 |  | 0.57223 | 0 | 0.57223 | 13. $0.225 to $99,999.000 | 0 | 0 | 01. ($9,999.00) to $0.22 | 1 | 878.3079 | 878.3079 | 878.3079 | 878.3079 | 878.3079 | 878.3079 | 878.3079 | 878.3079 | 878.3079 | 878.3079 | 0 | 0 | 0 | 0 | 0 | 0 | 0 | 0 | 0 | 0 | 0 | 0 | 0 | 0 | 115058.3392 | 115058.3392 | 115058.3392 | 115058.3392 | 115058.3392 | 115058.3392 | 115058.3392 | 115058.3392 | 115058.3392 | 115058.3392 | 0 | 0 | 0 | 0 | 0 | 0 | 0 | 0 | 0 | 0 | 0 | 0 | 0 | 0 | 1150583.3923 | 115058.3392 | 230116.6785 | 345175.0177 | 460233.3569 | 575291.6961 | 690350.0354 | 805408.3746 | 920466.7138 | 1035525.053 | 1150583.3923 | 1150583.3923 | 1150583.3923 | 1150583.3923 | 1150583.3923 | 1150583.3923 | 1150583.3923 | 1150583.3923 | 1150583.3923 | 1150583.3923 | 1150583.3923 | 1150583.3923 | 1150583.3923 | 1150583.3923 | 1150583.3923 | 0 | 0 | 0 | 0 | 0 | 0 | 0 | 0 | 0 | 0 | 0 | 0 | 0 | 0 | 0 | 0 | 0 | 0 | 0 | 0 | 0 | 0 | 0 | 0 | 0 | 0 | 0 | 0 | 0 | 0 | 0 | 0 | 0 | 0 | 0 | 0 | 0 | 0 | 0 | 0 | 0 | 0 | 0 | 0 | 0 | 0 | 0 | 0 | 0 | 0 | 0 | 0 | 0 | 0 | 0 | 0 | 0 | 0 | 0 | 0 | 0 | 34.5448 | 69.0896 | 103.6344 | 138.1792 | 172.724 | 207.2687 | 241.8135 | 276.3583 | 310.9031 | 345.4479 | 345.4479 | 345.4479 | 345.4479 | 345.4479 | 345.4479 | 345.4479 | 345.4479 | 345.4479 | 345.4479 | 345.4479 | 345.4479 | 345.4479 | 345.4479 | 345.4479 | 768578.8966 | 768578.8966 | 768578.8966 | 768578.8966 | 768578.8966 | 768578.8966 | 768578.8966 | 768578.8966 | 768578.8966 | 768578.8966 | 0 | 0 | 0 | 0 | 0 | 0 | 0 | 0 | 0 | 0 | 0 | 0 | 0 | 0 | 7685788.9663 | 0 | 0 | 0 | 0 | 0 | 0 | 0 | 0 | 0 | 0 | 0 | 0 | 0 | 0 | 0 | 0 | 0 | 0 | 0 | 0 | 0.003628% | 4.1739 | 8.3478 | 12.5217 | 16.6956 | 20.8695 | 25.0433 | 29.2172 | 33.3911 | 37.565 | 41.7389 | 41.7389 | 41.7389 | 41.7389 | 41.7389 | 41.7389 | 41.7389 | 41.7389 | 41.7389 | 41.7389 | 41.7389 | 41.7389 | 41.7389 | 41.7389 | 41.7389
Yes | ResWholeHouseFan_PSE | M_Input | PSE Business Case: Ventilation | 2020 | Retro | 2022 | 2045 | PSE | Residential | Single Family LI | Electric | Per Home - Ventilation - Whole House - LIW | Per Home - Ventilation - Whole House - LIW | 708.1 | LIW: Ventilation - Whole House - SF - TE |  | 131 | 10 | 708.1 | 0 |  | 2.52 | 0 | 0 | 0 | 0 | 0 | 0 | 0 |  | 0 | 0 | 0 | Ventilation | Ventilation | Whole House Fan | ResSpHtHPZ1 | 0.03002% | 70% | 0% | 1 |  | 58.28% | 10% | 85% | 6.8% | 0.2% | 61.2453 | 5.7897 | 6.7035 | 1172.2386 | 0 | 0 | 0 | 847.9655 | 0 |  | 0.5545 | 0 | 0.5545 | 13. $0.225 to $99,999.000 | 0 | 0 | 01. ($9,999.00) to $0.22 | 1 | 3690.1819 | 3681.8022 | 3673.4415 | 3665.0998 | 3656.777 | 3648.4731 | 3640.1881 | 3631.9219 | 3623.6745 | 3615.4458 | 0 | 0 | 0 | 0 | 0 | 0 | 0 | 0 | 0 | 0 | 0 | 0 | 0 | 0 | 483413.8344 | 482316.0896 | 481220.8376 | 480128.0728 | 479037.7894 | 477949.9819 | 476864.6445 | 475781.7718 | 474701.3581 | 473623.3978 | 0 | 0 | 0 | 0 | 0 | 0 | 0 | 0 | 0 | 0 | 0 | 0 | 0 | 0 | 4785037.778 | 483413.8344 | 965729.924 | 1446950.7616 | 1927078.8344 | 2406116.6238 | 2884066.6057 | 3360931.2503 | 3836713.0221 | 4311414.3802 | 4785037.778 | 4785037.778 | 4785037.778 | 4785037.778 | 4785037.778 | 4785037.778 | 4785037.778 | 4785037.778 | 4785037.778 | 4785037.778 | 4785037.778 | 4785037.778 | 4785037.778 | 4785037.778 | 4785037.778 | 0 | 0 | 0 | 0 | 0 | 0 | 0 | 0 | 0 | 0 | 0 | 0 | 0 | 0 | 0 | 0 | 0 | 0 | 0 | 0 | 0 | 0 | 0 | 0 | 0 | 0 | 0 | 0 | 0 | 0 | 0 | 0 | 0 | 0 | 0 | 0 | 0 | 0 | 0 | 0 | 0 | 0 | 0 | 0 | 0 | 0 | 0 | 0 | 0 | 0 | 0 | 0 | 0 | 0 | 0 | 0 | 0 | 0 | 0 | 0 | 0 | 145.1388 | 289.948 | 434.4284 | 578.5807 | 722.4056 | 865.904 | 1009.0765 | 1151.9239 | 1294.4468 | 1436.6462 | 1436.6462 | 1436.6462 | 1436.6462 | 1436.6462 | 1436.6462 | 1436.6462 | 1436.6462 | 1436.6462 | 1436.6462 | 1436.6462 | 1436.6462 | 1436.6462 | 1436.6462 | 1436.6462 | 3129146.8094 | 3122041.0871 | 3114951.5006 | 3107878.0133 | 3100820.5885 | 3093779.1899 | 3086753.781 | 3079744.3256 | 3072750.7873 | 3065773.1301 | 0 | 0 | 0 | 0 | 0 | 0 | 0 | 0 | 0 | 0 | 0 | 0 | 0 | 0 | 30973639.2128 | 0 | 0 | 0 | 0 | 0 | 0 | 0 | 0 | 0 | 0 | 0 | 0 | 0 | 0 | 0 | 0 | 0 | 0 | 0 | 0 | 0.003628% | 17.5365 | 35.0331 | 52.49 | 69.9073 | 87.285 | 104.6233 | 121.9221 | 139.1818 | 156.4022 | 173.5835 | 173.5835 | 173.5835 | 173.5835 | 173.5835 | 173.5835 | 173.5835 | 173.5835 | 173.5835 | 173.5835 | 173.5835 | 173.5835 | 173.5835 | 173.5835 | 173.5835
No | ResWindowFilm-Cadmus | M_Input | % savings from California Energy Commission (CEC) Consumer Energy Center, Nov 2008. EUL from Database for Energy Efficient Resources (DEER), Summary of EUL Analysis, 2014 for "Reflective Window Films & Sunscreens - Residential" measure. Cost from Tintcenter.com and Film Tek. | 2020 | Retro | 2022 | 2045 | PSE | Residential | Single Family | Electric | Per Residential Home with CAC |  |  | Single Family Window Film - CAC |  | 21.6088 | 10 | 810.4774 | 0 |  | 0 | 0 | 0 | 0 | 0 | 0 | 0 | 0 |  | 0 | 0 | 0 | Cooling | Central AC | Window Film | ResCACZ1 | 0% | 10.65% | 0% | 1 |  | 95% | 10% | 85% | 6.8% | 0.2% | 10.1026 | 0 | 1.0103 | 1341.7214 | 0 | 0 | 0 | 1502.8066 | 0 |  | 5.9576 | 0 | 5.9576 | 13. $0.225 to $99,999.000 | 0 | 0 | 01. ($9,999.00) to $0.22 | 1 | 5046.4411 | 5034.9817 | 5023.5484 | 5012.141 | 5000.7595 | 4989.4039 | 4978.074 | 4966.7699 | 4955.4915 | 4944.2386 | 0 | 0 | 0 | 0 | 0 | 0 | 0 | 0 | 0 | 0 | 0 | 0 | 0 | 0 | 109047.7659 | 108800.1423 | 108553.0809 | 108306.5806 | 108060.6401 | 107815.258 | 107570.4331 | 107326.1642 | 107082.45 | 106839.2891 | 0 | 0 | 0 | 0 | 0 | 0 | 0 | 0 | 0 | 0 | 0 | 0 | 0 | 0 | 1079401.8042 | 109047.7659 | 217847.9082 | 326400.9891 | 434707.5698 | 542768.2098 | 650583.4678 | 758153.901 | 865480.0652 | 972562.5151 | 1079401.8042 | 1079401.8042 | 1079401.8042 | 1079401.8042 | 1079401.8042 | 1079401.8042 | 1079401.8042 | 1079401.8042 | 1079401.8042 | 1079401.8042 | 1079401.8042 | 1079401.8042 | 1079401.8042 | 1079401.8042 | 1079401.8042 | 0 | 0 | 0 | 0 | 0 | 0 | 0 | 0 | 0 | 0 | 0 | 0 | 0 | 0 | 0 | 0 | 0 | 0 | 0 | 0 | 0 | 0 | 0 | 0 | 0 | 0 | 0 | 0 | 0 | 0 | 0 | 0 | 0 | 0 | 0 | 0 | 0 | 0 | 0 | 0 | 0 | 0 | 0 | 0 | 0 | 0 | 0 | 0 | 0 | 0 | 0 | 0 | 0 | 0 | 0 | 0 | 0 | 0 | 0 | 0 | 0 | 0 | 0 | 0 | 0 | 0 | 0 | 0 | 0 | 0 | 0 | 0 | 0 | 0 | 0 | 0 | 0 | 0 | 0 | 0 | 0 | 0 | 0 | 0 | 0 | 7583825.0517 | 7566603.8436 | 7549421.7411 | 7532278.6553 | 7515174.4978 | 7498109.1801 | 7481082.6139 | 7464094.7114 | 7447145.3847 | 7430234.5462 | 0 | 0 | 0 | 0 | 0 | 0 | 0 | 0 | 0 | 0 | 0 | 0 | 0 | 0 | 75067970.2258 | 0 | 0 | 0 | 0 | 0 | 0 | 0 | 0 | 0 | 0 | 0 | 0 | 0 | 0 | 0 | 0 | 0 | 0 | 0 | 0 | 0.04717% | 51.4431 | 102.7693 | 153.979 | 205.0725 | 256.0499 | 306.9115 | 357.6576 | 408.2886 | 458.8045 | 509.2057 | 509.2057 | 509.2057 | 509.2057 | 509.2057 | 509.2057 | 509.2057 | 509.2057 | 509.2057 | 509.2057 | 509.2057 | 509.2057 | 509.2057 | 509.2057 | 509.2057
No | ResWindowFilm-Cadmus | M_Input | % savings from California Energy Commission (CEC) Consumer Energy Center, Nov 2008. EUL from Database for Energy Efficient Resources (DEER), Summary of EUL Analysis, 2014 for "Reflective Window Films & Sunscreens - Residential" measure. Cost from Tintcenter.com and Film Tek. | 2020 | Retro | 2022 | 2045 | PSE | Residential | Single Family | Electric | Per Residential Home with ASHP |  |  | Single Family Window Film - ASHP |  | 14.475 | 10 | 810.4774 | 0 |  | 0 | 0 | 0 | 0 | 0 | 0 | 0 | 0 |  | 0 | 0 | 0 | Heat Pump | Heat Pump | Window Film | ResSpHtHPZ1 | 0.03002% | 9.34% | 0% | 1 |  | 95% | 10% | 85% | 6.8% | 0.2% | 6.7674 | 0.63973 | 0.74071 | 1341.7214 | 0 | 0 | 0 | 1502.4364 | 0 |  | 8.8915 | 0 | 8.8915 | 13. $0.225 to $99,999.000 | 0 | 0 | 01. ($9,999.00) to $0.22 | 1 | 4426.0879 | 4416.0373 | 4406.0094 | 4396.0043 | 4386.022 | 4376.0623 | 4366.1252 | 4356.2107 | 4346.3187 | 4336.4491 | 0 | 0 | 0 | 0 | 0 | 0 | 0 | 0 | 0 | 0 | 0 | 0 | 0 | 0 | 64067.6231 | 63922.1395 | 63776.9863 | 63632.1627 | 63487.668 | 63343.5014 | 63199.6621 | 63056.1495 | 62912.9628 | 62770.1012 | 0 | 0 | 0 | 0 | 0 | 0 | 0 | 0 | 0 | 0 | 0 | 0 | 0 | 0 | 634168.9567 | 64067.6231 | 127989.7626 | 191766.7489 | 255398.9116 | 318886.5796 | 382230.081 | 445429.7431 | 508485.8927 | 571398.8555 | 634168.9567 | 634168.9567 | 634168.9567 | 634168.9567 | 634168.9567 | 634168.9567 | 634168.9567 | 634168.9567 | 634168.9567 | 634168.9567 | 634168.9567 | 634168.9567 | 634168.9567 | 634168.9567 | 634168.9567 | 0 | 0 | 0 | 0 | 0 | 0 | 0 | 0 | 0 | 0 | 0 | 0 | 0 | 0 | 0 | 0 | 0 | 0 | 0 | 0 | 0 | 0 | 0 | 0 | 0 | 0 | 0 | 0 | 0 | 0 | 0 | 0 | 0 | 0 | 0 | 0 | 0 | 0 | 0 | 0 | 0 | 0 | 0 | 0 | 0 | 0 | 0 | 0 | 0 | 0 | 0 | 0 | 0 | 0 | 0 | 0 | 0 | 0 | 0 | 0 | 0 | 19.2355 | 38.4273 | 57.5755 | 76.6802 | 95.7416 | 114.7597 | 133.7346 | 152.6664 | 171.5552 | 190.4011 | 190.4011 | 190.4011 | 190.4011 | 190.4011 | 190.4011 | 190.4011 | 190.4011 | 190.4011 | 190.4011 | 190.4011 | 190.4011 | 190.4011 | 190.4011 | 190.4011 | 6649915.7819 | 6634815.2775 | 6619749.063 | 6604717.0606 | 6589719.1926 | 6574755.3815 | 6559825.5499 | 6544929.6207 | 6530067.5169 | 6515239.1617 | 0 | 0 | 0 | 0 | 0 | 0 | 0 | 0 | 0 | 0 | 0 | 0 | 0 | 0 | 65823733.6064 | 0 | 0 | 0 | 0 | 0 | 0 | 0 | 0 | 0 | 0 | 0 | 0 | 0 | 0 | 0 | 0 | 0 | 0 | 0 | 0 | 0.003628% | 2.3241 | 4.643 | 6.9566 | 9.2649 | 11.568 | 13.8659 | 16.1585 | 18.446 | 20.7282 | 23.0053 | 23.0053 | 23.0053 | 23.0053 | 23.0053 | 23.0053 | 23.0053 | 23.0053 | 23.0053 | 23.0053 | 23.0053 | 23.0053 | 23.0053 | 23.0053 | 23.0053
No | ResWindowFilm-Cadmus | M_Input | % savings from California Energy Commission (CEC) Consumer Energy Center, Nov 2008. EUL from Database for Energy Efficient Resources (DEER), Summary of EUL Analysis, 2014 for "Reflective Window Films & Sunscreens - Residential" measure. Cost from Tintcenter.com and Film Tek. | 2020 | Retro | 2022 | 2045 | PSE | Residential | Single Family | Electric | Per Residential Home with RAC |  |  | Single Family Window Film - RAC |  | 5.9056 | 10 | 810.4774 | 0 |  | 0 | 0 | 0 | 0 | 0 | 0 | 0 | 0 |  | 0 | 0 | 0 | Cooling | Room AC | Window Film | ResCACZ1 | 0% | 6.712% | 0% | 1 |  | 95% | 10% | 85% | 6.8% | 0.2% | 2.761 | 0 | 0.2761 | 1341.7214 | 0 | 0 | 0 | 1503.5408 | 0 |  | 21.8095 | 0 | 21.8095 | 13. $0.225 to $99,999.000 | 0 | 0 | 01. ($9,999.00) to $0.22 | 1 | 3180.6664 | 3173.4438 | 3166.2376 | 3159.0478 | 3151.8743 | 3144.7171 | 3137.5761 | 3130.4514 | 3123.3428 | 3116.2504 | 0 | 0 | 0 | 0 | 0 | 0 | 0 | 0 | 0 | 0 | 0 | 0 | 0 | 0 | 18783.869 | 18741.2149 | 18698.6577 | 18656.1971 | 18613.833 | 18571.5651 | 18529.3931 | 18487.3169 | 18445.3362 | 18403.4509 | 0 | 0 | 0 | 0 | 0 | 0 | 0 | 0 | 0 | 0 | 0 | 0 | 0 | 0 | 185930.8339 | 18783.869 | 37525.0839 | 56223.7416 | 74879.9387 | 93493.7717 | 112065.3367 | 130594.7298 | 149082.0467 | 167527.383 | 185930.8339 | 185930.8339 | 185930.8339 | 185930.8339 | 185930.8339 | 185930.8339 | 185930.8339 | 185930.8339 | 185930.8339 | 185930.8339 | 185930.8339 | 185930.8339 | 185930.8339 | 185930.8339 | 185930.8339 | 0 | 0 | 0 | 0 | 0 | 0 | 0 | 0 | 0 | 0 | 0 | 0 | 0 | 0 | 0 | 0 | 0 | 0 | 0 | 0 | 0 | 0 | 0 | 0 | 0 | 0 | 0 | 0 | 0 | 0 | 0 | 0 | 0 | 0 | 0 | 0 | 0 | 0 | 0 | 0 | 0 | 0 | 0 | 0 | 0 | 0 | 0 | 0 | 0 | 0 | 0 | 0 | 0 | 0 | 0 | 0 | 0 | 0 | 0 | 0 | 0 | 0 | 0 | 0 | 0 | 0 | 0 | 0 | 0 | 0 | 0 | 0 | 0 | 0 | 0 | 0 | 0 | 0 | 0 | 0 | 0 | 0 | 0 | 0 | 0 | 4782261.671 | 4771402.2007 | 4760567.3898 | 4749757.1823 | 4738971.5225 | 4728210.3546 | 4717473.623 | 4706761.2721 | 4696073.2466 | 4685409.4913 | 0 | 0 | 0 | 0 | 0 | 0 | 0 | 0 | 0 | 0 | 0 | 0 | 0 | 0 | 47336887.9538 | 0 | 0 | 0 | 0 | 0 | 0 | 0 | 0 | 0 | 0 | 0 | 0 | 0 | 0 | 0 | 0 | 0 | 0 | 0 | 0 | 0.04717% | 8.8613 | 17.7024 | 26.5234 | 35.3245 | 44.1055 | 52.8666 | 61.6078 | 70.3292 | 79.0307 | 87.7125 | 87.7125 | 87.7125 | 87.7125 | 87.7125 | 87.7125 | 87.7125 | 87.7125 | 87.7125 | 87.7125 | 87.7125 | 87.7125 | 87.7125 | 87.7125 | 87.7125
No | ResWindowFilm-Cadmus | M_Input | % savings from California Energy Commission (CEC) Consumer Energy Center, Nov 2008. EUL from Database for Energy Efficient Resources (DEER), Summary of EUL Analysis, 2014 for "Reflective Window Films & Sunscreens - Residential" measure. Cost from Tintcenter.com and Film Tek. | 2020 | Retro | 2022 | 2045 | PSE | Residential | Manufactured | Electric | Per Residential Home with CAC |  |  | Manufactured Home Window Film - CAC |  | 18.3653 | 10 | 472.8002 | 0 |  | 0 | 0 | 0 | 0 | 0 | 0 | 0 | 0 |  | 0 | 0 | 0 | Cooling | Central AC | Window Film | ResCACZ1 | 0% | 2.258% | 0% | 1 |  | 95% | 10% | 85% | 6.8% | 0.2% | 8.5862 | 0 | 0.85862 | 782.7067 | 0 | 0 | 0 | 876.4081 | 0 |  | 4.088 | 0 | 4.088 | 13. $0.225 to $99,999.000 | 0 | 0 | 01. ($9,999.00) to $0.22 | 1 | 85.4538 | 85.4538 | 85.4538 | 85.4538 | 85.4538 | 85.4538 | 85.4538 | 85.4538 | 85.4538 | 85.4538 | 0 | 0 | 0 | 0 | 0 | 0 | 0 | 0 | 0 | 0 | 0 | 0 | 0 | 0 | 1569.3852 | 1569.3852 | 1569.3852 | 1569.3852 | 1569.3852 | 1569.3852 | 1569.3852 | 1569.3852 | 1569.3852 | 1569.3852 | 0 | 0 | 0 | 0 | 0 | 0 | 0 | 0 | 0 | 0 | 0 | 0 | 0 | 0 | 15693.8521 | 1569.3852 | 3138.7704 | 4708.1556 | 6277.5408 | 7846.926 | 9416.3112 | 10985.6964 | 12555.0816 | 14124.4668 | 15693.8521 | 15693.8521 | 15693.8521 | 15693.8521 | 15693.8521 | 15693.8521 | 15693.8521 | 15693.8521 | 15693.8521 | 15693.8521 | 15693.8521 | 15693.8521 | 15693.8521 | 15693.8521 | 15693.8521 | 0 | 0 | 0 | 0 | 0 | 0 | 0 | 0 | 0 | 0 | 0 | 0 | 0 | 0 | 0 | 0 | 0 | 0 | 0 | 0 | 0 | 0 | 0 | 0 | 0 | 0 | 0 | 0 | 0 | 0 | 0 | 0 | 0 | 0 | 0 | 0 | 0 | 0 | 0 | 0 | 0 | 0 | 0 | 0 | 0 | 0 | 0 | 0 | 0 | 0 | 0 | 0 | 0 | 0 | 0 | 0 | 0 | 0 | 0 | 0 | 0 | 0 | 0 | 0 | 0 | 0 | 0 | 0 | 0 | 0 | 0 | 0 | 0 | 0 | 0 | 0 | 0 | 0 | 0 | 0 | 0 | 0 | 0 | 0 | 0 | 74892.4168 | 74892.4168 | 74892.4168 | 74892.4168 | 74892.4168 | 74892.4168 | 74892.4168 | 74892.4168 | 74892.4168 | 74892.4168 | 0 | 0 | 0 | 0 | 0 | 0 | 0 | 0 | 0 | 0 | 0 | 0 | 0 | 0 | 748924.1676 | 0 | 0 | 0 | 0 | 0 | 0 | 0 | 0 | 0 | 0 | 0 | 0 | 0 | 0 | 0 | 0 | 0 | 0 | 0 | 0 | 0.04717% | 0.74035 | 1.4807 | 2.2211 | 2.9614 | 3.7018 | 4.4421 | 5.1825 | 5.9228 | 6.6632 | 7.4035 | 7.4035 | 7.4035 | 7.4035 | 7.4035 | 7.4035 | 7.4035 | 7.4035 | 7.4035 | 7.4035 | 7.4035 | 7.4035 | 7.4035 | 7.4035 | 7.4035
No | ResWindowFilm-Cadmus | M_Input | % savings from California Energy Commission (CEC) Consumer Energy Center, Nov 2008. EUL from Database for Energy Efficient Resources (DEER), Summary of EUL Analysis, 2014 for "Reflective Window Films & Sunscreens - Residential" measure. Cost from Tintcenter.com and Film Tek. | 2020 | Retro | 2022 | 2045 | PSE | Residential | Manufactured | Electric | Per Residential Home with ASHP |  |  | Manufactured Home Window Film - ASHP |  | 11.325 | 10 | 472.8002 | 0 |  | 0 | 0 | 0 | 0 | 0 | 0 | 0 | 0 |  | 0 | 0 | 0 | Heat Pump | Heat Pump | Window Film | ResSpHtHPZ1 | 0.03002% | 11.55% | 0% | 1 |  | 95% | 10% | 85% | 6.8% | 0.2% | 5.2947 | 0.50052 | 0.57952 | 782.7067 | 0 | 0 | 0 | 876.1867 | 0 |  | 6.6276 | 0 | 6.6276 | 13. $0.225 to $99,999.000 | 0 | 0 | 01. ($9,999.00) to $0.22 | 1 | 437.1434 | 437.1434 | 437.1434 | 437.1434 | 437.1434 | 437.1434 | 437.1434 | 437.1434 | 437.1434 | 437.1434 | 0 | 0 | 0 | 0 | 0 | 0 | 0 | 0 | 0 | 0 | 0 | 0 | 0 | 0 | 4950.6485 | 4950.6485 | 4950.6485 | 4950.6485 | 4950.6485 | 4950.6485 | 4950.6485 | 4950.6485 | 4950.6485 | 4950.6485 | 0 | 0 | 0 | 0 | 0 | 0 | 0 | 0 | 0 | 0 | 0 | 0 | 0 | 0 | 49506.4855 | 4950.6485 | 9901.2971 | 14851.9456 | 19802.5942 | 24753.2427 | 29703.8913 | 34654.5398 | 39605.1884 | 44555.8369 | 49506.4855 | 49506.4855 | 49506.4855 | 49506.4855 | 49506.4855 | 49506.4855 | 49506.4855 | 49506.4855 | 49506.4855 | 49506.4855 | 49506.4855 | 49506.4855 | 49506.4855 | 49506.4855 | 49506.4855 | 0 | 0 | 0 | 0 | 0 | 0 | 0 | 0 | 0 | 0 | 0 | 0 | 0 | 0 | 0 | 0 | 0 | 0 | 0 | 0 | 0 | 0 | 0 | 0 | 0 | 0 | 0 | 0 | 0 | 0 | 0 | 0 | 0 | 0 | 0 | 0 | 0 | 0 | 0 | 0 | 0 | 0 | 0 | 0 | 0 | 0 | 0 | 0 | 0 | 0 | 0 | 0 | 0 | 0 | 0 | 0 | 0 | 0 | 0 | 0 | 0 | 1.4864 | 2.9727 | 4.4591 | 5.9455 | 7.4318 | 8.9182 | 10.4046 | 11.8909 | 13.3773 | 14.8637 | 14.8637 | 14.8637 | 14.8637 | 14.8637 | 14.8637 | 14.8637 | 14.8637 | 14.8637 | 14.8637 | 14.8637 | 14.8637 | 14.8637 | 14.8637 | 14.8637 | 383019.2037 | 383019.2037 | 383019.2037 | 383019.2037 | 383019.2037 | 383019.2037 | 383019.2037 | 383019.2037 | 383019.2037 | 383019.2037 | 0 | 0 | 0 | 0 | 0 | 0 | 0 | 0 | 0 | 0 | 0 | 0 | 0 | 0 | 3830192.0366 | 0 | 0 | 0 | 0 | 0 | 0 | 0 | 0 | 0 | 0 | 0 | 0 | 0 | 0 | 0 | 0 | 0 | 0 | 0 | 0 | 0.003628% | 0.17959 | 0.35918 | 0.53877 | 0.71836 | 0.89796 | 1.0775 | 1.2571 | 1.4367 | 1.6163 | 1.7959 | 1.7959 | 1.7959 | 1.7959 | 1.7959 | 1.7959 | 1.7959 | 1.7959 | 1.7959 | 1.7959 | 1.7959 | 1.7959 | 1.7959 | 1.7959 | 1.7959
No | ResWindowFilm-Cadmus | M_Input | % savings from California Energy Commission (CEC) Consumer Energy Center, Nov 2008. EUL from Database for Energy Efficient Resources (DEER), Summary of EUL Analysis, 2014 for "Reflective Window Films & Sunscreens - Residential" measure. Cost from Tintcenter.com and Film Tek. | 2020 | Retro | 2022 | 2045 | PSE | Residential | Manufactured | Electric | Per Residential Home with RAC |  |  | Manufactured Home Window Film - RAC |  | 5.9056 | 10 | 472.8002 | 0 |  | 0 | 0 | 0 | 0 | 0 | 0 | 0 | 0 |  | 0 | 0 | 0 | Cooling | Room AC | Window Film | ResCACZ1 | 0% | 19.84% | 0% | 1 |  | 95% | 10% | 85% | 6.8% | 0.2% | 2.761 | 0 | 0.2761 | 782.7067 | 0 | 0 | 0 | 876.9907 | 0 |  | 12.7211 | 0 | 12.7211 | 13. $0.225 to $99,999.000 | 0 | 0 | 01. ($9,999.00) to $0.22 | 1 | 750.7334 | 750.7334 | 750.7334 | 750.7334 | 750.7334 | 750.7334 | 750.7334 | 750.7334 | 750.7334 | 750.7334 | 0 | 0 | 0 | 0 | 0 | 0 | 0 | 0 | 0 | 0 | 0 | 0 | 0 | 0 | 4433.561 | 4433.561 | 4433.561 | 4433.561 | 4433.561 | 4433.561 | 4433.561 | 4433.561 | 4433.561 | 4433.561 | 0 | 0 | 0 | 0 | 0 | 0 | 0 | 0 | 0 | 0 | 0 | 0 | 0 | 0 | 44335.6099 | 4433.561 | 8867.122 | 13300.683 | 17734.244 | 22167.805 | 26601.366 | 31034.927 | 35468.488 | 39902.0489 | 44335.6099 | 44335.6099 | 44335.6099 | 44335.6099 | 44335.6099 | 44335.6099 | 44335.6099 | 44335.6099 | 44335.6099 | 44335.6099 | 44335.6099 | 44335.6099 | 44335.6099 | 44335.6099 | 44335.6099 | 0 | 0 | 0 | 0 | 0 | 0 | 0 | 0 | 0 | 0 | 0 | 0 | 0 | 0 | 0 | 0 | 0 | 0 | 0 | 0 | 0 | 0 | 0 | 0 | 0 | 0 | 0 | 0 | 0 | 0 | 0 | 0 | 0 | 0 | 0 | 0 | 0 | 0 | 0 | 0 | 0 | 0 | 0 | 0 | 0 | 0 | 0 | 0 | 0 | 0 | 0 | 0 | 0 | 0 | 0 | 0 | 0 | 0 | 0 | 0 | 0 | 0 | 0 | 0 | 0 | 0 | 0 | 0 | 0 | 0 | 0 | 0 | 0 | 0 | 0 | 0 | 0 | 0 | 0 | 0 | 0 | 0 | 0 | 0 | 0 | 658386.2107 | 658386.2107 | 658386.2107 | 658386.2107 | 658386.2107 | 658386.2107 | 658386.2107 | 658386.2107 | 658386.2107 | 658386.2107 | 0 | 0 | 0 | 0 | 0 | 0 | 0 | 0 | 0 | 0 | 0 | 0 | 0 | 0 | 6583862.1073 | 0 | 0 | 0 | 0 | 0 | 0 | 0 | 0 | 0 | 0 | 0 | 0 | 0 | 0 | 0 | 0 | 0 | 0 | 0 | 0 | 0.04717% | 2.0915 | 4.183 | 6.2746 | 8.3661 | 10.4576 | 12.5491 | 14.6407 | 16.7322 | 18.8237 | 20.9152 | 20.9152 | 20.9152 | 20.9152 | 20.9152 | 20.9152 | 20.9152 | 20.9152 | 20.9152 | 20.9152 | 20.9152 | 20.9152 | 20.9152 | 20.9152 | 20.9152
No | ResWindowFilm-Cadmus | M_Input | % savings from California Energy Commission (CEC) Consumer Energy Center, Nov 2008. EUL from Database for Energy Efficient Resources (DEER), Summary of EUL Analysis, 2014 for "Reflective Window Films & Sunscreens - Residential" measure. Cost from Tintcenter.com and Film Tek. | 2020 | Retro | 2022 | 2045 | PSE | Residential | Multifamily | Electric | Per Residential Home with CAC |  |  | Multifamily Window Film - CAC |  | 0 | 10 | 402.523 | 0 |  | 0 | 0 | 0 | 0 | 0 | 0 | 0 | 0 |  | 0 | 0 | 0 | Cooling | Central AC | Window Film | ResCACZ1 | 0% | 1.866% | 0% | 1 |  | 90% | 10% | 85% | 6.8% | 0.2% | 0 | 0 | 0 | 666.3649 | 0 | 0 | 0 | 746.8694 | 0 |  | 0 | 0 | 0 | 01. ($9,999.000) to $0.028 | 1 | 0 | 01. ($9,999.00) to $0.22 | 1 | 304.9909 | 304.2983 | 303.6073 | 302.9179 | 302.23 | 301.5437 | 300.8589 | 300.1757 | 299.4941 | 298.814 | 0 | 0 | 0 | 0 | 0 | 0 | 0 | 0 | 0 | 0 | 0 | 0 | 0 | 0 | 0 | 0 | 0 | 0 | 0 | 0 | 0 | 0 | 0 | 0 | 0 | 0 | 0 | 0 | 0 | 0 | 0 | 0 | 0 | 0 | 0 | 0 | 0 | 0 | 0 | 0 | 0 | 0 | 0 | 0 | 0 | 0 | 0 | 0 | 0 | 0 | 0 | 0 | 0 | 0 | 0 | 0 | 0 | 0 | 0 | 0 | 0 | 0 | 0 | 0 | 0 | 0 | 0 | 0 | 0 | 0 | 0 | 0 | 0 | 0 | 0 | 0 | 0 | 0 | 0 | 0 | 0 | 0 | 0 | 0 | 0 | 0 | 0 | 0 | 0 | 0 | 0 | 0 | 0 | 0 | 0 | 0 | 0 | 0 | 0 | 0 | 0 | 0 | 0 | 0 | 0 | 0 | 0 | 0 | 0 | 0 | 0 | 0 | 0 | 0 | 0 | 0 | 0 | 0 | 0 | 0 | 0 | 0 | 0 | 0 | 0 | 0 | 0 | 0 | 0 | 0 | 0 | 0 | 0 | 0 | 0 | 0 | 0 | 0 | 0 | 0 | 0 | 0 | 0 | 0 | 0 | 0 | 0 | 0 | 0 | 0 | 0 | 0 | 0 | 0 | 0 | 0 | 0 | 0 | 0 | 0 | 0 | 0 | 0 | 0 | 0 | 0 | 0 | 0 | 0 | 0 | 0 | 0 | 0 | 0 | 0 | 0 | 0 | 0 | 0 | 0 | 0 | 0 | 0 | 0 | 0 | 0 | 0 | 0 | 0 | 0 | 0 | 0 | 0 | 0.04717% | 0 | 0 | 0 | 0 | 0 | 0 | 0 | 0 | 0 | 0 | 0 | 0 | 0 | 0 | 0 | 0 | 0 | 0 | 0 | 0 | 0 | 0 | 0 | 0
No | ResWindowFilm-Cadmus | M_Input | % savings from California Energy Commission (CEC) Consumer Energy Center, Nov 2008. EUL from Database for Energy Efficient Resources (DEER), Summary of EUL Analysis, 2014 for "Reflective Window Films & Sunscreens - Residential" measure. Cost from Tintcenter.com and Film Tek. | 2020 | Retro | 2022 | 2045 | PSE | Residential | Multifamily | Electric | Per Residential Home with ASHP |  |  | Multifamily Window Film - ASHP |  | 0 | 10 | 402.523 | 0 |  | 0 | 0 | 0 | 0 | 0 | 0 | 0 | 0 |  | 0 | 0 | 0 | Heat Pump | Heat Pump | Window Film | ResSpHtHPZ1 | 0.03002% | 1.025% | 0% | 1 |  | 90% | 10% | 85% | 6.8% | 0.2% | 0 | 0 | 0 | 666.3649 | 0 | 0 | 0 | 746.8694 | 0 |  | 0 | 0 | 0 | 01. ($9,999.000) to $0.028 | 1 | 0 | 01. ($9,999.00) to $0.22 | 1 | 167.4928 | 167.1124 | 166.7329 | 166.3543 | 165.9765 | 165.5996 | 165.2236 | 164.8484 | 164.4741 | 164.1006 | 0 | 0 | 0 | 0 | 0 | 0 | 0 | 0 | 0 | 0 | 0 | 0 | 0 | 0 | 0 | 0 | 0 | 0 | 0 | 0 | 0 | 0 | 0 | 0 | 0 | 0 | 0 | 0 | 0 | 0 | 0 | 0 | 0 | 0 | 0 | 0 | 0 | 0 | 0 | 0 | 0 | 0 | 0 | 0 | 0 | 0 | 0 | 0 | 0 | 0 | 0 | 0 | 0 | 0 | 0 | 0 | 0 | 0 | 0 | 0 | 0 | 0 | 0 | 0 | 0 | 0 | 0 | 0 | 0 | 0 | 0 | 0 | 0 | 0 | 0 | 0 | 0 | 0 | 0 | 0 | 0 | 0 | 0 | 0 | 0 | 0 | 0 | 0 | 0 | 0 | 0 | 0 | 0 | 0 | 0 | 0 | 0 | 0 | 0 | 0 | 0 | 0 | 0 | 0 | 0 | 0 | 0 | 0 | 0 | 0 | 0 | 0 | 0 | 0 | 0 | 0 | 0 | 0 | 0 | 0 | 0 | 0 | 0 | 0 | 0 | 0 | 0 | 0 | 0 | 0 | 0 | 0 | 0 | 0 | 0 | 0 | 0 | 0 | 0 | 0 | 0 | 0 | 0 | 0 | 0 | 0 | 0 | 0 | 0 | 0 | 0 | 0 | 0 | 0 | 0 | 0 | 0 | 0 | 0 | 0 | 0 | 0 | 0 | 0 | 0 | 0 | 0 | 0 | 0 | 0 | 0 | 0 | 0 | 0 | 0 | 0 | 0 | 0 | 0 | 0 | 0 | 0 | 0 | 0 | 0 | 0 | 0 | 0 | 0 | 0 | 0 | 0 | 0 | 0.003628% | 0 | 0 | 0 | 0 | 0 | 0 | 0 | 0 | 0 | 0 | 0 | 0 | 0 | 0 | 0 | 0 | 0 | 0 | 0 | 0 | 0 | 0 | 0 | 0
No | ResWindowFilm-Cadmus | M_Input | % savings from California Energy Commission (CEC) Consumer Energy Center, Nov 2008. EUL from Database for Energy Efficient Resources (DEER), Summary of EUL Analysis, 2014 for "Reflective Window Films & Sunscreens - Residential" measure. Cost from Tintcenter.com and Film Tek. | 2020 | Retro | 2022 | 2045 | PSE | Residential | Multifamily | Electric | Per Residential Home with RAC |  |  | Multifamily Window Film - RAC |  | 5.9056 | 10 | 402.523 | 0 |  | 0 | 0 | 0 | 0 | 0 | 0 | 0 | 0 |  | 0 | 0 | 0 | Cooling | Room AC | Window Film | ResCACZ1 | 0% | 8.665% | 0% | 1 |  | 90% | 10% | 85% | 6.8% | 0.2% | 2.761 | 0 | 0.2761 | 666.3649 | 0 | 0 | 0 | 746.5933 | 0 |  | 10.8297 | 0 | 10.8297 | 13. $0.225 to $99,999.000 | 0 | 0 | 01. ($9,999.00) to $0.22 | 1 | 1416.0147 | 1412.7992 | 1409.591 | 1406.39 | 1403.1964 | 1400.01 | 1396.8308 | 1393.6589 | 1390.4941 | 1387.3366 | 0 | 0 | 0 | 0 | 0 | 0 | 0 | 0 | 0 | 0 | 0 | 0 | 0 | 0 | 8362.4722 | 8343.4825 | 8324.536 | 8305.6325 | 8286.7719 | 8267.9541 | 8249.1791 | 8230.4467 | 8211.7569 | 8193.1095 | 0 | 0 | 0 | 0 | 0 | 0 | 0 | 0 | 0 | 0 | 0 | 0 | 0 | 0 | 82775.3414 | 8362.4722 | 16705.9547 | 25030.4906 | 33336.1231 | 41622.895 | 49890.8491 | 58140.0283 | 66370.475 | 74582.2319 | 82775.3414 | 82775.3414 | 82775.3414 | 82775.3414 | 82775.3414 | 82775.3414 | 82775.3414 | 82775.3414 | 82775.3414 | 82775.3414 | 82775.3414 | 82775.3414 | 82775.3414 | 82775.3414 | 82775.3414 | 0 | 0 | 0 | 0 | 0 | 0 | 0 | 0 | 0 | 0 | 0 | 0 | 0 | 0 | 0 | 0 | 0 | 0 | 0 | 0 | 0 | 0 | 0 | 0 | 0 | 0 | 0 | 0 | 0 | 0 | 0 | 0 | 0 | 0 | 0 | 0 | 0 | 0 | 0 | 0 | 0 | 0 | 0 | 0 | 0 | 0 | 0 | 0 | 0 | 0 | 0 | 0 | 0 | 0 | 0 | 0 | 0 | 0 | 0 | 0 | 0 | 0 | 0 | 0 | 0 | 0 | 0 | 0 | 0 | 0 | 0 | 0 | 0 | 0 | 0 | 0 | 0 | 0 | 0 | 0 | 0 | 0 | 0 | 0 | 0 | 1057187.1498 | 1054786.4704 | 1052391.2425 | 1050001.4537 | 1047617.0917 | 1045238.1442 | 1042864.5988 | 1040496.4433 | 1038133.6654 | 1035776.253 | 0 | 0 | 0 | 0 | 0 | 0 | 0 | 0 | 0 | 0 | 0 | 0 | 0 | 0 | 10464492.513 | 0 | 0 | 0 | 0 | 0 | 0 | 0 | 0 | 0 | 0 | 0 | 0 | 0 | 0 | 0 | 0 | 0 | 0 | 0 | 0 | 0.04717% | 3.945 | 7.881 | 11.8081 | 15.7263 | 19.6355 | 23.5359 | 27.4274 | 31.3101 | 35.184 | 39.0491 | 39.0491 | 39.0491 | 39.0491 | 39.0491 | 39.0491 | 39.0491 | 39.0491 | 39.0491 | 39.0491 | 39.0491 | 39.0491 | 39.0491 | 39.0491 | 39.0491

## Res Ramp Rates
[29 empty] | From "ACHIEV" sheet in \\cadmusgroup.org\projects\6092-PSE\Energy Efficiency\2021 Plan\Res_Master2021P.xlsx | [25 empty] | From "ACHIEV" sheet in \\cadmusgroup.org\projects\6092-PSE\Energy Efficiency\2021 Plan\Res_Master2021P.xlsx
2021Plan Measure Index Name Match | Measure Application | Measure Type | Ramp Rate | Max Achievability Factor | 2022 | 2023 | 2024 | 2025 | 2026 | 2027 | 2028 | 2029 | 2030 | 2031 | 2032 | 2033 | 2034 | 2035 | 2036 | 2037 | 2038 | 2039 | 2040 | 2041 | 2042 | 2043 | 2044 | 2045 | Ramp Rate | Max Achievability Factor | 2022 | 2023 | 2024 | 2025 | 2026 | 2027 | 2028 | 2029 | 2030 | 2031 | 2032 | 2033 | 2034 | 2035 | 2036 | 2037 | 2038 | 2039 | 2040 | 2041 | 2042 | 2043 | 2044 | 2045 | 2021 Plan Measure Index Name | Ramp Rate | Max Achievability | Ramp Rate | 2022 | 2023 | 2024 | 2025 | 2026 | 2027 | 2028 | 2029 | 2030 | 2031 | 2032 | 2033 | 2034 | 2035 | 2036 | 2037 | 2038 | 2039 | 2040 | 2041 | 2042 | 2043 | 2044 | 2045
NA | Door Weatherstripping - Electric Furnace without CAC | Retro | PSE10YrRetro | 85% | 10% | 10% | 10% | 10% | 10% | 10% | 10% | 10% | 10% | 10% | 0% | 0% | 0% | 0% | 0% | 0% | 0% | 0% | 0% | 0% | 0% | 0% | 0% | 0% | LO12Med | Depends on measure | 11% | 22% | 33% | 44% | 55% | 65% | 72% | 79% | 84% | 88% | 91% | 94% | 96% | 97% | 99% | 100% | 100% | 100% | 100% | 100% | 100% | 100% | 100% | 100% | Pin Lamps - New | LO20Fast | 95% | LO3Slow | 0.6% | 1.4% | 3% | 6% | 11% | 18% | 26% | 36% | 46% | 57% | 67% | 76% | 83% | 88% | 92% | 95% | 97% | 98% | 99% | 100% | 100% | 100% | 100% | 100%
NA | Door Weatherstripping - Electric Furnace with CAC | Retro | PSE10YrRetro | 85% | 10% | 10% | 10% | 10% | 10% | 10% | 10% | 10% | 10% | 10% | 0% | 0% | 0% | 0% | 0% | 0% | 0% | 0% | 0% | 0% | 0% | 0% | 0% | 0% | LO5Med | Depends on measure | 4% | 10% | 16% | 24% | 32% | 42% | 53% | 64% | 75% | 84% | 91% | 96% | 99% | 100% | 100% | 100% | 100% | 100% | 100% | 100% | 100% | 100% | 100% | 100% | Pin Lamps - NR | LO20Fast | 95% | LO1Slow | 1% | 1% | 2% | 3% | 5% | 9% | 13% | 19% | 26% | 34% | 43% | 53% | 63% | 72% | 81% | 87% | 92% | 96% | 98% | 100% | 100% | 100% | 100% | 100%
NA | Door Weatherstripping - Heat Pump | Retro | PSE10YrRetro | 85% | 10% | 10% | 10% | 10% | 10% | 10% | 10% | 10% | 10% | 10% | 0% | 0% | 0% | 0% | 0% | 0% | 0% | 0% | 0% | 0% | 0% | 0% | 0% | 0% | LO1Slow | Depends on measure | 1% | 1% | 2% | 3% | 5% | 9% | 13% | 19% | 26% | 34% | 43% | 53% | 63% | 72% | 81% | 87% | 92% | 96% | 98% | 100% | 100% | 100% | 100% | 100% | Lamps - NR | LO12Med | 95% | LO5Med | 4% | 10% | 16% | 24% | 32% | 42% | 53% | 64% | 75% | 84% | 91% | 96% | 99% | 100% | 100% | 100% | 100% | 100% | 100% | 100% | 100% | 100% | 100% | 100%
NA | Door Weatherstripping - Gas Furnace without CAC | Retro | PSE10YrRetro | 85% | 10% | 10% | 10% | 10% | 10% | 10% | 10% | 10% | 10% | 10% | 0% | 0% | 0% | 0% | 0% | 0% | 0% | 0% | 0% | 0% | 0% | 0% | 0% | 0% | LO50Fast | Depends on measure | 45% | 66% | 80% | 89% | 95% | 98% | 99% | 100% | 100% | 100% | 100% | 100% | 100% | 100% | 100% | 100% | 100% | 100% | 100% | 100% | 100% | 100% | 100% | 100% | Dishwasher - New | LO12Med | 95% | LOEven20 | 5% | 10% | 15% | 20% | 25% | 30% | 35% | 40% | 45% | 50% | 55% | 60% | 65% | 70% | 75% | 80% | 85% | 90% | 95% | 100% | 100% | 100% | 100% | 100%
NA | Door Weatherstripping - Gas Furnace with CAC | Retro | PSE10YrRetro | 85% | 10% | 10% | 10% | 10% | 10% | 10% | 10% | 10% | 10% | 10% | 0% | 0% | 0% | 0% | 0% | 0% | 0% | 0% | 0% | 0% | 0% | 0% | 0% | 0% | LO20Fast | Depends on measure | 22% | 38% | 48% | 57% | 64% | 70% | 76% | 80% | 84% | 88% | 90% | 92% | 94% | 95% | 96% | 97% | 98% | 98% | 99% | 100% | 100% | 100% | 100% | 100% | Dishwasher - NR | LO12Med | 95% | LO12Med | 11% | 22% | 33% | 44% | 55% | 65% | 72% | 79% | 84% | 88% | 91% | 94% | 96% | 97% | 99% | 100% | 100% | 100% | 100% | 100% | 100% | 100% | 100% | 100%
NA | Door Sweep - Electric Furnace without CAC | Retro | PSE10YrRetro | 85% | 10% | 10% | 10% | 10% | 10% | 10% | 10% | 10% | 10% | 10% | 0% | 0% | 0% | 0% | 0% | 0% | 0% | 0% | 0% | 0% | 0% | 0% | 0% | 0% | LOEven20 | Depends on measure | 5% | 10% | 15% | 20% | 25% | 30% | 35% | 40% | 45% | 50% | 55% | 60% | 65% | 70% | 75% | 80% | 85% | 90% | 95% | 100% | 100% | 100% | 100% | 100% | Clothes Washer - New | LO12Med | 85% | LO20Fast | 22% | 38% | 48% | 57% | 64% | 70% | 76% | 80% | 84% | 88% | 90% | 92% | 94% | 95% | 96% | 97% | 98% | 98% | 99% | 100% | 100% | 100% | 100% | 100%
NA | Door Sweep - Electric Furnace with CAC | Retro | PSE10YrRetro | 85% | 10% | 10% | 10% | 10% | 10% | 10% | 10% | 10% | 10% | 10% | 0% | 0% | 0% | 0% | 0% | 0% | 0% | 0% | 0% | 0% | 0% | 0% | 0% | 0% | LO3Slow | Depends on measure | 0.6% | 1.4% | 3% | 6% | 11% | 18% | 26% | 36% | 46% | 57% | 67% | 76% | 83% | 88% | 92% | 95% | 97% | 98% | 99% | 100% | 100% | 100% | 100% | 100% | Clothes Washer - NR | LO12Med | 85% | LO50Fast | 45% | 66% | 80% | 89% | 95% | 98% | 99% | 100% | 100% | 100% | 100% | 100% | 100% | 100% | 100% | 100% | 100% | 100% | 100% | 100% | 100% | 100% | 100% | 100%
NA | Door Sweep - Heat Pump | Retro | PSE10YrRetro | 85% | 10% | 10% | 10% | 10% | 10% | 10% | 10% | 10% | 10% | 10% | 0% | 0% | 0% | 0% | 0% | 0% | 0% | 0% | 0% | 0% | 0% | 0% | 0% | 0% | Retro12Med | Depends on measure | 11% | 11% | 11% | 11% | 11% | 10% | 8% | 6% | 5% | 4% | 3% | 3% | 2% | 2% | 1% | 1% | 0% | 0% | 0% | 0% | 0% | 0% | 0% | 0% | WasteWater Heat Recovery - New | LO1Slow | 60%
NA | Door Sweep - Gas Furnace without CAC | Retro | PSE10YrRetro | 85% | 10% | 10% | 10% | 10% | 10% | 10% | 10% | 10% | 10% | 10% | 0% | 0% | 0% | 0% | 0% | 0% | 0% | 0% | 0% | 0% | 0% | 0% | 0% | 0% | Retro5Med | Depends on measure | 4% | 5% | 6% | 8% | 9% | 10% | 11% | 11% | 11% | 9% | 7% | 5% | 3% | 1% | 1% | 0% | 0% | 0% | 0% | 0% | 0% | 0% | 0% | 0% | Showerheads - New | LO12Med | 95%
NA | Door Sweep - Gas Furnace with CAC | Retro | PSE10YrRetro | 85% | 10% | 10% | 10% | 10% | 10% | 10% | 10% | 10% | 10% | 10% | 0% | 0% | 0% | 0% | 0% | 0% | 0% | 0% | 0% | 0% | 0% | 0% | 0% | 0% | Retro1Slow | Depends on measure | 0% | 1% | 1% | 1% | 2% | 3% | 4% | 6% | 7% | 8% | 9% | 10% | 10% | 9% | 8% | 7% | 5% | 4% | 2% | 2% | 1% | 0% | 0% | 0% | Showerheads - NR | LO12Med | 95%
EV Supply Equip - NR | Level 2 Networked Level 2 EVSE | NR | LO5Med | 95% | 4% | 10% | 16% | 24% | 32% | 42% | 53% | 64% | 75% | 84% | 91% | 96% | 99% | 100% | 100% | 100% | 100% | 100% | 100% | 100% | 100% | 100% | 100% | 100% | Retro50Fast | Depends on measure | 45% | 21% | 14% | 9% | 6% | 3% | 1% | 1% | 0% | 0% | 0% | 0% | 0% | 0% | 0% | 0% | 0% | 0% | 0% | 0% | 0% | 0% | 0% | 0% | TSRV - New | LO3Slow | 85%
WasteWater Heat Recovery - New | Single Family GFHX DHW & Shower Preheat, Electric Resistance | New | LO1Slow | 60% | 1% | 1% | 2% | 3% | 5% | 9% | 13% | 19% | 26% | 34% | 43% | 53% | 63% | 72% | 81% | 87% | 92% | 96% | 98% | 100% | 100% | 100% | 100% | 100% | Retro20Fast | Depends on measure | 22% | 16% | 11% | 8% | 7% | 6% | 5% | 5% | 4% | 3% | 3% | 2% | 2% | 1% | 1% | 1% | 1% | 1% | 1% | 0% | 0% | 0% | 0% | 0% | TSRV - Retro | Retro3Slow | 85%
WasteWater Heat Recovery - New | Single Family GFHX DHW & Shower Preheat, Heat Pump | New | LO1Slow | 60% | 1% | 1% | 2% | 3% | 5% | 9% | 13% | 19% | 26% | 34% | 43% | 53% | 63% | 72% | 81% | 87% | 92% | 96% | 98% | 100% | 100% | 100% | 100% | 100% | RetroEven20 | Depends on measure | 5% | 5% | 5% | 5% | 5% | 5% | 5% | 5% | 5% | 5% | 5% | 5% | 5% | 5% | 5% | 5% | 5% | 5% | 5% | 5% | 0% | 0% | 0% | 0% | HPWH - New | LO12Med | 85%
WasteWater Heat Recovery - New | Single Family GFHX DHW Preheat, Electric Resistance | New | LO1Slow | 60% | 1% | 1% | 2% | 3% | 5% | 9% | 13% | 19% | 26% | 34% | 43% | 53% | 63% | 72% | 81% | 87% | 92% | 96% | 98% | 100% | 100% | 100% | 100% | 100% | Retro3Slow | Depends on measure | 1% | 1% | 2% | 3% | 5% | 7% | 8% | 10% | 11% | 11% | 10% | 9% | 7% | 6% | 4% | 3% | 2% | 1% | 1% | 1% | 0% | 0% | 0% | 0% | HPWH - NR | LO5Med | 85%
WasteWater Heat Recovery - New | Single Family GFHX DHW Preheat, Heat Pump | New | LO1Slow | 60% | 1% | 1% | 2% | 3% | 5% | 9% | 13% | 19% | 26% | 34% | 43% | 53% | 63% | 72% | 81% | 87% | 92% | 96% | 98% | 100% | 100% | 100% | 100% | 100% | PSE6YrRetro | Depends on measure | 16.67% | 16.67% | 16.67% | 16.67% | 16.67% | 16.67% | 0% | 0% | 0% | 0% | 0% | 0% | 0% | 0% | 0% | 0% | 0% | 0% | 0% | 0% | 0% | 0% | 0% | 0% | Aerator - New | LO12Med | 85%
WasteWater Heat Recovery - New | Multifamily GFHX DHW & Shower Preheat, Electric Resistance | New | LO1Slow | 60% | 1% | 1% | 2% | 3% | 5% | 9% | 13% | 19% | 26% | 34% | 43% | 53% | 63% | 72% | 81% | 87% | 92% | 96% | 98% | 100% | 100% | 100% | 100% | 100% | PSE8YrRetro | Depends on measure | 12.5% | 12.5% | 12.5% | 12.5% | 12.5% | 12.5% | 12.5% | 12.5% | 0% | 0% | 0% | 0% | 0% | 0% | 0% | 0% | 0% | 0% | 0% | 0% | 0% | 0% | 0% | 0% | Aerator - Retro | Retro12Med | 85%
WasteWater Heat Recovery - New | Multifamily GFHX DHW & Shower Preheat, Heat Pump | New | LO1Slow | 60% | 1% | 1% | 2% | 3% | 5% | 9% | 13% | 19% | 26% | 34% | 43% | 53% | 63% | 72% | 81% | 87% | 92% | 96% | 98% | 100% | 100% | 100% | 100% | 100% | PSE10YrRetro | 85% | 10% | 10% | 10% | 10% | 10% | 10% | 10% | 10% | 10% | 10% | 0% | 0% | 0% | 0% | 0% | 0% | 0% | 0% | 0% | 0% | 0% | 0% | 0% | 0% | WH Pipe insulation - New | LO3Slow | 95%
WasteWater Heat Recovery - New | Multifamily GFHX DHW Preheat, Electric Resistance | New | LO1Slow | 60% | 1% | 1% | 2% | 3% | 5% | 9% | 13% | 19% | 26% | 34% | 43% | 53% | 63% | 72% | 81% | 87% | 92% | 96% | 98% | 100% | 100% | 100% | 100% | 100% | [26 empty] | WH Pipe insulation - Retro | Retro3Slow | 85%
WasteWater Heat Recovery - New | Multifamily GFHX DHW Preheat, Heat Pump | New | LO1Slow | 60% | 1% | 1% | 2% | 3% | 5% | 9% | 13% | 19% | 26% | 34% | 43% | 53% | 63% | 72% | 81% | 87% | 92% | 96% | 98% | 100% | 100% | 100% | 100% | 100% | [26 empty] | Circulators - New | LO12Med | 95%
WasteWater Heat Recovery - New | Single Family GFHX DHW & Shower Preheat, Gas DHW | New | LO1Slow | 60% | 1% | 1% | 2% | 3% | 5% | 9% | 13% | 19% | 26% | 34% | 43% | 53% | 63% | 72% | 81% | 87% | 92% | 96% | 98% | 100% | 100% | 100% | 100% | 100% | [26 empty] | Circulators - NR | LO12Med | 95%
WasteWater Heat Recovery - New | Single Family GFHX DHW Preheat, Gas DHW | New | LO1Slow | 60% | 1% | 1% | 2% | 3% | 5% | 9% | 13% | 19% | 26% | 34% | 43% | 53% | 63% | 72% | 81% | 87% | 92% | 96% | 98% | 100% | 100% | 100% | 100% | 100% | [26 empty] | Clothes Dryer - New | LO12Med | 95%
WasteWater Heat Recovery - New | Multifamily GFHX DHW & Shower Preheat, Gas DHW | New | LO1Slow | 60% | 1% | 1% | 2% | 3% | 5% | 9% | 13% | 19% | 26% | 34% | 43% | 53% | 63% | 72% | 81% | 87% | 92% | 96% | 98% | 100% | 100% | 100% | 100% | 100% | [26 empty] | Clothes Dryer - NR | LO12Med | 95%
WasteWater Heat Recovery - New | Multifamily GFHX DHW Preheat, Gas DHW | New | LO1Slow | 60% | 1% | 1% | 2% | 3% | 5% | 9% | 13% | 19% | 26% | 34% | 43% | 53% | 63% | 72% | 81% | 87% | 92% | 96% | 98% | 100% | 100% | 100% | 100% | 100% | [26 empty] | Refrigerator - New | LO12Med | 100%
RAC - NR | Single Family Room AC - ENERGY STAR - CEER 12.0 (8,000-13,999 Btuh) | NR | LO12Med | 95% | 11% | 22% | 33% | 44% | 55% | 65% | 72% | 79% | 84% | 88% | 91% | 94% | 96% | 97% | 99% | 100% | 100% | 100% | 100% | 100% | 100% | 100% | 100% | 100% | [26 empty] | Refrigerator - NR | LO12Med | 100%
RAC - NR | Multifamily - ENERGY STAR - CEER 12.0 (8,000-13,999 Btuh) | NR | LO12Med | 95% | 11% | 22% | 33% | 44% | 55% | 65% | 72% | 79% | 84% | 88% | 91% | 94% | 96% | 97% | 99% | 100% | 100% | 100% | 100% | 100% | 100% | 100% | 100% | 100% | [26 empty] | Freezer - New | LO12Med | 100%
RAC - NR | Manufactured Room AC - ENERGY STAR - CEER 12.0 (8,000-13,999 Btuh) | NR | LO12Med | 95% | 11% | 22% | 33% | 44% | 55% | 65% | 72% | 79% | 84% | 88% | 91% | 94% | 96% | 97% | 99% | 100% | 100% | 100% | 100% | 100% | 100% | 100% | 100% | 100% | [26 empty] | Freezer - NR | LO12Med | 100%
NA | SHW Solar Zone 1 - Electric DHW | Retro | PSE10YrRetro | 85% | 10% | 10% | 10% | 10% | 10% | 10% | 10% | 10% | 10% | 10% | 0% | 0% | 0% | 0% | 0% | 0% | 0% | 0% | 0% | 0% | 0% | 0% | 0% | 0% | [26 empty] | Electric Oven - New | LO3Slow | 95%
NA | SHW Solar Zone 2 - Electric DHW | Retro | PSE10YrRetro | 85% | 10% | 10% | 10% | 10% | 10% | 10% | 10% | 10% | 10% | 10% | 0% | 0% | 0% | 0% | 0% | 0% | 0% | 0% | 0% | 0% | 0% | 0% | 0% | 0% | [26 empty] | Electric Oven - NR | LO3Slow | 95%
NA | SHW Solar Zone 1 - Gas DHW | Retro | PSE10YrRetro | 85% | 10% | 10% | 10% | 10% | 10% | 10% | 10% | 10% | 10% | 10% | 0% | 0% | 0% | 0% | 0% | 0% | 0% | 0% | 0% | 0% | 0% | 0% | 0% | 0% | [26 empty] | Microwave - New | LO1Slow | 95%
NA | SHW Solar Zone 2 - Gas DHW | Retro | PSE10YrRetro | 85% | 10% | 10% | 10% | 10% | 10% | 10% | 10% | 10% | 10% | 10% | 0% | 0% | 0% | 0% | 0% | 0% | 0% | 0% | 0% | 0% | 0% | 0% | 0% | 0% | [26 empty] | Microwave - NR | LO1Slow | 95%
NA | Single Family Tune-up - Central Air Conditioner | Retro | PSE10YrRetro | 85% | 10% | 10% | 10% | 10% | 10% | 10% | 10% | 10% | 10% | 10% | 0% | 0% | 0% | 0% | 0% | 0% | 0% | 0% | 0% | 0% | 0% | 0% | 0% | 0% | [26 empty] | Monitor - New | LO50Fast | 100%
NA | Manufactured Tune-up - Central Air Conditioner | Retro | PSE10YrRetro | 85% | 10% | 10% | 10% | 10% | 10% | 10% | 10% | 10% | 10% | 10% | 0% | 0% | 0% | 0% | 0% | 0% | 0% | 0% | 0% | 0% | 0% | 0% | 0% | 0% | [26 empty] | Monitor - NR | LO50Fast | 100%
NA | Single Family Tune-up - Heat Pump | Retro | PSE10YrRetro | 85% | 10% | 10% | 10% | 10% | 10% | 10% | 10% | 10% | 10% | 10% | 0% | 0% | 0% | 0% | 0% | 0% | 0% | 0% | 0% | 0% | 0% | 0% | 0% | 0% | [26 empty] | Desktop - New | LO50Fast | 100%
NA | Manufactured Tune-up - Heat Pump | Retro | PSE10YrRetro | 85% | 10% | 10% | 10% | 10% | 10% | 10% | 10% | 10% | 10% | 10% | 0% | 0% | 0% | 0% | 0% | 0% | 0% | 0% | 0% | 0% | 0% | 0% | 0% | 0% | [26 empty] | Desktop - NR | LO50Fast | 100%
Advanced Power Strips - Retro | Load Sensing - Home AV - Owner | Retro | PSE10YrRetro | 85% | 10% | 10% | 10% | 10% | 10% | 10% | 10% | 10% | 10% | 10% | 0% | 0% | 0% | 0% | 0% | 0% | 0% | 0% | 0% | 0% | 0% | 0% | 0% | 0% | [26 empty] | Laptop - New | LO50Fast | 100%
Advanced Power Strips - Retro | Load Sensing - Home AV - Direct | Retro | PSE10YrRetro | 85% | 10% | 10% | 10% | 10% | 10% | 10% | 10% | 10% | 10% | 10% | 0% | 0% | 0% | 0% | 0% | 0% | 0% | 0% | 0% | 0% | 0% | 0% | 0% | 0% | [26 empty] | Laptop - NR | LO50Fast | 100%
Advanced Power Strips - Retro | Engagement Sensing - Home AV - Owner | Retro | PSE10YrRetro | 85% | 10% | 10% | 10% | 10% | 10% | 10% | 10% | 10% | 10% | 10% | 0% | 0% | 0% | 0% | 0% | 0% | 0% | 0% | 0% | 0% | 0% | 0% | 0% | 0% | [26 empty] | Computer - New | LO50Fast | 100%
Advanced Power Strips - Retro | Engagement Sensing - Home AV - Direct | Retro | PSE10YrRetro | 85% | 10% | 10% | 10% | 10% | 10% | 10% | 10% | 10% | 10% | 10% | 0% | 0% | 0% | 0% | 0% | 0% | 0% | 0% | 0% | 0% | 0% | 0% | 0% | 0% | [26 empty] | Computer - NR | LO50Fast | 100%
Advanced Power Strips - Retro | Load or Occupancy / Motion Sensing - Home Office - Owner | Retro | PSE10YrRetro | 85% | 10% | 10% | 10% | 10% | 10% | 10% | 10% | 10% | 10% | 10% | 0% | 0% | 0% | 0% | 0% | 0% | 0% | 0% | 0% | 0% | 0% | 0% | 0% | 0% | [26 empty] | Advanced Power Strips - New | LO3Slow | 85%
Advanced Power Strips - Retro | Load or Occupancy / Motion Sensing - Home Office - Direct | Retro | PSE10YrRetro | 85% | 10% | 10% | 10% | 10% | 10% | 10% | 10% | 10% | 10% | 10% | 0% | 0% | 0% | 0% | 0% | 0% | 0% | 0% | 0% | 0% | 0% | 0% | 0% | 0% | [26 empty] | Advanced Power Strips - Retro | Retro3Slow | 85%
Advanced Power Strips - Retro | PC Interaction Sensing - Home Office - Owner | Retro | PSE10YrRetro | 85% | 10% | 10% | 10% | 10% | 10% | 10% | 10% | 10% | 10% | 10% | 0% | 0% | 0% | 0% | 0% | 0% | 0% | 0% | 0% | 0% | 0% | 0% | 0% | 0% | [26 empty] | UHD TV - New | LO5Med | 95%
Advanced Power Strips - Retro | PC Interaction Sensing - Home Office - Direct | Retro | PSE10YrRetro | 85% | 10% | 10% | 10% | 10% | 10% | 10% | 10% | 10% | 10% | 10% | 0% | 0% | 0% | 0% | 0% | 0% | 0% | 0% | 0% | 0% | 0% | 0% | 0% | 0% | [26 empty] | UHD TV - NR | LO5Med | 95%
Aerator - Retro | RETSH: Aerator - WaterSense - EO - Any WH - 1.0 gpm | Retro | PSE10YrRetro | 85% | 10% | 10% | 10% | 10% | 10% | 10% | 10% | 10% | 10% | 10% | 0% | 0% | 0% | 0% | 0% | 0% | 0% | 0% | 0% | 0% | 0% | 0% | 0% | 0% | [26 empty] | Fixtures - New | LO3Slow | 85%
Aerator - Retro | RETSH: Aerator - WaterSense - GO - Any WH - 1.0 gpm | Retro | PSE10YrRetro | 85% | 10% | 10% | 10% | 10% | 10% | 10% | 10% | 10% | 10% | 10% | 0% | 0% | 0% | 0% | 0% | 0% | 0% | 0% | 0% | 0% | 0% | 0% | 0% | 0% | [26 empty] | Fixtures - NR | LO3Slow | 85%
Aerator - Retro | RETSH: Aerator - WaterSense - EO - Any WH - 1.5 gpm | Retro | PSE10YrRetro | 85% | 10% | 10% | 10% | 10% | 10% | 10% | 10% | 10% | 10% | 10% | 0% | 0% | 0% | 0% | 0% | 0% | 0% | 0% | 0% | 0% | 0% | 0% | 0% | 0% | [26 empty] | ASHP Upgrade - New | LO3Slow | 95%
Aerator - Retro | RETSH: Aerator - WaterSense - GO - Any WH - 1.5 gpm | Retro | PSE10YrRetro | 85% | 10% | 10% | 10% | 10% | 10% | 10% | 10% | 10% | 10% | 10% | 0% | 0% | 0% | 0% | 0% | 0% | 0% | 0% | 0% | 0% | 0% | 0% | 0% | 0% | [26 empty] | ASHP Upgrade - NR | LO3Slow | 95%
Aerator - Retro | LIW: Aerator - 1.5 gpm - MF - TE | Retro | PSE10YrRetro | 85% | 10% | 10% | 10% | 10% | 10% | 10% | 10% | 10% | 10% | 10% | 0% | 0% | 0% | 0% | 0% | 0% | 0% | 0% | 0% | 0% | 0% | 0% | 0% | 0% | [26 empty] | ASHP Conversion - New | LO5Med | 95%
Aerator - Retro | LIW: Aerator - 1.5 gpm - MF - TG | Retro | PSE10YrRetro | 85% | 10% | 10% | 10% | 10% | 10% | 10% | 10% | 10% | 10% | 10% | 0% | 0% | 0% | 0% | 0% | 0% | 0% | 0% | 0% | 0% | 0% | 0% | 0% | 0% | [26 empty] | ASHP Conversion - Retro | Retro3Slow | 95%
Aerator - Retro | LIW: Aerator - 1.5 gpm- MH - TE | Retro | PSE10YrRetro | 85% | 10% | 10% | 10% | 10% | 10% | 10% | 10% | 10% | 10% | 10% | 0% | 0% | 0% | 0% | 0% | 0% | 0% | 0% | 0% | 0% | 0% | 0% | 0% | 0% | [26 empty] | DHP - New | LO5Med | 85%
Aerator - Retro | LIW: Aerator - 1.5 gpm - MH - TG | Retro | PSE10YrRetro | 85% | 10% | 10% | 10% | 10% | 10% | 10% | 10% | 10% | 10% | 10% | 0% | 0% | 0% | 0% | 0% | 0% | 0% | 0% | 0% | 0% | 0% | 0% | 0% | 0% | [26 empty] | DHP - Retro | Retro5Med | 85%
Aerator - Retro | LIW: Aerator - 1.5 gpm - SF - TE | Retro | PSE10YrRetro | 85% | 10% | 10% | 10% | 10% | 10% | 10% | 10% | 10% | 10% | 10% | 0% | 0% | 0% | 0% | 0% | 0% | 0% | 0% | 0% | 0% | 0% | 0% | 0% | 0% | [26 empty] | DHP Ducted - Retro | Retro3Slow | 85%
Aerator - Retro | LIW: Aerator - 1.5 gpm - SF - TG | Retro | PSE10YrRetro | 85% | 10% | 10% | 10% | 10% | 10% | 10% | 10% | 10% | 10% | 10% | 0% | 0% | 0% | 0% | 0% | 0% | 0% | 0% | 0% | 0% | 0% | 0% | 0% | 0% | [26 empty] | Duct Sealing - New | LO3Slow | 85%
Aerator - Retro | HMPT: Aerator - EWH - 1.0 gpm | Retro | PSE10YrRetro | 85% | 10% | 10% | 10% | 10% | 10% | 10% | 10% | 10% | 10% | 10% | 0% | 0% | 0% | 0% | 0% | 0% | 0% | 0% | 0% | 0% | 0% | 0% | 0% | 0% | [26 empty] | Duct Sealing - Retro | Retro3Slow | 85%
Aerator - Retro | HMPT: Aerator - EWH - 1.5 gpm | Retro | PSE10YrRetro | 85% | 10% | 10% | 10% | 10% | 10% | 10% | 10% | 10% | 10% | 10% | 0% | 0% | 0% | 0% | 0% | 0% | 0% | 0% | 0% | 0% | 0% | 0% | 0% | 0% | [26 empty] | Smart tstats - New | LO5Med | 85%
Aerator - Retro | HMPT: Aerator - GWH - 1.0 gpm | Retro | PSE10YrRetro | 85% | 10% | 10% | 10% | 10% | 10% | 10% | 10% | 10% | 10% | 10% | 0% | 0% | 0% | 0% | 0% | 0% | 0% | 0% | 0% | 0% | 0% | 0% | 0% | 0% | [26 empty] | Smart tstats - Retro | Retro5Med | 85%
Aerator - Retro | HMPT: Aerator - GWH - 1.5 gpm | Retro | PSE10YrRetro | 85% | 10% | 10% | 10% | 10% | 10% | 10% | 10% | 10% | 10% | 10% | 0% | 0% | 0% | 0% | 0% | 0% | 0% | 0% | 0% | 0% | 0% | 0% | 0% | 0% | [26 empty] | Cellular Shades - New | LO1Slow | 85%
Aerator - Retro | MFRFT: Aerator - DI - EWH - 1.0 gpm | Retro | PSE10YrRetro | 85% | 10% | 10% | 10% | 10% | 10% | 10% | 10% | 10% | 10% | 10% | 0% | 0% | 0% | 0% | 0% | 0% | 0% | 0% | 0% | 0% | 0% | 0% | 0% | 0% | [26 empty] | Cellular Shades - Retro | Retro1Slow | 85%
Aerator - Retro | MFRFT: Aerator - DI - GWH - 1.0 gpm | Retro | PSE10YrRetro | 85% | 10% | 10% | 10% | 10% | 10% | 10% | 10% | 10% | 10% | 10% | 0% | 0% | 0% | 0% | 0% | 0% | 0% | 0% | 0% | 0% | 0% | 0% | 0% | 0% | [26 empty] | CAC - New | LO5Med | 95%
Aerator - Retro | MFRFT: Aerator - DI - EWH - 1.5 gpm | Retro | PSE10YrRetro | 85% | 10% | 10% | 10% | 10% | 10% | 10% | 10% | 10% | 10% | 10% | 0% | 0% | 0% | 0% | 0% | 0% | 0% | 0% | 0% | 0% | 0% | 0% | 0% | 0% | [26 empty] | CAC - NR | LO5Med | 95%
Aerator - Retro | MFRFT: Aerator - DI - GWH - 1.5 gpm | Retro | PSE10YrRetro | 85% | 10% | 10% | 10% | 10% | 10% | 10% | 10% | 10% | 10% | 10% | 0% | 0% | 0% | 0% | 0% | 0% | 0% | 0% | 0% | 0% | 0% | 0% | 0% | 0% | [26 empty] | Heat Recovery Ventilation - New | LO3Slow | 85%
Aerator - Retro | MFRFT: Aerator - DI - GWH - 1.0 gpm - Product Only | Retro | PSE10YrRetro | 85% | 10% | 10% | 10% | 10% | 10% | 10% | 10% | 10% | 10% | 10% | 0% | 0% | 0% | 0% | 0% | 0% | 0% | 0% | 0% | 0% | 0% | 0% | 0% | 0% | [26 empty] | GSHP - New | LO1Slow | 85%
Aerator - Retro | MFRFT: Aerator - DI - GWH - 1.5 gpm - Product Only | Retro | PSE10YrRetro | 85% | 10% | 10% | 10% | 10% | 10% | 10% | 10% | 10% | 10% | 10% | 0% | 0% | 0% | 0% | 0% | 0% | 0% | 0% | 0% | 0% | 0% | 0% | 0% | 0% | [26 empty] | GSHP - NR | LO1Slow | 85%
Aerator - Retro | Aerator - WaterSense - 1.0 gpm - Any WH - Res - EO - TY Kit | Retro | PSE10YrRetro | 85% | 10% | 10% | 10% | 10% | 10% | 10% | 10% | 10% | 10% | 10% | 0% | 0% | 0% | 0% | 0% | 0% | 0% | 0% | 0% | 0% | 0% | 0% | 0% | 0% | [26 empty] | Whole House Fan - Retro | Retro1Slow | 85%
Aerator - Retro | Aerator - WaterSense - 1.0 gpm - Any WH - Res - GO - TY Kit | Retro | PSE10YrRetro | 85% | 10% | 10% | 10% | 10% | 10% | 10% | 10% | 10% | 10% | 10% | 0% | 0% | 0% | 0% | 0% | 0% | 0% | 0% | 0% | 0% | 0% | 0% | 0% | 0% | [26 empty] | Whole House Fan - New | LO1Slow | 85%
Aerator - Retro | Aerator - WaterSense - 1.5 gpm - Any WH - Res - GO - TY Kit | Retro | PSE10YrRetro | 85% | 10% | 10% | 10% | 10% | 10% | 10% | 10% | 10% | 10% | 10% | 0% | 0% | 0% | 0% | 0% | 0% | 0% | 0% | 0% | 0% | 0% | 0% | 0% | 0% | [26 empty] | Circulator Controls - New | LO3Slow | 85%
Aerator - Retro | Aerator - 1.0 gpm - EWH - MH | Retro | PSE10YrRetro | 85% | 10% | 10% | 10% | 10% | 10% | 10% | 10% | 10% | 10% | 10% | 0% | 0% | 0% | 0% | 0% | 0% | 0% | 0% | 0% | 0% | 0% | 0% | 0% | 0% | [26 empty] | Circulator Controls - NR | LO3Slow | 85%
Aerator - Retro | Aerator - 1.0 gpm - GWH - MH | Retro | PSE10YrRetro | 85% | 10% | 10% | 10% | 10% | 10% | 10% | 10% | 10% | 10% | 10% | 0% | 0% | 0% | 0% | 0% | 0% | 0% | 0% | 0% | 0% | 0% | 0% | 0% | 0% | [26 empty] | Behavior - Retro | Retro3Slow | 85%
Aerator - Retro | Aerator - 1.5 gpm - EWH - MH | Retro | PSE10YrRetro | 85% | 10% | 10% | 10% | 10% | 10% | 10% | 10% | 10% | 10% | 10% | 0% | 0% | 0% | 0% | 0% | 0% | 0% | 0% | 0% | 0% | 0% | 0% | 0% | 0% | [26 empty] | Behavior - New | LO3Slow | 85%
Aerator - Retro | Aerator - 1.5 gpm - GWH - MH | Retro | PSE10YrRetro | 85% | 10% | 10% | 10% | 10% | 10% | 10% | 10% | 10% | 10% | 10% | 0% | 0% | 0% | 0% | 0% | 0% | 0% | 0% | 0% | 0% | 0% | 0% | 0% | 0% | [26 empty] | EV Supply Equip - New | LO5Med | 95%
Duct Sealing - Retro | LIW: Sealing - Duct - MH - TE | Retro | PSE10YrRetro | 85% | 10% | 10% | 10% | 10% | 10% | 10% | 10% | 10% | 10% | 10% | 0% | 0% | 0% | 0% | 0% | 0% | 0% | 0% | 0% | 0% | 0% | 0% | 0% | 0% | [26 empty] | EV Supply Equip - NR | LO5Med | 95%
Duct Sealing - Retro | LIW: Sealing - Duct - MH - TG | Retro | PSE10YrRetro | 85% | 10% | 10% | 10% | 10% | 10% | 10% | 10% | 10% | 10% | 10% | 0% | 0% | 0% | 0% | 0% | 0% | 0% | 0% | 0% | 0% | 0% | 0% | 0% | 0% | [26 empty] | Air cleaners - New | LO5Med | 95%
Duct Sealing - Retro | LIW: Sealing - Duct - SF - TE | Retro | PSE10YrRetro | 85% | 10% | 10% | 10% | 10% | 10% | 10% | 10% | 10% | 10% | 10% | 0% | 0% | 0% | 0% | 0% | 0% | 0% | 0% | 0% | 0% | 0% | 0% | 0% | 0% | [26 empty] | Air cleaners - NR | LO5Med | 95%
Duct Sealing - Retro | LIW: Sealing - Duct - SF - TG | Retro | PSE10YrRetro | 85% | 10% | 10% | 10% | 10% | 10% | 10% | 10% | 10% | 10% | 10% | 0% | 0% | 0% | 0% | 0% | 0% | 0% | 0% | 0% | 0% | 0% | 0% | 0% | 0% | [26 empty] | RAC - New | LO12Med | 95%
NA | LIW: Sealing - Shell - MH - TE | Retro | PSE10YrRetro | 85% | 10% | 10% | 10% | 10% | 10% | 10% | 10% | 10% | 10% | 10% | 0% | 0% | 0% | 0% | 0% | 0% | 0% | 0% | 0% | 0% | 0% | 0% | 0% | 0% | [26 empty] | RAC - NR | LO12Med | 95%
NA | LIW: Sealing - Shell - MH - TG | Retro | PSE10YrRetro | 85% | 10% | 10% | 10% | 10% | 10% | 10% | 10% | 10% | 10% | 10% | 0% | 0% | 0% | 0% | 0% | 0% | 0% | 0% | 0% | 0% | 0% | 0% | 0% | 0% | [26 empty] | Well Pump - New | LO1Slow | 95%
NA | LIW: Sealing - Shell - SF - TE | Retro | PSE10YrRetro | 85% | 10% | 10% | 10% | 10% | 10% | 10% | 10% | 10% | 10% | 10% | 0% | 0% | 0% | 0% | 0% | 0% | 0% | 0% | 0% | 0% | 0% | 0% | 0% | 0% | [26 empty] | Well Pump - NR | LO1Slow | 95%
NA | LIW: Sealing - Shell - SF - TG | Retro | PSE10YrRetro | 85% | 10% | 10% | 10% | 10% | 10% | 10% | 10% | 10% | 10% | 10% | 0% | 0% | 0% | 0% | 0% | 0% | 0% | 0% | 0% | 0% | 0% | 0% | 0% | 0% | [26 empty] | ResWx - Retro | Retro5Med | 85%
NA | SFWX: Sealing - Duct and Insulation - E | Retro | PSE10YrRetro | 85% | 10% | 10% | 10% | 10% | 10% | 10% | 10% | 10% | 10% | 10% | 0% | 0% | 0% | 0% | 0% | 0% | 0% | 0% | 0% | 0% | 0% | 0% | 0% | 0%
NA | SFWX: Sealing - Duct and Insulation - NG | Retro | PSE10YrRetro | 85% | 10% | 10% | 10% | 10% | 10% | 10% | 10% | 10% | 10% | 10% | 0% | 0% | 0% | 0% | 0% | 0% | 0% | 0% | 0% | 0% | 0% | 0% | 0% | 0%
Duct Sealing - Retro | SFWX: Sealing - Duct - FAF | Retro | PSE10YrRetro | 85% | 10% | 10% | 10% | 10% | 10% | 10% | 10% | 10% | 10% | 10% | 0% | 0% | 0% | 0% | 0% | 0% | 0% | 0% | 0% | 0% | 0% | 0% | 0% | 0%
Duct Sealing - Retro | SFWX: Sealing - Duct - NG | Retro | PSE10YrRetro | 85% | 10% | 10% | 10% | 10% | 10% | 10% | 10% | 10% | 10% | 10% | 0% | 0% | 0% | 0% | 0% | 0% | 0% | 0% | 0% | 0% | 0% | 0% | 0% | 0%
Duct Sealing - Retro | SFWX: Sealing - Duct - HP | Retro | PSE10YrRetro | 85% | 10% | 10% | 10% | 10% | 10% | 10% | 10% | 10% | 10% | 10% | 0% | 0% | 0% | 0% | 0% | 0% | 0% | 0% | 0% | 0% | 0% | 0% | 0% | 0%
NA | Duct Sealing and Insulation - EH - SF or DX - MI | Retro | PSE10YrRetro | 85% | 10% | 10% | 10% | 10% | 10% | 10% | 10% | 10% | 10% | 10% | 0% | 0% | 0% | 0% | 0% | 0% | 0% | 0% | 0% | 0% | 0% | 0% | 0% | 0%
NA | Duct Sealing and Insulation - GH - SF or DX - MI | Retro | PSE10YrRetro | 85% | 10% | 10% | 10% | 10% | 10% | 10% | 10% | 10% | 10% | 10% | 0% | 0% | 0% | 0% | 0% | 0% | 0% | 0% | 0% | 0% | 0% | 0% | 0% | 0%
NA | Sealing - Air - Attic - EH - SF or DX | Retro | PSE10YrRetro | 85% | 10% | 10% | 10% | 10% | 10% | 10% | 10% | 10% | 10% | 10% | 0% | 0% | 0% | 0% | 0% | 0% | 0% | 0% | 0% | 0% | 0% | 0% | 0% | 0%
NA | Sealing - Air - Attic - EH - SF or DX - MI | Retro | PSE10YrRetro | 85% | 10% | 10% | 10% | 10% | 10% | 10% | 10% | 10% | 10% | 10% | 0% | 0% | 0% | 0% | 0% | 0% | 0% | 0% | 0% | 0% | 0% | 0% | 0% | 0%
NA | Sealing - Air - Attic - GH - SF or DX | Retro | PSE10YrRetro | 85% | 10% | 10% | 10% | 10% | 10% | 10% | 10% | 10% | 10% | 10% | 0% | 0% | 0% | 0% | 0% | 0% | 0% | 0% | 0% | 0% | 0% | 0% | 0% | 0%
NA | Sealing - Air - Attic - GH - SF or DX - MI | Retro | PSE10YrRetro | 85% | 10% | 10% | 10% | 10% | 10% | 10% | 10% | 10% | 10% | 10% | 0% | 0% | 0% | 0% | 0% | 0% | 0% | 0% | 0% | 0% | 0% | 0% | 0% | 0%
NA | Sealing - Air - Floor - EH - SF or DX | Retro | PSE10YrRetro | 85% | 10% | 10% | 10% | 10% | 10% | 10% | 10% | 10% | 10% | 10% | 0% | 0% | 0% | 0% | 0% | 0% | 0% | 0% | 0% | 0% | 0% | 0% | 0% | 0%
NA | Sealing - Air - Floor - EH - SF or DX - MI | Retro | PSE10YrRetro | 85% | 10% | 10% | 10% | 10% | 10% | 10% | 10% | 10% | 10% | 10% | 0% | 0% | 0% | 0% | 0% | 0% | 0% | 0% | 0% | 0% | 0% | 0% | 0% | 0%
NA | Sealing - Air - Floor - GH - SF or DX | Retro | PSE10YrRetro | 85% | 10% | 10% | 10% | 10% | 10% | 10% | 10% | 10% | 10% | 10% | 0% | 0% | 0% | 0% | 0% | 0% | 0% | 0% | 0% | 0% | 0% | 0% | 0% | 0%
NA | Sealing - Air - Floor - GH - SF or DX - MI | Retro | PSE10YrRetro | 85% | 10% | 10% | 10% | 10% | 10% | 10% | 10% | 10% | 10% | 10% | 0% | 0% | 0% | 0% | 0% | 0% | 0% | 0% | 0% | 0% | 0% | 0% | 0% | 0%
NA | Sealing - Air - Whole House - E FAF - SF or DX | Retro | PSE10YrRetro | 85% | 10% | 10% | 10% | 10% | 10% | 10% | 10% | 10% | 10% | 10% | 0% | 0% | 0% | 0% | 0% | 0% | 0% | 0% | 0% | 0% | 0% | 0% | 0% | 0%
NA | Sealing - Air - Whole House - GH - SF or DX | Retro | PSE10YrRetro | 85% | 10% | 10% | 10% | 10% | 10% | 10% | 10% | 10% | 10% | 10% | 0% | 0% | 0% | 0% | 0% | 0% | 0% | 0% | 0% | 0% | 0% | 0% | 0% | 0%
NA | Sealing - Air - Whole House - HP - SF or DX | Retro | PSE10YrRetro | 85% | 10% | 10% | 10% | 10% | 10% | 10% | 10% | 10% | 10% | 10% | 0% | 0% | 0% | 0% | 0% | 0% | 0% | 0% | 0% | 0% | 0% | 0% | 0% | 0%
NA | Sealing - Air - Whole House - Zonal - SF or DX | Retro | PSE10YrRetro | 85% | 10% | 10% | 10% | 10% | 10% | 10% | 10% | 10% | 10% | 10% | 0% | 0% | 0% | 0% | 0% | 0% | 0% | 0% | 0% | 0% | 0% | 0% | 0% | 0%
Duct Sealing - Retro | Sealing - Duct - E FAF - SF or DX - MI | Retro | PSE10YrRetro | 85% | 10% | 10% | 10% | 10% | 10% | 10% | 10% | 10% | 10% | 10% | 0% | 0% | 0% | 0% | 0% | 0% | 0% | 0% | 0% | 0% | 0% | 0% | 0% | 0%
Duct Sealing - Retro | Sealing - Duct - EH - MH | Retro | PSE10YrRetro | 85% | 10% | 10% | 10% | 10% | 10% | 10% | 10% | 10% | 10% | 10% | 0% | 0% | 0% | 0% | 0% | 0% | 0% | 0% | 0% | 0% | 0% | 0% | 0% | 0%
Duct Sealing - Retro | Sealing - Duct - GH - MH | Retro | PSE10YrRetro | 85% | 10% | 10% | 10% | 10% | 10% | 10% | 10% | 10% | 10% | 10% | 0% | 0% | 0% | 0% | 0% | 0% | 0% | 0% | 0% | 0% | 0% | 0% | 0% | 0%
Duct Sealing - Retro | Sealing - Duct - GH - SF or DX - MI | Retro | PSE10YrRetro | 85% | 10% | 10% | 10% | 10% | 10% | 10% | 10% | 10% | 10% | 10% | 0% | 0% | 0% | 0% | 0% | 0% | 0% | 0% | 0% | 0% | 0% | 0% | 0% | 0%
Duct Sealing - Retro | Sealing - Duct - HP - SF or DX - MI | Retro | PSE10YrRetro | 85% | 10% | 10% | 10% | 10% | 10% | 10% | 10% | 10% | 10% | 10% | 0% | 0% | 0% | 0% | 0% | 0% | 0% | 0% | 0% | 0% | 0% | 0% | 0% | 0%
NA | Boiler - Energy Star - 95pc AFUE - GH - Res | NR | LO1Slow | 85% | 1% | 1% | 2% | 3% | 5% | 9% | 13% | 19% | 26% | 34% | 43% | 53% | 63% | 72% | 81% | 87% | 92% | 96% | 98% | 100% | 100% | 100% | 100% | 100%
NA | Boiler - Energy Star - 95pc AFUE - GH - Res - MI | NR | LO1Slow | 85% | 1% | 1% | 2% | 3% | 5% | 9% | 13% | 19% | 26% | 34% | 43% | 53% | 63% | 72% | 81% | 87% | 92% | 96% | 98% | 100% | 100% | 100% | 100% | 100%
Clothes Dryer - NR | RETAP: Clothes Dryer - Ventless - Energy Star | NR | LO12Med | 95% | 11% | 22% | 33% | 44% | 55% | 65% | 72% | 79% | 84% | 88% | 91% | 94% | 96% | 97% | 99% | 100% | 100% | 100% | 100% | 100% | 100% | 100% | 100% | 100%
Clothes Dryer - NR | Clothes Dryer - HP - Vented - EH - Res | NR | LO12Med | 95% | 11% | 22% | 33% | 44% | 55% | 65% | 72% | 79% | 84% | 88% | 91% | 94% | 96% | 97% | 99% | 100% | 100% | 100% | 100% | 100% | 100% | 100% | 100% | 100%
Clothes Dryer - NR | Clothes Dryer - HP - Ventless - EH - Res | NR | LO12Med | 95% | 11% | 22% | 33% | 44% | 55% | 65% | 72% | 79% | 84% | 88% | 91% | 94% | 96% | 97% | 99% | 100% | 100% | 100% | 100% | 100% | 100% | 100% | 100% | 100%
Clothes Dryer - NR | Clothes Dryer - Vented - Energy Star - EH - Res | NR | LO12Med | 95% | 11% | 22% | 33% | 44% | 55% | 65% | 72% | 79% | 84% | 88% | 91% | 94% | 96% | 97% | 99% | 100% | 100% | 100% | 100% | 100% | 100% | 100% | 100% | 100%
Clothes Dryer - NR | Clothes Dryer - Ventless - Energy Star - EH - Res | NR | LO12Med | 95% | 11% | 22% | 33% | 44% | 55% | 65% | 72% | 79% | 84% | 88% | 91% | 94% | 96% | 97% | 99% | 100% | 100% | 100% | 100% | 100% | 100% | 100% | 100% | 100%
Clothes Dryer - NR | ENERGY STAR gas Dryer - Vented | NR | LO12Med | 95% | 11% | 22% | 33% | 44% | 55% | 65% | 72% | 79% | 84% | 88% | 91% | 94% | 96% | 97% | 99% | 100% | 100% | 100% | 100% | 100% | 100% | 100% | 100% | 100%
Clothes Washer - NR | Clothes Washer - Front Load - Tier 2 or Higher - Any WH - Any Dryer - Res - C | NR | LO12Med | 85% | 11% | 22% | 33% | 44% | 55% | 65% | 72% | 79% | 84% | 88% | 91% | 94% | 96% | 97% | 99% | 100% | 100% | 100% | 100% | 100% | 100% | 100% | 100% | 100%
Clothes Washer - NR | Clothes Washer - Front Load - Tier 2 or Higher - Any WH - Any Dryer - Res - EO | NR | LO12Med | 85% | 11% | 22% | 33% | 44% | 55% | 65% | 72% | 79% | 84% | 88% | 91% | 94% | 96% | 97% | 99% | 100% | 100% | 100% | 100% | 100% | 100% | 100% | 100% | 100%
Clothes Washer - NR | Clothes Washer - Energy Star - Any WH - Any Dryer - Res - C | NR | LO12Med | 85% | 11% | 22% | 33% | 44% | 55% | 65% | 72% | 79% | 84% | 88% | 91% | 94% | 96% | 97% | 99% | 100% | 100% | 100% | 100% | 100% | 100% | 100% | 100% | 100%
Clothes Washer - NR | Clothes Washer - Energy Star - Any WH - Any Dryer - Res - EO | NR | LO12Med | 85% | 11% | 22% | 33% | 44% | 55% | 65% | 72% | 79% | 84% | 88% | 91% | 94% | 96% | 97% | 99% | 100% | 100% | 100% | 100% | 100% | 100% | 100% | 100% | 100%
Dishwasher - New | Single Family Energy Star Dishwasher - Electric DHW | NR | LO12Med | 95% | 11% | 22% | 33% | 44% | 55% | 65% | 72% | 79% | 84% | 88% | 91% | 94% | 96% | 97% | 99% | 100% | 100% | 100% | 100% | 100% | 100% | 100% | 100% | 100%
Dishwasher - New | Single Family CEE Tier 1 Dishwasher - Electric DHW | NR | LO12Med | 95% | 11% | 22% | 33% | 44% | 55% | 65% | 72% | 79% | 84% | 88% | 91% | 94% | 96% | 97% | 99% | 100% | 100% | 100% | 100% | 100% | 100% | 100% | 100% | 100%
Dishwasher - New | Multifamily - Energy Star Dishwasher - Electric DHW | NR | LO12Med | 95% | 11% | 22% | 33% | 44% | 55% | 65% | 72% | 79% | 84% | 88% | 91% | 94% | 96% | 97% | 99% | 100% | 100% | 100% | 100% | 100% | 100% | 100% | 100% | 100%
Dishwasher - New | Multifamily - CEE Tier 1 Dishwasher - Electric DHW | NR | LO12Med | 95% | 11% | 22% | 33% | 44% | 55% | 65% | 72% | 79% | 84% | 88% | 91% | 94% | 96% | 97% | 99% | 100% | 100% | 100% | 100% | 100% | 100% | 100% | 100% | 100%
Dishwasher - New | Manufactured Energy Star Dishwasher - Electric DHW | NR | LO12Med | 95% | 11% | 22% | 33% | 44% | 55% | 65% | 72% | 79% | 84% | 88% | 91% | 94% | 96% | 97% | 99% | 100% | 100% | 100% | 100% | 100% | 100% | 100% | 100% | 100%
Dishwasher - New | Manufactured CEE Tier 1 Dishwasher - Electric DHW | NR | LO12Med | 95% | 11% | 22% | 33% | 44% | 55% | 65% | 72% | 79% | 84% | 88% | 91% | 94% | 96% | 97% | 99% | 100% | 100% | 100% | 100% | 100% | 100% | 100% | 100% | 100%
Dishwasher - New | Single Family Energy Star Dishwasher - Gas DHW | NR | LO12Med | 95% | 11% | 22% | 33% | 44% | 55% | 65% | 72% | 79% | 84% | 88% | 91% | 94% | 96% | 97% | 99% | 100% | 100% | 100% | 100% | 100% | 100% | 100% | 100% | 100%
Dishwasher - New | Single Family CEE Tier 1 Dishwasher - Gas DHW | NR | LO12Med | 95% | 11% | 22% | 33% | 44% | 55% | 65% | 72% | 79% | 84% | 88% | 91% | 94% | 96% | 97% | 99% | 100% | 100% | 100% | 100% | 100% | 100% | 100% | 100% | 100%
Dishwasher - New | Multifamily - Energy Star Dishwasher - Gas DHW | NR | LO12Med | 95% | 11% | 22% | 33% | 44% | 55% | 65% | 72% | 79% | 84% | 88% | 91% | 94% | 96% | 97% | 99% | 100% | 100% | 100% | 100% | 100% | 100% | 100% | 100% | 100%
Dishwasher - New | Multifamily - CEE Tier 1 Dishwasher - Gas DHW | NR | LO12Med | 95% | 11% | 22% | 33% | 44% | 55% | 65% | 72% | 79% | 84% | 88% | 91% | 94% | 96% | 97% | 99% | 100% | 100% | 100% | 100% | 100% | 100% | 100% | 100% | 100%
Dishwasher - New | Manufactured Energy Star Dishwasher - Gas DHW | NR | LO12Med | 95% | 11% | 22% | 33% | 44% | 55% | 65% | 72% | 79% | 84% | 88% | 91% | 94% | 96% | 97% | 99% | 100% | 100% | 100% | 100% | 100% | 100% | 100% | 100% | 100%
Dishwasher - New | Manufactured CEE Tier 1 Dishwasher - Gas DHW | NR | LO12Med | 95% | 11% | 22% | 33% | 44% | 55% | 65% | 72% | 79% | 84% | 88% | 91% | 94% | 96% | 97% | 99% | 100% | 100% | 100% | 100% | 100% | 100% | 100% | 100% | 100%
NA | LIW: Insulation - Duct - R0 to R11 - MF - TE | Retro | PSE10YrRetro | 85% | 10% | 10% | 10% | 10% | 10% | 10% | 10% | 10% | 10% | 10% | 0% | 0% | 0% | 0% | 0% | 0% | 0% | 0% | 0% | 0% | 0% | 0% | 0% | 0%
NA | LIW: Insulation - Duct - R0 to R11 - MF - TG | Retro | PSE10YrRetro | 85% | 10% | 10% | 10% | 10% | 10% | 10% | 10% | 10% | 10% | 10% | 0% | 0% | 0% | 0% | 0% | 0% | 0% | 0% | 0% | 0% | 0% | 0% | 0% | 0%
NA | LIW: Insulation - Duct - R0 to R11 - SF - TE | Retro | PSE10YrRetro | 85% | 10% | 10% | 10% | 10% | 10% | 10% | 10% | 10% | 10% | 10% | 0% | 0% | 0% | 0% | 0% | 0% | 0% | 0% | 0% | 0% | 0% | 0% | 0% | 0%
NA | LIW: Insulation - Duct - R0 to R11 - SF - TG | Retro | PSE10YrRetro | 85% | 10% | 10% | 10% | 10% | 10% | 10% | 10% | 10% | 10% | 10% | 0% | 0% | 0% | 0% | 0% | 0% | 0% | 0% | 0% | 0% | 0% | 0% | 0% | 0%
CAC - NR | High Efficiency Air Conditioners - SEER 15.0 / EER 12.0+ - Single Family - CZ1 | NR | LO5Med | 95% | 4% | 10% | 16% | 24% | 32% | 42% | 53% | 64% | 75% | 84% | 91% | 96% | 99% | 100% | 100% | 100% | 100% | 100% | 100% | 100% | 100% | 100% | 100% | 100%
CAC - NR | High Efficiency Air Conditioners - SEER 16.0 / EER 12.0+ - Single Family - CZ1 | NR | LO5Med | 95% | 4% | 10% | 16% | 24% | 32% | 42% | 53% | 64% | 75% | 84% | 91% | 96% | 99% | 100% | 100% | 100% | 100% | 100% | 100% | 100% | 100% | 100% | 100% | 100%
CAC - NR | High Efficiency Air Conditioners - SEER 17.0 / EER 13.0 - Single Family - CZ1 | NR | LO5Med | 95% | 4% | 10% | 16% | 24% | 32% | 42% | 53% | 64% | 75% | 84% | 91% | 96% | 99% | 100% | 100% | 100% | 100% | 100% | 100% | 100% | 100% | 100% | 100% | 100%
CAC - NR | High Efficiency Air Conditioners - SEER 18.0 / EER 13.0 - Single Family - CZ1 | NR | LO5Med | 95% | 4% | 10% | 16% | 24% | 32% | 42% | 53% | 64% | 75% | 84% | 91% | 96% | 99% | 100% | 100% | 100% | 100% | 100% | 100% | 100% | 100% | 100% | 100% | 100%
CAC - NR | High Efficiency Air Conditioners - SEER 15.0 / EER 12.0+ - Manufactured - CZ1 | NR | LO5Med | 95% | 4% | 10% | 16% | 24% | 32% | 42% | 53% | 64% | 75% | 84% | 91% | 96% | 99% | 100% | 100% | 100% | 100% | 100% | 100% | 100% | 100% | 100% | 100% | 100%
CAC - NR | High Efficiency Air Conditioners - SEER 16.0 / EER 12.0+ - Manufactured - CZ1 | NR | LO5Med | 95% | 4% | 10% | 16% | 24% | 32% | 42% | 53% | 64% | 75% | 84% | 91% | 96% | 99% | 100% | 100% | 100% | 100% | 100% | 100% | 100% | 100% | 100% | 100% | 100%
CAC - NR | High Efficiency Air Conditioners - SEER 17.0 / EER 13.0 - Manufactured - CZ1 | NR | LO5Med | 95% | 4% | 10% | 16% | 24% | 32% | 42% | 53% | 64% | 75% | 84% | 91% | 96% | 99% | 100% | 100% | 100% | 100% | 100% | 100% | 100% | 100% | 100% | 100% | 100%
CAC - NR | High Efficiency Air Conditioners - SEER 18.0 / EER 13.0 - Manufactured - CZ1 | NR | LO5Med | 95% | 4% | 10% | 16% | 24% | 32% | 42% | 53% | 64% | 75% | 84% | 91% | 96% | 99% | 100% | 100% | 100% | 100% | 100% | 100% | 100% | 100% | 100% | 100% | 100%
NA | Single-Family Res_Outdoor_Self-Priming_> 0 to ≤ 1 thp_SINGLE-SPEED to DUAL-SPEED | NR | LO5Med | 85% | 4% | 10% | 16% | 24% | 32% | 42% | 53% | 64% | 75% | 84% | 91% | 96% | 99% | 100% | 100% | 100% | 100% | 100% | 100% | 100% | 100% | 100% | 100% | 100%
NA | Single-Family Res_Outdoor_Self-Priming_> 1 to ≤ 2 thp_SINGLE-SPEED to DUAL-SPEED | NR | LO5Med | 85% | 4% | 10% | 16% | 24% | 32% | 42% | 53% | 64% | 75% | 84% | 91% | 96% | 99% | 100% | 100% | 100% | 100% | 100% | 100% | 100% | 100% | 100% | 100% | 100%
NA | Single-Family Res_Outdoor_Self-Priming_> 2 to ≤ 3 thp_SINGLE-SPEED to DUAL-SPEED | NR | LO5Med | 85% | 4% | 10% | 16% | 24% | 32% | 42% | 53% | 64% | 75% | 84% | 91% | 96% | 99% | 100% | 100% | 100% | 100% | 100% | 100% | 100% | 100% | 100% | 100% | 100%
NA | Single-Family Res_Outdoor_Self-Priming_> 3 to ≤ 4 thp_SINGLE-SPEED to DUAL-SPEED | NR | LO5Med | 85% | 4% | 10% | 16% | 24% | 32% | 42% | 53% | 64% | 75% | 84% | 91% | 96% | 99% | 100% | 100% | 100% | 100% | 100% | 100% | 100% | 100% | 100% | 100% | 100%
NA | Single-Family Res_Outdoor_Self-Priming_> 0 to ≤ 1 thp_DUAL-SPEED to VARIABLE-SPEED | NR | LO5Med | 85% | 4% | 10% | 16% | 24% | 32% | 42% | 53% | 64% | 75% | 84% | 91% | 96% | 99% | 100% | 100% | 100% | 100% | 100% | 100% | 100% | 100% | 100% | 100% | 100%
NA | Single-Family Res_Outdoor_Self-Priming_> 1 to ≤ 2 thp_DUAL-SPEED to VARIABLE-SPEED | NR | LO5Med | 85% | 4% | 10% | 16% | 24% | 32% | 42% | 53% | 64% | 75% | 84% | 91% | 96% | 99% | 100% | 100% | 100% | 100% | 100% | 100% | 100% | 100% | 100% | 100% | 100%
NA | Single-Family Res_Outdoor_Self-Priming_> 2 to ≤ 3 thp_DUAL-SPEED to VARIABLE-SPEED | NR | LO5Med | 85% | 4% | 10% | 16% | 24% | 32% | 42% | 53% | 64% | 75% | 84% | 91% | 96% | 99% | 100% | 100% | 100% | 100% | 100% | 100% | 100% | 100% | 100% | 100% | 100%
NA | Single-Family Res_Outdoor_Self-Priming_> 3 to ≤ 4 thp_DUAL-SPEED to VARIABLE-SPEED | NR | LO5Med | 85% | 4% | 10% | 16% | 24% | 32% | 42% | 53% | 64% | 75% | 84% | 91% | 96% | 99% | 100% | 100% | 100% | 100% | 100% | 100% | 100% | 100% | 100% | 100% | 100%
NA | Single-Family Res_Indoor_Self-Priming_> 0 to ≤ 1 thp_SINGLE-SPEED to DUAL-SPEED | NR | LO5Med | 85% | 4% | 10% | 16% | 24% | 32% | 42% | 53% | 64% | 75% | 84% | 91% | 96% | 99% | 100% | 100% | 100% | 100% | 100% | 100% | 100% | 100% | 100% | 100% | 100%
NA | Single-Family Res_Indoor_Self-Priming_> 1 to ≤ 2 thp_SINGLE-SPEED to DUAL-SPEED | NR | LO5Med | 85% | 4% | 10% | 16% | 24% | 32% | 42% | 53% | 64% | 75% | 84% | 91% | 96% | 99% | 100% | 100% | 100% | 100% | 100% | 100% | 100% | 100% | 100% | 100% | 100%
NA | Single-Family Res_Indoor_Self-Priming_> 2 to ≤ 3 thp_SINGLE-SPEED to DUAL-SPEED | NR | LO5Med | 85% | 4% | 10% | 16% | 24% | 32% | 42% | 53% | 64% | 75% | 84% | 91% | 96% | 99% | 100% | 100% | 100% | 100% | 100% | 100% | 100% | 100% | 100% | 100% | 100%
NA | Single-Family Res_Indoor_Self-Priming_> 3 to ≤ 4 thp_SINGLE-SPEED to DUAL-SPEED | NR | LO5Med | 85% | 4% | 10% | 16% | 24% | 32% | 42% | 53% | 64% | 75% | 84% | 91% | 96% | 99% | 100% | 100% | 100% | 100% | 100% | 100% | 100% | 100% | 100% | 100% | 100%
NA | Single-Family Res_Indoor_Self-Priming_> 0 to ≤ 1 thp_DUAL-SPEED to VARIABLE-SPEED | NR | LO5Med | 85% | 4% | 10% | 16% | 24% | 32% | 42% | 53% | 64% | 75% | 84% | 91% | 96% | 99% | 100% | 100% | 100% | 100% | 100% | 100% | 100% | 100% | 100% | 100% | 100%
NA | Single-Family Res_Indoor_Self-Priming_> 1 to ≤ 2 thp_DUAL-SPEED to VARIABLE-SPEED | NR | LO5Med | 85% | 4% | 10% | 16% | 24% | 32% | 42% | 53% | 64% | 75% | 84% | 91% | 96% | 99% | 100% | 100% | 100% | 100% | 100% | 100% | 100% | 100% | 100% | 100% | 100%
NA | Single-Family Res_Indoor_Self-Priming_> 2 to ≤ 3 thp_DUAL-SPEED to VARIABLE-SPEED | NR | LO5Med | 85% | 4% | 10% | 16% | 24% | 32% | 42% | 53% | 64% | 75% | 84% | 91% | 96% | 99% | 100% | 100% | 100% | 100% | 100% | 100% | 100% | 100% | 100% | 100% | 100%
NA | Single-Family Res_Indoor_Self-Priming_> 3 to ≤ 4 thp_DUAL-SPEED to VARIABLE-SPEED | NR | LO5Med | 85% | 4% | 10% | 16% | 24% | 32% | 42% | 53% | 64% | 75% | 84% | 91% | 96% | 99% | 100% | 100% | 100% | 100% | 100% | 100% | 100% | 100% | 100% | 100% | 100%
NA | Single-Family Res_Outdoor_Non-Self-Priming_> 0 to ≤ 0.5 thp_Current Practice to Any ENERGY STAR | NR | LO5Med | 85% | 4% | 10% | 16% | 24% | 32% | 42% | 53% | 64% | 75% | 84% | 91% | 96% | 99% | 100% | 100% | 100% | 100% | 100% | 100% | 100% | 100% | 100% | 100% | 100%
NA | Single-Family Res_Outdoor_Non-Self-Priming_> 0.5 to ≤ 1.5 thp_Current Practice to ENERGY STAR Dual-Speed | NR | LO5Med | 85% | 4% | 10% | 16% | 24% | 32% | 42% | 53% | 64% | 75% | 84% | 91% | 96% | 99% | 100% | 100% | 100% | 100% | 100% | 100% | 100% | 100% | 100% | 100% | 100%
NA | Single-Family Res_Outdoor_Non-Self-Priming_> 0.5 to ≤ 1.5 thp_ENERGY STAR Dual-Speed to ENERGY STAR Variable-Speed | NR | LO5Med | 85% | 4% | 10% | 16% | 24% | 32% | 42% | 53% | 64% | 75% | 84% | 91% | 96% | 99% | 100% | 100% | 100% | 100% | 100% | 100% | 100% | 100% | 100% | 100% | 100%
NA | Single-Family Res_Outdoor_Non-Self-Priming_> 1.5 to ≤ 2.5 thp_Current Practice to ENERGY STAR Dual-Speed | NR | LO5Med | 85% | 4% | 10% | 16% | 24% | 32% | 42% | 53% | 64% | 75% | 84% | 91% | 96% | 99% | 100% | 100% | 100% | 100% | 100% | 100% | 100% | 100% | 100% | 100% | 100%
NA | Single-Family Res_Outdoor_Non-Self-Priming_> 1.5 to ≤ 2.5 thp_ENERGY STAR Dual-Speed to ENERGY STAR Variable-Speed | NR | LO5Med | 85% | 4% | 10% | 16% | 24% | 32% | 42% | 53% | 64% | 75% | 84% | 91% | 96% | 99% | 100% | 100% | 100% | 100% | 100% | 100% | 100% | 100% | 100% | 100% | 100%
NA | Single-Family Res_Outdoor_Non-Self-Priming_> 2.5 to ≤ 3.5 thp_Current Practice to ENERGY STAR Dual-Speed | NR | LO5Med | 85% | 4% | 10% | 16% | 24% | 32% | 42% | 53% | 64% | 75% | 84% | 91% | 96% | 99% | 100% | 100% | 100% | 100% | 100% | 100% | 100% | 100% | 100% | 100% | 100%
NA | Single-Family Res_Outdoor_Non-Self-Priming_> 2.5 to ≤ 3.5 thp_ENERGY STAR Dual-Speed to ENERGY STAR Variable-Speed | NR | LO5Med | 85% | 4% | 10% | 16% | 24% | 32% | 42% | 53% | 64% | 75% | 84% | 91% | 96% | 99% | 100% | 100% | 100% | 100% | 100% | 100% | 100% | 100% | 100% | 100% | 100%
NA | Single-Family Res_Indoor_Pressure Cleaner Booster_> 0 to ≤ 2 thp_Current Practice to ENERGY STAR Single-Speed | NR | LO5Med | 85% | 4% | 10% | 16% | 24% | 32% | 42% | 53% | 64% | 75% | 84% | 91% | 96% | 99% | 100% | 100% | 100% | 100% | 100% | 100% | 100% | 100% | 100% | 100% | 100%
NA | Single-Family Res_Indoor_Pressure Cleaner Booster_> 0 to ≤ 2 thp_ENERGY STAR Single-Speed to ENERGY STAR Variable-Speed | NR | LO5Med | 85% | 4% | 10% | 16% | 24% | 32% | 42% | 53% | 64% | 75% | 84% | 91% | 96% | 99% | 100% | 100% | 100% | 100% | 100% | 100% | 100% | 100% | 100% | 100% | 100%
NA | Single-Family Res_Outdoor_Pressure Cleaner Booster_> 0 to ≤ 2 thp_Current Practice to ENERGY STAR Single-Speed | NR | LO5Med | 85% | 4% | 10% | 16% | 24% | 32% | 42% | 53% | 64% | 75% | 84% | 91% | 96% | 99% | 100% | 100% | 100% | 100% | 100% | 100% | 100% | 100% | 100% | 100% | 100%
NA | Single-Family Res_Outdoor_Pressure Cleaner Booster_> 0 to ≤ 2 thp_ENERGY STAR Single-Speed to ENERGY STAR Variable-Speed | NR | LO5Med | 85% | 4% | 10% | 16% | 24% | 32% | 42% | 53% | 64% | 75% | 84% | 91% | 96% | 99% | 100% | 100% | 100% | 100% | 100% | 100% | 100% | 100% | 100% | 100% | 100%
Freezer - New | Standard Size Freezer - Upright - ENERGY STAR | NR | LO12Med | 100% | 11% | 22% | 33% | 44% | 55% | 65% | 72% | 79% | 84% | 88% | 91% | 94% | 96% | 97% | 99% | 100% | 100% | 100% | 100% | 100% | 100% | 100% | 100% | 100%
Freezer - New | Standard Size Freezer - Chest - ENERGY STAR | NR | LO12Med | 100% | 11% | 22% | 33% | 44% | 55% | 65% | 72% | 79% | 84% | 88% | 91% | 94% | 96% | 97% | 99% | 100% | 100% | 100% | 100% | 100% | 100% | 100% | 100% | 100%
Freezer - New | Compact Standard Size Freezer - ENERGY STAR | NR | LO12Med | 100% | 11% | 22% | 33% | 44% | 55% | 65% | 72% | 79% | 84% | 88% | 91% | 94% | 96% | 97% | 99% | 100% | 100% | 100% | 100% | 100% | 100% | 100% | 100% | 100%
Freezer - New | Standard Size Freezer - Upright - ESME | NR | LO12Med | 100% | 11% | 22% | 33% | 44% | 55% | 65% | 72% | 79% | 84% | 88% | 91% | 94% | 96% | 97% | 99% | 100% | 100% | 100% | 100% | 100% | 100% | 100% | 100% | 100%
Freezer - New | Standard Size Freezer - Chest - ESME | NR | LO12Med | 100% | 11% | 22% | 33% | 44% | 55% | 65% | 72% | 79% | 84% | 88% | 91% | 94% | 96% | 97% | 99% | 100% | 100% | 100% | 100% | 100% | 100% | 100% | 100% | 100%
Freezer - New | Compact Standard Size Freezer - ESME | NR | LO12Med | 100% | 11% | 22% | 33% | 44% | 55% | 65% | 72% | 79% | 84% | 88% | 91% | 94% | 96% | 97% | 99% | 100% | 100% | 100% | 100% | 100% | 100% | 100% | 100% | 100%
NA | Freezer - Decommissioned - 1992 or Older - Res | Retro | PSE10YrRetro | 85% | 10% | 10% | 10% | 10% | 10% | 10% | 10% | 10% | 10% | 10% | 0% | 0% | 0% | 0% | 0% | 0% | 0% | 0% | 0% | 0% | 0% | 0% | 0% | 0%
NA | Refrigerator - Decommissioned - 1992 or Older - Res | Retro | PSE10YrRetro | 85% | 10% | 10% | 10% | 10% | 10% | 10% | 10% | 10% | 10% | 10% | 0% | 0% | 0% | 0% | 0% | 0% | 0% | 0% | 0% | 0% | 0% | 0% | 0% | 0%
NA | LIW: Furnace - Replacement - Gas - 95pc - MF - TG | NR | LO20Fast | 85% | 22% | 38% | 48% | 57% | 64% | 70% | 76% | 80% | 84% | 88% | 90% | 92% | 94% | 95% | 96% | 97% | 98% | 98% | 99% | 100% | 100% | 100% | 100% | 100%
NA | LIW: Furnace - Replacement - Gas - 95pc - SF - TG | NR | LO20Fast | 85% | 22% | 38% | 48% | 57% | 64% | 70% | 76% | 80% | 84% | 88% | 90% | 92% | 94% | 95% | 96% | 97% | 98% | 98% | 99% | 100% | 100% | 100% | 100% | 100%
NA | Furnace - 95pc - GH - Res | NR | LO20Fast | 85% | 22% | 38% | 48% | 57% | 64% | 70% | 76% | 80% | 84% | 88% | 90% | 92% | 94% | 95% | 96% | 97% | 98% | 98% | 99% | 100% | 100% | 100% | 100% | 100%
NA | Furnace - 95pc - GH - Res - MI | NR | LO20Fast | 85% | 22% | 38% | 48% | 57% | 64% | 70% | 76% | 80% | 84% | 88% | 90% | 92% | 94% | 95% | 96% | 97% | 98% | 98% | 99% | 100% | 100% | 100% | 100% | 100%
GSHP - New | Ground Source Heat Pump Upgrade from Air Source Heat Pump - Without Desuperheater - New House less than 4000 square feet - Heating Zone 1 - Cooling Zone 1 | New | LO1Slow | 85% | 1% | 1% | 2% | 3% | 5% | 9% | 13% | 19% | 26% | 34% | 43% | 53% | 63% | 72% | 81% | 87% | 92% | 96% | 98% | 100% | 100% | 100% | 100% | 100%
GSHP - New | Ground Source Heat Pump Upgrade from Air Source Heat Pump - Without Desuperheater - New House 4000 square feet or greater - Heating Zone 1 - Cooling Zone 1 | New | LO1Slow | 85% | 1% | 1% | 2% | 3% | 5% | 9% | 13% | 19% | 26% | 34% | 43% | 53% | 63% | 72% | 81% | 87% | 92% | 96% | 98% | 100% | 100% | 100% | 100% | 100%
GSHP - New | Ground Source Heat Pump Upgrade from Air Source Heat Pump - With Desuperheater - New House less than 4000 square feet - Heating Zone 1 - Cooling Zone 1 | New | LO1Slow | 85% | 1% | 1% | 2% | 3% | 5% | 9% | 13% | 19% | 26% | 34% | 43% | 53% | 63% | 72% | 81% | 87% | 92% | 96% | 98% | 100% | 100% | 100% | 100% | 100%
GSHP - New | Ground Source Heat Pump Upgrade from Air Source Heat Pump - With Desuperheater - New House 4000 square feet or greater - Heating Zone 1 - Cooling Zone 1 | New | LO1Slow | 85% | 1% | 1% | 2% | 3% | 5% | 9% | 13% | 19% | 26% | 34% | 43% | 53% | 63% | 72% | 81% | 87% | 92% | 96% | 98% | 100% | 100% | 100% | 100% | 100%
GSHP - NR | Ground Source Heat Pump Upgrade from Air Source Heat Pump - Without Desuperheater - Existing House less than 4000 square feet - Heating Zone 1 - Cooling Zone 1 | NR | LO1Slow | 85% | 1% | 1% | 2% | 3% | 5% | 9% | 13% | 19% | 26% | 34% | 43% | 53% | 63% | 72% | 81% | 87% | 92% | 96% | 98% | 100% | 100% | 100% | 100% | 100%
GSHP - NR | Ground Source Heat Pump Upgrade from Air Source Heat Pump - Without Desuperheater - Existing House 4000 square feet or greater - Heating Zone 1 - Cooling Zone 1 | NR | LO1Slow | 85% | 1% | 1% | 2% | 3% | 5% | 9% | 13% | 19% | 26% | 34% | 43% | 53% | 63% | 72% | 81% | 87% | 92% | 96% | 98% | 100% | 100% | 100% | 100% | 100%
GSHP - NR | Ground Source Heat Pump Upgrade from Air Source Heat Pump - With Desuperheater - Existing House less than 4000 square feet - Heating Zone 1 - Cooling Zone 1 | NR | LO1Slow | 85% | 1% | 1% | 2% | 3% | 5% | 9% | 13% | 19% | 26% | 34% | 43% | 53% | 63% | 72% | 81% | 87% | 92% | 96% | 98% | 100% | 100% | 100% | 100% | 100%
GSHP - NR | Ground Source Heat Pump Upgrade from Air Source Heat Pump - With Desuperheater - Existing House 4000 square feet or greater - Heating Zone 1 - Cooling Zone 1 | NR | LO1Slow | 85% | 1% | 1% | 2% | 3% | 5% | 9% | 13% | 19% | 26% | 34% | 43% | 53% | 63% | 72% | 81% | 87% | 92% | 96% | 98% | 100% | 100% | 100% | 100% | 100%
GSHP - New | Ground Source Heat Pump Conversion from FAF w/CAC - Without Desuperheater - New House less than 4000 square feet - Heating Zone 1 - Cooling Zone 1 | New | LO1Slow | 85% | 1% | 1% | 2% | 3% | 5% | 9% | 13% | 19% | 26% | 34% | 43% | 53% | 63% | 72% | 81% | 87% | 92% | 96% | 98% | 100% | 100% | 100% | 100% | 100%
GSHP - New | Ground Source Heat Pump Conversion from FAF w/CAC - Without Desuperheater - New House 4000 square feet or greater - Heating Zone 1 - Cooling Zone 1 | New | LO1Slow | 85% | 1% | 1% | 2% | 3% | 5% | 9% | 13% | 19% | 26% | 34% | 43% | 53% | 63% | 72% | 81% | 87% | 92% | 96% | 98% | 100% | 100% | 100% | 100% | 100%
GSHP - New | Ground Source Heat Pump Conversion from FAF w/CAC - With Desuperheater - New House less than 4000 square feet - Heating Zone 1 - Cooling Zone 1 | New | LO1Slow | 85% | 1% | 1% | 2% | 3% | 5% | 9% | 13% | 19% | 26% | 34% | 43% | 53% | 63% | 72% | 81% | 87% | 92% | 96% | 98% | 100% | 100% | 100% | 100% | 100%
GSHP - New | Ground Source Heat Pump Conversion from FAF w/CAC - With Desuperheater - New House 4000 square feet or greater - Heating Zone 1 - Cooling Zone 1 | New | LO1Slow | 85% | 1% | 1% | 2% | 3% | 5% | 9% | 13% | 19% | 26% | 34% | 43% | 53% | 63% | 72% | 81% | 87% | 92% | 96% | 98% | 100% | 100% | 100% | 100% | 100%
GSHP - NR | Ground Source Heat Pump Conversion from FAF w/CAC - Without Desuperheater - Existing House less than 4000 square feet - Heating Zone 1 - Cooling Zone 1 | NR | LO1Slow | 85% | 1% | 1% | 2% | 3% | 5% | 9% | 13% | 19% | 26% | 34% | 43% | 53% | 63% | 72% | 81% | 87% | 92% | 96% | 98% | 100% | 100% | 100% | 100% | 100%
GSHP - NR | Ground Source Heat Pump Conversion from FAF w/CAC - Without Desuperheater - Existing House 4000 square feet or greater - Heating Zone 1 - Cooling Zone 1 | NR | LO1Slow | 85% | 1% | 1% | 2% | 3% | 5% | 9% | 13% | 19% | 26% | 34% | 43% | 53% | 63% | 72% | 81% | 87% | 92% | 96% | 98% | 100% | 100% | 100% | 100% | 100%
GSHP - NR | Ground Source Heat Pump Conversion from FAF w/CAC - With Desuperheater - Existing House less than 4000 square feet - Heating Zone 1 - Cooling Zone 1 | NR | LO1Slow | 85% | 1% | 1% | 2% | 3% | 5% | 9% | 13% | 19% | 26% | 34% | 43% | 53% | 63% | 72% | 81% | 87% | 92% | 96% | 98% | 100% | 100% | 100% | 100% | 100%
GSHP - NR | Ground Source Heat Pump Conversion from FAF w/CAC - With Desuperheater - Existing House 4000 square feet or greater - Heating Zone 1 - Cooling Zone 1 | NR | LO1Slow | 85% | 1% | 1% | 2% | 3% | 5% | 9% | 13% | 19% | 26% | 34% | 43% | 53% | 63% | 72% | 81% | 87% | 92% | 96% | 98% | 100% | 100% | 100% | 100% | 100%
GSHP - New | Ground Source Heat Pump Conversion from FAF w/o CAC - Without Desuperheater - New House less than 4000 square feet - Heating Zone 1 - Cooling Zone 1 | New | LO1Slow | 85% | 1% | 1% | 2% | 3% | 5% | 9% | 13% | 19% | 26% | 34% | 43% | 53% | 63% | 72% | 81% | 87% | 92% | 96% | 98% | 100% | 100% | 100% | 100% | 100%
GSHP - New | Ground Source Heat Pump Conversion from FAF w/o CAC - Without Desuperheater - New House 4000 square feet or greater - Heating Zone 1 - Cooling Zone 1 | New | LO1Slow | 85% | 1% | 1% | 2% | 3% | 5% | 9% | 13% | 19% | 26% | 34% | 43% | 53% | 63% | 72% | 81% | 87% | 92% | 96% | 98% | 100% | 100% | 100% | 100% | 100%
GSHP - New | Ground Source Heat Pump Conversion from FAF w/o CAC - With Desuperheater - New House less than 4000 square feet - Heating Zone 1 - Cooling Zone 1 | New | LO1Slow | 85% | 1% | 1% | 2% | 3% | 5% | 9% | 13% | 19% | 26% | 34% | 43% | 53% | 63% | 72% | 81% | 87% | 92% | 96% | 98% | 100% | 100% | 100% | 100% | 100%
GSHP - New | Ground Source Heat Pump Conversion from FAF w/o CAC - With Desuperheater - New House 4000 square feet or greater - Heating Zone 1 - Cooling Zone 1 | New | LO1Slow | 85% | 1% | 1% | 2% | 3% | 5% | 9% | 13% | 19% | 26% | 34% | 43% | 53% | 63% | 72% | 81% | 87% | 92% | 96% | 98% | 100% | 100% | 100% | 100% | 100%
GSHP - NR | Ground Source Heat Pump Conversion from FAF w/o CAC - Without Desuperheater - Existing House less than 4000 square feet - Heating Zone 1 - Cooling Zone 1 | NR | LO1Slow | 85% | 1% | 1% | 2% | 3% | 5% | 9% | 13% | 19% | 26% | 34% | 43% | 53% | 63% | 72% | 81% | 87% | 92% | 96% | 98% | 100% | 100% | 100% | 100% | 100%
GSHP - NR | Ground Source Heat Pump Conversion from FAF w/o CAC - Without Desuperheater - Existing House 4000 square feet or greater - Heating Zone 1 - Cooling Zone 1 | NR | LO1Slow | 85% | 1% | 1% | 2% | 3% | 5% | 9% | 13% | 19% | 26% | 34% | 43% | 53% | 63% | 72% | 81% | 87% | 92% | 96% | 98% | 100% | 100% | 100% | 100% | 100%
GSHP - NR | Ground Source Heat Pump Conversion from FAF w/o CAC - With Desuperheater - Existing House less than 4000 square feet - Heating Zone 1 - Cooling Zone 1 | NR | LO1Slow | 85% | 1% | 1% | 2% | 3% | 5% | 9% | 13% | 19% | 26% | 34% | 43% | 53% | 63% | 72% | 81% | 87% | 92% | 96% | 98% | 100% | 100% | 100% | 100% | 100%
GSHP - NR | Ground Source Heat Pump Conversion from FAF w/o CAC - With Desuperheater - Existing House 4000 square feet or greater - Heating Zone 1 - Cooling Zone 1 | NR | LO1Slow | 85% | 1% | 1% | 2% | 3% | 5% | 9% | 13% | 19% | 26% | 34% | 43% | 53% | 63% | 72% | 81% | 87% | 92% | 96% | 98% | 100% | 100% | 100% | 100% | 100%
GSHP - New | Ground Source Heat Pump Upgrade from Air Source Heat Pump - With Desuperheater - New House less than 4000 square feet - Heating Zone 1 - Cooling Zone 1 - Gas Water Heater | New | LO1Slow | 85% | 1% | 1% | 2% | 3% | 5% | 9% | 13% | 19% | 26% | 34% | 43% | 53% | 63% | 72% | 81% | 87% | 92% | 96% | 98% | 100% | 100% | 100% | 100% | 100%
GSHP - New | Ground Source Heat Pump Upgrade from Air Source Heat Pump - With Desuperheater - New House 4000 square feet or greater - Heating Zone 1 - Cooling Zone 1 - Gas Water Heater | New | LO1Slow | 85% | 1% | 1% | 2% | 3% | 5% | 9% | 13% | 19% | 26% | 34% | 43% | 53% | 63% | 72% | 81% | 87% | 92% | 96% | 98% | 100% | 100% | 100% | 100% | 100%
GSHP - NR | Ground Source Heat Pump Upgrade from Air Source Heat Pump - With Desuperheater - Existing House less than 4000 square feet - Heating Zone 1 - Cooling Zone 1 - Gas Water Heater | NR | LO1Slow | 85% | 1% | 1% | 2% | 3% | 5% | 9% | 13% | 19% | 26% | 34% | 43% | 53% | 63% | 72% | 81% | 87% | 92% | 96% | 98% | 100% | 100% | 100% | 100% | 100%
GSHP - NR | Ground Source Heat Pump Upgrade from Air Source Heat Pump - With Desuperheater - Existing House 4000 square feet or greater - Heating Zone 1 - Cooling Zone 1 - Gas Water Heater | NR | LO1Slow | 85% | 1% | 1% | 2% | 3% | 5% | 9% | 13% | 19% | 26% | 34% | 43% | 53% | 63% | 72% | 81% | 87% | 92% | 96% | 98% | 100% | 100% | 100% | 100% | 100%
GSHP - New | Ground Source Heat Pump Conversion from FAF w/CAC - With Desuperheater - New House less than 4000 square feet - Heating Zone 1 - Cooling Zone 1 - Gas Water Heater | New | LO1Slow | 85% | 1% | 1% | 2% | 3% | 5% | 9% | 13% | 19% | 26% | 34% | 43% | 53% | 63% | 72% | 81% | 87% | 92% | 96% | 98% | 100% | 100% | 100% | 100% | 100%
GSHP - New | Ground Source Heat Pump Conversion from FAF w/CAC - With Desuperheater - New House 4000 square feet or greater - Heating Zone 1 - Cooling Zone 1 - Gas Water Heater | New | LO1Slow | 85% | 1% | 1% | 2% | 3% | 5% | 9% | 13% | 19% | 26% | 34% | 43% | 53% | 63% | 72% | 81% | 87% | 92% | 96% | 98% | 100% | 100% | 100% | 100% | 100%
GSHP - NR | Ground Source Heat Pump Conversion from FAF w/CAC - With Desuperheater - Existing House less than 4000 square feet - Heating Zone 1 - Cooling Zone 1 - Gas Water Heater | NR | LO1Slow | 85% | 1% | 1% | 2% | 3% | 5% | 9% | 13% | 19% | 26% | 34% | 43% | 53% | 63% | 72% | 81% | 87% | 92% | 96% | 98% | 100% | 100% | 100% | 100% | 100%
GSHP - NR | Ground Source Heat Pump Conversion from FAF w/CAC - With Desuperheater - Existing House 4000 square feet or greater - Heating Zone 1 - Cooling Zone 1 - Gas Water Heater | NR | LO1Slow | 85% | 1% | 1% | 2% | 3% | 5% | 9% | 13% | 19% | 26% | 34% | 43% | 53% | 63% | 72% | 81% | 87% | 92% | 96% | 98% | 100% | 100% | 100% | 100% | 100%
GSHP - New | Ground Source Heat Pump Conversion from FAF w/o CAC - With Desuperheater - New House less than 4000 square feet - Heating Zone 1 - Cooling Zone 1 - Gas Water Heater | New | LO1Slow | 85% | 1% | 1% | 2% | 3% | 5% | 9% | 13% | 19% | 26% | 34% | 43% | 53% | 63% | 72% | 81% | 87% | 92% | 96% | 98% | 100% | 100% | 100% | 100% | 100%
GSHP - New | Ground Source Heat Pump Conversion from FAF w/o CAC - With Desuperheater - New House 4000 square feet or greater - Heating Zone 1 - Cooling Zone 1 - Gas Water Heater | New | LO1Slow | 85% | 1% | 1% | 2% | 3% | 5% | 9% | 13% | 19% | 26% | 34% | 43% | 53% | 63% | 72% | 81% | 87% | 92% | 96% | 98% | 100% | 100% | 100% | 100% | 100%
GSHP - NR | Ground Source Heat Pump Conversion from FAF w/o CAC - With Desuperheater - Existing House less than 4000 square feet - Heating Zone 1 - Cooling Zone 1 - Gas Water Heater | NR | LO1Slow | 85% | 1% | 1% | 2% | 3% | 5% | 9% | 13% | 19% | 26% | 34% | 43% | 53% | 63% | 72% | 81% | 87% | 92% | 96% | 98% | 100% | 100% | 100% | 100% | 100%
GSHP - NR | Ground Source Heat Pump Conversion from FAF w/o CAC - With Desuperheater - Existing House 4000 square feet or greater - Heating Zone 1 - Cooling Zone 1 - Gas Water Heater | NR | LO1Slow | 85% | 1% | 1% | 2% | 3% | 5% | 9% | 13% | 19% | 26% | 34% | 43% | 53% | 63% | 72% | 81% | 87% | 92% | 96% | 98% | 100% | 100% | 100% | 100% | 100%
DHP - New | LIW: Ductless Heat Pump - MH - TE | NR | LO5Med | 85% | 4% | 10% | 16% | 24% | 32% | 42% | 53% | 64% | 75% | 84% | 91% | 96% | 99% | 100% | 100% | 100% | 100% | 100% | 100% | 100% | 100% | 100% | 100% | 100%
DHP - New | LIW: Ductless Heat Pump - SF - TE | NR | LO5Med | 85% | 4% | 10% | 16% | 24% | 32% | 42% | 53% | 64% | 75% | 84% | 91% | 96% | 99% | 100% | 100% | 100% | 100% | 100% | 100% | 100% | 100% | 100% | 100% | 100%
DHP - New | LIW: Ductless Heat Pump - MF - TE | NR | LO5Med | 85% | 4% | 10% | 16% | 24% | 32% | 42% | 53% | 64% | 75% | 84% | 91% | 96% | 99% | 100% | 100% | 100% | 100% | 100% | 100% | 100% | 100% | 100% | 100% | 100%
DHP - New | Heat Pump - Ductless - from Zonal - 9.0 or greater HSPF - HZ1CZ1 - MH | NR | LO5Med | 85% | 4% | 10% | 16% | 24% | 32% | 42% | 53% | 64% | 75% | 84% | 91% | 96% | 99% | 100% | 100% | 100% | 100% | 100% | 100% | 100% | 100% | 100% | 100% | 100%
DHP - New | Heat Pump - Ductless - from Zonal - 9.0 or greater HSPF - HZ1CZ1 - SF or DX | NR | LO5Med | 85% | 4% | 10% | 16% | 24% | 32% | 42% | 53% | 64% | 75% | 84% | 91% | 96% | 99% | 100% | 100% | 100% | 100% | 100% | 100% | 100% | 100% | 100% | 100% | 100%
DHP - New | Heat Pump - Ductless - with E FAF - HZ1 - MH | NR | LO5Med | 85% | 4% | 10% | 16% | 24% | 32% | 42% | 53% | 64% | 75% | 84% | 91% | 96% | 99% | 100% | 100% | 100% | 100% | 100% | 100% | 100% | 100% | 100% | 100% | 100%
DHP - New | Heat Pump - Ductless - with E FAF - HZ1 - SF or DX | NR | LO5Med | 85% | 4% | 10% | 16% | 24% | 32% | 42% | 53% | 64% | 75% | 84% | 91% | 96% | 99% | 100% | 100% | 100% | 100% | 100% | 100% | 100% | 100% | 100% | 100% | 100%
NA | Heat Pump - from E FAF - SF or DX | NR | LO5Med | 85% | 4% | 10% | 16% | 24% | 32% | 42% | 53% | 64% | 75% | 84% | 91% | 96% | 99% | 100% | 100% | 100% | 100% | 100% | 100% | 100% | 100% | 100% | 100% | 100%
DHP - New | Heat Pump - Ductless - from Zonal - 9.0 or greater HSPF - HZ1CZ1 - MF | NR | LO5Med | 85% | 4% | 10% | 16% | 24% | 32% | 42% | 53% | 64% | 75% | 84% | 91% | 96% | 99% | 100% | 100% | 100% | 100% | 100% | 100% | 100% | 100% | 100% | 100% | 100%
NA | Heat Pump - with AC - from E FAF - MF | NR | LO5Med | 85% | 4% | 10% | 16% | 24% | 32% | 42% | 53% | 64% | 75% | 84% | 91% | 96% | 99% | 100% | 100% | 100% | 100% | 100% | 100% | 100% | 100% | 100% | 100% | 100%
NA | Heat Pump - from E FAF - MH | NR | LO5Med | 85% | 4% | 10% | 16% | 24% | 32% | 42% | 53% | 64% | 75% | 84% | 91% | 96% | 99% | 100% | 100% | 100% | 100% | 100% | 100% | 100% | 100% | 100% | 100% | 100%
DHP - New | Heat Pump - Ductless - from Zonal - 9.0 or greater HSPF - HZ1CZ1 - SF or DX - MI | NR | LO5Med | 85% | 4% | 10% | 16% | 24% | 32% | 42% | 53% | 64% | 75% | 84% | 91% | 96% | 99% | 100% | 100% | 100% | 100% | 100% | 100% | 100% | 100% | 100% | 100% | 100%
DHP - New | Heat Pump - Ductless - with E FAF - HZ1 - SF or DX - MI | NR | LO5Med | 85% | 4% | 10% | 16% | 24% | 32% | 42% | 53% | 64% | 75% | 84% | 91% | 96% | 99% | 100% | 100% | 100% | 100% | 100% | 100% | 100% | 100% | 100% | 100% | 100%
NA | Heat Pump - from E FAF - SF or DX - MI | NR | LO5Med | 85% | 4% | 10% | 16% | 24% | 32% | 42% | 53% | 64% | 75% | 84% | 91% | 96% | 99% | 100% | 100% | 100% | 100% | 100% | 100% | 100% | 100% | 100% | 100% | 100%
NA | Heat Pump - with AC - from E FAF - MH | NR | LO5Med | 85% | 4% | 10% | 16% | 24% | 32% | 42% | 53% | 64% | 75% | 84% | 91% | 96% | 99% | 100% | 100% | 100% | 100% | 100% | 100% | 100% | 100% | 100% | 100% | 100%
NA | Heat Pump - with AC - from E FAF - SF or DX | NR | LO5Med | 85% | 4% | 10% | 16% | 24% | 32% | 42% | 53% | 64% | 75% | 84% | 91% | 96% | 99% | 100% | 100% | 100% | 100% | 100% | 100% | 100% | 100% | 100% | 100% | 100%
NA | Heat Pump - with AC - from E FAF - SF or DX - MI | NR | LO5Med | 85% | 4% | 10% | 16% | 24% | 32% | 42% | 53% | 64% | 75% | 84% | 91% | 96% | 99% | 100% | 100% | 100% | 100% | 100% | 100% | 100% | 100% | 100% | 100% | 100%
NA | LIW: Heat Pump - MH - TE | NR | LO5Med | 85% | 4% | 10% | 16% | 24% | 32% | 42% | 53% | 64% | 75% | 84% | 91% | 96% | 99% | 100% | 100% | 100% | 100% | 100% | 100% | 100% | 100% | 100% | 100% | 100%
NA | LIW: Heat Pump - SF - TE | NR | LO5Med | 85% | 4% | 10% | 16% | 24% | 32% | 42% | 53% | 64% | 75% | 84% | 91% | 96% | 99% | 100% | 100% | 100% | 100% | 100% | 100% | 100% | 100% | 100% | 100% | 100%
NA | HER: Home Energy Report - Original - E | Retro | PSE10YrRetro | 85% | 10% | 10% | 10% | 10% | 10% | 10% | 10% | 10% | 10% | 10% | 0% | 0% | 0% | 0% | 0% | 0% | 0% | 0% | 0% | 0% | 0% | 0% | 0% | 0%
NA | HER: Home Energy Report - Original - G | Retro | PSE10YrRetro | 85% | 10% | 10% | 10% | 10% | 10% | 10% | 10% | 10% | 10% | 10% | 0% | 0% | 0% | 0% | 0% | 0% | 0% | 0% | 0% | 0% | 0% | 0% | 0% | 0%
Heat Recovery Ventilation - New | SF RNC HRV ACH3 HZ1CZ1 - Electric | New | LO3Slow | 85% | 0.6% | 1.4% | 3% | 6% | 11% | 18% | 26% | 36% | 46% | 57% | 67% | 76% | 83% | 88% | 92% | 95% | 97% | 98% | 99% | 100% | 100% | 100% | 100% | 100%
Heat Recovery Ventilation - New | SF RNC HRV ACH3 HZ1CZ1 - Gas | New | LO3Slow | 85% | 0.6% | 1.4% | 3% | 6% | 11% | 18% | 26% | 36% | 46% | 57% | 67% | 76% | 83% | 88% | 92% | 95% | 97% | 98% | 99% | 100% | 100% | 100% | 100% | 100%
NA | MF ERV | New | LO1Slow | 85% | 1% | 1% | 2% | 3% | 5% | 9% | 13% | 19% | 26% | 34% | 43% | 53% | 63% | 72% | 81% | 87% | 92% | 96% | 98% | 100% | 100% | 100% | 100% | 100%
NA | LIW: Insulation - Floor - R0 to R19 - MF - TE | Retro | PSE10YrRetro | 85% | 10% | 10% | 10% | 10% | 10% | 10% | 10% | 10% | 10% | 10% | 0% | 0% | 0% | 0% | 0% | 0% | 0% | 0% | 0% | 0% | 0% | 0% | 0% | 0%
NA | LIW: Insulation - Floor - R0 to R19 - SF - TE | Retro | PSE10YrRetro | 85% | 10% | 10% | 10% | 10% | 10% | 10% | 10% | 10% | 10% | 10% | 0% | 0% | 0% | 0% | 0% | 0% | 0% | 0% | 0% | 0% | 0% | 0% | 0% | 0%
NA | LIW: Insulation - Floor - R0 to R22 - MH - TE | Retro | PSE10YrRetro | 85% | 10% | 10% | 10% | 10% | 10% | 10% | 10% | 10% | 10% | 10% | 0% | 0% | 0% | 0% | 0% | 0% | 0% | 0% | 0% | 0% | 0% | 0% | 0% | 0%
NA | LIW: Insulation - Floor - R0 to R22 - MH - TG | Retro | PSE10YrRetro | 85% | 10% | 10% | 10% | 10% | 10% | 10% | 10% | 10% | 10% | 10% | 0% | 0% | 0% | 0% | 0% | 0% | 0% | 0% | 0% | 0% | 0% | 0% | 0% | 0%
NA | LIW: Insulation - Floor - R0 to R30 - MF - TE | Retro | PSE10YrRetro | 85% | 10% | 10% | 10% | 10% | 10% | 10% | 10% | 10% | 10% | 10% | 0% | 0% | 0% | 0% | 0% | 0% | 0% | 0% | 0% | 0% | 0% | 0% | 0% | 0%
NA | LIW: Insulation - Floor - R0 to R30 - MF - TG | Retro | PSE10YrRetro | 85% | 10% | 10% | 10% | 10% | 10% | 10% | 10% | 10% | 10% | 10% | 0% | 0% | 0% | 0% | 0% | 0% | 0% | 0% | 0% | 0% | 0% | 0% | 0% | 0%
NA | LIW: Insulation - Floor - R0 to R30 - MH - TE | Retro | PSE10YrRetro | 85% | 10% | 10% | 10% | 10% | 10% | 10% | 10% | 10% | 10% | 10% | 0% | 0% | 0% | 0% | 0% | 0% | 0% | 0% | 0% | 0% | 0% | 0% | 0% | 0%
NA | LIW: Insulation - Floor - R0 to R30 - MH - TG | Retro | PSE10YrRetro | 85% | 10% | 10% | 10% | 10% | 10% | 10% | 10% | 10% | 10% | 10% | 0% | 0% | 0% | 0% | 0% | 0% | 0% | 0% | 0% | 0% | 0% | 0% | 0% | 0%
NA | LIW: Insulation - Floor - R0 to R30 - SF - TE | Retro | PSE10YrRetro | 85% | 10% | 10% | 10% | 10% | 10% | 10% | 10% | 10% | 10% | 10% | 0% | 0% | 0% | 0% | 0% | 0% | 0% | 0% | 0% | 0% | 0% | 0% | 0% | 0%
NA | LIW: Insulation - Floor - R0 to R30 - SF - TG | Retro | PSE10YrRetro | 85% | 10% | 10% | 10% | 10% | 10% | 10% | 10% | 10% | 10% | 10% | 0% | 0% | 0% | 0% | 0% | 0% | 0% | 0% | 0% | 0% | 0% | 0% | 0% | 0%
NA | LIW: Insulation - Floor - R11 to R22 - MH - TE | Retro | PSE10YrRetro | 85% | 10% | 10% | 10% | 10% | 10% | 10% | 10% | 10% | 10% | 10% | 0% | 0% | 0% | 0% | 0% | 0% | 0% | 0% | 0% | 0% | 0% | 0% | 0% | 0%
NA | LIW: Insulation - Floor - R11 to R30 - MF - TE | Retro | PSE10YrRetro | 85% | 10% | 10% | 10% | 10% | 10% | 10% | 10% | 10% | 10% | 10% | 0% | 0% | 0% | 0% | 0% | 0% | 0% | 0% | 0% | 0% | 0% | 0% | 0% | 0%
NA | LIW: Insulation - Wall - R0 to R11 - MF - TE | Retro | PSE10YrRetro | 85% | 10% | 10% | 10% | 10% | 10% | 10% | 10% | 10% | 10% | 10% | 0% | 0% | 0% | 0% | 0% | 0% | 0% | 0% | 0% | 0% | 0% | 0% | 0% | 0%
NA | LIW: Insulation - Wall - R0 to R11 - MF - TG | Retro | PSE10YrRetro | 85% | 10% | 10% | 10% | 10% | 10% | 10% | 10% | 10% | 10% | 10% | 0% | 0% | 0% | 0% | 0% | 0% | 0% | 0% | 0% | 0% | 0% | 0% | 0% | 0%
NA | LIW: Insulation - Wall - R0 to R11 - MH - TE | Retro | PSE10YrRetro | 85% | 10% | 10% | 10% | 10% | 10% | 10% | 10% | 10% | 10% | 10% | 0% | 0% | 0% | 0% | 0% | 0% | 0% | 0% | 0% | 0% | 0% | 0% | 0% | 0%
NA | LIW: Insulation - Wall - R0 to R11 - MH - TG | Retro | PSE10YrRetro | 85% | 10% | 10% | 10% | 10% | 10% | 10% | 10% | 10% | 10% | 10% | 0% | 0% | 0% | 0% | 0% | 0% | 0% | 0% | 0% | 0% | 0% | 0% | 0% | 0%
NA | LIW: Insulation - Wall - R0 to R11 - SF - TE | Retro | PSE10YrRetro | 85% | 10% | 10% | 10% | 10% | 10% | 10% | 10% | 10% | 10% | 10% | 0% | 0% | 0% | 0% | 0% | 0% | 0% | 0% | 0% | 0% | 0% | 0% | 0% | 0%
NA | LIW: Insulation - Wall - R0 to R11 - SF - TG | Retro | PSE10YrRetro | 85% | 10% | 10% | 10% | 10% | 10% | 10% | 10% | 10% | 10% | 10% | 0% | 0% | 0% | 0% | 0% | 0% | 0% | 0% | 0% | 0% | 0% | 0% | 0% | 0%
NA | LIW: Insulation - Attic - R0 to R19 - MF - TE | Retro | PSE10YrRetro | 85% | 10% | 10% | 10% | 10% | 10% | 10% | 10% | 10% | 10% | 10% | 0% | 0% | 0% | 0% | 0% | 0% | 0% | 0% | 0% | 0% | 0% | 0% | 0% | 0%
NA | LIW: Insulation - Attic - R0 to R30 - MH - TE | Retro | PSE10YrRetro | 85% | 10% | 10% | 10% | 10% | 10% | 10% | 10% | 10% | 10% | 10% | 0% | 0% | 0% | 0% | 0% | 0% | 0% | 0% | 0% | 0% | 0% | 0% | 0% | 0%
NA | LIW: Insulation - Attic - R0 to R30 - MH - TG | Retro | PSE10YrRetro | 85% | 10% | 10% | 10% | 10% | 10% | 10% | 10% | 10% | 10% | 10% | 0% | 0% | 0% | 0% | 0% | 0% | 0% | 0% | 0% | 0% | 0% | 0% | 0% | 0%
NA | LIW: Insulation - Attic - R0 to R38 - MF - TE | Retro | PSE10YrRetro | 85% | 10% | 10% | 10% | 10% | 10% | 10% | 10% | 10% | 10% | 10% | 0% | 0% | 0% | 0% | 0% | 0% | 0% | 0% | 0% | 0% | 0% | 0% | 0% | 0%
NA | LIW: Insulation - Attic - R0 to R38 - MF - TG | Retro | PSE10YrRetro | 85% | 10% | 10% | 10% | 10% | 10% | 10% | 10% | 10% | 10% | 10% | 0% | 0% | 0% | 0% | 0% | 0% | 0% | 0% | 0% | 0% | 0% | 0% | 0% | 0%
NA | LIW: Insulation - Attic - R0 to R38 - SF - TE | Retro | PSE10YrRetro | 85% | 10% | 10% | 10% | 10% | 10% | 10% | 10% | 10% | 10% | 10% | 0% | 0% | 0% | 0% | 0% | 0% | 0% | 0% | 0% | 0% | 0% | 0% | 0% | 0%
NA | LIW: Insulation - Attic - R0 to R38 - SF - TG | Retro | PSE10YrRetro | 85% | 10% | 10% | 10% | 10% | 10% | 10% | 10% | 10% | 10% | 10% | 0% | 0% | 0% | 0% | 0% | 0% | 0% | 0% | 0% | 0% | 0% | 0% | 0% | 0%
NA | LIW: Insulation - Attic - R11 to R38 - MF - TE | Retro | PSE10YrRetro | 85% | 10% | 10% | 10% | 10% | 10% | 10% | 10% | 10% | 10% | 10% | 0% | 0% | 0% | 0% | 0% | 0% | 0% | 0% | 0% | 0% | 0% | 0% | 0% | 0%
NA | LIW: Insulation - Attic - R11 to R38 - SF - TE | Retro | PSE10YrRetro | 85% | 10% | 10% | 10% | 10% | 10% | 10% | 10% | 10% | 10% | 10% | 0% | 0% | 0% | 0% | 0% | 0% | 0% | 0% | 0% | 0% | 0% | 0% | 0% | 0%
NA | LIW: Insulation - Attic - R11 to R38 - SF - TG | Retro | PSE10YrRetro | 85% | 10% | 10% | 10% | 10% | 10% | 10% | 10% | 10% | 10% | 10% | 0% | 0% | 0% | 0% | 0% | 0% | 0% | 0% | 0% | 0% | 0% | 0% | 0% | 0%
NA | LIW: Insulation - Attic - R19 to R38 - MF - TE | Retro | PSE10YrRetro | 85% | 10% | 10% | 10% | 10% | 10% | 10% | 10% | 10% | 10% | 10% | 0% | 0% | 0% | 0% | 0% | 0% | 0% | 0% | 0% | 0% | 0% | 0% | 0% | 0%
NA | LIW: Insulation - Attic - R19 to R38 - SF - TE | Retro | PSE10YrRetro | 85% | 10% | 10% | 10% | 10% | 10% | 10% | 10% | 10% | 10% | 10% | 0% | 0% | 0% | 0% | 0% | 0% | 0% | 0% | 0% | 0% | 0% | 0% | 0% | 0%
NA | LIW: Insulation - Attic - R0 to R49 - MF - TE | Retro | PSE10YrRetro | 85% | 10% | 10% | 10% | 10% | 10% | 10% | 10% | 10% | 10% | 10% | 0% | 0% | 0% | 0% | 0% | 0% | 0% | 0% | 0% | 0% | 0% | 0% | 0% | 0%
NA | LIW: Insulation - Attic - R0 to R49 - MF - TG | Retro | PSE10YrRetro | 85% | 10% | 10% | 10% | 10% | 10% | 10% | 10% | 10% | 10% | 10% | 0% | 0% | 0% | 0% | 0% | 0% | 0% | 0% | 0% | 0% | 0% | 0% | 0% | 0%
NA | LIW: Insulation - Attic - R0 to R49 - SF - TE | Retro | PSE10YrRetro | 85% | 10% | 10% | 10% | 10% | 10% | 10% | 10% | 10% | 10% | 10% | 0% | 0% | 0% | 0% | 0% | 0% | 0% | 0% | 0% | 0% | 0% | 0% | 0% | 0%
NA | LIW: Insulation - Attic - R0 to R49 - SF - TG | Retro | PSE10YrRetro | 85% | 10% | 10% | 10% | 10% | 10% | 10% | 10% | 10% | 10% | 10% | 0% | 0% | 0% | 0% | 0% | 0% | 0% | 0% | 0% | 0% | 0% | 0% | 0% | 0%
NA | LIW: Insulation - Attic - R11 to R49 - SF - TE | Retro | PSE10YrRetro | 85% | 10% | 10% | 10% | 10% | 10% | 10% | 10% | 10% | 10% | 10% | 0% | 0% | 0% | 0% | 0% | 0% | 0% | 0% | 0% | 0% | 0% | 0% | 0% | 0%
NA | LIW: Insulation - Attic - R11 to R49 - SF - TG | Retro | PSE10YrRetro | 85% | 10% | 10% | 10% | 10% | 10% | 10% | 10% | 10% | 10% | 10% | 0% | 0% | 0% | 0% | 0% | 0% | 0% | 0% | 0% | 0% | 0% | 0% | 0% | 0%
NA | LIW: Insulation - Attic - R19 to R49 - MF - TE | Retro | PSE10YrRetro | 85% | 10% | 10% | 10% | 10% | 10% | 10% | 10% | 10% | 10% | 10% | 0% | 0% | 0% | 0% | 0% | 0% | 0% | 0% | 0% | 0% | 0% | 0% | 0% | 0%
NA | SFWX: Insulation - Attic - R0 to R49 - FAF | Retro | PSE10YrRetro | 85% | 10% | 10% | 10% | 10% | 10% | 10% | 10% | 10% | 10% | 10% | 0% | 0% | 0% | 0% | 0% | 0% | 0% | 0% | 0% | 0% | 0% | 0% | 0% | 0%
NA | SFWX: Insulation - Attic - R0 to R49 - NG | Retro | PSE10YrRetro | 85% | 10% | 10% | 10% | 10% | 10% | 10% | 10% | 10% | 10% | 10% | 0% | 0% | 0% | 0% | 0% | 0% | 0% | 0% | 0% | 0% | 0% | 0% | 0% | 0%
NA | SFWX: Insulation - Attic - R0 to R49 - HP | Retro | PSE10YrRetro | 85% | 10% | 10% | 10% | 10% | 10% | 10% | 10% | 10% | 10% | 10% | 0% | 0% | 0% | 0% | 0% | 0% | 0% | 0% | 0% | 0% | 0% | 0% | 0% | 0%
NA | SFWX: Insulation - Attic - R0 to R49 - Zonal | Retro | PSE10YrRetro | 85% | 10% | 10% | 10% | 10% | 10% | 10% | 10% | 10% | 10% | 10% | 0% | 0% | 0% | 0% | 0% | 0% | 0% | 0% | 0% | 0% | 0% | 0% | 0% | 0%
NA | SFWX: Insulation - Attic - R11 to R49 - FAF | Retro | PSE10YrRetro | 85% | 10% | 10% | 10% | 10% | 10% | 10% | 10% | 10% | 10% | 10% | 0% | 0% | 0% | 0% | 0% | 0% | 0% | 0% | 0% | 0% | 0% | 0% | 0% | 0%
NA | SFWX: Insulation - Attic - R11 to R49 - NG | Retro | PSE10YrRetro | 85% | 10% | 10% | 10% | 10% | 10% | 10% | 10% | 10% | 10% | 10% | 0% | 0% | 0% | 0% | 0% | 0% | 0% | 0% | 0% | 0% | 0% | 0% | 0% | 0%
NA | SFWX: Insulation - Attic - R11 to R49 - HP | Retro | PSE10YrRetro | 85% | 10% | 10% | 10% | 10% | 10% | 10% | 10% | 10% | 10% | 10% | 0% | 0% | 0% | 0% | 0% | 0% | 0% | 0% | 0% | 0% | 0% | 0% | 0% | 0%
NA | SFWX: Insulation - Attic - R11 to R49 - Zonal | Retro | PSE10YrRetro | 85% | 10% | 10% | 10% | 10% | 10% | 10% | 10% | 10% | 10% | 10% | 0% | 0% | 0% | 0% | 0% | 0% | 0% | 0% | 0% | 0% | 0% | 0% | 0% | 0%
NA | SFWX: Insulation - Floor - R0 to R22 - HP - MH | Retro | PSE10YrRetro | 85% | 10% | 10% | 10% | 10% | 10% | 10% | 10% | 10% | 10% | 10% | 0% | 0% | 0% | 0% | 0% | 0% | 0% | 0% | 0% | 0% | 0% | 0% | 0% | 0%
NA | SFWX: Insulation - Floor - R0 to R22 - Zonal - MH | Retro | PSE10YrRetro | 85% | 10% | 10% | 10% | 10% | 10% | 10% | 10% | 10% | 10% | 10% | 0% | 0% | 0% | 0% | 0% | 0% | 0% | 0% | 0% | 0% | 0% | 0% | 0% | 0%
NA | SFWX: Insulation - Floor - R0 to R22 - NG - MH | Retro | PSE10YrRetro | 85% | 10% | 10% | 10% | 10% | 10% | 10% | 10% | 10% | 10% | 10% | 0% | 0% | 0% | 0% | 0% | 0% | 0% | 0% | 0% | 0% | 0% | 0% | 0% | 0%
NA | SFWX: Insulation - Floor - R0 to R30 - FAF | Retro | PSE10YrRetro | 85% | 10% | 10% | 10% | 10% | 10% | 10% | 10% | 10% | 10% | 10% | 0% | 0% | 0% | 0% | 0% | 0% | 0% | 0% | 0% | 0% | 0% | 0% | 0% | 0%
NA | SFWX: Insulation - Floor - R0 to R30 - NG | Retro | PSE10YrRetro | 85% | 10% | 10% | 10% | 10% | 10% | 10% | 10% | 10% | 10% | 10% | 0% | 0% | 0% | 0% | 0% | 0% | 0% | 0% | 0% | 0% | 0% | 0% | 0% | 0%
NA | SFWX: Insulation - Floor - R0 to R30 - HP | Retro | PSE10YrRetro | 85% | 10% | 10% | 10% | 10% | 10% | 10% | 10% | 10% | 10% | 10% | 0% | 0% | 0% | 0% | 0% | 0% | 0% | 0% | 0% | 0% | 0% | 0% | 0% | 0%
NA | SFWX: Insulation - Floor - R0 to R30 - Zonal | Retro | PSE10YrRetro | 85% | 10% | 10% | 10% | 10% | 10% | 10% | 10% | 10% | 10% | 10% | 0% | 0% | 0% | 0% | 0% | 0% | 0% | 0% | 0% | 0% | 0% | 0% | 0% | 0%
NA | SFWX: Insulation - Wall - R0 to R13 - FAF | Retro | PSE10YrRetro | 85% | 10% | 10% | 10% | 10% | 10% | 10% | 10% | 10% | 10% | 10% | 0% | 0% | 0% | 0% | 0% | 0% | 0% | 0% | 0% | 0% | 0% | 0% | 0% | 0%
NA | SFWX: Insulation - Wall - R0 to R13 - NG | Retro | PSE10YrRetro | 85% | 10% | 10% | 10% | 10% | 10% | 10% | 10% | 10% | 10% | 10% | 0% | 0% | 0% | 0% | 0% | 0% | 0% | 0% | 0% | 0% | 0% | 0% | 0% | 0%
NA | SFWX: Insulation - Wall - R0 to R13 - HP | Retro | PSE10YrRetro | 85% | 10% | 10% | 10% | 10% | 10% | 10% | 10% | 10% | 10% | 10% | 0% | 0% | 0% | 0% | 0% | 0% | 0% | 0% | 0% | 0% | 0% | 0% | 0% | 0%
NA | SFWX: Insulation - Wall - R0 to R13 - Zonal | Retro | PSE10YrRetro | 85% | 10% | 10% | 10% | 10% | 10% | 10% | 10% | 10% | 10% | 10% | 0% | 0% | 0% | 0% | 0% | 0% | 0% | 0% | 0% | 0% | 0% | 0% | 0% | 0%
NA | MFRFT: Insulation - Attic - R0 to R38 - NG | Retro | PSE10YrRetro | 85% | 10% | 10% | 10% | 10% | 10% | 10% | 10% | 10% | 10% | 10% | 0% | 0% | 0% | 0% | 0% | 0% | 0% | 0% | 0% | 0% | 0% | 0% | 0% | 0%
NA | MFRFT: Insulation - Attic - R0 to R38 - E | Retro | PSE10YrRetro | 85% | 10% | 10% | 10% | 10% | 10% | 10% | 10% | 10% | 10% | 10% | 0% | 0% | 0% | 0% | 0% | 0% | 0% | 0% | 0% | 0% | 0% | 0% | 0% | 0%
NA | MFRFT: Insulation - Attic - R11 to R38 - NG | Retro | PSE10YrRetro | 85% | 10% | 10% | 10% | 10% | 10% | 10% | 10% | 10% | 10% | 10% | 0% | 0% | 0% | 0% | 0% | 0% | 0% | 0% | 0% | 0% | 0% | 0% | 0% | 0%
NA | MFRFT: Insulation - Attic - R11 to R38 - E | Retro | PSE10YrRetro | 85% | 10% | 10% | 10% | 10% | 10% | 10% | 10% | 10% | 10% | 10% | 0% | 0% | 0% | 0% | 0% | 0% | 0% | 0% | 0% | 0% | 0% | 0% | 0% | 0%
NA | MFRFT: Insulation - Floor - R0 to R30 - NG | Retro | PSE10YrRetro | 85% | 10% | 10% | 10% | 10% | 10% | 10% | 10% | 10% | 10% | 10% | 0% | 0% | 0% | 0% | 0% | 0% | 0% | 0% | 0% | 0% | 0% | 0% | 0% | 0%
NA | MFRFT: Insulation - Floor - R0 to R30 - E | Retro | PSE10YrRetro | 85% | 10% | 10% | 10% | 10% | 10% | 10% | 10% | 10% | 10% | 10% | 0% | 0% | 0% | 0% | 0% | 0% | 0% | 0% | 0% | 0% | 0% | 0% | 0% | 0%
NA | MFRFT: Insulation - Floor - R11 to R30 - E | Retro | PSE10YrRetro | 85% | 10% | 10% | 10% | 10% | 10% | 10% | 10% | 10% | 10% | 10% | 0% | 0% | 0% | 0% | 0% | 0% | 0% | 0% | 0% | 0% | 0% | 0% | 0% | 0%
NA | MFRFT: Insulation - Wall - R0 to R11 - NG | Retro | PSE10YrRetro | 85% | 10% | 10% | 10% | 10% | 10% | 10% | 10% | 10% | 10% | 10% | 0% | 0% | 0% | 0% | 0% | 0% | 0% | 0% | 0% | 0% | 0% | 0% | 0% | 0%
NA | MFRFT: Insulation - Wall - R0 to R11 - E | Retro | PSE10YrRetro | 85% | 10% | 10% | 10% | 10% | 10% | 10% | 10% | 10% | 10% | 10% | 0% | 0% | 0% | 0% | 0% | 0% | 0% | 0% | 0% | 0% | 0% | 0% | 0% | 0%
NA | LIW: Insulation - Attic - R0 to R22 - MH - TE | Retro | PSE10YrRetro | 85% | 10% | 10% | 10% | 10% | 10% | 10% | 10% | 10% | 10% | 10% | 0% | 0% | 0% | 0% | 0% | 0% | 0% | 0% | 0% | 0% | 0% | 0% | 0% | 0%
NA | LIW: Insulation - Attic - R0 to R22 - MH - TG | Retro | PSE10YrRetro | 85% | 10% | 10% | 10% | 10% | 10% | 10% | 10% | 10% | 10% | 10% | 0% | 0% | 0% | 0% | 0% | 0% | 0% | 0% | 0% | 0% | 0% | 0% | 0% | 0%
NA | Insulation - Attic - R0 to R22 - ER - MH - Pre HUD | Retro | PSE10YrRetro | 85% | 10% | 10% | 10% | 10% | 10% | 10% | 10% | 10% | 10% | 10% | 0% | 0% | 0% | 0% | 0% | 0% | 0% | 0% | 0% | 0% | 0% | 0% | 0% | 0%
NA | Insulation - Attic - R0 to R22 - HP - MH - Pre HUD | Retro | PSE10YrRetro | 85% | 10% | 10% | 10% | 10% | 10% | 10% | 10% | 10% | 10% | 10% | 0% | 0% | 0% | 0% | 0% | 0% | 0% | 0% | 0% | 0% | 0% | 0% | 0% | 0%
NA | Insulation - Attic - R0 to R22 - NG - MH - Pre HUD | Retro | PSE10YrRetro | 85% | 10% | 10% | 10% | 10% | 10% | 10% | 10% | 10% | 10% | 10% | 0% | 0% | 0% | 0% | 0% | 0% | 0% | 0% | 0% | 0% | 0% | 0% | 0% | 0%
NA | Insulation - Attic - R0 to R30 - ER - MH - HUD | Retro | PSE10YrRetro | 85% | 10% | 10% | 10% | 10% | 10% | 10% | 10% | 10% | 10% | 10% | 0% | 0% | 0% | 0% | 0% | 0% | 0% | 0% | 0% | 0% | 0% | 0% | 0% | 0%
NA | Insulation - Attic - R0 to R30 - HP - MH - HUD | Retro | PSE10YrRetro | 85% | 10% | 10% | 10% | 10% | 10% | 10% | 10% | 10% | 10% | 10% | 0% | 0% | 0% | 0% | 0% | 0% | 0% | 0% | 0% | 0% | 0% | 0% | 0% | 0%
NA | Insulation - Attic - R0 to R30 - NG - MH - HUD | Retro | PSE10YrRetro | 85% | 10% | 10% | 10% | 10% | 10% | 10% | 10% | 10% | 10% | 10% | 0% | 0% | 0% | 0% | 0% | 0% | 0% | 0% | 0% | 0% | 0% | 0% | 0% | 0%
NA | Insulation - Attic - R0 to R49 - E FAF - SF or DX - MI | Retro | PSE10YrRetro | 85% | 10% | 10% | 10% | 10% | 10% | 10% | 10% | 10% | 10% | 10% | 0% | 0% | 0% | 0% | 0% | 0% | 0% | 0% | 0% | 0% | 0% | 0% | 0% | 0%
NA | Insulation - Attic - R0 to R49 - GH - SF or DX - MI | Retro | PSE10YrRetro | 85% | 10% | 10% | 10% | 10% | 10% | 10% | 10% | 10% | 10% | 10% | 0% | 0% | 0% | 0% | 0% | 0% | 0% | 0% | 0% | 0% | 0% | 0% | 0% | 0%
NA | Insulation - Attic - R0 to R49 - HP - SF or DX - MI | Retro | PSE10YrRetro | 85% | 10% | 10% | 10% | 10% | 10% | 10% | 10% | 10% | 10% | 10% | 0% | 0% | 0% | 0% | 0% | 0% | 0% | 0% | 0% | 0% | 0% | 0% | 0% | 0%
NA | Insulation - Attic - R0 to R49 - Zonal - SF or DX - MI | Retro | PSE10YrRetro | 85% | 10% | 10% | 10% | 10% | 10% | 10% | 10% | 10% | 10% | 10% | 0% | 0% | 0% | 0% | 0% | 0% | 0% | 0% | 0% | 0% | 0% | 0% | 0% | 0%
NA | Insulation - Attic - R11 to R49 - E FAF - SF or DX - MI | Retro | PSE10YrRetro | 85% | 10% | 10% | 10% | 10% | 10% | 10% | 10% | 10% | 10% | 10% | 0% | 0% | 0% | 0% | 0% | 0% | 0% | 0% | 0% | 0% | 0% | 0% | 0% | 0%
NA | Insulation - Attic - R11 to R49 - GH - SF or DX - MI | Retro | PSE10YrRetro | 85% | 10% | 10% | 10% | 10% | 10% | 10% | 10% | 10% | 10% | 10% | 0% | 0% | 0% | 0% | 0% | 0% | 0% | 0% | 0% | 0% | 0% | 0% | 0% | 0%
NA | Insulation - Attic - R11 to R49 - HP - SF or DX - MI | Retro | PSE10YrRetro | 85% | 10% | 10% | 10% | 10% | 10% | 10% | 10% | 10% | 10% | 10% | 0% | 0% | 0% | 0% | 0% | 0% | 0% | 0% | 0% | 0% | 0% | 0% | 0% | 0%
NA | Insulation - Attic - R11 to R49 - Zonal - SF or DX - MI | Retro | PSE10YrRetro | 85% | 10% | 10% | 10% | 10% | 10% | 10% | 10% | 10% | 10% | 10% | 0% | 0% | 0% | 0% | 0% | 0% | 0% | 0% | 0% | 0% | 0% | 0% | 0% | 0%
NA | Insulation - Floor - R0 to R30 - E FAF - SF or DX - MI | Retro | PSE10YrRetro | 85% | 10% | 10% | 10% | 10% | 10% | 10% | 10% | 10% | 10% | 10% | 0% | 0% | 0% | 0% | 0% | 0% | 0% | 0% | 0% | 0% | 0% | 0% | 0% | 0%
NA | Insulation - Floor - R0 to R30 - GH - SF or DX - MI | Retro | PSE10YrRetro | 85% | 10% | 10% | 10% | 10% | 10% | 10% | 10% | 10% | 10% | 10% | 0% | 0% | 0% | 0% | 0% | 0% | 0% | 0% | 0% | 0% | 0% | 0% | 0% | 0%
NA | Insulation - Floor - R0 to R30 - HP - SF or DX - MI | Retro | PSE10YrRetro | 85% | 10% | 10% | 10% | 10% | 10% | 10% | 10% | 10% | 10% | 10% | 0% | 0% | 0% | 0% | 0% | 0% | 0% | 0% | 0% | 0% | 0% | 0% | 0% | 0%
NA | Insulation - Floor - R0 to R30 - Zonal - SF or DX - MI | Retro | PSE10YrRetro | 85% | 10% | 10% | 10% | 10% | 10% | 10% | 10% | 10% | 10% | 10% | 0% | 0% | 0% | 0% | 0% | 0% | 0% | 0% | 0% | 0% | 0% | 0% | 0% | 0%
NA | Insulation - Floor - R11 to R30 - GH - MF | Retro | PSE10YrRetro | 85% | 10% | 10% | 10% | 10% | 10% | 10% | 10% | 10% | 10% | 10% | 0% | 0% | 0% | 0% | 0% | 0% | 0% | 0% | 0% | 0% | 0% | 0% | 0% | 0%
NA | Insulation - Wall - R0 to R13 - E FAF - SF or DX - MI | Retro | PSE10YrRetro | 85% | 10% | 10% | 10% | 10% | 10% | 10% | 10% | 10% | 10% | 10% | 0% | 0% | 0% | 0% | 0% | 0% | 0% | 0% | 0% | 0% | 0% | 0% | 0% | 0%
NA | Insulation - Wall - R0 to R13 - GH - SF or DX - MI | Retro | PSE10YrRetro | 85% | 10% | 10% | 10% | 10% | 10% | 10% | 10% | 10% | 10% | 10% | 0% | 0% | 0% | 0% | 0% | 0% | 0% | 0% | 0% | 0% | 0% | 0% | 0% | 0%
NA | Insulation - Wall - R0 to R13 - Zonal - SF or DX - MI | Retro | PSE10YrRetro | 85% | 10% | 10% | 10% | 10% | 10% | 10% | 10% | 10% | 10% | 10% | 0% | 0% | 0% | 0% | 0% | 0% | 0% | 0% | 0% | 0% | 0% | 0% | 0% | 0%
NA | Insulation - Wall - R0 to R13 - HP - SF or DX - MI | Retro | PSE10YrRetro | 85% | 10% | 10% | 10% | 10% | 10% | 10% | 10% | 10% | 10% | 10% | 0% | 0% | 0% | 0% | 0% | 0% | 0% | 0% | 0% | 0% | 0% | 0% | 0% | 0%
NA | LIW: Integrated Space and Water Heating - MF - TG | Retro | PSE10YrRetro | 85% | 10% | 10% | 10% | 10% | 10% | 10% | 10% | 10% | 10% | 10% | 0% | 0% | 0% | 0% | 0% | 0% | 0% | 0% | 0% | 0% | 0% | 0% | 0% | 0%
NA | LIW: Integrated Space and Water Heating - SF - TG | Retro | PSE10YrRetro | 85% | 10% | 10% | 10% | 10% | 10% | 10% | 10% | 10% | 10% | 10% | 0% | 0% | 0% | 0% | 0% | 0% | 0% | 0% | 0% | 0% | 0% | 0% | 0% | 0%
NA | Integrated Heating System - Space and Water - GH - Res | Retro | PSE10YrRetro | 85% | 10% | 10% | 10% | 10% | 10% | 10% | 10% | 10% | 10% | 10% | 0% | 0% | 0% | 0% | 0% | 0% | 0% | 0% | 0% | 0% | 0% | 0% | 0% | 0%
Lamps - NR | RETL: Lamp - LED - A Lamp | NR | LO12Med | 95% | 11% | 22% | 33% | 44% | 55% | 65% | 72% | 79% | 84% | 88% | 91% | 94% | 96% | 97% | 99% | 100% | 100% | 100% | 100% | 100% | 100% | 100% | 100% | 100%
Lamps - NR | RETL: Lamp - LED - Candelabra | NR | LO12Med | 95% | 11% | 22% | 33% | 44% | 55% | 65% | 72% | 79% | 84% | 88% | 91% | 94% | 96% | 97% | 99% | 100% | 100% | 100% | 100% | 100% | 100% | 100% | 100% | 100%
Lamps - NR | RETL: Lamp - LED - Globe | NR | LO12Med | 95% | 11% | 22% | 33% | 44% | 55% | 65% | 72% | 79% | 84% | 88% | 91% | 94% | 96% | 97% | 99% | 100% | 100% | 100% | 100% | 100% | 100% | 100% | 100% | 100%
Lamps - NR | RETL: Lamp - LED - MR16 | NR | LO12Med | 95% | 11% | 22% | 33% | 44% | 55% | 65% | 72% | 79% | 84% | 88% | 91% | 94% | 96% | 97% | 99% | 100% | 100% | 100% | 100% | 100% | 100% | 100% | 100% | 100%
Lamps - NR | RETL: Lamp - LED - Reflector | NR | LO12Med | 95% | 11% | 22% | 33% | 44% | 55% | 65% | 72% | 79% | 84% | 88% | 91% | 94% | 96% | 97% | 99% | 100% | 100% | 100% | 100% | 100% | 100% | 100% | 100% | 100%
Lamps - NR | MFRFT: Lamp - LED - A Lamp - Direct Install | NR | LO12Med | 95% | 11% | 22% | 33% | 44% | 55% | 65% | 72% | 79% | 84% | 88% | 91% | 94% | 96% | 97% | 99% | 100% | 100% | 100% | 100% | 100% | 100% | 100% | 100% | 100%
Lamps - NR | MFRFT: Lamp - LED - A Lamp - Direct Install - Labor | NR | LO12Med | 95% | 11% | 22% | 33% | 44% | 55% | 65% | 72% | 79% | 84% | 88% | 91% | 94% | 96% | 97% | 99% | 100% | 100% | 100% | 100% | 100% | 100% | 100% | 100% | 100%
Lamps - NR | MFRFT: Lamp - LED - Candelabra - Direct Install | NR | LO12Med | 95% | 11% | 22% | 33% | 44% | 55% | 65% | 72% | 79% | 84% | 88% | 91% | 94% | 96% | 97% | 99% | 100% | 100% | 100% | 100% | 100% | 100% | 100% | 100% | 100%
Lamps - NR | MFRFT: Lamp - LED - Candelabra - Direct Install - Labor | NR | LO12Med | 95% | 11% | 22% | 33% | 44% | 55% | 65% | 72% | 79% | 84% | 88% | 91% | 94% | 96% | 97% | 99% | 100% | 100% | 100% | 100% | 100% | 100% | 100% | 100% | 100%
Lamps - NR | MFRFT: Lamp - LED - MR16 - Direct Install | NR | LO12Med | 95% | 11% | 22% | 33% | 44% | 55% | 65% | 72% | 79% | 84% | 88% | 91% | 94% | 96% | 97% | 99% | 100% | 100% | 100% | 100% | 100% | 100% | 100% | 100% | 100%
Lamps - NR | MFRFT: Lamp - LED - MR16 - Direct Install - Labor | NR | LO12Med | 95% | 11% | 22% | 33% | 44% | 55% | 65% | 72% | 79% | 84% | 88% | 91% | 94% | 96% | 97% | 99% | 100% | 100% | 100% | 100% | 100% | 100% | 100% | 100% | 100%
Lamps - NR | MFRFT: Lamp - LED - Globe - Direct Install | NR | LO12Med | 95% | 11% | 22% | 33% | 44% | 55% | 65% | 72% | 79% | 84% | 88% | 91% | 94% | 96% | 97% | 99% | 100% | 100% | 100% | 100% | 100% | 100% | 100% | 100% | 100%
Lamps - NR | MFRFT: Lamp - LED - Globe - Direct Install - Labor | NR | LO12Med | 95% | 11% | 22% | 33% | 44% | 55% | 65% | 72% | 79% | 84% | 88% | 91% | 94% | 96% | 97% | 99% | 100% | 100% | 100% | 100% | 100% | 100% | 100% | 100% | 100%
Lamps - NR | MFRFT: Lamp - LED - Reflector - Direct Install | NR | LO12Med | 95% | 11% | 22% | 33% | 44% | 55% | 65% | 72% | 79% | 84% | 88% | 91% | 94% | 96% | 97% | 99% | 100% | 100% | 100% | 100% | 100% | 100% | 100% | 100% | 100%
Lamps - NR | MFRFT: Lamp - LED - Reflector - Direct Install - Labor | NR | LO12Med | 95% | 11% | 22% | 33% | 44% | 55% | 65% | 72% | 79% | 84% | 88% | 91% | 94% | 96% | 97% | 99% | 100% | 100% | 100% | 100% | 100% | 100% | 100% | 100% | 100%
NA | RETL: String Lighting - LED - Outdoor | NR | LO12Med | 85% | 11% | 22% | 33% | 44% | 55% | 65% | 72% | 79% | 84% | 88% | 91% | 94% | 96% | 97% | 99% | 100% | 100% | 100% | 100% | 100% | 100% | 100% | 100% | 100%
Lamps - NR | Lamp - LED - A Lamp - Res - TY Kit | NR | LO12Med | 95% | 11% | 22% | 33% | 44% | 55% | 65% | 72% | 79% | 84% | 88% | 91% | 94% | 96% | 97% | 99% | 100% | 100% | 100% | 100% | 100% | 100% | 100% | 100% | 100%
Lamps - NR | Lamp - LED - 2 Pin - DI - MF | NR | LO12Med | 95% | 11% | 22% | 33% | 44% | 55% | 65% | 72% | 79% | 84% | 88% | 91% | 94% | 96% | 97% | 99% | 100% | 100% | 100% | 100% | 100% | 100% | 100% | 100% | 100%
Lamps - NR | Lamp - LED - 4 Pin - DI - MF | NR | LO12Med | 95% | 11% | 22% | 33% | 44% | 55% | 65% | 72% | 79% | 84% | 88% | 91% | 94% | 96% | 97% | 99% | 100% | 100% | 100% | 100% | 100% | 100% | 100% | 100% | 100%
Lamps - NR | Lamp - LED - A Lamp - DI - HUIA - SF or MH or DX (SF) | NR | LO12Med | 95% | 11% | 22% | 33% | 44% | 55% | 65% | 72% | 79% | 84% | 88% | 91% | 94% | 96% | 97% | 99% | 100% | 100% | 100% | 100% | 100% | 100% | 100% | 100% | 100%
Lamps - NR | Lamp - LED - A Lamp - DI - HUIA - SF or MH or DX (MH) | NR | LO12Med | 95% | 11% | 22% | 33% | 44% | 55% | 65% | 72% | 79% | 84% | 88% | 91% | 94% | 96% | 97% | 99% | 100% | 100% | 100% | 100% | 100% | 100% | 100% | 100% | 100%
Lamps - NR | Lamp - LED - Candelabra - HUIA - SF or MH or DX (SF) | NR | LO12Med | 95% | 11% | 22% | 33% | 44% | 55% | 65% | 72% | 79% | 84% | 88% | 91% | 94% | 96% | 97% | 99% | 100% | 100% | 100% | 100% | 100% | 100% | 100% | 100% | 100%
Lamps - NR | Lamp - LED - Candelabra - HUIA - SF or MH or DX (MH) | NR | LO12Med | 95% | 11% | 22% | 33% | 44% | 55% | 65% | 72% | 79% | 84% | 88% | 91% | 94% | 96% | 97% | 99% | 100% | 100% | 100% | 100% | 100% | 100% | 100% | 100% | 100%
Lamps - NR | Lamp - LED - Globe - HUIA - SF or MH or DX (SF) | NR | LO12Med | 95% | 11% | 22% | 33% | 44% | 55% | 65% | 72% | 79% | 84% | 88% | 91% | 94% | 96% | 97% | 99% | 100% | 100% | 100% | 100% | 100% | 100% | 100% | 100% | 100%
Lamps - NR | Lamp - LED - Globe - HUIA - SF or MH or DX (MH) | NR | LO12Med | 95% | 11% | 22% | 33% | 44% | 55% | 65% | 72% | 79% | 84% | 88% | 91% | 94% | 96% | 97% | 99% | 100% | 100% | 100% | 100% | 100% | 100% | 100% | 100% | 100%
Lamps - NR | Lamp - LED - Reflector - BR30 - HUIA - SF or MH or DX (SF) | NR | LO12Med | 95% | 11% | 22% | 33% | 44% | 55% | 65% | 72% | 79% | 84% | 88% | 91% | 94% | 96% | 97% | 99% | 100% | 100% | 100% | 100% | 100% | 100% | 100% | 100% | 100%
Lamps - NR | Lamp - LED - Reflector - BR30 - HUIA - SF or MH or DX (MH) | NR | LO12Med | 95% | 11% | 22% | 33% | 44% | 55% | 65% | 72% | 79% | 84% | 88% | 91% | 94% | 96% | 97% | 99% | 100% | 100% | 100% | 100% | 100% | 100% | 100% | 100% | 100%
Lamps - NR | Lamp - TLED - 4 ft - 2x - from 4 ft T12 2x - DI - MF | NR | LO12Med | 95% | 11% | 22% | 33% | 44% | 55% | 65% | 72% | 79% | 84% | 88% | 91% | 94% | 96% | 97% | 99% | 100% | 100% | 100% | 100% | 100% | 100% | 100% | 100% | 100%
Lamps - NR | Lamp - TLED - 4 ft - 2x - from 4 ft T8 32w 2x - DI - MF | NR | LO12Med | 95% | 11% | 22% | 33% | 44% | 55% | 65% | 72% | 79% | 84% | 88% | 91% | 94% | 96% | 97% | 99% | 100% | 100% | 100% | 100% | 100% | 100% | 100% | 100% | 100%
Fixtures - NR | RETL: Fixture - LED - Indoor | NR | LO3Slow | 85% | 0.6% | 1.4% | 3% | 6% | 11% | 18% | 26% | 36% | 46% | 57% | 67% | 76% | 83% | 88% | 92% | 95% | 97% | 98% | 99% | 100% | 100% | 100% | 100% | 100%
Fixtures - NR | RETL: Fixture - LED - Outdoor | NR | LO3Slow | 85% | 0.6% | 1.4% | 3% | 6% | 11% | 18% | 26% | 36% | 46% | 57% | 67% | 76% | 83% | 88% | 92% | 95% | 97% | 98% | 99% | 100% | 100% | 100% | 100% | 100%
Fixtures - NR | RETL: Fixture - LED - T8 Retrofit | NR | LO3Slow | 85% | 0.6% | 1.4% | 3% | 6% | 11% | 18% | 26% | 36% | 46% | 57% | 67% | 76% | 83% | 88% | 92% | 95% | 97% | 98% | 99% | 100% | 100% | 100% | 100% | 100%
Fixtures - NR | RETL: Fixture - LED - T8 | NR | LO3Slow | 85% | 0.6% | 1.4% | 3% | 6% | 11% | 18% | 26% | 36% | 46% | 57% | 67% | 76% | 83% | 88% | 92% | 95% | 97% | 98% | 99% | 100% | 100% | 100% | 100% | 100%
Fixtures - NR | RETL: Fixture - LED - Retrofit Kit | NR | LO3Slow | 85% | 0.6% | 1.4% | 3% | 6% | 11% | 18% | 26% | 36% | 46% | 57% | 67% | 76% | 83% | 88% | 92% | 95% | 97% | 98% | 99% | 100% | 100% | 100% | 100% | 100%
NA | Windows_Single Pane - U22_HZ1_Zonal | Retro | PSE10YrRetro | 85% | 10% | 10% | 10% | 10% | 10% | 10% | 10% | 10% | 10% | 10% | 0% | 0% | 0% | 0% | 0% | 0% | 0% | 0% | 0% | 0% | 0% | 0% | 0% | 0%
NA | Windows_Double Pane - U22_HZ1_Zonal | Retro | PSE10YrRetro | 85% | 10% | 10% | 10% | 10% | 10% | 10% | 10% | 10% | 10% | 10% | 0% | 0% | 0% | 0% | 0% | 0% | 0% | 0% | 0% | 0% | 0% | 0% | 0% | 0%
NA | Windows_U35 - U22_HZ1_Zonal | Retro | PSE10YrRetro | 85% | 10% | 10% | 10% | 10% | 10% | 10% | 10% | 10% | 10% | 10% | 0% | 0% | 0% | 0% | 0% | 0% | 0% | 0% | 0% | 0% | 0% | 0% | 0% | 0%
NA | Windows_Single Pane - U30_HZ1_Zonal | Retro | PSE10YrRetro | 85% | 10% | 10% | 10% | 10% | 10% | 10% | 10% | 10% | 10% | 10% | 0% | 0% | 0% | 0% | 0% | 0% | 0% | 0% | 0% | 0% | 0% | 0% | 0% | 0%
NA | Windows_Double Pane - U30_HZ1_Zonal | Retro | PSE10YrRetro | 85% | 10% | 10% | 10% | 10% | 10% | 10% | 10% | 10% | 10% | 10% | 0% | 0% | 0% | 0% | 0% | 0% | 0% | 0% | 0% | 0% | 0% | 0% | 0% | 0%
NA | Windows_U35 - U30_HZ1_Zonal | Retro | PSE10YrRetro | 85% | 10% | 10% | 10% | 10% | 10% | 10% | 10% | 10% | 10% | 10% | 0% | 0% | 0% | 0% | 0% | 0% | 0% | 0% | 0% | 0% | 0% | 0% | 0% | 0%
NA | Insulated Door_R2.5 - R5_HZ1_Zonal | Retro | PSE10YrRetro | 85% | 10% | 10% | 10% | 10% | 10% | 10% | 10% | 10% | 10% | 10% | 0% | 0% | 0% | 0% | 0% | 0% | 0% | 0% | 0% | 0% | 0% | 0% | 0% | 0%
NA | Low E Storm Window_Single Pane Wood Frame_HZ1_Zonal | Retro | PSE10YrRetro | 85% | 10% | 10% | 10% | 10% | 10% | 10% | 10% | 10% | 10% | 10% | 0% | 0% | 0% | 0% | 0% | 0% | 0% | 0% | 0% | 0% | 0% | 0% | 0% | 0%
NA | Low E Storm Window_Single Pane Metal Frame_HZ1_Zonal | Retro | PSE10YrRetro | 85% | 10% | 10% | 10% | 10% | 10% | 10% | 10% | 10% | 10% | 10% | 0% | 0% | 0% | 0% | 0% | 0% | 0% | 0% | 0% | 0% | 0% | 0% | 0% | 0%
NA | Low E Storm Window_Double Pane Metal Frame_HZ1_Zonal | Retro | PSE10YrRetro | 85% | 10% | 10% | 10% | 10% | 10% | 10% | 10% | 10% | 10% | 10% | 0% | 0% | 0% | 0% | 0% | 0% | 0% | 0% | 0% | 0% | 0% | 0% | 0% | 0%
NA | Windows_Single Pane - U22_HZ1_Furnace | Retro | PSE10YrRetro | 85% | 10% | 10% | 10% | 10% | 10% | 10% | 10% | 10% | 10% | 10% | 0% | 0% | 0% | 0% | 0% | 0% | 0% | 0% | 0% | 0% | 0% | 0% | 0% | 0%
NA | Windows_Double Pane - U22_HZ1_Furnace | Retro | PSE10YrRetro | 85% | 10% | 10% | 10% | 10% | 10% | 10% | 10% | 10% | 10% | 10% | 0% | 0% | 0% | 0% | 0% | 0% | 0% | 0% | 0% | 0% | 0% | 0% | 0% | 0%
NA | Windows_U35 - U22_HZ1_Furnace | Retro | PSE10YrRetro | 85% | 10% | 10% | 10% | 10% | 10% | 10% | 10% | 10% | 10% | 10% | 0% | 0% | 0% | 0% | 0% | 0% | 0% | 0% | 0% | 0% | 0% | 0% | 0% | 0%
NA | Windows_Single Pane - U30_HZ1_Furnace | Retro | PSE10YrRetro | 85% | 10% | 10% | 10% | 10% | 10% | 10% | 10% | 10% | 10% | 10% | 0% | 0% | 0% | 0% | 0% | 0% | 0% | 0% | 0% | 0% | 0% | 0% | 0% | 0%
NA | Windows_Double Pane - U30_HZ1_Furnace | Retro | PSE10YrRetro | 85% | 10% | 10% | 10% | 10% | 10% | 10% | 10% | 10% | 10% | 10% | 0% | 0% | 0% | 0% | 0% | 0% | 0% | 0% | 0% | 0% | 0% | 0% | 0% | 0%
NA | Windows_U35 - U30_HZ1_Furnace | Retro | PSE10YrRetro | 85% | 10% | 10% | 10% | 10% | 10% | 10% | 10% | 10% | 10% | 10% | 0% | 0% | 0% | 0% | 0% | 0% | 0% | 0% | 0% | 0% | 0% | 0% | 0% | 0%
NA | Insulated Door_R2.5 - R5_HZ1_Furnace | Retro | PSE10YrRetro | 85% | 10% | 10% | 10% | 10% | 10% | 10% | 10% | 10% | 10% | 10% | 0% | 0% | 0% | 0% | 0% | 0% | 0% | 0% | 0% | 0% | 0% | 0% | 0% | 0%
NA | Low E Storm Window_Single Pane Wood Frame_HZ1_Furnace | Retro | PSE10YrRetro | 85% | 10% | 10% | 10% | 10% | 10% | 10% | 10% | 10% | 10% | 10% | 0% | 0% | 0% | 0% | 0% | 0% | 0% | 0% | 0% | 0% | 0% | 0% | 0% | 0%
NA | Low E Storm Window_Single Pane Metal Frame_HZ1_Furnace | Retro | PSE10YrRetro | 85% | 10% | 10% | 10% | 10% | 10% | 10% | 10% | 10% | 10% | 10% | 0% | 0% | 0% | 0% | 0% | 0% | 0% | 0% | 0% | 0% | 0% | 0% | 0% | 0%
NA | Low E Storm Window_Double Pane Metal Frame_HZ1_Furnace | Retro | PSE10YrRetro | 85% | 10% | 10% | 10% | 10% | 10% | 10% | 10% | 10% | 10% | 10% | 0% | 0% | 0% | 0% | 0% | 0% | 0% | 0% | 0% | 0% | 0% | 0% | 0% | 0%
NA | Windows_Single Pane - U22_HZ1_Heat Pump | Retro | PSE10YrRetro | 85% | 10% | 10% | 10% | 10% | 10% | 10% | 10% | 10% | 10% | 10% | 0% | 0% | 0% | 0% | 0% | 0% | 0% | 0% | 0% | 0% | 0% | 0% | 0% | 0%
NA | Windows_Double Pane - U22_HZ1_Heat Pump | Retro | PSE10YrRetro | 85% | 10% | 10% | 10% | 10% | 10% | 10% | 10% | 10% | 10% | 10% | 0% | 0% | 0% | 0% | 0% | 0% | 0% | 0% | 0% | 0% | 0% | 0% | 0% | 0%
NA | Windows_U35 - U22_HZ1_Heat Pump | Retro | PSE10YrRetro | 85% | 10% | 10% | 10% | 10% | 10% | 10% | 10% | 10% | 10% | 10% | 0% | 0% | 0% | 0% | 0% | 0% | 0% | 0% | 0% | 0% | 0% | 0% | 0% | 0%
NA | Windows_Single Pane - U30_HZ1_Heat Pump | Retro | PSE10YrRetro | 85% | 10% | 10% | 10% | 10% | 10% | 10% | 10% | 10% | 10% | 10% | 0% | 0% | 0% | 0% | 0% | 0% | 0% | 0% | 0% | 0% | 0% | 0% | 0% | 0%
NA | Windows_Double Pane - U30_HZ1_Heat Pump | Retro | PSE10YrRetro | 85% | 10% | 10% | 10% | 10% | 10% | 10% | 10% | 10% | 10% | 10% | 0% | 0% | 0% | 0% | 0% | 0% | 0% | 0% | 0% | 0% | 0% | 0% | 0% | 0%
NA | Windows_U35 - U30_HZ1_Heat Pump | Retro | PSE10YrRetro | 85% | 10% | 10% | 10% | 10% | 10% | 10% | 10% | 10% | 10% | 10% | 0% | 0% | 0% | 0% | 0% | 0% | 0% | 0% | 0% | 0% | 0% | 0% | 0% | 0%
NA | Insulated Door_R2.5 - R5_HZ1_Heat Pump | Retro | PSE10YrRetro | 85% | 10% | 10% | 10% | 10% | 10% | 10% | 10% | 10% | 10% | 10% | 0% | 0% | 0% | 0% | 0% | 0% | 0% | 0% | 0% | 0% | 0% | 0% | 0% | 0%
NA | Low E Storm Window_Single Pane Wood Frame_HZ1_Heat Pump | Retro | PSE10YrRetro | 85% | 10% | 10% | 10% | 10% | 10% | 10% | 10% | 10% | 10% | 10% | 0% | 0% | 0% | 0% | 0% | 0% | 0% | 0% | 0% | 0% | 0% | 0% | 0% | 0%
NA | Low E Storm Window_Single Pane Metal Frame_HZ1_Heat Pump | Retro | PSE10YrRetro | 85% | 10% | 10% | 10% | 10% | 10% | 10% | 10% | 10% | 10% | 10% | 0% | 0% | 0% | 0% | 0% | 0% | 0% | 0% | 0% | 0% | 0% | 0% | 0% | 0%
NA | Low E Storm Window_Double Pane Metal Frame_HZ1_Heat Pump | Retro | PSE10YrRetro | 85% | 10% | 10% | 10% | 10% | 10% | 10% | 10% | 10% | 10% | 10% | 0% | 0% | 0% | 0% | 0% | 0% | 0% | 0% | 0% | 0% | 0% | 0% | 0% | 0%
NA | Windows_Single Pane - U22_HZ1_DHP | Retro | PSE10YrRetro | 85% | 10% | 10% | 10% | 10% | 10% | 10% | 10% | 10% | 10% | 10% | 0% | 0% | 0% | 0% | 0% | 0% | 0% | 0% | 0% | 0% | 0% | 0% | 0% | 0%
NA | Windows_Double Pane - U22_HZ1_DHP | Retro | PSE10YrRetro | 85% | 10% | 10% | 10% | 10% | 10% | 10% | 10% | 10% | 10% | 10% | 0% | 0% | 0% | 0% | 0% | 0% | 0% | 0% | 0% | 0% | 0% | 0% | 0% | 0%
NA | Windows_U35 - U22_HZ1_DHP | Retro | PSE10YrRetro | 85% | 10% | 10% | 10% | 10% | 10% | 10% | 10% | 10% | 10% | 10% | 0% | 0% | 0% | 0% | 0% | 0% | 0% | 0% | 0% | 0% | 0% | 0% | 0% | 0%
NA | Windows_Single Pane - U30_HZ1_DHP | Retro | PSE10YrRetro | 85% | 10% | 10% | 10% | 10% | 10% | 10% | 10% | 10% | 10% | 10% | 0% | 0% | 0% | 0% | 0% | 0% | 0% | 0% | 0% | 0% | 0% | 0% | 0% | 0%
NA | Windows_Double Pane - U30_HZ1_DHP | Retro | PSE10YrRetro | 85% | 10% | 10% | 10% | 10% | 10% | 10% | 10% | 10% | 10% | 10% | 0% | 0% | 0% | 0% | 0% | 0% | 0% | 0% | 0% | 0% | 0% | 0% | 0% | 0%
NA | Windows_U35 - U30_HZ1_DHP | Retro | PSE10YrRetro | 85% | 10% | 10% | 10% | 10% | 10% | 10% | 10% | 10% | 10% | 10% | 0% | 0% | 0% | 0% | 0% | 0% | 0% | 0% | 0% | 0% | 0% | 0% | 0% | 0%
NA | Insulated Door_R2.5 - R5_HZ1_DHP | Retro | PSE10YrRetro | 85% | 10% | 10% | 10% | 10% | 10% | 10% | 10% | 10% | 10% | 10% | 0% | 0% | 0% | 0% | 0% | 0% | 0% | 0% | 0% | 0% | 0% | 0% | 0% | 0%
NA | Low E Storm Window_Single Pane Wood Frame_HZ1_DHP | Retro | PSE10YrRetro | 85% | 10% | 10% | 10% | 10% | 10% | 10% | 10% | 10% | 10% | 10% | 0% | 0% | 0% | 0% | 0% | 0% | 0% | 0% | 0% | 0% | 0% | 0% | 0% | 0%
NA | Low E Storm Window_Single Pane Metal Frame_HZ1_DHP | Retro | PSE10YrRetro | 85% | 10% | 10% | 10% | 10% | 10% | 10% | 10% | 10% | 10% | 10% | 0% | 0% | 0% | 0% | 0% | 0% | 0% | 0% | 0% | 0% | 0% | 0% | 0% | 0%
NA | Low E Storm Window_Double Pane Metal Frame_HZ1_DHP | Retro | PSE10YrRetro | 85% | 10% | 10% | 10% | 10% | 10% | 10% | 10% | 10% | 10% | 10% | 0% | 0% | 0% | 0% | 0% | 0% | 0% | 0% | 0% | 0% | 0% | 0% | 0% | 0%
NA | Windows_Single Pane - U22_HZ1_Gas Furnace | Retro | PSE10YrRetro | 85% | 10% | 10% | 10% | 10% | 10% | 10% | 10% | 10% | 10% | 10% | 0% | 0% | 0% | 0% | 0% | 0% | 0% | 0% | 0% | 0% | 0% | 0% | 0% | 0%
NA | Windows_Double Pane - U22_HZ1_Gas Furnace | Retro | PSE10YrRetro | 85% | 10% | 10% | 10% | 10% | 10% | 10% | 10% | 10% | 10% | 10% | 0% | 0% | 0% | 0% | 0% | 0% | 0% | 0% | 0% | 0% | 0% | 0% | 0% | 0%
NA | Windows_U35 - U22_HZ1_Gas Furnace | Retro | PSE10YrRetro | 85% | 10% | 10% | 10% | 10% | 10% | 10% | 10% | 10% | 10% | 10% | 0% | 0% | 0% | 0% | 0% | 0% | 0% | 0% | 0% | 0% | 0% | 0% | 0% | 0%
NA | Windows_Single Pane - U30_HZ1_Gas Furnace | Retro | PSE10YrRetro | 85% | 10% | 10% | 10% | 10% | 10% | 10% | 10% | 10% | 10% | 10% | 0% | 0% | 0% | 0% | 0% | 0% | 0% | 0% | 0% | 0% | 0% | 0% | 0% | 0%
NA | Windows_Double Pane - U30_HZ1_Gas Furnace | Retro | PSE10YrRetro | 85% | 10% | 10% | 10% | 10% | 10% | 10% | 10% | 10% | 10% | 10% | 0% | 0% | 0% | 0% | 0% | 0% | 0% | 0% | 0% | 0% | 0% | 0% | 0% | 0%
NA | Windows_U35 - U30_HZ1_Gas Furnace | Retro | PSE10YrRetro | 85% | 10% | 10% | 10% | 10% | 10% | 10% | 10% | 10% | 10% | 10% | 0% | 0% | 0% | 0% | 0% | 0% | 0% | 0% | 0% | 0% | 0% | 0% | 0% | 0%
NA | Insulated Door_R2.5 - R5_HZ1_Gas Furnace | Retro | PSE10YrRetro | 85% | 10% | 10% | 10% | 10% | 10% | 10% | 10% | 10% | 10% | 10% | 0% | 0% | 0% | 0% | 0% | 0% | 0% | 0% | 0% | 0% | 0% | 0% | 0% | 0%
NA | Low E Storm Window_Single Pane Wood Frame_HZ1_Gas Furnace | Retro | PSE10YrRetro | 85% | 10% | 10% | 10% | 10% | 10% | 10% | 10% | 10% | 10% | 10% | 0% | 0% | 0% | 0% | 0% | 0% | 0% | 0% | 0% | 0% | 0% | 0% | 0% | 0%
NA | Low E Storm Window_Single Pane Metal Frame_HZ1_Gas Furnace | Retro | PSE10YrRetro | 85% | 10% | 10% | 10% | 10% | 10% | 10% | 10% | 10% | 10% | 10% | 0% | 0% | 0% | 0% | 0% | 0% | 0% | 0% | 0% | 0% | 0% | 0% | 0% | 0%
NA | Low E Storm Window_Double Pane Metal Frame_HZ1_Gas Furnace | Retro | PSE10YrRetro | 85% | 10% | 10% | 10% | 10% | 10% | 10% | 10% | 10% | 10% | 10% | 0% | 0% | 0% | 0% | 0% | 0% | 0% | 0% | 0% | 0% | 0% | 0% | 0% | 0%
NA | Electrical Resistance_HZ1_Windows - Single Pane to Class 22 (per sf) | Retro | PSE10YrRetro | 85% | 10% | 10% | 10% | 10% | 10% | 10% | 10% | 10% | 10% | 10% | 0% | 0% | 0% | 0% | 0% | 0% | 0% | 0% | 0% | 0% | 0% | 0% | 0% | 0%
NA | Electrical Resistance_HZ1_Windows - Double Pane to Class 22 (per sf) | Retro | PSE10YrRetro | 85% | 10% | 10% | 10% | 10% | 10% | 10% | 10% | 10% | 10% | 10% | 0% | 0% | 0% | 0% | 0% | 0% | 0% | 0% | 0% | 0% | 0% | 0% | 0% | 0%
NA | Electrical Resistance_HZ1_Windows - Single Pane to Class 30 (per sf) | Retro | PSE10YrRetro | 85% | 10% | 10% | 10% | 10% | 10% | 10% | 10% | 10% | 10% | 10% | 0% | 0% | 0% | 0% | 0% | 0% | 0% | 0% | 0% | 0% | 0% | 0% | 0% | 0%
NA | Electrical Resistance_HZ1_Windows - Double Pane to Class 30 (per sf) | Retro | PSE10YrRetro | 85% | 10% | 10% | 10% | 10% | 10% | 10% | 10% | 10% | 10% | 10% | 0% | 0% | 0% | 0% | 0% | 0% | 0% | 0% | 0% | 0% | 0% | 0% | 0% | 0%
NA | Electrical Resistance_HZ1_Windows - Class 30 to Class 22 (per sf) | Retro | PSE10YrRetro | 85% | 10% | 10% | 10% | 10% | 10% | 10% | 10% | 10% | 10% | 10% | 0% | 0% | 0% | 0% | 0% | 0% | 0% | 0% | 0% | 0% | 0% | 0% | 0% | 0%
NA | Heat Pump_HZ1_Windows - Single Pane to Class 22 (per sf) | Retro | PSE10YrRetro | 85% | 10% | 10% | 10% | 10% | 10% | 10% | 10% | 10% | 10% | 10% | 0% | 0% | 0% | 0% | 0% | 0% | 0% | 0% | 0% | 0% | 0% | 0% | 0% | 0%
NA | Heat Pump_HZ1_Windows - Double Pane to Class 22 (per sf) | Retro | PSE10YrRetro | 85% | 10% | 10% | 10% | 10% | 10% | 10% | 10% | 10% | 10% | 10% | 0% | 0% | 0% | 0% | 0% | 0% | 0% | 0% | 0% | 0% | 0% | 0% | 0% | 0%
NA | Heat Pump_HZ1_Windows - Single Pane to Class 30 (per sf) | Retro | PSE10YrRetro | 85% | 10% | 10% | 10% | 10% | 10% | 10% | 10% | 10% | 10% | 10% | 0% | 0% | 0% | 0% | 0% | 0% | 0% | 0% | 0% | 0% | 0% | 0% | 0% | 0%
NA | Heat Pump_HZ1_Windows - Double Pane to Class 30 (per sf) | Retro | PSE10YrRetro | 85% | 10% | 10% | 10% | 10% | 10% | 10% | 10% | 10% | 10% | 10% | 0% | 0% | 0% | 0% | 0% | 0% | 0% | 0% | 0% | 0% | 0% | 0% | 0% | 0%
NA | Heat Pump_HZ1_Windows - Class 30 to Class 22 (per sf) | Retro | PSE10YrRetro | 85% | 10% | 10% | 10% | 10% | 10% | 10% | 10% | 10% | 10% | 10% | 0% | 0% | 0% | 0% | 0% | 0% | 0% | 0% | 0% | 0% | 0% | 0% | 0% | 0%
NA | Electrical Resistance - Manufactured Home Weatherization - Low-e Storm Window for existing Single Pane Window - Heating Zone 1 | Retro | PSE10YrRetro | 85% | 10% | 10% | 10% | 10% | 10% | 10% | 10% | 10% | 10% | 10% | 0% | 0% | 0% | 0% | 0% | 0% | 0% | 0% | 0% | 0% | 0% | 0% | 0% | 0%
NA | Electrical Resistance - Manufactured Home Weatherization - Low-e Storm Window for existing Double Pane Window - Heating Zone 1 | Retro | PSE10YrRetro | 85% | 10% | 10% | 10% | 10% | 10% | 10% | 10% | 10% | 10% | 10% | 0% | 0% | 0% | 0% | 0% | 0% | 0% | 0% | 0% | 0% | 0% | 0% | 0% | 0%
NA | Heat Pump - Manufactured Home Weatherization - Low-e Storm Window for existing Single Pane Window - Heating Zone 1 | Retro | PSE10YrRetro | 85% | 10% | 10% | 10% | 10% | 10% | 10% | 10% | 10% | 10% | 10% | 0% | 0% | 0% | 0% | 0% | 0% | 0% | 0% | 0% | 0% | 0% | 0% | 0% | 0%
NA | Heat Pump - Manufactured Home Weatherization - Low-e Storm Window for existing Double Pane Window - Heating Zone 1 | Retro | PSE10YrRetro | 85% | 10% | 10% | 10% | 10% | 10% | 10% | 10% | 10% | 10% | 10% | 0% | 0% | 0% | 0% | 0% | 0% | 0% | 0% | 0% | 0% | 0% | 0% | 0% | 0%
NA | Gas Furnace_HZ1_Windows - Single Pane to Class 22 (per sf) | Retro | PSE10YrRetro | 85% | 10% | 10% | 10% | 10% | 10% | 10% | 10% | 10% | 10% | 10% | 0% | 0% | 0% | 0% | 0% | 0% | 0% | 0% | 0% | 0% | 0% | 0% | 0% | 0%
NA | Gas Furnace_HZ1_Windows - Double Pane to Class 22 (per sf) | Retro | PSE10YrRetro | 85% | 10% | 10% | 10% | 10% | 10% | 10% | 10% | 10% | 10% | 10% | 0% | 0% | 0% | 0% | 0% | 0% | 0% | 0% | 0% | 0% | 0% | 0% | 0% | 0%
NA | Gas Furnace_HZ1_Windows - Single Pane to Class 30 (per sf) | Retro | PSE10YrRetro | 85% | 10% | 10% | 10% | 10% | 10% | 10% | 10% | 10% | 10% | 10% | 0% | 0% | 0% | 0% | 0% | 0% | 0% | 0% | 0% | 0% | 0% | 0% | 0% | 0%
NA | Gas Furnace_HZ1_Windows - Double Pane to Class 30 (per sf) | Retro | PSE10YrRetro | 85% | 10% | 10% | 10% | 10% | 10% | 10% | 10% | 10% | 10% | 10% | 0% | 0% | 0% | 0% | 0% | 0% | 0% | 0% | 0% | 0% | 0% | 0% | 0% | 0%
NA | Gas Furnace_HZ1_Windows - Class 30 to Class 22 (per sf) | Retro | PSE10YrRetro | 85% | 10% | 10% | 10% | 10% | 10% | 10% | 10% | 10% | 10% | 10% | 0% | 0% | 0% | 0% | 0% | 0% | 0% | 0% | 0% | 0% | 0% | 0% | 0% | 0%
NA | Gas Furnace - Manufactured Home Weatherization - Low-e Storm Window for existing Single Pane Window - Heating Zone 1 | Retro | PSE10YrRetro | 85% | 10% | 10% | 10% | 10% | 10% | 10% | 10% | 10% | 10% | 10% | 0% | 0% | 0% | 0% | 0% | 0% | 0% | 0% | 0% | 0% | 0% | 0% | 0% | 0%
NA | Gas Furnace - Manufactured Home Weatherization - Low-e Storm Window for existing Double Pane Window - Heating Zone 1 | Retro | PSE10YrRetro | 85% | 10% | 10% | 10% | 10% | 10% | 10% | 10% | 10% | 10% | 10% | 0% | 0% | 0% | 0% | 0% | 0% | 0% | 0% | 0% | 0% | 0% | 0% | 0% | 0%
Microwave - NR | Microwave Top Tier | NR | LO12Med | 95% | 11% | 22% | 33% | 44% | 55% | 65% | 72% | 79% | 84% | 88% | 91% | 94% | 96% | 97% | 99% | 100% | 100% | 100% | 100% | 100% | 100% | 100% | 100% | 100%
Electric Oven - NR | Non Self-Cleaning Oven - 0 + Reduced Vent Rate | NR | LO3Slow | 95% | 0.6% | 1.4% | 3% | 6% | 11% | 18% | 26% | 36% | 46% | 57% | 67% | 76% | 83% | 88% | 92% | 95% | 97% | 98% | 99% | 100% | 100% | 100% | 100% | 100%
Electric Oven - NR | Non Self-Cleaning Oven - 1 + Improved Insulation | NR | LO3Slow | 95% | 0.6% | 1.4% | 3% | 6% | 11% | 18% | 26% | 36% | 46% | 57% | 67% | 76% | 83% | 88% | 92% | 95% | 97% | 98% | 99% | 100% | 100% | 100% | 100% | 100%
Electric Oven - NR | Non Self-Cleaning Oven - 2 + Improved Door Seals | NR | LO3Slow | 95% | 0.6% | 1.4% | 3% | 6% | 11% | 18% | 26% | 36% | 46% | 57% | 67% | 76% | 83% | 88% | 92% | 95% | 97% | 98% | 99% | 100% | 100% | 100% | 100% | 100%
Electric Oven - NR | Non Self-Cleaning Oven - 3 + Bi-Radiant Oven | NR | LO3Slow | 95% | 0.6% | 1.4% | 3% | 6% | 11% | 18% | 26% | 36% | 46% | 57% | 67% | 76% | 83% | 88% | 92% | 95% | 97% | 98% | 99% | 100% | 100% | 100% | 100% | 100%
Electric Oven - NR | Non Self-Cleaning Oven - 4 + Oven Separator | NR | LO3Slow | 95% | 0.6% | 1.4% | 3% | 6% | 11% | 18% | 26% | 36% | 46% | 57% | 67% | 76% | 83% | 88% | 92% | 95% | 97% | 98% | 99% | 100% | 100% | 100% | 100% | 100%
Electric Oven - NR | Non Self-Cleaning Oven - 5 + Forced Convection | NR | LO3Slow | 95% | 0.6% | 1.4% | 3% | 6% | 11% | 18% | 26% | 36% | 46% | 57% | 67% | 76% | 83% | 88% | 92% | 95% | 97% | 98% | 99% | 100% | 100% | 100% | 100% | 100%
Electric Oven - NR | Non Self-Cleaning Oven - 6 + Red. Conduction Losses | NR | LO3Slow | 95% | 0.6% | 1.4% | 3% | 6% | 11% | 18% | 26% | 36% | 46% | 57% | 67% | 76% | 83% | 88% | 92% | 95% | 97% | 98% | 99% | 100% | 100% | 100% | 100% | 100%
Electric Oven - NR | Self-Cleaning Oven - 0 + Bi-Radiant Oven | NR | LO3Slow | 95% | 0.6% | 1.4% | 3% | 6% | 11% | 18% | 26% | 36% | 46% | 57% | 67% | 76% | 83% | 88% | 92% | 95% | 97% | 98% | 99% | 100% | 100% | 100% | 100% | 100%
Electric Oven - NR | Self-Cleaning Oven - 1 + Oven Separator | NR | LO3Slow | 95% | 0.6% | 1.4% | 3% | 6% | 11% | 18% | 26% | 36% | 46% | 57% | 67% | 76% | 83% | 88% | 92% | 95% | 97% | 98% | 99% | 100% | 100% | 100% | 100% | 100%
Electric Oven - NR | Self-Cleaning Oven - 2 + Red. Conduction Losses | NR | LO3Slow | 95% | 0.6% | 1.4% | 3% | 6% | 11% | 18% | 26% | 36% | 46% | 57% | 67% | 76% | 83% | 88% | 92% | 95% | 97% | 98% | 99% | 100% | 100% | 100% | 100% | 100%
Electric Oven - NR | Self-Cleaning Oven - 3 + Forced Convection | NR | LO3Slow | 95% | 0.6% | 1.4% | 3% | 6% | 11% | 18% | 26% | 36% | 46% | 57% | 67% | 76% | 83% | 88% | 92% | 95% | 97% | 98% | 99% | 100% | 100% | 100% | 100% | 100%
Electric Oven - NR | High Efficiency Convection Cooking Oven - Gas | NR | LO3Slow | 95% | 0.6% | 1.4% | 3% | 6% | 11% | 18% | 26% | 36% | 46% | 57% | 67% | 76% | 83% | 88% | 92% | 95% | 97% | 98% | 99% | 100% | 100% | 100% | 100% | 100%
WH Pipe insulation - Retro | LIW: Insulation - Water Heater Pipe - MF - TE | Retro | PSE10YrRetro | 85% | 10% | 10% | 10% | 10% | 10% | 10% | 10% | 10% | 10% | 10% | 0% | 0% | 0% | 0% | 0% | 0% | 0% | 0% | 0% | 0% | 0% | 0% | 0% | 0%
WH Pipe insulation - Retro | LIW: Insulation - Water Heater Pipe - MF - TG | Retro | PSE10YrRetro | 85% | 10% | 10% | 10% | 10% | 10% | 10% | 10% | 10% | 10% | 10% | 0% | 0% | 0% | 0% | 0% | 0% | 0% | 0% | 0% | 0% | 0% | 0% | 0% | 0%
WH Pipe insulation - Retro | LIW: Insulation - Water Heater Pipe - MH - TE | Retro | PSE10YrRetro | 85% | 10% | 10% | 10% | 10% | 10% | 10% | 10% | 10% | 10% | 10% | 0% | 0% | 0% | 0% | 0% | 0% | 0% | 0% | 0% | 0% | 0% | 0% | 0% | 0%
WH Pipe insulation - Retro | LIW: Insulation - Water Heater Pipe - MH - TG | Retro | PSE10YrRetro | 85% | 10% | 10% | 10% | 10% | 10% | 10% | 10% | 10% | 10% | 10% | 0% | 0% | 0% | 0% | 0% | 0% | 0% | 0% | 0% | 0% | 0% | 0% | 0% | 0%
WH Pipe insulation - Retro | LIW: Insulation - Water Heater Pipe - SF - TE | Retro | PSE10YrRetro | 85% | 10% | 10% | 10% | 10% | 10% | 10% | 10% | 10% | 10% | 10% | 0% | 0% | 0% | 0% | 0% | 0% | 0% | 0% | 0% | 0% | 0% | 0% | 0% | 0%
WH Pipe insulation - Retro | LIW: Insulation - Water Heater Pipe - SF - TG | Retro | PSE10YrRetro | 85% | 10% | 10% | 10% | 10% | 10% | 10% | 10% | 10% | 10% | 10% | 0% | 0% | 0% | 0% | 0% | 0% | 0% | 0% | 0% | 0% | 0% | 0% | 0% | 0%
WH Pipe insulation - Retro | MFRFT: Water Heater - Pipe Wrap - DI | Retro | PSE10YrRetro | 85% | 10% | 10% | 10% | 10% | 10% | 10% | 10% | 10% | 10% | 10% | 0% | 0% | 0% | 0% | 0% | 0% | 0% | 0% | 0% | 0% | 0% | 0% | 0% | 0%
WH Pipe insulation - Retro | Pipe Wrap - Water Heater - DI - EH - SF or MH or DX (SF) | Retro | PSE10YrRetro | 85% | 10% | 10% | 10% | 10% | 10% | 10% | 10% | 10% | 10% | 10% | 0% | 0% | 0% | 0% | 0% | 0% | 0% | 0% | 0% | 0% | 0% | 0% | 0% | 0%
WH Pipe insulation - Retro | Pipe Wrap - Water Heater - DI - EH - SF or MH or DX (MH) | Retro | PSE10YrRetro | 85% | 10% | 10% | 10% | 10% | 10% | 10% | 10% | 10% | 10% | 10% | 0% | 0% | 0% | 0% | 0% | 0% | 0% | 0% | 0% | 0% | 0% | 0% | 0% | 0%
NA | Residential Pool Cover - Gas Pool Heat | Retro | PSE10YrRetro | 85% | 10% | 10% | 10% | 10% | 10% | 10% | 10% | 10% | 10% | 10% | 0% | 0% | 0% | 0% | 0% | 0% | 0% | 0% | 0% | 0% | 0% | 0% | 0% | 0%
NA | Residential Pool Cover - Electric Pool Heat | Retro | PSE10YrRetro | 85% | 10% | 10% | 10% | 10% | 10% | 10% | 10% | 10% | 10% | 10% | 0% | 0% | 0% | 0% | 0% | 0% | 0% | 0% | 0% | 0% | 0% | 0% | 0% | 0%
NA | Residential - 88% Efficient Gas Pool Heater | NR | LO5Med | 85% | 4% | 10% | 16% | 24% | 32% | 42% | 53% | 64% | 75% | 84% | 91% | 96% | 99% | 100% | 100% | 100% | 100% | 100% | 100% | 100% | 100% | 100% | 100% | 100%
NA | Residential - 5.38 COP Heat Pump Pool Heater | NR | LO5Med | 85% | 4% | 10% | 16% | 24% | 32% | 42% | 53% | 64% | 75% | 84% | 91% | 96% | 99% | 100% | 100% | 100% | 100% | 100% | 100% | 100% | 100% | 100% | 100% | 100%
Refrigerator - NR | LIW: Refrigerator Replacement - MF - TE | NR | LO12Med | 100% | 11% | 22% | 33% | 44% | 55% | 65% | 72% | 79% | 84% | 88% | 91% | 94% | 96% | 97% | 99% | 100% | 100% | 100% | 100% | 100% | 100% | 100% | 100% | 100%
Refrigerator - NR | LIW: Refrigerator Replacement - MH - TE | NR | LO12Med | 100% | 11% | 22% | 33% | 44% | 55% | 65% | 72% | 79% | 84% | 88% | 91% | 94% | 96% | 97% | 99% | 100% | 100% | 100% | 100% | 100% | 100% | 100% | 100% | 100%
Refrigerator - NR | LIW: Refrigerator Replacement - SF - TE | NR | LO12Med | 100% | 11% | 22% | 33% | 44% | 55% | 65% | 72% | 79% | 84% | 88% | 91% | 94% | 96% | 97% | 99% | 100% | 100% | 100% | 100% | 100% | 100% | 100% | 100% | 100%
NA | Windows - Single Pane to Class 30 - Heating Zone 1 (Electric FAF) | Retro | PSE10YrRetro | 85% | 10% | 10% | 10% | 10% | 10% | 10% | 10% | 10% | 10% | 10% | 0% | 0% | 0% | 0% | 0% | 0% | 0% | 0% | 0% | 0% | 0% | 0% | 0% | 0%
NA | Windows - Double Pane to Class 30 - Heating Zone 1 (Electric FAF) | Retro | PSE10YrRetro | 85% | 10% | 10% | 10% | 10% | 10% | 10% | 10% | 10% | 10% | 10% | 0% | 0% | 0% | 0% | 0% | 0% | 0% | 0% | 0% | 0% | 0% | 0% | 0% | 0%
NA | Windows - Single Pane to Class 22 - Heating Zone 1 (Electric FAF) | Retro | PSE10YrRetro | 85% | 10% | 10% | 10% | 10% | 10% | 10% | 10% | 10% | 10% | 10% | 0% | 0% | 0% | 0% | 0% | 0% | 0% | 0% | 0% | 0% | 0% | 0% | 0% | 0%
NA | Windows - Double Pane to Class 22 - Heating Zone 1 (Electric FAF) | Retro | PSE10YrRetro | 85% | 10% | 10% | 10% | 10% | 10% | 10% | 10% | 10% | 10% | 10% | 0% | 0% | 0% | 0% | 0% | 0% | 0% | 0% | 0% | 0% | 0% | 0% | 0% | 0%
NA | Windows - Class 30 to Class 22 - Heating Zone 1 (Electric FAF) | Retro | PSE10YrRetro | 85% | 10% | 10% | 10% | 10% | 10% | 10% | 10% | 10% | 10% | 10% | 0% | 0% | 0% | 0% | 0% | 0% | 0% | 0% | 0% | 0% | 0% | 0% | 0% | 0%
NA | Windows - Add a Low-e Storm Window to an existing Single Paned Window - Heating Zone 1 (Electric FAF) | Retro | PSE10YrRetro | 85% | 10% | 10% | 10% | 10% | 10% | 10% | 10% | 10% | 10% | 10% | 0% | 0% | 0% | 0% | 0% | 0% | 0% | 0% | 0% | 0% | 0% | 0% | 0% | 0%
NA | Windows - Add a Low-e Storm Window to an existing Double Paned Window - Heating Zone 1 (Electric FAF) | Retro | PSE10YrRetro | 85% | 10% | 10% | 10% | 10% | 10% | 10% | 10% | 10% | 10% | 10% | 0% | 0% | 0% | 0% | 0% | 0% | 0% | 0% | 0% | 0% | 0% | 0% | 0% | 0%
NA | Windows - Single Pane to Class 30 - Heating Zone 1 (Zonal or DHP) | Retro | PSE10YrRetro | 85% | 10% | 10% | 10% | 10% | 10% | 10% | 10% | 10% | 10% | 10% | 0% | 0% | 0% | 0% | 0% | 0% | 0% | 0% | 0% | 0% | 0% | 0% | 0% | 0%
NA | Windows - Double Pane to Class 30 - Heating Zone 1 (Zonal or DHP) | Retro | PSE10YrRetro | 85% | 10% | 10% | 10% | 10% | 10% | 10% | 10% | 10% | 10% | 10% | 0% | 0% | 0% | 0% | 0% | 0% | 0% | 0% | 0% | 0% | 0% | 0% | 0% | 0%
NA | Windows - Single Pane to Class 22 - Heating Zone 1 (Zonal or DHP) | Retro | PSE10YrRetro | 85% | 10% | 10% | 10% | 10% | 10% | 10% | 10% | 10% | 10% | 10% | 0% | 0% | 0% | 0% | 0% | 0% | 0% | 0% | 0% | 0% | 0% | 0% | 0% | 0%
NA | Windows - Double Pane to Class 22 - Heating Zone 1 (Zonal or DHP) | Retro | PSE10YrRetro | 85% | 10% | 10% | 10% | 10% | 10% | 10% | 10% | 10% | 10% | 10% | 0% | 0% | 0% | 0% | 0% | 0% | 0% | 0% | 0% | 0% | 0% | 0% | 0% | 0%
NA | Windows - Class 30 to Class 22 - Heating Zone 1 (Zonal or DHP) | Retro | PSE10YrRetro | 85% | 10% | 10% | 10% | 10% | 10% | 10% | 10% | 10% | 10% | 10% | 0% | 0% | 0% | 0% | 0% | 0% | 0% | 0% | 0% | 0% | 0% | 0% | 0% | 0%
NA | Windows - Add a Low-e Storm Window to an existing Single Paned Window - Heating Zone 1 (Zonal or DHP) | Retro | PSE10YrRetro | 85% | 10% | 10% | 10% | 10% | 10% | 10% | 10% | 10% | 10% | 10% | 0% | 0% | 0% | 0% | 0% | 0% | 0% | 0% | 0% | 0% | 0% | 0% | 0% | 0%
NA | Windows - Add a Low-e Storm Window to an existing Double Paned Window - Heating Zone 1 (Zonal or DHP) | Retro | PSE10YrRetro | 85% | 10% | 10% | 10% | 10% | 10% | 10% | 10% | 10% | 10% | 10% | 0% | 0% | 0% | 0% | 0% | 0% | 0% | 0% | 0% | 0% | 0% | 0% | 0% | 0%
NA | Windows - Single Pane to Class 30 - Heating Zone 1 (Heat Pump) | Retro | PSE10YrRetro | 85% | 10% | 10% | 10% | 10% | 10% | 10% | 10% | 10% | 10% | 10% | 0% | 0% | 0% | 0% | 0% | 0% | 0% | 0% | 0% | 0% | 0% | 0% | 0% | 0%
NA | Windows - Double Pane to Class 30 - Heating Zone 1 (Heat Pump) | Retro | PSE10YrRetro | 85% | 10% | 10% | 10% | 10% | 10% | 10% | 10% | 10% | 10% | 10% | 0% | 0% | 0% | 0% | 0% | 0% | 0% | 0% | 0% | 0% | 0% | 0% | 0% | 0%
NA | Windows - Single Pane to Class 22 - Heating Zone 1 (Heat Pump) | Retro | PSE10YrRetro | 85% | 10% | 10% | 10% | 10% | 10% | 10% | 10% | 10% | 10% | 10% | 0% | 0% | 0% | 0% | 0% | 0% | 0% | 0% | 0% | 0% | 0% | 0% | 0% | 0%
NA | Windows - Double Pane to Class 22 - Heating Zone 1 (Heat Pump) | Retro | PSE10YrRetro | 85% | 10% | 10% | 10% | 10% | 10% | 10% | 10% | 10% | 10% | 10% | 0% | 0% | 0% | 0% | 0% | 0% | 0% | 0% | 0% | 0% | 0% | 0% | 0% | 0%
NA | Windows - Class 30 to Class 22 - Heating Zone 1 (Heat Pump) | Retro | PSE10YrRetro | 85% | 10% | 10% | 10% | 10% | 10% | 10% | 10% | 10% | 10% | 10% | 0% | 0% | 0% | 0% | 0% | 0% | 0% | 0% | 0% | 0% | 0% | 0% | 0% | 0%
NA | Windows - Add a Low-e Storm Window to an existing Single Paned Window - Heating Zone 1 (Heat Pump) | Retro | PSE10YrRetro | 85% | 10% | 10% | 10% | 10% | 10% | 10% | 10% | 10% | 10% | 10% | 0% | 0% | 0% | 0% | 0% | 0% | 0% | 0% | 0% | 0% | 0% | 0% | 0% | 0%
NA | Windows - Add a Low-e Storm Window to an existing Double Paned Window - Heating Zone 1 (Heat Pump) | Retro | PSE10YrRetro | 85% | 10% | 10% | 10% | 10% | 10% | 10% | 10% | 10% | 10% | 10% | 0% | 0% | 0% | 0% | 0% | 0% | 0% | 0% | 0% | 0% | 0% | 0% | 0% | 0%
NA | Windows - Single Pane to Class 30 - Heating Zone 1 (Gas Furnace) | Retro | PSE10YrRetro | 85% | 10% | 10% | 10% | 10% | 10% | 10% | 10% | 10% | 10% | 10% | 0% | 0% | 0% | 0% | 0% | 0% | 0% | 0% | 0% | 0% | 0% | 0% | 0% | 0%
NA | Windows - Double Pane to Class 30 - Heating Zone 1 (Gas Furnace) | Retro | PSE10YrRetro | 85% | 10% | 10% | 10% | 10% | 10% | 10% | 10% | 10% | 10% | 10% | 0% | 0% | 0% | 0% | 0% | 0% | 0% | 0% | 0% | 0% | 0% | 0% | 0% | 0%
NA | Windows - Single Pane to Class 22 - Heating Zone 1 (Gas Furnace) | Retro | PSE10YrRetro | 85% | 10% | 10% | 10% | 10% | 10% | 10% | 10% | 10% | 10% | 10% | 0% | 0% | 0% | 0% | 0% | 0% | 0% | 0% | 0% | 0% | 0% | 0% | 0% | 0%
NA | Windows - Double Pane to Class 22 - Heating Zone 1 (Gas Furnace) | Retro | PSE10YrRetro | 85% | 10% | 10% | 10% | 10% | 10% | 10% | 10% | 10% | 10% | 10% | 0% | 0% | 0% | 0% | 0% | 0% | 0% | 0% | 0% | 0% | 0% | 0% | 0% | 0%
NA | Windows - Class 30 to Class 22 - Heating Zone 1 (Gas Furnace) | Retro | PSE10YrRetro | 85% | 10% | 10% | 10% | 10% | 10% | 10% | 10% | 10% | 10% | 10% | 0% | 0% | 0% | 0% | 0% | 0% | 0% | 0% | 0% | 0% | 0% | 0% | 0% | 0%
NA | Windows - Add a Low-e Storm Window to an existing Single Pane Window - Heating Zone 1 (Gas Furnace) | Retro | PSE10YrRetro | 85% | 10% | 10% | 10% | 10% | 10% | 10% | 10% | 10% | 10% | 10% | 0% | 0% | 0% | 0% | 0% | 0% | 0% | 0% | 0% | 0% | 0% | 0% | 0% | 0%
NA | Windows - Add a Low-e Storm Window to an existing Double Pane Window - Heating Zone 1 (Gas Furnace) | Retro | PSE10YrRetro | 85% | 10% | 10% | 10% | 10% | 10% | 10% | 10% | 10% | 10% | 10% | 0% | 0% | 0% | 0% | 0% | 0% | 0% | 0% | 0% | 0% | 0% | 0% | 0% | 0%
NA | MFRFT: Showerhead - Direct Install - EWH - 1.5 gpm max | Retro | PSE10YrRetro | 85% | 10% | 10% | 10% | 10% | 10% | 10% | 10% | 10% | 10% | 10% | 0% | 0% | 0% | 0% | 0% | 0% | 0% | 0% | 0% | 0% | 0% | 0% | 0% | 0%
NA | MFRFT: Showerhead - Direct Install - GWH - 1.5 gpm max | Retro | PSE10YrRetro | 85% | 10% | 10% | 10% | 10% | 10% | 10% | 10% | 10% | 10% | 10% | 0% | 0% | 0% | 0% | 0% | 0% | 0% | 0% | 0% | 0% | 0% | 0% | 0% | 0%
NA | LIW: Showerhead - 1.5 - SF - TE | Retro | PSE10YrRetro | 85% | 10% | 10% | 10% | 10% | 10% | 10% | 10% | 10% | 10% | 10% | 0% | 0% | 0% | 0% | 0% | 0% | 0% | 0% | 0% | 0% | 0% | 0% | 0% | 0%
NA | LIW: Showerhead - 1.5 - MF - TE | Retro | PSE10YrRetro | 85% | 10% | 10% | 10% | 10% | 10% | 10% | 10% | 10% | 10% | 10% | 0% | 0% | 0% | 0% | 0% | 0% | 0% | 0% | 0% | 0% | 0% | 0% | 0% | 0%
NA | LIW: Showerhead - 1.5 - MH - TE | Retro | PSE10YrRetro | 85% | 10% | 10% | 10% | 10% | 10% | 10% | 10% | 10% | 10% | 10% | 0% | 0% | 0% | 0% | 0% | 0% | 0% | 0% | 0% | 0% | 0% | 0% | 0% | 0%
NA | MFRFT: Showerhead - Direct Install - GWH - 1.5 gpm max - Product Only | Retro | PSE10YrRetro | 85% | 10% | 10% | 10% | 10% | 10% | 10% | 10% | 10% | 10% | 10% | 0% | 0% | 0% | 0% | 0% | 0% | 0% | 0% | 0% | 0% | 0% | 0% | 0% | 0%
NA | Showerhead - 1.5 gpm or less - Any WH - Res - GO - TY Kit | Retro | PSE10YrRetro | 85% | 10% | 10% | 10% | 10% | 10% | 10% | 10% | 10% | 10% | 10% | 0% | 0% | 0% | 0% | 0% | 0% | 0% | 0% | 0% | 0% | 0% | 0% | 0% | 0%
NA | LIW: Showerhead - 1.5 - MF - TG | Retro | PSE10YrRetro | 85% | 10% | 10% | 10% | 10% | 10% | 10% | 10% | 10% | 10% | 10% | 0% | 0% | 0% | 0% | 0% | 0% | 0% | 0% | 0% | 0% | 0% | 0% | 0% | 0%
NA | LIW: Showerhead - 1.5 - MH - TG | Retro | PSE10YrRetro | 85% | 10% | 10% | 10% | 10% | 10% | 10% | 10% | 10% | 10% | 10% | 0% | 0% | 0% | 0% | 0% | 0% | 0% | 0% | 0% | 0% | 0% | 0% | 0% | 0%
NA | LIW: Showerhead - 1.5 - SF - TG | Retro | PSE10YrRetro | 85% | 10% | 10% | 10% | 10% | 10% | 10% | 10% | 10% | 10% | 10% | 0% | 0% | 0% | 0% | 0% | 0% | 0% | 0% | 0% | 0% | 0% | 0% | 0% | 0%
NA | Showerhead - Fixed - 1.5 gpm - DI - EWH - MH | Retro | PSE10YrRetro | 85% | 10% | 10% | 10% | 10% | 10% | 10% | 10% | 10% | 10% | 10% | 0% | 0% | 0% | 0% | 0% | 0% | 0% | 0% | 0% | 0% | 0% | 0% | 0% | 0%
NA | Showerhead - Fixed - 1.5 gpm - DI - EWH - SF or DX | Retro | PSE10YrRetro | 85% | 10% | 10% | 10% | 10% | 10% | 10% | 10% | 10% | 10% | 10% | 0% | 0% | 0% | 0% | 0% | 0% | 0% | 0% | 0% | 0% | 0% | 0% | 0% | 0%
NA | Showerhead - Fixed - 1.5 gpm - DI - GWH - MH | Retro | PSE10YrRetro | 85% | 10% | 10% | 10% | 10% | 10% | 10% | 10% | 10% | 10% | 10% | 0% | 0% | 0% | 0% | 0% | 0% | 0% | 0% | 0% | 0% | 0% | 0% | 0% | 0%
NA | Showerhead - Fixed - 1.5 gpm - DI - GWH - SF or DX | Retro | PSE10YrRetro | 85% | 10% | 10% | 10% | 10% | 10% | 10% | 10% | 10% | 10% | 10% | 0% | 0% | 0% | 0% | 0% | 0% | 0% | 0% | 0% | 0% | 0% | 0% | 0% | 0%
NA | Showerhead - Handheld - 1.5 gpm - DI - EWH - MH | Retro | PSE10YrRetro | 85% | 10% | 10% | 10% | 10% | 10% | 10% | 10% | 10% | 10% | 10% | 0% | 0% | 0% | 0% | 0% | 0% | 0% | 0% | 0% | 0% | 0% | 0% | 0% | 0%
NA | Showerhead - Handheld - 1.5 gpm - DI - EWH - SF or DX | Retro | PSE10YrRetro | 85% | 10% | 10% | 10% | 10% | 10% | 10% | 10% | 10% | 10% | 10% | 0% | 0% | 0% | 0% | 0% | 0% | 0% | 0% | 0% | 0% | 0% | 0% | 0% | 0%
NA | Showerhead - Handheld - 1.5 gpm - DI - GWH - MH | Retro | PSE10YrRetro | 85% | 10% | 10% | 10% | 10% | 10% | 10% | 10% | 10% | 10% | 10% | 0% | 0% | 0% | 0% | 0% | 0% | 0% | 0% | 0% | 0% | 0% | 0% | 0% | 0%
NA | Showerhead - Handheld - 1.5 gpm - DI - GWH - SF or DX | Retro | PSE10YrRetro | 85% | 10% | 10% | 10% | 10% | 10% | 10% | 10% | 10% | 10% | 10% | 0% | 0% | 0% | 0% | 0% | 0% | 0% | 0% | 0% | 0% | 0% | 0% | 0% | 0%
NA | Showerhead - 1.5 gpm or less - RP - Any WH - Res - EO | Retro | PSE10YrRetro | 85% | 10% | 10% | 10% | 10% | 10% | 10% | 10% | 10% | 10% | 10% | 0% | 0% | 0% | 0% | 0% | 0% | 0% | 0% | 0% | 0% | 0% | 0% | 0% | 0%
NA | Showerhead - 1.51 to 1.8 gpm - RP - Any WH - Res - EO | Retro | PSE10YrRetro | 85% | 10% | 10% | 10% | 10% | 10% | 10% | 10% | 10% | 10% | 10% | 0% | 0% | 0% | 0% | 0% | 0% | 0% | 0% | 0% | 0% | 0% | 0% | 0% | 0%
NA | Showerhead - 1.81 to 2.0 gpm - RP - Any WH - Res - EO | Retro | PSE10YrRetro | 85% | 10% | 10% | 10% | 10% | 10% | 10% | 10% | 10% | 10% | 10% | 0% | 0% | 0% | 0% | 0% | 0% | 0% | 0% | 0% | 0% | 0% | 0% | 0% | 0%
NA | Showerhead - 1.5 gpm or less - RP - Any WH - Res - GO | Retro | PSE10YrRetro | 85% | 10% | 10% | 10% | 10% | 10% | 10% | 10% | 10% | 10% | 10% | 0% | 0% | 0% | 0% | 0% | 0% | 0% | 0% | 0% | 0% | 0% | 0% | 0% | 0%
NA | Showerhead - 1.51 to 1.8 gpm - RP - Any WH - Res - GO | Retro | PSE10YrRetro | 85% | 10% | 10% | 10% | 10% | 10% | 10% | 10% | 10% | 10% | 10% | 0% | 0% | 0% | 0% | 0% | 0% | 0% | 0% | 0% | 0% | 0% | 0% | 0% | 0%
NA | Showerhead - 1.81 to 2.0 gpm - RP - Any WH - Res - GO | Retro | PSE10YrRetro | 85% | 10% | 10% | 10% | 10% | 10% | 10% | 10% | 10% | 10% | 10% | 0% | 0% | 0% | 0% | 0% | 0% | 0% | 0% | 0% | 0% | 0% | 0% | 0% | 0%
TSRV - Retro | Adapter - w Thermostatic Restrictor - for Showerhead - 1.5 gpm - RP - Res - EO | Retro | PSE10YrRetro | 85% | 10% | 10% | 10% | 10% | 10% | 10% | 10% | 10% | 10% | 10% | 0% | 0% | 0% | 0% | 0% | 0% | 0% | 0% | 0% | 0% | 0% | 0% | 0% | 0%
TSRV - Retro | Adapter - w Thermostatic Restrictor - for Showerhead - 1.5 gpm - RP - Res - GO | Retro | PSE10YrRetro | 85% | 10% | 10% | 10% | 10% | 10% | 10% | 10% | 10% | 10% | 10% | 0% | 0% | 0% | 0% | 0% | 0% | 0% | 0% | 0% | 0% | 0% | 0% | 0% | 0%
TSRV - Retro | Adapter - Thermostatic Restrictor Valve - DI - EWH - MF | Retro | PSE10YrRetro | 85% | 10% | 10% | 10% | 10% | 10% | 10% | 10% | 10% | 10% | 10% | 0% | 0% | 0% | 0% | 0% | 0% | 0% | 0% | 0% | 0% | 0% | 0% | 0% | 0%
TSRV - Retro | Adapter - Thermostatic Restrictor Valve - DI - GWH - MF | Retro | PSE10YrRetro | 85% | 10% | 10% | 10% | 10% | 10% | 10% | 10% | 10% | 10% | 10% | 0% | 0% | 0% | 0% | 0% | 0% | 0% | 0% | 0% | 0% | 0% | 0% | 0% | 0%
TSRV - Retro | Showerhead - w Thermostatic Restrictor - 1.5 gpm - RP - Res - GO | Retro | PSE10YrRetro | 85% | 10% | 10% | 10% | 10% | 10% | 10% | 10% | 10% | 10% | 10% | 0% | 0% | 0% | 0% | 0% | 0% | 0% | 0% | 0% | 0% | 0% | 0% | 0% | 0%
TSRV - Retro | Showerhead - w Thermostatic Restrictor - 1.5 gpm - RP - Res - EO | Retro | PSE10YrRetro | 85% | 10% | 10% | 10% | 10% | 10% | 10% | 10% | 10% | 10% | 10% | 0% | 0% | 0% | 0% | 0% | 0% | 0% | 0% | 0% | 0% | 0% | 0% | 0% | 0%
TSRV - Retro | MFRFT: Showerhead - Thermostatic Restrictor - Handheld - GWH | Retro | PSE10YrRetro | 85% | 10% | 10% | 10% | 10% | 10% | 10% | 10% | 10% | 10% | 10% | 0% | 0% | 0% | 0% | 0% | 0% | 0% | 0% | 0% | 0% | 0% | 0% | 0% | 0%
TSRV - Retro | MFRFT: Showerhead - Thermostatic Restrictor - Handheld - EWH | Retro | PSE10YrRetro | 85% | 10% | 10% | 10% | 10% | 10% | 10% | 10% | 10% | 10% | 10% | 0% | 0% | 0% | 0% | 0% | 0% | 0% | 0% | 0% | 0% | 0% | 0% | 0% | 0%
TSRV - Retro | MFRFT: Showerhead - Thermostatic Restrictor - GWH | Retro | PSE10YrRetro | 85% | 10% | 10% | 10% | 10% | 10% | 10% | 10% | 10% | 10% | 10% | 0% | 0% | 0% | 0% | 0% | 0% | 0% | 0% | 0% | 0% | 0% | 0% | 0% | 0%
TSRV - Retro | MFRFT: Showerhead - Thermostatic Restrictor - EWH | Retro | PSE10YrRetro | 85% | 10% | 10% | 10% | 10% | 10% | 10% | 10% | 10% | 10% | 10% | 0% | 0% | 0% | 0% | 0% | 0% | 0% | 0% | 0% | 0% | 0% | 0% | 0% | 0%
TSRV - Retro | MFRFT: Showerhead - Thermostatic Restrictor - GWH - Product Only | Retro | PSE10YrRetro | 85% | 10% | 10% | 10% | 10% | 10% | 10% | 10% | 10% | 10% | 10% | 0% | 0% | 0% | 0% | 0% | 0% | 0% | 0% | 0% | 0% | 0% | 0% | 0% | 0%
TSRV - Retro | MFRFT: Showerhead - Thermostatic Restrictor - Handheld - GWH - Product Only | Retro | PSE10YrRetro | 85% | 10% | 10% | 10% | 10% | 10% | 10% | 10% | 10% | 10% | 10% | 0% | 0% | 0% | 0% | 0% | 0% | 0% | 0% | 0% | 0% | 0% | 0% | 0% | 0%
NA | MFRFT: Thermostat - Electronic Line Voltage - kWh | Retro | PSE10YrRetro | 85% | 10% | 10% | 10% | 10% | 10% | 10% | 10% | 10% | 10% | 10% | 0% | 0% | 0% | 0% | 0% | 0% | 0% | 0% | 0% | 0% | 0% | 0% | 0% | 0%
NA | LIW: Thermostat - ELV - MH - TE | Retro | PSE10YrRetro | 85% | 10% | 10% | 10% | 10% | 10% | 10% | 10% | 10% | 10% | 10% | 0% | 0% | 0% | 0% | 0% | 0% | 0% | 0% | 0% | 0% | 0% | 0% | 0% | 0%
NA | LIW: Thermostat - ELV - MF - TE | Retro | PSE10YrRetro | 85% | 10% | 10% | 10% | 10% | 10% | 10% | 10% | 10% | 10% | 10% | 0% | 0% | 0% | 0% | 0% | 0% | 0% | 0% | 0% | 0% | 0% | 0% | 0% | 0%
NA | LIW: Thermostat - ELV - SF - TE | Retro | PSE10YrRetro | 85% | 10% | 10% | 10% | 10% | 10% | 10% | 10% | 10% | 10% | 10% | 0% | 0% | 0% | 0% | 0% | 0% | 0% | 0% | 0% | 0% | 0% | 0% | 0% | 0%
Smart tstats - Retro | LIW: Thermostat - ESS - MF - TE | Retro | PSE10YrRetro | 85% | 10% | 10% | 10% | 10% | 10% | 10% | 10% | 10% | 10% | 10% | 0% | 0% | 0% | 0% | 0% | 0% | 0% | 0% | 0% | 0% | 0% | 0% | 0% | 0%
Smart tstats - Retro | LIW: Thermostat - ESS - MF - TG | Retro | PSE10YrRetro | 85% | 10% | 10% | 10% | 10% | 10% | 10% | 10% | 10% | 10% | 10% | 0% | 0% | 0% | 0% | 0% | 0% | 0% | 0% | 0% | 0% | 0% | 0% | 0% | 0%
Smart tstats - Retro | LIW: Thermostat - ESS - MH - TE | Retro | PSE10YrRetro | 85% | 10% | 10% | 10% | 10% | 10% | 10% | 10% | 10% | 10% | 10% | 0% | 0% | 0% | 0% | 0% | 0% | 0% | 0% | 0% | 0% | 0% | 0% | 0% | 0%
Smart tstats - Retro | LIW: Thermostat - ESS - MH - TG | Retro | PSE10YrRetro | 85% | 10% | 10% | 10% | 10% | 10% | 10% | 10% | 10% | 10% | 10% | 0% | 0% | 0% | 0% | 0% | 0% | 0% | 0% | 0% | 0% | 0% | 0% | 0% | 0%
Smart tstats - Retro | LIW: Thermostat - ESS - SF - TE | Retro | PSE10YrRetro | 85% | 10% | 10% | 10% | 10% | 10% | 10% | 10% | 10% | 10% | 10% | 0% | 0% | 0% | 0% | 0% | 0% | 0% | 0% | 0% | 0% | 0% | 0% | 0% | 0%
Smart tstats - Retro | LIW: Thermostat - ESS - SF - TG | Retro | PSE10YrRetro | 85% | 10% | 10% | 10% | 10% | 10% | 10% | 10% | 10% | 10% | 10% | 0% | 0% | 0% | 0% | 0% | 0% | 0% | 0% | 0% | 0% | 0% | 0% | 0% | 0%
NA | Thermostat - ELV - Smart - Zonal - MF | Retro | PSE10YrRetro | 85% | 10% | 10% | 10% | 10% | 10% | 10% | 10% | 10% | 10% | 10% | 0% | 0% | 0% | 0% | 0% | 0% | 0% | 0% | 0% | 0% | 0% | 0% | 0% | 0%
NA | Thermostat - ELV - Smart - Zonal - MF - MI | Retro | PSE10YrRetro | 85% | 10% | 10% | 10% | 10% | 10% | 10% | 10% | 10% | 10% | 10% | 0% | 0% | 0% | 0% | 0% | 0% | 0% | 0% | 0% | 0% | 0% | 0% | 0% | 0%
NA | Thermostat - ELV - Smart - Zonal and DHP - MF | Retro | PSE10YrRetro | 85% | 10% | 10% | 10% | 10% | 10% | 10% | 10% | 10% | 10% | 10% | 0% | 0% | 0% | 0% | 0% | 0% | 0% | 0% | 0% | 0% | 0% | 0% | 0% | 0%
Smart tstats - Retro | Thermostat - Smart - EH - Res | Retro | PSE10YrRetro | 85% | 10% | 10% | 10% | 10% | 10% | 10% | 10% | 10% | 10% | 10% | 0% | 0% | 0% | 0% | 0% | 0% | 0% | 0% | 0% | 0% | 0% | 0% | 0% | 0%
Smart tstats - Retro | Thermostat - Smart - EH - Res - MI | Retro | PSE10YrRetro | 85% | 10% | 10% | 10% | 10% | 10% | 10% | 10% | 10% | 10% | 10% | 0% | 0% | 0% | 0% | 0% | 0% | 0% | 0% | 0% | 0% | 0% | 0% | 0% | 0%
Smart tstats - Retro | Thermostat - Smart - GH - Res | Retro | PSE10YrRetro | 85% | 10% | 10% | 10% | 10% | 10% | 10% | 10% | 10% | 10% | 10% | 0% | 0% | 0% | 0% | 0% | 0% | 0% | 0% | 0% | 0% | 0% | 0% | 0% | 0%
Smart tstats - Retro | Thermostat - Smart - GH - Res - MI | Retro | PSE10YrRetro | 85% | 10% | 10% | 10% | 10% | 10% | 10% | 10% | 10% | 10% | 10% | 0% | 0% | 0% | 0% | 0% | 0% | 0% | 0% | 0% | 0% | 0% | 0% | 0% | 0%
HPWH - NR | LIW: Heat Pump Water Heater - Tier 3 - SF - TE | NR | LO5Med | 85% | 4% | 10% | 16% | 24% | 32% | 42% | 53% | 64% | 75% | 84% | 91% | 96% | 99% | 100% | 100% | 100% | 100% | 100% | 100% | 100% | 100% | 100% | 100% | 100%
HPWH - NR | LIW: Heat Pump Water Heater - Tier 3 - MF - TE | NR | LO5Med | 85% | 4% | 10% | 16% | 24% | 32% | 42% | 53% | 64% | 75% | 84% | 91% | 96% | 99% | 100% | 100% | 100% | 100% | 100% | 100% | 100% | 100% | 100% | 100% | 100%
HPWH - NR | LIW: Heat Pump Water Heater - Tier 3 - MH - TE | NR | LO5Med | 85% | 4% | 10% | 16% | 24% | 32% | 42% | 53% | 64% | 75% | 84% | 91% | 96% | 99% | 100% | 100% | 100% | 100% | 100% | 100% | 100% | 100% | 100% | 100% | 100%
HPWH - NR | Heat Pump Water Heater - Tier 3 - NEEA Specs - MH | NR | LO5Med | 85% | 4% | 10% | 16% | 24% | 32% | 42% | 53% | 64% | 75% | 84% | 91% | 96% | 99% | 100% | 100% | 100% | 100% | 100% | 100% | 100% | 100% | 100% | 100% | 100%
HPWH - NR | Water Heater - Heat Pump - NEEA Specs - Tier 3 - EH - Res | NR | LO5Med | 85% | 4% | 10% | 16% | 24% | 32% | 42% | 53% | 64% | 75% | 84% | 91% | 96% | 99% | 100% | 100% | 100% | 100% | 100% | 100% | 100% | 100% | 100% | 100% | 100%
HPWH - NR | Water Heater - Heat Pump - NEEA Specs - Tier 3 - EH - Res - MI | NR | LO5Med | 85% | 4% | 10% | 16% | 24% | 32% | 42% | 53% | 64% | 75% | 84% | 91% | 96% | 99% | 100% | 100% | 100% | 100% | 100% | 100% | 100% | 100% | 100% | 100% | 100%
NA | Water Heater - Storage - Energy Star - 0.67 EF - GH - Res | NR | LO5Med | 85% | 4% | 10% | 16% | 24% | 32% | 42% | 53% | 64% | 75% | 84% | 91% | 96% | 99% | 100% | 100% | 100% | 100% | 100% | 100% | 100% | 100% | 100% | 100% | 100%
NA | Water Heater - Storage - Energy Star - 0.67 EF - GH - Res - MI | NR | LO5Med | 85% | 4% | 10% | 16% | 24% | 32% | 42% | 53% | 64% | 75% | 84% | 91% | 96% | 99% | 100% | 100% | 100% | 100% | 100% | 100% | 100% | 100% | 100% | 100% | 100%
NA | Water Heater - Tankless - Energy Star - 0.9 EF - GH - Res | NR | LO5Med | 85% | 4% | 10% | 16% | 24% | 32% | 42% | 53% | 64% | 75% | 84% | 91% | 96% | 99% | 100% | 100% | 100% | 100% | 100% | 100% | 100% | 100% | 100% | 100% | 100%
NA | Water Heater - Tankless - Energy Star - 0.9 EF - GH - Res - MI | NR | LO5Med | 85% | 4% | 10% | 16% | 24% | 32% | 42% | 53% | 64% | 75% | 84% | 91% | 96% | 99% | 100% | 100% | 100% | 100% | 100% | 100% | 100% | 100% | 100% | 100% | 100%
NA | LIW: Water Heater - Storage - Energy Star - MF - TG | NR | LO5Med | 85% | 4% | 10% | 16% | 24% | 32% | 42% | 53% | 64% | 75% | 84% | 91% | 96% | 99% | 100% | 100% | 100% | 100% | 100% | 100% | 100% | 100% | 100% | 100% | 100%
NA | LIW: Water Heater - Storage - Energy Star - MH - TG | NR | LO5Med | 85% | 4% | 10% | 16% | 24% | 32% | 42% | 53% | 64% | 75% | 84% | 91% | 96% | 99% | 100% | 100% | 100% | 100% | 100% | 100% | 100% | 100% | 100% | 100% | 100%
NA | LIW: Water Heater - Storage - Energy Star - SF - TG | NR | LO5Med | 85% | 4% | 10% | 16% | 24% | 32% | 42% | 53% | 64% | 75% | 84% | 91% | 96% | 99% | 100% | 100% | 100% | 100% | 100% | 100% | 100% | 100% | 100% | 100% | 100%
NA | LIW: Water Heater - Tankless - Energy Star - MF - TG | NR | LO5Med | 85% | 4% | 10% | 16% | 24% | 32% | 42% | 53% | 64% | 75% | 84% | 91% | 96% | 99% | 100% | 100% | 100% | 100% | 100% | 100% | 100% | 100% | 100% | 100% | 100%
NA | LIW: Water Heater - Tankless - Energy Star - MH - TG | NR | LO5Med | 85% | 4% | 10% | 16% | 24% | 32% | 42% | 53% | 64% | 75% | 84% | 91% | 96% | 99% | 100% | 100% | 100% | 100% | 100% | 100% | 100% | 100% | 100% | 100% | 100%
NA | LIW: Water Heater - Tankless - Energy Star - SF - TG | NR | LO5Med | 85% | 4% | 10% | 16% | 24% | 32% | 42% | 53% | 64% | 75% | 84% | 91% | 96% | 99% | 100% | 100% | 100% | 100% | 100% | 100% | 100% | 100% | 100% | 100% | 100%
NA | SFNC: Built Green - 4 Star or Eqv - 20pc above WSEC - ESH - EWH - EO | New | LO1Slow | 85% | 1% | 1% | 2% | 3% | 5% | 9% | 13% | 19% | 26% | 34% | 43% | 53% | 63% | 72% | 81% | 87% | 92% | 96% | 98% | 100% | 100% | 100% | 100% | 100%
NA | SFNC: Built Green - 5 Star or Eqv - 30pc above WSEC - ESH - EWH - EO | New | LO1Slow | 85% | 1% | 1% | 2% | 3% | 5% | 9% | 13% | 19% | 26% | 34% | 43% | 53% | 63% | 72% | 81% | 87% | 92% | 96% | 98% | 100% | 100% | 100% | 100% | 100%
NA | SFNC: Built Green - 4 Star or Eqv - 20pc above WSEC - NGSH - NGWH - GO | New | LO1Slow | 85% | 1% | 1% | 2% | 3% | 5% | 9% | 13% | 19% | 26% | 34% | 43% | 53% | 63% | 72% | 81% | 87% | 92% | 96% | 98% | 100% | 100% | 100% | 100% | 100%
NA | SFNC: Built Green - 5 Star or Eqv - 30pc above WSEC - NGSH - NGWH - GO | New | LO1Slow | 85% | 1% | 1% | 2% | 3% | 5% | 9% | 13% | 19% | 26% | 34% | 43% | 53% | 63% | 72% | 81% | 87% | 92% | 96% | 98% | 100% | 100% | 100% | 100% | 100%
NA | MHNC: NEEM 1.1 Rated - EnergyStar | New | LO1Slow | 85% | 1% | 1% | 2% | 3% | 5% | 9% | 13% | 19% | 26% | 34% | 43% | 53% | 63% | 72% | 81% | 87% | 92% | 96% | 98% | 100% | 100% | 100% | 100% | 100%
NA | MHNC: NEEM 2.0 Rated - EnergyStar | New | LO1Slow | 85% | 1% | 1% | 2% | 3% | 5% | 9% | 13% | 19% | 26% | 34% | 43% | 53% | 63% | 72% | 81% | 87% | 92% | 96% | 98% | 100% | 100% | 100% | 100% | 100%
NA | LIW: Mobile Home Replacement w/HP-ES Pre-1976 Double to Double-MH-TE | New | LO1Slow | 85% | 1% | 1% | 2% | 3% | 5% | 9% | 13% | 19% | 26% | 34% | 43% | 53% | 63% | 72% | 81% | 87% | 92% | 96% | 98% | 100% | 100% | 100% | 100% | 100%
NA | LIW: Mobile Home Replacement w/HP-ES Pre-1976 Single to Single-MH-TE | New | LO1Slow | 85% | 1% | 1% | 2% | 3% | 5% | 9% | 13% | 19% | 26% | 34% | 43% | 53% | 63% | 72% | 81% | 87% | 92% | 96% | 98% | 100% | 100% | 100% | 100% | 100%
Whole House Fan - Retro | LIW: Ventilation - Whole House - MF - TE | Retro | PSE10YrRetro | 85% | 10% | 10% | 10% | 10% | 10% | 10% | 10% | 10% | 10% | 10% | 0% | 0% | 0% | 0% | 0% | 0% | 0% | 0% | 0% | 0% | 0% | 0% | 0% | 0%
Whole House Fan - Retro | LIW: Ventilation - Whole House - MH - TE | Retro | PSE10YrRetro | 85% | 10% | 10% | 10% | 10% | 10% | 10% | 10% | 10% | 10% | 10% | 0% | 0% | 0% | 0% | 0% | 0% | 0% | 0% | 0% | 0% | 0% | 0% | 0% | 0%
Whole House Fan - Retro | LIW: Ventilation - Whole House - SF - TE | Retro | PSE10YrRetro | 85% | 10% | 10% | 10% | 10% | 10% | 10% | 10% | 10% | 10% | 10% | 0% | 0% | 0% | 0% | 0% | 0% | 0% | 0% | 0% | 0% | 0% | 0% | 0% | 0%
NA | Single Family Window Film - CAC | Retro | PSE10YrRetro | 85% | 10% | 10% | 10% | 10% | 10% | 10% | 10% | 10% | 10% | 10% | 0% | 0% | 0% | 0% | 0% | 0% | 0% | 0% | 0% | 0% | 0% | 0% | 0% | 0%
NA | Single Family Window Film - ASHP | Retro | PSE10YrRetro | 85% | 10% | 10% | 10% | 10% | 10% | 10% | 10% | 10% | 10% | 10% | 0% | 0% | 0% | 0% | 0% | 0% | 0% | 0% | 0% | 0% | 0% | 0% | 0% | 0%
NA | Single Family Window Film - RAC | Retro | PSE10YrRetro | 85% | 10% | 10% | 10% | 10% | 10% | 10% | 10% | 10% | 10% | 10% | 0% | 0% | 0% | 0% | 0% | 0% | 0% | 0% | 0% | 0% | 0% | 0% | 0% | 0%
NA | Manufactured Home Window Film - CAC | Retro | PSE10YrRetro | 85% | 10% | 10% | 10% | 10% | 10% | 10% | 10% | 10% | 10% | 10% | 0% | 0% | 0% | 0% | 0% | 0% | 0% | 0% | 0% | 0% | 0% | 0% | 0% | 0%
NA | Manufactured Home Window Film - ASHP | Retro | PSE10YrRetro | 85% | 10% | 10% | 10% | 10% | 10% | 10% | 10% | 10% | 10% | 10% | 0% | 0% | 0% | 0% | 0% | 0% | 0% | 0% | 0% | 0% | 0% | 0% | 0% | 0%
NA | Manufactured Home Window Film - RAC | Retro | PSE10YrRetro | 85% | 10% | 10% | 10% | 10% | 10% | 10% | 10% | 10% | 10% | 10% | 0% | 0% | 0% | 0% | 0% | 0% | 0% | 0% | 0% | 0% | 0% | 0% | 0% | 0%
NA | Multifamily Window Film - CAC | Retro | PSE10YrRetro | 85% | 10% | 10% | 10% | 10% | 10% | 10% | 10% | 10% | 10% | 10% | 0% | 0% | 0% | 0% | 0% | 0% | 0% | 0% | 0% | 0% | 0% | 0% | 0% | 0%
NA | Multifamily Window Film - ASHP | Retro | PSE10YrRetro | 85% | 10% | 10% | 10% | 10% | 10% | 10% | 10% | 10% | 10% | 10% | 0% | 0% | 0% | 0% | 0% | 0% | 0% | 0% | 0% | 0% | 0% | 0% | 0% | 0%
NA | Multifamily Window Film - RAC | Retro | PSE10YrRetro | 85% | 10% | 10% | 10% | 10% | 10% | 10% | 10% | 10% | 10% | 10% | 0% | 0% | 0% | 0% | 0% | 0% | 0% | 0% | 0% | 0% | 0% | 0% | 0% | 0%

## Res Applicability
[8 empty] | Unit Shares | Single Family | Manufactured | Multifamily | [5 empty] | Multifamily | Low Rise | High Rise
[8 empty] | Electric | 66.36% | 6.944% | 27.57% | [5 empty] | Electric | 84.59% | 15.41%
[8 empty] | Gas | 92.02% | 0.2863% | 7.696% | [5 empty] | Gas | 86.48% | 13.52%
[8 empty] | Applicability | [6 empty] | Feasibility |  |  |  |  | Base |  |  |  |  | Feasibility Source |  |  | Base Source |  |  |  | Applicability | [5 empty] | Share
Measure Sharing Group | Measure Group | Workbook Name | Savings, Cost, and EUL Source | Applicable Supply Curve Types | Segment | Fuel Type | Measure Application | All Residential | Single Family | Manufactured | Multifamily | Single Family LI | Manufactured LI | Multifamily LI | Single Family | Manufactured | Multifamily | Multifamily - Low Rise | Multifamily - High Rise | Single Family | Manufactured | Multifamily | Multifamily - Low Rise | Multifamily - High Rise | Single Family | Manufactured | Multifamily | Single Family | Manufactured | Multifamily | Lookup | Single Family | Manufactured | Multifamily | Single Family LI | Manufactured LI | Multifamily LI | Single Family | Manufactured | Multifamily | Single Family LI | Manufactured LI | Multifamily LI | Share Notes
Door Weatherstripping - EFAF wo CAC | Door Weatherstripping | Res-Door Weatherstripping and Door Sweeps | Savings methodology based on proposed PA TRM 2018 update to residential air sealing. Engineering calculation based on ASHRAE Fundamentals 2001 Ventilation and Infiltration Table 1: Effective Air Leakage Areas and engineering judgment. Cost based on RSMeans Online research. EUL of ten years based on engineering judgment as the RTF air sealing EUL of 15 seemed too high for door sweeps and door weatherstripping. | Retro | All Residential | Electric | Door Weatherstripping - Electric Furnace without CAC | 66.13% | 69.78% | 8.367% | 69.78% | 0% | 0% | 0% | 100% | 100% | 100% | NA | NA | 30.22% | 91.63% | 30.22% | 91.63% | NA | Measure is 100% technically feasible | Measure is 100% technically feasible | Measure is 100% technically feasible | 7th Plan Res Master File; assumed same base as Infiltration Reduction | 7th Plan Res Master File; assumed same base as Infiltration Reduction | Assumed same base as Single Family | CFM50 Infiltration Reduction - Retro | 69.78% | 8.367% | 69.78% | 0% | 0% | 0% | 100% | 100% | 100% | 0% | 0% | 0%
Door Weatherstripping - EFAF w CAC | Door Weatherstripping | Res-Door Weatherstripping and Door Sweeps | Savings methodology based on proposed PA TRM 2018 update to residential air sealing. Engineering calculation based on ASHRAE Fundamentals 2001 Ventilation and Infiltration Table 1: Effective Air Leakage Areas and engineering judgment. Cost based on RSMeans Online research. EUL of ten years based on engineering judgment as the RTF air sealing EUL of 15 seemed too high for door sweeps and door weatherstripping. | Retro | All Residential | Electric | Door Weatherstripping - Electric Furnace with CAC | 66.13% | 69.78% | 8.367% | 69.78% | 0% | 0% | 0% | 100% | 100% | 100% | NA | NA | 30.22% | 91.63% | 30.22% | 91.63% | NA | Measure is 100% technically feasible | Measure is 100% technically feasible | Measure is 100% technically feasible | 7th Plan Res Master File; assumed same base as Infiltration Reduction | 7th Plan Res Master File; assumed same base as Infiltration Reduction | Assumed same base as Single Family | CFM50 Infiltration Reduction - Retro | 69.78% | 8.367% | 69.78% | 0% | 0% | 0% | 100% | 100% | 100% | 0% | 0% | 0%
Door Weatherstripping - Heat Pump | Door Weatherstripping | Res-Door Weatherstripping and Door Sweeps | Savings methodology based on proposed PA TRM 2018 update to residential air sealing. Engineering calculation based on ASHRAE Fundamentals 2001 Ventilation and Infiltration Table 1: Effective Air Leakage Areas and engineering judgment. Cost based on RSMeans Online research. EUL of ten years based on engineering judgment as the RTF air sealing EUL of 15 seemed too high for door sweeps and door weatherstripping. | Retro | All Residential | Electric | Door Weatherstripping - Heat Pump | 66.13% | 69.78% | 8.367% | 69.78% | 0% | 0% | 0% | 100% | 100% | 100% | NA | NA | 30.22% | 91.63% | 30.22% | 91.63% | NA | Measure is 100% technically feasible | Measure is 100% technically feasible | Measure is 100% technically feasible | 7th Plan Res Master File; assumed same base as Infiltration Reduction | 7th Plan Res Master File; assumed same base as Infiltration Reduction | Assumed same base as Single Family | CFM50 Infiltration Reduction - Retro | 69.78% | 8.367% | 69.78% | 0% | 0% | 0% | 100% | 100% | 100% | 0% | 0% | 0%
Door Weatherstripping - Gas FAF wo CAC | Door Weatherstripping | Res-Door Weatherstripping and Door Sweeps | Savings methodology based on proposed PA TRM 2018 update to residential air sealing. Engineering calculation based on ASHRAE Fundamentals 2001 Ventilation and Infiltration Table 1: Effective Air Leakage Areas and engineering judgment. Cost based on RSMeans Online research. EUL of ten years based on engineering judgment as the RTF air sealing EUL of 15 seemed too high for door sweeps and door weatherstripping. | Retro | All Residential | Gas | Door Weatherstripping - Gas Furnace without CAC | 69.61% | 69.78% | 8.367% | 69.78% | 0% | 0% | 0% | 100% | 100% | 100% | NA | NA | 30.22% | 91.63% | 30.22% | 91.63% | NA | Measure is 100% technically feasible | Measure is 100% technically feasible | Measure is 100% technically feasible | 7th Plan Res Master File; assumed same base as Infiltration Reduction | 7th Plan Res Master File; assumed same base as Infiltration Reduction | Assumed same base as Single Family | CFM50 Infiltration Reduction - Retro | 69.78% | 8.367% | 69.78% | 0% | 0% | 0% | 100% | 100% | 100% | 0% | 0% | 0%
Door Weatherstripping - Gas FAF w CAC | Door Weatherstripping | Res-Door Weatherstripping and Door Sweeps | Savings methodology based on proposed PA TRM 2018 update to residential air sealing. Engineering calculation based on ASHRAE Fundamentals 2001 Ventilation and Infiltration Table 1: Effective Air Leakage Areas and engineering judgment. Cost based on RSMeans Online research. EUL of ten years based on engineering judgment as the RTF air sealing EUL of 15 seemed too high for door sweeps and door weatherstripping. | Retro | All Residential | Gas | Door Weatherstripping - Gas Furnace with CAC | 69.61% | 69.78% | 8.367% | 69.78% | 0% | 0% | 0% | 100% | 100% | 100% | NA | NA | 30.22% | 91.63% | 30.22% | 91.63% | NA | Measure is 100% technically feasible | Measure is 100% technically feasible | Measure is 100% technically feasible | 7th Plan Res Master File; assumed same base as Infiltration Reduction | 7th Plan Res Master File; assumed same base as Infiltration Reduction | Assumed same base as Single Family | CFM50 Infiltration Reduction - Retro | 69.78% | 8.367% | 69.78% | 0% | 0% | 0% | 100% | 100% | 100% | 0% | 0% | 0%
Door Sweep - EFAF wo CAC | Door Sweep | Res-Door Weatherstripping and Door Sweeps | Savings methodology based on proposed PA TRM 2018 update to residential air sealing. Engineering calculation based on ASHRAE Fundamentals 2001 Ventilation and Infiltration Table 1: Effective Air Leakage Areas and engineering judgment. Cost based on RSMeans Online research. EUL of ten years based on engineering judgment as the RTF air sealing EUL of 15 seemed too high for door sweeps and door weatherstripping. | Retro | All Residential | Electric | Door Sweep - Electric Furnace without CAC | 90.79% | 90% | 90% | 90% | 0% | 0% | 0% | 100% | 100% | 100% | NA | NA | 10% | 10% | 10% | 10% | NA | Measure is 100% technically feasible | Measure is 100% technically feasible | Measure is 100% technically feasible | Assuming 10% of doors have door sweeps | Assuming 10% of doors have door sweeps | Assuming 10% of doors have door sweeps | NA | 90% | 90% | 90% | 0% | 0% | 0% | 100% | 100% | 100% | 0% | 0% | 0%
Door Sweep - EFAF w CAC | Door Sweep | Res-Door Weatherstripping and Door Sweeps | Savings methodology based on proposed PA TRM 2018 update to residential air sealing. Engineering calculation based on ASHRAE Fundamentals 2001 Ventilation and Infiltration Table 1: Effective Air Leakage Areas and engineering judgment. Cost based on RSMeans Online research. EUL of ten years based on engineering judgment as the RTF air sealing EUL of 15 seemed too high for door sweeps and door weatherstripping. | Retro | All Residential | Electric | Door Sweep - Electric Furnace with CAC | 90.79% | 90% | 90% | 90% | 0% | 0% | 0% | 100% | 100% | 100% | NA | NA | 10% | 10% | 10% | 10% | NA | Measure is 100% technically feasible | Measure is 100% technically feasible | Measure is 100% technically feasible | Assuming 10% of doors have door sweeps | Assuming 10% of doors have door sweeps | Assuming 10% of doors have door sweeps | NA | 90% | 90% | 90% | 0% | 0% | 0% | 100% | 100% | 100% | 0% | 0% | 0%
Door Sweep - Heat Pump | Door Sweep | Res-Door Weatherstripping and Door Sweeps | Savings methodology based on proposed PA TRM 2018 update to residential air sealing. Engineering calculation based on ASHRAE Fundamentals 2001 Ventilation and Infiltration Table 1: Effective Air Leakage Areas and engineering judgment. Cost based on RSMeans Online research. EUL of ten years based on engineering judgment as the RTF air sealing EUL of 15 seemed too high for door sweeps and door weatherstripping. | Retro | All Residential | Electric | Door Sweep - Heat Pump | 90.79% | 90% | 90% | 90% | 0% | 0% | 0% | 100% | 100% | 100% | NA | NA | 10% | 10% | 10% | 10% | NA | Measure is 100% technically feasible | Measure is 100% technically feasible | Measure is 100% technically feasible | Assuming 10% of doors have door sweeps | Assuming 10% of doors have door sweeps | Assuming 10% of doors have door sweeps | NA | 90% | 90% | 90% | 0% | 0% | 0% | 100% | 100% | 100% | 0% | 0% | 0%
Door Sweep - Gas FAF wo CAC | Door Sweep | Res-Door Weatherstripping and Door Sweeps | Savings methodology based on proposed PA TRM 2018 update to residential air sealing. Engineering calculation based on ASHRAE Fundamentals 2001 Ventilation and Infiltration Table 1: Effective Air Leakage Areas and engineering judgment. Cost based on RSMeans Online research. EUL of ten years based on engineering judgment as the RTF air sealing EUL of 15 seemed too high for door sweeps and door weatherstripping. | Retro | All Residential | Gas | Door Sweep - Gas Furnace without CAC | 90% | 90% | 90% | 90% | 0% | 0% | 0% | 100% | 100% | 100% | NA | NA | 10% | 10% | 10% | 10% | NA | Measure is 100% technically feasible | Measure is 100% technically feasible | Measure is 100% technically feasible | Assuming 10% of doors have door sweeps | Assuming 10% of doors have door sweeps | Assuming 10% of doors have door sweeps | NA | 90% | 90% | 90% | 0% | 0% | 0% | 100% | 100% | 100% | 0% | 0% | 0%
Door Sweep - Gas FAF w CAC | Door Sweep | Res-Door Weatherstripping and Door Sweeps | Savings methodology based on proposed PA TRM 2018 update to residential air sealing. Engineering calculation based on ASHRAE Fundamentals 2001 Ventilation and Infiltration Table 1: Effective Air Leakage Areas and engineering judgment. Cost based on RSMeans Online research. EUL of ten years based on engineering judgment as the RTF air sealing EUL of 15 seemed too high for door sweeps and door weatherstripping. | Retro | All Residential | Gas | Door Sweep - Gas Furnace with CAC | 90% | 90% | 90% | 90% | 0% | 0% | 0% | 100% | 100% | 100% | NA | NA | 10% | 10% | 10% | 10% | NA | Measure is 100% technically feasible | Measure is 100% technically feasible | Measure is 100% technically feasible | Assuming 10% of doors have door sweeps | Assuming 10% of doors have door sweeps | Assuming 10% of doors have door sweeps | NA | 90% | 90% | 90% | 0% | 0% | 0% | 100% | 100% | 100% | 0% | 0% | 0%
Electric Vehicle Charger | Electric Vehicle Charger | Res-EVCharger-7P_v2 | RTF workbook ResEVChargers_v1_1 | NR | All Residential | Electric | Level 2 Networked Level 2 EVSE | 80.7% | 80% | 80% | 80% | 0% | 0% | 0% | 80% | 80% | 80% | 80% | 80% | 0% | 0% | 0% | 0% | 0% | 2021 Plan Res Master File | 2021 Plan Res Master File | 2021 Plan Res Master File | 2021 Plan Res Master File | 2021 Plan Res Master File | 2021 Plan Res Master File | EV Supply Equip - NR | 80% | 80% | 80% | 0% | 0% | 0% | 100% | 100% | 100% | 0% | 0% | 0%
Room AC | Room AC | Res-RAC-Cadmus | Savings methodology based on Cadmus-developed engineering calculations. Costs based on online retailer research. EUL from Database for Energy Efficient Resources (DEER), Summary of EUL Analysis, 2014. | NR | Single Family | Electric | Single Family Room AC - ENERGY STAR - CEER 12.0 (8,000-13,999 Btuh) | 65.7% | 99% | 0% | 0% | 0% | 0% | 0% | 99% | 99% | 99% | 99% | 99% | 0% | 0% | 0% | 0% | 0% | 2021 Plan Res Master File | 2021 Plan Res Master File | 2021 Plan Res Master File | 2021 Plan Res Master File | 2021 Plan Res Master File | 2021 Plan Res Master File | RAC - NR | 99% | 0% | 0% | 0% | 0% | 0% | 100% | 0% | 0% | 0% | 0% | 0%
Room AC | Room AC | Res-RAC-Cadmus | Savings methodology based on Cadmus-developed engineering calculations. Costs based on online retailer research. EUL from Database for Energy Efficient Resources (DEER), Summary of EUL Analysis, 2014. | NR | Multifamily | Electric | Multifamily - ENERGY STAR - CEER 12.0 (8,000-13,999 Btuh) | 27.29% | 0% | 0% | 99% | 0% | 0% | 0% | 99% | 99% | 99% | 99% | 99% | 0% | 0% | 0% | 0% | 0% | 2021 Plan Res Master File | 2021 Plan Res Master File | 2021 Plan Res Master File | 2021 Plan Res Master File | 2021 Plan Res Master File | 2021 Plan Res Master File | RAC - NR | 0% | 0% | 99% | 0% | 0% | 0% | 0% | 0% | 100% | 0% | 0% | 0%
Room AC | Room AC | Res-RAC-Cadmus | Savings methodology based on Cadmus-developed engineering calculations. Costs based on online retailer research. EUL from Database for Energy Efficient Resources (DEER), Summary of EUL Analysis, 2014. | NR | Manufactured | Electric | Manufactured Room AC - ENERGY STAR - CEER 12.0 (8,000-13,999 Btuh) | 6.875% | 0% | 99% | 0% | 0% | 0% | 0% | 99% | 99% | 99% | 99% | 99% | 0% | 0% | 0% | 0% | 0% | 2021 Plan Res Master File | 2021 Plan Res Master File | 2021 Plan Res Master File | 2021 Plan Res Master File | 2021 Plan Res Master File | 2021 Plan Res Master File | RAC - NR | 0% | 99% | 0% | 0% | 0% | 0% | 0% | 100% | 0% | 0% | 0% | 0%
Solar Water Heater | Solar Water Heater | Res-SWH-7P_v1 | 7P workbook Res-SWH-7P_v1 | Retro | All Residential | Electric | SHW Solar Zone 1 - Electric DHW | 4.451% | 4.95% | 0% | 4.229% | 0% | 0% | 0% | 10% | 0% | 8.459% | 10% | 0% | 1% | 0% | 0% | 0% | 0% | 7th Plan Res Master File | Assuming same technical feasibility as Single Family | 7th Plan Res Master File | 7th Plan Res Master File | RBSA Data | 7th Plan Res Master File | Solar Water Heater - Retro | 9.9% | 0% | 8.459% | 0% | 0% | 0% | 50% | 0% | 50% | 0% | 0% | 0%
Solar Water Heater | Solar Water Heater | Res-SWH-7P_v1 | 7P workbook Res-SWH-7P_v1 | Retro | All Residential | Electric | SHW Solar Zone 2 - Electric DHW | 4.451% | 4.95% | 0% | 4.229% | 0% | 0% | 0% | 10% | 0% | 8.459% | 10% | 0% | 1% | 0% | 0% | 0% | 0% | 7th Plan Res Master File | Assuming same technical feasibility as Single Family | 7th Plan Res Master File | 7th Plan Res Master File | RBSA Data | 7th Plan Res Master File | Solar Water Heater - Retro | 9.9% | 0% | 8.459% | 0% | 0% | 0% | 50% | 0% | 50% | 0% | 0% | 0%
Solar Water Heater | Solar Water Heater | Res-SWH-7P_v1 | 7P workbook Res-SWH-7P_v1 | Retro | All Residential | Gas | SHW Solar Zone 1 - Gas DHW | 4.888% | 4.95% | 0% | 4.324% | 0% | 0% | 0% | 10% | 0% | 8.648% | 10% | 0% | 1% | 0% | 0% | 0% | 0% | 7th Plan Res Master File | Assuming same technical feasibility as Single Family | 7th Plan Res Master File | 7th Plan Res Master File | RBSA Data | 7th Plan Res Master File | Solar Water Heater - Retro | 9.9% | 0% | 8.648% | 0% | 0% | 0% | 50% | 0% | 50% | 0% | 0% | 0%
Solar Water Heater | Solar Water Heater | Res-SWH-7P_v1 | 7P workbook Res-SWH-7P_v1 | Retro | All Residential | Gas | SHW Solar Zone 2 - Gas DHW | 4.888% | 4.95% | 0% | 4.324% | 0% | 0% | 0% | 10% | 0% | 8.648% | 10% | 0% | 1% | 0% | 0% | 0% | 0% | 7th Plan Res Master File | Assuming same technical feasibility as Single Family | 7th Plan Res Master File | 7th Plan Res Master File | RBSA Data | 7th Plan Res Master File | Solar Water Heater - Retro | 9.9% | 0% | 8.648% | 0% | 0% | 0% | 50% | 0% | 50% | 0% | 0% | 0%
Central AC Tune-Up | Central AC Tune-Up | Res-TuneUp_CAC-Cadmus | Savings percent, cost, and EUL based on Illinois TRM V6.0 for measure "HVAC Tune Up". | Retro | Single Family | Electric | Single Family Tune-up - Central Air Conditioner | 66.36% | 100% | 0% | 0% | 0% | 0% | 0% | 100% | 100% | 100% | NA | NA | 0% | NA | NA | NA | NA | Measure is 100% technically feasible | Measure is 100% technically feasible | Measure is 100% technically feasible | Due to the nature of the measure | Not applicable to this segment | Not applicable to this segment | NA | 100% | 0% | 0% | 0% | 0% | 0% | 100% | 0% | 0% | 0% | 0% | 0%
Central AC Tune-Up | Central AC Tune-Up | Res-TuneUp_CAC-Cadmus | Savings percent, cost, and EUL based on Illinois TRM V6.0 for measure "HVAC Tune Up". | Retro | Manufactured | Electric | Manufactured Tune-up - Central Air Conditioner | 6.944% | 0% | 100% | 0% | 0% | 0% | 0% | 100% | 100% | 100% | NA | NA | NA | 0% | NA | NA | NA | Measure is 100% technically feasible | Measure is 100% technically feasible | Measure is 100% technically feasible | Not applicable to this segment | Due to the nature of the measure | Not applicable to this segment | NA | 0% | 100% | 0% | 0% | 0% | 0% | 0% | 100% | 0% | 0% | 0% | 0%
Heat Pump Tune-Up | Heat Pump Tune-Up | Res-TuneUp_HP-Cadmus | Savings percent, cost, and EUL based on Illinois TRM V6.0 for measure "HVAC Tune Up". | Retro | Single Family | Electric | Single Family Tune-up - Heat Pump | 66.36% | 100% | 0% | 0% | 0% | 0% | 0% | 100% | 100% | 100% | NA | NA | 0% | NA | NA | NA | NA | Measure is 100% technically feasible | Measure is 100% technically feasible | Measure is 100% technically feasible | Due to the nature of the measure | Not applicable to this segment | Not applicable to this segment | NA | 100% | 0% | 0% | 0% | 0% | 0% | 100% | 0% | 0% | 0% | 0% | 0%
Heat Pump Tune-Up | Heat Pump Tune-Up | Res-TuneUp_HP-Cadmus | Savings percent, cost, and EUL based on Illinois TRM V6.0 for measure "HVAC Tune Up". | Retro | Manufactured | Electric | Manufactured Tune-up - Heat Pump | 6.944% | 0% | 100% | 0% | 0% | 0% | 0% | 100% | 100% | 100% | NA | NA | NA | 0% | NA | NA | NA | Measure is 100% technically feasible | Measure is 100% technically feasible | Measure is 100% technically feasible | Not applicable to this segment | Due to the nature of the measure | Not applicable to this segment | NA | 0% | 100% | 0% | 0% | 0% | 0% | 0% | 100% | 0% | 0% | 0% | 0%
Advanced Power Strip - Home AV | Advanced Power Strip | ResAdvancedPowerStrips_v3_1 | RTF Workbook "ResAdvancedPowerStrips_v3_1" | Retro | All Residential | Electric | Load Sensing - Home AV - Owner | 7.619% | 8.313% | 6.138% | 6.081% | 0% | 0% | 0% | 34% | 25% | 25% | 25% | 25% | 2.2% | 1.8% | 2.699% | 3.1% | 0.5% | 2021 Plan Res Master File | 2021 Plan Res Master File | 2021 Plan Res Master File | 2021 Plan Res Master File | 2021 Plan Res Master File | 2021 Plan Res Master File | Advanced Power Strips - Retro | 33.25% | 24.55% | 24.33% | 0% | 0% | 0% | 25% | 25% | 25% | 0% | 0% | 0%
Advanced Power Strip - Home AV | Advanced Power Strip | ResAdvancedPowerStrips_v3_1 | RTF Workbook "ResAdvancedPowerStrips_v3_1" | Retro | All Residential | Electric | Load Sensing - Home AV - Direct | 7.619% | 8.313% | 6.138% | 6.081% | 0% | 0% | 0% | 34% | 25% | 25% | 25% | 25% | 2.2% | 1.8% | 2.699% | 3.1% | 0.5% | 2021 Plan Res Master File | 2021 Plan Res Master File | 2021 Plan Res Master File | 2021 Plan Res Master File | 2021 Plan Res Master File | 2021 Plan Res Master File | Advanced Power Strips - Retro | 33.25% | 24.55% | 24.33% | 0% | 0% | 0% | 25% | 25% | 25% | 0% | 0% | 0%
Advanced Power Strip - Home AV | Advanced Power Strip | ResAdvancedPowerStrips_v3_1 | RTF Workbook "ResAdvancedPowerStrips_v3_1" | Retro | All Residential | Electric | Engagement Sensing - Home AV - Owner | 7.619% | 8.313% | 6.138% | 6.081% | 0% | 0% | 0% | 34% | 25% | 25% | 25% | 25% | 2.2% | 1.8% | 2.699% | 3.1% | 0.5% | 2021 Plan Res Master File | 2021 Plan Res Master File | 2021 Plan Res Master File | 2021 Plan Res Master File | 2021 Plan Res Master File | 2021 Plan Res Master File | Advanced Power Strips - Retro | 33.25% | 24.55% | 24.33% | 0% | 0% | 0% | 25% | 25% | 25% | 0% | 0% | 0%
Advanced Power Strip - Home AV | Advanced Power Strip | ResAdvancedPowerStrips_v3_1 | RTF Workbook "ResAdvancedPowerStrips_v3_1" | Retro | All Residential | Electric | Engagement Sensing - Home AV - Direct | 7.619% | 8.313% | 6.138% | 6.081% | 0% | 0% | 0% | 34% | 25% | 25% | 25% | 25% | 2.2% | 1.8% | 2.699% | 3.1% | 0.5% | 2021 Plan Res Master File | 2021 Plan Res Master File | 2021 Plan Res Master File | 2021 Plan Res Master File | 2021 Plan Res Master File | 2021 Plan Res Master File | Advanced Power Strips - Retro | 33.25% | 24.55% | 24.33% | 0% | 0% | 0% | 25% | 25% | 25% | 0% | 0% | 0%
Advanced Power Strip - Home Office | Advanced Power Strip | ResAdvancedPowerStrips_v3_1 | RTF Workbook "ResAdvancedPowerStrips_v3_1" | Retro | All Residential | Electric | Load or Occupancy / Motion Sensing - Home Office - Owner | 7.619% | 8.313% | 6.138% | 6.081% | 0% | 0% | 0% | 34% | 25% | 25% | 25% | 25% | 2.2% | 1.8% | 2.699% | 3.1% | 0.5% | 2021 Plan Res Master File | 2021 Plan Res Master File | 2021 Plan Res Master File | 2021 Plan Res Master File | 2021 Plan Res Master File | 2021 Plan Res Master File | Advanced Power Strips - Retro | 33.25% | 24.55% | 24.33% | 0% | 0% | 0% | 25% | 25% | 25% | 0% | 0% | 0%
Advanced Power Strip - Home Office | Advanced Power Strip | ResAdvancedPowerStrips_v3_1 | RTF Workbook "ResAdvancedPowerStrips_v3_1" | Retro | All Residential | Electric | Load or Occupancy / Motion Sensing - Home Office - Direct | 7.619% | 8.313% | 6.138% | 6.081% | 0% | 0% | 0% | 34% | 25% | 25% | 25% | 25% | 2.2% | 1.8% | 2.699% | 3.1% | 0.5% | 2021 Plan Res Master File | 2021 Plan Res Master File | 2021 Plan Res Master File | 2021 Plan Res Master File | 2021 Plan Res Master File | 2021 Plan Res Master File | Advanced Power Strips - Retro | 33.25% | 24.55% | 24.33% | 0% | 0% | 0% | 25% | 25% | 25% | 0% | 0% | 0%
Advanced Power Strip - Home Office | Advanced Power Strip | ResAdvancedPowerStrips_v3_1 | RTF Workbook "ResAdvancedPowerStrips_v3_1" | Retro | All Residential | Electric | PC Interaction Sensing - Home Office - Owner | 7.619% | 8.313% | 6.138% | 6.081% | 0% | 0% | 0% | 34% | 25% | 25% | 25% | 25% | 2.2% | 1.8% | 2.699% | 3.1% | 0.5% | 2021 Plan Res Master File | 2021 Plan Res Master File | 2021 Plan Res Master File | 2021 Plan Res Master File | 2021 Plan Res Master File | 2021 Plan Res Master File | Advanced Power Strips - Retro | 33.25% | 24.55% | 24.33% | 0% | 0% | 0% | 25% | 25% | 25% | 0% | 0% | 0%
Advanced Power Strip - Home Office | Advanced Power Strip | ResAdvancedPowerStrips_v3_1 | RTF Workbook "ResAdvancedPowerStrips_v3_1" | Retro | All Residential | Electric | PC Interaction Sensing - Home Office - Direct | 7.619% | 8.313% | 6.138% | 6.081% | 0% | 0% | 0% | 34% | 25% | 25% | 25% | 25% | 2.2% | 1.8% | 2.699% | 3.1% | 0.5% | 2021 Plan Res Master File | 2021 Plan Res Master File | 2021 Plan Res Master File | 2021 Plan Res Master File | 2021 Plan Res Master File | 2021 Plan Res Master File | Advanced Power Strips - Retro | 33.25% | 24.55% | 24.33% | 0% | 0% | 0% | 25% | 25% | 25% | 0% | 0% | 0%
Aerators - 1.5 | Aerators | ResAerators_PSE | PSE Business Case "QC _APPROVED_Measure Case_Aerator_2020" | Retro | Multifamily LI | Electric | LIW: Aerator - 1.5 gpm - MF - TE | 0% | 0% | 0% | 0% | 0% | 0% | 85% | 85% | 85% | 85% | 85% | 85% | 0% | 0% | 0% | 0% | 0% | 2021 Plan Res Master File | 2021 Plan Res Master File | 2021 Plan Res Master File | 2021 Plan Res Master File | 2021 Plan Res Master File | 2021 Plan Res Master File | Aerator - Retro | 0% | 0% | 0% | 0% | 0% | 85% | 0% | 0% | 0% | 0% | 0% | 100%
Aerators - 1.5 | Aerators | ResAerators_PSE | PSE Business Case "QC _APPROVED_Measure Case_Aerator_2020" | Retro | Multifamily LI | Gas | LIW: Aerator - 1.5 gpm - MF - TG | 0% | 0% | 0% | 0% | 0% | 0% | 85% | 85% | 85% | 85% | 85% | 85% | 0% | 0% | 0% | 0% | 0% | 2021 Plan Res Master File | 2021 Plan Res Master File | 2021 Plan Res Master File | 2021 Plan Res Master File | 2021 Plan Res Master File | 2021 Plan Res Master File | Aerator - Retro | 0% | 0% | 0% | 0% | 0% | 85% | 0% | 0% | 0% | 0% | 0% | 100%
Aerators - 1.5 | Aerators | ResAerators_PSE | PSE Business Case "QC _APPROVED_Measure Case_Aerator_2020" | Retro | Manufactured LI | Electric | LIW: Aerator - 1.5 gpm- MH - TE | 0% | 0% | 0% | 0% | 0% | 85% | 0% | 85% | 85% | 85% | 85% | 85% | 0% | 0% | 0% | 0% | 0% | 2021 Plan Res Master File | 2021 Plan Res Master File | 2021 Plan Res Master File | 2021 Plan Res Master File | 2021 Plan Res Master File | 2021 Plan Res Master File | Aerator - Retro | 0% | 0% | 0% | 0% | 85% | 0% | 0% | 0% | 0% | 0% | 100% | 0%
Aerators - 1.5 | Aerators | ResAerators_PSE | PSE Business Case "QC _APPROVED_Measure Case_Aerator_2020" | Retro | Manufactured LI | Gas | LIW: Aerator - 1.5 gpm - MH - TG | 0% | 0% | 0% | 0% | 0% | 85% | 0% | 85% | 85% | 85% | 85% | 85% | 0% | 0% | 0% | 0% | 0% | 2021 Plan Res Master File | 2021 Plan Res Master File | 2021 Plan Res Master File | 2021 Plan Res Master File | 2021 Plan Res Master File | 2021 Plan Res Master File | Aerator - Retro | 0% | 0% | 0% | 0% | 85% | 0% | 0% | 0% | 0% | 0% | 100% | 0%
Aerators - 1.5 | Aerators | ResAerators_PSE | PSE Business Case "QC _APPROVED_Measure Case_Aerator_2020" | Retro | Single Family LI | Electric | LIW: Aerator - 1.5 gpm - SF - TE | 0% | 0% | 0% | 0% | 85% | 0% | 0% | 85% | 85% | 85% | 85% | 85% | 0% | 0% | 0% | 0% | 0% | 2021 Plan Res Master File | 2021 Plan Res Master File | 2021 Plan Res Master File | 2021 Plan Res Master File | 2021 Plan Res Master File | 2021 Plan Res Master File | Aerator - Retro | 0% | 0% | 0% | 85% | 0% | 0% | 0% | 0% | 0% | 100% | 0% | 0%
Aerators - 1.5 | Aerators | ResAerators_PSE | PSE Business Case "QC _APPROVED_Measure Case_Aerator_2020" | Retro | Single Family LI | Gas | LIW: Aerator - 1.5 gpm - SF - TG | 0% | 0% | 0% | 0% | 85% | 0% | 0% | 85% | 85% | 85% | 85% | 85% | 0% | 0% | 0% | 0% | 0% | 2021 Plan Res Master File | 2021 Plan Res Master File | 2021 Plan Res Master File | 2021 Plan Res Master File | 2021 Plan Res Master File | 2021 Plan Res Master File | Aerator - Retro | 0% | 0% | 0% | 85% | 0% | 0% | 0% | 0% | 0% | 100% | 0% | 0%
Aerators - 1.0 | Aerators | ResAerators_PSE | PSE Business Case "QC _APPROVED_Measure Case_Aerator_2020" | Retro | Single Family | Electric | HMPT: Aerator - EWH - 1.0 gpm | 56.41% | 85% | 0% | 0% | 0% | 0% | 0% | 85% | 85% | 85% | 85% | 85% | 0% | 0% | 0% | 0% | 0% | 2021 Plan Res Master File | 2021 Plan Res Master File | 2021 Plan Res Master File | 2021 Plan Res Master File | 2021 Plan Res Master File | 2021 Plan Res Master File | Aerator - Retro | 85% | 0% | 0% | 0% | 0% | 0% | 100% | 0% | 0% | 0% | 0% | 0%
Aerators - 1.5 | Aerators | ResAerators_PSE | PSE Business Case "QC _APPROVED_Measure Case_Aerator_2020" | Retro | Single Family | Electric | HMPT: Aerator - EWH - 1.5 gpm | 56.41% | 85% | 0% | 0% | 0% | 0% | 0% | 85% | 85% | 85% | 85% | 85% | 0% | 0% | 0% | 0% | 0% | 2021 Plan Res Master File | 2021 Plan Res Master File | 2021 Plan Res Master File | 2021 Plan Res Master File | 2021 Plan Res Master File | 2021 Plan Res Master File | Aerator - Retro | 85% | 0% | 0% | 0% | 0% | 0% | 100% | 0% | 0% | 0% | 0% | 0%
Aerators - 1.0 | Aerators | ResAerators_PSE | PSE Business Case "QC _APPROVED_Measure Case_Aerator_2020" | Retro | Single Family | Gas | HMPT: Aerator - GWH - 1.0 gpm | 78.22% | 85% | 0% | 0% | 0% | 0% | 0% | 85% | 85% | 85% | 85% | 85% | 0% | 0% | 0% | 0% | 0% | 2021 Plan Res Master File | 2021 Plan Res Master File | 2021 Plan Res Master File | 2021 Plan Res Master File | 2021 Plan Res Master File | 2021 Plan Res Master File | Aerator - Retro | 85% | 0% | 0% | 0% | 0% | 0% | 100% | 0% | 0% | 0% | 0% | 0%
Aerators - 1.5 | Aerators | ResAerators_PSE | PSE Business Case "QC _APPROVED_Measure Case_Aerator_2020" | Retro | Single Family | Gas | HMPT: Aerator - GWH - 1.5 gpm | 78.22% | 85% | 0% | 0% | 0% | 0% | 0% | 85% | 85% | 85% | 85% | 85% | 0% | 0% | 0% | 0% | 0% | 2021 Plan Res Master File | 2021 Plan Res Master File | 2021 Plan Res Master File | 2021 Plan Res Master File | 2021 Plan Res Master File | 2021 Plan Res Master File | Aerator - Retro | 85% | 0% | 0% | 0% | 0% | 0% | 100% | 0% | 0% | 0% | 0% | 0%
Aerators - 1.0 | Aerators | ResAerators_PSE | PSE Business Case "QC _APPROVED_Measure Case_Aerator_2020" | Retro | Multifamily | Electric | MFRFT: Aerator - DI - EWH - 1.0 gpm | 23.43% | 0% | 0% | 85% | 0% | 0% | 0% | 85% | 85% | 85% | 85% | 85% | 0% | 0% | 0% | 0% | 0% | 2021 Plan Res Master File | 2021 Plan Res Master File | 2021 Plan Res Master File | 2021 Plan Res Master File | 2021 Plan Res Master File | 2021 Plan Res Master File | Aerator - Retro | 0% | 0% | 85% | 0% | 0% | 0% | 0% | 0% | 100% | 0% | 0% | 0%
Aerators - 1.5 | Aerators | ResAerators_PSE | PSE Business Case "QC _APPROVED_Measure Case_Aerator_2020" | Retro | Multifamily | Electric | MFRFT: Aerator - DI - EWH - 1.5 gpm | 23.43% | 0% | 0% | 85% | 0% | 0% | 0% | 85% | 85% | 85% | 85% | 85% | 0% | 0% | 0% | 0% | 0% | 2021 Plan Res Master File | 2021 Plan Res Master File | 2021 Plan Res Master File | 2021 Plan Res Master File | 2021 Plan Res Master File | 2021 Plan Res Master File | Aerator - Retro | 0% | 0% | 85% | 0% | 0% | 0% | 0% | 0% | 100% | 0% | 0% | 0%
Aerators - 1.0 | Aerators | ResAerators_PSE | PSE Business Case "QC _APPROVED_Measure Case_Aerator_2020" | Retro | Multifamily | Gas | MFRFT: Aerator - DI - GWH - 1.0 gpm - Product Only | 6.541% | 0% | 0% | 85% | 0% | 0% | 0% | 85% | 85% | 85% | 85% | 85% | 0% | 0% | 0% | 0% | 0% | 2021 Plan Res Master File | 2021 Plan Res Master File | 2021 Plan Res Master File | 2021 Plan Res Master File | 2021 Plan Res Master File | 2021 Plan Res Master File | Aerator - Retro | 0% | 0% | 85% | 0% | 0% | 0% | 0% | 0% | 100% | 0% | 0% | 0%
Aerators - 1.5 | Aerators | ResAerators_PSE | PSE Business Case "QC _APPROVED_Measure Case_Aerator_2020" | Retro | Multifamily | Gas | MFRFT: Aerator - DI - GWH - 1.5 gpm - Product Only | 6.541% | 0% | 0% | 85% | 0% | 0% | 0% | 85% | 85% | 85% | 85% | 85% | 0% | 0% | 0% | 0% | 0% | 2021 Plan Res Master File | 2021 Plan Res Master File | 2021 Plan Res Master File | 2021 Plan Res Master File | 2021 Plan Res Master File | 2021 Plan Res Master File | Aerator - Retro | 0% | 0% | 85% | 0% | 0% | 0% | 0% | 0% | 100% | 0% | 0% | 0%
Aerators - 1.0 | Aerators | ResAerators_PSE | PSE Business Case "QC _APPROVED_Measure Case_Aerator_2020" | Retro | Manufactured | Electric | Aerator - 1.0 gpm - EWH - MH | 5.902% | 0% | 85% | 0% | 0% | 0% | 0% | 85% | 85% | 85% | 85% | 85% | 0% | 0% | 0% | 0% | 0% | 2021 Plan Res Master File | 2021 Plan Res Master File | 2021 Plan Res Master File | 2021 Plan Res Master File | 2021 Plan Res Master File | 2021 Plan Res Master File | Aerator - Retro | 0% | 85% | 0% | 0% | 0% | 0% | 0% | 100% | 0% | 0% | 0% | 0%
Aerators - 1.0 | Aerators | ResAerators_PSE | PSE Business Case "QC _APPROVED_Measure Case_Aerator_2020" | Retro | Manufactured | Gas | Aerator - 1.0 gpm - GWH - MH | 0.2434% | 0% | 85% | 0% | 0% | 0% | 0% | 85% | 85% | 85% | 85% | 85% | 0% | 0% | 0% | 0% | 0% | 2021 Plan Res Master File | 2021 Plan Res Master File | 2021 Plan Res Master File | 2021 Plan Res Master File | 2021 Plan Res Master File | 2021 Plan Res Master File | Aerator - Retro | 0% | 85% | 0% | 0% | 0% | 0% | 0% | 100% | 0% | 0% | 0% | 0%
Aerators - 1.5 | Aerators | ResAerators_PSE | PSE Business Case "QC _APPROVED_Measure Case_Aerator_2020" | Retro | Manufactured | Electric | Aerator - 1.5 gpm - EWH - MH | 5.902% | 0% | 85% | 0% | 0% | 0% | 0% | 85% | 85% | 85% | 85% | 85% | 0% | 0% | 0% | 0% | 0% | 2021 Plan Res Master File | 2021 Plan Res Master File | 2021 Plan Res Master File | 2021 Plan Res Master File | 2021 Plan Res Master File | 2021 Plan Res Master File | Aerator - Retro | 0% | 85% | 0% | 0% | 0% | 0% | 0% | 100% | 0% | 0% | 0% | 0%
Aerators - 1.5 | Aerators | ResAerators_PSE | PSE Business Case "QC _APPROVED_Measure Case_Aerator_2020" | Retro | Manufactured | Gas | Aerator - 1.5 gpm - GWH - MH | 0.2434% | 0% | 85% | 0% | 0% | 0% | 0% | 85% | 85% | 85% | 85% | 85% | 0% | 0% | 0% | 0% | 0% | 2021 Plan Res Master File | 2021 Plan Res Master File | 2021 Plan Res Master File | 2021 Plan Res Master File | 2021 Plan Res Master File | 2021 Plan Res Master File | Aerator - Retro | 0% | 85% | 0% | 0% | 0% | 0% | 0% | 100% | 0% | 0% | 0% | 0%
Duct Sealing and Insulation | Duct Sealing | ResAirSealing_PSE | PSE Business Case "QC _APPROVED_Measure Case_Air Sealing_2020" | Retro | Manufactured LI | Electric | LIW: Sealing - Duct - MH - TE | 0% | 0% | 0% | 0% | 0% | 47.5% | 0% | 95% | 95% | 95% | 95% | 95% | 58% | 50% | 0% | 0% | 0% | 2021 Plan Res Master File | 2021 Plan Res Master File | 2021 Plan Res Master File | 2021 Plan Res Master File | 2021 Plan Res Master File | 2021 Plan Res Master File | Duct Sealing - Retro | 0% | 0% | 0% | 0% | 47.5% | 0% | 0% | 0% | 0% | 0% | 100% | 0%
Duct Sealing and Insulation | Duct Sealing | ResAirSealing_PSE | PSE Business Case "QC _APPROVED_Measure Case_Air Sealing_2020" | Retro | Manufactured LI | Gas | LIW: Sealing - Duct - MH - TG | 0% | 0% | 0% | 0% | 0% | 47.5% | 0% | 95% | 95% | 95% | 95% | 95% | 58% | 50% | 0% | 0% | 0% | 2021 Plan Res Master File | 2021 Plan Res Master File | 2021 Plan Res Master File | 2021 Plan Res Master File | 2021 Plan Res Master File | 2021 Plan Res Master File | Duct Sealing - Retro | 0% | 0% | 0% | 0% | 47.5% | 0% | 0% | 0% | 0% | 0% | 100% | 0%
Duct Sealing and Insulation | Duct Sealing | ResAirSealing_PSE | PSE Business Case "QC _APPROVED_Measure Case_Air Sealing_2020" | Retro | Single Family LI | Electric | LIW: Sealing - Duct - SF - TE | 0% | 0% | 0% | 0% | 39.9% | 0% | 0% | 95% | 95% | 95% | 95% | 95% | 58% | 50% | 0% | 0% | 0% | 2021 Plan Res Master File | 2021 Plan Res Master File | 2021 Plan Res Master File | 2021 Plan Res Master File | 2021 Plan Res Master File | 2021 Plan Res Master File | Duct Sealing - Retro | 0% | 0% | 0% | 39.9% | 0% | 0% | 0% | 0% | 0% | 100% | 0% | 0%
Duct Sealing and Insulation | Duct Sealing | ResAirSealing_PSE | PSE Business Case "QC _APPROVED_Measure Case_Air Sealing_2020" | Retro | Single Family LI | Gas | LIW: Sealing - Duct - SF - TG | 0% | 0% | 0% | 0% | 39.9% | 0% | 0% | 95% | 95% | 95% | 95% | 95% | 58% | 50% | 0% | 0% | 0% | 2021 Plan Res Master File | 2021 Plan Res Master File | 2021 Plan Res Master File | 2021 Plan Res Master File | 2021 Plan Res Master File | 2021 Plan Res Master File | Duct Sealing - Retro | 0% | 0% | 0% | 39.9% | 0% | 0% | 0% | 0% | 0% | 100% | 0% | 0%
Shell Sealing | Shell Sealing | ResAirSealing_PSE | PSE Business Case "QC _APPROVED_Measure Case_Air Sealing_2020" | Retro | Manufactured LI | Electric | LIW: Sealing - Shell - MH - TE | 0% | 0% | 0% | 0% | 0% | 8.367% | 0% | 50% | 100% | 42.29% | 50% | 0% | 30.22% | 91.63% | NA | NA | 0% | 7th Plan Res Master File | 7th Plan Res Master File | 7th Plan Res Master File | 7th Plan Res Master File | 7th Plan Res Master File | Not applicable to this segment | CFM50 Infiltration Reduction - Retro | 0% | 0% | 0% | 0% | 8.367% | 0% | 0% | 0% | 0% | 0% | 100% | 0%
Shell Sealing | Shell Sealing | ResAirSealing_PSE | PSE Business Case "QC _APPROVED_Measure Case_Air Sealing_2020" | Retro | Manufactured LI | Gas | LIW: Sealing - Shell - MH - TG | 0% | 0% | 0% | 0% | 0% | 8.367% | 0% | 50% | 100% | 43.24% | 50% | 0% | 30.22% | 91.63% | NA | NA | 0% | 7th Plan Res Master File | 7th Plan Res Master File | 7th Plan Res Master File | 7th Plan Res Master File | 7th Plan Res Master File | Not applicable to this segment | CFM50 Infiltration Reduction - Retro | 0% | 0% | 0% | 0% | 8.367% | 0% | 0% | 0% | 0% | 0% | 100% | 0%
Shell Sealing | Shell Sealing | ResAirSealing_PSE | PSE Business Case "QC _APPROVED_Measure Case_Air Sealing_2020" | Retro | Single Family LI | Electric | LIW: Sealing - Shell - SF - TE | 0% | 0% | 0% | 0% | 34.89% | 0% | 0% | 50% | 100% | 42.29% | 50% | 0% | 30.22% | 91.63% | NA | NA | 0% | 7th Plan Res Master File | 7th Plan Res Master File | 7th Plan Res Master File | 7th Plan Res Master File | 7th Plan Res Master File | Not applicable to this segment | CFM50 Infiltration Reduction - Retro | 0% | 0% | 0% | 34.89% | 0% | 0% | 0% | 0% | 0% | 100% | 0% | 0%
Shell Sealing | Shell Sealing | ResAirSealing_PSE | PSE Business Case "QC _APPROVED_Measure Case_Air Sealing_2020" | Retro | Single Family LI | Gas | LIW: Sealing - Shell - SF - TG | 0% | 0% | 0% | 0% | 34.89% | 0% | 0% | 50% | 100% | 43.24% | 50% | 0% | 30.22% | 91.63% | NA | NA | 0% | 7th Plan Res Master File | 7th Plan Res Master File | 7th Plan Res Master File | 7th Plan Res Master File | 7th Plan Res Master File | Not applicable to this segment | CFM50 Infiltration Reduction - Retro | 0% | 0% | 0% | 34.89% | 0% | 0% | 0% | 0% | 0% | 100% | 0% | 0%
Duct Sealing and Insulation | Duct Sealing and Insulation | ResAirSealing_PSE | PSE Business Case "QC _APPROVED_Measure Case_Air Sealing_2020" | Retro | Single family | Electric | SFWX: Sealing - Duct and Insulation - E | 15.03% | 22.65% | 0% | 0% | 0% | 0% | 0% | 71.25% | NA | NA | NA | NA | 36.41% | NA | NA | NA | NA | Engineering judgement. Feasibility based on space constraints adjustments made to duct sealing feasibility. | Engineering judgement. Feasibility based on space constraints adjustments made to duct sealing feasibility. | Engineering judgement. Feasibility based on space constraints adjustments made to duct sealing feasibility. | RBSA Data | Not applicable to this segment | Not applicable to this segment | Duct Sealing - Retro | 45.31% | 0% | 0% | 0% | 0% | 0% | 50% | 0% | 0% | 0% | 0% | 0% | Competes with SF Duct Sealing for HP and FAF
Duct Sealing and Insulation | Duct Sealing and Insulation | ResAirSealing_PSE | PSE Business Case "QC _APPROVED_Measure Case_Air Sealing_2020" | Retro | Single family | Gas | SFWX: Sealing - Duct and Insulation - NG | 19.53% | 21.22% | 0% | 0% | 0% | 0% | 0% | 71.25% | NA | NA | NA | NA | 40.43% | NA | NA | NA | NA | Engineering judgement. Feasibility based on space constraints adjustments made to duct sealing feasibility. | Engineering judgement. Feasibility based on space constraints adjustments made to duct sealing feasibility. | Engineering judgement. Feasibility based on space constraints adjustments made to duct sealing feasibility. | RBSA Data | Not applicable to this segment | Not applicable to this segment | Duct Sealing - Retro | 42.45% | 0% | 0% | 0% | 0% | 0% | 50% | 0% | 0% | 0% | 0% | 0%
Duct Sealing and Insulation | Duct Sealing | ResAirSealing_PSE | PSE Business Case "QC _APPROVED_Measure Case_Air Sealing_2020" | Retro | Single family | Electric | SFWX: Sealing - Duct - FAF | 13.24% | 19.95% | 0% | 0% | 0% | 0% | 0% | 95% | 95% | 95% | 95% | 95% | 58% | 50% | 0% | 0% | 0% | 2021 Plan Res Master File | 2021 Plan Res Master File | 2021 Plan Res Master File | 2021 Plan Res Master File | 2021 Plan Res Master File | 2021 Plan Res Master File | Duct Sealing - Retro | 39.9% | 0% | 0% | 0% | 0% | 0% | 50% | 0% | 0% | 0% | 0% | 0% | Competes with SF Duct Sealing for Electric Heat
Duct Sealing and Insulation | Duct Sealing | ResAirSealing_PSE | PSE Business Case "QC _APPROVED_Measure Case_Air Sealing_2020" | Retro | Single family | Gas | SFWX: Sealing - Duct - NG | 18.36% | 19.95% | 0% | 0% | 0% | 0% | 0% | 95% | 95% | 95% | 95% | 95% | 58% | 50% | 0% | 0% | 0% | 2021 Plan Res Master File | 2021 Plan Res Master File | 2021 Plan Res Master File | 2021 Plan Res Master File | 2021 Plan Res Master File | 2021 Plan Res Master File | Duct Sealing - Retro | 39.9% | 0% | 0% | 0% | 0% | 0% | 50% | 0% | 0% | 0% | 0% | 0%
Duct Sealing and Insulation | Duct Sealing | ResAirSealing_PSE | PSE Business Case "QC _APPROVED_Measure Case_Air Sealing_2020" | Retro | Single family | Electric | SFWX: Sealing - Duct - HP | 13.24% | 19.95% | 0% | 0% | 0% | 0% | 0% | 95% | 95% | 95% | 95% | 95% | 58% | 50% | 0% | 0% | 0% | 2021 Plan Res Master File | 2021 Plan Res Master File | 2021 Plan Res Master File | 2021 Plan Res Master File | 2021 Plan Res Master File | 2021 Plan Res Master File | Duct Sealing - Retro | 39.9% | 0% | 0% | 0% | 0% | 0% | 50% | 0% | 0% | 0% | 0% | 0% | Competes with SF Duct Sealing for Electric Heat
Whole House Sealing | Attic Sealing | ResAirSealing_PSE | PSE Business Case "QC _APPROVED_Measure Case_Air Sealing_2020" | Retro | Single family | Electric | Sealing - Air - Attic - EH - SF or DX | 5.789% | 8.723% | 0% | 0% | 0% | 0% | 0% | 50% | 100% | 42.29% | 50% | 0% | 30.22% | 91.63% | NA | NA | 0% | 7th Plan Res Master File | 7th Plan Res Master File | 7th Plan Res Master File | 7th Plan Res Master File | 7th Plan Res Master File | Not applicable to this segment | CFM50 Infiltration Reduction - Retro | 34.89% | 0% | 0% | 0% | 0% | 0% | 25% | 0% | 0% | 0% | 0% | 0% | competes with whole home sealing. 25% as whole home sealing is more common
Whole House Sealing | Attic Sealing | ResAirSealing_PSE | PSE Business Case "QC _APPROVED_Measure Case_Air Sealing_2020" | Retro | Single family | Gas | Sealing - Air - Attic - GH - SF or DX | 8.027% | 8.723% | 0% | 0% | 0% | 0% | 0% | 50% | 100% | 43.24% | 50% | 0% | 30.22% | 91.63% | NA | NA | 0% | 7th Plan Res Master File | 7th Plan Res Master File | 7th Plan Res Master File | 7th Plan Res Master File | 7th Plan Res Master File | Not applicable to this segment | CFM50 Infiltration Reduction - Retro | 34.89% | 0% | 0% | 0% | 0% | 0% | 25% | 0% | 0% | 0% | 0% | 0% | competes with whole home sealing. 25% as whole home sealing is more common
Whole House Sealing | Floor Sealing | ResAirSealing_PSE | PSE Business Case "QC _APPROVED_Measure Case_Air Sealing_2020" | Retro | Single family | Electric | Sealing - Air - Floor - EH - SF or DX | 5.789% | 8.723% | 0% | 0% | 0% | 0% | 0% | 50% | 100% | 42.29% | 50% | 0% | 30.22% | 91.63% | NA | NA | NA | Align with 7th Plan Res Master File for Whole Building Sealing and Attic Sealing values | Align with 7th Plan Res Master File for Whole Building Sealing and Attic Sealing values | Align with 7th Plan Res Master File for Whole Building Sealing and Attic Sealing values | Align with 7th Plan Res Master File for Whole Building Sealing and Attic Sealing values | Not applicable to this segment | Not applicable to this segment | NA | 34.89% | 0% | 0% | 0% | 0% | 0% | 25% | 0% | 0% | 0% | 0% | 0% | competes with whole home sealing. 25% as whole home sealing is more common
Whole House Sealing | Floor Sealing | ResAirSealing_PSE | PSE Business Case "QC _APPROVED_Measure Case_Air Sealing_2020" | Retro | Single family | Gas | Sealing - Air - Floor - GH - SF or DX | 8.027% | 8.723% | 0% | 0% | 0% | 0% | 0% | 50% | 100% | 43.24% | 50% | 0% | 30.22% | 91.63% | NA | NA | NA | Align with 7th Plan Res Master File for Whole Building Sealing and Attic Sealing values | Align with 7th Plan Res Master File for Whole Building Sealing and Attic Sealing values | Align with 7th Plan Res Master File for Whole Building Sealing and Attic Sealing values | Align with 7th Plan Res Master File for Whole Building Sealing and Attic Sealing values | Not applicable to this segment | Not applicable to this segment | NA | 34.89% | 0% | 0% | 0% | 0% | 0% | 25% | 0% | 0% | 0% | 0% | 0% | competes with whole home sealing. 25% as whole home sealing is more common
Whole House Sealing | Whole House Sealing | ResAirSealing_PSE | PSE Business Case "QC _APPROVED_Measure Case_Air Sealing_2020" | Retro | Single family | Electric | Sealing - Air - Whole House - E FAF - SF or DX | 17.37% | 26.17% | 0% | 0% | 0% | 0% | 0% | 50% | 100% | 42.29% | 50% | 0% | 30.22% | 91.63% | NA | NA | 0% | 7th Plan Res Master File | 7th Plan Res Master File | 7th Plan Res Master File | 7th Plan Res Master File | 7th Plan Res Master File | Not applicable to this segment | CFM50 Infiltration Reduction - Retro | 34.89% | 0% | 0% | 0% | 0% | 0% | 75% | 0% | 0% | 0% | 0% | 0% | competes with attic and floor sealing. 75% (end use-specific measures don't interact)
Whole House Sealing | Whole House Sealing | ResAirSealing_PSE | PSE Business Case "QC _APPROVED_Measure Case_Air Sealing_2020" | Retro | Single family | Gas | Sealing - Air - Whole House - GH - SF or DX | 24.08% | 26.17% | 0% | 0% | 0% | 0% | 0% | 50% | 100% | 43.24% | 50% | 0% | 30.22% | 91.63% | NA | NA | 0% | 7th Plan Res Master File | 7th Plan Res Master File | 7th Plan Res Master File | 7th Plan Res Master File | 7th Plan Res Master File | Not applicable to this segment | CFM50 Infiltration Reduction - Retro | 34.89% | 0% | 0% | 0% | 0% | 0% | 75% | 0% | 0% | 0% | 0% | 0% | competes with attic and floor sealing. 75% as whole home sealing is more common
Whole House Sealing | Whole House Sealing | ResAirSealing_PSE | PSE Business Case "QC _APPROVED_Measure Case_Air Sealing_2020" | Retro | Single family | Electric | Sealing - Air - Whole House - HP - SF or DX | 17.37% | 26.17% | 0% | 0% | 0% | 0% | 0% | 50% | 100% | 42.29% | 50% | 0% | 30.22% | 91.63% | NA | NA | 0% | 7th Plan Res Master File | 7th Plan Res Master File | 7th Plan Res Master File | 7th Plan Res Master File | 7th Plan Res Master File | Not applicable to this segment | CFM50 Infiltration Reduction - Retro | 34.89% | 0% | 0% | 0% | 0% | 0% | 75% | 0% | 0% | 0% | 0% | 0% | competes with attic and floor sealing. 75% (end use-specific measures don't interact)
Whole House Sealing | Whole House Sealing | ResAirSealing_PSE | PSE Business Case "QC _APPROVED_Measure Case_Air Sealing_2020" | Retro | Single family | Electric | Sealing - Air - Whole House - Zonal - SF or DX | 17.37% | 26.17% | 0% | 0% | 0% | 0% | 0% | 50% | 100% | 42.29% | 50% | 0% | 30.22% | 91.63% | NA | NA | 0% | 7th Plan Res Master File | 7th Plan Res Master File | 7th Plan Res Master File | 7th Plan Res Master File | 7th Plan Res Master File | Not applicable to this segment | CFM50 Infiltration Reduction - Retro | 34.89% | 0% | 0% | 0% | 0% | 0% | 75% | 0% | 0% | 0% | 0% | 0% | competes with attic and floor sealing. 75% (end use-specific measures don't interact)
Duct Sealing | Duct Sealing | ResAirSealing_PSE | PSE Business Case "QC _APPROVED_Measure Case_Air Sealing_2020" | Retro | Manufactured | Electric | Sealing - Duct - EH - MH | 3.298% | 0% | 47.5% | 0% | 0% | 0% | 0% | 95% | 95% | 95% | 95% | 95% | 58% | 50% | 0% | 0% | 0% | 2021 Plan Res Master File | 2021 Plan Res Master File | 2021 Plan Res Master File | 2021 Plan Res Master File | 2021 Plan Res Master File | 2021 Plan Res Master File | Duct Sealing - Retro | 0% | 47.5% | 0% | 0% | 0% | 0% | 0% | 100% | 0% | 0% | 0% | 0%
Duct Sealing | Duct Sealing | ResAirSealing_PSE | PSE Business Case "QC _APPROVED_Measure Case_Air Sealing_2020" | Retro | Manufactured | Gas | Sealing - Duct - GH - MH | 0.136% | 0% | 47.5% | 0% | 0% | 0% | 0% | 95% | 95% | 95% | 95% | 95% | 58% | 50% | 0% | 0% | 0% | 2021 Plan Res Master File | 2021 Plan Res Master File | 2021 Plan Res Master File | 2021 Plan Res Master File | 2021 Plan Res Master File | 2021 Plan Res Master File | Duct Sealing - Retro | 0% | 47.5% | 0% | 0% | 0% | 0% | 0% | 100% | 0% | 0% | 0% | 0%
Boiler | Boiler | ResBoiler_PSE | PSE Business Case: HVAC Boiler | NR | All Residential | Gas | Boiler - Energy Star - 95pc AFUE - GH - Res | 100% | 100% | 100% | 100% | 0% | 0% | 0% | 100% | 100% | 100% | NA | NA | 0% | 0% | 0% | NA | NA | Measure is 100% technically feasible; it is simply an equipment efficiency improvement | Measure is 100% technically feasible; it is simply an equipment efficiency improvement | Measure is 100% technically feasible; it is simply an equipment efficiency improvement | RBSA Data | RBSA Data | RBSA Data | NA | 100% | 100% | 100% | 0% | 0% | 0% | 100% | 100% | 100% | 0% | 0% | 0%
Clothes Dryer1 | Clothes Dryer | ResClothesDryers_PSE | PSE Business Case "QC _APPROVED_Measure Case_Clothes Dryer_2020" | NR | All Residential | Electric | Clothes Dryer - HP - Vented - EH - Res | 88.18% | 87.41% | 87.41% | 87.41% | 0% | 0% | 0% | 95% | 95% | 95% | 95% | 95% | 0% | 0% | 0% | 0% | 0% | 2021 Plan Res Master File | 2021 Plan Res Master File | 2021 Plan Res Master File | 2021 Plan Res Master File | 2021 Plan Res Master File | 2021 Plan Res Master File | Clothes Dryer - NR | 95% | 95% | 95% | 0% | 0% | 0% | 92.01% | 92.01% | 92.01% | 0% | 0% | 0% | Proportion of dryers that are vented
Clothes Dryer1 | Clothes Dryer | ResClothesDryers_PSE | PSE Business Case "QC _APPROVED_Measure Case_Clothes Dryer_2020" | NR | All Residential | Electric | Clothes Dryer - HP - Ventless - EH - Res | 7.653% | 7.587% | 7.587% | 7.587% | 0% | 0% | 0% | 95% | 95% | 95% | 95% | 95% | 0% | 0% | 0% | 0% | 0% | 2021 Plan Res Master File | 2021 Plan Res Master File | 2021 Plan Res Master File | 2021 Plan Res Master File | 2021 Plan Res Master File | 2021 Plan Res Master File | Clothes Dryer - NR | 95% | 95% | 95% | 0% | 0% | 0% | 7.986% | 7.986% | 7.986% | 0% | 0% | 0% | Proportion of dryers that are ventless
Clothes Dryer2 | Clothes Dryer | ResClothesDryers_PSE | PSE Business Case "QC _APPROVED_Measure Case_Clothes Dryer_2020" | NR | All Residential | Electric | Clothes Dryer - Vented - Energy Star - EH - Res | 88.18% | 87.41% | 87.41% | 87.41% | 0% | 0% | 0% | 95% | 95% | 95% | 95% | 95% | 0% | 0% | 0% | 0% | 0% | 2021 Plan Res Master File | 2021 Plan Res Master File | 2021 Plan Res Master File | 2021 Plan Res Master File | 2021 Plan Res Master File | 2021 Plan Res Master File | Clothes Dryer - NR | 95% | 95% | 95% | 0% | 0% | 0% | 92.01% | 92.01% | 92.01% | 0% | 0% | 0% | Proportion of dryers that are vented
Clothes Dryer2 | Clothes Dryer | ResClothesDryers_PSE | PSE Business Case "QC _APPROVED_Measure Case_Clothes Dryer_2020" | NR | All Residential | Electric | Clothes Dryer - Ventless - Energy Star - EH - Res | 7.653% | 7.587% | 7.587% | 7.587% | 0% | 0% | 0% | 95% | 95% | 95% | 95% | 95% | 0% | 0% | 0% | 0% | 0% | 2021 Plan Res Master File | 2021 Plan Res Master File | 2021 Plan Res Master File | 2021 Plan Res Master File | 2021 Plan Res Master File | 2021 Plan Res Master File | Clothes Dryer - NR | 95% | 95% | 95% | 0% | 0% | 0% | 7.986% | 7.986% | 7.986% | 0% | 0% | 0% | Proportion of dryers that are ventless
Clothes Dryer2 | Clothes Dryer | ResClothesDryers_PSE | PSE Business Case "QC _APPROVED_Measure Case_Clothes Dryer_2020" | NR | All Residential | Gas | ENERGY STAR gas Dryer - Vented | 95% | 95% | 95% | 95% | 0% | 0% | 0% | 95% | 95% | 95% | 95% | 95% | 0% | 0% | 0% | 0% | 0% | 2021 Plan Res Master File | 2021 Plan Res Master File | 2021 Plan Res Master File | 2021 Plan Res Master File | 2021 Plan Res Master File | 2021 Plan Res Master File | Clothes Dryer - NR | 95% | 95% | 95% | 0% | 0% | 0% | 100% | 100% | 100% | 0% | 0% | 0%
Clothes Washer1 | Clothes Washer | ResClothesWashers_PSE | PSE Business Case "QC APPROVED_Measure Case_Clothes Washer_2020" | NR | All Residential | Gas | Clothes Washer - Front Load - Tier 2 or Higher - Any WH - Any Dryer - Res - C | 99% | 99% | 99% | 99% | 0% | 0% | 0% | 99% | 99% | 99% | 99% | 99% | 0% | 0% | 0% | 0% | 0% | 2021 Plan Res Master File | 2021 Plan Res Master File | 2021 Plan Res Master File | 2021 Plan Res Master File | 2021 Plan Res Master File | 2021 Plan Res Master File | Clothes Washer - NR | 99% | 99% | 99% | 0% | 0% | 0% | 100% | 100% | 100% | 0% | 0% | 0%
Clothes Washer2 | Clothes Washer | ResClothesWashers_PSE | PSE Business Case "QC APPROVED_Measure Case_Clothes Washer_2020" | NR | All Residential | Electric | Clothes Washer - Front Load - Tier 2 or Higher - Any WH - Any Dryer - Res - EO | 99.86% | 99% | 99% | 99% | 0% | 0% | 0% | 99% | 99% | 99% | 99% | 99% | 0% | 0% | 0% | 0% | 0% | 2021 Plan Res Master File | 2021 Plan Res Master File | 2021 Plan Res Master File | 2021 Plan Res Master File | 2021 Plan Res Master File | 2021 Plan Res Master File | Clothes Washer - NR | 99% | 99% | 99% | 0% | 0% | 0% | 100% | 100% | 100% | 0% | 0% | 0%
Clothes Washer3 | Clothes Washer | ResClothesWashers_PSE | PSE Business Case "QC APPROVED_Measure Case_Clothes Washer_2020" | NR | All Residential | Gas | Clothes Washer - Energy Star - Any WH - Any Dryer - Res - C | 99% | 99% | 99% | 99% | 0% | 0% | 0% | 99% | 99% | 99% | 99% | 99% | 0% | 0% | 0% | 0% | 0% | 2021 Plan Res Master File | 2021 Plan Res Master File | 2021 Plan Res Master File | 2021 Plan Res Master File | 2021 Plan Res Master File | 2021 Plan Res Master File | Clothes Washer - NR | 99% | 99% | 99% | 0% | 0% | 0% | 100% | 100% | 100% | 0% | 0% | 0%
Clothes Washer4 | Clothes Washer | ResClothesWashers_PSE | PSE Business Case "QC APPROVED_Measure Case_Clothes Washer_2020" | NR | All Residential | Electric | Clothes Washer - Energy Star - Any WH - Any Dryer - Res - EO | 99.86% | 99% | 99% | 99% | 0% | 0% | 0% | 99% | 99% | 99% | 99% | 99% | 0% | 0% | 0% | 0% | 0% | 2021 Plan Res Master File | 2021 Plan Res Master File | 2021 Plan Res Master File | 2021 Plan Res Master File | 2021 Plan Res Master File | 2021 Plan Res Master File | Clothes Washer - NR | 99% | 99% | 99% | 0% | 0% | 0% | 100% | 100% | 100% | 0% | 0% | 0%
Dishwasher1 | Dishwasher | ResDishwasher-7P_v4 | Saving, cost, and EUL from 7th Plan workbook Res-Dishwasher-7P_v4 | NR | Single Family | Electric | Single Family Energy Star Dishwasher - Electric DHW | 6.57% | 9.9% | 0% | 0% | 0% | 0% | 0% | 99% | 99% | 99% | 99% | 99% | 90% | 90% | 90% | 90% | 90% | 2021 Plan Res Master File | 2021 Plan Res Master File | 2021 Plan Res Master File | 2021 Plan Res Master File | 2021 Plan Res Master File | 2021 Plan Res Master File | Dishwasher - New | 9.9% | 0% | 0% | 0% | 0% | 0% | 100% | 0% | 0% | 0% | 0% | 0%
Dishwasher2 | Dishwasher | ResDishwasher-7P_v4 | Saving, cost, and EUL from 7th Plan workbook Res-Dishwasher-7P_v4 | NR | Single Family | Electric | Single Family CEE Tier 1 Dishwasher - Electric DHW | 6.57% | 9.9% | 0% | 0% | 0% | 0% | 0% | 99% | 99% | 99% | 99% | 99% | 90% | 90% | 90% | 90% | 90% | 2021 Plan Res Master File | 2021 Plan Res Master File | 2021 Plan Res Master File | 2021 Plan Res Master File | 2021 Plan Res Master File | 2021 Plan Res Master File | Dishwasher - New | 9.9% | 0% | 0% | 0% | 0% | 0% | 100% | 0% | 0% | 0% | 0% | 0%
Dishwasher3 | Dishwasher | ResDishwasher-7P_v4 | Saving, cost, and EUL from 7th Plan workbook Res-Dishwasher-7P_v4 | NR | Multifamily | Electric | Multifamily - Energy Star Dishwasher - Electric DHW | 2.729% | 0% | 0% | 9.9% | 0% | 0% | 0% | 99% | 99% | 99% | 99% | 99% | 90% | 90% | 90% | 90% | 90% | 2021 Plan Res Master File | 2021 Plan Res Master File | 2021 Plan Res Master File | 2021 Plan Res Master File | 2021 Plan Res Master File | 2021 Plan Res Master File | Dishwasher - New | 0% | 0% | 9.9% | 0% | 0% | 0% | 0% | 0% | 100% | 0% | 0% | 0%
Dishwasher4 | Dishwasher | ResDishwasher-7P_v4 | Saving, cost, and EUL from 7th Plan workbook Res-Dishwasher-7P_v4 | NR | Multifamily | Electric | Multifamily - CEE Tier 1 Dishwasher - Electric DHW | 2.729% | 0% | 0% | 9.9% | 0% | 0% | 0% | 99% | 99% | 99% | 99% | 99% | 90% | 90% | 90% | 90% | 90% | 2021 Plan Res Master File | 2021 Plan Res Master File | 2021 Plan Res Master File | 2021 Plan Res Master File | 2021 Plan Res Master File | 2021 Plan Res Master File | Dishwasher - New | 0% | 0% | 9.9% | 0% | 0% | 0% | 0% | 0% | 100% | 0% | 0% | 0%
Dishwasher5 | Dishwasher | ResDishwasher-7P_v4 | Saving, cost, and EUL from 7th Plan workbook Res-Dishwasher-7P_v4 | NR | Manufactured | Electric | Manufactured Energy Star Dishwasher - Electric DHW | 0.6875% | 0% | 9.9% | 0% | 0% | 0% | 0% | 99% | 99% | 99% | 99% | 99% | 90% | 90% | 90% | 90% | 90% | 2021 Plan Res Master File | 2021 Plan Res Master File | 2021 Plan Res Master File | 2021 Plan Res Master File | 2021 Plan Res Master File | 2021 Plan Res Master File | Dishwasher - New | 0% | 9.9% | 0% | 0% | 0% | 0% | 0% | 100% | 0% | 0% | 0% | 0%
Dishwasher6 | Dishwasher | ResDishwasher-7P_v4 | Saving, cost, and EUL from 7th Plan workbook Res-Dishwasher-7P_v4 | NR | Manufactured | Electric | Manufactured CEE Tier 1 Dishwasher - Electric DHW | 0.6875% | 0% | 9.9% | 0% | 0% | 0% | 0% | 99% | 99% | 99% | 99% | 99% | 90% | 90% | 90% | 90% | 90% | 2021 Plan Res Master File | 2021 Plan Res Master File | 2021 Plan Res Master File | 2021 Plan Res Master File | 2021 Plan Res Master File | 2021 Plan Res Master File | Dishwasher - New | 0% | 9.9% | 0% | 0% | 0% | 0% | 0% | 100% | 0% | 0% | 0% | 0%
Dishwasher7 | Dishwasher | ResDishwasher-7P_v4 | Saving, cost, and EUL from 7th Plan workbook Res-Dishwasher-7P_v4 | NR | Single Family | Gas | Single Family Energy Star Dishwasher - Gas DHW | 9.11% | 9.9% | 0% | 0% | 0% | 0% | 0% | 99% | 99% | 99% | 99% | 99% | 90% | 90% | 90% | 90% | 90% | 2021 Plan Res Master File | 2021 Plan Res Master File | 2021 Plan Res Master File | 2021 Plan Res Master File | 2021 Plan Res Master File | 2021 Plan Res Master File | Dishwasher - New | 9.9% | 0% | 0% | 0% | 0% | 0% | 100% | 0% | 0% | 0% | 0% | 0%
Dishwasher8 | Dishwasher | ResDishwasher-7P_v4 | Saving, cost, and EUL from 7th Plan workbook Res-Dishwasher-7P_v4 | NR | Single Family | Gas | Single Family CEE Tier 1 Dishwasher - Gas DHW | 9.11% | 9.9% | 0% | 0% | 0% | 0% | 0% | 99% | 99% | 99% | 99% | 99% | 90% | 90% | 90% | 90% | 90% | 2021 Plan Res Master File | 2021 Plan Res Master File | 2021 Plan Res Master File | 2021 Plan Res Master File | 2021 Plan Res Master File | 2021 Plan Res Master File | Dishwasher - New | 9.9% | 0% | 0% | 0% | 0% | 0% | 100% | 0% | 0% | 0% | 0% | 0%
Dishwasher9 | Dishwasher | ResDishwasher-7P_v4 | Saving, cost, and EUL from 7th Plan workbook Res-Dishwasher-7P_v4 | NR | Multifamily | Gas | Multifamily - Energy Star Dishwasher - Gas DHW | 0.7619% | 0% | 0% | 9.9% | 0% | 0% | 0% | 99% | 99% | 99% | 99% | 99% | 90% | 90% | 90% | 90% | 90% | 2021 Plan Res Master File | 2021 Plan Res Master File | 2021 Plan Res Master File | 2021 Plan Res Master File | 2021 Plan Res Master File | 2021 Plan Res Master File | Dishwasher - New | 0% | 0% | 9.9% | 0% | 0% | 0% | 0% | 0% | 100% | 0% | 0% | 0%
Dishwasher10 | Dishwasher | ResDishwasher-7P_v4 | Saving, cost, and EUL from 7th Plan workbook Res-Dishwasher-7P_v4 | NR | Multifamily | Gas | Multifamily - CEE Tier 1 Dishwasher - Gas DHW | 0.7619% | 0% | 0% | 9.9% | 0% | 0% | 0% | 99% | 99% | 99% | 99% | 99% | 90% | 90% | 90% | 90% | 90% | 2021 Plan Res Master File | 2021 Plan Res Master File | 2021 Plan Res Master File | 2021 Plan Res Master File | 2021 Plan Res Master File | 2021 Plan Res Master File | Dishwasher - New | 0% | 0% | 9.9% | 0% | 0% | 0% | 0% | 0% | 100% | 0% | 0% | 0%
Dishwasher11 | Dishwasher | ResDishwasher-7P_v4 | Saving, cost, and EUL from 7th Plan workbook Res-Dishwasher-7P_v4 | NR | Manufactured | Gas | Manufactured Energy Star Dishwasher - Gas DHW | 0.02834% | 0% | 9.9% | 0% | 0% | 0% | 0% | 99% | 99% | 99% | 99% | 99% | 90% | 90% | 90% | 90% | 90% | 2021 Plan Res Master File | 2021 Plan Res Master File | 2021 Plan Res Master File | 2021 Plan Res Master File | 2021 Plan Res Master File | 2021 Plan Res Master File | Dishwasher - New | 0% | 9.9% | 0% | 0% | 0% | 0% | 0% | 100% | 0% | 0% | 0% | 0%
Dishwasher12 | Dishwasher | ResDishwasher-7P_v4 | Saving, cost, and EUL from 7th Plan workbook Res-Dishwasher-7P_v4 | NR | Manufactured | Gas | Manufactured CEE Tier 1 Dishwasher - Gas DHW | 0.02834% | 0% | 9.9% | 0% | 0% | 0% | 0% | 99% | 99% | 99% | 99% | 99% | 90% | 90% | 90% | 90% | 90% | 2021 Plan Res Master File | 2021 Plan Res Master File | 2021 Plan Res Master File | 2021 Plan Res Master File | 2021 Plan Res Master File | 2021 Plan Res Master File | Dishwasher - New | 0% | 9.9% | 0% | 0% | 0% | 0% | 0% | 100% | 0% | 0% | 0% | 0%
Duct Insulation | Duct Insulation | ResDuctInsulation_PSE | PSE Business Case: Insulation | Retro | Multifamily LI | Electric | LIW: Insulation - Duct - R0 to R11 - MF - TE | 0% | 0% | 0% | 0% | 0% | 0% | 70.67% | 75% | 75% | 75% | 75% | NA | NA | NA | 5.771% | NA | NA | Engineering judgement, feasibility based on space constraints. | Engineering judgement, feasibility based on space constraints. | Engineering judgement, feasibility based on space constraints. | Not applicable to this segment | Not applicable to this segment | RBSA Data | NA | 0% | 0% | 0% | 0% | 0% | 70.67% | 0% | 0% | 0% | 0% | 0% | 100%
Duct Insulation | Duct Insulation | ResDuctInsulation_PSE | PSE Business Case: Insulation | Retro | Multifamily LI | Gas | LIW: Insulation - Duct - R0 to R11 - MF - TG | 0% | 0% | 0% | 0% | 0% | 0% | 65.17% | 75% | 75% | 75% | 75% | NA | NA | NA | 13.1% | NA | NA | Engineering judgement, feasibility based on space constraints. | Engineering judgement, feasibility based on space constraints. | Engineering judgement, feasibility based on space constraints. | Not applicable to this segment | Not applicable to this segment | RBSA Data | NA | 0% | 0% | 0% | 0% | 0% | 65.17% | 0% | 0% | 0% | 0% | 0% | 100%
Duct Insulation | Duct Insulation | ResDuctInsulation_PSE | PSE Business Case: Insulation | Retro | Single Family LI | Electric | LIW: Insulation - Duct - R0 to R11 - SF - TE | 0% | 0% | 0% | 0% | 54.26% | 0% | 0% | 75% | 75% | 75% | 75% | NA | 27.65% | NA | NA | NA | NA | Engineering judgement, feasibility based on space constraints. | Engineering judgement, feasibility based on space constraints. | Engineering judgement, feasibility based on space constraints. | RBSA Data | Not applicable to this segment | Not applicable to this segment | NA | 0% | 0% | 0% | 54.26% | 0% | 0% | 0% | 0% | 0% | 100% | 0% | 0%
Duct Insulation | Duct Insulation | ResDuctInsulation_PSE | PSE Business Case: Insulation | Retro | Single Family LI | Gas | LIW: Insulation - Duct - R0 to R11 - SF - TG | 0% | 0% | 0% | 0% | 47.88% | 0% | 0% | 75% | 75% | 75% | 75% | NA | 36.16% | NA | NA | NA | NA | Engineering judgement, feasibility based on space constraints. | Engineering judgement, feasibility based on space constraints. | Engineering judgement, feasibility based on space constraints. | RBSA Data | Not applicable to this segment | Not applicable to this segment | NA | 0% | 0% | 0% | 47.88% | 0% | 0% | 0% | 0% | 0% | 100% | 0% | 0%
Central AC1 | Central AC | ResEfficientCentalAirConditioners_v1_0 | Based on RTF Workbook "ResEfficientCentalAirConditioners_v1_0" | NR | Single Family | Electric | High Efficiency Air Conditioners - SEER 15.0 / EER 12.0+ - Single Family - CZ1 | 65.7% | 99% | 0% | 0% | 0% | 0% | 0% | 99% | 99% | 99% | 99% | NA | 0% | 0% | 0% | 0% | 0% | 2021 Plan Res Master File | 2021 Plan Res Master File | Measure is 100% technically feasible; it is simply an equipment efficiency improvement | 2021 Plan Res Master File | 2021 Plan Res Master File | 2021 Plan Res Master File | CAC - NR | 99% | 0% | 0% | 0% | 0% | 0% | 100% | 0% | 0% | 0% | 0% | 0%
Central AC2 | Central AC | ResEfficientCentalAirConditioners_v1_0 | Based on RTF Workbook "ResEfficientCentalAirConditioners_v1_0" | NR | Single Family | Electric | High Efficiency Air Conditioners - SEER 16.0 / EER 12.0+ - Single Family - CZ1 | 65.7% | 99% | 0% | 0% | 0% | 0% | 0% | 99% | 99% | 99% | 99% | NA | 0% | 0% | 0% | 0% | 0% | 2021 Plan Res Master File | 2021 Plan Res Master File | Measure is 100% technically feasible; it is simply an equipment efficiency improvement | 2021 Plan Res Master File | 2021 Plan Res Master File | 2021 Plan Res Master File | CAC - NR | 99% | 0% | 0% | 0% | 0% | 0% | 100% | 0% | 0% | 0% | 0% | 0%
Central AC3 | Central AC | ResEfficientCentalAirConditioners_v1_0 | Based on RTF Workbook "ResEfficientCentalAirConditioners_v1_0" | NR | Single Family | Electric | High Efficiency Air Conditioners - SEER 17.0 / EER 13.0 - Single Family - CZ1 | 65.7% | 99% | 0% | 0% | 0% | 0% | 0% | 99% | 99% | 99% | 99% | NA | 0% | 0% | 0% | 0% | 0% | 2021 Plan Res Master File | 2021 Plan Res Master File | Measure is 100% technically feasible; it is simply an equipment efficiency improvement | 2021 Plan Res Master File | 2021 Plan Res Master File | 2021 Plan Res Master File | CAC - NR | 99% | 0% | 0% | 0% | 0% | 0% | 100% | 0% | 0% | 0% | 0% | 0%
Central AC4 | Central AC | ResEfficientCentalAirConditioners_v1_0 | Based on RTF Workbook "ResEfficientCentalAirConditioners_v1_0" | NR | Single Family | Electric | High Efficiency Air Conditioners - SEER 18.0 / EER 13.0 - Single Family - CZ1 | 65.7% | 99% | 0% | 0% | 0% | 0% | 0% | 99% | 99% | 99% | 99% | NA | 0% | 0% | 0% | 0% | 0% | 2021 Plan Res Master File | 2021 Plan Res Master File | Measure is 100% technically feasible; it is simply an equipment efficiency improvement | 2021 Plan Res Master File | 2021 Plan Res Master File | 2021 Plan Res Master File | CAC - NR | 99% | 0% | 0% | 0% | 0% | 0% | 100% | 0% | 0% | 0% | 0% | 0%
Central AC1 | Central AC | ResEfficientCentalAirConditioners_v1_0 | Based on RTF Workbook "ResEfficientCentalAirConditioners_v1_0" | NR | Manufactured | Electric | High Efficiency Air Conditioners - SEER 15.0 / EER 12.0+ - Manufactured - CZ1 | 6.875% | 0% | 99% | 0% | 0% | 0% | 0% | 99% | 99% | 99% | 99% | NA | 0% | 0% | 0% | 0% | 0% | 2021 Plan Res Master File | 2021 Plan Res Master File | Measure is 100% technically feasible; it is simply an equipment efficiency improvement | 2021 Plan Res Master File | 2021 Plan Res Master File | 2021 Plan Res Master File | CAC - NR | 0% | 99% | 0% | 0% | 0% | 0% | 0% | 100% | 0% | 0% | 0% | 0%
Central AC2 | Central AC | ResEfficientCentalAirConditioners_v1_0 | Based on RTF Workbook "ResEfficientCentalAirConditioners_v1_0" | NR | Manufactured | Electric | High Efficiency Air Conditioners - SEER 16.0 / EER 12.0+ - Manufactured - CZ1 | 6.875% | 0% | 99% | 0% | 0% | 0% | 0% | 99% | 99% | 99% | 99% | NA | 0% | 0% | 0% | 0% | 0% | 2021 Plan Res Master File | 2021 Plan Res Master File | Measure is 100% technically feasible; it is simply an equipment efficiency improvement | 2021 Plan Res Master File | 2021 Plan Res Master File | 2021 Plan Res Master File | CAC - NR | 0% | 99% | 0% | 0% | 0% | 0% | 0% | 100% | 0% | 0% | 0% | 0%
Central AC3 | Central AC | ResEfficientCentalAirConditioners_v1_0 | Based on RTF Workbook "ResEfficientCentalAirConditioners_v1_0" | NR | Manufactured | Electric | High Efficiency Air Conditioners - SEER 17.0 / EER 13.0 - Manufactured - CZ1 | 6.875% | 0% | 99% | 0% | 0% | 0% | 0% | 99% | 99% | 99% | 99% | NA | 0% | 0% | 0% | 0% | 0% | 2021 Plan Res Master File | 2021 Plan Res Master File | Measure is 100% technically feasible; it is simply an equipment efficiency improvement | 2021 Plan Res Master File | 2021 Plan Res Master File | 2021 Plan Res Master File | CAC - NR | 0% | 99% | 0% | 0% | 0% | 0% | 0% | 100% | 0% | 0% | 0% | 0%
Central AC4 | Central AC | ResEfficientCentalAirConditioners_v1_0 | Based on RTF Workbook "ResEfficientCentalAirConditioners_v1_0" | NR | Manufactured | Electric | High Efficiency Air Conditioners - SEER 18.0 / EER 13.0 - Manufactured - CZ1 | 6.875% | 0% | 99% | 0% | 0% | 0% | 0% | 99% | 99% | 99% | 99% | NA | 0% | 0% | 0% | 0% | 0% | 2021 Plan Res Master File | 2021 Plan Res Master File | Measure is 100% technically feasible; it is simply an equipment efficiency improvement | 2021 Plan Res Master File | 2021 Plan Res Master File | 2021 Plan Res Master File | CAC - NR | 0% | 99% | 0% | 0% | 0% | 0% | 0% | 100% | 0% | 0% | 0% | 0%
Outdoor Pool Pump1 | Pool Pump | ResEfficientPoolPumps_v2_1 | RTF workbook EfficientPoolPumps_v2_1 | NR | Single Family | Electric | Single-Family Res_Outdoor_Self-Priming_> 0 to ≤ 1 thp_SINGLE-SPEED to DUAL-SPEED | 53.18% | 80.14% | 0% | 0% | 0% | 0% | 0% | 100% | 100% | 100% | 100% | NA | 19.86% | NA | NA | NA | NA | Measure is 100% technically feasible; it is simply an equipment efficiency improvement | Measure is 100% technically feasible; it is simply an equipment efficiency improvement | Measure is 100% technically feasible; it is simply an equipment efficiency improvement | RTF workbook EfficientPoolPumpsV2.1, RTF Pool Pumps EUCs. Pump type, location, and HP range already accounted for in Res Per Units, so Applicability only accounts for Motor Speed Design | Not applicable to this segment | Not applicable to this segment | NA | 80.14% | 0% | 0% | 0% | 0% | 0% | 100% | 0% | 0% | 0% | 0% | 0%
Outdoor Pool Pump2 | Pool Pump | ResEfficientPoolPumps_v2_1 | RTF workbook EfficientPoolPumps_v2_1 | NR | Single Family | Electric | Single-Family Res_Outdoor_Self-Priming_> 1 to ≤ 2 thp_SINGLE-SPEED to DUAL-SPEED | 53.18% | 80.14% | 0% | 0% | 0% | 0% | 0% | 100% | 100% | 100% | 100% | NA | 19.86% | NA | NA | NA | NA | Measure is 100% technically feasible; it is simply an equipment efficiency improvement | Measure is 100% technically feasible; it is simply an equipment efficiency improvement | Measure is 100% technically feasible; it is simply an equipment efficiency improvement | RTF workbook EfficientPoolPumpsV2.1, RTF Pool Pumps EUCs. Pump type, location, and HP range already accounted for in Res Per Units, so Applicability only accounts for Motor Speed Design | Not applicable to this segment | Not applicable to this segment | NA | 80.14% | 0% | 0% | 0% | 0% | 0% | 100% | 0% | 0% | 0% | 0% | 0%
Outdoor Pool Pump3 | Pool Pump | ResEfficientPoolPumps_v2_1 | RTF workbook EfficientPoolPumps_v2_1 | NR | Single Family | Electric | Single-Family Res_Outdoor_Self-Priming_> 2 to ≤ 3 thp_SINGLE-SPEED to DUAL-SPEED | 53.18% | 80.14% | 0% | 0% | 0% | 0% | 0% | 100% | 100% | 100% | 100% | NA | 19.86% | NA | NA | NA | NA | Measure is 100% technically feasible; it is simply an equipment efficiency improvement | Measure is 100% technically feasible; it is simply an equipment efficiency improvement | Measure is 100% technically feasible; it is simply an equipment efficiency improvement | RTF workbook EfficientPoolPumpsV2.1, RTF Pool Pumps EUCs. Pump type, location, and HP range already accounted for in Res Per Units, so Applicability only accounts for Motor Speed Design | Not applicable to this segment | Not applicable to this segment | NA | 80.14% | 0% | 0% | 0% | 0% | 0% | 100% | 0% | 0% | 0% | 0% | 0%
Outdoor Pool Pump4 | Pool Pump | ResEfficientPoolPumps_v2_1 | RTF workbook EfficientPoolPumps_v2_1 | NR | Single Family | Electric | Single-Family Res_Outdoor_Self-Priming_> 3 to ≤ 4 thp_SINGLE-SPEED to DUAL-SPEED | 53.18% | 80.14% | 0% | 0% | 0% | 0% | 0% | 100% | 100% | 100% | 100% | NA | 19.86% | NA | NA | NA | NA | Measure is 100% technically feasible; it is simply an equipment efficiency improvement | Measure is 100% technically feasible; it is simply an equipment efficiency improvement | Measure is 100% technically feasible; it is simply an equipment efficiency improvement | RTF workbook EfficientPoolPumpsV2.1, RTF Pool Pumps EUCs. Pump type, location, and HP range already accounted for in Res Per Units, so Applicability only accounts for Motor Speed Design | Not applicable to this segment | Not applicable to this segment | NA | 80.14% | 0% | 0% | 0% | 0% | 0% | 100% | 0% | 0% | 0% | 0% | 0%
Outdoor Pool Pump5 | Pool Pump | ResEfficientPoolPumps_v2_1 | RTF workbook EfficientPoolPumps_v2_1 | NR | Single Family | Electric | Single-Family Res_Outdoor_Self-Priming_> 0 to ≤ 1 thp_DUAL-SPEED to VARIABLE-SPEED | 56.03% | 84.43% | 0% | 0% | 0% | 0% | 0% | 100% | 100% | 100% | 100% | NA | 15.57% | NA | NA | NA | NA | Measure is 100% technically feasible; it is simply an equipment efficiency improvement | Measure is 100% technically feasible; it is simply an equipment efficiency improvement | Measure is 100% technically feasible; it is simply an equipment efficiency improvement | RTF workbook EfficientPoolPumpsV2.1, RTF Pool Pumps EUCs. Pump type, location, and HP range already accounted for in Res Per Units, so Applicability only accounts for Motor Speed Design | Not applicable to this segment | Not applicable to this segment | NA | 84.43% | 0% | 0% | 0% | 0% | 0% | 100% | 0% | 0% | 0% | 0% | 0%
Outdoor Pool Pump6 | Pool Pump | ResEfficientPoolPumps_v2_1 | RTF workbook EfficientPoolPumps_v2_1 | NR | Single Family | Electric | Single-Family Res_Outdoor_Self-Priming_> 1 to ≤ 2 thp_DUAL-SPEED to VARIABLE-SPEED | 56.03% | 84.43% | 0% | 0% | 0% | 0% | 0% | 100% | 100% | 100% | 100% | NA | 15.57% | NA | NA | NA | NA | Measure is 100% technically feasible; it is simply an equipment efficiency improvement | Measure is 100% technically feasible; it is simply an equipment efficiency improvement | Measure is 100% technically feasible; it is simply an equipment efficiency improvement | RTF workbook EfficientPoolPumpsV2.1, RTF Pool Pumps EUCs. Pump type, location, and HP range already accounted for in Res Per Units, so Applicability only accounts for Motor Speed Design | Not applicable to this segment | Not applicable to this segment | NA | 84.43% | 0% | 0% | 0% | 0% | 0% | 100% | 0% | 0% | 0% | 0% | 0%
Outdoor Pool Pump7 | Pool Pump | ResEfficientPoolPumps_v2_1 | RTF workbook EfficientPoolPumps_v2_1 | NR | Single Family | Electric | Single-Family Res_Outdoor_Self-Priming_> 2 to ≤ 3 thp_DUAL-SPEED to VARIABLE-SPEED | 56.03% | 84.43% | 0% | 0% | 0% | 0% | 0% | 100% | 100% | 100% | 100% | NA | 15.57% | NA | NA | NA | NA | Measure is 100% technically feasible; it is simply an equipment efficiency improvement | Measure is 100% technically feasible; it is simply an equipment efficiency improvement | Measure is 100% technically feasible; it is simply an equipment efficiency improvement | RTF workbook EfficientPoolPumpsV2.1, RTF Pool Pumps EUCs. Pump type, location, and HP range already accounted for in Res Per Units, so Applicability only accounts for Motor Speed Design | Not applicable to this segment | Not applicable to this segment | NA | 84.43% | 0% | 0% | 0% | 0% | 0% | 100% | 0% | 0% | 0% | 0% | 0%
Outdoor Pool Pump8 | Pool Pump | ResEfficientPoolPumps_v2_1 | RTF workbook EfficientPoolPumps_v2_1 | NR | Single Family | Electric | Single-Family Res_Outdoor_Self-Priming_> 3 to ≤ 4 thp_DUAL-SPEED to VARIABLE-SPEED | 56.03% | 84.43% | 0% | 0% | 0% | 0% | 0% | 100% | 100% | 100% | 100% | NA | 15.57% | NA | NA | NA | NA | Measure is 100% technically feasible; it is simply an equipment efficiency improvement | Measure is 100% technically feasible; it is simply an equipment efficiency improvement | Measure is 100% technically feasible; it is simply an equipment efficiency improvement | RTF workbook EfficientPoolPumpsV2.1, RTF Pool Pumps EUCs. Pump type, location, and HP range already accounted for in Res Per Units, so Applicability only accounts for Motor Speed Design | Not applicable to this segment | Not applicable to this segment | NA | 84.43% | 0% | 0% | 0% | 0% | 0% | 100% | 0% | 0% | 0% | 0% | 0%
Indoor Pool Pump1 | Pool Pump | ResEfficientPoolPumps_v2_1 | RTF workbook EfficientPoolPumps_v2_1 | NR | Single Family | Electric | Single-Family Res_Indoor_Self-Priming_> 0 to ≤ 1 thp_SINGLE-SPEED to DUAL-SPEED | 53.18% | 80.14% | 0% | 0% | 0% | 0% | 0% | 100% | 100% | 100% | 100% | NA | 19.86% | NA | NA | NA | NA | Measure is 100% technically feasible; it is simply an equipment efficiency improvement | Measure is 100% technically feasible; it is simply an equipment efficiency improvement | Measure is 100% technically feasible; it is simply an equipment efficiency improvement | RTF workbook EfficientPoolPumpsV2.1, RTF Pool Pumps EUCs. Pump type, location, and HP range already accounted for in Res Per Units, so Applicability only accounts for Motor Speed Design | Not applicable to this segment | Not applicable to this segment | NA | 80.14% | 0% | 0% | 0% | 0% | 0% | 100% | 0% | 0% | 0% | 0% | 0%
Indoor Pool Pump2 | Pool Pump | ResEfficientPoolPumps_v2_1 | RTF workbook EfficientPoolPumps_v2_1 | NR | Single Family | Electric | Single-Family Res_Indoor_Self-Priming_> 1 to ≤ 2 thp_SINGLE-SPEED to DUAL-SPEED | 53.18% | 80.14% | 0% | 0% | 0% | 0% | 0% | 100% | 100% | 100% | 100% | NA | 19.86% | NA | NA | NA | NA | Measure is 100% technically feasible; it is simply an equipment efficiency improvement | Measure is 100% technically feasible; it is simply an equipment efficiency improvement | Measure is 100% technically feasible; it is simply an equipment efficiency improvement | RTF workbook EfficientPoolPumpsV2.1, RTF Pool Pumps EUCs. Pump type, location, and HP range already accounted for in Res Per Units, so Applicability only accounts for Motor Speed Design | Not applicable to this segment | Not applicable to this segment | NA | 80.14% | 0% | 0% | 0% | 0% | 0% | 100% | 0% | 0% | 0% | 0% | 0%
Indoor Pool Pump3 | Pool Pump | ResEfficientPoolPumps_v2_1 | RTF workbook EfficientPoolPumps_v2_1 | NR | Single Family | Electric | Single-Family Res_Indoor_Self-Priming_> 2 to ≤ 3 thp_SINGLE-SPEED to DUAL-SPEED | 53.18% | 80.14% | 0% | 0% | 0% | 0% | 0% | 100% | 100% | 100% | 100% | NA | 19.86% | NA | NA | NA | NA | Measure is 100% technically feasible; it is simply an equipment efficiency improvement | Measure is 100% technically feasible; it is simply an equipment efficiency improvement | Measure is 100% technically feasible; it is simply an equipment efficiency improvement | RTF workbook EfficientPoolPumpsV2.1, RTF Pool Pumps EUCs. Pump type, location, and HP range already accounted for in Res Per Units, so Applicability only accounts for Motor Speed Design | Not applicable to this segment | Not applicable to this segment | NA | 80.14% | 0% | 0% | 0% | 0% | 0% | 100% | 0% | 0% | 0% | 0% | 0%
Indoor Pool Pump4 | Pool Pump | ResEfficientPoolPumps_v2_1 | RTF workbook EfficientPoolPumps_v2_1 | NR | Single Family | Electric | Single-Family Res_Indoor_Self-Priming_> 3 to ≤ 4 thp_SINGLE-SPEED to DUAL-SPEED | 53.18% | 80.14% | 0% | 0% | 0% | 0% | 0% | 100% | 100% | 100% | 100% | NA | 19.86% | NA | NA | NA | NA | Measure is 100% technically feasible; it is simply an equipment efficiency improvement | Measure is 100% technically feasible; it is simply an equipment efficiency improvement | Measure is 100% technically feasible; it is simply an equipment efficiency improvement | RTF workbook EfficientPoolPumpsV2.1, RTF Pool Pumps EUCs. Pump type, location, and HP range already accounted for in Res Per Units, so Applicability only accounts for Motor Speed Design | Not applicable to this segment | Not applicable to this segment | NA | 80.14% | 0% | 0% | 0% | 0% | 0% | 100% | 0% | 0% | 0% | 0% | 0%
Indoor Pool Pump5 | Pool Pump | ResEfficientPoolPumps_v2_1 | RTF workbook EfficientPoolPumps_v2_1 | NR | Single Family | Electric | Single-Family Res_Indoor_Self-Priming_> 0 to ≤ 1 thp_DUAL-SPEED to VARIABLE-SPEED | 56.03% | 84.43% | 0% | 0% | 0% | 0% | 0% | 100% | 100% | 100% | 100% | NA | 15.57% | NA | NA | NA | NA | Measure is 100% technically feasible; it is simply an equipment efficiency improvement | Measure is 100% technically feasible; it is simply an equipment efficiency improvement | Measure is 100% technically feasible; it is simply an equipment efficiency improvement | RTF workbook EfficientPoolPumpsV2.1, RTF Pool Pumps EUCs. Pump type, location, and HP range already accounted for in Res Per Units, so Applicability only accounts for Motor Speed Design | Not applicable to this segment | Not applicable to this segment | NA | 84.43% | 0% | 0% | 0% | 0% | 0% | 100% | 0% | 0% | 0% | 0% | 0%
Indoor Pool Pump6 | Pool Pump | ResEfficientPoolPumps_v2_1 | RTF workbook EfficientPoolPumps_v2_1 | NR | Single Family | Electric | Single-Family Res_Indoor_Self-Priming_> 1 to ≤ 2 thp_DUAL-SPEED to VARIABLE-SPEED | 56.03% | 84.43% | 0% | 0% | 0% | 0% | 0% | 100% | 100% | 100% | 100% | NA | 15.57% | NA | NA | NA | NA | Measure is 100% technically feasible; it is simply an equipment efficiency improvement | Measure is 100% technically feasible; it is simply an equipment efficiency improvement | Measure is 100% technically feasible; it is simply an equipment efficiency improvement | RTF workbook EfficientPoolPumpsV2.1, RTF Pool Pumps EUCs. Pump type, location, and HP range already accounted for in Res Per Units, so Applicability only accounts for Motor Speed Design | Not applicable to this segment | Not applicable to this segment | NA | 84.43% | 0% | 0% | 0% | 0% | 0% | 100% | 0% | 0% | 0% | 0% | 0%
Indoor Pool Pump7 | Pool Pump | ResEfficientPoolPumps_v2_1 | RTF workbook EfficientPoolPumps_v2_1 | NR | Single Family | Electric | Single-Family Res_Indoor_Self-Priming_> 2 to ≤ 3 thp_DUAL-SPEED to VARIABLE-SPEED | 56.03% | 84.43% | 0% | 0% | 0% | 0% | 0% | 100% | 100% | 100% | 100% | NA | 15.57% | NA | NA | NA | NA | Measure is 100% technically feasible; it is simply an equipment efficiency improvement | Measure is 100% technically feasible; it is simply an equipment efficiency improvement | Measure is 100% technically feasible; it is simply an equipment efficiency improvement | RTF workbook EfficientPoolPumpsV2.1, RTF Pool Pumps EUCs. Pump type, location, and HP range already accounted for in Res Per Units, so Applicability only accounts for Motor Speed Design | Not applicable to this segment | Not applicable to this segment | NA | 84.43% | 0% | 0% | 0% | 0% | 0% | 100% | 0% | 0% | 0% | 0% | 0%
Indoor Pool Pump8 | Pool Pump | ResEfficientPoolPumps_v2_1 | RTF workbook EfficientPoolPumps_v2_1 | NR | Single Family | Electric | Single-Family Res_Indoor_Self-Priming_> 3 to ≤ 4 thp_DUAL-SPEED to VARIABLE-SPEED | 56.03% | 84.43% | 0% | 0% | 0% | 0% | 0% | 100% | 100% | 100% | 100% | NA | 15.57% | NA | NA | NA | NA | Measure is 100% technically feasible; it is simply an equipment efficiency improvement | Measure is 100% technically feasible; it is simply an equipment efficiency improvement | Measure is 100% technically feasible; it is simply an equipment efficiency improvement | RTF workbook EfficientPoolPumpsV2.1, RTF Pool Pumps EUCs. Pump type, location, and HP range already accounted for in Res Per Units, so Applicability only accounts for Motor Speed Design | Not applicable to this segment | Not applicable to this segment | NA | 84.43% | 0% | 0% | 0% | 0% | 0% | 100% | 0% | 0% | 0% | 0% | 0%
Outdoor Pool Pump9 | Pool Pump | ResEfficientPoolPumps_v2_1 | RTF workbook EfficientPoolPumps_v2_1 | NR | Single Family | Electric | Single-Family Res_Outdoor_Non-Self-Priming_> 0 to ≤ 0.5 thp_Current Practice to Any ENERGY STAR | 66.36% | 100% | 0% | 0% | 0% | 0% | 0% | 100% | 100% | 100% | 100% | NA | 0% | NA | NA | NA | NA | Measure is 100% technically feasible; it is simply an equipment efficiency improvement | Measure is 100% technically feasible; it is simply an equipment efficiency improvement | Measure is 100% technically feasible; it is simply an equipment efficiency improvement | Assuming RTF workbook only has information on Non-ESTAR Pool Pumps, so applicability is 0%. RTF workbook EfficientPoolPumpsV2.1, RTF Pool Pumps EUCs. Pump type, location, and HP range already accounted for in Res Per Units, so Applicability only accounts for Motor Speed Design | Not applicable to this segment | Not applicable to this segment | NA | 100% | 0% | 0% | 0% | 0% | 0% | 100% | 0% | 0% | 0% | 0% | 0%
Outdoor Pool Pump10 | Pool Pump | ResEfficientPoolPumps_v2_1 | RTF workbook EfficientPoolPumps_v2_1 | NR | Single Family | Electric | Single-Family Res_Outdoor_Non-Self-Priming_> 0.5 to ≤ 1.5 thp_Current Practice to ENERGY STAR Dual-Speed | 66.36% | 100% | 0% | 0% | 0% | 0% | 0% | 100% | 100% | 100% | 100% | NA | 0% | NA | NA | NA | NA | Measure is 100% technically feasible; it is simply an equipment efficiency improvement | Measure is 100% technically feasible; it is simply an equipment efficiency improvement | Measure is 100% technically feasible; it is simply an equipment efficiency improvement | Assuming RTF workbook only has information on Non-ESTAR Pool Pumps, so applicability is 0%. RTF workbook EfficientPoolPumpsV2.1, RTF Pool Pumps EUCs. Pump type, location, and HP range already accounted for in Res Per Units, so Applicability only accounts for Motor Speed Design | Not applicable to this segment | Not applicable to this segment | NA | 100% | 0% | 0% | 0% | 0% | 0% | 100% | 0% | 0% | 0% | 0% | 0%
Outdoor Pool Pump11 | Pool Pump | ResEfficientPoolPumps_v2_1 | RTF workbook EfficientPoolPumps_v2_1 | NR | Single Family | Electric | Single-Family Res_Outdoor_Non-Self-Priming_> 0.5 to ≤ 1.5 thp_ENERGY STAR Dual-Speed to ENERGY STAR Variable-Speed | 66.36% | 100% | 0% | 0% | 0% | 0% | 0% | 100% | 100% | 100% | 100% | NA | 0% | NA | NA | NA | NA | Measure is 100% technically feasible; it is simply an equipment efficiency improvement | Measure is 100% technically feasible; it is simply an equipment efficiency improvement | Measure is 100% technically feasible; it is simply an equipment efficiency improvement | Assuming RTF workbook only has information on Non-ESTAR Pool Pumps, so applicability is 0%. RTF workbook EfficientPoolPumpsV2.1, RTF Pool Pumps EUCs. Pump type, location, and HP range already accounted for in Res Per Units, so Applicability only accounts for Motor Speed Design | Not applicable to this segment | Not applicable to this segment | NA | 100% | 0% | 0% | 0% | 0% | 0% | 100% | 0% | 0% | 0% | 0% | 0%
Outdoor Pool Pump12 | Pool Pump | ResEfficientPoolPumps_v2_1 | RTF workbook EfficientPoolPumps_v2_1 | NR | Single Family | Electric | Single-Family Res_Outdoor_Non-Self-Priming_> 1.5 to ≤ 2.5 thp_Current Practice to ENERGY STAR Dual-Speed | 66.36% | 100% | 0% | 0% | 0% | 0% | 0% | 100% | 100% | 100% | 100% | NA | 0% | NA | NA | NA | NA | Measure is 100% technically feasible; it is simply an equipment efficiency improvement | Measure is 100% technically feasible; it is simply an equipment efficiency improvement | Measure is 100% technically feasible; it is simply an equipment efficiency improvement | Assuming RTF workbook only has information on Non-ESTAR Pool Pumps, so applicability is 0%. RTF workbook EfficientPoolPumpsV2.1, RTF Pool Pumps EUCs. Pump type, location, and HP range already accounted for in Res Per Units, so Applicability only accounts for Motor Speed Design | Not applicable to this segment | Not applicable to this segment | NA | 100% | 0% | 0% | 0% | 0% | 0% | 100% | 0% | 0% | 0% | 0% | 0%
Outdoor Pool Pump13 | Pool Pump | ResEfficientPoolPumps_v2_1 | RTF workbook EfficientPoolPumps_v2_1 | NR | Single Family | Electric | Single-Family Res_Outdoor_Non-Self-Priming_> 1.5 to ≤ 2.5 thp_ENERGY STAR Dual-Speed to ENERGY STAR Variable-Speed | 66.36% | 100% | 0% | 0% | 0% | 0% | 0% | 100% | 100% | 100% | 100% | NA | 0% | NA | NA | NA | NA | Measure is 100% technically feasible; it is simply an equipment efficiency improvement | Measure is 100% technically feasible; it is simply an equipment efficiency improvement | Measure is 100% technically feasible; it is simply an equipment efficiency improvement | Assuming RTF workbook only has information on Non-ESTAR Pool Pumps, so applicability is 0%. RTF workbook EfficientPoolPumpsV2.1, RTF Pool Pumps EUCs. Pump type, location, and HP range already accounted for in Res Per Units, so Applicability only accounts for Motor Speed Design | Not applicable to this segment | Not applicable to this segment | NA | 100% | 0% | 0% | 0% | 0% | 0% | 100% | 0% | 0% | 0% | 0% | 0%
Outdoor Pool Pump14 | Pool Pump | ResEfficientPoolPumps_v2_1 | RTF workbook EfficientPoolPumps_v2_1 | NR | Single Family | Electric | Single-Family Res_Outdoor_Non-Self-Priming_> 2.5 to ≤ 3.5 thp_Current Practice to ENERGY STAR Dual-Speed | 66.36% | 100% | 0% | 0% | 0% | 0% | 0% | 100% | 100% | 100% | 100% | NA | 0% | NA | NA | NA | NA | Measure is 100% technically feasible; it is simply an equipment efficiency improvement | Measure is 100% technically feasible; it is simply an equipment efficiency improvement | Measure is 100% technically feasible; it is simply an equipment efficiency improvement | Assuming RTF workbook only has information on Non-ESTAR Pool Pumps, so applicability is 0%. RTF workbook EfficientPoolPumpsV2.1, RTF Pool Pumps EUCs. Pump type, location, and HP range already accounted for in Res Per Units, so Applicability only accounts for Motor Speed Design | Not applicable to this segment | Not applicable to this segment | NA | 100% | 0% | 0% | 0% | 0% | 0% | 100% | 0% | 0% | 0% | 0% | 0%
Outdoor Pool Pump15 | Pool Pump | ResEfficientPoolPumps_v2_1 | RTF workbook EfficientPoolPumps_v2_1 | NR | Single Family | Electric | Single-Family Res_Outdoor_Non-Self-Priming_> 2.5 to ≤ 3.5 thp_ENERGY STAR Dual-Speed to ENERGY STAR Variable-Speed | 66.36% | 100% | 0% | 0% | 0% | 0% | 0% | 100% | 100% | 100% | 100% | NA | 0% | NA | NA | NA | NA | Measure is 100% technically feasible; it is simply an equipment efficiency improvement | Measure is 100% technically feasible; it is simply an equipment efficiency improvement | Measure is 100% technically feasible; it is simply an equipment efficiency improvement | Assuming RTF workbook only has information on Non-ESTAR Pool Pumps, so applicability is 0%. RTF workbook EfficientPoolPumpsV2.1, RTF Pool Pumps EUCs. Pump type, location, and HP range already accounted for in Res Per Units, so Applicability only accounts for Motor Speed Design | Not applicable to this segment | Not applicable to this segment | NA | 100% | 0% | 0% | 0% | 0% | 0% | 100% | 0% | 0% | 0% | 0% | 0%
Indoor Pool Pump9 | Pool Pump | ResEfficientPoolPumps_v2_1 | RTF workbook EfficientPoolPumps_v2_1 | NR | Single Family | Electric | Single-Family Res_Indoor_Pressure Cleaner Booster_> 0 to ≤ 2 thp_Current Practice to ENERGY STAR Single-Speed | 66.36% | 100% | 0% | 0% | 0% | 0% | 0% | 100% | 100% | 100% | 100% | NA | 0% | NA | NA | NA | NA | Measure is 100% technically feasible; it is simply an equipment efficiency improvement | Measure is 100% technically feasible; it is simply an equipment efficiency improvement | Measure is 100% technically feasible; it is simply an equipment efficiency improvement | Assuming RTF workbook only has information on Non-ESTAR Pool Pumps, so applicability is 0%. RTF workbook EfficientPoolPumpsV2.1, RTF Pool Pumps EUCs. Pump type, location, and HP range already accounted for in Res Per Units, so Applicability only accounts for Motor Speed Design | Not applicable to this segment | Not applicable to this segment | NA | 100% | 0% | 0% | 0% | 0% | 0% | 100% | 0% | 0% | 0% | 0% | 0%
Indoor Pool Pump10 | Pool Pump | ResEfficientPoolPumps_v2_1 | RTF workbook EfficientPoolPumps_v2_1 | NR | Single Family | Electric | Single-Family Res_Indoor_Pressure Cleaner Booster_> 0 to ≤ 2 thp_ENERGY STAR Single-Speed to ENERGY STAR Variable-Speed | 66.36% | 100% | 0% | 0% | 0% | 0% | 0% | 100% | 100% | 100% | 100% | NA | 0% | NA | NA | NA | NA | Measure is 100% technically feasible; it is simply an equipment efficiency improvement | Measure is 100% technically feasible; it is simply an equipment efficiency improvement | Measure is 100% technically feasible; it is simply an equipment efficiency improvement | Assuming RTF workbook only has information on Non-ESTAR Pool Pumps, so applicability is 0%. RTF workbook EfficientPoolPumpsV2.1, RTF Pool Pumps EUCs. Pump type, location, and HP range already accounted for in Res Per Units, so Applicability only accounts for Motor Speed Design | Not applicable to this segment | Not applicable to this segment | NA | 100% | 0% | 0% | 0% | 0% | 0% | 100% | 0% | 0% | 0% | 0% | 0%
Outdoor Pool Pump16 | Pool Pump | ResEfficientPoolPumps_v2_1 | RTF workbook EfficientPoolPumps_v2_1 | NR | Single Family | Electric | Single-Family Res_Outdoor_Pressure Cleaner Booster_> 0 to ≤ 2 thp_Current Practice to ENERGY STAR Single-Speed | 66.36% | 100% | 0% | 0% | 0% | 0% | 0% | 100% | 100% | 100% | 100% | NA | 0% | NA | NA | NA | NA | Measure is 100% technically feasible; it is simply an equipment efficiency improvement | Measure is 100% technically feasible; it is simply an equipment efficiency improvement | Measure is 100% technically feasible; it is simply an equipment efficiency improvement | Assuming RTF workbook only has information on Non-ESTAR Pool Pumps, so applicability is 0%. RTF workbook EfficientPoolPumpsV2.1, RTF Pool Pumps EUCs. Pump type, location, and HP range already accounted for in Res Per Units, so Applicability only accounts for Motor Speed Design | Not applicable to this segment | Not applicable to this segment | NA | 100% | 0% | 0% | 0% | 0% | 0% | 100% | 0% | 0% | 0% | 0% | 0%
Outdoor Pool Pump17 | Pool Pump | ResEfficientPoolPumps_v2_1 | RTF workbook EfficientPoolPumps_v2_1 | NR | Single Family | Electric | Single-Family Res_Outdoor_Pressure Cleaner Booster_> 0 to ≤ 2 thp_ENERGY STAR Single-Speed to ENERGY STAR Variable-Speed | 66.36% | 100% | 0% | 0% | 0% | 0% | 0% | 100% | 100% | 100% | 100% | NA | 0% | NA | NA | NA | NA | Measure is 100% technically feasible; it is simply an equipment efficiency improvement | Measure is 100% technically feasible; it is simply an equipment efficiency improvement | Measure is 100% technically feasible; it is simply an equipment efficiency improvement | Assuming RTF workbook only has information on Non-ESTAR Pool Pumps, so applicability is 0%. RTF workbook EfficientPoolPumpsV2.1, RTF Pool Pumps EUCs. Pump type, location, and HP range already accounted for in Res Per Units, so Applicability only accounts for Motor Speed Design | Not applicable to this segment | Not applicable to this segment | NA | 100% | 0% | 0% | 0% | 0% | 0% | 100% | 0% | 0% | 0% | 0% | 0%
Freezers - Upright1 | Freezers | ResFreezers_v5_1 | RTF Workbook "ResRefrigeratorsAndFreezers_v5_1" | NR | All Residential | Electric | Standard Size Freezer - Upright - ENERGY STAR | 99.86% | 99% | 99% | 99% | 0% | 0% | 0% | 99% | 99% | 99% | 99% | 99% | 0% | 0% | 0% | 0% | 0% | 2021 Plan Res Master File | 2021 Plan Res Master File | 2021 Plan Res Master File | 2021 Plan Res Master File | 2021 Plan Res Master File | 2021 Plan Res Master File | Freezer - New | 99% | 99% | 99% | 0% | 0% | 0% | 100% | 100% | 100% | 0% | 0% | 0%
Freezers - Chest1 | Freezers | ResFreezers_v5_1 | RTF Workbook "ResRefrigeratorsAndFreezers_v5_1" | NR | All Residential | Electric | Standard Size Freezer - Chest - ENERGY STAR | 99.86% | 99% | 99% | 99% | 0% | 0% | 0% | 99% | 99% | 99% | 99% | 99% | 0% | 0% | 0% | 0% | 0% | 2021 Plan Res Master File | 2021 Plan Res Master File | 2021 Plan Res Master File | 2021 Plan Res Master File | 2021 Plan Res Master File | 2021 Plan Res Master File | Freezer - New | 99% | 99% | 99% | 0% | 0% | 0% | 100% | 100% | 100% | 0% | 0% | 0%
Freezers - Compact1 | Freezers | ResFreezers_v5_1 | RTF Workbook "ResRefrigeratorsAndFreezers_v5_1" | NR | All Residential | Electric | Compact Standard Size Freezer - ENERGY STAR | 99.86% | 99% | 99% | 99% | 0% | 0% | 0% | 99% | 99% | 99% | 99% | 99% | 0% | 0% | 0% | 0% | 0% | 2021 Plan Res Master File | 2021 Plan Res Master File | 2021 Plan Res Master File | 2021 Plan Res Master File | 2021 Plan Res Master File | 2021 Plan Res Master File | Freezer - New | 99% | 99% | 99% | 0% | 0% | 0% | 100% | 100% | 100% | 0% | 0% | 0%
Freezers - Upright2 | Freezers | ResFreezers_v5_1 | RTF Workbook "ResRefrigeratorsAndFreezers_v5_1" | NR | All Residential | Electric | Standard Size Freezer - Upright - ESME | 99.86% | 99% | 99% | 99% | 0% | 0% | 0% | 99% | 99% | 99% | 99% | 99% | 0% | 0% | 0% | 0% | 0% | 2021 Plan Res Master File | 2021 Plan Res Master File | 2021 Plan Res Master File | 2021 Plan Res Master File | 2021 Plan Res Master File | 2021 Plan Res Master File | Freezer - New | 99% | 99% | 99% | 0% | 0% | 0% | 100% | 100% | 100% | 0% | 0% | 0%
Freezers - Chest2 | Freezers | ResFreezers_v5_1 | RTF Workbook "ResRefrigeratorsAndFreezers_v5_1" | NR | All Residential | Electric | Standard Size Freezer - Chest - ESME | 99.86% | 99% | 99% | 99% | 0% | 0% | 0% | 99% | 99% | 99% | 99% | 99% | 0% | 0% | 0% | 0% | 0% | 2021 Plan Res Master File | 2021 Plan Res Master File | 2021 Plan Res Master File | 2021 Plan Res Master File | 2021 Plan Res Master File | 2021 Plan Res Master File | Freezer - New | 99% | 99% | 99% | 0% | 0% | 0% | 100% | 100% | 100% | 0% | 0% | 0%
Freezers - Compact2 | Freezers | ResFreezers_v5_1 | RTF Workbook "ResRefrigeratorsAndFreezers_v5_1" | NR | All Residential | Electric | Compact Standard Size Freezer - ESME | 99.86% | 99% | 99% | 99% | 0% | 0% | 0% | 99% | 99% | 99% | 99% | 99% | 0% | 0% | 0% | 0% | 0% | 2021 Plan Res Master File | 2021 Plan Res Master File | 2021 Plan Res Master File | 2021 Plan Res Master File | 2021 Plan Res Master File | 2021 Plan Res Master File | Freezer - New | 99% | 99% | 99% | 0% | 0% | 0% | 100% | 100% | 100% | 0% | 0% | 0%
Freezer Decommissioning | Freezer Decommissioning | ResFridgeFreezeDecommissioning_PSE | PSE Business Case: Freezer | Retro | All Residential | Electric | Freezer - Decommissioned - 1992 or Older - Res | 23.51% | 35.43% | 0% | 0% | 0% | 0% | 0% | 100% | 100% | 100% | 100% | NA | 64.57% | 100% | 100% | NA | NA | Measure is 100% technically feasible | Measure is 100% technically feasible | Measure is 100% technically feasible | RBSA Data | RBSA Data | RBSA Data | NA | 35.43% | 0% | 0% | 0% | 0% | 0% | 100% | 0% | 0% | 0% | 0% | 0%
Refrigerator Decommissioning | Refrigerator Decommissioning | ResFridgeFreezeDecommissioning_PSE | PSE Business Case: Refrigerator | Retro | All Residential | Electric | Refrigerator - Decommissioned - 1992 or Older - Res | 4.188% | 2.422% | 16.17% | 5.288% | 0% | 0% | 0% | 100% | 100% | 100% | 100% | NA | 97.58% | 83.83% | 94.71% | NA | NA | Measure is 100% technically feasible | Measure is 100% technically feasible | Measure is 100% technically feasible | RBSA Data | RBSA Data | RBSA Data | NA | 2.422% | 16.17% | 5.288% | 0% | 0% | 0% | 100% | 100% | 100% | 0% | 0% | 0%
Furnace | Furnace | ResFurnaces_PSE | PSE Business Case "QC_APPROVED_Measure Case_Furnace_2020" | NR | Multifamily LI | Gas | LIW: Furnace - Replacement - Gas - 95pc - MF - TG | 0% | 0% | 0% | 0% | 0% | 0% | 100% | 100% | 100% | 100% | 100% | NA | NA | NA | 0% | NA | NA | Measure is 100% technically feasible | Measure is 100% technically feasible | Measure is 100% technically feasible | Not applicable to this segment | Not applicable to this segment | RBSA Data | NA | 0% | 0% | 0% | 0% | 0% | 100% | 0% | 0% | 0% | 0% | 0% | 100%
Furnace | Furnace | ResFurnaces_PSE | PSE Business Case "QC_APPROVED_Measure Case_Furnace_2020" | NR | Single Family LI | Gas | LIW: Furnace - Replacement - Gas - 95pc - SF - TG | 0% | 0% | 0% | 0% | 76.75% | 0% | 0% | 100% | 100% | 100% | 100% | NA | 23.25% | NA | NA | NA | NA | Measure is 100% technically feasible | Measure is 100% technically feasible | Measure is 100% technically feasible | RBSA Data | Not applicable to this segment | Not applicable to this segment | NA | 0% | 0% | 0% | 76.75% | 0% | 0% | 0% | 0% | 0% | 100% | 0% | 0%
Furnace | Furnace | ResFurnaces_PSE | PSE Business Case "QC_APPROVED_Measure Case_Furnace_2020" | NR | All Residential | Gas | Furnace - 95pc - GH - Res | 69.44% | 76.75% | 23.54% | 100% | 0% | 0% | 0% | 100% | 100% | 100% | 100% | NA | 23.25% | 76.46% | 0% | NA | NA | Measure is 100% technically feasible | Measure is 100% technically feasible | Measure is 100% technically feasible | RBSA Data | RBSA Data | RBSA Data | NA | 76.75% | 23.54% | 100% | 0% | 0% | 0% | 100% | 100% | 100% | 0% | 0% | 0%
ASHP Upgrade to GSHP | GSHP | ResGSHP_v2_6 | RTF Workbook: ResGSHP_v2_6 | NR | Single Family | Electric | Ground Source Heat Pump Upgrade from Air Source Heat Pump - Without Desuperheater - Existing House less than 4000 square feet - Heating Zone 1 - Cooling Zone 1 | 1.991% | 3% | 0% | 0% | 0% | 0% | 0% | 12% | 0% | 0% | 0% | 0% | 0% | NA | NA | NA | NA | 2021 Plan Res Master File | 2021 Plan Res Master File | 2021 Plan Res Master File | 7th Plan Res Master File | Not applicable to this segment | Not applicable to this segment | GSHP - NR | 12% | 0% | 0% | 0% | 0% | 0% | 25% | 0% | 0% | 0% | 0% | 0%
ASHP Upgrade to GSHP | GSHP | ResGSHP_v2_6 | RTF Workbook: ResGSHP_v2_6 | NR | Single Family | Electric | Ground Source Heat Pump Upgrade from Air Source Heat Pump - Without Desuperheater - Existing House 4000 square feet or greater - Heating Zone 1 - Cooling Zone 1 | 1.991% | 3% | 0% | 0% | 0% | 0% | 0% | 12% | 0% | 0% | 0% | 0% | 0% | NA | NA | NA | NA | 2021 Plan Res Master File | 2021 Plan Res Master File | 2021 Plan Res Master File | 7th Plan Res Master File | Not applicable to this segment | Not applicable to this segment | GSHP - NR | 12% | 0% | 0% | 0% | 0% | 0% | 25% | 0% | 0% | 0% | 0% | 0%
ASHP Upgrade to GSHP | GSHP | ResGSHP_v2_6 | RTF Workbook: ResGSHP_v2_6 | NR | Single Family | Electric | Ground Source Heat Pump Upgrade from Air Source Heat Pump - With Desuperheater - Existing House less than 4000 square feet - Heating Zone 1 - Cooling Zone 1 | 1.991% | 3% | 0% | 0% | 0% | 0% | 0% | 12% | 0% | 0% | 0% | 0% | 0% | NA | NA | NA | NA | 2021 Plan Res Master File | 2021 Plan Res Master File | 2021 Plan Res Master File | 7th Plan Res Master File | Not applicable to this segment | Not applicable to this segment | GSHP - NR | 12% | 0% | 0% | 0% | 0% | 0% | 25% | 0% | 0% | 0% | 0% | 0%
ASHP Upgrade to GSHP | GSHP | ResGSHP_v2_6 | RTF Workbook: ResGSHP_v2_6 | NR | Single Family | Electric | Ground Source Heat Pump Upgrade from Air Source Heat Pump - With Desuperheater - Existing House 4000 square feet or greater - Heating Zone 1 - Cooling Zone 1 | 1.991% | 3% | 0% | 0% | 0% | 0% | 0% | 12% | 0% | 0% | 0% | 0% | 0% | NA | NA | NA | NA | 2021 Plan Res Master File | 2021 Plan Res Master File | 2021 Plan Res Master File | 7th Plan Res Master File | Not applicable to this segment | Not applicable to this segment | GSHP - NR | 12% | 0% | 0% | 0% | 0% | 0% | 25% | 0% | 0% | 0% | 0% | 0%
EFAF w CAC Conversion to GSHP | GSHP | ResGSHP_v2_6 | RTF Workbook: ResGSHP_v2_6 | NR | Single Family | Electric | Ground Source Heat Pump Conversion from FAF w/CAC - Without Desuperheater - Existing House less than 4000 square feet - Heating Zone 1 - Cooling Zone 1 | 1.991% | 3% | 0% | 0% | 0% | 0% | 0% | 12% | 0% | 0% | 0% | 0% | 0% | NA | NA | NA | NA | 2021 Plan Res Master File | 2021 Plan Res Master File | 2021 Plan Res Master File | 7th Plan Res Master File | Not applicable to this segment | Not applicable to this segment | GSHP - NR | 12% | 0% | 0% | 0% | 0% | 0% | 25% | 0% | 0% | 0% | 0% | 0%
EFAF w CAC Conversion to GSHP | GSHP | ResGSHP_v2_6 | RTF Workbook: ResGSHP_v2_6 | NR | Single Family | Electric | Ground Source Heat Pump Conversion from FAF w/CAC - Without Desuperheater - Existing House 4000 square feet or greater - Heating Zone 1 - Cooling Zone 1 | 1.991% | 3% | 0% | 0% | 0% | 0% | 0% | 12% | 0% | 0% | 0% | 0% | 0% | NA | NA | NA | NA | 2021 Plan Res Master File | 2021 Plan Res Master File | 2021 Plan Res Master File | 7th Plan Res Master File | Not applicable to this segment | Not applicable to this segment | GSHP - NR | 12% | 0% | 0% | 0% | 0% | 0% | 25% | 0% | 0% | 0% | 0% | 0%
EFAF w CAC Conversion to GSHP | GSHP | ResGSHP_v2_6 | RTF Workbook: ResGSHP_v2_6 | NR | Single Family | Electric | Ground Source Heat Pump Conversion from FAF w/CAC - With Desuperheater - Existing House less than 4000 square feet - Heating Zone 1 - Cooling Zone 1 | 1.991% | 3% | 0% | 0% | 0% | 0% | 0% | 12% | 0% | 0% | 0% | 0% | 0% | NA | NA | NA | NA | 2021 Plan Res Master File | 2021 Plan Res Master File | 2021 Plan Res Master File | 7th Plan Res Master File | Not applicable to this segment | Not applicable to this segment | GSHP - NR | 12% | 0% | 0% | 0% | 0% | 0% | 25% | 0% | 0% | 0% | 0% | 0%
EFAF w CAC Conversion to GSHP | GSHP | ResGSHP_v2_6 | RTF Workbook: ResGSHP_v2_6 | NR | Single Family | Electric | Ground Source Heat Pump Conversion from FAF w/CAC - With Desuperheater - Existing House 4000 square feet or greater - Heating Zone 1 - Cooling Zone 1 | 1.991% | 3% | 0% | 0% | 0% | 0% | 0% | 12% | 0% | 0% | 0% | 0% | 0% | NA | NA | NA | NA | 2021 Plan Res Master File | 2021 Plan Res Master File | 2021 Plan Res Master File | 7th Plan Res Master File | Not applicable to this segment | Not applicable to this segment | GSHP - NR | 12% | 0% | 0% | 0% | 0% | 0% | 25% | 0% | 0% | 0% | 0% | 0%
EFAF wo CAC Conversion to GSHP | GSHP | ResGSHP_v2_6 | RTF Workbook: ResGSHP_v2_6 | NR | Single Family | Electric | Ground Source Heat Pump Conversion from FAF w/o CAC - Without Desuperheater - Existing House less than 4000 square feet - Heating Zone 1 - Cooling Zone 1 | 1.991% | 3% | 0% | 0% | 0% | 0% | 0% | 12% | 0% | 0% | 0% | 0% | 0% | NA | NA | NA | NA | 2021 Plan Res Master File | 2021 Plan Res Master File | 2021 Plan Res Master File | 7th Plan Res Master File | Not applicable to this segment | Not applicable to this segment | GSHP - NR | 12% | 0% | 0% | 0% | 0% | 0% | 25% | 0% | 0% | 0% | 0% | 0%
EFAF wo CAC Conversion to GSHP | GSHP | ResGSHP_v2_6 | RTF Workbook: ResGSHP_v2_6 | NR | Single Family | Electric | Ground Source Heat Pump Conversion from FAF w/o CAC - Without Desuperheater - Existing House 4000 square feet or greater - Heating Zone 1 - Cooling Zone 1 | 1.991% | 3% | 0% | 0% | 0% | 0% | 0% | 12% | 0% | 0% | 0% | 0% | 0% | NA | NA | NA | NA | 2021 Plan Res Master File | 2021 Plan Res Master File | 2021 Plan Res Master File | 7th Plan Res Master File | Not applicable to this segment | Not applicable to this segment | GSHP - NR | 12% | 0% | 0% | 0% | 0% | 0% | 25% | 0% | 0% | 0% | 0% | 0%
EFAF wo CAC Conversion to GSHP | GSHP | ResGSHP_v2_6 | RTF Workbook: ResGSHP_v2_6 | NR | Single Family | Electric | Ground Source Heat Pump Conversion from FAF w/o CAC - With Desuperheater - Existing House less than 4000 square feet - Heating Zone 1 - Cooling Zone 1 | 1.991% | 3% | 0% | 0% | 0% | 0% | 0% | 12% | 0% | 0% | 0% | 0% | 0% | NA | NA | NA | NA | 2021 Plan Res Master File | 2021 Plan Res Master File | 2021 Plan Res Master File | 7th Plan Res Master File | Not applicable to this segment | Not applicable to this segment | GSHP - NR | 12% | 0% | 0% | 0% | 0% | 0% | 25% | 0% | 0% | 0% | 0% | 0%
EFAF wo CAC Conversion to GSHP | GSHP | ResGSHP_v2_6 | RTF Workbook: ResGSHP_v2_6 | NR | Single Family | Electric | Ground Source Heat Pump Conversion from FAF w/o CAC - With Desuperheater - Existing House 4000 square feet or greater - Heating Zone 1 - Cooling Zone 1 | 1.991% | 3% | 0% | 0% | 0% | 0% | 0% | 12% | 0% | 0% | 0% | 0% | 0% | NA | NA | NA | NA | 2021 Plan Res Master File | 2021 Plan Res Master File | 2021 Plan Res Master File | 7th Plan Res Master File | Not applicable to this segment | Not applicable to this segment | GSHP - NR | 12% | 0% | 0% | 0% | 0% | 0% | 25% | 0% | 0% | 0% | 0% | 0%
ASHP Upgrade to GSHP | GSHP | ResGSHP_v2_6 | RTF Workbook: ResGSHP_v2_6 | NR | Single Family | Gas | Ground Source Heat Pump Upgrade from Air Source Heat Pump - With Desuperheater - Existing House less than 4000 square feet - Heating Zone 1 - Cooling Zone 1 - Gas Water Heater | 5.521% | 6% | 0% | 0% | 0% | 0% | 0% | 12% | 0% | 0% | 0% | 0% | 0% | NA | NA | NA | NA | 2021 Plan Res Master File | 2021 Plan Res Master File | 2021 Plan Res Master File | 7th Plan Res Master File | Not applicable to this segment | Not applicable to this segment | GSHP - NR | 12% | 0% | 0% | 0% | 0% | 0% | 50% | 0% | 0% | 0% | 0% | 0%
ASHP Upgrade to GSHP | GSHP | ResGSHP_v2_6 | RTF Workbook: ResGSHP_v2_6 | NR | Single Family | Gas | Ground Source Heat Pump Upgrade from Air Source Heat Pump - With Desuperheater - Existing House 4000 square feet or greater - Heating Zone 1 - Cooling Zone 1 - Gas Water Heater | 5.521% | 6% | 0% | 0% | 0% | 0% | 0% | 12% | 0% | 0% | 0% | 0% | 0% | NA | NA | NA | NA | 2021 Plan Res Master File | 2021 Plan Res Master File | 2021 Plan Res Master File | 7th Plan Res Master File | Not applicable to this segment | Not applicable to this segment | GSHP - NR | 12% | 0% | 0% | 0% | 0% | 0% | 50% | 0% | 0% | 0% | 0% | 0%
EFAF w CAC Conversion to GSHP | GSHP | ResGSHP_v2_6 | RTF Workbook: ResGSHP_v2_6 | NR | Single Family | Gas | Ground Source Heat Pump Conversion from FAF w/CAC - With Desuperheater - Existing House less than 4000 square feet - Heating Zone 1 - Cooling Zone 1 - Gas Water Heater | 5.521% | 6% | 0% | 0% | 0% | 0% | 0% | 12% | 0% | 0% | 0% | 0% | 0% | NA | NA | NA | NA | 2021 Plan Res Master File | 2021 Plan Res Master File | 2021 Plan Res Master File | 7th Plan Res Master File | Not applicable to this segment | Not applicable to this segment | GSHP - NR | 12% | 0% | 0% | 0% | 0% | 0% | 50% | 0% | 0% | 0% | 0% | 0%
EFAF w CAC Conversion to GSHP | GSHP | ResGSHP_v2_6 | RTF Workbook: ResGSHP_v2_6 | NR | Single Family | Gas | Ground Source Heat Pump Conversion from FAF w/CAC - With Desuperheater - Existing House 4000 square feet or greater - Heating Zone 1 - Cooling Zone 1 - Gas Water Heater | 5.521% | 6% | 0% | 0% | 0% | 0% | 0% | 12% | 0% | 0% | 0% | 0% | 0% | NA | NA | NA | NA | 2021 Plan Res Master File | 2021 Plan Res Master File | 2021 Plan Res Master File | 7th Plan Res Master File | Not applicable to this segment | Not applicable to this segment | GSHP - NR | 12% | 0% | 0% | 0% | 0% | 0% | 50% | 0% | 0% | 0% | 0% | 0%
EFAF wo CAC Conversion to GSHP | GSHP | ResGSHP_v2_6 | RTF Workbook: ResGSHP_v2_6 | NR | Single Family | Gas | Ground Source Heat Pump Conversion from FAF w/o CAC - With Desuperheater - Existing House less than 4000 square feet - Heating Zone 1 - Cooling Zone 1 - Gas Water Heater | 5.521% | 6% | 0% | 0% | 0% | 0% | 0% | 12% | 0% | 0% | 0% | 0% | 0% | NA | NA | NA | NA | 2021 Plan Res Master File | 2021 Plan Res Master File | 2021 Plan Res Master File | 7th Plan Res Master File | Not applicable to this segment | Not applicable to this segment | GSHP - NR | 12% | 0% | 0% | 0% | 0% | 0% | 50% | 0% | 0% | 0% | 0% | 0%
EFAF wo CAC Conversion to GSHP | GSHP | ResGSHP_v2_6 | RTF Workbook: ResGSHP_v2_6 | NR | Single Family | Gas | Ground Source Heat Pump Conversion from FAF w/o CAC - With Desuperheater - Existing House 4000 square feet or greater - Heating Zone 1 - Cooling Zone 1 - Gas Water Heater | 5.521% | 6% | 0% | 0% | 0% | 0% | 0% | 12% | 0% | 0% | 0% | 0% | 0% | NA | NA | NA | NA | 2021 Plan Res Master File | 2021 Plan Res Master File | 2021 Plan Res Master File | 7th Plan Res Master File | Not applicable to this segment | Not applicable to this segment | GSHP - NR | 12% | 0% | 0% | 0% | 0% | 0% | 50% | 0% | 0% | 0% | 0% | 0%
Ductless Heat Pump | Ductless Heat Pump | ResHeatPump_PSE | PSE Business Case "QC APPROVED_Measure Case_Heat Pump_2020_use" | NR | Manufactured LI | Electric | LIW: Ductless Heat Pump - MH - TE | 0% | 0% | 0% | 0% | 0% | 99.8% | 0% | 100% | 100% | 100% | 100% | 100% | 0.2% | 0.2% | 0.2% | 0.2% | 0.2% | 2021 Plan Res Master File | 2021 Plan Res Master File | 2021 Plan Res Master File | 2021 Plan Res Master File | 2021 Plan Res Master File | 2021 Plan Res Master File | DHP - Retro | 0% | 0% | 0% | 0% | 99.8% | 0% | 0% | 0% | 0% | 0% | 100% | 0%
Ductless Heat Pump | Ductless Heat Pump | ResHeatPump_PSE | PSE Business Case "QC APPROVED_Measure Case_Heat Pump_2020_use" | NR | Single Family LI | Electric | LIW: Ductless Heat Pump - SF - TE | 0% | 0% | 0% | 0% | 99.8% | 0% | 0% | 100% | 100% | 100% | 100% | 100% | 0.2% | 0.2% | 0.2% | 0.2% | 0.2% | 2021 Plan Res Master File | 2021 Plan Res Master File | 2021 Plan Res Master File | 2021 Plan Res Master File | 2021 Plan Res Master File | 2021 Plan Res Master File | DHP - Retro | 0% | 0% | 0% | 99.8% | 0% | 0% | 0% | 0% | 0% | 100% | 0% | 0%
Ductless Heat Pump | Ductless Heat Pump | ResHeatPump_PSE | PSE Business Case "QC APPROVED_Measure Case_Heat Pump_2020_use" | NR | Multifamily LI | Electric | LIW: Ductless Heat Pump - MF - TE | 0% | 0% | 0% | 0% | 0% | 0% | 99.8% | 100% | 100% | 100% | 100% | 100% | 0.2% | 0.2% | 0.2% | 0.2% | 0.2% | 2021 Plan Res Master File | 2021 Plan Res Master File | 2021 Plan Res Master File | 2021 Plan Res Master File | 2021 Plan Res Master File | 2021 Plan Res Master File | DHP - Retro | 0% | 0% | 0% | 0% | 0% | 99.8% | 0% | 0% | 0% | 0% | 0% | 100%
Ductless Heat Pump - Upgrade from Zonal | Ductless Heat Pump | ResHeatPump_PSE | PSE Business Case "QC APPROVED_Measure Case_Heat Pump_2020_use" | NR | Manufactured | Electric | Heat Pump - Ductless - from Zonal - 9.0 or greater HSPF - HZ1CZ1 - MH | 6.93% | 0% | 99.8% | 0% | 0% | 0% | 0% | 100% | 100% | 100% | 100% | 100% | 0.2% | 0.2% | 0.2% | 0.2% | 0.2% | 2021 Plan Res Master File | 2021 Plan Res Master File | 2021 Plan Res Master File | 2021 Plan Res Master File | 2021 Plan Res Master File | 2021 Plan Res Master File | DHP - Retro | 0% | 99.8% | 0% | 0% | 0% | 0% | 0% | 100% | 0% | 0% | 0% | 0%
Ductless Heat Pump - Upgrade from Zonal | Ductless Heat Pump | ResHeatPump_PSE | PSE Business Case "QC APPROVED_Measure Case_Heat Pump_2020_use" | NR | Single Family | Electric | Heat Pump - Ductless - from Zonal - 9.0 or greater HSPF - HZ1CZ1 - SF or DX | 66.23% | 99.8% | 0% | 0% | 0% | 0% | 0% | 100% | 100% | 100% | 100% | 100% | 0.2% | 0.2% | 0.2% | 0.2% | 0.2% | 2021 Plan Res Master File | 2021 Plan Res Master File | 2021 Plan Res Master File | 2021 Plan Res Master File | 2021 Plan Res Master File | 2021 Plan Res Master File | DHP - Retro | 99.8% | 0% | 0% | 0% | 0% | 0% | 100% | 0% | 0% | 0% | 0% | 0%
Ductless Heat Pump - w EFAF | Ductless Heat Pump | ResHeatPump_PSE | PSE Business Case "QC APPROVED_Measure Case_Heat Pump_2020_use" | NR | Manufactured | Electric | Heat Pump - Ductless - with E FAF - HZ1 - MH | 6.93% | 0% | 99.8% | 0% | 0% | 0% | 0% | 100% | 100% | 100% | 100% | 100% | 0.2% | 0.2% | 0.2% | 0.2% | 0.2% | 2021 Plan Res Master File | 2021 Plan Res Master File | 2021 Plan Res Master File | 2021 Plan Res Master File | 2021 Plan Res Master File | 2021 Plan Res Master File | DHP - Retro | 0% | 99.8% | 0% | 0% | 0% | 0% | 0% | 100% | 0% | 0% | 0% | 0%
Ductless Heat Pump - w EFAF | Ductless Heat Pump | ResHeatPump_PSE | PSE Business Case "QC APPROVED_Measure Case_Heat Pump_2020_use" | NR | Single Family | Electric | Heat Pump - Ductless - with E FAF - HZ1 - SF or DX | 66.23% | 99.8% | 0% | 0% | 0% | 0% | 0% | 100% | 100% | 100% | 100% | 100% | 0.2% | 0.2% | 0.2% | 0.2% | 0.2% | 2021 Plan Res Master File | 2021 Plan Res Master File | 2021 Plan Res Master File | 2021 Plan Res Master File | 2021 Plan Res Master File | 2021 Plan Res Master File | DHP - Retro | 99.8% | 0% | 0% | 0% | 0% | 0% | 100% | 0% | 0% | 0% | 0% | 0%
EFAF wo CAC Conversion to ASHP | Heat Pump | ResHeatPump_PSE | PSE Business Case "QC APPROVED_Measure Case_Heat Pump_2020_use" | NR | Single Family | Electric | Heat Pump - from E FAF - SF or DX | 48.78% | 73.5% | 0% | 0% | 0% | 0% | 0% | 75% | 25% | 42.29% | 50% | 0% | 2% | 0% | 0% | 0% | 0% | 7th Plan Res Master File | 7th Plan Res Master File | 7th Plan Res Master File | 7th Plan Res Master File | 7th Plan Res Master File | 7th Plan Res Master File | ASHP - NR | 73.5% | 0% | 0% | 0% | 0% | 0% | 100% | 0% | 0% | 0% | 0% | 0%
Ductless Heat Pump - Upgrade from Zonal | Ductless Heat Pump | ResHeatPump_PSE | PSE Business Case "QC APPROVED_Measure Case_Heat Pump_2020_use" | NR | Multifamily | Electric | Heat Pump - Ductless - from Zonal - 9.0 or greater HSPF - HZ1CZ1 - MF | 27.51% | 0% | 0% | 99.8% | 0% | 0% | 0% | 100% | 100% | 100% | 100% | 100% | 0.2% | 0.2% | 0.2% | 0.2% | 0.2% | 2021 Plan Res Master File | 2021 Plan Res Master File | 2021 Plan Res Master File | 2021 Plan Res Master File | 2021 Plan Res Master File | 2021 Plan Res Master File | DHP - Retro | 0% | 0% | 99.8% | 0% | 0% | 0% | 0% | 0% | 100% | 0% | 0% | 0%
EFAF w CAC Conversion to ASHP | Heat Pump | ResHeatPump_PSE | PSE Business Case "QC APPROVED_Measure Case_Heat Pump_2020_use" | NR | Multifamily | Electric | Heat Pump - with AC - from E FAF - MF | 11.66% | 0% | 0% | 42.29% | 0% | 0% | 0% | 75% | 25% | 42.29% | 50% | 0% | 2% | 0% | 0% | 0% | 0% | 7th Plan Res Master File | 7th Plan Res Master File | 7th Plan Res Master File | 7th Plan Res Master File | 7th Plan Res Master File | 7th Plan Res Master File | ASHP - NR | 0% | 0% | 42.29% | 0% | 0% | 0% | 0% | 0% | 100% | 0% | 0% | 0%
EFAF wo CAC Conversion to ASHP | Heat Pump | ResHeatPump_PSE | PSE Business Case "QC APPROVED_Measure Case_Heat Pump_2020_use" | NR | Manufactured | Electric | Heat Pump - from E FAF - MH | 1.736% | 0% | 25% | 0% | 0% | 0% | 0% | 75% | 25% | 42.29% | 50% | 0% | 2% | 0% | 0% | 0% | 0% | 7th Plan Res Master File | 7th Plan Res Master File | 7th Plan Res Master File | 7th Plan Res Master File | 7th Plan Res Master File | 7th Plan Res Master File | ASHP - NR | 0% | 25% | 0% | 0% | 0% | 0% | 0% | 100% | 0% | 0% | 0% | 0%
EFAF w CAC Conversion to ASHP | Heat Pump | ResHeatPump_PSE | PSE Business Case "QC APPROVED_Measure Case_Heat Pump_2020_use" | NR | Manufactured | Electric | Heat Pump - with AC - from E FAF - MH | 1.736% | 0% | 25% | 0% | 0% | 0% | 0% | 75% | 25% | 42.29% | 50% | 0% | 2% | 0% | 0% | 0% | 0% | 7th Plan Res Master File | 7th Plan Res Master File | 7th Plan Res Master File | 7th Plan Res Master File | 7th Plan Res Master File | 7th Plan Res Master File | ASHP - NR | 0% | 25% | 0% | 0% | 0% | 0% | 0% | 100% | 0% | 0% | 0% | 0%
EFAF w CAC Conversion to ASHP | Heat Pump | ResHeatPump_PSE | PSE Business Case "QC APPROVED_Measure Case_Heat Pump_2020_use" | NR | Single Family | Electric | Heat Pump - with AC - from E FAF - SF or DX | 48.78% | 73.5% | 0% | 0% | 0% | 0% | 0% | 75% | 25% | 42.29% | 50% | 0% | 2% | 0% | 0% | 0% | 0% | 7th Plan Res Master File | 7th Plan Res Master File | 7th Plan Res Master File | 7th Plan Res Master File | 7th Plan Res Master File | 7th Plan Res Master File | ASHP - NR | 73.5% | 0% | 0% | 0% | 0% | 0% | 100% | 0% | 0% | 0% | 0% | 0%
Heat Pump | Heat Pump | ResHeatPump_PSE | PSE Business Case "QC APPROVED_Measure Case_Heat Pump_2020_use" | NR | Manufactured LI | Electric | LIW: Heat Pump - MH - TE | 0% | 0% | 0% | 0% | 0% | 25% | 0% | 75% | 25% | 42.29% | 50% | 0% | 2% | 0% | 0% | 0% | 0% | 7th Plan Res Master File | 7th Plan Res Master File | 7th Plan Res Master File | 7th Plan Res Master File | 7th Plan Res Master File | 7th Plan Res Master File | ASHP - NR | 0% | 0% | 0% | 0% | 25% | 0% | 0% | 0% | 0% | 0% | 100% | 0%
Heat Pump | Heat Pump | ResHeatPump_PSE | PSE Business Case "QC APPROVED_Measure Case_Heat Pump_2020_use" | NR | Single Family LI | Electric | LIW: Heat Pump - SF - TE | 0% | 0% | 0% | 0% | 73.5% | 0% | 0% | 75% | 25% | 42.29% | 50% | 0% | 2% | 0% | 0% | 0% | 0% | 7th Plan Res Master File | 7th Plan Res Master File | 7th Plan Res Master File | 7th Plan Res Master File | 7th Plan Res Master File | 7th Plan Res Master File | ASHP - NR | 0% | 0% | 0% | 73.5% | 0% | 0% | 0% | 0% | 0% | 100% | 0% | 0%
Home Energy Report | Home Energy Report | ResHomeEnergyReports_PSE | PSE Business Case: Energy Management | Retro | All Residential | Electric | HER: Home Energy Report - Original - E | 80.7% | 80% | 80% | 80% | 0% | 0% | 0% | 80% | 80% | 80% | 80% | NA | 0% | 0% | 0% | 0% | NA | A control group is needed for energy feedback reports in order to validate savings. The proportion between energy feedback participant and control groups is approximately 80% / 20%, respectively. | A control group is needed for energy feedback reports in order to validate savings. The proportion between energy feedback participant and control groups is approximately 80% / 20%, respectively. | A control group is needed for energy feedback reports in order to validate savings. The proportion between energy feedback participant and control groups is approximately 80% / 20%, respectively. | Due to the nature of the measure | Due to the nature of the measure | Due to the nature of the measure | NA | 80% | 80% | 80% | 0% | 0% | 0% | 100% | 100% | 100% | 0% | 0% | 0%
Home Energy Report | Home Energy Report | ResHomeEnergyReports_PSE | PSE Business Case: Energy Management | Retro | All Residential | Gas | HER: Home Energy Report - Original - G | 80% | 80% | 80% | 80% | 0% | 0% | 0% | 80% | 80% | 80% | 80% | NA | 0% | 0% | 0% | 0% | NA | A control group is needed for energy feedback reports in order to validate savings. The proportion between energy feedback participant and control groups is approximately 80% / 20%, respectively. | A control group is needed for energy feedback reports in order to validate savings. The proportion between energy feedback participant and control groups is approximately 80% / 20%, respectively. | A control group is needed for energy feedback reports in order to validate savings. The proportion between energy feedback participant and control groups is approximately 80% / 20%, respectively. | Due to the nature of the measure | Due to the nature of the measure | Due to the nature of the measure | NA | 80% | 80% | 80% | 0% | 0% | 0% | 100% | 100% | 100% | 0% | 0% | 0%
HRV | HRV |  |  | New | Multifamily | Electric | MF ERV | 1.378% | 0% | 0% | 5% | 0% | 0% | 0% | 5% | 5% | 5% | 5% | NA | NA | NA | 0% | 0% | NA | Engineering judgement | Engineering judgement | Engineering judgement | Not applicable to this segment | Not applicable to this segment | Engineering judgement | NA | 0% | 0% | 5% | 0% | 0% | 0% | 0% | 0% | 100% | 0% | 0% | 0%
Floor Insulation0 | Floor Insulation | ResInsulation_PSE | PSE Business Case "QC APPROVED_Measure Case_Insulation_2020" | Retro | Multifamily LI | Electric | LIW: Insulation - Floor - R0 to R19 - MF - TE | 0% | 0% | 0% | 0% | 0% | 0% | 2.556% | 34.33% | 0% | 7.007% | 8.284% | 0% | 78.05% | NA | 63.52% | 75.1% | 0% | 7th Plan Res Master File | Assuming same technical feasibility as Single Family | 7th Plan Res Master File | 7th Plan Res Master File | Not applicable to this segment | 7th Plan Res Master File | FLOOR R0 - R19 - Retro | 0% | 0% | 0% | 0% | 0% | 2.556% | 0% | 0% | 0% | 0% | 0% | 100%
Floor Insulation1 | Floor Insulation | ResInsulation_PSE | PSE Business Case "QC APPROVED_Measure Case_Insulation_2020" | Retro | Single Family LI | Electric | LIW: Insulation - Floor - R0 to R19 - SF - TE | 0% | 0% | 0% | 0% | 7.535% | 0% | 0% | 34.33% | 0% | 7.007% | 8.284% | 0% | 78.05% | NA | 63.52% | 75.1% | 0% | 7th Plan Res Master File | Assuming same technical feasibility as Single Family | 7th Plan Res Master File | 7th Plan Res Master File | Not applicable to this segment | 7th Plan Res Master File | FLOOR R0 - R19 - Retro | 0% | 0% | 0% | 7.535% | 0% | 0% | 0% | 0% | 0% | 100% | 0% | 0%
Floor Insulation2 | Floor Insulation | ResInsulation_PSE | PSE Business Case "QC APPROVED_Measure Case_Insulation_2020" | Retro | Manufactured LI | Electric | LIW: Insulation - Floor - R0 to R22 - MH - TE | 0% | 0% | 0% | 0% | 0% | 1.067% | 0% | 100% | 100% | 0% | 0% | NA | NA | 98.93% | NA | NA | NA | Assuming same technical feasibility as Manufactued | 7th Plan Res Master File | Assuming same technical feasibility as Multifamily - High Rise | Not applicable to this segment | 7th Plan Res Master File | Not applicable to this segment | FLOOR R0 - R22 - Retro | 0% | 0% | 0% | 0% | 1.067% | 0% | 0% | 0% | 0% | 0% | 100% | 0%
Floor Insulation3 | Floor Insulation | ResInsulation_PSE | PSE Business Case "QC APPROVED_Measure Case_Insulation_2020" | Retro | Manufactured LI | Gas | LIW: Insulation - Floor - R0 to R22 - MH - TG | 0% | 0% | 0% | 0% | 0% | 1.067% | 0% | 100% | 100% | 0% | 0% | NA | NA | 98.93% | NA | NA | NA | Assuming same technical feasibility as Manufactued | 7th Plan Res Master File | Assuming same technical feasibility as Multifamily - High Rise | Not applicable to this segment | 7th Plan Res Master File | Not applicable to this segment | FLOOR R0 - R22 - Retro | 0% | 0% | 0% | 0% | 1.067% | 0% | 0% | 0% | 0% | 0% | 100% | 0%
Floor Insulation4 | Floor Insulation | ResInsulation_PSE | PSE Business Case "QC APPROVED_Measure Case_Insulation_2020" | Retro | Multifamily LI | Electric | LIW: Insulation - Floor - R0 to R30 - MF - TE | 0% | 0% | 0% | 0% | 0% | 0% | 28.3% | 45.81% | 0% | 77.58% | 91.72% | 0% | 78.05% | NA | 63.52% | 75.1% | 0% | 7th Plan Res Master File | Assuming same technical feasibility as Single Family | 7th Plan Res Master File | 7th Plan Res Master File | Not applicable to this segment | 7th Plan Res Master File | FLOOR R0 - R30 - Retro | 0% | 0% | 0% | 0% | 0% | 28.3% | 0% | 0% | 0% | 0% | 0% | 100%
Floor Insulation5 | Floor Insulation | ResInsulation_PSE | PSE Business Case "QC APPROVED_Measure Case_Insulation_2020" | Retro | Multifamily LI | Gas | LIW: Insulation - Floor - R0 to R30 - MF - TG | 0% | 0% | 0% | 0% | 0% | 0% | 27.8% | 45.81% | 0% | 79.31% | 91.72% | 0% | 78.05% | NA | 64.94% | 75.1% | 0% | 7th Plan Res Master File | Assuming same technical feasibility as Single Family | 7th Plan Res Master File | 7th Plan Res Master File | Not applicable to this segment | 7th Plan Res Master File | FLOOR R0 - R30 - Retro | 0% | 0% | 0% | 0% | 0% | 27.8% | 0% | 0% | 0% | 0% | 0% | 100%
Floor Insulation6 | Floor Insulation | ResInsulation_PSE | PSE Business Case "QC APPROVED_Measure Case_Insulation_2020" | Retro | Manufactured LI | Electric | LIW: Insulation - Floor - R0 to R30 - MH - TE | 0% | 0% | 0% | 0% | 0% | 23.25% | 0% | 45.81% | 45.81% | 77.58% | 91.72% | 0% | 78.05% | 49.25% | 63.52% | 75.1% | 0% | 7th Plan Res Master File | Assuming same technical feasibility as Single Family | 7th Plan Res Master File | 7th Plan Res Master File | RBSA Data | 7th Plan Res Master File | FLOOR R0 - R30 - Retro | 0% | 0% | 0% | 0% | 23.25% | 0% | 0% | 0% | 0% | 0% | 100% | 0%
Floor Insulation7 | Floor Insulation | ResInsulation_PSE | PSE Business Case "QC APPROVED_Measure Case_Insulation_2020" | Retro | Manufactured LI | Gas | LIW: Insulation - Floor - R0 to R30 - MH - TG | 0% | 0% | 0% | 0% | 0% | 34.99% | 0% | 45.81% | 45.81% | 79.31% | 91.72% | 0% | 78.05% | 23.62% | 64.94% | 75.1% | 0% | 7th Plan Res Master File | Assuming same technical feasibility as Single Family | 7th Plan Res Master File | 7th Plan Res Master File | RBSA Data | 7th Plan Res Master File | FLOOR R0 - R30 - Retro | 0% | 0% | 0% | 0% | 34.99% | 0% | 0% | 0% | 0% | 0% | 100% | 0%
Floor Insulation8 | Floor Insulation | ResInsulation_PSE | PSE Business Case "QC APPROVED_Measure Case_Insulation_2020" | Retro | Single Family LI | Electric | LIW: Insulation - Floor - R0 to R30 - SF - TE | 0% | 0% | 0% | 0% | 10.05% | 0% | 0% | 45.81% | 0% | 77.58% | 91.72% | 0% | 78.05% | NA | 63.52% | 75.1% | 0% | 7th Plan Res Master File | Assuming same technical feasibility as Single Family | 7th Plan Res Master File | 7th Plan Res Master File | Not applicable to this segment | 7th Plan Res Master File | FLOOR R0 - R30 - Retro | 0% | 0% | 0% | 10.05% | 0% | 0% | 0% | 0% | 0% | 100% | 0% | 0%
Floor Insulation9 | Floor Insulation | ResInsulation_PSE | PSE Business Case "QC APPROVED_Measure Case_Insulation_2020" | Retro | Single Family LI | Gas | LIW: Insulation - Floor - R0 to R30 - SF - TG | 0% | 0% | 0% | 0% | 10.05% | 0% | 0% | 45.81% | 0% | 79.31% | 91.72% | 0% | 78.05% | NA | 64.94% | 75.1% | 0% | 7th Plan Res Master File | Assuming same technical feasibility as Single Family | 7th Plan Res Master File | 7th Plan Res Master File | Not applicable to this segment | 7th Plan Res Master File | FLOOR R0 - R30 - Retro | 0% | 0% | 0% | 10.05% | 0% | 0% | 0% | 0% | 0% | 100% | 0% | 0%
Floor Insulation10 | Floor Insulation | ResInsulation_PSE | PSE Business Case "QC APPROVED_Measure Case_Insulation_2020" | Retro | Manufactured LI | Electric | LIW: Insulation - Floor - R11 to R22 - MH - TE | 0% | 0% | 0% | 0% | 0% | 1.623% | 0% | 100% | 100% | 0% | 0% | NA | NA | 98.38% | NA | NA | NA | Assuming same technical feasibility as Manufactued | 7th Plan Res Master File | Assuming same technical feasibility as Multifamily - High Rise | Not applicable to this segment | 7th Plan Res Master File | Not applicable to this segment | FLOOR R11 - R22 - Retro | 0% | 0% | 0% | 0% | 1.623% | 0% | 0% | 0% | 0% | 0% | 100% | 0%
Floor Insulation11 | Floor Insulation | ResInsulation_PSE | PSE Business Case "QC APPROVED_Measure Case_Insulation_2020" | Retro | Multifamily LI | Electric | LIW: Insulation - Floor - R11 to R30 - MF - TE | 0% | 0% | 0% | 0% | 0% | 0% | 0% | 100% | 100% | 0% | 0% | 0% | NA | NA | 12.4% | NA | NA | Assuming same technical feasibility as Manufactued | 7th Plan Res Master File | 7th Plan Res Master File | Not applicable to this segment | Not applicable to this segment | RBSA Data | FLOOR R11 - R22 - Retro | 0% | 0% | 0% | 0% | 0% | 0% | 0% | 0% | 0% | 0% | 0% | 0%
Wall Insulation0 | Wall Insulation | ResInsulation_PSE | PSE Business Case "QC APPROVED_Measure Case_Insulation_2020" | Retro | Multifamily LI | Electric | LIW: Insulation - Wall - R0 to R11 - MF - TE | 0% | 0% | 0% | 0% | 0% | 0% | 18.55% | 100% | 0% | 84.59% | 100% | 0% | 92.53% | NA | 78.07% | 92.3% | 0% | 7th Plan Res Master File | Assuming same technical feasibility as Single Family | 7th Plan Res Master File | 7th Plan Res Master File | Not applicable to this segment | 7th Plan Res Master File | WALL R0 - R11 - Retro | 0% | 0% | 0% | 0% | 0% | 18.55% | 0% | 0% | 0% | 0% | 0% | 100%
Wall Insulation1 | Wall Insulation | ResInsulation_PSE | PSE Business Case "QC APPROVED_Measure Case_Insulation_2020" | Retro | Multifamily LI | Gas | LIW: Insulation - Wall - R0 to R11 - MF - TG | 0% | 0% | 0% | 0% | 0% | 0% | 17.45% | 100% | 0% | 86.48% | 100% | 0% | 92.53% | NA | 79.82% | 92.3% | 0% | 7th Plan Res Master File | Assuming same technical feasibility as Single Family | 7th Plan Res Master File | 7th Plan Res Master File | Not applicable to this segment | 7th Plan Res Master File | WALL R0 - R11 - Retro | 0% | 0% | 0% | 0% | 0% | 17.45% | 0% | 0% | 0% | 0% | 0% | 100%
Wall Insulation2 | Wall Insulation | ResInsulation_PSE | PSE Business Case "QC APPROVED_Measure Case_Insulation_2020" | Retro | Manufactured LI | Electric | LIW: Insulation - Wall - R0 to R11 - MH - TE | 0% | 0% | 0% | 0% | 0% | 4.683% | 0% | 100% | 100% | 84.59% | 100% | 0% | 92.53% | 95.32% | 78.07% | 92.3% | 0% | 7th Plan Res Master File | Assuming same technical feasibility as Single Family | 7th Plan Res Master File | 7th Plan Res Master File | RBSA Data | 7th Plan Res Master File | WALL R0 - R11 - Retro | 0% | 0% | 0% | 0% | 4.683% | 0% | 0% | 0% | 0% | 0% | 100% | 0%
Wall Insulation3 | Wall Insulation | ResInsulation_PSE | PSE Business Case "QC APPROVED_Measure Case_Insulation_2020" | Retro | Manufactured LI | Gas | LIW: Insulation - Wall - R0 to R11 - MH - TG | 0% | 0% | 0% | 0% | 0% | 0% | 0% | 100% | 100% | 86.48% | 100% | 0% | 92.53% | 100% | 79.82% | 92.3% | 0% | 7th Plan Res Master File | Assuming same technical feasibility as Single Family | 7th Plan Res Master File | 7th Plan Res Master File | RBSA Data | 7th Plan Res Master File | WALL R0 - R11 - Retro | 0% | 0% | 0% | 0% | 0% | 0% | 0% | 0% | 0% | 0% | 0% | 0%
Wall Insulation4 | Wall Insulation | ResInsulation_PSE | PSE Business Case "QC APPROVED_Measure Case_Insulation_2020" | Retro | Single Family LI | Electric | LIW: Insulation - Wall - R0 to R11 - SF - TE | 0% | 0% | 0% | 0% | 7.468% | 0% | 0% | 100% | 0% | 84.59% | 100% | 0% | 92.53% | NA | 78.07% | 92.3% | 0% | 7th Plan Res Master File | Assuming same technical feasibility as Single Family | 7th Plan Res Master File | 7th Plan Res Master File | Not applicable to this segment | 7th Plan Res Master File | WALL R0 - R11 - Retro | 0% | 0% | 0% | 7.468% | 0% | 0% | 0% | 0% | 0% | 100% | 0% | 0%
Wall Insulation5 | Wall Insulation | ResInsulation_PSE | PSE Business Case "QC APPROVED_Measure Case_Insulation_2020" | Retro | Single Family LI | Gas | LIW: Insulation - Wall - R0 to R11 - SF - TG | 0% | 0% | 0% | 0% | 7.468% | 0% | 0% | 100% | 0% | 86.48% | 100% | 0% | 92.53% | NA | 79.82% | 92.3% | 0% | 7th Plan Res Master File | Assuming same technical feasibility as Single Family | 7th Plan Res Master File | 7th Plan Res Master File | Not applicable to this segment | 7th Plan Res Master File | WALL R0 - R11 - Retro | 0% | 0% | 0% | 7.468% | 0% | 0% | 0% | 0% | 0% | 100% | 0% | 0%
Attic Insulation0 | Attic Insulation | ResInsulation_PSE | PSE Business Case "QC APPROVED_Measure Case_Insulation_2020" | Retro | Multifamily LI | Electric | LIW: Insulation - Attic - R0 to R19 - MF - TE | 0% | 0% | 0% | 0% | 0% | 0% | 2.434% | NA | NA | 4.579% | 5.414% | 0% | NA | NA | 46.85% | NA | NA | Assuming same technical feasibility as R0 to R30 attic insulation | Assuming same technical feasibility as R0 to R30 attic insulation | 7th Plan Res Master File | Not applicable to this segment | Not applicable to this segment | RBSA Data | ATTIC R0 - R19 - Retro | 0% | 0% | 0% | 0% | 0% | 2.434% | 0% | 0% | 0% | 0% | 0% | 100%
Attic Insulation1 | Attic Insulation | ResInsulation_PSE | PSE Business Case "QC APPROVED_Measure Case_Insulation_2020" | Retro | Manufactured LI | Electric | LIW: Insulation - Attic - R0 to R30 - MH - TE | 0% | 0% | 0% | 0% | 0% | 5.371% | 0% | 0% | 100% | 0% | 0% | NA | NA | 94.63% | NA | NA | NA | Assuming same technical feasibility as Manufactued | 7th Plan Res Master File | Assuming same technical feasibility as Multifamily - High Rise | Not applicable to this segment | 7th Plan Res Master File | Not applicable to this segment | ATTIC R0 - R30 - Retro | 0% | 0% | 0% | 0% | 5.371% | 0% | 0% | 0% | 0% | 0% | 100% | 0%
Attic Insulation2 | Attic Insulation | ResInsulation_PSE | PSE Business Case "QC APPROVED_Measure Case_Insulation_2020" | Retro | Manufactured LI | Gas | LIW: Insulation - Attic - R0 to R30 - MH - TG | 0% | 0% | 0% | 0% | 0% | 5.371% | 0% | 0% | 100% | 0% | 0% | NA | NA | 94.63% | NA | NA | NA | Assuming same technical feasibility as Manufactued | 7th Plan Res Master File | Assuming same technical feasibility as Multifamily - High Rise | Not applicable to this segment | 7th Plan Res Master File | Not applicable to this segment | ATTIC R0 - R30 - Retro | 0% | 0% | 0% | 0% | 5.371% | 0% | 0% | 0% | 0% | 0% | 100% | 0%
Attic Insulation3 | Attic Insulation | ResInsulation_PSE | PSE Business Case "QC APPROVED_Measure Case_Insulation_2020" | Retro | Multifamily LI | Electric | LIW: Insulation - Attic - R0 to R38 - MF - TE | 0% | 0% | 0% | 0% | 0% | 0% | 1.356% | 32.01% | 0% | 4.025% | 4.758% | 0% | 91.58% | NA | 66.32% | 78.4% | 0% | 7th Plan Res Master File | Assuming same technical feasibility as Single Family | 7th Plan Res Master File | 7th Plan Res Master File | Not applicable to this segment | 7th Plan Res Master File | ATTIC R0 - R38 - Retro | 0% | 0% | 0% | 0% | 0% | 1.356% | 0% | 0% | 0% | 0% | 0% | 100%
Attic Insulation4 | Attic Insulation | ResInsulation_PSE | PSE Business Case "QC APPROVED_Measure Case_Insulation_2020" | Retro | Multifamily LI | Gas | LIW: Insulation - Attic - R0 to R38 - MF - TG | 0% | 0% | 0% | 0% | 0% | 0% | 1.325% | 32.01% | 0% | 4.115% | 4.758% | 0% | 91.58% | NA | 67.8% | 78.4% | 0% | 7th Plan Res Master File | Assuming same technical feasibility as Single Family | 7th Plan Res Master File | 7th Plan Res Master File | Not applicable to this segment | 7th Plan Res Master File | ATTIC R0 - R38 - Retro | 0% | 0% | 0% | 0% | 0% | 1.325% | 0% | 0% | 0% | 0% | 0% | 100%
Attic Insulation5 | Attic Insulation | ResInsulation_PSE | PSE Business Case "QC APPROVED_Measure Case_Insulation_2020" | Retro | Single Family LI | Electric | LIW: Insulation - Attic - R0 to R38 - SF - TE | 0% | 0% | 0% | 0% | 2.695% | 0% | 0% | 32.01% | 0% | 4.025% | 4.758% | 0% | 91.58% | NA | 66.32% | 78.4% | 0% | 7th Plan Res Master File | Assuming same technical feasibility as Single Family | 7th Plan Res Master File | 7th Plan Res Master File | Not applicable to this segment | 7th Plan Res Master File | ATTIC R0 - R38 - Retro | 0% | 0% | 0% | 2.695% | 0% | 0% | 0% | 0% | 0% | 100% | 0% | 0%
Attic Insulation6 | Attic Insulation | ResInsulation_PSE | PSE Business Case "QC APPROVED_Measure Case_Insulation_2020" | Retro | Single Family LI | Gas | LIW: Insulation - Attic - R0 to R38 - SF - TG | 0% | 0% | 0% | 0% | 2.695% | 0% | 0% | 32.01% | 0% | 4.115% | 4.758% | 0% | 91.58% | NA | 67.8% | 78.4% | 0% | 7th Plan Res Master File | Assuming same technical feasibility as Single Family | 7th Plan Res Master File | 7th Plan Res Master File | Not applicable to this segment | 7th Plan Res Master File | ATTIC R0 - R38 - Retro | 0% | 0% | 0% | 2.695% | 0% | 0% | 0% | 0% | 0% | 100% | 0% | 0%
Attic Insulation7 | Attic Insulation | ResInsulation_PSE | PSE Business Case "QC APPROVED_Measure Case_Insulation_2020" | Retro | Multifamily LI | Electric | LIW: Insulation - Attic - R11 to R38 - MF - TE | 0% | 0% | 0% | 0% | 0% | 0% | 0% | 17.43% | 17.43% | 0% | 0% | 0% | 86.75% | NA | 0% | 0% | 0% | 7th Plan Res Master File | Assuming same technical feasibility as Single Family | 7th Plan Res Master File | 7th Plan Res Master File | Not applicable to this segment | 7th Plan Res Master File | ATTIC R11 - R38 - Retro | 0% | 0% | 0% | 0% | 0% | 0% | 0% | 0% | 0% | 0% | 0% | 0%
Attic Insulation8 | Attic Insulation | ResInsulation_PSE | PSE Business Case "QC APPROVED_Measure Case_Insulation_2020" | Retro | Single Family LI | Electric | LIW: Insulation - Attic - R11 to R38 - SF - TE | 0% | 0% | 0% | 0% | 2.31% | 0% | 0% | 17.43% | 0% | 0% | 0% | 0% | 86.75% | NA | NA | NA | 0% | 7th Plan Res Master File | Assuming same technical feasibility as Single Family | Assuming same technical feasibility as Multifamily - High Rise | 7th Plan Res Master File | Not applicable to this segment | Not applicable to this segment | ATTIC R11 - R38 - Retro | 0% | 0% | 0% | 2.31% | 0% | 0% | 0% | 0% | 0% | 100% | 0% | 0%
Attic Insulation9 | Attic Insulation | ResInsulation_PSE | PSE Business Case "QC APPROVED_Measure Case_Insulation_2020" | Retro | Single Family LI | Gas | LIW: Insulation - Attic - R11 to R38 - SF - TG | 0% | 0% | 0% | 0% | 2.31% | 0% | 0% | 17.43% | 0% | 0% | 0% | 0% | 86.75% | NA | NA | NA | 0% | 7th Plan Res Master File | Assuming same technical feasibility as Single Family | Assuming same technical feasibility as Multifamily - High Rise | 7th Plan Res Master File | Not applicable to this segment | Not applicable to this segment | ATTIC R11 - R38 - Retro | 0% | 0% | 0% | 2.31% | 0% | 0% | 0% | 0% | 0% | 100% | 0% | 0%
Attic Insulation10 | Attic Insulation | ResInsulation_PSE | PSE Business Case "QC APPROVED_Measure Case_Insulation_2020" | Retro | Multifamily LI | Electric | LIW: Insulation - Attic - R19 to R38 - MF - TE | 0% | 0% | 0% | 0% | 0% | 0% | 1.142% | 4.65% | 0% | 2.902% | 3.431% | 0% | 83.36% | NA | 60.65% | 71.7% | 0% | 7th Plan Res Master File | Assuming same technical feasibility as Single Family | 7th Plan Res Master File | 7th Plan Res Master File | Not applicable to this segment | 7th Plan Res Master File | ATTIC R19 - R38 - Retro | 0% | 0% | 0% | 0% | 0% | 1.142% | 0% | 0% | 0% | 0% | 0% | 100%
Attic Insulation11 | Attic Insulation | ResInsulation_PSE | PSE Business Case "QC APPROVED_Measure Case_Insulation_2020" | Retro | Single Family LI | Electric | LIW: Insulation - Attic - R19 to R38 - SF - TE | 0% | 0% | 0% | 0% | 0.7738% | 0% | 0% | 4.65% | 0% | 2.902% | 3.431% | 0% | 83.36% | NA | 60.65% | 71.7% | 0% | 7th Plan Res Master File | Assuming same technical feasibility as Single Family | 7th Plan Res Master File | 7th Plan Res Master File | Not applicable to this segment | 7th Plan Res Master File | ATTIC R19 - R38 - Retro | 0% | 0% | 0% | 0.7738% | 0% | 0% | 0% | 0% | 0% | 100% | 0% | 0%
Attic Insulation12 | Attic Insulation | ResInsulation_PSE | PSE Business Case "QC APPROVED_Measure Case_Insulation_2020" | Retro | Multifamily LI | Electric | LIW: Insulation - Attic - R0 to R49 - MF - TE | 0% | 0% | 0% | 0% | 0% | 0% | 8.087% | 17.06% | 0% | 24.01% | 28.38% | 0% | 91.58% | NA | 66.32% | 78.4% | 0% | 7th Plan Res Master File | Assuming same technical feasibility as Single Family | 7th Plan Res Master File | 7th Plan Res Master File | Not applicable to this segment | 7th Plan Res Master File | ATTIC R0 - R49 - Retro | 0% | 0% | 0% | 0% | 0% | 8.087% | 0% | 0% | 0% | 0% | 0% | 100%
Attic Insulation13 | Attic Insulation | ResInsulation_PSE | PSE Business Case "QC APPROVED_Measure Case_Insulation_2020" | Retro | Multifamily LI | Gas | LIW: Insulation - Attic - R0 to R49 - MF - TG | 0% | 0% | 0% | 0% | 0% | 0% | 7.904% | 17.06% | 0% | 24.55% | 28.38% | 0% | 91.58% | NA | 67.8% | 78.4% | 0% | 7th Plan Res Master File | Assuming same technical feasibility as Single Family | 7th Plan Res Master File | 7th Plan Res Master File | Not applicable to this segment | 7th Plan Res Master File | ATTIC R0 - R49 - Retro | 0% | 0% | 0% | 0% | 0% | 7.904% | 0% | 0% | 0% | 0% | 0% | 100%
Attic Insulation14 | Attic Insulation | ResInsulation_PSE | PSE Business Case "QC APPROVED_Measure Case_Insulation_2020" | Retro | Single Family LI | Electric | LIW: Insulation - Attic - R0 to R49 - SF - TE | 0% | 0% | 0% | 0% | 1.436% | 0% | 0% | 17.06% | 0% | 24.01% | 28.38% | 0% | 91.58% | NA | 66.32% | 78.4% | 0% | 7th Plan Res Master File | Assuming same technical feasibility as Single Family | 7th Plan Res Master File | 7th Plan Res Master File | Not applicable to this segment | 7th Plan Res Master File | ATTIC R0 - R49 - Retro | 0% | 0% | 0% | 1.436% | 0% | 0% | 0% | 0% | 0% | 100% | 0% | 0%
Attic Insulation15 | Attic Insulation | ResInsulation_PSE | PSE Business Case "QC APPROVED_Measure Case_Insulation_2020" | Retro | Single Family LI | Gas | LIW: Insulation - Attic - R0 to R49 - SF - TG | 0% | 0% | 0% | 0% | 1.436% | 0% | 0% | 17.06% | 0% | 24.55% | 28.38% | 0% | 91.58% | NA | 67.8% | 78.4% | 0% | 7th Plan Res Master File | Assuming same technical feasibility as Single Family | 7th Plan Res Master File | 7th Plan Res Master File | Not applicable to this segment | 7th Plan Res Master File | ATTIC R0 - R49 - Retro | 0% | 0% | 0% | 1.436% | 0% | 0% | 0% | 0% | 0% | 100% | 0% | 0%
Attic Insulation16 | Attic Insulation | ResInsulation_PSE | PSE Business Case "QC APPROVED_Measure Case_Insulation_2020" | Retro | Single Family LI | Electric | LIW: Insulation - Attic - R11 to R49 - SF - TE | 0% | 0% | 0% | 0% | 1.813% | 0% | 0% | 13.68% | 0% | 0% | 0% | 0% | 86.75% | NA | NA | NA | 0% | 7th Plan Res Master File | Assuming same technical feasibility as Single Family | Assuming same technical feasibility as Multifamily - High Rise | 7th Plan Res Master File | Not applicable to this segment | Not applicable to this segment | ATTIC R11 - R49 - Retro | 0% | 0% | 0% | 1.813% | 0% | 0% | 0% | 0% | 0% | 100% | 0% | 0%
Attic Insulation17 | Attic Insulation | ResInsulation_PSE | PSE Business Case "QC APPROVED_Measure Case_Insulation_2020" | Retro | Single Family LI | Gas | LIW: Insulation - Attic - R11 to R49 - SF - TG | 0% | 0% | 0% | 0% | 1.813% | 0% | 0% | 13.68% | 0% | 0% | 0% | 0% | 86.75% | NA | NA | NA | 0% | 7th Plan Res Master File | Assuming same technical feasibility as Single Family | Assuming same technical feasibility as Multifamily - High Rise | 7th Plan Res Master File | Not applicable to this segment | Not applicable to this segment | ATTIC R11 - R49 - Retro | 0% | 0% | 0% | 1.813% | 0% | 0% | 0% | 0% | 0% | 100% | 0% | 0%
Attic Insulation18 | Attic Insulation | ResInsulation_PSE | PSE Business Case "QC APPROVED_Measure Case_Insulation_2020" | Retro | Multifamily LI | Electric | LIW: Insulation - Attic - R19 to R49 - MF - TE | 0% | 0% | 0% | 0% | 0% | 0% | 16.78% | 10.01% | 0% | 42.63% | 50.4% | 0% | 83.36% | NA | 60.65% | 71.7% | 0% | 7th Plan Res Master File | Assuming same technical feasibility as Single Family | 7th Plan Res Master File | 7th Plan Res Master File | Not applicable to this segment | 7th Plan Res Master File | ATTIC R19 - R49 - Retro | 0% | 0% | 0% | 0% | 0% | 16.78% | 0% | 0% | 0% | 0% | 0% | 100%
Attic Insulation - FAF1 | Attic Insulation | ResInsulation_PSE | PSE Business Case "QC APPROVED_Measure Case_Insulation_2020" | Retro | Single Family | Electric | SFWX: Insulation - Attic - R0 to R49 - FAF | 0.9529% | 1.436% | 0% | 0% | 0% | 0% | 0% | 17.06% | 0% | 24.01% | 28.38% | 0% | 91.58% | NA | 66.32% | 78.4% | 0% | 7th Plan Res Master File | Assuming same technical feasibility as Single Family | 7th Plan Res Master File | 7th Plan Res Master File | Not applicable to this segment | 7th Plan Res Master File | ATTIC R0 - R49 - Retro | 1.436% | 0% | 0% | 0% | 0% | 0% | 100% | 0% | 0% | 0% | 0% | 0%
Attic Insulation - NG1 | Attic Insulation | ResInsulation_PSE | PSE Business Case "QC APPROVED_Measure Case_Insulation_2020" | Retro | Single Family | Gas | SFWX: Insulation - Attic - R0 to R49 - NG | 1.321% | 1.436% | 0% | 0% | 0% | 0% | 0% | 17.06% | 0% | 24.55% | 28.38% | 0% | 91.58% | NA | 67.8% | 78.4% | 0% | 7th Plan Res Master File | Assuming same technical feasibility as Single Family | 7th Plan Res Master File | 7th Plan Res Master File | Not applicable to this segment | 7th Plan Res Master File | ATTIC R0 - R49 - Retro | 1.436% | 0% | 0% | 0% | 0% | 0% | 100% | 0% | 0% | 0% | 0% | 0%
Attic Insulation - HP1 | Attic Insulation | ResInsulation_PSE | PSE Business Case "QC APPROVED_Measure Case_Insulation_2020" | Retro | Single Family | Electric | SFWX: Insulation - Attic - R0 to R49 - HP | 0.9529% | 1.436% | 0% | 0% | 0% | 0% | 0% | 17.06% | 0% | 24.01% | 28.38% | 0% | 91.58% | NA | 66.32% | 78.4% | 0% | 7th Plan Res Master File | Assuming same technical feasibility as Single Family | 7th Plan Res Master File | 7th Plan Res Master File | Not applicable to this segment | 7th Plan Res Master File | ATTIC R0 - R49 - Retro | 1.436% | 0% | 0% | 0% | 0% | 0% | 100% | 0% | 0% | 0% | 0% | 0%
Attic Insulation - Zonal1 | Attic Insulation | ResInsulation_PSE | PSE Business Case "QC APPROVED_Measure Case_Insulation_2020" | Retro | Single Family | Electric | SFWX: Insulation - Attic - R0 to R49 - Zonal | 0.9529% | 1.436% | 0% | 0% | 0% | 0% | 0% | 17.06% | 0% | 24.01% | 28.38% | 0% | 91.58% | NA | 66.32% | 78.4% | 0% | 7th Plan Res Master File | Assuming same technical feasibility as Single Family | 7th Plan Res Master File | 7th Plan Res Master File | Not applicable to this segment | 7th Plan Res Master File | ATTIC R0 - R49 - Retro | 1.436% | 0% | 0% | 0% | 0% | 0% | 100% | 0% | 0% | 0% | 0% | 0%
Attic Insulation - FAF2 | Attic Insulation | ResInsulation_PSE | PSE Business Case "QC APPROVED_Measure Case_Insulation_2020" | Retro | Single Family | Electric | SFWX: Insulation - Attic - R11 to R49 - FAF | 1.203% | 1.813% | 0% | 0% | 0% | 0% | 0% | 13.68% | 0% | 0% | 0% | 0% | 86.75% | NA | NA | NA | 0% | 7th Plan Res Master File | Assuming same technical feasibility as Single Family | Assuming same technical feasibility as Multifamily - High Rise | 7th Plan Res Master File | Not applicable to this segment | Not applicable to this segment | ATTIC R11 - R49 - Retro | 1.813% | 0% | 0% | 0% | 0% | 0% | 100% | 0% | 0% | 0% | 0% | 0%
Attic Insulation - NG2 | Attic Insulation | ResInsulation_PSE | PSE Business Case "QC APPROVED_Measure Case_Insulation_2020" | Retro | Single Family | Gas | SFWX: Insulation - Attic - R11 to R49 - NG | 1.668% | 1.813% | 0% | 0% | 0% | 0% | 0% | 13.68% | 0% | 0% | 0% | 0% | 86.75% | NA | NA | NA | 0% | 7th Plan Res Master File | Assuming same technical feasibility as Single Family | Assuming same technical feasibility as Multifamily - High Rise | 7th Plan Res Master File | Not applicable to this segment | Not applicable to this segment | ATTIC R11 - R49 - Retro | 1.813% | 0% | 0% | 0% | 0% | 0% | 100% | 0% | 0% | 0% | 0% | 0%
Attic Insulation - HP2 | Attic Insulation | ResInsulation_PSE | PSE Business Case "QC APPROVED_Measure Case_Insulation_2020" | Retro | Single Family | Electric | SFWX: Insulation - Attic - R11 to R49 - HP | 1.203% | 1.813% | 0% | 0% | 0% | 0% | 0% | 13.68% | 0% | 0% | 0% | 0% | 86.75% | NA | NA | NA | 0% | 7th Plan Res Master File | Assuming same technical feasibility as Single Family | Assuming same technical feasibility as Multifamily - High Rise | 7th Plan Res Master File | Not applicable to this segment | Not applicable to this segment | ATTIC R11 - R49 - Retro | 1.813% | 0% | 0% | 0% | 0% | 0% | 100% | 0% | 0% | 0% | 0% | 0%
Attic Insulation - Zonal2 | Attic Insulation | ResInsulation_PSE | PSE Business Case "QC APPROVED_Measure Case_Insulation_2020" | Retro | Single Family | Electric | SFWX: Insulation - Attic - R11 to R49 - Zonal | 1.203% | 1.813% | 0% | 0% | 0% | 0% | 0% | 13.68% | 0% | 0% | 0% | 0% | 86.75% | NA | NA | NA | 0% | 7th Plan Res Master File | Assuming same technical feasibility as Single Family | Assuming same technical feasibility as Multifamily - High Rise | 7th Plan Res Master File | Not applicable to this segment | Not applicable to this segment | ATTIC R11 - R49 - Retro | 1.813% | 0% | 0% | 0% | 0% | 0% | 100% | 0% | 0% | 0% | 0% | 0%
Floor Insulation - HP1 | Floor Insulation | ResInsulation_PSE | PSE Business Case "QC APPROVED_Measure Case_Insulation_2020" | Retro | Manufactured | Electric | SFWX: Insulation - Floor - R0 to R22 - HP - MH | 0.07406% | 0% | 1.067% | 0% | 0% | 0% | 0% | 0% | 100% | 0% | 0% | NA | NA | 98.93% | NA | NA | NA | Assuming same technical feasibility as Manufactued | 7th Plan Res Master File | Assuming same technical feasibility as Multifamily - High Rise | Not applicable to this segment | 7th Plan Res Master File | Not applicable to this segment | FLOOR R0 - R22 - Retro | 0% | 1.067% | 0% | 0% | 0% | 0% | 0% | 100% | 0% | 0% | 0% | 0%
Floor Insulation - Zonal1 | Floor Insulation | ResInsulation_PSE | PSE Business Case "QC APPROVED_Measure Case_Insulation_2020" | Retro | Manufactured | Electric | SFWX: Insulation - Floor - R0 to R22 - Zonal - MH | 0.07406% | 0% | 1.067% | 0% | 0% | 0% | 0% | 0% | 100% | 0% | 0% | NA | NA | 98.93% | NA | NA | NA | Assuming same technical feasibility as Manufactued | 7th Plan Res Master File | Assuming same technical feasibility as Multifamily - High Rise | Not applicable to this segment | 7th Plan Res Master File | Not applicable to this segment | FLOOR R0 - R22 - Retro | 0% | 1.067% | 0% | 0% | 0% | 0% | 0% | 100% | 0% | 0% | 0% | 0%
Floor Insulation - NG1 | Floor Insulation | ResInsulation_PSE | PSE Business Case "QC APPROVED_Measure Case_Insulation_2020" | Retro | Manufactured | Gas | SFWX: Insulation - Floor - R0 to R22 - NG - MH | 0.003054% | 0% | 1.067% | 0% | 0% | 0% | 0% | 0% | 100% | 0% | 0% | NA | NA | 98.93% | NA | NA | NA | Assuming same technical feasibility as Manufactued | 7th Plan Res Master File | Assuming same technical feasibility as Multifamily - High Rise | Not applicable to this segment | 7th Plan Res Master File | Not applicable to this segment | FLOOR R0 - R22 - Retro | 0% | 1.067% | 0% | 0% | 0% | 0% | 0% | 100% | 0% | 0% | 0% | 0%
Floor Insulation - FAF1 | Floor Insulation | ResInsulation_PSE | PSE Business Case "QC APPROVED_Measure Case_Insulation_2020" | Retro | Single Family | Electric | SFWX: Insulation - Floor - R0 to R30 - FAF | 6.672% | 10.05% | 0% | 0% | 0% | 0% | 0% | 45.81% | 0% | 77.58% | 91.72% | 0% | 78.05% | NA | 63.52% | 75.1% | 0% | 7th Plan Res Master File | Assuming same technical feasibility as Single Family | 7th Plan Res Master File | 7th Plan Res Master File | Not applicable to this segment | 7th Plan Res Master File | FLOOR R0 - R30 - Retro | 10.05% | 0% | 0% | 0% | 0% | 0% | 100% | 0% | 0% | 0% | 0% | 0%
Floor Insulation - NG2 | Floor Insulation | ResInsulation_PSE | PSE Business Case "QC APPROVED_Measure Case_Insulation_2020" | Retro | Single Family | Gas | SFWX: Insulation - Floor - R0 to R30 - NG | 9.252% | 10.05% | 0% | 0% | 0% | 0% | 0% | 45.81% | 0% | 79.31% | 91.72% | 0% | 78.05% | NA | 64.94% | 75.1% | 0% | 7th Plan Res Master File | Assuming same technical feasibility as Single Family | 7th Plan Res Master File | 7th Plan Res Master File | Not applicable to this segment | 7th Plan Res Master File | FLOOR R0 - R30 - Retro | 10.05% | 0% | 0% | 0% | 0% | 0% | 100% | 0% | 0% | 0% | 0% | 0%
Floor Insulation - HP2 | Floor Insulation | ResInsulation_PSE | PSE Business Case "QC APPROVED_Measure Case_Insulation_2020" | Retro | Single Family | Electric | SFWX: Insulation - Floor - R0 to R30 - HP | 6.672% | 10.05% | 0% | 0% | 0% | 0% | 0% | 45.81% | 0% | 77.58% | 91.72% | 0% | 78.05% | NA | 63.52% | 75.1% | 0% | 7th Plan Res Master File | Assuming same technical feasibility as Single Family | 7th Plan Res Master File | 7th Plan Res Master File | Not applicable to this segment | 7th Plan Res Master File | FLOOR R0 - R30 - Retro | 10.05% | 0% | 0% | 0% | 0% | 0% | 100% | 0% | 0% | 0% | 0% | 0%
Floor Insulation - Zonal2 | Floor Insulation | ResInsulation_PSE | PSE Business Case "QC APPROVED_Measure Case_Insulation_2020" | Retro | Single Family | Electric | SFWX: Insulation - Floor - R0 to R30 - Zonal | 6.672% | 10.05% | 0% | 0% | 0% | 0% | 0% | 45.81% | 0% | 77.58% | 91.72% | 0% | 78.05% | NA | 63.52% | 75.1% | 0% | 7th Plan Res Master File | Assuming same technical feasibility as Single Family | 7th Plan Res Master File | 7th Plan Res Master File | Not applicable to this segment | 7th Plan Res Master File | FLOOR R0 - R30 - Retro | 10.05% | 0% | 0% | 0% | 0% | 0% | 100% | 0% | 0% | 0% | 0% | 0%
Wall Insulation - FAF1 | Wall Insulation | ResInsulation_PSE | PSE Business Case "QC APPROVED_Measure Case_Insulation_2020" | Retro | Single Family | Electric | SFWX: Insulation - Wall - R0 to R13 - FAF | 4.956% | 7.468% | 0% | 0% | 0% | 0% | 0% | 100% | 0% | 84.59% | 100% | 0% | 92.53% | NA | NA | NA | 0% | 7th Plan Res Master File | Assuming same technical feasibility as Single Family | 7th Plan Res Master File | RBSA Data | Not applicable to this segment | Not applicable to this segment | WALL R0 - R11 - Retro | 7.468% | 0% | 0% | 0% | 0% | 0% | 100% | 0% | 0% | 0% | 0% | 0%
Wall Insulation - NG1 | Wall Insulation | ResInsulation_PSE | PSE Business Case "QC APPROVED_Measure Case_Insulation_2020" | Retro | Single Family | Gas | SFWX: Insulation - Wall - R0 to R13 - NG | 6.871% | 7.468% | 0% | 0% | 0% | 0% | 0% | 100% | 0% | 86.48% | 100% | 0% | 92.53% | NA | NA | NA | 0% | 7th Plan Res Master File | Assuming same technical feasibility as Single Family | 7th Plan Res Master File | RBSA Data | Not applicable to this segment | Not applicable to this segment | WALL R0 - R11 - Retro | 7.468% | 0% | 0% | 0% | 0% | 0% | 100% | 0% | 0% | 0% | 0% | 0%
Wall Insulation - HP1 | Wall Insulation | ResInsulation_PSE | PSE Business Case "QC APPROVED_Measure Case_Insulation_2020" | Retro | Single Family | Electric | SFWX: Insulation - Wall - R0 to R13 - HP | 4.956% | 7.468% | 0% | 0% | 0% | 0% | 0% | 100% | 0% | 84.59% | 100% | 0% | 92.53% | NA | NA | NA | 0% | 7th Plan Res Master File | Assuming same technical feasibility as Single Family | 7th Plan Res Master File | RBSA Data | Not applicable to this segment | Not applicable to this segment | WALL R0 - R11 - Retro | 7.468% | 0% | 0% | 0% | 0% | 0% | 100% | 0% | 0% | 0% | 0% | 0%
Wall Insulation - Zonal1 | Wall Insulation | ResInsulation_PSE | PSE Business Case "QC APPROVED_Measure Case_Insulation_2020" | Retro | Single Family | Electric | SFWX: Insulation - Wall - R0 to R13 - Zonal | 4.956% | 7.468% | 0% | 0% | 0% | 0% | 0% | 100% | 0% | 84.59% | 100% | 0% | 92.53% | NA | NA | NA | 0% | 7th Plan Res Master File | Assuming same technical feasibility as Single Family | 7th Plan Res Master File | RBSA Data | Not applicable to this segment | Not applicable to this segment | WALL R0 - R11 - Retro | 7.468% | 0% | 0% | 0% | 0% | 0% | 100% | 0% | 0% | 0% | 0% | 0%
Attic Insulation27 | Attic Insulation | ResInsulation_PSE | PSE Business Case "QC APPROVED_Measure Case_Insulation_2020" | Retro | Multifamily | Gas | MFRFT: Insulation - Attic - R0 to R38 - NG | 0.102% | 0% | 0% | 1.325% | 0% | 0% | 0% | 32.01% | 0% | 4.115% | 4.758% | 0% | 91.58% | NA | 67.8% | 78.4% | 0% | 7th Plan Res Master File | Assuming same technical feasibility as Single Family | 7th Plan Res Master File | 7th Plan Res Master File | Not applicable to this segment | 7th Plan Res Master File | ATTIC R0 - R38 - Retro | 0% | 0% | 1.325% | 0% | 0% | 0% | 0% | 0% | 100% | 0% | 0% | 0%
Attic Insulation28 | Attic Insulation | ResInsulation_PSE | PSE Business Case "QC APPROVED_Measure Case_Insulation_2020" | Retro | Multifamily | Electric | MFRFT: Insulation - Attic - R0 to R38 - E | 0.3737% | 0% | 0% | 1.356% | 0% | 0% | 0% | 32.01% | 0% | 4.025% | 4.758% | 0% | 91.58% | NA | 66.32% | 78.4% | 0% | 7th Plan Res Master File | Assuming same technical feasibility as Single Family | 7th Plan Res Master File | 7th Plan Res Master File | Not applicable to this segment | 7th Plan Res Master File | ATTIC R0 - R38 - Retro | 0% | 0% | 1.356% | 0% | 0% | 0% | 0% | 0% | 100% | 0% | 0% | 0%
Attic Insulation29 | Attic Insulation | ResInsulation_PSE | PSE Business Case "QC APPROVED_Measure Case_Insulation_2020" | Retro | Multifamily | Gas | MFRFT: Insulation - Attic - R11 to R38 - NG | 0% | 0% | 0% | 0% | 0% | 0% | 0% | 17.43% | 17.43% | 0% | 0% | 0% | 86.75% | NA | 36.41% | NA | NA | 7th Plan Res Master File | Assuming same technical feasibility as Single Family | 7th Plan Res Master File | 7th Plan Res Master File | Not applicable to this segment | RBSA Data | ATTIC R11 - R38 - Retro | 0% | 0% | 0% | 0% | 0% | 0% | 0% | 0% | 0% | 0% | 0% | 0%
Attic Insulation30 | Attic Insulation | ResInsulation_PSE | PSE Business Case "QC APPROVED_Measure Case_Insulation_2020" | Retro | Multifamily | Electric | MFRFT: Insulation - Attic - R11 to R38 - E | 0% | 0% | 0% | 0% | 0% | 0% | 0% | 17.43% | 17.43% | 0% | 0% | 0% | 86.75% | NA | 44.95% | NA | NA | 7th Plan Res Master File | Assuming same technical feasibility as Single Family | 7th Plan Res Master File | 7th Plan Res Master File | Not applicable to this segment | RBSA Data | ATTIC R11 - R38 - Retro | 0% | 0% | 0% | 0% | 0% | 0% | 0% | 0% | 0% | 0% | 0% | 0%
Floor Insulation19 | Floor Insulation | ResInsulation_PSE | PSE Business Case "QC APPROVED_Measure Case_Insulation_2020" | Retro | Multifamily | Gas | MFRFT: Insulation - Floor - R0 to R30 - NG | 2.14% | 0% | 0% | 27.8% | 0% | 0% | 0% | 45.81% | 0% | 79.31% | 91.72% | 0% | 78.05% | NA | 64.94% | 75.1% | 0% | 7th Plan Res Master File | Assuming same technical feasibility as Single Family | 7th Plan Res Master File | 7th Plan Res Master File | Not applicable to this segment | 7th Plan Res Master File | FLOOR R0 - R30 - Retro | 0% | 0% | 27.8% | 0% | 0% | 0% | 0% | 0% | 100% | 0% | 0% | 0%
Floor Insulation20 | Floor Insulation | ResInsulation_PSE | PSE Business Case "QC APPROVED_Measure Case_Insulation_2020" | Retro | Multifamily | Electric | MFRFT: Insulation - Floor - R0 to R30 - E | 7.801% | 0% | 0% | 28.3% | 0% | 0% | 0% | 45.81% | 0% | 77.58% | 91.72% | 0% | 78.05% | NA | 63.52% | 75.1% | 0% | 7th Plan Res Master File | Assuming same technical feasibility as Single Family | 7th Plan Res Master File | 7th Plan Res Master File | Not applicable to this segment | 7th Plan Res Master File | FLOOR R0 - R30 - Retro | 0% | 0% | 28.3% | 0% | 0% | 0% | 0% | 0% | 100% | 0% | 0% | 0%
Floor Insulation21 | Floor Insulation | ResInsulation_PSE | PSE Business Case "QC APPROVED_Measure Case_Insulation_2020" | Retro | Multifamily | Electric | MFRFT: Insulation - Floor - R11 to R30 - E | 0% | 0% | 0% | 0% | 0% | 0% | 0% | 100% | 100% | 0% | 0% | 0% | NA | NA | 12.4% | NA | NA | Assuming same technical feasibility as Manufactued | 7th Plan Res Master File | 7th Plan Res Master File | Not applicable to this segment | Not applicable to this segment | RBSA Data | FLOOR R11 - R22 - Retro | 0% | 0% | 0% | 0% | 0% | 0% | 0% | 0% | 0% | 0% | 0% | 0%
Wall Insulation10 | Wall Insulation | ResInsulation_PSE | PSE Business Case "QC APPROVED_Measure Case_Insulation_2020" | Retro | Multifamily | Gas | MFRFT: Insulation - Wall - R0 to R11 - NG | 1.343% | 0% | 0% | 17.45% | 0% | 0% | 0% | 100% | 0% | 86.48% | 100% | 0% | 92.53% | NA | 79.82% | 92.3% | 0% | 7th Plan Res Master File | Assuming same technical feasibility as Single Family | 7th Plan Res Master File | 7th Plan Res Master File | Not applicable to this segment | 7th Plan Res Master File | WALL R0 - R11 - Retro | 0% | 0% | 17.45% | 0% | 0% | 0% | 0% | 0% | 100% | 0% | 0% | 0%
Wall Insulation11 | Wall Insulation | ResInsulation_PSE | PSE Business Case "QC APPROVED_Measure Case_Insulation_2020" | Retro | Multifamily | Electric | MFRFT: Insulation - Wall - R0 to R11 - E | 5.113% | 0% | 0% | 18.55% | 0% | 0% | 0% | 100% | 0% | 84.59% | 100% | 0% | 92.53% | NA | 78.07% | 92.3% | 0% | 7th Plan Res Master File | Assuming same technical feasibility as Single Family | 7th Plan Res Master File | 7th Plan Res Master File | Not applicable to this segment | 7th Plan Res Master File | WALL R0 - R11 - Retro | 0% | 0% | 18.55% | 0% | 0% | 0% | 0% | 0% | 100% | 0% | 0% | 0%
Attic Insulation31 | Attic Insulation | ResInsulation_PSE | PSE Business Case "QC APPROVED_Measure Case_Insulation_2020" | Retro | Manufactured LI | Electric | LIW: Insulation - Attic - R0 to R22 - MH - TE | 0% | 0% | 0% | 0% | 0% | 1.765% | 0% | 0% | 100% | 0% | 0% | NA | NA | 98.23% | NA | NA | NA | Assuming same technical feasibility as Manufactued | 7th Plan Res Master File | Assuming same technical feasibility as Multifamily - High Rise | Not applicable to this segment | 7th Plan Res Master File | Not applicable to this segment | ATTIC R0 - R22 - Retro | 0% | 0% | 0% | 0% | 1.765% | 0% | 0% | 0% | 0% | 0% | 100% | 0%
Attic Insulation32 | Attic Insulation | ResInsulation_PSE | PSE Business Case "QC APPROVED_Measure Case_Insulation_2020" | Retro | Manufactured LI | Gas | LIW: Insulation - Attic - R0 to R22 - MH - TG | 0% | 0% | 0% | 0% | 0% | 1.765% | 0% | 0% | 100% | 0% | 0% | NA | NA | 98.23% | NA | NA | NA | Assuming same technical feasibility as Manufactued | 7th Plan Res Master File | Assuming same technical feasibility as Multifamily - High Rise | Not applicable to this segment | 7th Plan Res Master File | Not applicable to this segment | ATTIC R0 - R22 - Retro | 0% | 0% | 0% | 0% | 1.765% | 0% | 0% | 0% | 0% | 0% | 100% | 0%
Attic Insulation33 | Attic Insulation | ResInsulation_PSE | PSE Business Case "QC APPROVED_Measure Case_Insulation_2020" | Retro | Manufactured | Electric | Insulation - Attic - R0 to R22 - ER - MH - Pre HUD | 0.1226% | 0% | 1.765% | 0% | 0% | 0% | 0% | 0% | 100% | 0% | 0% | NA | NA | 98.23% | NA | NA | NA | Assuming same technical feasibility as Manufactued | 7th Plan Res Master File | Assuming same technical feasibility as Multifamily - High Rise | Not applicable to this segment | 7th Plan Res Master File | Not applicable to this segment | ATTIC R0 - R22 - Retro | 0% | 1.765% | 0% | 0% | 0% | 0% | 0% | 100% | 0% | 0% | 0% | 0%
Attic Insulation34 | Attic Insulation | ResInsulation_PSE | PSE Business Case "QC APPROVED_Measure Case_Insulation_2020" | Retro | Manufactured | Electric | Insulation - Attic - R0 to R22 - HP - MH - Pre HUD | 0.1226% | 0% | 1.765% | 0% | 0% | 0% | 0% | 0% | 100% | 0% | 0% | NA | NA | 98.23% | NA | NA | NA | Assuming same technical feasibility as Manufactued | 7th Plan Res Master File | Assuming same technical feasibility as Multifamily - High Rise | Not applicable to this segment | 7th Plan Res Master File | Not applicable to this segment | ATTIC R0 - R22 - Retro | 0% | 1.765% | 0% | 0% | 0% | 0% | 0% | 100% | 0% | 0% | 0% | 0%
Attic Insulation35 | Attic Insulation | ResInsulation_PSE | PSE Business Case "QC APPROVED_Measure Case_Insulation_2020" | Retro | Manufactured | Gas | Insulation - Attic - R0 to R22 - NG - MH - Pre HUD | 0.005055% | 0% | 1.765% | 0% | 0% | 0% | 0% | 0% | 100% | 0% | 0% | NA | NA | 98.23% | NA | NA | NA | Assuming same technical feasibility as Manufactued | 7th Plan Res Master File | Assuming same technical feasibility as Multifamily - High Rise | Not applicable to this segment | 7th Plan Res Master File | Not applicable to this segment | ATTIC R0 - R22 - Retro | 0% | 1.765% | 0% | 0% | 0% | 0% | 0% | 100% | 0% | 0% | 0% | 0%
Attic Insulation36 | Attic Insulation | ResInsulation_PSE | PSE Business Case "QC APPROVED_Measure Case_Insulation_2020" | Retro | Manufactured | Electric | Insulation - Attic - R0 to R30 - ER - MH - HUD | 0.373% | 0% | 5.371% | 0% | 0% | 0% | 0% | 0% | 100% | 0% | 0% | NA | NA | 94.63% | NA | NA | NA | Assuming same technical feasibility as Manufactued | 7th Plan Res Master File | Assuming same technical feasibility as Multifamily - High Rise | Not applicable to this segment | 7th Plan Res Master File | Not applicable to this segment | ATTIC R0 - R30 - Retro | 0% | 5.371% | 0% | 0% | 0% | 0% | 0% | 100% | 0% | 0% | 0% | 0%
Attic Insulation37 | Attic Insulation | ResInsulation_PSE | PSE Business Case "QC APPROVED_Measure Case_Insulation_2020" | Retro | Manufactured | Electric | Insulation - Attic - R0 to R30 - HP - MH - HUD | 0.373% | 0% | 5.371% | 0% | 0% | 0% | 0% | 0% | 100% | 0% | 0% | NA | NA | 94.63% | NA | NA | NA | Assuming same technical feasibility as Manufactued | 7th Plan Res Master File | Assuming same technical feasibility as Multifamily - High Rise | Not applicable to this segment | 7th Plan Res Master File | Not applicable to this segment | ATTIC R0 - R30 - Retro | 0% | 5.371% | 0% | 0% | 0% | 0% | 0% | 100% | 0% | 0% | 0% | 0%
Attic Insulation38 | Attic Insulation | ResInsulation_PSE | PSE Business Case "QC APPROVED_Measure Case_Insulation_2020" | Retro | Manufactured | Gas | Insulation - Attic - R0 to R30 - NG - MH - HUD | 0.01538% | 0% | 5.371% | 0% | 0% | 0% | 0% | 0% | 100% | 0% | 0% | NA | NA | 94.63% | NA | NA | NA | Assuming same technical feasibility as Manufactued | 7th Plan Res Master File | Assuming same technical feasibility as Multifamily - High Rise | Not applicable to this segment | 7th Plan Res Master File | Not applicable to this segment | ATTIC R0 - R30 - Retro | 0% | 5.371% | 0% | 0% | 0% | 0% | 0% | 100% | 0% | 0% | 0% | 0%
Floor Insulation22 | Floor Insulation | ResInsulation_PSE | PSE Business Case "QC APPROVED_Measure Case_Insulation_2020" | Retro | Multifamily | Gas | Insulation - Floor - R11 to R30 - GH - MF | 0% | 0% | 0% | 0% | 0% | 0% | 0% | 100% | 100% | 0% | 0% | 0% | NA | NA | 13.61% | NA | NA | Assuming same technical feasibility as Manufactued | 7th Plan Res Master File | 7th Plan Res Master File | Not applicable to this segment | Not applicable to this segment | RBSA Data | FLOOR R11 - R22 - Retro | 0% | 0% | 0% | 0% | 0% | 0% | 0% | 0% | 0% | 0% | 0% | 0%
Integrated Space and Water Heat | Integrated Space and Water Heat | ResIntegratedSpaceWaterHeat_PSE | PSE Business Case: Integrated Space and Water Heat | Retro | Multifamily LI | Gas | LIW: Integrated Space and Water Heating - MF - TG | 0% | 0% | 0% | 0% | 0% | 0% | 0.3409% | 50% | 0% | 15% | 15% | NA | NA | NA | 97.73% | NA | NA | Feasibility assumption; based on building type, end use, and saturation of homes with water heaters and boilers | Feasibility assumption; based on building type, end use, and saturation of homes with water heaters and boilers | Feasibility assumption; based on building type, end use, and saturation of homes with water heaters and boilers | Not applicable to this segment | Not applicable to this segment | 2018-2019 NY RBSA statewide single family site visit data analysis | NA | 0% | 0% | 0% | 0% | 0% | 0.3409% | 0% | 0% | 0% | 0% | 0% | 100%
Integrated Space and Water Heat | Integrated Space and Water Heat | ResIntegratedSpaceWaterHeat_PSE | PSE Business Case: Integrated Space and Water Heat | Retro | Single Family LI | Gas | LIW: Integrated Space and Water Heating - SF - TG | 0% | 0% | 0% | 0% | 1.136% | 0% | 0% | 50% | 0% | 15% | 15% | NA | 97.73% | NA | NA | NA | NA | Feasibility assumption; based on building type, end use, and saturation of homes with water heaters and boilers | Feasibility assumption; based on building type, end use, and saturation of homes with water heaters and boilers | Feasibility assumption; based on building type, end use, and saturation of homes with water heaters and boilers | 2018-2019 NY RBSA statewide single family site visit data analysis | Not applicable to this segment | Not applicable to this segment | NA | 0% | 0% | 0% | 1.136% | 0% | 0% | 0% | 0% | 0% | 100% | 0% | 0%
Integrated Space and Water Heat | Integrated Space and Water Heat | ResIntegratedSpaceWaterHeat_PSE | PSE Business Case: Integrated Space and Water Heat | Retro | All Residential | Gas | Integrated Heating System - Space and Water - GH - Res | 1.072% | 1.136% | 0% | 0.3409% | 0% | 0% | 0% | 50% | 0% | 15% | 15% | NA | 97.73% | 97.73% | 97.73% | NA | NA | Feasibility assumption; based on building type, end use, and saturation of homes with water heaters and boilers | Feasibility assumption; based on building type, end use, and saturation of homes with water heaters and boilers | Feasibility assumption; based on building type, end use, and saturation of homes with water heaters and boilers | 2018-2019 NY RBSA statewide single family site visit data analysis | 2018-2019 NY RBSA statewide single family site visit data analysis | 2018-2019 NY RBSA statewide single family site visit data analysis | NA | 1.136% | 0% | 0.3409% | 0% | 0% | 0% | 100% | 0% | 100% | 0% | 0% | 0%
String Lighting | String Lighting | ResLighting_PSE | PSE Business Case "QC APPROVED_v2_Measure Case_Lamp_2020" | NR | All Residential | Electric | RETL: String Lighting - LED - Outdoor | 50.71% | 50.17% | 49.8% | 50.64% | 0% | 0% | 0% | 100% | 100% | 100% | 100% | NA | 49.83% | 50.2% | 49.36% | 49.36% | NA | Measure is 100% technically feasible | Measure is 100% technically feasible | Measure is 100% technically feasible | RCS Data | RCS Data | RCS Data | NA | 50.17% | 49.8% | 50.64% | 0% | 0% | 0% | 100% | 100% | 100% | 0% | 0% | 0%
Lighting Specialty1 | Lighting Specialty | ResLighting_PSE | PSE Business Case "QC APPROVED_v2_Measure Case_Lamp_2020" | NR | Multifamily | Electric | Lamp - LED - 2 Pin - DI - MF | 10.75% | 0% | 0% | 39% | 0% | 0% | 0% | 99% | 99% | 99% | 99% | 99% | 60.61% | 60.61% | 60.61% | 60.61% | 60.61% | 2021 Plan Res Master File | 2021 Plan Res Master File | 2021 Plan Res Master File | 2021 Plan Res Master File | 2021 Plan Res Master File | 2021 Plan Res Master File | Lamps - NR | 0% | 0% | 39% | 0% | 0% | 0% | 0% | 0% | 100% | 0% | 0% | 0%
Lighting Specialty2 | Lighting Specialty | ResLighting_PSE | PSE Business Case "QC APPROVED_v2_Measure Case_Lamp_2020" | NR | Multifamily | Electric | Lamp - LED - 4 Pin - DI - MF | 10.75% | 0% | 0% | 39% | 0% | 0% | 0% | 99% | 99% | 99% | 99% | 99% | 60.61% | 60.61% | 60.61% | 60.61% | 60.61% | 2021 Plan Res Master File | 2021 Plan Res Master File | 2021 Plan Res Master File | 2021 Plan Res Master File | 2021 Plan Res Master File | 2021 Plan Res Master File | Lamps - NR | 0% | 0% | 39% | 0% | 0% | 0% | 0% | 0% | 100% | 0% | 0% | 0%
Lighting Linear Fluorescent1 | Lighting Linear Fluorescent | ResLighting_PSE | PSE Business Case "QC APPROVED_v2_Measure Case_Lamp_2020" | NR | Multifamily | Electric | Lamp - TLED - 4 ft - 2x - from 4 ft T12 2x - DI - MF | 10.75% | 0% | 0% | 39% | 0% | 0% | 0% | 99% | 99% | 99% | 99% | 99% | 60.61% | 60.61% | 60.61% | 60.61% | 60.61% | 2021 Plan Res Master File | 2021 Plan Res Master File | 2021 Plan Res Master File | 2021 Plan Res Master File | 2021 Plan Res Master File | 2021 Plan Res Master File | Lamps - NR | 0% | 0% | 39% | 0% | 0% | 0% | 0% | 0% | 100% | 0% | 0% | 0%
Lighting Linear Fluorescent2 | Lighting Linear Fluorescent | ResLighting_PSE | PSE Business Case "QC APPROVED_v2_Measure Case_Lamp_2020" | NR | Multifamily | Electric | Lamp - TLED - 4 ft - 2x - from 4 ft T8 32w 2x - DI - MF | 10.75% | 0% | 0% | 39% | 0% | 0% | 0% | 99% | 99% | 99% | 99% | 99% | 60.61% | 60.61% | 60.61% | 60.61% | 60.61% | 2021 Plan Res Master File | 2021 Plan Res Master File | 2021 Plan Res Master File | 2021 Plan Res Master File | 2021 Plan Res Master File | 2021 Plan Res Master File | Lamps - NR | 0% | 0% | 39% | 0% | 0% | 0% | 0% | 0% | 100% | 0% | 0% | 0%
Lighting Standard1 | Lighting Standard | ResLighting_PSE | PSE Business Case "QC APPROVED_Measure Case_Light Fixture_2020" | NR | All Residential | Electric | RETL: Fixture - LED - Indoor | 99.86% | 99% | 99% | 99% | 0% | 0% | 0% | 99% | 99% | 99% | 99% | 99% | 0% | 0% | 0% | 0% | 0% | 2021 Plan Res Master File | 2021 Plan Res Master File | 2021 Plan Res Master File | 2021 Plan Res Master File | 2021 Plan Res Master File | 2021 Plan Res Master File | Fixtures - NR | 99% | 99% | 99% | 0% | 0% | 0% | 100% | 100% | 100% | 0% | 0% | 0%
Lighting Standard2 | Lighting Standard | ResLighting_PSE | PSE Business Case "QC APPROVED_Measure Case_Light Fixture_2020" | NR | All Residential | Electric | RETL: Fixture - LED - Outdoor | 99.86% | 99% | 99% | 99% | 0% | 0% | 0% | 99% | 99% | 99% | 99% | 99% | 0% | 0% | 0% | 0% | 0% | 2021 Plan Res Master File | 2021 Plan Res Master File | 2021 Plan Res Master File | 2021 Plan Res Master File | 2021 Plan Res Master File | 2021 Plan Res Master File | Fixtures - NR | 99% | 99% | 99% | 0% | 0% | 0% | 100% | 100% | 100% | 0% | 0% | 0%
Lighting Linear Fluorescent1 | Lighting Linear Fluorescent | ResLighting_PSE | PSE Business Case "QC APPROVED_Measure Case_Light Fixture_2020" | NR | All Residential | Electric | RETL: Fixture - LED - T8 Retrofit | 72.57% | 99% | 99% | 0% | 0% | 0% | 0% | 99% | 99% | 99% | 99% | 99% | 0% | 0% | 0% | 0% | 0% | 2021 Plan Res Master File | 2021 Plan Res Master File | 2021 Plan Res Master File | 2021 Plan Res Master File | 2021 Plan Res Master File | 2021 Plan Res Master File | Fixtures - NR | 99% | 99% | 99% | 0% | 0% | 0% | 100% | 100% | 0% | 0% | 0% | 0% | Removing MF from All Res permutation to avoid double counting with MF permutation
Lighting Linear Fluorescent2 | Lighting Linear Fluorescent | ResLighting_PSE | PSE Business Case "QC APPROVED_Measure Case_Light Fixture_2020" | NR | All Residential | Electric | RETL: Fixture - LED - T8 | 72.57% | 99% | 99% | 0% | 0% | 0% | 0% | 99% | 99% | 99% | 99% | 99% | 0% | 0% | 0% | 0% | 0% | 2021 Plan Res Master File | 2021 Plan Res Master File | 2021 Plan Res Master File | 2021 Plan Res Master File | 2021 Plan Res Master File | 2021 Plan Res Master File | Fixtures - NR | 99% | 99% | 99% | 0% | 0% | 0% | 100% | 100% | 0% | 0% | 0% | 0% | Removing MF from All Res permutation to avoid double counting with MF permutation
Window - Zonal0 | Window | ResMFWeatherization_v3_4 | RTF Workbook: ResMFWeatherization_3_4 | Retro | Multifamily | Electric | Windows_Single Pane - U22_HZ1_Zonal | 1.308% | 0% | 0% | 4.747% | 0% | 0% | 0% | 20% | 20% | 16.92% | 20% | 0% | 97.57% | 98.29% | 71.94% | 85.05% | 0% | 7th Plan Res Master File | 7th Plan Res Master File | 7th Plan Res Master File | 7th Plan Res Master File | 7th Plan Res Master File | 7th Plan Res Master File | WINDOW CL22 Prime Window Replacement of Single Pane Base - Retro | 0% | 0% | 4.747% | 0% | 0% | 0% | 0% | 0% | 100% | 0% | 0% | 0%
Window - Zonal1 | Window | ResMFWeatherization_v3_4 | RTF Workbook: ResMFWeatherization_3_4 | Retro | Multifamily | Electric | Windows_Double Pane - U22_HZ1_Zonal | 3.909% | 0% | 0% | 14.18% | 0% | 0% | 0% | 20% | 20% | 16.92% | 20% | 0% | 10.2% | 99.91% | 16.18% | 19.13% | 0% | 7th Plan Res Master File | 7th Plan Res Master File | 7th Plan Res Master File | 7th Plan Res Master File | 7th Plan Res Master File | 7th Plan Res Master File | WINDOW CL22 Prime Window Replacement of Double Pane Base - Retro | 0% | 0% | 14.18% | 0% | 0% | 0% | 0% | 0% | 100% | 0% | 0% | 0%
Window - Zonal2 | Window | ResMFWeatherization_v3_4 | RTF Workbook: ResMFWeatherization_3_4 | Retro | Multifamily | Electric | Windows_U35 - U22_HZ1_Zonal | 1.308% | 0% | 0% | 4.747% | 0% | 0% | 0% | 20% | 20% | 16.92% | 20% | 0% | NA | NA | 71.94% | 85.05% | 0% | 7th Plan Res Master File | 7th Plan Res Master File | 7th Plan Res Master File | Not applicable to this segment | Not applicable to this segment | 7th Plan Res Master File | WINDOW CL22 Prime Window Replacement of Single Pane Base - Retro | 0% | 0% | 4.747% | 0% | 0% | 0% | 0% | 0% | 100% | 0% | 0% | 0%
Window - Zonal3 | Window | ResMFWeatherization_v3_4 | RTF Workbook: ResMFWeatherization_3_4 | Retro | Multifamily | Electric | Windows_Single Pane - U30_HZ1_Zonal | 4.187% | 0% | 0% | 15.19% | 0% | 0% | 0% | 80% | 80% | 67.67% | 80% | 0% | 97.57% | 98.29% | 71.94% | 85.05% | 0% | 7th Plan Res Master File | 7th Plan Res Master File | 7th Plan Res Master File | 7th Plan Res Master File | 7th Plan Res Master File | 7th Plan Res Master File | WINDOW CL30 Prime Window Replacement of Single Pane Base - Retro | 0% | 0% | 18.99% | 0% | 0% | 0% | 0% | 0% | 80% | 0% | 0% | 0% | sharing with storm windows - window upgrade more common
Window - Zonal4 | Window | ResMFWeatherization_v3_4 | RTF Workbook: ResMFWeatherization_3_4 | Retro | Multifamily | Electric | Windows_Double Pane - U30_HZ1_Zonal | 12.51% | 0% | 0% | 45.38% | 0% | 0% | 0% | 80% | 80% | 67.67% | 80% | 0% | 10.2% | 99.91% | 16.18% | 19.13% | 0% | 7th Plan Res Master File | 7th Plan Res Master File | 7th Plan Res Master File | 7th Plan Res Master File | 7th Plan Res Master File | 7th Plan Res Master File | WINDOW CL30 Prime Window Replacement of Double Pane Base - Retro | 0% | 0% | 56.72% | 0% | 0% | 0% | 0% | 0% | 80% | 0% | 0% | 0% | sharing with storm windows - window upgrade more common
Window - Zonal5 | Window | ResMFWeatherization_v3_4 | RTF Workbook: ResMFWeatherization_3_4 | Retro | Multifamily | Electric | Windows_U35 - U30_HZ1_Zonal | 5.234% | 0% | 0% | 18.99% | 0% | 0% | 0% | 80% | 80% | 67.67% | 80% | 0% | NA | NA | 71.94% | 85.05% | 0% | 7th Plan Res Master File | 7th Plan Res Master File | 7th Plan Res Master File | Not applicable to this segment | Not applicable to this segment | 7th Plan Res Master File | WINDOW CL30 Prime Window Replacement of Single Pane Base - Retro | 0% | 0% | 18.99% | 0% | 0% | 0% | 0% | 0% | 100% | 0% | 0% | 0%
Door - Zonal | Door | ResMFWeatherization_v3_4 | RTF Workbook: ResMFWeatherization_3_4 | Retro | Multifamily | Electric | Insulated Door_R2.5 - R5_HZ1_Zonal | 19.04% | 0% | 0% | 69.08% | 0% | 0% | 0% | 100% | 100% | 100% | 100% | NA | NA | NA | 30.92% | 30.92% | NA | Measure is 100% technically feasible | Measure is 100% technically feasible | Measure is 100% technically feasible | Not applicable to this segment | Not applicable to this segment | From WI FOE's % incomplete based on 2016 single family site visit data analysis for a midwest state | NA | 0% | 0% | 69.08% | 0% | 0% | 0% | 0% | 0% | 100% | 0% | 0% | 0%
Window - Zonal3 | Storm Window | ResMFWeatherization_v3_4 | RTF Workbook: ResMFWeatherization_3_4 | Retro | Multifamily | Electric | Low E Storm Window_Single Pane Wood Frame_HZ1_Zonal | 0.7735% | 0% | 0% | 2.806% | 0% | 0% | 0% | 100% | 100% | 100% | 100% | NA | 97.57% | 98.29% | 71.94% | 85.05% | 0% | Feasibility of 50% is accounted for in per unit, default of 100% as a result | Feasibility of 50% is accounted for in per unit, default of 100% as a result | Feasibility of 50% is accounted for in per unit, default of 100% as a result | 7th Plan Res Master File | 7th Plan Res Master File | 7th Plan Res Master File | WINDOW CL22 Prime Window Replacement of Single Pane Base - Retro | 0% | 0% | 28.06% | 0% | 0% | 0% | 0% | 0% | 10% | 0% | 0% | 0% | two storm window iterations sharing with qppropriate window permutation - window upgrade more common
Window - Zonal3 | Storm Window | ResMFWeatherization_v3_4 | RTF Workbook: ResMFWeatherization_3_4 | Retro | Multifamily | Electric | Low E Storm Window_Single Pane Metal Frame_HZ1_Zonal | 0.7735% | 0% | 0% | 2.806% | 0% | 0% | 0% | 100% | 100% | 100% | 100% | NA | 97.57% | 98.29% | 71.94% | 85.05% | 0% | Feasibility of 50% is accounted for in per unit, default of 100% as a result | Feasibility of 50% is accounted for in per unit, default of 100% as a result | Feasibility of 50% is accounted for in per unit, default of 100% as a result | 7th Plan Res Master File | 7th Plan Res Master File | 7th Plan Res Master File | WINDOW CL22 Prime Window Replacement of Single Pane Base - Retro | 0% | 0% | 28.06% | 0% | 0% | 0% | 0% | 0% | 10% | 0% | 0% | 0% | two storm window iterations sharing with qppropriate window permutation - window upgrade more common
Window - Zonal4 | Storm Window | ResMFWeatherization_v3_4 | RTF Workbook: ResMFWeatherization_3_4 | Retro | Multifamily | Electric | Low E Storm Window_Double Pane Metal Frame_HZ1_Zonal | 4.621% | 0% | 0% | 16.76% | 0% | 0% | 0% | 100% | 100% | 100% | 100% | NA | 10.2% | 99.91% | 16.18% | 19.13% | 0% | Feasibility of 50% is accounted for in per unit, default of 100% as a result | Feasibility of 50% is accounted for in per unit, default of 100% as a result | Feasibility of 50% is accounted for in per unit, default of 100% as a result | 7th Plan Res Master File | 7th Plan Res Master File | 7th Plan Res Master File | WINDOW CL22 Prime Window Replacement of Double Pane Base - Retro | 0% | 0% | 83.82% | 0% | 0% | 0% | 0% | 0% | 20% | 0% | 0% | 0% | sharing with windows - window upgrade more common
Window - FAF0 | Window | ResMFWeatherization_v3_4 | RTF Workbook: ResMFWeatherization_3_4 | Retro | Multifamily | Electric | Windows_Single Pane - U22_HZ1_Furnace | 1.308% | 0% | 0% | 4.747% | 0% | 0% | 0% | 20% | 20% | 16.92% | 20% | 0% | 97.57% | 98.29% | 71.94% | 85.05% | 0% | 7th Plan Res Master File | 7th Plan Res Master File | 7th Plan Res Master File | 7th Plan Res Master File | 7th Plan Res Master File | 7th Plan Res Master File | WINDOW CL22 Prime Window Replacement of Single Pane Base - Retro | 0% | 0% | 4.747% | 0% | 0% | 0% | 0% | 0% | 100% | 0% | 0% | 0%
Window - FAF1 | Window | ResMFWeatherization_v3_4 | RTF Workbook: ResMFWeatherization_3_4 | Retro | Multifamily | Electric | Windows_Double Pane - U22_HZ1_Furnace | 3.909% | 0% | 0% | 14.18% | 0% | 0% | 0% | 20% | 20% | 16.92% | 20% | 0% | 10.2% | 99.91% | 16.18% | 19.13% | 0% | 7th Plan Res Master File | 7th Plan Res Master File | 7th Plan Res Master File | 7th Plan Res Master File | 7th Plan Res Master File | 7th Plan Res Master File | WINDOW CL22 Prime Window Replacement of Double Pane Base - Retro | 0% | 0% | 14.18% | 0% | 0% | 0% | 0% | 0% | 100% | 0% | 0% | 0%
Window - FAF2 | Window | ResMFWeatherization_v3_4 | RTF Workbook: ResMFWeatherization_3_4 | Retro | Multifamily | Electric | Windows_U35 - U22_HZ1_Furnace | 1.308% | 0% | 0% | 4.747% | 0% | 0% | 0% | 20% | 20% | 16.92% | 20% | 0% | NA | NA | 71.94% | 85.05% | 0% | 7th Plan Res Master File | 7th Plan Res Master File | 7th Plan Res Master File | Not applicable to this segment | Not applicable to this segment | 7th Plan Res Master File | WINDOW CL22 Prime Window Replacement of Single Pane Base - Retro | 0% | 0% | 4.747% | 0% | 0% | 0% | 0% | 0% | 100% | 0% | 0% | 0%
Window - FAF3 | Window | ResMFWeatherization_v3_4 | RTF Workbook: ResMFWeatherization_3_4 | Retro | Multifamily | Electric | Windows_Single Pane - U30_HZ1_Furnace | 4.187% | 0% | 0% | 15.19% | 0% | 0% | 0% | 80% | 80% | 67.67% | 80% | 0% | 97.57% | 98.29% | 71.94% | 85.05% | 0% | 7th Plan Res Master File | 7th Plan Res Master File | 7th Plan Res Master File | 7th Plan Res Master File | 7th Plan Res Master File | 7th Plan Res Master File | WINDOW CL30 Prime Window Replacement of Single Pane Base - Retro | 0% | 0% | 18.99% | 0% | 0% | 0% | 0% | 0% | 80% | 0% | 0% | 0% | sharing with storm windows - window upgrade more common
Window - FAF4 | Window | ResMFWeatherization_v3_4 | RTF Workbook: ResMFWeatherization_3_4 | Retro | Multifamily | Electric | Windows_Double Pane - U30_HZ1_Furnace | 12.51% | 0% | 0% | 45.38% | 0% | 0% | 0% | 80% | 80% | 67.67% | 80% | 0% | 10.2% | 99.91% | 16.18% | 19.13% | 0% | 7th Plan Res Master File | 7th Plan Res Master File | 7th Plan Res Master File | 7th Plan Res Master File | 7th Plan Res Master File | 7th Plan Res Master File | WINDOW CL30 Prime Window Replacement of Double Pane Base - Retro | 0% | 0% | 56.72% | 0% | 0% | 0% | 0% | 0% | 80% | 0% | 0% | 0% | sharing with storm windows - window upgrade more common
Window - FAF5 | Window | ResMFWeatherization_v3_4 | RTF Workbook: ResMFWeatherization_3_4 | Retro | Multifamily | Electric | Windows_U35 - U30_HZ1_Furnace | 5.234% | 0% | 0% | 18.99% | 0% | 0% | 0% | 80% | 80% | 67.67% | 80% | 0% | NA | NA | 71.94% | 85.05% | 0% | 7th Plan Res Master File | 7th Plan Res Master File | 7th Plan Res Master File | Not applicable to this segment | Not applicable to this segment | 7th Plan Res Master File | WINDOW CL30 Prime Window Replacement of Single Pane Base - Retro | 0% | 0% | 18.99% | 0% | 0% | 0% | 0% | 0% | 100% | 0% | 0% | 0%
Door - EFAF | Door | ResMFWeatherization_v3_4 | RTF Workbook: ResMFWeatherization_3_4 | Retro | Multifamily | Electric | Insulated Door_R2.5 - R5_HZ1_Furnace | 19.04% | 0% | 0% | 69.08% | 0% | 0% | 0% | 100% | 100% | 100% | 100% | NA | NA | NA | 30.92% | 30.92% | NA | Measure is 100% technically feasible | Measure is 100% technically feasible | Measure is 100% technically feasible | Not applicable to this segment | Not applicable to this segment | From WI FOE's % incomplete based on 2016 single family site visit data analysis for a midwest state | NA | 0% | 0% | 69.08% | 0% | 0% | 0% | 0% | 0% | 100% | 0% | 0% | 0%
Window - FAF3 | Storm Window | ResMFWeatherization_v3_4 | RTF Workbook: ResMFWeatherization_3_4 | Retro | Multifamily | Electric | Low E Storm Window_Single Pane Wood Frame_HZ1_Furnace | 0.7735% | 0% | 0% | 2.806% | 0% | 0% | 0% | 100% | 100% | 100% | 100% | 0% | 97.57% | 98.29% | 71.94% | 85.05% | 0% | Feasibility of 50% is accounted for in per unit, default of 100% as a result | Feasibility of 50% is accounted for in per unit, default of 100% as a result | Feasibility of 50% is accounted for in per unit, default of 100% as a result | 7th Plan Res Master File | 7th Plan Res Master File | 7th Plan Res Master File | WINDOW CL22 Prime Window Replacement of Single Pane Base - Retro | 0% | 0% | 28.06% | 0% | 0% | 0% | 0% | 0% | 10% | 0% | 0% | 0% | two storm window iterations sharing with qppropriate window permutation - window upgrade more common
Window - FAF3 | Storm Window | ResMFWeatherization_v3_4 | RTF Workbook: ResMFWeatherization_3_4 | Retro | Multifamily | Electric | Low E Storm Window_Single Pane Metal Frame_HZ1_Furnace | 0.7735% | 0% | 0% | 2.806% | 0% | 0% | 0% | 100% | 100% | 100% | 100% | 0% | 97.57% | 98.29% | 71.94% | 85.05% | 0% | Feasibility of 50% is accounted for in per unit, default of 100% as a result | Feasibility of 50% is accounted for in per unit, default of 100% as a result | Feasibility of 50% is accounted for in per unit, default of 100% as a result | 7th Plan Res Master File | 7th Plan Res Master File | 7th Plan Res Master File | WINDOW CL22 Prime Window Replacement of Single Pane Base - Retro | 0% | 0% | 28.06% | 0% | 0% | 0% | 0% | 0% | 10% | 0% | 0% | 0% | two storm window iterations sharing with qppropriate window permutation - window upgrade more common
Window - FAF4 | Storm Window | ResMFWeatherization_v3_4 | RTF Workbook: ResMFWeatherization_3_4 | Retro | Multifamily | Electric | Low E Storm Window_Double Pane Metal Frame_HZ1_Furnace | 4.621% | 0% | 0% | 16.76% | 0% | 0% | 0% | 100% | 100% | 100% | 100% | NA | 10.2% | 99.91% | 16.18% | 19.13% | 0% | Feasibility of 50% is accounted for in per unit, default of 100% as a result | Feasibility of 50% is accounted for in per unit, default of 100% as a result | Feasibility of 50% is accounted for in per unit, default of 100% as a result | 7th Plan Res Master File | 7th Plan Res Master File | 7th Plan Res Master File | WINDOW CL22 Prime Window Replacement of Double Pane Base - Retro | 0% | 0% | 83.82% | 0% | 0% | 0% | 0% | 0% | 20% | 0% | 0% | 0% | sharing with windows - window upgrade more common
Window - HP0 | Window | ResMFWeatherization_v3_4 | RTF Workbook: ResMFWeatherization_3_4 | Retro | Multifamily | Electric | Windows_Single Pane - U22_HZ1_Heat Pump | 1.308% | 0% | 0% | 4.747% | 0% | 0% | 0% | 20% | 20% | 16.92% | 20% | 0% | 97.57% | 98.29% | 71.94% | 85.05% | 0% | 7th Plan Res Master File | 7th Plan Res Master File | 7th Plan Res Master File | 7th Plan Res Master File | 7th Plan Res Master File | 7th Plan Res Master File | WINDOW CL22 Prime Window Replacement of Single Pane Base - Retro | 0% | 0% | 4.747% | 0% | 0% | 0% | 0% | 0% | 100% | 0% | 0% | 0%
Window - HP1 | Window | ResMFWeatherization_v3_4 | RTF Workbook: ResMFWeatherization_3_4 | Retro | Multifamily | Electric | Windows_Double Pane - U22_HZ1_Heat Pump | 3.909% | 0% | 0% | 14.18% | 0% | 0% | 0% | 20% | 20% | 16.92% | 20% | 0% | 10.2% | 99.91% | 16.18% | 19.13% | 0% | 7th Plan Res Master File | 7th Plan Res Master File | 7th Plan Res Master File | 7th Plan Res Master File | 7th Plan Res Master File | 7th Plan Res Master File | WINDOW CL22 Prime Window Replacement of Double Pane Base - Retro | 0% | 0% | 14.18% | 0% | 0% | 0% | 0% | 0% | 100% | 0% | 0% | 0%
Window - HP2 | Window | ResMFWeatherization_v3_4 | RTF Workbook: ResMFWeatherization_3_4 | Retro | Multifamily | Electric | Windows_U35 - U22_HZ1_Heat Pump | 1.308% | 0% | 0% | 4.747% | 0% | 0% | 0% | 20% | 20% | 16.92% | 20% | 0% | NA | NA | 71.94% | 85.05% | 0% | 7th Plan Res Master File | 7th Plan Res Master File | 7th Plan Res Master File | Not applicable to this segment | Not applicable to this segment | 7th Plan Res Master File | WINDOW CL22 Prime Window Replacement of Single Pane Base - Retro | 0% | 0% | 4.747% | 0% | 0% | 0% | 0% | 0% | 100% | 0% | 0% | 0%
Window - HP3 | Window | ResMFWeatherization_v3_4 | RTF Workbook: ResMFWeatherization_3_4 | Retro | Multifamily | Electric | Windows_Single Pane - U30_HZ1_Heat Pump | 4.187% | 0% | 0% | 15.19% | 0% | 0% | 0% | 80% | 80% | 67.67% | 80% | 0% | 97.57% | 98.29% | 71.94% | 85.05% | 0% | 7th Plan Res Master File | 7th Plan Res Master File | 7th Plan Res Master File | 7th Plan Res Master File | 7th Plan Res Master File | 7th Plan Res Master File | WINDOW CL30 Prime Window Replacement of Single Pane Base - Retro | 0% | 0% | 18.99% | 0% | 0% | 0% | 0% | 0% | 80% | 0% | 0% | 0% | sharing with storm windows - window upgrade more common
Window - HP4 | Window | ResMFWeatherization_v3_4 | RTF Workbook: ResMFWeatherization_3_4 | Retro | Multifamily | Electric | Windows_Double Pane - U30_HZ1_Heat Pump | 12.51% | 0% | 0% | 45.38% | 0% | 0% | 0% | 80% | 80% | 67.67% | 80% | 0% | 10.2% | 99.91% | 16.18% | 19.13% | 0% | 7th Plan Res Master File | 7th Plan Res Master File | 7th Plan Res Master File | 7th Plan Res Master File | 7th Plan Res Master File | 7th Plan Res Master File | WINDOW CL30 Prime Window Replacement of Double Pane Base - Retro | 0% | 0% | 56.72% | 0% | 0% | 0% | 0% | 0% | 80% | 0% | 0% | 0% | sharing with storm windows - window upgrade more common
Window - HP5 | Window | ResMFWeatherization_v3_4 | RTF Workbook: ResMFWeatherization_3_4 | Retro | Multifamily | Electric | Windows_U35 - U30_HZ1_Heat Pump | 5.234% | 0% | 0% | 18.99% | 0% | 0% | 0% | 80% | 80% | 67.67% | 80% | 0% | NA | NA | 71.94% | 85.05% | 0% | 7th Plan Res Master File | 7th Plan Res Master File | 7th Plan Res Master File | Not applicable to this segment | Not applicable to this segment | 7th Plan Res Master File | WINDOW CL30 Prime Window Replacement of Single Pane Base - Retro | 0% | 0% | 18.99% | 0% | 0% | 0% | 0% | 0% | 100% | 0% | 0% | 0%
Door - HP | Door | ResMFWeatherization_v3_4 | RTF Workbook: ResMFWeatherization_3_4 | Retro | Multifamily | Electric | Insulated Door_R2.5 - R5_HZ1_Heat Pump | 19.04% | 0% | 0% | 69.08% | 0% | 0% | 0% | 100% | 100% | 100% | 100% | NA | NA | NA | 30.92% | 30.92% | NA | Measure is 100% technically feasible | Measure is 100% technically feasible | Measure is 100% technically feasible | Not applicable to this segment | Not applicable to this segment | From WI FOE's % incomplete based on 2016 single family site visit data analysis for a midwest state | NA | 0% | 0% | 69.08% | 0% | 0% | 0% | 0% | 0% | 100% | 0% | 0% | 0%
Window - HP3 | Storm Window | ResMFWeatherization_v3_4 | RTF Workbook: ResMFWeatherization_3_4 | Retro | Multifamily | Electric | Low E Storm Window_Single Pane Wood Frame_HZ1_Heat Pump | 0.7735% | 0% | 0% | 2.806% | 0% | 0% | 0% | 100% | 100% | 100% | 100% | NA | 97.57% | 98.29% | 71.94% | 85.05% | 0% | Feasibility of 50% is accounted for in per unit, default of 100% as a result | Feasibility of 50% is accounted for in per unit, default of 100% as a result | Feasibility of 50% is accounted for in per unit, default of 100% as a result | 7th Plan Res Master File | 7th Plan Res Master File | 7th Plan Res Master File | WINDOW CL22 Prime Window Replacement of Single Pane Base - Retro | 0% | 0% | 28.06% | 0% | 0% | 0% | 0% | 0% | 10% | 0% | 0% | 0% | two storm window iterations sharing with qppropriate window permutation - window upgrade more common
Window - HP3 | Storm Window | ResMFWeatherization_v3_4 | RTF Workbook: ResMFWeatherization_3_4 | Retro | Multifamily | Electric | Low E Storm Window_Single Pane Metal Frame_HZ1_Heat Pump | 0.7735% | 0% | 0% | 2.806% | 0% | 0% | 0% | 100% | 100% | 100% | 100% | NA | 97.57% | 98.29% | 71.94% | 85.05% | 0% | Feasibility of 50% is accounted for in per unit, default of 100% as a result | Feasibility of 50% is accounted for in per unit, default of 100% as a result | Feasibility of 50% is accounted for in per unit, default of 100% as a result | 7th Plan Res Master File | 7th Plan Res Master File | 7th Plan Res Master File | WINDOW CL22 Prime Window Replacement of Single Pane Base - Retro | 0% | 0% | 28.06% | 0% | 0% | 0% | 0% | 0% | 10% | 0% | 0% | 0% | two storm window iterations sharing with qppropriate window permutation - window upgrade more common
Window - HP4 | Storm Window | ResMFWeatherization_v3_4 | RTF Workbook: ResMFWeatherization_3_4 | Retro | Multifamily | Electric | Low E Storm Window_Double Pane Metal Frame_HZ1_Heat Pump | 4.621% | 0% | 0% | 16.76% | 0% | 0% | 0% | 100% | 100% | 100% | 100% | NA | 10.2% | 99.91% | 16.18% | 19.13% | 0% | Feasibility of 50% is accounted for in per unit, default of 100% as a result | Feasibility of 50% is accounted for in per unit, default of 100% as a result | Feasibility of 50% is accounted for in per unit, default of 100% as a result | 7th Plan Res Master File | 7th Plan Res Master File | 7th Plan Res Master File | WINDOW CL22 Prime Window Replacement of Double Pane Base - Retro | 0% | 0% | 83.82% | 0% | 0% | 0% | 0% | 0% | 20% | 0% | 0% | 0% | sharing with windows - window upgrade more common
Window - DHP0 | Window | ResMFWeatherization_v3_4 | RTF Workbook: ResMFWeatherization_3_4 | Retro | Multifamily | Electric | Windows_Single Pane - U22_HZ1_DHP | 1.308% | 0% | 0% | 4.747% | 0% | 0% | 0% | 20% | 20% | 16.92% | 20% | 0% | 97.57% | 98.29% | 71.94% | 85.05% | 0% | 7th Plan Res Master File | 7th Plan Res Master File | 7th Plan Res Master File | 7th Plan Res Master File | 7th Plan Res Master File | 7th Plan Res Master File | WINDOW CL22 Prime Window Replacement of Single Pane Base - Retro | 0% | 0% | 4.747% | 0% | 0% | 0% | 0% | 0% | 100% | 0% | 0% | 0%
Window - DHP1 | Window | ResMFWeatherization_v3_4 | RTF Workbook: ResMFWeatherization_3_4 | Retro | Multifamily | Electric | Windows_Double Pane - U22_HZ1_DHP | 3.909% | 0% | 0% | 14.18% | 0% | 0% | 0% | 20% | 20% | 16.92% | 20% | 0% | 10.2% | 99.91% | 16.18% | 19.13% | 0% | 7th Plan Res Master File | 7th Plan Res Master File | 7th Plan Res Master File | 7th Plan Res Master File | 7th Plan Res Master File | 7th Plan Res Master File | WINDOW CL22 Prime Window Replacement of Double Pane Base - Retro | 0% | 0% | 14.18% | 0% | 0% | 0% | 0% | 0% | 100% | 0% | 0% | 0%
Window - DHP2 | Window | ResMFWeatherization_v3_4 | RTF Workbook: ResMFWeatherization_3_4 | Retro | Multifamily | Electric | Windows_U35 - U22_HZ1_DHP | 1.308% | 0% | 0% | 4.747% | 0% | 0% | 0% | 20% | 20% | 16.92% | 20% | 0% | NA | NA | 71.94% | 85.05% | 0% | 7th Plan Res Master File | 7th Plan Res Master File | 7th Plan Res Master File | Not applicable to this segment | Not applicable to this segment | 7th Plan Res Master File | WINDOW CL22 Prime Window Replacement of Single Pane Base - Retro | 0% | 0% | 4.747% | 0% | 0% | 0% | 0% | 0% | 100% | 0% | 0% | 0%
Window - DHP3 | Window | ResMFWeatherization_v3_4 | RTF Workbook: ResMFWeatherization_3_4 | Retro | Multifamily | Electric | Windows_Single Pane - U30_HZ1_DHP | 4.187% | 0% | 0% | 15.19% | 0% | 0% | 0% | 80% | 80% | 67.67% | 80% | 0% | 97.57% | 98.29% | 71.94% | 85.05% | 0% | 7th Plan Res Master File | 7th Plan Res Master File | 7th Plan Res Master File | 7th Plan Res Master File | 7th Plan Res Master File | 7th Plan Res Master File | WINDOW CL30 Prime Window Replacement of Single Pane Base - Retro | 0% | 0% | 18.99% | 0% | 0% | 0% | 0% | 0% | 80% | 0% | 0% | 0% | sharing with storm windows - window upgrade more common
Window - DHP4 | Window | ResMFWeatherization_v3_4 | RTF Workbook: ResMFWeatherization_3_4 | Retro | Multifamily | Electric | Windows_Double Pane - U30_HZ1_DHP | 12.51% | 0% | 0% | 45.38% | 0% | 0% | 0% | 80% | 80% | 67.67% | 80% | 0% | 10.2% | 99.91% | 16.18% | 19.13% | 0% | 7th Plan Res Master File | 7th Plan Res Master File | 7th Plan Res Master File | 7th Plan Res Master File | 7th Plan Res Master File | 7th Plan Res Master File | WINDOW CL30 Prime Window Replacement of Double Pane Base - Retro | 0% | 0% | 56.72% | 0% | 0% | 0% | 0% | 0% | 80% | 0% | 0% | 0% | sharing with storm windows - window upgrade more common
Window - DHP5 | Window | ResMFWeatherization_v3_4 | RTF Workbook: ResMFWeatherization_3_4 | Retro | Multifamily | Electric | Windows_U35 - U30_HZ1_DHP | 5.234% | 0% | 0% | 18.99% | 0% | 0% | 0% | 80% | 80% | 67.67% | 80% | 0% | NA | NA | 71.94% | 85.05% | 0% | 7th Plan Res Master File | 7th Plan Res Master File | 7th Plan Res Master File | Not applicable to this segment | Not applicable to this segment | 7th Plan Res Master File | WINDOW CL30 Prime Window Replacement of Single Pane Base - Retro | 0% | 0% | 18.99% | 0% | 0% | 0% | 0% | 0% | 100% | 0% | 0% | 0%
Door - DHP | Door | ResMFWeatherization_v3_4 | RTF Workbook: ResMFWeatherization_3_4 | Retro | Multifamily | Electric | Insulated Door_R2.5 - R5_HZ1_DHP | 19.04% | 0% | 0% | 69.08% | 0% | 0% | 0% | 100% | 100% | 100% | 100% | NA | NA | NA | 30.92% | 30.92% | NA | Measure is 100% technically feasible | Measure is 100% technically feasible | Measure is 100% technically feasible | Not applicable to this segment | Not applicable to this segment | From WI FOE's % incomplete based on 2016 single family site visit data analysis for a midwest state | NA | 0% | 0% | 69.08% | 0% | 0% | 0% | 0% | 0% | 100% | 0% | 0% | 0%
Window - DHP3 | Storm Window | ResMFWeatherization_v3_4 | RTF Workbook: ResMFWeatherization_3_4 | Retro | Multifamily | Electric | Low E Storm Window_Single Pane Wood Frame_HZ1_DHP | 0.7735% | 0% | 0% | 2.806% | 0% | 0% | 0% | 100% | 100% | 100% | 100% | NA | 97.57% | 98.29% | 71.94% | 85.05% | 0% | Feasibility of 50% is accounted for in per unit, default of 100% as a result | Feasibility of 50% is accounted for in per unit, default of 100% as a result | Feasibility of 50% is accounted for in per unit, default of 100% as a result | 7th Plan Res Master File | 7th Plan Res Master File | 7th Plan Res Master File | WINDOW CL22 Prime Window Replacement of Single Pane Base - Retro | 0% | 0% | 28.06% | 0% | 0% | 0% | 0% | 0% | 10% | 0% | 0% | 0% | two storm window iterations sharing with qppropriate window permutation - window upgrade more common
Window - DHP3 | Storm Window | ResMFWeatherization_v3_4 | RTF Workbook: ResMFWeatherization_3_4 | Retro | Multifamily | Electric | Low E Storm Window_Single Pane Metal Frame_HZ1_DHP | 0.7735% | 0% | 0% | 2.806% | 0% | 0% | 0% | 100% | 100% | 100% | 100% | NA | 97.57% | 98.29% | 71.94% | 85.05% | 0% | Feasibility of 50% is accounted for in per unit, default of 100% as a result | Feasibility of 50% is accounted for in per unit, default of 100% as a result | Feasibility of 50% is accounted for in per unit, default of 100% as a result | 7th Plan Res Master File | 7th Plan Res Master File | 7th Plan Res Master File | WINDOW CL22 Prime Window Replacement of Single Pane Base - Retro | 0% | 0% | 28.06% | 0% | 0% | 0% | 0% | 0% | 10% | 0% | 0% | 0% | two storm window iterations sharing with qppropriate window permutation - window upgrade more common
Window - DHP4 | Storm Window | ResMFWeatherization_v3_4 | RTF Workbook: ResMFWeatherization_3_4 | Retro | Multifamily | Electric | Low E Storm Window_Double Pane Metal Frame_HZ1_DHP | 4.621% | 0% | 0% | 16.76% | 0% | 0% | 0% | 100% | 100% | 100% | 100% | NA | 10.2% | 99.91% | 16.18% | 19.13% | 0% | Feasibility of 50% is accounted for in per unit, default of 100% as a result | Feasibility of 50% is accounted for in per unit, default of 100% as a result | Feasibility of 50% is accounted for in per unit, default of 100% as a result | 7th Plan Res Master File | 7th Plan Res Master File | 7th Plan Res Master File | WINDOW CL22 Prime Window Replacement of Double Pane Base - Retro | 0% | 0% | 83.82% | 0% | 0% | 0% | 0% | 0% | 20% | 0% | 0% | 0% | sharing with windows - window upgrade more common
Window - GH0 | Window | ResMFWeatherization_v3_4 | RTF Workbook: ResMFWeatherization_3_4 | Retro | Multifamily | Gas | Windows_Single Pane - U22_HZ1_Gas Furnace | 0.3521% | 0% | 0% | 4.575% | 0% | 0% | 0% | 20% | 20% | 17.3% | 20% | 0% | 97.57% | 98.29% | 73.55% | 85.05% | 0% | 7th Plan Res Master File | 7th Plan Res Master File | 7th Plan Res Master File | 7th Plan Res Master File | 7th Plan Res Master File | 7th Plan Res Master File | WINDOW CL22 Prime Window Replacement of Single Pane Base - Retro | 0% | 0% | 4.575% | 0% | 0% | 0% | 0% | 0% | 100% | 0% | 0% | 0%
Window - GH1 | Window | ResMFWeatherization_v3_4 | RTF Workbook: ResMFWeatherization_3_4 | Retro | Multifamily | Gas | Windows_Double Pane - U22_HZ1_Gas Furnace | 1.111% | 0% | 0% | 14.43% | 0% | 0% | 0% | 20% | 20% | 17.3% | 20% | 0% | 10.2% | 99.91% | 16.54% | 19.13% | 0% | 7th Plan Res Master File | 7th Plan Res Master File | 7th Plan Res Master File | 7th Plan Res Master File | 7th Plan Res Master File | 7th Plan Res Master File | WINDOW CL22 Prime Window Replacement of Double Pane Base - Retro | 0% | 0% | 14.43% | 0% | 0% | 0% | 0% | 0% | 100% | 0% | 0% | 0%
Window - GH2 | Window | ResMFWeatherization_v3_4 | RTF Workbook: ResMFWeatherization_3_4 | Retro | Multifamily | Gas | Windows_U35 - U22_HZ1_Gas Furnace | 0.3521% | 0% | 0% | 4.575% | 0% | 0% | 0% | 20% | 20% | 17.3% | 20% | 0% | NA | NA | 73.55% | 85.05% | 0% | 7th Plan Res Master File | 7th Plan Res Master File | 7th Plan Res Master File | Not applicable to this segment | Not applicable to this segment | 7th Plan Res Master File | WINDOW CL22 Prime Window Replacement of Single Pane Base - Retro | 0% | 0% | 4.575% | 0% | 0% | 0% | 0% | 0% | 100% | 0% | 0% | 0%
Window - GH3 | Window | ResMFWeatherization_v3_4 | RTF Workbook: ResMFWeatherization_3_4 | Retro | Multifamily | Gas | Windows_Single Pane - U30_HZ1_Gas Furnace | 1.127% | 0% | 0% | 14.64% | 0% | 0% | 0% | 80% | 80% | 69.18% | 80% | 0% | 97.57% | 98.29% | 73.55% | 85.05% | 0% | 7th Plan Res Master File | 7th Plan Res Master File | 7th Plan Res Master File | 7th Plan Res Master File | 7th Plan Res Master File | 7th Plan Res Master File | WINDOW CL30 Prime Window Replacement of Single Pane Base - Retro | 0% | 0% | 18.3% | 0% | 0% | 0% | 0% | 0% | 80% | 0% | 0% | 0% | sharing with storm windows - window upgrade more common
Window - GH4 | Window | ResMFWeatherization_v3_4 | RTF Workbook: ResMFWeatherization_3_4 | Retro | Multifamily | Gas | Windows_Double Pane - U30_HZ1_Gas Furnace | 3.555% | 0% | 0% | 46.19% | 0% | 0% | 0% | 80% | 80% | 69.18% | 80% | 0% | 10.2% | 99.91% | 16.54% | 19.13% | 0% | 7th Plan Res Master File | 7th Plan Res Master File | 7th Plan Res Master File | 7th Plan Res Master File | 7th Plan Res Master File | 7th Plan Res Master File | WINDOW CL30 Prime Window Replacement of Double Pane Base - Retro | 0% | 0% | 57.74% | 0% | 0% | 0% | 0% | 0% | 80% | 0% | 0% | 0% | sharing with storm windows - window upgrade more common
Window - GH5 | Window | ResMFWeatherization_v3_4 | RTF Workbook: ResMFWeatherization_3_4 | Retro | Multifamily | Gas | Windows_U35 - U30_HZ1_Gas Furnace | 1.408% | 0% | 0% | 18.3% | 0% | 0% | 0% | 80% | 80% | 69.18% | 80% | 0% | NA | NA | 73.55% | 85.05% | 0% | 7th Plan Res Master File | 7th Plan Res Master File | 7th Plan Res Master File | Not applicable to this segment | Not applicable to this segment | 7th Plan Res Master File | WINDOW CL30 Prime Window Replacement of Single Pane Base - Retro | 0% | 0% | 18.3% | 0% | 0% | 0% | 0% | 0% | 100% | 0% | 0% | 0%
Door - GH | Door | ResMFWeatherization_v3_4 | RTF Workbook: ResMFWeatherization_3_4 | Retro | Multifamily | Gas | Insulated Door_R2.5 - R5_HZ1_Gas Furnace | 5.316% | 0% | 0% | 69.08% | 0% | 0% | 0% | 100% | 100% | 100% | 100% | NA | NA | NA | 30.92% | 30.92% | NA | Measure is 100% technically feasible | Measure is 100% technically feasible | Measure is 100% technically feasible | Not applicable to this segment | Not applicable to this segment | From WI FOE's % incomplete based on 2016 single family site visit data analysis for a midwest state | NA | 0% | 0% | 69.08% | 0% | 0% | 0% | 0% | 0% | 100% | 0% | 0% | 0%
Window - GH3 | Storm Window | ResMFWeatherization_v3_4 | RTF Workbook: ResMFWeatherization_3_4 | Retro | Multifamily | Gas | Low E Storm Window_Single Pane Wood Frame_HZ1_Gas Furnace | 0.2036% | 0% | 0% | 2.645% | 0% | 0% | 0% | 100% | 100% | 100% | 100% | NA | 97.57% | 98.29% | 73.55% | 85.05% | 0% | Feasibility of 50% is accounted for in per unit, default of 100% as a result | Feasibility of 50% is accounted for in per unit, default of 100% as a result | Feasibility of 50% is accounted for in per unit, default of 100% as a result | 7th Plan Res Master File | 7th Plan Res Master File | 7th Plan Res Master File | WINDOW CL22 Prime Window Replacement of Single Pane Base - Retro | 0% | 0% | 26.45% | 0% | 0% | 0% | 0% | 0% | 10% | 0% | 0% | 0% | two storm window iterations sharing with qppropriate window permutation - window upgrade more common
Window - GH3 | Storm Window | ResMFWeatherization_v3_4 | RTF Workbook: ResMFWeatherization_3_4 | Retro | Multifamily | Gas | Low E Storm Window_Single Pane Metal Frame_HZ1_Gas Furnace | 0.2036% | 0% | 0% | 2.645% | 0% | 0% | 0% | 100% | 100% | 100% | 100% | NA | 97.57% | 98.29% | 73.55% | 85.05% | 0% | Feasibility of 50% is accounted for in per unit, default of 100% as a result | Feasibility of 50% is accounted for in per unit, default of 100% as a result | Feasibility of 50% is accounted for in per unit, default of 100% as a result | 7th Plan Res Master File | 7th Plan Res Master File | 7th Plan Res Master File | WINDOW CL22 Prime Window Replacement of Single Pane Base - Retro | 0% | 0% | 26.45% | 0% | 0% | 0% | 0% | 0% | 10% | 0% | 0% | 0% | two storm window iterations sharing with qppropriate window permutation - window upgrade more common
Window - GH4 | Storm Window | ResMFWeatherization_v3_4 | RTF Workbook: ResMFWeatherization_3_4 | Retro | Multifamily | Gas | Low E Storm Window_Double Pane Metal Frame_HZ1_Gas Furnace | 1.285% | 0% | 0% | 16.69% | 0% | 0% | 0% | 100% | 100% | 100% | 100% | NA | 10.2% | 99.91% | 16.54% | 19.13% | 0% | Feasibility of 50% is accounted for in per unit, default of 100% as a result | Feasibility of 50% is accounted for in per unit, default of 100% as a result | Feasibility of 50% is accounted for in per unit, default of 100% as a result | 7th Plan Res Master File | 7th Plan Res Master File | 7th Plan Res Master File | WINDOW CL22 Prime Window Replacement of Double Pane Base - Retro | 0% | 0% | 83.46% | 0% | 0% | 0% | 0% | 0% | 20% | 0% | 0% | 0% | sharing with windows - window upgrade more common
Window - ER0 | Window | ResMHWeatherization_v5_2 | Based on the RTF workbook: ResMHWeatherization_v5_2 | Retro | Manufactured | Electric | Electrical Resistance_HZ1_Windows - Single Pane to Class 22 (per sf) | 0.02374% | 0% | 0.3419% | 0% | 0% | 0% | 0% | 20% | 20% | 16.92% | 20% | 0% | 97.57% | 98.29% | 71.94% | 85.05% | 0% | 7th Plan Res Master File | 7th Plan Res Master File | 7th Plan Res Master File | 7th Plan Res Master File | 7th Plan Res Master File | 7th Plan Res Master File | WINDOW CL22 Prime Window Replacement of Single Pane Base - Retro | 0% | 0.3419% | 0% | 0% | 0% | 0% | 0% | 100% | 0% | 0% | 0% | 0%
Window - ER1 | Window | ResMHWeatherization_v5_2 | Based on the RTF workbook: ResMHWeatherization_v5_2 | Retro | Manufactured | Electric | Electrical Resistance_HZ1_Windows - Double Pane to Class 22 (per sf) | 0.001208% | 0% | 0.01739% | 0% | 0% | 0% | 0% | 20% | 20% | 16.92% | 20% | 0% | 10.2% | 99.91% | 16.18% | 19.13% | 0% | 7th Plan Res Master File | 7th Plan Res Master File | 7th Plan Res Master File | 7th Plan Res Master File | 7th Plan Res Master File | 7th Plan Res Master File | WINDOW CL22 Prime Window Replacement of Double Pane Base - Retro | 0% | 0.01739% | 0% | 0% | 0% | 0% | 0% | 100% | 0% | 0% | 0% | 0%
Window - ER2 | Window | ResMHWeatherization_v5_2 | Based on the RTF workbook: ResMHWeatherization_v5_2 | Retro | Manufactured | Electric | Electrical Resistance_HZ1_Windows - Single Pane to Class 30 (per sf) | 0.07598% | 0% | 1.094% | 0% | 0% | 0% | 0% | 80% | 80% | 67.67% | 80% | 0% | 97.57% | 98.29% | 71.94% | 85.05% | 0% | 7th Plan Res Master File | 7th Plan Res Master File | 7th Plan Res Master File | 7th Plan Res Master File | 7th Plan Res Master File | 7th Plan Res Master File | WINDOW CL30 Prime Window Replacement of Single Pane Base - Retro | 0% | 1.368% | 0% | 0% | 0% | 0% | 0% | 80% | 0% | 0% | 0% | 0% | sharing with storm windows - window upgrade more common
Window - ER3 | Window | ResMHWeatherization_v5_2 | Based on the RTF workbook: ResMHWeatherization_v5_2 | Retro | Manufactured | Electric | Electrical Resistance_HZ1_Windows - Double Pane to Class 30 (per sf) | 0.003865% | 0% | 0.05565% | 0% | 0% | 0% | 0% | 80% | 80% | 67.67% | 80% | 0% | 10.2% | 99.91% | 16.18% | 19.13% | 0% | 7th Plan Res Master File | 7th Plan Res Master File | 7th Plan Res Master File | 7th Plan Res Master File | 7th Plan Res Master File | 7th Plan Res Master File | WINDOW CL30 Prime Window Replacement of Double Pane Base - Retro | 0% | 0.06957% | 0% | 0% | 0% | 0% | 0% | 80% | 0% | 0% | 0% | 0% | sharing with storm windows - window upgrade more common
Window - ER4 | Window | ResMHWeatherization_v5_2 | Based on the RTF workbook: ResMHWeatherization_v5_2 | Retro | Manufactured | Electric | Electrical Resistance_HZ1_Windows - Class 30 to Class 22 (per sf) | 0.02374% | 0% | 0.3419% | 0% | 0% | 0% | 0% | 20% | 20% | 16.92% | 20% | 0% | NA | 98.29% | NA | NA | 0% | 7th Plan Res Master File | 7th Plan Res Master File | 7th Plan Res Master File | Not applicable to this segment | RBSA Data | Not applicable to this segment | WINDOW CL22 Prime Window Replacement of Single Pane Base - Retro | 0% | 0.3419% | 0% | 0% | 0% | 0% | 0% | 100% | 0% | 0% | 0% | 0%
Window - HP9 | Window | ResMHWeatherization_v5_2 | Based on the RTF workbook: ResMHWeatherization_v5_2 | Retro | Manufactured | Electric | Heat Pump_HZ1_Windows - Single Pane to Class 22 (per sf) | 0.02374% | 0% | 0.3419% | 0% | 0% | 0% | 0% | 20% | 20% | 16.92% | 20% | 0% | 97.57% | 98.29% | 71.94% | 85.05% | 0% | 7th Plan Res Master File | 7th Plan Res Master File | 7th Plan Res Master File | 7th Plan Res Master File | 7th Plan Res Master File | 7th Plan Res Master File | WINDOW CL22 Prime Window Replacement of Single Pane Base - Retro | 0% | 0.3419% | 0% | 0% | 0% | 0% | 0% | 100% | 0% | 0% | 0% | 0%
Window - HP10 | Window | ResMHWeatherization_v5_2 | Based on the RTF workbook: ResMHWeatherization_v5_2 | Retro | Manufactured | Electric | Heat Pump_HZ1_Windows - Double Pane to Class 22 (per sf) | 0.001208% | 0% | 0.01739% | 0% | 0% | 0% | 0% | 20% | 20% | 16.92% | 20% | 0% | 10.2% | 99.91% | 16.18% | 19.13% | 0% | 7th Plan Res Master File | 7th Plan Res Master File | 7th Plan Res Master File | 7th Plan Res Master File | 7th Plan Res Master File | 7th Plan Res Master File | WINDOW CL22 Prime Window Replacement of Double Pane Base - Retro | 0% | 0.01739% | 0% | 0% | 0% | 0% | 0% | 100% | 0% | 0% | 0% | 0%
Window - HP11 | Window | ResMHWeatherization_v5_2 | Based on the RTF workbook: ResMHWeatherization_v5_2 | Retro | Manufactured | Electric | Heat Pump_HZ1_Windows - Single Pane to Class 30 (per sf) | 0.07598% | 0% | 1.094% | 0% | 0% | 0% | 0% | 80% | 80% | 67.67% | 80% | 0% | 97.57% | 98.29% | 71.94% | 85.05% | 0% | 7th Plan Res Master File | 7th Plan Res Master File | 7th Plan Res Master File | 7th Plan Res Master File | 7th Plan Res Master File | 7th Plan Res Master File | WINDOW CL30 Prime Window Replacement of Single Pane Base - Retro | 0% | 1.368% | 0% | 0% | 0% | 0% | 0% | 80% | 0% | 0% | 0% | 0% | sharing with storm windows - window upgrade more common
Window - HP12 | Window | ResMHWeatherization_v5_2 | Based on the RTF workbook: ResMHWeatherization_v5_2 | Retro | Manufactured | Electric | Heat Pump_HZ1_Windows - Double Pane to Class 30 (per sf) | 0.003865% | 0% | 0.05565% | 0% | 0% | 0% | 0% | 80% | 80% | 67.67% | 80% | 0% | 10.2% | 99.91% | 16.18% | 19.13% | 0% | 7th Plan Res Master File | 7th Plan Res Master File | 7th Plan Res Master File | 7th Plan Res Master File | 7th Plan Res Master File | 7th Plan Res Master File | WINDOW CL30 Prime Window Replacement of Double Pane Base - Retro | 0% | 0.06957% | 0% | 0% | 0% | 0% | 0% | 80% | 0% | 0% | 0% | 0% | sharing with storm windows - window upgrade more common
Window - HP13 | Window | ResMHWeatherization_v5_2 | Based on the RTF workbook: ResMHWeatherization_v5_2 | Retro | Manufactured | Electric | Heat Pump_HZ1_Windows - Class 30 to Class 22 (per sf) | 0.02374% | 0% | 0.3419% | 0% | 0% | 0% | 0% | 20% | 20% | 16.92% | 20% | 0% | NA | 98.29% | NA | NA | 0% | 7th Plan Res Master File | 7th Plan Res Master File | 7th Plan Res Master File | Not applicable to this segment | RBSA Data | Not applicable to this segment | WINDOW CL22 Prime Window Replacement of Single Pane Base - Retro | 0% | 0.3419% | 0% | 0% | 0% | 0% | 0% | 100% | 0% | 0% | 0% | 0%
Window - ER2 | Storm Window | ResMHWeatherization_v5_2 | Based on the RTF workbook: ResMHWeatherization_v5_2 | Retro | Manufactured | Electric | Electrical Resistance - Manufactured Home Weatherization - Low-e Storm Window for existing Single Pane Window - Heating Zone 1 | 0.02374% | 0% | 0.3419% | 0% | 0% | 0% | 0% | 100% | 100% | 100% | 100% | NA | 97.57% | 98.29% | 71.94% | 85.05% | 0% | Feasibility of 50% is accounted for in per unit, default of 100% as a result | Feasibility of 50% is accounted for in per unit, default of 100% as a result | Feasibility of 50% is accounted for in per unit, default of 100% as a result | 7th Plan Res Master File | 7th Plan Res Master File | 7th Plan Res Master File | WINDOW CL22 Prime Window Replacement of Single Pane Base - Retro | 0% | 1.71% | 0% | 0% | 0% | 0% | 0% | 20% | 0% | 0% | 0% | 0% | sharing with windows - window upgrade more common
Window - ER3 | Storm Window | ResMHWeatherization_v5_2 | Based on the RTF workbook: ResMHWeatherization_v5_2 | Retro | Manufactured | Electric | Electrical Resistance - Manufactured Home Weatherization - Low-e Storm Window for existing Double Pane Window - Heating Zone 1 | 0.001208% | 0% | 0.01739% | 0% | 0% | 0% | 0% | 100% | 100% | 100% | 100% | NA | 10.2% | 99.91% | 16.18% | 19.13% | 0% | Feasibility of 50% is accounted for in per unit, default of 100% as a result | Feasibility of 50% is accounted for in per unit, default of 100% as a result | Feasibility of 50% is accounted for in per unit, default of 100% as a result | 7th Plan Res Master File | 7th Plan Res Master File | 7th Plan Res Master File | WINDOW CL22 Prime Window Replacement of Double Pane Base - Retro | 0% | 0.08696% | 0% | 0% | 0% | 0% | 0% | 20% | 0% | 0% | 0% | 0% | sharing with windows - window upgrade more common
Window - HP11 | Storm Window | ResMHWeatherization_v5_2 | Based on the RTF workbook: ResMHWeatherization_v5_2 | Retro | Manufactured | Electric | Heat Pump - Manufactured Home Weatherization - Low-e Storm Window for existing Single Pane Window - Heating Zone 1 | 0.02374% | 0% | 0.3419% | 0% | 0% | 0% | 0% | 100% | 100% | 100% | 100% | NA | 97.57% | 98.29% | 71.94% | 85.05% | 0% | Feasibility of 50% is accounted for in per unit, default of 100% as a result | Feasibility of 50% is accounted for in per unit, default of 100% as a result | Feasibility of 50% is accounted for in per unit, default of 100% as a result | 7th Plan Res Master File | 7th Plan Res Master File | 7th Plan Res Master File | WINDOW CL22 Prime Window Replacement of Single Pane Base - Retro | 0% | 1.71% | 0% | 0% | 0% | 0% | 0% | 20% | 0% | 0% | 0% | 0% | sharing with windows - window upgrade more common
Window - HP12 | Storm Window | ResMHWeatherization_v5_2 | Based on the RTF workbook: ResMHWeatherization_v5_2 | Retro | Manufactured | Electric | Heat Pump - Manufactured Home Weatherization - Low-e Storm Window for existing Double Pane Window - Heating Zone 1 | 0.001208% | 0% | 0.01739% | 0% | 0% | 0% | 0% | 100% | 100% | 100% | 100% | NA | 10.2% | 99.91% | 16.18% | 19.13% | 0% | Feasibility of 50% is accounted for in per unit, default of 100% as a result | Feasibility of 50% is accounted for in per unit, default of 100% as a result | Feasibility of 50% is accounted for in per unit, default of 100% as a result | 7th Plan Res Master File | 7th Plan Res Master File | 7th Plan Res Master File | WINDOW CL22 Prime Window Replacement of Double Pane Base - Retro | 0% | 0.08696% | 0% | 0% | 0% | 0% | 0% | 20% | 0% | 0% | 0% | 0% | sharing with windows - window upgrade more common
Window - GH9 | Window | ResMHWeatherization_v5_2 | Based on the RTF workbook: ResMHWeatherization_v5_2 | Retro | Manufactured | Gas | Gas Furnace_HZ1_Windows - Single Pane to Class 22 (per sf) | 0.000979% | 0% | 0.3419% | 0% | 0% | 0% | 0% | 20% | 20% | 17.3% | 20% | 0% | 97.57% | 98.29% | 73.55% | 85.05% | 0% | 7th Plan Res Master File | 7th Plan Res Master File | 7th Plan Res Master File | 7th Plan Res Master File | 7th Plan Res Master File | 7th Plan Res Master File | WINDOW CL22 Prime Window Replacement of Single Pane Base - Retro | 0% | 0.3419% | 0% | 0% | 0% | 0% | 0% | 100% | 0% | 0% | 0% | 0%
Window - GH10 | Window | ResMHWeatherization_v5_2 | Based on the RTF workbook: ResMHWeatherization_v5_2 | Retro | Manufactured | Gas | Gas Furnace_HZ1_Windows - Double Pane to Class 22 (per sf) | 4.98e-05% | 0% | 0.01739% | 0% | 0% | 0% | 0% | 20% | 20% | 17.3% | 20% | 0% | 10.2% | 99.91% | 16.54% | 19.13% | 0% | 7th Plan Res Master File | 7th Plan Res Master File | 7th Plan Res Master File | 7th Plan Res Master File | 7th Plan Res Master File | 7th Plan Res Master File | WINDOW CL22 Prime Window Replacement of Double Pane Base - Retro | 0% | 0.01739% | 0% | 0% | 0% | 0% | 0% | 100% | 0% | 0% | 0% | 0%
Window - GH11 | Window | ResMHWeatherization_v5_2 | Based on the RTF workbook: ResMHWeatherization_v5_2 | Retro | Manufactured | Gas | Gas Furnace_HZ1_Windows - Single Pane to Class 30 (per sf) | 0.003133% | 0% | 1.094% | 0% | 0% | 0% | 0% | 80% | 80% | 69.18% | 80% | 0% | 97.57% | 98.29% | 73.55% | 85.05% | 0% | 7th Plan Res Master File | 7th Plan Res Master File | 7th Plan Res Master File | 7th Plan Res Master File | 7th Plan Res Master File | 7th Plan Res Master File | WINDOW CL30 Prime Window Replacement of Single Pane Base - Retro | 0% | 1.368% | 0% | 0% | 0% | 0% | 0% | 80% | 0% | 0% | 0% | 0% | sharing with storm windows - window upgrade more common
Window - GH12 | Window | ResMHWeatherization_v5_2 | Based on the RTF workbook: ResMHWeatherization_v5_2 | Retro | Manufactured | Gas | Gas Furnace_HZ1_Windows - Double Pane to Class 30 (per sf) | 0.0001593% | 0% | 0.05565% | 0% | 0% | 0% | 0% | 80% | 80% | 69.18% | 80% | 0% | 10.2% | 99.91% | 16.54% | 19.13% | 0% | 7th Plan Res Master File | 7th Plan Res Master File | 7th Plan Res Master File | 7th Plan Res Master File | 7th Plan Res Master File | 7th Plan Res Master File | WINDOW CL30 Prime Window Replacement of Double Pane Base - Retro | 0% | 0.06957% | 0% | 0% | 0% | 0% | 0% | 80% | 0% | 0% | 0% | 0% | sharing with storm windows - window upgrade more common
Window - GH13 | Window | ResMHWeatherization_v5_2 | Based on the RTF workbook: ResMHWeatherization_v5_2 | Retro | Manufactured | Gas | Gas Furnace_HZ1_Windows - Class 30 to Class 22 (per sf) | 0.000979% | 0% | 0.3419% | 0% | 0% | 0% | 0% | 20% | 20% | 17.3% | 20% | 0% | NA | 98.29% | NA | NA | 0% | 7th Plan Res Master File | 7th Plan Res Master File | 7th Plan Res Master File | Not applicable to this segment | RBSA Data | Not applicable to this segment | WINDOW CL22 Prime Window Replacement of Single Pane Base - Retro | 0% | 0.3419% | 0% | 0% | 0% | 0% | 0% | 100% | 0% | 0% | 0% | 0%
Window - GH11 | Storm Window | ResMHWeatherization_v5_2 | Based on the RTF workbook: ResMHWeatherization_v5_2 | Retro | Manufactured | Gas | Gas Furnace - Manufactured Home Weatherization - Low-e Storm Window for existing Single Pane Window - Heating Zone 1 | 0.000979% | 0% | 0.3419% | 0% | 0% | 0% | 0% | 100% | 100% | 100% | 100% | NA | 97.57% | 98.29% | 73.55% | 85.05% | 0% | Feasibility of 50% is accounted for in per unit, default of 100% as a result | Feasibility of 50% is accounted for in per unit, default of 100% as a result | Feasibility of 50% is accounted for in per unit, default of 100% as a result | 7th Plan Res Master File | 7th Plan Res Master File | 7th Plan Res Master File | WINDOW CL22 Prime Window Replacement of Single Pane Base - Retro | 0% | 1.71% | 0% | 0% | 0% | 0% | 0% | 20% | 0% | 0% | 0% | 0% | sharing with windows - window upgrade more common
Window - GH12 | Storm Window | ResMHWeatherization_v5_2 | Based on the RTF workbook: ResMHWeatherization_v5_2 | Retro | Manufactured | Gas | Gas Furnace - Manufactured Home Weatherization - Low-e Storm Window for existing Double Pane Window - Heating Zone 1 | 4.98e-05% | 0% | 0.01739% | 0% | 0% | 0% | 0% | 100% | 100% | 100% | 100% | NA | 10.2% | 99.91% | 16.54% | 19.13% | 0% | Feasibility of 50% is accounted for in per unit, default of 100% as a result | Feasibility of 50% is accounted for in per unit, default of 100% as a result | Feasibility of 50% is accounted for in per unit, default of 100% as a result | 7th Plan Res Master File | 7th Plan Res Master File | 7th Plan Res Master File | WINDOW CL22 Prime Window Replacement of Double Pane Base - Retro | 0% | 0.08696% | 0% | 0% | 0% | 0% | 0% | 20% | 0% | 0% | 0% | 0% | sharing with windows - window upgrade more common
Microwave | Microwave | ResMicrowave-7P_v3 | Savings, cost, and EUL from 7th Plan workbook Res-Microwave-7P_v3 | NR | All Residential | Electric | Microwave Top Tier | 98.86% | 98.01% | 98.01% | 98.01% | 0% | 0% | 0% | 99% | 99% | 99% | 99% | 99% | 1% | 1% | 1% | 1% | 1% | 2021 Plan Res Master File | 2021 Plan Res Master File | 2021 Plan Res Master File | 2021 Plan Res Master File | 2021 Plan Res Master File | 2021 Plan Res Master File | Microwave - NR | 98.01% | 98.01% | 98.01% | 0% | 0% | 0% | 100% | 100% | 100% | 0% | 0% | 0%
Oven - Non Self-Cleaning1 | Oven | ResOven-7P_v3 | Savings, Cost, and EUL from 7th Plan workbook Res-Oven-7P_v3 | NR | All Residential | Electric | Non Self-Cleaning Oven - 0 + Reduced Vent Rate | 95.83% | 95% | 95% | 95% | 0% | 0% | 0% | 95% | 95% | 95% | 95% | 95% | 0% | 0% | 0% | 0% | 0% | 2021 Plan Res Master File | 2021 Plan Res Master File | 2021 Plan Res Master File | 2021 Plan Res Master File | 2021 Plan Res Master File | 2021 Plan Res Master File | Electric Oven - NR | 95% | 95% | 95% | 0% | 0% | 0% | 100% | 100% | 100% | 0% | 0% | 0%
Oven - Non Self-Cleaning2 | Oven | ResOven-7P_v3 | Savings, Cost, and EUL from 7th Plan workbook Res-Oven-7P_v3 | NR | All Residential | Electric | Non Self-Cleaning Oven - 1 + Improved Insulation | 95.83% | 95% | 95% | 95% | 0% | 0% | 0% | 95% | 95% | 95% | 95% | 95% | 0% | 0% | 0% | 0% | 0% | 2021 Plan Res Master File | 2021 Plan Res Master File | 2021 Plan Res Master File | 2021 Plan Res Master File | 2021 Plan Res Master File | 2021 Plan Res Master File | Electric Oven - NR | 95% | 95% | 95% | 0% | 0% | 0% | 100% | 100% | 100% | 0% | 0% | 0%
Oven - Non Self-Cleaning3 | Oven | ResOven-7P_v3 | Savings, Cost, and EUL from 7th Plan workbook Res-Oven-7P_v3 | NR | All Residential | Electric | Non Self-Cleaning Oven - 2 + Improved Door Seals | 95.83% | 95% | 95% | 95% | 0% | 0% | 0% | 95% | 95% | 95% | 95% | 95% | 0% | 0% | 0% | 0% | 0% | 2021 Plan Res Master File | 2021 Plan Res Master File | 2021 Plan Res Master File | 2021 Plan Res Master File | 2021 Plan Res Master File | 2021 Plan Res Master File | Electric Oven - NR | 95% | 95% | 95% | 0% | 0% | 0% | 100% | 100% | 100% | 0% | 0% | 0%
Oven - Non Self-Cleaning4 | Oven | ResOven-7P_v3 | Savings, Cost, and EUL from 7th Plan workbook Res-Oven-7P_v3 | NR | All Residential | Electric | Non Self-Cleaning Oven - 3 + Bi-Radiant Oven | 95.83% | 95% | 95% | 95% | 0% | 0% | 0% | 95% | 95% | 95% | 95% | 95% | 0% | 0% | 0% | 0% | 0% | 2021 Plan Res Master File | 2021 Plan Res Master File | 2021 Plan Res Master File | 2021 Plan Res Master File | 2021 Plan Res Master File | 2021 Plan Res Master File | Electric Oven - NR | 95% | 95% | 95% | 0% | 0% | 0% | 100% | 100% | 100% | 0% | 0% | 0%
Oven - Non Self-Cleaning5 | Oven | ResOven-7P_v3 | Savings, Cost, and EUL from 7th Plan workbook Res-Oven-7P_v3 | NR | All Residential | Electric | Non Self-Cleaning Oven - 4 + Oven Separator | 95.83% | 95% | 95% | 95% | 0% | 0% | 0% | 95% | 95% | 95% | 95% | 95% | 0% | 0% | 0% | 0% | 0% | 2021 Plan Res Master File | 2021 Plan Res Master File | 2021 Plan Res Master File | 2021 Plan Res Master File | 2021 Plan Res Master File | 2021 Plan Res Master File | Electric Oven - NR | 95% | 95% | 95% | 0% | 0% | 0% | 100% | 100% | 100% | 0% | 0% | 0%
Oven - Non Self-Cleaning6 | Oven | ResOven-7P_v3 | Savings, Cost, and EUL from 7th Plan workbook Res-Oven-7P_v3 | NR | All Residential | Electric | Non Self-Cleaning Oven - 5 + Forced Convection | 95.83% | 95% | 95% | 95% | 0% | 0% | 0% | 95% | 95% | 95% | 95% | 95% | 0% | 0% | 0% | 0% | 0% | 2021 Plan Res Master File | 2021 Plan Res Master File | 2021 Plan Res Master File | 2021 Plan Res Master File | 2021 Plan Res Master File | 2021 Plan Res Master File | Electric Oven - NR | 95% | 95% | 95% | 0% | 0% | 0% | 100% | 100% | 100% | 0% | 0% | 0%
Oven - Non Self-Cleaning7 | Oven | ResOven-7P_v3 | Savings, Cost, and EUL from 7th Plan workbook Res-Oven-7P_v3 | NR | All Residential | Electric | Non Self-Cleaning Oven - 6 + Red. Conduction Losses | 95.83% | 95% | 95% | 95% | 0% | 0% | 0% | 95% | 95% | 95% | 95% | 95% | 0% | 0% | 0% | 0% | 0% | 2021 Plan Res Master File | 2021 Plan Res Master File | 2021 Plan Res Master File | 2021 Plan Res Master File | 2021 Plan Res Master File | 2021 Plan Res Master File | Electric Oven - NR | 95% | 95% | 95% | 0% | 0% | 0% | 100% | 100% | 100% | 0% | 0% | 0%
Oven - Self-Cleaning1 | Oven | ResOven-7P_v3 | Savings, Cost, and EUL from 7th Plan workbook Res-Oven-7P_v3 | NR | All Residential | Electric | Self-Cleaning Oven - 0 + Bi-Radiant Oven | 95.83% | 95% | 95% | 95% | 0% | 0% | 0% | 95% | 95% | 95% | 95% | 95% | 0% | 0% | 0% | 0% | 0% | 2021 Plan Res Master File | 2021 Plan Res Master File | 2021 Plan Res Master File | 2021 Plan Res Master File | 2021 Plan Res Master File | 2021 Plan Res Master File | Electric Oven - NR | 95% | 95% | 95% | 0% | 0% | 0% | 100% | 100% | 100% | 0% | 0% | 0%
Oven - Self-Cleaning2 | Oven | ResOven-7P_v3 | Savings, Cost, and EUL from 7th Plan workbook Res-Oven-7P_v3 | NR | All Residential | Electric | Self-Cleaning Oven - 1 + Oven Separator | 95.83% | 95% | 95% | 95% | 0% | 0% | 0% | 95% | 95% | 95% | 95% | 95% | 0% | 0% | 0% | 0% | 0% | 2021 Plan Res Master File | 2021 Plan Res Master File | 2021 Plan Res Master File | 2021 Plan Res Master File | 2021 Plan Res Master File | 2021 Plan Res Master File | Electric Oven - NR | 95% | 95% | 95% | 0% | 0% | 0% | 100% | 100% | 100% | 0% | 0% | 0%
Oven - Self-Cleaning3 | Oven | ResOven-7P_v3 | Savings, Cost, and EUL from 7th Plan workbook Res-Oven-7P_v3 | NR | All Residential | Electric | Self-Cleaning Oven - 2 + Red. Conduction Losses | 95.83% | 95% | 95% | 95% | 0% | 0% | 0% | 95% | 95% | 95% | 95% | 95% | 0% | 0% | 0% | 0% | 0% | 2021 Plan Res Master File | 2021 Plan Res Master File | 2021 Plan Res Master File | 2021 Plan Res Master File | 2021 Plan Res Master File | 2021 Plan Res Master File | Electric Oven - NR | 95% | 95% | 95% | 0% | 0% | 0% | 100% | 100% | 100% | 0% | 0% | 0%
Oven - Self-Cleaning4 | Oven | ResOven-7P_v3 | Savings, Cost, and EUL from 7th Plan workbook Res-Oven-7P_v3 | NR | All Residential | Electric | Self-Cleaning Oven - 3 + Forced Convection | 95.83% | 95% | 95% | 95% | 0% | 0% | 0% | 95% | 95% | 95% | 95% | 95% | 0% | 0% | 0% | 0% | 0% | 2021 Plan Res Master File | 2021 Plan Res Master File | 2021 Plan Res Master File | 2021 Plan Res Master File | 2021 Plan Res Master File | 2021 Plan Res Master File | Electric Oven - NR | 95% | 95% | 95% | 0% | 0% | 0% | 100% | 100% | 100% | 0% | 0% | 0%
Oven - Gas | Oven | ResOven-7P_v3 | Savings from Chapter 7 of 2015 TSD, Table 7.2.7 Gas Standard Ovens - Freestanding: Annual Energy Consumption by Efficiency Level. Cost from 2016 TSD, Chapter 8, Tables 8.2.26, pg 8-21. EUL from Chapter 8 of 2009 TSD; Table 8.2.43, pg 8-39; found at: : https://www.regulations.gov/document?D=EERE-2006-STD-0127-0097. | NR | All Residential | Gas | High Efficiency Convection Cooking Oven - Gas | 95% | 95% | 95% | 95% | 0% | 0% | 0% | 95% | 95% | 95% | 95% | 95% | 0% | 0% | 0% | 0% | 0% | 2021 Plan Res Master File | 2021 Plan Res Master File | 2021 Plan Res Master File | 2021 Plan Res Master File | 2021 Plan Res Master File | 2021 Plan Res Master File | Electric Oven - NR | 95% | 95% | 95% | 0% | 0% | 0% | 100% | 100% | 100% | 0% | 0% | 0%
Water Heater Pipe Insulation | Water Heater Pipe Insulation | ResPipeInsulation_PSE | PSE Business Case "QC APPROVED_Measure Case_Insulation_2020" | Retro | Multifamily LI | Electric | LIW: Insulation - Water Heater Pipe - MF - TE | 0% | 0% | 0% | 0% | 0% | 0% | 87.4% | 95% | 95% | 95% | 95% | 95% | 22% | 17% | 8% | 8% | 8% | 2021 Plan Res Master File | 2021 Plan Res Master File | 2021 Plan Res Master File | 2021 Plan Res Master File | 2021 Plan Res Master File | 2021 Plan Res Master File | WH Pipe insulation - Retro | 0% | 0% | 0% | 0% | 0% | 87.4% | 0% | 0% | 0% | 0% | 0% | 100%
Water Heater Pipe Insulation | Water Heater Pipe Insulation | ResPipeInsulation_PSE | PSE Business Case "QC APPROVED_Measure Case_Insulation_2020" | Retro | Multifamily LI | Gas | LIW: Insulation - Water Heater Pipe - MF - TG | 0% | 0% | 0% | 0% | 0% | 0% | 87.4% | 95% | 95% | 95% | 95% | 95% | 22% | 17% | 8% | 8% | 8% | 2021 Plan Res Master File | 2021 Plan Res Master File | 2021 Plan Res Master File | 2021 Plan Res Master File | 2021 Plan Res Master File | 2021 Plan Res Master File | WH Pipe insulation - Retro | 0% | 0% | 0% | 0% | 0% | 87.4% | 0% | 0% | 0% | 0% | 0% | 100%
Water Heater Pipe Insulation | Water Heater Pipe Insulation | ResPipeInsulation_PSE | PSE Business Case "QC APPROVED_Measure Case_Insulation_2020" | Retro | Manufactured LI | Electric | LIW: Insulation - Water Heater Pipe - MH - TE | 0% | 0% | 0% | 0% | 0% | 78.85% | 0% | 95% | 95% | 95% | 95% | 95% | 22% | 17% | 8% | 8% | 8% | 2021 Plan Res Master File | 2021 Plan Res Master File | 2021 Plan Res Master File | 2021 Plan Res Master File | 2021 Plan Res Master File | 2021 Plan Res Master File | WH Pipe insulation - Retro | 0% | 0% | 0% | 0% | 78.85% | 0% | 0% | 0% | 0% | 0% | 100% | 0%
Water Heater Pipe Insulation | Water Heater Pipe Insulation | ResPipeInsulation_PSE | PSE Business Case "QC APPROVED_Measure Case_Insulation_2020" | Retro | Manufactured LI | Gas | LIW: Insulation - Water Heater Pipe - MH - TG | 0% | 0% | 0% | 0% | 0% | 78.85% | 0% | 95% | 95% | 95% | 95% | 95% | 22% | 17% | 8% | 8% | 8% | 2021 Plan Res Master File | 2021 Plan Res Master File | 2021 Plan Res Master File | 2021 Plan Res Master File | 2021 Plan Res Master File | 2021 Plan Res Master File | WH Pipe insulation - Retro | 0% | 0% | 0% | 0% | 78.85% | 0% | 0% | 0% | 0% | 0% | 100% | 0%
Water Heater Pipe Insulation | Water Heater Pipe Insulation | ResPipeInsulation_PSE | PSE Business Case "QC APPROVED_Measure Case_Insulation_2020" | Retro | Single Family LI | Electric | LIW: Insulation - Water Heater Pipe - SF - TE | 0% | 0% | 0% | 0% | 74.1% | 0% | 0% | 95% | 95% | 95% | 95% | 95% | 22% | 17% | 8% | 8% | 8% | 2021 Plan Res Master File | 2021 Plan Res Master File | 2021 Plan Res Master File | 2021 Plan Res Master File | 2021 Plan Res Master File | 2021 Plan Res Master File | WH Pipe insulation - Retro | 0% | 0% | 0% | 74.1% | 0% | 0% | 0% | 0% | 0% | 100% | 0% | 0%
Water Heater Pipe Insulation | Water Heater Pipe Insulation | ResPipeInsulation_PSE | PSE Business Case "QC APPROVED_Measure Case_Insulation_2020" | Retro | Single Family LI | Gas | LIW: Insulation - Water Heater Pipe - SF - TG | 0% | 0% | 0% | 0% | 74.1% | 0% | 0% | 95% | 95% | 95% | 95% | 95% | 22% | 17% | 8% | 8% | 8% | 2021 Plan Res Master File | 2021 Plan Res Master File | 2021 Plan Res Master File | 2021 Plan Res Master File | 2021 Plan Res Master File | 2021 Plan Res Master File | WH Pipe insulation - Retro | 0% | 0% | 0% | 74.1% | 0% | 0% | 0% | 0% | 0% | 100% | 0% | 0%
Water Heater Pipe Insulation | Water Heater Pipe Insulation | ResPipeInsulation_PSE | PSE Business Case "QC APPROVED_Measure Case_Insulation_2020" | Retro | Multifamily | Electric | MFRFT: Water Heater - Pipe Wrap - DI | 24.09% | 0% | 0% | 87.4% | 0% | 0% | 0% | 95% | 95% | 95% | 95% | 95% | 22% | 17% | 8% | 8% | 8% | 2021 Plan Res Master File | 2021 Plan Res Master File | 2021 Plan Res Master File | 2021 Plan Res Master File | 2021 Plan Res Master File | 2021 Plan Res Master File | WH Pipe insulation - Retro | 0% | 0% | 87.4% | 0% | 0% | 0% | 0% | 0% | 100% | 0% | 0% | 0%
Water Heater Pipe Insulation | Water Heater Pipe Insulation | ResPipeInsulation_PSE | PSE Business Case "QC APPROVED_Measure Case_Insulation_2020" | Retro | Single Family | Electric | Pipe Wrap - Water Heater - DI - EH - SF or MH or DX (SF) | 24.59% | 37.05% | 0% | 0% | 0% | 0% | 0% | 95% | 95% | 95% | 95% | 95% | 22% | 17% | 8% | 8% | 8% | 2021 Plan Res Master File | 2021 Plan Res Master File | 2021 Plan Res Master File | 2021 Plan Res Master File | 2021 Plan Res Master File | 2021 Plan Res Master File | WH Pipe insulation - Retro | 74.1% | 0% | 0% | 0% | 0% | 0% | 50% | 0% | 0% | 0% | 0% | 0%
Water Heater Pipe Insulation | Water Heater Pipe Insulation | ResPipeInsulation_PSE | PSE Business Case "QC APPROVED_Measure Case_Insulation_2020" | Retro | Single Family | Electric | Pipe Wrap - Water Heater - DI - EH - SF or MH or DX (MH) | 24.59% | 37.05% | 0% | 0% | 0% | 0% | 0% | 95% | 95% | 95% | 95% | 95% | 22% | 17% | 8% | 8% | 8% | 2021 Plan Res Master File | 2021 Plan Res Master File | 2021 Plan Res Master File | 2021 Plan Res Master File | 2021 Plan Res Master File | 2021 Plan Res Master File | WH Pipe insulation - Retro | 74.1% | 0% | 0% | 0% | 0% | 0% | 50% | 0% | 0% | 0% | 0% | 0%
Pool Cover | Pool Cover | ResPoolCovers-Cadmus | Savings calculations are based on equations from the Energy Smart Pools software developed by U.S. Department of Energy, Page 21; http://www.rlmartin.com/company/staff/randy/publications/Energy_Smart_Pools_Software_Manual.pdf . Costs based on RSMeans Online 2016 material cost data for the pool cover type "Reinforced Vinyl" Line Number 131146503000. EUL from DEER 2014 EUL Database. | Retro | Single Family | Gas | Residential Pool Cover - Gas Pool Heat | 92.02% | 100% | 0% | 0% | 0% | 0% | 0% | 100% | 100% | 100% | 100% | NA | 0% | NA | NA | NA | NA | Measure is 100% technically feasible | Measure is 100% technically feasible | Measure is 100% technically feasible | No applicable base value. End use saturation accounts for base value | Not applicable to this segment | Not applicable to this segment | NA | 100% | 0% | 0% | 0% | 0% | 0% | 100% | 0% | 0% | 0% | 0% | 0%
Pool Cover | Pool Cover | ResPoolCovers-Cadmus | Savings calculations are based on equations from the Energy Smart Pools software developed by U.S. Department of Energy, Page 21; http://www.rlmartin.com/company/staff/randy/publications/Energy_Smart_Pools_Software_Manual.pdf . Costs based on RSMeans Online 2016 material cost data for the pool cover type "Reinforced Vinyl" Line Number 131146503000. EUL from DEER 2014 EUL Database. | Retro | Single Family | Electric | Residential Pool Cover - Electric Pool Heat | 66.36% | 100% | 0% | 0% | 0% | 0% | 0% | 100% | 100% | 100% | 100% | NA | 0% | NA | NA | NA | NA | Measure is 100% technically feasible | Measure is 100% technically feasible | Measure is 100% technically feasible | No applicable base value. End use saturation accounts for base value | Not applicable to this segment | Not applicable to this segment | NA | 100% | 0% | 0% | 0% | 0% | 0% | 100% | 0% | 0% | 0% | 0% | 0%
Pool Heater | Pool Heater | ResPoolHeaters-Cadmus | Technical Support Document - Residential Water Heaters, Direct Heating Equipment, and Pooler Heaters. November 2009. Table 7.4.2, Page 7-41. Heat pump pool heater costs based on the technical support document "Pool Heaters". Oct 15, 2015. | NR | Single Family | Gas | Residential - 88% Efficient Gas Pool Heater | 73.61% | 80% | 0% | 0% | 0% | 0% | 0% | 100% | 100% | 100% | 100% | NA | 20% | NA | NA | NA | NA | Measure is 100% technically feasible within end use | Measure is 100% technically feasible within end use | Measure is 100% technically feasible within end use | Assuming 20% of SF homes have an 88% efficient or better gas pool heater | Not applicable to this segment | Not applicable to this segment | NA | 80% | 0% | 0% | 0% | 0% | 0% | 100% | 0% | 0% | 0% | 0% | 0%
Pool Heater | Pool Heater | ResPoolHeaters-Cadmus | Technical Support Document - Residential Water Heaters, Direct Heating Equipment, and Pooler Heaters. November 2009. Table 7.4.2, Page 7-41. Heat pump pool heater costs based on the technical support document "Pool Heaters". Oct 15, 2015. | NR | Single Family | Electric | Residential - 5.38 COP Heat Pump Pool Heater | 53.09% | 80% | 0% | 0% | 0% | 0% | 0% | 100% | 100% | 100% | 100% | NA | 20% | NA | NA | NA | NA | Measure is 100% technically feasible within end use | Measure is 100% technically feasible within end use | Measure is 100% technically feasible within end use | Assuming 20% of SF homes have a 5.38 COP or bettr Heat Pump pool heater | Not applicable to this segment | Not applicable to this segment | NA | 80% | 0% | 0% | 0% | 0% | 0% | 100% | 0% | 0% | 0% | 0% | 0%
Refrigerator | Refrigerator | ResRefrigerator_PSE | PSE Business Case "QC APPROVED_Measure Case_Refrigerator_2020" | NR | Multifamily LI | Electric | LIW: Refrigerator Replacement - MF - TE | 0% | 0% | 0% | 0% | 0% | 0% | 99% | 99% | 99% | 99% | 99% | 99% | 0% | 0% | 0% | 0% | 0% | 2021 Plan Res Master File | 2021 Plan Res Master File | 2021 Plan Res Master File | 2021 Plan Res Master File | 2021 Plan Res Master File | 2021 Plan Res Master File | Refrigerator - NR | 0% | 0% | 0% | 0% | 0% | 99% | 0% | 0% | 0% | 0% | 0% | 100%
Refrigerator | Refrigerator | ResRefrigerator_PSE | PSE Business Case "QC APPROVED_Measure Case_Refrigerator_2020" | NR | Manufactured LI | Electric | LIW: Refrigerator Replacement - MH - TE | 0% | 0% | 0% | 0% | 0% | 99% | 0% | 99% | 99% | 99% | 99% | 99% | 0% | 0% | 0% | 0% | 0% | 2021 Plan Res Master File | 2021 Plan Res Master File | 2021 Plan Res Master File | 2021 Plan Res Master File | 2021 Plan Res Master File | 2021 Plan Res Master File | Refrigerator - NR | 0% | 0% | 0% | 0% | 99% | 0% | 0% | 0% | 0% | 0% | 100% | 0%
Refrigerator | Refrigerator | ResRefrigerator_PSE | PSE Business Case "QC APPROVED_Measure Case_Refrigerator_2020" | NR | Single Family LI | Electric | LIW: Refrigerator Replacement - SF - TE | 0% | 0% | 0% | 0% | 99% | 0% | 0% | 99% | 99% | 99% | 99% | 99% | 0% | 0% | 0% | 0% | 0% | 2021 Plan Res Master File | 2021 Plan Res Master File | 2021 Plan Res Master File | 2021 Plan Res Master File | 2021 Plan Res Master File | 2021 Plan Res Master File | Refrigerator - NR | 0% | 0% | 0% | 99% | 0% | 0% | 0% | 0% | 0% | 100% | 0% | 0%
Window - FAF9 | Window | ResSFWx_4_1 | Based on the RTF workbook: ResSFWx_v4_1 | Retro | Single Family | Electric | Windows - Single Pane to Class 30 - Heating Zone 1 (Electric FAF) | 1.29% | 1.944% | 0% | 0% | 0% | 0% | 0% | 80% | 80% | 67.67% | 80% | 0% | 97.57% | 98.29% | 71.94% | 85.05% | 0% | 7th Plan Res Master File | 7th Plan Res Master File | 7th Plan Res Master File | 7th Plan Res Master File | 7th Plan Res Master File | 7th Plan Res Master File | WINDOW CL30 Prime Window Replacement of Single Pane Base - Retro | 1.944% | 0% | 0% | 0% | 0% | 0% | 100% | 0% | 0% | 0% | 0% | 0%
Window - FAF10 | Window | ResSFWx_4_1 | Based on the RTF workbook: ResSFWx_v4_1 | Retro | Single Family | Electric | Windows - Double Pane to Class 30 - Heating Zone 1 (Electric FAF) | 47.67% | 71.84% | 0% | 0% | 0% | 0% | 0% | 80% | 80% | 67.67% | 80% | 0% | 10.2% | 99.91% | 16.18% | 19.13% | 0% | 7th Plan Res Master File | 7th Plan Res Master File | 7th Plan Res Master File | 7th Plan Res Master File | 7th Plan Res Master File | 7th Plan Res Master File | WINDOW CL30 Prime Window Replacement of Double Pane Base - Retro | 71.84% | 0% | 0% | 0% | 0% | 0% | 100% | 0% | 0% | 0% | 0% | 0%
Window - FAF11 | Window | ResSFWx_4_1 | Based on the RTF workbook: ResSFWx_v4_1 | Retro | Single Family | Electric | Windows - Single Pane to Class 22 - Heating Zone 1 (Electric FAF) | 0.258% | 0.3889% | 0% | 0% | 0% | 0% | 0% | 20% | 20% | 16.92% | 20% | 0% | 97.57% | 98.29% | 71.94% | 85.05% | 0% | 7th Plan Res Master File | 7th Plan Res Master File | 7th Plan Res Master File | 7th Plan Res Master File | 7th Plan Res Master File | 7th Plan Res Master File | WINDOW CL22 Prime Window Replacement of Single Pane Base - Retro | 0.4861% | 0% | 0% | 0% | 0% | 0% | 80% | 0% | 0% | 0% | 0% | 0% | sharing with storm windows - window upgrade more common
Window - FAF12 | Window | ResSFWx_4_1 | Based on the RTF workbook: ResSFWx_v4_1 | Retro | Single Family | Electric | Windows - Double Pane to Class 22 - Heating Zone 1 (Electric FAF) | 9.535% | 14.37% | 0% | 0% | 0% | 0% | 0% | 20% | 20% | 16.92% | 20% | 0% | 10.2% | 99.91% | 16.18% | 19.13% | 0% | 7th Plan Res Master File | 7th Plan Res Master File | 7th Plan Res Master File | 7th Plan Res Master File | 7th Plan Res Master File | 7th Plan Res Master File | WINDOW CL22 Prime Window Replacement of Double Pane Base - Retro | 17.96% | 0% | 0% | 0% | 0% | 0% | 80% | 0% | 0% | 0% | 0% | 0% | sharing with storm windows - window upgrade more common
Window - FAF13 | Window | ResSFWx_4_1 | Based on the RTF workbook: ResSFWx_v4_1 | Retro | Single Family | Electric | Windows - Class 30 to Class 22 - Heating Zone 1 (Electric FAF) | 0.3226% | 0.4861% | 0% | 0% | 0% | 0% | 0% | 20% | 20% | 16.92% | 20% | 0% | 97.57% | NA | NA | NA | 0% | 7th Plan Res Master File | 7th Plan Res Master File | 7th Plan Res Master File | RBSA Data | Not applicable to this segment | Not applicable to this segment | WINDOW CL22 Prime Window Replacement of Single Pane Base - Retro | 0.4861% | 0% | 0% | 0% | 0% | 0% | 100% | 0% | 0% | 0% | 0% | 0%
Window - FAF11 | Storm Window | ResSFWx_4_1 | Based on the RTF workbook: ResSFWx_v4_1 | Retro | Single Family | Electric | Windows - Add a Low-e Storm Window to an existing Single Paned Window - Heating Zone 1 (Electric FAF) | 0.3226% | 0.4861% | 0% | 0% | 0% | 0% | 0% | 100% | 100% | 100% | 100% | NA | 97.57% | 98.29% | 71.94% | 85.05% | 0% | Feasibility of 50% is accounted for in per unit, default of 100% as a result | Feasibility of 50% is accounted for in per unit, default of 100% as a result | Feasibility of 50% is accounted for in per unit, default of 100% as a result | 7th Plan Res Master File | 7th Plan Res Master File | 7th Plan Res Master File | WINDOW CL22 Prime Window Replacement of Single Pane Base - Retro | 2.43% | 0% | 0% | 0% | 0% | 0% | 20% | 0% | 0% | 0% | 0% | 0% | sharing with windows - window upgrade more common
Window - FAF12 | Storm Window | ResSFWx_4_1 | Based on the RTF workbook: ResSFWx_v4_1 | Retro | Single Family | Electric | Windows - Add a Low-e Storm Window to an existing Double Paned Window - Heating Zone 1 (Electric FAF) | 11.92% | 17.96% | 0% | 0% | 0% | 0% | 0% | 100% | 100% | 100% | 100% | NA | 10.2% | 99.91% | 16.18% | 19.13% | 0% | Feasibility of 50% is accounted for in per unit, default of 100% as a result | Feasibility of 50% is accounted for in per unit, default of 100% as a result | Feasibility of 50% is accounted for in per unit, default of 100% as a result | 7th Plan Res Master File | 7th Plan Res Master File | 7th Plan Res Master File | WINDOW CL22 Prime Window Replacement of Double Pane Base - Retro | 89.8% | 0% | 0% | 0% | 0% | 0% | 20% | 0% | 0% | 0% | 0% | 0% | sharing with windows - window upgrade more common
Window - Zonal9 | Window | ResSFWx_4_1 | Based on the RTF workbook: ResSFWx_v4_1 | Retro | Single Family | Electric | Windows - Single Pane to Class 30 - Heating Zone 1 (Zonal or DHP) | 1.29% | 1.944% | 0% | 0% | 0% | 0% | 0% | 80% | 80% | 67.67% | 80% | 0% | 97.57% | 98.29% | 71.94% | 85.05% | 0% | 7th Plan Res Master File | 7th Plan Res Master File | 7th Plan Res Master File | 7th Plan Res Master File | 7th Plan Res Master File | 7th Plan Res Master File | WINDOW CL30 Prime Window Replacement of Single Pane Base - Retro | 1.944% | 0% | 0% | 0% | 0% | 0% | 100% | 0% | 0% | 0% | 0% | 0%
Window - Zonal10 | Window | ResSFWx_4_1 | Based on the RTF workbook: ResSFWx_v4_1 | Retro | Single Family | Electric | Windows - Double Pane to Class 30 - Heating Zone 1 (Zonal or DHP) | 47.67% | 71.84% | 0% | 0% | 0% | 0% | 0% | 80% | 80% | 67.67% | 80% | 0% | 10.2% | 99.91% | 16.18% | 19.13% | 0% | 7th Plan Res Master File | 7th Plan Res Master File | 7th Plan Res Master File | 7th Plan Res Master File | 7th Plan Res Master File | 7th Plan Res Master File | WINDOW CL30 Prime Window Replacement of Double Pane Base - Retro | 71.84% | 0% | 0% | 0% | 0% | 0% | 100% | 0% | 0% | 0% | 0% | 0%
Window - Zonal11 | Window | ResSFWx_4_1 | Based on the RTF workbook: ResSFWx_v4_1 | Retro | Single Family | Electric | Windows - Single Pane to Class 22 - Heating Zone 1 (Zonal or DHP) | 0.258% | 0.3889% | 0% | 0% | 0% | 0% | 0% | 20% | 20% | 16.92% | 20% | 0% | 97.57% | 98.29% | 71.94% | 85.05% | 0% | 7th Plan Res Master File | 7th Plan Res Master File | 7th Plan Res Master File | 7th Plan Res Master File | 7th Plan Res Master File | 7th Plan Res Master File | WINDOW CL22 Prime Window Replacement of Single Pane Base - Retro | 0.4861% | 0% | 0% | 0% | 0% | 0% | 80% | 0% | 0% | 0% | 0% | 0% | sharing with storm windows - window upgrade more common
Window - Zonal12 | Window | ResSFWx_4_1 | Based on the RTF workbook: ResSFWx_v4_1 | Retro | Single Family | Electric | Windows - Double Pane to Class 22 - Heating Zone 1 (Zonal or DHP) | 9.535% | 14.37% | 0% | 0% | 0% | 0% | 0% | 20% | 20% | 16.92% | 20% | 0% | 10.2% | 99.91% | 16.18% | 19.13% | 0% | 7th Plan Res Master File | 7th Plan Res Master File | 7th Plan Res Master File | 7th Plan Res Master File | 7th Plan Res Master File | 7th Plan Res Master File | WINDOW CL22 Prime Window Replacement of Double Pane Base - Retro | 17.96% | 0% | 0% | 0% | 0% | 0% | 80% | 0% | 0% | 0% | 0% | 0% | sharing with storm windows - window upgrade more common
Window - Zonal13 | Window | ResSFWx_4_1 | Based on the RTF workbook: ResSFWx_v4_1 | Retro | Single Family | Electric | Windows - Class 30 to Class 22 - Heating Zone 1 (Zonal or DHP) | 0.3226% | 0.4861% | 0% | 0% | 0% | 0% | 0% | 20% | 20% | 16.92% | 20% | 0% | 97.57% | NA | NA | NA | 0% | 7th Plan Res Master File | 7th Plan Res Master File | 7th Plan Res Master File | RBSA Data | Not applicable to this segment | Not applicable to this segment | WINDOW CL22 Prime Window Replacement of Single Pane Base - Retro | 0.4861% | 0% | 0% | 0% | 0% | 0% | 100% | 0% | 0% | 0% | 0% | 0%
Window - Zonal11 | Storm Window | ResSFWx_4_1 | Based on the RTF workbook: ResSFWx_v4_1 | Retro | Single Family | Electric | Windows - Add a Low-e Storm Window to an existing Single Paned Window - Heating Zone 1 (Zonal or DHP) | 0.3226% | 0.4861% | 0% | 0% | 0% | 0% | 0% | 100% | 100% | 100% | 100% | NA | 97.57% | 98.29% | 71.94% | 85.05% | 0% | Feasibility of 50% is accounted for in per unit, default of 100% as a result | Feasibility of 50% is accounted for in per unit, default of 100% as a result | Feasibility of 50% is accounted for in per unit, default of 100% as a result | 7th Plan Res Master File | 7th Plan Res Master File | 7th Plan Res Master File | WINDOW CL22 Prime Window Replacement of Single Pane Base - Retro | 2.43% | 0% | 0% | 0% | 0% | 0% | 20% | 0% | 0% | 0% | 0% | 0% | sharing with windows - window upgrade more common
Window - Zonal12 | Storm Window | ResSFWx_4_1 | Based on the RTF workbook: ResSFWx_v4_1 | Retro | Single Family | Electric | Windows - Add a Low-e Storm Window to an existing Double Paned Window - Heating Zone 1 (Zonal or DHP) | 11.92% | 17.96% | 0% | 0% | 0% | 0% | 0% | 100% | 100% | 100% | 100% | NA | 10.2% | 99.91% | 16.18% | 19.13% | 0% | Feasibility of 50% is accounted for in per unit, default of 100% as a result | Feasibility of 50% is accounted for in per unit, default of 100% as a result | Feasibility of 50% is accounted for in per unit, default of 100% as a result | 7th Plan Res Master File | 7th Plan Res Master File | 7th Plan Res Master File | WINDOW CL22 Prime Window Replacement of Double Pane Base - Retro | 89.8% | 0% | 0% | 0% | 0% | 0% | 20% | 0% | 0% | 0% | 0% | 0% | sharing with windows - window upgrade more common
Window - HP16 | Window | ResSFWx_4_1 | Based on the RTF workbook: ResSFWx_v4_1 | Retro | Single Family | Electric | Windows - Single Pane to Class 30 - Heating Zone 1 (Heat Pump) | 1.29% | 1.944% | 0% | 0% | 0% | 0% | 0% | 80% | 80% | 67.67% | 80% | 0% | 97.57% | 98.29% | 71.94% | 85.05% | 0% | 7th Plan Res Master File | 7th Plan Res Master File | 7th Plan Res Master File | 7th Plan Res Master File | 7th Plan Res Master File | 7th Plan Res Master File | WINDOW CL30 Prime Window Replacement of Single Pane Base - Retro | 1.944% | 0% | 0% | 0% | 0% | 0% | 100% | 0% | 0% | 0% | 0% | 0%
Window - HP17 | Window | ResSFWx_4_1 | Based on the RTF workbook: ResSFWx_v4_1 | Retro | Single Family | Electric | Windows - Double Pane to Class 30 - Heating Zone 1 (Heat Pump) | 47.67% | 71.84% | 0% | 0% | 0% | 0% | 0% | 80% | 80% | 67.67% | 80% | 0% | 10.2% | 99.91% | 16.18% | 19.13% | 0% | 7th Plan Res Master File | 7th Plan Res Master File | 7th Plan Res Master File | 7th Plan Res Master File | 7th Plan Res Master File | 7th Plan Res Master File | WINDOW CL30 Prime Window Replacement of Double Pane Base - Retro | 71.84% | 0% | 0% | 0% | 0% | 0% | 100% | 0% | 0% | 0% | 0% | 0%
Window - HP18 | Window | ResSFWx_4_1 | Based on the RTF workbook: ResSFWx_v4_1 | Retro | Single Family | Electric | Windows - Single Pane to Class 22 - Heating Zone 1 (Heat Pump) | 0.258% | 0.3889% | 0% | 0% | 0% | 0% | 0% | 20% | 20% | 16.92% | 20% | 0% | 97.57% | 98.29% | 71.94% | 85.05% | 0% | 7th Plan Res Master File | 7th Plan Res Master File | 7th Plan Res Master File | 7th Plan Res Master File | 7th Plan Res Master File | 7th Plan Res Master File | WINDOW CL22 Prime Window Replacement of Single Pane Base - Retro | 0.4861% | 0% | 0% | 0% | 0% | 0% | 80% | 0% | 0% | 0% | 0% | 0% | sharing with storm windows - window upgrade more common
Window - HP19 | Window | ResSFWx_4_1 | Based on the RTF workbook: ResSFWx_v4_1 | Retro | Single Family | Electric | Windows - Double Pane to Class 22 - Heating Zone 1 (Heat Pump) | 9.535% | 14.37% | 0% | 0% | 0% | 0% | 0% | 20% | 20% | 16.92% | 20% | 0% | 10.2% | 99.91% | 16.18% | 19.13% | 0% | 7th Plan Res Master File | 7th Plan Res Master File | 7th Plan Res Master File | 7th Plan Res Master File | 7th Plan Res Master File | 7th Plan Res Master File | WINDOW CL22 Prime Window Replacement of Double Pane Base - Retro | 17.96% | 0% | 0% | 0% | 0% | 0% | 80% | 0% | 0% | 0% | 0% | 0% | sharing with storm windows - window upgrade more common
Window - HP20 | Window | ResSFWx_4_1 | Based on the RTF workbook: ResSFWx_v4_1 | Retro | Single Family | Electric | Windows - Class 30 to Class 22 - Heating Zone 1 (Heat Pump) | 0.3226% | 0.4861% | 0% | 0% | 0% | 0% | 0% | 20% | 20% | 16.92% | 20% | 0% | 97.57% | NA | NA | NA | 0% | 7th Plan Res Master File | 7th Plan Res Master File | 7th Plan Res Master File | RBSA Data | Not applicable to this segment | Not applicable to this segment | WINDOW CL22 Prime Window Replacement of Single Pane Base - Retro | 0.4861% | 0% | 0% | 0% | 0% | 0% | 100% | 0% | 0% | 0% | 0% | 0%
Window - HP18 | Storm Window | ResSFWx_4_1 | Based on the RTF workbook: ResSFWx_v4_1 | Retro | Single Family | Electric | Windows - Add a Low-e Storm Window to an existing Single Paned Window - Heating Zone 1 (Heat Pump) | 0.3226% | 0.4861% | 0% | 0% | 0% | 0% | 0% | 100% | 100% | 100% | 100% | NA | 97.57% | 98.29% | 71.94% | 85.05% | 0% | Feasibility of 50% is accounted for in per unit, default of 100% as a result | Feasibility of 50% is accounted for in per unit, default of 100% as a result | Feasibility of 50% is accounted for in per unit, default of 100% as a result | 7th Plan Res Master File | 7th Plan Res Master File | 7th Plan Res Master File | WINDOW CL22 Prime Window Replacement of Single Pane Base - Retro | 2.43% | 0% | 0% | 0% | 0% | 0% | 20% | 0% | 0% | 0% | 0% | 0% | sharing with windows - window upgrade more common
Window - HP19 | Storm Window | ResSFWx_4_1 | Based on the RTF workbook: ResSFWx_v4_1 | Retro | Single Family | Electric | Windows - Add a Low-e Storm Window to an existing Double Paned Window - Heating Zone 1 (Heat Pump) | 11.92% | 17.96% | 0% | 0% | 0% | 0% | 0% | 100% | 100% | 100% | 100% | NA | 10.2% | 99.91% | 16.18% | 19.13% | 0% | Feasibility of 50% is accounted for in per unit, default of 100% as a result | Feasibility of 50% is accounted for in per unit, default of 100% as a result | Feasibility of 50% is accounted for in per unit, default of 100% as a result | 7th Plan Res Master File | 7th Plan Res Master File | 7th Plan Res Master File | WINDOW CL22 Prime Window Replacement of Double Pane Base - Retro | 89.8% | 0% | 0% | 0% | 0% | 0% | 20% | 0% | 0% | 0% | 0% | 0% | sharing with windows - window upgrade more common
Window - GH16 | Window | ResSFWx_4_1 | Based on the RTF workbook: ResSFWx_v4_1 | Retro | Single Family | Gas | Windows - Single Pane to Class 30 - Heating Zone 1 (Gas Furnace) | 1.789% | 1.944% | 0% | 0% | 0% | 0% | 0% | 80% | 80% | 69.18% | 80% | 0% | 97.57% | 98.29% | 73.55% | 85.05% | 0% | 7th Plan Res Master File | 7th Plan Res Master File | 7th Plan Res Master File | 7th Plan Res Master File | 7th Plan Res Master File | 7th Plan Res Master File | WINDOW CL30 Prime Window Replacement of Single Pane Base - Retro | 1.944% | 0% | 0% | 0% | 0% | 0% | 100% | 0% | 0% | 0% | 0% | 0%
Window - GH17 | Window | ResSFWx_4_1 | Based on the RTF workbook: ResSFWx_v4_1 | Retro | Single Family | Gas | Windows - Double Pane to Class 30 - Heating Zone 1 (Gas Furnace) | 66.11% | 71.84% | 0% | 0% | 0% | 0% | 0% | 80% | 80% | 69.18% | 80% | 0% | 10.2% | 99.91% | 16.54% | 19.13% | 0% | 7th Plan Res Master File | 7th Plan Res Master File | 7th Plan Res Master File | 7th Plan Res Master File | 7th Plan Res Master File | 7th Plan Res Master File | WINDOW CL30 Prime Window Replacement of Double Pane Base - Retro | 71.84% | 0% | 0% | 0% | 0% | 0% | 100% | 0% | 0% | 0% | 0% | 0%
Window - GH18 | Window | ResSFWx_4_1 | Based on the RTF workbook: ResSFWx_v4_1 | Retro | Single Family | Gas | Windows - Single Pane to Class 22 - Heating Zone 1 (Gas Furnace) | 0.3578% | 0.3889% | 0% | 0% | 0% | 0% | 0% | 20% | 20% | 17.3% | 20% | 0% | 97.57% | 98.29% | 73.55% | 85.05% | 0% | 7th Plan Res Master File | 7th Plan Res Master File | 7th Plan Res Master File | 7th Plan Res Master File | 7th Plan Res Master File | 7th Plan Res Master File | WINDOW CL22 Prime Window Replacement of Single Pane Base - Retro | 0.4861% | 0% | 0% | 0% | 0% | 0% | 80% | 0% | 0% | 0% | 0% | 0% | sharing with storm windows - window upgrade more common
Window - GH19 | Window | ResSFWx_4_1 | Based on the RTF workbook: ResSFWx_v4_1 | Retro | Single Family | Gas | Windows - Double Pane to Class 22 - Heating Zone 1 (Gas Furnace) | 13.22% | 14.37% | 0% | 0% | 0% | 0% | 0% | 20% | 20% | 17.3% | 20% | 0% | 10.2% | 99.91% | 16.54% | 19.13% | 0% | 7th Plan Res Master File | 7th Plan Res Master File | 7th Plan Res Master File | 7th Plan Res Master File | 7th Plan Res Master File | 7th Plan Res Master File | WINDOW CL22 Prime Window Replacement of Double Pane Base - Retro | 17.96% | 0% | 0% | 0% | 0% | 0% | 80% | 0% | 0% | 0% | 0% | 0% | sharing with storm windows - window upgrade more common
Window - GH20 | Window | ResSFWx_4_1 | Based on the RTF workbook: ResSFWx_v4_1 | Retro | Single Family | Gas | Windows - Class 30 to Class 22 - Heating Zone 1 (Gas Furnace) | 0.4473% | 0.4861% | 0% | 0% | 0% | 0% | 0% | 20% | 20% | 17.3% | 20% | 0% | 97.57% | NA | NA | NA | 0% | 7th Plan Res Master File | 7th Plan Res Master File | 7th Plan Res Master File | RBSA Data | Not applicable to this segment | Not applicable to this segment | WINDOW CL22 Prime Window Replacement of Single Pane Base - Retro | 0.4861% | 0% | 0% | 0% | 0% | 0% | 100% | 0% | 0% | 0% | 0% | 0%
Window - GH18 | Storm Window | ResSFWx_4_1 | Based on the RTF workbook: ResSFWx_v4_1 | Retro | Single Family | Gas | Windows - Add a Low-e Storm Window to an existing Single Pane Window - Heating Zone 1 (Gas Furnace) | 0.4473% | 0.4861% | 0% | 0% | 0% | 0% | 0% | 100% | 100% | 100% | 100% | NA | 97.57% | 98.29% | 73.55% | 85.05% | 0% | Feasibility of 50% is accounted for in per unit, default of 100% as a result | Feasibility of 50% is accounted for in per unit, default of 100% as a result | Feasibility of 50% is accounted for in per unit, default of 100% as a result | 7th Plan Res Master File | 7th Plan Res Master File | 7th Plan Res Master File | WINDOW CL22 Prime Window Replacement of Single Pane Base - Retro | 2.43% | 0% | 0% | 0% | 0% | 0% | 20% | 0% | 0% | 0% | 0% | 0% | sharing with windows - window upgrade more common
Window - GH19 | Storm Window | ResSFWx_4_1 | Based on the RTF workbook: ResSFWx_v4_1 | Retro | Single Family | Gas | Windows - Add a Low-e Storm Window to an existing Double Pane Window - Heating Zone 1 (Gas Furnace) | 16.53% | 17.96% | 0% | 0% | 0% | 0% | 0% | 100% | 100% | 100% | 100% | NA | 10.2% | 99.91% | 16.54% | 19.13% | 0% | Feasibility of 50% is accounted for in per unit, default of 100% as a result | Feasibility of 50% is accounted for in per unit, default of 100% as a result | Feasibility of 50% is accounted for in per unit, default of 100% as a result | 7th Plan Res Master File | 7th Plan Res Master File | 7th Plan Res Master File | WINDOW CL22 Prime Window Replacement of Double Pane Base - Retro | 89.8% | 0% | 0% | 0% | 0% | 0% | 20% | 0% | 0% | 0% | 0% | 0% | sharing with windows - window upgrade more common
Showerhead | Showerhead | ResShowerheads_PSE | PSE Business Case "QC _APPROVED_Measure Case_Showerhead_2020" | Retro | Multifamily | Electric | MFRFT: Showerhead - Direct Install - EWH - 1.5 gpm max | 15.99% | 0% | 0% | 58% | 0% | 0% | 0% | 100% | 100% | 100% | 100% | 100% | 55.75% | 66% | 42% | 42% | 42% | 7th Plan Res Master File | 7th Plan Res Master File | 7th Plan Res Master File | 7th Plan Res Master File | 7th Plan Res Master File | 7th Plan Res Master File | Showerheads - Retro | 0% | 0% | 58% | 0% | 0% | 0% | 0% | 0% | 100% | 0% | 0% | 0%
Showerhead | Showerhead | ResShowerheads_PSE | PSE Business Case "QC _APPROVED_Measure Case_Showerhead_2020" | Retro | Single Family LI | Electric | LIW: Showerhead - 1.5 - SF - TE | 0% | 0% | 0% | 0% | 44.25% | 0% | 0% | 100% | 100% | 100% | 100% | 100% | 55.75% | 66% | 42% | 42% | 42% | 7th Plan Res Master File | 7th Plan Res Master File | 7th Plan Res Master File | 7th Plan Res Master File | 7th Plan Res Master File | 7th Plan Res Master File | Showerheads - Retro | 0% | 0% | 0% | 44.25% | 0% | 0% | 0% | 0% | 0% | 100% | 0% | 0%
Showerhead | Showerhead | ResShowerheads_PSE | PSE Business Case "QC _APPROVED_Measure Case_Showerhead_2020" | Retro | Multifamily LI | Electric | LIW: Showerhead - 1.5 - MF - TE | 0% | 0% | 0% | 0% | 0% | 0% | 58% | 100% | 100% | 100% | 100% | 100% | 55.75% | 66% | 42% | 42% | 42% | 7th Plan Res Master File | 7th Plan Res Master File | 7th Plan Res Master File | 7th Plan Res Master File | 7th Plan Res Master File | 7th Plan Res Master File | Showerheads - Retro | 0% | 0% | 0% | 0% | 0% | 58% | 0% | 0% | 0% | 0% | 0% | 100%
Showerhead | Showerhead | ResShowerheads_PSE | PSE Business Case "QC _APPROVED_Measure Case_Showerhead_2020" | Retro | Manufactured LI | Electric | LIW: Showerhead - 1.5 - MH - TE | 0% | 0% | 0% | 0% | 0% | 34% | 0% | 100% | 100% | 100% | 100% | 100% | 55.75% | 66% | 42% | 42% | 42% | 7th Plan Res Master File | 7th Plan Res Master File | 7th Plan Res Master File | 7th Plan Res Master File | 7th Plan Res Master File | 7th Plan Res Master File | Showerheads - Retro | 0% | 0% | 0% | 0% | 34% | 0% | 0% | 0% | 0% | 0% | 100% | 0%
Showerhead | Showerhead | ResShowerheads_PSE | PSE Business Case "QC _APPROVED_Measure Case_Showerhead_2020" | Retro | Multifamily | Gas | MFRFT: Showerhead - Direct Install - GWH - 1.5 gpm max - Product Only | 4.464% | 0% | 0% | 58% | 0% | 0% | 0% | 100% | 100% | 100% | 100% | 100% | 55.75% | 66% | 42% | 42% | 42% | 7th Plan Res Master File | 7th Plan Res Master File | 7th Plan Res Master File | 7th Plan Res Master File | 7th Plan Res Master File | 7th Plan Res Master File | Showerheads - Retro | 0% | 0% | 58% | 0% | 0% | 0% | 0% | 0% | 100% | 0% | 0% | 0%
Showerhead | Showerhead | ResShowerheads_PSE | PSE Business Case "QC _APPROVED_Measure Case_Showerhead_2020" | Retro | Multifamily LI | Gas | LIW: Showerhead - 1.5 - MF - TG | 0% | 0% | 0% | 0% | 0% | 0% | 58% | 100% | 100% | 100% | 100% | 100% | 55.75% | 66% | 42% | 42% | 42% | 7th Plan Res Master File | 7th Plan Res Master File | 7th Plan Res Master File | 7th Plan Res Master File | 7th Plan Res Master File | 7th Plan Res Master File | Showerheads - Retro | 0% | 0% | 0% | 0% | 0% | 58% | 0% | 0% | 0% | 0% | 0% | 100%
Showerhead | Showerhead | ResShowerheads_PSE | PSE Business Case "QC _APPROVED_Measure Case_Showerhead_2020" | Retro | Manufactured LI | Gas | LIW: Showerhead - 1.5 - MH - TG | 0% | 0% | 0% | 0% | 0% | 34% | 0% | 100% | 100% | 100% | 100% | 100% | 55.75% | 66% | 42% | 42% | 42% | 7th Plan Res Master File | 7th Plan Res Master File | 7th Plan Res Master File | 7th Plan Res Master File | 7th Plan Res Master File | 7th Plan Res Master File | Showerheads - Retro | 0% | 0% | 0% | 0% | 34% | 0% | 0% | 0% | 0% | 0% | 100% | 0%
Showerhead | Showerhead | ResShowerheads_PSE | PSE Business Case "QC _APPROVED_Measure Case_Showerhead_2020" | Retro | Single Family LI | Gas | LIW: Showerhead - 1.5 - SF - TG | 0% | 0% | 0% | 0% | 44.25% | 0% | 0% | 100% | 100% | 100% | 100% | 100% | 55.75% | 66% | 42% | 42% | 42% | 7th Plan Res Master File | 7th Plan Res Master File | 7th Plan Res Master File | 7th Plan Res Master File | 7th Plan Res Master File | 7th Plan Res Master File | Showerheads - Retro | 0% | 0% | 0% | 44.25% | 0% | 0% | 0% | 0% | 0% | 100% | 0% | 0%
Showerhead | Showerhead | ResShowerheads_PSE | PSE Business Case "QC _APPROVED_Measure Case_Showerhead_2020" | Retro | Manufactured | Electric | Showerhead - Fixed - 1.5 gpm - DI - EWH - MH | 1.18% | 0% | 17% | 0% | 0% | 0% | 0% | 100% | 100% | 100% | 100% | 100% | 55.75% | 66% | 42% | 42% | 42% | 7th Plan Res Master File | 7th Plan Res Master File | 7th Plan Res Master File | 7th Plan Res Master File | 7th Plan Res Master File | 7th Plan Res Master File | Showerheads - Retro | 0% | 34% | 0% | 0% | 0% | 0% | 0% | 50% | 0% | 0% | 0% | 0%
Showerhead | Showerhead | ResShowerheads_PSE | PSE Business Case "QC _APPROVED_Measure Case_Showerhead_2020" | Retro | Single Family | Electric | Showerhead - Fixed - 1.5 gpm - DI - EWH - SF or DX | 14.68% | 22.12% | 0% | 0% | 0% | 0% | 0% | 100% | 100% | 100% | 100% | 100% | 55.75% | 66% | 42% | 42% | 42% | 7th Plan Res Master File | 7th Plan Res Master File | 7th Plan Res Master File | 7th Plan Res Master File | 7th Plan Res Master File | 7th Plan Res Master File | Showerheads - Retro | 44.25% | 0% | 0% | 0% | 0% | 0% | 50% | 0% | 0% | 0% | 0% | 0%
Showerhead | Showerhead | ResShowerheads_PSE | PSE Business Case "QC _APPROVED_Measure Case_Showerhead_2020" | Retro | Manufactured | Gas | Showerhead - Fixed - 1.5 gpm - DI - GWH - MH | 0.04867% | 0% | 17% | 0% | 0% | 0% | 0% | 100% | 100% | 100% | 100% | 100% | 55.75% | 66% | 42% | 42% | 42% | 7th Plan Res Master File | 7th Plan Res Master File | 7th Plan Res Master File | 7th Plan Res Master File | 7th Plan Res Master File | 7th Plan Res Master File | Showerheads - Retro | 0% | 34% | 0% | 0% | 0% | 0% | 0% | 50% | 0% | 0% | 0% | 0%
Showerhead | Showerhead | ResShowerheads_PSE | PSE Business Case "QC _APPROVED_Measure Case_Showerhead_2020" | Retro | Single Family | Gas | Showerhead - Fixed - 1.5 gpm - DI - GWH - SF or DX | 20.36% | 22.12% | 0% | 0% | 0% | 0% | 0% | 100% | 100% | 100% | 100% | 100% | 55.75% | 66% | 42% | 42% | 42% | 7th Plan Res Master File | 7th Plan Res Master File | 7th Plan Res Master File | 7th Plan Res Master File | 7th Plan Res Master File | 7th Plan Res Master File | Showerheads - Retro | 44.25% | 0% | 0% | 0% | 0% | 0% | 50% | 0% | 0% | 0% | 0% | 0%
Showerhead | Showerhead | ResShowerheads_PSE | PSE Business Case "QC _APPROVED_Measure Case_Showerhead_2020" | Retro | Manufactured | Electric | Showerhead - Handheld - 1.5 gpm - DI - EWH - MH | 1.18% | 0% | 17% | 0% | 0% | 0% | 0% | 100% | 100% | 100% | 100% | 100% | 55.75% | 66% | 42% | 42% | 42% | 7th Plan Res Master File | 7th Plan Res Master File | 7th Plan Res Master File | 7th Plan Res Master File | 7th Plan Res Master File | 7th Plan Res Master File | Showerheads - Retro | 0% | 34% | 0% | 0% | 0% | 0% | 0% | 50% | 0% | 0% | 0% | 0%
Showerhead | Showerhead | ResShowerheads_PSE | PSE Business Case "QC _APPROVED_Measure Case_Showerhead_2020" | Retro | Single Family | Electric | Showerhead - Handheld - 1.5 gpm - DI - EWH - SF or DX | 14.68% | 22.12% | 0% | 0% | 0% | 0% | 0% | 100% | 100% | 100% | 100% | 100% | 55.75% | 66% | 42% | 42% | 42% | 7th Plan Res Master File | 7th Plan Res Master File | 7th Plan Res Master File | 7th Plan Res Master File | 7th Plan Res Master File | 7th Plan Res Master File | Showerheads - Retro | 44.25% | 0% | 0% | 0% | 0% | 0% | 50% | 0% | 0% | 0% | 0% | 0%
Showerhead | Showerhead | ResShowerheads_PSE | PSE Business Case "QC _APPROVED_Measure Case_Showerhead_2020" | Retro | Manufactured | Gas | Showerhead - Handheld - 1.5 gpm - DI - GWH - MH | 0.04867% | 0% | 17% | 0% | 0% | 0% | 0% | 100% | 100% | 100% | 100% | 100% | 55.75% | 66% | 42% | 42% | 42% | 7th Plan Res Master File | 7th Plan Res Master File | 7th Plan Res Master File | 7th Plan Res Master File | 7th Plan Res Master File | 7th Plan Res Master File | Showerheads - Retro | 0% | 34% | 0% | 0% | 0% | 0% | 0% | 50% | 0% | 0% | 0% | 0%
Showerhead | Showerhead | ResShowerheads_PSE | PSE Business Case "QC _APPROVED_Measure Case_Showerhead_2020" | Retro | Single Family | Gas | Showerhead - Handheld - 1.5 gpm - DI - GWH - SF or DX | 20.36% | 22.12% | 0% | 0% | 0% | 0% | 0% | 100% | 100% | 100% | 100% | 100% | 55.75% | 66% | 42% | 42% | 42% | 7th Plan Res Master File | 7th Plan Res Master File | 7th Plan Res Master File | 7th Plan Res Master File | 7th Plan Res Master File | 7th Plan Res Master File | Showerheads - Retro | 44.25% | 0% | 0% | 0% | 0% | 0% | 50% | 0% | 0% | 0% | 0% | 0%
Thermostatic Restrictor Valve | Thermostatic Restrictor Valve | ResThermostaticRestrictionValve_PSE | PSE Business Case "QCAPPROVED_Measure Case_Adapter_2020" | Retro | Multifamily | Electric | Adapter - Thermostatic Restrictor Valve - DI - EWH - MF | 25.93% | 0% | 0% | 94.05% | 0% | 0% | 0% | 95% | 95% | 95% | 95% | 95% | 1% | 1% | 1% | 1% | 1% | 2021 Plan Res Master File | 2021 Plan Res Master File | 2021 Plan Res Master File | 2021 Plan Res Master File | 2021 Plan Res Master File | 2021 Plan Res Master File | TSRV - Retro | 0% | 0% | 94.05% | 0% | 0% | 0% | 0% | 0% | 100% | 0% | 0% | 0%
Thermostatic Restrictor Valve | Thermostatic Restrictor Valve | ResThermostaticRestrictionValve_PSE | PSE Business Case "QCAPPROVED_Measure Case_Adapter_2020", adjusted savings/cost using values from PSE Business Case "QCAPPROVED_Measure Case_Showerhead_2020" to reflect only the thermostatic restriction valve component of the measure, excluding the showerhead component | Retro | Single Family | Gas | Showerhead - w Thermostatic Restrictor - 1.5 gpm - RP - Res - GO | 86.54% | 94.05% | 0% | 0% | 0% | 0% | 0% | 95% | 95% | 95% | 95% | 95% | 1% | 1% | 1% | 1% | 1% | 2021 Plan Res Master File | 2021 Plan Res Master File | 2021 Plan Res Master File | 2021 Plan Res Master File | 2021 Plan Res Master File | 2021 Plan Res Master File | TSRV - Retro | 94.05% | 0% | 0% | 0% | 0% | 0% | 100% | 0% | 0% | 0% | 0% | 0%
Thermostatic Restrictor Valve | Thermostatic Restrictor Valve | ResThermostaticRestrictionValve_PSE | PSE Business Case "QCAPPROVED_Measure Case_Adapter_2020", adjusted savings/cost using values from PSE Business Case "QCAPPROVED_Measure Case_Showerhead_2020" to reflect only the thermostatic restriction valve component of the measure, excluding the showerhead component | Retro | Single Family | Electric | Showerhead - w Thermostatic Restrictor - 1.5 gpm - RP - Res - EO | 62.41% | 94.05% | 0% | 0% | 0% | 0% | 0% | 95% | 95% | 95% | 95% | 95% | 1% | 1% | 1% | 1% | 1% | 2021 Plan Res Master File | 2021 Plan Res Master File | 2021 Plan Res Master File | 2021 Plan Res Master File | 2021 Plan Res Master File | 2021 Plan Res Master File | TSRV - Retro | 94.05% | 0% | 0% | 0% | 0% | 0% | 100% | 0% | 0% | 0% | 0% | 0%
Thermostatic Restrictor Valve | Thermostatic Restrictor Valve | ResThermostaticRestrictionValve_PSE | PSE Business Case "QC _APPROVED_Measure Case_Showerhead_2020" | Retro | Multifamily | Gas | MFRFT: Showerhead - Thermostatic Restrictor - GWH - Product Only | 3.619% | 0% | 0% | 47.02% | 0% | 0% | 0% | 95% | 95% | 95% | 95% | 95% | 1% | 1% | 1% | 1% | 1% | 2021 Plan Res Master File | 2021 Plan Res Master File | 2021 Plan Res Master File | 2021 Plan Res Master File | 2021 Plan Res Master File | 2021 Plan Res Master File | TSRV - Retro | 0% | 0% | 94.05% | 0% | 0% | 0% | 0% | 0% | 50% | 0% | 0% | 0%
Thermostatic Restrictor Valve | Thermostatic Restrictor Valve | ResThermostaticRestrictionValve_PSE | PSE Business Case "QC _APPROVED_Measure Case_Showerhead_2020" | Retro | Multifamily | Gas | MFRFT: Showerhead - Thermostatic Restrictor - Handheld - GWH - Product Only | 3.619% | 0% | 0% | 47.02% | 0% | 0% | 0% | 95% | 95% | 95% | 95% | 95% | 1% | 1% | 1% | 1% | 1% | 2021 Plan Res Master File | 2021 Plan Res Master File | 2021 Plan Res Master File | 2021 Plan Res Master File | 2021 Plan Res Master File | 2021 Plan Res Master File | TSRV - Retro | 0% | 0% | 94.05% | 0% | 0% | 0% | 0% | 0% | 50% | 0% | 0% | 0%
Thermostat | Thermostat | ResThermostat_PSE | PSE Business Case "QC_APPROVED_Measure Case_Thermostat_2020" | Retro | Multifamily | Electric | MFRFT: Thermostat - Electronic Line Voltage - kWh | 0.2922% | 0% | 0% | 1.06% | 0% | 0% | 0% | 80% | 80% | 67.67% | 80% | 0% | NA | NA | 95.3% | NA | NA | 2021 Plan Res Master File | 2021 Plan Res Master File | 2021 Plan Res Master File | Not applicable to this segment | Not applicable to this segment | RBSA Data | Smart tstats - Retro | 0% | 0% | 3.18% | 0% | 0% | 0% | 0% | 0% | 33.33% | 0% | 0% | 0%
Thermostat | Thermostat | ResThermostat_PSE | PSE Business Case "QC_APPROVED_Measure Case_Thermostat_2020" | Retro | Manufactured LI | Electric | LIW: Thermostat - ELV - MH - TE | 0% | 0% | 0% | 0% | 0% | 2.511% | 0% | 80% | 80% | 67.67% | 80% | 0% | NA | 93.72% | NA | NA | NA | 2021 Plan Res Master File | 2021 Plan Res Master File | 2021 Plan Res Master File | Not applicable to this segment | RBSA Data | Not applicable to this segment | Smart tstats - Retro | 0% | 0% | 0% | 0% | 5.023% | 0% | 0% | 0% | 0% | 0% | 50% | 0%
Thermostat | Thermostat | ResThermostat_PSE | PSE Business Case "QC_APPROVED_Measure Case_Thermostat_2020" | Retro | Multifamily LI | Electric | LIW: Thermostat - ELV - MF - TE | 0% | 0% | 0% | 0% | 0% | 0% | 1.59% | 80% | 80% | 67.67% | 80% | 0% | NA | NA | 95.3% | NA | NA | 2021 Plan Res Master File | 2021 Plan Res Master File | 2021 Plan Res Master File | Not applicable to this segment | Not applicable to this segment | RBSA Data | Smart tstats - Retro | 0% | 0% | 0% | 0% | 0% | 3.18% | 0% | 0% | 0% | 0% | 0% | 50%
Thermostat | Thermostat | ResThermostat_PSE | PSE Business Case "QC_APPROVED_Measure Case_Thermostat_2020" | Retro | Single Family LI | Electric | LIW: Thermostat - ELV - SF - TE | 0% | 0% | 0% | 0% | 1.176% | 0% | 0% | 80% | 80% | 67.67% | 80% | 0% | 97.06% | NA | NA | NA | NA | 2021 Plan Res Master File | 2021 Plan Res Master File | 2021 Plan Res Master File | RBSA Data | Not applicable to this segment | Not applicable to this segment | Smart tstats - Retro | 0% | 0% | 0% | 2.351% | 0% | 0% | 0% | 0% | 0% | 50% | 0% | 0%
Thermostat | Thermostat | ResThermostat_PSE | PSE Business Case "QC_APPROVED_Measure Case_Thermostat_2020" | Retro | Multifamily LI | Electric | LIW: Thermostat - ESS - MF - TE | 0% | 0% | 0% | 0% | 0% | 0% | 33.83% | 80% | 80% | 67.67% | 80% | 0% | 13.95% | 1.05% | 0% | 0% | 0% | 2021 Plan Res Master File | 2021 Plan Res Master File | 2021 Plan Res Master File | 2021 Plan Res Master File | 2021 Plan Res Master File | 2021 Plan Res Master File | Smart tstats - Retro | 0% | 0% | 0% | 0% | 0% | 67.67% | 0% | 0% | 0% | 0% | 0% | 50%
Thermostat | Thermostat | ResThermostat_PSE | PSE Business Case "QC_APPROVED_Measure Case_Thermostat_2020" | Retro | Multifamily LI | Gas | LIW: Thermostat - ESS - MF - TG | 0% | 0% | 0% | 0% | 0% | 0% | 69.18% | 80% | 80% | 69.18% | 80% | 0% | 13.95% | 1.05% | 0% | 0% | 0% | 2021 Plan Res Master File | 2021 Plan Res Master File | 2021 Plan Res Master File | 2021 Plan Res Master File | 2021 Plan Res Master File | 2021 Plan Res Master File | Smart tstats - Retro | 0% | 0% | 0% | 0% | 0% | 69.18% | 0% | 0% | 0% | 0% | 0% | 100%
Thermostat | Thermostat | ResThermostat_PSE | PSE Business Case "QC_APPROVED_Measure Case_Thermostat_2020" | Retro | Manufactured LI | Electric | LIW: Thermostat - ESS - MH - TE | 0% | 0% | 0% | 0% | 0% | 39.58% | 0% | 80% | 80% | 67.67% | 80% | 0% | 13.95% | 1.05% | 0% | 0% | 0% | 2021 Plan Res Master File | 2021 Plan Res Master File | 2021 Plan Res Master File | 2021 Plan Res Master File | 2021 Plan Res Master File | 2021 Plan Res Master File | Smart tstats - Retro | 0% | 0% | 0% | 0% | 79.16% | 0% | 0% | 0% | 0% | 0% | 50% | 0%
Thermostat | Thermostat | ResThermostat_PSE | PSE Business Case "QC_APPROVED_Measure Case_Thermostat_2020" | Retro | Manufactured LI | Gas | LIW: Thermostat - ESS - MH - TG | 0% | 0% | 0% | 0% | 0% | 79.16% | 0% | 80% | 80% | 69.18% | 80% | 0% | 13.95% | 1.05% | 0% | 0% | 0% | 2021 Plan Res Master File | 2021 Plan Res Master File | 2021 Plan Res Master File | 2021 Plan Res Master File | 2021 Plan Res Master File | 2021 Plan Res Master File | Smart tstats - Retro | 0% | 0% | 0% | 0% | 79.16% | 0% | 0% | 0% | 0% | 0% | 100% | 0%
Thermostat | Thermostat | ResThermostat_PSE | PSE Business Case "QC_APPROVED_Measure Case_Thermostat_2020" | Retro | Single Family LI | Electric | LIW: Thermostat - ESS - SF - TE | 0% | 0% | 0% | 0% | 34.42% | 0% | 0% | 80% | 80% | 67.67% | 80% | 0% | 13.95% | 1.05% | 0% | 0% | 0% | 2021 Plan Res Master File | 2021 Plan Res Master File | 2021 Plan Res Master File | 2021 Plan Res Master File | 2021 Plan Res Master File | 2021 Plan Res Master File | Smart tstats - Retro | 0% | 0% | 0% | 68.84% | 0% | 0% | 0% | 0% | 0% | 50% | 0% | 0%
Thermostat | Thermostat | ResThermostat_PSE | PSE Business Case "QC_APPROVED_Measure Case_Thermostat_2020" | Retro | Single Family LI | Gas | LIW: Thermostat - ESS - SF - TG | 0% | 0% | 0% | 0% | 68.84% | 0% | 0% | 80% | 80% | 69.18% | 80% | 0% | 13.95% | 1.05% | 0% | 0% | 0% | 2021 Plan Res Master File | 2021 Plan Res Master File | 2021 Plan Res Master File | 2021 Plan Res Master File | 2021 Plan Res Master File | 2021 Plan Res Master File | Smart tstats - Retro | 0% | 0% | 0% | 68.84% | 0% | 0% | 0% | 0% | 0% | 100% | 0% | 0%
Thermostat | Thermostat | ResThermostat_PSE | PSE Business Case "QC_APPROVED_Measure Case_Thermostat_2020" | Retro | Multifamily | Electric | Thermostat - ELV - Smart - Zonal - MF | 0.2922% | 0% | 0% | 1.06% | 0% | 0% | 0% | 80% | 80% | 67.67% | 80% | 0% | NA | NA | 95.3% | NA | NA | 2021 Plan Res Master File | 2021 Plan Res Master File | 2021 Plan Res Master File | Not applicable to this segment | Not applicable to this segment | RBSA Data | Smart tstats - Retro | 0% | 0% | 3.18% | 0% | 0% | 0% | 0% | 0% | 33.33% | 0% | 0% | 0%
Thermostat | Thermostat | ResThermostat_PSE | PSE Business Case "QC_APPROVED_Measure Case_Thermostat_2020" | Retro | Multifamily | Electric | Thermostat - ELV - Smart - Zonal and DHP - MF | 0.2922% | 0% | 0% | 1.06% | 0% | 0% | 0% | 80% | 80% | 67.67% | 80% | 0% | NA | NA | 95.3% | NA | NA | 2021 Plan Res Master File | 2021 Plan Res Master File | 2021 Plan Res Master File | Not applicable to this segment | Not applicable to this segment | RBSA Data | Smart tstats - Retro | 0% | 0% | 3.18% | 0% | 0% | 0% | 0% | 0% | 33.33% | 0% | 0% | 0%
Thermostat | Thermostat | ResThermostat_PSE | PSE Business Case "QC_APPROVED_Measure Case_Thermostat_2020" | Retro | All Residential | Electric | Thermostat - Smart - EH - Res | 30.59% | 68.84% | 79.16% | 67.67% | 0% | 0% | 0% | 80% | 80% | 67.67% | 80% | 0% | 13.95% | 1.05% | 0% | 0% | 0% | 2021 Plan Res Master File | 2021 Plan Res Master File | 2021 Plan Res Master File | 2021 Plan Res Master File | 2021 Plan Res Master File | 2021 Plan Res Master File | Smart tstats - Retro | 68.84% | 79.16% | 67.67% | 0% | 0% | 0% | 100% | 100% | 100% | 0% | 0% | 0%
Thermostat | Thermostat | ResThermostat_PSE | PSE Business Case "QC_APPROVED_Measure Case_Thermostat_2020" | Retro | All Residential | Gas | Thermostat - Smart - GH - Res | 59.92% | 68.84% | 79.16% | 69.18% | 0% | 0% | 0% | 80% | 80% | 69.18% | 80% | 0% | 13.95% | 1.05% | 0% | 0% | 0% | 2021 Plan Res Master File | 2021 Plan Res Master File | 2021 Plan Res Master File | 2021 Plan Res Master File | 2021 Plan Res Master File | 2021 Plan Res Master File | Smart tstats - Retro | 68.84% | 79.16% | 69.18% | 0% | 0% | 0% | 100% | 100% | 100% | 0% | 0% | 0%
Water Heater | Water Heater | ResWaterHeaters_PSE | PSE Business Case "QC APPROVED_Measure Case_Water Heater Res_2020" | NR | Single Family LI | Electric | LIW: Heat Pump Water Heater - Tier 3 - SF - TE | 0% | 0% | 0% | 0% | 91.69% | 0% | 0% | 95% | 75% | 42.29% | 50% | 0% | 3.488% | 3.488% | 0% | 0% | 0% | 2021 Plan Res Master File | 2021 Plan Res Master File | 2021 Plan Res Master File | 2021 Plan Res Master File | 2021 Plan Res Master File | 2021 Plan Res Master File | HPWH - NR | 0% | 0% | 0% | 91.69% | 0% | 0% | 0% | 0% | 0% | 100% | 0% | 0%
Water Heater | Water Heater | ResWaterHeaters_PSE | PSE Business Case "QC APPROVED_Measure Case_Water Heater Res_2020" | NR | Multifamily LI | Electric | LIW: Heat Pump Water Heater - Tier 3 - MF - TE | 0% | 0% | 0% | 0% | 0% | 0% | 42.29% | 95% | 75% | 42.29% | 50% | 0% | 3.488% | 3.488% | 0% | 0% | 0% | 2021 Plan Res Master File | 2021 Plan Res Master File | 2021 Plan Res Master File | 2021 Plan Res Master File | 2021 Plan Res Master File | 2021 Plan Res Master File | HPWH - NR | 0% | 0% | 0% | 0% | 0% | 42.29% | 0% | 0% | 0% | 0% | 0% | 100%
Water Heater | Water Heater | ResWaterHeaters_PSE | PSE Business Case "QC APPROVED_Measure Case_Water Heater Res_2020" | NR | Manufactured LI | Electric | LIW: Heat Pump Water Heater - Tier 3 - MH - TE | 0% | 0% | 0% | 0% | 0% | 72.38% | 0% | 95% | 75% | 42.29% | 50% | 0% | 3.488% | 3.488% | 0% | 0% | 0% | 2021 Plan Res Master File | 2021 Plan Res Master File | 2021 Plan Res Master File | 2021 Plan Res Master File | 2021 Plan Res Master File | 2021 Plan Res Master File | HPWH - NR | 0% | 0% | 0% | 0% | 72.38% | 0% | 0% | 0% | 0% | 0% | 100% | 0%
Water Heater | Water Heater | ResWaterHeaters_PSE | PSE Business Case "QC APPROVED_Measure Case_Water Heater Res_2020" | NR | Manufactured | Electric | Heat Pump Water Heater - Tier 3 - NEEA Specs - MH | 5.026% | 0% | 72.38% | 0% | 0% | 0% | 0% | 95% | 75% | 42.29% | 50% | 0% | 3.488% | 3.488% | 0% | 0% | 0% | 2021 Plan Res Master File | 2021 Plan Res Master File | 2021 Plan Res Master File | 2021 Plan Res Master File | 2021 Plan Res Master File | 2021 Plan Res Master File | HPWH - NR | 0% | 72.38% | 0% | 0% | 0% | 0% | 0% | 100% | 0% | 0% | 0% | 0%
Water Heater | Water Heater | ResWaterHeaters_PSE | PSE Business Case "QC APPROVED_Measure Case_Water Heater Res_2020" | NR | All Residential | Electric | Water Heater - Heat Pump - NEEA Specs - Tier 3 - EH - Res | 54.15% | 91.69% | 72.38% | 42.29% | 0% | 0% | 0% | 95% | 75% | 42.29% | 50% | 0% | 3.488% | 3.488% | 0% | 0% | 0% | 2021 Plan Res Master File | 2021 Plan Res Master File | 2021 Plan Res Master File | 2021 Plan Res Master File | 2021 Plan Res Master File | 2021 Plan Res Master File | HPWH - NR | 91.69% | 72.38% | 42.29% | 0% | 0% | 0% | 100% | 100% | 100% | 0% | 0% | 0%
Water Heater1 | Water Heater | ResWaterHeaters_PSE | PSE Business Case "QC APPROVED_Measure Case_Water Heater Res_2020" | NR | All Residential | Gas | Water Heater - Storage - Energy Star - 0.67 EF - GH - Res | 70.8% | 82.9% | 100% | 41.67% | 0% | 0% | 0% | 100% | 100% | 100% | 100% | NA | 17.1% | 0% | 58.33% | NA | NA | Measure is 100% technically feasible; it is simply an equipment efficiency improvement | Measure is 100% technically feasible; it is simply an equipment efficiency improvement | Measure is 100% technically feasible; it is simply an equipment efficiency improvement | RBSA Data | RBSA Data | RBSA Data | NA | 82.9% | 100% | 41.67% | 0% | 0% | 0% | 100% | 100% | 100% | 0% | 0% | 0%
Water Heater2 | Water Heater | ResWaterHeaters_PSE | PSE Business Case "QC APPROVED_Measure Case_Water Heater Res_2020" | NR | All Residential | Gas | Water Heater - Tankless - Energy Star - 0.9 EF - GH - Res | 75.3% | 82.91% | 100% | 100% | 0% | 0% | 0% | 100% | 100% | 100% | 100% | NA | 17.09% | 0% | 0% | NA | NA | Measure is 100% technically feasible; it is simply an equipment efficiency improvement | Measure is 100% technically feasible; it is simply an equipment efficiency improvement | Measure is 100% technically feasible; it is simply an equipment efficiency improvement | RBSA Data | RBSA Data | RBSA Data | NA | 82.91% | 100% | 100% | 0% | 0% | 0% | 100% | 100% | 100% | 0% | 0% | 0%
Water Heater1 | Water Heater | ResWaterHeaters_PSE | PSE Business Case "QC APPROVED_Measure Case_Water Heater Res_2020" | NR | Multifamily LI | Gas | LIW: Water Heater - Storage - Energy Star - MF - TG | 0% | 0% | 0% | 0% | 0% | 0% | 41.67% | 100% | 100% | 100% | 100% | NA | NA | NA | 58.33% | NA | NA | Measure is 100% technically feasible; it is simply an equipment efficiency improvement | Measure is 100% technically feasible; it is simply an equipment efficiency improvement | Measure is 100% technically feasible; it is simply an equipment efficiency improvement | Not applicable to this segment | Not applicable to this segment | RBSA Data | NA | 0% | 0% | 0% | 0% | 0% | 41.67% | 0% | 0% | 0% | 0% | 0% | 100%
Water Heater1 | Water Heater | ResWaterHeaters_PSE | PSE Business Case "QC APPROVED_Measure Case_Water Heater Res_2020" | NR | Manufactured LI | Gas | LIW: Water Heater - Storage - Energy Star - MH - TG | 0% | 0% | 0% | 0% | 0% | 100% | 0% | 100% | 100% | 100% | 100% | NA | NA | 0% | NA | NA | NA | Measure is 100% technically feasible; it is simply an equipment efficiency improvement | Measure is 100% technically feasible; it is simply an equipment efficiency improvement | Measure is 100% technically feasible; it is simply an equipment efficiency improvement | Not applicable to this segment | RBSA Data | Not applicable to this segment | NA | 0% | 0% | 0% | 0% | 100% | 0% | 0% | 0% | 0% | 0% | 100% | 0%
Water Heater1 | Water Heater | ResWaterHeaters_PSE | PSE Business Case "QC APPROVED_Measure Case_Water Heater Res_2020" | NR | Single Family LI | Gas | LIW: Water Heater - Storage - Energy Star - SF - TG | 0% | 0% | 0% | 0% | 82.9% | 0% | 0% | 100% | 100% | 100% | 100% | NA | 17.1% | NA | NA | NA | NA | Measure is 100% technically feasible; it is simply an equipment efficiency improvement | Measure is 100% technically feasible; it is simply an equipment efficiency improvement | Measure is 100% technically feasible; it is simply an equipment efficiency improvement | RBSA Data | Not applicable to this segment | Not applicable to this segment | NA | 0% | 0% | 0% | 82.9% | 0% | 0% | 0% | 0% | 0% | 100% | 0% | 0%
Water Heater2 | Water Heater | ResWaterHeaters_PSE | PSE Business Case "QC APPROVED_Measure Case_Water Heater Res_2020" | NR | Multifamily LI | Gas | LIW: Water Heater - Tankless - Energy Star - MF - TG | 0% | 0% | 0% | 0% | 0% | 0% | 100% | 100% | 100% | 100% | 100% | NA | NA | NA | 0% | NA | NA | Measure is 100% technically feasible; it is simply an equipment efficiency improvement | Measure is 100% technically feasible; it is simply an equipment efficiency improvement | Measure is 100% technically feasible; it is simply an equipment efficiency improvement | Not applicable to this segment | Not applicable to this segment | RBSA Data | NA | 0% | 0% | 0% | 0% | 0% | 100% | 0% | 0% | 0% | 0% | 0% | 100%
Water Heater2 | Water Heater | ResWaterHeaters_PSE | PSE Business Case "QC APPROVED_Measure Case_Water Heater Res_2020" | NR | Manufactured LI | Gas | LIW: Water Heater - Tankless - Energy Star - MH - TG | 0% | 0% | 0% | 0% | 0% | 100% | 0% | 100% | 100% | 100% | 100% | NA | NA | 0% | NA | NA | NA | Measure is 100% technically feasible; it is simply an equipment efficiency improvement | Measure is 100% technically feasible; it is simply an equipment efficiency improvement | Measure is 100% technically feasible; it is simply an equipment efficiency improvement | Not applicable to this segment | RBSA Data | Not applicable to this segment | NA | 0% | 0% | 0% | 0% | 100% | 0% | 0% | 0% | 0% | 0% | 100% | 0%
Water Heater2 | Water Heater | ResWaterHeaters_PSE | PSE Business Case "QC APPROVED_Measure Case_Water Heater Res_2020" | NR | Single Family LI | Gas | LIW: Water Heater - Tankless - Energy Star - SF - TG | 0% | 0% | 0% | 0% | 82.91% | 0% | 0% | 100% | 100% | 100% | 100% | NA | 17.09% | NA | NA | NA | NA | Measure is 100% technically feasible; it is simply an equipment efficiency improvement | Measure is 100% technically feasible; it is simply an equipment efficiency improvement | Measure is 100% technically feasible; it is simply an equipment efficiency improvement | RBSA Data | Not applicable to this segment | Not applicable to this segment | NA | 0% | 0% | 0% | 82.91% | 0% | 0% | 0% | 0% | 0% | 100% | 0% | 0%
Whole Home1 | Whole Home | ResWholeHome_PSE | PSE Business Case "QC APPROVED_Measure Case_Whole Home Incentives_2020" | New | Single Family | Electric | SFNC: Built Green - 4 Star or Eqv - 20pc above WSEC - ESH - EWH - EO | 66.36% | 100% | 0% | 0% | 0% | 0% | 0% | 100% | 100% | 100% | 100% | NA | 0% | NA | NA | NA | NA | Measure is 100% technically feasible | Measure is 100% technically feasible | Measure is 100% technically feasible | Due to the nature of the measure | Not applicable to this segment | Not applicable to this segment | NA | 100% | 0% | 0% | 0% | 0% | 0% | 100% | 0% | 0% | 0% | 0% | 0%
Whole Home2 | Whole Home | ResWholeHome_PSE | PSE Business Case "QC APPROVED_Measure Case_Whole Home Incentives_2020" | New | Single Family | Electric | SFNC: Built Green - 5 Star or Eqv - 30pc above WSEC - ESH - EWH - EO | 66.36% | 100% | 0% | 0% | 0% | 0% | 0% | 100% | 100% | 100% | 100% | NA | 0% | NA | NA | NA | NA | Measure is 100% technically feasible | Measure is 100% technically feasible | Measure is 100% technically feasible | Due to the nature of the measure | Not applicable to this segment | Not applicable to this segment | NA | 100% | 0% | 0% | 0% | 0% | 0% | 100% | 0% | 0% | 0% | 0% | 0%
Whole Home1 | Whole Home | ResWholeHome_PSE | PSE Business Case "QC APPROVED_Measure Case_Whole Home Incentives_2020" | New | Single Family | Gas | SFNC: Built Green - 4 Star or Eqv - 20pc above WSEC - NGSH - NGWH - GO | 92.02% | 100% | 0% | 0% | 0% | 0% | 0% | 100% | 100% | 100% | 100% | NA | 0% | NA | NA | NA | NA | Measure is 100% technically feasible | Measure is 100% technically feasible | Measure is 100% technically feasible | Due to the nature of the measure | Not applicable to this segment | Not applicable to this segment | NA | 100% | 0% | 0% | 0% | 0% | 0% | 100% | 0% | 0% | 0% | 0% | 0%
Whole Home2 | Whole Home | ResWholeHome_PSE | PSE Business Case "QC APPROVED_Measure Case_Whole Home Incentives_2020" | New | Single Family | Gas | SFNC: Built Green - 5 Star or Eqv - 30pc above WSEC - NGSH - NGWH - GO | 92.02% | 100% | 0% | 0% | 0% | 0% | 0% | 100% | 100% | 100% | 100% | NA | 0% | NA | NA | NA | NA | Measure is 100% technically feasible | Measure is 100% technically feasible | Measure is 100% technically feasible | Due to the nature of the measure | Not applicable to this segment | Not applicable to this segment | NA | 100% | 0% | 0% | 0% | 0% | 0% | 100% | 0% | 0% | 0% | 0% | 0%
Whole Home1 | Whole Home | ResWholeHome_PSE | PSE Business Case "QC APPROVED_Measure Case_Whole Home Incentives_2020" | New | Manufactured | Electric | MHNC: NEEM 1.1 Rated - EnergyStar | 6.944% | 0% | 100% | 0% | 0% | 0% | 0% | 100% | 100% | 100% | 100% | NA | NA | 0% | NA | NA | NA | Measure is 100% technically feasible | Measure is 100% technically feasible | Measure is 100% technically feasible | Not applicable to this segment | Due to the nature of the measure | Not applicable to this segment | NA | 0% | 100% | 0% | 0% | 0% | 0% | 0% | 100% | 0% | 0% | 0% | 0%
Whole Home2 | Whole Home | ResWholeHome_PSE | PSE Business Case "QC APPROVED_Measure Case_Whole Home Incentives_2020" | New | Manufactured | Electric | MHNC: NEEM 2.0 Rated - EnergyStar | 6.944% | 0% | 100% | 0% | 0% | 0% | 0% | 100% | 100% | 100% | 100% | NA | NA | 0% | NA | NA | NA | Measure is 100% technically feasible | Measure is 100% technically feasible | Measure is 100% technically feasible | Not applicable to this segment | Due to the nature of the measure | Not applicable to this segment | NA | 0% | 100% | 0% | 0% | 0% | 0% | 0% | 100% | 0% | 0% | 0% | 0%
Whole Home | Whole Home | ResWholeHome_PSE | PSE Business Case "QC APPROVED_Measure Case_Whole Home Incentives_2020" | New | Manufactured LI | Electric | LIW: Mobile Home Replacement w/HP-ES Pre-1976 Double to Double-MH-TE | 0% | 0% | 0% | 0% | 0% | 50% | 0% | 100% | 100% | 100% | 100% | NA | NA | 0% | NA | NA | NA | Measure is 100% technically feasible; it is simply an equipment efficiency improvement | Measure is 100% technically feasible; it is simply an equipment efficiency improvement | Measure is 100% technically feasible; it is simply an equipment efficiency improvement | Not applicable to this segment | Due to the nature of the measure | Not applicable to this segment | NA | 0% | 0% | 0% | 0% | 100% | 0% | 0% | 0% | 0% | 0% | 50% | 0%
Whole Home | Whole Home | ResWholeHome_PSE | PSE Business Case "QC APPROVED_Measure Case_Whole Home Incentives_2020" | New | Manufactured LI | Electric | LIW: Mobile Home Replacement w/HP-ES Pre-1976 Single to Single-MH-TE | 0% | 0% | 0% | 0% | 0% | 50% | 0% | 100% | 100% | 100% | 100% | NA | NA | 0% | NA | NA | NA | Measure is 100% technically feasible; it is simply an equipment efficiency improvement | Measure is 100% technically feasible; it is simply an equipment efficiency improvement | Measure is 100% technically feasible; it is simply an equipment efficiency improvement | Not applicable to this segment | Due to the nature of the measure | Not applicable to this segment | NA | 0% | 0% | 0% | 0% | 100% | 0% | 0% | 0% | 0% | 0% | 50% | 0%
Whole House Fan | Whole House Fan | ResWholeHouseFan_PSE | PSE Business Case: Ventilation | Retro | Multifamily LI | Electric | LIW: Ventilation - Whole House - MF - TE | 0% | 0% | 0% | 0% | 0% | 0% | 0% | 60% | 60% | 0% | 0% | 0% | 2.869% | 3.713% | 0% | 0% | 0% | 2021 Plan Res Master File | 2021 Plan Res Master File | 2021 Plan Res Master File | 2021 Plan Res Master File | 2021 Plan Res Master File | 2021 Plan Res Master File | Whole House Fan - Retro | 0% | 0% | 0% | 0% | 0% | 0% | 0% | 0% | 0% | 0% | 0% | 0%
Whole House Fan | Whole House Fan | ResWholeHouseFan_PSE | PSE Business Case: Ventilation | Retro | Manufactured LI | Electric | LIW: Ventilation - Whole House - MH - TE | 0% | 0% | 0% | 0% | 0% | 57.77% | 0% | 60% | 60% | 0% | 0% | 0% | 2.869% | 3.713% | 0% | 0% | 0% | 2021 Plan Res Master File | 2021 Plan Res Master File | 2021 Plan Res Master File | 2021 Plan Res Master File | 2021 Plan Res Master File | 2021 Plan Res Master File | Whole House Fan - Retro | 0% | 0% | 0% | 0% | 57.77% | 0% | 0% | 0% | 0% | 0% | 100% | 0%
Whole House Fan | Whole House Fan | ResWholeHouseFan_PSE | PSE Business Case: Ventilation | Retro | Single Family LI | Electric | LIW: Ventilation - Whole House - SF - TE | 0% | 0% | 0% | 0% | 58.28% | 0% | 0% | 60% | 60% | 0% | 0% | 0% | 2.869% | 3.713% | 0% | 0% | 0% | 2021 Plan Res Master File | 2021 Plan Res Master File | 2021 Plan Res Master File | 2021 Plan Res Master File | 2021 Plan Res Master File | 2021 Plan Res Master File | Whole House Fan - Retro | 0% | 0% | 0% | 58.28% | 0% | 0% | 0% | 0% | 0% | 100% | 0% | 0%
Window Film - CAC | Window Film | ResWindowFilm-Cadmus | % savings from California Energy Commission (CEC) Consumer Energy Center, Nov 2008. EUL from Database for Energy Efficient Resources (DEER), Summary of EUL Analysis, 2014 for "Reflective Window Films & Sunscreens - Residential" measure. Cost from Tintcenter.com and Film Tek. | Retro | Single Family | Electric | Single Family Window Film - CAC | 63.04% | 95% | 0% | 0% | 0% | 0% | 0% | 100% | 100% | 100% | 100% | NA | 5% | NA | NA | NA | NA | Measure is 100% technically feasible | Measure is 100% technically feasible | Measure is 100% technically feasible | Assuming 5% of single family home windows have window film | Not applicable to this segment | Not applicable to this segment | NA | 95% | 0% | 0% | 0% | 0% | 0% | 100% | 0% | 0% | 0% | 0% | 0%
Window Film - ASHP | Window Film | ResWindowFilm-Cadmus | % savings from California Energy Commission (CEC) Consumer Energy Center, Nov 2008. EUL from Database for Energy Efficient Resources (DEER), Summary of EUL Analysis, 2014 for "Reflective Window Films & Sunscreens - Residential" measure. Cost from Tintcenter.com and Film Tek. | Retro | Single Family | Electric | Single Family Window Film - ASHP | 63.04% | 95% | 0% | 0% | 0% | 0% | 0% | 100% | 100% | 100% | 100% | NA | 5% | NA | NA | NA | NA | Measure is 100% technically feasible | Measure is 100% technically feasible | Measure is 100% technically feasible | Assuming 5% of single family home windows have window film | Not applicable to this segment | Not applicable to this segment | NA | 95% | 0% | 0% | 0% | 0% | 0% | 100% | 0% | 0% | 0% | 0% | 0%
Window Film - RAC | Window Film | ResWindowFilm-Cadmus | % savings from California Energy Commission (CEC) Consumer Energy Center, Nov 2008. EUL from Database for Energy Efficient Resources (DEER), Summary of EUL Analysis, 2014 for "Reflective Window Films & Sunscreens - Residential" measure. Cost from Tintcenter.com and Film Tek. | Retro | Single Family | Electric | Single Family Window Film - RAC | 63.04% | 95% | 0% | 0% | 0% | 0% | 0% | 100% | 100% | 100% | 100% | NA | 5% | NA | NA | NA | NA | Measure is 100% technically feasible | Measure is 100% technically feasible | Measure is 100% technically feasible | Assuming 5% of single family home windows have window film | Not applicable to this segment | Not applicable to this segment | NA | 95% | 0% | 0% | 0% | 0% | 0% | 100% | 0% | 0% | 0% | 0% | 0%
Window Film - CAC | Window Film | ResWindowFilm-Cadmus | % savings from California Energy Commission (CEC) Consumer Energy Center, Nov 2008. EUL from Database for Energy Efficient Resources (DEER), Summary of EUL Analysis, 2014 for "Reflective Window Films & Sunscreens - Residential" measure. Cost from Tintcenter.com and Film Tek. | Retro | Manufactured | Electric | Manufactured Home Window Film - CAC | 6.597% | 0% | 95% | 0% | 0% | 0% | 0% | 100% | 100% | 100% | 100% | NA | NA | 5% | NA | NA | NA | Measure is 100% technically feasible | Measure is 100% technically feasible | Measure is 100% technically feasible | Not applicable to this segment | Assuming 5% of manufactured home windows have window film | Not applicable to this segment | NA | 0% | 95% | 0% | 0% | 0% | 0% | 0% | 100% | 0% | 0% | 0% | 0%
Window Film - ASHP | Window Film | ResWindowFilm-Cadmus | % savings from California Energy Commission (CEC) Consumer Energy Center, Nov 2008. EUL from Database for Energy Efficient Resources (DEER), Summary of EUL Analysis, 2014 for "Reflective Window Films & Sunscreens - Residential" measure. Cost from Tintcenter.com and Film Tek. | Retro | Manufactured | Electric | Manufactured Home Window Film - ASHP | 6.597% | 0% | 95% | 0% | 0% | 0% | 0% | 100% | 100% | 100% | 100% | NA | NA | 5% | NA | NA | NA | Measure is 100% technically feasible | Measure is 100% technically feasible | Measure is 100% technically feasible | Not applicable to this segment | Assuming 5% of manufactured home windows have window film | Not applicable to this segment | NA | 0% | 95% | 0% | 0% | 0% | 0% | 0% | 100% | 0% | 0% | 0% | 0%
Window Film - RAC | Window Film | ResWindowFilm-Cadmus | % savings from California Energy Commission (CEC) Consumer Energy Center, Nov 2008. EUL from Database for Energy Efficient Resources (DEER), Summary of EUL Analysis, 2014 for "Reflective Window Films & Sunscreens - Residential" measure. Cost from Tintcenter.com and Film Tek. | Retro | Manufactured | Electric | Manufactured Home Window Film - RAC | 6.597% | 0% | 95% | 0% | 0% | 0% | 0% | 100% | 100% | 100% | 100% | NA | NA | 5% | NA | NA | NA | Measure is 100% technically feasible | Measure is 100% technically feasible | Measure is 100% technically feasible | Not applicable to this segment | Assuming 5% of manufactured home windows have window film | Not applicable to this segment | NA | 0% | 95% | 0% | 0% | 0% | 0% | 0% | 100% | 0% | 0% | 0% | 0%
Window Film - CAC | Window Film | ResWindowFilm-Cadmus | % savings from California Energy Commission (CEC) Consumer Energy Center, Nov 2008. EUL from Database for Energy Efficient Resources (DEER), Summary of EUL Analysis, 2014 for "Reflective Window Films & Sunscreens - Residential" measure. Cost from Tintcenter.com and Film Tek. | Retro | Multifamily | Electric | Multifamily Window Film - CAC | 24.81% | 0% | 0% | 90% | 0% | 0% | 0% | 100% | 100% | 100% | 100% | NA | NA | NA | 10% | 10% | NA | Measure is 100% technically feasible | Measure is 100% technically feasible | Measure is 100% technically feasible | Not applicable to this segment | Not applicable to this segment | Assuming 10% of multifamily home windows have window film | NA | 0% | 0% | 90% | 0% | 0% | 0% | 0% | 0% | 100% | 0% | 0% | 0%
Window Film - ASHP | Window Film | ResWindowFilm-Cadmus | % savings from California Energy Commission (CEC) Consumer Energy Center, Nov 2008. EUL from Database for Energy Efficient Resources (DEER), Summary of EUL Analysis, 2014 for "Reflective Window Films & Sunscreens - Residential" measure. Cost from Tintcenter.com and Film Tek. | Retro | Multifamily | Electric | Multifamily Window Film - ASHP | 24.81% | 0% | 0% | 90% | 0% | 0% | 0% | 100% | 100% | 100% | 100% | NA | NA | NA | 10% | 10% | NA | Measure is 100% technically feasible | Measure is 100% technically feasible | Measure is 100% technically feasible | Not applicable to this segment | Not applicable to this segment | Assuming 10% of multifamily home windows have window film | NA | 0% | 0% | 90% | 0% | 0% | 0% | 0% | 0% | 100% | 0% | 0% | 0%
Window Film - RAC | Window Film | ResWindowFilm-Cadmus | % savings from California Energy Commission (CEC) Consumer Energy Center, Nov 2008. EUL from Database for Energy Efficient Resources (DEER), Summary of EUL Analysis, 2014 for "Reflective Window Films & Sunscreens - Residential" measure. Cost from Tintcenter.com and Film Tek. | Retro | Multifamily | Electric | Multifamily Window Film - RAC | 24.81% | 0% | 0% | 90% | 0% | 0% | 0% | 100% | 100% | 100% | 100% | NA | NA | NA | 10% | 10% | NA | Measure is 100% technically feasible | Measure is 100% technically feasible | Measure is 100% technically feasible | Not applicable to this segment | Not applicable to this segment | Assuming 10% of multifamily home windows have window film | NA | 0% | 0% | 90% | 0% | 0% | 0% | 0% | 0% | 100% | 0% | 0% | 0%
Note on B112: Taylor Bettine: Shares accounted for in per units

## Res Per Units
Fuel | Per Unit Definition for Savings and Costs | Single Family | Multifamily | Manufactured | All Residential | Single Family LI | Multifamily LI | Manufactured LI | Source | RBSA Lookup
Electric | Per Residential Door Weatherstripped - Electric Furnace without CAC | 1 | 1 | 1 | 1 | 1 | 1 | 1 | Assuming one door per home
Electric | Per Residential Door Weatherstripped - Electric Furnace with CAC | 1 | 1 | 1 | 1 | 1 | 1 | 1 | Assuming one door per home
Electric | Per Residential Door Weatherstripped - Heat Pump | 1 | 1 | 1 | 1 | 1 | 1 | 1 | Assuming one door per home
Gas | Per Residential Door Weatherstripped - Gas Furnace without CAC | 1 | 1 | 1 | 1 | 1 | 1 | 1 | Assuming one door per home
Gas | Per Residential Door Weatherstripped - Gas Furnace with CAC | 1 | 1 | 1 | 1 | 1 | 1 | 1 | Assuming one door per home
Electric | Per Residential Door Sweep - Electric Furnace without CAC | 1 | 1 | 1 | 1 | 1 | 1 | 1 | Assuming one door per home
Electric | Per Residential Door Sweep - Electric Furnace with CAC | 1 | 1 | 1 | 1 | 1 | 1 | 1 | Assuming one door per home
Electric | Per Residential Door Sweep - Heat Pump | 1 | 1 | 1 | 1 | 1 | 1 | 1 | Assuming one door per home
Gas | Per Residential Door Sweep - Gas Furnace without CAC | 1 | 1 | 1 | 1 | 1 | 1 | 1 | Assuming one door per home
Gas | Per Residential Door Sweep - Gas Furnace with CAC | 1 | 1 | 1 | 1 | 1 | 1 | 1 | Assuming one door per home
Electric | Per EV Charger | 1 | 1 | 1 | 1 | 1 | 1 | 1 | Accounted for in end use saturation
Electric | Per Electric Resistance DHW with DHW and Shower Preheat GFX | 1 | 1 | 1 | 1 | 1 | 1 | 1 | Accounted for in end use saturation
Electric | Per Heat Pump DHW with DHW and Shower Preheat GFX | 1 | 1 | 1 | 1 | 1 | 1 | 1 | Accounted for in end use saturation
Electric | Per Electric Resistance DHW with DHW Preheat GFX | 1 | 1 | 1 | 1 | 1 | 1 | 1 | Accounted for in end use saturation
Electric | Per Heat Pump DHW with DHW Preheat GFX | 1 | 1 | 1 | 1 | 1 | 1 | 1 | Accounted for in end use saturation
Gas | Per Gas DHW with DHW and Shower Preheat GFX | 1 | 1 | 1 | 1 | 1 | 1 | 1 | Accounted for in end use saturation
Gas | Per Gas DHW with DHW Preheat GFX | 1 | 1 | 1 | 1 | 1 | 1 | 1 | Accounted for in end use saturation
Electric | Per Room Air Conditioner | 1.6183 | 1.1436 | 2.1286 | 1.5259 | 1.6183 | 1.1436 | 2.1286 | PSE RCS 2017
Electric | Per Home with Solar Water Heater in Solar Zone 1 | 1 | 1 | 1 | 1 | 1 | 1 | 1 | Accounted for in end use saturation
Electric | Per Home with Solar Water Heater in Solar Zone 2 | 1 | 1 | 1 | 1 | 1 | 1 | 1 | Accounted for in end use saturation
Electric | Per Central Air Conditioner | 1 | 1 | 1 | 1 | 1 | 1 | 1 | Accounted for in end use saturation
Electric | Per Residential Air Source Heat Pump | 1 | 1 | 1 | 1 | 1 | 1 | 1 | Accounted for in end use saturation
Electric | Per Load Sensing Advanced Power Strip - Owner | 0.38373 | 0.51536 | 0.56279 | 0.4316 | 0.38373 | 0.51536 | 0.56279 | Analysis of PSE over-sample of RBSA data | Power Strip - Entertainment
Electric | Per Load Sensing Advanced Power Strip - Direct | 0.38373 | 0.51536 | 0.56279 | 0.4316 | 0.38373 | 0.51536 | 0.56279 | Analysis of PSE over-sample of RBSA data | Power Strip - Entertainment
Electric | Per Engagement Sensing Advanced Power Strip - Owner | 0.38373 | 0.51536 | 0.56279 | 0.4316 | 0.38373 | 0.51536 | 0.56279 | Analysis of PSE over-sample of RBSA data | Power Strip - Entertainment
Electric | Per Engagement Sensing Advanced Power Strip - Direct | 0.38373 | 0.51536 | 0.56279 | 0.4316 | 0.38373 | 0.51536 | 0.56279 | Analysis of PSE over-sample of RBSA data | Power Strip - Entertainment
Electric | Per Load or Occupancy/Motion Sensing Advanced Power Strip - Owner | 0.38513 | 0.32943 | 0.27922 | 0.36278 | 0.38513 | 0.32943 | 0.27922 | Analysis of PSE over-sample of RBSA data | Power Strip - Office
Electric | Per Load or Occupancy/Motion Sensing Advanced Power Strip - Direct | 0.38513 | 0.32943 | 0.27922 | 0.36278 | 0.38513 | 0.32943 | 0.27922 | Analysis of PSE over-sample of RBSA data | Power Strip - Office
Electric | Per PC Interaction Sensing Advanced Power Strip - Owner | 0.38513 | 0.32943 | 0.27922 | 0.36278 | 0.38513 | 0.32943 | 0.27922 | Analysis of PSE over-sample of RBSA data | Power Strip - Office
Electric | Per PC Interaction Sensing Advanced Power Strip - Direct | 0.38513 | 0.32943 | 0.27922 | 0.36278 | 0.38513 | 0.32943 | 0.27922 | Analysis of PSE over-sample of RBSA data | Power Strip - Office
Electric | Per Aerator - Bathroom - RETSH - EO | 2.6294 | 1.4714 | 1.9144 | 2.2681 | 2.6294 | 1.4714 | 1.9144 | Analysis of PSE over-sample of RBSA data | Faucets - Bathroom
Gas | Per Aerator - Bathroom - RETSH - GO | 2.6294 | 1.4714 | 1.9144 | 2.5383 | 2.6294 | 1.4714 | 1.9144 | Analysis of PSE over-sample of RBSA data | Faucets - Bathroom
Electric | Per Aerator - Kitchen - RETSH - EO | 1.0492 | 0.92598 | 1.0446 | 1.0157 | 1.0492 | 0.92598 | 1.0446 | Analysis of PSE over-sample of RBSA data | Faucets - Kitchen
Gas | Per Aerator - Kitchen - RETSH - GO | 1.0492 | 0.92598 | 1.0446 | 1.0397 | 1.0492 | 0.92598 | 1.0446 | Analysis of PSE over-sample of RBSA data | Faucets - Kitchen
Electric | Per Aerator - Kitchen - LIW | 1.0492 | 0.92598 | 1.0446 | 1.0157 | 1.0492 | 0.92598 | 1.0446 | Analysis of PSE over-sample of RBSA data | Faucets - Kitchen
Electric | Per Aerator - Bathroom - HMPT | 2.6294 | 1.4714 | 1.9144 | 2.2681 | 2.6294 | 1.4714 | 1.9144 | Analysis of PSE over-sample of RBSA data | Faucets - Bathroom
Electric | Per Aerator - Kitchen - HMPT | 1.0492 | 0.92598 | 1.0446 | 1.0157 | 1.0492 | 0.92598 | 1.0446 | Analysis of PSE over-sample of RBSA data | Faucets - Kitchen
Electric | Per Aerator - Bathroom - MFRFT | 2.6294 | 1.4714 | 1.9144 | 2.2681 | 2.6294 | 1.4714 | 1.9144 | Analysis of PSE over-sample of RBSA data | Faucets - Bathroom
Electric | Per Aerator - Kitchen - MFRFT | 1.0492 | 0.92598 | 1.0446 | 1.0157 | 1.0492 | 0.92598 | 1.0446 | Analysis of PSE over-sample of RBSA data | Faucets - Kitchen
Gas | Per Aerator - Bathroom - MFRFT - Product Only | 2.6294 | 1.4714 | 1.9144 | 2.5383 | 2.6294 | 1.4714 | 1.9144 | Analysis of PSE over-sample of RBSA data | Faucets - Bathroom
Gas | Per Aerator - Kitchen - MFRFT - Product Only | 1.0492 | 0.92598 | 1.0446 | 1.0397 | 1.0492 | 0.92598 | 1.0446 | Analysis of PSE over-sample of RBSA data | Faucets - Kitchen
Electric | Per Aerator - Bathroom - TY Kit - EO | 2.6294 | 1.4714 | 1.9144 | 2.2681 | 2.6294 | 1.4714 | 1.9144 | Analysis of PSE over-sample of RBSA data | Faucets - Bathroom
Gas | Per Aerator - Bathroom - TY Kit - GO | 2.6294 | 1.4714 | 1.9144 | 2.5383 | 2.6294 | 1.4714 | 1.9144 | Analysis of PSE over-sample of RBSA data | Faucets - Bathroom
Gas | Per Aerator - Kitchen - TY Kit - GO | 1.0492 | 0.92598 | 1.0446 | 1.0397 | 1.0492 | 0.92598 | 1.0446 | Analysis of PSE over-sample of RBSA data | Faucets - Kitchen
Electric | Per Home - Duct Sealing - LIW | 1 | 1 | 1 | 1 | 1 | 1 | 1 | One per home
Electric | Per CFM50 Reduction - Shell Sealing - LIW | 1283.778 | 895.8218 | 1269.427 | 1178.3529 | 1283.778 | 895.8218 | 1269.427 | Analysis of PSE over-sample of RBSA data | Building Sqft
Electric | Per Home - Duct Sealing and Insulation - SFWX | 1 | 1 | 1 | 1 | 1 | 1 | 1 | One per home
Electric | Per Home - Duct Sealing - FAF - SFWX | 1 | 1 | 1 | 1 | 1 | 1 | 1 | One per home
Gas | Per Home - Duct Sealing - NG - SFWX | 1 | 1 | 1 | 1 | 1 | 1 | 1 | One per home
Electric | Per Home - Duct Sealing - HP - SFWX | 1 | 1 | 1 | 1 | 1 | 1 | 1 | One per home
Electric | Per Home - Duct Sealing and Insulation - SFWX - MI | 1 | 1 | 1 | 1 | 1 | 1 | 1 | One per home
Electric | Per SqFt of Attic - SFWX | 1294.8001 | 326.8619 | 1269.2135 | 1032.4775 | 1294.8001 | 326.8619 | 1269.2135 | Analysis of PSE over-sample of RBSA data | Attic Sqft
Electric | Per SqFt of Attic - SFWX - MI | 1294.8001 | 326.8619 | 1269.2135 | 1032.4775 | 1294.8001 | 326.8619 | 1269.2135 | Analysis of PSE over-sample of RBSA data | Attic Sqft
Electric | Per SqFt of Floor - SFWX | 1283.778 | 895.8218 | 1269.427 | 1178.3529 | 1283.778 | 895.8218 | 1269.427 | Analysis of PSE over-sample of RBSA data | Building Sqft
Electric | Per SqFt of Floor - SFWX - MI | 1283.778 | 895.8218 | 1269.427 | 1178.3529 | 1283.778 | 895.8218 | 1269.427 | Analysis of PSE over-sample of RBSA data | Building Sqft
Electric | Per Home SqFt - Whole House Sealing - E FAF - SFWX | 1283.778 | 895.8218 | 1269.427 | 1178.3529 | 1283.778 | 895.8218 | 1269.427 | Analysis of PSE over-sample of RBSA data | Building Sqft
Gas | Per Home SqFt - Whole House Sealing - GH - SFWX | 1283.778 | 895.8218 | 1269.427 | 1253.8804 | 1283.778 | 895.8218 | 1269.427 | Analysis of PSE over-sample of RBSA data | Building Sqft
Electric | Per Home SqFt - Whole House Sealing - HP - SFWX | 1283.778 | 895.8218 | 1269.427 | 1178.3529 | 1283.778 | 895.8218 | 1269.427 | Analysis of PSE over-sample of RBSA data | Building Sqft
Electric | Per Home SqFt - Whole House Sealing - Zonal - SFWX | 1283.778 | 895.8218 | 1269.427 | 1178.3529 | 1283.778 | 895.8218 | 1269.427 | Analysis of PSE over-sample of RBSA data | Building Sqft
Electric | Per Home - Duct Sealing - E FAF - SFWX - MI | 1 | 1 | 1 | 1 | 1 | 1 | 1 | One per home
Electric | Per Home - Duct Sealing - EH - SFWX | 1 | 1 | 1 | 1 | 1 | 1 | 1 | One per home
Gas | Per Home - Duct Sealing - GH - SFWX | 1 | 1 | 1 | 1 | 1 | 1 | 1 | One per home
Gas | Per Home - Duct Sealing - GH - SFWX - MI | 1 | 1 | 1 | 1 | 1 | 1 | 1 | One per home
Electric | Per Home - Duct Sealing - HP - SFWX - MI | 1 | 1 | 1 | 1 | 1 | 1 | 1 | One per home
Gas | Per Boiler - Res | 1 | 1 | 1 | 1 | 1 | 1 | 1 | Accounted for in end use saturation
Gas | Per Boiler - Res - MI | 1 | 1 | 1 | 1 | 1 | 1 | 1 | Accounted for in end use saturation
Electric | Per Dryer - Ventless - RETAP | 1 | 1 | 1 | 1 | 1 | 1 | 1 | Accounted for in end use saturation
Electric | Per Dryer - Vented - Res | 1 | 1 | 1 | 1 | 1 | 1 | 1 | Accounted for in end use saturation
Electric | Per Dryer - Ventless - Res | 1 | 1 | 1 | 1 | 1 | 1 | 1 | Accounted for in end use saturation
Gas | Per Dryer - Vented | 1 | 1 | 1 | 1 | 1 | 1 | 1 | Accounted for in end use saturation
Gas | Per Clothes Washer - Any WH - Any Dryer - Res - C | 1 | 1 | 1 | 1 | 1 | 1 | 1 | Accounted for in end use saturation
Electric | Per Clothes Washer - Any WH - Any Dryer - Res - EO | 1 | 1 | 1 | 1 | 1 | 1 | 1 | Accounted for in end use saturation
Electric | Per Residential Dishwasher | 0.84303 | 0.60904 | 0.69851 | 0.77001 | 0.84303 | 0.60904 | 0.69851
Electric | Per square foot of Duct Insulation - LIW | 83.4867 | 65.98 | 81.5504 | 78.6398 | 83.4867 | 65.98 | 81.5504 | Building square footage from analysis of PSE over-sample of RBSA data. RemRate estimate duct surface area to range from 10% to 20% of conditioned floor area. Assume 15% for this analysis. Fraction of ducting in conditioned space is set equal to the fraction of home square footage that is conditioned from RECS 2015 microdata analysis. | Building Sqft
Electric | Per Home with Central Air Conditioner | 1 | 1 | 1 | 1 | 1 | 1 | 1 | Accounted for in end use saturation
Electric | Per Outdoor_Self-Priming_> 0 to ≤ 1 thp | 0.044503 | 0.044503 | 0.044503 | 0.044503 | 0.044503 | 0.044503 | 0.044503 | Fraction of pool pumps in this size and category. Analysis of ENERGY STAR Qualified Products List for Residential Pool Pumps, Accessed 5/10/2020; https://www.energystar.gov/productfinder/download/certified-pool-pumps/
Electric | Per Outdoor_Self-Priming_> 1 to ≤ 2 thp | 0.21466 | 0.21466 | 0.21466 | 0.21466 | 0.21466 | 0.21466 | 0.21466 | Fraction of pool pumps in this size and category. Analysis of ENERGY STAR Qualified Products List for Residential Pool Pumps, Accessed 5/10/2020; https://www.energystar.gov/productfinder/download/certified-pool-pumps/
Electric | Per Outdoor_Self-Priming_> 2 to ≤ 3 thp | 0.20157 | 0.20157 | 0.20157 | 0.20157 | 0.20157 | 0.20157 | 0.20157 | Fraction of pool pumps in this size and category. Analysis of ENERGY STAR Qualified Products List for Residential Pool Pumps, Accessed 5/10/2020; https://www.energystar.gov/productfinder/download/certified-pool-pumps/
Electric | Per Outdoor_Self-Priming_> 3 to ≤ 4 thp | 0 | 0 | 0 | 0 | 0 | 0 | 0 | Fraction of pool pumps in this size and category. Analysis of ENERGY STAR Qualified Products List for Residential Pool Pumps, Accessed 5/10/2020; https://www.energystar.gov/productfinder/download/certified-pool-pumps/
Electric | Per Indoor_Self-Priming_> 0 to ≤ 1 thp | 0.044503 | 0.044503 | 0.044503 | 0.044503 | 0.044503 | 0.044503 | 0.044503 | Fraction of pool pumps in this size and category. Analysis of ENERGY STAR Qualified Products List for Residential Pool Pumps, Accessed 5/10/2020; https://www.energystar.gov/productfinder/download/certified-pool-pumps/
Electric | Per Indoor_Self-Priming_> 1 to ≤ 2 thp | 0.21466 | 0.21466 | 0.21466 | 0.21466 | 0.21466 | 0.21466 | 0.21466 | Fraction of pool pumps in this size and category. Analysis of ENERGY STAR Qualified Products List for Residential Pool Pumps, Accessed 5/10/2020; https://www.energystar.gov/productfinder/download/certified-pool-pumps/
Electric | Per Indoor_Self-Priming_> 2 to ≤ 3 thp | 0.20157 | 0.20157 | 0.20157 | 0.20157 | 0.20157 | 0.20157 | 0.20157 | Fraction of pool pumps in this size and category. Analysis of ENERGY STAR Qualified Products List for Residential Pool Pumps, Accessed 5/10/2020; https://www.energystar.gov/productfinder/download/certified-pool-pumps/
Electric | Per Indoor_Self-Priming_> 3 to ≤ 4 thp | 0 | 0 | 0 | 0 | 0 | 0 | 0 | Fraction of pool pumps in this size and category. Analysis of ENERGY STAR Qualified Products List for Residential Pool Pumps, Accessed 5/10/2020; https://www.energystar.gov/productfinder/download/certified-pool-pumps/
Electric | Per Outdoor_Non-Self-Priming_> 0 to ≤ 0.5 thp | 0 | 0 | 0 | 0 | 0 | 0 | 0 | Fraction of pool pumps in this size and category. Analysis of ENERGY STAR Qualified Products List for Residential Pool Pumps, Accessed 5/10/2020; https://www.energystar.gov/productfinder/download/certified-pool-pumps/
Electric | Per Outdoor_Non-Self-Priming_> 0.5 to ≤ 1.5 thp | 0.020942 | 0.020942 | 0.020942 | 0.020942 | 0.020942 | 0.020942 | 0.020942 | Fraction of pool pumps in this size and category. Analysis of ENERGY STAR Qualified Products List for Residential Pool Pumps, Accessed 5/10/2020; https://www.energystar.gov/productfinder/download/certified-pool-pumps/
Electric | Per Outdoor_Non-Self-Priming_> 1.5 to ≤ 2.5 thp | 0 | 0 | 0 | 0 | 0 | 0 | 0 | Fraction of pool pumps in this size and category. Analysis of ENERGY STAR Qualified Products List for Residential Pool Pumps, Accessed 5/10/2020; https://www.energystar.gov/productfinder/download/certified-pool-pumps/
Electric | Per Outdoor_Non-Self-Priming_> 2.5 to ≤ 3.5 thp | 0 | 0 | 0 | 0 | 0 | 0 | 0 | Fraction of pool pumps in this size and category. Analysis of ENERGY STAR Qualified Products List for Residential Pool Pumps, Accessed 5/10/2020; https://www.energystar.gov/productfinder/download/certified-pool-pumps/
Electric | Per Indoor_Pressure Cleaner Booster_> 0 to ≤ 2 thp | 0.013089 | 0.013089 | 0.013089 | 0.013089 | 0.013089 | 0.013089 | 0.013089 | Fraction of pool pumps in this size and category. Analysis of ENERGY STAR Qualified Products List for Residential Pool Pumps, Accessed 5/10/2020; https://www.energystar.gov/productfinder/download/certified-pool-pumps/
Electric | Per Outdoor_Pressure Cleaner Booster_> 0 to ≤ 2 thp | 0.0052356 | 0.0052356 | 0.0052356 | 0.0052356 | 0.0052356 | 0.0052356 | 0.0052356 | Fraction of pool pumps in this size and category. Analysis of ENERGY STAR Qualified Products List for Residential Pool Pumps, Accessed 5/10/2020; https://www.energystar.gov/productfinder/download/certified-pool-pumps/
Electric | Per Freezer - Upright | 0.49881 | 0.11687 | 0.72306 | 0.41157 | 0.49881 | 0.11687 | 0.72306 | Analysis of PSE over-sample of RBSA data | Freezer - Upright
Electric | Per Freezer - Chest | 0.46979 | 0.88313 | 0.27694 | 0.56766 | 0.46979 | 0.88313 | 0.27694 | Analysis of PSE over-sample of RBSA data | Freezer - Chest
Electric | Per Freezer - Compact | 0 | 0.37088 | 0 | 0.099833 | 0 | 0.37088 | 0 | Analysis of PSE over-sample of RBSA data | Freezer - Compact
Electric | Per Decommissioned Residential Freezer (Any Vintage) | 1 | 1 | 1 | 1 | 1 | 1 | 1 | Accounted for in end use saturation
Electric | Per Decommissioned Residential Refrigerator (Any Vintage) | 1 | 1 | 1 | 1 | 1 | 1 | 1 | Accounted for in end use saturation
Gas | Per Gas Furnace - LIW | 1 | 1 | 1 | 1 | 1 | 1 | 1 | Accounted for in end use saturation
Gas | Per Gas Furnace | 1 | 1 | 1 | 1 | 1 | 1 | 1 | Accounted for in end use saturation
Gas | Per Gas Furnace - MI | 1 | 1 | 1 | 1 | 1 | 1 | 1 | Accounted for in end use saturation
Electric | Per Ground Source Heat Pump Upgrade from Air Source Heat Pump - Without Desuperheater - New House less than 4000 square feet - Electric Water Heater | 1 | 1 | 1 | 1 | 1 | 1 | 1 | Accounted for in end use saturation
Electric | Per Ground Source Heat Pump Upgrade from Air Source Heat Pump - Without Desuperheater - New House 4000 square feet or greater - Electric Water Heater | 1 | 1 | 1 | 1 | 1 | 1 | 1 | Accounted for in end use saturation
Electric | Per Ground Source Heat Pump Upgrade from Air Source Heat Pump - With Desuperheater - New House less than 4000 square feet - Electric Water Heater | 1 | 1 | 1 | 1 | 1 | 1 | 1 | Accounted for in end use saturation
Electric | Per Ground Source Heat Pump Upgrade from Air Source Heat Pump - With Desuperheater - New House 4000 square feet or greater - Electric Water Heater | 1 | 1 | 1 | 1 | 1 | 1 | 1 | Accounted for in end use saturation
Electric | Per Ground Source Heat Pump Upgrade from Air Source Heat Pump - Without Desuperheater - Existing House less than 4000 square feet - Electric Water Heater | 1 | 1 | 1 | 1 | 1 | 1 | 1 | Accounted for in end use saturation
Electric | Per Ground Source Heat Pump Upgrade from Air Source Heat Pump - Without Desuperheater - Existing House 4000 square feet or greater - Electric Water Heater | 1 | 1 | 1 | 1 | 1 | 1 | 1 | Accounted for in end use saturation
Electric | Per Ground Source Heat Pump Upgrade from Air Source Heat Pump - With Desuperheater - Existing House less than 4000 square feet - Electric Water Heater | 1 | 1 | 1 | 1 | 1 | 1 | 1 | Accounted for in end use saturation
Electric | Per Ground Source Heat Pump Upgrade from Air Source Heat Pump - With Desuperheater - Existing House 4000 square feet or greater - Electric Water Heater | 1 | 1 | 1 | 1 | 1 | 1 | 1 | Accounted for in end use saturation
Electric | Per Ground Source Heat Pump Conversion from FAF w/CAC - Without Desuperheater - New House less than 4000 square feet - Electric Water Heater | 1 | 1 | 1 | 1 | 1 | 1 | 1 | Accounted for in end use saturation
Electric | Per Ground Source Heat Pump Conversion from FAF w/CAC - Without Desuperheater - New House 4000 square feet or greater - Electric Water Heater | 1 | 1 | 1 | 1 | 1 | 1 | 1 | Accounted for in end use saturation
Electric | Per Ground Source Heat Pump Conversion from FAF w/CAC - With Desuperheater - New House less than 4000 square feet - Electric Water Heater | 1 | 1 | 1 | 1 | 1 | 1 | 1 | Accounted for in end use saturation
Electric | Per Ground Source Heat Pump Conversion from FAF w/CAC - With Desuperheater - New House 4000 square feet or greater - Electric Water Heater | 1 | 1 | 1 | 1 | 1 | 1 | 1 | Accounted for in end use saturation
Electric | Per Ground Source Heat Pump Conversion from FAF w/CAC - Without Desuperheater - Existing House less than 4000 square feet - Electric Water Heater | 1 | 1 | 1 | 1 | 1 | 1 | 1 | Accounted for in end use saturation
Electric | Per Ground Source Heat Pump Conversion from FAF w/CAC - Without Desuperheater - Existing House 4000 square feet or greater - Electric Water Heater | 1 | 1 | 1 | 1 | 1 | 1 | 1 | Accounted for in end use saturation
Electric | Per Ground Source Heat Pump Conversion from FAF w/CAC - With Desuperheater - Existing House less than 4000 square feet - Electric Water Heater | 1 | 1 | 1 | 1 | 1 | 1 | 1 | Accounted for in end use saturation
Electric | Per Ground Source Heat Pump Conversion from FAF w/CAC - With Desuperheater - Existing House 4000 square feet or greater - Electric Water Heater | 1 | 1 | 1 | 1 | 1 | 1 | 1 | Accounted for in end use saturation
Electric | Per Ground Source Heat Pump Conversion from FAF w/o CAC - Without Desuperheater - New House less than 4000 square feet - Electric Water Heater | 1 | 1 | 1 | 1 | 1 | 1 | 1 | Accounted for in end use saturation
Electric | Per Ground Source Heat Pump Conversion from FAF w/o CAC - Without Desuperheater - New House 4000 square feet or greater - Electric Water Heater | 1 | 1 | 1 | 1 | 1 | 1 | 1 | Accounted for in end use saturation
Electric | Per Ground Source Heat Pump Conversion from FAF w/o CAC - With Desuperheater - New House less than 4000 square feet - Electric Water Heater | 1 | 1 | 1 | 1 | 1 | 1 | 1 | Accounted for in end use saturation
Electric | Per Ground Source Heat Pump Conversion from FAF w/o CAC - With Desuperheater - New House 4000 square feet or greater - Electric Water Heater | 1 | 1 | 1 | 1 | 1 | 1 | 1 | Accounted for in end use saturation
Electric | Per Ground Source Heat Pump Conversion from FAF w/o CAC - Without Desuperheater - Existing House less than 4000 square feet - Electric Water Heater | 1 | 1 | 1 | 1 | 1 | 1 | 1 | Accounted for in end use saturation
Electric | Per Ground Source Heat Pump Conversion from FAF w/o CAC - Without Desuperheater - Existing House 4000 square feet or greater - Electric Water Heater | 1 | 1 | 1 | 1 | 1 | 1 | 1 | Accounted for in end use saturation
Electric | Per Ground Source Heat Pump Conversion from FAF w/o CAC - With Desuperheater - Existing House less than 4000 square feet - Electric Water Heater | 1 | 1 | 1 | 1 | 1 | 1 | 1 | Accounted for in end use saturation
Electric | Per Ground Source Heat Pump Conversion from FAF w/o CAC - With Desuperheater - Existing House 4000 square feet or greater - Electric Water Heater | 1 | 1 | 1 | 1 | 1 | 1 | 1 | Accounted for in end use saturation
Electric | Per Ground Source Heat Pump Upgrade from Air Source Heat Pump - With Desuperheater - New House less than 4000 square feet - Gas Water Heater | 1 | 1 | 1 | 1 | 1 | 1 | 1 | Accounted for in end use saturation
Electric | Per Ground Source Heat Pump Upgrade from Air Source Heat Pump - With Desuperheater - New House 4000 square feet or greater - Gas Water Heater | 1 | 1 | 1 | 1 | 1 | 1 | 1 | Accounted for in end use saturation
Electric | Per Ground Source Heat Pump Upgrade from Air Source Heat Pump - With Desuperheater - Existing House less than 4000 square feet - Gas Water Heater | 1 | 1 | 1 | 1 | 1 | 1 | 1 | Accounted for in end use saturation
Electric | Per Ground Source Heat Pump Upgrade from Air Source Heat Pump - With Desuperheater - Existing House 4000 square feet or greater - Gas Water Heater | 1 | 1 | 1 | 1 | 1 | 1 | 1 | Accounted for in end use saturation
Electric | Per Ground Source Heat Pump Conversion from FAF w/CAC - With Desuperheater - New House less than 4000 square feet - Gas Water Heater | 1 | 1 | 1 | 1 | 1 | 1 | 1 | Accounted for in end use saturation
Electric | Per Ground Source Heat Pump Conversion from FAF w/CAC - With Desuperheater - New House 4000 square feet or greater - Gas Water Heater | 1 | 1 | 1 | 1 | 1 | 1 | 1 | Accounted for in end use saturation
Electric | Per Ground Source Heat Pump Conversion from FAF w/CAC - With Desuperheater - Existing House less than 4000 square feet - Gas Water Heater | 1 | 1 | 1 | 1 | 1 | 1 | 1 | Accounted for in end use saturation
Electric | Per Ground Source Heat Pump Conversion from FAF w/CAC - With Desuperheater - Existing House 4000 square feet or greater - Gas Water Heater | 1 | 1 | 1 | 1 | 1 | 1 | 1 | Accounted for in end use saturation
Electric | Per Ground Source Heat Pump Conversion from FAF w/o CAC - With Desuperheater - New House less than 4000 square feet - Gas Water Heater | 1 | 1 | 1 | 1 | 1 | 1 | 1 | Accounted for in end use saturation
Electric | Per Ground Source Heat Pump Conversion from FAF w/o CAC - With Desuperheater - New House 4000 square feet or greater - Gas Water Heater | 1 | 1 | 1 | 1 | 1 | 1 | 1 | Accounted for in end use saturation
Electric | Per Ground Source Heat Pump Conversion from FAF w/o CAC - With Desuperheater - Existing House less than 4000 square feet - Gas Water Heater | 1 | 1 | 1 | 1 | 1 | 1 | 1 | Accounted for in end use saturation
Electric | Per Ground Source Heat Pump Conversion from FAF w/o CAC - With Desuperheater - Existing House 4000 square feet or greater - Gas Water Heater | 1 | 1 | 1 | 1 | 1 | 1 | 1 | Accounted for in end use saturation
Electric | Per Ductless Heat Pump - LIW - TE | 1 | 1 | 1 | 1 | 1 | 1 | 1 | Accounted for in end use saturation
Electric | Per Ductless Heat Pump from Zonal - EHH | 1 | 1 | 1 | 1 | 1 | 1 | 1 | Accounted for in end use saturation
Electric | Per Ductless Heat Pump with E FAF - EHH | 1 | 1 | 1 | 1 | 1 | 1 | 1 | Accounted for in end use saturation
Electric | Per Heat Pump from E FAF - EHH | 1 | 1 | 1 | 1 | 1 | 1 | 1 | Accounted for in end use saturation
Electric | Per Ductless Heat Pump from Zonal - MF Retrofit | 1 | 1 | 1 | 1 | 1 | 1 | 1 | Accounted for in end use saturation
Electric | Per Heat Pump with AC from E FAF - MF Retrofit | 1 | 1 | 1 | 1 | 1 | 1 | 1 | Accounted for in end use saturation
Electric | Per Ductless Heat Pump from Zonal - EHH - MI | 1 | 1 | 1 | 1 | 1 | 1 | 1 | Accounted for in end use saturation
Electric | Per Ductless Heat Pump with E FAF - EHH - MI | 1 | 1 | 1 | 1 | 1 | 1 | 1 | Accounted for in end use saturation
Electric | Per Heat Pump from E FAF - EHH - MI | 1 | 1 | 1 | 1 | 1 | 1 | 1 | Accounted for in end use saturation
Electric | Per Heat Pump with AC from E FAF - EHH | 1 | 1 | 1 | 1 | 1 | 1 | 1 | Accounted for in end use saturation
Electric | Per Heat Pump with AC from E FAF - EHH - MI | 1 | 1 | 1 | 1 | 1 | 1 | 1 | Accounted for in end use saturation
Electric | Per Heat Pump - LIW - TE | 1 | 1 | 1 | 1 | 1 | 1 | 1 | Accounted for in end use saturation
Electric | Per Home - HER: Home Energy Report - Original - E | 1 | 1 | 1 | 1 | 1 | 1 | 1 | One per home
Gas | Per Home - HER: Home Energy Report - Original - G | 1 | 1 | 1 | 1 | 1 | 1 | 1 | One per home
Electric | Per Residential Heat Recovery Ventilation System - Electric Heating and Cooling | 1 | 1 | 1 | 1 | 1 | 1 | 1 | One per home
Gas | Per Residential Heat Recovery Ventilation System - Gas Heating | 1 | 1 | 1 | 1 | 1 | 1 | 1 | One per home
Electric | Per Residential Energy Recovery Ventilation System - Electric Heating | 1 | 1 | 1 | 1 | 1 | 1 | 1 | One per home
Electric | Per SqFt of Floor Insulation - R0 Baseline - LIW | 1283.778 | 326.8619 | 1269.427 | 1025.2026 | 1283.778 | 326.8619 | 1269.427 | Analysis of PSE over-sample of RBSA data | Floor Sqft
Electric | Per SqFt of Floor Insulation - R11 Baseline - LIW | 1283.778 | 326.8619 | 1269.427 | 1025.2026 | 1283.778 | 326.8619 | 1269.427 | Analysis of PSE over-sample of RBSA data | Floor Sqft
Electric | Per SqFt of Wall Insulation - R0 Baseline - LIW | 2186.4007 | 185.2153 | 1222.6189 | 1580.804 | 2186.4007 | 185.2153 | 1222.6189 | Analysis of PSE over-sample of RBSA data | Wall Sqft
Electric | Per SqFt of Attic Insulation - R0 Baseline - LIW | 1294.8001 | 326.8619 | 1269.2135 | 1032.4775 | 1294.8001 | 326.8619 | 1269.2135 | Analysis of PSE over-sample of RBSA data | Attic Sqft
Electric | Per SqFt of Attic Insulation - R11 Baseline - LIW | 1294.8001 | 326.8619 | 1269.2135 | 1032.4775 | 1294.8001 | 326.8619 | 1269.2135 | Analysis of PSE over-sample of RBSA data | Attic Sqft
Electric | Per SqFt of Attic Insulation - R19 Baseline - LIW | 1294.8001 | 326.8619 | 1269.2135 | 1032.4775 | 1294.8001 | 326.8619 | 1269.2135 | Analysis of PSE over-sample of RBSA data | Attic Sqft
Electric | Per SqFt of Attic Insulation - R0 Baseline - FAF - SFWX | 1294.8001 | 326.8619 | 1269.2135 | 1032.4775 | 1294.8001 | 326.8619 | 1269.2135 | Analysis of PSE over-sample of RBSA data | Attic Sqft
Gas | Per SqFt of Attic Insulation - R0 Baseline - NG - SFWX | 1294.8001 | 326.8619 | 1269.2135 | 1220.2357 | 1294.8001 | 326.8619 | 1269.2135 | Analysis of PSE over-sample of RBSA data | Attic Sqft
Electric | Per SqFt of Attic Insulation - R0 Baseline - HP - SFWX | 1294.8001 | 326.8619 | 1269.2135 | 1032.4775 | 1294.8001 | 326.8619 | 1269.2135 | Analysis of PSE over-sample of RBSA data | Attic Sqft
Electric | Per SqFt of Attic Insulation - R0 Baseline - Zonal - SFWX | 1294.8001 | 326.8619 | 1269.2135 | 1032.4775 | 1294.8001 | 326.8619 | 1269.2135 | Analysis of PSE over-sample of RBSA data | Attic Sqft
Electric | Per SqFt of Attic Insulation - R11 Baseline - FAF - SFWX | 1294.8001 | 326.8619 | 1269.2135 | 1032.4775 | 1294.8001 | 326.8619 | 1269.2135 | Analysis of PSE over-sample of RBSA data | Attic Sqft
Gas | Per SqFt of Attic Insulation - R11 Baseline - NH - SFWX | 1294.8001 | 326.8619 | 1269.2135 | 1220.2357 | 1294.8001 | 326.8619 | 1269.2135 | Analysis of PSE over-sample of RBSA data | Attic Sqft
Electric | Per SqFt of Attic Insulation - R11 Baseline - HP - SFWX | 1294.8001 | 326.8619 | 1269.2135 | 1032.4775 | 1294.8001 | 326.8619 | 1269.2135 | Analysis of PSE over-sample of RBSA data | Attic Sqft
Electric | Per SqFt of Attic Insulation - R11 Baseline - Zonal - SFWX | 1294.8001 | 326.8619 | 1269.2135 | 1032.4775 | 1294.8001 | 326.8619 | 1269.2135 | Analysis of PSE over-sample of RBSA data | Attic Sqft
Electric | Per SqFt of Floor Insulation - R0 Baseline - HP - SFWX | 1283.778 | 326.8619 | 1269.427 | 1025.2026 | 1283.778 | 326.8619 | 1269.427 | Analysis of PSE over-sample of RBSA data | Floor Sqft
Electric | Per SqFt of Floor Insulation - R0 Baseline - Zonal - SFWX | 1283.778 | 326.8619 | 1269.427 | 1025.2026 | 1283.778 | 326.8619 | 1269.427 | Analysis of PSE over-sample of RBSA data | Floor Sqft
Gas | Per SqFt of Floor Insulation - R0 Baseline - NG - SFWX | 1283.778 | 326.8619 | 1269.427 | 1210.094 | 1283.778 | 326.8619 | 1269.427 | Analysis of PSE over-sample of RBSA data | Floor Sqft
Electric | Per SqFt of Floor Insulation - R0 Baseline - FAF - SFWX | 1283.778 | 326.8619 | 1269.427 | 1025.2026 | 1283.778 | 326.8619 | 1269.427 | Analysis of PSE over-sample of RBSA data | Floor Sqft
Electric | Per SqFt of Wall Insulation - R0 Baseline - FAF - SFWX | 2186.4007 | 185.2153 | 1222.6189 | 1580.804 | 2186.4007 | 185.2153 | 1222.6189 | Analysis of PSE over-sample of RBSA data | Wall Sqft
Gas | Per SqFt of Wall Insulation - R0 Baseline - NG - SFWX | 2186.4007 | 185.2153 | 1222.6189 | 2029.633 | 2186.4007 | 185.2153 | 1222.6189 | Analysis of PSE over-sample of RBSA data | Wall Sqft
Electric | Per SqFt of Wall Insulation - R0 Baseline - HP - SFWX | 2186.4007 | 185.2153 | 1222.6189 | 1580.804 | 2186.4007 | 185.2153 | 1222.6189 | Analysis of PSE over-sample of RBSA data | Wall Sqft
Electric | Per SqFt of Wall Insulation - R0 Baseline - Zonal - SFWX | 2186.4007 | 185.2153 | 1222.6189 | 1580.804 | 2186.4007 | 185.2153 | 1222.6189 | Analysis of PSE over-sample of RBSA data | Wall Sqft
Gas | Per SqFt of Attic Insulation - R0 Baseline - MFRFT | 1294.8001 | 326.8619 | 1269.2135 | 1220.2357 | 1294.8001 | 326.8619 | 1269.2135 | Analysis of PSE over-sample of RBSA data | Attic Sqft
Gas | Per SqFt of Attic Insulation - R11 Baseline - MFRFT | 1294.8001 | 326.8619 | 1269.2135 | 1220.2357 | 1294.8001 | 326.8619 | 1269.2135 | Analysis of PSE over-sample of RBSA data | Attic Sqft
Gas | Per SqFt of Floor Insulation - R0 Baseline - MFRFT | 1283.778 | 326.8619 | 1269.427 | 1210.094 | 1283.778 | 326.8619 | 1269.427 | Analysis of PSE over-sample of RBSA data | Floor Sqft
Electric | Per SqFt of Floor Insulation - R11 Baseline - MFRFT | 1283.778 | 326.8619 | 1269.427 | 1025.2026 | 1283.778 | 326.8619 | 1269.427 | Analysis of PSE over-sample of RBSA data | Floor Sqft
Gas | Per SqFt of Wall Insulation - R0 Baseline - MFRFT | 2186.4007 | 185.2153 | 1222.6189 | 2029.633 | 2186.4007 | 185.2153 | 1222.6189 | Analysis of PSE over-sample of RBSA data | Wall Sqft
Electric | Per SqFt of Attic Insulation - R0 Baseline - SFWX | 1294.8001 | 326.8619 | 1269.2135 | 1032.4775 | 1294.8001 | 326.8619 | 1269.2135 | Analysis of PSE over-sample of RBSA data | Attic Sqft
Electric | Per SqFt of Attic Insulation - R0 Baseline - ER - SFWX - Pre HUD | 1294.8001 | 326.8619 | 1269.2135 | 1032.4775 | 1294.8001 | 326.8619 | 1269.2135 | Analysis of PSE over-sample of RBSA data | Attic Sqft
Electric | Per SqFt of Attic Insulation - R0 Baseline - HP - SFWX - Pre HUD | 1294.8001 | 326.8619 | 1269.2135 | 1032.4775 | 1294.8001 | 326.8619 | 1269.2135 | Analysis of PSE over-sample of RBSA data | Attic Sqft
Gas | Per SqFt of Attic Insulation - R0 Baseline - NG - SFWX - Pre HUD | 1294.8001 | 326.8619 | 1269.2135 | 1220.2357 | 1294.8001 | 326.8619 | 1269.2135 | Analysis of PSE over-sample of RBSA data | Attic Sqft
Electric | Per SqFt of Attic Insulation - R0 Baseline - ER - SFWX - HUD | 1294.8001 | 326.8619 | 1269.2135 | 1032.4775 | 1294.8001 | 326.8619 | 1269.2135 | Analysis of PSE over-sample of RBSA data | Attic Sqft
Electric | Per SqFt of Attic Insulation - R0 Baseline - HP - SFWX - HUD | 1294.8001 | 326.8619 | 1269.2135 | 1032.4775 | 1294.8001 | 326.8619 | 1269.2135 | Analysis of PSE over-sample of RBSA data | Attic Sqft
Gas | Per SqFt of Attic Insulation - R0 Baseline - NG - SFWX - HUD | 1294.8001 | 326.8619 | 1269.2135 | 1220.2357 | 1294.8001 | 326.8619 | 1269.2135 | Analysis of PSE over-sample of RBSA data | Attic Sqft
Electric | Per SqFt of Attic Insulation - R0 Baseline - E FAF - SFWX - MI | 1294.8001 | 326.8619 | 1269.2135 | 1032.4775 | 1294.8001 | 326.8619 | 1269.2135 | Analysis of PSE over-sample of RBSA data | Attic Sqft
Gas | Per SqFt of Attic Insulation - R0 Baseline - GH - SFWX - MI | 1294.8001 | 326.8619 | 1269.2135 | 1220.2357 | 1294.8001 | 326.8619 | 1269.2135 | Analysis of PSE over-sample of RBSA data | Attic Sqft
Electric | Per SqFt of Attic Insulation - R0 Baseline - HP - SFWX - MI | 1294.8001 | 326.8619 | 1269.2135 | 1032.4775 | 1294.8001 | 326.8619 | 1269.2135 | Analysis of PSE over-sample of RBSA data | Attic Sqft
Electric | Per SqFt of Attic Insulation - R0 Baseline - Zonal - SFWX - MI | 1294.8001 | 326.8619 | 1269.2135 | 1032.4775 | 1294.8001 | 326.8619 | 1269.2135 | Analysis of PSE over-sample of RBSA data | Attic Sqft
Electric | Per SqFt of Attic Insulation - R11 Baseline - E FAF - SFWX - MI | 1294.8001 | 326.8619 | 1269.2135 | 1032.4775 | 1294.8001 | 326.8619 | 1269.2135 | Analysis of PSE over-sample of RBSA data | Attic Sqft
Electric | Per SqFt of Attic Insulation - R11 Baseline - HP - SFWX - MI | 1294.8001 | 326.8619 | 1269.2135 | 1032.4775 | 1294.8001 | 326.8619 | 1269.2135 | Analysis of PSE over-sample of RBSA data | Attic Sqft
Electric | Per SqFt of Attic Insulation - R11 Baseline - Zonal - SFWX - MI | 1294.8001 | 326.8619 | 1269.2135 | 1032.4775 | 1294.8001 | 326.8619 | 1269.2135 | Analysis of PSE over-sample of RBSA data | Attic Sqft
Electric | Per SqFt of Floor Insulation - R0 Baseline - E FAF - SFWX | 1283.778 | 326.8619 | 1269.427 | 1025.2026 | 1283.778 | 326.8619 | 1269.427 | Analysis of PSE over-sample of RBSA data | Floor Sqft
Gas | Per SqFt of Floor Insulation - R0 Baseline - GH - SFWX | 1283.778 | 326.8619 | 1269.427 | 1210.094 | 1283.778 | 326.8619 | 1269.427 | Analysis of PSE over-sample of RBSA data | Floor Sqft
Electric | Per SqFt of Wall Insulation - R0 Baseline - E FAF - SFWX | 2186.4007 | 185.2153 | 1222.6189 | 1580.804 | 2186.4007 | 185.2153 | 1222.6189 | Analysis of PSE over-sample of RBSA data | Wall Sqft
Gas | Per SqFt of Wall Insulation - R0 Baseline - GH - SFWX | 2186.4007 | 185.2153 | 1222.6189 | 2029.633 | 2186.4007 | 185.2153 | 1222.6189 | Analysis of PSE over-sample of RBSA data | Wall Sqft
Gas | Per Residential Integrated Space and Water Heat Unit - LIW | 1 | 1 | 1 | 1 | 1 | 1 | 1 | Accounted for in end use saturation
Gas | Per Residential Integrated Space and Water Heat Unit - Res | 1 | 1 | 1 | 1 | 1 | 1 | 1 | Accounted for in end use saturation
Electric | Per LED Lamp - A Lamp - RETL | 34.9615 | 15.1488 | 23.598 | 28.8393 | 34.9615 | 15.1488 | 23.598 | Analysis of PSE over-sample of RBSA data | A Lamp
Electric | Per LED Lamp - Candelabra - RETL | 4.6043 | 1.4154 | 1.9965 | 3.5648 | 4.6043 | 1.4154 | 1.9965 | Analysis of PSE over-sample of RBSA data | Candelabra
Electric | Per LED Lamp - Globe - RETL | 6.1203 | 2.9169 | 2.7781 | 5.0259 | 6.1203 | 2.9169 | 2.7781 | Analysis of PSE over-sample of RBSA data | Globe
Electric | Per LED Lamp - MR16 - RETL | 1.0442 | 0.29741 | 2.1512 | 0.92005 | 1.0442 | 0.29741 | 2.1512 | Analysis of PSE over-sample of RBSA data | MR16
Electric | Per LED Lamp - Reflector - RETL | 12.8776 | 2.8689 | 2.3978 | 9.4558 | 12.8776 | 2.8689 | 2.3978 | Analysis of PSE over-sample of RBSA data | Reflector
Electric | Per LED Lamp - A Lamp - MFRFT - DI | 34.9615 | 15.1488 | 23.598 | 28.8393 | 34.9615 | 15.1488 | 23.598 | Analysis of PSE over-sample of RBSA data | A Lamp
Electric | Per LED Lamp - A Lamp - MFRFT - DI - Labor | 34.9615 | 15.1488 | 23.598 | 28.8393 | 34.9615 | 15.1488 | 23.598 | Analysis of PSE over-sample of RBSA data | A Lamp
Electric | Per LED Lamp - Candelabra - MFRFT - DI | 4.6043 | 1.4154 | 1.9965 | 3.5648 | 4.6043 | 1.4154 | 1.9965 | Analysis of PSE over-sample of RBSA data | Candelabra
Electric | Per LED Lamp - Candelabra - MFRFT - DI - Labor | 4.6043 | 1.4154 | 1.9965 | 3.5648 | 4.6043 | 1.4154 | 1.9965 | Analysis of PSE over-sample of RBSA data | Candelabra
Electric | Per LED Lamp - MR16 - MFRFT - DI | 1.0442 | 0.29741 | 2.1512 | 0.92005 | 1.0442 | 0.29741 | 2.1512 | Analysis of PSE over-sample of RBSA data | MR16
Electric | Per LED Lamp - MR16 - MFRFT - DI - Labor | 1.0442 | 0.29741 | 2.1512 | 0.92005 | 1.0442 | 0.29741 | 2.1512 | Analysis of PSE over-sample of RBSA data | MR16
Electric | Per LED Lamp - Globe - MFRFT - DI | 6.1203 | 2.9169 | 2.7781 | 5.0259 | 6.1203 | 2.9169 | 2.7781 | Analysis of PSE over-sample of RBSA data | Globe
Electric | Per LED Lamp - Globe - MFRFT - DI - Labor | 6.1203 | 2.9169 | 2.7781 | 5.0259 | 6.1203 | 2.9169 | 2.7781 | Analysis of PSE over-sample of RBSA data | Globe
Electric | Per LED Lamp - Reflector - MFRFT - DI | 12.8776 | 2.8689 | 2.3978 | 9.4558 | 12.8776 | 2.8689 | 2.3978 | Analysis of PSE over-sample of RBSA data | Reflector
Electric | Per LED Lamp - Reflector - MFRFT - DI - Labor | 12.8776 | 2.8689 | 2.3978 | 9.4558 | 12.8776 | 2.8689 | 2.3978 | Analysis of PSE over-sample of RBSA data | Reflector
Electric | Per LED String Light - RETL | 0.025692 | 0 | 0 | 0.016992 | 0.025692 | 0 | 0 | Analysis of PSE over-sample of RBSA data | String Light
Electric | Per LED Lamp - A Lamp - Res - TY Kit | 34.9615 | 15.1488 | 23.598 | 28.8393 | 34.9615 | 15.1488 | 23.598 | Analysis of PSE over-sample of RBSA data | A Lamp
Electric | Per LED Lamp - 2 Pin - MFRFT - DI | 1.48 | 0.78702 | 0.25394 | 1.2083 | 1.48 | 0.78702 | 0.25394 | Analysis of PSE over-sample of RBSA data | Lamp - 2 Pin
Electric | Per LED Lamp - 4 Pin - MFRFT - DI | 0.098595 | 0.16272 | 0.091398 | 0.11536 | 0.098595 | 0.16272 | 0.091398 | Analysis of PSE over-sample of RBSA data | Lamp - 4 Pin
Electric | Per LED Lamp - A Lamp - HUIA - DI | 34.9615 | 15.1488 | 23.598 | 28.8393 | 34.9615 | 15.1488 | 23.598 | Analysis of PSE over-sample of RBSA data | A Lamp
Electric | Per LED Lamp - Candelabra - HUIA | 4.6043 | 1.4154 | 1.9965 | 3.5648 | 4.6043 | 1.4154 | 1.9965 | Analysis of PSE over-sample of RBSA data | Candelabra
Electric | Per LED Lamp - Globe - HUIA | 6.1203 | 2.9169 | 2.7781 | 5.0259 | 6.1203 | 2.9169 | 2.7781 | Analysis of PSE over-sample of RBSA data | Globe
Electric | Per LED Lamp - Reflector - BR30 - HUIA | 12.8776 | 2.8689 | 2.3978 | 9.4558 | 12.8776 | 2.8689 | 2.3978 | Analysis of PSE over-sample of RBSA data | Reflector
Electric | Per TLED Lamp - 4 ft - 2x - from 4 ft T12 2x - MFRFT - DI | 1.1293 | 0.36752 | 1.0358 | 0.91774 | 1.1293 | 0.36752 | 1.0358 | Analysis of PSE over-sample of RBSA data | 4 ft T12 2x
Electric | Per TLED Lamp - 4 ft - 2x - from 4 ft T8 32W 2x - MFRTF - DI | 1.2165 | 0.22397 | 0.3462 | 0.8889 | 1.2165 | 0.22397 | 0.3462 | Analysis of PSE over-sample of RBSA data | 4 ft T8 2x
Electric | Per LED Fixture - Indoor - RETL | 0.55409 | 0.24217 | 0.39151 | 0.45884 | 0.55409 | 0.24217 | 0.39151 | Analysis of PSE over-sample of RBSA data | Fixture - Indoor
Electric | Per LED Fixture - Outdoor - RETL | 0.39014 | 0 | 0.25911 | 0.27603 | 0.39014 | 0 | 0.25911 | Analysis of PSE over-sample of RBSA data | Fixture - Outdoor
Electric | Per LED Fixture - T8 Retrofit - RETL | 0.42353 | 0.17553 | 0.26242 | 0.34559 | 0.42353 | 0.17553 | 0.26242 | Analysis of PSE over-sample of RBSA data. Distribution between LED Fixture - T8 Retrofit and LED Fixture - T8 calculated from planned unit counts. | T8 Fixture
Electric | Per LED Fixture - T8 - RETL | 0.8504 | 0.35244 | 0.52692 | 0.6939 | 0.8504 | 0.35244 | 0.52692 | Analysis of PSE over-sample of RBSA data. Distribution between LED Fixture - T8 Retrofit and LED Fixture - T8 calculated from planned unit counts. | T8 Fixture
Electric | Per LED Fixture - Retrofit Kit - RETL |  |  |  | 0 | 0 | 0 | 0 | Duplicate measure, not used
Electric | Per square foot of window area - Zonal - Single Pane - U22 | 252.5247 | 104.0539 | 139.9877 | 204.7453 | 252.5247 | 104.0539 | 139.9877 | Analysis of PSE over-sample of RBSA data | Window Sqft
Electric | Per square foot of window area - Zonal - Double Pane - U22 | 252.5247 | 104.0539 | 139.9877 | 204.7453 | 252.5247 | 104.0539 | 139.9877 | Analysis of PSE over-sample of RBSA data | Window Sqft
Electric | Per square foot of window area - Zonal - U35 Baseline | 252.5247 | 104.0539 | 139.9877 | 204.7453 | 252.5247 | 104.0539 | 139.9877 | Analysis of PSE over-sample of RBSA data | Window Sqft
Electric | Per square foot of window area - Zonal - Single Pane - U30 | 252.5247 | 104.0539 | 139.9877 | 204.7453 | 252.5247 | 104.0539 | 139.9877 | Analysis of PSE over-sample of RBSA data | Window Sqft
Electric | Per square foot of window area - Zonal - Double Pane - U230 | 252.5247 | 104.0539 | 139.9877 | 204.7453 | 252.5247 | 104.0539 | 139.9877 | Analysis of PSE over-sample of RBSA data | Window Sqft
Electric | Per square foot of door area - Zonal | 21 | 21 | 21 | 21 | 21 | 21 | 21 | Analysis of PSE over-sample of RBSA data | Door Sqft
Electric | Per square foot of storm window area - Single Pane Wood Frame - Zonal | 126.2624 | 52.0269 | 69.9939 | 102.3727 | 126.2624 | 52.0269 | 69.9939 | Analysis of PSE over-sample of RBSA data | Storm Window Sqft
Electric | Per square foot of storm window area - Single Pane Metal Frame - Zonal | 126.2624 | 52.0269 | 69.9939 | 102.3727 | 126.2624 | 52.0269 | 69.9939 | Analysis of PSE over-sample of RBSA data | Storm Window Sqft
Electric | Per square foot of storm window area - Double Pane Metal Frame - Zonal | 126.2624 | 52.0269 | 69.9939 | 102.3727 | 126.2624 | 52.0269 | 69.9939 | Analysis of PSE over-sample of RBSA data | Storm Window Sqft
Electric | Per square foot of window area - Furnace - Single Pane - U22 | 252.5247 | 104.0539 | 139.9877 | 204.7453 | 252.5247 | 104.0539 | 139.9877 | Analysis of PSE over-sample of RBSA data | Window Sqft
Electric | Per square foot of window area - Furnace - Double Pane - U22 | 252.5247 | 104.0539 | 139.9877 | 204.7453 | 252.5247 | 104.0539 | 139.9877 | Analysis of PSE over-sample of RBSA data | Window Sqft
Electric | Per square foot of window area - Furnace - U35 Baseline | 252.5247 | 104.0539 | 139.9877 | 204.7453 | 252.5247 | 104.0539 | 139.9877 | Analysis of PSE over-sample of RBSA data | Window Sqft
Electric | Per square foot of window area - Furnace - Single Pane - U30 | 252.5247 | 104.0539 | 139.9877 | 204.7453 | 252.5247 | 104.0539 | 139.9877 | Analysis of PSE over-sample of RBSA data | Window Sqft
Electric | Per square foot of window area - Furnace - Double Pane - U230 | 252.5247 | 104.0539 | 139.9877 | 204.7453 | 252.5247 | 104.0539 | 139.9877 | Analysis of PSE over-sample of RBSA data | Window Sqft
Electric | Per square foot of door area - Furnace | 21 | 21 | 21 | 21 | 21 | 21 | 21 | Analysis of PSE over-sample of RBSA data | Door Sqft
Electric | Per square foot of storm window area - Single Pane Wood Frame - Furnace | 126.2624 | 52.0269 | 69.9939 | 102.3727 | 126.2624 | 52.0269 | 69.9939 | Analysis of PSE over-sample of RBSA data | Storm Window Sqft
Electric | Per square foot of storm window area - Single Pane Metal Frame - Furnace | 126.2624 | 52.0269 | 69.9939 | 102.3727 | 126.2624 | 52.0269 | 69.9939 | Analysis of PSE over-sample of RBSA data | Storm Window Sqft
Electric | Per square foot of storm window area - Double Pane Metal Frame - Furnace | 126.2624 | 52.0269 | 69.9939 | 102.3727 | 126.2624 | 52.0269 | 69.9939 | Analysis of PSE over-sample of RBSA data | Storm Window Sqft
Electric | Per square foot of window area - Heat Pump - Single Pane - U22 | 252.5247 | 104.0539 | 139.9877 | 204.7453 | 252.5247 | 104.0539 | 139.9877 | Analysis of PSE over-sample of RBSA data | Window Sqft
Electric | Per square foot of window area - Heat Pump - Double Pane - U22 | 252.5247 | 104.0539 | 139.9877 | 204.7453 | 252.5247 | 104.0539 | 139.9877 | Analysis of PSE over-sample of RBSA data | Window Sqft
Electric | Per square foot of window area - Heat Pump - U35 Baseline | 252.5247 | 104.0539 | 139.9877 | 204.7453 | 252.5247 | 104.0539 | 139.9877 | Analysis of PSE over-sample of RBSA data | Window Sqft
Electric | Per square foot of window area - Heat Pump - Single Pane - U30 | 252.5247 | 104.0539 | 139.9877 | 204.7453 | 252.5247 | 104.0539 | 139.9877 | Analysis of PSE over-sample of RBSA data | Window Sqft
Electric | Per square foot of window area - Heat Pump - Double Pane - U230 | 252.5247 | 104.0539 | 139.9877 | 204.7453 | 252.5247 | 104.0539 | 139.9877 | Analysis of PSE over-sample of RBSA data | Window Sqft
Electric | Per square foot of door area - Heat Pump | 21 | 21 | 21 | 21 | 21 | 21 | 21 | Analysis of PSE over-sample of RBSA data | Door Sqft
Electric | Per square foot of storm window area - Single Pane Wood Frame - Heat Pump | 126.2624 | 52.0269 | 69.9939 | 102.3727 | 126.2624 | 52.0269 | 69.9939 | Analysis of PSE over-sample of RBSA data | Storm Window Sqft
Electric | Per square foot of storm window area - Single Pane Metal Frame - Heat Pump | 126.2624 | 52.0269 | 69.9939 | 102.3727 | 126.2624 | 52.0269 | 69.9939 | Analysis of PSE over-sample of RBSA data | Storm Window Sqft
Electric | Per square foot of storm window area - Double Pane Metal Frame - Heat Pump | 126.2624 | 52.0269 | 69.9939 | 102.3727 | 126.2624 | 52.0269 | 69.9939 | Analysis of PSE over-sample of RBSA data | Storm Window Sqft
Electric | Per square foot of window area - DHP - Single Pane - U22 | 252.5247 | 104.0539 | 139.9877 | 204.7453 | 252.5247 | 104.0539 | 139.9877 | Analysis of PSE over-sample of RBSA data | Window Sqft
Electric | Per square foot of window area - DHP - Double Pane - U22 | 252.5247 | 104.0539 | 139.9877 | 204.7453 | 252.5247 | 104.0539 | 139.9877 | Analysis of PSE over-sample of RBSA data | Window Sqft
Electric | Per square foot of window area - DHP - U35 Baseline | 252.5247 | 104.0539 | 139.9877 | 204.7453 | 252.5247 | 104.0539 | 139.9877 | Analysis of PSE over-sample of RBSA data | Window Sqft
Electric | Per square foot of window area - DHP - Single Pane - U30 | 252.5247 | 104.0539 | 139.9877 | 204.7453 | 252.5247 | 104.0539 | 139.9877 | Analysis of PSE over-sample of RBSA data | Window Sqft
Electric | Per square foot of window area - DHP - Double Pane - U230 | 252.5247 | 104.0539 | 139.9877 | 204.7453 | 252.5247 | 104.0539 | 139.9877 | Analysis of PSE over-sample of RBSA data | Window Sqft
Electric | Per square foot of door area - DHP | 21 | 21 | 21 | 21 | 21 | 21 | 21 | Analysis of PSE over-sample of RBSA data | Door Sqft
Electric | Per square foot of storm window area - Single Pane Wood Frame - DHP | 126.2624 | 52.0269 | 69.9939 | 102.3727 | 126.2624 | 52.0269 | 69.9939 | Analysis of PSE over-sample of RBSA data | Storm Window Sqft
Electric | Per square foot of storm window area - Single Pane Metal Frame - DHP | 126.2624 | 52.0269 | 69.9939 | 102.3727 | 126.2624 | 52.0269 | 69.9939 | Analysis of PSE over-sample of RBSA data | Storm Window Sqft
Electric | Per square foot of storm window area - Double Pane Metal Frame - DHP | 126.2624 | 52.0269 | 69.9939 | 102.3727 | 126.2624 | 52.0269 | 69.9939 | Analysis of PSE over-sample of RBSA data | Storm Window Sqft
Electric | Per square foot of window area - ER - Single Pane Baseline | 252.5247 | 104.0539 | 139.9877 | 204.7453 | 252.5247 | 104.0539 | 139.9877 | Analysis of PSE over-sample of RBSA data | Window Sqft
Electric | Per square foot of window area - ER - Double Pane Baseline | 252.5247 | 104.0539 | 139.9877 | 204.7453 | 252.5247 | 104.0539 | 139.9877 | Analysis of PSE over-sample of RBSA data | Window Sqft
Electric | Per square foot of window area - ER - Class 30 Baseline | 252.5247 | 104.0539 | 139.9877 | 204.7453 | 252.5247 | 104.0539 | 139.9877 | Analysis of PSE over-sample of RBSA data | Window Sqft
Electric | Per square foot of window area - HP - Single Pane Baseline | 252.5247 | 104.0539 | 139.9877 | 204.7453 | 252.5247 | 104.0539 | 139.9877 | Analysis of PSE over-sample of RBSA data | Window Sqft
Electric | Per square foot of window area - HP - Double Pane Baseline | 252.5247 | 104.0539 | 139.9877 | 204.7453 | 252.5247 | 104.0539 | 139.9877 | Analysis of PSE over-sample of RBSA data | Window Sqft
Electric | Per square foot of window area - HP - Class 30 Baseline | 252.5247 | 104.0539 | 139.9877 | 204.7453 | 252.5247 | 104.0539 | 139.9877 | Analysis of PSE over-sample of RBSA data | Window Sqft
Electric | Per square foot of storm window area - ER - Single Pane | 126.2624 | 52.0269 | 69.9939 | 102.3727 | 126.2624 | 52.0269 | 69.9939 | Analysis of PSE over-sample of RBSA data | Storm Window Sqft
Electric | Per square foot of storm window area - ER - Double Pane | 126.2624 | 52.0269 | 69.9939 | 102.3727 | 126.2624 | 52.0269 | 69.9939 | Analysis of PSE over-sample of RBSA data | Storm Window Sqft
Electric | Per square foot of storm window area - HP - Single Pane | 126.2624 | 52.0269 | 69.9939 | 102.3727 | 126.2624 | 52.0269 | 69.9939 | Analysis of PSE over-sample of RBSA data | Storm Window Sqft
Electric | Per square foot of storm window area - HP - Double Pane | 126.2624 | 52.0269 | 69.9939 | 102.3727 | 126.2624 | 52.0269 | 69.9939 | Analysis of PSE over-sample of RBSA data | Storm Window Sqft
Gas | Per square foot of window area - Gas Furnace - Single Pane Baseline | 252.5247 | 104.0539 | 139.9877 | 240.7764 | 252.5247 | 104.0539 | 139.9877 | Analysis of PSE over-sample of RBSA data | Window Sqft
Gas | Per square foot of window area - Gas Furnace - Double Pane Baseline | 252.5247 | 104.0539 | 139.9877 | 240.7764 | 252.5247 | 104.0539 | 139.9877 | Analysis of PSE over-sample of RBSA data | Window Sqft
Gas | Per square foot of window area - Gas Furnace - Class 30 Baseline | 252.5247 | 104.0539 | 139.9877 | 240.7764 | 252.5247 | 104.0539 | 139.9877 | Analysis of PSE over-sample of RBSA data | Window Sqft
Gas | Per square foot of storm window area - Gas Furnace - Single Pane | 126.2624 | 52.0269 | 69.9939 | 120.3882 | 126.2624 | 52.0269 | 69.9939 | Analysis of PSE over-sample of RBSA data | Storm Window Sqft
Gas | Per square foot of storm window area - Gas Furnace - Double Pane | 126.2624 | 52.0269 | 69.9939 | 120.3882 | 126.2624 | 52.0269 | 69.9939 | Analysis of PSE over-sample of RBSA data | Storm Window Sqft
Electric | Per Residential Microwave | 1 | 1 | 1 | 1 | 1 | 1 | 1 | Accounted for in end use saturation
Electric | Per Non Self-Cleaning Residential Electric Oven | 0.22222 | 0.22222 | 0.22222 | 0.22222 | 0.22222 | 0.22222 | 0.22222 | Proportion of ovens that are non self-cleaning: \\cadmusgroup.org\projects\6040-Central_Hudson\Measure Characterization\Residential\Measure Database\Cooking Oven Equipment.xlsx
Electric | Per Self-Cleaning Residential Electric Oven | 0.77778 | 0.77778 | 0.77778 | 0.77778 | 0.77778 | 0.77778 | 0.77778 | Proportion of ovens that are self-cleaning: \\cadmusgroup.org\projects\6040-Central_Hudson\Measure Characterization\Residential\Measure Database\Cooking Oven Equipment.xlsx
Gas | Per Residential Gas Oven | 1 | 1 | 1 | 1 | 1 | 1 | 1 | Accounted for in end use saturation
Electric | Per Insulated Water Heater Pipe - LIW | 1 | 1 | 1 | 1 | 1 | 1 | 1 | Accounted for in end use saturation
Electric | Per Insulated Water Heater Pipe - MFRFT | 1 | 1 | 1 | 1 | 1 | 1 | 1 | Accounted for in end use saturation
Electric | Per Insulated Water Heater Pipe - Home Energy Assessments | 1 | 1 | 1 | 1 | 1 | 1 | 1 | Accounted for in end use saturation
Gas | Per Gas-Heated Residential Pool Cover | 1 | 1 | 1 | 1 | 1 | 1 | 1 | Accounted for in end use saturation
Electric | Per Electric-Heated Residential Pool Cover | 1 | 1 | 1 | 1 | 1 | 1 | 1 | Accounted for in end use saturation
Gas | Per gas-heated residential pool | 1 | 1 | 1 | 1 | 1 | 1 | 1 | Accounted for in end use saturation
Electric | Per electric-heated residential pool | 1 | 1 | 1 | 1 | 1 | 1 | 1 | Accounted for in end use saturation
Electric | Per Refrigerator - LIW | 1 | 1 | 1 | 1 | 1 | 1 | 1 | Accounted for in end use saturation
Electric | Per square foot of window area - Single Pane Baseline - E FAF | 252.5247 | 104.0539 | 139.9877 | 204.7453 | 252.5247 | 104.0539 | 139.9877 | Analysis of PSE over-sample of RBSA data | Window Sqft
Electric | Per square foot of window area - Double Pane Baseline - E FAF | 252.5247 | 104.0539 | 139.9877 | 204.7453 | 252.5247 | 104.0539 | 139.9877 | Analysis of PSE over-sample of RBSA data | Window Sqft
Electric | Per square foot of window area - Class 30 Baseline - E FAF | 252.5247 | 104.0539 | 139.9877 | 204.7453 | 252.5247 | 104.0539 | 139.9877 | Analysis of PSE over-sample of RBSA data | Window Sqft
Electric | Per square foot of storm window area - Single Pane - E FAF | 126.2624 | 52.0269 | 69.9939 | 102.3727 | 126.2624 | 52.0269 | 69.9939 | Analysis of PSE over-sample of RBSA data | Storm Window Sqft
Electric | Per square foot of storm window area - Double Pane - E FAF | 126.2624 | 52.0269 | 69.9939 | 102.3727 | 126.2624 | 52.0269 | 69.9939 | Analysis of PSE over-sample of RBSA data | Storm Window Sqft
Electric | Per square foot of window area - Single Pane Baseline - Zonal or DHP | 252.5247 | 104.0539 | 139.9877 | 204.7453 | 252.5247 | 104.0539 | 139.9877 | Analysis of PSE over-sample of RBSA data | Window Sqft
Electric | Per square foot of window area - Double Pane Baseline - Zonal or DHP | 252.5247 | 104.0539 | 139.9877 | 204.7453 | 252.5247 | 104.0539 | 139.9877 | Analysis of PSE over-sample of RBSA data | Window Sqft
Electric | Per square foot of window area - Class 30 Baseline - Zonal or DHP | 252.5247 | 104.0539 | 139.9877 | 204.7453 | 252.5247 | 104.0539 | 139.9877 | Analysis of PSE over-sample of RBSA data | Window Sqft
Electric | Per square foot of storm window area - Single Pane - Zonal or DHP | 126.2624 | 52.0269 | 69.9939 | 102.3727 | 126.2624 | 52.0269 | 69.9939 | Analysis of PSE over-sample of RBSA data | Storm Window Sqft
Electric | Per square foot of storm window area - Double Pane - Zonal or DHP | 126.2624 | 52.0269 | 69.9939 | 102.3727 | 126.2624 | 52.0269 | 69.9939 | Analysis of PSE over-sample of RBSA data | Storm Window Sqft
Electric | Per square foot of window area - Single Pane Baseline - HP | 252.5247 | 104.0539 | 139.9877 | 204.7453 | 252.5247 | 104.0539 | 139.9877 | Analysis of PSE over-sample of RBSA data | Window Sqft
Electric | Per square foot of window area - Double Pane Baseline - HP | 252.5247 | 104.0539 | 139.9877 | 204.7453 | 252.5247 | 104.0539 | 139.9877 | Analysis of PSE over-sample of RBSA data | Window Sqft
Electric | Per square foot of window area - Class 30 Baseline - HP | 252.5247 | 104.0539 | 139.9877 | 204.7453 | 252.5247 | 104.0539 | 139.9877 | Analysis of PSE over-sample of RBSA data | Window Sqft
Electric | Per square foot of storm window area - Single Pane - HP | 126.2624 | 52.0269 | 69.9939 | 102.3727 | 126.2624 | 52.0269 | 69.9939 | Analysis of PSE over-sample of RBSA data | Storm Window Sqft
Electric | Per square foot of storm window area - Double Pane - HP | 126.2624 | 52.0269 | 69.9939 | 102.3727 | 126.2624 | 52.0269 | 69.9939 | Analysis of PSE over-sample of RBSA data | Storm Window Sqft
Gas | Per square foot of window area - Single Pane Baseline - Gas Furnace | 252.5247 | 104.0539 | 139.9877 | 240.7764 | 252.5247 | 104.0539 | 139.9877 | Analysis of PSE over-sample of RBSA data | Window Sqft
Gas | Per square foot of window area - Double Pane Baseline - Gas Furnace | 252.5247 | 104.0539 | 139.9877 | 240.7764 | 252.5247 | 104.0539 | 139.9877 | Analysis of PSE over-sample of RBSA data | Window Sqft
Gas | Per square foot of window area - Class 30 Baseline - Gas Furnace | 252.5247 | 104.0539 | 139.9877 | 240.7764 | 252.5247 | 104.0539 | 139.9877 | Analysis of PSE over-sample of RBSA data | Window Sqft
Gas | Per square foot of storm window area - Single Pane - Gas Furnace | 126.2624 | 52.0269 | 69.9939 | 120.3882 | 126.2624 | 52.0269 | 69.9939 | Analysis of PSE over-sample of RBSA data | Storm Window Sqft
Gas | Per square foot of storm window area - Double Pane - Gas Furnace | 126.2624 | 52.0269 | 69.9939 | 120.3882 | 126.2624 | 52.0269 | 69.9939 | Analysis of PSE over-sample of RBSA data | Storm Window Sqft
Electric | Per Showerhead - MF Retrofit | 1.8743 | 1.2567 | 1.5328 | 1.6844 | 1.8743 | 1.2567 | 1.5328 | Analysis of PSE over-sample of RBSA data | Showers
Electric | Per Showerhead - LIW - TE | 1.8743 | 1.2567 | 1.5328 | 1.6844 | 1.8743 | 1.2567 | 1.5328 | Analysis of PSE over-sample of RBSA data | Showers
Gas | Per Showerhead - MF Retrofit - Product Only | 1.8743 | 1.2567 | 1.5328 | 1.8258 | 1.8743 | 1.2567 | 1.5328 | Analysis of PSE over-sample of RBSA data | Showers
Gas | Per Showerhead - Kits | 1.8743 | 1.2567 | 1.5328 | 1.8258 | 1.8743 | 1.2567 | 1.5328 | Analysis of PSE over-sample of RBSA data | Showers
Gas | Per Showerhead - LIW - TG | 1.8743 | 1.2567 | 1.5328 | 1.8258 | 1.8743 | 1.2567 | 1.5328 | Analysis of PSE over-sample of RBSA data | Showers
Electric | Per Fixed Showerhead - DI | 1.8743 | 1.2567 | 1.5328 | 1.6844 | 1.8743 | 1.2567 | 1.5328 | Analysis of PSE over-sample of RBSA data | Showers
Electric | Per Handheld Showerhead - DI | 1.8743 | 1.2567 | 1.5328 | 1.6844 | 1.8743 | 1.2567 | 1.5328 | Analysis of PSE over-sample of RBSA data | Showers
Electric | Per Showerhead - RP - EO | 1.8743 | 1.2567 | 1.5328 | 1.6844 | 1.8743 | 1.2567 | 1.5328 | Analysis of PSE over-sample of RBSA data | Showers
Gas | Per Showerhead - RP - GO | 1.8743 | 1.2567 | 1.5328 | 1.8258 | 1.8743 | 1.2567 | 1.5328 | Analysis of PSE over-sample of RBSA data | Showers
Electric | Per Thermostatic Restrictor - for Showerhead - RP - Res - EO | 1.8743 | 1.2567 | 1.5328 | 1.6844 | 1.8743 | 1.2567 | 1.5328 | Analysis of PSE over-sample of RBSA data | Showers
Gas | Per Thermostatic Restrictor - for Showerhead - RP - Res - GO | 1.8743 | 1.2567 | 1.5328 | 1.8258 | 1.8743 | 1.2567 | 1.5328 | Analysis of PSE over-sample of RBSA data | Showers
Electric | Per Thermostatic Restrictor Valve - MFRT - DI | 1.8743 | 1.2567 | 1.5328 | 1.6844 | 1.8743 | 1.2567 | 1.5328 | Analysis of PSE over-sample of RBSA data | Showers
Gas | Per Thermostatic Restrictor - RP - Res - GO | 1.8743 | 1.2567 | 1.5328 | 1.8258 | 1.8743 | 1.2567 | 1.5328 | Analysis of PSE over-sample of RBSA data | Showers
Electric | Per Thermostatic Restrictor - RP - Res - EO | 1.8743 | 1.2567 | 1.5328 | 1.6844 | 1.8743 | 1.2567 | 1.5328 | Analysis of PSE over-sample of RBSA data | Showers
Gas | Per Thermostatic Restrictor - Handheld - MFRT | 1.8743 | 1.2567 | 1.5328 | 1.8258 | 1.8743 | 1.2567 | 1.5328 | Analysis of PSE over-sample of RBSA data | Showers
Gas | Per Thermostatic Restrictor - MFRT | 1.8743 | 1.2567 | 1.5328 | 1.8258 | 1.8743 | 1.2567 | 1.5328 | Analysis of PSE over-sample of RBSA data | Showers
Gas | Per Thermostatic Restrictor - MFRT - Product Only | 1.8743 | 1.2567 | 1.5328 | 1.8258 | 1.8743 | 1.2567 | 1.5328 | Analysis of PSE over-sample of RBSA data | Showers
Gas | Per Thermostatic Restrictor - Handheld - MFRT - Product Only | 1.8743 | 1.2567 | 1.5328 | 1.8258 | 1.8743 | 1.2567 | 1.5328 | Analysis of PSE over-sample of RBSA data | Showers
Electric | Per Electric Line Voltage Thermostat - MFRT | 1.215 | 1.4735 | 1 | 1.2697 | 1.215 | 1.4735 | 1 | Analysis of PSE over-sample of RBSA data | Thermostats
Electric | Per Electric Line Voltage Thermostat - LIW - TE | 1.215 | 1.4735 | 1 | 1.2697 | 1.215 | 1.4735 | 1 | Analysis of PSE over-sample of RBSA data | Thermostats
Electric | Per ENERGY STAR Smart Thermostat - LIW - TE | 1 | 1 | 1 | 1 | 1 | 1 | 1 | Business case savings are per home. Default per unit to 1. | Thermostats
Gas | Per ENERGY STAR Smart Thermostat - LIW - TG | 1 | 1 | 1 | 1 | 1 | 1 | 1 | Business case savings are per home. Default per unit to 1. | Thermostats
Electric | Per Smart Electric Line Voltage Thermostat - Zonal - MFRT | 1.215 | 1.4735 | 1 | 1.2697 | 1.215 | 1.4735 | 1 | Analysis of PSE over-sample of RBSA data | Thermostats
Electric | Per Smart Electric Line Voltage Thermostat - Zonal - MFRT - MI | 1.215 | 1.4735 | 1 | 1.2697 | 1.215 | 1.4735 | 1 | Analysis of PSE over-sample of RBSA data | Thermostats
Electric | Per Smart Electric Line Voltage Thermostat - Zonal and DHP - MFRT | 1.215 | 1.4735 | 1 | 1.2697 | 1.215 | 1.4735 | 1 | Analysis of PSE over-sample of RBSA data | Thermostats
Electric | Per Smart Thermostat - Res | 1 | 1 | 1 | 1 | 1 | 1 | 1 | Business case savings are per home. Default per unit to 1. | Thermostats
Electric | Per Smart Thermostat - Res - MI | 1 | 1 | 1 | 1 | 1 | 1 | 1 | Business case savings are per home. Default per unit to 1. | Thermostats
Electric | Per Heat Pump Water Heater - LIW | 1 | 1 | 1 | 1 | 1 | 1 | 1 | Accounted for in end use saturation
Electric | Per Heat Pump Water Heater - EH | 1 | 1 | 1 | 1 | 1 | 1 | 1 | Accounted for in end use saturation
Electric | Per Heat Pump Water Heater - EH - MI | 1 | 1 | 1 | 1 | 1 | 1 | 1 | Accounted for in end use saturation
Gas | Per Gas Water Heater - Res | 1 | 1 | 1 | 1 | 1 | 1 | 1 | Accounted for in end use saturation
Gas | Per Gas Water Heater - Res - MI | 1 | 1 | 1 | 1 | 1 | 1 | 1 | Accounted for in end use saturation
Gas | Per Gas Water Heater - LIW - TG | 1 | 1 | 1 | 1 | 1 | 1 | 1 | Accounted for in end use saturation
Electric | Per New Home - SFNC | 1 | 1 | 1 | 1 | 1 | 1 | 1 | One per home
Electric | Per New Home - MHNC | 1 | 1 | 1 | 1 | 1 | 1 | 1 | One per home
Electric | Per New Home - Double-Wide - LIW | 1 | 1 | 1 | 1 | 1 | 1 | 1 | One per home
Electric | Per New Home - Single-Wide - LIW | 1 | 1 | 1 | 1 | 1 | 1 | 1 | One per home
Electric | Per Home - Ventilation - Whole House - LIW | 1 | 1 | 1 | 1 | 1 | 1 | 1 | One per home
Electric | Per Residential Home with CAC | 1 | 1 | 1 | 1 | 1 | 1 | 1 | Accounted for in end use saturation
Electric | Per Residential Home with ASHP | 1 | 1 | 1 | 1 | 1 | 1 | 1 | Accounted for in end use saturation
Electric | Per Residential Home with RAC | 1 | 1 | 1 | 1 | 1 | 1 | 1 | Accounted for in end use saturation

## Res End Use Saturations
End Use Saturations - Electric Customers | 66.14% | 26.92% | 6.944% |  |  |  |  | End Use Saturations - Gas Customers | 92.02% | 7.696% | 0.2863%
End Use | Single Family | Multifamily | Manufactured | All Residential | Single Family LI | Multifamily LI | Manufactured LI | End Use | Single Family | Multifamily | Manufactured | All Residential | Single Family LI | Multifamily LI | Manufactured LI
Central AC | 10.65% | 1.866% | 2.258% | 7.702% | 10.65% | 1.866% | 2.258% | Clothes Washer | 96.54% | 82.37% | 100% | 95.45% | 96.54% | 82.37% | 100%
Clothes Washer | 95.77% | 78.43% | 95.39% | 91.08% | 95.77% | 78.43% | 95.39% | Gas Boiler | 3.697% | 2.067% | 0% | 3.561% | 3.697% | 2.067% | 0%
Ductless Heat Pump | 2.863% | 0.5025% | 4.543% | 2.344% | 2.863% | 0.5025% | 4.543% | Gas Dryer | 16.93% | 8.892% | 79.16% | 16.49% | 16.93% | 8.892% | 79.16%
Electric Dryer | 79.87% | 75.19% | 85.56% | 79.01% | 79.87% | 75.19% | 85.56% | Gas Furnace Heat | 75.58% | 36.79% | 88.1% | 72.63% | 75.58% | 36.79% | 88.1%
Electric Furnace Heat | 7.253% | 6.661% | 43.95% | 9.642% | 7.253% | 6.661% | 43.95% | Gas Furnace Heat with CAC | 12.15% | 5.341% | 4.974% | 11.6% | 12.15% | 5.341% | 4.974%
Electric Zonal Heat or Ductless Heat Pump | 14.92% | 67.6% | 10.12% | 28.77% | 14.92% | 67.6% | 10.12% | Gas Furnace Heat without CAC | 63.43% | 31.45% | 83.12% | 61.03% | 63.43% | 31.45% | 83.12%
Electric Furnace Heat with CAC | 1.28% | 0.4921% | 0.619% | 1.022% | 1.28% | 0.4921% | 0.619% | Gas Heat | 79.28% | 38.85% | 88.1% | 76.19% | 79.28% | 38.85% | 88.1%
Electric Furnace Heat without CAC | 5.973% | 6.169% | 43.33% | 8.62% | 5.973% | 6.169% | 43.33% | Gas Oven | 30.26% | 34.44% | 74.67% | 30.71% | 30.26% | 34.44% | 74.67%
Electric Heat | 31.51% | 75.29% | 65.62% | 45.66% | 31.51% | 75.29% | 65.62% | Gas Water Heat | 72.97% | 45.46% | 83.15% | 70.88% | 72.97% | 45.46% | 83.15%
Electric Oven | 68.7% | 82.6% | 82% | 73.37% | 68.7% | 82.6% | 82% | Pool Heat | 0.5907% | 0% | 0% | 0.5436% | 0.5907% | 0% | 0%
Electric Vehicle | 1.852% | 0.2131% | 0.0663% | 1.287% | 1.852% | 0.2131% | 0.0663% | Pool Pump | 1.53% | 0% | 0% | 1.408% | 1.53% | 0% | 0%
Electric Water Heat | 29.91% | 46.45% | 66.64% | 36.91% | 29.91% | 46.45% | 66.64% | Ventilation | 84.87% | 91.58% | 46.93% | 85.28% | 84.87% | 91.58% | 46.93%
Electric Zonal Heat | 12.05% | 67.1% | 5.579% | 26.42% | 12.05% | 67.1% | 5.579% | Whole Home | 100% | 100% | 100% | 100% | 100% | 100% | 100%
Freezer | 40.93% | 9.109% | 47.61% | 32.83% | 40.93% | 9.109% | 47.61%
Heat Pump | 9.34% | 1.025% | 11.55% | 7.256% | 9.34% | 1.025% | 11.55%
Lighting | 100% | 100% | 100% | 100% | 100% | 100% | 100%
Microwave | 94.52% | 89.08% | 92.41% | 92.91% | 94.52% | 89.08% | 92.41%
Pool Heat | 0.176% | 0.2672% | 0% | 0.1884% | 0.176% | 0.2672% | 0%
Pool Pump | 2.386% | 0.2672% | 1.386% | 1.746% | 2.386% | 0.2672% | 1.386%
Power Strip | 115.5% | 78.38% | 26.89% | 99.32% | 115.5% | 78.38% | 26.89%
Refrigerator Primary | 100% | 100% | 100% | 100% | 100% | 100% | 100%
Refrigerator Secondary | 56.86% | 8.673% | 42.39% | 42.88% | 56.86% | 8.673% | 42.39%
Room AC | 6.712% | 8.665% | 19.84% | 8.149% | 6.712% | 8.665% | 19.84%
Ventilation | 70% | 14.89% | 68.99% | 55.1% | 70% | 14.89% | 68.99%
Whole Home | 100% | 100% | 100% | 100% | 100% | 100% | 100%

## Gas Units
Sector | SegmentVintage | Segment | Vintage | Forecast Units | 2022 | 2023 | 2024 | 2025 | 2026 | 2027 | 2028 | 2029 | 2030 | 2031 | 2032 | 2033 | 2034 | 2035 | 2036 | 2037 | 2038 | 2039 | 2040 | 2041
Residential | Single FamilyNew | Single Family | New | Buildings | 9668.8304 | 9635.605 | 9530.581 | 9435.0461 | 9360.1546 | 9340.4155 | 9349.0582 | 9342.3016 | 9328.651 | 9328.3934 | 9325.3549 | 9272.199 | 9242.0567 | 9186.8247 | 9130.4848 | 9065.02 | 9019.3618 | 8977.7547 | 8942.778 | 8901.3254
Residential | Single Family LINew | Single Family LI | New | Buildings | 965.6929 | 962.3745 | 951.885 | 942.3433 | 934.8634 | 932.8919 | 933.7551 | 933.0803 | 931.7169 | 931.6911 | 931.3876 | 926.0786 | 923.0681 | 917.5517 | 911.9246 | 905.3862 | 900.826 | 896.6704 | 893.1771 | 889.0369
Residential | MultifamilyNew | Multifamily | New | Buildings | 816.4318 | 813.6262 | 804.758 | 796.6911 | 790.3673 | 788.7006 | 789.4303 | 788.8598 | 787.7072 | 787.6854 | 787.4288 | 782.9404 | 780.3952 | 775.7314 | 770.9741 | 765.4463 | 761.5909 | 758.0776 | 755.1242 | 751.624
Residential | Multifamily LINew | Multifamily LI | New | Buildings | 116.5564 | 115.7469 | 114.397 | 113.1254 | 112.017 | 111.3345 | 110.8739 | 110.3019 | 109.6832 | 109.1722 | 108.6457 | 107.7433 | 107.0216 | 106.1143 | 105.2041 | 104.2298 | 103.4115 | 102.6293 | 101.9028 | 101.1321
Residential | ManufacturedNew | Manufactured | New | Buildings | 24.6831 | 24.5929 | 24.2851 | 24.0061 | 23.7896 | 23.7401 | 23.7767 | 23.7666 | 23.7355 | 23.745 | 23.7461 | 23.5952 | 23.5141 | 23.357 | 23.1964 | 23.0082 | 22.88 | 22.764 | 22.6681 | 22.5526
Residential | Manufactured LINew | Manufactured LI | New | Buildings | 3.1325 | 3.1211 | 3.082 | 3.0466 | 3.0191 | 3.0128 | 3.0175 | 3.0162 | 3.0123 | 3.0135 | 3.0136 | 2.9945 | 2.9842 | 2.9642 | 2.9438 | 2.92 | 2.9037 | 2.889 | 2.8768 | 2.8621
Residential | Single FamilyExisting | Single Family | Existing | Buildings | 668917.7148 | 667398.7489 | 665883.2323 | 664371.1571 | 662862.5155 | 661357.2997 | 659855.5019 | 658357.1144 | 656862.1294 | 655370.5391 | 653882.336 | 652397.5122 | 650916.0601 | 649437.9721 | 647963.2405 | 646491.8577 | 645023.8161 | 643559.108 | 642097.726 | 640639.6625
Residential | Single Family LIExisting | Single Family LI | Existing | Buildings | 66809.2654 | 66657.5537 | 66506.1866 | 66355.1631 | 66204.4826 | 66054.1443 | 65904.1474 | 65754.4911 | 65605.1746 | 65456.1972 | 65307.5581 | 65159.2565 | 65011.2917 | 64863.6629 | 64716.3694 | 64569.4103 | 64422.7849 | 64276.4925 | 64130.5323 | 63984.9036
Residential | MultifamilyExisting | Multifamily | Existing | Buildings | 56482.9705 | 56354.708 | 56226.7367 | 56099.056 | 55971.6653 | 55844.5638 | 55717.751 | 55591.2261 | 55464.9886 | 55339.0377 | 55213.3728 | 55087.9933 | 54962.8985 | 54838.0878 | 54713.5605 | 54589.316 | 54465.3536 | 54341.6727 | 54218.2726 | 54095.1528
Residential | Multifamily LIExisting | Multifamily LI | Existing | Buildings | 5049.1131 | 4995.1533 | 4941.7702 | 4888.9575 | 4836.7093 | 4785.0195 | 4733.882 | 4683.2911 | 4633.2408 | 4583.7254 | 4534.7392 | 4486.2765 | 4438.3318 | 4390.8994 | 4343.9739 | 4297.5499 | 4251.622 | 4206.185 | 4161.2336 | 4116.7625
Residential | ManufacturedExisting | Manufactured | Existing | Buildings | 2031.3903 | 2031.3903 | 2031.3903 | 2031.3903 | 2031.3903 | 2031.3903 | 2031.3903 | 2031.3903 | 2031.3903 | 2031.3903 | 2031.3903 | 2031.3903 | 2031.3903 | 2031.3903 | 2031.3903 | 2031.3903 | 2031.3903 | 2031.3903 | 2031.3903 | 2031.3903
Residential | Manufactured LIExisting | Manufactured LI | Existing | Buildings | 257.8022 | 257.8022 | 257.8022 | 257.8022 | 257.8022 | 257.8022 | 257.8022 | 257.8022 | 257.8022 | 257.8022 | 257.8022 | 257.8022 | 257.8022 | 257.8022 | 257.8022 | 257.8022 | 257.8022 | 257.8022 | 257.8022 | 257.8022
Commercial | Large OffNew | Large Off | New | Millions SqFt | 2.3344 | 3.0134 | 2.3752 | 1.4472 | 1.209 | 1.1423 | 1.1171 | 1.3173 | 1.4016 | 1.5268 | 1.3265 | 1.43 | 1.3574 | 1.4152 | 1.3219 | 1.4177 | 1.3402 | 1.4751 | 1.4344 | 1.6298
Commercial | Medium OffNew | Medium Off | New | Millions SqFt | 1.2457 | 1.6081 | 1.2675 | 0.77229 | 0.64517 | 0.60955 | 0.59613 | 0.70296 | 0.74793 | 0.81475 | 0.70788 | 0.76311 | 0.72435 | 0.75518 | 0.70539 | 0.75654 | 0.71519 | 0.78714 | 0.76543 | 0.86972
Commercial | Small OffNew | Small Off | New | Millions SqFt | 0.8622 | 1.113 | 0.87728 | 0.53453 | 0.44654 | 0.42189 | 0.4126 | 0.48654 | 0.51767 | 0.56391 | 0.48995 | 0.52817 | 0.50135 | 0.52269 | 0.48822 | 0.52362 | 0.495 | 0.54481 | 0.52978 | 0.60196
Commercial | XLarge RetNew | XLarge Ret | New | Millions SqFt | 0.58456 | 0.74099 | 0.59329 | 0.3787 | 0.32335 | 0.30761 | 0.30146 | 0.34735 | 0.36647 | 0.39505 | 0.34849 | 0.37205 | 0.35496 | 0.36797 | 0.34611 | 0.36792 | 0.34971 | 0.38053 | 0.37082 | 0.41563
Commercial | Large RetNew | Large Ret | New | Millions SqFt | 0.71274 | 0.90347 | 0.72339 | 0.46174 | 0.39426 | 0.37506 | 0.36757 | 0.42351 | 0.44683 | 0.48168 | 0.4249 | 0.45364 | 0.43279 | 0.44866 | 0.422 | 0.4486 | 0.4264 | 0.46397 | 0.45214 | 0.50677
Commercial | Medium RetNew | Medium Ret | New | Millions SqFt | 1.0564 | 1.3392 | 1.0722 | 0.6844 | 0.58438 | 0.55592 | 0.54483 | 0.62775 | 0.66231 | 0.71396 | 0.62981 | 0.6724 | 0.6415 | 0.66503 | 0.62551 | 0.66493 | 0.63202 | 0.68771 | 0.67017 | 0.75115
Commercial | Small RetNew | Small Ret | New | Millions SqFt | 0.2159 | 0.27368 | 0.21913 | 0.13987 | 0.11943 | 0.11361 | 0.11134 | 0.12829 | 0.13535 | 0.14591 | 0.12871 | 0.13742 | 0.1311 | 0.13591 | 0.12783 | 0.13589 | 0.12916 | 0.14055 | 0.13696 | 0.15351
Commercial | School K-12New | School K-12 | New | Millions SqFt | 1.1903 | 1.5542 | 1.2128 | 0.71626 | 0.58902 | 0.55358 | 0.54042 | 0.64789 | 0.69331 | 0.76064 | 0.65372 | 0.70942 | 0.67082 | 0.70204 | 0.65237 | 0.70398 | 0.66278 | 0.73525 | 0.71376 | 0.81867
Commercial | UniversityNew | University | New | Millions SqFt | 0.20676 | 0.26891 | 0.21057 | 0.12572 | 0.10396 | 0.097892 | 0.095628 | 0.11397 | 0.12172 | 0.13321 | 0.11493 | 0.12443 | 0.11782 | 0.12314 | 0.11464 | 0.12344 | 0.11639 | 0.12875 | 0.12507 | 0.14298
Commercial | WarehouseNew | Warehouse | New | Millions SqFt | 3.0562 | 3.8692 | 3.1013 | 1.9857 | 1.6979 | 1.6159 | 1.5838 | 1.8221 | 1.9214 | 2.0697 | 1.8276 | 1.9499 | 1.8609 | 1.9284 | 1.8146 | 1.9278 | 1.833 | 1.9931 | 1.9425 | 2.1752
Commercial | SupermarketNew | Supermarket | New | Millions SqFt | 0.63461 | 0.80341 | 0.64397 | 0.41232 | 0.35255 | 0.33552 | 0.32886 | 0.37835 | 0.39896 | 0.42977 | 0.37948 | 0.40489 | 0.3864 | 0.40042 | 0.37679 | 0.4003 | 0.38061 | 0.41384 | 0.40334 | 0.45167
Commercial | MiniMartNew | MiniMart | New | Millions SqFt | 0.020183 | 0.026249 | 0.020554 | 0.012272 | 0.010148 | 0.0095557 | 0.0093347 | 0.011126 | 0.011882 | 0.013003 | 0.011218 | 0.012146 | 0.011501 | 0.01202 | 0.01119 | 0.012049 | 0.011361 | 0.012568 | 0.012208 | 0.013957
Commercial | RestaurantNew | Restaurant | New | Millions SqFt | 0.98464 | 1.1992 | 0.99205 | 0.6921 | 0.61306 | 0.58895 | 0.57819 | 0.6396 | 0.66393 | 0.7014 | 0.63467 | 0.66523 | 0.63942 | 0.65539 | 0.623 | 0.65121 | 0.62395 | 0.66469 | 0.64926 | 0.70946
Commercial | LodgingNew | Lodging | New | Millions SqFt | 0.56522 | 0.72363 | 0.57449 | 0.35768 | 0.30192 | 0.28621 | 0.2802 | 0.32681 | 0.34636 | 0.37546 | 0.32858 | 0.35261 | 0.33553 | 0.34889 | 0.32698 | 0.34923 | 0.33101 | 0.36237 | 0.35275 | 0.39826
Commercial | HospitalNew | Hospital | New | Millions SqFt | 0.2032 | 0.25898 | 0.2064 | 0.12998 | 0.11031 | 0.10474 | 0.10259 | 0.11898 | 0.12584 | 0.13606 | 0.11952 | 0.12795 | 0.1219 | 0.12658 | 0.11883 | 0.12664 | 0.1202 | 0.13122 | 0.1278 | 0.1438
Commercial | Residential CareNew | Residential Care | New | Millions SqFt | 0.62426 | 0.79563 | 0.6341 | 0.39933 | 0.33889 | 0.32178 | 0.31519 | 0.36554 | 0.38661 | 0.41802 | 0.36718 | 0.3931 | 0.37452 | 0.38889 | 0.36508 | 0.38908 | 0.36927 | 0.40312 | 0.39262 | 0.44179
Commercial | AssemblyNew | Assembly | New | Millions SqFt | 1.0028 | 1.2727 | 1.018 | 0.64783 | 0.55242 | 0.5253 | 0.51476 | 0.59395 | 0.62699 | 0.67634 | 0.59606 | 0.63676 | 0.60732 | 0.62982 | 0.59215 | 0.62982 | 0.59846 | 0.65166 | 0.63496 | 0.7123
Commercial | OtherNew | Other | New | Millions SqFt | 3.4353 | 4.184 | 3.4611 | 2.4147 | 2.1389 | 2.0548 | 2.0172 | 2.2315 | 2.3164 | 2.4471 | 2.2143 | 2.3209 | 2.2309 | 2.2866 | 2.1736 | 2.272 | 2.1769 | 2.319 | 2.2652 | 2.4752
Commercial | Large OffExisting | Large Off | Existing | Millions SqFt | 123.0607 | 122.6915 | 122.3235 | 121.9565 | 121.5906 | 121.2259 | 120.8622 | 120.4996 | 120.1381 | 119.7777 | 119.4183 | 119.0601 | 118.7029 | 118.3468 | 117.9918 | 117.6378 | 117.2849 | 116.933 | 116.5822 | 116.2325
Commercial | Medium OffExisting | Medium Off | Existing | Millions SqFt | 65.6698 | 65.4728 | 65.2763 | 65.0805 | 64.8853 | 64.6906 | 64.4965 | 64.3031 | 64.1101 | 63.9178 | 63.7261 | 63.5349 | 63.3443 | 63.1542 | 62.9648 | 62.7759 | 62.5876 | 62.3998 | 62.2126 | 62.026
Commercial | Small OffExisting | Small Off | Existing | Millions SqFt | 45.4521 | 45.3158 | 45.1798 | 45.0443 | 44.9091 | 44.7744 | 44.6401 | 44.5062 | 44.3727 | 44.2395 | 44.1068 | 43.9745 | 43.8426 | 43.711 | 43.5799 | 43.4492 | 43.3188 | 43.1889 | 43.0593 | 42.9301
Commercial | XLarge RetExisting | XLarge Ret | Existing | Millions SqFt | 28.3665 | 28.236 | 28.1061 | 27.9768 | 27.8481 | 27.72 | 27.5925 | 27.4656 | 27.3392 | 27.2135 | 27.0883 | 26.9637 | 26.8396 | 26.7162 | 26.5933 | 26.471 | 26.3492 | 26.228 | 26.1073 | 25.9872
Commercial | Large RetExisting | Large Ret | Existing | Millions SqFt | 34.5866 | 34.4275 | 34.2692 | 34.1115 | 33.9546 | 33.7984 | 33.6429 | 33.4882 | 33.3341 | 33.1808 | 33.0282 | 32.8762 | 32.725 | 32.5745 | 32.4246 | 32.2755 | 32.127 | 31.9792 | 31.8321 | 31.6857
Commercial | Medium RetExisting | Medium Ret | Existing | Millions SqFt | 51.2656 | 51.0297 | 50.795 | 50.5614 | 50.3288 | 50.0973 | 49.8668 | 49.6374 | 49.4091 | 49.1818 | 48.9556 | 48.7304 | 48.5062 | 48.2831 | 48.061 | 47.8399 | 47.6198 | 47.4008 | 47.1827 | 46.9657
Commercial | Small RetExisting | Small Ret | Existing | Millions SqFt | 10.4769 | 10.4287 | 10.3808 | 10.333 | 10.2855 | 10.2382 | 10.1911 | 10.1442 | 10.0975 | 10.0511 | 10.0048 | 9.9588 | 9.913 | 9.8674 | 9.822 | 9.7768 | 9.7319 | 9.6871 | 9.6425 | 9.5982
Commercial | School K-12Existing | School K-12 | Existing | Millions SqFt | 65.945 | 65.8065 | 65.6684 | 65.5304 | 65.3928 | 65.2555 | 65.1185 | 64.9817 | 64.8453 | 64.7091 | 64.5732 | 64.4376 | 64.3023 | 64.1672 | 64.0325 | 63.898 | 63.7638 | 63.6299 | 63.4963 | 63.363
Commercial | UniversityExisting | University | Existing | Millions SqFt | 11.2634 | 11.2364 | 11.2094 | 11.1825 | 11.1557 | 11.1289 | 11.1022 | 11.0755 | 11.0489 | 11.0224 | 10.996 | 10.9696 | 10.9433 | 10.917 | 10.8908 | 10.8647 | 10.8386 | 10.8126 | 10.7866 | 10.7607
Commercial | WarehouseExisting | Warehouse | Existing | Millions SqFt | 147.4275 | 146.7316 | 146.0391 | 145.3498 | 144.6637 | 143.9809 | 143.3013 | 142.6249 | 141.9517 | 141.2817 | 140.6149 | 139.9512 | 139.2906 | 138.6331 | 137.9788 | 137.3275 | 136.6794 | 136.0342 | 135.3921 | 134.7531
Commercial | SupermarketExisting | Supermarket | Existing | Millions SqFt | 30.6124 | 30.4679 | 30.3241 | 30.181 | 30.0385 | 29.8967 | 29.7556 | 29.6152 | 29.4754 | 29.3363 | 29.1978 | 29.06 | 28.9228 | 28.7863 | 28.6504 | 28.5152 | 28.3806 | 28.2467 | 28.1133 | 27.9806
Commercial | MiniMartExisting | MiniMart | Existing | Millions SqFt | 1.0995 | 1.0968 | 1.0942 | 1.0916 | 1.089 | 1.0863 | 1.0837 | 1.0811 | 1.0785 | 1.076 | 1.0734 | 1.0708 | 1.0682 | 1.0657 | 1.0631 | 1.0606 | 1.058 | 1.0555 | 1.0529 | 1.0504
Commercial | RestaurantExisting | Restaurant | Existing | Millions SqFt | 39.1679 | 38.8154 | 38.4661 | 38.1199 | 37.7768 | 37.4368 | 37.0999 | 36.766 | 36.4351 | 36.1072 | 35.7822 | 35.4602 | 35.141 | 34.8248 | 34.5113 | 34.2007 | 33.8929 | 33.5879 | 33.2856 | 32.986
Commercial | LodgingExisting | Lodging | Existing | Millions SqFt | 28.7127 | 28.6065 | 28.5007 | 28.3952 | 28.2901 | 28.1855 | 28.0812 | 27.9773 | 27.8738 | 27.7706 | 27.6679 | 27.5655 | 27.4635 | 27.3619 | 27.2607 | 27.1598 | 27.0593 | 26.9592 | 26.8594 | 26.7601
Commercial | HospitalExisting | Hospital | Existing | Millions SqFt | 10.1119 | 10.0704 | 10.0291 | 9.988 | 9.9471 | 9.9063 | 9.8657 | 9.8252 | 9.7849 | 9.7448 | 9.7049 | 9.6651 | 9.6255 | 9.586 | 9.5467 | 9.5075 | 9.4686 | 9.4297 | 9.3911 | 9.3526
Commercial | Residential CareExisting | Residential Care | Existing | Millions SqFt | 31.0658 | 30.9384 | 30.8115 | 30.6852 | 30.5594 | 30.4341 | 30.3093 | 30.1851 | 30.0613 | 29.938 | 29.8153 | 29.6931 | 29.5713 | 29.4501 | 29.3293 | 29.2091 | 29.0893 | 28.9701 | 28.8513 | 28.733
Commercial | AssemblyExisting | Assembly | Existing | Millions SqFt | 48.9381 | 48.7185 | 48.4999 | 48.2823 | 48.0657 | 47.85 | 47.6353 | 47.4216 | 47.2089 | 46.997 | 46.7862 | 46.5763 | 46.3673 | 46.1593 | 45.9522 | 45.746 | 45.5407 | 45.3364 | 45.133 | 44.9305
Commercial | OtherExisting | Other | Existing | Millions SqFt | 136.6525 | 135.4226 | 134.2038 | 132.996 | 131.799 | 130.6128 | 129.4373 | 128.2724 | 127.1179 | 125.9738 | 124.8401 | 123.7165 | 122.6031 | 121.4996 | 120.4061 | 119.3225 | 118.2486 | 117.1843 | 116.1297 | 115.0845
Industrial | Mechanical PulpExisting | Mechanical Pulp | Existing | Consumption (Therms) | 3262019.236 | 3241818.3028 | 3215847.6322 | 3193703.4627 | 3168896.6514 | 3144212.6457 | 3117144.9227 | 3095466.4148 | 3071235.2625 | 3046894.4132 | 3019988.1448 | 2998205.2344 | 2973859.4994 | 2949161.3883 | 2922144.2044 | 2900014.9901 | 2875518.5609 | 2851106.3838 | 2824372.9483 | 2802348.6355
Industrial | Kraft PulpExisting | Kraft Pulp | Existing | Consumption (Therms) | 0 | 0 | 0 | 0 | 0 | 0 | 0 | 0 | 0 | 0 | 0 | 0 | 0 | 0 | 0 | 0 | 0 | 0 | 0 | 0
Industrial | PaperExisting | Paper | Existing | Consumption (Therms) | 162252.1535 | 161247.3633 | 159955.5876 | 158854.1412 | 157620.2556 | 156392.4784 | 155046.1355 | 153967.8511 | 152762.5986 | 151551.8899 | 150213.5777 | 149130.1003 | 147919.1486 | 146690.6697 | 145346.8406 | 144246.1381 | 143027.6909 | 141813.4343 | 140483.7188 | 139388.2341
Industrial | FoundriesExisting | Foundries | Existing | Consumption (Therms) | 1383639.5152 | 1375070.9546 | 1364055.0643 | 1354662.2478 | 1344140.0277 | 1333669.8977 | 1322188.6744 | 1312993.376 | 1302715.3312 | 1292390.7566 | 1280978.0171 | 1271738.4346 | 1261411.7877 | 1250935.6746 | 1239475.8883 | 1230089.4153 | 1219698.849 | 1209344.0195 | 1198004.5898 | 1188662.6126
Industrial | Food - Frozen Existing | Food - Frozen | Existing | Consumption (Therms) | 239459.2458 | 237976.3299 | 236069.8674 | 234444.3018 | 232623.2763 | 230811.2657 | 228824.2705 | 227232.8884 | 225454.121 | 223667.3009 | 221692.1579 | 220093.1117 | 218305.933 | 216492.887 | 214509.6018 | 212885.134 | 211086.8931 | 209294.837 | 207332.3813 | 205715.6142
Industrial | Food - Other Existing | Food - Other | Existing | Consumption (Therms) | 1938091.2477 | 1926089.0954 | 1910658.9198 | 1897502.216 | 1882763.5341 | 1868097.8157 | 1852015.8391 | 1839135.8027 | 1824739.142 | 1810277.3061 | 1794291.2559 | 1781349.19 | 1766884.4512 | 1752210.3523 | 1736158.4029 | 1723010.5845 | 1708456.3126 | 1693952.0981 | 1678068.7345 | 1664983.2421
Industrial | Wood - LumberExisting | Wood - Lumber | Existing | Consumption (Therms) | 261125.0625 | 259507.9752 | 257429.0197 | 255656.376 | 253670.5876 | 251694.6297 | 249527.855 | 247792.4876 | 245852.7807 | 243904.2926 | 241750.4423 | 240006.7175 | 238057.8383 | 236080.7513 | 233918.0222 | 232146.5757 | 230185.6334 | 228231.4355 | 226091.4205 | 224328.3714
Industrial | Wood - PanelExisting | Wood - Panel | Existing | Consumption (Therms) | 36113.7886 | 35890.1443 | 35602.6232 | 35357.4653 | 35082.8293 | 34809.5528 | 34509.8863 | 34269.8837 | 34001.6208 | 33732.1435 | 33434.2644 | 33193.106 | 32923.5745 | 32650.1419 | 32351.0349 | 32106.0425 | 31834.8428 | 31564.5758 | 31268.6101 | 31024.7791
Industrial | Wood - OtherExisting | Wood - Other | Existing | Consumption (Therms) | 139662.5502 | 138797.6522 | 137685.7243 | 136737.6272 | 135675.5297 | 134618.69 | 133459.7921 | 132531.6322 | 131494.1814 | 130452.0339 | 129300.0486 | 128367.4187 | 127325.062 | 126267.6185 | 125110.8844 | 124163.4276 | 123114.619 | 122069.4176 | 120924.8322 | 119981.8666
Industrial | SugarExisting | Sugar | Existing | Consumption (Therms) | 23164.9271 | 23021.4721 | 22837.0438 | 22679.789 | 22503.6257 | 22328.3346 | 22136.1156 | 21982.1677 | 21810.0924 | 21637.2381 | 21446.1658 | 21291.4765 | 21118.5875 | 20943.1961 | 20751.3361 | 20594.1875 | 20420.2284 | 20246.8676 | 20057.0226 | 19900.619
Industrial | Hi Tech - Chip FabricationExisting | Hi Tech - Chip Fabrication | Existing | Consumption (Therms) | 96368.9417 | 95772.1511 | 95004.9067 | 94350.7075 | 93617.8467 | 92888.6139 | 92088.9595 | 91448.5173 | 90732.663 | 90013.5679 | 89218.6834 | 88575.1569 | 87855.9175 | 87126.2679 | 86328.1067 | 85674.3493 | 84950.658 | 84229.4558 | 83439.6772 | 82789.0189
Industrial | Hi Tech - SiliconExisting | Hi Tech - Silicon | Existing | Consumption (Therms) | 8652.9383 | 8599.3526 | 8530.462 | 8471.7216 | 8405.9183 | 8340.4407 | 8268.64 | 8211.1348 | 8146.8585 | 8082.2912 | 8010.9187 | 7953.1367 | 7888.5564 | 7823.0414 | 7751.3747 | 7692.674 | 7627.694 | 7562.9375 | 7492.0235 | 7433.6011
Industrial | Metal FabricationExisting | Metal Fabrication | Existing | Consumption (Therms) | 743281.7269 | 738678.7545 | 732761.0932 | 727715.3361 | 722062.8711 | 716438.3886 | 710270.7536 | 705331.1019 | 699809.8062 | 694263.5151 | 688132.6691 | 683169.2283 | 677621.8239 | 671994.1272 | 665838.0081 | 660795.6587 | 655213.9172 | 649651.3733 | 643559.9089 | 638541.4623
Industrial | Transportation EquipmentExisting | Transportation Equipment | Existing | Consumption (Therms) | 4317969.5316 | 4291229.3417 | 4256851.6889 | 4227539.2164 | 4194702.1766 | 4162027.696 | 4126197.8634 | 4097501.792 | 4065426.7582 | 4033206.5173 | 3997590.4039 | 3968756.1339 | 3936529.4256 | 3903836.2735 | 3868073.3401 | 3838780.6638 | 3806354.4802 | 3774039.822 | 3738652.4893 | 3709498.6722
Industrial | RefineryExisting | Refinery | Existing | Consumption (Therms) | 828968.4204 | 823834.8101 | 817234.9514 | 811607.5115 | 805303.4214 | 799030.5396 | 792151.8899 | 786642.7874 | 780484.988 | 774299.3116 | 767461.692 | 761926.0579 | 755739.1399 | 749462.6735 | 742596.8672 | 736973.2278 | 730748.0143 | 724544.2116 | 717750.5135 | 712153.5324
Industrial | Cold StorageExisting | Cold Storage | Existing | Consumption (Therms) | 5019.0706 | 4987.9886 | 4948.0291 | 4913.9573 | 4875.7885 | 4837.8088 | 4796.1613 | 4762.8059 | 4725.5229 | 4688.0711 | 4646.6721 | 4613.156 | 4575.6967 | 4537.6952 | 4496.1255 | 4462.0767 | 4424.3855 | 4386.824 | 4345.6909 | 4311.8034
Industrial | Fruit StorageExisting | Fruit Storage | Existing | Consumption (Therms) | 11.3326 | 11.2624 | 11.1722 | 11.0953 | 11.0091 | 10.9233 | 10.8293 | 10.754 | 10.6698 | 10.5852 | 10.4918 | 10.4161 | 10.3315 | 10.2457 | 10.1518 | 10.075 | 9.9899 | 9.905 | 9.8122 | 9.7357
Industrial | ChemicalExisting | Chemical | Existing | Consumption (Therms) | 236046.1122 | 234584.333 | 232705.0443 | 231102.6488 | 229307.5792 | 227521.3961 | 225562.7226 | 223994.0232 | 222240.6095 | 220479.2579 | 218532.2675 | 216956.0134 | 215194.3082 | 213407.1045 | 211452.088 | 209850.7747 | 208078.165 | 206311.6519 | 204377.1681 | 202783.4456
Industrial | Miscellaneous ManufacturingExisting | Miscellaneous Manufacturing | Existing | Consumption (Therms) | 11615704.879 | 11543771.4962 | 11451292.6898 | 11372439.6484 | 11284105.2217 | 11196208.0928 | 11099822.7991 | 11022627.9293 | 10936343.3633 | 10849668.1779 | 10753857.8071 | 10676291.1712 | 10589598.5882 | 10501651.2314 | 10405445.9022 | 10326646.1145 | 10239416.9258 | 10152487.7497 | 10057292.8184 | 9978866.5738
Residential | EVExisting | EV | Existing | 1000 Cars
Streetlighting | StreetlightingExisting | Streetlighting | Existing | Streetlight
Streetlighting | StreetlightingNew | Streetlighting | New | Streetlight
Residential | All ResidentialNew | All Residential | New | Buildings | 11595.3271 | 11555.0665 | 11428.9882 | 11314.2586 | 11224.211 | 11200.0954 | 11209.9117 | 11201.3263 | 11184.506 | 11183.7006 | 11179.5767 | 11115.5509 | 11079.0398 | 11012.5433 | 10944.728 | 10866.0104 | 10810.9739 | 10760.785 | 10718.527 | 10668.5331
Residential | All ResidentialExisting | All Residential | Existing | Buildings | 799548.2563 | 797695.3564 | 795847.1183 | 794003.5263 | 792164.5653 | 790330.2199 | 788500.4749 | 786675.3152 | 784854.7259 | 783038.692 | 781227.1987 | 779420.2311 | 777617.7747 | 775819.8147 | 774026.3368 | 772237.3264 | 770452.7691 | 768672.6508 | 766896.9571 | 765125.674
Commercial | All CommercialNew | All Commercial | New | Millions SqFt | 18.9355 | 23.9479 | 19.2034 | 12.3126 | 10.5312 | 10.0201 | 9.8172 | 11.2835 | 11.8915 | 12.8028 | 11.3034 | 12.0542 | 11.5004 | 11.9128 | 11.2061 | 11.9008 | 11.3116 | 12.2953 | 11.9791 | 13.4119
Commercial | All CommercialExisting | All Commercial | Existing | Millions SqFt | 909.8748 | 905.5132 | 901.1769 | 896.8658 | 892.5798 | 888.3186 | 884.0821 | 879.8702 | 875.6826 | 871.5192 | 867.3798 | 863.2643 | 859.1725 | 855.1042 | 851.0593 | 847.0376 | 843.039 | 839.0633 | 835.1103 | 831.1799
Commercial | Indoor Agriculture Tier 1Existing | Indoor Agriculture Tier 1 | Existing | Facilities | 69 | 69 | 69 | 69 | 69 | 69 | 69 | 69 | 69 | 69 | 69 | 69 | 69 | 69 | 69 | 69 | 69 | 69 | 69 | 69
Commercial | Indoor Agriculture Tier 2Existing | Indoor Agriculture Tier 2 | Existing | Facilities | 127 | 127 | 127 | 127 | 127 | 127 | 127 | 127 | 127 | 127 | 127 | 127 | 127 | 127 | 127 | 127 | 127 | 127 | 127 | 127
Commercial | Indoor Agriculture Tier 3Existing | Indoor Agriculture Tier 3 | Existing | Facilities | 67 | 67 | 67 | 67 | 67 | 67 | 67 | 67 | 67 | 67 | 67 | 67 | 67 | 67 | 67 | 67 | 67 | 67 | 67 | 67
Commercial | Service Territory Water FlowExisting | Service Territory Water Flow | Existing | MGD
0 | MGD Per 1000 people | MGD Per 1000 people | 0 | 0

## Electric Units
Sector | SegmentVintage | Segment | Vintage | Forecast Units | 2022 | 2023 | 2024 | 2025 | 2026 | 2027 | 2028 | 2029 | 2030 | 2031 | 2032 | 2033 | 2034 | 2035 | 2036 | 2037 | 2038 | 2039 | 2040 | 2041 | 2042 | 2043 | 2044 | 2045
Residential | Single FamilyNew | Single Family | New | Buildings | 7019.3782 | 7416.1125 | 8302.3493 | 8578.7755 | 8525.7224 | 8474.8214 | 8432.2285 | 8419.1166 | 8438.0973 | 8463.3807 | 8444.7394 | 8407.497 | 8392.5534 | 8350.5675 | 8265.0765 | 8171.151 | 8087.8653 | 8019.4632 | 7970.1888 | 7918.7756 | 7877.1627 | 7833.4578 | 7782.1111 | 7749.8452
Residential | Single Family LINew | Single Family LI | New | Buildings | 1272.8812 | 1344.8241 | 1505.5321 | 1555.6586 | 1546.038 | 1536.8077 | 1529.084 | 1526.7063 | 1530.1482 | 1534.733 | 1531.3527 | 1524.5992 | 1521.8893 | 1514.2757 | 1498.7729 | 1481.7407 | 1466.6378 | 1454.234 | 1445.2986 | 1435.9755 | 1428.4295 | 1420.5041 | 1411.193 | 1405.342
Residential | MultifamilyNew | Multifamily | New | Buildings | 2555.3 | 2699.7248 | 3022.3451 | 3122.9735 | 3103.6604 | 3085.1306 | 3069.6253 | 3064.8521 | 3071.7617 | 3080.9657 | 3074.1796 | 3060.6221 | 3055.1821 | 3039.8977 | 3008.7761 | 2974.584 | 2944.2651 | 2919.3644 | 2901.4268 | 2882.7106 | 2867.5621 | 2851.652 | 2832.96 | 2821.2141
Residential | Multifamily LINew | Multifamily LI | New | Buildings | 1409.4319 | 1448.5949 | 1545.4811 | 1570.6442 | 1557.0927 | 1543.8756 | 1531.7169 | 1523.109 | 1518.3585 | 1514.4278 | 1505.4017 | 1494.2612 | 1485.8215 | 1474.2719 | 1457.673 | 1440.1537 | 1423.9592 | 1409.5884 | 1397.5403 | 1385.3101 | 1374.3027 | 1363.1171 | 1351.0991 | 1341.3946
Residential | ManufacturedNew | Manufactured | New | Buildings | 452.8515 | 484.7028 | 555.5544 | 577.8191 | 573.8322 | 570.0161 | 566.8614 | 566.0551 | 567.8052 | 570.057 | 568.8085 | 566.0774 | 565.1225 | 562.0124 | 555.4355 | 548.1861 | 541.7839 | 536.567 | 532.8736 | 529.0092 | 525.9252 | 522.6739 | 518.8133 | 516.4723
Residential | Manufactured LINew | Manufactured LI | New | Buildings | 250.5168 | 268.1368 | 307.3318 | 319.6486 | 317.443 | 315.332 | 313.5869 | 313.1408 | 314.109 | 315.3546 | 314.664 | 313.1531 | 312.6249 | 310.9044 | 307.2661 | 303.2557 | 299.714 | 296.828 | 294.7848 | 292.6471 | 290.941 | 289.1424 | 287.0067 | 285.7117
Residential | Single FamilyExisting | Single Family | Existing | Buildings | 586838.108 | 585505.527 | 584175.972 | 582849.4361 | 581525.9125 | 580205.3944 | 578887.8748 | 577573.347 | 576261.8043 | 574953.2398 | 573647.6467 | 572345.0183 | 571045.348 | 569748.6289 | 568454.8543 | 567164.0177 | 565876.1122 | 564591.1314 | 563309.0684 | 562029.9167 | 560753.6696 | 559480.3207 | 558209.8632 | 556942.2907
Residential | Single Family LIExisting | Single Family LI | Existing | Buildings | 106415.8206 | 106174.1696 | 105933.0675 | 105692.5128 | 105452.5043 | 105213.0409 | 104974.1212 | 104735.7441 | 104497.9083 | 104260.6126 | 104023.8558 | 103787.6366 | 103551.9537 | 103316.8061 | 103082.1925 | 102848.1116 | 102614.5623 | 102381.5433 | 102149.0535 | 101917.0916 | 101685.6564 | 101454.7468 | 101224.3616 | 100994.4995
Residential | MultifamilyExisting | Multifamily | Existing | Buildings | 213629.0067 | 213143.8941 | 212659.8831 | 212176.9713 | 211695.1561 | 211214.4349 | 210734.8054 | 210256.2651 | 209778.8114 | 209302.4419 | 208827.1542 | 208352.9458 | 207879.8142 | 207407.757 | 206936.7718 | 206466.8561 | 205998.0075 | 205530.2235 | 205063.5019 | 204597.84 | 204133.2356 | 203669.6862 | 203207.1894 | 202745.7429
Residential | Multifamily LIExisting | Multifamily LI | Existing | Buildings | 68518.0377 | 67785.7863 | 67061.3606 | 66344.6767 | 65635.652 | 64934.2047 | 64240.2537 | 63553.719 | 62874.5213 | 62202.5821 | 61537.824 | 60880.1701 | 60229.5445 | 59585.8722 | 58949.0788 | 58319.0908 | 57695.8354 | 57079.2408 | 56469.2358 | 55865.7498 | 55268.7133 | 54678.0573 | 54093.7136 | 53515.6148
Residential | ManufacturedExisting | Manufactured | Existing | Buildings | 46862.4933 | 46862.4933 | 46862.4933 | 46862.4933 | 46862.4933 | 46862.4933 | 46862.4933 | 46862.4933 | 46862.4933 | 46862.4933 | 46862.4933 | 46862.4933 | 46862.4933 | 46862.4933 | 46862.4933 | 46862.4933 | 46862.4933 | 46862.4933 | 46862.4933 | 46862.4933 | 46862.4933 | 46862.4933 | 46862.4933 | 46862.4933
Residential | Manufactured LIExisting | Manufactured LI | Existing | Buildings | 25924.2575 | 25924.2575 | 25924.2575 | 25924.2575 | 25924.2575 | 25924.2575 | 25924.2575 | 25924.2575 | 25924.2575 | 25924.2575 | 25924.2575 | 25924.2575 | 25924.2575 | 25924.2575 | 25924.2575 | 25924.2575 | 25924.2575 | 25924.2575 | 25924.2575 | 25924.2575 | 25924.2575 | 25924.2575 | 25924.2575 | 25924.2575
Commercial | Large OffNew | Large Off | New | Millions SqFt | 0.82556 | 0.96429 | 0.8119 | 0.36327 | 0.482 | 0.60524 | 0.80869 | 0.42172 | 0.77989 | 0.95557 | 0.73075 | 0.25471 | 0.89545 | 1.1108 | 0.9448 | 0.55949 | 0.80918 | 0.92796 | 1.0073 | 0.74054 | 0.90649 | 0.9305 | 1.1125 | 0.8531
Commercial | Medium OffNew | Medium Off | New | Millions SqFt | 0.64241 | 0.75036 | 0.63178 | 0.28268 | 0.37507 | 0.47097 | 0.62928 | 0.32816 | 0.60687 | 0.74358 | 0.56864 | 0.1982 | 0.69679 | 0.86439 | 0.73519 | 0.43536 | 0.62967 | 0.72209 | 0.78382 | 0.57625 | 0.70539 | 0.72407 | 0.86567 | 0.66384
Commercial | Small OffNew | Small Off | New | Millions SqFt | 0.54705 | 0.63898 | 0.538 | 0.24072 | 0.31939 | 0.40106 | 0.53587 | 0.27945 | 0.51679 | 0.6332 | 0.48423 | 0.16878 | 0.59336 | 0.73608 | 0.62606 | 0.37074 | 0.5362 | 0.61491 | 0.66747 | 0.49071 | 0.60068 | 0.61659 | 0.73717 | 0.5653
Commercial | XLarge RetNew | XLarge Ret | New | Millions SqFt | 0.31173 | 0.35952 | 0.30661 | 0.15122 | 0.19209 | 0.23453 | 0.30472 | 0.17066 | 0.29437 | 0.35496 | 0.277 | 0.11213 | 0.3336 | 0.40792 | 0.3503 | 0.21682 | 0.30302 | 0.34393 | 0.37119 | 0.27873 | 0.33596 | 0.34409 | 0.40687 | 0.31697
Commercial | Large RetNew | Large Ret | New | Millions SqFt | 0.44311 | 0.51104 | 0.43583 | 0.21495 | 0.27305 | 0.33338 | 0.43314 | 0.24259 | 0.41844 | 0.50456 | 0.39374 | 0.15939 | 0.47419 | 0.57984 | 0.49794 | 0.30821 | 0.43073 | 0.48888 | 0.52763 | 0.39621 | 0.47756 | 0.48911 | 0.57834 | 0.45055
Commercial | Medium RetNew | Medium Ret | New | Millions SqFt | 0.65986 | 0.76102 | 0.64902 | 0.32009 | 0.40662 | 0.49645 | 0.64502 | 0.36125 | 0.62312 | 0.75136 | 0.58634 | 0.23736 | 0.70615 | 0.86346 | 0.7415 | 0.45897 | 0.64142 | 0.72801 | 0.78572 | 0.59001 | 0.71116 | 0.72836 | 0.86124 | 0.67094
Commercial | Small RetNew | Small Ret | New | Millions SqFt | 0.14262 | 0.16449 | 0.14028 | 0.069185 | 0.087888 | 0.1073 | 0.13942 | 0.078082 | 0.13468 | 0.1624 | 0.12673 | 0.051303 | 0.15263 | 0.18663 | 0.16027 | 0.099202 | 0.13864 | 0.15735 | 0.16983 | 0.12753 | 0.15371 | 0.15743 | 0.18615 | 0.14502
Commercial | School K-12New | School K-12 | New | Millions SqFt | 0.79429 | 0.93523 | 0.78088 | 0.32602 | 0.44667 | 0.5719 | 0.77848 | 0.38617 | 0.7497 | 0.92811 | 0.70028 | 0.21761 | 0.86777 | 1.0864 | 0.91824 | 0.52761 | 0.7811 | 0.90179 | 0.98246 | 0.71208 | 0.88063 | 0.90518 | 1.09 | 0.82707
Commercial | UniversityNew | University | New | Millions SqFt | 0.084961 | 0.099762 | 0.083538 | 0.035742 | 0.048412 | 0.061562 | 0.08326 | 0.042036 | 0.080223 | 0.098961 | 0.075018 | 0.0243 | 0.092601 | 0.11557 | 0.097891 | 0.056843 | 0.083469 | 0.096143 | 0.10461 | 0.076199 | 0.0939 | 0.096474 | 0.11588 | 0.088255
Commercial | WarehouseNew | Warehouse | New | Millions SqFt | 2.2906 | 2.6395 | 2.253 | 1.1181 | 1.4165 | 1.7263 | 2.2387 | 1.2596 | 2.1629 | 2.6051 | 2.0357 | 0.83171 | 2.4488 | 2.9914 | 2.5705 | 1.5957 | 2.225 | 2.5236 | 2.7226 | 2.0473 | 2.4651 | 2.5244 | 2.9826 | 2.326
Commercial | SupermarketNew | Supermarket | New | Millions SqFt | 0.44424 | 0.5119 | 0.43694 | 0.21685 | 0.27471 | 0.33479 | 0.43416 | 0.24429 | 0.41946 | 0.50523 | 0.3948 | 0.1613 | 0.47491 | 0.58013 | 0.49852 | 0.30947 | 0.43151 | 0.48942 | 0.52801 | 0.39705 | 0.47808 | 0.48957 | 0.57844 | 0.45111
Commercial | MiniMartNew | MiniMart | New | Millions SqFt | 0.015981 | 0.018765 | 0.015713 | 0.006723 | 0.0091062 | 0.01158 | 0.015661 | 0.0079067 | 0.01509 | 0.018614 | 0.014111 | 0.0045707 | 0.017418 | 0.021738 | 0.018413 | 0.010692 | 0.0157 | 0.018084 | 0.019677 | 0.014333 | 0.017662 | 0.018146 | 0.021797 | 0.0166
Commercial | RestaurantNew | Restaurant | New | Millions SqFt | 0.52426 | 0.58824 | 0.51461 | 0.30094 | 0.35551 | 0.41222 | 0.50688 | 0.32242 | 0.49025 | 0.57181 | 0.46406 | 0.23755 | 0.53902 | 0.6394 | 0.5595 | 0.37594 | 0.4926 | 0.54738 | 0.58352 | 0.45607 | 0.53319 | 0.54322 | 0.62794 | 0.50403
Commercial | LodgingNew | Lodging | New | Millions SqFt | 0.31955 | 0.3711 | 0.31431 | 0.14726 | 0.19137 | 0.23715 | 0.31279 | 0.16869 | 0.30191 | 0.36721 | 0.28347 | 0.10622 | 0.3446 | 0.42468 | 0.36282 | 0.21934 | 0.31219 | 0.35632 | 0.38577 | 0.28641 | 0.3481 | 0.35697 | 0.42462 | 0.32801
Commercial | HospitalNew | Hospital | New | Millions SqFt | 0.075793 | 0.087743 | 0.07455 | 0.035769 | 0.045993 | 0.056606 | 0.074147 | 0.040693 | 0.071599 | 0.086742 | 0.067293 | 0.026146 | 0.081458 | 0.10003 | 0.085661 | 0.052351 | 0.073889 | 0.084119 | 0.090941 | 0.067872 | 0.082178 | 0.084223 | 0.099911 | 0.077481
Commercial | Residential CareNew | Residential Care | New | Millions SqFt | 0.36184 | 0.41889 | 0.3559 | 0.17076 | 0.21957 | 0.27024 | 0.35398 | 0.19427 | 0.34181 | 0.41411 | 0.32126 | 0.12482 | 0.38888 | 0.47755 | 0.40895 | 0.24993 | 0.35275 | 0.40158 | 0.43415 | 0.32402 | 0.39232 | 0.40208 | 0.47698 | 0.36989
Commercial | AssemblyNew | Assembly | New | Millions SqFt | 0.70661 | 0.81563 | 0.69501 | 0.34071 | 0.43396 | 0.53077 | 0.69085 | 0.3852 | 0.66734 | 0.80552 | 0.62779 | 0.25188 | 0.75692 | 0.92643 | 0.79508 | 0.49075 | 0.68734 | 0.78065 | 0.84285 | 0.63206 | 0.7626 | 0.78116 | 0.92434 | 0.71937
Commercial | OtherNew | Other | New | Millions SqFt | 2.4745 | 2.7765 | 2.4289 | 1.4204 | 1.678 | 1.9457 | 2.3924 | 1.5218 | 2.314 | 2.6989 | 2.1903 | 1.1212 | 2.5441 | 3.018 | 2.6408 | 1.7745 | 2.3251 | 2.5836 | 2.7542 | 2.1526 | 2.5166 | 2.564 | 2.9639 | 2.379
Commercial | Large OffExisting | Large Off | Existing | Millions SqFt | 47.0943 | 46.953 | 46.8121 | 46.6717 | 46.5317 | 46.3921 | 46.2529 | 46.1142 | 45.9758 | 45.8379 | 45.7004 | 45.5633 | 45.4266 | 45.2903 | 45.1544 | 45.019 | 44.8839 | 44.7493 | 44.615 | 44.4812 | 44.3477 | 44.2147 | 44.082 | 43.9498
Commercial | Medium OffExisting | Medium Off | Existing | Millions SqFt | 36.6464 | 36.5364 | 36.4268 | 36.3175 | 36.2086 | 36.0999 | 35.9916 | 35.8837 | 35.776 | 35.6687 | 35.5617 | 35.455 | 35.3486 | 35.2426 | 35.1369 | 35.0314 | 34.9264 | 34.8216 | 34.7171 | 34.613 | 34.5091 | 34.4056 | 34.3024 | 34.1995
Commercial | Small OffExisting | Small Off | Existing | Millions SqFt | 31.2066 | 31.113 | 31.0197 | 30.9266 | 30.8338 | 30.7413 | 30.6491 | 30.5572 | 30.4655 | 30.3741 | 30.283 | 30.1921 | 30.1016 | 30.0113 | 29.9212 | 29.8315 | 29.742 | 29.6527 | 29.5638 | 29.4751 | 29.3867 | 29.2985 | 29.2106 | 29.123
Commercial | XLarge RetExisting | XLarge Ret | Existing | Millions SqFt | 16.2651 | 16.1903 | 16.1158 | 16.0417 | 15.9679 | 15.8945 | 15.8213 | 15.7486 | 15.6761 | 15.604 | 15.5322 | 15.4608 | 15.3897 | 15.3189 | 15.2484 | 15.1783 | 15.1084 | 15.0389 | 14.9698 | 14.9009 | 14.8324 | 14.7641 | 14.6962 | 14.6286
Commercial | Large RetExisting | Large Ret | Existing | Millions SqFt | 23.1202 | 23.0138 | 22.908 | 22.8026 | 22.6977 | 22.5933 | 22.4894 | 22.3859 | 22.2829 | 22.1804 | 22.0784 | 21.9769 | 21.8758 | 21.7751 | 21.675 | 21.5753 | 21.476 | 21.3772 | 21.2789 | 21.181 | 21.0836 | 20.9866 | 20.8901 | 20.794
Commercial | Medium RetExisting | Medium Ret | Existing | Millions SqFt | 34.4295 | 34.2711 | 34.1135 | 33.9566 | 33.8004 | 33.6449 | 33.4901 | 33.336 | 33.1827 | 33.0301 | 32.8781 | 32.7269 | 32.5763 | 32.4265 | 32.2773 | 32.1289 | 31.9811 | 31.8339 | 31.6875 | 31.5417 | 31.3967 | 31.2522 | 31.1085 | 30.9654
Commercial | Small RetExisting | Small Ret | Existing | Millions SqFt | 7.4417 | 7.4074 | 7.3734 | 7.3395 | 7.3057 | 7.2721 | 7.2386 | 7.2053 | 7.1722 | 7.1392 | 7.1064 | 7.0737 | 7.0411 | 7.0087 | 6.9765 | 6.9444 | 6.9125 | 6.8807 | 6.849 | 6.8175 | 6.7862 | 6.7549 | 6.7239 | 6.6929
Commercial | School K-12Existing | School K-12 | Existing | Millions SqFt | 47.8135 | 47.7131 | 47.6129 | 47.5129 | 47.4131 | 47.3135 | 47.2142 | 47.115 | 47.0161 | 46.9174 | 46.8188 | 46.7205 | 46.6224 | 46.5245 | 46.4268 | 46.3293 | 46.232 | 46.1349 | 46.038 | 45.9414 | 45.8449 | 45.7486 | 45.6525 | 45.5567
Commercial | UniversityExisting | University | Existing | Millions SqFt | 5.0219 | 5.0099 | 4.9979 | 4.9859 | 4.9739 | 4.962 | 4.9501 | 4.9382 | 4.9263 | 4.9145 | 4.9027 | 4.8909 | 4.8792 | 4.8675 | 4.8558 | 4.8442 | 4.8325 | 4.8209 | 4.8094 | 4.7978 | 4.7863 | 4.7748 | 4.7634 | 4.7519
Commercial | WarehouseExisting | Warehouse | Existing | Millions SqFt | 118.758 | 118.1975 | 117.6396 | 117.0843 | 116.5317 | 115.9817 | 115.4342 | 114.8894 | 114.3471 | 113.8074 | 113.2702 | 112.7356 | 112.2035 | 111.6739 | 111.1468 | 110.6222 | 110.1 | 109.5803 | 109.0631 | 108.5483 | 108.036 | 107.5261 | 107.0185 | 106.5134
Commercial | SupermarketExisting | Supermarket | Existing | Millions SqFt | 23.0315 | 22.9228 | 22.8146 | 22.7069 | 22.5997 | 22.4931 | 22.3869 | 22.2812 | 22.1761 | 22.0714 | 21.9672 | 21.8635 | 21.7603 | 21.6576 | 21.5554 | 21.4537 | 21.3524 | 21.2516 | 21.1513 | 21.0515 | 20.9521 | 20.8532 | 20.7548 | 20.6568
Commercial | MiniMartExisting | MiniMart | Existing | Millions SqFt | 0.94461 | 0.94234 | 0.94008 | 0.93782 | 0.93557 | 0.93333 | 0.93109 | 0.92885 | 0.92662 | 0.9244 | 0.92218 | 0.91997 | 0.91776 | 0.91556 | 0.91336 | 0.91117 | 0.90898 | 0.9068 | 0.90462 | 0.90245 | 0.90029 | 0.89813 | 0.89597 | 0.89382
Commercial | RestaurantExisting | Restaurant | Existing | Millions SqFt | 22.1297 | 21.9305 | 21.7332 | 21.5376 | 21.3437 | 21.1516 | 20.9613 | 20.7726 | 20.5857 | 20.4004 | 20.2168 | 20.0348 | 19.8545 | 19.6758 | 19.4987 | 19.3233 | 19.1493 | 18.977 | 18.8062 | 18.637 | 18.4692 | 18.303 | 18.1383 | 17.975
Commercial | LodgingExisting | Lodging | Existing | Millions SqFt | 17.5148 | 17.45 | 17.3855 | 17.3211 | 17.257 | 17.1932 | 17.1296 | 17.0662 | 17.0031 | 16.9401 | 16.8775 | 16.815 | 16.7528 | 16.6908 | 16.6291 | 16.5675 | 16.5062 | 16.4452 | 16.3843 | 16.3237 | 16.2633 | 16.2031 | 16.1432 | 16.0834
Commercial | HospitalExisting | Hospital | Existing | Millions SqFt | 4.0631 | 4.0465 | 4.0299 | 4.0134 | 3.9969 | 3.9805 | 3.9642 | 3.9479 | 3.9318 | 3.9156 | 3.8996 | 3.8836 | 3.8677 | 3.8518 | 3.836 | 3.8203 | 3.8046 | 3.789 | 3.7735 | 3.758 | 3.7426 | 3.7273 | 3.712 | 3.6968
Commercial | Residential CareExisting | Residential Care | Existing | Millions SqFt | 19.3975 | 19.3179 | 19.2387 | 19.1599 | 19.0813 | 19.0031 | 18.9252 | 18.8476 | 18.7703 | 18.6933 | 18.6167 | 18.5404 | 18.4643 | 18.3886 | 18.3132 | 18.2382 | 18.1634 | 18.0889 | 18.0148 | 17.9409 | 17.8673 | 17.7941 | 17.7211 | 17.6485
Commercial | AssemblyExisting | Assembly | Existing | Millions SqFt | 37.0936 | 36.9271 | 36.7615 | 36.5965 | 36.4323 | 36.2689 | 36.1061 | 35.9441 | 35.7829 | 35.6223 | 35.4625 | 35.3034 | 35.145 | 34.9873 | 34.8303 | 34.6741 | 34.5185 | 34.3636 | 34.2094 | 34.056 | 33.9032 | 33.751 | 33.5996 | 33.4489
Commercial | OtherExisting | Other | Existing | Millions SqFt | 104.4519 | 103.5118 | 102.5802 | 101.657 | 100.7421 | 99.8354 | 98.9369 | 98.0464 | 97.164 | 96.2895 | 95.4229 | 94.5641 | 93.713 | 92.8696 | 92.0338 | 91.2055 | 90.3846 | 89.5712 | 88.765 | 87.9662 | 87.1745 | 86.3899 | 85.6124 | 84.8419
Industrial | Mechanical PulpExisting | Mechanical Pulp | Existing | Consumption (MWh) | 27588.2481 | 28085.4904 | 28160.3844 | 27853.3062 | 27681.1574 | 27556.3591 | 27566.8078 | 27376.2179 | 27340.1784 | 27270.619 | 27235.6596 | 27001.1026 | 26985.148 | 26898.5915 | 26875.4481 | 26674.8486 | 26599.1981 | 26538.7266 | 26552.2675 | 26405.7217 | 26341.3053 | 26277.7398 | 26323.0643 | 26197.3075
Industrial | Kraft PulpExisting | Kraft Pulp | Existing | Consumption (MWh) | 44.1157 | 44.9108 | 45.0305 | 44.5395 | 44.2642 | 44.0647 | 44.0814 | 43.7766 | 43.719 | 43.6077 | 43.5518 | 43.1768 | 43.1512 | 43.0128 | 42.9758 | 42.6551 | 42.5341 | 42.4374 | 42.459 | 42.2247 | 42.1217 | 42.0201 | 42.0925 | 41.8914
Industrial | PaperExisting | Paper | Existing | Consumption (MWh) | 5826.6386 | 5931.6562 | 5947.4739 | 5882.6189 | 5846.2611 | 5819.9037 | 5822.1105 | 5781.8579 | 5774.2463 | 5759.5554 | 5752.172 | 5702.6335 | 5699.2639 | 5680.9832 | 5676.0953 | 5633.7287 | 5617.7513 | 5604.9797 | 5607.8395 | 5576.8891 | 5563.2843 | 5549.8593 | 5559.4318 | 5532.872
Industrial | FoundriesExisting | Foundries | Existing | Consumption (MWh) | 15066.0967 | 15337.6435 | 15378.5435 | 15210.8464 | 15116.835 | 15048.6819 | 15054.388 | 14950.3058 | 14930.6244 | 14892.6376 | 14873.5461 | 14745.4532 | 14736.7403 | 14689.4713 | 14676.8326 | 14567.2841 | 14525.9709 | 14492.9471 | 14500.3419 | 14420.3124 | 14385.1342 | 14350.4208 | 14375.1728 | 14306.4962
Industrial | Food - Frozen Existing | Food - Frozen | Existing | Consumption (MWh) | 8268.7667 | 8417.8005 | 8440.2478 | 8348.2101 | 8296.6136 | 8259.2089 | 8262.3406 | 8205.2169 | 8194.4151 | 8173.5667 | 8163.0887 | 8092.7871 | 8088.0052 | 8062.0624 | 8055.1258 | 7995.0021 | 7972.328 | 7954.2035 | 7958.262 | 7914.3392 | 7895.0322 | 7875.9804 | 7889.5651 | 7851.8731
Industrial | Food - Other Existing | Food - Other | Existing | Consumption (MWh) | 93087.6159 | 94765.3993 | 95018.1049 | 93981.969 | 93401.1085 | 92980.017 | 93015.2727 | 92372.1888 | 92250.5853 | 92015.8793 | 91897.9203 | 91106.4836 | 91052.65 | 90760.5929 | 90682.503 | 90005.6451 | 89750.3868 | 89546.3453 | 89592.0347 | 89097.5635 | 88880.2109 | 88665.7298 | 88818.6629 | 88394.3371
Industrial | Wood - LumberExisting | Wood - Lumber | Existing | Consumption (MWh) | 18327.2166 | 18657.5409 | 18707.2939 | 18503.298 | 18388.9374 | 18306.0324 | 18312.9736 | 18186.3623 | 18162.4209 | 18116.2116 | 18092.9877 | 17937.1686 | 17926.5697 | 17869.0691 | 17853.6947 | 17720.434 | 17670.1784 | 17630.0064 | 17639.0018 | 17541.6496 | 17498.857 | 17456.6296 | 17486.7393 | 17403.1975
Industrial | Wood - PanelExisting | Wood - Panel | Existing | Consumption (MWh) | 5419.1001 | 5516.7723 | 5531.4836 | 5471.1649 | 5437.3501 | 5412.8362 | 5414.8886 | 5377.4515 | 5370.3723 | 5356.7089 | 5349.8419 | 5303.7684 | 5300.6344 | 5283.6323 | 5279.0863 | 5239.683 | 5224.8231 | 5212.9448 | 5215.6047 | 5186.819 | 5174.1658 | 5161.6798 | 5170.5828 | 5145.8806
Industrial | Wood - OtherExisting | Wood - Other | Existing | Consumption (MWh) | 31428.9801 | 31995.4466 | 32080.7671 | 31730.9386 | 31534.8239 | 31392.6517 | 31404.555 | 31187.4319 | 31146.3751 | 31067.1318 | 31027.3056 | 30760.0944 | 30741.9187 | 30643.3121 | 30616.9467 | 30388.4206 | 30302.2383 | 30233.3482 | 30248.7742 | 30081.8269 | 30008.4426 | 29936.0278 | 29987.6622 | 29844.398
Industrial | SugarExisting | Sugar | Existing | Consumption (MWh) | 1850.596 | 1883.9506 | 1888.9744 | 1868.3758 | 1856.8282 | 1848.4569 | 1849.1578 | 1836.3732 | 1833.9557 | 1829.2897 | 1826.9446 | 1811.2108 | 1810.1405 | 1804.3344 | 1802.782 | 1789.3259 | 1784.2513 | 1780.195 | 1781.1033 | 1771.2731 | 1766.9521 | 1762.6882 | 1765.7285 | 1757.2929
Industrial | Hi Tech - Chip FabricationExisting | Hi Tech - Chip Fabrication | Existing | Consumption (MWh) | 23098.1483 | 23514.4624 | 23577.1671 | 23320.0672 | 23175.9363 | 23071.4494 | 23080.1975 | 22920.6269 | 22890.453 | 22832.2146 | 22802.9451 | 22606.5632 | 22593.2053 | 22520.7361 | 22501.3594 | 22333.4084 | 22270.0702 | 22219.4407 | 22230.7778 | 22108.083 | 22054.1505 | 22000.9306 | 22038.8784 | 21933.589
Industrial | Hi Tech - SiliconExisting | Hi Tech - Silicon | Existing | Consumption (MWh) | 4164.5536 | 4239.6143 | 4250.9198 | 4204.5652 | 4178.5787 | 4159.7399 | 4161.3171 | 4132.5468 | 4127.1065 | 4116.6063 | 4111.329 | 4075.9217 | 4073.5133 | 4060.4473 | 4056.9537 | 4026.6724 | 4015.2527 | 4006.1243 | 4008.1683 | 3986.0467 | 3976.3227 | 3966.7273 | 3973.5692 | 3954.5857
Industrial | Metal FabricationExisting | Metal Fabrication | Existing | Consumption (MWh) | 71141.0548 | 72423.2799 | 72616.407 | 71824.553 | 71380.6377 | 71058.8237 | 71085.7674 | 70594.2985 | 70501.3646 | 70321.9934 | 70231.8447 | 69626.9991 | 69585.8574 | 69362.6564 | 69302.9771 | 68785.6969 | 68590.6189 | 68434.6827 | 68469.6003 | 68091.7068 | 67925.5978 | 67761.6833 | 67878.5605 | 67554.2748
Industrial | Transportation EquipmentExisting | Transportation Equipment | Existing | Consumption (MWh) | 137832.8162 | 140317.0737 | 140691.2493 | 139157.0653 | 138296.9979 | 137673.4968 | 137725.6992 | 136773.4987 | 136593.443 | 136245.919 | 136071.2596 | 134899.3965 | 134819.6862 | 134387.2436 | 134271.6175 | 133269.4088 | 132891.4533 | 132589.3335 | 132656.9849 | 131924.832 | 131603.0028 | 131285.4253 | 131511.8699 | 130883.5799
Industrial | RefineryExisting | Refinery | Existing | Consumption (MWh) | 6080.0332 | 6189.618 | 6206.1235 | 6138.4481 | 6100.5091 | 6073.0054 | 6075.3081 | 6033.305 | 6025.3625 | 6010.0326 | 6002.3281 | 5950.6353 | 5947.1191 | 5928.0434 | 5922.9429 | 5878.7338 | 5862.0616 | 5848.7346 | 5851.7188 | 5819.4223 | 5805.2259 | 5791.217 | 5801.2059 | 5773.491
Industrial | Cold StorageExisting | Cold Storage | Existing | Consumption (MWh) | 18449.3008 | 18781.8255 | 18831.9099 | 18626.5552 | 18511.4328 | 18427.9754 | 18434.9629 | 18307.5082 | 18283.4073 | 18236.8902 | 18213.5116 | 18056.6545 | 18045.9851 | 17988.1014 | 17972.6246 | 17838.4762 | 17787.8858 | 17747.4462 | 17756.5015 | 17658.5009 | 17615.4231 | 17572.9145 | 17603.2248 | 17519.1264
Industrial | Fruit StorageExisting | Fruit Storage | Existing | Consumption (MWh) | 0.66452 | 0.67649 | 0.6783 | 0.6709 | 0.66675 | 0.66375 | 0.664 | 0.65941 | 0.65854 | 0.65687 | 0.65602 | 0.65037 | 0.64999 | 0.6479 | 0.64735 | 0.64252 | 0.64069 | 0.63924 | 0.63956 | 0.63603 | 0.63448 | 0.63295 | 0.63404 | 0.63101
Industrial | ChemicalExisting | Chemical | Existing | Consumption (MWh) | 45234.4677 | 46049.7602 | 46172.5585 | 45669.0645 | 45386.8045 | 45182.1817 | 45199.3136 | 44886.8171 | 44827.7258 | 44713.6741 | 44656.3537 | 44271.7675 | 44245.6079 | 44103.6873 | 44065.7408 | 43736.8323 | 43612.7935 | 43513.6428 | 43535.8448 | 43295.5643 | 43189.9452 | 43085.7215 | 43160.0369 | 42953.8424
Industrial | Miscellaneous ManufacturingExisting | Miscellaneous Manufacturing | Existing | Consumption (MWh) | 535141.8723 | 544787.1096 | 546239.8628 | 540283.327 | 536944.078 | 534523.3079 | 534725.9859 | 531029.0264 | 530329.9525 | 528980.6753 | 528302.5527 | 523752.7436 | 523443.2648 | 521764.2877 | 521315.3646 | 517424.2458 | 515956.8171 | 514783.8241 | 515046.4833 | 512203.868 | 510954.3523 | 509721.3438 | 510600.5251 | 508161.1619
Residential | EVExisting | EV | Existing | 1000 Cars | 20.9814 | 26.6021 | 32.8991 | 40.3482 | 48.4787 | 57.4495 | 66.8724 | 76.6158 | 87.4102 | 98.3562 | 109.4222 | 120.6021 | 131.9464 | 143.4964 | 155.2969 | 167.3841 | 179.7483 | 192.3512 | 205.9137 | 219.5495 | 233.1427 | 246.5895 | 259.7665 | 272.585
Streetlighting | StreetlightingExisting | Streetlighting | Existing | Streetlight | 117047 | 117047 | 117047 | 117047 | 117047 | 117047 | 117047 | 117047 | 117047 | 117047 | 117047 | 117047 | 117047 | 117047 | 117047 | 117047 | 117047 | 117047 | 117047 | 117047 | 117047 | 117047 | 117047 | 117047
Streetlighting | StreetlightingNew | Streetlighting | New | Streetlight | 1401.9512 | 1343.0383 | 1295.5883 | 1260.7035 | 1259.0777 | 1259.5462 | 1257.2867 | 1252.5196 | 1243.7846 | 1229.2906 | 1203.995 | 1190.1347 | 1156.2419 | 1125.7383 | 1102.8124 | 1074.348 | 1047.3715 | 1027.9175 | 1017.9701 | 1247.883 | 1103.8472 | 1103.8472 | 1103.8472 | 1103.8472
Residential | All ResidentialNew | All Residential | New | Buildings | 12960.3596 | 13662.0958 | 15238.5939 | 15725.5196 | 15623.7886 | 15525.9834 | 15443.103 | 15412.9799 | 15440.28 | 15478.9189 | 15439.1458 | 15366.2099 | 15333.1936 | 15251.9296 | 15093.0001 | 14919.0712 | 14764.2254 | 14636.0451 | 14542.1129 | 14444.4281 | 14364.3231 | 14280.5473 | 14183.1831 | 14119.9799
Residential | All ResidentialExisting | All Residential | Existing | Buildings | 1048187.7237 | 1045396.1279 | 1042617.034 | 1039850.3477 | 1037095.9757 | 1034353.8257 | 1031623.806 | 1028905.8261 | 1026199.7961 | 1023505.6273 | 1020823.2315 | 1018152.5216 | 1015493.4113 | 1012845.815 | 1010209.6482 | 1007584.827 | 1004971.2683 | 1002368.8898 | 999777.6102 | 997197.3488 | 994628.0257 | 992069.5618 | 989521.8787 | 986984.8988
Commercial | All CommercialNew | All Commercial | New | Millions SqFt | 11.665 | 13.413 | 11.4668 | 5.7614 | 7.256 | 8.8077 | 11.3775 | 6.455 | 10.9884 | 13.206 | 10.3416 | 4.2892 | 12.4087 | 15.1305 | 13.0125 | 8.1119 | 11.2695 | 12.7659 | 13.7617 | 10.366 | 12.4614 | 12.7555 | 15.0543 | 11.7526
Commercial | All CommercialExisting | All Commercial | Existing | Millions SqFt | 596.4239 | 593.4546 | 590.5032 | 587.5694 | 584.6531 | 581.7543 | 578.8728 | 576.0084 | 573.1611 | 570.3308 | 567.5173 | 564.7205 | 561.9402 | 559.1765 | 556.4291 | 553.6979 | 550.9829 | 548.2839 | 545.6008 | 542.9335 | 540.2819 | 537.6459 | 535.0254 | 532.4202
Commercial | Indoor Agriculture Tier 1Existing | Indoor Agriculture Tier 1 | Existing | Facilities | 47 | 47 | 47 | 47 | 47 | 47 | 47 | 47 | 47 | 47 | 47 | 47 | 47 | 47 | 47 | 47 | 47 | 47 | 47 | 47 | 47 | 47 | 47 | 47
Commercial | Indoor Agriculture Tier 2Existing | Indoor Agriculture Tier 2 | Existing | Facilities | 82 | 82 | 82 | 82 | 82 | 82 | 82 | 82 | 82 | 82 | 82 | 82 | 82 | 82 | 82 | 82 | 82 | 82 | 82 | 82 | 82 | 82 | 82 | 82
Commercial | Indoor Agriculture Tier 3Existing | Indoor Agriculture Tier 3 | Existing | Facilities | 42 | 42 | 42 | 42 | 42 | 42 | 42 | 42 | 42 | 42 | 42 | 42 | 42 | 42 | 42 | 42 | 42 | 42 | 42 | 42 | 42 | 42 | 42 | 42
Commercial | Service Territory Water FlowExisting | Service Territory Water Flow | Existing | MGD | 347.92 | 347.92 | 347.92 | 347.92 | 347.92 | 347.92 | 347.92 | 347.92 | 347.92 | 347.92 | 347.92 | 347.92 | 347.92 | 347.92 | 347.92 | 347.92 | 347.92 | 347.92 | 347.92 | 347.92 | 347.92 | 347.92 | 347.92 | 347.92
| MGD Per 1000 people | MGD Per 1000 people |  |  | 0.10889 | 0.10889 | 0.10889 | 0.10889 | 0.10889 | 0.10889 | 0.10889 | 0.10889 | 0.10889 | 0.10889 | 0.10889 | 0.10889 | 0.10889 | 0.10889 | 0.10889 | 0.10889 | 0.10889 | 0.10889 | 0.10889 | 0.10889 | 0.10889 | 0.10889 | 0.10889 | 0.10889
Population | PopulationExisting | Population | Existing | 1000 people | 3195.0321 | 3231.2591 | 3266.2062 | 3300.2123 | 3334.1746 | 3368.1495 | 3402.0634 | 3435.8488 | 3469.3985 | 3502.5573 | 3535.0338 | 3567.1363 | 3598.3247 | 3628.6903 | 3658.4375 | 3687.4168 | 3715.6685 | 3743.3955 | 3770.8541 | 3804.5144 | 3834.2895 | 3864.0646 | 3893.8397 | 3923.6148
Note on G71: Joan Wang: For existing streetlights, using 2019 CPA source: Email from Gurvinder. PSE has 117,047 street lights.
Note on G72: Joan Wang: For new streetlights, apply ratio of streetlight/person to new population