## Read_Me
AURORA LTCE MODEL INPUTS
This file contains the non-hourly inputs into the AURORA LTCE model, including generic resource assumptions and other modeling parameters.
Confidential information regarding PSE's existing resources and other assets has been removed.
All dollar values that are entered into AURORA are in 2012$.
More documentation of the AURORA modeling process can be found in Chapter 8 and Appendix G.
AURORA_ Tables
The worksheets with an "AURORA_" prefix are set up to be added directly to AURORA.
These tables are how data is processed and linked in AURORA.
Throughout the workbook, some datasets may be added directly to these AURORA tables.
Other tabs calculate and organize datasets which are then linked into the AURORA_ tables.
| Timeseries Tables | Timeseries tables have named datasets in rows with values that correspond to the timestep of each column.
Timeseries may link to other timeseries, such as a yearly timeseries linking to different monthly datasets each year.
The hourly timeseries information is saved in the "LTCE Hourly Data" file.
| Aurora_TSAnnual | Yearly timeseries, with values corresponding to specific years.
| To Aurora_TS Monthly | Monthly timeseries, with values corresponding to specific months.
| Definition Tables | These tables define resources and other attributes of the portfolio model.
| Aurora_New Resources | Defines the new resources that are available to the portfolio model for selection.
| To Aurora_Fuel | Defines the fuels used by different resources in the portfolio.
| To Aurora_Storage | Helps to define the behavior of storage resources in the portfolio.
Other AURORA Tables
| To Aurora_Esc Demand | The Demand Escalation table contains the demand growth applied to the demand by area.
| To Aurora_General Info | The General Information table contains general company information and other fiscal information which is applied to input assumptions in the model.
| To Aurora_Emission Rate | Aurora allows the input of an unlimited number of emission types and the emission rates are specified in the Emission Rate table for each resource.
| To Aurora_Constraint | The Constraint table is used to define annual constraints that affect the dispatch of resources, generally in ways that alter the usual economic dispatch order.
CETA
These tabs help to calculate the CETA-specific inputs.
| CETA | The annual energy needs to reach the CETA clean energy generation requirement in different scenarios.
| Market emissions rate | The calculation of the CETA emission rate for unspecified market purchases.
| SCGHG Adder_Base no CETA | The calculation of the CETA SCGHG cost adder for each resource, without the CETA RPS requirement.
| SCGHG Adder_Base | The calculation of the CETA SCGHG cost adder for each resource.
| SCGHG | The calculation of the CETA SCGHG.
Supply Resource Assumptions
These tabs aggregate assumptions that PSE has made about generic resources in the model.
These values are linked to other AURORA_ tables.
| Thermal Options | Thermal generation resources available to the model.
| Energy Storage Summary | Energy storage resources available to the model.
| Renewable Resource Summary | Renewable resources available to the model.
| Combo Resource Summary | Hybrid renewable and storage resources available to the model.
| Cost curves | The cost curve assumptions of generic supply-side resources.
| Flex Benefit | The conversion of the flexibility benefit values into 2012$ for AURORA. The Flexibility Benefit calculations can be found in the Appendix H PLEXOS outputs.
| Saturation Curves | Saturation curves for the WA wind and solar resources in AURORA.
| 21IRP Reliable Capacity | The ELCC values of the generic resources in the 2021 IRP.
Other Resource Assumptions
These tabs provide other input calculations for the AURORA input files.
| DSM | Cost and energy calculations for Conservation and other DSM resources.
| Demand Response | Cost and energy calculations for Demand Response resources.
| DER Potential | Values for DER Potential in the 2021 IRP.
| Generic Fuel Adder | Fuel adders for firm and non-firm fuels.
| CC_HR | Combined Cycle resource heat rates.
| P_HR | Peaker resource heat rates.
Financial Information
These tabs calculate the cost data for different resources, using the financial assumptions made in the 2021 IRP.
| Assumptions | Financial assumptions that go into the 2021 IRP, as well as summary data for the specific resource cost calculations.
| PTC | Assumptions of the Production Tax Credit (PTC) for new Wind Resources.
| CCCT | Cost calculation for the generic CCCT resource.
| Frame Peaker | Cost calculation for the generic Frame Peaker resource.
| Recip Peaker | Cost calculation for the generic Recip Peaker resource.
| WA Wind | Cost calculation for the generic WA Wind resource.
| WA Wind + 2 Hr Li-Ion | Cost calculation for the generic WA Wind + 2 Hr Li-Ion resource.
| MT Wind + PHES | Cost calculation for the generic MT Wind + PHES resource.
| ID Wind | Cost calculation for the generic ID Wind resource.
| WY West Wind | Cost calculation for the generic WY West Wind resource.
| WY East Wind | Cost calculation for the generic WY East Wind resource.
| MT Wind | Cost calculation for the generic MT Wind resource.
| Offshore Wind | Cost calculation for the generic Offshore Wind resource.
| Solar with ITC Levelized Costs | For generic solar resources, the Investment Tax credit is applied. Because the value of the tax credit changes depending on the year that the resource is constructed, multiple versions of each calculation were needed.
Solar + Battery w ITC Lev Costs
Solar_No ITC
ID Solar ITC 2020-2023 30%
ID Solar ITC 2024 26%
ID Solar ITC 2025 22%
ID Solar ITC >2025 10%
AntiWY Solar ITC 2020-2023 30%
AntiWY Solar ITC 2024 26%
AntiWY Solar ITC 2025 22%
AntiWY Solar ITC >2025 10%
WWY Solar ITC 2020-2023 30%
WWY Solar ITC 2024 26%
WWY Solar ITC 2025 22%
WWY Solar ITC >2025 10%
Solar ITC 2020-2023 30%
Solar ITC 2024 26%
Solar ITC 2025 22%
Solar ITC >2025 10%
Ground DER Solar, ITC 10%
Roof DER Solar, ITC 10%
Battery ITC 2020-2023 30%
Battery ITC 2024 24%
Battery ITC 2025 19%
Battery ITC >2025 10%
| Biomass | Cost calculation for the generic Biomass resource.
| 2hr Li-Ion Battery | Cost calculation for the generic 2hr Li-Ion Battery resource.
| 4hr Li-Ion Battery | Cost calculation for the generic 4hr Li-Ion Battery resource.
| 4hr Flow Battery | Cost calculation for the generic 4hr Flow Battery resource.
| 6hr Flow Battery | Cost calculation for the generic 6hr Flow Battery resource.
| Pumped Storage Hydro | Cost calculation for the generic Pumped Storage Hydro resource.

## Aurora_TSAnnual
[12 empty] | 1 | 2 | 3 | 4 | 5 | 6 | 7 | 8 | 9 | 10 | 11 | 12 | 13 | 14 | 15 | 16 | 17 | 18 | 19 | 20 | 21 | 22 | 23 | 24 | 25 | 26 | 27 | 28
ID | USE | 2010 | 2011 | 2012 | 2013 | 2014 | 2015 | 2016 | 2017 | 2018 | 2019 | 2020 | 2021 | 2022 | 2023 | 2024 | 2025 | 2026 | 2027 | 2028 | 2029 | 2030 | 2031 | 2032 | 2033 | 2034 | 2035 | 2036 | 2037 | 2038 | 2039 | 2040 | 2041 | 2042 | 2043 | 2044 | 2045 | 2046 | 2047
Inflation_Vector_PSEFcst | Inflation Vector - PSE Forecast (annual pct) 043014 | 2.13 | 1.77 | 2.5 | 2.5 | 2.5 | 2.5 | 2.5 | 2.5 | 2.5 | 2.5 | 2.5 | 2.5 | 2.5 | 2.5 | 2.5 | 2.5 | 2.5 | 2.5 | 2.5 | 2.5 | 2.5 | 2.5 | 2.5 | 2.5 | 2.5 | 2.5 | 2.5 | 2.5 | 2.5 | 2.5 | 2.5 | 2.5 | 2.5 | 2.5 | 2.5 | 2.5 | 2.5 | 2.5
Zero |  | 0 | 0 | 0 | 0 | 0 | 0 | 0 | 0 | 0 | 0 | 0 | 0 | 0 | 0 | 0 | 0 | 0 | 0 | 0 | 0 | 0 | 0 | 0 | 0 | 0 | 0 | 0 | 0 | 0 | 0 | 0 | 0 | 0 | 0 | 0 | 0 | 0 | 0
CO2_Allowance_CA_NoFed | CA CO2 CnT allowance, no federal action (2012$/tonCO2) | 0 | 0 | 0 | 10.4146 | 10.9353 | 11.4821 | 12.0562 | 12.659 | 13.2919 | 13.9565 | 14.6544 | 15.3871 | 16.1564 | 16.9643 | 17.8125 | 18.7031 | 19.6383 | 20.6202 | 21.6512 | 22.7337 | 23.8704 | 25.0639 | 26.3171 | 27.633 | 29.0147 | 30.4654 | 31.9887 | 33.5881 | 35.2675 | 37.0309 | 38.8824 | 38.8824 | 38.8824 | 38.8824 | 38.8824 | 38.8824 | 38.8824 | 38.8824
CO2_Tax_Zero | No CO2 cap & trade allowance or tax (2012$/tonCO2) | 0 | 0 | 0 | 0 | 0 | 0 | 0 | 0 | 0 | 0 | 0 | 0 | 0 | 0 | 0 | 0 | 0 | 0 | 0 | 0 | 0 | 0 | 0 | 0 | 0 | 0 | 0 | 0 | 0 | 0 | 0 | 0 | 0 | 0 | 0 | 0 | 0 | 0
PSERPS | PSE RPS Need MWh | [14 empty] | 0 | 0 | 0 | 0 | 0 | 0 | 0 | 0 | 0 | 0 | 0 | 0 | 0 | 0 | 0 | 0 | 0 | 0 | 0 | 0 | 0 | 0 | 0 | 0
PSEFirmImports | [9 empty] | mn_PSEFirmImports_2018 | mn_PSEFirmImports_2019 | mn_PSEFirmImports_2020 | mn_PSEFirmImports_2021 | mn_PSEFirmImports_2022 | mn_PSEFirmImports_2023 | mn_PSEFirmImports_2024 | mn_PSEFirmImports_2025 | mn_PSEFirmImports_2026 | mn_PSEFirmImports_2027 | mn_PSEFirmImports_2028 | mn_PSEFirmImports_2029 | mn_PSEFirmImports_2030 | mn_PSEFirmImports_2031 | mn_PSEFirmImports_2032 | mn_PSEFirmImports_2033 | mn_PSEFirmImports_2034 | mn_PSEFirmImports_2035 | mn_PSEFirmImports_2036 | mn_PSEFirmImports_2037 | mn_PSEFirmImports_2038 | mn_PSEFirmImports_2039 | mn_PSEFirmImports_2040 | mn_PSEFirmImports_2041 | mn_PSEFirmImports_2042 | mn_PSEFirmImports_2043 | mn_PSEFirmImports_2044 | mn_PSEFirmImports_2045 | mn_PSEFirmImports_2046 | mn_PSEFirmImports_2047
PSEPlanningMargin | [9 empty] | 0 | 0 | 0 | 0 | 20.667 | 20.667 | 20.667 | 20.667 | 20.667 | 20.667 | 20.667 | 20.667 | 20.667 | 24.2262 | 24.2262 | 24.2262 | 24.2262 | 24.2262 | 24.2262 | 24.2262 | 24.2262 | 24.2262 | 24.2262 | 24.2262 | 24.2262 | 24.2262 | 24.2262 | 24.2262 | 24.2262 | 24.2262
FramePeakerCapital | Frame Peaker Capital Cost | [8 empty] | 0 | 0 | yr_FramePeakerCapital_2020 | yr_FramePeakerCapital_2021 | yr_FramePeakerCapital_2022 | yr_FramePeakerCapital_2023 | yr_FramePeakerCapital_2024 | yr_FramePeakerCapital_2025 | yr_FramePeakerCapital_2026 | yr_FramePeakerCapital_2027 | yr_FramePeakerCapital_2028 | yr_FramePeakerCapital_2029 | yr_FramePeakerCapital_2030 | yr_FramePeakerCapital_2031 | yr_FramePeakerCapital_2032 | yr_FramePeakerCapital_2033 | yr_FramePeakerCapital_2034 | yr_FramePeakerCapital_2035 | yr_FramePeakerCapital_2036 | yr_FramePeakerCapital_2037 | yr_FramePeakerCapital_2038 | yr_FramePeakerCapital_2039 | yr_FramePeakerCapital_2040 | yr_FramePeakerCapital_2041 | yr_FramePeakerCapital_2042 | yr_FramePeakerCapital_2043 | yr_FramePeakerCapital_2044 | yr_FramePeakerCapital_2045 | yr_FramePeakerCapital_2046 | yr_FramePeakerCapital_2047
FramePeakerCapital_2020 | [11 empty] | 1373.2352 | 1339.4055 | 1302.5415 | 1267.216 | 1233.2752 | 1200.5908 | 1168.7868 | 1137.2649 | 1105.7344 | 1074.2039 | 1042.6734 | 1011.1429 | 979.6124 | 948.0819 | 433.8067 | 919.0814 | 895.1239 | 873.6878 | 852.2516 | 830.8155 | 809.3794 | 787.9433 | 766.5072 | 745.0711 | 723.635 | 702.1988 | 680.7627 | 638.492
FramePeakerCapital_2021 | [11 empty] | 0 | 1383.1427 | 1349.069 | 1311.939 | 1276.3586 | 1242.1729 | 1209.2527 | 1177.2193 | 1145.4699 | 1113.7119 | 1081.954 | 1050.196 | 1018.438 | 986.68 | 954.9221 | 436.9365 | 925.7124 | 901.5819 | 879.9912 | 858.4004 | 836.8096 | 815.2189 | 793.6281 | 772.0373 | 750.4465 | 728.8558 | 707.265 | 654.4238
FramePeakerCapital_2022 | [11 empty] | 0 | 0 | 1372.825 | 1339.0054 | 1302.1524 | 1266.8375 | 1232.9068 | 1200.2322 | 1168.4377 | 1136.9251 | 1105.4041 | 1073.883 | 1042.3619 | 1010.8409 | 979.3198 | 947.7987 | 433.6771 | 918.8069 | 894.8565 | 873.4268 | 851.9971 | 830.5674 | 809.1376 | 787.7079 | 766.2782 | 744.8485 | 723.4188 | 660.9327
FramePeakerCapital_2023 | [11 empty] | 0 | 0 | 0 | 1345.7654 | 1312.6124 | 1276.4858 | 1241.8669 | 1208.6051 | 1176.5745 | 1145.4067 | 1114.5153 | 1083.6155 | 1052.7158 | 1021.816 | 990.9163 | 960.0165 | 929.1167 | 425.1289 | 900.6964 | 877.218 | 856.2107 | 835.2034 | 814.1961 | 793.1888 | 772.1815 | 751.1742 | 730.1669 | 659.218
FramePeakerCapital_2024 | [11 empty] | 0 | 0 | 0 | 0 | 1333.2471 | 1300.4025 | 1264.612 | 1230.3151 | 1197.3626 | 1165.63 | 1134.7521 | 1104.1481 | 1073.5358 | 1042.9235 | 1012.3111 | 981.6988 | 951.0865 | 920.4741 | 421.1744 | 892.3181 | 869.0582 | 848.2463 | 827.4344 | 806.6225 | 785.8106 | 764.9987 | 744.1868 | 664.4388
FramePeakerCapital_2025 | [11 empty] | 0 | 0 | 0 | 0 | 0 | 1325.8107 | 1293.1493 | 1257.5584 | 1223.4529 | 1190.6842 | 1159.1285 | 1128.4229 | 1097.9895 | 1067.548 | 1037.1064 | 1006.6648 | 976.2232 | 945.7816 | 915.34 | 418.8252 | 887.3411 | 864.2109 | 843.515 | 822.8192 | 802.1234 | 781.4276 | 760.7318 | 672.1662
FramePeakerCapital_2026 | [11 empty] | 0 | 0 | 0 | 0 | 0 | 0 | 1318.4506 | 1285.9705 | 1250.5772 | 1216.661 | 1184.0742 | 1152.6937 | 1122.1585 | 1091.8942 | 1061.6216 | 1031.349 | 1001.0764 | 970.8038 | 940.5312 | 910.2586 | 416.5001 | 882.4151 | 859.4133 | 838.8324 | 818.2514 | 797.6705 | 777.0896 | 679.9475
FramePeakerCapital_2027 | [11 empty] | 0 | 0 | 0 | 0 | 0 | 0 | 0 | 1310.9841 | 1278.6879 | 1243.495 | 1209.7709 | 1177.3687 | 1146.1659 | 1115.8037 | 1085.7107 | 1055.6095 | 1025.5084 | 995.4072 | 965.306 | 935.2049 | 905.1037 | 414.1415 | 877.4179 | 854.5464 | 834.082 | 813.6176 | 793.1532 | 687.686
FramePeakerCapital_2028 | [11 empty] | 0 | 0 | 0 | 0 | 0 | 0 | 0 | 0 | 1305.2913 | 1273.1354 | 1238.0954 | 1204.5177 | 1172.2561 | 1141.1889 | 1110.9585 | 1080.9961 | 1051.0257 | 1021.0552 | 991.0848 | 961.1143 | 931.1439 | 901.1735 | 412.3431 | 873.6078 | 850.8356 | 830.4601 | 810.0846 | 696.3791
FramePeakerCapital_2029 | [11 empty] | 0 | 0 | 0 | 0 | 0 | 0 | 0 | 0 | 0 | 1296.9482 | 1264.9978 | 1230.1817 | 1196.8186 | 1164.7633 | 1133.8946 | 1103.8574 | 1074.0866 | 1044.3077 | 1014.5288 | 984.75 | 954.9711 | 925.1922 | 895.4133 | 409.7075 | 868.0239 | 845.3972 | 825.1519 | 703.6716
FramePeakerCapital_2030 | [11 empty] | 0 | 0 | 0 | 0 | 0 | 0 | 0 | 0 | 0 | 0 | 1292.3095 | 1260.4733 | 1225.7818 | 1192.538 | 1160.5973 | 1129.8391 | 1099.9093 | 1070.245 | 1040.5726 | 1010.9002 | 981.2279 | 951.5555 | 921.8831 | 892.2107 | 408.2421 | 864.9193 | 842.3735 | 712.9944
FramePeakerCapital_2031 | [11 empty] | 0 | 0 | 0 | 0 | 0 | 0 | 0 | 0 | 0 | 0 | 0 | 1288.0971 | 1256.3647 | 1221.7862 | 1188.6509 | 1156.8143 | 1126.1563 | 1096.3241 | 1066.7564 | 1037.1808 | 1007.6051 | 978.0295 | 948.4538 | 918.8782 | 889.3025 | 406.9114 | 862.1 | 722.6083
FramePeakerCapital_2032 | [11 empty] | 0 | 0 | 0 | 0 | 0 | 0 | 0 | 0 | 0 | 0 | 0 | 0 | 1282.1977 | 1250.6107 | 1216.1906 | 1183.2069 | 1151.5162 | 1120.9986 | 1091.303 | 1061.8708 | 1032.4306 | 1002.9904 | 973.5502 | 944.11 | 914.6698 | 885.2296 | 405.0478 | 731.5251
FramePeakerCapital_2033 | [11 empty] | 0 | 0 | 0 | 0 | 0 | 0 | 0 | 0 | 0 | 0 | 0 | 0 | 0 | 1277.6951 | 1246.219 | 1211.9198 | 1179.052 | 1147.4725 | 1117.0621 | 1087.4708 | 1058.1419 | 1028.8051 | 999.4683 | 970.1315 | 940.7946 | 911.4578 | 882.121 | 701.5916
FramePeakerCapital_2034 | [11 empty] | 0 | 0 | 0 | 0 | 0 | 0 | 0 | 0 | 0 | 0 | 0 | 0 | 0 | 0 | 1273.5676 | 1242.1932 | 1208.0047 | 1175.2431 | 1143.7656 | 1113.4534 | 1083.9577 | 1054.7236 | 1025.4816 | 996.2395 | 966.9975 | 937.7554 | 908.5134 | 713.8386
FramePeakerCapital_2035 | [11 empty] | 0 | 0 | 0 | 0 | 0 | 0 | 0 | 0 | 0 | 0 | 0 | 0 | 0 | 0 | 0 | 1268.6327 | 1237.3799 | 1203.3239 | 1170.6892 | 1139.3338 | 1109.139 | 1079.7576 | 1050.6368 | 1021.508 | 992.3793 | 963.2506 | 934.1218 | 726.1198
FramePeakerCapital_2036 | [11 empty] | 0 | 0 | 0 | 0 | 0 | 0 | 0 | 0 | 0 | 0 | 0 | 0 | 0 | 0 | 0 | 0 | 1263.7636 | 1232.6307 | 1198.7055 | 1166.196 | 1134.9609 | 1104.8821 | 1075.6134 | 1046.6043 | 1017.5874 | 988.5705 | 959.5535 | 738.8467
FramePeakerCapital_2037 | [11 empty] | 0 | 0 | 0 | 0 | 0 | 0 | 0 | 0 | 0 | 0 | 0 | 0 | 0 | 0 | 0 | 0 | 0 | 1259.5887 | 1228.5587 | 1194.7454 | 1162.3434 | 1131.2115 | 1101.232 | 1072.06 | 1043.1468 | 1014.2257 | 985.3046 | 752.3399
FramePeakerCapital_2038 | [11 empty] | 0 | 0 | 0 | 0 | 0 | 0 | 0 | 0 | 0 | 0 | 0 | 0 | 0 | 0 | 0 | 0 | 0 | 0 | 1257.0563 | 1226.0886 | 1192.3434 | 1160.0065 | 1128.9372 | 1099.018 | 1069.9047 | 1041.0496 | 1012.1866 | 767.1585
FramePeakerCapital_2039 | [11 empty] | 0 | 0 | 0 | 0 | 0 | 0 | 0 | 0 | 0 | 0 | 0 | 0 | 0 | 0 | 0 | 0 | 0 | 0 | 0 | 1253.8538 | 1222.965 | 1189.3058 | 1157.0513 | 1126.0611 | 1096.2181 | 1067.179 | 1038.3974 | 781.8877
FramePeakerCapital_2040 | [11 empty] | 0 | 0 | 0 | 0 | 0 | 0 | 0 | 0 | 0 | 0 | 0 | 0 | 0 | 0 | 0 | 0 | 0 | 0 | 0 | 0 | 1250.809 | 1219.9952 | 1186.4177 | 1154.2415 | 1123.3266 | 1093.5561 | 1064.5875 | 796.9965
FramePeakerCapital_2041 | [11 empty] | 0 | 0 | 0 | 0 | 0 | 0 | 0 | 0 | 0 | 0 | 0 | 0 | 0 | 0 | 0 | 0 | 0 | 0 | 0 | 0 | 0 | 1249.0533 | 1218.2828 | 1184.7524 | 1152.6214 | 1121.7499 | 1092.0212 | 813.2012
FramePeakerCapital_2042 | [11 empty] | 0 | 0 | 0 | 0 | 0 | 0 | 0 | 0 | 0 | 0 | 0 | 0 | 0 | 0 | 0 | 0 | 0 | 0 | 0 | 0 | 0 | 0 | 1244.481 | 1213.8232 | 1180.4155 | 1148.4021 | 1117.6436 | 827.8186
FramePeakerCapital_2043 | [11 empty] | 0 | 0 | 0 | 0 | 0 | 0 | 0 | 0 | 0 | 0 | 0 | 0 | 0 | 0 | 0 | 0 | 0 | 0 | 0 | 0 | 0 | 0 | 0 | 1243.3757 | 1212.7451 | 1179.3671 | 1147.3821 | 845.0262
FramePeakerCapital_2044 | [11 empty] | 0 | 0 | 0 | 0 | 0 | 0 | 0 | 0 | 0 | 0 | 0 | 0 | 0 | 0 | 0 | 0 | 0 | 0 | 0 | 0 | 0 | 0 | 0 | 0 | 1239.0695 | 1208.545 | 1175.2826 | 860.3908
FramePeakerCapital_2045 | [11 empty] | 0 | 0 | 0 | 0 | 0 | 0 | 0 | 0 | 0 | 0 | 0 | 0 | 0 | 0 | 0 | 0 | 0 | 0 | 0 | 0 | 0 | 0 | 0 | 0 | 0 | 1237.6909 | 1207.2004 | 878.1631
FramePeakerCapital_2046 | [11 empty] | 0 | 0 | 0 | 0 | 0 | 0 | 0 | 0 | 0 | 0 | 0 | 0 | 0 | 0 | 0 | 0 | 0 | 0 | 0 | 0 | 0 | 0 | 0 | 0 | 0 | 0 | 1233.8687 | 894.632
FramePeakerCapital_2047 | [11 empty] | 0 | 0 | 0 | 0 | 0 | 0 | 0 | 0 | 0 | 0 | 0 | 0 | 0 | 0 | 0 | 0 | 0 | 0 | 0 | 0 | 0 | 0 | 0 | 0 | 0 | 0 | 0 | 912.1521
FramePeakerHeatRate | Frame Peaker Heat Rate Improvement | [8 empty] | 10101.9539 | 10061.0553 | 10020.1567 | 9979.2581 | 9938.3595 | 9897.4609 | 9856.5623 | 9815.6637 | 9805.4815 | 9795.3098 | 9785.1487 | 9774.9982 | 9764.8581 | 9754.7286 | 9744.6096 | 9734.5011 | 9724.403 | 9714.3155 | 9704.2384 | 9694.1718 | 9684.1156 | 9674.0698 | 9664.0345 | 9654.0095 | 9643.995 | 9633.9909 | 9623.9971 | 9614.0137 | 9604.0406 | 9594.0779
FramePeakerMinHeatRate | Frame Peaker Heat Rate Improvement | [8 empty] | 16109.8768 | 16044.6546 | 15979.4324 | 15914.2102 | 15848.9881 | 15783.7659 | 15718.5437 | 15653.3215 | 15637.0837 | 15620.8626 | 15604.6584 | 15588.471 | 15572.3004 | 15556.1465 | 15540.0095 | 15523.8891 | 15507.7855 | 15491.6986 | 15475.6284 | 15459.5748 | 15443.5379 | 15427.5176 | 15411.514 | 15395.5269 | 15379.5565 | 15363.6026 | 15347.6652 | 15331.7444 | 15315.8401 | 15299.9523
FramePeaker_Flex_Annual | [11 empty] | -248.958 | -239.9306 | -231.1234 | -222.5309 | -214.1481 | -205.9697 | -197.9908 | -190.2064 | -182.612 | -175.2028 | -167.9743 | -160.922 | -154.0418 | -147.3295 | -140.7808 | -134.3918 | -128.1587 | -122.0776 | -116.1448 | -110.3568 | -104.7099 | -99.2007 | -93.8259 | -88.5822 | -83.4664 | -78.4753 | -73.606 | -68.8555
RecipPeakerCapital | Recip Peaker Capital Cost | [8 empty] | 0 | 0 | yr_RecipPeakerCapital_2020 | yr_RecipPeakerCapital_2021 | yr_RecipPeakerCapital_2022 | yr_RecipPeakerCapital_2023 | yr_RecipPeakerCapital_2024 | yr_RecipPeakerCapital_2025 | yr_RecipPeakerCapital_2026 | yr_RecipPeakerCapital_2027 | yr_RecipPeakerCapital_2028 | yr_RecipPeakerCapital_2029 | yr_RecipPeakerCapital_2030 | yr_RecipPeakerCapital_2031 | yr_RecipPeakerCapital_2032 | yr_RecipPeakerCapital_2033 | yr_RecipPeakerCapital_2034 | yr_RecipPeakerCapital_2035 | yr_RecipPeakerCapital_2036 | yr_RecipPeakerCapital_2037 | yr_RecipPeakerCapital_2038 | yr_RecipPeakerCapital_2039 | yr_RecipPeakerCapital_2040 | yr_RecipPeakerCapital_2041 | yr_RecipPeakerCapital_2042 | yr_RecipPeakerCapital_2043 | yr_RecipPeakerCapital_2044 | yr_RecipPeakerCapital_2045 | yr_RecipPeakerCapital_2046 | yr_RecipPeakerCapital_2047
RecipPeakerCapital_2020 | [11 empty] | 3241.524 | 3147.1632 | 3044.3388 | 2945.8059 | 2851.1351 | 2759.969 | 2671.2585 | 2583.3347 | 2495.3871 | 2407.4395 | 2319.4919 | 2231.5443 | 2143.5967 | 2055.6491 | 1132.4007 | 1974.7584 | 1907.9339 | 1848.1424 | 1788.3509 | 1728.5594 | 1668.7679 | 1608.9764 | 1549.185 | 1489.3935 | 1429.602 | 1369.8105 | 1310.019 | 1192.1137
RecipPeakerCapital_2021 | [11 empty] | 0 | 3264.9107 | 3169.8691 | 3066.3029 | 2967.059 | 2871.7053 | 2779.8814 | 2690.5309 | 2601.9728 | 2513.3906 | 2424.8085 | 2336.2264 | 2247.6443 | 2159.0622 | 2070.4801 | 1140.5706 | 1989.0058 | 1921.6991 | 1861.4762 | 1801.2533 | 1741.0305 | 1680.8076 | 1620.5847 | 1560.3619 | 1500.139 | 1439.9161 | 1379.6933 | 1232.3038
RecipPeakerCapital_2022 | [11 empty] | 0 | 0 | 3240.5557 | 3146.2231 | 3043.4294 | 2944.9259 | 2850.2835 | 2759.1446 | 2670.4605 | 2582.5631 | 2494.6417 | 2406.7204 | 2318.7991 | 2230.8777 | 2142.9564 | 2055.0351 | 1132.0624 | 1974.1685 | 1907.3639 | 1847.5903 | 1787.8167 | 1728.0431 | 1668.2694 | 1608.4958 | 1548.7222 | 1488.9486 | 1429.1749 | 1254.8833
RecipPeakerCapital_2023 | [11 empty] | 0 | 0 | 0 | 3176.6813 | 3084.2081 | 2983.4406 | 2886.8787 | 2794.1017 | 2704.7593 | 2617.8233 | 2531.6584 | 2445.47 | 2359.2817 | 2273.0934 | 2186.9051 | 2100.7168 | 2014.5284 | 1109.7484 | 1935.2559 | 1869.768 | 1811.1726 | 1752.5772 | 1693.9817 | 1635.3863 | 1576.7909 | 1518.1954 | 1459.6 | 1261.7034
RecipPeakerCapital_2024 | [11 empty] | 0 | 0 | 0 | 0 | 3147.132 | 3055.5189 | 2955.6888 | 2860.0251 | 2768.1111 | 2679.5997 | 2593.4724 | 2508.1089 | 2422.7224 | 2337.3358 | 2251.9492 | 2166.5626 | 2081.176 | 1995.7894 | 1099.4256 | 1917.2542 | 1852.3755 | 1794.3251 | 1736.2748 | 1678.2244 | 1620.174 | 1562.1236 | 1504.0732 | 1281.6333
RecipPeakerCapital_2025 | [11 empty] | 0 | 0 | 0 | 0 | 0 | 3129.5783 | 3038.4762 | 2939.2029 | 2844.0728 | 2752.6715 | 2664.6538 | 2579.0069 | 2494.1196 | 2409.2092 | 2324.2989 | 2239.3885 | 2154.4782 | 2069.5679 | 1984.6575 | 1093.2933 | 1906.5604 | 1842.0436 | 1784.317 | 1726.5904 | 1668.8638 | 1611.1372 | 1553.4106 | 1306.3759
RecipPeakerCapital_2026 | [11 empty] | 0 | 0 | 0 | 0 | 0 | 0 | 3112.2047 | 3021.6084 | 2922.8862 | 2828.2842 | 2737.3903 | 2649.8612 | 2564.6898 | 2480.2737 | 2395.8347 | 2311.3957 | 2226.9568 | 2142.5178 | 2058.0788 | 1973.6399 | 1087.224 | 1895.9763 | 1831.8177 | 1774.4115 | 1717.0054 | 1659.5993 | 1602.1931 | 1331.236
RecipPeakerCapital_2027 | [11 empty] | 0 | 0 | 0 | 0 | 0 | 0 | 0 | 3094.5801 | 3004.4968 | 2906.3337 | 2812.2674 | 2721.8882 | 2634.8548 | 2550.1657 | 2466.2277 | 2382.2669 | 2298.3061 | 2214.3453 | 2130.3845 | 2046.4238 | 1962.463 | 1081.067 | 1885.2392 | 1821.4439 | 1764.3629 | 1707.2818 | 1650.2008 | 1356.0224
RecipPeakerCapital_2028 | [11 empty] | 0 | 0 | 0 | 0 | 0 | 0 | 0 | 0 | 3081.1423 | 2991.4502 | 2893.7134 | 2800.0555 | 2710.0688 | 2623.4134 | 2539.092 | 2455.5185 | 2371.9223 | 2288.3261 | 2204.7299 | 2121.1337 | 2037.5375 | 1953.9413 | 1076.3726 | 1877.0528 | 1813.5346 | 1756.7014 | 1699.8682 | 1382.7108
RecipPeakerCapital_2029 | [11 empty] | 0 | 0 | 0 | 0 | 0 | 0 | 0 | 0 | 0 | 3061.4482 | 2972.3294 | 2875.2173 | 2782.1581 | 2692.7466 | 2606.645 | 2522.8626 | 2439.8232 | 2356.7614 | 2273.6995 | 2190.6376 | 2107.5758 | 2024.5139 | 1941.452 | 1069.4926 | 1865.0551 | 1801.9428 | 1745.4729 | 1406.6292
RecipPeakerCapital_2030 | [11 empty] | 0 | 0 | 0 | 0 | 0 | 0 | 0 | 0 | 0 | 0 | 3050.4985 | 2961.6985 | 2864.9337 | 2772.2073 | 2683.1156 | 2597.322 | 2513.8392 | 2431.0969 | 2348.3321 | 2265.5673 | 2182.8025 | 2100.0377 | 2017.273 | 1934.5082 | 1065.6674 | 1858.3844 | 1795.4979 | 1434.6223
RecipPeakerCapital_2031 | [11 empty] | 0 | 0 | 0 | 0 | 0 | 0 | 0 | 0 | 0 | 0 | 0 | 3040.5552 | 2952.0446 | 2855.5952 | 2763.1711 | 2674.3698 | 2588.8558 | 2505.6452 | 2423.1725 | 2340.6775 | 2258.1825 | 2175.6875 | 2093.1925 | 2010.6975 | 1928.2025 | 1062.1938 | 1852.3269 | 1463.2444
RecipPeakerCapital_2032 | [11 empty] | 0 | 0 | 0 | 0 | 0 | 0 | 0 | 0 | 0 | 0 | 0 | 0 | 3026.6297 | 2938.5245 | 2842.5168 | 2750.516 | 2662.1214 | 2576.9991 | 2494.1696 | 2412.0746 | 2329.9574 | 2247.8403 | 2165.7231 | 2083.6059 | 2001.4887 | 1919.3715 | 1057.3291 | 1490.6453
RecipPeakerCapital_2033 | [11 empty] | 0 | 0 | 0 | 0 | 0 | 0 | 0 | 0 | 0 | 0 | 0 | 0 | 0 | 3016.0014 | 2928.2055 | 2832.535 | 2740.8573 | 2652.7731 | 2567.9496 | 2485.411 | 2403.6044 | 2321.7755 | 2239.9467 | 2158.1179 | 2076.2891 | 1994.4602 | 1912.6314 | 1449.0911
RecipPeakerCapital_2034 | [11 empty] | 0 | 0 | 0 | 0 | 0 | 0 | 0 | 0 | 0 | 0 | 0 | 0 | 0 | 0 | 3006.2583 | 2918.746 | 2823.3846 | 2732.003 | 2644.2033 | 2559.6539 | 2477.3819 | 2395.8396 | 2314.2751 | 2232.7106 | 2151.1461 | 2069.5817 | 1988.0172 | 1481.6756
RecipPeakerCapital_2035 | [11 empty] | 0 | 0 | 0 | 0 | 0 | 0 | 0 | 0 | 0 | 0 | 0 | 0 | 0 | 0 | 0 | 2994.6096 | 2907.4365 | 2812.4445 | 2721.417 | 2633.9576 | 2549.7358 | 2467.7826 | 2386.5562 | 2305.3077 | 2224.0593 | 2142.8109 | 2061.5624 | 1515.0717
RecipPeakerCapital_2036 | [11 empty] | 0 | 0 | 0 | 0 | 0 | 0 | 0 | 0 | 0 | 0 | 0 | 0 | 0 | 0 | 0 | 0 | 2983.116 | 2896.2775 | 2801.6501 | 2710.972 | 2623.8482 | 2539.9497 | 2458.311 | 2377.3964 | 2296.4598 | 2215.5232 | 2134.5866 | 1550.0166
RecipPeakerCapital_2037 | [11 empty] | 0 | 0 | 0 | 0 | 0 | 0 | 0 | 0 | 0 | 0 | 0 | 0 | 0 | 0 | 0 | 0 | 0 | 2973.2611 | 2886.7094 | 2792.3947 | 2702.0161 | 2615.1802 | 2531.5588 | 2450.1898 | 2369.5425 | 2288.8732 | 2208.204 | 1587.0994
RecipPeakerCapital_2038 | [11 empty] | 0 | 0 | 0 | 0 | 0 | 0 | 0 | 0 | 0 | 0 | 0 | 0 | 0 | 0 | 0 | 0 | 0 | 0 | 2967.2834 | 2880.9057 | 2786.7805 | 2696.5837 | 2609.9223 | 2526.4691 | 2445.2637 | 2364.7785 | 2284.2715 | 1627.4489
RecipPeakerCapital_2039 | [11 empty] | 0 | 0 | 0 | 0 | 0 | 0 | 0 | 0 | 0 | 0 | 0 | 0 | 0 | 0 | 0 | 0 | 0 | 0 | 0 | 2959.7239 | 2873.5663 | 2779.6809 | 2689.7139 | 2603.2733 | 2520.0326 | 2439.0341 | 2358.754 | 1668.0247
RecipPeakerCapital_2040 | [11 empty] | 0 | 0 | 0 | 0 | 0 | 0 | 0 | 0 | 0 | 0 | 0 | 0 | 0 | 0 | 0 | 0 | 0 | 0 | 0 | 0 | 2952.5366 | 2866.5882 | 2772.9308 | 2683.1822 | 2596.9516 | 2513.913 | 2433.1112 | 1709.7722
RecipPeakerCapital_2041 | [11 empty] | 0 | 0 | 0 | 0 | 0 | 0 | 0 | 0 | 0 | 0 | 0 | 0 | 0 | 0 | 0 | 0 | 0 | 0 | 0 | 0 | 0 | 2948.3923 | 2862.5646 | 2769.0387 | 2679.4161 | 2593.3064 | 2510.3845 | 1754.1999
RecipPeakerCapital_2042 | [11 empty] | 0 | 0 | 0 | 0 | 0 | 0 | 0 | 0 | 0 | 0 | 0 | 0 | 0 | 0 | 0 | 0 | 0 | 0 | 0 | 0 | 0 | 0 | 2937.5994 | 2852.0858 | 2758.9023 | 2669.6078 | 2583.8133 | 1795.4956
RecipPeakerCapital_2043 | [11 empty] | 0 | 0 | 0 | 0 | 0 | 0 | 0 | 0 | 0 | 0 | 0 | 0 | 0 | 0 | 0 | 0 | 0 | 0 | 0 | 0 | 0 | 0 | 0 | 2934.9903 | 2849.5527 | 2756.4519 | 2667.2367 | 1842.7052
RecipPeakerCapital_2044 | [11 empty] | 0 | 0 | 0 | 0 | 0 | 0 | 0 | 0 | 0 | 0 | 0 | 0 | 0 | 0 | 0 | 0 | 0 | 0 | 0 | 0 | 0 | 0 | 0 | 0 | 2924.8256 | 2839.6839 | 2746.9055 | 1886.2037
RecipPeakerCapital_2045 | [11 empty] | 0 | 0 | 0 | 0 | 0 | 0 | 0 | 0 | 0 | 0 | 0 | 0 | 0 | 0 | 0 | 0 | 0 | 0 | 0 | 0 | 0 | 0 | 0 | 0 | 0 | 2921.5714 | 2836.5245 | 1935.2992
RecipPeakerCapital_2046 | [11 empty] | 0 | 0 | 0 | 0 | 0 | 0 | 0 | 0 | 0 | 0 | 0 | 0 | 0 | 0 | 0 | 0 | 0 | 0 | 0 | 0 | 0 | 0 | 0 | 0 | 0 | 0 | 2912.549 | 1981.8585
RecipPeakerCapital_2047 | [11 empty] | 0 | 0 | 0 | 0 | 0 | 0 | 0 | 0 | 0 | 0 | 0 | 0 | 0 | 0 | 0 | 0 | 0 | 0 | 0 | 0 | 0 | 0 | 0 | 0 | 0 | 0 | 0 | 2030.9483
RecipPeakerHeatRate | Recip Peaker Heat Rate Improvement | [8 empty] | 8613.8047 | 8578.931 | 8544.0573 | 8509.1836 | 8474.3099 | 8439.4362 | 8404.5625 | 8369.6888 | 8361.0065 | 8352.3333 | 8343.669 | 8335.0138 | 8326.3675 | 8317.7302 | 8309.1018 | 8300.4824 | 8291.872 | 8283.2705 | 8274.6779 | 8266.0942 | 8257.5194 | 8248.9535 | 8240.3965 | 8231.8484 | 8223.3091 | 8214.7787 | 8206.2571 | 8197.7444 | 8189.2405 | 8180.7455
RecipPeakerMinHeatRate | Recip Peaker Heat Rate Improvement | [8 empty] | 11513.8251 | 11467.2104 | 11420.5957 | 11373.981 | 11327.3664 | 11280.7517 | 11234.137 | 11187.5223 | 11175.917 | 11164.3237 | 11152.7425 | 11141.1733 | 11129.616 | 11118.0708 | 11106.5375 | 11095.0162 | 11083.5069 | 11072.0094 | 11060.524 | 11049.0504 | 11037.5887 | 11026.1389 | 11014.701 | 11003.275 | 10991.8608 | 10980.4585 | 10969.0679 | 10957.6892 | 10946.3223 | 10934.9672
RecipPeakerGasTrans | [9 empty] | yr_RecipPeakerGasTransAnnual | yr_RecipPeakerGasTransAnnual | yr_RecipPeakerGasTransAnnual | yr_RecipPeakerGasTransAnnual | yr_RecipPeakerGasTransAnnual | yr_RecipPeakerGasTransAnnual | yr_RecipPeakerGasTransAnnual | yr_RecipPeakerGasTransAnnual | yr_RecipPeakerGasTransAnnual | yr_RecipPeakerGasTransAnnual | yr_RecipPeakerGasTransAnnual | yr_RecipPeakerGasTransAnnual | yr_RecipPeakerGasTransAnnual | yr_RecipPeakerGasTransAnnual | yr_RecipPeakerGasTransAnnual | yr_RecipPeakerGasTransAnnual | yr_RecipPeakerGasTransAnnual | yr_RecipPeakerGasTransAnnual | yr_RecipPeakerGasTransAnnual | yr_RecipPeakerGasTransAnnual | yr_RecipPeakerGasTransAnnual | yr_RecipPeakerGasTransAnnual | yr_RecipPeakerGasTransAnnual | yr_RecipPeakerGasTransAnnual | yr_RecipPeakerGasTransAnnual | yr_RecipPeakerGasTransAnnual | yr_RecipPeakerGasTransAnnual | yr_RecipPeakerGasTransAnnual | yr_RecipPeakerGasTransAnnual | yr_RecipPeakerGasTransAnnual
RecipPeakerGasTransAnnual | Recip Fixed Gas transport | [10 empty] | 931.0823 | 813.4993 | 975.8164 | 928.3582 | 926.5013 | 822.7094 | 833.4279 | 687.9822 | 549.1357 | 416.2952 | 358.7023 | 344.5472 | 346.2788 | 344.132 | 308.0924 | 264.2328 | 274.6447 | 350.9628 | 369.4573 | 364.839 | 443.0877 | 423.2149 | 380.2689 | 335.2053 | 294.6234 | 258.8545 | 223.7228 | 192.8664
RecipPeakerGasTrans_Flex_Annual | [11 empty] | 631.3565 | 523.549 | 695.4034 | 657.2498 | 664.4706 | 569.5349 | 588.8937 | 451.8775 | 321.2549 | 196.4377 | 146.6725 | 140.1541 | 149.3362 | 154.4581 | 125.51 | 88.5689 | 105.7305 | 188.6337 | 213.5527 | 215.2023 | 299.5659 | 285.6589 | 248.5332 | 209.1479 | 174.1059 | 143.7417 | 113.8829 | 88.1708
CCCTCapital | CCCT Capital Cost | [8 empty] | 0 | 0 | yr_CCCTCapital_2020 | yr_CCCTCapital_2021 | yr_CCCTCapital_2022 | yr_CCCTCapital_2023 | yr_CCCTCapital_2024 | yr_CCCTCapital_2025 | yr_CCCTCapital_2026 | yr_CCCTCapital_2027 | yr_CCCTCapital_2028 | yr_CCCTCapital_2029 | yr_CCCTCapital_2030 | yr_CCCTCapital_2031 | yr_CCCTCapital_2032 | yr_CCCTCapital_2033 | yr_CCCTCapital_2034 | yr_CCCTCapital_2035 | yr_CCCTCapital_2036 | yr_CCCTCapital_2037 | yr_CCCTCapital_2038 | yr_CCCTCapital_2039 | yr_CCCTCapital_2040 | yr_CCCTCapital_2041 | yr_CCCTCapital_2042 | yr_CCCTCapital_2043 | yr_CCCTCapital_2044 | yr_CCCTCapital_2045 | yr_CCCTCapital_2046 | yr_CCCTCapital_2047
CCCTCapital_2020 | [11 empty] | 2434.3584 | 2366.6863 | 2293.2185 | 2222.2938 | 2153.6813 | 2087.1823 | 2022.3432 | 1958.482 | 1894.9932 | 1831.5589 | 1768.1246 | 1704.6903 | 1641.256 | 1577.8217 | 886.0758 | 1517.037 | 1461.5306 | 1408.664 | 1355.7974 | 1302.9307 | 1252.0604 | 1205.1818 | 1160.2995 | 1115.4172 | 1070.5349 | 1025.6526 | 980.7703 | 892.2651
CCCTCapital_2021 | [11 empty] | 0 | 2416.9401 | 2349.7522 | 2276.8101 | 2206.3929 | 2138.2713 | 2072.2481 | 2007.8729 | 1944.4688 | 1881.4342 | 1818.4538 | 1755.4734 | 1692.4929 | 1629.5125 | 1566.5321 | 879.7357 | 1506.1823 | 1451.0731 | 1398.5848 | 1346.0964 | 1293.608 | 1243.1017 | 1196.5585 | 1151.9973 | 1107.4362 | 1062.875 | 1018.3139 | 909.2549
CCCTCapital_2022 | [11 empty] | 0 | 0 | 2399.2671 | 2332.5705 | 2260.1618 | 2190.2595 | 2122.636 | 2057.0956 | 1993.1911 | 1930.2505 | 1867.6769 | 1805.157 | 1742.6371 | 1680.1172 | 1617.5973 | 1555.0774 | 873.303 | 1495.1689 | 1440.4627 | 1388.3581 | 1336.2535 | 1284.149 | 1234.0119 | 1187.8091 | 1143.5738 | 1099.3385 | 1055.1031 | 926.1191
CCCTCapital_2023 | [11 empty] | 0 | 0 | 0 | 2362.9149 | 2297.2288 | 2225.9172 | 2157.074 | 2090.4751 | 2025.9277 | 1962.9915 | 1901.0046 | 1839.379 | 1777.8063 | 1716.2337 | 1654.6611 | 1593.0885 | 1531.5159 | 860.0712 | 1472.515 | 1418.6377 | 1367.3226 | 1316.0075 | 1264.6923 | 1215.315 | 1169.8121 | 1126.2471 | 1082.682 | 935.5479
CCCTCapital_2024 | [11 empty] | 0 | 0 | 0 | 0 | 2344.6239 | 2279.4463 | 2208.6867 | 2140.3764 | 2074.293 | 2010.2453 | 1947.7963 | 1886.2892 | 1825.1406 | 1764.0446 | 1702.9486 | 1641.8526 | 1580.7566 | 1519.6606 | 853.4136 | 1461.1165 | 1407.6562 | 1356.7383 | 1305.8204 | 1254.9025 | 1205.9074 | 1160.7568 | 1117.5289 | 951.8865
CCCTCapital_2025 | [11 empty] | 0 | 0 | 0 | 0 | 0 | 2335.492 | 2270.5683 | 2200.0843 | 2132.04 | 2066.2141 | 2002.4158 | 1940.2099 | 1878.9424 | 1818.032 | 1757.174 | 1696.3159 | 1635.4579 | 1574.5999 | 1513.7418 | 850.0897 | 1455.4257 | 1402.1736 | 1351.4541 | 1300.7345 | 1250.0149 | 1201.2106 | 1156.2359 | 971.9674
CCCTCapital_2026 | [11 empty] | 0 | 0 | 0 | 0 | 0 | 0 | 2326.1725 | 2261.5078 | 2191.3051 | 2123.5323 | 2057.969 | 1994.4253 | 1932.4677 | 1871.4447 | 1810.7773 | 1750.1621 | 1689.547 | 1628.9318 | 1568.3166 | 1507.7014 | 846.6975 | 1449.618 | 1396.5784 | 1346.0612 | 1295.544 | 1245.0269 | 1196.4173 | 992.0798
CCCTCapital_2027 | [11 empty] | 0 | 0 | 0 | 0 | 0 | 0 | 0 | 2316.3499 | 2251.9583 | 2182.052 | 2114.5655 | 2049.279 | 1986.0036 | 1924.3076 | 1863.5423 | 1803.1311 | 1742.7719 | 1682.4126 | 1622.0534 | 1561.6942 | 1501.3349 | 843.1222 | 1443.4968 | 1390.6812 | 1340.3773 | 1290.0734 | 1239.7696 | 1012.3035
CCCTCapital_2028 | [11 empty] | 0 | 0 | 0 | 0 | 0 | 0 | 0 | 0 | 2307.9457 | 2243.7877 | 2174.135 | 2106.8933 | 2041.8438 | 1978.798 | 1917.3258 | 1856.7809 | 1796.5889 | 1736.4487 | 1676.3085 | 1616.1682 | 1556.028 | 1495.8877 | 840.0631 | 1438.2594 | 1385.6355 | 1335.5141 | 1285.3928 | 1033.8378
CCCTCapital_2029 | [11 empty] | 0 | 0 | 0 | 0 | 0 | 0 | 0 | 0 | 0 | 2294.8258 | 2231.0325 | 2161.7758 | 2094.9163 | 2030.2366 | 1967.5491 | 1906.4265 | 1846.2257 | 1786.3759 | 1726.5776 | 1666.7792 | 1606.9808 | 1547.1825 | 1487.3841 | 835.2877 | 1430.0834 | 1377.7586 | 1327.9222 | 1053.9601
CCCTCapital_2030 | [11 empty] | 0 | 0 | 0 | 0 | 0 | 0 | 0 | 0 | 0 | 0 | 2287.3806 | 2223.7943 | 2154.7623 | 2088.1198 | 2023.6498 | 1961.1658 | 1900.2414 | 1840.236 | 1780.5804 | 1720.976 | 1661.3716 | 1601.7673 | 1542.1629 | 1482.5586 | 832.5777 | 1425.4438 | 1373.2887 | 1077.2503
CCCTCapital_2031 | [11 empty] | 0 | 0 | 0 | 0 | 0 | 0 | 0 | 0 | 0 | 0 | 0 | 2280.4746 | 2217.0803 | 2148.2567 | 2081.8154 | 2017.5401 | 1955.2447 | 1894.5042 | 1834.68 | 1775.2045 | 1715.7801 | 1656.3557 | 1596.9313 | 1537.5069 | 1478.0825 | 830.064 | 1421.1401 | 1101.3203
CCCTCapital_2032 | [11 empty] | 0 | 0 | 0 | 0 | 0 | 0 | 0 | 0 | 0 | 0 | 0 | 0 | 2271.1233 | 2207.989 | 2139.4476 | 2073.2787 | 2009.267 | 1947.227 | 1886.7357 | 1827.1567 | 1767.9251 | 1708.7444 | 1649.5636 | 1590.3829 | 1531.2022 | 1472.0215 | 826.6603 | 1124.8494
CCCTCapital_2033 | [11 empty] | 0 | 0 | 0 | 0 | 0 | 0 | 0 | 0 | 0 | 0 | 0 | 0 | 0 | 2263.7714 | 2200.8414 | 2132.5219 | 2066.5672 | 2002.7627 | 1940.9236 | 1880.628 | 1821.242 | 1762.2021 | 1703.2129 | 1644.2238 | 1585.2346 | 1526.2455 | 1467.2563 | 1096.2077
CCCTCapital_2034 | [11 empty] | 0 | 0 | 0 | 0 | 0 | 0 | 0 | 0 | 0 | 0 | 0 | 0 | 0 | 0 | 2257.4327 | 2194.6789 | 2126.5507 | 2060.7807 | 1997.1549 | 1935.4889 | 1875.3622 | 1816.1424 | 1757.2678 | 1698.4438 | 1639.6199 | 1580.7959 | 1521.9719 | 1122.9811
CCCTCapital_2035 | [11 empty] | 0 | 0 | 0 | 0 | 0 | 0 | 0 | 0 | 0 | 0 | 0 | 0 | 0 | 0 | 0 | 2249.223 | 2186.6975 | 2118.817 | 2053.2862 | 1989.8917 | 1928.45 | 1868.542 | 1809.5376 | 1750.8771 | 1692.267 | 1633.657 | 1575.0469 | 1149.7442
CCCTCapital_2036 | [11 empty] | 0 | 0 | 0 | 0 | 0 | 0 | 0 | 0 | 0 | 0 | 0 | 0 | 0 | 0 | 0 | 0 | 2241.3936 | 2179.0857 | 2111.4415 | 2046.1388 | 1982.965 | 1921.7372 | 1862.0377 | 1803.2387 | 1744.7824 | 1686.3763 | 1627.9703 | 1177.4744
CCCTCapital_2037 | [11 empty] | 0 | 0 | 0 | 0 | 0 | 0 | 0 | 0 | 0 | 0 | 0 | 0 | 0 | 0 | 0 | 0 | 0 | 2234.2417 | 2172.1326 | 2104.7043 | 2039.61 | 1976.6377 | 1915.6053 | 1856.0963 | 1797.4849 | 1739.2151 | 1680.9954 | 1206.2448
CCCTCapital_2038 | [11 empty] | 0 | 0 | 0 | 0 | 0 | 0 | 0 | 0 | 0 | 0 | 0 | 0 | 0 | 0 | 0 | 0 | 0 | 0 | 2229.4763 | 2167.4997 | 2100.2152 | 2035.2597 | 1972.4218 | 1911.5195 | 1852.1374 | 1793.651 | 1735.5055 | 1236.9487
CCCTCapital_2039 | [11 empty] | 0 | 0 | 0 | 0 | 0 | 0 | 0 | 0 | 0 | 0 | 0 | 0 | 0 | 0 | 0 | 0 | 0 | 0 | 0 | 2223.5226 | 2161.7115 | 2094.6067 | 2029.8246 | 1967.1545 | 1906.4149 | 1847.1914 | 1788.8612 | 1267.5872
CCCTCapital_2040 | [11 empty] | 0 | 0 | 0 | 0 | 0 | 0 | 0 | 0 | 0 | 0 | 0 | 0 | 0 | 0 | 0 | 0 | 0 | 0 | 0 | 0 | 2217.8484 | 2156.195 | 2089.2614 | 2024.6447 | 1962.1345 | 1901.5499 | 1842.4775 | 1298.9107
CCCTCapital_2041 | [11 empty] | 0 | 0 | 0 | 0 | 0 | 0 | 0 | 0 | 0 | 0 | 0 | 0 | 0 | 0 | 0 | 0 | 0 | 0 | 0 | 0 | 0 | 2214.4601 | 2152.9009 | 2086.0696 | 2021.5516 | 1959.1369 | 1898.6448 | 1332.1114
CCCTCapital_2042 | [11 empty] | 0 | 0 | 0 | 0 | 0 | 0 | 0 | 0 | 0 | 0 | 0 | 0 | 0 | 0 | 0 | 0 | 0 | 0 | 0 | 0 | 0 | 0 | 2206.078 | 2144.7518 | 2078.1735 | 2013.8997 | 1951.7212 | 1362.8143
CCCTCapital_2043 | [11 empty] | 0 | 0 | 0 | 0 | 0 | 0 | 0 | 0 | 0 | 0 | 0 | 0 | 0 | 0 | 0 | 0 | 0 | 0 | 0 | 0 | 0 | 0 | 0 | 2203.8419 | 2142.5779 | 2076.067 | 2011.8584 | 1397.8873
CCCTCapital_2044 | [11 empty] | 0 | 0 | 0 | 0 | 0 | 0 | 0 | 0 | 0 | 0 | 0 | 0 | 0 | 0 | 0 | 0 | 0 | 0 | 0 | 0 | 0 | 0 | 0 | 0 | 2195.9324 | 2134.8883 | 2068.6161 | 1430.008
CCCTCapital_2045 | [11 empty] | 0 | 0 | 0 | 0 | 0 | 0 | 0 | 0 | 0 | 0 | 0 | 0 | 0 | 0 | 0 | 0 | 0 | 0 | 0 | 0 | 0 | 0 | 0 | 0 | 0 | 2193.2115 | 2132.243 | 1466.2154
CCCTCapital_2046 | [11 empty] | 0 | 0 | 0 | 0 | 0 | 0 | 0 | 0 | 0 | 0 | 0 | 0 | 0 | 0 | 0 | 0 | 0 | 0 | 0 | 0 | 0 | 0 | 0 | 0 | 0 | 0 | 2186.1599 | 1500.3217
CCCTCapital_2047 | [11 empty] | 0 | 0 | 0 | 0 | 0 | 0 | 0 | 0 | 0 | 0 | 0 | 0 | 0 | 0 | 0 | 0 | 0 | 0 | 0 | 0 | 0 | 0 | 0 | 0 | 0 | 0 | 0 | 1536.2137
CCCTHeatRate | CCCT Heat Rate Improvement | [8 empty] | 6756.709 | 6756.709 | 6738.8341 | 6720.9592 | 6703.0843 | 6685.2095 | 6667.3346 | 6649.4597 | 6645.0029 | 6640.5492 | 6636.0984 | 6631.6506 | 6627.2058 | 6622.764 | 6618.3251 | 6613.8893 | 6609.4564 | 6605.0264 | 6600.5995 | 6596.1755 | 6591.7544 | 6587.3364 | 6582.9213 | 6578.5091 | 6574.0999 | 6569.6937 | 6565.2904 | 6560.8901 | 6556.4927 | 6552.0983
CCCTMinHeatRate | CCCT Heat Rate Improvement | [8 empty] | 8148.213 | 8148.213 | 8126.6569 | 8105.1008 | 8083.5446 | 8061.9885 | 8040.4324 | 8018.8763 | 8013.5017 | 8008.1307 | 8002.7633 | 7997.3996 | 7992.0394 | 7986.6828 | 7981.3298 | 7975.9804 | 7970.6345 | 7965.2923 | 7959.9536 | 7954.6185 | 7949.287 | 7943.9591 | 7938.6347 | 7933.3139 | 7927.9967 | 7922.683 | 7917.3729 | 7912.0663 | 7906.7633 | 7901.4639
CCCTGasTrans | [9 empty] | yr_CCCTGasTransAnnual | yr_CCCTGasTransAnnual | yr_CCCTGasTransAnnual | yr_CCCTGasTransAnnual | yr_CCCTGasTransAnnual | yr_CCCTGasTransAnnual | yr_CCCTGasTransAnnual | yr_CCCTGasTransAnnual | yr_CCCTGasTransAnnual | yr_CCCTGasTransAnnual | yr_CCCTGasTransAnnual | yr_CCCTGasTransAnnual | yr_CCCTGasTransAnnual | yr_CCCTGasTransAnnual | yr_CCCTGasTransAnnual | yr_CCCTGasTransAnnual | yr_CCCTGasTransAnnual | yr_CCCTGasTransAnnual | yr_CCCTGasTransAnnual | yr_CCCTGasTransAnnual | yr_CCCTGasTransAnnual | yr_CCCTGasTransAnnual | yr_CCCTGasTransAnnual | yr_CCCTGasTransAnnual | yr_CCCTGasTransAnnual | yr_CCCTGasTransAnnual | yr_CCCTGasTransAnnual | yr_CCCTGasTransAnnual | yr_CCCTGasTransAnnual | yr_CCCTGasTransAnnual
CCCTGasTransAnnual | CCCT Fixed Gas transport 2012$ | [10 empty] | 730.3454 | 638.1127 | 765.435 | 728.2085 | 726.752 | 645.3371 | 653.7448 | 539.6565 | 430.7446 | 326.5439 | 281.3678 | 270.2644 | 271.6227 | 269.9388 | 241.6691 | 207.2655 | 215.4326 | 275.2968 | 289.804 | 286.1815 | 347.5601 | 331.9717 | 298.2847 | 262.9366 | 231.104 | 203.0467 | 175.4893 | 151.2853
CCCT_FOM_Flex_Annual | [11 empty] | 657.7533 | 567.5487 | 696.8497 | 661.5536 | 661.9804 | 582.4029 | 592.6031 | 480.2637 | 373.058 | 270.5218 | 226.9697 | 217.4507 | 220.3547 | 220.1788 | 193.3804 | 160.4121 | 169.9795 | 231.21 | 247.0501 | 244.7279 | 307.3751 | 293.0245 | 260.545 | 226.375 | 195.6917 | 168.7556 | 142.2922 | 119.1555
SolarWenatcheeCapital | Solar Capital Cost | [8 empty] | 0 | 0 | yr_SolarWenatcheeCapital_2020 | yr_SolarWenatcheeCapital_2021 | yr_SolarWenatcheeCapital_2022 | yr_SolarWenatcheeCapital_2023 | yr_SolarWenatcheeCapital_2024 | yr_SolarWenatcheeCapital_2025 | yr_SolarWenatcheeCapital_2026 | yr_SolarWenatcheeCapital_2027 | yr_SolarWenatcheeCapital_2028 | yr_SolarWenatcheeCapital_2029 | yr_SolarWenatcheeCapital_2030 | yr_SolarWenatcheeCapital_2031 | yr_SolarWenatcheeCapital_2032 | yr_SolarWenatcheeCapital_2033 | yr_SolarWenatcheeCapital_2034 | yr_SolarWenatcheeCapital_2035 | yr_SolarWenatcheeCapital_2036 | yr_SolarWenatcheeCapital_2037 | yr_SolarWenatcheeCapital_2038 | yr_SolarWenatcheeCapital_2039 | yr_SolarWenatcheeCapital_2040 | yr_SolarWenatcheeCapital_2041 | yr_SolarWenatcheeCapital_2042 | yr_SolarWenatcheeCapital_2043 | yr_SolarWenatcheeCapital_2044 | yr_SolarWenatcheeCapital_2045 | yr_SolarWenatcheeCapital_2046 | yr_SolarWenatcheeCapital_2047
SolarWenatcheeCapital_2020 | [11 empty] | 2715.9956 | 2548.0676 | 2381.7645 | 2257.0566 | 2147.947 | 2050.5361 | 1976.5225 | 1914.2075 | 1851.8926 | 1789.5777 | 1727.2627 | 1664.9478 | 1602.6328 | 1540.3179 | 1478.003 | 1415.688 | 1353.3731 | 1291.0582 | 1228.7432 | 1166.4283 | 1121.1807 | 1093.0006 | 1064.8204 | 1036.6403 | 1008.4601 | 980.28 | 952.0998 | 896.5302
SolarWenatcheeCapital_2021 | [11 empty] | 0 | 2665.873 | 2501.0441 | 2337.81 | 2215.4036 | 2108.3075 | 2012.6943 | 1940.0465 | 1878.8816 | 1817.7167 | 1756.5517 | 1695.3868 | 1634.2218 | 1573.0569 | 1511.892 | 1450.727 | 1389.5621 | 1328.3972 | 1267.2322 | 1206.0673 | 1144.9023 | 1100.4898 | 1072.8297 | 1045.1696 | 1017.5095 | 989.8494 | 962.1893 | 894.494
SolarWenatcheeCapital_2022 | [11 empty] | 0 | 0 | 2611.758 | 2450.275 | 2290.3545 | 2170.4328 | 2065.5107 | 1971.8383 | 1900.6653 | 1840.7419 | 1780.8186 | 1720.8952 | 1660.9719 | 1601.0485 | 1541.1252 | 1481.2019 | 1421.2785 | 1361.3552 | 1301.4318 | 1241.5085 | 1181.5851 | 1121.6618 | 1078.1508 | 1051.0522 | 1023.9536 | 996.8549 | 969.7563 | 890.7404
SolarWenatcheeCapital_2023 | [11 empty] | 0 | 0 | 0 | 2557.6431 | 2399.506 | 2242.8989 | 2125.462 | 2022.7139 | 1930.9823 | 1861.284 | 1802.6022 | 1743.9205 | 1685.2387 | 1626.557 | 1567.8752 | 1509.1935 | 1450.5117 | 1391.83 | 1333.1482 | 1274.4665 | 1215.7848 | 1157.103 | 1098.4213 | 1055.8118 | 1029.2747 | 1002.7375 | 976.2004 | 886.5754
SolarWenatcheeCapital_2024 | [11 empty] | 0 | 0 | 0 | 0 | 2564.489 | 2407.7008 | 2252.4456 | 2136.4339 | 2035.1384 | 1944.8802 | 1876.6965 | 1819.55 | 1762.4036 | 1705.2571 | 1648.1106 | 1590.9641 | 1533.8176 | 1476.6712 | 1419.5247 | 1362.3782 | 1305.2317 | 1248.0852 | 1190.9387 | 1133.7923 | 1090.2804 | 1060.4031 | 1030.5258 | 916.0408
SolarWenatcheeCapital_2025 | [11 empty] | 0 | 0 | 0 | 0 | 0 | 2568.6996 | 2413.3467 | 2259.528 | 2144.9873 | 2045.1757 | 1956.4111 | 1889.7403 | 1834.1164 | 1778.4925 | 1722.8686 | 1667.2446 | 1611.6207 | 1555.9968 | 1500.3729 | 1444.749 | 1389.1251 | 1333.5012 | 1277.8772 | 1222.2533 | 1166.6294 | 1122.2931 | 1089.2444 | 947.816
SolarWenatcheeCapital_2026 | [11 empty] | 0 | 0 | 0 | 0 | 0 | 0 | 2808.3326 | 2643.5566 | 2480.4545 | 2360.2046 | 2256.0241 | 2163.8959 | 2095.8719 | 2039.9001 | 1983.9283 | 1927.9565 | 1871.9847 | 1816.0129 | 1760.0411 | 1704.0692 | 1648.0974 | 1592.1256 | 1536.1538 | 1480.182 | 1424.2102 | 1368.2384 | 1312.2666 | 2132.7887
SolarWenatcheeCapital_2027 | [11 empty] | 0 | 0 | 0 | 0 | 0 | 0 | 0 | 2747.6291 | 2586.4149 | 2426.8383 | 2309.1876 | 2207.2591 | 2117.1222 | 2050.5686 | 1995.8067 | 1941.0447 | 1886.2828 | 1831.5208 | 1776.7589 | 1721.9969 | 1667.235 | 1612.473 | 1557.7111 | 1502.9491 | 1448.1872 | 1393.4252 | 1338.6633 | 1178.985
SolarWenatcheeCapital_2028 | [11 empty] | 0 | 0 | 0 | 0 | 0 | 0 | 0 | 0 | 2686.9257 | 2529.2731 | 2373.2221 | 2258.1707 | 2158.4941 | 2070.3486 | 2005.2654 | 1951.7133 | 1898.1612 | 1844.6091 | 1791.057 | 1737.5049 | 1683.9528 | 1630.4007 | 1576.8486 | 1523.2965 | 1469.7444 | 1416.1923 | 1362.6402 | 1309.0882
SolarWenatcheeCapital_2029 | [11 empty] | 0 | 0 | 0 | 0 | 0 | 0 | 0 | 0 | 0 | 2626.2223 | 2472.1314 | 2319.6059 | 2207.1538 | 2109.7291 | 2023.575 | 1959.9621 | 1907.6199 | 1855.2777 | 1802.9354 | 1750.5932 | 1698.2509 | 1645.9087 | 1593.5665 | 1541.2242 | 1488.882 | 1436.5397 | 1384.1975 | 1306.235
SolarWenatcheeCapital_2030 | [11 empty] | 0 | 0 | 0 | 0 | 0 | 0 | 0 | 0 | 0 | 0 | 2565.5188 | 2414.9897 | 2265.9897 | 2156.1368 | 2060.964 | 1976.8013 | 1914.6589 | 1863.5265 | 1812.3941 | 1761.2617 | 1710.1293 | 1658.997 | 1607.8646 | 1556.7322 | 1505.5998 | 1454.4674 | 1403.3351 | 1302.505
SolarWenatcheeCapital_2031 | [11 empty] | 0 | 0 | 0 | 0 | 0 | 0 | 0 | 0 | 0 | 0 | 0 | 2504.8154 | 2357.848 | 2212.3735 | 2105.1199 | 2012.199 | 1930.0277 | 1869.3556 | 1819.4331 | 1769.5106 | 1719.588 | 1669.6655 | 1619.743 | 1569.8205 | 1519.8979 | 1469.9754 | 1420.0529 | 1297.8725
SolarWenatcheeCapital_2032 | [11 empty] | 0 | 0 | 0 | 0 | 0 | 0 | 0 | 0 | 0 | 0 | 0 | 0 | 2444.112 | 2300.7062 | 2158.7574 | 2054.1029 | 1963.434 | 1883.2541 | 1824.0523 | 1775.3397 | 1726.627 | 1677.9143 | 1629.2017 | 1580.489 | 1531.7763 | 1483.0637 | 1434.351 | 1292.3116
SolarWenatcheeCapital_2033 | [11 empty] | 0 | 0 | 0 | 0 | 0 | 0 | 0 | 0 | 0 | 0 | 0 | 0 | 0 | 2417.0153 | 2275.1994 | 2134.8243 | 2031.3301 | 1941.6663 | 1862.3754 | 1803.83 | 1755.6573 | 1707.4847 | 1659.3121 | 1611.1395 | 1562.9669 | 1514.7943 | 1466.6217 | 1303.9264
SolarWenatcheeCapital_2034 | [11 empty] | 0 | 0 | 0 | 0 | 0 | 0 | 0 | 0 | 0 | 0 | 0 | 0 | 0 | 0 | 2389.9186 | 2249.6926 | 2110.8912 | 2008.5573 | 1919.8987 | 1841.4966 | 1783.6076 | 1735.975 | 1688.3425 | 1640.7099 | 1593.0773 | 1545.4448 | 1497.8122 | 1315.2917
SolarWenatcheeCapital_2035 | [11 empty] | 0 | 0 | 0 | 0 | 0 | 0 | 0 | 0 | 0 | 0 | 0 | 0 | 0 | 0 | 0 | 2362.8219 | 2224.1858 | 2086.9581 | 1985.7844 | 1898.1311 | 1820.6179 | 1763.3852 | 1716.2927 | 1669.2002 | 1622.1077 | 1575.0152 | 1527.9227 | 1326.3954
SolarWenatcheeCapital_2036 | [11 empty] | 0 | 0 | 0 | 0 | 0 | 0 | 0 | 0 | 0 | 0 | 0 | 0 | 0 | 0 | 0 | 0 | 2335.7252 | 2198.679 | 2063.025 | 1963.0116 | 1876.3634 | 1799.7392 | 1743.1628 | 1696.6104 | 1650.0579 | 1603.5055 | 1556.953 | 1337.2253
SolarWenatcheeCapital_2037 | [11 empty] | 0 | 0 | 0 | 0 | 0 | 0 | 0 | 0 | 0 | 0 | 0 | 0 | 0 | 0 | 0 | 0 | 0 | 2308.6285 | 2173.1722 | 2039.0919 | 1940.2387 | 1854.5958 | 1778.8605 | 1722.9404 | 1676.928 | 1630.9156 | 1584.9032 | 1347.7693
SolarWenatcheeCapital_2038 | [11 empty] | 0 | 0 | 0 | 0 | 0 | 0 | 0 | 0 | 0 | 0 | 0 | 0 | 0 | 0 | 0 | 0 | 0 | 0 | 2281.5319 | 2147.6654 | 2015.1588 | 1917.4659 | 1832.8281 | 1757.9817 | 1702.718 | 1657.2457 | 1611.7734 | 1358.015
SolarWenatcheeCapital_2039 | [11 empty] | 0 | 0 | 0 | 0 | 0 | 0 | 0 | 0 | 0 | 0 | 0 | 0 | 0 | 0 | 0 | 0 | 0 | 0 | 0 | 2254.4352 | 2122.1585 | 1991.2257 | 1894.693 | 1811.0605 | 1737.103 | 1682.4957 | 1637.5634 | 1367.9503
SolarWenatcheeCapital_2040 | [11 empty] | 0 | 0 | 0 | 0 | 0 | 0 | 0 | 0 | 0 | 0 | 0 | 0 | 0 | 0 | 0 | 0 | 0 | 0 | 0 | 0 | 2227.3385 | 2096.6517 | 1967.2926 | 1871.9202 | 1789.2929 | 1716.2243 | 1662.2733 | 1377.5627
SolarWenatcheeCapital_2041 | [11 empty] | 0 | 0 | 0 | 0 | 0 | 0 | 0 | 0 | 0 | 0 | 0 | 0 | 0 | 0 | 0 | 0 | 0 | 0 | 0 | 0 | 0 | 2200.2418 | 2071.1449 | 1943.3595 | 1849.1474 | 1767.5252 | 1695.3456 | 1386.8397
SolarWenatcheeCapital_2042 | [11 empty] | 0 | 0 | 0 | 0 | 0 | 0 | 0 | 0 | 0 | 0 | 0 | 0 | 0 | 0 | 0 | 0 | 0 | 0 | 0 | 0 | 0 | 0 | 2173.1451 | 2045.6381 | 1919.4264 | 1826.3745 | 1745.7576 | 1396.5903
SolarWenatcheeCapital_2043 | [11 empty] | 0 | 0 | 0 | 0 | 0 | 0 | 0 | 0 | 0 | 0 | 0 | 0 | 0 | 0 | 0 | 0 | 0 | 0 | 0 | 0 | 0 | 0 | 0 | 2149.6517 | 2023.5231 | 1898.6758 | 1806.6299 | 1410.5441
SolarWenatcheeCapital_2044 | [11 empty] | 0 | 0 | 0 | 0 | 0 | 0 | 0 | 0 | 0 | 0 | 0 | 0 | 0 | 0 | 0 | 0 | 0 | 0 | 0 | 0 | 0 | 0 | 0 | 0 | 2126.1582 | 2001.4081 | 1877.9253 | 1426.7252
SolarWenatcheeCapital_2045 | [11 empty] | 0 | 0 | 0 | 0 | 0 | 0 | 0 | 0 | 0 | 0 | 0 | 0 | 0 | 0 | 0 | 0 | 0 | 0 | 0 | 0 | 0 | 0 | 0 | 0 | 0 | 2102.6647 | 1979.2931 | 1445.5842
SolarWenatcheeCapital_2046 | [11 empty] | 0 | 0 | 0 | 0 | 0 | 0 | 0 | 0 | 0 | 0 | 0 | 0 | 0 | 0 | 0 | 0 | 0 | 0 | 0 | 0 | 0 | 0 | 0 | 0 | 0 | 0 | 2079.1713 | 1468.9458
SolarWenatcheeCapital_2047 | [11 empty] | 0 | 0 | 0 | 0 | 0 | 0 | 0 | 0 | 0 | 0 | 0 | 0 | 0 | 0 | 0 | 0 | 0 | 0 | 0 | 0 | 0 | 0 | 0 | 0 | 0 | 0 | 0 | 1496.0498
SolarWenatcheeFixedTx | [11 empty] | yr_SolarWenatcheeFixedTxAnnual | yr_SolarWenatcheeFixedTxAnnual | yr_SolarWenatcheeFixedTxAnnual | yr_SolarWenatcheeFixedTxAnnual | yr_SolarWenatcheeFixedTxAnnual | yr_SolarWenatcheeFixedTxAnnual | yr_SolarWenatcheeFixedTxAnnual | yr_SolarWenatcheeFixedTxAnnual | yr_SolarWenatcheeFixedTxAnnual | yr_SolarWenatcheeFixedTxAnnual | yr_SolarWenatcheeFixedTxAnnual | yr_SolarWenatcheeFixedTxAnnual | yr_SolarWenatcheeFixedTxAnnual | yr_SolarWenatcheeFixedTxAnnual | yr_SolarWenatcheeFixedTxAnnual | yr_SolarWenatcheeFixedTxAnnual | yr_SolarWenatcheeFixedTxAnnual | yr_SolarWenatcheeFixedTxAnnual | yr_SolarWenatcheeFixedTxAnnual | yr_SolarWenatcheeFixedTxAnnual | yr_SolarWenatcheeFixedTxAnnual | yr_SolarWenatcheeFixedTxAnnual | yr_SolarWenatcheeFixedTxAnnual | yr_SolarWenatcheeFixedTxAnnual | yr_SolarWenatcheeFixedTxAnnual | yr_SolarWenatcheeFixedTxAnnual | yr_SolarWenatcheeFixedTxAnnual | yr_SolarWenatcheeFixedTxAnnual
SolarWenatcheeFixedTxAnnual | Solar Fixed Transmission Cost | [10 empty] | 481.0838 | 483.8529 | 486.638 | 489.4392 | 492.2564 | 495.0899 | 497.9397 | 500.8059 | 503.6886 | 506.5878 | 509.5038 | 512.4366 | 515.3862 | 518.3528 | 521.3365 | 524.3374 | 527.3555 | 530.391 | 533.444 | 536.5146 | 539.6028 | 542.7088 | 545.8327 | 548.9745 | 552.1345 | 555.3126 | 558.5091 | 561.7239
Solar_BatteryCapital | Solar_BatteryCapital | [8 empty] | 0 | 0 | yr_Solar_BatteryCapital_2020 | yr_Solar_BatteryCapital_2021 | yr_Solar_BatteryCapital_2022 | yr_Solar_BatteryCapital_2023 | yr_Solar_BatteryCapital_2024 | yr_Solar_BatteryCapital_2025 | yr_Solar_BatteryCapital_2026 | yr_Solar_BatteryCapital_2027 | yr_Solar_BatteryCapital_2028 | yr_Solar_BatteryCapital_2029 | yr_Solar_BatteryCapital_2030 | yr_Solar_BatteryCapital_2031 | yr_Solar_BatteryCapital_2032 | yr_Solar_BatteryCapital_2033 | yr_Solar_BatteryCapital_2034 | yr_Solar_BatteryCapital_2035 | yr_Solar_BatteryCapital_2036 | yr_Solar_BatteryCapital_2037 | yr_Solar_BatteryCapital_2038 | yr_Solar_BatteryCapital_2039 | yr_Solar_BatteryCapital_2040 | yr_Solar_BatteryCapital_2041 | yr_Solar_BatteryCapital_2042 | yr_Solar_BatteryCapital_2043 | yr_Solar_BatteryCapital_2044 | yr_Solar_BatteryCapital_2045 | yr_Solar_BatteryCapital_2046 | yr_Solar_BatteryCapital_2047
Solar_BatteryCapital_2020 | [11 empty] | 6871.1241 | 6446.2877 | 6025.5619 | 5710.0669 | 5434.0334 | 5187.596 | 5000.351 | 4842.7021 | 4685.0532 | 4527.4043 | 4369.7555 | 4212.1066 | 4054.4577 | 3896.8088 | 3739.1599 | 3581.5111 | 3423.8622 | 3266.2133 | 3108.5644 | 2950.9156 | 0 | 0 | 0 | 0 | 0 | 0 | 0 | 0
Solar_BatteryCapital_2021 | [11 empty] | 0 | 6660.4631 | 6248.6518 | 5840.8249 | 5535.0026 | 5267.432 | 5028.5501 | 4847.0458 | 4694.2303 | 4541.4147 | 4388.5992 | 4235.7837 | 4082.9681 | 3930.1526 | 3777.337 | 3624.5215 | 3471.706 | 3318.8904 | 3166.0749 | 3013.2593 | 2860.4438 | 0 | 0 | 0 | 0 | 0 | 0 | 0
Solar_BatteryCapital_2022 | [11 empty] | 0 | 0 | 6474.9221 | 6074.5826 | 5678.1166 | 5380.8136 | 5120.6967 | 4888.4694 | 4712.0213 | 4563.4628 | 4414.9042 | 4266.3457 | 4117.7871 | 3969.2286 | 3820.67 | 3672.1115 | 3523.5529 | 3374.9944 | 3226.4358 | 3077.8773 | 2929.3187 | 2780.7602 | 0 | 0 | 0 | 0 | 0 | 0
Solar_BatteryCapital_2023 | [11 empty] | 0 | 0 | 0 | 6289.3811 | 5900.5134 | 5515.4083 | 5226.6247 | 4973.9615 | 4748.3888 | 4576.9968 | 4432.6952 | 4288.3937 | 4144.0921 | 3999.7906 | 3855.489 | 3711.1875 | 3566.8859 | 3422.5844 | 3278.2828 | 3133.9813 | 2989.6797 | 2845.3782 | 2701.0766 | 0 | 0 | 0 | 0 | 0
Solar_BatteryCapital_2024 | [11 empty] | 0 | 0 | 0 | 0 | 6252.4685 | 5870.204 | 5491.6769 | 5208.8292 | 4961.8614 | 4741.8033 | 4575.5649 | 4436.2363 | 4296.9078 | 4157.5792 | 4018.2506 | 3878.9221 | 3739.5935 | 3600.2649 | 3460.9363 | 3321.6078 | 3182.2792 | 3042.9506 | 2903.6221 | 2764.2935 | 0 | 0 | 0 | 0
Solar_BatteryCapital_2025 | [11 empty] | 0 | 0 | 0 | 0 | 0 | 6206.5201 | 5831.1547 | 5459.4964 | 5182.7418 | 4941.5761 | 4727.102 | 4566.0113 | 4431.6121 | 4297.213 | 4162.8139 | 4028.4148 | 3894.0157 | 3759.6166 | 3625.2175 | 3490.8184 | 3356.4192 | 3222.0201 | 3087.621 | 2953.2219 | 2818.8228 | 0 | 0 | 0
Solar_BatteryCapital_2026 | [11 empty] | 0 | 0 | 0 | 0 | 0 | 0 | 6477.4215 | 6097.3656 | 5721.1705 | 5443.8139 | 5203.5216 | 4991.0277 | 4834.1304 | 4705.0314 | 4575.9323 | 4446.8333 | 4317.7343 | 4188.6353 | 4059.5362 | 3930.4372 | 3801.3382 | 3672.2392 | 3543.1401 | 3414.0411 | 3284.9421 | 3155.843 | 3033.8221 | 2918.8793
Solar_BatteryCapital_2027 | [11 empty] | 0 | 0 | 0 | 0 | 0 | 0 | 0 | 6315.9913 | 5945.4072 | 5578.5876 | 5308.1433 | 5073.8396 | 4866.6414 | 4713.6543 | 4587.7727 | 4461.8911 | 4336.0094 | 4210.1278 | 4084.2462 | 3958.3646 | 3832.4829 | 3706.6013 | 3580.7197 | 3454.8381 | 3328.9564 | 3203.0748 | 3077.1932 | 2958.2016
Solar_BatteryCapital_2028 | [11 empty] | 0 | 0 | 0 | 0 | 0 | 0 | 0 | 0 | 6154.5612 | 5793.4488 | 5436.0048 | 5172.4727 | 4944.1576 | 4742.2552 | 4593.1782 | 4470.514 | 4347.8498 | 4225.1855 | 4102.5213 | 3979.8571 | 3857.1929 | 3734.5287 | 3611.8644 | 3489.2002 | 3366.536 | 3243.8718 | 3121.2076 | 2998.5433
Solar_BatteryCapital_2029 | [11 empty] | 0 | 0 | 0 | 0 | 0 | 0 | 0 | 0 | 0 | 5993.131 | 5641.4903 | 5293.4219 | 5036.8021 | 4814.4755 | 4617.8689 | 4472.7021 | 4353.2553 | 4233.8085 | 4114.3617 | 3994.9149 | 3875.468 | 3756.0212 | 3636.5744 | 3517.1276 | 3397.6808 | 3278.2339 | 3158.7871 | 3039.3403
Solar_BatteryCapital_2030 | [11 empty] | 0 | 0 | 0 | 0 | 0 | 0 | 0 | 0 | 0 | 0 | 5831.7009 | 5489.5319 | 5150.839 | 4901.1315 | 4684.7935 | 4493.4826 | 4352.226 | 4235.9966 | 4119.7672 | 4003.5378 | 3887.3084 | 3771.079 | 3654.8495 | 3538.6201 | 3422.3907 | 3306.1613 | 3189.9319 | 3073.7025
Solar_BatteryCapital_2031 | [11 empty] | 0 | 0 | 0 | 0 | 0 | 0 | 0 | 0 | 0 | 0 | 0 | 5765.3686 | 5427.0916 | 5092.2511 | 4845.3839 | 4631.5066 | 4442.3718 | 4302.7219 | 4187.8146 | 4072.9072 | 3957.9998 | 3843.0924 | 3728.1851 | 3613.2777 | 3498.3703 | 3383.463 | 3268.5556 | 3153.6482
Solar_BatteryCapital_2032 | [11 empty] | 0 | 0 | 0 | 0 | 0 | 0 | 0 | 0 | 0 | 0 | 0 | 0 | 5699.0363 | 5364.6513 | 5033.6632 | 4789.6363 | 4578.2197 | 4391.2609 | 4253.2178 | 4139.6325 | 4026.0472 | 3912.4618 | 3798.8765 | 3685.2912 | 3571.7059 | 3458.1205 | 3344.5352 | 3230.9499
Solar_BatteryCapital_2033 | [11 empty] | 0 | 0 | 0 | 0 | 0 | 0 | 0 | 0 | 0 | 0 | 0 | 0 | 0 | 5632.704 | 5302.211 | 4975.0753 | 4733.8887 | 4524.9328 | 4340.1501 | 4203.7137 | 4091.4504 | 3979.1871 | 3866.9239 | 3754.6606 | 3642.3973 | 3530.134 | 3417.8707 | 3305.6074
Solar_BatteryCapital_2034 | [11 empty] | 0 | 0 | 0 | 0 | 0 | 0 | 0 | 0 | 0 | 0 | 0 | 0 | 0 | 0 | 5566.3717 | 5239.7706 | 4916.4875 | 4678.1411 | 4471.6459 | 4289.0393 | 4154.2096 | 4043.2684 | 3932.3271 | 3821.3859 | 3710.4446 | 3599.5034 | 3488.5622 | 3377.6209
Solar_BatteryCapital_2035 | [11 empty] | 0 | 0 | 0 | 0 | 0 | 0 | 0 | 0 | 0 | 0 | 0 | 0 | 0 | 0 | 0 | 5500.0394 | 5177.3303 | 4857.8996 | 4622.3935 | 4418.3591 | 4237.9285 | 4104.7055 | 3995.0863 | 3885.4671 | 3775.8479 | 3666.2287 | 3556.6095 | 3446.9903
Solar_BatteryCapital_2036 | [11 empty] | 0 | 0 | 0 | 0 | 0 | 0 | 0 | 0 | 0 | 0 | 0 | 0 | 0 | 0 | 0 | 0 | 5433.7071 | 5114.89 | 4799.3117 | 4566.6459 | 4365.0722 | 4186.8176 | 4055.2014 | 3946.9042 | 3838.6071 | 3730.3099 | 3622.0128 | 3513.7156
Solar_BatteryCapital_2037 | [11 empty] | 0 | 0 | 0 | 0 | 0 | 0 | 0 | 0 | 0 | 0 | 0 | 0 | 0 | 0 | 0 | 0 | 0 | 5367.3748 | 5052.4497 | 4740.7238 | 4510.8983 | 4311.7853 | 4135.7068 | 4005.6973 | 3898.7221 | 3791.747 | 3684.7719 | 3577.7968
Solar_BatteryCapital_2038 | [11 empty] | 0 | 0 | 0 | 0 | 0 | 0 | 0 | 0 | 0 | 0 | 0 | 0 | 0 | 0 | 0 | 0 | 0 | 0 | 5301.0425 | 4990.0094 | 4682.1359 | 4455.1507 | 4258.4984 | 4084.596 | 3956.1931 | 3850.5401 | 3744.887 | 3639.234
Solar_BatteryCapital_2039 | [11 empty] | 0 | 0 | 0 | 0 | 0 | 0 | 0 | 0 | 0 | 0 | 0 | 0 | 0 | 0 | 0 | 0 | 0 | 0 | 0 | 5234.7102 | 4927.569 | 4623.5481 | 4399.4031 | 4205.2116 | 4033.4852 | 3906.689 | 3802.358 | 3698.027
Solar_BatteryCapital_2040 | [11 empty] | 0 | 0 | 0 | 0 | 0 | 0 | 0 | 0 | 0 | 0 | 0 | 0 | 0 | 0 | 0 | 0 | 0 | 0 | 0 | 0 | 5168.3779 | 4865.1287 | 4564.9602 | 4343.6555 | 4151.9247 | 3982.3744 | 3857.1849 | 3754.1759
Solar_BatteryCapital_2041 | [11 empty] | 0 | 0 | 0 | 0 | 0 | 0 | 0 | 0 | 0 | 0 | 0 | 0 | 0 | 0 | 0 | 0 | 0 | 0 | 0 | 0 | 0 | 5108.8917 | 4809.1328 | 4512.4191 | 4293.6615 | 4104.1375 | 3936.5386 | 3812.7901
Solar_BatteryCapital_2042 | [11 empty] | 0 | 0 | 0 | 0 | 0 | 0 | 0 | 0 | 0 | 0 | 0 | 0 | 0 | 0 | 0 | 0 | 0 | 0 | 0 | 0 | 0 | 0 | 5049.4055 | 4753.1369 | 4459.8781 | 4243.6676 | 4056.3503 | 3890.7029
Solar_BatteryCapital_2043 | [11 empty] | 0 | 0 | 0 | 0 | 0 | 0 | 0 | 0 | 0 | 0 | 0 | 0 | 0 | 0 | 0 | 0 | 0 | 0 | 0 | 0 | 0 | 0 | 0 | 4989.9193 | 4697.141 | 4407.337 | 4193.6737 | 4008.5632
Solar_BatteryCapital_2044 | [11 empty] | 0 | 0 | 0 | 0 | 0 | 0 | 0 | 0 | 0 | 0 | 0 | 0 | 0 | 0 | 0 | 0 | 0 | 0 | 0 | 0 | 0 | 0 | 0 | 0 | 4930.4332 | 4641.1452 | 4354.7959 | 4143.6798
Solar_BatteryCapital_2045 | [11 empty] | 0 | 0 | 0 | 0 | 0 | 0 | 0 | 0 | 0 | 0 | 0 | 0 | 0 | 0 | 0 | 0 | 0 | 0 | 0 | 0 | 0 | 0 | 0 | 0 | 0 | 4870.947 | 4585.1493 | 4302.2549
Solar_BatteryCapital_2046 | [11 empty] | 0 | 0 | 0 | 0 | 0 | 0 | 0 | 0 | 0 | 0 | 0 | 0 | 0 | 0 | 0 | 0 | 0 | 0 | 0 | 0 | 0 | 0 | 0 | 0 | 0 | 0 | 4811.4608 | 4529.1534
Solar_BatteryCapital_2047 | [11 empty] | 0 | 0 | 0 | 0 | 0 | 0 | 0 | 0 | 0 | 0 | 0 | 0 | 0 | 0 | 0 | 0 | 0 | 0 | 0 | 0 | 0 | 0 | 0 | 0 | 0 | 0 | 0 | 4751.9746
Solar_BatteryFixedTx | [11 empty] | yr_Solar_BatteryFixedTxAnnual | yr_Solar_BatteryFixedTxAnnual | yr_Solar_BatteryFixedTxAnnual | yr_Solar_BatteryFixedTxAnnual | yr_Solar_BatteryFixedTxAnnual | yr_Solar_BatteryFixedTxAnnual | yr_Solar_BatteryFixedTxAnnual | yr_Solar_BatteryFixedTxAnnual | yr_Solar_BatteryFixedTxAnnual | yr_Solar_BatteryFixedTxAnnual | yr_Solar_BatteryFixedTxAnnual | yr_Solar_BatteryFixedTxAnnual | yr_Solar_BatteryFixedTxAnnual | yr_Solar_BatteryFixedTxAnnual | yr_Solar_BatteryFixedTxAnnual | yr_Solar_BatteryFixedTxAnnual | yr_Solar_BatteryFixedTxAnnual | yr_Solar_BatteryFixedTxAnnual | yr_Solar_BatteryFixedTxAnnual | yr_Solar_BatteryFixedTxAnnual | yr_Solar_BatteryFixedTxAnnual | yr_Solar_BatteryFixedTxAnnual | yr_Solar_BatteryFixedTxAnnual | yr_Solar_BatteryFixedTxAnnual | yr_Solar_BatteryFixedTxAnnual | yr_Solar_BatteryFixedTxAnnual | yr_Solar_BatteryFixedTxAnnual | yr_Solar_BatteryFixedTxAnnual
Solar_BatteryFixedTxAnnual | Solar Fixed Transmission Cost | [8 empty] | #REF! | #REF! | 481.0838 | 483.8529 | 486.638 | 489.4392 | 492.2564 | 495.0899 | 497.9397 | 500.8059 | 503.6886 | 506.5878 | 509.5038 | 512.4366 | 515.3862 | 518.3528 | 521.3365 | 524.3374 | 527.3555 | 530.391 | 533.444 | 536.5146 | 539.6028 | 542.7088 | 545.8327 | 548.9745 | 552.1345 | 555.3126 | 558.5091 | 561.7239
MTWindCentralCapital | MT wind Capital Cost | [8 empty] | 0 | 0 | yr_MTWindCentralCapital_2020 | yr_MTWindCentralCapital_2021 | yr_MTWindCentralCapital_2022 | yr_MTWindCentralCapital_2023 | yr_MTWindCentralCapital_2024 | yr_MTWindCentralCapital_2025 | yr_MTWindCentralCapital_2026 | yr_MTWindCentralCapital_2027 | yr_MTWindCentralCapital_2028 | yr_MTWindCentralCapital_2029 | yr_MTWindCentralCapital_2030 | yr_MTWindCentralCapital_2031 | yr_MTWindCentralCapital_2032 | yr_MTWindCentralCapital_2033 | yr_MTWindCentralCapital_2034 | yr_MTWindCentralCapital_2035 | yr_MTWindCentralCapital_2036 | yr_MTWindCentralCapital_2037 | yr_MTWindCentralCapital_2038 | yr_MTWindCentralCapital_2039 | yr_MTWindCentralCapital_2040 | yr_MTWindCentralCapital_2041 | yr_MTWindCentralCapital_2042 | yr_MTWindCentralCapital_2043 | yr_MTWindCentralCapital_2044 | yr_MTWindCentralCapital_2045 | yr_MTWindCentralCapital_2046 | yr_MTWindCentralCapital_2047
MTWindCentralCapital_2020 | [11 empty] | 3462.9908 | 3264.4231 | 3067.9164 | 2924.1691 | 2800.2066 | 2691.0827 | 2611.636 | 2547.0279 | 2482.4198 | 2417.8117 | 2353.2036 | 2288.5955 | 2223.9874 | 2159.3794 | 1176.9563 | 2094.7713 | 2030.1632 | 1965.5551 | 1900.947 | 1836.3389 | 1771.7308 | 1707.1227 | 1642.5146 | 1577.9065 | 1513.2984 | 1448.6903 | 1384.0822 | 1256.6789
MTWindCentralCapital_2021 | [11 empty] | 0 | 3402.7648 | 3207.6505 | 3014.5613 | 2873.314 | 2751.5073 | 2644.2813 | 2566.2163 | 2502.7318 | 2439.2473 | 2375.7628 | 2312.2784 | 2248.7939 | 2185.3094 | 2121.8249 | 1156.4875 | 2058.3405 | 1994.856 | 1931.3715 | 1867.887 | 1804.4026 | 1740.9181 | 1677.4336 | 1613.9491 | 1550.4647 | 1486.9802 | 1423.4957 | 1268.1238
MTWindCentralCapital_2022 | [11 empty] | 0 | 0 | 3340.3288 | 3148.7946 | 2959.2482 | 2820.5926 | 2701.021 | 2595.7623 | 2519.1297 | 2456.8101 | 2394.4905 | 2332.1709 | 2269.8512 | 2207.5316 | 2145.212 | 2082.8924 | 1135.2675 | 2020.5727 | 1958.2531 | 1895.9335 | 1833.6139 | 1771.2943 | 1708.9746 | 1646.655 | 1584.3354 | 1522.0158 | 1459.6961 | 1277.9807
MTWindCentralCapital_2023 | [11 empty] | 0 | 0 | 0 | 3277.8927 | 3089.9386 | 2903.9352 | 2767.8713 | 2650.5346 | 2547.2434 | 2472.0432 | 2410.8884 | 2349.7336 | 2288.5789 | 2227.4241 | 2166.2693 | 2105.1146 | 2043.9598 | 1114.0476 | 1982.805 | 1921.6503 | 1860.4955 | 1799.3407 | 1738.1859 | 1677.0312 | 1615.8764 | 1554.7216 | 1493.5669 | 1287.0265
MTWindCentralCapital_2024 | [11 empty] | 0 | 0 | 0 | 0 | 3215.4567 | 3031.0826 | 2848.6221 | 2715.1499 | 2600.0482 | 2498.7245 | 2424.9566 | 2364.9667 | 2304.9768 | 2244.9869 | 2184.997 | 2125.0071 | 2065.0171 | 2005.0272 | 1092.8276 | 1945.0373 | 1885.0474 | 1825.0575 | 1765.0676 | 1705.0776 | 1645.0877 | 1585.0978 | 1525.1079 | 1295.2359
MTWindCentralCapital_2025 | [11 empty] | 0 | 0 | 0 | 0 | 0 | 3153.0206 | 2972.2266 | 2793.3091 | 2662.4285 | 2549.5619 | 2450.2056 | 2377.8701 | 2319.045 | 2260.22 | 2201.3949 | 2142.5699 | 2083.7448 | 2024.9197 | 1966.0947 | 1071.6077 | 1907.2696 | 1848.4445 | 1789.6195 | 1730.7944 | 1671.9693 | 1613.1443 | 1554.3192 | 1302.5837
MTWindCentralCapital_2026 | [11 empty] | 0 | 0 | 0 | 0 | 0 | 0 | 3090.5846 | 2913.3707 | 2737.996 | 2609.7072 | 2499.0755 | 2401.6867 | 2330.7836 | 2273.1234 | 2215.4631 | 2157.8029 | 2100.1427 | 2042.4825 | 1984.8223 | 1927.1621 | 1050.3877 | 1869.5019 | 1811.8417 | 1754.1815 | 1696.5212 | 1638.861 | 1581.2008 | 1309.0444
MTWindCentralCapital_2027 | [11 empty] | 0 | 0 | 0 | 0 | 0 | 0 | 0 | 3028.1485 | 2854.5147 | 2682.683 | 2556.9858 | 2448.5891 | 2353.1677 | 2283.697 | 2227.2017 | 2170.7063 | 2114.211 | 2057.7156 | 2001.2202 | 1944.7249 | 1888.2295 | 1029.1677 | 1831.7342 | 1775.2388 | 1718.7434 | 1662.2481 | 1605.7527 | 1314.5928
MTWindCentralCapital_2028 | [11 empty] | 0 | 0 | 0 | 0 | 0 | 0 | 0 | 0 | 2965.7125 | 2795.6587 | 2627.3699 | 2504.2645 | 2398.1027 | 2304.6488 | 2236.6105 | 2181.28 | 2125.9495 | 2070.619 | 2015.2885 | 1959.958 | 1904.6275 | 1849.297 | 1007.9478 | 1793.9665 | 1738.6359 | 1683.3054 | 1627.9749 | 1319.2032
MTWindCentralCapital_2029 | [11 empty] | 0 | 0 | 0 | 0 | 0 | 0 | 0 | 0 | 0 | 2903.2764 | 2736.8028 | 2572.0569 | 2451.5431 | 2347.6164 | 2256.1299 | 2189.524 | 2135.3583 | 2081.1927 | 2027.027 | 1972.8613 | 1918.6957 | 1864.53 | 1810.3644 | 986.7278 | 1756.1987 | 1702.0331 | 1647.8674 | 1322.8502
MTWindCentralCapital_2030 | [11 empty] | 0 | 0 | 0 | 0 | 0 | 0 | 0 | 0 | 0 | 0 | 2840.8404 | 2677.9468 | 2516.7438 | 2398.8218 | 2297.13 | 2207.611 | 2142.4374 | 2089.4366 | 2036.4358 | 1983.435 | 1930.4342 | 1877.4334 | 1824.4326 | 1771.4318 | 965.5079 | 1718.431 | 1665.4302 | 1325.5084
MTWindCentralCapital_2031 | [11 empty] | 0 | 0 | 0 | 0 | 0 | 0 | 0 | 0 | 0 | 0 | 0 | 2810.1559 | 2649.0218 | 2489.56 | 2372.9116 | 2272.3183 | 2183.7662 | 2119.2966 | 2066.8682 | 2014.4399 | 1962.0116 | 1909.5833 | 1857.1549 | 1804.7266 | 1752.2983 | 955.0793 | 1699.8699 | 1342.319
MTWindCentralCapital_2032 | [11 empty] | 0 | 0 | 0 | 0 | 0 | 0 | 0 | 0 | 0 | 0 | 0 | 0 | 2779.4247 | 2620.0527 | 2462.3348 | 2346.962 | 2247.4687 | 2159.885 | 2096.1204 | 2044.2655 | 1992.4105 | 1940.5555 | 1888.7005 | 1836.8455 | 1784.9905 | 1733.1356 | 944.6347 | 1358.7784
MTWindCentralCapital_2033 | [11 empty] | 0 | 0 | 0 | 0 | 0 | 0 | 0 | 0 | 0 | 0 | 0 | 0 | 0 | 2748.6468 | 2591.0396 | 2435.0681 | 2320.973 | 2222.5814 | 2135.9675 | 2072.909 | 2021.6283 | 1970.3475 | 1919.0667 | 1867.786 | 1816.5052 | 1765.2244 | 1713.9437 | 1309.2827
MTWindCentralCapital_2034 | [11 empty] | 0 | 0 | 0 | 0 | 0 | 0 | 0 | 0 | 0 | 0 | 0 | 0 | 0 | 0 | 2717.822 | 2561.9823 | 2407.76 | 2294.9444 | 2197.6562 | 2112.0137 | 2049.6624 | 1998.9567 | 1948.251 | 1897.5453 | 1846.8397 | 1796.134 | 1745.4283 | 1326.8714
MTWindCentralCapital_2035 | [11 empty] | 0 | 0 | 0 | 0 | 0 | 0 | 0 | 0 | 0 | 0 | 0 | 0 | 0 | 0 | 0 | 2686.9505 | 2532.8809 | 2380.4105 | 2268.8763 | 2172.6932 | 2088.0235 | 2026.3804 | 1976.2507 | 1926.121 | 1875.9913 | 1825.8616 | 1775.7318 | 1343.9085
MTWindCentralCapital_2036 | [11 empty] | 0 | 0 | 0 | 0 | 0 | 0 | 0 | 0 | 0 | 0 | 0 | 0 | 0 | 0 | 0 | 0 | 2656.0322 | 2503.7355 | 2353.0195 | 2242.7687 | 2147.6924 | 2063.9969 | 2003.0632 | 1953.5103 | 1903.9574 | 1854.4045 | 1804.8517 | 1360.4038
MTWindCentralCapital_2037 | [11 empty] | 0 | 0 | 0 | 0 | 0 | 0 | 0 | 0 | 0 | 0 | 0 | 0 | 0 | 0 | 0 | 0 | 0 | 2625.0671 | 2474.546 | 2325.587 | 2216.6216 | 2122.6537 | 2039.934 | 1979.7107 | 1930.7355 | 1881.7603 | 1832.7852 | 1376.3619
MTWindCentralCapital_2038 | [11 empty] | 0 | 0 | 0 | 0 | 0 | 0 | 0 | 0 | 0 | 0 | 0 | 0 | 0 | 0 | 0 | 0 | 0 | 0 | 2594.0553 | 2445.3123 | 2298.1132 | 2190.435 | 2097.5773 | 2015.8348 | 1956.3229 | 1907.9263 | 1859.5297 | 1391.7837
MTWindCentralCapital_2039 | [11 empty] | 0 | 0 | 0 | 0 | 0 | 0 | 0 | 0 | 0 | 0 | 0 | 0 | 0 | 0 | 0 | 0 | 0 | 0 | 0 | 2562.9967 | 2416.0346 | 2270.5979 | 2164.209 | 2072.463 | 1991.6992 | 1932.8999 | 1885.0827 | 1406.6669
MTWindCentralCapital_2040 | [11 empty] | 0 | 0 | 0 | 0 | 0 | 0 | 0 | 0 | 0 | 0 | 0 | 0 | 0 | 0 | 0 | 0 | 0 | 0 | 0 | 0 | 2531.8913 | 2386.7128 | 2243.0411 | 2137.9434 | 2047.3109 | 1967.5273 | 1909.4416 | 1421.0073
MTWindCentralCapital_2041 | [11 empty] | 0 | 0 | 0 | 0 | 0 | 0 | 0 | 0 | 0 | 0 | 0 | 0 | 0 | 0 | 0 | 0 | 0 | 0 | 0 | 0 | 0 | 2500.7391 | 2357.3469 | 2215.443 | 2111.6383 | 2022.121 | 1943.319 | 1434.7985
MTWindCentralCapital_2042 | [11 empty] | 0 | 0 | 0 | 0 | 0 | 0 | 0 | 0 | 0 | 0 | 0 | 0 | 0 | 0 | 0 | 0 | 0 | 0 | 0 | 0 | 0 | 0 | 2469.5402 | 2327.9369 | 2187.8033 | 2085.2938 | 1996.8932 | 1448.7031
MTWindCentralCapital_2043 | [11 empty] | 0 | 0 | 0 | 0 | 0 | 0 | 0 | 0 | 0 | 0 | 0 | 0 | 0 | 0 | 0 | 0 | 0 | 0 | 0 | 0 | 0 | 0 | 0 | 2438.2945 | 2298.4828 | 2160.1223 | 2058.9097 | 1463.912
MTWindCentralCapital_2044 | [11 empty] | 0 | 0 | 0 | 0 | 0 | 0 | 0 | 0 | 0 | 0 | 0 | 0 | 0 | 0 | 0 | 0 | 0 | 0 | 0 | 0 | 0 | 0 | 0 | 0 | 2407.002 | 2268.9847 | 2132.3998 | 1480.7806
MTWindCentralCapital_2045 | [11 empty] | 0 | 0 | 0 | 0 | 0 | 0 | 0 | 0 | 0 | 0 | 0 | 0 | 0 | 0 | 0 | 0 | 0 | 0 | 0 | 0 | 0 | 0 | 0 | 0 | 0 | 2375.6627 | 2239.4424 | 1499.7967
MTWindCentralCapital_2046 | [11 empty] | 0 | 0 | 0 | 0 | 0 | 0 | 0 | 0 | 0 | 0 | 0 | 0 | 0 | 0 | 0 | 0 | 0 | 0 | 0 | 0 | 0 | 0 | 0 | 0 | 0 | 0 | 2344.2767 | 1522.6613
MTWindCentralCapital_2047 | [11 empty] | 0 | 0 | 0 | 0 | 0 | 0 | 0 | 0 | 0 | 0 | 0 | 0 | 0 | 0 | 0 | 0 | 0 | 0 | 0 | 0 | 0 | 0 | 0 | 0 | 0 | 0 | 0 | 1548.8407
MTWindCentralFixedTx | [11 empty] | yr_MTWindCentralFixedTxAnnual | yr_MTWindCentralFixedTxAnnual | yr_MTWindCentralFixedTxAnnual | yr_MTWindCentralFixedTxAnnual | yr_MTWindCentralFixedTxAnnual | yr_MTWindCentralFixedTxAnnual | yr_MTWindCentralFixedTxAnnual | yr_MTWindCentralFixedTxAnnual | yr_MTWindCentralFixedTxAnnual | yr_MTWindCentralFixedTxAnnual | yr_MTWindCentralFixedTxAnnual | yr_MTWindCentralFixedTxAnnual | yr_MTWindCentralFixedTxAnnual | yr_MTWindCentralFixedTxAnnual | yr_MTWindCentralFixedTxAnnual | yr_MTWindCentralFixedTxAnnual | yr_MTWindCentralFixedTxAnnual | yr_MTWindCentralFixedTxAnnual | yr_MTWindCentralFixedTxAnnual | yr_MTWindCentralFixedTxAnnual | yr_MTWindCentralFixedTxAnnual | yr_MTWindCentralFixedTxAnnual | yr_MTWindCentralFixedTxAnnual | yr_MTWindCentralFixedTxAnnual | yr_MTWindCentralFixedTxAnnual | yr_MTWindCentralFixedTxAnnual | yr_MTWindCentralFixedTxAnnual | yr_MTWindCentralFixedTxAnnual
MTWindCentralFixedTxAnnual | MT Wind Fixed Transmision Cost | [8 empty] | 0 | 0 | 783.7104 | 788.2215 | 792.7586 | 797.3218 | 801.9112 | 806.5271 | 811.1696 | 815.8387 | 820.5348 | 825.2579 | 830.0081 | 834.7857 | 839.5908 | 844.4236 | 849.2842 | 854.1728 | 859.0895 | 864.0345 | 869.0079 | 874.01 | 879.0409 | 884.1007 | 889.1897 | 894.308 | 899.4557 | 904.6331 | 909.8402 | 915.0773
MTWindEasternCapital | MT wind Capital Cost | [8 empty] | 0 | 0 | yr_MTWindEasternCapital_2020 | yr_MTWindEasternCapital_2021 | yr_MTWindEasternCapital_2022 | yr_MTWindEasternCapital_2023 | yr_MTWindEasternCapital_2024 | yr_MTWindEasternCapital_2025 | yr_MTWindEasternCapital_2026 | yr_MTWindEasternCapital_2027 | yr_MTWindEasternCapital_2028 | yr_MTWindEasternCapital_2029 | yr_MTWindEasternCapital_2030 | yr_MTWindEasternCapital_2031 | yr_MTWindEasternCapital_2032 | yr_MTWindEasternCapital_2033 | yr_MTWindEasternCapital_2034 | yr_MTWindEasternCapital_2035 | yr_MTWindEasternCapital_2036 | yr_MTWindEasternCapital_2037 | yr_MTWindEasternCapital_2038 | yr_MTWindEasternCapital_2039 | yr_MTWindEasternCapital_2040 | yr_MTWindEasternCapital_2041 | yr_MTWindEasternCapital_2042 | yr_MTWindEasternCapital_2043 | yr_MTWindEasternCapital_2044 | yr_MTWindEasternCapital_2045 | yr_MTWindEasternCapital_2046 | yr_MTWindEasternCapital_2047
MTWindEasternCapital_2020 | [11 empty] | 3462.9908 | 3264.4231 | 3067.9164 | 2924.1691 | 2800.2066 | 2691.0827 | 2611.636 | 2547.0279 | 2482.4198 | 2417.8117 | 2353.2036 | 2288.5955 | 2223.9874 | 2159.3794 | 1176.9563 | 2094.7713 | 2030.1632 | 1965.5551 | 1900.947 | 1836.3389 | 1771.7308 | 1707.1227 | 1642.5146 | 1577.9065 | 1513.2984 | 1448.6903 | 1384.0822 | 1256.6789
MTWindEasternCapital_2021 | [11 empty] | 0 | 3402.7648 | 3207.6505 | 3014.5613 | 2873.314 | 2751.5073 | 2644.2813 | 2566.2163 | 2502.7318 | 2439.2473 | 2375.7628 | 2312.2784 | 2248.7939 | 2185.3094 | 2121.8249 | 1156.4875 | 2058.3405 | 1994.856 | 1931.3715 | 1867.887 | 1804.4026 | 1740.9181 | 1677.4336 | 1613.9491 | 1550.4647 | 1486.9802 | 1423.4957 | 1268.1238
MTWindEasternCapital_2022 | [11 empty] | 0 | 0 | 3340.3288 | 3148.7946 | 2959.2482 | 2820.5926 | 2701.021 | 2595.7623 | 2519.1297 | 2456.8101 | 2394.4905 | 2332.1709 | 2269.8512 | 2207.5316 | 2145.212 | 2082.8924 | 1135.2675 | 2020.5727 | 1958.2531 | 1895.9335 | 1833.6139 | 1771.2943 | 1708.9746 | 1646.655 | 1584.3354 | 1522.0158 | 1459.6961 | 1277.9807
MTWindEasternCapital_2023 | [11 empty] | 0 | 0 | 0 | 3277.8927 | 3089.9386 | 2903.9352 | 2767.8713 | 2650.5346 | 2547.2434 | 2472.0432 | 2410.8884 | 2349.7336 | 2288.5789 | 2227.4241 | 2166.2693 | 2105.1146 | 2043.9598 | 1114.0476 | 1982.805 | 1921.6503 | 1860.4955 | 1799.3407 | 1738.1859 | 1677.0312 | 1615.8764 | 1554.7216 | 1493.5669 | 1287.0265
MTWindEasternCapital_2024 | [11 empty] | 0 | 0 | 0 | 0 | 3215.4567 | 3031.0826 | 2848.6221 | 2715.1499 | 2600.0482 | 2498.7245 | 2424.9566 | 2364.9667 | 2304.9768 | 2244.9869 | 2184.997 | 2125.0071 | 2065.0171 | 2005.0272 | 1092.8276 | 1945.0373 | 1885.0474 | 1825.0575 | 1765.0676 | 1705.0776 | 1645.0877 | 1585.0978 | 1525.1079 | 1295.2359
MTWindEasternCapital_2025 | [11 empty] | 0 | 0 | 0 | 0 | 0 | 3153.0206 | 2972.2266 | 2793.3091 | 2662.4285 | 2549.5619 | 2450.2056 | 2377.8701 | 2319.045 | 2260.22 | 2201.3949 | 2142.5699 | 2083.7448 | 2024.9197 | 1966.0947 | 1071.6077 | 1907.2696 | 1848.4445 | 1789.6195 | 1730.7944 | 1671.9693 | 1613.1443 | 1554.3192 | 1302.5837
MTWindEasternCapital_2026 | [11 empty] | 0 | 0 | 0 | 0 | 0 | 0 | 3090.5846 | 2913.3707 | 2737.996 | 2609.7072 | 2499.0755 | 2401.6867 | 2330.7836 | 2273.1234 | 2215.4631 | 2157.8029 | 2100.1427 | 2042.4825 | 1984.8223 | 1927.1621 | 1050.3877 | 1869.5019 | 1811.8417 | 1754.1815 | 1696.5212 | 1638.861 | 1581.2008 | 1309.0444
MTWindEasternCapital_2027 | [11 empty] | 0 | 0 | 0 | 0 | 0 | 0 | 0 | 3028.1485 | 2854.5147 | 2682.683 | 2556.9858 | 2448.5891 | 2353.1677 | 2283.697 | 2227.2017 | 2170.7063 | 2114.211 | 2057.7156 | 2001.2202 | 1944.7249 | 1888.2295 | 1029.1677 | 1831.7342 | 1775.2388 | 1718.7434 | 1662.2481 | 1605.7527 | 1314.5928
MTWindEasternCapital_2028 | [11 empty] | 0 | 0 | 0 | 0 | 0 | 0 | 0 | 0 | 2965.7125 | 2795.6587 | 2627.3699 | 2504.2645 | 2398.1027 | 2304.6488 | 2236.6105 | 2181.28 | 2125.9495 | 2070.619 | 2015.2885 | 1959.958 | 1904.6275 | 1849.297 | 1007.9478 | 1793.9665 | 1738.6359 | 1683.3054 | 1627.9749 | 1319.2032
MTWindEasternCapital_2029 | [11 empty] | 0 | 0 | 0 | 0 | 0 | 0 | 0 | 0 | 0 | 2903.2764 | 2736.8028 | 2572.0569 | 2451.5431 | 2347.6164 | 2256.1299 | 2189.524 | 2135.3583 | 2081.1927 | 2027.027 | 1972.8613 | 1918.6957 | 1864.53 | 1810.3644 | 986.7278 | 1756.1987 | 1702.0331 | 1647.8674 | 1322.8502
MTWindEasternCapital_2030 | [11 empty] | 0 | 0 | 0 | 0 | 0 | 0 | 0 | 0 | 0 | 0 | 2840.8404 | 2677.9468 | 2516.7438 | 2398.8218 | 2297.13 | 2207.611 | 2142.4374 | 2089.4366 | 2036.4358 | 1983.435 | 1930.4342 | 1877.4334 | 1824.4326 | 1771.4318 | 965.5079 | 1718.431 | 1665.4302 | 1325.5084
MTWindEasternCapital_2031 | [11 empty] | 0 | 0 | 0 | 0 | 0 | 0 | 0 | 0 | 0 | 0 | 0 | 2810.1559 | 2649.0218 | 2489.56 | 2372.9116 | 2272.3183 | 2183.7662 | 2119.2966 | 2066.8682 | 2014.4399 | 1962.0116 | 1909.5833 | 1857.1549 | 1804.7266 | 1752.2983 | 955.0793 | 1699.8699 | 1342.319
MTWindEasternCapital_2032 | [11 empty] | 0 | 0 | 0 | 0 | 0 | 0 | 0 | 0 | 0 | 0 | 0 | 0 | 2779.4247 | 2620.0527 | 2462.3348 | 2346.962 | 2247.4687 | 2159.885 | 2096.1204 | 2044.2655 | 1992.4105 | 1940.5555 | 1888.7005 | 1836.8455 | 1784.9905 | 1733.1356 | 944.6347 | 1358.7784
MTWindEasternCapital_2033 | [11 empty] | 0 | 0 | 0 | 0 | 0 | 0 | 0 | 0 | 0 | 0 | 0 | 0 | 0 | 2748.6468 | 2591.0396 | 2435.0681 | 2320.973 | 2222.5814 | 2135.9675 | 2072.909 | 2021.6283 | 1970.3475 | 1919.0667 | 1867.786 | 1816.5052 | 1765.2244 | 1713.9437 | 1309.2827
MTWindEasternCapital_2034 | [11 empty] | 0 | 0 | 0 | 0 | 0 | 0 | 0 | 0 | 0 | 0 | 0 | 0 | 0 | 0 | 2717.822 | 2561.9823 | 2407.76 | 2294.9444 | 2197.6562 | 2112.0137 | 2049.6624 | 1998.9567 | 1948.251 | 1897.5453 | 1846.8397 | 1796.134 | 1745.4283 | 1326.8714
MTWindEasternCapital_2035 | [11 empty] | 0 | 0 | 0 | 0 | 0 | 0 | 0 | 0 | 0 | 0 | 0 | 0 | 0 | 0 | 0 | 2686.9505 | 2532.8809 | 2380.4105 | 2268.8763 | 2172.6932 | 2088.0235 | 2026.3804 | 1976.2507 | 1926.121 | 1875.9913 | 1825.8616 | 1775.7318 | 1343.9085
MTWindEasternCapital_2036 | [11 empty] | 0 | 0 | 0 | 0 | 0 | 0 | 0 | 0 | 0 | 0 | 0 | 0 | 0 | 0 | 0 | 0 | 2656.0322 | 2503.7355 | 2353.0195 | 2242.7687 | 2147.6924 | 2063.9969 | 2003.0632 | 1953.5103 | 1903.9574 | 1854.4045 | 1804.8517 | 1360.4038
MTWindEasternCapital_2037 | [11 empty] | 0 | 0 | 0 | 0 | 0 | 0 | 0 | 0 | 0 | 0 | 0 | 0 | 0 | 0 | 0 | 0 | 0 | 2625.0671 | 2474.546 | 2325.587 | 2216.6216 | 2122.6537 | 2039.934 | 1979.7107 | 1930.7355 | 1881.7603 | 1832.7852 | 1376.3619
MTWindEasternCapital_2038 | [11 empty] | 0 | 0 | 0 | 0 | 0 | 0 | 0 | 0 | 0 | 0 | 0 | 0 | 0 | 0 | 0 | 0 | 0 | 0 | 2594.0553 | 2445.3123 | 2298.1132 | 2190.435 | 2097.5773 | 2015.8348 | 1956.3229 | 1907.9263 | 1859.5297 | 1391.7837
MTWindEasternCapital_2039 | [11 empty] | 0 | 0 | 0 | 0 | 0 | 0 | 0 | 0 | 0 | 0 | 0 | 0 | 0 | 0 | 0 | 0 | 0 | 0 | 0 | 2562.9967 | 2416.0346 | 2270.5979 | 2164.209 | 2072.463 | 1991.6992 | 1932.8999 | 1885.0827 | 1406.6669
MTWindEasternCapital_2040 | [11 empty] | 0 | 0 | 0 | 0 | 0 | 0 | 0 | 0 | 0 | 0 | 0 | 0 | 0 | 0 | 0 | 0 | 0 | 0 | 0 | 0 | 2531.8913 | 2386.7128 | 2243.0411 | 2137.9434 | 2047.3109 | 1967.5273 | 1909.4416 | 1421.0073
MTWindEasternCapital_2041 | [11 empty] | 0 | 0 | 0 | 0 | 0 | 0 | 0 | 0 | 0 | 0 | 0 | 0 | 0 | 0 | 0 | 0 | 0 | 0 | 0 | 0 | 0 | 2500.7391 | 2357.3469 | 2215.443 | 2111.6383 | 2022.121 | 1943.319 | 1434.7985
MTWindEasternCapital_2042 | [11 empty] | 0 | 0 | 0 | 0 | 0 | 0 | 0 | 0 | 0 | 0 | 0 | 0 | 0 | 0 | 0 | 0 | 0 | 0 | 0 | 0 | 0 | 0 | 2469.5402 | 2327.9369 | 2187.8033 | 2085.2938 | 1996.8932 | 1448.7031
MTWindEasternCapital_2043 | [11 empty] | 0 | 0 | 0 | 0 | 0 | 0 | 0 | 0 | 0 | 0 | 0 | 0 | 0 | 0 | 0 | 0 | 0 | 0 | 0 | 0 | 0 | 0 | 0 | 2438.2945 | 2298.4828 | 2160.1223 | 2058.9097 | 1463.912
MTWindEasternCapital_2044 | [11 empty] | 0 | 0 | 0 | 0 | 0 | 0 | 0 | 0 | 0 | 0 | 0 | 0 | 0 | 0 | 0 | 0 | 0 | 0 | 0 | 0 | 0 | 0 | 0 | 0 | 2407.002 | 2268.9847 | 2132.3998 | 1480.7806
MTWindEasternCapital_2045 | [11 empty] | 0 | 0 | 0 | 0 | 0 | 0 | 0 | 0 | 0 | 0 | 0 | 0 | 0 | 0 | 0 | 0 | 0 | 0 | 0 | 0 | 0 | 0 | 0 | 0 | 0 | 2375.6627 | 2239.4424 | 1499.7967
MTWindEasternCapital_2046 | [11 empty] | 0 | 0 | 0 | 0 | 0 | 0 | 0 | 0 | 0 | 0 | 0 | 0 | 0 | 0 | 0 | 0 | 0 | 0 | 0 | 0 | 0 | 0 | 0 | 0 | 0 | 0 | 2344.2767 | 1522.6613
MTWindEasternCapital_2047 | [11 empty] | 0 | 0 | 0 | 0 | 0 | 0 | 0 | 0 | 0 | 0 | 0 | 0 | 0 | 0 | 0 | 0 | 0 | 0 | 0 | 0 | 0 | 0 | 0 | 0 | 0 | 0 | 0 | 1548.8407
MTWindEasternFixedTx | [11 empty] | yr_MTWindEasternFixedTxAnnual | yr_MTWindEasternFixedTxAnnual | yr_MTWindEasternFixedTxAnnual | yr_MTWindEasternFixedTxAnnual | yr_MTWindEasternFixedTxAnnual | yr_MTWindEasternFixedTxAnnual | yr_MTWindEasternFixedTxAnnual | yr_MTWindEasternFixedTxAnnual | yr_MTWindEasternFixedTxAnnual | yr_MTWindEasternFixedTxAnnual | yr_MTWindEasternFixedTxAnnual | yr_MTWindEasternFixedTxAnnual | yr_MTWindEasternFixedTxAnnual | yr_MTWindEasternFixedTxAnnual | yr_MTWindEasternFixedTxAnnual | yr_MTWindEasternFixedTxAnnual | yr_MTWindEasternFixedTxAnnual | yr_MTWindEasternFixedTxAnnual | yr_MTWindEasternFixedTxAnnual | yr_MTWindEasternFixedTxAnnual | yr_MTWindEasternFixedTxAnnual | yr_MTWindEasternFixedTxAnnual | yr_MTWindEasternFixedTxAnnual | yr_MTWindEasternFixedTxAnnual | yr_MTWindEasternFixedTxAnnual | yr_MTWindEasternFixedTxAnnual | yr_MTWindEasternFixedTxAnnual | yr_MTWindEasternFixedTxAnnual
MTWindEasternFixedTxAnnual | MT Wind Fixed Transmision Cost | [10 empty] | 783.7104 | 788.2215 | 792.7586 | 797.3218 | 801.9112 | 806.5271 | 811.1696 | 815.8387 | 820.5348 | 825.2579 | 830.0081 | 834.7857 | 839.5908 | 844.4236 | 849.2842 | 854.1728 | 859.0895 | 864.0345 | 869.0079 | 874.01 | 879.0409 | 884.1007 | 889.1897 | 894.308 | 899.4557 | 904.6331 | 909.8402 | 915.0773
OffshoreWindCapital | Offshore wind Capital Cost | [8 empty] | 0 | 0 | yr_OffshoreWindCapital_2020 | yr_OffshoreWindCapital_2021 | yr_OffshoreWindCapital_2022 | yr_OffshoreWindCapital_2023 | yr_OffshoreWindCapital_2024 | yr_OffshoreWindCapital_2025 | yr_OffshoreWindCapital_2026 | yr_OffshoreWindCapital_2027 | yr_OffshoreWindCapital_2028 | yr_OffshoreWindCapital_2029 | yr_OffshoreWindCapital_2030 | yr_OffshoreWindCapital_2031 | yr_OffshoreWindCapital_2032 | yr_OffshoreWindCapital_2033 | yr_OffshoreWindCapital_2034 | yr_OffshoreWindCapital_2035 | yr_OffshoreWindCapital_2036 | yr_OffshoreWindCapital_2037 | yr_OffshoreWindCapital_2038 | yr_OffshoreWindCapital_2039 | yr_OffshoreWindCapital_2040 | yr_OffshoreWindCapital_2041 | yr_OffshoreWindCapital_2042 | yr_OffshoreWindCapital_2043 | yr_OffshoreWindCapital_2044 | yr_OffshoreWindCapital_2045 | yr_OffshoreWindCapital_2046 | yr_OffshoreWindCapital_2047
OffshoreWindCapital_2020 | [11 empty] | 10756.1475 | 10139.3907 | 9529.0352 | 9082.5521 | 8697.5211 | 8358.5792 | 8111.8155 | 7911.1409 | 7710.4664 | 7509.7918 | 7309.1172 | 7108.4426 | 6907.7681 | 6707.0935 | 3655.6596 | 6506.4189 | 6305.7444 | 6105.0698 | 5904.3952 | 5703.7206 | 5503.0461 | 5302.3715 | 5101.6969 | 4901.0224 | 4700.3478 | 4499.6732 | 4298.9986 | 3903.2802
OffshoreWindCapital_2021 | [11 empty] | 0 | 10327.1548 | 9734.9965 | 9148.9841 | 8720.3082 | 8350.6336 | 8025.2099 | 7788.288 | 7595.617 | 7402.9461 | 7210.2751 | 7017.6041 | 6824.9332 | 6632.2622 | 6439.5912 | 3509.8591 | 6246.9202 | 6054.2493 | 5861.5783 | 5668.9073 | 5476.2364 | 5283.5654 | 5090.8944 | 4898.2235 | 4705.5525 | 4512.8815 | 4320.2105 | 3848.6676
OffshoreWindCapital_2022 | [11 empty] | 0 | 0 | 9898.1622 | 9330.6022 | 8768.9329 | 8358.0644 | 8003.7461 | 7691.8406 | 7464.7605 | 7280.0931 | 7095.4258 | 6910.7584 | 6726.091 | 6541.4237 | 6356.7563 | 6172.0889 | 3364.0586 | 5987.4216 | 5802.7542 | 5618.0868 | 5433.4195 | 5248.7521 | 5064.0847 | 4879.4173 | 4694.75 | 4510.0826 | 4325.4152 | 3786.9506
OffshoreWindCapital_2023 | [11 empty] | 0 | 0 | 0 | 9486.9899 | 8943.0066 | 8404.6691 | 8010.8682 | 7671.2684 | 7372.3195 | 7154.6724 | 6977.6762 | 6800.6799 | 6623.6837 | 6446.6875 | 6269.6912 | 6092.695 | 5915.6987 | 3224.3148 | 5738.7025 | 5561.7063 | 5384.71 | 5207.7138 | 5030.7176 | 4853.7213 | 4676.7251 | 4499.7288 | 4322.7326 | 3724.9563
OffshoreWindCapital_2024 | [11 empty] | 0 | 0 | 0 | 0 | 9092.8979 | 8571.5117 | 8055.537 | 7678.0946 | 7352.6019 | 7066.0715 | 6857.4655 | 6687.8217 | 6518.1779 | 6348.5342 | 6178.8904 | 6009.2466 | 5839.6029 | 5669.9591 | 3090.3759 | 5500.3153 | 5330.6716 | 5161.0278 | 4991.384 | 4821.7402 | 4652.0965 | 4482.4527 | 4312.8089 | 3662.7606
OffshoreWindCapital_2025 | [11 empty] | 0 | 0 | 0 | 0 | 0 | 8715.1766 | 8215.4489 | 7720.9079 | 7359.1446 | 7047.1729 | 6772.545 | 6572.6046 | 6410.0078 | 6247.4111 | 6084.8144 | 5922.2177 | 5759.621 | 5597.0242 | 5434.4275 | 2962.0009 | 5271.8308 | 5109.2341 | 4946.6373 | 4784.0406 | 4621.4439 | 4458.8472 | 4296.2505 | 3600.4353
OffshoreWindCapital_2026 | [11 empty] | 0 | 0 | 0 | 0 | 0 | 0 | 8353.1459 | 7874.177 | 7400.1794 | 7053.4438 | 6754.4316 | 6491.2117 | 6299.5769 | 6143.7345 | 5987.892 | 5832.0496 | 5676.2072 | 5520.3648 | 5364.5224 | 5208.68 | 2838.9586 | 5052.8376 | 4896.9952 | 4741.1528 | 4585.3103 | 4429.4679 | 4273.6255 | 3538.0488
OffshoreWindCapital_2027 | [11 empty] | 0 | 0 | 0 | 0 | 0 | 0 | 0 | 8006.154 | 7547.0817 | 7092.774 | 6760.4419 | 6473.8507 | 6221.5651 | 6037.8908 | 5888.5221 | 5739.1535 | 5589.7848 | 5440.4161 | 5291.0474 | 5141.6787 | 4992.3101 | 2721.0275 | 4842.9414 | 4693.5727 | 4544.204 | 4394.8354 | 4245.4667 | 3475.6657
OffshoreWindCapital_2028 | [11 empty] | 0 | 0 | 0 | 0 | 0 | 0 | 0 | 0 | 7673.5763 | 7233.574 | 6798.1383 | 6479.6114 | 6204.9253 | 5963.1197 | 5787.0753 | 5643.9114 | 5500.7475 | 5357.5837 | 5214.4198 | 5071.2559 | 4928.0921 | 4784.9282 | 2607.9953 | 4641.7643 | 4498.6005 | 4355.4366 | 4212.2728 | 3413.3471
OffshoreWindCapital_2029 | [11 empty] | 0 | 0 | 0 | 0 | 0 | 0 | 0 | 0 | 0 | 7354.814 | 6933.0894 | 6515.7419 | 6210.4467 | 5947.1711 | 5715.4102 | 5546.6787 | 5409.4619 | 5272.2451 | 5135.0283 | 4997.8115 | 4860.5947 | 4723.3779 | 4586.1611 | 2499.6585 | 4448.9443 | 4311.7275 | 4174.5107 | 3351.1508
OffshoreWindCapital_2030 | [11 empty] | 0 | 0 | 0 | 0 | 0 | 0 | 0 | 0 | 0 | 0 | 7049.2931 | 6645.0871 | 6245.0763 | 5952.4631 | 5700.124 | 5477.9905 | 5316.2682 | 5184.7514 | 5053.2346 | 4921.7178 | 4790.2011 | 4658.6843 | 4527.1675 | 4395.6507 | 2395.8221 | 4264.134 | 4132.6172 | 3289.1313
OffshoreWindCapital_2031 | [11 empty] | 0 | 0 | 0 | 0 | 0 | 0 | 0 | 0 | 0 | 0 | 0 | 6756.4636 | 6369.0484 | 5985.6542 | 5705.1963 | 5463.3394 | 5250.4334 | 5095.429 | 4969.3755 | 4843.322 | 4717.2684 | 4591.2149 | 4465.1613 | 4339.1078 | 4213.0543 | 2296.299 | 4087.0007 | 3227.3402
OffshoreWindCapital_2032 | [11 empty] | 0 | 0 | 0 | 0 | 0 | 0 | 0 | 0 | 0 | 0 | 0 | 0 | 6475.7984 | 6104.4765 | 5737.0086 | 5468.2009 | 5236.3909 | 5032.329 | 4883.7636 | 4762.9463 | 4642.1291 | 4521.3119 | 4400.4946 | 4279.6774 | 4158.8601 | 4038.0429 | 2200.9101 | 3165.8259
OffshoreWindCapital_2033 | [11 empty] | 0 | 0 | 0 | 0 | 0 | 0 | 0 | 0 | 0 | 0 | 0 | 0 | 0 | 6206.792 | 5850.895 | 5498.6918 | 5241.0504 | 5018.8698 | 4823.2848 | 4680.8908 | 4565.0923 | 4449.2939 | 4333.4954 | 4217.6969 | 4101.8985 | 3986.1 | 3870.3015 | 2956.526
OffshoreWindCapital_2034 | [11 empty] | 0 | 0 | 0 | 0 | 0 | 0 | 0 | 0 | 0 | 0 | 0 | 0 | 0 | 0 | 5948.9603 | 5607.8473 | 5270.2747 | 5023.3358 | 4810.3847 | 4622.9243 | 4486.4454 | 4375.4572 | 4264.469 | 4153.4809 | 4042.4927 | 3931.5045 | 3820.5164 | 2904.3495
OffshoreWindCapital_2035 | [11 empty] | 0 | 0 | 0 | 0 | 0 | 0 | 0 | 0 | 0 | 0 | 0 | 0 | 0 | 0 | 0 | 5701.8389 | 5374.8959 | 5051.3461 | 4814.6652 | 4610.5601 | 4430.8868 | 4300.0773 | 4193.6996 | 4087.3219 | 3980.9442 | 3874.5665 | 3768.1888 | 2851.8389
OffshoreWindCapital_2036 | [11 empty] | 0 | 0 | 0 | 0 | 0 | 0 | 0 | 0 | 0 | 0 | 0 | 0 | 0 | 0 | 0 | 0 | 5464.983 | 5151.6213 | 4841.5119 | 4614.6627 | 4419.0362 | 4246.8266 | 4121.4509 | 4019.4922 | 3917.5335 | 3815.5747 | 3713.616 | 2799.1317
OffshoreWindCapital_2037 | [11 empty] | 0 | 0 | 0 | 0 | 0 | 0 | 0 | 0 | 0 | 0 | 0 | 0 | 0 | 0 | 0 | 0 | 0 | 5237.9662 | 4937.6216 | 4640.3942 | 4422.9684 | 4235.4683 | 4070.4123 | 3950.2448 | 3852.5215 | 3754.7981 | 3657.0748 | 2746.344
OffshoreWindCapital_2038 | [11 empty] | 0 | 0 | 0 | 0 | 0 | 0 | 0 | 0 | 0 | 0 | 0 | 0 | 0 | 0 | 0 | 0 | 0 | 0 | 5020.3798 | 4732.5115 | 4447.631 | 4239.2372 | 4059.5258 | 3901.3263 | 3786.1506 | 3692.4867 | 3598.8228 | 2693.575
OffshoreWindCapital_2039 | [11 empty] | 0 | 0 | 0 | 0 | 0 | 0 | 0 | 0 | 0 | 0 | 0 | 0 | 0 | 0 | 0 | 0 | 0 | 0 | 0 | 4811.8319 | 4535.9218 | 4262.8753 | 4063.1382 | 3890.8921 | 3739.2642 | 3628.8729 | 3539.0999 | 2640.9105
OffshoreWindCapital_2040 | [11 empty] | 0 | 0 | 0 | 0 | 0 | 0 | 0 | 0 | 0 | 0 | 0 | 0 | 0 | 0 | 0 | 0 | 0 | 0 | 0 | 0 | 4611.9471 | 4347.4984 | 4085.7943 | 3894.3544 | 3729.2634 | 3583.9342 | 3478.1286 | 2588.4249
OffshoreWindCapital_2041 | [11 empty] | 0 | 0 | 0 | 0 | 0 | 0 | 0 | 0 | 0 | 0 | 0 | 0 | 0 | 0 | 0 | 0 | 0 | 0 | 0 | 0 | 0 | 4420.3657 | 4166.9022 | 3916.0694 | 3732.5819 | 3574.3488 | 3435.0567 | 2536.1837
OffshoreWindCapital_2042 | [11 empty] | 0 | 0 | 0 | 0 | 0 | 0 | 0 | 0 | 0 | 0 | 0 | 0 | 0 | 0 | 0 | 0 | 0 | 0 | 0 | 0 | 0 | 0 | 4236.7425 | 3993.808 | 3753.3948 | 3577.5295 | 3425.8695 | 2485.3946
OffshoreWindCapital_2043 | [11 empty] | 0 | 0 | 0 | 0 | 0 | 0 | 0 | 0 | 0 | 0 | 0 | 0 | 0 | 0 | 0 | 0 | 0 | 0 | 0 | 0 | 0 | 0 | 0 | 4060.7471 | 3827.9042 | 3597.4778 | 3428.918 | 2438.0059
OffshoreWindCapital_2044 | [11 empty] | 0 | 0 | 0 | 0 | 0 | 0 | 0 | 0 | 0 | 0 | 0 | 0 | 0 | 0 | 0 | 0 | 0 | 0 | 0 | 0 | 0 | 0 | 0 | 0 | 3892.0626 | 3668.892 | 3448.0377 | 2394.3856
OffshoreWindCapital_2045 | [11 empty] | 0 | 0 | 0 | 0 | 0 | 0 | 0 | 0 | 0 | 0 | 0 | 0 | 0 | 0 | 0 | 0 | 0 | 0 | 0 | 0 | 0 | 0 | 0 | 0 | 0 | 3730.3854 | 3516.4853 | 2355.0564
OffshoreWindCapital_2046 | [11 empty] | 0 | 0 | 0 | 0 | 0 | 0 | 0 | 0 | 0 | 0 | 0 | 0 | 0 | 0 | 0 | 0 | 0 | 0 | 0 | 0 | 0 | 0 | 0 | 0 | 0 | 0 | 3575.4242 | 2322.3197
OffshoreWindCapital_2047 | [11 empty] | 0 | 0 | 0 | 0 | 0 | 0 | 0 | 0 | 0 | 0 | 0 | 0 | 0 | 0 | 0 | 0 | 0 | 0 | 0 | 0 | 0 | 0 | 0 | 0 | 0 | 0 | 0 | 2294.89
OffshoreWindFixedTx | [11 empty] | yr_OffshoreWindFixedTxAnnual | yr_OffshoreWindFixedTxAnnual | yr_OffshoreWindFixedTxAnnual | yr_OffshoreWindFixedTxAnnual | yr_OffshoreWindFixedTxAnnual | yr_OffshoreWindFixedTxAnnual | yr_OffshoreWindFixedTxAnnual | yr_OffshoreWindFixedTxAnnual | yr_OffshoreWindFixedTxAnnual | yr_OffshoreWindFixedTxAnnual | yr_OffshoreWindFixedTxAnnual | yr_OffshoreWindFixedTxAnnual | yr_OffshoreWindFixedTxAnnual | yr_OffshoreWindFixedTxAnnual | yr_OffshoreWindFixedTxAnnual | yr_OffshoreWindFixedTxAnnual | yr_OffshoreWindFixedTxAnnual | yr_OffshoreWindFixedTxAnnual | yr_OffshoreWindFixedTxAnnual | yr_OffshoreWindFixedTxAnnual | yr_OffshoreWindFixedTxAnnual | yr_OffshoreWindFixedTxAnnual | yr_OffshoreWindFixedTxAnnual | yr_OffshoreWindFixedTxAnnual | yr_OffshoreWindFixedTxAnnual | yr_OffshoreWindFixedTxAnnual | yr_OffshoreWindFixedTxAnnual | yr_OffshoreWindFixedTxAnnual
OffshoreWindFixedTxAnnual | Offshore Fixed Transmision Cost | [10 empty] | 350.3957 | 352.4126 | 354.4411 | 356.4813 | 358.5332 | 360.597 | 362.6726 | 364.7602 | 366.8598 | 368.9715 | 371.0953 | 373.2314 | 375.3797 | 377.5404 | 379.7136 | 381.8993 | 384.0975 | 386.3084 | 388.532 | 390.7685 | 393.0178 | 395.28 | 397.5553 | 399.8437 | 402.1452 | 404.46 | 406.7881 | 409.1296
MTWind_PHSE_Capital | [11 empty] | yr_MTWind_PHSE_Capital2020 | yr_MTWind_PHSE_Capital2021 | yr_MTWind_PHSE_Capital2022 | yr_MTWind_PHSE_Capital2023 | yr_MTWind_PHSE_Capital2024 | yr_MTWind_PHSE_Capital2025 | yr_MTWind_PHSE_Capital2026 | yr_MTWind_PHSE_Capital2027 | yr_MTWind_PHSE_Capital2028 | yr_MTWind_PHSE_Capital2029 | yr_MTWind_PHSE_Capital2030 | yr_MTWind_PHSE_Capital2031 | yr_MTWind_PHSE_Capital2032 | yr_MTWind_PHSE_Capital2033 | yr_MTWind_PHSE_Capital2034 | yr_MTWind_PHSE_Capital2035 | yr_MTWind_PHSE_Capital2036 | yr_MTWind_PHSE_Capital2037 | yr_MTWind_PHSE_Capital2038 | yr_MTWind_PHSE_Capital2039 | yr_MTWind_PHSE_Capital2040 | yr_MTWind_PHSE_Capital2041 | yr_MTWind_PHSE_Capital2042 | yr_MTWind_PHSE_Capital2043 | yr_MTWind_PHSE_Capital2044 | yr_MTWind_PHSE_Capital2045 | yr_MTWind_PHSE_Capital2046 | yr_MTWind_PHSE_Capital2047
MTWind_PHSE_Capital2020 | [11 empty] | 9382.656 | 8844.6552 | 8312.2381 | 7922.768 | 7586.9031 | 7291.2419 | 7075.9884 | 6900.9386 | 6725.8889 | 6550.8392 | 6375.7895 | 6200.7398 | 6025.6901 | 5850.6404 | 3188.8551 | 5675.5907 | 5500.541 | 5325.4913 | 5150.4416 | 4975.3919 | 4800.3421 | 4625.2924 | 4450.2427 | 4275.193 | 4100.1433 | 3925.0936 | 3750.0439 | 3404.8562
MTWind_PHSE_Capital2021 | [11 empty] | 0 | 9153.0349 | 8628.2005 | 8108.8133 | 7728.8747 | 7401.2293 | 7112.8038 | 6902.8181 | 6732.0524 | 6561.2867 | 6390.521 | 6219.7552 | 6048.9895 | 5878.2238 | 5707.4581 | 3110.8145 | 5536.6923 | 5365.9266 | 5195.1609 | 5024.3951 | 4853.6294 | 4682.8637 | 4512.098 | 4341.3322 | 4170.5665 | 3999.8008 | 3829.035 | 3411.103
MTWind_PHSE_Capital2022 | [11 empty] | 0 | 0 | 8940.6898 | 8428.0312 | 7920.6935 | 7549.5692 | 7229.525 | 6947.7909 | 6742.6768 | 6575.8727 | 6409.0686 | 6242.2646 | 6075.4605 | 5908.6565 | 5741.8524 | 5575.0483 | 3038.6454 | 5408.2443 | 5241.4402 | 5074.6361 | 4907.8321 | 4741.028 | 4574.224 | 4407.4199 | 4240.6158 | 4073.8118 | 3907.0077 | 3420.63
MTWind_PHSE_Capital2023 | [11 empty] | 0 | 0 | 0 | 8727.8909 | 8227.4343 | 7732.1718 | 7369.8807 | 7057.4539 | 6782.4253 | 6582.1932 | 6419.3593 | 6256.5253 | 6093.6914 | 5930.8575 | 5768.0235 | 5605.1896 | 5442.3557 | 2966.3221 | 5279.5218 | 5116.6878 | 4953.8539 | 4791.02 | 4628.186 | 4465.3521 | 4302.5182 | 4139.6842 | 3976.8503 | 3426.9049
MTWind_PHSE_Capital2024 | [11 empty] | 0 | 0 | 0 | 0 | 8514.5996 | 8026.373 | 7543.2137 | 7189.7763 | 6884.9846 | 6616.6771 | 6421.3382 | 6262.4836 | 6103.629 | 5944.7744 | 5785.9198 | 5627.0652 | 5468.2105 | 5309.3559 | 2893.8314 | 5150.5013 | 4991.6467 | 4832.7921 | 4673.9375 | 4515.0829 | 4356.2283 | 4197.3737 | 4038.519 | 3429.813
MTWind_PHSE_Capital2025 | [11 empty] | 0 | 0 | 0 | 0 | 0 | 8300.7724 | 7824.8067 | 7353.7809 | 7009.2194 | 6712.0819 | 6450.5124 | 6260.0791 | 6105.2138 | 5950.3485 | 5795.4832 | 5640.6179 | 5485.7526 | 5330.8873 | 5176.022 | 2821.1586 | 5021.1567 | 4866.2914 | 4711.4261 | 4556.5609 | 4401.6956 | 4246.8303 | 4091.965 | 3429.2357
MTWind_PHSE_Capital2026 | [11 empty] | 0 | 0 | 0 | 0 | 0 | 0 | 8119.5677 | 7653.9922 | 7193.2489 | 6856.2091 | 6565.5581 | 6309.6986 | 6123.4224 | 5971.9378 | 5820.4532 | 5668.9686 | 5517.484 | 5365.9994 | 5214.5148 | 5063.0302 | 2759.5731 | 4911.5456 | 4760.061 | 4608.5764 | 4457.0918 | 4305.6072 | 4154.1225 | 3439.1147
MTWind_PHSE_Capital2027 | [11 empty] | 0 | 0 | 0 | 0 | 0 | 0 | 0 | 7938.2915 | 7483.1104 | 7032.6535 | 6703.1384 | 6418.9764 | 6168.8293 | 5986.7118 | 5838.6093 | 5690.5067 | 5542.4041 | 5394.3015 | 5246.1989 | 5098.0963 | 4949.9938 | 2697.9633 | 4801.8912 | 4653.7886 | 4505.686 | 4357.5834 | 4209.4808 | 3446.2049
MTWind_PHSE_Capital2028 | [11 empty] | 0 | 0 | 0 | 0 | 0 | 0 | 0 | 0 | 7756.9385 | 7312.1561 | 6871.9901 | 6550.0029 | 6272.3327 | 6027.9003 | 5849.9434 | 5705.2242 | 5560.5051 | 5415.786 | 5271.0668 | 5126.3477 | 4981.6286 | 4836.9094 | 2636.3274 | 4692.1903 | 4547.4712 | 4402.7521 | 4258.0329 | 3450.4281
MTWind_PHSE_Capital2029 | [11 empty] | 0 | 0 | 0 | 0 | 0 | 0 | 0 | 0 | 0 | 7575.5028 | 7141.124 | 6711.2535 | 6396.7976 | 6125.6221 | 5886.907 | 5713.1125 | 5571.7784 | 5430.4443 | 5289.1101 | 5147.776 | 5006.4419 | 4865.1077 | 4723.7736 | 2574.6634 | 4582.4395 | 4441.1053 | 4299.7712 | 3451.7056
MTWind_PHSE_Capital2030 | [11 empty] | 0 | 0 | 0 | 0 | 0 | 0 | 0 | 0 | 0 | 0 | 7393.9781 | 6970.0079 | 6550.438 | 6243.5171 | 5978.8395 | 5745.8445 | 5576.2145 | 5438.267 | 5300.3196 | 5162.3721 | 5024.4246 | 4886.4771 | 4748.5297 | 4610.5822 | 2512.9691 | 4472.6347 | 4334.6872 | 3449.958
MTWind_PHSE_Capital2031 | [11 empty] | 0 | 0 | 0 | 0 | 0 | 0 | 0 | 0 | 0 | 0 | 0 | 7312.1895 | 6892.9091 | 6477.9803 | 6174.4544 | 5912.7046 | 5682.2868 | 5514.5332 | 5378.1116 | 5241.69 | 5105.2685 | 4968.8469 | 4832.4253 | 4696.0038 | 4559.5822 | 2485.1719 | 4423.1606 | 3492.7922
MTWind_PHSE_Capital2032 | [11 empty] | 0 | 0 | 0 | 0 | 0 | 0 | 0 | 0 | 0 | 0 | 0 | 0 | 7230.3188 | 6815.7328 | 6405.4498 | 6105.3223 | 5846.5031 | 5618.6653 | 5452.7899 | 5317.8957 | 5183.0016 | 5048.1075 | 4913.2134 | 4778.3192 | 4643.4251 | 4508.531 | 2457.3467 | 3534.6886
MTWind_PHSE_Capital2033 | [11 empty] | 0 | 0 | 0 | 0 | 0 | 0 | 0 | 0 | 0 | 0 | 0 | 0 | 0 | 7148.366 | 6738.4791 | 6332.8465 | 6036.1208 | 5780.2353 | 5554.9799 | 5390.9846 | 5257.6195 | 5124.2543 | 4990.8892 | 4857.524 | 4724.1588 | 4590.7937 | 4457.4285 | 3405.0327
MTWind_PHSE_Capital2034 | [11 empty] | 0 | 0 | 0 | 0 | 0 | 0 | 0 | 0 | 0 | 0 | 0 | 0 | 0 | 0 | 7066.331 | 6661.1481 | 6260.1705 | 5966.8501 | 5713.9011 | 5491.2307 | 5329.1175 | 5197.2828 | 5065.4482 | 4933.6135 | 4801.7788 | 4669.9442 | 4538.1095 | 3449.8625
MTWind_PHSE_Capital2035 | [11 empty] | 0 | 0 | 0 | 0 | 0 | 0 | 0 | 0 | 0 | 0 | 0 | 0 | 0 | 0 | 0 | 6984.214 | 6583.7396 | 6187.4217 | 5897.51 | 5647.5005 | 5427.4177 | 5267.1884 | 5136.8858 | 5006.5832 | 4876.2805 | 4745.9779 | 4615.6753 | 3493.2332
MTWind_PHSE_Capital2036 | [11 empty] | 0 | 0 | 0 | 0 | 0 | 0 | 0 | 0 | 0 | 0 | 0 | 0 | 0 | 0 | 0 | 0 | 6902.0149 | 6506.2538 | 6114.6003 | 5828.1006 | 5581.0336 | 5363.541 | 5205.1974 | 5076.4284 | 4947.6593 | 4818.8903 | 4690.1212 | 3535.1708
MTWind_PHSE_Capital2037 | [11 empty] | 0 | 0 | 0 | 0 | 0 | 0 | 0 | 0 | 0 | 0 | 0 | 0 | 0 | 0 | 0 | 0 | 0 | 6819.7338 | 6428.6907 | 6041.7063 | 5758.622 | 5514.5003 | 5299.6005 | 5143.1447 | 5015.9107 | 4888.6767 | 4761.4428 | 3575.6884
MTWind_PHSE_Capital2038 | [11 empty] | 0 | 0 | 0 | 0 | 0 | 0 | 0 | 0 | 0 | 0 | 0 | 0 | 0 | 0 | 0 | 0 | 0 | 0 | 6737.3708 | 6351.0504 | 5968.7396 | 5689.0741 | 5447.9007 | 5235.5964 | 5081.03 | 4955.3327 | 4829.6354 | 3614.789
MTWind_PHSE_Capital2039 | [11 empty] | 0 | 0 | 0 | 0 | 0 | 0 | 0 | 0 | 0 | 0 | 0 | 0 | 0 | 0 | 0 | 0 | 0 | 0 | 0 | 6654.9257 | 6273.3327 | 5895.7002 | 5619.4571 | 5381.2349 | 5171.5285 | 5018.8536 | 4894.6944 | 3652.4682
MTWind_PHSE_Capital2040 | [11 empty] | 0 | 0 | 0 | 0 | 0 | 0 | 0 | 0 | 0 | 0 | 0 | 0 | 0 | 0 | 0 | 0 | 0 | 0 | 0 | 0 | 6572.3988 | 6195.5378 | 5822.5883 | 5549.7708 | 5314.5028 | 5107.397 | 4956.6154 | 3688.7154
MTWind_PHSE_Capital2041 | [11 empty] | 0 | 0 | 0 | 0 | 0 | 0 | 0 | 0 | 0 | 0 | 0 | 0 | 0 | 0 | 0 | 0 | 0 | 0 | 0 | 0 | 0 | 6492.1618 | 6119.9017 | 5751.5052 | 5482.0183 | 5249.6225 | 5045.045 | 3724.8763
MTWind_PHSE_Capital2042 | [11 empty] | 0 | 0 | 0 | 0 | 0 | 0 | 0 | 0 | 0 | 0 | 0 | 0 | 0 | 0 | 0 | 0 | 0 | 0 | 0 | 0 | 0 | 0 | 6411.8438 | 6044.1891 | 5680.3503 | 5414.1974 | 5184.6767 | 3761.3714
MTWind_PHSE_Capital2043 | [11 empty] | 0 | 0 | 0 | 0 | 0 | 0 | 0 | 0 | 0 | 0 | 0 | 0 | 0 | 0 | 0 | 0 | 0 | 0 | 0 | 0 | 0 | 0 | 0 | 6331.4448 | 5968.4001 | 5609.1235 | 5346.3079 | 3801.2955
MTWind_PHSE_Capital2044 | [11 empty] | 0 | 0 | 0 | 0 | 0 | 0 | 0 | 0 | 0 | 0 | 0 | 0 | 0 | 0 | 0 | 0 | 0 | 0 | 0 | 0 | 0 | 0 | 0 | 0 | 6250.9645 | 5892.5346 | 5537.8248 | 3845.5752
MTWind_PHSE_Capital2045 | [11 empty] | 0 | 0 | 0 | 0 | 0 | 0 | 0 | 0 | 0 | 0 | 0 | 0 | 0 | 0 | 0 | 0 | 0 | 0 | 0 | 0 | 0 | 0 | 0 | 0 | 0 | 6170.4031 | 5816.5926 | 3895.4816
MTWind_PHSE_Capital2046 | [11 empty] | 0 | 0 | 0 | 0 | 0 | 0 | 0 | 0 | 0 | 0 | 0 | 0 | 0 | 0 | 0 | 0 | 0 | 0 | 0 | 0 | 0 | 0 | 0 | 0 | 0 | 0 | 6089.7605 | 3955.4385
MTWind_PHSE_Capital2047 | [11 empty] | 0 | 0 | 0 | 0 | 0 | 0 | 0 | 0 | 0 | 0 | 0 | 0 | 0 | 0 | 0 | 0 | 0 | 0 | 0 | 0 | 0 | 0 | 0 | 0 | 0 | 0 | 0 | 4024.0677
MTWind_PHSE_FixedTX | [11 empty] | yr_MTWind_PHSE_FixedTXAnnual | yr_MTWind_PHSE_FixedTXAnnual | yr_MTWind_PHSE_FixedTXAnnual | yr_MTWind_PHSE_FixedTXAnnual | yr_MTWind_PHSE_FixedTXAnnual | yr_MTWind_PHSE_FixedTXAnnual | yr_MTWind_PHSE_FixedTXAnnual | yr_MTWind_PHSE_FixedTXAnnual | yr_MTWind_PHSE_FixedTXAnnual | yr_MTWind_PHSE_FixedTXAnnual | yr_MTWind_PHSE_FixedTXAnnual | yr_MTWind_PHSE_FixedTXAnnual | yr_MTWind_PHSE_FixedTXAnnual | yr_MTWind_PHSE_FixedTXAnnual | yr_MTWind_PHSE_FixedTXAnnual | yr_MTWind_PHSE_FixedTXAnnual | yr_MTWind_PHSE_FixedTXAnnual | yr_MTWind_PHSE_FixedTXAnnual | yr_MTWind_PHSE_FixedTXAnnual | yr_MTWind_PHSE_FixedTXAnnual | yr_MTWind_PHSE_FixedTXAnnual | yr_MTWind_PHSE_FixedTXAnnual | yr_MTWind_PHSE_FixedTXAnnual | yr_MTWind_PHSE_FixedTXAnnual | yr_MTWind_PHSE_FixedTXAnnual | yr_MTWind_PHSE_FixedTXAnnual | yr_MTWind_PHSE_FixedTXAnnual | yr_MTWind_PHSE_FixedTXAnnual
MTWind_PHSE_FixedTXAnnual | [11 empty] | 783.7104 | 788.2215 | 792.7586 | 797.3218 | 801.9112 | 806.5271 | 811.1696 | 815.8387 | 820.5348 | 825.2579 | 830.0081 | 834.7857 | 839.5908 | 844.4236 | 849.2842 | 854.1728 | 859.0895 | 864.0345 | 869.0079 | 874.01 | 879.0409 | 884.1007 | 889.1897 | 894.308 | 899.4557 | 904.6331 | 909.8402 | 915.0773
Wind_BatteryCapital | [11 empty] | yr_Wind_BatteryCapital_2020 | yr_Wind_BatteryCapital_2021 | yr_Wind_BatteryCapital_2022 | yr_Wind_BatteryCapital_2023 | yr_Wind_BatteryCapital_2024 | yr_Wind_BatteryCapital_2025 | yr_Wind_BatteryCapital_2026 | yr_Wind_BatteryCapital_2027 | yr_Wind_BatteryCapital_2028 | yr_Wind_BatteryCapital_2029 | yr_Wind_BatteryCapital_2030 | yr_Wind_BatteryCapital_2031 | yr_Wind_BatteryCapital_2032 | yr_Wind_BatteryCapital_2033 | yr_Wind_BatteryCapital_2034 | yr_Wind_BatteryCapital_2035 | yr_Wind_BatteryCapital_2036 | yr_Wind_BatteryCapital_2037 | yr_Wind_BatteryCapital_2038 | yr_Wind_BatteryCapital_2039 | yr_Wind_BatteryCapital_2040 | yr_Wind_BatteryCapital_2041 | yr_Wind_BatteryCapital_2042 | yr_Wind_BatteryCapital_2043 | yr_Wind_BatteryCapital_2044 | yr_Wind_BatteryCapital_2045 | yr_Wind_BatteryCapital_2046 | yr_Wind_BatteryCapital_2047
Wind_BatteryCapital_2020 | [11 empty] | 5139.8466 | 4845.1281 | 4553.4685 | 4340.1157 | 4156.1278 | 3994.1638 | 3876.2472 | 3780.3545 | 3684.4618 | 3588.569 | 3492.6763 | 3396.7835 | 3300.8908 | 3204.998 | 1746.8642 | 3109.1053 | 3013.2125 | 2917.3198 | 2821.427 | 2725.5343 | 2629.6416 | 2533.7488 | 2437.8561 | 2341.9633 | 2246.0706 | 2150.1778 | 2054.2851 | 1865.1903
Wind_BatteryCapital_2021 | [11 empty] | 0 | 5028.6188 | 4740.2782 | 4454.9302 | 4246.1943 | 4066.188 | 3907.7289 | 3792.3642 | 3698.5466 | 3604.729 | 3510.9114 | 3417.0938 | 3323.2762 | 3229.4586 | 3135.641 | 1709.0616 | 3041.8234 | 2948.0058 | 2854.1882 | 2760.3706 | 2666.553 | 2572.7354 | 2478.9178 | 2385.1002 | 2291.2826 | 2197.465 | 2103.6474 | 1874.0382
Wind_BatteryCapital_2022 | [11 empty] | 0 | 0 | 4921.7149 | 4639.5041 | 4360.2224 | 4155.924 | 3979.7445 | 3824.6541 | 3711.7419 | 3619.9188 | 3528.0957 | 3436.2725 | 3344.4494 | 3252.6263 | 3160.8032 | 3068.98 | 1672.7285 | 2977.1569 | 2885.3338 | 2793.5107 | 2701.6876 | 2609.8644 | 2518.0413 | 2426.2182 | 2334.3951 | 2242.572 | 2150.7488 | 1883.0053
Wind_BatteryCapital_2023 | [11 empty] | 0 | 0 | 0 | 4814.6315 | 4538.5609 | 4265.3555 | 4065.5022 | 3893.1559 | 3741.4398 | 3630.9843 | 3541.159 | 3451.3337 | 3361.5084 | 3271.6831 | 3181.8578 | 3092.0325 | 3002.2072 | 1636.3344 | 2912.3819 | 2822.5566 | 2732.7313 | 2642.906 | 2553.0807 | 2463.2555 | 2373.4302 | 2283.6049 | 2193.7796 | 1890.4091
Wind_BatteryCapital_2024 | [11 empty] | 0 | 0 | 0 | 0 | 4707.3529 | 4437.4336 | 4170.3158 | 3974.9156 | 3806.4094 | 3658.0739 | 3550.0795 | 3462.2556 | 3374.4318 | 3286.608 | 3198.7842 | 3110.9603 | 3023.1365 | 2935.3127 | 1599.8739 | 2847.4889 | 2759.665 | 2671.8412 | 2584.0174 | 2496.1935 | 2408.3697 | 2320.5459 | 2232.7221 | 1896.1949
Wind_BatteryCapital_2025 | [11 empty] | 0 | 0 | 0 | 0 | 0 | 4599.8615 | 4336.1057 | 4075.0875 | 3884.1492 | 3719.4908 | 3574.5425 | 3469.0141 | 3383.1957 | 3297.3773 | 3211.559 | 3125.7406 | 3039.9222 | 2954.1038 | 2868.2854 | 1563.3411 | 2782.467 | 2696.6486 | 2610.8302 | 2525.0119 | 2439.1935 | 2353.3751 | 2267.5567 | 1900.3062
Wind_BatteryCapital_2026 | [11 empty] | 0 | 0 | 0 | 0 | 0 | 0 | 4503.1783 | 4244.9664 | 3989.4344 | 3802.5094 | 3641.3119 | 3499.4102 | 3396.0999 | 3312.0853 | 3228.0707 | 3144.0561 | 3060.0415 | 2976.0269 | 2892.0124 | 2807.9978 | 1530.4817 | 2723.9832 | 2639.9686 | 2555.954 | 2471.9394 | 2387.9248 | 2303.9102 | 1907.361
Wind_BatteryCapital_2027 | [11 empty] | 0 | 0 | 0 | 0 | 0 | 0 | 0 | 4406.4667 | 4153.8002 | 3903.756 | 3720.8455 | 3563.11 | 3424.2558 | 3323.1642 | 3240.9539 | 3158.7437 | 3076.5334 | 2994.3231 | 2912.1129 | 2829.9026 | 2747.6923 | 1497.6126 | 2665.482 | 2583.2718 | 2501.0615 | 2418.8512 | 2336.641 | 1912.9541
Wind_BatteryCapital_2028 | [11 empty] | 0 | 0 | 0 | 0 | 0 | 0 | 0 | 0 | 4309.7243 | 4062.605 | 3818.0505 | 3639.1557 | 3484.8832 | 3349.0775 | 3250.2054 | 3169.8 | 3089.3946 | 3008.9892 | 2928.5839 | 2848.1785 | 2767.7731 | 2687.3677 | 1464.7331 | 2606.9624 | 2526.557 | 2446.1516 | 2365.7462 | 1917.0442
Wind_BatteryCapital_2029 | [11 empty] | 0 | 0 | 0 | 0 | 0 | 0 | 0 | 0 | 0 | 4212.9489 | 3971.3787 | 3732.3158 | 3557.438 | 3406.6298 | 3273.8736 | 3177.2216 | 3098.6218 | 3020.0219 | 2941.422 | 2862.8222 | 2784.2223 | 2705.6224 | 2627.0226 | 1431.8423 | 2548.4227 | 2469.8229 | 2391.223 | 1919.59
Wind_BatteryCapital_2030 | [11 empty] | 0 | 0 | 0 | 0 | 0 | 0 | 0 | 0 | 0 | 0 | 4116.1379 | 3880.1189 | 3646.5494 | 3475.6903 | 3328.3475 | 3198.642 | 3104.211 | 3027.4173 | 2950.6236 | 2873.8299 | 2797.0363 | 2720.2426 | 2643.4489 | 2566.6552 | 1398.9394 | 2489.8615 | 2413.0678 | 1920.5498
Wind_BatteryCapital_2031 | [11 empty] | 0 | 0 | 0 | 0 | 0 | 0 | 0 | 0 | 0 | 0 | 0 | 4071.0359 | 3837.6029 | 3606.5928 | 3437.6058 | 3291.8775 | 3163.5932 | 3070.197 | 2994.2448 | 2918.2925 | 2842.3403 | 2766.3881 | 2690.4358 | 2614.4836 | 2538.5314 | 1383.6107 | 2462.5792 | 1944.5998
Wind_BatteryCapital_2032 | [11 empty] | 0 | 0 | 0 | 0 | 0 | 0 | 0 | 0 | 0 | 0 | 0 | 0 | 4025.8792 | 3795.0355 | 3566.5878 | 3399.4752 | 3255.3634 | 3128.5021 | 3036.1418 | 2961.032 | 2885.9223 | 2810.8125 | 2735.7028 | 2660.593 | 2585.4833 | 2510.3735 | 1368.2635 | 1968.133
Wind_BatteryCapital_2033 | [11 empty] | 0 | 0 | 0 | 0 | 0 | 0 | 0 | 0 | 0 | 0 | 0 | 0 | 0 | 3980.6679 | 3752.4166 | 3526.5344 | 3361.2986 | 3218.8051 | 3093.3685 | 3002.0454 | 2927.7792 | 2853.5129 | 2779.2466 | 2704.9804 | 2630.7141 | 2556.4479 | 2482.1816 | 1896.1402
Wind_BatteryCapital_2034 | [11 empty] | 0 | 0 | 0 | 0 | 0 | 0 | 0 | 0 | 0 | 0 | 0 | 0 | 0 | 0 | 3935.402 | 3709.7463 | 3486.4327 | 3323.0758 | 3182.2027 | 3058.1924 | 2967.9079 | 2894.4861 | 2821.0644 | 2747.6426 | 2674.2209 | 2600.7991 | 2527.3774 | 1921.3077
Wind_BatteryCapital_2035 | [11 empty] | 0 | 0 | 0 | 0 | 0 | 0 | 0 | 0 | 0 | 0 | 0 | 0 | 0 | 0 | 0 | 3890.0815 | 3667.0245 | 3446.2825 | 3284.8069 | 3145.5561 | 3022.974 | 2933.7291 | 2861.1529 | 2788.5767 | 2716.0005 | 2643.4243 | 2570.8481 | 1945.668
Wind_BatteryCapital_2036 | [11 empty] | 0 | 0 | 0 | 0 | 0 | 0 | 0 | 0 | 0 | 0 | 0 | 0 | 0 | 0 | 0 | 0 | 3844.7064 | 3624.2512 | 3406.0841 | 3246.492 | 3108.8654 | 2987.7131 | 2899.5093 | 2827.7796 | 2756.0499 | 2684.3203 | 2612.5906 | 1969.2357
Wind_BatteryCapital_2037 | [11 empty] | 0 | 0 | 0 | 0 | 0 | 0 | 0 | 0 | 0 | 0 | 0 | 0 | 0 | 0 | 0 | 0 | 0 | 3799.2768 | 3581.4265 | 3365.8373 | 3208.1309 | 3072.1306 | 2952.4099 | 2865.2482 | 2794.3661 | 2723.484 | 2652.6019 | 1992.0176
Wind_BatteryCapital_2038 | [11 empty] | 0 | 0 | 0 | 0 | 0 | 0 | 0 | 0 | 0 | 0 | 0 | 0 | 0 | 0 | 0 | 0 | 0 | 0 | 3753.7927 | 3538.5504 | 3325.5422 | 3169.7238 | 3035.3517 | 2917.0642 | 2830.9461 | 2760.9126 | 2690.8791 | 2014.0154
Wind_BatteryCapital_2039 | [11 empty] | 0 | 0 | 0 | 0 | 0 | 0 | 0 | 0 | 0 | 0 | 0 | 0 | 0 | 0 | 0 | 0 | 0 | 0 | 0 | 3708.254 | 3495.6229 | 3285.1988 | 3131.2707 | 2998.5287 | 2881.6762 | 2796.6028 | 2727.4189 | 2035.2263
Wind_BatteryCapital_2040 | [11 empty] | 0 | 0 | 0 | 0 | 0 | 0 | 0 | 0 | 0 | 0 | 0 | 0 | 0 | 0 | 0 | 0 | 0 | 0 | 0 | 0 | 3662.6607 | 3452.644 | 3244.807 | 3092.7715 | 2961.6616 | 2846.2458 | 2762.2184 | 2055.6441
Wind_BatteryCapital_2041 | [11 empty] | 0 | 0 | 0 | 0 | 0 | 0 | 0 | 0 | 0 | 0 | 0 | 0 | 0 | 0 | 0 | 0 | 0 | 0 | 0 | 0 | 0 | 3617.8061 | 3410.3613 | 3205.0696 | 3054.896 | 2925.3917 | 2811.3894 | 2075.7154
Wind_BatteryCapital_2042 | [11 empty] | 0 | 0 | 0 | 0 | 0 | 0 | 0 | 0 | 0 | 0 | 0 | 0 | 0 | 0 | 0 | 0 | 0 | 0 | 0 | 0 | 0 | 0 | 3572.8973 | 3368.0276 | 3165.2842 | 3016.9748 | 2889.078 | 2095.964
Wind_BatteryCapital_2043 | [11 empty] | 0 | 0 | 0 | 0 | 0 | 0 | 0 | 0 | 0 | 0 | 0 | 0 | 0 | 0 | 0 | 0 | 0 | 0 | 0 | 0 | 0 | 0 | 0 | 3527.9343 | 3325.6428 | 3125.4508 | 2979.0077 | 2118.1138
Wind_BatteryCapital_2044 | [11 empty] | 0 | 0 | 0 | 0 | 0 | 0 | 0 | 0 | 0 | 0 | 0 | 0 | 0 | 0 | 0 | 0 | 0 | 0 | 0 | 0 | 0 | 0 | 0 | 0 | 3482.9171 | 3283.2068 | 3085.5694 | 2142.6804
Wind_BatteryCapital_2045 | [11 empty] | 0 | 0 | 0 | 0 | 0 | 0 | 0 | 0 | 0 | 0 | 0 | 0 | 0 | 0 | 0 | 0 | 0 | 0 | 0 | 0 | 0 | 0 | 0 | 0 | 0 | 3437.8456 | 3240.7198 | 2170.3711
Wind_BatteryCapital_2046 | [11 empty] | 0 | 0 | 0 | 0 | 0 | 0 | 0 | 0 | 0 | 0 | 0 | 0 | 0 | 0 | 0 | 0 | 0 | 0 | 0 | 0 | 0 | 0 | 0 | 0 | 0 | 0 | 3392.7199 | 2203.6491
Wind_BatteryCapital_2047 | [11 empty] | 0 | 0 | 0 | 0 | 0 | 0 | 0 | 0 | 0 | 0 | 0 | 0 | 0 | 0 | 0 | 0 | 0 | 0 | 0 | 0 | 0 | 0 | 0 | 0 | 0 | 0 | 0 | 2241.745
WAWind_BatteryFixedTx | [11 empty] | yr_WAWind_BatteryFixedTxAnnual | yr_WAWind_BatteryFixedTxAnnual | yr_WAWind_BatteryFixedTxAnnual | yr_WAWind_BatteryFixedTxAnnual | yr_WAWind_BatteryFixedTxAnnual | yr_WAWind_BatteryFixedTxAnnual | yr_WAWind_BatteryFixedTxAnnual | yr_WAWind_BatteryFixedTxAnnual | yr_WAWind_BatteryFixedTxAnnual | yr_WAWind_BatteryFixedTxAnnual | yr_WAWind_BatteryFixedTxAnnual | yr_WAWind_BatteryFixedTxAnnual | yr_WAWind_BatteryFixedTxAnnual | yr_WAWind_BatteryFixedTxAnnual | yr_WAWind_BatteryFixedTxAnnual | yr_WAWind_BatteryFixedTxAnnual | yr_WAWind_BatteryFixedTxAnnual | yr_WAWind_BatteryFixedTxAnnual | yr_WAWind_BatteryFixedTxAnnual | yr_WAWind_BatteryFixedTxAnnual | yr_WAWind_BatteryFixedTxAnnual | yr_WAWind_BatteryFixedTxAnnual | yr_WAWind_BatteryFixedTxAnnual | yr_WAWind_BatteryFixedTxAnnual | yr_WAWind_BatteryFixedTxAnnual | yr_WAWind_BatteryFixedTxAnnual | yr_WAWind_BatteryFixedTxAnnual | yr_WAWind_BatteryFixedTxAnnual
WAWind_BatteryFixedTxAnnual | WA Wind Fixed Transmision Cost | [10 empty] | 526.5405 | 529.5713 | 532.6196 | 535.6854 | 538.7688 | 541.87 | 544.9891 | 548.1261 | 551.2812 | 554.4544 | 557.6459 | 560.8558 | 564.0841 | 567.331 | 570.5966 | 573.8811 | 577.1844 | 580.5067 | 583.8482 | 587.2088 | 590.5889 | 593.9884 | 597.4074 | 600.8461 | 604.3047 | 607.7831 | 611.2816 | 614.8002
WAWindCapital | WA wind Capital Cost | [8 empty] | 0 | 0 | yr_WAWindCapital_2020 | yr_WAWindCapital_2021 | yr_WAWindCapital_2022 | yr_WAWindCapital_2023 | yr_WAWindCapital_2024 | yr_WAWindCapital_2025 | yr_WAWindCapital_2026 | yr_WAWindCapital_2027 | yr_WAWindCapital_2028 | yr_WAWindCapital_2029 | yr_WAWindCapital_2030 | yr_WAWindCapital_2031 | yr_WAWindCapital_2032 | yr_WAWindCapital_2033 | yr_WAWindCapital_2034 | yr_WAWindCapital_2035 | yr_WAWindCapital_2036 | yr_WAWindCapital_2037 | yr_WAWindCapital_2038 | yr_WAWindCapital_2039 | yr_WAWindCapital_2040 | yr_WAWindCapital_2041 | yr_WAWindCapital_2042 | yr_WAWindCapital_2043 | yr_WAWindCapital_2044 | yr_WAWindCapital_2045 | yr_WAWindCapital_2046 | yr_WAWindCapital_2047
WAWindCapital_2020 | [11 empty] | 3469.2357 | 3270.3099 | 3073.4488 | 2929.4423 | 2805.2563 | 2695.9356 | 2616.3456 | 2551.621 | 2486.8964 | 2422.1718 | 2357.4472 | 2292.7226 | 2227.998 | 2163.2734 | 1179.0787 | 2098.5488 | 2033.8242 | 1969.0996 | 1904.375 | 1839.6504 | 1774.9258 | 1710.2012 | 1645.4766 | 1580.752 | 1516.0274 | 1451.3028 | 1386.5782 | 1258.9451
WAWindCapital_2021 | [11 empty] | 0 | 3408.9011 | 3213.435 | 3019.9975 | 2878.4955 | 2756.4692 | 2649.0498 | 2570.844 | 2507.245 | 2443.6461 | 2380.0471 | 2316.4481 | 2252.8492 | 2189.2502 | 2125.6513 | 1158.573 | 2062.0523 | 1998.4534 | 1934.8544 | 1871.2554 | 1807.6565 | 1744.0575 | 1680.4586 | 1616.8596 | 1553.2606 | 1489.6617 | 1426.0627 | 1270.4106
WAWindCapital_2022 | [11 empty] | 0 | 0 | 3346.3525 | 3154.4729 | 2964.5847 | 2825.6791 | 2705.8918 | 2600.4434 | 2523.6725 | 2461.2405 | 2398.8085 | 2336.3765 | 2273.9445 | 2211.5125 | 2149.0805 | 2086.6485 | 1137.3148 | 2024.2165 | 1961.7845 | 1899.3525 | 1836.9205 | 1774.4885 | 1712.0565 | 1649.6245 | 1587.1925 | 1524.7605 | 1462.3284 | 1280.2853
WAWindCapital_2023 | [11 empty] | 0 | 0 | 0 | 3283.8039 | 3095.5108 | 2909.1719 | 2772.8626 | 2655.3144 | 2551.8369 | 2476.5011 | 2415.236 | 2353.971 | 2292.7059 | 2231.4409 | 2170.1758 | 2108.9108 | 2047.6457 | 1116.0566 | 1986.3807 | 1925.1156 | 1863.8506 | 1802.5855 | 1741.3205 | 1680.0554 | 1618.7904 | 1557.5253 | 1496.2603 | 1289.3474
WAWindCapital_2024 | [11 empty] | 0 | 0 | 0 | 0 | 3221.2552 | 3036.5486 | 2853.7591 | 2720.0462 | 2604.737 | 2503.2305 | 2429.3296 | 2369.2315 | 2309.1334 | 2249.0353 | 2188.9372 | 2128.8391 | 2068.741 | 2008.6429 | 1094.7983 | 1948.5448 | 1888.4467 | 1828.3487 | 1768.2506 | 1708.1525 | 1648.0544 | 1587.9563 | 1527.8582 | 1297.5717
WAWindCapital_2025 | [11 empty] | 0 | 0 | 0 | 0 | 0 | 3158.7066 | 2977.5865 | 2798.3463 | 2667.2298 | 2554.1595 | 2454.6241 | 2382.1582 | 2323.227 | 2264.2959 | 2205.3648 | 2146.4336 | 2087.5025 | 2028.5713 | 1969.6402 | 1073.5401 | 1910.709 | 1851.7779 | 1792.8467 | 1733.9156 | 1674.9844 | 1616.0533 | 1557.1222 | 1304.9327
WAWindCapital_2026 | [11 empty] | 0 | 0 | 0 | 0 | 0 | 0 | 3096.1579 | 2918.6244 | 2742.9335 | 2614.4133 | 2503.5821 | 2406.0177 | 2334.9867 | 2277.2225 | 2219.4584 | 2161.6942 | 2103.93 | 2046.1658 | 1988.4016 | 1930.6374 | 1052.2819 | 1872.8732 | 1815.109 | 1757.3448 | 1699.5806 | 1641.8164 | 1584.0522 | 1311.4051
WAWindCapital_2027 | [11 empty] | 0 | 0 | 0 | 0 | 0 | 0 | 0 | 3033.6093 | 2859.6623 | 2687.5207 | 2561.5969 | 2453.0047 | 2357.4113 | 2287.8153 | 2231.218 | 2174.6208 | 2118.0236 | 2061.4263 | 2004.8291 | 1948.2319 | 1891.6346 | 1031.0237 | 1835.0374 | 1778.4401 | 1721.8429 | 1665.2457 | 1608.6484 | 1316.9634
WAWindCapital_2028 | [11 empty] | 0 | 0 | 0 | 0 | 0 | 0 | 0 | 0 | 2971.0606 | 2800.7002 | 2632.1079 | 2508.7805 | 2402.4273 | 2308.8048 | 2240.6438 | 2185.2136 | 2129.7833 | 2074.353 | 2018.9227 | 1963.4924 | 1908.0621 | 1852.6318 | 1009.7655 | 1797.2016 | 1741.7713 | 1686.341 | 1630.9107 | 1321.5821
WAWindCapital_2029 | [11 empty] | 0 | 0 | 0 | 0 | 0 | 0 | 0 | 0 | 0 | 2908.512 | 2741.7381 | 2576.6951 | 2455.964 | 2351.8499 | 2260.1984 | 2193.4724 | 2139.2091 | 2084.9457 | 2030.6824 | 1976.4191 | 1922.1557 | 1867.8924 | 1813.6291 | 988.5072 | 1759.3657 | 1705.1024 | 1650.8391 | 1325.2357
WAWindCapital_2030 | [11 empty] | 0 | 0 | 0 | 0 | 0 | 0 | 0 | 0 | 0 | 0 | 2845.9633 | 2682.776 | 2521.2823 | 2403.1476 | 2301.2725 | 2211.592 | 2146.3009 | 2093.2046 | 2040.1082 | 1987.0118 | 1933.9154 | 1880.819 | 1827.7227 | 1774.6263 | 967.249 | 1721.5299 | 1668.4335 | 1327.8987
WAWindCapital_2031 | [11 empty] | 0 | 0 | 0 | 0 | 0 | 0 | 0 | 0 | 0 | 0 | 0 | 2815.2236 | 2653.7988 | 2494.0495 | 2377.1908 | 2276.416 | 2187.7042 | 2123.1184 | 2070.5955 | 2018.0726 | 1965.5497 | 1913.0269 | 1860.504 | 1807.9811 | 1755.4582 | 956.8016 | 1702.9354 | 1344.7396
WAWindCapital_2032 | [11 empty] | 0 | 0 | 0 | 0 | 0 | 0 | 0 | 0 | 0 | 0 | 0 | 0 | 2784.437 | 2624.7775 | 2466.7752 | 2351.1944 | 2251.5217 | 2163.78 | 2099.9004 | 2047.9519 | 1996.0034 | 1944.0549 | 1892.1065 | 1840.158 | 1788.2095 | 1736.261 | 946.3382 | 1361.2287
WAWindCapital_2033 | [11 empty] | 0 | 0 | 0 | 0 | 0 | 0 | 0 | 0 | 0 | 0 | 0 | 0 | 0 | 2753.6035 | 2595.712 | 2439.4593 | 2325.1584 | 2226.5894 | 2139.8194 | 2076.6472 | 2025.2739 | 1973.9007 | 1922.5274 | 1871.1542 | 1819.781 | 1768.4077 | 1717.0345 | 1311.6438
WAWindCapital_2034 | [11 empty] | 0 | 0 | 0 | 0 | 0 | 0 | 0 | 0 | 0 | 0 | 0 | 0 | 0 | 0 | 2722.7231 | 2566.6024 | 2412.102 | 2299.0829 | 2201.6193 | 2115.8223 | 2053.3586 | 2002.5615 | 1951.7643 | 1900.9672 | 1850.1701 | 1799.373 | 1748.5759 | 1329.2642
WAWindCapital_2035 | [11 empty] | 0 | 0 | 0 | 0 | 0 | 0 | 0 | 0 | 0 | 0 | 0 | 0 | 0 | 0 | 0 | 2691.796 | 2537.4486 | 2384.7031 | 2272.9678 | 2176.6113 | 2091.7889 | 2030.0346 | 1979.8145 | 1929.5944 | 1879.3743 | 1829.1542 | 1778.9341 | 1346.332
WAWindCapital_2036 | [11 empty] | 0 | 0 | 0 | 0 | 0 | 0 | 0 | 0 | 0 | 0 | 0 | 0 | 0 | 0 | 0 | 0 | 2660.8219 | 2508.2506 | 2357.2627 | 2246.8131 | 2151.5654 | 2067.719 | 2006.6754 | 1957.0331 | 1907.3909 | 1857.7486 | 1808.1064 | 1362.8571
WAWindCapital_2037 | [11 empty] | 0 | 0 | 0 | 0 | 0 | 0 | 0 | 0 | 0 | 0 | 0 | 0 | 0 | 0 | 0 | 0 | 0 | 2629.801 | 2479.0084 | 2329.7808 | 2220.6189 | 2126.4816 | 2043.6127 | 1983.2808 | 1934.2173 | 1885.1538 | 1836.0903 | 1378.844
WAWindCapital_2038 | [11 empty] | 0 | 0 | 0 | 0 | 0 | 0 | 0 | 0 | 0 | 0 | 0 | 0 | 0 | 0 | 0 | 0 | 0 | 0 | 2598.7332 | 2449.722 | 2302.2574 | 2194.3851 | 2101.3599 | 2019.47 | 1959.8508 | 1911.3669 | 1862.8831 | 1394.2935
WAWindCapital_2039 | [11 empty] | 0 | 0 | 0 | 0 | 0 | 0 | 0 | 0 | 0 | 0 | 0 | 0 | 0 | 0 | 0 | 0 | 0 | 0 | 0 | 2567.6186 | 2420.3915 | 2274.6925 | 2168.1117 | 2076.2003 | 1995.2909 | 1936.3855 | 1888.4822 | 1409.2036
WAWindCapital_2040 | [11 empty] | 0 | 0 | 0 | 0 | 0 | 0 | 0 | 0 | 0 | 0 | 0 | 0 | 0 | 0 | 0 | 0 | 0 | 0 | 0 | 0 | 2536.4571 | 2391.0168 | 2247.0861 | 2141.7988 | 2051.0029 | 1971.0754 | 1912.8849 | 1423.5698
WAWindCapital_2041 | [11 empty] | 0 | 0 | 0 | 0 | 0 | 0 | 0 | 0 | 0 | 0 | 0 | 0 | 0 | 0 | 0 | 0 | 0 | 0 | 0 | 0 | 0 | 2505.2488 | 2361.598 | 2219.4381 | 2115.4463 | 2025.7675 | 1946.8235 | 1437.3859
WAWindCapital_2042 | [11 empty] | 0 | 0 | 0 | 0 | 0 | 0 | 0 | 0 | 0 | 0 | 0 | 0 | 0 | 0 | 0 | 0 | 0 | 0 | 0 | 0 | 0 | 0 | 2473.9936 | 2332.135 | 2191.7487 | 2089.0542 | 2000.4943 | 1451.3156
WAWindCapital_2043 | [11 empty] | 0 | 0 | 0 | 0 | 0 | 0 | 0 | 0 | 0 | 0 | 0 | 0 | 0 | 0 | 0 | 0 | 0 | 0 | 0 | 0 | 0 | 0 | 0 | 2442.6915 | 2302.6278 | 2164.0177 | 2062.6226 | 1466.5519
WAWindCapital_2044 | [11 empty] | 0 | 0 | 0 | 0 | 0 | 0 | 0 | 0 | 0 | 0 | 0 | 0 | 0 | 0 | 0 | 0 | 0 | 0 | 0 | 0 | 0 | 0 | 0 | 0 | 2411.3426 | 2273.0764 | 2136.2452 | 1483.4509
WAWindCapital_2045 | [11 empty] | 0 | 0 | 0 | 0 | 0 | 0 | 0 | 0 | 0 | 0 | 0 | 0 | 0 | 0 | 0 | 0 | 0 | 0 | 0 | 0 | 0 | 0 | 0 | 0 | 0 | 2379.9468 | 2243.4808 | 1502.5014
WAWindCapital_2046 | [11 empty] | 0 | 0 | 0 | 0 | 0 | 0 | 0 | 0 | 0 | 0 | 0 | 0 | 0 | 0 | 0 | 0 | 0 | 0 | 0 | 0 | 0 | 0 | 0 | 0 | 0 | 0 | 2348.5042 | 1525.4071
WAWindCapital_2047 | [11 empty] | 0 | 0 | 0 | 0 | 0 | 0 | 0 | 0 | 0 | 0 | 0 | 0 | 0 | 0 | 0 | 0 | 0 | 0 | 0 | 0 | 0 | 0 | 0 | 0 | 0 | 0 | 0 | 1551.6338
WAWindFixedTx | [11 empty] | yr_WAWindFixedTxAnnual | yr_WAWindFixedTxAnnual | yr_WAWindFixedTxAnnual | yr_WAWindFixedTxAnnual | yr_WAWindFixedTxAnnual | yr_WAWindFixedTxAnnual | yr_WAWindFixedTxAnnual | yr_WAWindFixedTxAnnual | yr_WAWindFixedTxAnnual | yr_WAWindFixedTxAnnual | yr_WAWindFixedTxAnnual | yr_WAWindFixedTxAnnual | yr_WAWindFixedTxAnnual | yr_WAWindFixedTxAnnual | yr_WAWindFixedTxAnnual | yr_WAWindFixedTxAnnual | yr_WAWindFixedTxAnnual | yr_WAWindFixedTxAnnual | yr_WAWindFixedTxAnnual | yr_WAWindFixedTxAnnual | yr_WAWindFixedTxAnnual | yr_WAWindFixedTxAnnual | yr_WAWindFixedTxAnnual | yr_WAWindFixedTxAnnual | yr_WAWindFixedTxAnnual | yr_WAWindFixedTxAnnual | yr_WAWindFixedTxAnnual | yr_WAWindFixedTxAnnual
WAWindFixedTxAnnual | WA Wind Fixed Transmision Cost | [10 empty] | 526.5405 | 542.8106 | 559.5834 | 576.8746 | 594.7 | 613.0762 | 632.0203 | 651.5497 | 671.6826 | 692.4376 | 713.8339 | 735.8914 | 758.6304 | 782.0721 | 806.2381 | 831.1509 | 856.8334 | 883.3096 | 910.6039 | 938.7415 | 967.7486 | 997.6521 | 1028.4795 | 1060.2595 | 1093.0216 | 1126.7959 | 1161.6139 | 1197.5078
BiomassCapital | Biomass Capital Cost | [8 empty] | 0 | 0 | yr_BiomassCapital_2020 | yr_BiomassCapital_2021 | yr_BiomassCapital_2022 | yr_BiomassCapital_2023 | yr_BiomassCapital_2024 | yr_BiomassCapital_2025 | yr_BiomassCapital_2026 | yr_BiomassCapital_2027 | yr_BiomassCapital_2028 | yr_BiomassCapital_2029 | yr_BiomassCapital_2030 | yr_BiomassCapital_2031 | yr_BiomassCapital_2032 | yr_BiomassCapital_2033 | yr_BiomassCapital_2034 | yr_BiomassCapital_2035 | yr_BiomassCapital_2036 | yr_BiomassCapital_2037 | yr_BiomassCapital_2038 | yr_BiomassCapital_2039 | yr_BiomassCapital_2040 | yr_BiomassCapital_2041 | yr_BiomassCapital_2042 | yr_BiomassCapital_2043 | yr_BiomassCapital_2044 | yr_BiomassCapital_2045 | yr_BiomassCapital_2046 | yr_BiomassCapital_2047
BiomassCapital_2020 | [11 empty] | 13658.5734 | 13012.4609 | 12333.9716 | 11776.8952 | 11306.4267 | 10872.0785 | 10437.7303 | 10048.5073 | 9749.6356 | 9495.8891 | 9242.1426 | 8988.3961 | 8734.6496 | 8480.9031 | 4622.4634 | 8227.1566 | 7973.41 | 7719.6635 | 7465.917 | 7212.1705 | 6958.424 | 6704.6775 | 6450.931 | 6197.1844 | 5943.4379 | 5689.6914 | 5435.9449 | 4935.5718
BiomassCapital_2021 | [11 empty] | 0 | 13556.8241 | 12915.5248 | 12242.0899 | 11689.1634 | 11222.1997 | 10791.0871 | 10359.9746 | 9973.6511 | 9677.0059 | 9425.1496 | 9173.2934 | 8921.4372 | 8669.5809 | 8417.7247 | 4588.0285 | 8165.8685 | 7914.0122 | 7662.156 | 7410.2998 | 7158.4435 | 6906.5873 | 6654.7311 | 6402.8748 | 6151.0186 | 5899.1624 | 5647.3061 | 5030.9132
BiomassCapital_2022 | [11 empty] | 0 | 0 | 13232.0261 | 12606.0912 | 11948.7907 | 11409.1114 | 10953.3353 | 10532.5514 | 10111.7676 | 9734.6997 | 9445.1616 | 9199.3394 | 8953.5172 | 8707.695 | 8461.8728 | 8216.0506 | 4478.1073 | 7970.2285 | 7724.4063 | 7478.5841 | 7232.7619 | 6986.9397 | 6741.1175 | 6495.2953 | 6249.4731 | 6003.6509 | 5757.8287 | 5041.045
BiomassCapital_2023 | [11 empty] | 0 | 0 | 0 | 13153.288 | 12531.0777 | 11877.6885 | 11341.2206 | 10888.1566 | 10469.8767 | 10051.5968 | 9676.7727 | 9388.9575 | 9144.5981 | 8900.2387 | 8655.8793 | 8411.5198 | 8167.1604 | 4451.46 | 7922.801 | 7678.4416 | 7434.0822 | 7189.7228 | 6945.3634 | 6701.004 | 6456.6445 | 6212.2851 | 5967.9257 | 5142.6412
BiomassCapital_2024 | [11 empty] | 0 | 0 | 0 | 0 | 13080.7803 | 12462 | 11812.2126 | 11278.702 | 10828.1355 | 10412.1614 | 9996.1873 | 9623.4294 | 9337.2008 | 9094.1884 | 8851.176 | 8608.1636 | 8365.1512 | 8122.1389 | 4426.9212 | 7879.1265 | 7636.1141 | 7393.1017 | 7150.0894 | 6907.077 | 6664.0646 | 6421.0522 | 6178.0398 | 5246.8544
BiomassCapital_2025 | [11 empty] | 0 | 0 | 0 | 0 | 0 | 13062.1661 | 12444.2664 | 11795.4036 | 11262.6522 | 10812.7269 | 10397.3447 | 9981.9625 | 9609.735 | 9323.9137 | 9081.2472 | 8838.5806 | 8595.914 | 8353.2475 | 8110.5809 | 4420.6216 | 7867.9143 | 7625.2478 | 7382.5812 | 7139.9146 | 6897.2481 | 6654.5815 | 6411.9149 | 5373.4495
BiomassCapital_2026 | [11 empty] | 0 | 0 | 0 | 0 | 0 | 0 | 13038.3766 | 12421.6023 | 11773.9212 | 11242.1401 | 10793.0342 | 10378.4085 | 9963.7829 | 9592.2333 | 9306.9326 | 9064.708 | 8822.4833 | 8580.2587 | 8338.0341 | 8095.8095 | 4412.5706 | 7853.5849 | 7611.3603 | 7369.1357 | 7126.9111 | 6884.6865 | 6642.4618 | 5499.1609
BiomassCapital_2027 | [11 empty] | 0 | 0 | 0 | 0 | 0 | 0 | 0 | 13007.7539 | 12392.4281 | 11746.2683 | 11215.7361 | 10767.685 | 10354.0332 | 9940.3813 | 9569.7044 | 9285.0737 | 9043.418 | 8801.7623 | 8560.1066 | 8318.4509 | 8076.7952 | 4402.2069 | 7835.1395 | 7593.4838 | 7351.8281 | 7110.1724 | 6868.5167 | 5623.0963
BiomassCapital_2028 | [11 empty] | 0 | 0 | 0 | 0 | 0 | 0 | 0 | 0 | 12963.645 | 12350.4058 | 11706.437 | 11177.7039 | 10731.1721 | 10318.9229 | 9906.6738 | 9537.2538 | 9253.5883 | 9012.7521 | 8771.9158 | 8531.0795 | 8290.2433 | 8049.407 | 4387.2792 | 7808.5708 | 7567.7345 | 7326.8982 | 7086.062 | 5742.0757
BiomassCapital_2029 | [11 empty] | 0 | 0 | 0 | 0 | 0 | 0 | 0 | 0 | 0 | 12892.6875 | 12282.8049 | 11642.361 | 11116.5219 | 10672.4343 | 10262.4416 | 9852.4489 | 9485.0509 | 9202.9381 | 8963.4201 | 8723.9021 | 8484.3841 | 8244.866 | 8005.348 | 4363.2651 | 7765.83 | 7526.312 | 7286.7939 | 5849.5827
BiomassCapital_2030 | [11 empty] | 0 | 0 | 0 | 0 | 0 | 0 | 0 | 0 | 0 | 0 | 12842.7094 | 12235.191 | 11597.2297 | 11073.429 | 10631.0629 | 10222.6595 | 9814.2561 | 9448.2824 | 9167.2632 | 8928.6737 | 8690.0841 | 8451.4946 | 8212.905 | 7974.3155 | 4346.351 | 7735.726 | 7497.1364 | 5966.937
BiomassCapital_2031 | [11 empty] | 0 | 0 | 0 | 0 | 0 | 0 | 0 | 0 | 0 | 0 | 0 | 12793.0759 | 12187.9054 | 11552.4097 | 11030.6333 | 10589.9768 | 10183.1518 | 9776.3268 | 9411.7674 | 9131.8343 | 8894.1668 | 8656.4994 | 8418.8319 | 8181.1645 | 7943.497 | 4329.5536 | 7705.8295 | 6084.9839
BiomassCapital_2032 | [11 empty] | 0 | 0 | 0 | 0 | 0 | 0 | 0 | 0 | 0 | 0 | 0 | 0 | 12736.4435 | 12133.9519 | 11501.2695 | 10981.8029 | 10543.0971 | 10138.073 | 9733.0489 | 9370.1034 | 9091.4095 | 8854.7941 | 8618.1788 | 8381.5634 | 8144.9481 | 7908.3327 | 4310.3875 | 6200.1334
BiomassCapital_2033 | [11 empty] | 0 | 0 | 0 | 0 | 0 | 0 | 0 | 0 | 0 | 0 | 0 | 0 | 0 | 12685.1523 | 12085.087 | 11454.9524 | 10937.5778 | 10500.6387 | 10097.2457 | 9693.8527 | 9332.3689 | 9054.7973 | 8819.1348 | 8583.4723 | 8347.8098 | 8112.1474 | 7876.4849 | 6016.8522
BiomassCapital_2034 | [11 empty] | 0 | 0 | 0 | 0 | 0 | 0 | 0 | 0 | 0 | 0 | 0 | 0 | 0 | 0 | 12643.839 | 12045.728 | 11417.6457 | 10901.9561 | 10466.44 | 10064.3608 | 9662.2816 | 9301.975 | 9025.3074 | 8790.4124 | 8555.5175 | 8320.6225 | 8085.7275 | 6146.7552
BiomassCapital_2035 | [11 empty] | 0 | 0 | 0 | 0 | 0 | 0 | 0 | 0 | 0 | 0 | 0 | 0 | 0 | 0 | 0 | 12586.6151 | 11991.211 | 11365.9713 | 10852.6156 | 10419.0706 | 10018.8111 | 9618.5517 | 9259.8758 | 8984.4603 | 8750.6285 | 8516.7966 | 8282.9647 | 6268.7095
BiomassCapital_2036 | [11 empty] | 0 | 0 | 0 | 0 | 0 | 0 | 0 | 0 | 0 | 0 | 0 | 0 | 0 | 0 | 0 | 0 | 12534.7763 | 11941.8245 | 11319.1598 | 10807.9184 | 10376.159 | 9977.548 | 9578.937 | 9221.7384 | 8947.4572 | 8714.5884 | 8481.7196 | 6393.0816
BiomassCapital_2037 | [11 empty] | 0 | 0 | 0 | 0 | 0 | 0 | 0 | 0 | 0 | 0 | 0 | 0 | 0 | 0 | 0 | 0 | 0 | 12479.9309 | 11889.5735 | 11269.6333 | 10760.6288 | 10330.7586 | 9933.8917 | 9537.0248 | 9181.3891 | 8908.308 | 8676.4581 | 6515.7374
BiomassCapital_2038 | [11 empty] | 0 | 0 | 0 | 0 | 0 | 0 | 0 | 0 | 0 | 0 | 0 | 0 | 0 | 0 | 0 | 0 | 0 | 0 | 12431.955 | 11843.8671 | 11226.31 | 10719.2623 | 10291.0446 | 9895.7034 | 9500.3621 | 9146.0935 | 8874.0623 | 6641.8809
BiomassCapital_2039 | [11 empty] | 0 | 0 | 0 | 0 | 0 | 0 | 0 | 0 | 0 | 0 | 0 | 0 | 0 | 0 | 0 | 0 | 0 | 0 | 0 | 12377.3531 | 11791.8481 | 11177.0034 | 10672.1827 | 10245.8457 | 9852.2408 | 9458.636 | 9105.9233 | 6764.4137
BiomassCapital_2040 | [11 empty] | 0 | 0 | 0 | 0 | 0 | 0 | 0 | 0 | 0 | 0 | 0 | 0 | 0 | 0 | 0 | 0 | 0 | 0 | 0 | 0 | 12324.3186 | 11741.3224 | 11129.1122 | 10626.4546 | 10201.9443 | 9810.026 | 9418.1077 | 6890.3918
BiomassCapital_2041 | [11 empty] | 0 | 0 | 0 | 0 | 0 | 0 | 0 | 0 | 0 | 0 | 0 | 0 | 0 | 0 | 0 | 0 | 0 | 0 | 0 | 0 | 0 | 12283.97 | 11702.8825 | 11092.6766 | 10591.6646 | 10168.5442 | 9777.9089 | 7031.1664
BiomassCapital_2042 | [11 empty] | 0 | 0 | 0 | 0 | 0 | 0 | 0 | 0 | 0 | 0 | 0 | 0 | 0 | 0 | 0 | 0 | 0 | 0 | 0 | 0 | 0 | 0 | 12215.9325 | 11638.0634 | 11031.2373 | 10533.0003 | 10112.2234 | 7165.2222
BiomassCapital_2043 | [11 empty] | 0 | 0 | 0 | 0 | 0 | 0 | 0 | 0 | 0 | 0 | 0 | 0 | 0 | 0 | 0 | 0 | 0 | 0 | 0 | 0 | 0 | 0 | 0 | 12181.9306 | 11605.67 | 11000.5329 | 10503.6827 | 7327.3795
BiomassCapital_2044 | [11 empty] | 0 | 0 | 0 | 0 | 0 | 0 | 0 | 0 | 0 | 0 | 0 | 0 | 0 | 0 | 0 | 0 | 0 | 0 | 0 | 0 | 0 | 0 | 0 | 0 | 12116.5593 | 11543.3911 | 10941.5013 | 7479.8436
BiomassCapital_2045 | [11 empty] | 0 | 0 | 0 | 0 | 0 | 0 | 0 | 0 | 0 | 0 | 0 | 0 | 0 | 0 | 0 | 0 | 0 | 0 | 0 | 0 | 0 | 0 | 0 | 0 | 0 | 12079.8212 | 11508.3908 | 7662.6662
BiomassCapital_2046 | [11 empty] | 0 | 0 | 0 | 0 | 0 | 0 | 0 | 0 | 0 | 0 | 0 | 0 | 0 | 0 | 0 | 0 | 0 | 0 | 0 | 0 | 0 | 0 | 0 | 0 | 0 | 0 | 12019.2201 | 7847.9737
BiomassCapital_2047 | [11 empty] | 0 | 0 | 0 | 0 | 0 | 0 | 0 | 0 | 0 | 0 | 0 | 0 | 0 | 0 | 0 | 0 | 0 | 0 | 0 | 0 | 0 | 0 | 0 | 0 | 0 | 0 | 0 | 8054.5165
BiomassFixedTx | [11 empty] | yr_BiomassFixedTxAnnual | yr_BiomassFixedTxAnnual | yr_BiomassFixedTxAnnual | yr_BiomassFixedTxAnnual | yr_BiomassFixedTxAnnual | yr_BiomassFixedTxAnnual | yr_BiomassFixedTxAnnual | yr_BiomassFixedTxAnnual | yr_BiomassFixedTxAnnual | yr_BiomassFixedTxAnnual | yr_BiomassFixedTxAnnual | yr_BiomassFixedTxAnnual | yr_BiomassFixedTxAnnual | yr_BiomassFixedTxAnnual | yr_BiomassFixedTxAnnual | yr_BiomassFixedTxAnnual | yr_BiomassFixedTxAnnual | yr_BiomassFixedTxAnnual | yr_BiomassFixedTxAnnual | yr_BiomassFixedTxAnnual | yr_BiomassFixedTxAnnual | yr_BiomassFixedTxAnnual | yr_BiomassFixedTxAnnual | yr_BiomassFixedTxAnnual | yr_BiomassFixedTxAnnual | yr_BiomassFixedTxAnnual | yr_BiomassFixedTxAnnual | yr_BiomassFixedTxAnnual
BiomassFixedTxAnnual | Biomass Fixed Transmision Cost | [10 empty] | 350.3957 | 352.4126 | 354.4411 | 356.4813 | 358.5332 | 360.597 | 362.6726 | 364.7602 | 366.8598 | 368.9715 | 371.0953 | 373.2314 | 375.3797 | 377.5404 | 379.7136 | 381.8993 | 384.0975 | 386.3084 | 388.532 | 390.7685 | 393.0178 | 395.28 | 397.5553 | 399.8437 | 402.1452 | 404.46 | 406.7881 | 409.1296
LiOn2hrCapital | LiOn2hr Capital Cost | [8 empty] | 0 | 0 | yr_LiOn2hrCapital_2020 | yr_LiOn2hrCapital_2021 | yr_LiOn2hrCapital_2022 | yr_LiOn2hrCapital_2023 | yr_LiOn2hrCapital_2024 | yr_LiOn2hrCapital_2025 | yr_LiOn2hrCapital_2026 | yr_LiOn2hrCapital_2027 | yr_LiOn2hrCapital_2028 | yr_LiOn2hrCapital_2029 | yr_LiOn2hrCapital_2030 | yr_LiOn2hrCapital_2031 | yr_LiOn2hrCapital_2032 | yr_LiOn2hrCapital_2033 | yr_LiOn2hrCapital_2034 | yr_LiOn2hrCapital_2035 | yr_LiOn2hrCapital_2036 | yr_LiOn2hrCapital_2037 | yr_LiOn2hrCapital_2038 | yr_LiOn2hrCapital_2039 | yr_LiOn2hrCapital_2040 | yr_LiOn2hrCapital_2041 | yr_LiOn2hrCapital_2042 | yr_LiOn2hrCapital_2043 | yr_LiOn2hrCapital_2044 | yr_LiOn2hrCapital_2045 | yr_LiOn2hrCapital_2046 | yr_LiOn2hrCapital_2047
LiOn2hrCapital_2020 | [11 empty] | 2247.9499 | 2119.0526 | 1991.4931 | 1898.1816 | 1817.7132 | 1746.877 | 1695.3054 | 1653.366 | 1611.4266 | 1569.4872 | 1527.5478 | 1485.6084 | 1443.669 | 1401.7296 | 764.004 | 1359.7902 | 1317.8508 | 1275.9114 | 1233.972 | 1192.0326 | 1150.0932 | 1108.1538 | 1066.2144 | 1024.275 | 982.3356 | 940.3962 | 898.4568 | 815.7547
LiOn2hrCapital_2021 | [11 empty] | 0 | 2096.2742 | 1976.074 | 1857.1213 | 1770.1059 | 1695.0669 | 1629.0102 | 1580.9183 | 1541.8086 | 1502.699 | 1463.5894 | 1424.4797 | 1385.3701 | 1346.2605 | 1307.1508 | 712.4544 | 1268.0412 | 1228.9316 | 1189.822 | 1150.7123 | 1111.6027 | 1072.4931 | 1033.3834 | 994.2738 | 955.1642 | 916.0546 | 876.9449 | 781.228
LiOn2hrCapital_2022 | [11 empty] | 0 | 0 | 1987.5744 | 1873.607 | 1760.8225 | 1678.3191 | 1607.1712 | 1544.5398 | 1498.9416 | 1461.86 | 1424.7783 | 1387.6967 | 1350.615 | 1313.5334 | 1276.4517 | 1239.3701 | 675.511 | 1202.2884 | 1165.2068 | 1128.1252 | 1091.0435 | 1053.9619 | 1016.8802 | 979.7986 | 942.7169 | 905.6353 | 868.5536 | 760.4287
LiOn2hrCapital_2023 | [11 empty] | 0 | 0 | 0 | 1878.8746 | 1771.1401 | 1664.5237 | 1586.5324 | 1519.2755 | 1460.0694 | 1416.965 | 1381.9113 | 1346.8576 | 1311.804 | 1276.7503 | 1241.6967 | 1206.643 | 1171.5893 | 638.5675 | 1136.5357 | 1101.482 | 1066.4283 | 1031.3747 | 996.321 | 961.2674 | 926.2137 | 891.16 | 856.1064 | 737.7183
LiOn2hrCapital_2024 | [11 empty] | 0 | 0 | 0 | 0 | 1770.1748 | 1668.6731 | 1568.2249 | 1494.7457 | 1431.3798 | 1375.599 | 1334.9883 | 1301.9626 | 1268.937 | 1235.9113 | 1202.8856 | 1169.8599 | 1136.8342 | 1103.8086 | 601.624 | 1070.7829 | 1037.7572 | 1004.7315 | 971.7059 | 938.6802 | 905.6545 | 872.6288 | 839.6031 | 713.0539
LiOn2hrCapital_2025 | [11 empty] | 0 | 0 | 0 | 0 | 0 | 1661.475 | 1566.2061 | 1471.926 | 1402.9589 | 1343.4841 | 1291.1286 | 1253.0117 | 1222.014 | 1191.0163 | 1160.0186 | 1129.0209 | 1098.0232 | 1067.0255 | 1036.0278 | 564.6805 | 1005.0301 | 974.0324 | 943.0347 | 912.037 | 881.0393 | 850.0416 | 819.0439 | 686.3927
LiOn2hrCapital_2026 | [11 empty] | 0 | 0 | 0 | 0 | 0 | 0 | 1607.4805 | 1515.3077 | 1424.0915 | 1357.3657 | 1299.8237 | 1249.1696 | 1212.2914 | 1182.3011 | 1152.3107 | 1122.3204 | 1092.3301 | 1062.3397 | 1032.3494 | 1002.3591 | 546.3296 | 972.3687 | 942.3784 | 912.3881 | 882.3977 | 852.4074 | 822.4171 | 680.8626
LiOn2hrCapital_2027 | [11 empty] | 0 | 0 | 0 | 0 | 0 | 0 | 0 | 1553.486 | 1464.4092 | 1376.257 | 1311.7724 | 1256.1633 | 1207.2107 | 1171.5711 | 1142.5882 | 1113.6052 | 1084.6222 | 1055.6392 | 1026.6563 | 997.6733 | 968.6903 | 527.9786 | 939.7073 | 910.7244 | 881.7414 | 852.7584 | 823.7754 | 674.406
LiOn2hrCapital_2028 | [11 empty] | 0 | 0 | 0 | 0 | 0 | 0 | 0 | 0 | 1499.4915 | 1413.5108 | 1328.4224 | 1266.1792 | 1212.5028 | 1165.2517 | 1130.8509 | 1102.8752 | 1074.8996 | 1046.924 | 1018.9484 | 990.9728 | 962.9972 | 935.0216 | 509.6277 | 907.046 | 879.0703 | 851.0947 | 823.1191 | 667.0013
LiOn2hrCapital_2029 | [11 empty] | 0 | 0 | 0 | 0 | 0 | 0 | 0 | 0 | 0 | 1445.4971 | 1362.6124 | 1280.5879 | 1220.5859 | 1168.8424 | 1123.2927 | 1090.1306 | 1063.1623 | 1036.1941 | 1009.2258 | 982.2576 | 955.2893 | 928.3211 | 901.3528 | 491.2767 | 874.3846 | 847.4163 | 820.4481 | 658.6269
LiOn2hrCapital_2030 | [11 empty] | 0 | 0 | 0 | 0 | 0 | 0 | 0 | 0 | 0 | 0 | 1391.5026 | 1311.7139 | 1232.7534 | 1174.9927 | 1125.1819 | 1081.3337 | 1049.4103 | 1023.4494 | 997.4885 | 971.5276 | 945.5668 | 919.6059 | 893.645 | 867.6841 | 472.9258 | 841.7232 | 815.7623 | 649.2615
LiOn2hrCapital_2031 | [11 empty] | 0 | 0 | 0 | 0 | 0 | 0 | 0 | 0 | 0 | 0 | 0 | 1374.1088 | 1295.3175 | 1217.344 | 1160.3053 | 1111.1172 | 1067.817 | 1036.2927 | 1010.6563 | 985.0199 | 959.3835 | 933.7472 | 908.1108 | 882.4744 | 856.838 | 467.0142 | 831.2016 | 656.3665
LiOn2hrCapital_2032 | [11 empty] | 0 | 0 | 0 | 0 | 0 | 0 | 0 | 0 | 0 | 0 | 0 | 0 | 1356.715 | 1278.9211 | 1201.9345 | 1145.6179 | 1097.0524 | 1054.3003 | 1023.1751 | 997.8632 | 972.5513 | 947.2395 | 921.9276 | 896.6157 | 871.3038 | 845.992 | 461.1027 | 663.2578
LiOn2hrCapital_2033 | [11 empty] | 0 | 0 | 0 | 0 | 0 | 0 | 0 | 0 | 0 | 0 | 0 | 0 | 0 | 1339.3212 | 1262.5246 | 1186.5251 | 1130.9305 | 1082.9876 | 1040.7837 | 1010.0574 | 985.0701 | 960.0827 | 935.0954 | 910.108 | 885.1206 | 860.1333 | 835.1459 | 637.9685
LiOn2hrCapital_2034 | [11 empty] | 0 | 0 | 0 | 0 | 0 | 0 | 0 | 0 | 0 | 0 | 0 | 0 | 0 | 0 | 1321.9275 | 1246.1282 | 1171.1157 | 1116.243 | 1068.9229 | 1027.267 | 996.9398 | 972.277 | 947.6141 | 922.9513 | 898.2884 | 873.6256 | 848.9627 | 645.3799
LiOn2hrCapital_2035 | [11 empty] | 0 | 0 | 0 | 0 | 0 | 0 | 0 | 0 | 0 | 0 | 0 | 0 | 0 | 0 | 0 | 1304.5337 | 1229.7318 | 1155.7063 | 1101.5556 | 1054.8581 | 1013.7503 | 983.8222 | 959.4838 | 935.1455 | 910.8072 | 886.4688 | 862.1305 | 652.4772
LiOn2hrCapital_2036 | [11 empty] | 0 | 0 | 0 | 0 | 0 | 0 | 0 | 0 | 0 | 0 | 0 | 0 | 0 | 0 | 0 | 0 | 1287.1399 | 1213.3354 | 1140.2969 | 1086.8682 | 1040.7933 | 1000.2336 | 970.7045 | 946.6907 | 922.6769 | 898.6631 | 874.6492 | 659.2654
LiOn2hrCapital_2037 | [11 empty] | 0 | 0 | 0 | 0 | 0 | 0 | 0 | 0 | 0 | 0 | 0 | 0 | 0 | 0 | 0 | 0 | 0 | 1269.7461 | 1196.9389 | 1124.8874 | 1072.1808 | 1026.7285 | 986.717 | 957.5869 | 933.8976 | 910.2083 | 886.519 | 665.7469
LiOn2hrCapital_2038 | [11 empty] | 0 | 0 | 0 | 0 | 0 | 0 | 0 | 0 | 0 | 0 | 0 | 0 | 0 | 0 | 0 | 0 | 0 | 0 | 1252.3523 | 1180.5425 | 1109.478 | 1057.4934 | 1012.6638 | 973.2003 | 944.4693 | 921.1045 | 897.7397 | 671.9223
LiOn2hrCapital_2039 | [11 empty] | 0 | 0 | 0 | 0 | 0 | 0 | 0 | 0 | 0 | 0 | 0 | 0 | 0 | 0 | 0 | 0 | 0 | 0 | 0 | 1234.9585 | 1164.1461 | 1094.0686 | 1042.806 | 998.599 | 959.6836 | 931.3517 | 908.3114 | 677.7907
LiOn2hrCapital_2040 | [11 empty] | 0 | 0 | 0 | 0 | 0 | 0 | 0 | 0 | 0 | 0 | 0 | 0 | 0 | 0 | 0 | 0 | 0 | 0 | 0 | 0 | 1217.5648 | 1147.7497 | 1078.6592 | 1028.1186 | 984.5342 | 946.167 | 918.234 | 683.3502
LiOn2hrCapital_2041 | [11 empty] | 0 | 0 | 0 | 0 | 0 | 0 | 0 | 0 | 0 | 0 | 0 | 0 | 0 | 0 | 0 | 0 | 0 | 0 | 0 | 0 | 0 | 1200.171 | 1131.3533 | 1063.2498 | 1013.4312 | 970.4694 | 932.6503 | 688.5978
LiOn2hrCapital_2042 | [11 empty] | 0 | 0 | 0 | 0 | 0 | 0 | 0 | 0 | 0 | 0 | 0 | 0 | 0 | 0 | 0 | 0 | 0 | 0 | 0 | 0 | 0 | 0 | 1182.7772 | 1114.9568 | 1047.8404 | 998.7438 | 956.4047 | 693.851
LiOn2hrCapital_2043 | [11 empty] | 0 | 0 | 0 | 0 | 0 | 0 | 0 | 0 | 0 | 0 | 0 | 0 | 0 | 0 | 0 | 0 | 0 | 0 | 0 | 0 | 0 | 0 | 0 | 1165.3834 | 1098.5604 | 1032.4309 | 984.0564 | 699.6771
LiOn2hrCapital_2044 | [11 empty] | 0 | 0 | 0 | 0 | 0 | 0 | 0 | 0 | 0 | 0 | 0 | 0 | 0 | 0 | 0 | 0 | 0 | 0 | 0 | 0 | 0 | 0 | 0 | 0 | 1147.9896 | 1082.164 | 1017.0215 | 706.2399
LiOn2hrCapital_2045 | [11 empty] | 0 | 0 | 0 | 0 | 0 | 0 | 0 | 0 | 0 | 0 | 0 | 0 | 0 | 0 | 0 | 0 | 0 | 0 | 0 | 0 | 0 | 0 | 0 | 0 | 0 | 1130.5958 | 1065.7676 | 713.7646
LiOn2hrCapital_2046 | [11 empty] | 0 | 0 | 0 | 0 | 0 | 0 | 0 | 0 | 0 | 0 | 0 | 0 | 0 | 0 | 0 | 0 | 0 | 0 | 0 | 0 | 0 | 0 | 0 | 0 | 0 | 0 | 1113.2021 | 723.0502
LiOn2hrCapital_2047 | [11 empty] | 0 | 0 | 0 | 0 | 0 | 0 | 0 | 0 | 0 | 0 | 0 | 0 | 0 | 0 | 0 | 0 | 0 | 0 | 0 | 0 | 0 | 0 | 0 | 0 | 0 | 0 | 0 | 733.8292
LiIon2_Flex_Annual | [11 empty] | -523.1505 | -510.3907 | -497.9422 | -485.7973 | -473.9485 | -462.3888 | -451.111 | -440.1083 | -429.374 | -418.9014 | -408.6843 | -398.7164 | -388.9916 | -379.504 | -370.2478 | -361.2174 | -352.4072 | -343.8119 | -335.4263 | -327.2451 | -319.2636 | -311.4766 | -303.8796 | -296.4679 | -289.237 | -282.1825 | -275.3 | -268.5853
LiOn4hrCapital | LiOn4hr Capital Cost | [8 empty] | 0 | 0 | yr_LiOn4hrCapital_2020 | yr_LiOn4hrCapital_2021 | yr_LiOn4hrCapital_2022 | yr_LiOn4hrCapital_2023 | yr_LiOn4hrCapital_2024 | yr_LiOn4hrCapital_2025 | yr_LiOn4hrCapital_2026 | yr_LiOn4hrCapital_2027 | yr_LiOn4hrCapital_2028 | yr_LiOn4hrCapital_2029 | yr_LiOn4hrCapital_2030 | yr_LiOn4hrCapital_2031 | yr_LiOn4hrCapital_2032 | yr_LiOn4hrCapital_2033 | yr_LiOn4hrCapital_2034 | yr_LiOn4hrCapital_2035 | yr_LiOn4hrCapital_2036 | yr_LiOn4hrCapital_2037 | yr_LiOn4hrCapital_2038 | yr_LiOn4hrCapital_2039 | yr_LiOn4hrCapital_2040 | yr_LiOn4hrCapital_2041 | yr_LiOn4hrCapital_2042 | yr_LiOn4hrCapital_2043 | yr_LiOn4hrCapital_2044 | yr_LiOn4hrCapital_2045 | yr_LiOn4hrCapital_2046 | yr_LiOn4hrCapital_2047
LiOn4hrCapital_2020 | [11 empty] | 3977.5856 | 3749.5111 | 3523.8038 | 3358.6959 | 3216.3128 | 3090.9733 | 2999.7209 | 2925.5122 | 2851.3034 | 2777.0947 | 2702.8859 | 2628.6772 | 2554.4684 | 2480.2597 | 1351.8501 | 2406.0509 | 2331.8422 | 2257.6334 | 2183.4246 | 2109.2159 | 2035.0071 | 1960.7984 | 1886.5896 | 1812.3809 | 1738.1721 | 1663.9634 | 1589.7546 | 1443.4193
LiOn4hrCapital_2021 | [11 empty] | 0 | 3709.2065 | 3496.5209 | 3286.0427 | 3132.0751 | 2999.2989 | 2882.4164 | 2797.3212 | 2728.1195 | 2658.9178 | 2589.7161 | 2520.5145 | 2451.3128 | 2382.1111 | 2312.9094 | 1260.6369 | 2243.7078 | 2174.5061 | 2105.3044 | 2036.1027 | 1966.901 | 1897.6994 | 1828.4977 | 1759.296 | 1690.0943 | 1620.8927 | 1551.691 | 1382.3268
LiOn4hrCapital_2022 | [11 empty] | 0 | 0 | 3516.87 | 3315.2129 | 3115.6488 | 2969.665 | 2843.7739 | 2732.9522 | 2652.2694 | 2586.6561 | 2521.0428 | 2455.4295 | 2389.8162 | 2324.2029 | 2258.5896 | 2192.9762 | 1195.2681 | 2127.3629 | 2061.7496 | 1996.1363 | 1930.523 | 1864.9097 | 1799.2964 | 1733.6831 | 1668.0698 | 1602.4565 | 1536.8432 | 1345.5238
LiOn4hrCapital_2023 | [11 empty] | 0 | 0 | 0 | 3324.5335 | 3133.905 | 2945.255 | 2807.255 | 2688.2488 | 2583.4879 | 2507.2176 | 2445.1927 | 2383.1677 | 2321.1428 | 2259.1179 | 2197.0929 | 2135.068 | 2073.0431 | 1129.8992 | 2011.0181 | 1948.9932 | 1886.9683 | 1824.9433 | 1762.9184 | 1700.8935 | 1638.8685 | 1576.8436 | 1514.8187 | 1305.3394
LiOn4hrCapital_2024 | [11 empty] | 0 | 0 | 0 | 0 | 3132.197 | 2952.597 | 2774.8611 | 2644.8449 | 2532.7237 | 2434.0236 | 2362.1658 | 2303.7293 | 2245.2927 | 2186.8561 | 2128.4196 | 2069.983 | 2011.5465 | 1953.1099 | 1064.5304 | 1894.6733 | 1836.2368 | 1777.8002 | 1719.3636 | 1660.9271 | 1602.4905 | 1544.0539 | 1485.6174 | 1261.6976
LiOn4hrCapital_2025 | [11 empty] | 0 | 0 | 0 | 0 | 0 | 2939.8605 | 2771.2891 | 2604.4673 | 2482.4349 | 2377.1986 | 2284.5593 | 2217.1141 | 2162.2659 | 2107.4177 | 2052.5695 | 1997.7213 | 1942.8731 | 1888.0249 | 1833.1767 | 999.1616 | 1778.3285 | 1723.4803 | 1668.6321 | 1613.7839 | 1558.9357 | 1504.0876 | 1449.2394 | 1214.5224
LiOn4hrCapital_2026 | [11 empty] | 0 | 0 | 0 | 0 | 0 | 0 | 2844.3211 | 2681.2279 | 2519.8275 | 2401.7609 | 2299.9446 | 2210.3159 | 2145.0625 | 2091.9967 | 2038.931 | 1985.8652 | 1932.7995 | 1879.7338 | 1826.668 | 1773.6023 | 966.6909 | 1720.5365 | 1667.4708 | 1614.4051 | 1561.3393 | 1508.2736 | 1455.2078 | 1204.7374
LiOn4hrCapital_2027 | [11 empty] | 0 | 0 | 0 | 0 | 0 | 0 | 0 | 2748.7818 | 2591.1668 | 2435.1877 | 2321.087 | 2222.6906 | 2136.0724 | 2073.0109 | 2021.7276 | 1970.4443 | 1919.161 | 1867.8777 | 1816.5944 | 1765.3111 | 1714.0279 | 934.2202 | 1662.7446 | 1611.4613 | 1560.178 | 1508.8947 | 1457.6114 | 1193.3129
LiOn4hrCapital_2028 | [11 empty] | 0 | 0 | 0 | 0 | 0 | 0 | 0 | 0 | 2653.2424 | 2501.1057 | 2350.548 | 2240.413 | 2145.4366 | 2061.829 | 2000.9593 | 1951.4584 | 1901.9576 | 1852.4568 | 1802.9559 | 1753.4551 | 1703.9543 | 1654.4534 | 901.7495 | 1604.9526 | 1555.4518 | 1505.9509 | 1456.4501 | 1180.2108
LiOn4hrCapital_2029 | [11 empty] | 0 | 0 | 0 | 0 | 0 | 0 | 0 | 0 | 0 | 2557.7031 | 2411.0446 | 2265.9082 | 2159.739 | 2068.1825 | 1987.5856 | 1928.9077 | 1881.1893 | 1833.4709 | 1785.7525 | 1738.0341 | 1690.3158 | 1642.5974 | 1594.879 | 869.2789 | 1547.1606 | 1499.4422 | 1451.7238 | 1165.393
LiOn4hrCapital_2030 | [11 empty] | 0 | 0 | 0 | 0 | 0 | 0 | 0 | 0 | 0 | 0 | 2462.1637 | 2320.9834 | 2181.2684 | 2079.0651 | 1990.9285 | 1913.3422 | 1856.8561 | 1810.9202 | 1764.9842 | 1719.0483 | 1673.1124 | 1627.1764 | 1581.2405 | 1535.3046 | 836.8082 | 1489.3686 | 1443.4327 | 1148.8216
LiOn4hrCapital_2031 | [11 empty] | 0 | 0 | 0 | 0 | 0 | 0 | 0 | 0 | 0 | 0 | 0 | 2431.3867 | 2291.9711 | 2154.0026 | 2053.0767 | 1966.0419 | 1889.4254 | 1833.6454 | 1788.2837 | 1742.9219 | 1697.5602 | 1652.1985 | 1606.8367 | 1561.475 | 1516.1133 | 826.3481 | 1470.7515 | 1161.3934
LiOn4hrCapital_2032 | [11 empty] | 0 | 0 | 0 | 0 | 0 | 0 | 0 | 0 | 0 | 0 | 0 | 0 | 2400.6097 | 2262.9589 | 2126.7367 | 2027.0884 | 1941.1553 | 1865.5086 | 1810.4347 | 1765.6472 | 1720.8596 | 1676.0721 | 1631.2846 | 1586.497 | 1541.7095 | 1496.922 | 815.888 | 1173.5869
LiOn4hrCapital_2033 | [11 empty] | 0 | 0 | 0 | 0 | 0 | 0 | 0 | 0 | 0 | 0 | 0 | 0 | 0 | 2369.8326 | 2233.9466 | 2099.4709 | 2001.1001 | 1916.2687 | 1841.5918 | 1787.224 | 1743.0107 | 1698.7973 | 1654.584 | 1610.3707 | 1566.1573 | 1521.944 | 1477.7306 | 1128.8395
LiOn4hrCapital_2034 | [11 empty] | 0 | 0 | 0 | 0 | 0 | 0 | 0 | 0 | 0 | 0 | 0 | 0 | 0 | 0 | 2339.0556 | 2204.9343 | 2072.205 | 1975.1118 | 1891.3821 | 1817.6751 | 1764.0133 | 1720.3742 | 1676.735 | 1633.0959 | 1589.4567 | 1545.8176 | 1502.1785 | 1141.9533
LiOn4hrCapital_2035 | [11 empty] | 0 | 0 | 0 | 0 | 0 | 0 | 0 | 0 | 0 | 0 | 0 | 0 | 0 | 0 | 0 | 2308.2785 | 2175.922 | 2044.9392 | 1949.1235 | 1866.4955 | 1793.7583 | 1740.8026 | 1697.7377 | 1654.6727 | 1611.6078 | 1568.5428 | 1525.4779 | 1154.5115
LiOn4hrCapital_2036 | [11 empty] | 0 | 0 | 0 | 0 | 0 | 0 | 0 | 0 | 0 | 0 | 0 | 0 | 0 | 0 | 0 | 0 | 2277.5015 | 2146.9097 | 2017.6733 | 1923.1352 | 1841.6089 | 1769.8415 | 1717.5919 | 1675.1011 | 1632.6104 | 1590.1197 | 1547.6289 | 1166.5227
LiOn4hrCapital_2037 | [11 empty] | 0 | 0 | 0 | 0 | 0 | 0 | 0 | 0 | 0 | 0 | 0 | 0 | 0 | 0 | 0 | 0 | 0 | 2246.7244 | 2117.8974 | 1990.4074 | 1897.1469 | 1816.7223 | 1745.9247 | 1694.3812 | 1652.4646 | 1610.5481 | 1568.6316 | 1177.9912
LiOn4hrCapital_2038 | [11 empty] | 0 | 0 | 0 | 0 | 0 | 0 | 0 | 0 | 0 | 0 | 0 | 0 | 0 | 0 | 0 | 0 | 0 | 0 | 2215.9474 | 2088.8851 | 1963.1416 | 1871.1586 | 1791.8357 | 1722.008 | 1671.1705 | 1629.8281 | 1588.4858 | 1188.9181
LiOn4hrCapital_2039 | [11 empty] | 0 | 0 | 0 | 0 | 0 | 0 | 0 | 0 | 0 | 0 | 0 | 0 | 0 | 0 | 0 | 0 | 0 | 0 | 0 | 2185.1703 | 2059.8728 | 1935.8757 | 1845.1702 | 1766.9491 | 1698.0912 | 1647.9598 | 1607.1916 | 1199.3019
LiOn4hrCapital_2040 | [11 empty] | 0 | 0 | 0 | 0 | 0 | 0 | 0 | 0 | 0 | 0 | 0 | 0 | 0 | 0 | 0 | 0 | 0 | 0 | 0 | 0 | 2154.3933 | 2030.8605 | 1908.6099 | 1819.1819 | 1742.0625 | 1674.1744 | 1624.7491 | 1209.139
LiOn4hrCapital_2041 | [11 empty] | 0 | 0 | 0 | 0 | 0 | 0 | 0 | 0 | 0 | 0 | 0 | 0 | 0 | 0 | 0 | 0 | 0 | 0 | 0 | 0 | 0 | 2123.6162 | 2001.8482 | 1881.344 | 1793.1936 | 1717.1759 | 1650.2576 | 1218.4243
LiOn4hrCapital_2042 | [11 empty] | 0 | 0 | 0 | 0 | 0 | 0 | 0 | 0 | 0 | 0 | 0 | 0 | 0 | 0 | 0 | 0 | 0 | 0 | 0 | 0 | 0 | 0 | 2092.8392 | 1972.8359 | 1854.0782 | 1767.2053 | 1692.2893 | 1227.7195
LiOn4hrCapital_2043 | [11 empty] | 0 | 0 | 0 | 0 | 0 | 0 | 0 | 0 | 0 | 0 | 0 | 0 | 0 | 0 | 0 | 0 | 0 | 0 | 0 | 0 | 0 | 0 | 0 | 2062.0621 | 1943.8236 | 1826.8123 | 1741.217 | 1238.0283
LiOn4hrCapital_2044 | [11 empty] | 0 | 0 | 0 | 0 | 0 | 0 | 0 | 0 | 0 | 0 | 0 | 0 | 0 | 0 | 0 | 0 | 0 | 0 | 0 | 0 | 0 | 0 | 0 | 0 | 2031.2851 | 1914.8113 | 1799.5465 | 1249.6407
LiOn4hrCapital_2045 | [11 empty] | 0 | 0 | 0 | 0 | 0 | 0 | 0 | 0 | 0 | 0 | 0 | 0 | 0 | 0 | 0 | 0 | 0 | 0 | 0 | 0 | 0 | 0 | 0 | 0 | 0 | 2000.508 | 1885.799 | 1262.9551
LiOn4hrCapital_2046 | [11 empty] | 0 | 0 | 0 | 0 | 0 | 0 | 0 | 0 | 0 | 0 | 0 | 0 | 0 | 0 | 0 | 0 | 0 | 0 | 0 | 0 | 0 | 0 | 0 | 0 | 0 | 0 | 1969.731 | 1279.3853
LiOn4hrCapital_2047 | [11 empty] | 0 | 0 | 0 | 0 | 0 | 0 | 0 | 0 | 0 | 0 | 0 | 0 | 0 | 0 | 0 | 0 | 0 | 0 | 0 | 0 | 0 | 0 | 0 | 0 | 0 | 0 | 0 | 1298.4581
LiIon4_Flex_Annual | [11 empty] | -490.1839 | -478.2282 | -466.5641 | -455.1845 | -444.0825 | -433.2512 | -422.6841 | -412.3747 | -402.3168 | -392.5042 | -382.9309 | -373.5911 | -364.4792 | -355.5894 | -346.9165 | -338.4551 | -330.2001 | -322.1465 | -314.2892 | -306.6236 | -299.145 | -291.8488 | -284.7305 | -277.7859 | -271.0106 | -264.4006 | -257.9518 | -251.6603
Flow4hrCapital | Flow4hr Capital Cost | [8 empty] | 0 | 0 | yr_Flow4hrCapital_2020 | yr_Flow4hrCapital_2021 | yr_Flow4hrCapital_2022 | yr_Flow4hrCapital_2023 | yr_Flow4hrCapital_2024 | yr_Flow4hrCapital_2025 | yr_Flow4hrCapital_2026 | yr_Flow4hrCapital_2027 | yr_Flow4hrCapital_2028 | yr_Flow4hrCapital_2029 | yr_Flow4hrCapital_2030 | yr_Flow4hrCapital_2031 | yr_Flow4hrCapital_2032 | yr_Flow4hrCapital_2033 | yr_Flow4hrCapital_2034 | yr_Flow4hrCapital_2035 | yr_Flow4hrCapital_2036 | yr_Flow4hrCapital_2037 | yr_Flow4hrCapital_2038 | yr_Flow4hrCapital_2039 | yr_Flow4hrCapital_2040 | yr_Flow4hrCapital_2041 | yr_Flow4hrCapital_2042 | yr_Flow4hrCapital_2043 | yr_Flow4hrCapital_2044 | yr_Flow4hrCapital_2045 | yr_Flow4hrCapital_2046 | yr_Flow4hrCapital_2047
Flow4hrCapital_2020 | [11 empty] | 5249.9764 | 4948.9431 | 4651.0342 | 4433.1099 | 4245.1799 | 4079.7454 | 3959.3024 | 3861.355 | 3763.4075 | 3665.4601 | 3567.5127 | 3469.5653 | 3371.6179 | 3273.6705 | 1784.2937 | 3175.7231 | 3077.7757 | 2979.8283 | 2881.8809 | 2783.9335 | 2685.9861 | 2588.0386 | 2490.0912 | 2392.1438 | 2294.1964 | 2196.249 | 2098.3016 | 1905.1551
Flow4hrCapital_2021 | [11 empty] | 0 | 4895.7455 | 4615.0238 | 4337.2156 | 4133.9953 | 3958.7454 | 3804.4733 | 3692.1569 | 3600.8183 | 3509.4796 | 3418.141 | 3326.8024 | 3235.4638 | 3144.1252 | 3052.7866 | 1663.9023 | 2961.448 | 2870.1093 | 2778.7707 | 2687.4321 | 2596.0935 | 2504.7549 | 2413.4163 | 2322.0776 | 2230.739 | 2139.4004 | 2048.0618 | 1824.5197
Flow4hrCapital_2022 | [11 empty] | 0 | 0 | 4641.8824 | 4375.7172 | 4112.3144 | 3919.6319 | 3753.4693 | 3607.1969 | 3500.7045 | 3414.1021 | 3327.4997 | 3240.8974 | 3154.295 | 3067.6927 | 2981.0903 | 2894.4879 | 1577.6226 | 2807.8856 | 2721.2832 | 2634.6809 | 2548.0785 | 2461.4761 | 2374.8738 | 2288.2714 | 2201.6691 | 2115.0667 | 2028.4643 | 1775.9438
Flow4hrCapital_2023 | [11 empty] | 0 | 0 | 0 | 4388.0193 | 4136.4106 | 3887.4133 | 3705.2684 | 3548.1933 | 3409.9204 | 3309.252 | 3227.3859 | 3145.5198 | 3063.6537 | 2981.7876 | 2899.9215 | 2818.0554 | 2736.1893 | 1491.3429 | 2654.3232 | 2572.4571 | 2490.591 | 2408.7249 | 2326.8588 | 2244.9927 | 2163.1266 | 2081.2605 | 1999.3944 | 1722.9048
Flow4hrCapital_2024 | [11 empty] | 0 | 0 | 0 | 0 | 4134.1562 | 3897.104 | 3662.5121 | 3490.905 | 3342.9172 | 3212.6439 | 3117.7996 | 3040.6698 | 2963.5399 | 2886.4101 | 2809.2802 | 2732.1504 | 2655.0205 | 2577.8907 | 1405.0633 | 2500.7608 | 2423.631 | 2346.5011 | 2269.3713 | 2192.2414 | 2115.1116 | 2037.9817 | 1960.8519 | 1665.3024
Flow4hrCapital_2025 | [11 empty] | 0 | 0 | 0 | 0 | 0 | 3880.2931 | 3657.7974 | 3437.6109 | 3276.5416 | 3137.6412 | 3015.3675 | 2926.3472 | 2853.9536 | 2781.56 | 2709.1664 | 2636.7728 | 2564.3792 | 2491.9856 | 2419.592 | 1318.7836 | 2347.1984 | 2274.8049 | 2202.4113 | 2130.0177 | 2057.6241 | 1985.2305 | 1912.8369 | 1603.0363
Flow4hrCapital_2026 | [11 empty] | 0 | 0 | 0 | 0 | 0 | 0 | 3754.1917 | 3538.9266 | 3325.8957 | 3170.0608 | 3035.6744 | 2917.3743 | 2831.247 | 2761.206 | 2691.1651 | 2621.1241 | 2551.0832 | 2481.0422 | 2411.0013 | 2340.9603 | 1275.9259 | 2270.9194 | 2200.8784 | 2130.8375 | 2060.7965 | 1990.7556 | 1920.7146 | 1590.1211
Flow4hrCapital_2027 | [11 empty] | 0 | 0 | 0 | 0 | 0 | 0 | 0 | 3628.0902 | 3420.0558 | 3214.1805 | 3063.58 | 2933.7076 | 2819.3811 | 2736.1468 | 2668.4585 | 2600.7702 | 2533.0819 | 2465.3936 | 2397.7052 | 2330.0169 | 2262.3286 | 1233.0681 | 2194.6403 | 2126.952 | 2059.2637 | 1991.5754 | 1923.8871 | 1575.042
Flow4hrCapital_2028 | [11 empty] | 0 | 0 | 0 | 0 | 0 | 0 | 0 | 0 | 3501.9888 | 3301.185 | 3102.4653 | 2957.0992 | 2831.7408 | 2721.388 | 2641.0466 | 2575.7109 | 2510.3753 | 2445.0396 | 2379.7039 | 2314.3683 | 2249.0326 | 2183.6969 | 1190.2104 | 2118.3613 | 2053.0256 | 1987.6899 | 1922.3542 | 1557.7487
Flow4hrCapital_2029 | [11 empty] | 0 | 0 | 0 | 0 | 0 | 0 | 0 | 0 | 0 | 3375.8873 | 3182.3142 | 2990.7501 | 2850.6184 | 2729.7739 | 2623.3948 | 2545.9464 | 2482.9634 | 2419.9804 | 2356.9973 | 2294.0143 | 2231.0313 | 2168.0482 | 2105.0652 | 1147.3527 | 2042.0822 | 1979.0992 | 1916.1161 | 1538.1908
Flow4hrCapital_2030 | [11 empty] | 0 | 0 | 0 | 0 | 0 | 0 | 0 | 0 | 0 | 0 | 3249.7859 | 3063.4434 | 2879.0349 | 2744.1377 | 2627.8071 | 2525.4016 | 2450.8462 | 2390.2158 | 2329.5854 | 2268.9551 | 2208.3247 | 2147.6943 | 2087.0639 | 2026.4335 | 1104.495 | 1965.8031 | 1905.1727 | 1516.3184
Flow4hrCapital_2031 | [11 empty] | 0 | 0 | 0 | 0 | 0 | 0 | 0 | 0 | 0 | 0 | 0 | 3209.1636 | 3025.1503 | 2843.047 | 2709.8359 | 2594.9595 | 2493.8341 | 2420.2106 | 2360.3381 | 2300.4656 | 2240.5931 | 2180.7206 | 2120.8481 | 2060.9756 | 2001.1031 | 1090.6888 | 1941.2306 | 1532.9118
Flow4hrCapital_2032 | [11 empty] | 0 | 0 | 0 | 0 | 0 | 0 | 0 | 0 | 0 | 0 | 0 | 0 | 3168.5412 | 2986.8573 | 2807.059 | 2675.5342 | 2562.112 | 2462.2666 | 2389.5751 | 2330.4604 | 2271.3458 | 2212.2312 | 2153.1166 | 2094.0019 | 2034.8873 | 1975.7727 | 1076.8826 | 1549.0059
Flow4hrCapital_2033 | [11 empty] | 0 | 0 | 0 | 0 | 0 | 0 | 0 | 0 | 0 | 0 | 0 | 0 | 0 | 3127.9189 | 2948.5643 | 2771.0711 | 2641.2325 | 2529.2644 | 2430.6991 | 2358.9395 | 2300.5827 | 2242.226 | 2183.8692 | 2125.5125 | 2067.1558 | 2008.799 | 1950.4423 | 1489.9442
Flow4hrCapital_2034 | [11 empty] | 0 | 0 | 0 | 0 | 0 | 0 | 0 | 0 | 0 | 0 | 0 | 0 | 0 | 0 | 3087.2966 | 2910.2712 | 2735.0832 | 2606.9308 | 2496.4168 | 2399.1316 | 2328.3039 | 2270.705 | 2213.1062 | 2155.5073 | 2097.9084 | 2040.3096 | 1982.7107 | 1507.253
Flow4hrCapital_2035 | [11 empty] | 0 | 0 | 0 | 0 | 0 | 0 | 0 | 0 | 0 | 0 | 0 | 0 | 0 | 0 | 0 | 3046.6743 | 2871.9782 | 2699.0952 | 2572.6291 | 2463.5692 | 2367.564 | 2297.6683 | 2240.8273 | 2183.9864 | 2127.1454 | 2070.3044 | 2013.4634 | 1523.8284
Flow4hrCapital_2036 | [11 empty] | 0 | 0 | 0 | 0 | 0 | 0 | 0 | 0 | 0 | 0 | 0 | 0 | 0 | 0 | 0 | 0 | 3006.0519 | 2833.6851 | 2663.1073 | 2538.3273 | 2430.7216 | 2335.9965 | 2267.0328 | 2210.9496 | 2154.8665 | 2098.7834 | 2042.7003 | 1539.6819
Flow4hrCapital_2037 | [11 empty] | 0 | 0 | 0 | 0 | 0 | 0 | 0 | 0 | 0 | 0 | 0 | 0 | 0 | 0 | 0 | 0 | 0 | 2965.4296 | 2795.3921 | 2627.1194 | 2504.0256 | 2397.874 | 2304.429 | 2236.3972 | 2181.072 | 2125.7467 | 2070.4215 | 1554.8191
Flow4hrCapital_2038 | [11 empty] | 0 | 0 | 0 | 0 | 0 | 0 | 0 | 0 | 0 | 0 | 0 | 0 | 0 | 0 | 0 | 0 | 0 | 0 | 2924.8073 | 2757.099 | 2591.1314 | 2469.7239 | 2365.0264 | 2272.8615 | 2205.7616 | 2151.1943 | 2096.6269 | 1569.2414
Flow4hrCapital_2039 | [11 empty] | 0 | 0 | 0 | 0 | 0 | 0 | 0 | 0 | 0 | 0 | 0 | 0 | 0 | 0 | 0 | 0 | 0 | 0 | 0 | 2884.185 | 2718.806 | 2555.1435 | 2435.4222 | 2332.1788 | 2241.294 | 2175.126 | 2121.3166 | 1582.9469
Flow4hrCapital_2040 | [11 empty] | 0 | 0 | 0 | 0 | 0 | 0 | 0 | 0 | 0 | 0 | 0 | 0 | 0 | 0 | 0 | 0 | 0 | 0 | 0 | 0 | 2843.5627 | 2680.513 | 2519.1555 | 2401.1205 | 2299.3312 | 2209.7264 | 2144.4904 | 1595.9308
Flow4hrCapital_2041 | [11 empty] | 0 | 0 | 0 | 0 | 0 | 0 | 0 | 0 | 0 | 0 | 0 | 0 | 0 | 0 | 0 | 0 | 0 | 0 | 0 | 0 | 0 | 2802.9403 | 2642.2199 | 2483.1676 | 2366.8187 | 2266.4837 | 2178.1589 | 1608.1863
Flow4hrCapital_2042 | [11 empty] | 0 | 0 | 0 | 0 | 0 | 0 | 0 | 0 | 0 | 0 | 0 | 0 | 0 | 0 | 0 | 0 | 0 | 0 | 0 | 0 | 0 | 0 | 2762.318 | 2603.9269 | 2447.1797 | 2332.517 | 2233.6361 | 1620.4549
Flow4hrCapital_2043 | [11 empty] | 0 | 0 | 0 | 0 | 0 | 0 | 0 | 0 | 0 | 0 | 0 | 0 | 0 | 0 | 0 | 0 | 0 | 0 | 0 | 0 | 0 | 0 | 0 | 2721.6957 | 2565.6338 | 2411.1917 | 2298.2153 | 1634.0614
Flow4hrCapital_2044 | [11 empty] | 0 | 0 | 0 | 0 | 0 | 0 | 0 | 0 | 0 | 0 | 0 | 0 | 0 | 0 | 0 | 0 | 0 | 0 | 0 | 0 | 0 | 0 | 0 | 0 | 2681.0734 | 2527.3408 | 2375.2038 | 1649.3885
Flow4hrCapital_2045 | [11 empty] | 0 | 0 | 0 | 0 | 0 | 0 | 0 | 0 | 0 | 0 | 0 | 0 | 0 | 0 | 0 | 0 | 0 | 0 | 0 | 0 | 0 | 0 | 0 | 0 | 0 | 2640.451 | 2489.0477 | 1666.9621
Flow4hrCapital_2046 | [11 empty] | 0 | 0 | 0 | 0 | 0 | 0 | 0 | 0 | 0 | 0 | 0 | 0 | 0 | 0 | 0 | 0 | 0 | 0 | 0 | 0 | 0 | 0 | 0 | 0 | 0 | 0 | 2599.8287 | 1688.6481
Flow4hrCapital_2047 | [11 empty] | 0 | 0 | 0 | 0 | 0 | 0 | 0 | 0 | 0 | 0 | 0 | 0 | 0 | 0 | 0 | 0 | 0 | 0 | 0 | 0 | 0 | 0 | 0 | 0 | 0 | 0 | 0 | 1713.8221
Flow4_Flex_Annual | [11 empty] | -562.5939 | -548.8721 | -535.485 | -522.4244 | -509.6824 | -497.2511 | -485.123 | -473.2907 | -461.7471 | -450.4849 | -439.4975 | -428.778 | -418.32 | -408.1171 | -398.163 | -388.4517 | -378.9773 | -369.734 | -360.7161 | -351.9181 | -343.3347 | -334.9607 | -326.7909 | -318.8204 | -311.0443 | -303.4579 | -296.0565 | -288.8356
Flow6hrCapital | Flow6hr Capital Cost | [8 empty] | 0 | 0 | yr_Flow6hrCapital_2020 | yr_Flow6hrCapital_2021 | yr_Flow6hrCapital_2022 | yr_Flow6hrCapital_2023 | yr_Flow6hrCapital_2024 | yr_Flow6hrCapital_2025 | yr_Flow6hrCapital_2026 | yr_Flow6hrCapital_2027 | yr_Flow6hrCapital_2028 | yr_Flow6hrCapital_2029 | yr_Flow6hrCapital_2030 | yr_Flow6hrCapital_2031 | yr_Flow6hrCapital_2032 | yr_Flow6hrCapital_2033 | yr_Flow6hrCapital_2034 | yr_Flow6hrCapital_2035 | yr_Flow6hrCapital_2036 | yr_Flow6hrCapital_2037 | yr_Flow6hrCapital_2038 | yr_Flow6hrCapital_2039 | yr_Flow6hrCapital_2040 | yr_Flow6hrCapital_2041 | yr_Flow6hrCapital_2042 | yr_Flow6hrCapital_2043 | yr_Flow6hrCapital_2044 | yr_Flow6hrCapital_2045 | yr_Flow6hrCapital_2046 | yr_Flow6hrCapital_2047
Flow6hrCapital_2020 | [11 empty] | 7269.0547 | 6852.2475 | 6439.7664 | 6138.031 | 5877.8253 | 5648.7668 | 5482.0027 | 5346.3859 | 5210.7691 | 5075.1523 | 4939.5355 | 4803.9187 | 4668.3019 | 4532.6851 | 2470.5118 | 4397.0682 | 4261.4514 | 4125.8346 | 3990.2178 | 3854.601 | 3718.9842 | 3583.3674 | 3447.7506 | 3312.1338 | 3176.5169 | 3040.9001 | 2905.2833 | 2637.855
Flow6hrCapital_2021 | [11 empty] | 0 | 6778.5907 | 6389.9067 | 6005.2569 | 5723.8805 | 5481.2316 | 5267.6283 | 5112.1163 | 4985.6499 | 4859.1836 | 4732.7172 | 4606.2509 | 4479.7845 | 4353.3182 | 4226.8518 | 2303.8193 | 4100.3854 | 3973.9191 | 3847.4527 | 3720.9864 | 3594.52 | 3468.0537 | 3341.5873 | 3215.1209 | 3088.6546 | 2962.1882 | 2835.7219 | 2526.2081
Flow6hrCapital_2022 | [11 empty] | 0 | 0 | 6427.0949 | 6058.5657 | 5693.8614 | 5427.0754 | 5197.0088 | 4994.4817 | 4847.0336 | 4727.125 | 4607.2164 | 4487.3078 | 4367.3992 | 4247.4906 | 4127.582 | 4007.6734 | 2184.3574 | 3887.7648 | 3767.8562 | 3647.9476 | 3528.039 | 3408.1304 | 3288.2218 | 3168.3133 | 3048.4047 | 2928.4961 | 2808.5875 | 2458.9505
Flow6hrCapital_2023 | [11 empty] | 0 | 0 | 0 | 6075.5991 | 5727.2247 | 5382.4659 | 5130.2704 | 4912.786 | 4721.335 | 4581.9508 | 4468.6 | 4355.2492 | 4241.8983 | 4128.5475 | 4015.1967 | 3901.8458 | 3788.495 | 2064.8956 | 3675.1442 | 3561.7933 | 3448.4425 | 3335.0917 | 3221.7409 | 3108.39 | 2995.0392 | 2881.6884 | 2768.3375 | 2385.5134
Flow6hrCapital_2024 | [11 empty] | 0 | 0 | 0 | 0 | 5724.1033 | 5395.8836 | 5071.0705 | 4833.4654 | 4628.5633 | 4448.1884 | 4316.8681 | 4210.075 | 4103.2819 | 3996.4889 | 3889.6958 | 3782.9027 | 3676.1097 | 3569.3166 | 1945.4338 | 3462.5235 | 3355.7305 | 3248.9374 | 3142.1443 | 3035.3513 | 2928.5582 | 2821.7651 | 2714.9721 | 2305.7578
Flow6hrCapital_2025 | [11 empty] | 0 | 0 | 0 | 0 | 0 | 5372.6075 | 5064.5426 | 4759.675 | 4536.6603 | 4344.3405 | 4175.0418 | 4051.7853 | 3951.55 | 3851.3147 | 3751.0794 | 3650.8441 | 3550.6088 | 3450.3735 | 3350.1382 | 1825.972 | 3249.9029 | 3149.6676 | 3049.4323 | 2949.197 | 2848.9617 | 2748.7264 | 2648.4911 | 2219.5449
Flow6hrCapital_2026 | [11 empty] | 0 | 0 | 0 | 0 | 0 | 0 | 5198.009 | 4899.9555 | 4604.9954 | 4389.2283 | 4203.1585 | 4039.3616 | 3920.1108 | 3823.1329 | 3726.155 | 3629.1772 | 3532.1993 | 3435.2214 | 3338.2436 | 3241.2657 | 1766.6317 | 3144.2878 | 3047.31 | 2950.3321 | 2853.3542 | 2756.3764 | 2659.3985 | 2201.6627
Flow6hrCapital_2027 | [11 empty] | 0 | 0 | 0 | 0 | 0 | 0 | 0 | 5023.4104 | 4735.3684 | 4450.3159 | 4241.7963 | 4061.9764 | 3903.6814 | 3788.4362 | 3694.7157 | 3600.9953 | 3507.2749 | 3413.5545 | 3319.834 | 3226.1136 | 3132.3932 | 1707.2914 | 3038.6728 | 2944.9523 | 2851.2319 | 2757.5115 | 2663.791 | 2180.7843
Flow6hrCapital_2028 | [11 empty] | 0 | 0 | 0 | 0 | 0 | 0 | 0 | 0 | 4848.8118 | 4570.7813 | 4295.6364 | 4094.3643 | 3920.7944 | 3768.0013 | 3656.7616 | 3566.2986 | 3475.8356 | 3385.3726 | 3294.9096 | 3204.4466 | 3113.9836 | 3023.5207 | 1647.9511 | 2933.0577 | 2842.5947 | 2752.1317 | 2661.6687 | 2156.8402
Flow6hrCapital_2029 | [11 empty] | 0 | 0 | 0 | 0 | 0 | 0 | 0 | 0 | 0 | 4674.2133 | 4406.1942 | 4140.9569 | 3946.9322 | 3779.6124 | 3632.3211 | 3525.087 | 3437.8814 | 3350.6759 | 3263.4703 | 3176.2648 | 3089.0592 | 3001.8537 | 2914.6481 | 1588.6108 | 2827.4426 | 2740.237 | 2653.0315 | 2129.7607
Flow6hrCapital_2030 | [11 empty] | 0 | 0 | 0 | 0 | 0 | 0 | 0 | 0 | 0 | 0 | 4499.6147 | 4241.6071 | 3986.2773 | 3799.5002 | 3638.4304 | 3496.6409 | 3393.4124 | 3309.4643 | 3225.5162 | 3141.5681 | 3057.62 | 2973.6718 | 2889.7237 | 2805.7756 | 1529.2705 | 2721.8275 | 2637.8794 | 2099.4763
Flow6hrCapital_2031 | [11 empty] | 0 | 0 | 0 | 0 | 0 | 0 | 0 | 0 | 0 | 0 | 0 | 4443.3695 | 4188.587 | 3936.4489 | 3752.0065 | 3592.95 | 3452.9329 | 3350.9947 | 3268.096 | 3185.1972 | 3102.2985 | 3019.3997 | 2936.5009 | 2853.6022 | 2770.7034 | 1510.1547 | 2687.8047 | 2122.4513
Flow6hrCapital_2032 | [11 empty] | 0 | 0 | 0 | 0 | 0 | 0 | 0 | 0 | 0 | 0 | 0 | 0 | 4387.1243 | 4135.5669 | 3886.6204 | 3704.5127 | 3547.4696 | 3409.2249 | 3308.5771 | 3226.7277 | 3144.8783 | 3063.0289 | 2981.1795 | 2899.33 | 2817.4806 | 2735.6312 | 1491.0388 | 2144.7351
Flow6hrCapital_2033 | [11 empty] | 0 | 0 | 0 | 0 | 0 | 0 | 0 | 0 | 0 | 0 | 0 | 0 | 0 | 4330.8792 | 4082.5468 | 3836.7919 | 3657.019 | 3501.9892 | 3365.5169 | 3266.1594 | 3185.3594 | 3104.5593 | 3023.7593 | 2942.9592 | 2862.1591 | 2781.3591 | 2700.559 | 2062.9589
Flow6hrCapital_2034 | [11 empty] | 0 | 0 | 0 | 0 | 0 | 0 | 0 | 0 | 0 | 0 | 0 | 0 | 0 | 0 | 4274.634 | 4029.5267 | 3786.9635 | 3609.5252 | 3456.5088 | 3321.8089 | 3223.7418 | 3143.9911 | 3064.2404 | 2984.4897 | 2904.739 | 2824.9883 | 2745.2375 | 2086.9245
Flow6hrCapital_2035 | [11 empty] | 0 | 0 | 0 | 0 | 0 | 0 | 0 | 0 | 0 | 0 | 0 | 0 | 0 | 0 | 0 | 4218.3888 | 3976.5067 | 3737.135 | 3562.0315 | 3411.0285 | 3278.1009 | 3181.3241 | 3102.6228 | 3023.9214 | 2945.2201 | 2866.5187 | 2787.8174 | 2109.8746
Flow6hrCapital_2036 | [11 empty] | 0 | 0 | 0 | 0 | 0 | 0 | 0 | 0 | 0 | 0 | 0 | 0 | 0 | 0 | 0 | 0 | 4162.1436 | 3923.4866 | 3687.3065 | 3514.5377 | 3365.5481 | 3234.3929 | 3138.9065 | 3061.2545 | 2983.6025 | 2905.9505 | 2828.2985 | 2131.8251
Flow6hrCapital_2037 | [11 empty] | 0 | 0 | 0 | 0 | 0 | 0 | 0 | 0 | 0 | 0 | 0 | 0 | 0 | 0 | 0 | 0 | 0 | 4105.8984 | 3870.4665 | 3637.4781 | 3467.0439 | 3320.0677 | 3190.6849 | 3096.4888 | 3019.8862 | 2943.2835 | 2866.6809 | 2152.7839
Flow6hrCapital_2038 | [11 empty] | 0 | 0 | 0 | 0 | 0 | 0 | 0 | 0 | 0 | 0 | 0 | 0 | 0 | 0 | 0 | 0 | 0 | 0 | 4049.6532 | 3817.4464 | 3587.6496 | 3419.5502 | 3274.5873 | 3146.9768 | 3054.0712 | 2978.5179 | 2902.9646 | 2172.7529
Flow6hrCapital_2039 | [11 empty] | 0 | 0 | 0 | 0 | 0 | 0 | 0 | 0 | 0 | 0 | 0 | 0 | 0 | 0 | 0 | 0 | 0 | 0 | 0 | 3993.4081 | 3764.4263 | 3537.8211 | 3372.0564 | 3229.1069 | 3103.2688 | 3011.6535 | 2937.1496 | 2191.7293
Flow6hrCapital_2040 | [11 empty] | 0 | 0 | 0 | 0 | 0 | 0 | 0 | 0 | 0 | 0 | 0 | 0 | 0 | 0 | 0 | 0 | 0 | 0 | 0 | 0 | 3937.1629 | 3711.4062 | 3487.9927 | 3324.5627 | 3183.6266 | 3059.5608 | 2969.2358 | 2209.7067
Flow6hrCapital_2041 | [11 empty] | 0 | 0 | 0 | 0 | 0 | 0 | 0 | 0 | 0 | 0 | 0 | 0 | 0 | 0 | 0 | 0 | 0 | 0 | 0 | 0 | 0 | 3880.9177 | 3658.3861 | 3438.1642 | 3277.0689 | 3138.1462 | 3015.8528 | 2226.6756
Flow6hrCapital_2042 | [11 empty] | 0 | 0 | 0 | 0 | 0 | 0 | 0 | 0 | 0 | 0 | 0 | 0 | 0 | 0 | 0 | 0 | 0 | 0 | 0 | 0 | 0 | 0 | 3824.6725 | 3605.366 | 3388.3357 | 3229.5752 | 3092.6658 | 2243.6625
Flow6hrCapital_2043 | [11 empty] | 0 | 0 | 0 | 0 | 0 | 0 | 0 | 0 | 0 | 0 | 0 | 0 | 0 | 0 | 0 | 0 | 0 | 0 | 0 | 0 | 0 | 0 | 0 | 3768.4273 | 3552.3459 | 3338.5073 | 3182.0814 | 2262.5019
Flow6hrCapital_2044 | [11 empty] | 0 | 0 | 0 | 0 | 0 | 0 | 0 | 0 | 0 | 0 | 0 | 0 | 0 | 0 | 0 | 0 | 0 | 0 | 0 | 0 | 0 | 0 | 0 | 0 | 3712.1821 | 3499.3259 | 3288.6788 | 2283.7236
Flow6hrCapital_2045 | [11 empty] | 0 | 0 | 0 | 0 | 0 | 0 | 0 | 0 | 0 | 0 | 0 | 0 | 0 | 0 | 0 | 0 | 0 | 0 | 0 | 0 | 0 | 0 | 0 | 0 | 0 | 3655.9369 | 3446.3058 | 2308.0559
Flow6hrCapital_2046 | [11 empty] | 0 | 0 | 0 | 0 | 0 | 0 | 0 | 0 | 0 | 0 | 0 | 0 | 0 | 0 | 0 | 0 | 0 | 0 | 0 | 0 | 0 | 0 | 0 | 0 | 0 | 0 | 3599.6918 | 2338.082
Flow6hrCapital_2047 | [11 empty] | 0 | 0 | 0 | 0 | 0 | 0 | 0 | 0 | 0 | 0 | 0 | 0 | 0 | 0 | 0 | 0 | 0 | 0 | 0 | 0 | 0 | 0 | 0 | 0 | 0 | 0 | 0 | 2372.9376
Flow6_Flex_Annual | [11 empty] | -565.8831 | -552.0811 | -538.6157 | -525.4787 | -512.6622 | -500.1582 | -487.9593 | -476.0578 | -464.4466 | -453.1187 | -442.067 | -431.2849 | -420.7657 | -410.5032 | -400.4909 | -390.7228 | -381.193 | -371.8956 | -362.825 | -353.9756 | -345.342 | -336.9191 | -328.7015 | -320.6844 | -312.8628 | -305.232 | -297.7874 | -290.5242
WYEastWindCapital | [11 empty] | yr_WYEastWindCapital_2020 | yr_WYEastWindCapital_2021 | yr_WYEastWindCapital_2022 | yr_WYEastWindCapital_2023 | yr_WYEastWindCapital_2024 | yr_WYEastWindCapital_2025 | yr_WYEastWindCapital_2026 | yr_WYEastWindCapital_2027 | yr_WYEastWindCapital_2028 | yr_WYEastWindCapital_2029 | yr_WYEastWindCapital_2030 | yr_WYEastWindCapital_2031 | yr_WYEastWindCapital_2032 | yr_WYEastWindCapital_2033 | yr_WYEastWindCapital_2034 | yr_WYEastWindCapital_2035 | yr_WYEastWindCapital_2036 | yr_WYEastWindCapital_2037 | yr_WYEastWindCapital_2038 | yr_WYEastWindCapital_2039 | yr_WYEastWindCapital_2040 | yr_WYEastWindCapital_2041 | yr_WYEastWindCapital_2042 | yr_WYEastWindCapital_2043 | yr_WYEastWindCapital_2044 | yr_WYEastWindCapital_2045 | yr_WYEastWindCapital_2046 | yr_WYEastWindCapital_2047
WYEastWindCapital_2020 | [11 empty] | 3462.9908 | 3264.4231 | 3067.9164 | 2924.1691 | 2800.2066 | 2691.0827 | 2611.636 | 2547.0279 | 2482.4198 | 2417.8117 | 2353.2036 | 2288.5955 | 2223.9874 | 2159.3794 | 1176.9563 | 2094.7713 | 2030.1632 | 1965.5551 | 1900.947 | 1836.3389 | 1771.7308 | 1707.1227 | 1642.5146 | 1577.9065 | 1513.2984 | 1448.6903 | 1384.0822 | 1256.6789
WYEastWindCapital_2021 | [11 empty] | 0 | 3402.7648 | 3207.6505 | 3014.5613 | 2873.314 | 2751.5073 | 2644.2813 | 2566.2163 | 2502.7318 | 2439.2473 | 2375.7628 | 2312.2784 | 2248.7939 | 2185.3094 | 2121.8249 | 1156.4875 | 2058.3405 | 1994.856 | 1931.3715 | 1867.887 | 1804.4026 | 1740.9181 | 1677.4336 | 1613.9491 | 1550.4647 | 1486.9802 | 1423.4957 | 1268.1238
WYEastWindCapital_2022 | [11 empty] | 0 | 0 | 3340.3288 | 3148.7946 | 2959.2482 | 2820.5926 | 2701.021 | 2595.7623 | 2519.1297 | 2456.8101 | 2394.4905 | 2332.1709 | 2269.8512 | 2207.5316 | 2145.212 | 2082.8924 | 1135.2675 | 2020.5727 | 1958.2531 | 1895.9335 | 1833.6139 | 1771.2943 | 1708.9746 | 1646.655 | 1584.3354 | 1522.0158 | 1459.6961 | 1277.9807
WYEastWindCapital_2023 | [11 empty] | 0 | 0 | 0 | 3277.8927 | 3089.9386 | 2903.9352 | 2767.8713 | 2650.5346 | 2547.2434 | 2472.0432 | 2410.8884 | 2349.7336 | 2288.5789 | 2227.4241 | 2166.2693 | 2105.1146 | 2043.9598 | 1114.0476 | 1982.805 | 1921.6503 | 1860.4955 | 1799.3407 | 1738.1859 | 1677.0312 | 1615.8764 | 1554.7216 | 1493.5669 | 1287.0265
WYEastWindCapital_2024 | [11 empty] | 0 | 0 | 0 | 0 | 3215.4567 | 3031.0826 | 2848.6221 | 2715.1499 | 2600.0482 | 2498.7245 | 2424.9566 | 2364.9667 | 2304.9768 | 2244.9869 | 2184.997 | 2125.0071 | 2065.0171 | 2005.0272 | 1092.8276 | 1945.0373 | 1885.0474 | 1825.0575 | 1765.0676 | 1705.0776 | 1645.0877 | 1585.0978 | 1525.1079 | 1295.2359
WYEastWindCapital_2025 | [11 empty] | 0 | 0 | 0 | 0 | 0 | 3153.0206 | 2972.2266 | 2793.3091 | 2662.4285 | 2549.5619 | 2450.2056 | 2377.8701 | 2319.045 | 2260.22 | 2201.3949 | 2142.5699 | 2083.7448 | 2024.9197 | 1966.0947 | 1071.6077 | 1907.2696 | 1848.4445 | 1789.6195 | 1730.7944 | 1671.9693 | 1613.1443 | 1554.3192 | 1302.5837
WYEastWindCapital_2026 | [11 empty] | 0 | 0 | 0 | 0 | 0 | 0 | 3090.5846 | 2913.3707 | 2737.996 | 2609.7072 | 2499.0755 | 2401.6867 | 2330.7836 | 2273.1234 | 2215.4631 | 2157.8029 | 2100.1427 | 2042.4825 | 1984.8223 | 1927.1621 | 1050.3877 | 1869.5019 | 1811.8417 | 1754.1815 | 1696.5212 | 1638.861 | 1581.2008 | 1309.0444
WYEastWindCapital_2027 | [11 empty] | 0 | 0 | 0 | 0 | 0 | 0 | 0 | 3028.1485 | 2854.5147 | 2682.683 | 2556.9858 | 2448.5891 | 2353.1677 | 2283.697 | 2227.2017 | 2170.7063 | 2114.211 | 2057.7156 | 2001.2202 | 1944.7249 | 1888.2295 | 1029.1677 | 1831.7342 | 1775.2388 | 1718.7434 | 1662.2481 | 1605.7527 | 1314.5928
WYEastWindCapital_2028 | [11 empty] | 0 | 0 | 0 | 0 | 0 | 0 | 0 | 0 | 2965.7125 | 2795.6587 | 2627.3699 | 2504.2645 | 2398.1027 | 2304.6488 | 2236.6105 | 2181.28 | 2125.9495 | 2070.619 | 2015.2885 | 1959.958 | 1904.6275 | 1849.297 | 1007.9478 | 1793.9665 | 1738.6359 | 1683.3054 | 1627.9749 | 1319.2032
WYEastWindCapital_2029 | [11 empty] | 0 | 0 | 0 | 0 | 0 | 0 | 0 | 0 | 0 | 2903.2764 | 2736.8028 | 2572.0569 | 2451.5431 | 2347.6164 | 2256.1299 | 2189.524 | 2135.3583 | 2081.1927 | 2027.027 | 1972.8613 | 1918.6957 | 1864.53 | 1810.3644 | 986.7278 | 1756.1987 | 1702.0331 | 1647.8674 | 1322.8502
WYEastWindCapital_2030 | [11 empty] | 0 | 0 | 0 | 0 | 0 | 0 | 0 | 0 | 0 | 0 | 2840.8404 | 2677.9468 | 2516.7438 | 2398.8218 | 2297.13 | 2207.611 | 2142.4374 | 2089.4366 | 2036.4358 | 1983.435 | 1930.4342 | 1877.4334 | 1824.4326 | 1771.4318 | 965.5079 | 1718.431 | 1665.4302 | 1325.5084
WYEastWindCapital_2031 | [11 empty] | 0 | 0 | 0 | 0 | 0 | 0 | 0 | 0 | 0 | 0 | 0 | 2810.1559 | 2649.0218 | 2489.56 | 2372.9116 | 2272.3183 | 2183.7662 | 2119.2966 | 2066.8682 | 2014.4399 | 1962.0116 | 1909.5833 | 1857.1549 | 1804.7266 | 1752.2983 | 955.0793 | 1699.8699 | 1342.319
WYEastWindCapital_2032 | [11 empty] | 0 | 0 | 0 | 0 | 0 | 0 | 0 | 0 | 0 | 0 | 0 | 0 | 2779.4247 | 2620.0527 | 2462.3348 | 2346.962 | 2247.4687 | 2159.885 | 2096.1204 | 2044.2655 | 1992.4105 | 1940.5555 | 1888.7005 | 1836.8455 | 1784.9905 | 1733.1356 | 944.6347 | 1358.7784
WYEastWindCapital_2033 | [11 empty] | 0 | 0 | 0 | 0 | 0 | 0 | 0 | 0 | 0 | 0 | 0 | 0 | 0 | 2748.6468 | 2591.0396 | 2435.0681 | 2320.973 | 2222.5814 | 2135.9675 | 2072.909 | 2021.6283 | 1970.3475 | 1919.0667 | 1867.786 | 1816.5052 | 1765.2244 | 1713.9437 | 1309.2827
WYEastWindCapital_2034 | [11 empty] | 0 | 0 | 0 | 0 | 0 | 0 | 0 | 0 | 0 | 0 | 0 | 0 | 0 | 0 | 2717.822 | 2561.9823 | 2407.76 | 2294.9444 | 2197.6562 | 2112.0137 | 2049.6624 | 1998.9567 | 1948.251 | 1897.5453 | 1846.8397 | 1796.134 | 1745.4283 | 1326.8714
WYEastWindCapital_2035 | [11 empty] | 0 | 0 | 0 | 0 | 0 | 0 | 0 | 0 | 0 | 0 | 0 | 0 | 0 | 0 | 0 | 2686.9505 | 2532.8809 | 2380.4105 | 2268.8763 | 2172.6932 | 2088.0235 | 2026.3804 | 1976.2507 | 1926.121 | 1875.9913 | 1825.8616 | 1775.7318 | 1343.9085
WYEastWindCapital_2036 | [11 empty] | 0 | 0 | 0 | 0 | 0 | 0 | 0 | 0 | 0 | 0 | 0 | 0 | 0 | 0 | 0 | 0 | 2656.0322 | 2503.7355 | 2353.0195 | 2242.7687 | 2147.6924 | 2063.9969 | 2003.0632 | 1953.5103 | 1903.9574 | 1854.4045 | 1804.8517 | 1360.4038
WYEastWindCapital_2037 | [11 empty] | 0 | 0 | 0 | 0 | 0 | 0 | 0 | 0 | 0 | 0 | 0 | 0 | 0 | 0 | 0 | 0 | 0 | 2625.0671 | 2474.546 | 2325.587 | 2216.6216 | 2122.6537 | 2039.934 | 1979.7107 | 1930.7355 | 1881.7603 | 1832.7852 | 1376.3619
WYEastWindCapital_2038 | [11 empty] | 0 | 0 | 0 | 0 | 0 | 0 | 0 | 0 | 0 | 0 | 0 | 0 | 0 | 0 | 0 | 0 | 0 | 0 | 2594.0553 | 2445.3123 | 2298.1132 | 2190.435 | 2097.5773 | 2015.8348 | 1956.3229 | 1907.9263 | 1859.5297 | 1391.7837
WYEastWindCapital_2039 | [11 empty] | 0 | 0 | 0 | 0 | 0 | 0 | 0 | 0 | 0 | 0 | 0 | 0 | 0 | 0 | 0 | 0 | 0 | 0 | 0 | 2562.9967 | 2416.0346 | 2270.5979 | 2164.209 | 2072.463 | 1991.6992 | 1932.8999 | 1885.0827 | 1406.6669
WYEastWindCapital_2040 | [11 empty] | 0 | 0 | 0 | 0 | 0 | 0 | 0 | 0 | 0 | 0 | 0 | 0 | 0 | 0 | 0 | 0 | 0 | 0 | 0 | 0 | 2531.8913 | 2386.7128 | 2243.0411 | 2137.9434 | 2047.3109 | 1967.5273 | 1909.4416 | 1421.0073
WYEastWindCapital_2041 | [11 empty] | 0 | 0 | 0 | 0 | 0 | 0 | 0 | 0 | 0 | 0 | 0 | 0 | 0 | 0 | 0 | 0 | 0 | 0 | 0 | 0 | 0 | 2500.7391 | 2357.3469 | 2215.443 | 2111.6383 | 2022.121 | 1943.319 | 1434.7985
WYEastWindCapital_2042 | [11 empty] | 0 | 0 | 0 | 0 | 0 | 0 | 0 | 0 | 0 | 0 | 0 | 0 | 0 | 0 | 0 | 0 | 0 | 0 | 0 | 0 | 0 | 0 | 2469.5402 | 2327.9369 | 2187.8033 | 2085.2938 | 1996.8932 | 1448.7031
WYEastWindCapital_2043 | [11 empty] | 0 | 0 | 0 | 0 | 0 | 0 | 0 | 0 | 0 | 0 | 0 | 0 | 0 | 0 | 0 | 0 | 0 | 0 | 0 | 0 | 0 | 0 | 0 | 2438.2945 | 2298.4828 | 2160.1223 | 2058.9097 | 1463.912
WYEastWindCapital_2044 | [11 empty] | 0 | 0 | 0 | 0 | 0 | 0 | 0 | 0 | 0 | 0 | 0 | 0 | 0 | 0 | 0 | 0 | 0 | 0 | 0 | 0 | 0 | 0 | 0 | 0 | 2407.002 | 2268.9847 | 2132.3998 | 1480.7806
WYEastWindCapital_2045 | [11 empty] | 0 | 0 | 0 | 0 | 0 | 0 | 0 | 0 | 0 | 0 | 0 | 0 | 0 | 0 | 0 | 0 | 0 | 0 | 0 | 0 | 0 | 0 | 0 | 0 | 0 | 2375.6627 | 2239.4424 | 1499.7967
WYEastWindCapital_2046 | [11 empty] | 0 | 0 | 0 | 0 | 0 | 0 | 0 | 0 | 0 | 0 | 0 | 0 | 0 | 0 | 0 | 0 | 0 | 0 | 0 | 0 | 0 | 0 | 0 | 0 | 0 | 0 | 2344.2767 | 1522.6613
WYEastWindCapital_2047 | [11 empty] | 0 | 0 | 0 | 0 | 0 | 0 | 0 | 0 | 0 | 0 | 0 | 0 | 0 | 0 | 0 | 0 | 0 | 0 | 0 | 0 | 0 | 0 | 0 | 0 | 0 | 0 | 0 | 1548.8407
WYEastWindFixedTx | [11 empty] | yr_WYEastWindFixedTxAnnual | yr_WYEastWindFixedTxAnnual | yr_WYEastWindFixedTxAnnual | yr_WYEastWindFixedTxAnnual | yr_WYEastWindFixedTxAnnual | yr_WYEastWindFixedTxAnnual | yr_WYEastWindFixedTxAnnual | yr_WYEastWindFixedTxAnnual | yr_WYEastWindFixedTxAnnual | yr_WYEastWindFixedTxAnnual | yr_WYEastWindFixedTxAnnual | yr_WYEastWindFixedTxAnnual | yr_WYEastWindFixedTxAnnual | yr_WYEastWindFixedTxAnnual | yr_WYEastWindFixedTxAnnual | yr_WYEastWindFixedTxAnnual | yr_WYEastWindFixedTxAnnual | yr_WYEastWindFixedTxAnnual | yr_WYEastWindFixedTxAnnual | yr_WYEastWindFixedTxAnnual | yr_WYEastWindFixedTxAnnual | yr_WYEastWindFixedTxAnnual | yr_WYEastWindFixedTxAnnual | yr_WYEastWindFixedTxAnnual | yr_WYEastWindFixedTxAnnual | yr_WYEastWindFixedTxAnnual | yr_WYEastWindFixedTxAnnual | yr_WYEastWindFixedTxAnnual
WYEastWindFixedTxAnnual | [11 empty] | 3642.5995 | 3663.5667 | 3684.6546 | 3705.8638 | 3727.1951 | 3748.6492 | 3770.2268 | 3791.9286 | 3813.7553 | 3835.7076 | 3857.7863 | 3879.9921 | 3902.3258 | 3924.7879 | 3947.3794 | 3970.1009 | 3992.9532 | 4015.937 | 4039.0531 | 4062.3023 | 4085.6853 | 4109.2029 | 4132.8559 | 4156.645 | 4180.5711 | 4204.6348 | 4228.8371 | 4253.1787
WYWestWindCapital | [11 empty] | yr_WYWestWindCapital_2020 | yr_WYWestWindCapital_2021 | yr_WYWestWindCapital_2022 | yr_WYWestWindCapital_2023 | yr_WYWestWindCapital_2024 | yr_WYWestWindCapital_2025 | yr_WYWestWindCapital_2026 | yr_WYWestWindCapital_2027 | yr_WYWestWindCapital_2028 | yr_WYWestWindCapital_2029 | yr_WYWestWindCapital_2030 | yr_WYWestWindCapital_2031 | yr_WYWestWindCapital_2032 | yr_WYWestWindCapital_2033 | yr_WYWestWindCapital_2034 | yr_WYWestWindCapital_2035 | yr_WYWestWindCapital_2036 | yr_WYWestWindCapital_2037 | yr_WYWestWindCapital_2038 | yr_WYWestWindCapital_2039 | yr_WYWestWindCapital_2040 | yr_WYWestWindCapital_2041 | yr_WYWestWindCapital_2042 | yr_WYWestWindCapital_2043 | yr_WYWestWindCapital_2044 | yr_WYWestWindCapital_2045 | yr_WYWestWindCapital_2046 | yr_WYWestWindCapital_2047
WYWestWindCapital_2020 | [11 empty] | 3462.9908 | 3264.4231 | 3067.9164 | 2924.1691 | 2800.2066 | 2691.0827 | 2611.636 | 2547.0279 | 2482.4198 | 2417.8117 | 2353.2036 | 2288.5955 | 2223.9874 | 2159.3794 | 1176.9563 | 2094.7713 | 2030.1632 | 1965.5551 | 1900.947 | 1836.3389 | 1771.7308 | 1707.1227 | 1642.5146 | 1577.9065 | 1513.2984 | 1448.6903 | 1384.0822 | 1256.6789
WYWestWindCapital_2021 | [11 empty] | 0 | 3402.7648 | 3207.6505 | 3014.5613 | 2873.314 | 2751.5073 | 2644.2813 | 2566.2163 | 2502.7318 | 2439.2473 | 2375.7628 | 2312.2784 | 2248.7939 | 2185.3094 | 2121.8249 | 1156.4875 | 2058.3405 | 1994.856 | 1931.3715 | 1867.887 | 1804.4026 | 1740.9181 | 1677.4336 | 1613.9491 | 1550.4647 | 1486.9802 | 1423.4957 | 1268.1238
WYWestWindCapital_2022 | [11 empty] | 0 | 0 | 3340.3288 | 3148.7946 | 2959.2482 | 2820.5926 | 2701.021 | 2595.7623 | 2519.1297 | 2456.8101 | 2394.4905 | 2332.1709 | 2269.8512 | 2207.5316 | 2145.212 | 2082.8924 | 1135.2675 | 2020.5727 | 1958.2531 | 1895.9335 | 1833.6139 | 1771.2943 | 1708.9746 | 1646.655 | 1584.3354 | 1522.0158 | 1459.6961 | 1277.9807
WYWestWindCapital_2023 | [11 empty] | 0 | 0 | 0 | 3277.8927 | 3089.9386 | 2903.9352 | 2767.8713 | 2650.5346 | 2547.2434 | 2472.0432 | 2410.8884 | 2349.7336 | 2288.5789 | 2227.4241 | 2166.2693 | 2105.1146 | 2043.9598 | 1114.0476 | 1982.805 | 1921.6503 | 1860.4955 | 1799.3407 | 1738.1859 | 1677.0312 | 1615.8764 | 1554.7216 | 1493.5669 | 1287.0265
WYWestWindCapital_2024 | [11 empty] | 0 | 0 | 0 | 0 | 3215.4567 | 3031.0826 | 2848.6221 | 2715.1499 | 2600.0482 | 2498.7245 | 2424.9566 | 2364.9667 | 2304.9768 | 2244.9869 | 2184.997 | 2125.0071 | 2065.0171 | 2005.0272 | 1092.8276 | 1945.0373 | 1885.0474 | 1825.0575 | 1765.0676 | 1705.0776 | 1645.0877 | 1585.0978 | 1525.1079 | 1295.2359
WYWestWindCapital_2025 | [11 empty] | 0 | 0 | 0 | 0 | 0 | 3153.0206 | 2972.2266 | 2793.3091 | 2662.4285 | 2549.5619 | 2450.2056 | 2377.8701 | 2319.045 | 2260.22 | 2201.3949 | 2142.5699 | 2083.7448 | 2024.9197 | 1966.0947 | 1071.6077 | 1907.2696 | 1848.4445 | 1789.6195 | 1730.7944 | 1671.9693 | 1613.1443 | 1554.3192 | 1302.5837
WYWestWindCapital_2026 | [11 empty] | 0 | 0 | 0 | 0 | 0 | 0 | 3090.5846 | 2913.3707 | 2737.996 | 2609.7072 | 2499.0755 | 2401.6867 | 2330.7836 | 2273.1234 | 2215.4631 | 2157.8029 | 2100.1427 | 2042.4825 | 1984.8223 | 1927.1621 | 1050.3877 | 1869.5019 | 1811.8417 | 1754.1815 | 1696.5212 | 1638.861 | 1581.2008 | 1309.0444
WYWestWindCapital_2027 | [11 empty] | 0 | 0 | 0 | 0 | 0 | 0 | 0 | 3028.1485 | 2854.5147 | 2682.683 | 2556.9858 | 2448.5891 | 2353.1677 | 2283.697 | 2227.2017 | 2170.7063 | 2114.211 | 2057.7156 | 2001.2202 | 1944.7249 | 1888.2295 | 1029.1677 | 1831.7342 | 1775.2388 | 1718.7434 | 1662.2481 | 1605.7527 | 1314.5928
WYWestWindCapital_2028 | [11 empty] | 0 | 0 | 0 | 0 | 0 | 0 | 0 | 0 | 2965.7125 | 2795.6587 | 2627.3699 | 2504.2645 | 2398.1027 | 2304.6488 | 2236.6105 | 2181.28 | 2125.9495 | 2070.619 | 2015.2885 | 1959.958 | 1904.6275 | 1849.297 | 1007.9478 | 1793.9665 | 1738.6359 | 1683.3054 | 1627.9749 | 1319.2032
WYWestWindCapital_2029 | [11 empty] | 0 | 0 | 0 | 0 | 0 | 0 | 0 | 0 | 0 | 2903.2764 | 2736.8028 | 2572.0569 | 2451.5431 | 2347.6164 | 2256.1299 | 2189.524 | 2135.3583 | 2081.1927 | 2027.027 | 1972.8613 | 1918.6957 | 1864.53 | 1810.3644 | 986.7278 | 1756.1987 | 1702.0331 | 1647.8674 | 1322.8502
WYWestWindCapital_2030 | [11 empty] | 0 | 0 | 0 | 0 | 0 | 0 | 0 | 0 | 0 | 0 | 2840.8404 | 2677.9468 | 2516.7438 | 2398.8218 | 2297.13 | 2207.611 | 2142.4374 | 2089.4366 | 2036.4358 | 1983.435 | 1930.4342 | 1877.4334 | 1824.4326 | 1771.4318 | 965.5079 | 1718.431 | 1665.4302 | 1325.5084
WYWestWindCapital_2031 | [11 empty] | 0 | 0 | 0 | 0 | 0 | 0 | 0 | 0 | 0 | 0 | 0 | 2810.1559 | 2649.0218 | 2489.56 | 2372.9116 | 2272.3183 | 2183.7662 | 2119.2966 | 2066.8682 | 2014.4399 | 1962.0116 | 1909.5833 | 1857.1549 | 1804.7266 | 1752.2983 | 955.0793 | 1699.8699 | 1342.319
WYWestWindCapital_2032 | [11 empty] | 0 | 0 | 0 | 0 | 0 | 0 | 0 | 0 | 0 | 0 | 0 | 0 | 2779.4247 | 2620.0527 | 2462.3348 | 2346.962 | 2247.4687 | 2159.885 | 2096.1204 | 2044.2655 | 1992.4105 | 1940.5555 | 1888.7005 | 1836.8455 | 1784.9905 | 1733.1356 | 944.6347 | 1358.7784
WYWestWindCapital_2033 | [11 empty] | 0 | 0 | 0 | 0 | 0 | 0 | 0 | 0 | 0 | 0 | 0 | 0 | 0 | 2748.6468 | 2591.0396 | 2435.0681 | 2320.973 | 2222.5814 | 2135.9675 | 2072.909 | 2021.6283 | 1970.3475 | 1919.0667 | 1867.786 | 1816.5052 | 1765.2244 | 1713.9437 | 1309.2827
WYWestWindCapital_2034 | [11 empty] | 0 | 0 | 0 | 0 | 0 | 0 | 0 | 0 | 0 | 0 | 0 | 0 | 0 | 0 | 2717.822 | 2561.9823 | 2407.76 | 2294.9444 | 2197.6562 | 2112.0137 | 2049.6624 | 1998.9567 | 1948.251 | 1897.5453 | 1846.8397 | 1796.134 | 1745.4283 | 1326.8714
WYWestWindCapital_2035 | [11 empty] | 0 | 0 | 0 | 0 | 0 | 0 | 0 | 0 | 0 | 0 | 0 | 0 | 0 | 0 | 0 | 2686.9505 | 2532.8809 | 2380.4105 | 2268.8763 | 2172.6932 | 2088.0235 | 2026.3804 | 1976.2507 | 1926.121 | 1875.9913 | 1825.8616 | 1775.7318 | 1343.9085
WYWestWindCapital_2036 | [11 empty] | 0 | 0 | 0 | 0 | 0 | 0 | 0 | 0 | 0 | 0 | 0 | 0 | 0 | 0 | 0 | 0 | 2656.0322 | 2503.7355 | 2353.0195 | 2242.7687 | 2147.6924 | 2063.9969 | 2003.0632 | 1953.5103 | 1903.9574 | 1854.4045 | 1804.8517 | 1360.4038
WYWestWindCapital_2037 | [11 empty] | 0 | 0 | 0 | 0 | 0 | 0 | 0 | 0 | 0 | 0 | 0 | 0 | 0 | 0 | 0 | 0 | 0 | 2625.0671 | 2474.546 | 2325.587 | 2216.6216 | 2122.6537 | 2039.934 | 1979.7107 | 1930.7355 | 1881.7603 | 1832.7852 | 1376.3619
WYWestWindCapital_2038 | [11 empty] | 0 | 0 | 0 | 0 | 0 | 0 | 0 | 0 | 0 | 0 | 0 | 0 | 0 | 0 | 0 | 0 | 0 | 0 | 2594.0553 | 2445.3123 | 2298.1132 | 2190.435 | 2097.5773 | 2015.8348 | 1956.3229 | 1907.9263 | 1859.5297 | 1391.7837
WYWestWindCapital_2039 | [11 empty] | 0 | 0 | 0 | 0 | 0 | 0 | 0 | 0 | 0 | 0 | 0 | 0 | 0 | 0 | 0 | 0 | 0 | 0 | 0 | 2562.9967 | 2416.0346 | 2270.5979 | 2164.209 | 2072.463 | 1991.6992 | 1932.8999 | 1885.0827 | 1406.6669
WYWestWindCapital_2040 | [11 empty] | 0 | 0 | 0 | 0 | 0 | 0 | 0 | 0 | 0 | 0 | 0 | 0 | 0 | 0 | 0 | 0 | 0 | 0 | 0 | 0 | 2531.8913 | 2386.7128 | 2243.0411 | 2137.9434 | 2047.3109 | 1967.5273 | 1909.4416 | 1421.0073
WYWestWindCapital_2041 | [11 empty] | 0 | 0 | 0 | 0 | 0 | 0 | 0 | 0 | 0 | 0 | 0 | 0 | 0 | 0 | 0 | 0 | 0 | 0 | 0 | 0 | 0 | 2500.7391 | 2357.3469 | 2215.443 | 2111.6383 | 2022.121 | 1943.319 | 1434.7985
WYWestWindCapital_2042 | [11 empty] | 0 | 0 | 0 | 0 | 0 | 0 | 0 | 0 | 0 | 0 | 0 | 0 | 0 | 0 | 0 | 0 | 0 | 0 | 0 | 0 | 0 | 0 | 2469.5402 | 2327.9369 | 2187.8033 | 2085.2938 | 1996.8932 | 1448.7031
WYWestWindCapital_2043 | [11 empty] | 0 | 0 | 0 | 0 | 0 | 0 | 0 | 0 | 0 | 0 | 0 | 0 | 0 | 0 | 0 | 0 | 0 | 0 | 0 | 0 | 0 | 0 | 0 | 2438.2945 | 2298.4828 | 2160.1223 | 2058.9097 | 1463.912
WYWestWindCapital_2044 | [11 empty] | 0 | 0 | 0 | 0 | 0 | 0 | 0 | 0 | 0 | 0 | 0 | 0 | 0 | 0 | 0 | 0 | 0 | 0 | 0 | 0 | 0 | 0 | 0 | 0 | 2407.002 | 2268.9847 | 2132.3998 | 1480.7806
WYWestWindCapital_2045 | [11 empty] | 0 | 0 | 0 | 0 | 0 | 0 | 0 | 0 | 0 | 0 | 0 | 0 | 0 | 0 | 0 | 0 | 0 | 0 | 0 | 0 | 0 | 0 | 0 | 0 | 0 | 2375.6627 | 2239.4424 | 1499.7967
WYWestWindCapital_2046 | [11 empty] | 0 | 0 | 0 | 0 | 0 | 0 | 0 | 0 | 0 | 0 | 0 | 0 | 0 | 0 | 0 | 0 | 0 | 0 | 0 | 0 | 0 | 0 | 0 | 0 | 0 | 0 | 2344.2767 | 1522.6613
WYWestWindCapital_2047 | [11 empty] | 0 | 0 | 0 | 0 | 0 | 0 | 0 | 0 | 0 | 0 | 0 | 0 | 0 | 0 | 0 | 0 | 0 | 0 | 0 | 0 | 0 | 0 | 0 | 0 | 0 | 0 | 0 | 1548.8407
WYWestWindFixedTx | [11 empty] | yr_WYWestWindFixedTxAnnual | yr_WYWestWindFixedTxAnnual | yr_WYWestWindFixedTxAnnual | yr_WYWestWindFixedTxAnnual | yr_WYWestWindFixedTxAnnual | yr_WYWestWindFixedTxAnnual | yr_WYWestWindFixedTxAnnual | yr_WYWestWindFixedTxAnnual | yr_WYWestWindFixedTxAnnual | yr_WYWestWindFixedTxAnnual | yr_WYWestWindFixedTxAnnual | yr_WYWestWindFixedTxAnnual | yr_WYWestWindFixedTxAnnual | yr_WYWestWindFixedTxAnnual | yr_WYWestWindFixedTxAnnual | yr_WYWestWindFixedTxAnnual | yr_WYWestWindFixedTxAnnual | yr_WYWestWindFixedTxAnnual | yr_WYWestWindFixedTxAnnual | yr_WYWestWindFixedTxAnnual | yr_WYWestWindFixedTxAnnual | yr_WYWestWindFixedTxAnnual | yr_WYWestWindFixedTxAnnual | yr_WYWestWindFixedTxAnnual | yr_WYWestWindFixedTxAnnual | yr_WYWestWindFixedTxAnnual | yr_WYWestWindFixedTxAnnual | yr_WYWestWindFixedTxAnnual
WYWestWindFixedTxAnnual | [11 empty] | 3325.2232 | 3344.3635 | 3363.614 | 3382.9752 | 3402.448 | 3422.0328 | 3441.7304 | 3461.5413 | 3481.4663 | 3501.5059 | 3521.6609 | 3541.932 | 3562.3197 | 3582.8247 | 3603.4478 | 3624.1896 | 3645.0508 | 3666.0321 | 3687.1341 | 3708.3576 | 3729.7033 | 3751.1718 | 3772.7639 | 3794.4803 | 3816.3217 | 3838.2888 | 3860.3824 | 3882.6031
IDWindCapital | [11 empty] | yr_IDWindCapital_2020 | yr_IDWindCapital_2021 | yr_IDWindCapital_2022 | yr_IDWindCapital_2023 | yr_IDWindCapital_2024 | yr_IDWindCapital_2025 | yr_IDWindCapital_2026 | yr_IDWindCapital_2027 | yr_IDWindCapital_2028 | yr_IDWindCapital_2029 | yr_IDWindCapital_2030 | yr_IDWindCapital_2031 | yr_IDWindCapital_2032 | yr_IDWindCapital_2033 | yr_IDWindCapital_2034 | yr_IDWindCapital_2035 | yr_IDWindCapital_2036 | yr_IDWindCapital_2037 | yr_IDWindCapital_2038 | yr_IDWindCapital_2039 | yr_IDWindCapital_2040 | yr_IDWindCapital_2041 | yr_IDWindCapital_2042 | yr_IDWindCapital_2043 | yr_IDWindCapital_2044 | yr_IDWindCapital_2045 | yr_IDWindCapital_2046 | yr_IDWindCapital_2047
IDWindCapital_2020 | [11 empty] | 3462.9908 | 3264.4231 | 3067.9164 | 2924.1691 | 2800.2066 | 2691.0827 | 2611.636 | 2547.0279 | 2482.4198 | 2417.8117 | 2353.2036 | 2288.5955 | 2223.9874 | 2159.3794 | 1176.9563 | 2094.7713 | 2030.1632 | 1965.5551 | 1900.947 | 1836.3389 | 1771.7308 | 1707.1227 | 1642.5146 | 1577.9065 | 1513.2984 | 1448.6903 | 1384.0822 | 1256.6789
IDWindCapital_2021 | [11 empty] | 0 | 3402.7648 | 3207.6505 | 3014.5613 | 2873.314 | 2751.5073 | 2644.2813 | 2566.2163 | 2502.7318 | 2439.2473 | 2375.7628 | 2312.2784 | 2248.7939 | 2185.3094 | 2121.8249 | 1156.4875 | 2058.3405 | 1994.856 | 1931.3715 | 1867.887 | 1804.4026 | 1740.9181 | 1677.4336 | 1613.9491 | 1550.4647 | 1486.9802 | 1423.4957 | 1268.1238
IDWindCapital_2022 | [11 empty] | 0 | 0 | 3340.3288 | 3148.7946 | 2959.2482 | 2820.5926 | 2701.021 | 2595.7623 | 2519.1297 | 2456.8101 | 2394.4905 | 2332.1709 | 2269.8512 | 2207.5316 | 2145.212 | 2082.8924 | 1135.2675 | 2020.5727 | 1958.2531 | 1895.9335 | 1833.6139 | 1771.2943 | 1708.9746 | 1646.655 | 1584.3354 | 1522.0158 | 1459.6961 | 1277.9807
IDWindCapital_2023 | [11 empty] | 0 | 0 | 0 | 3277.8927 | 3089.9386 | 2903.9352 | 2767.8713 | 2650.5346 | 2547.2434 | 2472.0432 | 2410.8884 | 2349.7336 | 2288.5789 | 2227.4241 | 2166.2693 | 2105.1146 | 2043.9598 | 1114.0476 | 1982.805 | 1921.6503 | 1860.4955 | 1799.3407 | 1738.1859 | 1677.0312 | 1615.8764 | 1554.7216 | 1493.5669 | 1287.0265
IDWindCapital_2024 | [11 empty] | 0 | 0 | 0 | 0 | 3215.4567 | 3031.0826 | 2848.6221 | 2715.1499 | 2600.0482 | 2498.7245 | 2424.9566 | 2364.9667 | 2304.9768 | 2244.9869 | 2184.997 | 2125.0071 | 2065.0171 | 2005.0272 | 1092.8276 | 1945.0373 | 1885.0474 | 1825.0575 | 1765.0676 | 1705.0776 | 1645.0877 | 1585.0978 | 1525.1079 | 1295.2359
IDWindCapital_2025 | [11 empty] | 0 | 0 | 0 | 0 | 0 | 3153.0206 | 2972.2266 | 2793.3091 | 2662.4285 | 2549.5619 | 2450.2056 | 2377.8701 | 2319.045 | 2260.22 | 2201.3949 | 2142.5699 | 2083.7448 | 2024.9197 | 1966.0947 | 1071.6077 | 1907.2696 | 1848.4445 | 1789.6195 | 1730.7944 | 1671.9693 | 1613.1443 | 1554.3192 | 1302.5837
IDWindCapital_2026 | [11 empty] | 0 | 0 | 0 | 0 | 0 | 0 | 3090.5846 | 2913.3707 | 2737.996 | 2609.7072 | 2499.0755 | 2401.6867 | 2330.7836 | 2273.1234 | 2215.4631 | 2157.8029 | 2100.1427 | 2042.4825 | 1984.8223 | 1927.1621 | 1050.3877 | 1869.5019 | 1811.8417 | 1754.1815 | 1696.5212 | 1638.861 | 1581.2008 | 1309.0444
IDWindCapital_2027 | [11 empty] | 0 | 0 | 0 | 0 | 0 | 0 | 0 | 3028.1485 | 2854.5147 | 2682.683 | 2556.9858 | 2448.5891 | 2353.1677 | 2283.697 | 2227.2017 | 2170.7063 | 2114.211 | 2057.7156 | 2001.2202 | 1944.7249 | 1888.2295 | 1029.1677 | 1831.7342 | 1775.2388 | 1718.7434 | 1662.2481 | 1605.7527 | 1314.5928
IDWindCapital_2028 | [11 empty] | 0 | 0 | 0 | 0 | 0 | 0 | 0 | 0 | 2965.7125 | 2795.6587 | 2627.3699 | 2504.2645 | 2398.1027 | 2304.6488 | 2236.6105 | 2181.28 | 2125.9495 | 2070.619 | 2015.2885 | 1959.958 | 1904.6275 | 1849.297 | 1007.9478 | 1793.9665 | 1738.6359 | 1683.3054 | 1627.9749 | 1319.2032
IDWindCapital_2029 | [11 empty] | 0 | 0 | 0 | 0 | 0 | 0 | 0 | 0 | 0 | 2903.2764 | 2736.8028 | 2572.0569 | 2451.5431 | 2347.6164 | 2256.1299 | 2189.524 | 2135.3583 | 2081.1927 | 2027.027 | 1972.8613 | 1918.6957 | 1864.53 | 1810.3644 | 986.7278 | 1756.1987 | 1702.0331 | 1647.8674 | 1322.8502
IDWindCapital_2030 | [11 empty] | 0 | 0 | 0 | 0 | 0 | 0 | 0 | 0 | 0 | 0 | 2840.8404 | 2677.9468 | 2516.7438 | 2398.8218 | 2297.13 | 2207.611 | 2142.4374 | 2089.4366 | 2036.4358 | 1983.435 | 1930.4342 | 1877.4334 | 1824.4326 | 1771.4318 | 965.5079 | 1718.431 | 1665.4302 | 1325.5084
IDWindCapital_2031 | [11 empty] | 0 | 0 | 0 | 0 | 0 | 0 | 0 | 0 | 0 | 0 | 0 | 2810.1559 | 2649.0218 | 2489.56 | 2372.9116 | 2272.3183 | 2183.7662 | 2119.2966 | 2066.8682 | 2014.4399 | 1962.0116 | 1909.5833 | 1857.1549 | 1804.7266 | 1752.2983 | 955.0793 | 1699.8699 | 1342.319
IDWindCapital_2032 | [11 empty] | 0 | 0 | 0 | 0 | 0 | 0 | 0 | 0 | 0 | 0 | 0 | 0 | 2779.4247 | 2620.0527 | 2462.3348 | 2346.962 | 2247.4687 | 2159.885 | 2096.1204 | 2044.2655 | 1992.4105 | 1940.5555 | 1888.7005 | 1836.8455 | 1784.9905 | 1733.1356 | 944.6347 | 1358.7784
IDWindCapital_2033 | [11 empty] | 0 | 0 | 0 | 0 | 0 | 0 | 0 | 0 | 0 | 0 | 0 | 0 | 0 | 2748.6468 | 2591.0396 | 2435.0681 | 2320.973 | 2222.5814 | 2135.9675 | 2072.909 | 2021.6283 | 1970.3475 | 1919.0667 | 1867.786 | 1816.5052 | 1765.2244 | 1713.9437 | 1309.2827
IDWindCapital_2034 | [11 empty] | 0 | 0 | 0 | 0 | 0 | 0 | 0 | 0 | 0 | 0 | 0 | 0 | 0 | 0 | 2717.822 | 2561.9823 | 2407.76 | 2294.9444 | 2197.6562 | 2112.0137 | 2049.6624 | 1998.9567 | 1948.251 | 1897.5453 | 1846.8397 | 1796.134 | 1745.4283 | 1326.8714
IDWindCapital_2035 | [11 empty] | 0 | 0 | 0 | 0 | 0 | 0 | 0 | 0 | 0 | 0 | 0 | 0 | 0 | 0 | 0 | 2686.9505 | 2532.8809 | 2380.4105 | 2268.8763 | 2172.6932 | 2088.0235 | 2026.3804 | 1976.2507 | 1926.121 | 1875.9913 | 1825.8616 | 1775.7318 | 1343.9085
IDWindCapital_2036 | [11 empty] | 0 | 0 | 0 | 0 | 0 | 0 | 0 | 0 | 0 | 0 | 0 | 0 | 0 | 0 | 0 | 0 | 2656.0322 | 2503.7355 | 2353.0195 | 2242.7687 | 2147.6924 | 2063.9969 | 2003.0632 | 1953.5103 | 1903.9574 | 1854.4045 | 1804.8517 | 1360.4038
IDWindCapital_2037 | [11 empty] | 0 | 0 | 0 | 0 | 0 | 0 | 0 | 0 | 0 | 0 | 0 | 0 | 0 | 0 | 0 | 0 | 0 | 2625.0671 | 2474.546 | 2325.587 | 2216.6216 | 2122.6537 | 2039.934 | 1979.7107 | 1930.7355 | 1881.7603 | 1832.7852 | 1376.3619
IDWindCapital_2038 | [11 empty] | 0 | 0 | 0 | 0 | 0 | 0 | 0 | 0 | 0 | 0 | 0 | 0 | 0 | 0 | 0 | 0 | 0 | 0 | 2594.0553 | 2445.3123 | 2298.1132 | 2190.435 | 2097.5773 | 2015.8348 | 1956.3229 | 1907.9263 | 1859.5297 | 1391.7837
IDWindCapital_2039 | [11 empty] | 0 | 0 | 0 | 0 | 0 | 0 | 0 | 0 | 0 | 0 | 0 | 0 | 0 | 0 | 0 | 0 | 0 | 0 | 0 | 2562.9967 | 2416.0346 | 2270.5979 | 2164.209 | 2072.463 | 1991.6992 | 1932.8999 | 1885.0827 | 1406.6669
IDWindCapital_2040 | [11 empty] | 0 | 0 | 0 | 0 | 0 | 0 | 0 | 0 | 0 | 0 | 0 | 0 | 0 | 0 | 0 | 0 | 0 | 0 | 0 | 0 | 2531.8913 | 2386.7128 | 2243.0411 | 2137.9434 | 2047.3109 | 1967.5273 | 1909.4416 | 1421.0073
IDWindCapital_2041 | [11 empty] | 0 | 0 | 0 | 0 | 0 | 0 | 0 | 0 | 0 | 0 | 0 | 0 | 0 | 0 | 0 | 0 | 0 | 0 | 0 | 0 | 0 | 2500.7391 | 2357.3469 | 2215.443 | 2111.6383 | 2022.121 | 1943.319 | 1434.7985
IDWindCapital_2042 | [11 empty] | 0 | 0 | 0 | 0 | 0 | 0 | 0 | 0 | 0 | 0 | 0 | 0 | 0 | 0 | 0 | 0 | 0 | 0 | 0 | 0 | 0 | 0 | 2469.5402 | 2327.9369 | 2187.8033 | 2085.2938 | 1996.8932 | 1448.7031
IDWindCapital_2043 | [11 empty] | 0 | 0 | 0 | 0 | 0 | 0 | 0 | 0 | 0 | 0 | 0 | 0 | 0 | 0 | 0 | 0 | 0 | 0 | 0 | 0 | 0 | 0 | 0 | 2438.2945 | 2298.4828 | 2160.1223 | 2058.9097 | 1463.912
IDWindCapital_2044 | [11 empty] | 0 | 0 | 0 | 0 | 0 | 0 | 0 | 0 | 0 | 0 | 0 | 0 | 0 | 0 | 0 | 0 | 0 | 0 | 0 | 0 | 0 | 0 | 0 | 0 | 2407.002 | 2268.9847 | 2132.3998 | 1480.7806
IDWindCapital_2045 | [11 empty] | 0 | 0 | 0 | 0 | 0 | 0 | 0 | 0 | 0 | 0 | 0 | 0 | 0 | 0 | 0 | 0 | 0 | 0 | 0 | 0 | 0 | 0 | 0 | 0 | 0 | 2375.6627 | 2239.4424 | 1499.7967
IDWindCapital_2046 | [11 empty] | 0 | 0 | 0 | 0 | 0 | 0 | 0 | 0 | 0 | 0 | 0 | 0 | 0 | 0 | 0 | 0 | 0 | 0 | 0 | 0 | 0 | 0 | 0 | 0 | 0 | 0 | 2344.2767 | 1522.6613
IDWindCapital_2047 | [11 empty] | 0 | 0 | 0 | 0 | 0 | 0 | 0 | 0 | 0 | 0 | 0 | 0 | 0 | 0 | 0 | 0 | 0 | 0 | 0 | 0 | 0 | 0 | 0 | 0 | 0 | 0 | 0 | 1548.8407
IDWindFixedTx | [11 empty] | yr_IDWindFixedTxAnnual | yr_IDWindFixedTxAnnual | yr_IDWindFixedTxAnnual | yr_IDWindFixedTxAnnual | yr_IDWindFixedTxAnnual | yr_IDWindFixedTxAnnual | yr_IDWindFixedTxAnnual | yr_IDWindFixedTxAnnual | yr_IDWindFixedTxAnnual | yr_IDWindFixedTxAnnual | yr_IDWindFixedTxAnnual | yr_IDWindFixedTxAnnual | yr_IDWindFixedTxAnnual | yr_IDWindFixedTxAnnual | yr_IDWindFixedTxAnnual | yr_IDWindFixedTxAnnual | yr_IDWindFixedTxAnnual | yr_IDWindFixedTxAnnual | yr_IDWindFixedTxAnnual | yr_IDWindFixedTxAnnual | yr_IDWindFixedTxAnnual | yr_IDWindFixedTxAnnual | yr_IDWindFixedTxAnnual | yr_IDWindFixedTxAnnual | yr_IDWindFixedTxAnnual | yr_IDWindFixedTxAnnual | yr_IDWindFixedTxAnnual | yr_IDWindFixedTxAnnual
IDWindFixedTxAnnual | [11 empty] | 2488.5036 | 2502.8277 | 2517.2342 | 2531.7236 | 2546.2965 | 2560.9532 | 2575.6943 | 2590.5203 | 2605.4315 | 2620.4287 | 2635.5121 | 2650.6824 | 2665.94 | 2681.2854 | 2696.7191 | 2712.2417 | 2727.8536 | 2743.5554 | 2759.3476 | 2775.2307 | 2791.2052 | 2807.2716 | 2823.4305 | 2839.6825 | 2856.028 | 2872.4675 | 2889.0017 | 2905.6311
WYWestSolarCapital | [11 empty] | yr_WYWestSolarCapital_2020 | yr_WYWestSolarCapital_2021 | yr_WYWestSolarCapital_2022 | yr_WYWestSolarCapital_2023 | yr_WYWestSolarCapital_2024 | yr_WYWestSolarCapital_2025 | yr_WYWestSolarCapital_2026 | yr_WYWestSolarCapital_2027 | yr_WYWestSolarCapital_2028 | yr_WYWestSolarCapital_2029 | yr_WYWestSolarCapital_2030 | yr_WYWestSolarCapital_2031 | yr_WYWestSolarCapital_2032 | yr_WYWestSolarCapital_2033 | yr_WYWestSolarCapital_2034 | yr_WYWestSolarCapital_2035 | yr_WYWestSolarCapital_2036 | yr_WYWestSolarCapital_2037 | yr_WYWestSolarCapital_2038 | yr_WYWestSolarCapital_2039 | yr_WYWestSolarCapital_2040 | yr_WYWestSolarCapital_2041 | yr_WYWestSolarCapital_2042 | yr_WYWestSolarCapital_2043 | yr_WYWestSolarCapital_2044 | yr_WYWestSolarCapital_2045 | yr_WYWestSolarCapital_2046 | yr_WYWestSolarCapital_2047
WYWestSolarCapital_2020 | [11 empty] | 2715.9956 | 2548.0676 | 2381.7645 | 2257.0566 | 2147.947 | 2050.5361 | 1976.5225 | 1914.2075 | 1851.8926 | 1789.5777 | 1727.2627 | 1664.9478 | 1602.6328 | 1540.3179 | 1478.003 | 1415.688 | 1353.3731 | 1291.0582 | 1228.7432 | 1166.4283 | 1121.1807 | 1093.0006 | 1064.8204 | 1036.6403 | 1008.4601 | 980.28 | 952.0998 | 896.5302
WYWestSolarCapital_2021 | [11 empty] | 0 | 2665.873 | 2501.0441 | 2337.81 | 2215.4036 | 2108.3075 | 2012.6943 | 1940.0465 | 1878.8816 | 1817.7167 | 1756.5517 | 1695.3868 | 1634.2218 | 1573.0569 | 1511.892 | 1450.727 | 1389.5621 | 1328.3972 | 1267.2322 | 1206.0673 | 1144.9023 | 1100.4898 | 1072.8297 | 1045.1696 | 1017.5095 | 989.8494 | 962.1893 | 894.494
WYWestSolarCapital_2022 | [11 empty] | 0 | 0 | 2611.758 | 2450.275 | 2290.3545 | 2170.4328 | 2065.5107 | 1971.8383 | 1900.6653 | 1840.7419 | 1780.8186 | 1720.8952 | 1660.9719 | 1601.0485 | 1541.1252 | 1481.2019 | 1421.2785 | 1361.3552 | 1301.4318 | 1241.5085 | 1181.5851 | 1121.6618 | 1078.1508 | 1051.0522 | 1023.9536 | 996.8549 | 969.7563 | 890.7404
WYWestSolarCapital_2023 | [11 empty] | 0 | 0 | 0 | 2557.6431 | 2399.506 | 2242.8989 | 2125.462 | 2022.7139 | 1930.9823 | 1861.284 | 1802.6022 | 1743.9205 | 1685.2387 | 1626.557 | 1567.8752 | 1509.1935 | 1450.5117 | 1391.83 | 1333.1482 | 1274.4665 | 1215.7848 | 1157.103 | 1098.4213 | 1055.8118 | 1029.2747 | 1002.7375 | 976.2004 | 886.5754
WYWestSolarCapital_2024 | [11 empty] | 0 | 0 | 0 | 0 | 2564.489 | 2407.7008 | 2252.4456 | 2136.4339 | 2035.1384 | 1944.8802 | 1876.6965 | 1819.55 | 1762.4036 | 1705.2571 | 1648.1106 | 1590.9641 | 1533.8176 | 1476.6712 | 1419.5247 | 1362.3782 | 1305.2317 | 1248.0852 | 1190.9387 | 1133.7923 | 1090.2804 | 1060.4031 | 1030.5258 | 916.0408
WYWestSolarCapital_2025 | [11 empty] | 0 | 0 | 0 | 0 | 0 | 2568.6996 | 2413.3467 | 2259.528 | 2144.9873 | 2045.1757 | 1956.4111 | 1889.7403 | 1834.1164 | 1778.4925 | 1722.8686 | 1667.2446 | 1611.6207 | 1555.9968 | 1500.3729 | 1444.749 | 1389.1251 | 1333.5012 | 1277.8772 | 1222.2533 | 1166.6294 | 1122.2931 | 1089.2444 | 947.816
WYWestSolarCapital_2026 | [11 empty] | 0 | 0 | 0 | 0 | 0 | 0 | 2808.3326 | 2643.5566 | 2480.4545 | 2360.2046 | 2256.0241 | 2163.8959 | 2095.8719 | 2039.9001 | 1983.9283 | 1927.9565 | 1871.9847 | 1816.0129 | 1760.0411 | 1704.0692 | 1648.0974 | 1592.1256 | 1536.1538 | 1480.182 | 1424.2102 | 1368.2384 | 1312.2666 | 2132.7887
WYWestSolarCapital_2027 | [11 empty] | 0 | 0 | 0 | 0 | 0 | 0 | 0 | 2747.6291 | 2586.4149 | 2426.8383 | 2309.1876 | 2207.2591 | 2117.1222 | 2050.5686 | 1995.8067 | 1941.0447 | 1886.2828 | 1831.5208 | 1776.7589 | 1721.9969 | 1667.235 | 1612.473 | 1557.7111 | 1502.9491 | 1448.1872 | 1393.4252 | 1338.6633 | 1178.985
WYWestSolarCapital_2028 | [11 empty] | 0 | 0 | 0 | 0 | 0 | 0 | 0 | 0 | 2686.9257 | 2529.2731 | 2373.2221 | 2258.1707 | 2158.4941 | 2070.3486 | 2005.2654 | 1951.7133 | 1898.1612 | 1844.6091 | 1791.057 | 1737.5049 | 1683.9528 | 1630.4007 | 1576.8486 | 1523.2965 | 1469.7444 | 1416.1923 | 1362.6402 | 1309.0882
WYWestSolarCapital_2029 | [11 empty] | 0 | 0 | 0 | 0 | 0 | 0 | 0 | 0 | 0 | 2626.2223 | 2472.1314 | 2319.6059 | 2207.1538 | 2109.7291 | 2023.575 | 1959.9621 | 1907.6199 | 1855.2777 | 1802.9354 | 1750.5932 | 1698.2509 | 1645.9087 | 1593.5665 | 1541.2242 | 1488.882 | 1436.5397 | 1384.1975 | 1306.235
WYWestSolarCapital_2030 | [11 empty] | 0 | 0 | 0 | 0 | 0 | 0 | 0 | 0 | 0 | 0 | 2565.5188 | 2414.9897 | 2265.9897 | 2156.1368 | 2060.964 | 1976.8013 | 1914.6589 | 1863.5265 | 1812.3941 | 1761.2617 | 1710.1293 | 1658.997 | 1607.8646 | 1556.7322 | 1505.5998 | 1454.4674 | 1403.3351 | 1302.505
WYWestSolarCapital_2031 | [11 empty] | 0 | 0 | 0 | 0 | 0 | 0 | 0 | 0 | 0 | 0 | 0 | 2504.8154 | 2357.848 | 2212.3735 | 2105.1199 | 2012.199 | 1930.0277 | 1869.3556 | 1819.4331 | 1769.5106 | 1719.588 | 1669.6655 | 1619.743 | 1569.8205 | 1519.8979 | 1469.9754 | 1420.0529 | 1297.8725
WYWestSolarCapital_2032 | [11 empty] | 0 | 0 | 0 | 0 | 0 | 0 | 0 | 0 | 0 | 0 | 0 | 0 | 2444.112 | 2300.7062 | 2158.7574 | 2054.1029 | 1963.434 | 1883.2541 | 1824.0523 | 1775.3397 | 1726.627 | 1677.9143 | 1629.2017 | 1580.489 | 1531.7763 | 1483.0637 | 1434.351 | 1292.3116
WYWestSolarCapital_2033 | [11 empty] | 0 | 0 | 0 | 0 | 0 | 0 | 0 | 0 | 0 | 0 | 0 | 0 | 0 | 2417.0153 | 2275.1994 | 2134.8243 | 2031.3301 | 1941.6663 | 1862.3754 | 1803.83 | 1755.6573 | 1707.4847 | 1659.3121 | 1611.1395 | 1562.9669 | 1514.7943 | 1466.6217 | 1303.9264
WYWestSolarCapital_2034 | [11 empty] | 0 | 0 | 0 | 0 | 0 | 0 | 0 | 0 | 0 | 0 | 0 | 0 | 0 | 0 | 2389.9186 | 2249.6926 | 2110.8912 | 2008.5573 | 1919.8987 | 1841.4966 | 1783.6076 | 1735.975 | 1688.3425 | 1640.7099 | 1593.0773 | 1545.4448 | 1497.8122 | 1315.2917
WYWestSolarCapital_2035 | [11 empty] | 0 | 0 | 0 | 0 | 0 | 0 | 0 | 0 | 0 | 0 | 0 | 0 | 0 | 0 | 0 | 2362.8219 | 2224.1858 | 2086.9581 | 1985.7844 | 1898.1311 | 1820.6179 | 1763.3852 | 1716.2927 | 1669.2002 | 1622.1077 | 1575.0152 | 1527.9227 | 1326.3954
WYWestSolarCapital_2036 | [11 empty] | 0 | 0 | 0 | 0 | 0 | 0 | 0 | 0 | 0 | 0 | 0 | 0 | 0 | 0 | 0 | 0 | 2335.7252 | 2198.679 | 2063.025 | 1963.0116 | 1876.3634 | 1799.7392 | 1743.1628 | 1696.6104 | 1650.0579 | 1603.5055 | 1556.953 | 1337.2253
WYWestSolarCapital_2037 | [11 empty] | 0 | 0 | 0 | 0 | 0 | 0 | 0 | 0 | 0 | 0 | 0 | 0 | 0 | 0 | 0 | 0 | 0 | 2308.6285 | 2173.1722 | 2039.0919 | 1940.2387 | 1854.5958 | 1778.8605 | 1722.9404 | 1676.928 | 1630.9156 | 1584.9032 | 1347.7693
WYWestSolarCapital_2038 | [11 empty] | 0 | 0 | 0 | 0 | 0 | 0 | 0 | 0 | 0 | 0 | 0 | 0 | 0 | 0 | 0 | 0 | 0 | 0 | 2281.5319 | 2147.6654 | 2015.1588 | 1917.4659 | 1832.8281 | 1757.9817 | 1702.718 | 1657.2457 | 1611.7734 | 1358.015
WYWestSolarCapital_2039 | [11 empty] | 0 | 0 | 0 | 0 | 0 | 0 | 0 | 0 | 0 | 0 | 0 | 0 | 0 | 0 | 0 | 0 | 0 | 0 | 0 | 2254.4352 | 2122.1585 | 1991.2257 | 1894.693 | 1811.0605 | 1737.103 | 1682.4957 | 1637.5634 | 1367.9503
WYWestSolarCapital_2040 | [11 empty] | 0 | 0 | 0 | 0 | 0 | 0 | 0 | 0 | 0 | 0 | 0 | 0 | 0 | 0 | 0 | 0 | 0 | 0 | 0 | 0 | 2227.3385 | 2096.6517 | 1967.2926 | 1871.9202 | 1789.2929 | 1716.2243 | 1662.2733 | 1377.5627
WYWestSolarCapital_2041 | [11 empty] | 0 | 0 | 0 | 0 | 0 | 0 | 0 | 0 | 0 | 0 | 0 | 0 | 0 | 0 | 0 | 0 | 0 | 0 | 0 | 0 | 0 | 2200.2418 | 2071.1449 | 1943.3595 | 1849.1474 | 1767.5252 | 1695.3456 | 1386.8397
WYWestSolarCapital_2042 | [11 empty] | 0 | 0 | 0 | 0 | 0 | 0 | 0 | 0 | 0 | 0 | 0 | 0 | 0 | 0 | 0 | 0 | 0 | 0 | 0 | 0 | 0 | 0 | 2173.1451 | 2045.6381 | 1919.4264 | 1826.3745 | 1745.7576 | 1396.5903
WYWestSolarCapital_2043 | [11 empty] | 0 | 0 | 0 | 0 | 0 | 0 | 0 | 0 | 0 | 0 | 0 | 0 | 0 | 0 | 0 | 0 | 0 | 0 | 0 | 0 | 0 | 0 | 0 | 2149.6517 | 2023.5231 | 1898.6758 | 1806.6299 | 1410.5441
WYWestSolarCapital_2044 | [11 empty] | 0 | 0 | 0 | 0 | 0 | 0 | 0 | 0 | 0 | 0 | 0 | 0 | 0 | 0 | 0 | 0 | 0 | 0 | 0 | 0 | 0 | 0 | 0 | 0 | 2126.1582 | 2001.4081 | 1877.9253 | 1426.7252
WYWestSolarCapital_2045 | [11 empty] | 0 | 0 | 0 | 0 | 0 | 0 | 0 | 0 | 0 | 0 | 0 | 0 | 0 | 0 | 0 | 0 | 0 | 0 | 0 | 0 | 0 | 0 | 0 | 0 | 0 | 2102.6647 | 1979.2931 | 1445.5842
WYWestSolarCapital_2046 | [11 empty] | 0 | 0 | 0 | 0 | 0 | 0 | 0 | 0 | 0 | 0 | 0 | 0 | 0 | 0 | 0 | 0 | 0 | 0 | 0 | 0 | 0 | 0 | 0 | 0 | 0 | 0 | 2079.1713 | 1468.9458
WYWestSolarCapital_2047 | [11 empty] | 0 | 0 | 0 | 0 | 0 | 0 | 0 | 0 | 0 | 0 | 0 | 0 | 0 | 0 | 0 | 0 | 0 | 0 | 0 | 0 | 0 | 0 | 0 | 0 | 0 | 0 | 0 | 1496.0498
WYWestSolarFixedTx | [11 empty] | yr_WYWestSolarFixedTxAnnual | yr_WYWestSolarFixedTxAnnual | yr_WYWestSolarFixedTxAnnual | yr_WYWestSolarFixedTxAnnual | yr_WYWestSolarFixedTxAnnual | yr_WYWestSolarFixedTxAnnual | yr_WYWestSolarFixedTxAnnual | yr_WYWestSolarFixedTxAnnual | yr_WYWestSolarFixedTxAnnual | yr_WYWestSolarFixedTxAnnual | yr_WYWestSolarFixedTxAnnual | yr_WYWestSolarFixedTxAnnual | yr_WYWestSolarFixedTxAnnual | yr_WYWestSolarFixedTxAnnual | yr_WYWestSolarFixedTxAnnual | yr_WYWestSolarFixedTxAnnual | yr_WYWestSolarFixedTxAnnual | yr_WYWestSolarFixedTxAnnual | yr_WYWestSolarFixedTxAnnual | yr_WYWestSolarFixedTxAnnual | yr_WYWestSolarFixedTxAnnual | yr_WYWestSolarFixedTxAnnual | yr_WYWestSolarFixedTxAnnual | yr_WYWestSolarFixedTxAnnual | yr_WYWestSolarFixedTxAnnual | yr_WYWestSolarFixedTxAnnual | yr_WYWestSolarFixedTxAnnual | yr_WYWestSolarFixedTxAnnual
WYWestSolarFixedTxAnnual | [11 empty] | 3279.7664 | 3298.6451 | 3317.6324 | 3336.729 | 3355.9356 | 3375.2527 | 3394.6809 | 3414.2211 | 3433.8736 | 3453.6394 | 3473.5188 | 3493.5128 | 3513.6218 | 3533.8465 | 3554.1877 | 3574.6459 | 3595.2219 | 3615.9164 | 3636.7299 | 3657.6633 | 3678.7172 | 3699.8922 | 3721.1892 | 3742.6087 | 3764.1515 | 3785.8184 | 3807.6099 | 3829.5269
WYAnticlineSolarCapital | [11 empty] | yr_WYAnticlineSolarCapital_2020 | yr_WYAnticlineSolarCapital_2021 | yr_WYAnticlineSolarCapital_2022 | yr_WYAnticlineSolarCapital_2023 | yr_WYAnticlineSolarCapital_2024 | yr_WYAnticlineSolarCapital_2025 | yr_WYAnticlineSolarCapital_2026 | yr_WYAnticlineSolarCapital_2027 | yr_WYAnticlineSolarCapital_2028 | yr_WYAnticlineSolarCapital_2029 | yr_WYAnticlineSolarCapital_2030 | yr_WYAnticlineSolarCapital_2031 | yr_WYAnticlineSolarCapital_2032 | yr_WYAnticlineSolarCapital_2033 | yr_WYAnticlineSolarCapital_2034 | yr_WYAnticlineSolarCapital_2035 | yr_WYAnticlineSolarCapital_2036 | yr_WYAnticlineSolarCapital_2037 | yr_WYAnticlineSolarCapital_2038 | yr_WYAnticlineSolarCapital_2039 | yr_WYAnticlineSolarCapital_2040 | yr_WYAnticlineSolarCapital_2041 | yr_WYAnticlineSolarCapital_2042 | yr_WYAnticlineSolarCapital_2043 | yr_WYAnticlineSolarCapital_2044 | yr_WYAnticlineSolarCapital_2045 | yr_WYAnticlineSolarCapital_2046 | yr_WYAnticlineSolarCapital_2047
WYAnticlineSolarCapital_2020 | [11 empty] | 2715.9956 | 2548.0676 | 2381.7645 | 2257.0566 | 2147.947 | 2050.5361 | 1976.5225 | 1914.2075 | 1851.8926 | 1789.5777 | 1727.2627 | 1664.9478 | 1602.6328 | 1540.3179 | 1478.003 | 1415.688 | 1353.3731 | 1291.0582 | 1228.7432 | 1166.4283 | 1121.1807 | 1093.0006 | 1064.8204 | 1036.6403 | 1008.4601 | 980.28 | 952.0998 | 896.5302
WYAnticlineSolarCapital_2021 | [11 empty] | 0 | 2665.873 | 2501.0441 | 2337.81 | 2215.4036 | 2108.3075 | 2012.6943 | 1940.0465 | 1878.8816 | 1817.7167 | 1756.5517 | 1695.3868 | 1634.2218 | 1573.0569 | 1511.892 | 1450.727 | 1389.5621 | 1328.3972 | 1267.2322 | 1206.0673 | 1144.9023 | 1100.4898 | 1072.8297 | 1045.1696 | 1017.5095 | 989.8494 | 962.1893 | 894.494
WYAnticlineSolarCapital_2022 | [11 empty] | 0 | 0 | 2611.758 | 2450.275 | 2290.3545 | 2170.4328 | 2065.5107 | 1971.8383 | 1900.6653 | 1840.7419 | 1780.8186 | 1720.8952 | 1660.9719 | 1601.0485 | 1541.1252 | 1481.2019 | 1421.2785 | 1361.3552 | 1301.4318 | 1241.5085 | 1181.5851 | 1121.6618 | 1078.1508 | 1051.0522 | 1023.9536 | 996.8549 | 969.7563 | 890.7404
WYAnticlineSolarCapital_2023 | [11 empty] | 0 | 0 | 0 | 2557.6431 | 2399.506 | 2242.8989 | 2125.462 | 2022.7139 | 1930.9823 | 1861.284 | 1802.6022 | 1743.9205 | 1685.2387 | 1626.557 | 1567.8752 | 1509.1935 | 1450.5117 | 1391.83 | 1333.1482 | 1274.4665 | 1215.7848 | 1157.103 | 1098.4213 | 1055.8118 | 1029.2747 | 1002.7375 | 976.2004 | 886.5754
WYAnticlineSolarCapital_2024 | [11 empty] | 0 | 0 | 0 | 0 | 2564.489 | 2407.7008 | 2252.4456 | 2136.4339 | 2035.1384 | 1944.8802 | 1876.6965 | 1819.55 | 1762.4036 | 1705.2571 | 1648.1106 | 1590.9641 | 1533.8176 | 1476.6712 | 1419.5247 | 1362.3782 | 1305.2317 | 1248.0852 | 1190.9387 | 1133.7923 | 1090.2804 | 1060.4031 | 1030.5258 | 916.0408
WYAnticlineSolarCapital_2025 | [11 empty] | 0 | 0 | 0 | 0 | 0 | 2568.6996 | 2413.3467 | 2259.528 | 2144.9873 | 2045.1757 | 1956.4111 | 1889.7403 | 1834.1164 | 1778.4925 | 1722.8686 | 1667.2446 | 1611.6207 | 1555.9968 | 1500.3729 | 1444.749 | 1389.1251 | 1333.5012 | 1277.8772 | 1222.2533 | 1166.6294 | 1122.2931 | 1089.2444 | 947.816
WYAnticlineSolarCapital_2026 | [11 empty] | 0 | 0 | 0 | 0 | 0 | 0 | 2808.3326 | 2643.5566 | 2480.4545 | 2360.2046 | 2256.0241 | 2163.8959 | 2095.8719 | 2039.9001 | 1983.9283 | 1927.9565 | 1871.9847 | 1816.0129 | 1760.0411 | 1704.0692 | 1648.0974 | 1592.1256 | 1536.1538 | 1480.182 | 1424.2102 | 1368.2384 | 1312.2666 | 2132.7887
WYAnticlineSolarCapital_2027 | [11 empty] | 0 | 0 | 0 | 0 | 0 | 0 | 0 | 2747.6291 | 2586.4149 | 2426.8383 | 2309.1876 | 2207.2591 | 2117.1222 | 2050.5686 | 1995.8067 | 1941.0447 | 1886.2828 | 1831.5208 | 1776.7589 | 1721.9969 | 1667.235 | 1612.473 | 1557.7111 | 1502.9491 | 1448.1872 | 1393.4252 | 1338.6633 | 1178.985
WYAnticlineSolarCapital_2028 | [11 empty] | 0 | 0 | 0 | 0 | 0 | 0 | 0 | 0 | 2686.9257 | 2529.2731 | 2373.2221 | 2258.1707 | 2158.4941 | 2070.3486 | 2005.2654 | 1951.7133 | 1898.1612 | 1844.6091 | 1791.057 | 1737.5049 | 1683.9528 | 1630.4007 | 1576.8486 | 1523.2965 | 1469.7444 | 1416.1923 | 1362.6402 | 1309.0882
WYAnticlineSolarCapital_2029 | [11 empty] | 0 | 0 | 0 | 0 | 0 | 0 | 0 | 0 | 0 | 2626.2223 | 2472.1314 | 2319.6059 | 2207.1538 | 2109.7291 | 2023.575 | 1959.9621 | 1907.6199 | 1855.2777 | 1802.9354 | 1750.5932 | 1698.2509 | 1645.9087 | 1593.5665 | 1541.2242 | 1488.882 | 1436.5397 | 1384.1975 | 1306.235
WYAnticlineSolarCapital_2030 | [11 empty] | 0 | 0 | 0 | 0 | 0 | 0 | 0 | 0 | 0 | 0 | 2565.5188 | 2414.9897 | 2265.9897 | 2156.1368 | 2060.964 | 1976.8013 | 1914.6589 | 1863.5265 | 1812.3941 | 1761.2617 | 1710.1293 | 1658.997 | 1607.8646 | 1556.7322 | 1505.5998 | 1454.4674 | 1403.3351 | 1302.505
WYAnticlineSolarCapital_2031 | [11 empty] | 0 | 0 | 0 | 0 | 0 | 0 | 0 | 0 | 0 | 0 | 0 | 2504.8154 | 2357.848 | 2212.3735 | 2105.1199 | 2012.199 | 1930.0277 | 1869.3556 | 1819.4331 | 1769.5106 | 1719.588 | 1669.6655 | 1619.743 | 1569.8205 | 1519.8979 | 1469.9754 | 1420.0529 | 1297.8725
WYAnticlineSolarCapital_2032 | [11 empty] | 0 | 0 | 0 | 0 | 0 | 0 | 0 | 0 | 0 | 0 | 0 | 0 | 2444.112 | 2300.7062 | 2158.7574 | 2054.1029 | 1963.434 | 1883.2541 | 1824.0523 | 1775.3397 | 1726.627 | 1677.9143 | 1629.2017 | 1580.489 | 1531.7763 | 1483.0637 | 1434.351 | 1292.3116
WYAnticlineSolarCapital_2033 | [11 empty] | 0 | 0 | 0 | 0 | 0 | 0 | 0 | 0 | 0 | 0 | 0 | 0 | 0 | 2417.0153 | 2275.1994 | 2134.8243 | 2031.3301 | 1941.6663 | 1862.3754 | 1803.83 | 1755.6573 | 1707.4847 | 1659.3121 | 1611.1395 | 1562.9669 | 1514.7943 | 1466.6217 | 1303.9264
WYAnticlineSolarCapital_2034 | [11 empty] | 0 | 0 | 0 | 0 | 0 | 0 | 0 | 0 | 0 | 0 | 0 | 0 | 0 | 0 | 2389.9186 | 2249.6926 | 2110.8912 | 2008.5573 | 1919.8987 | 1841.4966 | 1783.6076 | 1735.975 | 1688.3425 | 1640.7099 | 1593.0773 | 1545.4448 | 1497.8122 | 1315.2917
WYAnticlineSolarCapital_2035 | [11 empty] | 0 | 0 | 0 | 0 | 0 | 0 | 0 | 0 | 0 | 0 | 0 | 0 | 0 | 0 | 0 | 2362.8219 | 2224.1858 | 2086.9581 | 1985.7844 | 1898.1311 | 1820.6179 | 1763.3852 | 1716.2927 | 1669.2002 | 1622.1077 | 1575.0152 | 1527.9227 | 1326.3954
WYAnticlineSolarCapital_2036 | [11 empty] | 0 | 0 | 0 | 0 | 0 | 0 | 0 | 0 | 0 | 0 | 0 | 0 | 0 | 0 | 0 | 0 | 2335.7252 | 2198.679 | 2063.025 | 1963.0116 | 1876.3634 | 1799.7392 | 1743.1628 | 1696.6104 | 1650.0579 | 1603.5055 | 1556.953 | 1337.2253
WYAnticlineSolarCapital_2037 | [11 empty] | 0 | 0 | 0 | 0 | 0 | 0 | 0 | 0 | 0 | 0 | 0 | 0 | 0 | 0 | 0 | 0 | 0 | 2308.6285 | 2173.1722 | 2039.0919 | 1940.2387 | 1854.5958 | 1778.8605 | 1722.9404 | 1676.928 | 1630.9156 | 1584.9032 | 1347.7693
WYAnticlineSolarCapital_2038 | [11 empty] | 0 | 0 | 0 | 0 | 0 | 0 | 0 | 0 | 0 | 0 | 0 | 0 | 0 | 0 | 0 | 0 | 0 | 0 | 2281.5319 | 2147.6654 | 2015.1588 | 1917.4659 | 1832.8281 | 1757.9817 | 1702.718 | 1657.2457 | 1611.7734 | 1358.015
WYAnticlineSolarCapital_2039 | [11 empty] | 0 | 0 | 0 | 0 | 0 | 0 | 0 | 0 | 0 | 0 | 0 | 0 | 0 | 0 | 0 | 0 | 0 | 0 | 0 | 2254.4352 | 2122.1585 | 1991.2257 | 1894.693 | 1811.0605 | 1737.103 | 1682.4957 | 1637.5634 | 1367.9503
WYAnticlineSolarCapital_2040 | [11 empty] | 0 | 0 | 0 | 0 | 0 | 0 | 0 | 0 | 0 | 0 | 0 | 0 | 0 | 0 | 0 | 0 | 0 | 0 | 0 | 0 | 2227.3385 | 2096.6517 | 1967.2926 | 1871.9202 | 1789.2929 | 1716.2243 | 1662.2733 | 1377.5627
WYAnticlineSolarCapital_2041 | [11 empty] | 0 | 0 | 0 | 0 | 0 | 0 | 0 | 0 | 0 | 0 | 0 | 0 | 0 | 0 | 0 | 0 | 0 | 0 | 0 | 0 | 0 | 2200.2418 | 2071.1449 | 1943.3595 | 1849.1474 | 1767.5252 | 1695.3456 | 1386.8397
WYAnticlineSolarCapital_2042 | [11 empty] | 0 | 0 | 0 | 0 | 0 | 0 | 0 | 0 | 0 | 0 | 0 | 0 | 0 | 0 | 0 | 0 | 0 | 0 | 0 | 0 | 0 | 0 | 2173.1451 | 2045.6381 | 1919.4264 | 1826.3745 | 1745.7576 | 1396.5903
WYAnticlineSolarCapital_2043 | [11 empty] | 0 | 0 | 0 | 0 | 0 | 0 | 0 | 0 | 0 | 0 | 0 | 0 | 0 | 0 | 0 | 0 | 0 | 0 | 0 | 0 | 0 | 0 | 0 | 2149.6517 | 2023.5231 | 1898.6758 | 1806.6299 | 1410.5441
WYAnticlineSolarCapital_2044 | [11 empty] | 0 | 0 | 0 | 0 | 0 | 0 | 0 | 0 | 0 | 0 | 0 | 0 | 0 | 0 | 0 | 0 | 0 | 0 | 0 | 0 | 0 | 0 | 0 | 0 | 2126.1582 | 2001.4081 | 1877.9253 | 1426.7252
WYAnticlineSolarCapital_2045 | [11 empty] | 0 | 0 | 0 | 0 | 0 | 0 | 0 | 0 | 0 | 0 | 0 | 0 | 0 | 0 | 0 | 0 | 0 | 0 | 0 | 0 | 0 | 0 | 0 | 0 | 0 | 2102.6647 | 1979.2931 | 1445.5842
WYAnticlineSolarCapital_2046 | [11 empty] | 0 | 0 | 0 | 0 | 0 | 0 | 0 | 0 | 0 | 0 | 0 | 0 | 0 | 0 | 0 | 0 | 0 | 0 | 0 | 0 | 0 | 0 | 0 | 0 | 0 | 0 | 2079.1713 | 1468.9458
WYAnticlineSolarCapital_2047 | [11 empty] | 0 | 0 | 0 | 0 | 0 | 0 | 0 | 0 | 0 | 0 | 0 | 0 | 0 | 0 | 0 | 0 | 0 | 0 | 0 | 0 | 0 | 0 | 0 | 0 | 0 | 0 | 0 | 1496.0498
WYAnticlineSolarFixedTx | [11 empty] | yr_WYAnticlineSolarFixedTxAnnual | yr_WYAnticlineSolarFixedTxAnnual | yr_WYAnticlineSolarFixedTxAnnual | yr_WYAnticlineSolarFixedTxAnnual | yr_WYAnticlineSolarFixedTxAnnual | yr_WYAnticlineSolarFixedTxAnnual | yr_WYAnticlineSolarFixedTxAnnual | yr_WYAnticlineSolarFixedTxAnnual | yr_WYAnticlineSolarFixedTxAnnual | yr_WYAnticlineSolarFixedTxAnnual | yr_WYAnticlineSolarFixedTxAnnual | yr_WYAnticlineSolarFixedTxAnnual | yr_WYAnticlineSolarFixedTxAnnual | yr_WYAnticlineSolarFixedTxAnnual | yr_WYAnticlineSolarFixedTxAnnual | yr_WYAnticlineSolarFixedTxAnnual | yr_WYAnticlineSolarFixedTxAnnual | yr_WYAnticlineSolarFixedTxAnnual | yr_WYAnticlineSolarFixedTxAnnual | yr_WYAnticlineSolarFixedTxAnnual | yr_WYAnticlineSolarFixedTxAnnual | yr_WYAnticlineSolarFixedTxAnnual | yr_WYAnticlineSolarFixedTxAnnual | yr_WYAnticlineSolarFixedTxAnnual | yr_WYAnticlineSolarFixedTxAnnual | yr_WYAnticlineSolarFixedTxAnnual | yr_WYAnticlineSolarFixedTxAnnual | yr_WYAnticlineSolarFixedTxAnnual
WYAnticlineSolarFixedTxAnnual | [11 empty] | 3597.1428 | 3617.8483 | 3638.673 | 3659.6176 | 3680.6827 | 3701.8691 | 3723.1774 | 3744.6083 | 3766.1627 | 3787.8411 | 3809.6443 | 3831.5729 | 3853.6278 | 3875.8097 | 3898.1192 | 3920.5572 | 3943.1243 | 3965.8213 | 3988.649 | 4011.608 | 4034.6992 | 4057.9234 | 4081.2812 | 4104.7734 | 4128.4009 | 4152.1644 | 4176.0646 | 4200.1025
IDSolarCapital | [11 empty] | yr_IDSolarCapital_2020 | yr_IDSolarCapital_2021 | yr_IDSolarCapital_2022 | yr_IDSolarCapital_2023 | yr_IDSolarCapital_2024 | yr_IDSolarCapital_2025 | yr_IDSolarCapital_2026 | yr_IDSolarCapital_2027 | yr_IDSolarCapital_2028 | yr_IDSolarCapital_2029 | yr_IDSolarCapital_2030 | yr_IDSolarCapital_2031 | yr_IDSolarCapital_2032 | yr_IDSolarCapital_2033 | yr_IDSolarCapital_2034 | yr_IDSolarCapital_2035 | yr_IDSolarCapital_2036 | yr_IDSolarCapital_2037 | yr_IDSolarCapital_2038 | yr_IDSolarCapital_2039 | yr_IDSolarCapital_2040 | yr_IDSolarCapital_2041 | yr_IDSolarCapital_2042 | yr_IDSolarCapital_2043 | yr_IDSolarCapital_2044 | yr_IDSolarCapital_2045 | yr_IDSolarCapital_2046 | yr_IDSolarCapital_2047
IDSolarCapital_2020 | [11 empty] | 2715.9956 | 2548.0676 | 2381.7645 | 2257.0566 | 2147.947 | 2050.5361 | 1976.5225 | 1914.2075 | 1851.8926 | 1789.5777 | 1727.2627 | 1664.9478 | 1602.6328 | 1540.3179 | 1478.003 | 1415.688 | 1353.3731 | 1291.0582 | 1228.7432 | 1166.4283 | 1121.1807 | 1093.0006 | 1064.8204 | 1036.6403 | 1008.4601 | 980.28 | 952.0998 | 896.5302
IDSolarCapital_2021 | [11 empty] | 0 | 2665.873 | 2501.0441 | 2337.81 | 2215.4036 | 2108.3075 | 2012.6943 | 1940.0465 | 1878.8816 | 1817.7167 | 1756.5517 | 1695.3868 | 1634.2218 | 1573.0569 | 1511.892 | 1450.727 | 1389.5621 | 1328.3972 | 1267.2322 | 1206.0673 | 1144.9023 | 1100.4898 | 1072.8297 | 1045.1696 | 1017.5095 | 989.8494 | 962.1893 | 894.494
IDSolarCapital_2022 | [11 empty] | 0 | 0 | 2611.758 | 2450.275 | 2290.3545 | 2170.4328 | 2065.5107 | 1971.8383 | 1900.6653 | 1840.7419 | 1780.8186 | 1720.8952 | 1660.9719 | 1601.0485 | 1541.1252 | 1481.2019 | 1421.2785 | 1361.3552 | 1301.4318 | 1241.5085 | 1181.5851 | 1121.6618 | 1078.1508 | 1051.0522 | 1023.9536 | 996.8549 | 969.7563 | 890.7404
IDSolarCapital_2023 | [11 empty] | 0 | 0 | 0 | 2557.6431 | 2399.506 | 2242.8989 | 2125.462 | 2022.7139 | 1930.9823 | 1861.284 | 1802.6022 | 1743.9205 | 1685.2387 | 1626.557 | 1567.8752 | 1509.1935 | 1450.5117 | 1391.83 | 1333.1482 | 1274.4665 | 1215.7848 | 1157.103 | 1098.4213 | 1055.8118 | 1029.2747 | 1002.7375 | 976.2004 | 886.5754
IDSolarCapital_2024 | [11 empty] | 0 | 0 | 0 | 0 | 2564.489 | 2407.7008 | 2252.4456 | 2136.4339 | 2035.1384 | 1944.8802 | 1876.6965 | 1819.55 | 1762.4036 | 1705.2571 | 1648.1106 | 1590.9641 | 1533.8176 | 1476.6712 | 1419.5247 | 1362.3782 | 1305.2317 | 1248.0852 | 1190.9387 | 1133.7923 | 1090.2804 | 1060.4031 | 1030.5258 | 916.0408
IDSolarCapital_2025 | [11 empty] | 0 | 0 | 0 | 0 | 0 | 2568.6996 | 2413.3467 | 2259.528 | 2144.9873 | 2045.1757 | 1956.4111 | 1889.7403 | 1834.1164 | 1778.4925 | 1722.8686 | 1667.2446 | 1611.6207 | 1555.9968 | 1500.3729 | 1444.749 | 1389.1251 | 1333.5012 | 1277.8772 | 1222.2533 | 1166.6294 | 1122.2931 | 1089.2444 | 947.816
IDSolarCapital_2026 | [11 empty] | 0 | 0 | 0 | 0 | 0 | 0 | 2808.3326 | 2643.5566 | 2480.4545 | 2360.2046 | 2256.0241 | 2163.8959 | 2095.8719 | 2039.9001 | 1983.9283 | 1927.9565 | 1871.9847 | 1816.0129 | 1760.0411 | 1704.0692 | 1648.0974 | 1592.1256 | 1536.1538 | 1480.182 | 1424.2102 | 1368.2384 | 1312.2666 | 2132.7887
IDSolarCapital_2027 | [11 empty] | 0 | 0 | 0 | 0 | 0 | 0 | 0 | 2747.6291 | 2586.4149 | 2426.8383 | 2309.1876 | 2207.2591 | 2117.1222 | 2050.5686 | 1995.8067 | 1941.0447 | 1886.2828 | 1831.5208 | 1776.7589 | 1721.9969 | 1667.235 | 1612.473 | 1557.7111 | 1502.9491 | 1448.1872 | 1393.4252 | 1338.6633 | 1178.985
IDSolarCapital_2028 | [11 empty] | 0 | 0 | 0 | 0 | 0 | 0 | 0 | 0 | 2686.9257 | 2529.2731 | 2373.2221 | 2258.1707 | 2158.4941 | 2070.3486 | 2005.2654 | 1951.7133 | 1898.1612 | 1844.6091 | 1791.057 | 1737.5049 | 1683.9528 | 1630.4007 | 1576.8486 | 1523.2965 | 1469.7444 | 1416.1923 | 1362.6402 | 1309.0882
IDSolarCapital_2029 | [11 empty] | 0 | 0 | 0 | 0 | 0 | 0 | 0 | 0 | 0 | 2626.2223 | 2472.1314 | 2319.6059 | 2207.1538 | 2109.7291 | 2023.575 | 1959.9621 | 1907.6199 | 1855.2777 | 1802.9354 | 1750.5932 | 1698.2509 | 1645.9087 | 1593.5665 | 1541.2242 | 1488.882 | 1436.5397 | 1384.1975 | 1306.235
IDSolarCapital_2030 | [11 empty] | 0 | 0 | 0 | 0 | 0 | 0 | 0 | 0 | 0 | 0 | 2565.5188 | 2414.9897 | 2265.9897 | 2156.1368 | 2060.964 | 1976.8013 | 1914.6589 | 1863.5265 | 1812.3941 | 1761.2617 | 1710.1293 | 1658.997 | 1607.8646 | 1556.7322 | 1505.5998 | 1454.4674 | 1403.3351 | 1302.505
IDSolarCapital_2031 | [11 empty] | 0 | 0 | 0 | 0 | 0 | 0 | 0 | 0 | 0 | 0 | 0 | 2504.8154 | 2357.848 | 2212.3735 | 2105.1199 | 2012.199 | 1930.0277 | 1869.3556 | 1819.4331 | 1769.5106 | 1719.588 | 1669.6655 | 1619.743 | 1569.8205 | 1519.8979 | 1469.9754 | 1420.0529 | 1297.8725
IDSolarCapital_2032 | [11 empty] | 0 | 0 | 0 | 0 | 0 | 0 | 0 | 0 | 0 | 0 | 0 | 0 | 2444.112 | 2300.7062 | 2158.7574 | 2054.1029 | 1963.434 | 1883.2541 | 1824.0523 | 1775.3397 | 1726.627 | 1677.9143 | 1629.2017 | 1580.489 | 1531.7763 | 1483.0637 | 1434.351 | 1292.3116
IDSolarCapital_2033 | [11 empty] | 0 | 0 | 0 | 0 | 0 | 0 | 0 | 0 | 0 | 0 | 0 | 0 | 0 | 2417.0153 | 2275.1994 | 2134.8243 | 2031.3301 | 1941.6663 | 1862.3754 | 1803.83 | 1755.6573 | 1707.4847 | 1659.3121 | 1611.1395 | 1562.9669 | 1514.7943 | 1466.6217 | 1303.9264
IDSolarCapital_2034 | [11 empty] | 0 | 0 | 0 | 0 | 0 | 0 | 0 | 0 | 0 | 0 | 0 | 0 | 0 | 0 | 2389.9186 | 2249.6926 | 2110.8912 | 2008.5573 | 1919.8987 | 1841.4966 | 1783.6076 | 1735.975 | 1688.3425 | 1640.7099 | 1593.0773 | 1545.4448 | 1497.8122 | 1315.2917
IDSolarCapital_2035 | [11 empty] | 0 | 0 | 0 | 0 | 0 | 0 | 0 | 0 | 0 | 0 | 0 | 0 | 0 | 0 | 0 | 2362.8219 | 2224.1858 | 2086.9581 | 1985.7844 | 1898.1311 | 1820.6179 | 1763.3852 | 1716.2927 | 1669.2002 | 1622.1077 | 1575.0152 | 1527.9227 | 1326.3954
IDSolarCapital_2036 | [11 empty] | 0 | 0 | 0 | 0 | 0 | 0 | 0 | 0 | 0 | 0 | 0 | 0 | 0 | 0 | 0 | 0 | 2335.7252 | 2198.679 | 2063.025 | 1963.0116 | 1876.3634 | 1799.7392 | 1743.1628 | 1696.6104 | 1650.0579 | 1603.5055 | 1556.953 | 1337.2253
IDSolarCapital_2037 | [11 empty] | 0 | 0 | 0 | 0 | 0 | 0 | 0 | 0 | 0 | 0 | 0 | 0 | 0 | 0 | 0 | 0 | 0 | 2308.6285 | 2173.1722 | 2039.0919 | 1940.2387 | 1854.5958 | 1778.8605 | 1722.9404 | 1676.928 | 1630.9156 | 1584.9032 | 1347.7693
IDSolarCapital_2038 | [11 empty] | 0 | 0 | 0 | 0 | 0 | 0 | 0 | 0 | 0 | 0 | 0 | 0 | 0 | 0 | 0 | 0 | 0 | 0 | 2281.5319 | 2147.6654 | 2015.1588 | 1917.4659 | 1832.8281 | 1757.9817 | 1702.718 | 1657.2457 | 1611.7734 | 1358.015
IDSolarCapital_2039 | [11 empty] | 0 | 0 | 0 | 0 | 0 | 0 | 0 | 0 | 0 | 0 | 0 | 0 | 0 | 0 | 0 | 0 | 0 | 0 | 0 | 2254.4352 | 2122.1585 | 1991.2257 | 1894.693 | 1811.0605 | 1737.103 | 1682.4957 | 1637.5634 | 1367.9503
IDSolarCapital_2040 | [11 empty] | 0 | 0 | 0 | 0 | 0 | 0 | 0 | 0 | 0 | 0 | 0 | 0 | 0 | 0 | 0 | 0 | 0 | 0 | 0 | 0 | 2227.3385 | 2096.6517 | 1967.2926 | 1871.9202 | 1789.2929 | 1716.2243 | 1662.2733 | 1377.5627
IDSolarCapital_2041 | [11 empty] | 0 | 0 | 0 | 0 | 0 | 0 | 0 | 0 | 0 | 0 | 0 | 0 | 0 | 0 | 0 | 0 | 0 | 0 | 0 | 0 | 0 | 2200.2418 | 2071.1449 | 1943.3595 | 1849.1474 | 1767.5252 | 1695.3456 | 1386.8397
IDSolarCapital_2042 | [11 empty] | 0 | 0 | 0 | 0 | 0 | 0 | 0 | 0 | 0 | 0 | 0 | 0 | 0 | 0 | 0 | 0 | 0 | 0 | 0 | 0 | 0 | 0 | 2173.1451 | 2045.6381 | 1919.4264 | 1826.3745 | 1745.7576 | 1396.5903
IDSolarCapital_2043 | [11 empty] | 0 | 0 | 0 | 0 | 0 | 0 | 0 | 0 | 0 | 0 | 0 | 0 | 0 | 0 | 0 | 0 | 0 | 0 | 0 | 0 | 0 | 0 | 0 | 2149.6517 | 2023.5231 | 1898.6758 | 1806.6299 | 1410.5441
IDSolarCapital_2044 | [11 empty] | 0 | 0 | 0 | 0 | 0 | 0 | 0 | 0 | 0 | 0 | 0 | 0 | 0 | 0 | 0 | 0 | 0 | 0 | 0 | 0 | 0 | 0 | 0 | 0 | 2126.1582 | 2001.4081 | 1877.9253 | 1426.7252
IDSolarCapital_2045 | [11 empty] | 0 | 0 | 0 | 0 | 0 | 0 | 0 | 0 | 0 | 0 | 0 | 0 | 0 | 0 | 0 | 0 | 0 | 0 | 0 | 0 | 0 | 0 | 0 | 0 | 0 | 2102.6647 | 1979.2931 | 1445.5842
IDSolarCapital_2046 | [11 empty] | 0 | 0 | 0 | 0 | 0 | 0 | 0 | 0 | 0 | 0 | 0 | 0 | 0 | 0 | 0 | 0 | 0 | 0 | 0 | 0 | 0 | 0 | 0 | 0 | 0 | 0 | 2079.1713 | 1468.9458
IDSolarCapital_2047 | [11 empty] | 0 | 0 | 0 | 0 | 0 | 0 | 0 | 0 | 0 | 0 | 0 | 0 | 0 | 0 | 0 | 0 | 0 | 0 | 0 | 0 | 0 | 0 | 0 | 0 | 0 | 0 | 0 | 1496.0498
IDSolarCapitalFixedTx | [11 empty] | yr_IDSolarFixedTxAnnual | yr_IDSolarFixedTxAnnual | yr_IDSolarFixedTxAnnual | yr_IDSolarFixedTxAnnual | yr_IDSolarFixedTxAnnual | yr_IDSolarFixedTxAnnual | yr_IDSolarFixedTxAnnual | yr_IDSolarFixedTxAnnual | yr_IDSolarFixedTxAnnual | yr_IDSolarFixedTxAnnual | yr_IDSolarFixedTxAnnual | yr_IDSolarFixedTxAnnual | yr_IDSolarFixedTxAnnual | yr_IDSolarFixedTxAnnual | yr_IDSolarFixedTxAnnual | yr_IDSolarFixedTxAnnual | yr_IDSolarFixedTxAnnual | yr_IDSolarFixedTxAnnual | yr_IDSolarFixedTxAnnual | yr_IDSolarFixedTxAnnual | yr_IDSolarFixedTxAnnual | yr_IDSolarFixedTxAnnual | yr_IDSolarFixedTxAnnual | yr_IDSolarFixedTxAnnual | yr_IDSolarFixedTxAnnual | yr_IDSolarFixedTxAnnual | yr_IDSolarFixedTxAnnual | yr_IDSolarFixedTxAnnual
IDSolarFixedTxAnnual | [11 empty] | 2443.0469 | 2457.1093 | 2471.2526 | 2485.4774 | 2499.7841 | 2514.1731 | 2528.6449 | 2543.2 | 2557.8389 | 2572.5621 | 2587.37 | 2602.2632 | 2617.2421 | 2632.3072 | 2647.459 | 2662.698 | 2678.0248 | 2693.4397 | 2708.9434 | 2724.5364 | 2740.2191 | 2755.992 | 2771.8558 | 2787.8109 | 2803.8578 | 2819.9971 | 2836.2292 | 2852.5548
PHSECapital | PHSE Capital Cost | [8 empty] | 0 | 0 | yr_PHSECapital_2020 | yr_PHSECapital_2021 | yr_PHSECapital_2022 | yr_PHSECapital_2023 | yr_PHSECapital_2024 | yr_PHSECapital_2025 | yr_PHSECapital_2026 | yr_PHSECapital_2027 | yr_PHSECapital_2028 | yr_PHSECapital_2029 | yr_PHSECapital_2030 | yr_PHSECapital_2031 | yr_PHSECapital_2032 | yr_PHSECapital_2033 | yr_PHSECapital_2034 | yr_PHSECapital_2035 | yr_PHSECapital_2036 | yr_PHSECapital_2037 | yr_PHSECapital_2038 | yr_PHSECapital_2039 | yr_PHSECapital_2040 | yr_PHSECapital_2041 | yr_PHSECapital_2042 | yr_PHSECapital_2043 | yr_PHSECapital_2044 | yr_PHSECapital_2045 | yr_PHSECapital_2046 | yr_PHSECapital_2047
PHSECapital_2020 | [11 empty] | 5093.4345 | 4801.3773 | 4512.3514 | 4300.925 | 4118.5986 | 3958.097 | 3841.2453 | 3746.2184 | 3651.1916 | 3556.1648 | 3461.1379 | 3366.1111 | 3271.0842 | 3176.0574 | 1731.0903 | 3081.0305 | 2986.0037 | 2890.9768 | 2795.95 | 2700.9231 | 2605.8963 | 2510.8694 | 2415.8426 | 2320.8157 | 2225.7889 | 2130.762 | 2035.7352 | 1848.3479
PHSECapital_2021 | [11 empty] | 0 | 5093.4345 | 4801.3773 | 4512.3514 | 4300.925 | 4118.5986 | 3958.097 | 3841.2453 | 3746.2184 | 3651.1916 | 3556.1648 | 3461.1379 | 3366.1111 | 3271.0842 | 3176.0574 | 1731.0903 | 3081.0305 | 2986.0037 | 2890.9768 | 2795.95 | 2700.9231 | 2605.8963 | 2510.8694 | 2415.8426 | 2320.8157 | 2225.7889 | 2130.762 | 1898.1933
PHSECapital_2022 | [11 empty] | 0 | 0 | 5093.4345 | 4801.3773 | 4512.3514 | 4300.925 | 4118.5986 | 3958.097 | 3841.2453 | 3746.2184 | 3651.1916 | 3556.1648 | 3461.1379 | 3366.1111 | 3271.0842 | 3176.0574 | 1731.0903 | 3081.0305 | 2986.0037 | 2890.9768 | 2795.95 | 2700.9231 | 2605.8963 | 2510.8694 | 2415.8426 | 2320.8157 | 2225.7889 | 1948.7037
PHSECapital_2023 | [11 empty] | 0 | 0 | 0 | 5093.4345 | 4801.3773 | 4512.3514 | 4300.925 | 4118.5986 | 3958.097 | 3841.2453 | 3746.2184 | 3651.1916 | 3556.1648 | 3461.1379 | 3366.1111 | 3271.0842 | 3176.0574 | 1731.0903 | 3081.0305 | 2986.0037 | 2890.9768 | 2795.95 | 2700.9231 | 2605.8963 | 2510.8694 | 2415.8426 | 2320.8157 | 1999.8779
PHSECapital_2024 | [11 empty] | 0 | 0 | 0 | 0 | 5093.4345 | 4801.3773 | 4512.3514 | 4300.925 | 4118.5986 | 3958.097 | 3841.2453 | 3746.2184 | 3651.1916 | 3556.1648 | 3461.1379 | 3366.1111 | 3271.0842 | 3176.0574 | 1731.0903 | 3081.0305 | 2986.0037 | 2890.9768 | 2795.95 | 2700.9231 | 2605.8963 | 2510.8694 | 2415.8426 | 2051.7146
PHSECapital_2025 | [11 empty] | 0 | 0 | 0 | 0 | 0 | 5093.4345 | 4801.3773 | 4512.3514 | 4300.925 | 4118.5986 | 3958.097 | 3841.2453 | 3746.2184 | 3651.1916 | 3556.1648 | 3461.1379 | 3366.1111 | 3271.0842 | 3176.0574 | 1731.0903 | 3081.0305 | 2986.0037 | 2890.9768 | 2795.95 | 2700.9231 | 2605.8963 | 2510.8694 | 2104.2123
PHSECapital_2026 | [11 empty] | 0 | 0 | 0 | 0 | 0 | 0 | 5093.4345 | 4801.3773 | 4512.3514 | 4300.925 | 4118.5986 | 3958.097 | 3841.2453 | 3746.2184 | 3651.1916 | 3556.1648 | 3461.1379 | 3366.1111 | 3271.0842 | 3176.0574 | 1731.0903 | 3081.0305 | 2986.0037 | 2890.9768 | 2795.95 | 2700.9231 | 2605.8963 | 2157.3693
PHSECapital_2027 | [11 empty] | 0 | 0 | 0 | 0 | 0 | 0 | 0 | 5093.4345 | 4801.3773 | 4512.3514 | 4300.925 | 4118.5986 | 3958.097 | 3841.2453 | 3746.2184 | 3651.1916 | 3556.1648 | 3461.1379 | 3366.1111 | 3271.0842 | 3176.0574 | 1731.0903 | 3081.0305 | 2986.0037 | 2890.9768 | 2795.95 | 2700.9231 | 2211.1835
PHSECapital_2028 | [11 empty] | 0 | 0 | 0 | 0 | 0 | 0 | 0 | 0 | 5093.4345 | 4801.3773 | 4512.3514 | 4300.925 | 4118.5986 | 3958.097 | 3841.2453 | 3746.2184 | 3651.1916 | 3556.1648 | 3461.1379 | 3366.1111 | 3271.0842 | 3176.0574 | 1731.0903 | 3081.0305 | 2986.0037 | 2890.9768 | 2795.95 | 2265.6528
PHSECapital_2029 | [11 empty] | 0 | 0 | 0 | 0 | 0 | 0 | 0 | 0 | 0 | 5093.4345 | 4801.3773 | 4512.3514 | 4300.925 | 4118.5986 | 3958.097 | 3841.2453 | 3746.2184 | 3651.1916 | 3556.1648 | 3461.1379 | 3366.1111 | 3271.0842 | 3176.0574 | 1731.0903 | 3081.0305 | 2986.0037 | 2890.9768 | 2320.7748
PHSECapital_2030 | [11 empty] | 0 | 0 | 0 | 0 | 0 | 0 | 0 | 0 | 0 | 0 | 5093.4345 | 4801.3773 | 4512.3514 | 4300.925 | 4118.5986 | 3958.097 | 3841.2453 | 3746.2184 | 3651.1916 | 3556.1648 | 3461.1379 | 3366.1111 | 3271.0842 | 3176.0574 | 1731.0903 | 3081.0305 | 2986.0037 | 2376.5468
PHSECapital_2031 | [11 empty] | 0 | 0 | 0 | 0 | 0 | 0 | 0 | 0 | 0 | 0 | 0 | 5093.4345 | 4801.3773 | 4512.3514 | 4300.925 | 4118.5986 | 3958.097 | 3841.2453 | 3746.2184 | 3651.1916 | 3556.1648 | 3461.1379 | 3366.1111 | 3271.0842 | 3176.0574 | 1731.0903 | 3081.0305 | 2432.966
PHSECapital_2032 | [11 empty] | 0 | 0 | 0 | 0 | 0 | 0 | 0 | 0 | 0 | 0 | 0 | 0 | 5093.4345 | 4801.3773 | 4512.3514 | 4300.925 | 4118.5986 | 3958.097 | 3841.2453 | 3746.2184 | 3651.1916 | 3556.1648 | 3461.1379 | 3366.1111 | 3271.0842 | 3176.0574 | 1731.0903 | 2490.0292
PHSECapital_2033 | [11 empty] | 0 | 0 | 0 | 0 | 0 | 0 | 0 | 0 | 0 | 0 | 0 | 0 | 0 | 5093.4345 | 4801.3773 | 4512.3514 | 4300.925 | 4118.5986 | 3958.097 | 3841.2453 | 3746.2184 | 3651.1916 | 3556.1648 | 3461.1379 | 3366.1111 | 3271.0842 | 3176.0574 | 2426.1924
PHSECapital_2034 | [11 empty] | 0 | 0 | 0 | 0 | 0 | 0 | 0 | 0 | 0 | 0 | 0 | 0 | 0 | 0 | 5093.4345 | 4801.3773 | 4512.3514 | 4300.925 | 4118.5986 | 3958.097 | 3841.2453 | 3746.2184 | 3651.1916 | 3556.1648 | 3461.1379 | 3366.1111 | 3271.0842 | 2486.6722
PHSECapital_2035 | [11 empty] | 0 | 0 | 0 | 0 | 0 | 0 | 0 | 0 | 0 | 0 | 0 | 0 | 0 | 0 | 0 | 5093.4345 | 4801.3773 | 4512.3514 | 4300.925 | 4118.5986 | 3958.097 | 3841.2453 | 3746.2184 | 3651.1916 | 3556.1648 | 3461.1379 | 3366.1111 | 2547.5386
PHSECapital_2036 | [11 empty] | 0 | 0 | 0 | 0 | 0 | 0 | 0 | 0 | 0 | 0 | 0 | 0 | 0 | 0 | 0 | 0 | 5093.4345 | 4801.3773 | 4512.3514 | 4300.925 | 4118.5986 | 3958.097 | 3841.2453 | 3746.2184 | 3651.1916 | 3556.1648 | 3461.1379 | 2608.8268
PHSECapital_2037 | [11 empty] | 0 | 0 | 0 | 0 | 0 | 0 | 0 | 0 | 0 | 0 | 0 | 0 | 0 | 0 | 0 | 0 | 0 | 5093.4345 | 4801.3773 | 4512.3514 | 4300.925 | 4118.5986 | 3958.097 | 3841.2453 | 3746.2184 | 3651.1916 | 3556.1648 | 2670.5639
PHSECapital_2038 | [11 empty] | 0 | 0 | 0 | 0 | 0 | 0 | 0 | 0 | 0 | 0 | 0 | 0 | 0 | 0 | 0 | 0 | 0 | 0 | 5093.4345 | 4801.3773 | 4512.3514 | 4300.925 | 4118.5986 | 3958.097 | 3841.2453 | 3746.2184 | 3651.1916 | 2732.771
PHSECapital_2039 | [11 empty] | 0 | 0 | 0 | 0 | 0 | 0 | 0 | 0 | 0 | 0 | 0 | 0 | 0 | 0 | 0 | 0 | 0 | 0 | 0 | 5093.4345 | 4801.3773 | 4512.3514 | 4300.925 | 4118.5986 | 3958.097 | 3841.2453 | 3746.2184 | 2795.4643
PHSECapital_2040 | [11 empty] | 0 | 0 | 0 | 0 | 0 | 0 | 0 | 0 | 0 | 0 | 0 | 0 | 0 | 0 | 0 | 0 | 0 | 0 | 0 | 0 | 5093.4345 | 4801.3773 | 4512.3514 | 4300.925 | 4118.5986 | 3958.097 | 3841.2453 | 2858.6565
PHSECapital_2041 | [11 empty] | 0 | 0 | 0 | 0 | 0 | 0 | 0 | 0 | 0 | 0 | 0 | 0 | 0 | 0 | 0 | 0 | 0 | 0 | 0 | 0 | 0 | 5093.4345 | 4801.3773 | 4512.3514 | 4300.925 | 4118.5986 | 3958.097 | 2922.3568
PHSECapital_2042 | [11 empty] | 0 | 0 | 0 | 0 | 0 | 0 | 0 | 0 | 0 | 0 | 0 | 0 | 0 | 0 | 0 | 0 | 0 | 0 | 0 | 0 | 0 | 0 | 5093.4345 | 4801.3773 | 4512.3514 | 4300.925 | 4118.5986 | 2987.9547
PHSECapital_2043 | [11 empty] | 0 | 0 | 0 | 0 | 0 | 0 | 0 | 0 | 0 | 0 | 0 | 0 | 0 | 0 | 0 | 0 | 0 | 0 | 0 | 0 | 0 | 0 | 0 | 5093.4345 | 4801.3773 | 4512.3514 | 4300.925 | 3058.0145
PHSECapital_2044 | [11 empty] | 0 | 0 | 0 | 0 | 0 | 0 | 0 | 0 | 0 | 0 | 0 | 0 | 0 | 0 | 0 | 0 | 0 | 0 | 0 | 0 | 0 | 0 | 0 | 0 | 5093.4345 | 4801.3773 | 4512.3514 | 3133.4661
PHSECapital_2045 | [11 empty] | 0 | 0 | 0 | 0 | 0 | 0 | 0 | 0 | 0 | 0 | 0 | 0 | 0 | 0 | 0 | 0 | 0 | 0 | 0 | 0 | 0 | 0 | 0 | 0 | 0 | 5093.4345 | 4801.3773 | 3215.5728
PHSECapital_2046 | [11 empty] | 0 | 0 | 0 | 0 | 0 | 0 | 0 | 0 | 0 | 0 | 0 | 0 | 0 | 0 | 0 | 0 | 0 | 0 | 0 | 0 | 0 | 0 | 0 | 0 | 0 | 0 | 5093.4345 | 3308.302
PHSECapital_2047 | [11 empty] | 0 | 0 | 0 | 0 | 0 | 0 | 0 | 0 | 0 | 0 | 0 | 0 | 0 | 0 | 0 | 0 | 0 | 0 | 0 | 0 | 0 | 0 | 0 | 0 | 0 | 0 | 0 | 3410.917
PHSEFixedTx | [11 empty] | yr_PHSEFixedTxAnnual | yr_PHSEFixedTxAnnual | yr_PHSEFixedTxAnnual | yr_PHSEFixedTxAnnual | yr_PHSEFixedTxAnnual | yr_PHSEFixedTxAnnual | yr_PHSEFixedTxAnnual | yr_PHSEFixedTxAnnual | yr_PHSEFixedTxAnnual | yr_PHSEFixedTxAnnual | yr_PHSEFixedTxAnnual | yr_PHSEFixedTxAnnual | yr_PHSEFixedTxAnnual | yr_PHSEFixedTxAnnual | yr_PHSEFixedTxAnnual | yr_PHSEFixedTxAnnual | yr_PHSEFixedTxAnnual | yr_PHSEFixedTxAnnual | yr_PHSEFixedTxAnnual | yr_PHSEFixedTxAnnual | yr_PHSEFixedTxAnnual | yr_PHSEFixedTxAnnual | yr_PHSEFixedTxAnnual | yr_PHSEFixedTxAnnual | yr_PHSEFixedTxAnnual | yr_PHSEFixedTxAnnual | yr_PHSEFixedTxAnnual | yr_PHSEFixedTxAnnual
PHSEFixedTxAnnual | PHSE Fixed Transmision Cost | [10 empty] | 354.4411 | 356.4813 | 358.5332 | 360.597 | 362.6726 | 364.7602 | 366.8598 | 368.9715 | 371.0953 | 373.2314 | 375.3797 | 377.5404 | 379.7136 | 381.8993 | 384.0975 | 386.3084 | 388.532 | 390.7685 | 393.0178 | 395.28 | 397.5553 | 399.8437 | 402.1452 | 404.46 | 406.7881 | 409.1296 | 411.4846 | 413.8531
PHSEFixedTX_Flex_Annual | [11 empty] | 63.8303 | 72.9586 | 81.9257 | 90.736 | 99.3936 | 107.9026 | 116.267 | 124.4907 | 132.5775 | 140.5311 | 148.355 | 156.0529 | 163.6282 | 171.0843 | 178.4244 | 185.6517 | 192.7694 | 199.7805 | 206.688 | 213.4949 | 220.204 | 226.818 | 233.3397 | 239.7717 | 246.1166 | 252.3769 | 258.5551 | 264.6536
PHSE_Flex | [11 empty] | -290.6108 | -283.5227 | -276.6075 | -269.861 | -263.279 | -256.8576 | -250.5928 | -244.4808 | -238.5178 | -232.7003 | -227.0247 | -221.4875 | -216.0854 | -210.815 | -205.6732 | -200.6567 | -195.7627 | -190.988 | -186.3297 | -181.7851 | -177.3513 | -173.0257 | -168.8055 | -164.6883 | -160.6715 | -156.7527 | -152.9295 | -149.1995
DERGroundCapital | [11 empty] | yr_DERGroundCapital_2020 | yr_DERGroundCapital_2021 | yr_DERGroundCapital_2022 | yr_DERGroundCapital_2023 | yr_DERGroundCapital_2024 | yr_DERGroundCapital_2025 | yr_DERGroundCapital_2026 | yr_DERGroundCapital_2027 | yr_DERGroundCapital_2028 | yr_DERGroundCapital_2029 | yr_DERGroundCapital_2030 | yr_DERGroundCapital_2031 | yr_DERGroundCapital_2032 | yr_DERGroundCapital_2033 | yr_DERGroundCapital_2034 | yr_DERGroundCapital_2035 | yr_DERGroundCapital_2036 | yr_DERGroundCapital_2037 | yr_DERGroundCapital_2038 | yr_DERGroundCapital_2039 | yr_DERGroundCapital_2040 | yr_DERGroundCapital_2041 | yr_DERGroundCapital_2042 | yr_DERGroundCapital_2043 | yr_DERGroundCapital_2044 | yr_DERGroundCapital_2045 | yr_DERGroundCapital_2046 | yr_DERGroundCapital_2047
DERGroundCapital_2020 | [11 empty] | 6652.6817 | 6262.3426 | 5875.9688 | 5591.1077 | 5344.3138 | 5126.0704 | 4964.9279 | 4832.3358 | 4699.7438 | 4567.1517 | 4434.5596 | 4301.9676 | 4169.3755 | 4036.7834 | 3904.1913 | 3771.5993 | 3639.0072 | 3506.4151 | 3373.8231 | 3241.231 | 3108.6389 | 2976.0468 | 2843.4548 | 2710.8627 | 2578.2706 | 2445.6786 | 2313.0865 | 2051.6228
DERGroundCapital_2021 | [11 empty] | 0 | 6652.6817 | 6262.3426 | 5875.9688 | 5591.1077 | 5344.3138 | 5126.0704 | 4964.9279 | 4832.3358 | 4699.7438 | 4567.1517 | 4434.5596 | 4301.9676 | 4169.3755 | 4036.7834 | 3904.1913 | 3771.5993 | 3639.0072 | 3506.4151 | 3373.8231 | 3241.231 | 3108.6389 | 2976.0468 | 2843.4548 | 2710.8627 | 2578.2706 | 2445.6786 | 2121.1727
DERGroundCapital_2022 | [11 empty] | 0 | 0 | 6652.6817 | 6262.3426 | 5875.9688 | 5591.1077 | 5344.3138 | 5126.0704 | 4964.9279 | 4832.3358 | 4699.7438 | 4567.1517 | 4434.5596 | 4301.9676 | 4169.3755 | 4036.7834 | 3904.1913 | 3771.5993 | 3639.0072 | 3506.4151 | 3373.8231 | 3241.231 | 3108.6389 | 2976.0468 | 2843.4548 | 2710.8627 | 2578.2706 | 2191.6504
DERGroundCapital_2023 | [11 empty] | 0 | 0 | 0 | 6529.9092 | 6146.7736 | 5767.5302 | 5487.926 | 5245.6867 | 5031.4709 | 4873.3022 | 4743.157 | 4613.0119 | 4482.8668 | 4352.7216 | 4222.5765 | 4092.4314 | 3962.2862 | 3832.1411 | 3701.9959 | 3571.8508 | 3441.7057 | 3311.5605 | 3181.4154 | 3051.2702 | 2921.1251 | 2790.98 | 2660.8348 | 2221.2906
DERGroundCapital_2024 | [11 empty] | 0 | 0 | 0 | 0 | 6397.3576 | 6021.9993 | 5650.4542 | 5376.5258 | 5139.2037 | 4929.3363 | 4774.3783 | 4646.875 | 4519.3717 | 4391.8684 | 4264.3651 | 4136.8618 | 4009.3585 | 3881.8552 | 3754.3519 | 3626.8486 | 3499.3453 | 3371.842 | 3244.3387 | 3116.8354 | 2989.3321 | 2861.8288 | 2734.3255 | 2245.7528
DERGroundCapital_2025 | [11 empty] | 0 | 0 | 0 | 0 | 0 | 6264.806 | 5897.2251 | 5533.3783 | 5265.1256 | 5032.7208 | 4827.2018 | 4675.4544 | 4550.593 | 4425.7315 | 4300.87 | 4176.0086 | 4051.1471 | 3926.2856 | 3801.4242 | 3676.5627 | 3551.7012 | 3426.8398 | 3301.9783 | 3177.1168 | 3052.2554 | 2927.3939 | 2802.5324 | 2268.2012
DERGroundCapital_2026 | [11 empty] | 0 | 0 | 0 | 0 | 0 | 0 | 6132.2544 | 5772.4508 | 5416.3024 | 5153.7254 | 4926.2378 | 4725.0672 | 4576.5306 | 4454.3109 | 4332.0913 | 4209.8717 | 4087.652 | 3965.4324 | 3843.2128 | 3720.9931 | 3598.7735 | 3476.5539 | 3354.3342 | 3232.1146 | 3109.895 | 2987.6753 | 2865.4557 | 2288.5787
DERGroundCapital_2027 | [11 empty] | 0 | 0 | 0 | 0 | 0 | 0 | 0 | 5999.7029 | 5647.6766 | 5299.2264 | 5042.3252 | 4819.7549 | 4622.9326 | 4477.6067 | 4358.0289 | 4238.4511 | 4118.8733 | 3999.2955 | 3879.7177 | 3760.1399 | 3640.5621 | 3520.9843 | 3401.4065 | 3281.8287 | 3162.2509 | 3042.6731 | 2923.0953 | 2306.8276
DERGroundCapital_2028 | [11 empty] | 0 | 0 | 0 | 0 | 0 | 0 | 0 | 0 | 5867.1513 | 5522.9023 | 5182.1505 | 4930.925 | 4713.2719 | 4520.7981 | 4378.6828 | 4261.7469 | 4144.8109 | 4027.8749 | 3910.939 | 3794.003 | 3677.0671 | 3560.1311 | 3443.1951 | 3326.2592 | 3209.3232 | 3092.3872 | 2975.4513 | 2322.8904
DERGroundCapital_2029 | [11 empty] | 0 | 0 | 0 | 0 | 0 | 0 | 0 | 0 | 0 | 5734.5997 | 5398.1281 | 5065.0746 | 4819.5248 | 4606.7889 | 4418.6635 | 4279.759 | 4165.4648 | 4051.1707 | 3936.8766 | 3822.5825 | 3708.2883 | 3593.9942 | 3479.7001 | 3365.4059 | 3251.1118 | 3136.8177 | 3022.5236 | 2336.7096
DERGroundCapital_2030 | [11 empty] | 0 | 0 | 0 | 0 | 0 | 0 | 0 | 0 | 0 | 0 | 5602.0481 | 5273.3538 | 4947.9986 | 4708.1246 | 4500.306 | 4316.529 | 4180.8351 | 4069.1828 | 3957.5305 | 3845.8782 | 3734.2259 | 3622.5736 | 3510.9213 | 3399.269 | 3287.6168 | 3175.9645 | 3064.3122 | 2348.2277
DERGroundCapital_2031 | [11 empty] | 0 | 0 | 0 | 0 | 0 | 0 | 0 | 0 | 0 | 0 | 0 | 5469.4966 | 5148.5796 | 4830.9227 | 4596.7244 | 4393.823 | 4214.3944 | 4081.9112 | 3972.9008 | 3863.8903 | 3754.8799 | 3645.8694 | 3536.8589 | 3427.8485 | 3318.838 | 3209.8276 | 3100.8171 | 2357.3871
DERGroundCapital_2032 | [11 empty] | 0 | 0 | 0 | 0 | 0 | 0 | 0 | 0 | 0 | 0 | 0 | 0 | 5336.945 | 5023.8053 | 4713.8468 | 4485.3242 | 4287.3401 | 4112.2598 | 3982.9874 | 3876.6187 | 3770.2501 | 3663.8815 | 3557.5129 | 3451.1442 | 3344.7756 | 3238.407 | 3132.0384 | 2364.1304
DERGroundCapital_2033 | [11 empty] | 0 | 0 | 0 | 0 | 0 | 0 | 0 | 0 | 0 | 0 | 0 | 0 | 0 | 5277.7769 | 4968.1088 | 4661.5866 | 4435.5976 | 4239.8084 | 4066.6692 | 3938.8299 | 3833.6405 | 3728.4512 | 3623.2618 | 3518.0724 | 3412.8831 | 3307.6937 | 3202.5044 | 2401.7956
DERGroundCapital_2034 | [11 empty] | 0 | 0 | 0 | 0 | 0 | 0 | 0 | 0 | 0 | 0 | 0 | 0 | 0 | 0 | 5218.6087 | 4912.4123 | 4609.3265 | 4385.8709 | 4192.2768 | 4021.0786 | 3894.6725 | 3790.6624 | 3686.6522 | 3582.6421 | 3478.632 | 3374.6219 | 3270.6118 | 2438.7261
DERGroundCapital_2035 | [11 empty] | 0 | 0 | 0 | 0 | 0 | 0 | 0 | 0 | 0 | 0 | 0 | 0 | 0 | 0 | 0 | 5159.4406 | 4856.7158 | 4557.0664 | 4336.1443 | 4144.7451 | 3975.488 | 3850.515 | 3747.6842 | 3644.8533 | 3542.0225 | 3439.1916 | 3336.3608 | 2474.8943
DERGroundCapital_2036 | [11 empty] | 0 | 0 | 0 | 0 | 0 | 0 | 0 | 0 | 0 | 0 | 0 | 0 | 0 | 0 | 0 | 0 | 5100.2725 | 4801.0194 | 4504.8062 | 4286.4177 | 4097.2134 | 3929.8973 | 3806.3576 | 3704.706 | 3603.0544 | 3501.4028 | 3399.7512 | 2510.2724
DERGroundCapital_2037 | [11 empty] | 0 | 0 | 0 | 0 | 0 | 0 | 0 | 0 | 0 | 0 | 0 | 0 | 0 | 0 | 0 | 0 | 0 | 5041.1044 | 4745.3229 | 4452.5461 | 4236.6911 | 4049.6818 | 3884.3067 | 3762.2001 | 3661.7278 | 3561.2554 | 3460.7831 | 2544.8327
DERGroundCapital_2038 | [11 empty] | 0 | 0 | 0 | 0 | 0 | 0 | 0 | 0 | 0 | 0 | 0 | 0 | 0 | 0 | 0 | 0 | 0 | 0 | 4981.9363 | 4689.6264 | 4400.286 | 4186.9645 | 4002.1501 | 3838.7161 | 3718.0427 | 3618.7496 | 3519.4565 | 2578.5474
DERGroundCapital_2039 | [11 empty] | 0 | 0 | 0 | 0 | 0 | 0 | 0 | 0 | 0 | 0 | 0 | 0 | 0 | 0 | 0 | 0 | 0 | 0 | 0 | 4922.7681 | 4633.9299 | 4348.0258 | 4137.2379 | 3954.6185 | 3793.1254 | 3673.8852 | 3575.7714 | 2611.3889
DERGroundCapital_2040 | [11 empty] | 0 | 0 | 0 | 0 | 0 | 0 | 0 | 0 | 0 | 0 | 0 | 0 | 0 | 0 | 0 | 0 | 0 | 0 | 0 | 0 | 4863.6 | 4578.2334 | 4295.7657 | 4087.5113 | 3907.0868 | 3747.5348 | 3629.7278 | 2643.3294
DERGroundCapital_2041 | [11 empty] | 0 | 0 | 0 | 0 | 0 | 0 | 0 | 0 | 0 | 0 | 0 | 0 | 0 | 0 | 0 | 0 | 0 | 0 | 0 | 0 | 0 | 4804.4319 | 4522.5369 | 4243.5056 | 4037.7847 | 3859.5551 | 3701.9442 | 2674.3414
DERGroundCapital_2042 | [11 empty] | 0 | 0 | 0 | 0 | 0 | 0 | 0 | 0 | 0 | 0 | 0 | 0 | 0 | 0 | 0 | 0 | 0 | 0 | 0 | 0 | 0 | 0 | 4745.2638 | 4466.8404 | 4191.2454 | 3988.058 | 3812.0235 | 2705.687
DERGroundCapital_2043 | [11 empty] | 0 | 0 | 0 | 0 | 0 | 0 | 0 | 0 | 0 | 0 | 0 | 0 | 0 | 0 | 0 | 0 | 0 | 0 | 0 | 0 | 0 | 0 | 0 | 4693.9636 | 4418.5502 | 4145.9347 | 3944.9439 | 2744.2488
DERGroundCapital_2044 | [11 empty] | 0 | 0 | 0 | 0 | 0 | 0 | 0 | 0 | 0 | 0 | 0 | 0 | 0 | 0 | 0 | 0 | 0 | 0 | 0 | 0 | 0 | 0 | 0 | 0 | 4642.6635 | 4370.2601 | 4100.6239 | 2786.3493
DERGroundCapital_2045 | [11 empty] | 0 | 0 | 0 | 0 | 0 | 0 | 0 | 0 | 0 | 0 | 0 | 0 | 0 | 0 | 0 | 0 | 0 | 0 | 0 | 0 | 0 | 0 | 0 | 0 | 0 | 4591.3633 | 4321.9699 | 2832.9556
DERGroundCapital_2046 | [11 empty] | 0 | 0 | 0 | 0 | 0 | 0 | 0 | 0 | 0 | 0 | 0 | 0 | 0 | 0 | 0 | 0 | 0 | 0 | 0 | 0 | 0 | 0 | 0 | 0 | 0 | 0 | 4540.0632 | 2887.3991
DERGroundCapital_2047 | [11 empty] | 0 | 0 | 0 | 0 | 0 | 0 | 0 | 0 | 0 | 0 | 0 | 0 | 0 | 0 | 0 | 0 | 0 | 0 | 0 | 0 | 0 | 0 | 0 | 0 | 0 | 0 | 0 | 2948.7
DERRoofCapital | [11 empty] | yr_DERRoofCapital_2020 | yr_DERRoofCapital_2021 | yr_DERRoofCapital_2022 | yr_DERRoofCapital_2023 | yr_DERRoofCapital_2024 | yr_DERRoofCapital_2025 | yr_DERRoofCapital_2026 | yr_DERRoofCapital_2027 | yr_DERRoofCapital_2028 | yr_DERRoofCapital_2029 | yr_DERRoofCapital_2030 | yr_DERRoofCapital_2031 | yr_DERRoofCapital_2032 | yr_DERRoofCapital_2033 | yr_DERRoofCapital_2034 | yr_DERRoofCapital_2035 | yr_DERRoofCapital_2036 | yr_DERRoofCapital_2037 | yr_DERRoofCapital_2038 | yr_DERRoofCapital_2039 | yr_DERRoofCapital_2040 | yr_DERRoofCapital_2041 | yr_DERRoofCapital_2042 | yr_DERRoofCapital_2043 | yr_DERRoofCapital_2044 | yr_DERRoofCapital_2045 | yr_DERRoofCapital_2046 | yr_DERRoofCapital_2047
DERRoofCapital_2020 | [11 empty] | 7983.218 | 7514.8111 | 7051.1625 | 6709.3292 | 6413.1766 | 6151.2845 | 5957.9135 | 5798.803 | 5639.6925 | 5480.582 | 5321.4716 | 5162.3611 | 5003.2506 | 4844.1401 | 4685.0296 | 4525.9191 | 4366.8086 | 4207.6982 | 4048.5877 | 3889.4772 | 3730.3667 | 3571.2562 | 3412.1457 | 3253.0352 | 3093.9248 | 2934.8143 | 2775.7038 | 2461.9473
DERRoofCapital_2021 | [11 empty] | 0 | 7983.218 | 7514.8111 | 7051.1625 | 6709.3292 | 6413.1766 | 6151.2845 | 5957.9135 | 5798.803 | 5639.6925 | 5480.582 | 5321.4716 | 5162.3611 | 5003.2506 | 4844.1401 | 4685.0296 | 4525.9191 | 4366.8086 | 4207.6982 | 4048.5877 | 3889.4772 | 3730.3667 | 3571.2562 | 3412.1457 | 3253.0352 | 3093.9248 | 2934.8143 | 2545.4073
DERRoofCapital_2022 | [11 empty] | 0 | 0 | 7983.218 | 7514.8111 | 7051.1625 | 6709.3292 | 6413.1766 | 6151.2845 | 5957.9135 | 5798.803 | 5639.6925 | 5480.582 | 5321.4716 | 5162.3611 | 5003.2506 | 4844.1401 | 4685.0296 | 4525.9191 | 4366.8086 | 4207.6982 | 4048.5877 | 3889.4772 | 3730.3667 | 3571.2562 | 3412.1457 | 3253.0352 | 3093.9248 | 2629.9805
DERRoofCapital_2023 | [11 empty] | 0 | 0 | 0 | 7835.891 | 7376.1283 | 6921.0362 | 6585.5113 | 6294.824 | 6037.765 | 5847.9626 | 5691.7885 | 5535.6143 | 5379.4401 | 5223.266 | 5067.0918 | 4910.9176 | 4754.7435 | 4598.5693 | 4442.3951 | 4286.221 | 4130.0468 | 3973.8726 | 3817.6985 | 3661.5243 | 3505.3501 | 3349.176 | 3193.0018 | 2665.5487
DERRoofCapital_2024 | [11 empty] | 0 | 0 | 0 | 0 | 7676.8291 | 7226.3992 | 6780.5451 | 6451.831 | 6167.0445 | 5915.2036 | 5729.254 | 5576.25 | 5423.246 | 5270.2421 | 5117.2381 | 4964.2342 | 4811.2302 | 4658.2262 | 4505.2223 | 4352.2183 | 4199.2143 | 4046.2104 | 3893.2064 | 3740.2024 | 3587.1985 | 3434.1945 | 3281.1906 | 2694.9033
DERRoofCapital_2025 | [11 empty] | 0 | 0 | 0 | 0 | 0 | 7517.7672 | 7076.6701 | 6640.0539 | 6318.1508 | 6039.2649 | 5792.6421 | 5610.5453 | 5460.7116 | 5310.8778 | 5161.044 | 5011.2103 | 4861.3765 | 4711.5428 | 4561.709 | 4411.8752 | 4262.0415 | 4112.2077 | 3962.374 | 3812.5402 | 3662.7064 | 3512.8727 | 3363.0389 | 2721.8415
DERRoofCapital_2026 | [11 empty] | 0 | 0 | 0 | 0 | 0 | 0 | 7358.7053 | 6926.941 | 6499.5628 | 6184.4705 | 5911.4854 | 5670.0806 | 5491.8367 | 5345.1731 | 5198.5096 | 5051.846 | 4905.1824 | 4758.5189 | 4611.8553 | 4465.1918 | 4318.5282 | 4171.8647 | 4025.2011 | 3878.5375 | 3731.874 | 3585.2104 | 3438.5469 | 2746.2944
DERRoofCapital_2027 | [11 empty] | 0 | 0 | 0 | 0 | 0 | 0 | 0 | 7199.6434 | 6777.2119 | 6359.0717 | 6050.7903 | 5783.7058 | 5547.5192 | 5373.128 | 5229.6347 | 5086.1413 | 4942.648 | 4799.1546 | 4655.6613 | 4512.1679 | 4368.6745 | 4225.1812 | 4081.6878 | 3938.1945 | 3794.7011 | 3651.2078 | 3507.7144 | 2768.1931
DERRoofCapital_2028 | [11 empty] | 0 | 0 | 0 | 0 | 0 | 0 | 0 | 0 | 7040.5815 | 6627.4828 | 6218.5806 | 5917.11 | 5655.9263 | 5424.9577 | 5254.4194 | 5114.0962 | 4973.7731 | 4833.4499 | 4693.1268 | 4552.8036 | 4412.4805 | 4272.1573 | 4131.8342 | 3991.511 | 3851.1878 | 3710.8647 | 3570.5415 | 2787.4685
DERRoofCapital_2029 | [11 empty] | 0 | 0 | 0 | 0 | 0 | 0 | 0 | 0 | 0 | 6881.5196 | 6477.7537 | 6078.0895 | 5783.4298 | 5528.1467 | 5302.3962 | 5135.7108 | 4998.5578 | 4861.4049 | 4724.2519 | 4587.0989 | 4449.946 | 4312.793 | 4175.6401 | 4038.4871 | 3901.3342 | 3764.1812 | 3627.0283 | 2804.0515
DERRoofCapital_2030 | [11 empty] | 0 | 0 | 0 | 0 | 0 | 0 | 0 | 0 | 0 | 0 | 6722.4578 | 6328.0246 | 5937.5984 | 5649.7495 | 5400.3672 | 5179.8348 | 5017.0021 | 4883.0194 | 4749.0366 | 4615.0539 | 4481.0711 | 4347.0884 | 4213.1056 | 4079.1229 | 3945.1401 | 3811.1574 | 3677.1746 | 2817.8732
DERRoofCapital_2031 | [11 empty] | 0 | 0 | 0 | 0 | 0 | 0 | 0 | 0 | 0 | 0 | 0 | 6563.3959 | 6178.2955 | 5797.1072 | 5516.0693 | 5272.5876 | 5057.2733 | 4898.2935 | 4767.4809 | 4636.6684 | 4505.8558 | 4375.0433 | 4244.2307 | 4113.4182 | 3982.6056 | 3851.7931 | 3720.9805 | 2828.8645
DERRoofCapital_2032 | [11 empty] | 0 | 0 | 0 | 0 | 0 | 0 | 0 | 0 | 0 | 0 | 0 | 0 | 6404.334 | 6028.5664 | 5656.6161 | 5382.389 | 5144.8081 | 4934.7118 | 4779.5848 | 4651.9425 | 4524.3001 | 4396.6578 | 4269.0154 | 4141.3731 | 4013.7307 | 3886.0884 | 3758.4461 | 2836.9565
DERRoofCapital_2033 | [11 empty] | 0 | 0 | 0 | 0 | 0 | 0 | 0 | 0 | 0 | 0 | 0 | 0 | 0 | 6333.3322 | 5961.7306 | 5593.904 | 5322.7171 | 5087.7701 | 4880.0031 | 4726.5959 | 4600.3687 | 4474.1414 | 4347.9142 | 4221.6869 | 4095.4597 | 3969.2325 | 3843.0052 | 2882.1547
DERRoofCapital_2034 | [11 empty] | 0 | 0 | 0 | 0 | 0 | 0 | 0 | 0 | 0 | 0 | 0 | 0 | 0 | 0 | 6262.3305 | 5894.8948 | 5531.1918 | 5263.0451 | 5030.7321 | 4825.2943 | 4673.607 | 4548.7948 | 4423.9827 | 4299.1706 | 4174.3584 | 4049.5463 | 3924.7342 | 2926.4713
DERRoofCapital_2035 | [11 empty] | 0 | 0 | 0 | 0 | 0 | 0 | 0 | 0 | 0 | 0 | 0 | 0 | 0 | 0 | 0 | 6191.3287 | 5828.059 | 5468.4796 | 5203.3732 | 4973.6941 | 4770.5856 | 4620.618 | 4497.221 | 4373.824 | 4250.427 | 4127.0299 | 4003.6329 | 2969.8731
DERRoofCapital_2036 | [11 empty] | 0 | 0 | 0 | 0 | 0 | 0 | 0 | 0 | 0 | 0 | 0 | 0 | 0 | 0 | 0 | 0 | 6120.327 | 5761.2232 | 5405.7675 | 5143.7013 | 4916.6561 | 4715.8768 | 4567.6291 | 4445.6472 | 4323.6653 | 4201.6833 | 4079.7014 | 3012.3269
DERRoofCapital_2037 | [11 empty] | 0 | 0 | 0 | 0 | 0 | 0 | 0 | 0 | 0 | 0 | 0 | 0 | 0 | 0 | 0 | 0 | 0 | 6049.3253 | 5694.3874 | 5343.0553 | 5084.0293 | 4859.6181 | 4661.168 | 4514.6401 | 4394.0733 | 4273.5065 | 4152.9397 | 3053.7992
DERRoofCapital_2038 | [11 empty] | 0 | 0 | 0 | 0 | 0 | 0 | 0 | 0 | 0 | 0 | 0 | 0 | 0 | 0 | 0 | 0 | 0 | 0 | 5978.3235 | 5627.5516 | 5280.3432 | 5024.3574 | 4802.5801 | 4606.4593 | 4461.6512 | 4342.4995 | 4223.3478 | 3094.2569
DERRoofCapital_2039 | [11 empty] | 0 | 0 | 0 | 0 | 0 | 0 | 0 | 0 | 0 | 0 | 0 | 0 | 0 | 0 | 0 | 0 | 0 | 0 | 0 | 5907.3218 | 5560.7159 | 5217.631 | 4964.6855 | 4745.5422 | 4551.7505 | 4408.6623 | 4290.9257 | 3133.6667
DERRoofCapital_2040 | [11 empty] | 0 | 0 | 0 | 0 | 0 | 0 | 0 | 0 | 0 | 0 | 0 | 0 | 0 | 0 | 0 | 0 | 0 | 0 | 0 | 0 | 5836.32 | 5493.8801 | 5154.9188 | 4905.0135 | 4688.5042 | 4497.0418 | 4355.6733 | 3171.9953
DERRoofCapital_2041 | [11 empty] | 0 | 0 | 0 | 0 | 0 | 0 | 0 | 0 | 0 | 0 | 0 | 0 | 0 | 0 | 0 | 0 | 0 | 0 | 0 | 0 | 0 | 5765.3183 | 5427.0443 | 5092.2067 | 4845.3416 | 4631.4662 | 4442.333 | 3209.2097
DERRoofCapital_2042 | [11 empty] | 0 | 0 | 0 | 0 | 0 | 0 | 0 | 0 | 0 | 0 | 0 | 0 | 0 | 0 | 0 | 0 | 0 | 0 | 0 | 0 | 0 | 0 | 5694.3165 | 5360.2085 | 5029.4945 | 4785.6697 | 4574.4282 | 3246.8244
DERRoofCapital_2043 | [11 empty] | 0 | 0 | 0 | 0 | 0 | 0 | 0 | 0 | 0 | 0 | 0 | 0 | 0 | 0 | 0 | 0 | 0 | 0 | 0 | 0 | 0 | 0 | 0 | 5632.7564 | 5302.2603 | 4975.1216 | 4733.9327 | 3293.0985
DERRoofCapital_2044 | [11 empty] | 0 | 0 | 0 | 0 | 0 | 0 | 0 | 0 | 0 | 0 | 0 | 0 | 0 | 0 | 0 | 0 | 0 | 0 | 0 | 0 | 0 | 0 | 0 | 0 | 5571.1962 | 5244.3121 | 4920.7487 | 3343.6191
DERRoofCapital_2045 | [11 empty] | 0 | 0 | 0 | 0 | 0 | 0 | 0 | 0 | 0 | 0 | 0 | 0 | 0 | 0 | 0 | 0 | 0 | 0 | 0 | 0 | 0 | 0 | 0 | 0 | 0 | 5509.636 | 5186.3639 | 3399.5467
DERRoofCapital_2046 | [11 empty] | 0 | 0 | 0 | 0 | 0 | 0 | 0 | 0 | 0 | 0 | 0 | 0 | 0 | 0 | 0 | 0 | 0 | 0 | 0 | 0 | 0 | 0 | 0 | 0 | 0 | 0 | 5448.0758 | 3464.8789
DERRoofCapital_2047 | [11 empty] | 0 | 0 | 0 | 0 | 0 | 0 | 0 | 0 | 0 | 0 | 0 | 0 | 0 | 0 | 0 | 0 | 0 | 0 | 0 | 0 | 0 | 0 | 0 | 0 | 0 | 0 | 0 | 3538.44
NewSolarCap | Solar Degradation 0.05% | [14 empty] | yr_NewSolarCap 2024 | yr_NewSolarCap 2025 | yr_NewSolarCap 2026 | yr_NewSolarCap 2027 | yr_NewSolarCap 2028 | yr_NewSolarCap 2029 | yr_NewSolarCap 2030 | yr_NewSolarCap 2031 | yr_NewSolarCap 2032 | yr_NewSolarCap 2033 | yr_NewSolarCap 2034 | yr_NewSolarCap 2035 | yr_NewSolarCap 2036 | yr_NewSolarCap 2037 | yr_NewSolarCap 2038 | yr_NewSolarCap 2039 | yr_NewSolarCap 2040 | yr_NewSolarCap 2041 | yr_NewSolarCap 2042 | yr_NewSolarCap 2043 | yr_NewSolarCap 2044 | yr_NewSolarCap 2045 | yr_NewSolarCap 2046 | yr_NewSolarCap 2047
NewSolarCap 2024 | Solar Degradation 0.05% | [14 empty] | 100 | 99.95 | 99.9 | 99.8501 | 99.8001 | 99.7502 | 99.7004 | 99.6505 | 99.6007 | 99.5509 | 99.5011 | 99.4514 | 99.4016 | 99.3519 | 99.3023 | 99.2526 | 99.203 | 99.1534 | 99.1038 | 99.0543 | 99.0047 | 98.9552 | 98.9058 | 98.8563
NewSolarCap 2025 | Solar Degradation 0.05% | [15 empty] | 100 | 99.95 | 99.9 | 99.8501 | 99.8001 | 99.7502 | 99.7004 | 99.6505 | 99.6007 | 99.5509 | 99.5011 | 99.4514 | 99.4016 | 99.3519 | 99.3023 | 99.2526 | 99.203 | 99.1534 | 99.1038 | 99.0543 | 99.0047 | 98.9552 | 98.9058
NewSolarCap 2026 | Solar Degradation 0.05% | [16 empty] | 100 | 99.95 | 99.9 | 99.8501 | 99.8001 | 99.7502 | 99.7004 | 99.6505 | 99.6007 | 99.5509 | 99.5011 | 99.4514 | 99.4016 | 99.3519 | 99.3023 | 99.2526 | 99.203 | 99.1534 | 99.1038 | 99.0543 | 99.0047 | 98.9552
NewSolarCap 2027 | Solar Degradation 0.05% | [17 empty] | 100 | 99.95 | 99.9 | 99.8501 | 99.8001 | 99.7502 | 99.7004 | 99.6505 | 99.6007 | 99.5509 | 99.5011 | 99.4514 | 99.4016 | 99.3519 | 99.3023 | 99.2526 | 99.203 | 99.1534 | 99.1038 | 99.0543 | 99.0047
NewSolarCap 2028 | Solar Degradation 0.05% | [18 empty] | 100 | 99.95 | 99.9 | 99.8501 | 99.8001 | 99.7502 | 99.7004 | 99.6505 | 99.6007 | 99.5509 | 99.5011 | 99.4514 | 99.4016 | 99.3519 | 99.3023 | 99.2526 | 99.203 | 99.1534 | 99.1038 | 99.0543
NewSolarCap 2029 | Solar Degradation 0.05% | [19 empty] | 100 | 99.95 | 99.9 | 99.8501 | 99.8001 | 99.7502 | 99.7004 | 99.6505 | 99.6007 | 99.5509 | 99.5011 | 99.4514 | 99.4016 | 99.3519 | 99.3023 | 99.2526 | 99.203 | 99.1534 | 99.1038
NewSolarCap 2030 | Solar Degradation 0.05% | [20 empty] | 100 | 99.95 | 99.9 | 99.8501 | 99.8001 | 99.7502 | 99.7004 | 99.6505 | 99.6007 | 99.5509 | 99.5011 | 99.4514 | 99.4016 | 99.3519 | 99.3023 | 99.2526 | 99.203 | 99.1534
NewSolarCap 2031 | Solar Degradation 0.05% | [21 empty] | 100 | 99.95 | 99.9 | 99.8501 | 99.8001 | 99.7502 | 99.7004 | 99.6505 | 99.6007 | 99.5509 | 99.5011 | 99.4514 | 99.4016 | 99.3519 | 99.3023 | 99.2526 | 99.203
NewSolarCap 2032 | Solar Degradation 0.05% | [10 empty] | 13: 100; 14: 99.95; 15: 99.9; 16: 99.8501; 17: 99.8001; 18: 99.7502; 19: 99.7004; 20: 99.6505; 21: 99.6007; 22: 99.5509; 23: 99.5011; 24: 99.4514; 25: 99.4016; 26: 99.3519; 27: 99.3023; 28: 99.2526
NewSolarCap 2033 | Solar Degradation 0.05% | [10 empty] | 14: 100; 15: 99.95; 16: 99.9; 17: 99.8501; 18: 99.8001; 19: 99.7502; 20: 99.7004; 21: 99.6505; 22: 99.6007; 23: 99.5509; 24: 99.5011; 25: 99.4514; 26: 99.4016; 27: 99.3519; 28: 99.3023
NewSolarCap 2034 | Solar Degradation 0.05% | [10 empty] | 15: 100; 16: 99.95; 17: 99.9; 18: 99.8501; 19: 99.8001; 20: 99.7502; 21: 99.7004; 22: 99.6505; 23: 99.6007; 24: 99.5509; 25: 99.5011; 26: 99.4514; 27: 99.4016; 28: 99.3519
NewSolarCap 2035 | Solar Degradation 0.05% | [10 empty] | 16: 100; 17: 99.95; 18: 99.9; 19: 99.8501; 20: 99.8001; 21: 99.7502; 22: 99.7004; 23: 99.6505; 24: 99.6007; 25: 99.5509; 26: 99.5011; 27: 99.4514; 28: 99.4016
NewSolarCap 2036 | Solar Degradation 0.05% | [10 empty] | 17: 100; 18: 99.95; 19: 99.9; 20: 99.8501; 21: 99.8001; 22: 99.7502; 23: 99.7004; 24: 99.6505; 25: 99.6007; 26: 99.5509; 27: 99.5011; 28: 99.4514
NewSolarCap 2037 | Solar Degradation 0.05% | [10 empty] | 18: 100; 19: 99.95; 20: 99.9; 21: 99.8501; 22: 99.8001; 23: 99.7502; 24: 99.7004; 25: 99.6505; 26: 99.6007; 27: 99.5509; 28: 99.5011
NewSolarCap 2038 | Solar Degradation 0.05% | [10 empty] | 19: 100; 20: 99.95; 21: 99.9; 22: 99.8501; 23: 99.8001; 24: 99.7502; 25: 99.7004; 26: 99.6505; 27: 99.6007; 28: 99.5509
NewSolarCap 2039 | Solar Degradation 0.05% | [10 empty] | 20: 100; 21: 99.95; 22: 99.9; 23: 99.8501; 24: 99.8001; 25: 99.7502; 26: 99.7004; 27: 99.6505; 28: 99.6007
NewSolarCap 2040 | Solar Degradation 0.05% | [10 empty] | 21: 100; 22: 99.95; 23: 99.9; 24: 99.8501; 25: 99.8001; 26: 99.7502; 27: 99.7004; 28: 99.6505
NewSolarCap 2041 | Solar Degradation 0.05% | [10 empty] | 22: 100; 23: 99.95; 24: 99.9; 25: 99.8501; 26: 99.8001; 27: 99.7502; 28: 99.7004
NewSolarCap 2042 | Solar Degradation 0.05% | [10 empty] | 23: 100; 24: 99.95; 25: 99.9; 26: 99.8501; 27: 99.8001; 28: 99.7502
NewSolarCap 2043 | Solar Degradation 0.05% | [10 empty] | 24: 100; 25: 99.95; 26: 99.9; 27: 99.8501; 28: 99.8001
NewSolarCap 2044 | Solar Degradation 0.05% | [10 empty] | 25: 100; 26: 99.95; 27: 99.9; 28: 99.8501
NewSolarCap 2045 | Solar Degradation 0.05% | [10 empty] | 26: 100; 27: 99.95; 28: 99.9
NewSolarCap 2046 | Solar Degradation 0.05% | [10 empty] | 27: 100; 28: 99.95
NewSolarCap 2047 | Solar Degradation 0.05% | [10 empty] | 28: 100
Bundle1_Peak | [11 empty] | 3: yr_DSMBundle1_Peak
Bundle2_Peak | [11 empty] | 3: yr_DSMBundle2_Peak
Bundle3_Peak | [11 empty] | 3: yr_DSMBundle3_Peak
Bundle4_Peak | [11 empty] | 3: yr_DSMBundle4_Peak
Bundle5_Peak | [11 empty] | 3: yr_DSMBundle5_Peak
Bundle6_Peak | [11 empty] | 3: yr_DSMBundle6_Peak
Bundle7_Peak | [11 empty] | 3: yr_DSMBundle7_Peak
Bundle8_Peak | [11 empty] | 3: yr_DSMBundle8_Peak
Bundle9_Peak | [11 empty] | 3: yr_DSMBundle9_Peak
Bundle10_Peak | [11 empty] | 3: yr_DSMBundle10_Peak
Bundle11_Peak | [11 empty] | 3: yr_DSMBundle11_Peak
Bundle12_Peak | [11 empty] | 3: yr_DSMBundle12_Peak
Bundle13_Peak | [11 empty] | 3: yr_DSMBundle13_Peak
Bundle1_Cost | [11 empty] | 3: yr_DSMBundle1_Cost
Bundle2_Cost | [11 empty] | 3: yr_DSMBundle2_Cost
Bundle3_Cost | [11 empty] | 3: yr_DSMBundle3_Cost
Bundle4_Cost | [11 empty] | 3: yr_DSMBundle4_Cost
Bundle5_Cost | [11 empty] | 3: yr_DSMBundle5_Cost
Bundle6_Cost | [11 empty] | 3: yr_DSMBundle6_Cost
Bundle7_Cost | [11 empty] | 3: yr_DSMBundle7_Cost
Bundle8_Cost | [11 empty] | 3: yr_DSMBundle8_Cost
Bundle9_Cost | [11 empty] | 3: yr_DSMBundle9_Cost
Bundle10_Cost | [11 empty] | 3: yr_DSMBundle10_Cost
Bundle11_Cost | [11 empty] | 3: yr_DSMBundle11_Cost
Bundle12_Cost | [11 empty] | 3: yr_DSMBundle12_Cost
Bundle13_Cost | [11 empty] | 3: yr_DSMBundle13_Cost
Bundle1_Capacity | [11 empty] | 3: yr_DSMBundle1_MW
Bundle2_Capacity | [11 empty] | 3: yr_DSMBundle2_MW
Bundle3_Capacity | [11 empty] | 3: yr_DSMBundle3_MW
Bundle4_Capacity | [11 empty] | 3: yr_DSMBundle4_MW
Bundle5_Capacity | [11 empty] | 3: yr_DSMBundle5_MW
Bundle6_Capacity | [11 empty] | 3: yr_DSMBundle6_MW
Bundle7_Capacity | [11 empty] | 3: yr_DSMBundle7_MW
Bundle8_Capacity | [11 empty] | 3: yr_DSMBundle8_MW
Bundle9_Capacity | [11 empty] | 3: yr_DSMBundle9_MW
Bundle10_Capacity | [11 empty] | 3: yr_DSMBundle10_MW
Bundle11_Capacity | [11 empty] | 3: yr_DSMBundle11_MW
Bundle12_Capacity | [11 empty] | 3: yr_DSMBundle12_MW
Bundle13_Capacity | [11 empty] | 3: yr_DSMBundle13_MW
BundleC&S_Peak | [11 empty] | 3: yr_DSMBundleC&S_Peak
BundleC&S_Capacity | [11 empty] | 3: yr_DSMBundleC&S_MW
BundleDE_Peak | [11 empty] | 3: yr_DSMBundleDE_Peak
BundleDE_Cost | [11 empty] | 3: yr_DSMBundleDE_Cost
BundleDE_Capacity | [11 empty] | 3: yr_DSMBundleDE_MW
BundleSolarPV_Peak | [11 empty] | 3: yr_DSMBundleSolarPV_Peak
BundleSolarPV_Capacity | [11 empty] | 3: yr_DSMBundleSolarPV_MW
DSMBundle1_Peak | [13 empty] | 12.1207 | 24.755 | 38.0105 | 51.5868 | 65.6005 | 80.1966 | 95.2328 | 110.2937 | 126.0171 | 142.1017 | 147.7904 | 153.9067 | 160.5046 | 166.7596 | 173.0426 | 179.2971 | 185.7866 | 192.5302 | 198.132 | 203.3211 | 208.2507 | 213.2646 | 218.6585 | 223.7195 | 113.2315 | 113.2315
DSMBundle2_Peak | [13 empty] | 7.1554 | 14.7349 | 22.523 | 30.3721 | 38.5252 | 47.04 | 55.849 | 64.4581 | 73.5083 | 82.6254 | 85.3233 | 87.7381 | 90.6415 | 93.2533 | 95.7746 | 98.1258 | 100.3442 | 102.389 | 104.3361 | 106.1959 | 108.1391 | 110.0747 | 112.2845 | 114.1494 | 55.6264 | 55.6264
DSMBundle3_Peak | [13 empty] | 3.6678 | 7.3408 | 11.0363 | 14.7226 | 18.4112 | 22.0804 | 25.7643 | 29.4875 | 33.1898 | 36.8807 | 36.9902 | 37.1423 | 37.2972 | 37.506 | 37.6839 | 37.7466 | 37.7495 | 37.7883 | 37.8617 | 37.9098 | 37.9487 | 37.9842 | 37.9849 | 38.0149 | 19.8778 | 19.8778
DSMBundle4_Peak | [13 empty] | 0.66574 | 1.5434 | 2.6181 | 3.9518 | 5.5501 | 7.4907 | 9.7907 | 12.3867 | 15.3638 | 18.6309 | 21.7932 | 25.0491 | 28.3888 | 31.5475 | 34.726 | 37.8962 | 41.1641 | 44.3702 | 46.7056 | 47.1508 | 47.5077 | 47.5879 | 47.8056 | 47.9056 | 7.3565 | 7.3565
DSMBundle5_Peak | [13 empty] | 2.6555 | 5.3608 | 8.0855 | 10.86 | 13.7 | 16.6552 | 19.6852 | 22.6858 | 25.8284 | 29.0516 | 29.8664 | 30.6317 | 31.5088 | 32.3453 | 33.2301 | 34.1092 | 35.0978 | 36.0584 | 36.9475 | 37.8561 | 38.7683 | 39.5363 | 40.4093 | 41.1704 | 11.2718 | 11.2718
DSMBundle6_Peak | [13 empty] | 0.85206 | 1.7163 | 2.5714 | 3.4056 | 4.2447 | 5.0966 | 5.9549 | 6.77 | 7.6114 | 8.4596 | 8.5277 | 8.5561 | 8.6244 | 8.6868 | 8.7491 | 8.7932 | 8.867 | 8.9369 | 8.9963 | 9.0485 | 9.1111 | 9.1778 | 9.2733 | 9.3388 | 4.0531 | 4.0531
DSMBundle7_Peak | [13 empty] | 2.6654 | 5.7187 | 9.0862 | 12.7191 | 16.7408 | 21.1952 | 26.0377 | 30.9518 | 36.3065 | 41.944 | 45.4945 | 48.9038 | 52.7055 | 56.4553 | 60.1983 | 63.8038 | 67.6128 | 71.2344 | 74.3667 | 76.5936 | 78.525 | 80.1028 | 81.9356 | 83.4978 | 44.821 | 44.821
DSMBundle8_Peak | [13 empty] | 1.3391 | 2.9877 | 4.8232 | 6.6709 | 8.6769 | 10.8449 | 13.2069 | 15.3858 | 17.8678 | 20.5352 | 22.3136 | 23.7767 | 25.7834 | 27.9467 | 30.016 | 31.634 | 32.7693 | 34.0084 | 35.2969 | 36.3698 | 37.5744 | 38.8006 | 40.1984 | 41.3651 | 37.2302 | 37.2302
DSMBundle9_Peak | [13 empty] | 4.1023 | 8.6284 | 13.4162 | 18.3902 | 23.5035 | 28.7391 | 34.0373 | 39.3058 | 44.6697 | 50.0824 | 52.4526 | 54.7864 | 57.199 | 59.578 | 61.9966 | 64.0767 | 64.7834 | 65.4677 | 66.1002 | 66.4789 | 66.8399 | 67.2128 | 67.6752 | 68.0566 | 39.4444 | 39.4444
DSMBundle10_Peak | [13 empty] | 0.63542 | 1.6116 | 2.9391 | 4.6729 | 6.8442 | 9.6213 | 13.0287 | 17.1149 | 21.9833 | 27.5643 | 33.646 | 40.3842 | 47.696 | 55.3945 | 63.4503 | 71.6996 | 79.7984 | 88.0801 | 96.322 | 104.6689 | 112.1522 | 116.6289 | 121.1872 | 125.593 | 10.7895 | 10.7895
DSMBundle11_Peak | [13 empty] | 0.49411 | 1.1466 | 1.9512 | 2.9621 | 4.1775 | 5.655 | 7.4024 | 9.3917 | 11.6594 | 14.141 | 16.4551 | 18.8592 | 21.3363 | 23.7639 | 26.218 | 28.6884 | 31.1578 | 33.5475 | 35.8454 | 38.1863 | 40.0073 | 40.0422 | 40.1623 | 40.19 | 0.59196 | 0.59196
DSMBundle12_Peak | [13 empty] | 0.34061 | 0.68589 | 1.0352 | 1.3886 | 1.7485 | 2.1173 | 2.4947 | 2.8724 | 3.2619 | 3.6591 | 3.9372 | 4.2051 | 4.4844 | 4.758 | 5.0286 | 5.2926 | 5.5641 | 5.8337 | 6.0984 | 6.3597 | 6.6224 | 6.8853 | 7.1577 | 7.4186 | 8.2002 | 8.2002
DSMBundle13_Peak | [13 empty] | 5.2844 | 11.1807 | 17.6492 | 24.8916 | 32.9188 | 41.9609 | 51.9754 | 62.7981 | 74.6877 | 87.3915 | 96.2311 | 105.4136 | 115.0004 | 124.4504 | 134.0953 | 143.8237 | 152.9889 | 161.6265 | 169.9098 | 177.7701 | 183.6733 | 184.9429 | 186.6804 | 188.0251 | 10.3045 | 10.3045
DSMBundleC&S_Peak | [13 empty] | 35.4288 | 56.2024 | 81.1677 | 97.4698 | 111.8388 | 124.9635 | 137.6254 | 150.4497 | 162.9166 | 176.5675 | 188.2431 | 197.8013 | 210.0326 | 223.9005 | 235.7136 | 247.4596 | 258.3039 | 269.1487 | 281.0904 | 292.3041 | 303.4058 | 314.7742 | 324.3986 | 335.6504 | 0 | 0
DSMBundleDE_Peak | [13 empty] | 1.1782 | 1.478 | 2.1583 | 3.9291 | 5.1448 | 6.4007 | 7.6522 | 8.9499 | 10.2325 | 11.517 | 12.7697 | 14.0909 | 15.3793 | 14.6423 | 14.6021 | 14.6423 | 14.6423 | 14.6423 | 14.6021 | 14.6427 | 14.6423 | 14.6423 | 14.6021 | 14.6423 | 0 | 0
DSMBundleSolarPV_Peak | [13 empty] | 0.0026099 | 0.0077801 | 0.016992 | 0.034883 | 0.064857 | 0.092705 | 0.14106 | 0.22314 | 0.38033 | 0.60735 | 0.73871 | 0.80599 | 1.115 | 1.353 | 1.9825 | 2.5388 | 2.5373 | 2.5099 | 3.1662 | 3.9465 | 5.0789 | 6.2057 | 5.0153 | 6.2406 | 0 | 0
DSMBundle1_Cost | [13 empty] | 93.5355 | 33.0822 | 18.1372 | 12.7593 | 10.0591 | 8.4301 | 7.2849 | 6.2775 | 5.7986 | 5.3455 | 2.3605 | 2.2709 | 2.5914 | 2.6555 | 2.5801 | 2.3922 | 2.3941 | 2.3287 | 2.2399 | 2.077 | 2.0179 | 1.9224 | 1.8648 | 1.7105 | 1.6687 | 1.628
DSMBundle2_Cost | [13 empty] | 722.8557 | 243.5228 | 143.7152 | 98.2723 | 77.0063 | 63.0509 | 53.153 | 43.4268 | 38.9307 | 33.1445 | 10.1403 | 8.3982 | 9.9043 | 9.27 | 7.9642 | 6.6925 | 5.7172 | 5.2585 | 5.1702 | 4.4149 | 4.5068 | 4.2123 | 4.2175 | 3.5641 | 3.4771 | 3.3923
DSMBundle3_Cost | [13 empty] | 1080.7233 | 334.3165 | 193.0307 | 134.29 | 101.7321 | 81.149 | 66.7938 | 56.4444 | 48.5535 | 42.337 | 1.7593 | 1.7177 | 1.7863 | 1.7784 | 1.7243 | 0.73505 | 0.50504 | 0.48988 | 0.47443 | 0.43494 | 0.44088 | 0.43064 | 0.43643 | 0.39795 | 0.38825 | 0.37878
DSMBundle4_Cost | [13 empty] | 1187.5539 | 438.8631 | 276.1245 | 209.7617 | 168.7814 | 144.2065 | 125.4741 | 109.1764 | 96.8525 | 84.6161 | 65.8086 | 57.6073 | 50.5125 | 42.5196 | 37.1206 | 32.7258 | 29.4803 | 26.5935 | 18.121 | 2.2093 | 1.8592 | 0.73656 | 0.81263 | 0.65277 | 0.63685 | 0.62131
DSMBundle5_Cost | [13 empty] | 1300.4434 | 425.257 | 251.6916 | 177.2754 | 137.3915 | 112.3323 | 94.4235 | 80.44 | 71.4959 | 63.5899 | 18.5741 | 17.1642 | 18.7543 | 18.7011 | 17.412 | 15.6596 | 15.4181 | 14.82 | 14.0883 | 12.8443 | 12.3797 | 10.5367 | 10.0762 | 9.157 | 8.9336 | 8.7157
DSMBundle6_Cost | [13 empty] | 1460.1523 | 466.6716 | 268.6961 | 180.6341 | 139.5079 | 113.0131 | 94.7777 | 76.8799 | 69.0807 | 61.311 | 7.3943 | 4.2355 | 8.1274 | 9.1155 | 7.7588 | 5.3583 | 6.4791 | 6.8206 | 6.9091 | 5.4069 | 5.9487 | 5.8159 | 6.3167 | 5.0385 | 4.9156 | 4.7957
DSMBundle7_Cost | [13 empty] | 1789.1662 | 645.9411 | 399.225 | 285.6901 | 230.7778 | 193.2343 | 164.3114 | 135.5489 | 121.3672 | 106.8853 | 67.1902 | 57.8623 | 57.7038 | 53.13 | 46.9905 | 40.7243 | 38.1399 | 33.8342 | 27.8027 | 17.5568 | 14.4568 | 12.4683 | 12.432 | 10.9612 | 10.6939 | 10.433
DSMBundle8_Cost | [13 empty] | 2257.7979 | 832.8829 | 495.2489 | 324.3571 | 257.9988 | 212.9944 | 183.7363 | 135.8593 | 131.0809 | 118.9851 | 76.6342 | 55.1861 | 68.9143 | 67.1788 | 56.5998 | 38.9188 | 22.9321 | 24.0214 | 23.897 | 17.7799 | 19.5219 | 18.8054 | 20.3374 | 15.6887 | 15.3061 | 14.9328
DSMBundle9_Cost | [13 empty] | 2539.0733 | 884.527 | 529.2318 | 370.986 | 281.6501 | 223.3432 | 182.4417 | 152.1868 | 130.8653 | 113.7693 | 63.358 | 57.6405 | 54.3798 | 50.5187 | 46.2602 | 35.9857 | 7.6884 | 7.6533 | 7.4998 | 3.76 | 3.5115 | 3.4287 | 3.5309 | 3.1188 | 3.0427 | 2.9685
DSMBundle10_Cost | [13 empty] | 2840.4327 | 1140.4378 | 727.8728 | 538.7939 | 430.241 | 370.0759 | 319.7829 | 283.6918 | 255.4743 | 228.7336 | 197.2311 | 177.2303 | 160.4982 | 143.2123 | 127.1871 | 111.707 | 90.4562 | 81.1021 | 72.8153 | 66.0225 | 56.0425 | 35.8976 | 32.7187 | 30.4446 | 29.702 | 28.9776
DSMBundle11_Cost | [13 empty] | 3267.0773 | 1213.3823 | 769.1267 | 590.1659 | 475.6665 | 405.9773 | 351.2372 | 309.1877 | 272.7409 | 238.3475 | 175.3604 | 156.6524 | 139.1419 | 122.7042 | 107.9701 | 96.3898 | 82.1049 | 72.6992 | 66.0456 | 60.7294 | 43.8463 | 0.81212 | 0.13593 | 0.12208 | 0.11911 | 0.1162
DSMBundle12_Cost | [13 empty] | 3853.6321 | 1233.8025 | 729.8353 | 514.0363 | 401.4992 | 331.3114 | 283.5203 | 238.9666 | 215.6152 | 192.6926 | 125.4121 | 107.0144 | 106.7252 | 98.6251 | 86.6902 | 74.6843 | 70.8097 | 65.964 | 61.1721 | 54.3415 | 51.4731 | 47.8458 | 45.5031 | 40.8408 | 39.8447 | 38.8729
DSMBundle13_Cost | [13 empty] | 17441.7054 | 5613.2225 | 3235.3695 | 2232.2197 | 1678.8375 | 1334.2364 | 1090.597 | 911.0699 | 782.9091 | 676.6523 | 218.3231 | 200.2899 | 196.7019 | 183.5398 | 165.756 | 148.2212 | 117.4929 | 102.2926 | 95.7036 | 84.3387 | 67.8511 | 34.2589 | 34.0637 | 30.3812 | 29.6402 | 28.9173
DSMBundleDE_Cost | [13 empty] | 401.9498 | 216.0805 | 159.5717 | 149.3545 | 113.1456 | 93.278 | 80.5712 | 71.6427 | 64.9546 | 59.7069 | 55.4425 | 51.8808 | 48.8403 | 33.4725 | 32.6561 | 31.8596 | 31.0825 | 30.3244 | 29.5848 | 28.8632 | 28.1592 | 27.4724 | 26.8024 | 26.1487 | 0 | 0
DSMBundle1_MW | [13 empty] | Hr_Bundle1¦Year1¦2008 | Hr_Bundle1¦Year2¦2008 | Hr_Bundle1¦Year3¦2008 | Hr_Bundle1¦Year4¦2008 | Hr_Bundle1¦Year5¦2008 | Hr_Bundle1¦Year6¦2008 | Hr_Bundle1¦Year7¦2008 | Hr_Bundle1¦Year8¦2008 | Hr_Bundle1¦Year9¦2008 | Hr_Bundle1¦Year10¦2008 | Hr_Bundle1¦Year11¦2008 | Hr_Bundle1¦Year12¦2008 | Hr_Bundle1¦Year13¦2008 | Hr_Bundle1¦Year14¦2008 | Hr_Bundle1¦Year15¦2008 | Hr_Bundle1¦Year16¦2008 | Hr_Bundle1¦Year17¦2008 | Hr_Bundle1¦Year18¦2008 | Hr_Bundle1¦Year19¦2008 | Hr_Bundle1¦Year20¦2008 | Hr_Bundle1¦Year21¦2008 | Hr_Bundle1¦Year22¦2008 | Hr_Bundle1¦Year23¦2008 | Hr_Bundle1¦Year24¦2008 | Hr_Bundle1¦Year25¦2008 | Hr_Bundle1¦Year26¦2008
DSMBundle2_MW | [13 empty] | Hr_Bundle2¦Year1¦2008 | Hr_Bundle2¦Year2¦2008 | Hr_Bundle2¦Year3¦2008 | Hr_Bundle2¦Year4¦2008 | Hr_Bundle2¦Year5¦2008 | Hr_Bundle2¦Year6¦2008 | Hr_Bundle2¦Year7¦2008 | Hr_Bundle2¦Year8¦2008 | Hr_Bundle2¦Year9¦2008 | Hr_Bundle2¦Year10¦2008 | Hr_Bundle2¦Year11¦2008 | Hr_Bundle2¦Year12¦2008 | Hr_Bundle2¦Year13¦2008 | Hr_Bundle2¦Year14¦2008 | Hr_Bundle2¦Year15¦2008 | Hr_Bundle2¦Year16¦2008 | Hr_Bundle2¦Year17¦2008 | Hr_Bundle2¦Year18¦2008 | Hr_Bundle2¦Year19¦2008 | Hr_Bundle2¦Year20¦2008 | Hr_Bundle2¦Year21¦2008 | Hr_Bundle2¦Year22¦2008 | Hr_Bundle2¦Year23¦2008 | Hr_Bundle2¦Year24¦2008 | Hr_Bundle2¦Year25¦2008 | Hr_Bundle2¦Year26¦2008
DSMBundle3_MW | [13 empty] | Hr_Bundle3¦Year1¦2008 | Hr_Bundle3¦Year2¦2008 | Hr_Bundle3¦Year3¦2008 | Hr_Bundle3¦Year4¦2008 | Hr_Bundle3¦Year5¦2008 | Hr_Bundle3¦Year6¦2008 | Hr_Bundle3¦Year7¦2008 | Hr_Bundle3¦Year8¦2008 | Hr_Bundle3¦Year9¦2008 | Hr_Bundle3¦Year10¦2008 | Hr_Bundle3¦Year11¦2008 | Hr_Bundle3¦Year12¦2008 | Hr_Bundle3¦Year13¦2008 | Hr_Bundle3¦Year14¦2008 | Hr_Bundle3¦Year15¦2008 | Hr_Bundle3¦Year16¦2008 | Hr_Bundle3¦Year17¦2008 | Hr_Bundle3¦Year18¦2008 | Hr_Bundle3¦Year19¦2008 | Hr_Bundle3¦Year20¦2008 | Hr_Bundle3¦Year21¦2008 | Hr_Bundle3¦Year22¦2008 | Hr_Bundle3¦Year23¦2008 | Hr_Bundle3¦Year24¦2008 | Hr_Bundle3¦Year25¦2008 | Hr_Bundle3¦Year26¦2008
DSMBundle4_MW | [13 empty] | Hr_Bundle4¦Year1¦2008 | Hr_Bundle4¦Year2¦2008 | Hr_Bundle4¦Year3¦2008 | Hr_Bundle4¦Year4¦2008 | Hr_Bundle4¦Year5¦2008 | Hr_Bundle4¦Year6¦2008 | Hr_Bundle4¦Year7¦2008 | Hr_Bundle4¦Year8¦2008 | Hr_Bundle4¦Year9¦2008 | Hr_Bundle4¦Year10¦2008 | Hr_Bundle4¦Year11¦2008 | Hr_Bundle4¦Year12¦2008 | Hr_Bundle4¦Year13¦2008 | Hr_Bundle4¦Year14¦2008 | Hr_Bundle4¦Year15¦2008 | Hr_Bundle4¦Year16¦2008 | Hr_Bundle4¦Year17¦2008 | Hr_Bundle4¦Year18¦2008 | Hr_Bundle4¦Year19¦2008 | Hr_Bundle4¦Year20¦2008 | Hr_Bundle4¦Year21¦2008 | Hr_Bundle4¦Year22¦2008 | Hr_Bundle4¦Year23¦2008 | Hr_Bundle4¦Year24¦2008 | Hr_Bundle4¦Year25¦2008 | Hr_Bundle4¦Year26¦2008
DSMBundle5_MW | [13 empty] | Hr_Bundle5¦Year1¦2008 | Hr_Bundle5¦Year2¦2008 | Hr_Bundle5¦Year3¦2008 | Hr_Bundle5¦Year4¦2008 | Hr_Bundle5¦Year5¦2008 | Hr_Bundle5¦Year6¦2008 | Hr_Bundle5¦Year7¦2008 | Hr_Bundle5¦Year8¦2008 | Hr_Bundle5¦Year9¦2008 | Hr_Bundle5¦Year10¦2008 | Hr_Bundle5¦Year11¦2008 | Hr_Bundle5¦Year12¦2008 | Hr_Bundle5¦Year13¦2008 | Hr_Bundle5¦Year14¦2008 | Hr_Bundle5¦Year15¦2008 | Hr_Bundle5¦Year16¦2008 | Hr_Bundle5¦Year17¦2008 | Hr_Bundle5¦Year18¦2008 | Hr_Bundle5¦Year19¦2008 | Hr_Bundle5¦Year20¦2008 | Hr_Bundle5¦Year21¦2008 | Hr_Bundle5¦Year22¦2008 | Hr_Bundle5¦Year23¦2008 | Hr_Bundle5¦Year24¦2008 | Hr_Bundle5¦Year25¦2008 | Hr_Bundle5¦Year26¦2008
DSMBundle6_MW | [13 empty] | Hr_Bundle6¦Year1¦2008 | Hr_Bundle6¦Year2¦2008 | Hr_Bundle6¦Year3¦2008 | Hr_Bundle6¦Year4¦2008 | Hr_Bundle6¦Year5¦2008 | Hr_Bundle6¦Year6¦2008 | Hr_Bundle6¦Year7¦2008 | Hr_Bundle6¦Year8¦2008 | Hr_Bundle6¦Year9¦2008 | Hr_Bundle6¦Year10¦2008 | Hr_Bundle6¦Year11¦2008 | Hr_Bundle6¦Year12¦2008 | Hr_Bundle6¦Year13¦2008 | Hr_Bundle6¦Year14¦2008 | Hr_Bundle6¦Year15¦2008 | Hr_Bundle6¦Year16¦2008 | Hr_Bundle6¦Year17¦2008 | Hr_Bundle6¦Year18¦2008 | Hr_Bundle6¦Year19¦2008 | Hr_Bundle6¦Year20¦2008 | Hr_Bundle6¦Year21¦2008 | Hr_Bundle6¦Year22¦2008 | Hr_Bundle6¦Year23¦2008 | Hr_Bundle6¦Year24¦2008 | Hr_Bundle6¦Year25¦2008 | Hr_Bundle6¦Year26¦2008
DSMBundle7_MW | [13 empty] | Hr_Bundle7¦Year1¦2008 | Hr_Bundle7¦Year2¦2008 | Hr_Bundle7¦Year3¦2008 | Hr_Bundle7¦Year4¦2008 | Hr_Bundle7¦Year5¦2008 | Hr_Bundle7¦Year6¦2008 | Hr_Bundle7¦Year7¦2008 | Hr_Bundle7¦Year8¦2008 | Hr_Bundle7¦Year9¦2008 | Hr_Bundle7¦Year10¦2008 | Hr_Bundle7¦Year11¦2008 | Hr_Bundle7¦Year12¦2008 | Hr_Bundle7¦Year13¦2008 | Hr_Bundle7¦Year14¦2008 | Hr_Bundle7¦Year15¦2008 | Hr_Bundle7¦Year16¦2008 | Hr_Bundle7¦Year17¦2008 | Hr_Bundle7¦Year18¦2008 | Hr_Bundle7¦Year19¦2008 | Hr_Bundle7¦Year20¦2008 | Hr_Bundle7¦Year21¦2008 | Hr_Bundle7¦Year22¦2008 | Hr_Bundle7¦Year23¦2008 | Hr_Bundle7¦Year24¦2008 | Hr_Bundle7¦Year25¦2008 | Hr_Bundle7¦Year26¦2008
DSMBundle8_MW | [13 empty] | Hr_Bundle8¦Year1¦2008 | Hr_Bundle8¦Year2¦2008 | Hr_Bundle8¦Year3¦2008 | Hr_Bundle8¦Year4¦2008 | Hr_Bundle8¦Year5¦2008 | Hr_Bundle8¦Year6¦2008 | Hr_Bundle8¦Year7¦2008 | Hr_Bundle8¦Year8¦2008 | Hr_Bundle8¦Year9¦2008 | Hr_Bundle8¦Year10¦2008 | Hr_Bundle8¦Year11¦2008 | Hr_Bundle8¦Year12¦2008 | Hr_Bundle8¦Year13¦2008 | Hr_Bundle8¦Year14¦2008 | Hr_Bundle8¦Year15¦2008 | Hr_Bundle8¦Year16¦2008 | Hr_Bundle8¦Year17¦2008 | Hr_Bundle8¦Year18¦2008 | Hr_Bundle8¦Year19¦2008 | Hr_Bundle8¦Year20¦2008 | Hr_Bundle8¦Year21¦2008 | Hr_Bundle8¦Year22¦2008 | Hr_Bundle8¦Year23¦2008 | Hr_Bundle8¦Year24¦2008 | Hr_Bundle8¦Year25¦2008 | Hr_Bundle8¦Year26¦2008
DSMBundle9_MW | [13 empty] | Hr_Bundle9¦Year1¦2008 | Hr_Bundle9¦Year2¦2008 | Hr_Bundle9¦Year3¦2008 | Hr_Bundle9¦Year4¦2008 | Hr_Bundle9¦Year5¦2008 | Hr_Bundle9¦Year6¦2008 | Hr_Bundle9¦Year7¦2008 | Hr_Bundle9¦Year8¦2008 | Hr_Bundle9¦Year9¦2008 | Hr_Bundle9¦Year10¦2008 | Hr_Bundle9¦Year11¦2008 | Hr_Bundle9¦Year12¦2008 | Hr_Bundle9¦Year13¦2008 | Hr_Bundle9¦Year14¦2008 | Hr_Bundle9¦Year15¦2008 | Hr_Bundle9¦Year16¦2008 | Hr_Bundle9¦Year17¦2008 | Hr_Bundle9¦Year18¦2008 | Hr_Bundle9¦Year19¦2008 | Hr_Bundle9¦Year20¦2008 | Hr_Bundle9¦Year21¦2008 | Hr_Bundle9¦Year22¦2008 | Hr_Bundle9¦Year23¦2008 | Hr_Bundle9¦Year24¦2008 | Hr_Bundle9¦Year25¦2008 | Hr_Bundle9¦Year26¦2008
DSMBundle10_MW | [13 empty] | Hr_Bundle10¦Year1¦2008 | Hr_Bundle10¦Year2¦2008 | Hr_Bundle10¦Year3¦2008 | Hr_Bundle10¦Year4¦2008 | Hr_Bundle10¦Year5¦2008 | Hr_Bundle10¦Year6¦2008 | Hr_Bundle10¦Year7¦2008 | Hr_Bundle10¦Year8¦2008 | Hr_Bundle10¦Year9¦2008 | Hr_Bundle10¦Year10¦2008 | Hr_Bundle10¦Year11¦2008 | Hr_Bundle10¦Year12¦2008 | Hr_Bundle10¦Year13¦2008 | Hr_Bundle10¦Year14¦2008 | Hr_Bundle10¦Year15¦2008 | Hr_Bundle10¦Year16¦2008 | Hr_Bundle10¦Year17¦2008 | Hr_Bundle10¦Year18¦2008 | Hr_Bundle10¦Year19¦2008 | Hr_Bundle10¦Year20¦2008 | Hr_Bundle10¦Year21¦2008 | Hr_Bundle10¦Year22¦2008 | Hr_Bundle10¦Year23¦2008 | Hr_Bundle10¦Year24¦2008 | Hr_Bundle10¦Year25¦2008 | Hr_Bundle10¦Year26¦2008
DSMBundle11_MW | [13 empty] | Hr_Bundle11¦Year1¦2008 | Hr_Bundle11¦Year2¦2008 | Hr_Bundle11¦Year3¦2008 | Hr_Bundle11¦Year4¦2008 | Hr_Bundle11¦Year5¦2008 | Hr_Bundle11¦Year6¦2008 | Hr_Bundle11¦Year7¦2008 | Hr_Bundle11¦Year8¦2008 | Hr_Bundle11¦Year9¦2008 | Hr_Bundle11¦Year10¦2008 | Hr_Bundle11¦Year11¦2008 | Hr_Bundle11¦Year12¦2008 | Hr_Bundle11¦Year13¦2008 | Hr_Bundle11¦Year14¦2008 | Hr_Bundle11¦Year15¦2008 | Hr_Bundle11¦Year16¦2008 | Hr_Bundle11¦Year17¦2008 | Hr_Bundle11¦Year18¦2008 | Hr_Bundle11¦Year19¦2008 | Hr_Bundle11¦Year20¦2008 | Hr_Bundle11¦Year21¦2008 | Hr_Bundle11¦Year22¦2008 | Hr_Bundle11¦Year23¦2008 | Hr_Bundle11¦Year24¦2008 | Hr_Bundle11¦Year25¦2008 | Hr_Bundle11¦Year26¦2008
DSMBundle12_MW | [13 empty] | Hr_Bundle12¦Year1¦2008 | Hr_Bundle12¦Year2¦2008 | Hr_Bundle12¦Year3¦2008 | Hr_Bundle12¦Year4¦2008 | Hr_Bundle12¦Year5¦2008 | Hr_Bundle12¦Year6¦2008 | Hr_Bundle12¦Year7¦2008 | Hr_Bundle12¦Year8¦2008 | Hr_Bundle12¦Year9¦2008 | Hr_Bundle12¦Year10¦2008 | Hr_Bundle12¦Year11¦2008 | Hr_Bundle12¦Year12¦2008 | Hr_Bundle12¦Year13¦2008 | Hr_Bundle12¦Year14¦2008 | Hr_Bundle12¦Year15¦2008 | Hr_Bundle12¦Year16¦2008 | Hr_Bundle12¦Year17¦2008 | Hr_Bundle12¦Year18¦2008 | Hr_Bundle12¦Year19¦2008 | Hr_Bundle12¦Year20¦2008 | Hr_Bundle12¦Year21¦2008 | Hr_Bundle12¦Year22¦2008 | Hr_Bundle12¦Year23¦2008 | Hr_Bundle12¦Year24¦2008 | Hr_Bundle12¦Year25¦2008 | Hr_Bundle12¦Year26¦2008
DSMBundle13_MW | [13 empty] | Hr_Bundle13¦Year1¦2008 | Hr_Bundle13¦Year2¦2008 | Hr_Bundle13¦Year3¦2008 | Hr_Bundle13¦Year4¦2008 | Hr_Bundle13¦Year5¦2008 | Hr_Bundle13¦Year6¦2008 | Hr_Bundle13¦Year7¦2008 | Hr_Bundle13¦Year8¦2008 | Hr_Bundle13¦Year9¦2008 | Hr_Bundle13¦Year10¦2008 | Hr_Bundle13¦Year11¦2008 | Hr_Bundle13¦Year12¦2008 | Hr_Bundle13¦Year13¦2008 | Hr_Bundle13¦Year14¦2008 | Hr_Bundle13¦Year15¦2008 | Hr_Bundle13¦Year16¦2008 | Hr_Bundle13¦Year17¦2008 | Hr_Bundle13¦Year18¦2008 | Hr_Bundle13¦Year19¦2008 | Hr_Bundle13¦Year20¦2008 | Hr_Bundle13¦Year21¦2008 | Hr_Bundle13¦Year22¦2008 | Hr_Bundle13¦Year23¦2008 | Hr_Bundle13¦Year24¦2008 | Hr_Bundle13¦Year25¦2008 | Hr_Bundle13¦Year26¦2008
DSMBundleC&S_MW | [13 empty] | Hr_BundleC&S¦Year1¦2008 | Hr_BundleC&S¦Year2¦2008 | Hr_BundleC&S¦Year3¦2008 | Hr_BundleC&S¦Year4¦2008 | Hr_BundleC&S¦Year5¦2008 | Hr_BundleC&S¦Year6¦2008 | Hr_BundleC&S¦Year7¦2008 | Hr_BundleC&S¦Year8¦2008 | Hr_BundleC&S¦Year9¦2008 | Hr_BundleC&S¦Year10¦2008 | Hr_BundleC&S¦Year11¦2008 | Hr_BundleC&S¦Year12¦2008 | Hr_BundleC&S¦Year13¦2008 | Hr_BundleC&S¦Year14¦2008 | Hr_BundleC&S¦Year15¦2008 | Hr_BundleC&S¦Year16¦2008 | Hr_BundleC&S¦Year17¦2008 | Hr_BundleC&S¦Year18¦2008 | Hr_BundleC&S¦Year19¦2008 | Hr_BundleC&S¦Year20¦2008 | Hr_BundleC&S¦Year21¦2008 | Hr_BundleC&S¦Year22¦2008 | Hr_BundleC&S¦Year23¦2008 | Hr_BundleC&S¦Year24¦2008 | Hr_BundleC&S¦Year25¦2008 | Hr_BundleC&S¦Year26¦2008
DSMBundleDE_MW | [13 empty] | Hr_BundleDE¦Year1¦2008 | Hr_BundleDE¦Year2¦2008 | Hr_BundleDE¦Year3¦2008 | Hr_BundleDE¦Year4¦2008 | Hr_BundleDE¦Year5¦2008 | Hr_BundleDE¦Year6¦2008 | Hr_BundleDE¦Year7¦2008 | Hr_BundleDE¦Year8¦2008 | Hr_BundleDE¦Year9¦2008 | Hr_BundleDE¦Year10¦2008 | Hr_BundleDE¦Year11¦2008 | Hr_BundleDE¦Year12¦2008 | Hr_BundleDE¦Year13¦2008 | Hr_BundleDE¦Year14¦2008 | Hr_BundleDE¦Year15¦2008 | Hr_BundleDE¦Year16¦2008 | Hr_BundleDE¦Year17¦2008 | Hr_BundleDE¦Year18¦2008 | Hr_BundleDE¦Year19¦2008 | Hr_BundleDE¦Year20¦2008 | Hr_BundleDE¦Year21¦2008 | Hr_BundleDE¦Year22¦2008 | Hr_BundleDE¦Year23¦2008 | Hr_BundleDE¦Year24¦2008 | Hr_BundleDE¦Year25¦2008 | Hr_BundleDE¦Year26¦2008
DSMBundleSolarPV_MW | [13 empty] | Hr_BundleSolarPV¦Year1¦2008 | Hr_BundleSolarPV¦Year2¦2008 | Hr_BundleSolarPV¦Year3¦2008 | Hr_BundleSolarPV¦Year4¦2008 | Hr_BundleSolarPV¦Year5¦2008 | Hr_BundleSolarPV¦Year6¦2008 | Hr_BundleSolarPV¦Year7¦2008 | Hr_BundleSolarPV¦Year8¦2008 | Hr_BundleSolarPV¦Year9¦2008 | Hr_BundleSolarPV¦Year10¦2008 | Hr_BundleSolarPV¦Year11¦2008 | Hr_BundleSolarPV¦Year12¦2008 | Hr_BundleSolarPV¦Year13¦2008 | Hr_BundleSolarPV¦Year14¦2008 | Hr_BundleSolarPV¦Year15¦2008 | Hr_BundleSolarPV¦Year16¦2008 | Hr_BundleSolarPV¦Year17¦2008 | Hr_BundleSolarPV¦Year18¦2008 | Hr_BundleSolarPV¦Year19¦2008 | Hr_BundleSolarPV¦Year20¦2008 | Hr_BundleSolarPV¦Year21¦2008 | Hr_BundleSolarPV¦Year22¦2008 | Hr_BundleSolarPV¦Year23¦2008 | Hr_BundleSolarPV¦Year24¦2008 | Hr_BundleSolarPV¦Year25¦2008 | Hr_BundleSolarPV¦Year26¦2008
DR1_Peak | [13 empty] | yr_DR1_PeakMW_2022 | yr_DR1_PeakMW_2023 | yr_DR1_PeakMW_2024 | yr_DR1_PeakMW_2025 | yr_DR1_PeakMW_2026 | yr_DR1_PeakMW_2027 | yr_DR1_PeakMW_2028 | yr_DR1_PeakMW_2029 | yr_DR1_PeakMW_2030 | yr_DR1_PeakMW_2031 | yr_DR1_PeakMW_2032 | yr_DR1_PeakMW_2033 | yr_DR1_PeakMW_2034 | yr_DR1_PeakMW_2035 | yr_DR1_PeakMW_2036 | yr_DR1_PeakMW_2037 | yr_DR1_PeakMW_2038 | yr_DR1_PeakMW_2039 | yr_DR1_PeakMW_2040 | yr_DR1_PeakMW_2041 | yr_DR1_PeakMW_2042 | yr_DR1_PeakMW_2043 | yr_DR1_PeakMW_2044 | yr_DR1_PeakMW_2045 | yr_DR1_PeakMW_2046 | yr_DR1_PeakMW_2047
DR2_Peak | [13 empty] | yr_DR2_PeakMW_2022 | yr_DR2_PeakMW_2023 | yr_DR2_PeakMW_2024 | yr_DR2_PeakMW_2025 | yr_DR2_PeakMW_2026 | yr_DR2_PeakMW_2027 | yr_DR2_PeakMW_2028 | yr_DR2_PeakMW_2029 | yr_DR2_PeakMW_2030 | yr_DR2_PeakMW_2031 | yr_DR2_PeakMW_2032 | yr_DR2_PeakMW_2033 | yr_DR2_PeakMW_2034 | yr_DR2_PeakMW_2035 | yr_DR2_PeakMW_2036 | yr_DR2_PeakMW_2037 | yr_DR2_PeakMW_2038 | yr_DR2_PeakMW_2039 | yr_DR2_PeakMW_2040 | yr_DR2_PeakMW_2041 | yr_DR2_PeakMW_2042 | yr_DR2_PeakMW_2043 | yr_DR2_PeakMW_2044 | yr_DR2_PeakMW_2045 | yr_DR2_PeakMW_2046 | yr_DR2_PeakMW_2047
DR3_Peak | [13 empty] | yr_DR3_PeakMW_2022 | yr_DR3_PeakMW_2023 | yr_DR3_PeakMW_2024 | yr_DR3_PeakMW_2025 | yr_DR3_PeakMW_2026 | yr_DR3_PeakMW_2027 | yr_DR3_PeakMW_2028 | yr_DR3_PeakMW_2029 | yr_DR3_PeakMW_2030 | yr_DR3_PeakMW_2031 | yr_DR3_PeakMW_2032 | yr_DR3_PeakMW_2033 | yr_DR3_PeakMW_2034 | yr_DR3_PeakMW_2035 | yr_DR3_PeakMW_2036 | yr_DR3_PeakMW_2037 | yr_DR3_PeakMW_2038 | yr_DR3_PeakMW_2039 | yr_DR3_PeakMW_2040 | yr_DR3_PeakMW_2041 | yr_DR3_PeakMW_2042 | yr_DR3_PeakMW_2043 | yr_DR3_PeakMW_2044 | yr_DR3_PeakMW_2045 | yr_DR3_PeakMW_2046 | yr_DR3_PeakMW_2047
DR4_Peak | [13 empty] | yr_DR4_PeakMW_2022 | yr_DR4_PeakMW_2023 | yr_DR4_PeakMW_2024 | yr_DR4_PeakMW_2025 | yr_DR4_PeakMW_2026 | yr_DR4_PeakMW_2027 | yr_DR4_PeakMW_2028 | yr_DR4_PeakMW_2029 | yr_DR4_PeakMW_2030 | yr_DR4_PeakMW_2031 | yr_DR4_PeakMW_2032 | yr_DR4_PeakMW_2033 | yr_DR4_PeakMW_2034 | yr_DR4_PeakMW_2035 | yr_DR4_PeakMW_2036 | yr_DR4_PeakMW_2037 | yr_DR4_PeakMW_2038 | yr_DR4_PeakMW_2039 | yr_DR4_PeakMW_2040 | yr_DR4_PeakMW_2041 | yr_DR4_PeakMW_2042 | yr_DR4_PeakMW_2043 | yr_DR4_PeakMW_2044 | yr_DR4_PeakMW_2045 | yr_DR4_PeakMW_2046 | yr_DR4_PeakMW_2047
DR5_Peak | [13 empty] | yr_DR5_PeakMW_2022 | yr_DR5_PeakMW_2023 | yr_DR5_PeakMW_2024 | yr_DR5_PeakMW_2025 | yr_DR5_PeakMW_2026 | yr_DR5_PeakMW_2027 | yr_DR5_PeakMW_2028 | yr_DR5_PeakMW_2029 | yr_DR5_PeakMW_2030 | yr_DR5_PeakMW_2031 | yr_DR5_PeakMW_2032 | yr_DR5_PeakMW_2033 | yr_DR5_PeakMW_2034 | yr_DR5_PeakMW_2035 | yr_DR5_PeakMW_2036 | yr_DR5_PeakMW_2037 | yr_DR5_PeakMW_2038 | yr_DR5_PeakMW_2039 | yr_DR5_PeakMW_2040 | yr_DR5_PeakMW_2041 | yr_DR5_PeakMW_2042 | yr_DR5_PeakMW_2043 | yr_DR5_PeakMW_2044 | yr_DR5_PeakMW_2045 | yr_DR5_PeakMW_2046 | yr_DR5_PeakMW_2047
DR6_Peak | [13 empty] | yr_DR6_PeakMW_2022 | yr_DR6_PeakMW_2023 | yr_DR6_PeakMW_2024 | yr_DR6_PeakMW_2025 | yr_DR6_PeakMW_2026 | yr_DR6_PeakMW_2027 | yr_DR6_PeakMW_2028 | yr_DR6_PeakMW_2029 | yr_DR6_PeakMW_2030 | yr_DR6_PeakMW_2031 | yr_DR6_PeakMW_2032 | yr_DR6_PeakMW_2033 | yr_DR6_PeakMW_2034 | yr_DR6_PeakMW_2035 | yr_DR6_PeakMW_2036 | yr_DR6_PeakMW_2037 | yr_DR6_PeakMW_2038 | yr_DR6_PeakMW_2039 | yr_DR6_PeakMW_2040 | yr_DR6_PeakMW_2041 | yr_DR6_PeakMW_2042 | yr_DR6_PeakMW_2043 | yr_DR6_PeakMW_2044 | yr_DR6_PeakMW_2045 | yr_DR6_PeakMW_2046 | yr_DR6_PeakMW_2047
DR7_Peak | [13 empty] | yr_DR7_PeakMW_2022 | yr_DR7_PeakMW_2023 | yr_DR7_PeakMW_2024 | yr_DR7_PeakMW_2025 | yr_DR7_PeakMW_2026 | yr_DR7_PeakMW_2027 | yr_DR7_PeakMW_2028 | yr_DR7_PeakMW_2029 | yr_DR7_PeakMW_2030 | yr_DR7_PeakMW_2031 | yr_DR7_PeakMW_2032 | yr_DR7_PeakMW_2033 | yr_DR7_PeakMW_2034 | yr_DR7_PeakMW_2035 | yr_DR7_PeakMW_2036 | yr_DR7_PeakMW_2037 | yr_DR7_PeakMW_2038 | yr_DR7_PeakMW_2039 | yr_DR7_PeakMW_2040 | yr_DR7_PeakMW_2041 | yr_DR7_PeakMW_2042 | yr_DR7_PeakMW_2043 | yr_DR7_PeakMW_2044 | yr_DR7_PeakMW_2045 | yr_DR7_PeakMW_2046 | yr_DR7_PeakMW_2047
DR8_Peak | [13 empty] | yr_DR8_PeakMW_2022 | yr_DR8_PeakMW_2023 | yr_DR8_PeakMW_2024 | yr_DR8_PeakMW_2025 | yr_DR8_PeakMW_2026 | yr_DR8_PeakMW_2027 | yr_DR8_PeakMW_2028 | yr_DR8_PeakMW_2029 | yr_DR8_PeakMW_2030 | yr_DR8_PeakMW_2031 | yr_DR8_PeakMW_2032 | yr_DR8_PeakMW_2033 | yr_DR8_PeakMW_2034 | yr_DR8_PeakMW_2035 | yr_DR8_PeakMW_2036 | yr_DR8_PeakMW_2037 | yr_DR8_PeakMW_2038 | yr_DR8_PeakMW_2039 | yr_DR8_PeakMW_2040 | yr_DR8_PeakMW_2041 | yr_DR8_PeakMW_2042 | yr_DR8_PeakMW_2043 | yr_DR8_PeakMW_2044 | yr_DR8_PeakMW_2045 | yr_DR8_PeakMW_2046 | yr_DR8_PeakMW_2047
DR9_Peak | [13 empty] | yr_DR9_PeakMW_2022 | yr_DR9_PeakMW_2023 | yr_DR9_PeakMW_2024 | yr_DR9_PeakMW_2025 | yr_DR9_PeakMW_2026 | yr_DR9_PeakMW_2027 | yr_DR9_PeakMW_2028 | yr_DR9_PeakMW_2029 | yr_DR9_PeakMW_2030 | yr_DR9_PeakMW_2031 | yr_DR9_PeakMW_2032 | yr_DR9_PeakMW_2033 | yr_DR9_PeakMW_2034 | yr_DR9_PeakMW_2035 | yr_DR9_PeakMW_2036 | yr_DR9_PeakMW_2037 | yr_DR9_PeakMW_2038 | yr_DR9_PeakMW_2039 | yr_DR9_PeakMW_2040 | yr_DR9_PeakMW_2041 | yr_DR9_PeakMW_2042 | yr_DR9_PeakMW_2043 | yr_DR9_PeakMW_2044 | yr_DR9_PeakMW_2045 | yr_DR9_PeakMW_2046 | yr_DR9_PeakMW_2047
DR10_Peak | [13 empty] | yr_DR10_PeakMW_2022 | yr_DR10_PeakMW_2023 | yr_DR10_PeakMW_2024 | yr_DR10_PeakMW_2025 | yr_DR10_PeakMW_2026 | yr_DR10_PeakMW_2027 | yr_DR10_PeakMW_2028 | yr_DR10_PeakMW_2029 | yr_DR10_PeakMW_2030 | yr_DR10_PeakMW_2031 | yr_DR10_PeakMW_2032 | yr_DR10_PeakMW_2033 | yr_DR10_PeakMW_2034 | yr_DR10_PeakMW_2035 | yr_DR10_PeakMW_2036 | yr_DR10_PeakMW_2037 | yr_DR10_PeakMW_2038 | yr_DR10_PeakMW_2039 | yr_DR10_PeakMW_2040 | yr_DR10_PeakMW_2041 | yr_DR10_PeakMW_2042 | yr_DR10_PeakMW_2043 | yr_DR10_PeakMW_2044 | yr_DR10_PeakMW_2045 | yr_DR10_PeakMW_2046 | yr_DR10_PeakMW_2047
DR11_Peak | [13 empty] | yr_DR11_PeakMW_2022 | yr_DR11_PeakMW_2023 | yr_DR11_PeakMW_2024 | yr_DR11_PeakMW_2025 | yr_DR11_PeakMW_2026 | yr_DR11_PeakMW_2027 | yr_DR11_PeakMW_2028 | yr_DR11_PeakMW_2029 | yr_DR11_PeakMW_2030 | yr_DR11_PeakMW_2031 | yr_DR11_PeakMW_2032 | yr_DR11_PeakMW_2033 | yr_DR11_PeakMW_2034 | yr_DR11_PeakMW_2035 | yr_DR11_PeakMW_2036 | yr_DR11_PeakMW_2037 | yr_DR11_PeakMW_2038 | yr_DR11_PeakMW_2039 | yr_DR11_PeakMW_2040 | yr_DR11_PeakMW_2041 | yr_DR11_PeakMW_2042 | yr_DR11_PeakMW_2043 | yr_DR11_PeakMW_2044 | yr_DR11_PeakMW_2045 | yr_DR11_PeakMW_2046 | yr_DR11_PeakMW_2047
DR12_Peak | [13 empty] | yr_DR12_PeakMW_2022 | yr_DR12_PeakMW_2023 | yr_DR12_PeakMW_2024 | yr_DR12_PeakMW_2025 | yr_DR12_PeakMW_2026 | yr_DR12_PeakMW_2027 | yr_DR12_PeakMW_2028 | yr_DR12_PeakMW_2029 | yr_DR12_PeakMW_2030 | yr_DR12_PeakMW_2031 | yr_DR12_PeakMW_2032 | yr_DR12_PeakMW_2033 | yr_DR12_PeakMW_2034 | yr_DR12_PeakMW_2035 | yr_DR12_PeakMW_2036 | yr_DR12_PeakMW_2037 | yr_DR12_PeakMW_2038 | yr_DR12_PeakMW_2039 | yr_DR12_PeakMW_2040 | yr_DR12_PeakMW_2041 | yr_DR12_PeakMW_2042 | yr_DR12_PeakMW_2043 | yr_DR12_PeakMW_2044 | yr_DR12_PeakMW_2045 | yr_DR12_PeakMW_2046 | yr_DR12_PeakMW_2047
DR13_Peak | [13 empty] | yr_DR13_PeakMW_2022 | yr_DR13_PeakMW_2023 | yr_DR13_PeakMW_2024 | yr_DR13_PeakMW_2025 | yr_DR13_PeakMW_2026 | yr_DR13_PeakMW_2027 | yr_DR13_PeakMW_2028 | yr_DR13_PeakMW_2029 | yr_DR13_PeakMW_2030 | yr_DR13_PeakMW_2031 | yr_DR13_PeakMW_2032 | yr_DR13_PeakMW_2033 | yr_DR13_PeakMW_2034 | yr_DR13_PeakMW_2035 | yr_DR13_PeakMW_2036 | yr_DR13_PeakMW_2037 | yr_DR13_PeakMW_2038 | yr_DR13_PeakMW_2039 | yr_DR13_PeakMW_2040 | yr_DR13_PeakMW_2041 | yr_DR13_PeakMW_2042 | yr_DR13_PeakMW_2043 | yr_DR13_PeakMW_2044 | yr_DR13_PeakMW_2045 | yr_DR13_PeakMW_2046 | yr_DR13_PeakMW_2047
DR14_Peak | [13 empty] | yr_DR14_PeakMW_2022 | yr_DR14_PeakMW_2023 | yr_DR14_PeakMW_2024 | yr_DR14_PeakMW_2025 | yr_DR14_PeakMW_2026 | yr_DR14_PeakMW_2027 | yr_DR14_PeakMW_2028 | yr_DR14_PeakMW_2029 | yr_DR14_PeakMW_2030 | yr_DR14_PeakMW_2031 | yr_DR14_PeakMW_2032 | yr_DR14_PeakMW_2033 | yr_DR14_PeakMW_2034 | yr_DR14_PeakMW_2035 | yr_DR14_PeakMW_2036 | yr_DR14_PeakMW_2037 | yr_DR14_PeakMW_2038 | yr_DR14_PeakMW_2039 | yr_DR14_PeakMW_2040 | yr_DR14_PeakMW_2041 | yr_DR14_PeakMW_2042 | yr_DR14_PeakMW_2043 | yr_DR14_PeakMW_2044 | yr_DR14_PeakMW_2045 | yr_DR14_PeakMW_2046 | yr_DR14_PeakMW_2047
DR15_Peak | [13 empty] | yr_DR15_PeakMW_2022 | yr_DR15_PeakMW_2023 | yr_DR15_PeakMW_2024 | yr_DR15_PeakMW_2025 | yr_DR15_PeakMW_2026 | yr_DR15_PeakMW_2027 | yr_DR15_PeakMW_2028 | yr_DR15_PeakMW_2029 | yr_DR15_PeakMW_2030 | yr_DR15_PeakMW_2031 | yr_DR15_PeakMW_2032 | yr_DR15_PeakMW_2033 | yr_DR15_PeakMW_2034 | yr_DR15_PeakMW_2035 | yr_DR15_PeakMW_2036 | yr_DR15_PeakMW_2037 | yr_DR15_PeakMW_2038 | yr_DR15_PeakMW_2039 | yr_DR15_PeakMW_2040 | yr_DR15_PeakMW_2041 | yr_DR15_PeakMW_2042 | yr_DR15_PeakMW_2043 | yr_DR15_PeakMW_2044 | yr_DR15_PeakMW_2045 | yr_DR15_PeakMW_2046 | yr_DR15_PeakMW_2047
DR16_Peak | [13 empty] | yr_DR16_PeakMW_2022 | yr_DR16_PeakMW_2023 | yr_DR16_PeakMW_2024 | yr_DR16_PeakMW_2025 | yr_DR16_PeakMW_2026 | yr_DR16_PeakMW_2027 | yr_DR16_PeakMW_2028 | yr_DR16_PeakMW_2029 | yr_DR16_PeakMW_2030 | yr_DR16_PeakMW_2031 | yr_DR16_PeakMW_2032 | yr_DR16_PeakMW_2033 | yr_DR16_PeakMW_2034 | yr_DR16_PeakMW_2035 | yr_DR16_PeakMW_2036 | yr_DR16_PeakMW_2037 | yr_DR16_PeakMW_2038 | yr_DR16_PeakMW_2039 | yr_DR16_PeakMW_2040 | yr_DR16_PeakMW_2041 | yr_DR16_PeakMW_2042 | yr_DR16_PeakMW_2043 | yr_DR16_PeakMW_2044 | yr_DR16_PeakMW_2045 | yr_DR16_PeakMW_2046 | yr_DR16_PeakMW_2047
DR1_PeakMW_2022 | [13 empty] | 0 | 0 | 0 | 1.557 | 3.158 | 6.4037 | 9.734 | 13.1544 | 16.6706 | 19.8073 | 20.0938 | 20.3491 | 20.6179 | 20.9617 | 21.2853 | 21.6254 | 21.9423 | 22.2679 | 22.5773 | 22.9178 | 23.2343 | 23.5427 | 23.8124 | 24.1107 | 24.1107 | 24.1107
DR1_PeakMW_2023 | [14 empty] | 0 | 0 | 0 | 1.557 | 3.158 | 6.4037 | 9.734 | 13.1544 | 16.6706 | 19.8073 | 20.0938 | 20.3491 | 20.6179 | 20.9617 | 21.2853 | 21.6254 | 21.9423 | 22.2679 | 22.5773 | 22.9178 | 23.2343 | 23.5427 | 23.8124 | 24.1107 | 24.1107
DR1_PeakMW_2024 | [15 empty] | 0 | 0 | 0 | 1.557 | 3.158 | 6.4037 | 9.734 | 13.1544 | 16.6706 | 19.8073 | 20.0938 | 20.3491 | 20.6179 | 20.9617 | 21.2853 | 21.6254 | 21.9423 | 22.2679 | 22.5773 | 22.9178 | 23.2343 | 23.5427 | 23.8124 | 24.1107
DR1_PeakMW_2025 | [16 empty] | 0 | 0 | 0 | 1.557 | 3.158 | 6.4037 | 9.734 | 13.1544 | 16.6706 | 19.8073 | 20.0938 | 20.3491 | 20.6179 | 20.9617 | 21.2853 | 21.6254 | 21.9423 | 22.2679 | 22.5773 | 22.9178 | 23.2343 | 23.5427 | 23.8124
DR1_PeakMW_2026 | [17 empty] | 0 | 0 | 0 | 1.557 | 3.158 | 6.4037 | 9.734 | 13.1544 | 16.6706 | 19.8073 | 20.0938 | 20.3491 | 20.6179 | 20.9617 | 21.2853 | 21.6254 | 21.9423 | 22.2679 | 22.5773 | 22.9178 | 23.2343 | 23.5427
DR1_PeakMW_2027 | [18 empty] | 0 | 0 | 0 | 1.557 | 3.158 | 6.4037 | 9.734 | 13.1544 | 16.6706 | 19.8073 | 20.0938 | 20.3491 | 20.6179 | 20.9617 | 21.2853 | 21.6254 | 21.9423 | 22.2679 | 22.5773 | 22.9178 | 23.2343
DR1_PeakMW_2028 | [19 empty] | 0 | 0 | 0 | 1.557 | 3.158 | 6.4037 | 9.734 | 13.1544 | 16.6706 | 19.8073 | 20.0938 | 20.3491 | 20.6179 | 20.9617 | 21.2853 | 21.6254 | 21.9423 | 22.2679 | 22.5773 | 22.9178
DR1_PeakMW_2029 | [20 empty] | 0 | 0 | 0 | 1.557 | 3.158 | 6.4037 | 9.734 | 13.1544 | 16.6706 | 19.8073 | 20.0938 | 20.3491 | 20.6179 | 20.9617 | 21.2853 | 21.6254 | 21.9423 | 22.2679 | 22.5773
DR1_PeakMW_2030 | [21 empty] | 0 | 0 | 0 | 1.557 | 3.158 | 6.4037 | 9.734 | 13.1544 | 16.6706 | 19.8073 | 20.0938 | 20.3491 | 20.6179 | 20.9617 | 21.2853 | 21.6254 | 21.9423 | 22.2679
DR1_PeakMW_2031 | [22 empty] | 0 | 0 | 0 | 1.557 | 3.158 | 6.4037 | 9.734 | 13.1544 | 16.6706 | 19.8073 | 20.0938 | 20.3491 | 20.6179 | 20.9617 | 21.2853 | 21.6254 | 21.9423
DR1_PeakMW_2032 | [11 empty] | 13: 0; 14: 0; 15: 0; 16: 1.557; 17: 3.158; 18: 6.4037; 19: 9.734; 20: 13.1544; 21: 16.6706; 22: 19.8073; 23: 20.0938; 24: 20.3491; 25: 20.6179; 26: 20.9617; 27: 21.2853; 28: 21.6254
DR1_PeakMW_2033 | [11 empty] | 14: 0; 15: 0; 16: 0; 17: 1.557; 18: 3.158; 19: 6.4037; 20: 9.734; 21: 13.1544; 22: 16.6706; 23: 19.8073; 24: 20.0938; 25: 20.3491; 26: 20.6179; 27: 20.9617; 28: 21.2853
DR1_PeakMW_2034 | [11 empty] | 15: 0; 16: 0; 17: 0; 18: 1.557; 19: 3.158; 20: 6.4037; 21: 9.734; 22: 13.1544; 23: 16.6706; 24: 19.8073; 25: 20.0938; 26: 20.3491; 27: 20.6179; 28: 20.9617
DR1_PeakMW_2035 | [11 empty] | 16: 0; 17: 0; 18: 0; 19: 1.557; 20: 3.158; 21: 6.4037; 22: 9.734; 23: 13.1544; 24: 16.6706; 25: 19.8073; 26: 20.0938; 27: 20.3491; 28: 20.6179
DR1_PeakMW_2036 | [11 empty] | 17: 0; 18: 0; 19: 0; 20: 1.557; 21: 3.158; 22: 6.4037; 23: 9.734; 24: 13.1544; 25: 16.6706; 26: 19.8073; 27: 20.0938; 28: 20.3491
DR1_PeakMW_2037 | [11 empty] | 18: 0; 19: 0; 20: 0; 21: 1.557; 22: 3.158; 23: 6.4037; 24: 9.734; 25: 13.1544; 26: 16.6706; 27: 19.8073; 28: 20.0938
DR1_PeakMW_2038 | [11 empty] | 19: 0; 20: 0; 21: 0; 22: 1.557; 23: 3.158; 24: 6.4037; 25: 9.734; 26: 13.1544; 27: 16.6706; 28: 19.8073
DR1_PeakMW_2039 | [11 empty] | 20: 0; 21: 0; 22: 0; 23: 1.557; 24: 3.158; 25: 6.4037; 26: 9.734; 27: 13.1544; 28: 16.6706
DR1_PeakMW_2040 | [11 empty] | 21: 0; 22: 0; 23: 0; 24: 1.557; 25: 3.158; 26: 6.4037; 27: 9.734; 28: 13.1544
DR1_PeakMW_2041 | [11 empty] | 22: 0; 23: 0; 24: 0; 25: 1.557; 26: 3.158; 27: 6.4037; 28: 9.734
DR1_PeakMW_2042 | [11 empty] | 23: 0; 24: 0; 25: 0; 26: 1.557; 27: 3.158; 28: 6.4037
DR1_PeakMW_2043 | [11 empty] | 24: 0; 25: 0; 26: 0; 27: 1.557; 28: 3.158
DR1_PeakMW_2044 | [11 empty] | 25: 0; 26: 0; 27: 0; 28: 1.557
DR1_PeakMW_2045 | [11 empty] | 26: 0; 27: 0; 28: 0
DR1_PeakMW_2046 | [11 empty] | 27: 0; 28: 0
DR1_PeakMW_2047 | [11 empty] | 28: 0
DR2_PeakMW_2022 | [13 empty] | 0 | 0 | 0 | 0.044887 | 0.091042 | 0.18461 | 0.28062 | 0.37922 | 0.48059 | 0.57102 | 0.57928 | 0.58664 | 0.59439 | 0.6043 | 0.61363 | 0.62343 | 0.63257 | 0.64196 | 0.65088 | 0.66069 | 0.66982 | 0.67871 | 0.68648 | 0.69508 | 0.69508 | 0.69508
DR2_PeakMW_2023 | [14 empty] | 0 | 0 | 0 | 0.044887 | 0.091042 | 0.18461 | 0.28062 | 0.37922 | 0.48059 | 0.57102 | 0.57928 | 0.58664 | 0.59439 | 0.6043 | 0.61363 | 0.62343 | 0.63257 | 0.64196 | 0.65088 | 0.66069 | 0.66982 | 0.67871 | 0.68648 | 0.69508 | 0.69508
DR2_PeakMW_2024 | [15 empty] | 0 | 0 | 0 | 0.044887 | 0.091042 | 0.18461 | 0.28062 | 0.37922 | 0.48059 | 0.57102 | 0.57928 | 0.58664 | 0.59439 | 0.6043 | 0.61363 | 0.62343 | 0.63257 | 0.64196 | 0.65088 | 0.66069 | 0.66982 | 0.67871 | 0.68648 | 0.69508
DR2_PeakMW_2025 | [16 empty] | 0 | 0 | 0 | 0.044887 | 0.091042 | 0.18461 | 0.28062 | 0.37922 | 0.48059 | 0.57102 | 0.57928 | 0.58664 | 0.59439 | 0.6043 | 0.61363 | 0.62343 | 0.63257 | 0.64196 | 0.65088 | 0.66069 | 0.66982 | 0.67871 | 0.68648
DR2_PeakMW_2026 | [17 empty] | 0 | 0 | 0 | 0.044887 | 0.091042 | 0.18461 | 0.28062 | 0.37922 | 0.48059 | 0.57102 | 0.57928 | 0.58664 | 0.59439 | 0.6043 | 0.61363 | 0.62343 | 0.63257 | 0.64196 | 0.65088 | 0.66069 | 0.66982 | 0.67871
DR2_PeakMW_2027 | [18 empty] | 0 | 0 | 0 | 0.044887 | 0.091042 | 0.18461 | 0.28062 | 0.37922 | 0.48059 | 0.57102 | 0.57928 | 0.58664 | 0.59439 | 0.6043 | 0.61363 | 0.62343 | 0.63257 | 0.64196 | 0.65088 | 0.66069 | 0.66982
DR2_PeakMW_2028 | [19 empty] | 0 | 0 | 0 | 0.044887 | 0.091042 | 0.18461 | 0.28062 | 0.37922 | 0.48059 | 0.57102 | 0.57928 | 0.58664 | 0.59439 | 0.6043 | 0.61363 | 0.62343 | 0.63257 | 0.64196 | 0.65088 | 0.66069
DR2_PeakMW_2029 | [20 empty] | 0 | 0 | 0 | 0.044887 | 0.091042 | 0.18461 | 0.28062 | 0.37922 | 0.48059 | 0.57102 | 0.57928 | 0.58664 | 0.59439 | 0.6043 | 0.61363 | 0.62343 | 0.63257 | 0.64196 | 0.65088
DR2_PeakMW_2030 | [21 empty] | 0 | 0 | 0 | 0.044887 | 0.091042 | 0.18461 | 0.28062 | 0.37922 | 0.48059 | 0.57102 | 0.57928 | 0.58664 | 0.59439 | 0.6043 | 0.61363 | 0.62343 | 0.63257 | 0.64196
DR2_PeakMW_2031 | [22 empty] | 0 | 0 | 0 | 0.044887 | 0.091042 | 0.18461 | 0.28062 | 0.37922 | 0.48059 | 0.57102 | 0.57928 | 0.58664 | 0.59439 | 0.6043 | 0.61363 | 0.62343 | 0.63257
DR2_PeakMW_2032 | [11 empty] | 13: 0; 14: 0; 15: 0; 16: 0.044887; 17: 0.091042; 18: 0.18461; 19: 0.28062; 20: 0.37922; 21: 0.48059; 22: 0.57102; 23: 0.57928; 24: 0.58664; 25: 0.59439; 26: 0.6043; 27: 0.61363; 28: 0.62343
DR2_PeakMW_2033 | [11 empty] | 14: 0; 15: 0; 16: 0; 17: 0.044887; 18: 0.091042; 19: 0.18461; 20: 0.28062; 21: 0.37922; 22: 0.48059; 23: 0.57102; 24: 0.57928; 25: 0.58664; 26: 0.59439; 27: 0.6043; 28: 0.61363
DR2_PeakMW_2034 | [11 empty] | 15: 0; 16: 0; 17: 0; 18: 0.044887; 19: 0.091042; 20: 0.18461; 21: 0.28062; 22: 0.37922; 23: 0.48059; 24: 0.57102; 25: 0.57928; 26: 0.58664; 27: 0.59439; 28: 0.6043
DR2_PeakMW_2035 | [11 empty] | 16: 0; 17: 0; 18: 0; 19: 0.044887; 20: 0.091042; 21: 0.18461; 22: 0.28062; 23: 0.37922; 24: 0.48059; 25: 0.57102; 26: 0.57928; 27: 0.58664; 28: 0.59439
DR2_PeakMW_2036 | [11 empty] | 17: 0; 18: 0; 19: 0; 20: 0.044887; 21: 0.091042; 22: 0.18461; 23: 0.28062; 24: 0.37922; 25: 0.48059; 26: 0.57102; 27: 0.57928; 28: 0.58664
DR2_PeakMW_2037 | [11 empty] | 18: 0; 19: 0; 20: 0; 21: 0.044887; 22: 0.091042; 23: 0.18461; 24: 0.28062; 25: 0.37922; 26: 0.48059; 27: 0.57102; 28: 0.57928
DR2_PeakMW_2038 | [11 empty] | 19: 0; 20: 0; 21: 0; 22: 0.044887; 23: 0.091042; 24: 0.18461; 25: 0.28062; 26: 0.37922; 27: 0.48059; 28: 0.57102
DR2_PeakMW_2039 | [11 empty] | 20: 0; 21: 0; 22: 0; 23: 0.044887; 24: 0.091042; 25: 0.18461; 26: 0.28062; 27: 0.37922; 28: 0.48059
DR2_PeakMW_2040 | [11 empty] | 21: 0; 22: 0; 23: 0; 24: 0.044887; 25: 0.091042; 26: 0.18461; 27: 0.28062; 28: 0.37922
DR2_PeakMW_2041 | [11 empty] | 22: 0; 23: 0; 24: 0; 25: 0.044887; 26: 0.091042; 27: 0.18461; 28: 0.28062
DR2_PeakMW_2042 | [11 empty] | 23: 0; 24: 0; 25: 0; 26: 0.044887; 27: 0.091042; 28: 0.18461
DR2_PeakMW_2043 | [11 empty] | 24: 0; 25: 0; 26: 0; 27: 0.044887; 28: 0.091042
DR2_PeakMW_2044 | [11 empty] | 25: 0; 26: 0; 27: 0; 28: 0.044887
DR2_PeakMW_2045 | [11 empty] | 26: 0; 27: 0; 28: 0
DR2_PeakMW_2046 | [11 empty] | 27: 0; 28: 0
DR2_PeakMW_2047 | [11 empty] | 28: 0
DR3_PeakMW_2022 | [13 empty] | 0 | 1.2823 | 2.5943 | 5.2507 | 7.9683 | 10.7468 | 13.5856 | 13.7374 | 13.8897 | 16.4123 | 16.5907 | 16.7681 | 16.9453 | 17.1215 | 17.2957 | 17.4675 | 17.6374 | 17.8056 | 17.9727 | 18.1386 | 18.3034 | 18.4673 | 18.63 | 18.7919 | 18.7919 | 18.7919
DR3_PeakMW_2023 | [14 empty] | 0 | 1.2823 | 2.5943 | 5.2507 | 7.9683 | 10.7468 | 13.5856 | 13.7374 | 13.8897 | 16.4123 | 16.5907 | 16.7681 | 16.9453 | 17.1215 | 17.2957 | 17.4675 | 17.6374 | 17.8056 | 17.9727 | 18.1386 | 18.3034 | 18.4673 | 18.63 | 18.7919 | 18.7919
DR3_PeakMW_2024 | [15 empty] | 0 | 1.2823 | 2.5943 | 5.2507 | 7.9683 | 10.7468 | 13.5856 | 13.7374 | 13.8897 | 16.4123 | 16.5907 | 16.7681 | 16.9453 | 17.1215 | 17.2957 | 17.4675 | 17.6374 | 17.8056 | 17.9727 | 18.1386 | 18.3034 | 18.4673 | 18.63 | 18.7919
DR3_PeakMW_2025 | [16 empty] | 0 | 1.2823 | 2.5943 | 5.2507 | 7.9683 | 10.7468 | 13.5856 | 13.7374 | 13.8897 | 16.4123 | 16.5907 | 16.7681 | 16.9453 | 17.1215 | 17.2957 | 17.4675 | 17.6374 | 17.8056 | 17.9727 | 18.1386 | 18.3034 | 18.4673 | 18.63
DR3_PeakMW_2026 | [17 empty] | 0 | 1.2823 | 2.5943 | 5.2507 | 7.9683 | 10.7468 | 13.5856 | 13.7374 | 13.8897 | 16.4123 | 16.5907 | 16.7681 | 16.9453 | 17.1215 | 17.2957 | 17.4675 | 17.6374 | 17.8056 | 17.9727 | 18.1386 | 18.3034 | 18.4673
DR3_PeakMW_2027 | [18 empty] | 0 | 1.2823 | 2.5943 | 5.2507 | 7.9683 | 10.7468 | 13.5856 | 13.7374 | 13.8897 | 16.4123 | 16.5907 | 16.7681 | 16.9453 | 17.1215 | 17.2957 | 17.4675 | 17.6374 | 17.8056 | 17.9727 | 18.1386 | 18.3034
DR3_PeakMW_2028 | [19 empty] | 0 | 1.2823 | 2.5943 | 5.2507 | 7.9683 | 10.7468 | 13.5856 | 13.7374 | 13.8897 | 16.4123 | 16.5907 | 16.7681 | 16.9453 | 17.1215 | 17.2957 | 17.4675 | 17.6374 | 17.8056 | 17.9727 | 18.1386
DR3_PeakMW_2029 | [20 empty] | 0 | 1.2823 | 2.5943 | 5.2507 | 7.9683 | 10.7468 | 13.5856 | 13.7374 | 13.8897 | 16.4123 | 16.5907 | 16.7681 | 16.9453 | 17.1215 | 17.2957 | 17.4675 | 17.6374 | 17.8056 | 17.9727
DR3_PeakMW_2030 | [21 empty] | 0 | 1.2823 | 2.5943 | 5.2507 | 7.9683 | 10.7468 | 13.5856 | 13.7374 | 13.8897 | 16.4123 | 16.5907 | 16.7681 | 16.9453 | 17.1215 | 17.2957 | 17.4675 | 17.6374 | 17.8056
DR3_PeakMW_2031 | [22 empty] | 0 | 1.2823 | 2.5943 | 5.2507 | 7.9683 | 10.7468 | 13.5856 | 13.7374 | 13.8897 | 16.4123 | 16.5907 | 16.7681 | 16.9453 | 17.1215 | 17.2957 | 17.4675 | 17.6374
DR3_PeakMW_2032 | [11 empty] | 13: 0; 14: 1.2823; 15: 2.5943; 16: 5.2507; 17: 7.9683; 18: 10.7468; 19: 13.5856; 20: 13.7374; 21: 13.8897; 22: 16.4123; 23: 16.5907; 24: 16.7681; 25: 16.9453; 26: 17.1215; 27: 17.2957; 28: 17.4675
DR3_PeakMW_2033 | [11 empty] | 14: 0; 15: 1.2823; 16: 2.5943; 17: 5.2507; 18: 7.9683; 19: 10.7468; 20: 13.5856; 21: 13.7374; 22: 13.8897; 23: 16.4123; 24: 16.5907; 25: 16.7681; 26: 16.9453; 27: 17.1215; 28: 17.2957
DR3_PeakMW_2034 | [11 empty] | 15: 0; 16: 1.2823; 17: 2.5943; 18: 5.2507; 19: 7.9683; 20: 10.7468; 21: 13.5856; 22: 13.7374; 23: 13.8897; 24: 16.4123; 25: 16.5907; 26: 16.7681; 27: 16.9453; 28: 17.1215
DR3_PeakMW_2035 | [11 empty] | 16: 0; 17: 1.2823; 18: 2.5943; 19: 5.2507; 20: 7.9683; 21: 10.7468; 22: 13.5856; 23: 13.7374; 24: 13.8897; 25: 16.4123; 26: 16.5907; 27: 16.7681; 28: 16.9453
DR3_PeakMW_2036 | [11 empty] | 17: 0; 18: 1.2823; 19: 2.5943; 20: 5.2507; 21: 7.9683; 22: 10.7468; 23: 13.5856; 24: 13.7374; 25: 13.8897; 26: 16.4123; 27: 16.5907; 28: 16.7681
DR3_PeakMW_2037 | [11 empty] | 18: 0; 19: 1.2823; 20: 2.5943; 21: 5.2507; 22: 7.9683; 23: 10.7468; 24: 13.5856; 25: 13.7374; 26: 13.8897; 27: 16.4123; 28: 16.5907
DR3_PeakMW_2038 | [11 empty] | 19: 0; 20: 1.2823; 21: 2.5943; 22: 5.2507; 23: 7.9683; 24: 10.7468; 25: 13.5856; 26: 13.7374; 27: 13.8897; 28: 16.4123
DR3_PeakMW_2039 | [11 empty] | 20: 0; 21: 1.2823; 22: 2.5943; 23: 5.2507; 24: 7.9683; 25: 10.7468; 26: 13.5856; 27: 13.7374; 28: 13.8897
DR3_PeakMW_2040 | [11 empty] | 21: 0; 22: 1.2823; 23: 2.5943; 24: 5.2507; 25: 7.9683; 26: 10.7468; 27: 13.5856; 28: 13.7374
DR3_PeakMW_2041 | [11 empty] | 22: 0; 23: 1.2823; 24: 2.5943; 25: 5.2507; 26: 7.9683; 27: 10.7468; 28: 13.5856
DR3_PeakMW_2042 | [11 empty] | 23: 0; 24: 1.2823; 25: 2.5943; 26: 5.2507; 27: 7.9683; 28: 10.7468
DR3_PeakMW_2043 | [11 empty] | 24: 0; 25: 1.2823; 26: 2.5943; 27: 5.2507; 28: 7.9683
DR3_PeakMW_2044 | [11 empty] | 25: 0; 26: 1.2823; 27: 2.5943; 28: 5.2507
DR3_PeakMW_2045 | [11 empty] | 26: 0; 27: 1.2823; 28: 2.5943
DR3_PeakMW_2046 | [11 empty] | 27: 0; 28: 1.2823
DR3_PeakMW_2047 | [11 empty] | 28: 0
DR4_PeakMW_2022 | [13 empty] | 0 | 0.015289 | 0.051867 | 0.11566 | 0.2129 | 0.35329 | 0.45066 | 0.55226 | 0.65057 | 0.86263 | 0.94584 | 1.0077 | 1.0502 | 1.0783 | 1.0976 | 1.1124 | 1.1254 | 1.1378 | 1.1499 | 1.1619 | 1.1739 | 1.1858 | 1.1977 | 1.2095 | 1.2095 | 1.2095
DR4_PeakMW_2023 | [14 empty] | 0 | 0.015289 | 0.051867 | 0.11566 | 0.2129 | 0.35329 | 0.45066 | 0.55226 | 0.65057 | 0.86263 | 0.94584 | 1.0077 | 1.0502 | 1.0783 | 1.0976 | 1.1124 | 1.1254 | 1.1378 | 1.1499 | 1.1619 | 1.1739 | 1.1858 | 1.1977 | 1.2095 | 1.2095
DR4_PeakMW_2024 | [15 empty] | 0 | 0.015289 | 0.051867 | 0.11566 | 0.2129 | 0.35329 | 0.45066 | 0.55226 | 0.65057 | 0.86263 | 0.94584 | 1.0077 | 1.0502 | 1.0783 | 1.0976 | 1.1124 | 1.1254 | 1.1378 | 1.1499 | 1.1619 | 1.1739 | 1.1858 | 1.1977 | 1.2095
DR4_PeakMW_2025 | [16 empty] | 0 | 0.015289 | 0.051867 | 0.11566 | 0.2129 | 0.35329 | 0.45066 | 0.55226 | 0.65057 | 0.86263 | 0.94584 | 1.0077 | 1.0502 | 1.0783 | 1.0976 | 1.1124 | 1.1254 | 1.1378 | 1.1499 | 1.1619 | 1.1739 | 1.1858 | 1.1977
DR4_PeakMW_2026 | [17 empty] | 0 | 0.015289 | 0.051867 | 0.11566 | 0.2129 | 0.35329 | 0.45066 | 0.55226 | 0.65057 | 0.86263 | 0.94584 | 1.0077 | 1.0502 | 1.0783 | 1.0976 | 1.1124 | 1.1254 | 1.1378 | 1.1499 | 1.1619 | 1.1739 | 1.1858
DR4_PeakMW_2027 | [18 empty] | 0 | 0.015289 | 0.051867 | 0.11566 | 0.2129 | 0.35329 | 0.45066 | 0.55226 | 0.65057 | 0.86263 | 0.94584 | 1.0077 | 1.0502 | 1.0783 | 1.0976 | 1.1124 | 1.1254 | 1.1378 | 1.1499 | 1.1619 | 1.1739
DR4_PeakMW_2028 | [19 empty] | 0 | 0.015289 | 0.051867 | 0.11566 | 0.2129 | 0.35329 | 0.45066 | 0.55226 | 0.65057 | 0.86263 | 0.94584 | 1.0077 | 1.0502 | 1.0783 | 1.0976 | 1.1124 | 1.1254 | 1.1378 | 1.1499 | 1.1619
DR4_PeakMW_2029 | [20 empty] | 0 | 0.015289 | 0.051867 | 0.11566 | 0.2129 | 0.35329 | 0.45066 | 0.55226 | 0.65057 | 0.86263 | 0.94584 | 1.0077 | 1.0502 | 1.0783 | 1.0976 | 1.1124 | 1.1254 | 1.1378 | 1.1499
DR4_PeakMW_2030 | [21 empty] | 0 | 0.015289 | 0.051867 | 0.11566 | 0.2129 | 0.35329 | 0.45066 | 0.55226 | 0.65057 | 0.86263 | 0.94584 | 1.0077 | 1.0502 | 1.0783 | 1.0976 | 1.1124 | 1.1254 | 1.1378
DR4_PeakMW_2031 | [22 empty] | 0 | 0.015289 | 0.051867 | 0.11566 | 0.2129 | 0.35329 | 0.45066 | 0.55226 | 0.65057 | 0.86263 | 0.94584 | 1.0077 | 1.0502 | 1.0783 | 1.0976 | 1.1124 | 1.1254
DR4_PeakMW_2032 | [11 empty] | 13: 0; 14: 0.015289; 15: 0.051867; 16: 0.11566; 17: 0.2129; 18: 0.35329; 19: 0.45066; 20: 0.55226; 21: 0.65057; 22: 0.86263; 23: 0.94584; 24: 1.0077; 25: 1.0502; 26: 1.0783; 27: 1.0976; 28: 1.1124
DR4_PeakMW_2033 | [11 empty] | 14: 0; 15: 0.015289; 16: 0.051867; 17: 0.11566; 18: 0.2129; 19: 0.35329; 20: 0.45066; 21: 0.55226; 22: 0.65057; 23: 0.86263; 24: 0.94584; 25: 1.0077; 26: 1.0502; 27: 1.0783; 28: 1.0976
DR4_PeakMW_2034 | [11 empty] | 15: 0; 16: 0.015289; 17: 0.051867; 18: 0.11566; 19: 0.2129; 20: 0.35329; 21: 0.45066; 22: 0.55226; 23: 0.65057; 24: 0.86263; 25: 0.94584; 26: 1.0077; 27: 1.0502; 28: 1.0783
DR4_PeakMW_2035 | [11 empty] | 16: 0; 17: 0.015289; 18: 0.051867; 19: 0.11566; 20: 0.2129; 21: 0.35329; 22: 0.45066; 23: 0.55226; 24: 0.65057; 25: 0.86263; 26: 0.94584; 27: 1.0077; 28: 1.0502
DR4_PeakMW_2036 | [11 empty] | 17: 0; 18: 0.015289; 19: 0.051867; 20: 0.11566; 21: 0.2129; 22: 0.35329; 23: 0.45066; 24: 0.55226; 25: 0.65057; 26: 0.86263; 27: 0.94584; 28: 1.0077
DR4_PeakMW_2037 | [11 empty] | 18: 0; 19: 0.015289; 20: 0.051867; 21: 0.11566; 22: 0.2129; 23: 0.35329; 24: 0.45066; 25: 0.55226; 26: 0.65057; 27: 0.86263; 28: 0.94584
DR4_PeakMW_2038 | [11 empty] | 19: 0; 20: 0.015289; 21: 0.051867; 22: 0.11566; 23: 0.2129; 24: 0.35329; 25: 0.45066; 26: 0.55226; 27: 0.65057; 28: 0.86263
DR4_PeakMW_2039 | [11 empty] | 20: 0; 21: 0.015289; 22: 0.051867; 23: 0.11566; 24: 0.2129; 25: 0.35329; 26: 0.45066; 27: 0.55226; 28: 0.65057
DR4_PeakMW_2040 | [11 empty] | 21: 0; 22: 0.015289; 23: 0.051867; 24: 0.11566; 25: 0.2129; 26: 0.35329; 27: 0.45066; 28: 0.55226
DR4_PeakMW_2041 | [11 empty] | 22: 0; 23: 0.015289; 24: 0.051867; 25: 0.11566; 26: 0.2129; 27: 0.35329; 28: 0.45066
DR4_PeakMW_2042 | [11 empty] | 23: 0; 24: 0.015289; 25: 0.051867; 26: 0.11566; 27: 0.2129; 28: 0.35329
DR4_PeakMW_2043 | [11 empty] | 24: 0; 25: 0.015289; 26: 0.051867; 27: 0.11566; 28: 0.2129
DR4_PeakMW_2044 | [11 empty] | 25: 0; 26: 0.015289; 27: 0.051867; 28: 0.11566
DR4_PeakMW_2045 | [11 empty] | 26: 0; 27: 0.015289; 28: 0.051867
DR4_PeakMW_2046 | [11 empty] | 27: 0; 28: 0.015289
DR4_PeakMW_2047 | [11 empty] | 28: 0
DR5_PeakMW_2022 | [13 empty] | 0 | 1.6054 | 3.0291 | 5.6874 | 7.9586 | 9.8266 | 11.2756 | 10.2422 | 9.1834 | 9.466 | 8.1685 | 6.8406 | 5.4826 | 4.0945 | 3.6496 | 3.6858 | 3.7217 | 3.7572 | 3.7924 | 3.8274 | 3.8622 | 3.8968 | 3.9311 | 3.9653 | 3.9653 | 3.9653
DR5_PeakMW_2023 | [14 empty] | 0 | 1.6054 | 3.0291 | 5.6874 | 7.9586 | 9.8266 | 11.2756 | 10.2422 | 9.1834 | 9.466 | 8.1685 | 6.8406 | 5.4826 | 4.0945 | 3.6496 | 3.6858 | 3.7217 | 3.7572 | 3.7924 | 3.8274 | 3.8622 | 3.8968 | 3.9311 | 3.9653 | 3.9653
DR5_PeakMW_2024 | [15 empty] | 0 | 1.6054 | 3.0291 | 5.6874 | 7.9586 | 9.8266 | 11.2756 | 10.2422 | 9.1834 | 9.466 | 8.1685 | 6.8406 | 5.4826 | 4.0945 | 3.6496 | 3.6858 | 3.7217 | 3.7572 | 3.7924 | 3.8274 | 3.8622 | 3.8968 | 3.9311 | 3.9653
DR5_PeakMW_2025 | [16 empty] | 0 | 1.6054 | 3.0291 | 5.6874 | 7.9586 | 9.8266 | 11.2756 | 10.2422 | 9.1834 | 9.466 | 8.1685 | 6.8406 | 5.4826 | 4.0945 | 3.6496 | 3.6858 | 3.7217 | 3.7572 | 3.7924 | 3.8274 | 3.8622 | 3.8968 | 3.9311
DR5_PeakMW_2026 | [17 empty] | 0 | 1.6054 | 3.0291 | 5.6874 | 7.9586 | 9.8266 | 11.2756 | 10.2422 | 9.1834 | 9.466 | 8.1685 | 6.8406 | 5.4826 | 4.0945 | 3.6496 | 3.6858 | 3.7217 | 3.7572 | 3.7924 | 3.8274 | 3.8622 | 3.8968
DR5_PeakMW_2027 | [18 empty] | 0 | 1.6054 | 3.0291 | 5.6874 | 7.9586 | 9.8266 | 11.2756 | 10.2422 | 9.1834 | 9.466 | 8.1685 | 6.8406 | 5.4826 | 4.0945 | 3.6496 | 3.6858 | 3.7217 | 3.7572 | 3.7924 | 3.8274 | 3.8622
DR5_PeakMW_2028 | [19 empty] | 0 | 1.6054 | 3.0291 | 5.6874 | 7.9586 | 9.8266 | 11.2756 | 10.2422 | 9.1834 | 9.466 | 8.1685 | 6.8406 | 5.4826 | 4.0945 | 3.6496 | 3.6858 | 3.7217 | 3.7572 | 3.7924 | 3.8274
DR5_PeakMW_2029 | [20 empty] | 0 | 1.6054 | 3.0291 | 5.6874 | 7.9586 | 9.8266 | 11.2756 | 10.2422 | 9.1834 | 9.466 | 8.1685 | 6.8406 | 5.4826 | 4.0945 | 3.6496 | 3.6858 | 3.7217 | 3.7572 | 3.7924
DR5_PeakMW_2030 | [21 empty] | 0 | 1.6054 | 3.0291 | 5.6874 | 7.9586 | 9.8266 | 11.2756 | 10.2422 | 9.1834 | 9.466 | 8.1685 | 6.8406 | 5.4826 | 4.0945 | 3.6496 | 3.6858 | 3.7217 | 3.7572
DR5_PeakMW_2031 | [22 empty] | 0 | 1.6054 | 3.0291 | 5.6874 | 7.9586 | 9.8266 | 11.2756 | 10.2422 | 9.1834 | 9.466 | 8.1685 | 6.8406 | 5.4826 | 4.0945 | 3.6496 | 3.6858 | 3.7217
DR5_PeakMW_2032 | [11 empty] | 13: 0; 14: 1.6054; 15: 3.0291; 16: 5.6874; 17: 7.9586; 18: 9.8266; 19: 11.2756; 20: 10.2422; 21: 9.1834; 22: 9.466; 23: 8.1685; 24: 6.8406; 25: 5.4826; 26: 4.0945; 27: 3.6496; 28: 3.6858
DR5_PeakMW_2033 | [11 empty] | 14: 0; 15: 1.6054; 16: 3.0291; 17: 5.6874; 18: 7.9586; 19: 9.8266; 20: 11.2756; 21: 10.2422; 22: 9.1834; 23: 9.466; 24: 8.1685; 25: 6.8406; 26: 5.4826; 27: 4.0945; 28: 3.6496
DR5_PeakMW_2034 | [11 empty] | 15: 0; 16: 1.6054; 17: 3.0291; 18: 5.6874; 19: 7.9586; 20: 9.8266; 21: 11.2756; 22: 10.2422; 23: 9.1834; 24: 9.466; 25: 8.1685; 26: 6.8406; 27: 5.4826; 28: 4.0945
DR5_PeakMW_2035 | [11 empty] | 16: 0; 17: 1.6054; 18: 3.0291; 19: 5.6874; 20: 7.9586; 21: 9.8266; 22: 11.2756; 23: 10.2422; 24: 9.1834; 25: 9.466; 26: 8.1685; 27: 6.8406; 28: 5.4826
DR5_PeakMW_2036 | [11 empty] | 17: 0; 18: 1.6054; 19: 3.0291; 20: 5.6874; 21: 7.9586; 22: 9.8266; 23: 11.2756; 24: 10.2422; 25: 9.1834; 26: 9.466; 27: 8.1685; 28: 6.8406
DR5_PeakMW_2037 | [11 empty] | 18: 0; 19: 1.6054; 20: 3.0291; 21: 5.6874; 22: 7.9586; 23: 9.8266; 24: 11.2756; 25: 10.2422; 26: 9.1834; 27: 9.466; 28: 8.1685
DR5_PeakMW_2038 | [11 empty] | 19: 0; 20: 1.6054; 21: 3.0291; 22: 5.6874; 23: 7.9586; 24: 9.8266; 25: 11.2756; 26: 10.2422; 27: 9.1834; 28: 9.466
DR5_PeakMW_2039 | [11 empty] | 20: 0; 21: 1.6054; 22: 3.0291; 23: 5.6874; 24: 7.9586; 25: 9.8266; 26: 11.2756; 27: 10.2422; 28: 9.1834
DR5_PeakMW_2040 | [11 empty] | 21: 0; 22: 1.6054; 23: 3.0291; 24: 5.6874; 25: 7.9586; 26: 9.8266; 27: 11.2756; 28: 10.2422
DR5_PeakMW_2041 | [11 empty] | 22: 0; 23: 1.6054; 24: 3.0291; 25: 5.6874; 26: 7.9586; 27: 9.8266; 28: 11.2756
DR5_PeakMW_2042 | [11 empty] | 23: 0; 24: 1.6054; 25: 3.0291; 26: 5.6874; 27: 7.9586; 28: 9.8266
DR5_PeakMW_2043 | [11 empty] | 24: 0; 25: 1.6054; 26: 3.0291; 27: 5.6874; 28: 7.9586
DR5_PeakMW_2044 | [11 empty] | 25: 0; 26: 1.6054; 27: 3.0291; 28: 5.6874
DR5_PeakMW_2045 | [11 empty] | 26: 0; 27: 1.6054; 28: 3.0291
DR5_PeakMW_2046 | [11 empty] | 27: 0; 28: 1.6054
DR5_PeakMW_2047 | [11 empty] | 28: 0
DR6_PeakMW_2022 | [13 empty] | 0 | 0.19048 | 0.5956 | 1.6309 | 3.1207 | 5.0796 | 7.5222 | 8.7194 | 9.9415 | 13.0769 | 14.5633 | 16.0778 | 17.6207 | 19.1912 | 19.8536 | 20.0508 | 20.2458 | 20.4389 | 20.6307 | 20.8211 | 21.0104 | 21.1985 | 21.3852 | 21.5711 | 21.5711 | 21.5711
DR6_PeakMW_2023 | [14 empty] | 0 | 0.19048 | 0.5956 | 1.6309 | 3.1207 | 5.0796 | 7.5222 | 8.7194 | 9.9415 | 13.0769 | 14.5633 | 16.0778 | 17.6207 | 19.1912 | 19.8536 | 20.0508 | 20.2458 | 20.4389 | 20.6307 | 20.8211 | 21.0104 | 21.1985 | 21.3852 | 21.5711 | 21.5711
DR6_PeakMW_2024 | [15 empty] | 0 | 0.19048 | 0.5956 | 1.6309 | 3.1207 | 5.0796 | 7.5222 | 8.7194 | 9.9415 | 13.0769 | 14.5633 | 16.0778 | 17.6207 | 19.1912 | 19.8536 | 20.0508 | 20.2458 | 20.4389 | 20.6307 | 20.8211 | 21.0104 | 21.1985 | 21.3852 | 21.5711
DR6_PeakMW_2025 | [16 empty] | 0 | 0.19048 | 0.5956 | 1.6309 | 3.1207 | 5.0796 | 7.5222 | 8.7194 | 9.9415 | 13.0769 | 14.5633 | 16.0778 | 17.6207 | 19.1912 | 19.8536 | 20.0508 | 20.2458 | 20.4389 | 20.6307 | 20.8211 | 21.0104 | 21.1985 | 21.3852
DR6_PeakMW_2026 | [17 empty] | 0 | 0.19048 | 0.5956 | 1.6309 | 3.1207 | 5.0796 | 7.5222 | 8.7194 | 9.9415 | 13.0769 | 14.5633 | 16.0778 | 17.6207 | 19.1912 | 19.8536 | 20.0508 | 20.2458 | 20.4389 | 20.6307 | 20.8211 | 21.0104 | 21.1985
DR6_PeakMW_2027 | [18 empty] | 0 | 0.19048 | 0.5956 | 1.6309 | 3.1207 | 5.0796 | 7.5222 | 8.7194 | 9.9415 | 13.0769 | 14.5633 | 16.0778 | 17.6207 | 19.1912 | 19.8536 | 20.0508 | 20.2458 | 20.4389 | 20.6307 | 20.8211 | 21.0104
DR6_PeakMW_2028 | [19 empty] | 0 | 0.19048 | 0.5956 | 1.6309 | 3.1207 | 5.0796 | 7.5222 | 8.7194 | 9.9415 | 13.0769 | 14.5633 | 16.0778 | 17.6207 | 19.1912 | 19.8536 | 20.0508 | 20.2458 | 20.4389 | 20.6307 | 20.8211
DR6_PeakMW_2029 | [20 empty] | 0 | 0.19048 | 0.5956 | 1.6309 | 3.1207 | 5.0796 | 7.5222 | 8.7194 | 9.9415 | 13.0769 | 14.5633 | 16.0778 | 17.6207 | 19.1912 | 19.8536 | 20.0508 | 20.2458 | 20.4389 | 20.6307
DR6_PeakMW_2030 | [21 empty] | 0 | 0.19048 | 0.5956 | 1.6309 | 3.1207 | 5.0796 | 7.5222 | 8.7194 | 9.9415 | 13.0769 | 14.5633 | 16.0778 | 17.6207 | 19.1912 | 19.8536 | 20.0508 | 20.2458 | 20.4389
DR6_PeakMW_2031 | [22 empty] | 0 | 0.19048 | 0.5956 | 1.6309 | 3.1207 | 5.0796 | 7.5222 | 8.7194 | 9.9415 | 13.0769 | 14.5633 | 16.0778 | 17.6207 | 19.1912 | 19.8536 | 20.0508 | 20.2458
DR6_PeakMW_2032 | [11 empty] | 13: 0; 14: 0.19048; 15: 0.5956; 16: 1.6309; 17: 3.1207; 18: 5.0796; 19: 7.5222; 20: 8.7194; 21: 9.9415; 22: 13.0769; 23: 14.5633; 24: 16.0778; 25: 17.6207; 26: 19.1912; 27: 19.8536; 28: 20.0508
DR6_PeakMW_2033 | [11 empty] | 14: 0; 15: 0.19048; 16: 0.5956; 17: 1.6309; 18: 3.1207; 19: 5.0796; 20: 7.5222; 21: 8.7194; 22: 9.9415; 23: 13.0769; 24: 14.5633; 25: 16.0778; 26: 17.6207; 27: 19.1912; 28: 19.8536
DR6_PeakMW_2034 | [11 empty] | 15: 0; 16: 0.19048; 17: 0.5956; 18: 1.6309; 19: 3.1207; 20: 5.0796; 21: 7.5222; 22: 8.7194; 23: 9.9415; 24: 13.0769; 25: 14.5633; 26: 16.0778; 27: 17.6207; 28: 19.1912
DR6_PeakMW_2035 | [11 empty] | 16: 0; 17: 0.19048; 18: 0.5956; 19: 1.6309; 20: 3.1207; 21: 5.0796; 22: 7.5222; 23: 8.7194; 24: 9.9415; 25: 13.0769; 26: 14.5633; 27: 16.0778; 28: 17.6207
DR6_PeakMW_2036 | [11 empty] | 17: 0; 18: 0.19048; 19: 0.5956; 20: 1.6309; 21: 3.1207; 22: 5.0796; 23: 7.5222; 24: 8.7194; 25: 9.9415; 26: 13.0769; 27: 14.5633; 28: 16.0778
DR6_PeakMW_2037 | [11 empty] | 18: 0; 19: 0.19048; 20: 0.5956; 21: 1.6309; 22: 3.1207; 23: 5.0796; 24: 7.5222; 25: 8.7194; 26: 9.9415; 27: 13.0769; 28: 14.5633
DR6_PeakMW_2038 | [11 empty] | 19: 0; 20: 0.19048; 21: 0.5956; 22: 1.6309; 23: 3.1207; 24: 5.0796; 25: 7.5222; 26: 8.7194; 27: 9.9415; 28: 13.0769
DR6_PeakMW_2039 | [11 empty] | 20: 0; 21: 0.19048; 22: 0.5956; 23: 1.6309; 24: 3.1207; 25: 5.0796; 26: 7.5222; 27: 8.7194; 28: 9.9415
DR6_PeakMW_2040 | [11 empty] | 21: 0; 22: 0.19048; 23: 0.5956; 24: 1.6309; 25: 3.1207; 26: 5.0796; 27: 7.5222; 28: 8.7194
DR6_PeakMW_2041 | [11 empty] | 22: 0; 23: 0.19048; 24: 0.5956; 25: 1.6309; 26: 3.1207; 27: 5.0796; 28: 7.5222
DR6_PeakMW_2042 | [11 empty] | 23: 0; 24: 0.19048; 25: 0.5956; 26: 1.6309; 27: 3.1207; 28: 5.0796
DR6_PeakMW_2043 | [11 empty] | 24: 0; 25: 0.19048; 26: 0.5956; 27: 1.6309; 28: 3.1207
DR6_PeakMW_2044 | [11 empty] | 25: 0; 26: 0.19048; 27: 0.5956; 28: 1.6309
DR6_PeakMW_2045 | [11 empty] | 26: 0; 27: 0.19048; 28: 0.5956
DR6_PeakMW_2046 | [11 empty] | 27: 0; 28: 0.19048
DR6_PeakMW_2047 | [11 empty] | 28: 0
DR7_PeakMW_2022 | [13 empty] | 0 | 0.024723 | 0.046648 | 0.087586 | 0.12256 | 0.15133 | 0.17364 | 0.15773 | 0.14142 | 0.14578 | 0.12579 | 0.10535 | 0.084432 | 0.063055 | 0.056203 | 0.056762 | 0.057314 | 0.05786 | 0.058403 | 0.058942 | 0.059478 | 0.06001 | 0.060539 | 0.061065 | 0.061065 | 0.061065
DR7_PeakMW_2023 | [14 empty] | 0 | 0.024723 | 0.046648 | 0.087586 | 0.12256 | 0.15133 | 0.17364 | 0.15773 | 0.14142 | 0.14578 | 0.12579 | 0.10535 | 0.084432 | 0.063055 | 0.056203 | 0.056762 | 0.057314 | 0.05786 | 0.058403 | 0.058942 | 0.059478 | 0.06001 | 0.060539 | 0.061065 | 0.061065
DR7_PeakMW_2024 | [15 empty] | 0 | 0.024723 | 0.046648 | 0.087586 | 0.12256 | 0.15133 | 0.17364 | 0.15773 | 0.14142 | 0.14578 | 0.12579 | 0.10535 | 0.084432 | 0.063055 | 0.056203 | 0.056762 | 0.057314 | 0.05786 | 0.058403 | 0.058942 | 0.059478 | 0.06001 | 0.060539 | 0.061065
DR7_PeakMW_2025 | [16 empty] | 0 | 0.024723 | 0.046648 | 0.087586 | 0.12256 | 0.15133 | 0.17364 | 0.15773 | 0.14142 | 0.14578 | 0.12579 | 0.10535 | 0.084432 | 0.063055 | 0.056203 | 0.056762 | 0.057314 | 0.05786 | 0.058403 | 0.058942 | 0.059478 | 0.06001 | 0.060539
DR7_PeakMW_2026 | [17 empty] | 0 | 0.024723 | 0.046648 | 0.087586 | 0.12256 | 0.15133 | 0.17364 | 0.15773 | 0.14142 | 0.14578 | 0.12579 | 0.10535 | 0.084432 | 0.063055 | 0.056203 | 0.056762 | 0.057314 | 0.05786 | 0.058403 | 0.058942 | 0.059478 | 0.06001
DR7_PeakMW_2027 | [18 empty] | 0 | 0.024723 | 0.046648 | 0.087586 | 0.12256 | 0.15133 | 0.17364 | 0.15773 | 0.14142 | 0.14578 | 0.12579 | 0.10535 | 0.084432 | 0.063055 | 0.056203 | 0.056762 | 0.057314 | 0.05786 | 0.058403 | 0.058942 | 0.059478
DR7_PeakMW_2028 | [19 empty] | 0 | 0.024723 | 0.046648 | 0.087586 | 0.12256 | 0.15133 | 0.17364 | 0.15773 | 0.14142 | 0.14578 | 0.12579 | 0.10535 | 0.084432 | 0.063055 | 0.056203 | 0.056762 | 0.057314 | 0.05786 | 0.058403 | 0.058942
DR7_PeakMW_2029 | [20 empty] | 0 | 0.024723 | 0.046648 | 0.087586 | 0.12256 | 0.15133 | 0.17364 | 0.15773 | 0.14142 | 0.14578 | 0.12579 | 0.10535 | 0.084432 | 0.063055 | 0.056203 | 0.056762 | 0.057314 | 0.05786 | 0.058403
DR7_PeakMW_2030 | [21 empty] | 0 | 0.024723 | 0.046648 | 0.087586 | 0.12256 | 0.15133 | 0.17364 | 0.15773 | 0.14142 | 0.14578 | 0.12579 | 0.10535 | 0.084432 | 0.063055 | 0.056203 | 0.056762 | 0.057314 | 0.05786
DR7_PeakMW_2031 | [22 empty] | 0 | 0.024723 | 0.046648 | 0.087586 | 0.12256 | 0.15133 | 0.17364 | 0.15773 | 0.14142 | 0.14578 | 0.12579 | 0.10535 | 0.084432 | 0.063055 | 0.056203 | 0.056762 | 0.057314
DR7_PeakMW_2032 | [11 empty] | 13: 0; 14: 0.024723; 15: 0.046648; 16: 0.087586; 17: 0.12256; 18: 0.15133; 19: 0.17364; 20: 0.15773; 21: 0.14142; 22: 0.14578; 23: 0.12579; 24: 0.10535; 25: 0.084432; 26: 0.063055; 27: 0.056203; 28: 0.056762
DR7_PeakMW_2033 | [11 empty] | 14: 0; 15: 0.024723; 16: 0.046648; 17: 0.087586; 18: 0.12256; 19: 0.15133; 20: 0.17364; 21: 0.15773; 22: 0.14142; 23: 0.14578; 24: 0.12579; 25: 0.10535; 26: 0.084432; 27: 0.063055; 28: 0.056203
DR7_PeakMW_2034 | [11 empty] | 15: 0; 16: 0.024723; 17: 0.046648; 18: 0.087586; 19: 0.12256; 20: 0.15133; 21: 0.17364; 22: 0.15773; 23: 0.14142; 24: 0.14578; 25: 0.12579; 26: 0.10535; 27: 0.084432; 28: 0.063055
DR7_PeakMW_2035 | [11 empty] | 16: 0; 17: 0.024723; 18: 0.046648; 19: 0.087586; 20: 0.12256; 21: 0.15133; 22: 0.17364; 23: 0.15773; 24: 0.14142; 25: 0.14578; 26: 0.12579; 27: 0.10535; 28: 0.084432
DR7_PeakMW_2036 | [11 empty] | 17: 0; 18: 0.024723; 19: 0.046648; 20: 0.087586; 21: 0.12256; 22: 0.15133; 23: 0.17364; 24: 0.15773; 25: 0.14142; 26: 0.14578; 27: 0.12579; 28: 0.10535
DR7_PeakMW_2037 | [11 empty] | 18: 0; 19: 0.024723; 20: 0.046648; 21: 0.087586; 22: 0.12256; 23: 0.15133; 24: 0.17364; 25: 0.15773; 26: 0.14142; 27: 0.14578; 28: 0.12579
DR7_PeakMW_2038 | [11 empty] | 19: 0; 20: 0.024723; 21: 0.046648; 22: 0.087586; 23: 0.12256; 24: 0.15133; 25: 0.17364; 26: 0.15773; 27: 0.14142; 28: 0.14578
DR7_PeakMW_2039 | [11 empty] | 20: 0; 21: 0.024723; 22: 0.046648; 23: 0.087586; 24: 0.12256; 25: 0.15133; 26: 0.17364; 27: 0.15773; 28: 0.14142
DR7_PeakMW_2040 | [11 empty] | 21: 0; 22: 0.024723; 23: 0.046648; 24: 0.087586; 25: 0.12256; 26: 0.15133; 27: 0.17364; 28: 0.15773
DR7_PeakMW_2041 | [11 empty] | 22: 0; 23: 0.024723; 24: 0.046648; 25: 0.087586; 26: 0.12256; 27: 0.15133; 28: 0.17364
DR7_PeakMW_2042 | [11 empty] | 23: 0; 24: 0.024723; 25: 0.046648; 26: 0.087586; 27: 0.12256; 28: 0.15133
DR7_PeakMW_2043 | [11 empty] | 24: 0; 25: 0.024723; 26: 0.046648; 27: 0.087586; 28: 0.12256
DR7_PeakMW_2044 | [11 empty] | 25: 0; 26: 0.024723; 27: 0.046648; 28: 0.087586
DR7_PeakMW_2045 | [11 empty] | 26: 0; 27: 0.024723; 28: 0.046648
DR7_PeakMW_2046 | [11 empty] | 27: 0; 28: 0.024723
DR7_PeakMW_2047 | [11 empty] | 28: 0
DR8_PeakMW_2022 | [13 empty] | 0 | 0.0029334 | 0.0091723 | 0.025116 | 0.048058 | 0.078226 | 0.11584 | 0.13428 | 0.1531 | 0.20138 | 0.22427 | 0.2476 | 0.27136 | 0.29554 | 0.30574 | 0.30878 | 0.31179 | 0.31476 | 0.31771 | 0.32064 | 0.32356 | 0.32646 | 0.32933 | 0.33219 | 0.33219 | 0.33219
DR8_PeakMW_2023 | [14 empty] | 0 | 0.0029334 | 0.0091723 | 0.025116 | 0.048058 | 0.078226 | 0.11584 | 0.13428 | 0.1531 | 0.20138 | 0.22427 | 0.2476 | 0.27136 | 0.29554 | 0.30574 | 0.30878 | 0.31179 | 0.31476 | 0.31771 | 0.32064 | 0.32356 | 0.32646 | 0.32933 | 0.33219 | 0.33219
DR8_PeakMW_2024 | [15 empty] | 0 | 0.0029334 | 0.0091723 | 0.025116 | 0.048058 | 0.078226 | 0.11584 | 0.13428 | 0.1531 | 0.20138 | 0.22427 | 0.2476 | 0.27136 | 0.29554 | 0.30574 | 0.30878 | 0.31179 | 0.31476 | 0.31771 | 0.32064 | 0.32356 | 0.32646 | 0.32933 | 0.33219
DR8_PeakMW_2025 | [16 empty] | 0 | 0.0029334 | 0.0091723 | 0.025116 | 0.048058 | 0.078226 | 0.11584 | 0.13428 | 0.1531 | 0.20138 | 0.22427 | 0.2476 | 0.27136 | 0.29554 | 0.30574 | 0.30878 | 0.31179 | 0.31476 | 0.31771 | 0.32064 | 0.32356 | 0.32646 | 0.32933
DR8_PeakMW_2026 | [17 empty] | 0 | 0.0029334 | 0.0091723 | 0.025116 | 0.048058 | 0.078226 | 0.11584 | 0.13428 | 0.1531 | 0.20138 | 0.22427 | 0.2476 | 0.27136 | 0.29554 | 0.30574 | 0.30878 | 0.31179 | 0.31476 | 0.31771 | 0.32064 | 0.32356 | 0.32646
DR8_PeakMW_2027 | [18 empty] | 0 | 0.0029334 | 0.0091723 | 0.025116 | 0.048058 | 0.078226 | 0.11584 | 0.13428 | 0.1531 | 0.20138 | 0.22427 | 0.2476 | 0.27136 | 0.29554 | 0.30574 | 0.30878 | 0.31179 | 0.31476 | 0.31771 | 0.32064 | 0.32356
DR8_PeakMW_2028 | [19 empty] | 0 | 0.0029334 | 0.0091723 | 0.025116 | 0.048058 | 0.078226 | 0.11584 | 0.13428 | 0.1531 | 0.20138 | 0.22427 | 0.2476 | 0.27136 | 0.29554 | 0.30574 | 0.30878 | 0.31179 | 0.31476 | 0.31771 | 0.32064
DR8_PeakMW_2029 | [20 empty] | 0 | 0.0029334 | 0.0091723 | 0.025116 | 0.048058 | 0.078226 | 0.11584 | 0.13428 | 0.1531 | 0.20138 | 0.22427 | 0.2476 | 0.27136 | 0.29554 | 0.30574 | 0.30878 | 0.31179 | 0.31476 | 0.31771
DR8_PeakMW_2030 | [21 empty] | 0 | 0.0029334 | 0.0091723 | 0.025116 | 0.048058 | 0.078226 | 0.11584 | 0.13428 | 0.1531 | 0.20138 | 0.22427 | 0.2476 | 0.27136 | 0.29554 | 0.30574 | 0.30878 | 0.31179 | 0.31476
DR8_PeakMW_2031 | [22 empty] | 0 | 0.0029334 | 0.0091723 | 0.025116 | 0.048058 | 0.078226 | 0.11584 | 0.13428 | 0.1531 | 0.20138 | 0.22427 | 0.2476 | 0.27136 | 0.29554 | 0.30574 | 0.30878 | 0.31179
DR8_PeakMW_2032 | [11 empty] | 13: 0; 14: 0.0029334; 15: 0.0091723; 16: 0.025116; 17: 0.048058; 18: 0.078226; 19: 0.11584; 20: 0.13428; 21: 0.1531; 22: 0.20138; 23: 0.22427; 24: 0.2476; 25: 0.27136; 26: 0.29554; 27: 0.30574; 28: 0.30878
DR8_PeakMW_2033 | [11 empty] | 14: 0; 15: 0.0029334; 16: 0.0091723; 17: 0.025116; 18: 0.048058; 19: 0.078226; 20: 0.11584; 21: 0.13428; 22: 0.1531; 23: 0.20138; 24: 0.22427; 25: 0.2476; 26: 0.27136; 27: 0.29554; 28: 0.30574
DR8_PeakMW_2034 | [11 empty] | 15: 0; 16: 0.0029334; 17: 0.0091723; 18: 0.025116; 19: 0.048058; 20: 0.078226; 21: 0.11584; 22: 0.13428; 23: 0.1531; 24: 0.20138; 25: 0.22427; 26: 0.2476; 27: 0.27136; 28: 0.29554
DR8_PeakMW_2035 | [11 empty] | 16: 0; 17: 0.0029334; 18: 0.0091723; 19: 0.025116; 20: 0.048058; 21: 0.078226; 22: 0.11584; 23: 0.13428; 24: 0.1531; 25: 0.20138; 26: 0.22427; 27: 0.2476; 28: 0.27136
DR8_PeakMW_2036 | [11 empty] | 17: 0; 18: 0.0029334; 19: 0.0091723; 20: 0.025116; 21: 0.048058; 22: 0.078226; 23: 0.11584; 24: 0.13428; 25: 0.1531; 26: 0.20138; 27: 0.22427; 28: 0.2476
DR8_PeakMW_2037 | [11 empty] | 18: 0; 19: 0.0029334; 20: 0.0091723; 21: 0.025116; 22: 0.048058; 23: 0.078226; 24: 0.11584; 25: 0.13428; 26: 0.1531; 27: 0.20138; 28: 0.22427
DR8_PeakMW_2038 | [11 empty] | 19: 0; 20: 0.0029334; 21: 0.0091723; 22: 0.025116; 23: 0.048058; 24: 0.078226; 25: 0.11584; 26: 0.13428; 27: 0.1531; 28: 0.20138
DR8_PeakMW_2039 | [11 empty] | 20: 0; 21: 0.0029334; 22: 0.0091723; 23: 0.025116; 24: 0.048058; 25: 0.078226; 26: 0.11584; 27: 0.13428; 28: 0.1531
DR8_PeakMW_2040 | [11 empty] | 21: 0; 22: 0.0029334; 23: 0.0091723; 24: 0.025116; 25: 0.048058; 26: 0.078226; 27: 0.11584; 28: 0.13428
DR8_PeakMW_2041 | [11 empty] | 22: 0; 23: 0.0029334; 24: 0.0091723; 25: 0.025116; 26: 0.048058; 27: 0.078226; 28: 0.11584
DR8_PeakMW_2042 | [11 empty] | 23: 0; 24: 0.0029334; 25: 0.0091723; 26: 0.025116; 27: 0.048058; 28: 0.078226
DR8_PeakMW_2043 | [11 empty] | 24: 0; 25: 0.0029334; 26: 0.0091723; 27: 0.025116; 28: 0.048058
DR8_PeakMW_2044 | [11 empty] | 25: 0; 26: 0.0029334; 27: 0.0091723; 28: 0.025116
DR8_PeakMW_2045 | [11 empty] | 26: 0; 27: 0.0029334; 28: 0.0091723
DR8_PeakMW_2046 | [11 empty] | 27: 0; 28: 0.0029334
DR8_PeakMW_2047 | [11 empty] | 28: 0
DR9_PeakMW_2022 | [13 empty] | 0 | 0.17322 | 0.35054 | 0.70831 | 1.073 | 1.4446 | 1.8232 | 1.8408 | 1.8586 | 2.1932 | 2.2141 | 2.2348 | 2.2556 | 2.2763 | 2.2969 | 2.3174 | 2.3377 | 2.3579 | 2.3783 | 2.3986 | 2.4187 | 2.4386 | 2.4585 | 2.4783 | 2.4783 | 2.4783
DR9_PeakMW_2023 | [14 empty] | 0 | 0.17322 | 0.35054 | 0.70831 | 1.073 | 1.4446 | 1.8232 | 1.8408 | 1.8586 | 2.1932 | 2.2141 | 2.2348 | 2.2556 | 2.2763 | 2.2969 | 2.3174 | 2.3377 | 2.3579 | 2.3783 | 2.3986 | 2.4187 | 2.4386 | 2.4585 | 2.4783 | 2.4783
DR9_PeakMW_2024 | [15 empty] | 0 | 0.17322 | 0.35054 | 0.70831 | 1.073 | 1.4446 | 1.8232 | 1.8408 | 1.8586 | 2.1932 | 2.2141 | 2.2348 | 2.2556 | 2.2763 | 2.2969 | 2.3174 | 2.3377 | 2.3579 | 2.3783 | 2.3986 | 2.4187 | 2.4386 | 2.4585 | 2.4783
DR9_PeakMW_2025 | [16 empty] | 0 | 0.17322 | 0.35054 | 0.70831 | 1.073 | 1.4446 | 1.8232 | 1.8408 | 1.8586 | 2.1932 | 2.2141 | 2.2348 | 2.2556 | 2.2763 | 2.2969 | 2.3174 | 2.3377 | 2.3579 | 2.3783 | 2.3986 | 2.4187 | 2.4386 | 2.4585
DR9_PeakMW_2026 | [17 empty] | 0 | 0.17322 | 0.35054 | 0.70831 | 1.073 | 1.4446 | 1.8232 | 1.8408 | 1.8586 | 2.1932 | 2.2141 | 2.2348 | 2.2556 | 2.2763 | 2.2969 | 2.3174 | 2.3377 | 2.3579 | 2.3783 | 2.3986 | 2.4187 | 2.4386
DR9_PeakMW_2027 | [18 empty] | 0 | 0.17322 | 0.35054 | 0.70831 | 1.073 | 1.4446 | 1.8232 | 1.8408 | 1.8586 | 2.1932 | 2.2141 | 2.2348 | 2.2556 | 2.2763 | 2.2969 | 2.3174 | 2.3377 | 2.3579 | 2.3783 | 2.3986 | 2.4187
DR9_PeakMW_2028 | [19 empty] | 0 | 0.17322 | 0.35054 | 0.70831 | 1.073 | 1.4446 | 1.8232 | 1.8408 | 1.8586 | 2.1932 | 2.2141 | 2.2348 | 2.2556 | 2.2763 | 2.2969 | 2.3174 | 2.3377 | 2.3579 | 2.3783 | 2.3986
DR9_PeakMW_2029 | [20 empty] | 0 | 0.17322 | 0.35054 | 0.70831 | 1.073 | 1.4446 | 1.8232 | 1.8408 | 1.8586 | 2.1932 | 2.2141 | 2.2348 | 2.2556 | 2.2763 | 2.2969 | 2.3174 | 2.3377 | 2.3579 | 2.3783
DR9_PeakMW_2030 | [21 empty] | 0 | 0.17322 | 0.35054 | 0.70831 | 1.073 | 1.4446 | 1.8232 | 1.8408 | 1.8586 | 2.1932 | 2.2141 | 2.2348 | 2.2556 | 2.2763 | 2.2969 | 2.3174 | 2.3377 | 2.3579
DR9_PeakMW_2031 | [22 empty] | 0 | 0.17322 | 0.35054 | 0.70831 | 1.073 | 1.4446 | 1.8232 | 1.8408 | 1.8586 | 2.1932 | 2.2141 | 2.2348 | 2.2556 | 2.2763 | 2.2969 | 2.3174 | 2.3377
DR9_PeakMW_2032 | [11 empty] | 13: 0; 14: 0.17322; 15: 0.35054; 16: 0.70831; 17: 1.073; 18: 1.4446; 19: 1.8232; 20: 1.8408; 21: 1.8586; 22: 2.1932; 23: 2.2141; 24: 2.2348; 25: 2.2556; 26: 2.2763; 27: 2.2969; 28: 2.3174
DR9_PeakMW_2033 | [11 empty] | 14: 0; 15: 0.17322; 16: 0.35054; 17: 0.70831; 18: 1.073; 19: 1.4446; 20: 1.8232; 21: 1.8408; 22: 1.8586; 23: 2.1932; 24: 2.2141; 25: 2.2348; 26: 2.2556; 27: 2.2763; 28: 2.2969
DR9_PeakMW_2034 | [11 empty] | 15: 0; 16: 0.17322; 17: 0.35054; 18: 0.70831; 19: 1.073; 20: 1.4446; 21: 1.8232; 22: 1.8408; 23: 1.8586; 24: 2.1932; 25: 2.2141; 26: 2.2348; 27: 2.2556; 28: 2.2763
DR9_PeakMW_2035 | [11 empty] | 16: 0; 17: 0.17322; 18: 0.35054; 19: 0.70831; 20: 1.073; 21: 1.4446; 22: 1.8232; 23: 1.8408; 24: 1.8586; 25: 2.1932; 26: 2.2141; 27: 2.2348; 28: 2.2556
DR9_PeakMW_2036 | [11 empty] | 17: 0; 18: 0.17322; 19: 0.35054; 20: 0.70831; 21: 1.073; 22: 1.4446; 23: 1.8232; 24: 1.8408; 25: 1.8586; 26: 2.1932; 27: 2.2141; 28: 2.2348
DR9_PeakMW_2037 | [11 empty] | 18: 0; 19: 0.17322; 20: 0.35054; 21: 0.70831; 22: 1.073; 23: 1.4446; 24: 1.8232; 25: 1.8408; 26: 1.8586; 27: 2.1932; 28: 2.2141
DR9_PeakMW_2038 | [11 empty] | 19: 0; 20: 0.17322; 21: 0.35054; 22: 0.70831; 23: 1.073; 24: 1.4446; 25: 1.8232; 26: 1.8408; 27: 1.8586; 28: 2.1932
DR9_PeakMW_2039 | [11 empty] | 20: 0; 21: 0.17322; 22: 0.35054; 23: 0.70831; 24: 1.073; 25: 1.4446; 26: 1.8232; 27: 1.8408; 28: 1.8586
DR9_PeakMW_2040 | [11 empty] | 21: 0; 22: 0.17322; 23: 0.35054; 24: 0.70831; 25: 1.073; 26: 1.4446; 27: 1.8232; 28: 1.8408
DR9_PeakMW_2041 | [11 empty] | 22: 0; 23: 0.17322; 24: 0.35054; 25: 0.70831; 26: 1.073; 27: 1.4446; 28: 1.8232
DR9_PeakMW_2042 | [11 empty] | 23: 0; 24: 0.17322; 25: 0.35054; 26: 0.70831; 27: 1.073; 28: 1.4446
DR9_PeakMW_2043 | [11 empty] | 24: 0; 25: 0.17322; 26: 0.35054; 27: 0.70831; 28: 1.073
DR9_PeakMW_2044 | [11 empty] | 25: 0; 26: 0.17322; 27: 0.35054; 28: 0.70831
DR9_PeakMW_2045 | [11 empty] | 26: 0; 27: 0.17322; 28: 0.35054
DR9_PeakMW_2046 | [11 empty] | 27: 0; 28: 0.17322
DR9_PeakMW_2047 | [11 empty] | 28: 0
DR10_PeakMW_2022 | [13 empty] | 0 | 0.1335 | 0.27016 | 0.5459 | 0.82698 | 1.1134 | 1.4051 | 1.4187 | 1.4324 | 1.6903 | 1.7064 | 1.7224 | 1.7384 | 1.7544 | 1.7702 | 1.786 | 1.8017 | 1.8173 | 1.8329 | 1.8486 | 1.8641 | 1.8795 | 1.8948 | 1.91 | 1.91 | 1.91
DR10_PeakMW_2023 | [14 empty] | 0 | 0.1335 | 0.27016 | 0.5459 | 0.82698 | 1.1134 | 1.4051 | 1.4187 | 1.4324 | 1.6903 | 1.7064 | 1.7224 | 1.7384 | 1.7544 | 1.7702 | 1.786 | 1.8017 | 1.8173 | 1.8329 | 1.8486 | 1.8641 | 1.8795 | 1.8948 | 1.91 | 1.91
DR10_PeakMW_2024 | [15 empty] | 0 | 0.1335 | 0.27016 | 0.5459 | 0.82698 | 1.1134 | 1.4051 | 1.4187 | 1.4324 | 1.6903 | 1.7064 | 1.7224 | 1.7384 | 1.7544 | 1.7702 | 1.786 | 1.8017 | 1.8173 | 1.8329 | 1.8486 | 1.8641 | 1.8795 | 1.8948 | 1.91
DR10_PeakMW_2025 | [16 empty] | 0 | 0.1335 | 0.27016 | 0.5459 | 0.82698 | 1.1134 | 1.4051 | 1.4187 | 1.4324 | 1.6903 | 1.7064 | 1.7224 | 1.7384 | 1.7544 | 1.7702 | 1.786 | 1.8017 | 1.8173 | 1.8329 | 1.8486 | 1.8641 | 1.8795 | 1.8948
DR10_PeakMW_2026 | [17 empty] | 0 | 0.1335 | 0.27016 | 0.5459 | 0.82698 | 1.1134 | 1.4051 | 1.4187 | 1.4324 | 1.6903 | 1.7064 | 1.7224 | 1.7384 | 1.7544 | 1.7702 | 1.786 | 1.8017 | 1.8173 | 1.8329 | 1.8486 | 1.8641 | 1.8795
DR10_PeakMW_2027 | [18 empty] | 0 | 0.1335 | 0.27016 | 0.5459 | 0.82698 | 1.1134 | 1.4051 | 1.4187 | 1.4324 | 1.6903 | 1.7064 | 1.7224 | 1.7384 | 1.7544 | 1.7702 | 1.786 | 1.8017 | 1.8173 | 1.8329 | 1.8486 | 1.8641
DR10_PeakMW_2028 | [19 empty] | 0 | 0.1335 | 0.27016 | 0.5459 | 0.82698 | 1.1134 | 1.4051 | 1.4187 | 1.4324 | 1.6903 | 1.7064 | 1.7224 | 1.7384 | 1.7544 | 1.7702 | 1.786 | 1.8017 | 1.8173 | 1.8329 | 1.8486
DR10_PeakMW_2029 | [20 empty] | 0 | 0.1335 | 0.27016 | 0.5459 | 0.82698 | 1.1134 | 1.4051 | 1.4187 | 1.4324 | 1.6903 | 1.7064 | 1.7224 | 1.7384 | 1.7544 | 1.7702 | 1.786 | 1.8017 | 1.8173 | 1.8329
DR10_PeakMW_2030 | [21 empty] | 0 | 0.1335 | 0.27016 | 0.5459 | 0.82698 | 1.1134 | 1.4051 | 1.4187 | 1.4324 | 1.6903 | 1.7064 | 1.7224 | 1.7384 | 1.7544 | 1.7702 | 1.786 | 1.8017 | 1.8173
DR10_PeakMW_2031 | [22 empty] | 0 | 0.1335 | 0.27016 | 0.5459 | 0.82698 | 1.1134 | 1.4051 | 1.4187 | 1.4324 | 1.6903 | 1.7064 | 1.7224 | 1.7384 | 1.7544 | 1.7702 | 1.786 | 1.8017
DR10_PeakMW_2032 | [11 empty] | 13: 0; 14: 0.1335; 15: 0.27016; 16: 0.5459; 17: 0.82698; 18: 1.1134; 19: 1.4051; 20: 1.4187; 21: 1.4324; 22: 1.6903; 23: 1.7064; 24: 1.7224; 25: 1.7384; 26: 1.7544; 27: 1.7702; 28: 1.786
DR10_PeakMW_2033 | [11 empty] | 14: 0; 15: 0.1335; 16: 0.27016; 17: 0.5459; 18: 0.82698; 19: 1.1134; 20: 1.4051; 21: 1.4187; 22: 1.4324; 23: 1.6903; 24: 1.7064; 25: 1.7224; 26: 1.7384; 27: 1.7544; 28: 1.7702
DR10_PeakMW_2034 | [11 empty] | 15: 0; 16: 0.1335; 17: 0.27016; 18: 0.5459; 19: 0.82698; 20: 1.1134; 21: 1.4051; 22: 1.4187; 23: 1.4324; 24: 1.6903; 25: 1.7064; 26: 1.7224; 27: 1.7384; 28: 1.7544
DR10_PeakMW_2035 | [11 empty] | 16: 0; 17: 0.1335; 18: 0.27016; 19: 0.5459; 20: 0.82698; 21: 1.1134; 22: 1.4051; 23: 1.4187; 24: 1.4324; 25: 1.6903; 26: 1.7064; 27: 1.7224; 28: 1.7384
DR10_PeakMW_2036 | [11 empty] | 17: 0; 18: 0.1335; 19: 0.27016; 20: 0.5459; 21: 0.82698; 22: 1.1134; 23: 1.4051; 24: 1.4187; 25: 1.4324; 26: 1.6903; 27: 1.7064; 28: 1.7224
DR10_PeakMW_2037 | [11 empty] | 18: 0; 19: 0.1335; 20: 0.27016; 21: 0.5459; 22: 0.82698; 23: 1.1134; 24: 1.4051; 25: 1.4187; 26: 1.4324; 27: 1.6903; 28: 1.7064
DR10_PeakMW_2038 | [11 empty] | 19: 0; 20: 0.1335; 21: 0.27016; 22: 0.5459; 23: 0.82698; 24: 1.1134; 25: 1.4051; 26: 1.4187; 27: 1.4324; 28: 1.6903
DR10_PeakMW_2039 | [11 empty] | 20: 0; 21: 0.1335; 22: 0.27016; 23: 0.5459; 24: 0.82698; 25: 1.1134; 26: 1.4051; 27: 1.4187; 28: 1.4324
DR10_PeakMW_2040 | [11 empty] | 21: 0; 22: 0.1335; 23: 0.27016; 24: 0.5459; 25: 0.82698; 26: 1.1134; 27: 1.4051; 28: 1.4187
DR10_PeakMW_2041 | [11 empty] | 22: 0; 23: 0.1335; 24: 0.27016; 25: 0.5459; 26: 0.82698; 27: 1.1134; 28: 1.4051
DR10_PeakMW_2042 | [11 empty] | 23: 0; 24: 0.1335; 25: 0.27016; 26: 0.5459; 27: 0.82698; 28: 1.1134
DR10_PeakMW_2043 | [11 empty] | 24: 0; 25: 0.1335; 26: 0.27016; 27: 0.5459; 28: 0.82698
DR10_PeakMW_2044 | [11 empty] | 25: 0; 26: 0.1335; 27: 0.27016; 28: 0.5459
DR10_PeakMW_2045 | [11 empty] | 26: 0; 27: 0.1335; 28: 0.27016
DR10_PeakMW_2046 | [11 empty] | 27: 0; 28: 0.1335
DR10_PeakMW_2047 | [11 empty] | 28: 0
DR11_PeakMW_2022 | [13 empty] | 0 | 0.073774 | 0.14908 | 0.30036 | 0.45353 | 0.61018 | 0.77027 | 0.77676 | 0.78626 | 0.93308 | 0.94048 | 0.94525 | 0.9584 | 0.97525 | 0.9863 | 0.9965 | 1.0081 | 1.0219 | 1.034 | 1.0475 | 1.0608 | 1.0746 | 1.0885 | 1.1041 | 1.1041 | 1.1041
DR11_PeakMW_2023 | [14 empty] | 0 | 0.073774 | 0.14908 | 0.30036 | 0.45353 | 0.61018 | 0.77027 | 0.77676 | 0.78626 | 0.93308 | 0.94048 | 0.94525 | 0.9584 | 0.97525 | 0.9863 | 0.9965 | 1.0081 | 1.0219 | 1.034 | 1.0475 | 1.0608 | 1.0746 | 1.0885 | 1.1041 | 1.1041
DR11_PeakMW_2024 | [15 empty] | 0 | 0.073774 | 0.14908 | 0.30036 | 0.45353 | 0.61018 | 0.77027 | 0.77676 | 0.78626 | 0.93308 | 0.94048 | 0.94525 | 0.9584 | 0.97525 | 0.9863 | 0.9965 | 1.0081 | 1.0219 | 1.034 | 1.0475 | 1.0608 | 1.0746 | 1.0885 | 1.1041
DR11_PeakMW_2025 | [16 empty] | 0 | 0.073774 | 0.14908 | 0.30036 | 0.45353 | 0.61018 | 0.77027 | 0.77676 | 0.78626 | 0.93308 | 0.94048 | 0.94525 | 0.9584 | 0.97525 | 0.9863 | 0.9965 | 1.0081 | 1.0219 | 1.034 | 1.0475 | 1.0608 | 1.0746 | 1.0885
DR11_PeakMW_2026 | [17 empty] | 0 | 0.073774 | 0.14908 | 0.30036 | 0.45353 | 0.61018 | 0.77027 | 0.77676 | 0.78626 | 0.93308 | 0.94048 | 0.94525 | 0.9584 | 0.97525 | 0.9863 | 0.9965 | 1.0081 | 1.0219 | 1.034 | 1.0475 | 1.0608 | 1.0746
DR11_PeakMW_2027 | [18 empty] | 0 | 0.073774 | 0.14908 | 0.30036 | 0.45353 | 0.61018 | 0.77027 | 0.77676 | 0.78626 | 0.93308 | 0.94048 | 0.94525 | 0.9584 | 0.97525 | 0.9863 | 0.9965 | 1.0081 | 1.0219 | 1.034 | 1.0475 | 1.0608
DR11_PeakMW_2028 | [19 empty] | 0 | 0.073774 | 0.14908 | 0.30036 | 0.45353 | 0.61018 | 0.77027 | 0.77676 | 0.78626 | 0.93308 | 0.94048 | 0.94525 | 0.9584 | 0.97525 | 0.9863 | 0.9965 | 1.0081 | 1.0219 | 1.034 | 1.0475
DR11_PeakMW_2029 | [20 empty] | 0 | 0.073774 | 0.14908 | 0.30036 | 0.45353 | 0.61018 | 0.77027 | 0.77676 | 0.78626 | 0.93308 | 0.94048 | 0.94525 | 0.9584 | 0.97525 | 0.9863 | 0.9965 | 1.0081 | 1.0219 | 1.034
DR11_PeakMW_2030 | [21 empty] | 0 | 0.073774 | 0.14908 | 0.30036 | 0.45353 | 0.61018 | 0.77027 | 0.77676 | 0.78626 | 0.93308 | 0.94048 | 0.94525 | 0.9584 | 0.97525 | 0.9863 | 0.9965 | 1.0081 | 1.0219
DR11_PeakMW_2031 | [22 empty] | 0 | 0.073774 | 0.14908 | 0.30036 | 0.45353 | 0.61018 | 0.77027 | 0.77676 | 0.78626 | 0.93308 | 0.94048 | 0.94525 | 0.9584 | 0.97525 | 0.9863 | 0.9965 | 1.0081
DR11_PeakMW_2032 | [11 empty] | 13: 0; 14: 0.073774; 15: 0.14908; 16: 0.30036; 17: 0.45353; 18: 0.61018; 19: 0.77027; 20: 0.77676; 21: 0.78626; 22: 0.93308; 23: 0.94048; 24: 0.94525; 25: 0.9584; 26: 0.97525; 27: 0.9863; 28: 0.9965
DR11_PeakMW_2033 | [11 empty] | 14: 0; 15: 0.073774; 16: 0.14908; 17: 0.30036; 18: 0.45353; 19: 0.61018; 20: 0.77027; 21: 0.77676; 22: 0.78626; 23: 0.93308; 24: 0.94048; 25: 0.94525; 26: 0.9584; 27: 0.97525; 28: 0.9863
DR11_PeakMW_2034 | [11 empty] | 15: 0; 16: 0.073774; 17: 0.14908; 18: 0.30036; 19: 0.45353; 20: 0.61018; 21: 0.77027; 22: 0.77676; 23: 0.78626; 24: 0.93308; 25: 0.94048; 26: 0.94525; 27: 0.9584; 28: 0.97525
DR11_PeakMW_2035 | [11 empty] | 16: 0; 17: 0.073774; 18: 0.14908; 19: 0.30036; 20: 0.45353; 21: 0.61018; 22: 0.77027; 23: 0.77676; 24: 0.78626; 25: 0.93308; 26: 0.94048; 27: 0.94525; 28: 0.9584
DR11_PeakMW_2036 | [11 empty] | 17: 0; 18: 0.073774; 19: 0.14908; 20: 0.30036; 21: 0.45353; 22: 0.61018; 23: 0.77027; 24: 0.77676; 25: 0.78626; 26: 0.93308; 27: 0.94048; 28: 0.94525
DR11_PeakMW_2037 | [11 empty] | 18: 0; 19: 0.073774; 20: 0.14908; 21: 0.30036; 22: 0.45353; 23: 0.61018; 24: 0.77027; 25: 0.77676; 26: 0.78626; 27: 0.93308; 28: 0.94048
DR11_PeakMW_2038 | [11 empty] | 19: 0; 20: 0.073774; 21: 0.14908; 22: 0.30036; 23: 0.45353; 24: 0.61018; 25: 0.77027; 26: 0.77676; 27: 0.78626; 28: 0.93308
DR11_PeakMW_2039 | [11 empty] | 20: 0; 21: 0.073774; 22: 0.14908; 23: 0.30036; 24: 0.45353; 25: 0.61018; 26: 0.77027; 27: 0.77676; 28: 0.78626
DR11_PeakMW_2040 | [11 empty] | 21: 0; 22: 0.073774; 23: 0.14908; 24: 0.30036; 25: 0.45353; 26: 0.61018; 27: 0.77027; 28: 0.77676
DR11_PeakMW_2041 | [11 empty] | 22: 0; 23: 0.073774; 24: 0.14908; 25: 0.30036; 26: 0.45353; 27: 0.61018; 28: 0.77027
DR11_PeakMW_2042 | [11 empty] | 23: 0; 24: 0.073774; 25: 0.14908; 26: 0.30036; 27: 0.45353; 28: 0.61018
DR11_PeakMW_2043 | [11 empty] | 24: 0; 25: 0.073774; 26: 0.14908; 27: 0.30036; 28: 0.45353
DR11_PeakMW_2044 | [11 empty] | 25: 0; 26: 0.073774; 27: 0.14908; 28: 0.30036
DR11_PeakMW_2045 | [11 empty] | 26: 0; 27: 0.073774; 28: 0.14908
DR11_PeakMW_2046 | [11 empty] | 27: 0; 28: 0.073774
DR11_PeakMW_2047 | [11 empty] | 28: 0
DR12_PeakMW_2022 | [13 empty] | 0 | 0.075716 | 0.15301 | 0.30826 | 0.46546 | 0.62623 | 0.79054 | 0.7972 | 0.80696 | 0.95764 | 0.96523 | 0.97013 | 0.98362 | 1.0009 | 1.0123 | 1.0227 | 1.0347 | 1.0488 | 1.0612 | 1.075 | 1.0887 | 1.1029 | 1.1171 | 1.1331 | 1.1331 | 1.1331
DR12_PeakMW_2023 | [14 empty] | 0 | 0.075716 | 0.15301 | 0.30826 | 0.46546 | 0.62623 | 0.79054 | 0.7972 | 0.80696 | 0.95764 | 0.96523 | 0.97013 | 0.98362 | 1.0009 | 1.0123 | 1.0227 | 1.0347 | 1.0488 | 1.0612 | 1.075 | 1.0887 | 1.1029 | 1.1171 | 1.1331 | 1.1331
DR12_PeakMW_2024 | [15 empty] | 0 | 0.075716 | 0.15301 | 0.30826 | 0.46546 | 0.62623 | 0.79054 | 0.7972 | 0.80696 | 0.95764 | 0.96523 | 0.97013 | 0.98362 | 1.0009 | 1.0123 | 1.0227 | 1.0347 | 1.0488 | 1.0612 | 1.075 | 1.0887 | 1.1029 | 1.1171 | 1.1331
DR12_PeakMW_2025 | [16 empty] | 0 | 0.075716 | 0.15301 | 0.30826 | 0.46546 | 0.62623 | 0.79054 | 0.7972 | 0.80696 | 0.95764 | 0.96523 | 0.97013 | 0.98362 | 1.0009 | 1.0123 | 1.0227 | 1.0347 | 1.0488 | 1.0612 | 1.075 | 1.0887 | 1.1029 | 1.1171
DR12_PeakMW_2026 | [17 empty] | 0 | 0.075716 | 0.15301 | 0.30826 | 0.46546 | 0.62623 | 0.79054 | 0.7972 | 0.80696 | 0.95764 | 0.96523 | 0.97013 | 0.98362 | 1.0009 | 1.0123 | 1.0227 | 1.0347 | 1.0488 | 1.0612 | 1.075 | 1.0887 | 1.1029
DR12_PeakMW_2027 | [18 empty] | 0 | 0.075716 | 0.15301 | 0.30826 | 0.46546 | 0.62623 | 0.79054 | 0.7972 | 0.80696 | 0.95764 | 0.96523 | 0.97013 | 0.98362 | 1.0009 | 1.0123 | 1.0227 | 1.0347 | 1.0488 | 1.0612 | 1.075 | 1.0887
DR12_PeakMW_2028 | [19 empty] | 0 | 0.075716 | 0.15301 | 0.30826 | 0.46546 | 0.62623 | 0.79054 | 0.7972 | 0.80696 | 0.95764 | 0.96523 | 0.97013 | 0.98362 | 1.0009 | 1.0123 | 1.0227 | 1.0347 | 1.0488 | 1.0612 | 1.075
DR12_PeakMW_2029 | [20 empty] | 0 | 0.075716 | 0.15301 | 0.30826 | 0.46546 | 0.62623 | 0.79054 | 0.7972 | 0.80696 | 0.95764 | 0.96523 | 0.97013 | 0.98362 | 1.0009 | 1.0123 | 1.0227 | 1.0347 | 1.0488 | 1.0612
DR12_PeakMW_2030 | [21 empty] | 0 | 0.075716 | 0.15301 | 0.30826 | 0.46546 | 0.62623 | 0.79054 | 0.7972 | 0.80696 | 0.95764 | 0.96523 | 0.97013 | 0.98362 | 1.0009 | 1.0123 | 1.0227 | 1.0347 | 1.0488
DR12_PeakMW_2031 | [22 empty] | 0 | 0.075716 | 0.15301 | 0.30826 | 0.46546 | 0.62623 | 0.79054 | 0.7972 | 0.80696 | 0.95764 | 0.96523 | 0.97013 | 0.98362 | 1.0009 | 1.0123 | 1.0227 | 1.0347
DR12_PeakMW_2032 | [11 empty] | 13: 0; 14: 0.075716; 15: 0.15301; 16: 0.30826; 17: 0.46546; 18: 0.62623; 19: 0.79054; 20: 0.7972; 21: 0.80696; 22: 0.95764; 23: 0.96523; 24: 0.97013; 25: 0.98362; 26: 1.0009; 27: 1.0123; 28: 1.0227
DR12_PeakMW_2033 | [11 empty] | 14: 0; 15: 0.075716; 16: 0.15301; 17: 0.30826; 18: 0.46546; 19: 0.62623; 20: 0.79054; 21: 0.7972; 22: 0.80696; 23: 0.95764; 24: 0.96523; 25: 0.97013; 26: 0.98362; 27: 1.0009; 28: 1.0123
DR12_PeakMW_2034 | [11 empty] | 15: 0; 16: 0.075716; 17: 0.15301; 18: 0.30826; 19: 0.46546; 20: 0.62623; 21: 0.79054; 22: 0.7972; 23: 0.80696; 24: 0.95764; 25: 0.96523; 26: 0.97013; 27: 0.98362; 28: 1.0009
DR12_PeakMW_2035 | [11 empty] | 16: 0; 17: 0.075716; 18: 0.15301; 19: 0.30826; 20: 0.46546; 21: 0.62623; 22: 0.79054; 23: 0.7972; 24: 0.80696; 25: 0.95764; 26: 0.96523; 27: 0.97013; 28: 0.98362
DR12_PeakMW_2036 | [11 empty] | 17: 0; 18: 0.075716; 19: 0.15301; 20: 0.30826; 21: 0.46546; 22: 0.62623; 23: 0.79054; 24: 0.7972; 25: 0.80696; 26: 0.95764; 27: 0.96523; 28: 0.97013
DR12_PeakMW_2037 | [11 empty] | 18: 0; 19: 0.075716; 20: 0.15301; 21: 0.30826; 22: 0.46546; 23: 0.62623; 24: 0.79054; 25: 0.7972; 26: 0.80696; 27: 0.95764; 28: 0.96523
DR12_PeakMW_2038 | [11 empty] | 19: 0; 20: 0.075716; 21: 0.15301; 22: 0.30826; 23: 0.46546; 24: 0.62623; 25: 0.79054; 26: 0.7972; 27: 0.80696; 28: 0.95764
DR12_PeakMW_2039 | [11 empty] | 20: 0; 21: 0.075716; 22: 0.15301; 23: 0.30826; 24: 0.46546; 25: 0.62623; 26: 0.79054; 27: 0.7972; 28: 0.80696
DR12_PeakMW_2040 | [11 empty] | 21: 0; 22: 0.075716; 23: 0.15301; 24: 0.30826; 25: 0.46546; 26: 0.62623; 27: 0.79054; 28: 0.7972
DR12_PeakMW_2041 | [11 empty] | 22: 0; 23: 0.075716; 24: 0.15301; 25: 0.30826; 26: 0.46546; 27: 0.62623; 28: 0.79054
DR12_PeakMW_2042 | [11 empty] | 23: 0; 24: 0.075716; 25: 0.15301; 26: 0.30826; 27: 0.46546; 28: 0.62623
DR12_PeakMW_2043 | [11 empty] | 24: 0; 25: 0.075716; 26: 0.15301; 27: 0.30826; 28: 0.46546
DR12_PeakMW_2044 | [11 empty] | 25: 0; 26: 0.075716; 27: 0.15301; 28: 0.30826
DR12_PeakMW_2045 | [11 empty] | 26: 0; 27: 0.075716; 28: 0.15301
DR12_PeakMW_2046 | [11 empty] | 27: 0; 28: 0.075716
DR12_PeakMW_2047 | [11 empty] | 28: 0
DR13_PeakMW_2022 | [13 empty] | 0 | 0.033141 | 0.066986 | 0.13499 | 0.20389 | 0.27438 | 0.34646 | 0.34945 | 0.35381 | 0.42002 | 0.42345 | 0.42567 | 0.4317 | 0.43944 | 0.44454 | 0.44924 | 0.4546 | 0.4609 | 0.46647 | 0.47266 | 0.4788 | 0.48514 | 0.49152 | 0.49865 | 0.49865 | 0.49865
DR13_PeakMW_2023 | [14 empty] | 0 | 0.033141 | 0.066986 | 0.13499 | 0.20389 | 0.27438 | 0.34646 | 0.34945 | 0.35381 | 0.42002 | 0.42345 | 0.42567 | 0.4317 | 0.43944 | 0.44454 | 0.44924 | 0.4546 | 0.4609 | 0.46647 | 0.47266 | 0.4788 | 0.48514 | 0.49152 | 0.49865 | 0.49865
DR13_PeakMW_2024 | [15 empty] | 0 | 0.033141 | 0.066986 | 0.13499 | 0.20389 | 0.27438 | 0.34646 | 0.34945 | 0.35381 | 0.42002 | 0.42345 | 0.42567 | 0.4317 | 0.43944 | 0.44454 | 0.44924 | 0.4546 | 0.4609 | 0.46647 | 0.47266 | 0.4788 | 0.48514 | 0.49152 | 0.49865
DR13_PeakMW_2025 | [16 empty] | 0 | 0.033141 | 0.066986 | 0.13499 | 0.20389 | 0.27438 | 0.34646 | 0.34945 | 0.35381 | 0.42002 | 0.42345 | 0.42567 | 0.4317 | 0.43944 | 0.44454 | 0.44924 | 0.4546 | 0.4609 | 0.46647 | 0.47266 | 0.4788 | 0.48514 | 0.49152
DR13_PeakMW_2026 | [17 empty] | 0 | 0.033141 | 0.066986 | 0.13499 | 0.20389 | 0.27438 | 0.34646 | 0.34945 | 0.35381 | 0.42002 | 0.42345 | 0.42567 | 0.4317 | 0.43944 | 0.44454 | 0.44924 | 0.4546 | 0.4609 | 0.46647 | 0.47266 | 0.4788 | 0.48514
DR13_PeakMW_2027 | [18 empty] | 0 | 0.033141 | 0.066986 | 0.13499 | 0.20389 | 0.27438 | 0.34646 | 0.34945 | 0.35381 | 0.42002 | 0.42345 | 0.42567 | 0.4317 | 0.43944 | 0.44454 | 0.44924 | 0.4546 | 0.4609 | 0.46647 | 0.47266 | 0.4788
DR13_PeakMW_2028 | [19 empty] | 0 | 0.033141 | 0.066986 | 0.13499 | 0.20389 | 0.27438 | 0.34646 | 0.34945 | 0.35381 | 0.42002 | 0.42345 | 0.42567 | 0.4317 | 0.43944 | 0.44454 | 0.44924 | 0.4546 | 0.4609 | 0.46647 | 0.47266
DR13_PeakMW_2029 | [20 empty] | 0 | 0.033141 | 0.066986 | 0.13499 | 0.20389 | 0.27438 | 0.34646 | 0.34945 | 0.35381 | 0.42002 | 0.42345 | 0.42567 | 0.4317 | 0.43944 | 0.44454 | 0.44924 | 0.4546 | 0.4609 | 0.46647
DR13_PeakMW_2030 | [21 empty] | 0 | 0.033141 | 0.066986 | 0.13499 | 0.20389 | 0.27438 | 0.34646 | 0.34945 | 0.35381 | 0.42002 | 0.42345 | 0.42567 | 0.4317 | 0.43944 | 0.44454 | 0.44924 | 0.4546 | 0.4609
DR13_PeakMW_2031 | [22 empty] | 0 | 0.033141 | 0.066986 | 0.13499 | 0.20389 | 0.27438 | 0.34646 | 0.34945 | 0.35381 | 0.42002 | 0.42345 | 0.42567 | 0.4317 | 0.43944 | 0.44454 | 0.44924 | 0.4546
DR13_PeakMW_2032 | [11 empty] | 13: 0; 14: 0.033141; 15: 0.066986; 16: 0.13499; 17: 0.20389; 18: 0.27438; 19: 0.34646; 20: 0.34945; 21: 0.35381; 22: 0.42002; 23: 0.42345; 24: 0.42567; 25: 0.4317; 26: 0.43944; 27: 0.44454; 28: 0.44924
DR13_PeakMW_2033 | [11 empty] | 14: 0; 15: 0.033141; 16: 0.066986; 17: 0.13499; 18: 0.20389; 19: 0.27438; 20: 0.34646; 21: 0.34945; 22: 0.35381; 23: 0.42002; 24: 0.42345; 25: 0.42567; 26: 0.4317; 27: 0.43944; 28: 0.44454
DR13_PeakMW_2034 | [11 empty] | 15: 0; 16: 0.033141; 17: 0.066986; 18: 0.13499; 19: 0.20389; 20: 0.27438; 21: 0.34646; 22: 0.34945; 23: 0.35381; 24: 0.42002; 25: 0.42345; 26: 0.42567; 27: 0.4317; 28: 0.43944
DR13_PeakMW_2035 | [11 empty] | 16: 0; 17: 0.033141; 18: 0.066986; 19: 0.13499; 20: 0.20389; 21: 0.27438; 22: 0.34646; 23: 0.34945; 24: 0.35381; 25: 0.42002; 26: 0.42345; 27: 0.42567; 28: 0.4317
DR13_PeakMW_2036 | [11 empty] | 17: 0; 18: 0.033141; 19: 0.066986; 20: 0.13499; 21: 0.20389; 22: 0.27438; 23: 0.34646; 24: 0.34945; 25: 0.35381; 26: 0.42002; 27: 0.42345; 28: 0.42567
DR13_PeakMW_2037 | [11 empty] | 18: 0; 19: 0.033141; 20: 0.066986; 21: 0.13499; 22: 0.20389; 23: 0.27438; 24: 0.34646; 25: 0.34945; 26: 0.35381; 27: 0.42002; 28: 0.42345
DR13_PeakMW_2038 | [11 empty] | 19: 0; 20: 0.033141; 21: 0.066986; 22: 0.13499; 23: 0.20389; 24: 0.27438; 25: 0.34646; 26: 0.34945; 27: 0.35381; 28: 0.42002
DR13_PeakMW_2039 | [11 empty] | 20: 0; 21: 0.033141; 22: 0.066986; 23: 0.13499; 24: 0.20389; 25: 0.27438; 26: 0.34646; 27: 0.34945; 28: 0.35381
DR13_PeakMW_2040 | [11 empty] | 21: 0; 22: 0.033141; 23: 0.066986; 24: 0.13499; 25: 0.20389; 26: 0.27438; 27: 0.34646; 28: 0.34945
DR13_PeakMW_2041 | [11 empty] | 22: 0; 23: 0.033141; 24: 0.066986; 25: 0.13499; 26: 0.20389; 27: 0.27438; 28: 0.34646
DR13_PeakMW_2042 | [11 empty] | 23: 0; 24: 0.033141; 25: 0.066986; 26: 0.13499; 27: 0.20389; 28: 0.27438
DR13_PeakMW_2043 | [11 empty] | 24: 0; 25: 0.033141; 26: 0.066986; 27: 0.13499; 28: 0.20389
DR13_PeakMW_2044 | [11 empty] | 25: 0; 26: 0.033141; 27: 0.066986; 28: 0.13499
DR13_PeakMW_2045 | [11 empty] | 26: 0; 27: 0.033141; 28: 0.066986
DR13_PeakMW_2046 | [11 empty] | 27: 0; 28: 0.033141
DR13_PeakMW_2047 | [11 empty] | 28: 0
DR14_PeakMW_2022 | [13 empty] | 0 | 0.023849 | 0.048206 | 0.097147 | 0.14672 | 0.19745 | 0.24933 | 0.25148 | 0.25462 | 0.30226 | 0.30473 | 0.30633 | 0.31066 | 0.31624 | 0.31991 | 0.32329 | 0.32714 | 0.33168 | 0.33569 | 0.34014 | 0.34456 | 0.34912 | 0.35371 | 0.35885 | 0.35885 | 0.35885
DR14_PeakMW_2023 | [14 empty] | 0 | 0.023849 | 0.048206 | 0.097147 | 0.14672 | 0.19745 | 0.24933 | 0.25148 | 0.25462 | 0.30226 | 0.30473 | 0.30633 | 0.31066 | 0.31624 | 0.31991 | 0.32329 | 0.32714 | 0.33168 | 0.33569 | 0.34014 | 0.34456 | 0.34912 | 0.35371 | 0.35885 | 0.35885
DR14_PeakMW_2024 | [15 empty] | 0 | 0.023849 | 0.048206 | 0.097147 | 0.14672 | 0.19745 | 0.24933 | 0.25148 | 0.25462 | 0.30226 | 0.30473 | 0.30633 | 0.31066 | 0.31624 | 0.31991 | 0.32329 | 0.32714 | 0.33168 | 0.33569 | 0.34014 | 0.34456 | 0.34912 | 0.35371 | 0.35885
DR14_PeakMW_2025 | [16 empty] | 0 | 0.023849 | 0.048206 | 0.097147 | 0.14672 | 0.19745 | 0.24933 | 0.25148 | 0.25462 | 0.30226 | 0.30473 | 0.30633 | 0.31066 | 0.31624 | 0.31991 | 0.32329 | 0.32714 | 0.33168 | 0.33569 | 0.34014 | 0.34456 | 0.34912 | 0.35371
DR14_PeakMW_2026 | [17 empty] | 0 | 0.023849 | 0.048206 | 0.097147 | 0.14672 | 0.19745 | 0.24933 | 0.25148 | 0.25462 | 0.30226 | 0.30473 | 0.30633 | 0.31066 | 0.31624 | 0.31991 | 0.32329 | 0.32714 | 0.33168 | 0.33569 | 0.34014 | 0.34456 | 0.34912
DR14_PeakMW_2027 | [18 empty] | 0 | 0.023849 | 0.048206 | 0.097147 | 0.14672 | 0.19745 | 0.24933 | 0.25148 | 0.25462 | 0.30226 | 0.30473 | 0.30633 | 0.31066 | 0.31624 | 0.31991 | 0.32329 | 0.32714 | 0.33168 | 0.33569 | 0.34014 | 0.34456
DR14_PeakMW_2028 | [19 empty] | 0 | 0.023849 | 0.048206 | 0.097147 | 0.14672 | 0.19745 | 0.24933 | 0.25148 | 0.25462 | 0.30226 | 0.30473 | 0.30633 | 0.31066 | 0.31624 | 0.31991 | 0.32329 | 0.32714 | 0.33168 | 0.33569 | 0.34014
DR14_PeakMW_2029 | [20 empty] | 0 | 0.023849 | 0.048206 | 0.097147 | 0.14672 | 0.19745 | 0.24933 | 0.25148 | 0.25462 | 0.30226 | 0.30473 | 0.30633 | 0.31066 | 0.31624 | 0.31991 | 0.32329 | 0.32714 | 0.33168 | 0.33569
DR14_PeakMW_2030 | [21 empty] | 0 | 0.023849 | 0.048206 | 0.097147 | 0.14672 | 0.19745 | 0.24933 | 0.25148 | 0.25462 | 0.30226 | 0.30473 | 0.30633 | 0.31066 | 0.31624 | 0.31991 | 0.32329 | 0.32714 | 0.33168
DR14_PeakMW_2031 | [22 empty] | 0 | 0.023849 | 0.048206 | 0.097147 | 0.14672 | 0.19745 | 0.24933 | 0.25148 | 0.25462 | 0.30226 | 0.30473 | 0.30633 | 0.31066 | 0.31624 | 0.31991 | 0.32329 | 0.32714
DR14_PeakMW_2032 | [11 empty] | 13: 0; 14: 0.023849; 15: 0.048206; 16: 0.097147; 17: 0.14672; 18: 0.19745; 19: 0.24933; 20: 0.25148; 21: 0.25462; 22: 0.30226; 23: 0.30473; 24: 0.30633; 25: 0.31066; 26: 0.31624; 27: 0.31991; 28: 0.32329
DR14_PeakMW_2033 | [11 empty] | 14: 0; 15: 0.023849; 16: 0.048206; 17: 0.097147; 18: 0.14672; 19: 0.19745; 20: 0.24933; 21: 0.25148; 22: 0.25462; 23: 0.30226; 24: 0.30473; 25: 0.30633; 26: 0.31066; 27: 0.31624; 28: 0.31991
DR14_PeakMW_2034 | [11 empty] | 15: 0; 16: 0.023849; 17: 0.048206; 18: 0.097147; 19: 0.14672; 20: 0.19745; 21: 0.24933; 22: 0.25148; 23: 0.25462; 24: 0.30226; 25: 0.30473; 26: 0.30633; 27: 0.31066; 28: 0.31624
DR14_PeakMW_2035 | [11 empty] | 16: 0; 17: 0.023849; 18: 0.048206; 19: 0.097147; 20: 0.14672; 21: 0.19745; 22: 0.24933; 23: 0.25148; 24: 0.25462; 25: 0.30226; 26: 0.30473; 27: 0.30633; 28: 0.31066
DR14_PeakMW_2036 | [11 empty] | 17: 0; 18: 0.023849; 19: 0.048206; 20: 0.097147; 21: 0.14672; 22: 0.19745; 23: 0.24933; 24: 0.25148; 25: 0.25462; 26: 0.30226; 27: 0.30473; 28: 0.30633
DR14_PeakMW_2037 | [11 empty] | 18: 0; 19: 0.023849; 20: 0.048206; 21: 0.097147; 22: 0.14672; 23: 0.19745; 24: 0.24933; 25: 0.25148; 26: 0.25462; 27: 0.30226; 28: 0.30473
DR14_PeakMW_2038 | [11 empty] | 19: 0; 20: 0.023849; 21: 0.048206; 22: 0.097147; 23: 0.14672; 24: 0.19745; 25: 0.24933; 26: 0.25148; 27: 0.25462; 28: 0.30226
DR14_PeakMW_2039 | [11 empty] | 20: 0; 21: 0.023849; 22: 0.048206; 23: 0.097147; 24: 0.14672; 25: 0.19745; 26: 0.24933; 27: 0.25148; 28: 0.25462
DR14_PeakMW_2040 | [11 empty] | 21: 0; 22: 0.023849; 23: 0.048206; 24: 0.097147; 25: 0.14672; 26: 0.19745; 27: 0.24933; 28: 0.25148
DR14_PeakMW_2041 | [11 empty] | 22: 0; 23: 0.023849; 24: 0.048206; 25: 0.097147; 26: 0.14672; 27: 0.19745; 28: 0.24933
DR14_PeakMW_2042 | [11 empty] | 23: 0; 24: 0.023849; 25: 0.048206; 26: 0.097147; 27: 0.14672; 28: 0.19745
DR14_PeakMW_2043 | [11 empty] | 24: 0; 25: 0.023849; 26: 0.048206; 27: 0.097147; 28: 0.14672
DR14_PeakMW_2044 | [11 empty] | 25: 0; 26: 0.023849; 27: 0.048206; 28: 0.097147
DR14_PeakMW_2045 | [11 empty] | 26: 0; 27: 0.023849; 28: 0.048206
DR14_PeakMW_2046 | [11 empty] | 27: 0; 28: 0.023849
DR14_PeakMW_2047 | [11 empty] | 28: 0
DR15_PeakMW_2022 | [13 empty] | 0 | 0.053186 | 0.13155 | 0.24201 | 0.3877 | 0.5743 | 0.6685 | 0.7659 | 0.87381 | 1.1492 | 1.2784 | 1.4091 | 1.5416 | 1.6766 | 1.8144 | 1.9557 | 2.1001 | 2.2474 | 2.4058 | 2.5651 | 2.724 | 2.8811 | 3.035 | 3.1848 | 3.1848 | 3.1848
DR15_PeakMW_2023 | [14 empty] | 0 | 0.053186 | 0.13155 | 0.24201 | 0.3877 | 0.5743 | 0.6685 | 0.7659 | 0.87381 | 1.1492 | 1.2784 | 1.4091 | 1.5416 | 1.6766 | 1.8144 | 1.9557 | 2.1001 | 2.2474 | 2.4058 | 2.5651 | 2.724 | 2.8811 | 3.035 | 3.1848 | 3.1848
DR15_PeakMW_2024 | [15 empty] | 0 | 0.053186 | 0.13155 | 0.24201 | 0.3877 | 0.5743 | 0.6685 | 0.7659 | 0.87381 | 1.1492 | 1.2784 | 1.4091 | 1.5416 | 1.6766 | 1.8144 | 1.9557 | 2.1001 | 2.2474 | 2.4058 | 2.5651 | 2.724 | 2.8811 | 3.035 | 3.1848
DR15_PeakMW_2025 | [16 empty] | 0 | 0.053186 | 0.13155 | 0.24201 | 0.3877 | 0.5743 | 0.6685 | 0.7659 | 0.87381 | 1.1492 | 1.2784 | 1.4091 | 1.5416 | 1.6766 | 1.8144 | 1.9557 | 2.1001 | 2.2474 | 2.4058 | 2.5651 | 2.724 | 2.8811 | 3.035
DR15_PeakMW_2026 | [17 empty] | 0 | 0.053186 | 0.13155 | 0.24201 | 0.3877 | 0.5743 | 0.6685 | 0.7659 | 0.87381 | 1.1492 | 1.2784 | 1.4091 | 1.5416 | 1.6766 | 1.8144 | 1.9557 | 2.1001 | 2.2474 | 2.4058 | 2.5651 | 2.724 | 2.8811
DR15_PeakMW_2027 | [18 empty] | 0 | 0.053186 | 0.13155 | 0.24201 | 0.3877 | 0.5743 | 0.6685 | 0.7659 | 0.87381 | 1.1492 | 1.2784 | 1.4091 | 1.5416 | 1.6766 | 1.8144 | 1.9557 | 2.1001 | 2.2474 | 2.4058 | 2.5651 | 2.724
DR15_PeakMW_2028 | [19 empty] | 0 | 0.053186 | 0.13155 | 0.24201 | 0.3877 | 0.5743 | 0.6685 | 0.7659 | 0.87381 | 1.1492 | 1.2784 | 1.4091 | 1.5416 | 1.6766 | 1.8144 | 1.9557 | 2.1001 | 2.2474 | 2.4058 | 2.5651
DR15_PeakMW_2029 | [20 empty] | 0 | 0.053186 | 0.13155 | 0.24201 | 0.3877 | 0.5743 | 0.6685 | 0.7659 | 0.87381 | 1.1492 | 1.2784 | 1.4091 | 1.5416 | 1.6766 | 1.8144 | 1.9557 | 2.1001 | 2.2474 | 2.4058
DR15_PeakMW_2030 | [21 empty] | 0 | 0.053186 | 0.13155 | 0.24201 | 0.3877 | 0.5743 | 0.6685 | 0.7659 | 0.87381 | 1.1492 | 1.2784 | 1.4091 | 1.5416 | 1.6766 | 1.8144 | 1.9557 | 2.1001 | 2.2474
DR15_PeakMW_2031 | [22 empty] | 0 | 0.053186 | 0.13155 | 0.24201 | 0.3877 | 0.5743 | 0.6685 | 0.7659 | 0.87381 | 1.1492 | 1.2784 | 1.4091 | 1.5416 | 1.6766 | 1.8144 | 1.9557 | 2.1001
DR15_PeakMW_2032 | [11 empty] | 13: 0; 14: 0.053186; 15: 0.13155; 16: 0.24201; 17: 0.3877; 18: 0.5743; 19: 0.6685; 20: 0.7659; 21: 0.87381; 22: 1.1492; 23: 1.2784; 24: 1.4091; 25: 1.5416; 26: 1.6766; 27: 1.8144; 28: 1.9557
DR15_PeakMW_2033 | [11 empty] | 14: 0; 15: 0.053186; 16: 0.13155; 17: 0.24201; 18: 0.3877; 19: 0.5743; 20: 0.6685; 21: 0.7659; 22: 0.87381; 23: 1.1492; 24: 1.2784; 25: 1.4091; 26: 1.5416; 27: 1.6766; 28: 1.8144
DR15_PeakMW_2034 | [11 empty] | 15: 0; 16: 0.053186; 17: 0.13155; 18: 0.24201; 19: 0.3877; 20: 0.5743; 21: 0.6685; 22: 0.7659; 23: 0.87381; 24: 1.1492; 25: 1.2784; 26: 1.4091; 27: 1.5416; 28: 1.6766
DR15_PeakMW_2035 | [11 empty] | 16: 0; 17: 0.053186; 18: 0.13155; 19: 0.24201; 20: 0.3877; 21: 0.5743; 22: 0.6685; 23: 0.7659; 24: 0.87381; 25: 1.1492; 26: 1.2784; 27: 1.4091; 28: 1.5416
DR15_PeakMW_2036 | [11 empty] | 17: 0; 18: 0.053186; 19: 0.13155; 20: 0.24201; 21: 0.3877; 22: 0.5743; 23: 0.6685; 24: 0.7659; 25: 0.87381; 26: 1.1492; 27: 1.2784; 28: 1.4091
DR15_PeakMW_2037 | [11 empty] | 18: 0; 19: 0.053186; 20: 0.13155; 21: 0.24201; 22: 0.3877; 23: 0.5743; 24: 0.6685; 25: 0.7659; 26: 0.87381; 27: 1.1492; 28: 1.2784
DR15_PeakMW_2038 | [11 empty] | 19: 0; 20: 0.053186; 21: 0.13155; 22: 0.24201; 23: 0.3877; 24: 0.5743; 25: 0.6685; 26: 0.7659; 27: 0.87381; 28: 1.1492
DR15_PeakMW_2039 | [11 empty] | 20: 0; 21: 0.053186; 22: 0.13155; 23: 0.24201; 24: 0.3877; 25: 0.5743; 26: 0.6685; 27: 0.7659; 28: 0.87381
DR15_PeakMW_2040 | [11 empty] | 21: 0; 22: 0.053186; 23: 0.13155; 24: 0.24201; 25: 0.3877; 26: 0.5743; 27: 0.6685; 28: 0.7659
DR15_PeakMW_2041 | [11 empty] | 22: 0; 23: 0.053186; 24: 0.13155; 25: 0.24201; 26: 0.3877; 27: 0.5743; 28: 0.6685
DR15_PeakMW_2042 | [11 empty] | 23: 0; 24: 0.053186; 25: 0.13155; 26: 0.24201; 27: 0.3877; 28: 0.5743
DR15_PeakMW_2043 | [11 empty] | 24: 0; 25: 0.053186; 26: 0.13155; 27: 0.24201; 28: 0.3877
DR15_PeakMW_2044 | [11 empty] | 25: 0; 26: 0.053186; 27: 0.13155; 28: 0.24201
DR15_PeakMW_2045 | [11 empty] | 26: 0; 27: 0.053186; 28: 0.13155
DR15_PeakMW_2046 | [11 empty] | 27: 0; 28: 0.053186
DR15_PeakMW_2047 | [11 empty] | 28: 0
DR16_PeakMW_2022 | [13 empty] | 0 | 0.41001 | 0.83293 | 1.2709 | 1.7184 | 2.1777 | 2.2067 | 2.2364 | 2.2673 | 2.6938 | 2.7326 | 2.7672 | 2.8036 | 2.8502 | 2.894 | 2.9401 | 2.9831 | 3.0272 | 3.0691 | 3.1153 | 3.1582 | 3.2 | 3.2365 | 3.277 | 3.277 | 3.277
DR16_PeakMW_2023 | [14 empty] | 0 | 0.41001 | 0.83293 | 1.2709 | 1.7184 | 2.1777 | 2.2067 | 2.2364 | 2.2673 | 2.6938 | 2.7326 | 2.7672 | 2.8036 | 2.8502 | 2.894 | 2.9401 | 2.9831 | 3.0272 | 3.0691 | 3.1153 | 3.1582 | 3.2 | 3.2365 | 3.277 | 3.277
DR16_PeakMW_2024 | [15 empty] | 0 | 0.41001 | 0.83293 | 1.2709 | 1.7184 | 2.1777 | 2.2067 | 2.2364 | 2.2673 | 2.6938 | 2.7326 | 2.7672 | 2.8036 | 2.8502 | 2.894 | 2.9401 | 2.9831 | 3.0272 | 3.0691 | 3.1153 | 3.1582 | 3.2 | 3.2365 | 3.277
DR16_PeakMW_2025 | [16 empty] | 0 | 0.41001 | 0.83293 | 1.2709 | 1.7184 | 2.1777 | 2.2067 | 2.2364 | 2.2673 | 2.6938 | 2.7326 | 2.7672 | 2.8036 | 2.8502 | 2.894 | 2.9401 | 2.9831 | 3.0272 | 3.0691 | 3.1153 | 3.1582 | 3.2 | 3.2365
DR16_PeakMW_2026 | [17 empty] | 0 | 0.41001 | 0.83293 | 1.2709 | 1.7184 | 2.1777 | 2.2067 | 2.2364 | 2.2673 | 2.6938 | 2.7326 | 2.7672 | 2.8036 | 2.8502 | 2.894 | 2.9401 | 2.9831 | 3.0272 | 3.0691 | 3.1153 | 3.1582 | 3.2
DR16_PeakMW_2027 | [18 empty] | 0 | 0.41001 | 0.83293 | 1.2709 | 1.7184 | 2.1777 | 2.2067 | 2.2364 | 2.2673 | 2.6938 | 2.7326 | 2.7672 | 2.8036 | 2.8502 | 2.894 | 2.9401 | 2.9831 | 3.0272 | 3.0691 | 3.1153 | 3.1582
DR16_PeakMW_2028 | [19 empty] | 0 | 0.41001 | 0.83293 | 1.2709 | 1.7184 | 2.1777 | 2.2067 | 2.2364 | 2.2673 | 2.6938 | 2.7326 | 2.7672 | 2.8036 | 2.8502 | 2.894 | 2.9401 | 2.9831 | 3.0272 | 3.0691 | 3.1153
DR16_PeakMW_2029 | [20 empty] | 0 | 0.41001 | 0.83293 | 1.2709 | 1.7184 | 2.1777 | 2.2067 | 2.2364 | 2.2673 | 2.6938 | 2.7326 | 2.7672 | 2.8036 | 2.8502 | 2.894 | 2.9401 | 2.9831 | 3.0272 | 3.0691
DR16_PeakMW_2030 | [21 empty] | 0 | 0.41001 | 0.83293 | 1.2709 | 1.7184 | 2.1777 | 2.2067 | 2.2364 | 2.2673 | 2.6938 | 2.7326 | 2.7672 | 2.8036 | 2.8502 | 2.894 | 2.9401 | 2.9831 | 3.0272
DR16_PeakMW_2031 | [22 empty] | 0 | 0.41001 | 0.83293 | 1.2709 | 1.7184 | 2.1777 | 2.2067 | 2.2364 | 2.2673 | 2.6938 | 2.7326 | 2.7672 | 2.8036 | 2.8502 | 2.894 | 2.9401 | 2.9831
DR16_PeakMW_2032 | [11 empty] | 13: 0; 14: 0.41001; 15: 0.83293; 16: 1.2709; 17: 1.7184; 18: 2.1777; 19: 2.2067; 20: 2.2364; 21: 2.2673; 22: 2.6938; 23: 2.7326; 24: 2.7672; 25: 2.8036; 26: 2.8502; 27: 2.894; 28: 2.9401
DR16_PeakMW_2033 | [11 empty] | 14: 0; 15: 0.41001; 16: 0.83293; 17: 1.2709; 18: 1.7184; 19: 2.1777; 20: 2.2067; 21: 2.2364; 22: 2.2673; 23: 2.6938; 24: 2.7326; 25: 2.7672; 26: 2.8036; 27: 2.8502; 28: 2.894
DR16_PeakMW_2034 | [11 empty] | 15: 0; 16: 0.41001; 17: 0.83293; 18: 1.2709; 19: 1.7184; 20: 2.1777; 21: 2.2067; 22: 2.2364; 23: 2.2673; 24: 2.6938; 25: 2.7326; 26: 2.7672; 27: 2.8036; 28: 2.8502
DR16_PeakMW_2035 | [11 empty] | 16: 0; 17: 0.41001; 18: 0.83293; 19: 1.2709; 20: 1.7184; 21: 2.1777; 22: 2.2067; 23: 2.2364; 24: 2.2673; 25: 2.6938; 26: 2.7326; 27: 2.7672; 28: 2.8036
DR16_PeakMW_2036 | [11 empty] | 17: 0; 18: 0.41001; 19: 0.83293; 20: 1.2709; 21: 1.7184; 22: 2.1777; 23: 2.2067; 24: 2.2364; 25: 2.2673; 26: 2.6938; 27: 2.7326; 28: 2.7672
DR16_PeakMW_2037 | [11 empty] | 18: 0; 19: 0.41001; 20: 0.83293; 21: 1.2709; 22: 1.7184; 23: 2.1777; 24: 2.2067; 25: 2.2364; 26: 2.2673; 27: 2.6938; 28: 2.7326
DR16_PeakMW_2038 | [11 empty] | 19: 0; 20: 0.41001; 21: 0.83293; 22: 1.2709; 23: 1.7184; 24: 2.1777; 25: 2.2067; 26: 2.2364; 27: 2.2673; 28: 2.6938
DR16_PeakMW_2039 | [11 empty] | 20: 0; 21: 0.41001; 22: 0.83293; 23: 1.2709; 24: 1.7184; 25: 2.1777; 26: 2.2067; 27: 2.2364; 28: 2.2673
DR16_PeakMW_2040 | [11 empty] | 21: 0; 22: 0.41001; 23: 0.83293; 24: 1.2709; 25: 1.7184; 26: 2.1777; 27: 2.2067; 28: 2.2364
DR16_PeakMW_2041 | [11 empty] | 22: 0; 23: 0.41001; 24: 0.83293; 25: 1.2709; 26: 1.7184; 27: 2.1777; 28: 2.2067
DR16_PeakMW_2042 | [11 empty] | 23: 0; 24: 0.41001; 25: 0.83293; 26: 1.2709; 27: 1.7184; 28: 2.1777
DR16_PeakMW_2043 | [11 empty] | 24: 0; 25: 0.41001; 26: 0.83293; 27: 1.2709; 28: 1.7184
DR16_PeakMW_2044 | [11 empty] | 25: 0; 26: 0.41001; 27: 0.83293; 28: 1.2709
DR16_PeakMW_2045 | [11 empty] | 26: 0; 27: 0.41001; 28: 0.83293
DR16_PeakMW_2046 | [11 empty] | 27: 0; 28: 0.41001
DR16_PeakMW_2047 | [11 empty] | 28: 0
DR1_Capacity | [13 empty] | yr_DR1_Achievable_2022 | yr_DR1_Achievable_2023 | yr_DR1_Achievable_2024 | yr_DR1_Achievable_2025 | yr_DR1_Achievable_2026 | yr_DR1_Achievable_2027 | yr_DR1_Achievable_2028 | yr_DR1_Achievable_2029 | yr_DR1_Achievable_2030 | yr_DR1_Achievable_2031 | yr_DR1_Achievable_2032 | yr_DR1_Achievable_2033 | yr_DR1_Achievable_2034 | yr_DR1_Achievable_2035 | yr_DR1_Achievable_2036 | yr_DR1_Achievable_2037 | yr_DR1_Achievable_2038 | yr_DR1_Achievable_2039 | yr_DR1_Achievable_2040 | yr_DR1_Achievable_2041 | yr_DR1_Achievable_2042 | yr_DR1_Achievable_2043 | yr_DR1_Achievable_2044 | yr_DR1_Achievable_2045 | yr_DR1_Achievable_2046 | yr_DR1_Achievable_2047
DR2_Capacity | [13 empty] | yr_DR2_Achievable_2022 | yr_DR2_Achievable_2023 | yr_DR2_Achievable_2024 | yr_DR2_Achievable_2025 | yr_DR2_Achievable_2026 | yr_DR2_Achievable_2027 | yr_DR2_Achievable_2028 | yr_DR2_Achievable_2029 | yr_DR2_Achievable_2030 | yr_DR2_Achievable_2031 | yr_DR2_Achievable_2032 | yr_DR2_Achievable_2033 | yr_DR2_Achievable_2034 | yr_DR2_Achievable_2035 | yr_DR2_Achievable_2036 | yr_DR2_Achievable_2037 | yr_DR2_Achievable_2038 | yr_DR2_Achievable_2039 | yr_DR2_Achievable_2040 | yr_DR2_Achievable_2041 | yr_DR2_Achievable_2042 | yr_DR2_Achievable_2043 | yr_DR2_Achievable_2044 | yr_DR2_Achievable_2045 | yr_DR2_Achievable_2046 | yr_DR2_Achievable_2047
DR3_Capacity | [13 empty] | yr_DR3_Achievable_2022 | yr_DR3_Achievable_2023 | yr_DR3_Achievable_2024 | yr_DR3_Achievable_2025 | yr_DR3_Achievable_2026 | yr_DR3_Achievable_2027 | yr_DR3_Achievable_2028 | yr_DR3_Achievable_2029 | yr_DR3_Achievable_2030 | yr_DR3_Achievable_2031 | yr_DR3_Achievable_2032 | yr_DR3_Achievable_2033 | yr_DR3_Achievable_2034 | yr_DR3_Achievable_2035 | yr_DR3_Achievable_2036 | yr_DR3_Achievable_2037 | yr_DR3_Achievable_2038 | yr_DR3_Achievable_2039 | yr_DR3_Achievable_2040 | yr_DR3_Achievable_2041 | yr_DR3_Achievable_2042 | yr_DR3_Achievable_2043 | yr_DR3_Achievable_2044 | yr_DR3_Achievable_2045 | yr_DR3_Achievable_2046 | yr_DR3_Achievable_2047
DR4_Capacity | [13 empty] | yr_DR4_Achievable_2022 | yr_DR4_Achievable_2023 | yr_DR4_Achievable_2024 | yr_DR4_Achievable_2025 | yr_DR4_Achievable_2026 | yr_DR4_Achievable_2027 | yr_DR4_Achievable_2028 | yr_DR4_Achievable_2029 | yr_DR4_Achievable_2030 | yr_DR4_Achievable_2031 | yr_DR4_Achievable_2032 | yr_DR4_Achievable_2033 | yr_DR4_Achievable_2034 | yr_DR4_Achievable_2035 | yr_DR4_Achievable_2036 | yr_DR4_Achievable_2037 | yr_DR4_Achievable_2038 | yr_DR4_Achievable_2039 | yr_DR4_Achievable_2040 | yr_DR4_Achievable_2041 | yr_DR4_Achievable_2042 | yr_DR4_Achievable_2043 | yr_DR4_Achievable_2044 | yr_DR4_Achievable_2045 | yr_DR4_Achievable_2046 | yr_DR4_Achievable_2047
DR5_Capacity | [13 empty] | yr_DR5_Achievable_2022 | yr_DR5_Achievable_2023 | yr_DR5_Achievable_2024 | yr_DR5_Achievable_2025 | yr_DR5_Achievable_2026 | yr_DR5_Achievable_2027 | yr_DR5_Achievable_2028 | yr_DR5_Achievable_2029 | yr_DR5_Achievable_2030 | yr_DR5_Achievable_2031 | yr_DR5_Achievable_2032 | yr_DR5_Achievable_2033 | yr_DR5_Achievable_2034 | yr_DR5_Achievable_2035 | yr_DR5_Achievable_2036 | yr_DR5_Achievable_2037 | yr_DR5_Achievable_2038 | yr_DR5_Achievable_2039 | yr_DR5_Achievable_2040 | yr_DR5_Achievable_2041 | yr_DR5_Achievable_2042 | yr_DR5_Achievable_2043 | yr_DR5_Achievable_2044 | yr_DR5_Achievable_2045 | yr_DR5_Achievable_2046 | yr_DR5_Achievable_2047
DR6_Capacity | [13 empty] | yr_DR6_Achievable_2022 | yr_DR6_Achievable_2023 | yr_DR6_Achievable_2024 | yr_DR6_Achievable_2025 | yr_DR6_Achievable_2026 | yr_DR6_Achievable_2027 | yr_DR6_Achievable_2028 | yr_DR6_Achievable_2029 | yr_DR6_Achievable_2030 | yr_DR6_Achievable_2031 | yr_DR6_Achievable_2032 | yr_DR6_Achievable_2033 | yr_DR6_Achievable_2034 | yr_DR6_Achievable_2035 | yr_DR6_Achievable_2036 | yr_DR6_Achievable_2037 | yr_DR6_Achievable_2038 | yr_DR6_Achievable_2039 | yr_DR6_Achievable_2040 | yr_DR6_Achievable_2041 | yr_DR6_Achievable_2042 | yr_DR6_Achievable_2043 | yr_DR6_Achievable_2044 | yr_DR6_Achievable_2045 | yr_DR6_Achievable_2046 | yr_DR6_Achievable_2047
DR7_Capacity | [13 empty] | yr_DR7_Achievable_2022 | yr_DR7_Achievable_2023 | yr_DR7_Achievable_2024 | yr_DR7_Achievable_2025 | yr_DR7_Achievable_2026 | yr_DR7_Achievable_2027 | yr_DR7_Achievable_2028 | yr_DR7_Achievable_2029 | yr_DR7_Achievable_2030 | yr_DR7_Achievable_2031 | yr_DR7_Achievable_2032 | yr_DR7_Achievable_2033 | yr_DR7_Achievable_2034 | yr_DR7_Achievable_2035 | yr_DR7_Achievable_2036 | yr_DR7_Achievable_2037 | yr_DR7_Achievable_2038 | yr_DR7_Achievable_2039 | yr_DR7_Achievable_2040 | yr_DR7_Achievable_2041 | yr_DR7_Achievable_2042 | yr_DR7_Achievable_2043 | yr_DR7_Achievable_2044 | yr_DR7_Achievable_2045 | yr_DR7_Achievable_2046 | yr_DR7_Achievable_2047
DR8_Capacity | [13 empty] | yr_DR8_Achievable_2022 | yr_DR8_Achievable_2023 | yr_DR8_Achievable_2024 | yr_DR8_Achievable_2025 | yr_DR8_Achievable_2026 | yr_DR8_Achievable_2027 | yr_DR8_Achievable_2028 | yr_DR8_Achievable_2029 | yr_DR8_Achievable_2030 | yr_DR8_Achievable_2031 | yr_DR8_Achievable_2032 | yr_DR8_Achievable_2033 | yr_DR8_Achievable_2034 | yr_DR8_Achievable_2035 | yr_DR8_Achievable_2036 | yr_DR8_Achievable_2037 | yr_DR8_Achievable_2038 | yr_DR8_Achievable_2039 | yr_DR8_Achievable_2040 | yr_DR8_Achievable_2041 | yr_DR8_Achievable_2042 | yr_DR8_Achievable_2043 | yr_DR8_Achievable_2044 | yr_DR8_Achievable_2045 | yr_DR8_Achievable_2046 | yr_DR8_Achievable_2047
DR9_Capacity | [13 empty] | yr_DR9_Achievable_2022 | yr_DR9_Achievable_2023 | yr_DR9_Achievable_2024 | yr_DR9_Achievable_2025 | yr_DR9_Achievable_2026 | yr_DR9_Achievable_2027 | yr_DR9_Achievable_2028 | yr_DR9_Achievable_2029 | yr_DR9_Achievable_2030 | yr_DR9_Achievable_2031 | yr_DR9_Achievable_2032 | yr_DR9_Achievable_2033 | yr_DR9_Achievable_2034 | yr_DR9_Achievable_2035 | yr_DR9_Achievable_2036 | yr_DR9_Achievable_2037 | yr_DR9_Achievable_2038 | yr_DR9_Achievable_2039 | yr_DR9_Achievable_2040 | yr_DR9_Achievable_2041 | yr_DR9_Achievable_2042 | yr_DR9_Achievable_2043 | yr_DR9_Achievable_2044 | yr_DR9_Achievable_2045 | yr_DR9_Achievable_2046 | yr_DR9_Achievable_2047
DR10_Capacity | [13 empty] | yr_DR10_Achievable_2022 | yr_DR10_Achievable_2023 | yr_DR10_Achievable_2024 | yr_DR10_Achievable_2025 | yr_DR10_Achievable_2026 | yr_DR10_Achievable_2027 | yr_DR10_Achievable_2028 | yr_DR10_Achievable_2029 | yr_DR10_Achievable_2030 | yr_DR10_Achievable_2031 | yr_DR10_Achievable_2032 | yr_DR10_Achievable_2033 | yr_DR10_Achievable_2034 | yr_DR10_Achievable_2035 | yr_DR10_Achievable_2036 | yr_DR10_Achievable_2037 | yr_DR10_Achievable_2038 | yr_DR10_Achievable_2039 | yr_DR10_Achievable_2040 | yr_DR10_Achievable_2041 | yr_DR10_Achievable_2042 | yr_DR10_Achievable_2043 | yr_DR10_Achievable_2044 | yr_DR10_Achievable_2045 | yr_DR10_Achievable_2046 | yr_DR10_Achievable_2047
DR11_Capacity | [13 empty] | yr_DR11_Achievable_2022 | yr_DR11_Achievable_2023 | yr_DR11_Achievable_2024 | yr_DR11_Achievable_2025 | yr_DR11_Achievable_2026 | yr_DR11_Achievable_2027 | yr_DR11_Achievable_2028 | yr_DR11_Achievable_2029 | yr_DR11_Achievable_2030 | yr_DR11_Achievable_2031 | yr_DR11_Achievable_2032 | yr_DR11_Achievable_2033 | yr_DR11_Achievable_2034 | yr_DR11_Achievable_2035 | yr_DR11_Achievable_2036 | yr_DR11_Achievable_2037 | yr_DR11_Achievable_2038 | yr_DR11_Achievable_2039 | yr_DR11_Achievable_2040 | yr_DR11_Achievable_2041 | yr_DR11_Achievable_2042 | yr_DR11_Achievable_2043 | yr_DR11_Achievable_2044 | yr_DR11_Achievable_2045 | yr_DR11_Achievable_2046 | yr_DR11_Achievable_2047
DR12_Capacity | [13 empty] | yr_DR12_Achievable_2022 | yr_DR12_Achievable_2023 | yr_DR12_Achievable_2024 | yr_DR12_Achievable_2025 | yr_DR12_Achievable_2026 | yr_DR12_Achievable_2027 | yr_DR12_Achievable_2028 | yr_DR12_Achievable_2029 | yr_DR12_Achievable_2030 | yr_DR12_Achievable_2031 | yr_DR12_Achievable_2032 | yr_DR12_Achievable_2033 | yr_DR12_Achievable_2034 | yr_DR12_Achievable_2035 | yr_DR12_Achievable_2036 | yr_DR12_Achievable_2037 | yr_DR12_Achievable_2038 | yr_DR12_Achievable_2039 | yr_DR12_Achievable_2040 | yr_DR12_Achievable_2041 | yr_DR12_Achievable_2042 | yr_DR12_Achievable_2043 | yr_DR12_Achievable_2044 | yr_DR12_Achievable_2045 | yr_DR12_Achievable_2046 | yr_DR12_Achievable_2047
DR13_Capacity | [13 empty] | yr_DR13_Achievable_2022 | yr_DR13_Achievable_2023 | yr_DR13_Achievable_2024 | yr_DR13_Achievable_2025 | yr_DR13_Achievable_2026 | yr_DR13_Achievable_2027 | yr_DR13_Achievable_2028 | yr_DR13_Achievable_2029 | yr_DR13_Achievable_2030 | yr_DR13_Achievable_2031 | yr_DR13_Achievable_2032 | yr_DR13_Achievable_2033 | yr_DR13_Achievable_2034 | yr_DR13_Achievable_2035 | yr_DR13_Achievable_2036 | yr_DR13_Achievable_2037 | yr_DR13_Achievable_2038 | yr_DR13_Achievable_2039 | yr_DR13_Achievable_2040 | yr_DR13_Achievable_2041 | yr_DR13_Achievable_2042 | yr_DR13_Achievable_2043 | yr_DR13_Achievable_2044 | yr_DR13_Achievable_2045 | yr_DR13_Achievable_2046 | yr_DR13_Achievable_2047
DR14_Capacity | [13 empty] | yr_DR14_Achievable_2022 | yr_DR14_Achievable_2023 | yr_DR14_Achievable_2024 | yr_DR14_Achievable_2025 | yr_DR14_Achievable_2026 | yr_DR14_Achievable_2027 | yr_DR14_Achievable_2028 | yr_DR14_Achievable_2029 | yr_DR14_Achievable_2030 | yr_DR14_Achievable_2031 | yr_DR14_Achievable_2032 | yr_DR14_Achievable_2033 | yr_DR14_Achievable_2034 | yr_DR14_Achievable_2035 | yr_DR14_Achievable_2036 | yr_DR14_Achievable_2037 | yr_DR14_Achievable_2038 | yr_DR14_Achievable_2039 | yr_DR14_Achievable_2040 | yr_DR14_Achievable_2041 | yr_DR14_Achievable_2042 | yr_DR14_Achievable_2043 | yr_DR14_Achievable_2044 | yr_DR14_Achievable_2045 | yr_DR14_Achievable_2046 | yr_DR14_Achievable_2047
DR15_Capacity | [13 empty] | yr_DR15_Achievable_2022 | yr_DR15_Achievable_2023 | yr_DR15_Achievable_2024 | yr_DR15_Achievable_2025 | yr_DR15_Achievable_2026 | yr_DR15_Achievable_2027 | yr_DR15_Achievable_2028 | yr_DR15_Achievable_2029 | yr_DR15_Achievable_2030 | yr_DR15_Achievable_2031 | yr_DR15_Achievable_2032 | yr_DR15_Achievable_2033 | yr_DR15_Achievable_2034 | yr_DR15_Achievable_2035 | yr_DR15_Achievable_2036 | yr_DR15_Achievable_2037 | yr_DR15_Achievable_2038 | yr_DR15_Achievable_2039 | yr_DR15_Achievable_2040 | yr_DR15_Achievable_2041 | yr_DR15_Achievable_2042 | yr_DR15_Achievable_2043 | yr_DR15_Achievable_2044 | yr_DR15_Achievable_2045 | yr_DR15_Achievable_2046 | yr_DR15_Achievable_2047
DR16_Capacity | [13 empty] | yr_DR16_Achievable_2022 | yr_DR16_Achievable_2023 | yr_DR16_Achievable_2024 | yr_DR16_Achievable_2025 | yr_DR16_Achievable_2026 | yr_DR16_Achievable_2027 | yr_DR16_Achievable_2028 | yr_DR16_Achievable_2029 | yr_DR16_Achievable_2030 | yr_DR16_Achievable_2031 | yr_DR16_Achievable_2032 | yr_DR16_Achievable_2033 | yr_DR16_Achievable_2034 | yr_DR16_Achievable_2035 | yr_DR16_Achievable_2036 | yr_DR16_Achievable_2037 | yr_DR16_Achievable_2038 | yr_DR16_Achievable_2039 | yr_DR16_Achievable_2040 | yr_DR16_Achievable_2041 | yr_DR16_Achievable_2042 | yr_DR16_Achievable_2043 | yr_DR16_Achievable_2044 | yr_DR16_Achievable_2045 | yr_DR16_Achievable_2046 | yr_DR16_Achievable_2047
DR1_Achievable_2022 | [13 empty] | 0 | 0 | 0 | 4.8657 | 9.8688 | 20.0117 | 30.4187 | 41.1074 | 52.0955 | 52.9606 | 53.7268 | 54.4095 | 55.1279 | 56.0473 | 56.9124 | 57.822 | 58.6691 | 59.5398 | 60.3671 | 61.2775 | 62.1239 | 62.9484 | 63.6694 | 64.467 | 64.467 | 64.467
DR1_Achievable_2023 | [14 empty] | 0 | 0 | 0 | 4.8657 | 9.8688 | 20.0117 | 30.4187 | 41.1074 | 52.0955 | 52.9606 | 53.7268 | 54.4095 | 55.1279 | 56.0473 | 56.9124 | 57.822 | 58.6691 | 59.5398 | 60.3671 | 61.2775 | 62.1239 | 62.9484 | 63.6694 | 64.467 | 64.467
DR1_Achievable_2024 | [15 empty] | 0 | 0 | 0 | 4.8657 | 9.8688 | 20.0117 | 30.4187 | 41.1074 | 52.0955 | 52.9606 | 53.7268 | 54.4095 | 55.1279 | 56.0473 | 56.9124 | 57.822 | 58.6691 | 59.5398 | 60.3671 | 61.2775 | 62.1239 | 62.9484 | 63.6694 | 64.467
DR1_Achievable_2025 | [16 empty] | 0 | 0 | 0 | 4.8657 | 9.8688 | 20.0117 | 30.4187 | 41.1074 | 52.0955 | 52.9606 | 53.7268 | 54.4095 | 55.1279 | 56.0473 | 56.9124 | 57.822 | 58.6691 | 59.5398 | 60.3671 | 61.2775 | 62.1239 | 62.9484 | 63.6694
DR1_Achievable_2026 | [17 empty] | 0 | 0 | 0 | 4.8657 | 9.8688 | 20.0117 | 30.4187 | 41.1074 | 52.0955 | 52.9606 | 53.7268 | 54.4095 | 55.1279 | 56.0473 | 56.9124 | 57.822 | 58.6691 | 59.5398 | 60.3671 | 61.2775 | 62.1239 | 62.9484
DR1_Achievable_2027 | [18 empty] | 0 | 0 | 0 | 4.8657 | 9.8688 | 20.0117 | 30.4187 | 41.1074 | 52.0955 | 52.9606 | 53.7268 | 54.4095 | 55.1279 | 56.0473 | 56.9124 | 57.822 | 58.6691 | 59.5398 | 60.3671 | 61.2775 | 62.1239
DR1_Achievable_2028 | [19 empty] | 0 | 0 | 0 | 4.8657 | 9.8688 | 20.0117 | 30.4187 | 41.1074 | 52.0955 | 52.9606 | 53.7268 | 54.4095 | 55.1279 | 56.0473 | 56.9124 | 57.822 | 58.6691 | 59.5398 | 60.3671 | 61.2775
DR1_Achievable_2029 | [20 empty] | 0 | 0 | 0 | 4.8657 | 9.8688 | 20.0117 | 30.4187 | 41.1074 | 52.0955 | 52.9606 | 53.7268 | 54.4095 | 55.1279 | 56.0473 | 56.9124 | 57.822 | 58.6691 | 59.5398 | 60.3671
DR1_Achievable_2030 | [21 empty] | 0 | 0 | 0 | 4.8657 | 9.8688 | 20.0117 | 30.4187 | 41.1074 | 52.0955 | 52.9606 | 53.7268 | 54.4095 | 55.1279 | 56.0473 | 56.9124 | 57.822 | 58.6691 | 59.5398
DR1_Achievable_2031 | [22 empty] | 0 | 0 | 0 | 4.8657 | 9.8688 | 20.0117 | 30.4187 | 41.1074 | 52.0955 | 52.9606 | 53.7268 | 54.4095 | 55.1279 | 56.0473 | 56.9124 | 57.822 | 58.6691
DR1_Achievable_2032 | [11 empty] | 13: 0; 14: 0; 15: 0; 16: 4.8657; 17: 9.8688; 18: 20.0117; 19: 30.4187; 20: 41.1074; 21: 52.0955; 22: 52.9606; 23: 53.7268; 24: 54.4095; 25: 55.1279; 26: 56.0473; 27: 56.9124; 28: 57.822
DR1_Achievable_2033 | [11 empty] | 14: 0; 15: 0; 16: 0; 17: 4.8657; 18: 9.8688; 19: 20.0117; 20: 30.4187; 21: 41.1074; 22: 52.0955; 23: 52.9606; 24: 53.7268; 25: 54.4095; 26: 55.1279; 27: 56.0473; 28: 56.9124
DR1_Achievable_2034 | [11 empty] | 15: 0; 16: 0; 17: 0; 18: 4.8657; 19: 9.8688; 20: 20.0117; 21: 30.4187; 22: 41.1074; 23: 52.0955; 24: 52.9606; 25: 53.7268; 26: 54.4095; 27: 55.1279; 28: 56.0473
DR1_Achievable_2035 | [11 empty] | 16: 0; 17: 0; 18: 0; 19: 4.8657; 20: 9.8688; 21: 20.0117; 22: 30.4187; 23: 41.1074; 24: 52.0955; 25: 52.9606; 26: 53.7268; 27: 54.4095; 28: 55.1279
DR1_Achievable_2036 | [11 empty] | 17: 0; 18: 0; 19: 0; 20: 4.8657; 21: 9.8688; 22: 20.0117; 23: 30.4187; 24: 41.1074; 25: 52.0955; 26: 52.9606; 27: 53.7268; 28: 54.4095
DR1_Achievable_2037 | [11 empty] | 18: 0; 19: 0; 20: 0; 21: 4.8657; 22: 9.8688; 23: 20.0117; 24: 30.4187; 25: 41.1074; 26: 52.0955; 27: 52.9606; 28: 53.7268
DR1_Achievable_2038 | [11 empty] | 19: 0; 20: 0; 21: 0; 22: 4.8657; 23: 9.8688; 24: 20.0117; 25: 30.4187; 26: 41.1074; 27: 52.0955; 28: 52.9606
DR1_Achievable_2039 | [11 empty] | 20: 0; 21: 0; 22: 0; 23: 4.8657; 24: 9.8688; 25: 20.0117; 26: 30.4187; 27: 41.1074; 28: 52.0955
DR1_Achievable_2040 | [11 empty] | 21: 0; 22: 0; 23: 0; 24: 4.8657; 25: 9.8688; 26: 20.0117; 27: 30.4187; 28: 41.1074
DR1_Achievable_2041 | [11 empty] | 22: 0; 23: 0; 24: 0; 25: 4.8657; 26: 9.8688; 27: 20.0117; 28: 30.4187
DR1_Achievable_2042 | [11 empty] | 23: 0; 24: 0; 25: 0; 26: 4.8657; 27: 9.8688; 28: 20.0117
DR1_Achievable_2043 | [11 empty] | 24: 0; 25: 0; 26: 0; 27: 4.8657; 28: 9.8688
DR1_Achievable_2044 | [11 empty] | 25: 0; 26: 0; 27: 0; 28: 4.8657
DR1_Achievable_2045 | [11 empty] | 26: 0; 27: 0; 28: 0
DR1_Achievable_2046 | [11 empty] | 27: 0; 28: 0
DR1_Achievable_2047 | [11 empty] | 28: 0
DR2_Achievable_2022 | [13 empty] | 0 | 0 | 0 | 0.14027 | 0.28451 | 0.57691 | 0.87694 | 1.1851 | 1.5019 | 1.5268 | 1.5489 | 1.5686 | 1.5893 | 1.6158 | 1.6407 | 1.6669 | 1.6914 | 1.7165 | 1.7403 | 1.7666 | 1.791 | 1.8147 | 1.8355 | 1.8585 | 1.8585 | 1.8585
DR2_Achievable_2023 | [14 empty] | 0 | 0 | 0 | 0.14027 | 0.28451 | 0.57691 | 0.87694 | 1.1851 | 1.5019 | 1.5268 | 1.5489 | 1.5686 | 1.5893 | 1.6158 | 1.6407 | 1.6669 | 1.6914 | 1.7165 | 1.7403 | 1.7666 | 1.791 | 1.8147 | 1.8355 | 1.8585 | 1.8585
DR2_Achievable_2024 | [15 empty] | 0 | 0 | 0 | 0.14027 | 0.28451 | 0.57691 | 0.87694 | 1.1851 | 1.5019 | 1.5268 | 1.5489 | 1.5686 | 1.5893 | 1.6158 | 1.6407 | 1.6669 | 1.6914 | 1.7165 | 1.7403 | 1.7666 | 1.791 | 1.8147 | 1.8355 | 1.8585
DR2_Achievable_2025 | [16 empty] | 0 | 0 | 0 | 0.14027 | 0.28451 | 0.57691 | 0.87694 | 1.1851 | 1.5019 | 1.5268 | 1.5489 | 1.5686 | 1.5893 | 1.6158 | 1.6407 | 1.6669 | 1.6914 | 1.7165 | 1.7403 | 1.7666 | 1.791 | 1.8147 | 1.8355
DR2_Achievable_2026 | [17 empty] | 0 | 0 | 0 | 0.14027 | 0.28451 | 0.57691 | 0.87694 | 1.1851 | 1.5019 | 1.5268 | 1.5489 | 1.5686 | 1.5893 | 1.6158 | 1.6407 | 1.6669 | 1.6914 | 1.7165 | 1.7403 | 1.7666 | 1.791 | 1.8147
DR2_Achievable_2027 | [18 empty] | 0 | 0 | 0 | 0.14027 | 0.28451 | 0.57691 | 0.87694 | 1.1851 | 1.5019 | 1.5268 | 1.5489 | 1.5686 | 1.5893 | 1.6158 | 1.6407 | 1.6669 | 1.6914 | 1.7165 | 1.7403 | 1.7666 | 1.791
DR2_Achievable_2028 | [19 empty] | 0 | 0 | 0 | 0.14027 | 0.28451 | 0.57691 | 0.87694 | 1.1851 | 1.5019 | 1.5268 | 1.5489 | 1.5686 | 1.5893 | 1.6158 | 1.6407 | 1.6669 | 1.6914 | 1.7165 | 1.7403 | 1.7666
DR2_Achievable_2029 | [20 empty] | 0 | 0 | 0 | 0.14027 | 0.28451 | 0.57691 | 0.87694 | 1.1851 | 1.5019 | 1.5268 | 1.5489 | 1.5686 | 1.5893 | 1.6158 | 1.6407 | 1.6669 | 1.6914 | 1.7165 | 1.7403
DR2_Achievable_2030 | [21 empty] | 0 | 0 | 0 | 0.14027 | 0.28451 | 0.57691 | 0.87694 | 1.1851 | 1.5019 | 1.5268 | 1.5489 | 1.5686 | 1.5893 | 1.6158 | 1.6407 | 1.6669 | 1.6914 | 1.7165
DR2_Achievable_2031 | [22 empty] | 0 | 0 | 0 | 0.14027 | 0.28451 | 0.57691 | 0.87694 | 1.1851 | 1.5019 | 1.5268 | 1.5489 | 1.5686 | 1.5893 | 1.6158 | 1.6407 | 1.6669 | 1.6914
DR2_Achievable_2032 | [11 empty] | 13: 0; 14: 0; 15: 0; 16: 0.14027; 17: 0.28451; 18: 0.57691; 19: 0.87694; 20: 1.1851; 21: 1.5019; 22: 1.5268; 23: 1.5489; 24: 1.5686; 25: 1.5893; 26: 1.6158; 27: 1.6407; 28: 1.6669
DR2_Achievable_2033 | [11 empty] | 14: 0; 15: 0; 16: 0; 17: 0.14027; 18: 0.28451; 19: 0.57691; 20: 0.87694; 21: 1.1851; 22: 1.5019; 23: 1.5268; 24: 1.5489; 25: 1.5686; 26: 1.5893; 27: 1.6158; 28: 1.6407
DR2_Achievable_2034 | [11 empty] | 15: 0; 16: 0; 17: 0; 18: 0.14027; 19: 0.28451; 20: 0.57691; 21: 0.87694; 22: 1.1851; 23: 1.5019; 24: 1.5268; 25: 1.5489; 26: 1.5686; 27: 1.5893; 28: 1.6158
DR2_Achievable_2035 | [11 empty] | 16: 0; 17: 0; 18: 0; 19: 0.14027; 20: 0.28451; 21: 0.57691; 22: 0.87694; 23: 1.1851; 24: 1.5019; 25: 1.5268; 26: 1.5489; 27: 1.5686; 28: 1.5893
DR2_Achievable_2036 | [11 empty] | 17: 0; 18: 0; 19: 0; 20: 0.14027; 21: 0.28451; 22: 0.57691; 23: 0.87694; 24: 1.1851; 25: 1.5019; 26: 1.5268; 27: 1.5489; 28: 1.5686
DR2_Achievable_2037 | [11 empty] | 18: 0; 19: 0; 20: 0; 21: 0.14027; 22: 0.28451; 23: 0.57691; 24: 0.87694; 25: 1.1851; 26: 1.5019; 27: 1.5268; 28: 1.5489
DR2_Achievable_2038 | [11 empty] | 19: 0; 20: 0; 21: 0; 22: 0.14027; 23: 0.28451; 24: 0.57691; 25: 0.87694; 26: 1.1851; 27: 1.5019; 28: 1.5268
DR2_Achievable_2039 | [11 empty] | 20: 0; 21: 0; 22: 0; 23: 0.14027; 24: 0.28451; 25: 0.57691; 26: 0.87694; 27: 1.1851; 28: 1.5019
DR2_Achievable_2040 | [11 empty] | 21: 0; 22: 0; 23: 0; 24: 0.14027; 25: 0.28451; 26: 0.57691; 27: 0.87694; 28: 1.1851
DR2_Achievable_2041 | [11 empty] | 22: 0; 23: 0; 24: 0; 25: 0.14027; 26: 0.28451; 27: 0.57691; 28: 0.87694
DR2_Achievable_2042 | [11 empty] | 23: 0; 24: 0; 25: 0; 26: 0.14027; 27: 0.28451; 28: 0.57691
DR2_Achievable_2043 | [11 empty] | 24: 0; 25: 0; 26: 0; 27: 0.14027; 28: 0.28451
DR2_Achievable_2044 | [11 empty] | 25: 0; 26: 0; 27: 0; 28: 0.14027
DR2_Achievable_2045 | [11 empty] | 26: 0; 27: 0; 28: 0
DR2_Achievable_2046 | [11 empty] | 27: 0; 28: 0
DR2_Achievable_2047 | [11 empty] | 28: 0
DR3_Achievable_2022 | [13 empty] | 0 | 4.0071 | 8.1073 | 16.4083 | 24.9011 | 33.5837 | 42.4549 | 42.9294 | 43.4054 | 43.8832 | 44.3601 | 44.8346 | 45.3084 | 45.7795 | 46.2451 | 46.7047 | 47.1588 | 47.6086 | 48.0553 | 48.4988 | 48.9397 | 49.3778 | 49.8128 | 50.2457 | 50.2457 | 50.2457
DR3_Achievable_2023 | [14 empty] | 0 | 4.0071 | 8.1073 | 16.4083 | 24.9011 | 33.5837 | 42.4549 | 42.9294 | 43.4054 | 43.8832 | 44.3601 | 44.8346 | 45.3084 | 45.7795 | 46.2451 | 46.7047 | 47.1588 | 47.6086 | 48.0553 | 48.4988 | 48.9397 | 49.3778 | 49.8128 | 50.2457 | 50.2457
DR3_Achievable_2024 | [15 empty] | 0 | 4.0071 | 8.1073 | 16.4083 | 24.9011 | 33.5837 | 42.4549 | 42.9294 | 43.4054 | 43.8832 | 44.3601 | 44.8346 | 45.3084 | 45.7795 | 46.2451 | 46.7047 | 47.1588 | 47.6086 | 48.0553 | 48.4988 | 48.9397 | 49.3778 | 49.8128 | 50.2457
DR3_Achievable_2025 | [16 empty] | 0 | 4.0071 | 8.1073 | 16.4083 | 24.9011 | 33.5837 | 42.4549 | 42.9294 | 43.4054 | 43.8832 | 44.3601 | 44.8346 | 45.3084 | 45.7795 | 46.2451 | 46.7047 | 47.1588 | 47.6086 | 48.0553 | 48.4988 | 48.9397 | 49.3778 | 49.8128
DR3_Achievable_2026 | [17 empty] | 0 | 4.0071 | 8.1073 | 16.4083 | 24.9011 | 33.5837 | 42.4549 | 42.9294 | 43.4054 | 43.8832 | 44.3601 | 44.8346 | 45.3084 | 45.7795 | 46.2451 | 46.7047 | 47.1588 | 47.6086 | 48.0553 | 48.4988 | 48.9397 | 49.3778
DR3_Achievable_2027 | [18 empty] | 0 | 4.0071 | 8.1073 | 16.4083 | 24.9011 | 33.5837 | 42.4549 | 42.9294 | 43.4054 | 43.8832 | 44.3601 | 44.8346 | 45.3084 | 45.7795 | 46.2451 | 46.7047 | 47.1588 | 47.6086 | 48.0553 | 48.4988 | 48.9397
DR3_Achievable_2028 | [19 empty] | 0 | 4.0071 | 8.1073 | 16.4083 | 24.9011 | 33.5837 | 42.4549 | 42.9294 | 43.4054 | 43.8832 | 44.3601 | 44.8346 | 45.3084 | 45.7795 | 46.2451 | 46.7047 | 47.1588 | 47.6086 | 48.0553 | 48.4988
DR3_Achievable_2029 | [20 empty] | 0 | 4.0071 | 8.1073 | 16.4083 | 24.9011 | 33.5837 | 42.4549 | 42.9294 | 43.4054 | 43.8832 | 44.3601 | 44.8346 | 45.3084 | 45.7795 | 46.2451 | 46.7047 | 47.1588 | 47.6086 | 48.0553
DR3_Achievable_2030 | [21 empty] | 0 | 4.0071 | 8.1073 | 16.4083 | 24.9011 | 33.5837 | 42.4549 | 42.9294 | 43.4054 | 43.8832 | 44.3601 | 44.8346 | 45.3084 | 45.7795 | 46.2451 | 46.7047 | 47.1588 | 47.6086
DR3_Achievable_2031 | [22 empty] | 0 | 4.0071 | 8.1073 | 16.4083 | 24.9011 | 33.5837 | 42.4549 | 42.9294 | 43.4054 | 43.8832 | 44.3601 | 44.8346 | 45.3084 | 45.7795 | 46.2451 | 46.7047 | 47.1588
DR3_Achievable_2032 | [11 empty] | 13: 0; 14: 4.0071; 15: 8.1073; 16: 16.4083; 17: 24.9011; 18: 33.5837; 19: 42.4549; 20: 42.9294; 21: 43.4054; 22: 43.8832; 23: 44.3601; 24: 44.8346; 25: 45.3084; 26: 45.7795; 27: 46.2451; 28: 46.7047
DR3_Achievable_2033 | [11 empty] | 14: 0; 15: 4.0071; 16: 8.1073; 17: 16.4083; 18: 24.9011; 19: 33.5837; 20: 42.4549; 21: 42.9294; 22: 43.4054; 23: 43.8832; 24: 44.3601; 25: 44.8346; 26: 45.3084; 27: 45.7795; 28: 46.2451
DR3_Achievable_2034 | [11 empty] | 15: 0; 16: 4.0071; 17: 8.1073; 18: 16.4083; 19: 24.9011; 20: 33.5837; 21: 42.4549; 22: 42.9294; 23: 43.4054; 24: 43.8832; 25: 44.3601; 26: 44.8346; 27: 45.3084; 28: 45.7795
DR3_Achievable_2035 | [11 empty] | 16: 0; 17: 4.0071; 18: 8.1073; 19: 16.4083; 20: 24.9011; 21: 33.5837; 22: 42.4549; 23: 42.9294; 24: 43.4054; 25: 43.8832; 26: 44.3601; 27: 44.8346; 28: 45.3084
DR3_Achievable_2036 | [11 empty] | 17: 0; 18: 4.0071; 19: 8.1073; 20: 16.4083; 21: 24.9011; 22: 33.5837; 23: 42.4549; 24: 42.9294; 25: 43.4054; 26: 43.8832; 27: 44.3601; 28: 44.8346
DR3_Achievable_2037 | [11 empty] | 18: 0; 19: 4.0071; 20: 8.1073; 21: 16.4083; 22: 24.9011; 23: 33.5837; 24: 42.4549; 25: 42.9294; 26: 43.4054; 27: 43.8832; 28: 44.3601
DR3_Achievable_2038 | [11 empty] | 19: 0; 20: 4.0071; 21: 8.1073; 22: 16.4083; 23: 24.9011; 24: 33.5837; 25: 42.4549; 26: 42.9294; 27: 43.4054; 28: 43.8832
DR3_Achievable_2039 | [11 empty] | 20: 0; 21: 4.0071; 22: 8.1073; 23: 16.4083; 24: 24.9011; 25: 33.5837; 26: 42.4549; 27: 42.9294; 28: 43.4054
DR3_Achievable_2040 | [11 empty] | 21: 0; 22: 4.0071; 23: 8.1073; 24: 16.4083; 25: 24.9011; 26: 33.5837; 27: 42.4549; 28: 42.9294
DR3_Achievable_2041 | [11 empty] | 22: 0; 23: 4.0071; 24: 8.1073; 25: 16.4083; 26: 24.9011; 27: 33.5837; 28: 42.4549
DR3_Achievable_2042 | [11 empty] | 23: 0; 24: 4.0071; 25: 8.1073; 26: 16.4083; 27: 24.9011; 28: 33.5837
DR3_Achievable_2043 | [11 empty] | 24: 0; 25: 4.0071; 26: 8.1073; 27: 16.4083; 28: 24.9011
DR3_Achievable_2044 | [11 empty] | 25: 0; 26: 4.0071; 27: 8.1073; 28: 16.4083
DR3_Achievable_2045 | [11 empty] | 26: 0; 27: 4.0071; 28: 8.1073
DR3_Achievable_2046 | [11 empty] | 27: 0; 28: 4.0071
DR3_Achievable_2047 | [11 empty] | 28: 0
DR4_Achievable_2022 | [13 empty] | 0 | 0.047779 | 0.16208 | 0.36145 | 0.66531 | 1.104 | 1.4083 | 1.7258 | 2.033 | 2.3065 | 2.529 | 2.6943 | 2.808 | 2.8832 | 2.9348 | 2.9744 | 3.0091 | 3.0421 | 3.0746 | 3.1068 | 3.1388 | 3.1707 | 3.2023 | 3.2338 | 3.2338 | 3.2338
DR4_Achievable_2023 | [14 empty] | 0 | 0.047779 | 0.16208 | 0.36145 | 0.66531 | 1.104 | 1.4083 | 1.7258 | 2.033 | 2.3065 | 2.529 | 2.6943 | 2.808 | 2.8832 | 2.9348 | 2.9744 | 3.0091 | 3.0421 | 3.0746 | 3.1068 | 3.1388 | 3.1707 | 3.2023 | 3.2338 | 3.2338
DR4_Achievable_2024 | [15 empty] | 0 | 0.047779 | 0.16208 | 0.36145 | 0.66531 | 1.104 | 1.4083 | 1.7258 | 2.033 | 2.3065 | 2.529 | 2.6943 | 2.808 | 2.8832 | 2.9348 | 2.9744 | 3.0091 | 3.0421 | 3.0746 | 3.1068 | 3.1388 | 3.1707 | 3.2023 | 3.2338
DR4_Achievable_2025 | [16 empty] | 0 | 0.047779 | 0.16208 | 0.36145 | 0.66531 | 1.104 | 1.4083 | 1.7258 | 2.033 | 2.3065 | 2.529 | 2.6943 | 2.808 | 2.8832 | 2.9348 | 2.9744 | 3.0091 | 3.0421 | 3.0746 | 3.1068 | 3.1388 | 3.1707 | 3.2023
DR4_Achievable_2026 | [17 empty] | 0 | 0.047779 | 0.16208 | 0.36145 | 0.66531 | 1.104 | 1.4083 | 1.7258 | 2.033 | 2.3065 | 2.529 | 2.6943 | 2.808 | 2.8832 | 2.9348 | 2.9744 | 3.0091 | 3.0421 | 3.0746 | 3.1068 | 3.1388 | 3.1707
DR4_Achievable_2027 | [18 empty] | 0 | 0.047779 | 0.16208 | 0.36145 | 0.66531 | 1.104 | 1.4083 | 1.7258 | 2.033 | 2.3065 | 2.529 | 2.6943 | 2.808 | 2.8832 | 2.9348 | 2.9744 | 3.0091 | 3.0421 | 3.0746 | 3.1068 | 3.1388
DR4_Achievable_2028 | [19 empty] | 0 | 0.047779 | 0.16208 | 0.36145 | 0.66531 | 1.104 | 1.4083 | 1.7258 | 2.033 | 2.3065 | 2.529 | 2.6943 | 2.808 | 2.8832 | 2.9348 | 2.9744 | 3.0091 | 3.0421 | 3.0746 | 3.1068
DR4_Achievable_2029 | [20 empty] | 0 | 0.047779 | 0.16208 | 0.36145 | 0.66531 | 1.104 | 1.4083 | 1.7258 | 2.033 | 2.3065 | 2.529 | 2.6943 | 2.808 | 2.8832 | 2.9348 | 2.9744 | 3.0091 | 3.0421 | 3.0746
DR4_Achievable_2030 | [21 empty] | 0 | 0.047779 | 0.16208 | 0.36145 | 0.66531 | 1.104 | 1.4083 | 1.7258 | 2.033 | 2.3065 | 2.529 | 2.6943 | 2.808 | 2.8832 | 2.9348 | 2.9744 | 3.0091 | 3.0421
DR4_Achievable_2031 | [22 empty] | 0 | 0.047779 | 0.16208 | 0.36145 | 0.66531 | 1.104 | 1.4083 | 1.7258 | 2.033 | 2.3065 | 2.529 | 2.6943 | 2.808 | 2.8832 | 2.9348 | 2.9744 | 3.0091
DR4_Achievable_2032 | [11 empty] | 13: 0; 14: 0.047779; 15: 0.16208; 16: 0.36145; 17: 0.66531; 18: 1.104; 19: 1.4083; 20: 1.7258; 21: 2.033; 22: 2.3065; 23: 2.529; 24: 2.6943; 25: 2.808; 26: 2.8832; 27: 2.9348; 28: 2.9744
DR4_Achievable_2033 | [11 empty] | 14: 0; 15: 0.047779; 16: 0.16208; 17: 0.36145; 18: 0.66531; 19: 1.104; 20: 1.4083; 21: 1.7258; 22: 2.033; 23: 2.3065; 24: 2.529; 25: 2.6943; 26: 2.808; 27: 2.8832; 28: 2.9348
DR4_Achievable_2034 | [11 empty] | 15: 0; 16: 0.047779; 17: 0.16208; 18: 0.36145; 19: 0.66531; 20: 1.104; 21: 1.4083; 22: 1.7258; 23: 2.033; 24: 2.3065; 25: 2.529; 26: 2.6943; 27: 2.808; 28: 2.8832
DR4_Achievable_2035 | [11 empty] | 16: 0; 17: 0.047779; 18: 0.16208; 19: 0.36145; 20: 0.66531; 21: 1.104; 22: 1.4083; 23: 1.7258; 24: 2.033; 25: 2.3065; 26: 2.529; 27: 2.6943; 28: 2.808
DR4_Achievable_2036 | [11 empty] | 17: 0; 18: 0.047779; 19: 0.16208; 20: 0.36145; 21: 0.66531; 22: 1.104; 23: 1.4083; 24: 1.7258; 25: 2.033; 26: 2.3065; 27: 2.529; 28: 2.6943
DR4_Achievable_2037 | [11 empty] | 18: 0; 19: 0.047779; 20: 0.16208; 21: 0.36145; 22: 0.66531; 23: 1.104; 24: 1.4083; 25: 1.7258; 26: 2.033; 27: 2.3065; 28: 2.529
DR4_Achievable_2038 | [11 empty] | 19: 0; 20: 0.047779; 21: 0.16208; 22: 0.36145; 23: 0.66531; 24: 1.104; 25: 1.4083; 26: 1.7258; 27: 2.033; 28: 2.3065
DR4_Achievable_2039 | [11 empty] | 20: 0; 21: 0.047779; 22: 0.16208; 23: 0.36145; 24: 0.66531; 25: 1.104; 26: 1.4083; 27: 1.7258; 28: 2.033
DR4_Achievable_2040 | [11 empty] | 21: 0; 22: 0.047779; 23: 0.16208; 24: 0.36145; 25: 0.66531; 26: 1.104; 27: 1.4083; 28: 1.7258
DR4_Achievable_2041 | [11 empty] | 22: 0; 23: 0.047779; 24: 0.16208; 25: 0.36145; 26: 0.66531; 27: 1.104; 28: 1.4083
DR4_Achievable_2042 | [11 empty] | 23: 0; 24: 0.047779; 25: 0.16208; 26: 0.36145; 27: 0.66531; 28: 1.104
DR4_Achievable_2043 | [11 empty] | 24: 0; 25: 0.047779; 26: 0.16208; 27: 0.36145; 28: 0.66531
DR4_Achievable_2044 | [11 empty] | 25: 0; 26: 0.047779; 27: 0.16208; 28: 0.36145
DR4_Achievable_2045 | [11 empty] | 26: 0; 27: 0.047779; 28: 0.16208
DR4_Achievable_2046 | [11 empty] | 27: 0; 28: 0.047779
DR4_Achievable_2047 | [11 empty] | 28: 0
DR5_Achievable_2022 | [13 empty] | 0 | 5.0168 | 9.4659 | 17.7732 | 24.8707 | 30.7081 | 35.2363 | 32.0067 | 28.698 | 25.3101 | 21.8409 | 18.2904 | 14.6594 | 10.9479 | 9.7582 | 9.8551 | 9.951 | 10.0459 | 10.1401 | 10.2337 | 10.3267 | 10.4192 | 10.511 | 10.6023 | 10.6023 | 10.6023
DR5_Achievable_2023 | [14 empty] | 0 | 5.0168 | 9.4659 | 17.7732 | 24.8707 | 30.7081 | 35.2363 | 32.0067 | 28.698 | 25.3101 | 21.8409 | 18.2904 | 14.6594 | 10.9479 | 9.7582 | 9.8551 | 9.951 | 10.0459 | 10.1401 | 10.2337 | 10.3267 | 10.4192 | 10.511 | 10.6023 | 10.6023
DR5_Achievable_2024 | [15 empty] | 0 | 5.0168 | 9.4659 | 17.7732 | 24.8707 | 30.7081 | 35.2363 | 32.0067 | 28.698 | 25.3101 | 21.8409 | 18.2904 | 14.6594 | 10.9479 | 9.7582 | 9.8551 | 9.951 | 10.0459 | 10.1401 | 10.2337 | 10.3267 | 10.4192 | 10.511 | 10.6023
DR5_Achievable_2025 | [16 empty] | 0 | 5.0168 | 9.4659 | 17.7732 | 24.8707 | 30.7081 | 35.2363 | 32.0067 | 28.698 | 25.3101 | 21.8409 | 18.2904 | 14.6594 | 10.9479 | 9.7582 | 9.8551 | 9.951 | 10.0459 | 10.1401 | 10.2337 | 10.3267 | 10.4192 | 10.511
DR5_Achievable_2026 | [17 empty] | 0 | 5.0168 | 9.4659 | 17.7732 | 24.8707 | 30.7081 | 35.2363 | 32.0067 | 28.698 | 25.3101 | 21.8409 | 18.2904 | 14.6594 | 10.9479 | 9.7582 | 9.8551 | 9.951 | 10.0459 | 10.1401 | 10.2337 | 10.3267 | 10.4192
DR5_Achievable_2027 | [18 empty] | 0 | 5.0168 | 9.4659 | 17.7732 | 24.8707 | 30.7081 | 35.2363 | 32.0067 | 28.698 | 25.3101 | 21.8409 | 18.2904 | 14.6594 | 10.9479 | 9.7582 | 9.8551 | 9.951 | 10.0459 | 10.1401 | 10.2337 | 10.3267
DR5_Achievable_2028 | [19 empty] | 0 | 5.0168 | 9.4659 | 17.7732 | 24.8707 | 30.7081 | 35.2363 | 32.0067 | 28.698 | 25.3101 | 21.8409 | 18.2904 | 14.6594 | 10.9479 | 9.7582 | 9.8551 | 9.951 | 10.0459 | 10.1401 | 10.2337
DR5_Achievable_2029 | [20 empty] | 0 | 5.0168 | 9.4659 | 17.7732 | 24.8707 | 30.7081 | 35.2363 | 32.0067 | 28.698 | 25.3101 | 21.8409 | 18.2904 | 14.6594 | 10.9479 | 9.7582 | 9.8551 | 9.951 | 10.0459 | 10.1401
DR5_Achievable_2030 | [21 empty] | 0 | 5.0168 | 9.4659 | 17.7732 | 24.8707 | 30.7081 | 35.2363 | 32.0067 | 28.698 | 25.3101 | 21.8409 | 18.2904 | 14.6594 | 10.9479 | 9.7582 | 9.8551 | 9.951 | 10.0459
DR5_Achievable_2031 | [22 empty] | 0 | 5.0168 | 9.4659 | 17.7732 | 24.8707 | 30.7081 | 35.2363 | 32.0067 | 28.698 | 25.3101 | 21.8409 | 18.2904 | 14.6594 | 10.9479 | 9.7582 | 9.8551 | 9.951
DR5_Achievable_2032 | [11 empty] | 13: 0; 14: 5.0168; 15: 9.4659; 16: 17.7732; 17: 24.8707; 18: 30.7081; 19: 35.2363; 20: 32.0067; 21: 28.698; 22: 25.3101; 23: 21.8409; 24: 18.2904; 25: 14.6594; 26: 10.9479; 27: 9.7582; 28: 9.8551
DR5_Achievable_2033 | [11 empty] | 14: 0; 15: 5.0168; 16: 9.4659; 17: 17.7732; 18: 24.8707; 19: 30.7081; 20: 35.2363; 21: 32.0067; 22: 28.698; 23: 25.3101; 24: 21.8409; 25: 18.2904; 26: 14.6594; 27: 10.9479; 28: 9.7582
DR5_Achievable_2034 | [11 empty] | 15: 0; 16: 5.0168; 17: 9.4659; 18: 17.7732; 19: 24.8707; 20: 30.7081; 21: 35.2363; 22: 32.0067; 23: 28.698; 24: 25.3101; 25: 21.8409; 26: 18.2904; 27: 14.6594; 28: 10.9479
DR5_Achievable_2035 | [11 empty] | 16: 0; 17: 5.0168; 18: 9.4659; 19: 17.7732; 20: 24.8707; 21: 30.7081; 22: 35.2363; 23: 32.0067; 24: 28.698; 25: 25.3101; 26: 21.8409; 27: 18.2904; 28: 14.6594
DR5_Achievable_2036 | [11 empty] | 17: 0; 18: 5.0168; 19: 9.4659; 20: 17.7732; 21: 24.8707; 22: 30.7081; 23: 35.2363; 24: 32.0067; 25: 28.698; 26: 25.3101; 27: 21.8409; 28: 18.2904
DR5_Achievable_2037 | [11 empty] | 18: 0; 19: 5.0168; 20: 9.4659; 21: 17.7732; 22: 24.8707; 23: 30.7081; 24: 35.2363; 25: 32.0067; 26: 28.698; 27: 25.3101; 28: 21.8409
DR5_Achievable_2038 | [11 empty] | 19: 0; 20: 5.0168; 21: 9.4659; 22: 17.7732; 23: 24.8707; 24: 30.7081; 25: 35.2363; 26: 32.0067; 27: 28.698; 28: 25.3101
DR5_Achievable_2039 | [11 empty] | 20: 0; 21: 5.0168; 22: 9.4659; 23: 17.7732; 24: 24.8707; 25: 30.7081; 26: 35.2363; 27: 32.0067; 28: 28.698
DR5_Achievable_2040 | [11 empty] | 21: 0; 22: 5.0168; 23: 9.4659; 24: 17.7732; 25: 24.8707; 26: 30.7081; 27: 35.2363; 28: 32.0067
DR5_Achievable_2041 | [11 empty] | 22: 0; 23: 5.0168; 24: 9.4659; 25: 17.7732; 26: 24.8707; 27: 30.7081; 28: 35.2363
DR5_Achievable_2042 | [11 empty] | 23: 0; 24: 5.0168; 25: 9.4659; 26: 17.7732; 27: 24.8707; 28: 30.7081
DR5_Achievable_2043 | [11 empty] | 24: 0; 25: 5.0168; 26: 9.4659; 27: 17.7732; 28: 24.8707
DR5_Achievable_2044 | [11 empty] | 25: 0; 26: 5.0168; 27: 9.4659; 28: 17.7732
DR5_Achievable_2045 | [11 empty] | 26: 0; 27: 5.0168; 28: 9.4659
DR5_Achievable_2046 | [11 empty] | 27: 0; 28: 5.0168
DR5_Achievable_2047 | [11 empty] | 28: 0
DR6_Achievable_2022 | [13 empty] | 0 | 0.59525 | 1.8613 | 5.0965 | 9.7521 | 15.8737 | 23.5068 | 27.248 | 31.0671 | 34.9649 | 38.9393 | 42.9887 | 47.1141 | 51.3134 | 53.0844 | 53.6119 | 54.1332 | 54.6496 | 55.1623 | 55.6714 | 56.1775 | 56.6804 | 57.1797 | 57.6767 | 57.6767 | 57.6767
DR6_Achievable_2023 | [14 empty] | 0 | 0.59525 | 1.8613 | 5.0965 | 9.7521 | 15.8737 | 23.5068 | 27.248 | 31.0671 | 34.9649 | 38.9393 | 42.9887 | 47.1141 | 51.3134 | 53.0844 | 53.6119 | 54.1332 | 54.6496 | 55.1623 | 55.6714 | 56.1775 | 56.6804 | 57.1797 | 57.6767 | 57.6767
DR6_Achievable_2024 | [15 empty] | 0 | 0.59525 | 1.8613 | 5.0965 | 9.7521 | 15.8737 | 23.5068 | 27.248 | 31.0671 | 34.9649 | 38.9393 | 42.9887 | 47.1141 | 51.3134 | 53.0844 | 53.6119 | 54.1332 | 54.6496 | 55.1623 | 55.6714 | 56.1775 | 56.6804 | 57.1797 | 57.6767
DR6_Achievable_2025 | [16 empty] | 0 | 0.59525 | 1.8613 | 5.0965 | 9.7521 | 15.8737 | 23.5068 | 27.248 | 31.0671 | 34.9649 | 38.9393 | 42.9887 | 47.1141 | 51.3134 | 53.0844 | 53.6119 | 54.1332 | 54.6496 | 55.1623 | 55.6714 | 56.1775 | 56.6804 | 57.1797
DR6_Achievable_2026 | [17 empty] | 0 | 0.59525 | 1.8613 | 5.0965 | 9.7521 | 15.8737 | 23.5068 | 27.248 | 31.0671 | 34.9649 | 38.9393 | 42.9887 | 47.1141 | 51.3134 | 53.0844 | 53.6119 | 54.1332 | 54.6496 | 55.1623 | 55.6714 | 56.1775 | 56.6804
DR6_Achievable_2027 | [18 empty] | 0 | 0.59525 | 1.8613 | 5.0965 | 9.7521 | 15.8737 | 23.5068 | 27.248 | 31.0671 | 34.9649 | 38.9393 | 42.9887 | 47.1141 | 51.3134 | 53.0844 | 53.6119 | 54.1332 | 54.6496 | 55.1623 | 55.6714 | 56.1775
DR6_Achievable_2028 | [19 empty] | 0 | 0.59525 | 1.8613 | 5.0965 | 9.7521 | 15.8737 | 23.5068 | 27.248 | 31.0671 | 34.9649 | 38.9393 | 42.9887 | 47.1141 | 51.3134 | 53.0844 | 53.6119 | 54.1332 | 54.6496 | 55.1623 | 55.6714
DR6_Achievable_2029 | [20 empty] | 0 | 0.59525 | 1.8613 | 5.0965 | 9.7521 | 15.8737 | 23.5068 | 27.248 | 31.0671 | 34.9649 | 38.9393 | 42.9887 | 47.1141 | 51.3134 | 53.0844 | 53.6119 | 54.1332 | 54.6496 | 55.1623
DR6_Achievable_2030 | [21 empty] | 0 | 0.59525 | 1.8613 | 5.0965 | 9.7521 | 15.8737 | 23.5068 | 27.248 | 31.0671 | 34.9649 | 38.9393 | 42.9887 | 47.1141 | 51.3134 | 53.0844 | 53.6119 | 54.1332 | 54.6496
DR6_Achievable_2031 | [22 empty] | 0 | 0.59525 | 1.8613 | 5.0965 | 9.7521 | 15.8737 | 23.5068 | 27.248 | 31.0671 | 34.9649 | 38.9393 | 42.9887 | 47.1141 | 51.3134 | 53.0844 | 53.6119 | 54.1332
DR6_Achievable_2032 | [11 empty] | 13: 0; 14: 0.59525; 15: 1.8613; 16: 5.0965; 17: 9.7521; 18: 15.8737; 19: 23.5068; 20: 27.248; 21: 31.0671; 22: 34.9649; 23: 38.9393; 24: 42.9887; 25: 47.1141; 26: 51.3134; 27: 53.0844; 28: 53.6119
DR6_Achievable_2033 | [11 empty] | 14: 0; 15: 0.59525; 16: 1.8613; 17: 5.0965; 18: 9.7521; 19: 15.8737; 20: 23.5068; 21: 27.248; 22: 31.0671; 23: 34.9649; 24: 38.9393; 25: 42.9887; 26: 47.1141; 27: 51.3134; 28: 53.0844
DR6_Achievable_2034 | [11 empty] | 15: 0; 16: 0.59525; 17: 1.8613; 18: 5.0965; 19: 9.7521; 20: 15.8737; 21: 23.5068; 22: 27.248; 23: 31.0671; 24: 34.9649; 25: 38.9393; 26: 42.9887; 27: 47.1141; 28: 51.3134
DR6_Achievable_2035 | [11 empty] | 16: 0; 17: 0.59525; 18: 1.8613; 19: 5.0965; 20: 9.7521; 21: 15.8737; 22: 23.5068; 23: 27.248; 24: 31.0671; 25: 34.9649; 26: 38.9393; 27: 42.9887; 28: 47.1141
DR6_Achievable_2036 | [11 empty] | 17: 0; 18: 0.59525; 19: 1.8613; 20: 5.0965; 21: 9.7521; 22: 15.8737; 23: 23.5068; 24: 27.248; 25: 31.0671; 26: 34.9649; 27: 38.9393; 28: 42.9887
DR6_Achievable_2037 | [11 empty] | 18: 0; 19: 0.59525; 20: 1.8613; 21: 5.0965; 22: 9.7521; 23: 15.8737; 24: 23.5068; 25: 27.248; 26: 31.0671; 27: 34.9649; 28: 38.9393
DR6_Achievable_2038 | [11 empty] | 19: 0; 20: 0.59525; 21: 1.8613; 22: 5.0965; 23: 9.7521; 24: 15.8737; 25: 23.5068; 26: 27.248; 27: 31.0671; 28: 34.9649
DR6_Achievable_2039 | [11 empty] | 20: 0; 21: 0.59525; 22: 1.8613; 23: 5.0965; 24: 9.7521; 25: 15.8737; 26: 23.5068; 27: 27.248; 28: 31.0671
DR6_Achievable_2040 | [11 empty] | 21: 0; 22: 0.59525; 23: 1.8613; 24: 5.0965; 25: 9.7521; 26: 15.8737; 27: 23.5068; 28: 27.248
DR6_Achievable_2041 | [11 empty] | 22: 0; 23: 0.59525; 24: 1.8613; 25: 5.0965; 26: 9.7521; 27: 15.8737; 28: 23.5068
DR6_Achievable_2042 | [11 empty] | 23: 0; 24: 0.59525; 25: 1.8613; 26: 5.0965; 27: 9.7521; 28: 15.8737
DR6_Achievable_2043 | [11 empty] | 24: 0; 25: 0.59525; 26: 1.8613; 27: 5.0965; 28: 9.7521
DR6_Achievable_2044 | [11 empty] | 25: 0; 26: 0.59525; 27: 1.8613; 28: 5.0965
DR6_Achievable_2045 | [11 empty] | 26: 0; 27: 0.59525; 28: 1.8613
DR6_Achievable_2046 | [11 empty] | 27: 0; 28: 0.59525
DR6_Achievable_2047 | [11 empty] | 28: 0
DR7_Achievable_2022 | [13 empty] | 0 | 0.077259 | 0.14578 | 0.27371 | 0.38301 | 0.4729 | 0.54264 | 0.4929 | 0.44195 | 0.38977 | 0.33635 | 0.28167 | 0.22576 | 0.1686 | 0.15028 | 0.15177 | 0.15324 | 0.15471 | 0.15616 | 0.1576 | 0.15903 | 0.16046 | 0.16187 | 0.16328 | 0.16328 | 0.16328
DR7_Achievable_2023 | [14 empty] | 0 | 0.077259 | 0.14578 | 0.27371 | 0.38301 | 0.4729 | 0.54264 | 0.4929 | 0.44195 | 0.38977 | 0.33635 | 0.28167 | 0.22576 | 0.1686 | 0.15028 | 0.15177 | 0.15324 | 0.15471 | 0.15616 | 0.1576 | 0.15903 | 0.16046 | 0.16187 | 0.16328 | 0.16328
DR7_Achievable_2024 | [15 empty] | 0 | 0.077259 | 0.14578 | 0.27371 | 0.38301 | 0.4729 | 0.54264 | 0.4929 | 0.44195 | 0.38977 | 0.33635 | 0.28167 | 0.22576 | 0.1686 | 0.15028 | 0.15177 | 0.15324 | 0.15471 | 0.15616 | 0.1576 | 0.15903 | 0.16046 | 0.16187 | 0.16328
DR7_Achievable_2025 | [16 empty] | 0 | 0.077259 | 0.14578 | 0.27371 | 0.38301 | 0.4729 | 0.54264 | 0.4929 | 0.44195 | 0.38977 | 0.33635 | 0.28167 | 0.22576 | 0.1686 | 0.15028 | 0.15177 | 0.15324 | 0.15471 | 0.15616 | 0.1576 | 0.15903 | 0.16046 | 0.16187
DR7_Achievable_2026 | [17 empty] | 0 | 0.077259 | 0.14578 | 0.27371 | 0.38301 | 0.4729 | 0.54264 | 0.4929 | 0.44195 | 0.38977 | 0.33635 | 0.28167 | 0.22576 | 0.1686 | 0.15028 | 0.15177 | 0.15324 | 0.15471 | 0.15616 | 0.1576 | 0.15903 | 0.16046
DR7_Achievable_2027 | [18 empty] | 0 | 0.077259 | 0.14578 | 0.27371 | 0.38301 | 0.4729 | 0.54264 | 0.4929 | 0.44195 | 0.38977 | 0.33635 | 0.28167 | 0.22576 | 0.1686 | 0.15028 | 0.15177 | 0.15324 | 0.15471 | 0.15616 | 0.1576 | 0.15903
DR7_Achievable_2028 | [19 empty] | 0 | 0.077259 | 0.14578 | 0.27371 | 0.38301 | 0.4729 | 0.54264 | 0.4929 | 0.44195 | 0.38977 | 0.33635 | 0.28167 | 0.22576 | 0.1686 | 0.15028 | 0.15177 | 0.15324 | 0.15471 | 0.15616 | 0.1576
DR7_Achievable_2029 | [20 empty] | 0 | 0.077259 | 0.14578 | 0.27371 | 0.38301 | 0.4729 | 0.54264 | 0.4929 | 0.44195 | 0.38977 | 0.33635 | 0.28167 | 0.22576 | 0.1686 | 0.15028 | 0.15177 | 0.15324 | 0.15471 | 0.15616
DR7_Achievable_2030 | [21 empty] | 0 | 0.077259 | 0.14578 | 0.27371 | 0.38301 | 0.4729 | 0.54264 | 0.4929 | 0.44195 | 0.38977 | 0.33635 | 0.28167 | 0.22576 | 0.1686 | 0.15028 | 0.15177 | 0.15324 | 0.15471
DR7_Achievable_2031 | [22 empty] | 0 | 0.077259 | 0.14578 | 0.27371 | 0.38301 | 0.4729 | 0.54264 | 0.4929 | 0.44195 | 0.38977 | 0.33635 | 0.28167 | 0.22576 | 0.1686 | 0.15028 | 0.15177 | 0.15324
DR7_Achievable_2032 | [11 empty] | 13: 0; 14: 0.077259; 15: 0.14578; 16: 0.27371; 17: 0.38301; 18: 0.4729; 19: 0.54264; 20: 0.4929; 21: 0.44195; 22: 0.38977; 23: 0.33635; 24: 0.28167; 25: 0.22576; 26: 0.1686; 27: 0.15028; 28: 0.15177
DR7_Achievable_2033 | [11 empty] | 14: 0; 15: 0.077259; 16: 0.14578; 17: 0.27371; 18: 0.38301; 19: 0.4729; 20: 0.54264; 21: 0.4929; 22: 0.44195; 23: 0.38977; 24: 0.33635; 25: 0.28167; 26: 0.22576; 27: 0.1686; 28: 0.15028
DR7_Achievable_2034 | [11 empty] | 15: 0; 16: 0.077259; 17: 0.14578; 18: 0.27371; 19: 0.38301; 20: 0.4729; 21: 0.54264; 22: 0.4929; 23: 0.44195; 24: 0.38977; 25: 0.33635; 26: 0.28167; 27: 0.22576; 28: 0.1686
DR7_Achievable_2035 | [11 empty] | 16: 0; 17: 0.077259; 18: 0.14578; 19: 0.27371; 20: 0.38301; 21: 0.4729; 22: 0.54264; 23: 0.4929; 24: 0.44195; 25: 0.38977; 26: 0.33635; 27: 0.28167; 28: 0.22576
DR7_Achievable_2036 | [11 empty] | 17: 0; 18: 0.077259; 19: 0.14578; 20: 0.27371; 21: 0.38301; 22: 0.4729; 23: 0.54264; 24: 0.4929; 25: 0.44195; 26: 0.38977; 27: 0.33635; 28: 0.28167
DR7_Achievable_2037 | [11 empty] | 18: 0; 19: 0.077259; 20: 0.14578; 21: 0.27371; 22: 0.38301; 23: 0.4729; 24: 0.54264; 25: 0.4929; 26: 0.44195; 27: 0.38977; 28: 0.33635
DR7_Achievable_2038 | [11 empty] | 19: 0; 20: 0.077259; 21: 0.14578; 22: 0.27371; 23: 0.38301; 24: 0.4729; 25: 0.54264; 26: 0.4929; 27: 0.44195; 28: 0.38977
DR7_Achievable_2039 | [11 empty] | 20: 0; 21: 0.077259; 22: 0.14578; 23: 0.27371; 24: 0.38301; 25: 0.4729; 26: 0.54264; 27: 0.4929; 28: 0.44195
DR7_Achievable_2040 | [11 empty] | 21: 0; 22: 0.077259; 23: 0.14578; 24: 0.27371; 25: 0.38301; 26: 0.4729; 27: 0.54264; 28: 0.4929
DR7_Achievable_2041 | [11 empty] | 22: 0; 23: 0.077259; 24: 0.14578; 25: 0.27371; 26: 0.38301; 27: 0.4729; 28: 0.54264
DR7_Achievable_2042 | [11 empty] | 23: 0; 24: 0.077259; 25: 0.14578; 26: 0.27371; 27: 0.38301; 28: 0.4729
DR7_Achievable_2043 | [11 empty] | 24: 0; 25: 0.077259; 26: 0.14578; 27: 0.27371; 28: 0.38301
DR7_Achievable_2044 | [11 empty] | 25: 0; 26: 0.077259; 27: 0.14578; 28: 0.27371
DR7_Achievable_2045 | [11 empty] | 26: 0; 27: 0.077259; 28: 0.14578
DR7_Achievable_2046 | [11 empty] | 27: 0; 28: 0.077259
DR7_Achievable_2047 | [11 empty] | 28: 0
DR8_Achievable_2022 | [13 empty] | 0 | 0.0091669 | 0.028663 | 0.078486 | 0.15018 | 0.24446 | 0.362 | 0.41962 | 0.47843 | 0.53846 | 0.59966 | 0.66202 | 0.72556 | 0.79023 | 0.8175 | 0.82562 | 0.83365 | 0.8416 | 0.8495 | 0.85734 | 0.86513 | 0.87288 | 0.88057 | 0.88822 | 0.88822 | 0.88822
DR8_Achievable_2023 | [14 empty] | 0 | 0.0091669 | 0.028663 | 0.078486 | 0.15018 | 0.24446 | 0.362 | 0.41962 | 0.47843 | 0.53846 | 0.59966 | 0.66202 | 0.72556 | 0.79023 | 0.8175 | 0.82562 | 0.83365 | 0.8416 | 0.8495 | 0.85734 | 0.86513 | 0.87288 | 0.88057 | 0.88822 | 0.88822
DR8_Achievable_2024 | [15 empty] | 0 | 0.0091669 | 0.028663 | 0.078486 | 0.15018 | 0.24446 | 0.362 | 0.41962 | 0.47843 | 0.53846 | 0.59966 | 0.66202 | 0.72556 | 0.79023 | 0.8175 | 0.82562 | 0.83365 | 0.8416 | 0.8495 | 0.85734 | 0.86513 | 0.87288 | 0.88057 | 0.88822
DR8_Achievable_2025 | [16 empty] | 0 | 0.0091669 | 0.028663 | 0.078486 | 0.15018 | 0.24446 | 0.362 | 0.41962 | 0.47843 | 0.53846 | 0.59966 | 0.66202 | 0.72556 | 0.79023 | 0.8175 | 0.82562 | 0.83365 | 0.8416 | 0.8495 | 0.85734 | 0.86513 | 0.87288 | 0.88057
DR8_Achievable_2026 | [17 empty] | 0 | 0.0091669 | 0.028663 | 0.078486 | 0.15018 | 0.24446 | 0.362 | 0.41962 | 0.47843 | 0.53846 | 0.59966 | 0.66202 | 0.72556 | 0.79023 | 0.8175 | 0.82562 | 0.83365 | 0.8416 | 0.8495 | 0.85734 | 0.86513 | 0.87288
DR8_Achievable_2027 | [18 empty] | 0 | 0.0091669 | 0.028663 | 0.078486 | 0.15018 | 0.24446 | 0.362 | 0.41962 | 0.47843 | 0.53846 | 0.59966 | 0.66202 | 0.72556 | 0.79023 | 0.8175 | 0.82562 | 0.83365 | 0.8416 | 0.8495 | 0.85734 | 0.86513
DR8_Achievable_2028 | [19 empty] | 0 | 0.0091669 | 0.028663 | 0.078486 | 0.15018 | 0.24446 | 0.362 | 0.41962 | 0.47843 | 0.53846 | 0.59966 | 0.66202 | 0.72556 | 0.79023 | 0.8175 | 0.82562 | 0.83365 | 0.8416 | 0.8495 | 0.85734
DR8_Achievable_2029 | [20 empty] | 0 | 0.0091669 | 0.028663 | 0.078486 | 0.15018 | 0.24446 | 0.362 | 0.41962 | 0.47843 | 0.53846 | 0.59966 | 0.66202 | 0.72556 | 0.79023 | 0.8175 | 0.82562 | 0.83365 | 0.8416 | 0.8495
DR8_Achievable_2030 | [21 empty] | 0 | 0.0091669 | 0.028663 | 0.078486 | 0.15018 | 0.24446 | 0.362 | 0.41962 | 0.47843 | 0.53846 | 0.59966 | 0.66202 | 0.72556 | 0.79023 | 0.8175 | 0.82562 | 0.83365 | 0.8416
DR8_Achievable_2031 | [22 empty] | 0 | 0.0091669 | 0.028663 | 0.078486 | 0.15018 | 0.24446 | 0.362 | 0.41962 | 0.47843 | 0.53846 | 0.59966 | 0.66202 | 0.72556 | 0.79023 | 0.8175 | 0.82562 | 0.83365
DR8_Achievable_2032 | [11 empty] | 13: 0; 14: 0.0091669; 15: 0.028663; 16: 0.078486; 17: 0.15018; 18: 0.24446; 19: 0.362; 20: 0.41962; 21: 0.47843; 22: 0.53846; 23: 0.59966; 24: 0.66202; 25: 0.72556; 26: 0.79023; 27: 0.8175; 28: 0.82562
DR8_Achievable_2033 | [11 empty] | 14: 0; 15: 0.0091669; 16: 0.028663; 17: 0.078486; 18: 0.15018; 19: 0.24446; 20: 0.362; 21: 0.41962; 22: 0.47843; 23: 0.53846; 24: 0.59966; 25: 0.66202; 26: 0.72556; 27: 0.79023; 28: 0.8175
DR8_Achievable_2034 | [11 empty] | 15: 0; 16: 0.0091669; 17: 0.028663; 18: 0.078486; 19: 0.15018; 20: 0.24446; 21: 0.362; 22: 0.41962; 23: 0.47843; 24: 0.53846; 25: 0.59966; 26: 0.66202; 27: 0.72556; 28: 0.79023
DR8_Achievable_2035 | [11 empty] | 16: 0; 17: 0.0091669; 18: 0.028663; 19: 0.078486; 20: 0.15018; 21: 0.24446; 22: 0.362; 23: 0.41962; 24: 0.47843; 25: 0.53846; 26: 0.59966; 27: 0.66202; 28: 0.72556
DR8_Achievable_2036 | [11 empty] | 17: 0; 18: 0.0091669; 19: 0.028663; 20: 0.078486; 21: 0.15018; 22: 0.24446; 23: 0.362; 24: 0.41962; 25: 0.47843; 26: 0.53846; 27: 0.59966; 28: 0.66202
DR8_Achievable_2037 | [11 empty] | 18: 0; 19: 0.0091669; 20: 0.028663; 21: 0.078486; 22: 0.15018; 23: 0.24446; 24: 0.362; 25: 0.41962; 26: 0.47843; 27: 0.53846; 28: 0.59966
DR8_Achievable_2038 | [11 empty] | 19: 0; 20: 0.0091669; 21: 0.028663; 22: 0.078486; 23: 0.15018; 24: 0.24446; 25: 0.362; 26: 0.41962; 27: 0.47843; 28: 0.53846
DR8_Achievable_2039 | [11 empty] | 20: 0; 21: 0.0091669; 22: 0.028663; 23: 0.078486; 24: 0.15018; 25: 0.24446; 26: 0.362; 27: 0.41962; 28: 0.47843
DR8_Achievable_2040 | [11 empty] | 21: 0; 22: 0.0091669; 23: 0.028663; 24: 0.078486; 25: 0.15018; 26: 0.24446; 27: 0.362; 28: 0.41962
DR8_Achievable_2041 | [11 empty] | 22: 0; 23: 0.0091669; 24: 0.028663; 25: 0.078486; 26: 0.15018; 27: 0.24446; 28: 0.362
DR8_Achievable_2042 | [11 empty] | 23: 0; 24: 0.0091669; 25: 0.028663; 26: 0.078486; 27: 0.15018; 28: 0.24446
DR8_Achievable_2043 | [11 empty] | 24: 0; 25: 0.0091669; 26: 0.028663; 27: 0.078486; 28: 0.15018
DR8_Achievable_2044 | [11 empty] | 25: 0; 26: 0.0091669; 27: 0.028663; 28: 0.078486
DR8_Achievable_2045 | [11 empty] | 26: 0; 27: 0.0091669; 28: 0.028663
DR8_Achievable_2046 | [11 empty] | 27: 0; 28: 0.0091669
DR8_Achievable_2047 | [11 empty] | 28: 0
DR9_Achievable_2022 | [13 empty] | 0 | 0.54132 | 1.0954 | 2.2135 | 3.3532 | 4.5145 | 5.6975 | 5.7524 | 5.8082 | 5.8642 | 5.9199 | 5.9755 | 6.0311 | 6.0864 | 6.1415 | 6.1962 | 6.2505 | 6.3047 | 6.359 | 6.4133 | 6.467 | 6.5204 | 6.5736 | 6.6265 | 6.6265 | 6.6265
DR9_Achievable_2023 | [14 empty] | 0 | 0.54132 | 1.0954 | 2.2135 | 3.3532 | 4.5145 | 5.6975 | 5.7524 | 5.8082 | 5.8642 | 5.9199 | 5.9755 | 6.0311 | 6.0864 | 6.1415 | 6.1962 | 6.2505 | 6.3047 | 6.359 | 6.4133 | 6.467 | 6.5204 | 6.5736 | 6.6265 | 6.6265
DR9_Achievable_2024 | [15 empty] | 0 | 0.54132 | 1.0954 | 2.2135 | 3.3532 | 4.5145 | 5.6975 | 5.7524 | 5.8082 | 5.8642 | 5.9199 | 5.9755 | 6.0311 | 6.0864 | 6.1415 | 6.1962 | 6.2505 | 6.3047 | 6.359 | 6.4133 | 6.467 | 6.5204 | 6.5736 | 6.6265
DR9_Achievable_2025 | [16 empty] | 0 | 0.54132 | 1.0954 | 2.2135 | 3.3532 | 4.5145 | 5.6975 | 5.7524 | 5.8082 | 5.8642 | 5.9199 | 5.9755 | 6.0311 | 6.0864 | 6.1415 | 6.1962 | 6.2505 | 6.3047 | 6.359 | 6.4133 | 6.467 | 6.5204 | 6.5736
DR9_Achievable_2026 | [17 empty] | 0 | 0.54132 | 1.0954 | 2.2135 | 3.3532 | 4.5145 | 5.6975 | 5.7524 | 5.8082 | 5.8642 | 5.9199 | 5.9755 | 6.0311 | 6.0864 | 6.1415 | 6.1962 | 6.2505 | 6.3047 | 6.359 | 6.4133 | 6.467 | 6.5204
DR9_Achievable_2027 | [18 empty] | 0 | 0.54132 | 1.0954 | 2.2135 | 3.3532 | 4.5145 | 5.6975 | 5.7524 | 5.8082 | 5.8642 | 5.9199 | 5.9755 | 6.0311 | 6.0864 | 6.1415 | 6.1962 | 6.2505 | 6.3047 | 6.359 | 6.4133 | 6.467
DR9_Achievable_2028 | [19 empty] | 0 | 0.54132 | 1.0954 | 2.2135 | 3.3532 | 4.5145 | 5.6975 | 5.7524 | 5.8082 | 5.8642 | 5.9199 | 5.9755 | 6.0311 | 6.0864 | 6.1415 | 6.1962 | 6.2505 | 6.3047 | 6.359 | 6.4133
DR9_Achievable_2029 | [20 empty] | 0 | 0.54132 | 1.0954 | 2.2135 | 3.3532 | 4.5145 | 5.6975 | 5.7524 | 5.8082 | 5.8642 | 5.9199 | 5.9755 | 6.0311 | 6.0864 | 6.1415 | 6.1962 | 6.2505 | 6.3047 | 6.359
DR9_Achievable_2030 | [21 empty] | 0 | 0.54132 | 1.0954 | 2.2135 | 3.3532 | 4.5145 | 5.6975 | 5.7524 | 5.8082 | 5.8642 | 5.9199 | 5.9755 | 6.0311 | 6.0864 | 6.1415 | 6.1962 | 6.2505 | 6.3047
DR9_Achievable_2031 | [22 empty] | 0 | 0.54132 | 1.0954 | 2.2135 | 3.3532 | 4.5145 | 5.6975 | 5.7524 | 5.8082 | 5.8642 | 5.9199 | 5.9755 | 6.0311 | 6.0864 | 6.1415 | 6.1962 | 6.2505
DR9_Achievable_2032 | [11 empty] | 13: 0; 14: 0.54132; 15: 1.0954; 16: 2.2135; 17: 3.3532; 18: 4.5145; 19: 5.6975; 20: 5.7524; 21: 5.8082; 22: 5.8642; 23: 5.9199; 24: 5.9755; 25: 6.0311; 26: 6.0864; 27: 6.1415; 28: 6.1962
DR9_Achievable_2033 | [11 empty] | 14: 0; 15: 0.54132; 16: 1.0954; 17: 2.2135; 18: 3.3532; 19: 4.5145; 20: 5.6975; 21: 5.7524; 22: 5.8082; 23: 5.8642; 24: 5.9199; 25: 5.9755; 26: 6.0311; 27: 6.0864; 28: 6.1415
DR9_Achievable_2034 | [11 empty] | 15: 0; 16: 0.54132; 17: 1.0954; 18: 2.2135; 19: 3.3532; 20: 4.5145; 21: 5.6975; 22: 5.7524; 23: 5.8082; 24: 5.8642; 25: 5.9199; 26: 5.9755; 27: 6.0311; 28: 6.0864
DR9_Achievable_2035 | [11 empty] | 16: 0; 17: 0.54132; 18: 1.0954; 19: 2.2135; 20: 3.3532; 21: 4.5145; 22: 5.6975; 23: 5.7524; 24: 5.8082; 25: 5.8642; 26: 5.9199; 27: 5.9755; 28: 6.0311
DR9_Achievable_2036 | [11 empty] | 17: 0; 18: 0.54132; 19: 1.0954; 20: 2.2135; 21: 3.3532; 22: 4.5145; 23: 5.6975; 24: 5.7524; 25: 5.8082; 26: 5.8642; 27: 5.9199; 28: 5.9755
DR9_Achievable_2037 | [11 empty] | 18: 0; 19: 0.54132; 20: 1.0954; 21: 2.2135; 22: 3.3532; 23: 4.5145; 24: 5.6975; 25: 5.7524; 26: 5.8082; 27: 5.8642; 28: 5.9199
DR9_Achievable_2038 | [11 empty] | 19: 0; 20: 0.54132; 21: 1.0954; 22: 2.2135; 23: 3.3532; 24: 4.5145; 25: 5.6975; 26: 5.7524; 27: 5.8082; 28: 5.8642
DR9_Achievable_2039 | [11 empty] | 20: 0; 21: 0.54132; 22: 1.0954; 23: 2.2135; 24: 3.3532; 25: 4.5145; 26: 5.6975; 27: 5.7524; 28: 5.8082
DR9_Achievable_2040 | [11 empty] | 21: 0; 22: 0.54132; 23: 1.0954; 24: 2.2135; 25: 3.3532; 26: 4.5145; 27: 5.6975; 28: 5.7524
DR9_Achievable_2041 | [11 empty] | 22: 0; 23: 0.54132; 24: 1.0954; 25: 2.2135; 26: 3.3532; 27: 4.5145; 28: 5.6975
DR9_Achievable_2042 | [11 empty] | 23: 0; 24: 0.54132; 25: 1.0954; 26: 2.2135; 27: 3.3532; 28: 4.5145
DR9_Achievable_2043 | [11 empty] | 24: 0; 25: 0.54132; 26: 1.0954; 27: 2.2135; 28: 3.3532
DR9_Achievable_2044 | [11 empty] | 25: 0; 26: 0.54132; 27: 1.0954; 28: 2.2135
DR9_Achievable_2045 | [11 empty] | 26: 0; 27: 0.54132; 28: 1.0954
DR9_Achievable_2046 | [11 empty] | 27: 0; 28: 0.54132
DR9_Achievable_2047 | [11 empty] | 28: 0
DR10_Achievable_2022 | [13 empty] | 0 | 0.4172 | 0.84426 | 1.7059 | 2.5843 | 3.4793 | 4.3911 | 4.4334 | 4.4764 | 4.5196 | 4.5625 | 4.6053 | 4.6482 | 4.6908 | 4.7332 | 4.7754 | 4.8173 | 4.859 | 4.9009 | 4.9428 | 4.9841 | 5.0253 | 5.0663 | 5.107 | 5.107 | 5.107
DR10_Achievable_2023 | [14 empty] | 0 | 0.4172 | 0.84426 | 1.7059 | 2.5843 | 3.4793 | 4.3911 | 4.4334 | 4.4764 | 4.5196 | 4.5625 | 4.6053 | 4.6482 | 4.6908 | 4.7332 | 4.7754 | 4.8173 | 4.859 | 4.9009 | 4.9428 | 4.9841 | 5.0253 | 5.0663 | 5.107 | 5.107
DR10_Achievable_2024 | [15 empty] | 0 | 0.4172 | 0.84426 | 1.7059 | 2.5843 | 3.4793 | 4.3911 | 4.4334 | 4.4764 | 4.5196 | 4.5625 | 4.6053 | 4.6482 | 4.6908 | 4.7332 | 4.7754 | 4.8173 | 4.859 | 4.9009 | 4.9428 | 4.9841 | 5.0253 | 5.0663 | 5.107
DR10_Achievable_2025 | [16 empty] | 0 | 0.4172 | 0.84426 | 1.7059 | 2.5843 | 3.4793 | 4.3911 | 4.4334 | 4.4764 | 4.5196 | 4.5625 | 4.6053 | 4.6482 | 4.6908 | 4.7332 | 4.7754 | 4.8173 | 4.859 | 4.9009 | 4.9428 | 4.9841 | 5.0253 | 5.0663
DR10_Achievable_2026 | [17 empty] | 0 | 0.4172 | 0.84426 | 1.7059 | 2.5843 | 3.4793 | 4.3911 | 4.4334 | 4.4764 | 4.5196 | 4.5625 | 4.6053 | 4.6482 | 4.6908 | 4.7332 | 4.7754 | 4.8173 | 4.859 | 4.9009 | 4.9428 | 4.9841 | 5.0253
DR10_Achievable_2027 | [18 empty] | 0 | 0.4172 | 0.84426 | 1.7059 | 2.5843 | 3.4793 | 4.3911 | 4.4334 | 4.4764 | 4.5196 | 4.5625 | 4.6053 | 4.6482 | 4.6908 | 4.7332 | 4.7754 | 4.8173 | 4.859 | 4.9009 | 4.9428 | 4.9841
DR10_Achievable_2028 | [19 empty] | 0 | 0.4172 | 0.84426 | 1.7059 | 2.5843 | 3.4793 | 4.3911 | 4.4334 | 4.4764 | 4.5196 | 4.5625 | 4.6053 | 4.6482 | 4.6908 | 4.7332 | 4.7754 | 4.8173 | 4.859 | 4.9009 | 4.9428
DR10_Achievable_2029 | [20 empty] | 0 | 0.4172 | 0.84426 | 1.7059 | 2.5843 | 3.4793 | 4.3911 | 4.4334 | 4.4764 | 4.5196 | 4.5625 | 4.6053 | 4.6482 | 4.6908 | 4.7332 | 4.7754 | 4.8173 | 4.859 | 4.9009
DR10_Achievable_2030 | [21 empty] | 0 | 0.4172 | 0.84426 | 1.7059 | 2.5843 | 3.4793 | 4.3911 | 4.4334 | 4.4764 | 4.5196 | 4.5625 | 4.6053 | 4.6482 | 4.6908 | 4.7332 | 4.7754 | 4.8173 | 4.859
DR10_Achievable_2031 | [22 empty] | 0 | 0.4172 | 0.84426 | 1.7059 | 2.5843 | 3.4793 | 4.3911 | 4.4334 | 4.4764 | 4.5196 | 4.5625 | 4.6053 | 4.6482 | 4.6908 | 4.7332 | 4.7754 | 4.8173
DR10_Achievable_2032 | [11 empty] | 13: 0; 14: 0.4172; 15: 0.84426; 16: 1.7059; 17: 2.5843; 18: 3.4793; 19: 4.3911; 20: 4.4334; 21: 4.4764; 22: 4.5196; 23: 4.5625; 24: 4.6053; 25: 4.6482; 26: 4.6908; 27: 4.7332; 28: 4.7754
DR10_Achievable_2033 | [11 empty] | 14: 0; 15: 0.4172; 16: 0.84426; 17: 1.7059; 18: 2.5843; 19: 3.4793; 20: 4.3911; 21: 4.4334; 22: 4.4764; 23: 4.5196; 24: 4.5625; 25: 4.6053; 26: 4.6482; 27: 4.6908; 28: 4.7332
DR10_Achievable_2034 | [11 empty] | 15: 0; 16: 0.4172; 17: 0.84426; 18: 1.7059; 19: 2.5843; 20: 3.4793; 21: 4.3911; 22: 4.4334; 23: 4.4764; 24: 4.5196; 25: 4.5625; 26: 4.6053; 27: 4.6482; 28: 4.6908
DR10_Achievable_2035 | [11 empty] | 16: 0; 17: 0.4172; 18: 0.84426; 19: 1.7059; 20: 2.5843; 21: 3.4793; 22: 4.3911; 23: 4.4334; 24: 4.4764; 25: 4.5196; 26: 4.5625; 27: 4.6053; 28: 4.6482
DR10_Achievable_2036 | [11 empty] | 17: 0; 18: 0.4172; 19: 0.84426; 20: 1.7059; 21: 2.5843; 22: 3.4793; 23: 4.3911; 24: 4.4334; 25: 4.4764; 26: 4.5196; 27: 4.5625; 28: 4.6053
DR10_Achievable_2037 | [11 empty] | 18: 0; 19: 0.4172; 20: 0.84426; 21: 1.7059; 22: 2.5843; 23: 3.4793; 24: 4.3911; 25: 4.4334; 26: 4.4764; 27: 4.5196; 28: 4.5625
DR10_Achievable_2038 | [11 empty] | 19: 0; 20: 0.4172; 21: 0.84426; 22: 1.7059; 23: 2.5843; 24: 3.4793; 25: 4.3911; 26: 4.4334; 27: 4.4764; 28: 4.5196
DR10_Achievable_2039 | [11 empty] | 20: 0; 21: 0.4172; 22: 0.84426; 23: 1.7059; 24: 2.5843; 25: 3.4793; 26: 4.3911; 27: 4.4334; 28: 4.4764
DR10_Achievable_2040 | [11 empty] | 21: 0; 22: 0.4172; 23: 0.84426; 24: 1.7059; 25: 2.5843; 26: 3.4793; 27: 4.3911; 28: 4.4334
DR10_Achievable_2041 | [11 empty] | 22: 0; 23: 0.4172; 24: 0.84426; 25: 1.7059; 26: 2.5843; 27: 3.4793; 28: 4.3911
DR10_Achievable_2042 | [11 empty] | 23: 0; 24: 0.4172; 25: 0.84426; 26: 1.7059; 27: 2.5843; 28: 3.4793
DR10_Achievable_2043 | [11 empty] | 24: 0; 25: 0.4172; 26: 0.84426; 27: 1.7059; 28: 2.5843
DR10_Achievable_2044 | [11 empty] | 25: 0; 26: 0.4172; 27: 0.84426; 28: 1.7059
DR10_Achievable_2045 | [11 empty] | 26: 0; 27: 0.4172; 28: 0.84426
DR10_Achievable_2046 | [11 empty] | 27: 0; 28: 0.4172
DR10_Achievable_2047 | [11 empty] | 28: 0
DR11_Achievable_2022 | [13 empty] | 0 | 0.23054 | 0.46588 | 0.93861 | 1.4173 | 1.9068 | 2.4071 | 2.4274 | 2.4571 | 2.4949 | 2.5147 | 2.5274 | 2.5626 | 2.6076 | 2.6372 | 2.6644 | 2.6956 | 2.7323 | 2.7646 | 2.8007 | 2.8364 | 2.8733 | 2.9104 | 2.952 | 2.952 | 2.952
DR11_Achievable_2023 | [14 empty] | 0 | 0.23054 | 0.46588 | 0.93861 | 1.4173 | 1.9068 | 2.4071 | 2.4274 | 2.4571 | 2.4949 | 2.5147 | 2.5274 | 2.5626 | 2.6076 | 2.6372 | 2.6644 | 2.6956 | 2.7323 | 2.7646 | 2.8007 | 2.8364 | 2.8733 | 2.9104 | 2.952 | 2.952
DR11_Achievable_2024 | [15 empty] | 0 | 0.23054 | 0.46588 | 0.93861 | 1.4173 | 1.9068 | 2.4071 | 2.4274 | 2.4571 | 2.4949 | 2.5147 | 2.5274 | 2.5626 | 2.6076 | 2.6372 | 2.6644 | 2.6956 | 2.7323 | 2.7646 | 2.8007 | 2.8364 | 2.8733 | 2.9104 | 2.952
DR11_Achievable_2025 | [16 empty] | 0 | 0.23054 | 0.46588 | 0.93861 | 1.4173 | 1.9068 | 2.4071 | 2.4274 | 2.4571 | 2.4949 | 2.5147 | 2.5274 | 2.5626 | 2.6076 | 2.6372 | 2.6644 | 2.6956 | 2.7323 | 2.7646 | 2.8007 | 2.8364 | 2.8733 | 2.9104
DR11_Achievable_2026 | [17 empty] | 0 | 0.23054 | 0.46588 | 0.93861 | 1.4173 | 1.9068 | 2.4071 | 2.4274 | 2.4571 | 2.4949 | 2.5147 | 2.5274 | 2.5626 | 2.6076 | 2.6372 | 2.6644 | 2.6956 | 2.7323 | 2.7646 | 2.8007 | 2.8364 | 2.8733
DR11_Achievable_2027 | [18 empty] | 0 | 0.23054 | 0.46588 | 0.93861 | 1.4173 | 1.9068 | 2.4071 | 2.4274 | 2.4571 | 2.4949 | 2.5147 | 2.5274 | 2.5626 | 2.6076 | 2.6372 | 2.6644 | 2.6956 | 2.7323 | 2.7646 | 2.8007 | 2.8364
DR11_Achievable_2028 | [19 empty] | 0 | 0.23054 | 0.46588 | 0.93861 | 1.4173 | 1.9068 | 2.4071 | 2.4274 | 2.4571 | 2.4949 | 2.5147 | 2.5274 | 2.5626 | 2.6076 | 2.6372 | 2.6644 | 2.6956 | 2.7323 | 2.7646 | 2.8007
DR11_Achievable_2029 | [20 empty] | 0 | 0.23054 | 0.46588 | 0.93861 | 1.4173 | 1.9068 | 2.4071 | 2.4274 | 2.4571 | 2.4949 | 2.5147 | 2.5274 | 2.5626 | 2.6076 | 2.6372 | 2.6644 | 2.6956 | 2.7323 | 2.7646
DR11_Achievable_2030 | [21 empty] | 0 | 0.23054 | 0.46588 | 0.93861 | 1.4173 | 1.9068 | 2.4071 | 2.4274 | 2.4571 | 2.4949 | 2.5147 | 2.5274 | 2.5626 | 2.6076 | 2.6372 | 2.6644 | 2.6956 | 2.7323
DR11_Achievable_2031 | [22 empty] | 0 | 0.23054 | 0.46588 | 0.93861 | 1.4173 | 1.9068 | 2.4071 | 2.4274 | 2.4571 | 2.4949 | 2.5147 | 2.5274 | 2.5626 | 2.6076 | 2.6372 | 2.6644 | 2.6956
DR11_Achievable_2032 | [11 empty] | 13: 0; 14: 0.23054; 15: 0.46588; 16: 0.93861; 17: 1.4173; 18: 1.9068; 19: 2.4071; 20: 2.4274; 21: 2.4571; 22: 2.4949; 23: 2.5147; 24: 2.5274; 25: 2.5626; 26: 2.6076; 27: 2.6372; 28: 2.6644
DR11_Achievable_2033 | [11 empty] | 14: 0; 15: 0.23054; 16: 0.46588; 17: 0.93861; 18: 1.4173; 19: 1.9068; 20: 2.4071; 21: 2.4274; 22: 2.4571; 23: 2.4949; 24: 2.5147; 25: 2.5274; 26: 2.5626; 27: 2.6076; 28: 2.6372
DR11_Achievable_2034 | [11 empty] | 15: 0; 16: 0.23054; 17: 0.46588; 18: 0.93861; 19: 1.4173; 20: 1.9068; 21: 2.4071; 22: 2.4274; 23: 2.4571; 24: 2.4949; 25: 2.5147; 26: 2.5274; 27: 2.5626; 28: 2.6076
DR11_Achievable_2035 | [11 empty] | 16: 0; 17: 0.23054; 18: 0.46588; 19: 0.93861; 20: 1.4173; 21: 1.9068; 22: 2.4071; 23: 2.4274; 24: 2.4571; 25: 2.4949; 26: 2.5147; 27: 2.5274; 28: 2.5626
DR11_Achievable_2036 | [11 empty] | 17: 0; 18: 0.23054; 19: 0.46588; 20: 0.93861; 21: 1.4173; 22: 1.9068; 23: 2.4071; 24: 2.4274; 25: 2.4571; 26: 2.4949; 27: 2.5147; 28: 2.5274
DR11_Achievable_2037 | [11 empty] | 18: 0; 19: 0.23054; 20: 0.46588; 21: 0.93861; 22: 1.4173; 23: 1.9068; 24: 2.4071; 25: 2.4274; 26: 2.4571; 27: 2.4949; 28: 2.5147
DR11_Achievable_2038 | [11 empty] | 19: 0; 20: 0.23054; 21: 0.46588; 22: 0.93861; 23: 1.4173; 24: 1.9068; 25: 2.4071; 26: 2.4274; 27: 2.4571; 28: 2.4949
DR11_Achievable_2039 | [11 empty] | 20: 0; 21: 0.23054; 22: 0.46588; 23: 0.93861; 24: 1.4173; 25: 1.9068; 26: 2.4071; 27: 2.4274; 28: 2.4571
DR11_Achievable_2040 | [11 empty] | 21: 0; 22: 0.23054; 23: 0.46588; 24: 0.93861; 25: 1.4173; 26: 1.9068; 27: 2.4071; 28: 2.4274
DR11_Achievable_2041 | [11 empty] | 22: 0; 23: 0.23054; 24: 0.46588; 25: 0.93861; 26: 1.4173; 27: 1.9068; 28: 2.4071
DR11_Achievable_2042 | [11 empty] | 23: 0; 24: 0.23054; 25: 0.46588; 26: 0.93861; 27: 1.4173; 28: 1.9068
DR11_Achievable_2043 | [11 empty] | 24: 0; 25: 0.23054; 26: 0.46588; 27: 0.93861; 28: 1.4173
DR11_Achievable_2044 | [11 empty] | 25: 0; 26: 0.23054; 27: 0.46588; 28: 0.93861
DR11_Achievable_2045 | [11 empty] | 26: 0; 27: 0.23054; 28: 0.46588
DR11_Achievable_2046 | [11 empty] | 27: 0; 28: 0.23054
DR11_Achievable_2047 | [11 empty] | 28: 0
DR12_Achievable_2022 | [13 empty] | 0 | 0.23661 | 0.47814 | 0.96331 | 1.4546 | 1.957 | 2.4705 | 2.4913 | 2.5217 | 2.5605 | 2.5808 | 2.5939 | 2.63 | 2.6762 | 2.7066 | 2.7346 | 2.7665 | 2.8042 | 2.8374 | 2.8744 | 2.9111 | 2.9489 | 2.987 | 3.0297 | 3.0297 | 3.0297
DR12_Achievable_2023 | [14 empty] | 0 | 0.23661 | 0.47814 | 0.96331 | 1.4546 | 1.957 | 2.4705 | 2.4913 | 2.5217 | 2.5605 | 2.5808 | 2.5939 | 2.63 | 2.6762 | 2.7066 | 2.7346 | 2.7665 | 2.8042 | 2.8374 | 2.8744 | 2.9111 | 2.9489 | 2.987 | 3.0297 | 3.0297
DR12_Achievable_2024 | [15 empty] | 0 | 0.23661 | 0.47814 | 0.96331 | 1.4546 | 1.957 | 2.4705 | 2.4913 | 2.5217 | 2.5605 | 2.5808 | 2.5939 | 2.63 | 2.6762 | 2.7066 | 2.7346 | 2.7665 | 2.8042 | 2.8374 | 2.8744 | 2.9111 | 2.9489 | 2.987 | 3.0297
DR12_Achievable_2025 | [16 empty] | 0 | 0.23661 | 0.47814 | 0.96331 | 1.4546 | 1.957 | 2.4705 | 2.4913 | 2.5217 | 2.5605 | 2.5808 | 2.5939 | 2.63 | 2.6762 | 2.7066 | 2.7346 | 2.7665 | 2.8042 | 2.8374 | 2.8744 | 2.9111 | 2.9489 | 2.987
DR12_Achievable_2026 | [17 empty] | 0 | 0.23661 | 0.47814 | 0.96331 | 1.4546 | 1.957 | 2.4705 | 2.4913 | 2.5217 | 2.5605 | 2.5808 | 2.5939 | 2.63 | 2.6762 | 2.7066 | 2.7346 | 2.7665 | 2.8042 | 2.8374 | 2.8744 | 2.9111 | 2.9489
DR12_Achievable_2027 | [18 empty] | 0 | 0.23661 | 0.47814 | 0.96331 | 1.4546 | 1.957 | 2.4705 | 2.4913 | 2.5217 | 2.5605 | 2.5808 | 2.5939 | 2.63 | 2.6762 | 2.7066 | 2.7346 | 2.7665 | 2.8042 | 2.8374 | 2.8744 | 2.9111
DR12_Achievable_2028 | [19 empty] | 0 | 0.23661 | 0.47814 | 0.96331 | 1.4546 | 1.957 | 2.4705 | 2.4913 | 2.5217 | 2.5605 | 2.5808 | 2.5939 | 2.63 | 2.6762 | 2.7066 | 2.7346 | 2.7665 | 2.8042 | 2.8374 | 2.8744
DR12_Achievable_2029 | [20 empty] | 0 | 0.23661 | 0.47814 | 0.96331 | 1.4546 | 1.957 | 2.4705 | 2.4913 | 2.5217 | 2.5605 | 2.5808 | 2.5939 | 2.63 | 2.6762 | 2.7066 | 2.7346 | 2.7665 | 2.8042 | 2.8374
DR12_Achievable_2030 | [21 empty] | 0 | 0.23661 | 0.47814 | 0.96331 | 1.4546 | 1.957 | 2.4705 | 2.4913 | 2.5217 | 2.5605 | 2.5808 | 2.5939 | 2.63 | 2.6762 | 2.7066 | 2.7346 | 2.7665 | 2.8042
DR12_Achievable_2031 | [22 empty] | 0 | 0.23661 | 0.47814 | 0.96331 | 1.4546 | 1.957 | 2.4705 | 2.4913 | 2.5217 | 2.5605 | 2.5808 | 2.5939 | 2.63 | 2.6762 | 2.7066 | 2.7346 | 2.7665
DR12_Achievable_2032 | [11 empty] | 13: 0; 14: 0.23661; 15: 0.47814; 16: 0.96331; 17: 1.4546; 18: 1.957; 19: 2.4705; 20: 2.4913; 21: 2.5217; 22: 2.5605; 23: 2.5808; 24: 2.5939; 25: 2.63; 26: 2.6762; 27: 2.7066; 28: 2.7346
DR12_Achievable_2033 | [11 empty] | 14: 0; 15: 0.23661; 16: 0.47814; 17: 0.96331; 18: 1.4546; 19: 1.957; 20: 2.4705; 21: 2.4913; 22: 2.5217; 23: 2.5605; 24: 2.5808; 25: 2.5939; 26: 2.63; 27: 2.6762; 28: 2.7066
DR12_Achievable_2034 | [11 empty] | 15: 0; 16: 0.23661; 17: 0.47814; 18: 0.96331; 19: 1.4546; 20: 1.957; 21: 2.4705; 22: 2.4913; 23: 2.5217; 24: 2.5605; 25: 2.5808; 26: 2.5939; 27: 2.63; 28: 2.6762
DR12_Achievable_2035 | [11 empty] | 16: 0; 17: 0.23661; 18: 0.47814; 19: 0.96331; 20: 1.4546; 21: 1.957; 22: 2.4705; 23: 2.4913; 24: 2.5217; 25: 2.5605; 26: 2.5808; 27: 2.5939; 28: 2.63
DR12_Achievable_2036 | [11 empty] | 17: 0; 18: 0.23661; 19: 0.47814; 20: 0.96331; 21: 1.4546; 22: 1.957; 23: 2.4705; 24: 2.4913; 25: 2.5217; 26: 2.5605; 27: 2.5808; 28: 2.5939
DR12_Achievable_2037 | [11 empty] | 18: 0; 19: 0.23661; 20: 0.47814; 21: 0.96331; 22: 1.4546; 23: 1.957; 24: 2.4705; 25: 2.4913; 26: 2.5217; 27: 2.5605; 28: 2.5808
DR12_Achievable_2038 | [11 empty] | 19: 0; 20: 0.23661; 21: 0.47814; 22: 0.96331; 23: 1.4546; 24: 1.957; 25: 2.4705; 26: 2.4913; 27: 2.5217; 28: 2.5605
DR12_Achievable_2039 | [11 empty] | 20: 0; 21: 0.23661; 22: 0.47814; 23: 0.96331; 24: 1.4546; 25: 1.957; 26: 2.4705; 27: 2.4913; 28: 2.5217
DR12_Achievable_2040 | [11 empty] | 21: 0; 22: 0.23661; 23: 0.47814; 24: 0.96331; 25: 1.4546; 26: 1.957; 27: 2.4705; 28: 2.4913
DR12_Achievable_2041 | [11 empty] | 22: 0; 23: 0.23661; 24: 0.47814; 25: 0.96331; 26: 1.4546; 27: 1.957; 28: 2.4705
DR12_Achievable_2042 | [11 empty] | 23: 0; 24: 0.23661; 25: 0.47814; 26: 0.96331; 27: 1.4546; 28: 1.957
DR12_Achievable_2043 | [11 empty] | 24: 0; 25: 0.23661; 26: 0.47814; 27: 0.96331; 28: 1.4546
DR12_Achievable_2044 | [11 empty] | 25: 0; 26: 0.23661; 27: 0.47814; 28: 0.96331
DR12_Achievable_2045 | [11 empty] | 26: 0; 27: 0.23661; 28: 0.47814
DR12_Achievable_2046 | [11 empty] | 27: 0; 28: 0.23661
DR12_Achievable_2047 | [11 empty] | 28: 0
DR13_Achievable_2022 | [13 empty] | 0 | 0.10357 | 0.20933 | 0.42186 | 0.63715 | 0.85744 | 1.0827 | 1.092 | 1.1057 | 1.123 | 1.1322 | 1.1381 | 1.1543 | 1.175 | 1.1886 | 1.2012 | 1.2155 | 1.2324 | 1.2472 | 1.2638 | 1.2802 | 1.2972 | 1.3142 | 1.3333 | 1.3333 | 1.3333
DR13_Achievable_2023 | [14 empty] | 0 | 0.10357 | 0.20933 | 0.42186 | 0.63715 | 0.85744 | 1.0827 | 1.092 | 1.1057 | 1.123 | 1.1322 | 1.1381 | 1.1543 | 1.175 | 1.1886 | 1.2012 | 1.2155 | 1.2324 | 1.2472 | 1.2638 | 1.2802 | 1.2972 | 1.3142 | 1.3333 | 1.3333
DR13_Achievable_2024 | [15 empty] | 0 | 0.10357 | 0.20933 | 0.42186 | 0.63715 | 0.85744 | 1.0827 | 1.092 | 1.1057 | 1.123 | 1.1322 | 1.1381 | 1.1543 | 1.175 | 1.1886 | 1.2012 | 1.2155 | 1.2324 | 1.2472 | 1.2638 | 1.2802 | 1.2972 | 1.3142 | 1.3333
DR13_Achievable_2025 | [16 empty] | 0 | 0.10357 | 0.20933 | 0.42186 | 0.63715 | 0.85744 | 1.0827 | 1.092 | 1.1057 | 1.123 | 1.1322 | 1.1381 | 1.1543 | 1.175 | 1.1886 | 1.2012 | 1.2155 | 1.2324 | 1.2472 | 1.2638 | 1.2802 | 1.2972 | 1.3142
DR13_Achievable_2026 | [17 empty] | 0 | 0.10357 | 0.20933 | 0.42186 | 0.63715 | 0.85744 | 1.0827 | 1.092 | 1.1057 | 1.123 | 1.1322 | 1.1381 | 1.1543 | 1.175 | 1.1886 | 1.2012 | 1.2155 | 1.2324 | 1.2472 | 1.2638 | 1.2802 | 1.2972
DR13_Achievable_2027 | [18 empty] | 0 | 0.10357 | 0.20933 | 0.42186 | 0.63715 | 0.85744 | 1.0827 | 1.092 | 1.1057 | 1.123 | 1.1322 | 1.1381 | 1.1543 | 1.175 | 1.1886 | 1.2012 | 1.2155 | 1.2324 | 1.2472 | 1.2638 | 1.2802
DR13_Achievable_2028 | [19 empty] | 0 | 0.10357 | 0.20933 | 0.42186 | 0.63715 | 0.85744 | 1.0827 | 1.092 | 1.1057 | 1.123 | 1.1322 | 1.1381 | 1.1543 | 1.175 | 1.1886 | 1.2012 | 1.2155 | 1.2324 | 1.2472 | 1.2638
DR13_Achievable_2029 | [20 empty] | 0 | 0.10357 | 0.20933 | 0.42186 | 0.63715 | 0.85744 | 1.0827 | 1.092 | 1.1057 | 1.123 | 1.1322 | 1.1381 | 1.1543 | 1.175 | 1.1886 | 1.2012 | 1.2155 | 1.2324 | 1.2472
DR13_Achievable_2030 | [21 empty] | 0 | 0.10357 | 0.20933 | 0.42186 | 0.63715 | 0.85744 | 1.0827 | 1.092 | 1.1057 | 1.123 | 1.1322 | 1.1381 | 1.1543 | 1.175 | 1.1886 | 1.2012 | 1.2155 | 1.2324
DR13_Achievable_2031 | [22 empty] | 0 | 0.10357 | 0.20933 | 0.42186 | 0.63715 | 0.85744 | 1.0827 | 1.092 | 1.1057 | 1.123 | 1.1322 | 1.1381 | 1.1543 | 1.175 | 1.1886 | 1.2012 | 1.2155
DR13_Achievable_2032 | [11 empty] | 13: 0; 14: 0.10357; 15: 0.20933; 16: 0.42186; 17: 0.63715; 18: 0.85744; 19: 1.0827; 20: 1.092; 21: 1.1057; 22: 1.123; 23: 1.1322; 24: 1.1381; 25: 1.1543; 26: 1.175; 27: 1.1886; 28: 1.2012
DR13_Achievable_2033 | [11 empty] | 14: 0; 15: 0.10357; 16: 0.20933; 17: 0.42186; 18: 0.63715; 19: 0.85744; 20: 1.0827; 21: 1.092; 22: 1.1057; 23: 1.123; 24: 1.1322; 25: 1.1381; 26: 1.1543; 27: 1.175; 28: 1.1886
DR13_Achievable_2034 | [11 empty] | 15: 0; 16: 0.10357; 17: 0.20933; 18: 0.42186; 19: 0.63715; 20: 0.85744; 21: 1.0827; 22: 1.092; 23: 1.1057; 24: 1.123; 25: 1.1322; 26: 1.1381; 27: 1.1543; 28: 1.175
DR13_Achievable_2035 | [11 empty] | 16: 0; 17: 0.10357; 18: 0.20933; 19: 0.42186; 20: 0.63715; 21: 0.85744; 22: 1.0827; 23: 1.092; 24: 1.1057; 25: 1.123; 26: 1.1322; 27: 1.1381; 28: 1.1543
DR13_Achievable_2036 | [11 empty] | 17: 0; 18: 0.10357; 19: 0.20933; 20: 0.42186; 21: 0.63715; 22: 0.85744; 23: 1.0827; 24: 1.092; 25: 1.1057; 26: 1.123; 27: 1.1322; 28: 1.1381
DR13_Achievable_2037 | [11 empty] | 18: 0; 19: 0.10357; 20: 0.20933; 21: 0.42186; 22: 0.63715; 23: 0.85744; 24: 1.0827; 25: 1.092; 26: 1.1057; 27: 1.123; 28: 1.1322
DR13_Achievable_2038 | [11 empty] | 19: 0; 20: 0.10357; 21: 0.20933; 22: 0.42186; 23: 0.63715; 24: 0.85744; 25: 1.0827; 26: 1.092; 27: 1.1057; 28: 1.123
DR13_Achievable_2039 | [11 empty] | 20: 0; 21: 0.10357; 22: 0.20933; 23: 0.42186; 24: 0.63715; 25: 0.85744; 26: 1.0827; 27: 1.092; 28: 1.1057
DR13_Achievable_2040 | [11 empty] | 21: 0; 22: 0.10357; 23: 0.20933; 24: 0.42186; 25: 0.63715; 26: 0.85744; 27: 1.0827; 28: 1.092
DR13_Achievable_2041 | [11 empty] | 22: 0; 23: 0.10357; 24: 0.20933; 25: 0.42186; 26: 0.63715; 27: 0.85744; 28: 1.0827
DR13_Achievable_2042 | [11 empty] | 23: 0; 24: 0.10357; 25: 0.20933; 26: 0.42186; 27: 0.63715; 28: 0.85744
DR13_Achievable_2043 | [11 empty] | 24: 0; 25: 0.10357; 26: 0.20933; 27: 0.42186; 28: 0.63715
DR13_Achievable_2044 | [11 empty] | 25: 0; 26: 0.10357; 27: 0.20933; 28: 0.42186
DR13_Achievable_2045 | [11 empty] | 26: 0; 27: 0.10357; 28: 0.20933
DR13_Achievable_2046 | [11 empty] | 27: 0; 28: 0.10357
DR13_Achievable_2047 | [11 empty] | 28: 0
DR14_Achievable_2022 | [13 empty] | 0 | 0.074529 | 0.15064 | 0.30358 | 0.45851 | 0.61705 | 0.77914 | 0.78587 | 0.79568 | 0.80818 | 0.81478 | 0.81905 | 0.83065 | 0.84556 | 0.85536 | 0.86441 | 0.87471 | 0.88684 | 0.89756 | 0.90947 | 0.92129 | 0.93348 | 0.94576 | 0.95949 | 0.95949 | 0.95949
DR14_Achievable_2023 | [14 empty] | 0 | 0.074529 | 0.15064 | 0.30358 | 0.45851 | 0.61705 | 0.77914 | 0.78587 | 0.79568 | 0.80818 | 0.81478 | 0.81905 | 0.83065 | 0.84556 | 0.85536 | 0.86441 | 0.87471 | 0.88684 | 0.89756 | 0.90947 | 0.92129 | 0.93348 | 0.94576 | 0.95949 | 0.95949
DR14_Achievable_2024 | [15 empty] | 0 | 0.074529 | 0.15064 | 0.30358 | 0.45851 | 0.61705 | 0.77914 | 0.78587 | 0.79568 | 0.80818 | 0.81478 | 0.81905 | 0.83065 | 0.84556 | 0.85536 | 0.86441 | 0.87471 | 0.88684 | 0.89756 | 0.90947 | 0.92129 | 0.93348 | 0.94576 | 0.95949
DR14_Achievable_2025 | [16 empty] | 0 | 0.074529 | 0.15064 | 0.30358 | 0.45851 | 0.61705 | 0.77914 | 0.78587 | 0.79568 | 0.80818 | 0.81478 | 0.81905 | 0.83065 | 0.84556 | 0.85536 | 0.86441 | 0.87471 | 0.88684 | 0.89756 | 0.90947 | 0.92129 | 0.93348 | 0.94576
DR14_Achievable_2026 | [17 empty] | 0 | 0.074529 | 0.15064 | 0.30358 | 0.45851 | 0.61705 | 0.77914 | 0.78587 | 0.79568 | 0.80818 | 0.81478 | 0.81905 | 0.83065 | 0.84556 | 0.85536 | 0.86441 | 0.87471 | 0.88684 | 0.89756 | 0.90947 | 0.92129 | 0.93348
DR14_Achievable_2027 | [18 empty] | 0 | 0.074529 | 0.15064 | 0.30358 | 0.45851 | 0.61705 | 0.77914 | 0.78587 | 0.79568 | 0.80818 | 0.81478 | 0.81905 | 0.83065 | 0.84556 | 0.85536 | 0.86441 | 0.87471 | 0.88684 | 0.89756 | 0.90947 | 0.92129
DR14_Achievable_2028 | [19 empty] | 0 | 0.074529 | 0.15064 | 0.30358 | 0.45851 | 0.61705 | 0.77914 | 0.78587 | 0.79568 | 0.80818 | 0.81478 | 0.81905 | 0.83065 | 0.84556 | 0.85536 | 0.86441 | 0.87471 | 0.88684 | 0.89756 | 0.90947
DR14_Achievable_2029 | [20 empty] | 0 | 0.074529 | 0.15064 | 0.30358 | 0.45851 | 0.61705 | 0.77914 | 0.78587 | 0.79568 | 0.80818 | 0.81478 | 0.81905 | 0.83065 | 0.84556 | 0.85536 | 0.86441 | 0.87471 | 0.88684 | 0.89756
DR14_Achievable_2030 | [21 empty] | 0 | 0.074529 | 0.15064 | 0.30358 | 0.45851 | 0.61705 | 0.77914 | 0.78587 | 0.79568 | 0.80818 | 0.81478 | 0.81905 | 0.83065 | 0.84556 | 0.85536 | 0.86441 | 0.87471 | 0.88684
DR14_Achievable_2031 | [22 empty] | 0 | 0.074529 | 0.15064 | 0.30358 | 0.45851 | 0.61705 | 0.77914 | 0.78587 | 0.79568 | 0.80818 | 0.81478 | 0.81905 | 0.83065 | 0.84556 | 0.85536 | 0.86441 | 0.87471
DR14_Achievable_2032 | [11 empty] | 13: 0; 14: 0.074529; 15: 0.15064; 16: 0.30358; 17: 0.45851; 18: 0.61705; 19: 0.77914; 20: 0.78587; 21: 0.79568; 22: 0.80818; 23: 0.81478; 24: 0.81905; 25: 0.83065; 26: 0.84556; 27: 0.85536; 28: 0.86441
DR14_Achievable_2033 | [11 empty] | 14: 0; 15: 0.074529; 16: 0.15064; 17: 0.30358; 18: 0.45851; 19: 0.61705; 20: 0.77914; 21: 0.78587; 22: 0.79568; 23: 0.80818; 24: 0.81478; 25: 0.81905; 26: 0.83065; 27: 0.84556; 28: 0.85536
DR14_Achievable_2034 | [11 empty] | 15: 0; 16: 0.074529; 17: 0.15064; 18: 0.30358; 19: 0.45851; 20: 0.61705; 21: 0.77914; 22: 0.78587; 23: 0.79568; 24: 0.80818; 25: 0.81478; 26: 0.81905; 27: 0.83065; 28: 0.84556
DR14_Achievable_2035 | [11 empty] | 16: 0; 17: 0.074529; 18: 0.15064; 19: 0.30358; 20: 0.45851; 21: 0.61705; 22: 0.77914; 23: 0.78587; 24: 0.79568; 25: 0.80818; 26: 0.81478; 27: 0.81905; 28: 0.83065
DR14_Achievable_2036 | [11 empty] | 17: 0; 18: 0.074529; 19: 0.15064; 20: 0.30358; 21: 0.45851; 22: 0.61705; 23: 0.77914; 24: 0.78587; 25: 0.79568; 26: 0.80818; 27: 0.81478; 28: 0.81905
DR14_Achievable_2037 | [11 empty] | 18: 0; 19: 0.074529; 20: 0.15064; 21: 0.30358; 22: 0.45851; 23: 0.61705; 24: 0.77914; 25: 0.78587; 26: 0.79568; 27: 0.80818; 28: 0.81478
DR14_Achievable_2038 | [11 empty] | 19: 0; 20: 0.074529; 21: 0.15064; 22: 0.30358; 23: 0.45851; 24: 0.61705; 25: 0.77914; 26: 0.78587; 27: 0.79568; 28: 0.80818
DR14_Achievable_2039 | [11 empty] | 20: 0; 21: 0.074529; 22: 0.15064; 23: 0.30358; 24: 0.45851; 25: 0.61705; 26: 0.77914; 27: 0.78587; 28: 0.79568
DR14_Achievable_2040 | [11 empty] | 21: 0; 22: 0.074529; 23: 0.15064; 24: 0.30358; 25: 0.45851; 26: 0.61705; 27: 0.77914; 28: 0.78587
DR14_Achievable_2041 | [11 empty] | 22: 0; 23: 0.074529; 24: 0.15064; 25: 0.30358; 26: 0.45851; 27: 0.61705; 28: 0.77914
DR14_Achievable_2042 | [11 empty] | 23: 0; 24: 0.074529; 25: 0.15064; 26: 0.30358; 27: 0.45851; 28: 0.61705
DR14_Achievable_2043 | [11 empty] | 24: 0; 25: 0.074529; 26: 0.15064; 27: 0.30358; 28: 0.45851
DR14_Achievable_2044 | [11 empty] | 25: 0; 26: 0.074529; 27: 0.15064; 28: 0.30358
DR14_Achievable_2045 | [11 empty] | 26: 0; 27: 0.074529; 28: 0.15064
DR14_Achievable_2046 | [11 empty] | 27: 0; 28: 0.074529
DR14_Achievable_2047 | [11 empty] | 28: 0
DR15_Achievable_2022 | [13 empty] | 0 | 0.16621 | 0.4111 | 0.75628 | 1.2116 | 1.7947 | 2.0891 | 2.3934 | 2.7307 | 3.0726 | 3.4183 | 3.7676 | 4.122 | 4.4828 | 4.8514 | 5.229 | 5.6153 | 6.009 | 6.4327 | 6.8586 | 7.2833 | 7.7034 | 8.115 | 8.5155 | 8.5155 | 8.5155
DR15_Achievable_2023 | [14 empty] | 0 | 0.16621 | 0.4111 | 0.75628 | 1.2116 | 1.7947 | 2.0891 | 2.3934 | 2.7307 | 3.0726 | 3.4183 | 3.7676 | 4.122 | 4.4828 | 4.8514 | 5.229 | 5.6153 | 6.009 | 6.4327 | 6.8586 | 7.2833 | 7.7034 | 8.115 | 8.5155 | 8.5155
DR15_Achievable_2024 | [15 empty] | 0 | 0.16621 | 0.4111 | 0.75628 | 1.2116 | 1.7947 | 2.0891 | 2.3934 | 2.7307 | 3.0726 | 3.4183 | 3.7676 | 4.122 | 4.4828 | 4.8514 | 5.229 | 5.6153 | 6.009 | 6.4327 | 6.8586 | 7.2833 | 7.7034 | 8.115 | 8.5155
DR15_Achievable_2025 | [16 empty] | 0 | 0.16621 | 0.4111 | 0.75628 | 1.2116 | 1.7947 | 2.0891 | 2.3934 | 2.7307 | 3.0726 | 3.4183 | 3.7676 | 4.122 | 4.4828 | 4.8514 | 5.229 | 5.6153 | 6.009 | 6.4327 | 6.8586 | 7.2833 | 7.7034 | 8.115
DR15_Achievable_2026 | [17 empty] | 0 | 0.16621 | 0.4111 | 0.75628 | 1.2116 | 1.7947 | 2.0891 | 2.3934 | 2.7307 | 3.0726 | 3.4183 | 3.7676 | 4.122 | 4.4828 | 4.8514 | 5.229 | 5.6153 | 6.009 | 6.4327 | 6.8586 | 7.2833 | 7.7034
DR15_Achievable_2027 | [18 empty] | 0 | 0.16621 | 0.4111 | 0.75628 | 1.2116 | 1.7947 | 2.0891 | 2.3934 | 2.7307 | 3.0726 | 3.4183 | 3.7676 | 4.122 | 4.4828 | 4.8514 | 5.229 | 5.6153 | 6.009 | 6.4327 | 6.8586 | 7.2833
DR15_Achievable_2028 | [19 empty] | 0 | 0.16621 | 0.4111 | 0.75628 | 1.2116 | 1.7947 | 2.0891 | 2.3934 | 2.7307 | 3.0726 | 3.4183 | 3.7676 | 4.122 | 4.4828 | 4.8514 | 5.229 | 5.6153 | 6.009 | 6.4327 | 6.8586
DR15_Achievable_2029 | [20 empty] | 0 | 0.16621 | 0.4111 | 0.75628 | 1.2116 | 1.7947 | 2.0891 | 2.3934 | 2.7307 | 3.0726 | 3.4183 | 3.7676 | 4.122 | 4.4828 | 4.8514 | 5.229 | 5.6153 | 6.009 | 6.4327
DR15_Achievable_2030 | [21 empty] | 0 | 0.16621 | 0.4111 | 0.75628 | 1.2116 | 1.7947 | 2.0891 | 2.3934 | 2.7307 | 3.0726 | 3.4183 | 3.7676 | 4.122 | 4.4828 | 4.8514 | 5.229 | 5.6153 | 6.009
DR15_Achievable_2031 | [22 empty] | 0 | 0.16621 | 0.4111 | 0.75628 | 1.2116 | 1.7947 | 2.0891 | 2.3934 | 2.7307 | 3.0726 | 3.4183 | 3.7676 | 4.122 | 4.4828 | 4.8514 | 5.229 | 5.6153
DR15_Achievable_2032 | [11 empty] | 13: 0; 14: 0.16621; 15: 0.4111; 16: 0.75628; 17: 1.2116; 18: 1.7947; 19: 2.0891; 20: 2.3934; 21: 2.7307; 22: 3.0726; 23: 3.4183; 24: 3.7676; 25: 4.122; 26: 4.4828; 27: 4.8514; 28: 5.229
DR15_Achievable_2033 | [11 empty] | 14: 0; 15: 0.16621; 16: 0.4111; 17: 0.75628; 18: 1.2116; 19: 1.7947; 20: 2.0891; 21: 2.3934; 22: 2.7307; 23: 3.0726; 24: 3.4183; 25: 3.7676; 26: 4.122; 27: 4.4828; 28: 4.8514
DR15_Achievable_2034 | [11 empty] | 15: 0; 16: 0.16621; 17: 0.4111; 18: 0.75628; 19: 1.2116; 20: 1.7947; 21: 2.0891; 22: 2.3934; 23: 2.7307; 24: 3.0726; 25: 3.4183; 26: 3.7676; 27: 4.122; 28: 4.4828
DR15_Achievable_2035 | [11 empty] | 16: 0; 17: 0.16621; 18: 0.4111; 19: 0.75628; 20: 1.2116; 21: 1.7947; 22: 2.0891; 23: 2.3934; 24: 2.7307; 25: 3.0726; 26: 3.4183; 27: 3.7676; 28: 4.122
DR15_Achievable_2036 | [11 empty] | 17: 0; 18: 0.16621; 19: 0.4111; 20: 0.75628; 21: 1.2116; 22: 1.7947; 23: 2.0891; 24: 2.3934; 25: 2.7307; 26: 3.0726; 27: 3.4183; 28: 3.7676
DR15_Achievable_2037 | [11 empty] | 18: 0; 19: 0.16621; 20: 0.4111; 21: 0.75628; 22: 1.2116; 23: 1.7947; 24: 2.0891; 25: 2.3934; 26: 2.7307; 27: 3.0726; 28: 3.4183
DR15_Achievable_2038 | [11 empty] | 19: 0; 20: 0.16621; 21: 0.4111; 22: 0.75628; 23: 1.2116; 24: 1.7947; 25: 2.0891; 26: 2.3934; 27: 2.7307; 28: 3.0726
DR15_Achievable_2039 | [11 empty] | 20: 0; 21: 0.16621; 22: 0.4111; 23: 0.75628; 24: 1.2116; 25: 1.7947; 26: 2.0891; 27: 2.3934; 28: 2.7307
DR15_Achievable_2040 | [11 empty] | 21: 0; 22: 0.16621; 23: 0.4111; 24: 0.75628; 25: 1.2116; 26: 1.7947; 27: 2.0891; 28: 2.3934
DR15_Achievable_2041 | [11 empty] | 22: 0; 23: 0.16621; 24: 0.4111; 25: 0.75628; 26: 1.2116; 27: 1.7947; 28: 2.0891
DR15_Achievable_2042 | [11 empty] | 23: 0; 24: 0.16621; 25: 0.4111; 26: 0.75628; 27: 1.2116; 28: 1.7947
DR15_Achievable_2043 | [11 empty] | 24: 0; 25: 0.16621; 26: 0.4111; 27: 0.75628; 28: 1.2116
DR15_Achievable_2044 | [11 empty] | 25: 0; 26: 0.16621; 27: 0.4111; 28: 0.75628
DR15_Achievable_2045 | [11 empty] | 26: 0; 27: 0.16621; 28: 0.4111
DR15_Achievable_2046 | [11 empty] | 27: 0; 28: 0.16621
DR15_Achievable_2047 | [11 empty] | 28: 0
DR16_Achievable_2022 | [13 empty] | 0 | 1.2813 | 2.6029 | 3.9717 | 5.37 | 6.8053 | 6.8959 | 6.9889 | 7.0853 | 7.2026 | 7.3063 | 7.3988 | 7.4962 | 7.6208 | 7.738 | 7.8613 | 7.9761 | 8.0941 | 8.2062 | 8.3296 | 8.4443 | 8.5561 | 8.6538 | 8.7619 | 8.7619 | 8.7619
DR16_Achievable_2023 | [14 empty] | 0 | 1.2813 | 2.6029 | 3.9717 | 5.37 | 6.8053 | 6.8959 | 6.9889 | 7.0853 | 7.2026 | 7.3063 | 7.3988 | 7.4962 | 7.6208 | 7.738 | 7.8613 | 7.9761 | 8.0941 | 8.2062 | 8.3296 | 8.4443 | 8.5561 | 8.6538 | 8.7619 | 8.7619
DR16_Achievable_2024 | [15 empty] | 0 | 1.2813 | 2.6029 | 3.9717 | 5.37 | 6.8053 | 6.8959 | 6.9889 | 7.0853 | 7.2026 | 7.3063 | 7.3988 | 7.4962 | 7.6208 | 7.738 | 7.8613 | 7.9761 | 8.0941 | 8.2062 | 8.3296 | 8.4443 | 8.5561 | 8.6538 | 8.7619
DR16_Achievable_2025 | [16 empty] | 0 | 1.2813 | 2.6029 | 3.9717 | 5.37 | 6.8053 | 6.8959 | 6.9889 | 7.0853 | 7.2026 | 7.3063 | 7.3988 | 7.4962 | 7.6208 | 7.738 | 7.8613 | 7.9761 | 8.0941 | 8.2062 | 8.3296 | 8.4443 | 8.5561 | 8.6538
DR16_Achievable_2026 | [17 empty] | 0 | 1.2813 | 2.6029 | 3.9717 | 5.37 | 6.8053 | 6.8959 | 6.9889 | 7.0853 | 7.2026 | 7.3063 | 7.3988 | 7.4962 | 7.6208 | 7.738 | 7.8613 | 7.9761 | 8.0941 | 8.2062 | 8.3296 | 8.4443 | 8.5561
DR16_Achievable_2027 | [18 empty] | 0 | 1.2813 | 2.6029 | 3.9717 | 5.37 | 6.8053 | 6.8959 | 6.9889 | 7.0853 | 7.2026 | 7.3063 | 7.3988 | 7.4962 | 7.6208 | 7.738 | 7.8613 | 7.9761 | 8.0941 | 8.2062 | 8.3296 | 8.4443
DR16_Achievable_2028 | [19 empty] | 0 | 1.2813 | 2.6029 | 3.9717 | 5.37 | 6.8053 | 6.8959 | 6.9889 | 7.0853 | 7.2026 | 7.3063 | 7.3988 | 7.4962 | 7.6208 | 7.738 | 7.8613 | 7.9761 | 8.0941 | 8.2062 | 8.3296
DR16_Achievable_2029 | [20 empty] | 0 | 1.2813 | 2.6029 | 3.9717 | 5.37 | 6.8053 | 6.8959 | 6.9889 | 7.0853 | 7.2026 | 7.3063 | 7.3988 | 7.4962 | 7.6208 | 7.738 | 7.8613 | 7.9761 | 8.0941 | 8.2062
DR16_Achievable_2030 | [21 empty] | 0 | 1.2813 | 2.6029 | 3.9717 | 5.37 | 6.8053 | 6.8959 | 6.9889 | 7.0853 | 7.2026 | 7.3063 | 7.3988 | 7.4962 | 7.6208 | 7.738 | 7.8613 | 7.9761 | 8.0941
DR16_Achievable_2031 | [22 empty] | 0 | 1.2813 | 2.6029 | 3.9717 | 5.37 | 6.8053 | 6.8959 | 6.9889 | 7.0853 | 7.2026 | 7.3063 | 7.3988 | 7.4962 | 7.6208 | 7.738 | 7.8613 | 7.9761
DR16_Achievable_2032 | [11 empty] | 13: 0; 14: 1.2813; 15: 2.6029; 16: 3.9717; 17: 5.37; 18: 6.8053; 19: 6.8959; 20: 6.9889; 21: 7.0853; 22: 7.2026; 23: 7.3063; 24: 7.3988; 25: 7.4962; 26: 7.6208; 27: 7.738; 28: 7.8613
DR16_Achievable_2033 | [11 empty] | 14: 0; 15: 1.2813; 16: 2.6029; 17: 3.9717; 18: 5.37; 19: 6.8053; 20: 6.8959; 21: 6.9889; 22: 7.0853; 23: 7.2026; 24: 7.3063; 25: 7.3988; 26: 7.4962; 27: 7.6208; 28: 7.738
DR16_Achievable_2034 | [11 empty] | 15: 0; 16: 1.2813; 17: 2.6029; 18: 3.9717; 19: 5.37; 20: 6.8053; 21: 6.8959; 22: 6.9889; 23: 7.0853; 24: 7.2026; 25: 7.3063; 26: 7.3988; 27: 7.4962; 28: 7.6208
DR16_Achievable_2035 | [11 empty] | 16: 0; 17: 1.2813; 18: 2.6029; 19: 3.9717; 20: 5.37; 21: 6.8053; 22: 6.8959; 23: 6.9889; 24: 7.0853; 25: 7.2026; 26: 7.3063; 27: 7.3988; 28: 7.4962
DR16_Achievable_2036 | [11 empty] | 17: 0; 18: 1.2813; 19: 2.6029; 20: 3.9717; 21: 5.37; 22: 6.8053; 23: 6.8959; 24: 6.9889; 25: 7.0853; 26: 7.2026; 27: 7.3063; 28: 7.3988
DR16_Achievable_2037 | [11 empty] | 18: 0; 19: 1.2813; 20: 2.6029; 21: 3.9717; 22: 5.37; 23: 6.8053; 24: 6.8959; 25: 6.9889; 26: 7.0853; 27: 7.2026; 28: 7.3063
DR16_Achievable_2038 | [11 empty] | 19: 0; 20: 1.2813; 21: 2.6029; 22: 3.9717; 23: 5.37; 24: 6.8053; 25: 6.8959; 26: 6.9889; 27: 7.0853; 28: 7.2026
DR16_Achievable_2039 | [11 empty] | 20: 0; 21: 1.2813; 22: 2.6029; 23: 3.9717; 24: 5.37; 25: 6.8053; 26: 6.8959; 27: 6.9889; 28: 7.0853
DR16_Achievable_2040 | [11 empty] | 21: 0; 22: 1.2813; 23: 2.6029; 24: 3.9717; 25: 5.37; 26: 6.8053; 27: 6.8959; 28: 6.9889
DR16_Achievable_2041 | [11 empty] | 22: 0; 23: 1.2813; 24: 2.6029; 25: 3.9717; 26: 5.37; 27: 6.8053; 28: 6.8959
DR16_Achievable_2042 | [11 empty] | 23: 0; 24: 1.2813; 25: 2.6029; 26: 3.9717; 27: 5.37; 28: 6.8053
DR16_Achievable_2043 | [11 empty] | 24: 0; 25: 1.2813; 26: 2.6029; 27: 3.9717; 28: 5.37
DR16_Achievable_2044 | [11 empty] | 25: 0; 26: 1.2813; 27: 2.6029; 28: 3.9717
DR16_Achievable_2045 | [11 empty] | 26: 0; 27: 1.2813; 28: 2.6029
DR16_Achievable_2046 | [11 empty] | 27: 0; 28: 1.2813
DR16_Achievable_2047 | [11 empty] | 28: 0
DR1_Cost | [13 empty] | yr_DR1_TotalCost_2022 | yr_DR1_TotalCost_2023 | yr_DR1_TotalCost_2024 | yr_DR1_TotalCost_2025 | yr_DR1_TotalCost_2026 | yr_DR1_TotalCost_2027 | yr_DR1_TotalCost_2028 | yr_DR1_TotalCost_2029 | yr_DR1_TotalCost_2030 | yr_DR1_TotalCost_2031 | yr_DR1_TotalCost_2032 | yr_DR1_TotalCost_2033 | yr_DR1_TotalCost_2034 | yr_DR1_TotalCost_2035 | yr_DR1_TotalCost_2036 | yr_DR1_TotalCost_2037 | yr_DR1_TotalCost_2038 | yr_DR1_TotalCost_2039 | yr_DR1_TotalCost_2040 | yr_DR1_TotalCost_2041 | yr_DR1_TotalCost_2042 | yr_DR1_TotalCost_2043 | yr_DR1_TotalCost_2044 | yr_DR1_TotalCost_2045 | yr_DR1_TotalCost_2046 | yr_DR1_TotalCost_2047
DR2_Cost | [13 empty] | yr_DR2_TotalCost_2022 | yr_DR2_TotalCost_2023 | yr_DR2_TotalCost_2024 | yr_DR2_TotalCost_2025 | yr_DR2_TotalCost_2026 | yr_DR2_TotalCost_2027 | yr_DR2_TotalCost_2028 | yr_DR2_TotalCost_2029 | yr_DR2_TotalCost_2030 | yr_DR2_TotalCost_2031 | yr_DR2_TotalCost_2032 | yr_DR2_TotalCost_2033 | yr_DR2_TotalCost_2034 | yr_DR2_TotalCost_2035 | yr_DR2_TotalCost_2036 | yr_DR2_TotalCost_2037 | yr_DR2_TotalCost_2038 | yr_DR2_TotalCost_2039 | yr_DR2_TotalCost_2040 | yr_DR2_TotalCost_2041 | yr_DR2_TotalCost_2042 | yr_DR2_TotalCost_2043 | yr_DR2_TotalCost_2044 | yr_DR2_TotalCost_2045 | yr_DR2_TotalCost_2046 | yr_DR2_TotalCost_2047
DR3_Cost | [13 empty] | yr_DR3_TotalCost_2022 | yr_DR3_TotalCost_2023 | yr_DR3_TotalCost_2024 | yr_DR3_TotalCost_2025 | yr_DR3_TotalCost_2026 | yr_DR3_TotalCost_2027 | yr_DR3_TotalCost_2028 | yr_DR3_TotalCost_2029 | yr_DR3_TotalCost_2030 | yr_DR3_TotalCost_2031 | yr_DR3_TotalCost_2032 | yr_DR3_TotalCost_2033 | yr_DR3_TotalCost_2034 | yr_DR3_TotalCost_2035 | yr_DR3_TotalCost_2036 | yr_DR3_TotalCost_2037 | yr_DR3_TotalCost_2038 | yr_DR3_TotalCost_2039 | yr_DR3_TotalCost_2040 | yr_DR3_TotalCost_2041 | yr_DR3_TotalCost_2042 | yr_DR3_TotalCost_2043 | yr_DR3_TotalCost_2044 | yr_DR3_TotalCost_2045 | yr_DR3_TotalCost_2046 | yr_DR3_TotalCost_2047
DR4_Cost | [13 empty] | yr_DR4_TotalCost_2022 | yr_DR4_TotalCost_2023 | yr_DR4_TotalCost_2024 | yr_DR4_TotalCost_2025 | yr_DR4_TotalCost_2026 | yr_DR4_TotalCost_2027 | yr_DR4_TotalCost_2028 | yr_DR4_TotalCost_2029 | yr_DR4_TotalCost_2030 | yr_DR4_TotalCost_2031 | yr_DR4_TotalCost_2032 | yr_DR4_TotalCost_2033 | yr_DR4_TotalCost_2034 | yr_DR4_TotalCost_2035 | yr_DR4_TotalCost_2036 | yr_DR4_TotalCost_2037 | yr_DR4_TotalCost_2038 | yr_DR4_TotalCost_2039 | yr_DR4_TotalCost_2040 | yr_DR4_TotalCost_2041 | yr_DR4_TotalCost_2042 | yr_DR4_TotalCost_2043 | yr_DR4_TotalCost_2044 | yr_DR4_TotalCost_2045 | yr_DR4_TotalCost_2046 | yr_DR4_TotalCost_2047
DR5_Cost | [13 empty] | yr_DR5_TotalCost_2022 | yr_DR5_TotalCost_2023 | yr_DR5_TotalCost_2024 | yr_DR5_TotalCost_2025 | yr_DR5_TotalCost_2026 | yr_DR5_TotalCost_2027 | yr_DR5_TotalCost_2028 | yr_DR5_TotalCost_2029 | yr_DR5_TotalCost_2030 | yr_DR5_TotalCost_2031 | yr_DR5_TotalCost_2032 | yr_DR5_TotalCost_2033 | yr_DR5_TotalCost_2034 | yr_DR5_TotalCost_2035 | yr_DR5_TotalCost_2036 | yr_DR5_TotalCost_2037 | yr_DR5_TotalCost_2038 | yr_DR5_TotalCost_2039 | yr_DR5_TotalCost_2040 | yr_DR5_TotalCost_2041 | yr_DR5_TotalCost_2042 | yr_DR5_TotalCost_2043 | yr_DR5_TotalCost_2044 | yr_DR5_TotalCost_2045 | yr_DR5_TotalCost_2046 | yr_DR5_TotalCost_2047
DR6_Cost | [13 empty] | yr_DR6_TotalCost_2022 | yr_DR6_TotalCost_2023 | yr_DR6_TotalCost_2024 | yr_DR6_TotalCost_2025 | yr_DR6_TotalCost_2026 | yr_DR6_TotalCost_2027 | yr_DR6_TotalCost_2028 | yr_DR6_TotalCost_2029 | yr_DR6_TotalCost_2030 | yr_DR6_TotalCost_2031 | yr_DR6_TotalCost_2032 | yr_DR6_TotalCost_2033 | yr_DR6_TotalCost_2034 | yr_DR6_TotalCost_2035 | yr_DR6_TotalCost_2036 | yr_DR6_TotalCost_2037 | yr_DR6_TotalCost_2038 | yr_DR6_TotalCost_2039 | yr_DR6_TotalCost_2040 | yr_DR6_TotalCost_2041 | yr_DR6_TotalCost_2042 | yr_DR6_TotalCost_2043 | yr_DR6_TotalCost_2044 | yr_DR6_TotalCost_2045 | yr_DR6_TotalCost_2046 | yr_DR6_TotalCost_2047
DR7_Cost | [13 empty] | yr_DR7_TotalCost_2022 | yr_DR7_TotalCost_2023 | yr_DR7_TotalCost_2024 | yr_DR7_TotalCost_2025 | yr_DR7_TotalCost_2026 | yr_DR7_TotalCost_2027 | yr_DR7_TotalCost_2028 | yr_DR7_TotalCost_2029 | yr_DR7_TotalCost_2030 | yr_DR7_TotalCost_2031 | yr_DR7_TotalCost_2032 | yr_DR7_TotalCost_2033 | yr_DR7_TotalCost_2034 | yr_DR7_TotalCost_2035 | yr_DR7_TotalCost_2036 | yr_DR7_TotalCost_2037 | yr_DR7_TotalCost_2038 | yr_DR7_TotalCost_2039 | yr_DR7_TotalCost_2040 | yr_DR7_TotalCost_2041 | yr_DR7_TotalCost_2042 | yr_DR7_TotalCost_2043 | yr_DR7_TotalCost_2044 | yr_DR7_TotalCost_2045 | yr_DR7_TotalCost_2046 | yr_DR7_TotalCost_2047
DR8_Cost | [13 empty] | yr_DR8_TotalCost_2022 | yr_DR8_TotalCost_2023 | yr_DR8_TotalCost_2024 | yr_DR8_TotalCost_2025 | yr_DR8_TotalCost_2026 | yr_DR8_TotalCost_2027 | yr_DR8_TotalCost_2028 | yr_DR8_TotalCost_2029 | yr_DR8_TotalCost_2030 | yr_DR8_TotalCost_2031 | yr_DR8_TotalCost_2032 | yr_DR8_TotalCost_2033 | yr_DR8_TotalCost_2034 | yr_DR8_TotalCost_2035 | yr_DR8_TotalCost_2036 | yr_DR8_TotalCost_2037 | yr_DR8_TotalCost_2038 | yr_DR8_TotalCost_2039 | yr_DR8_TotalCost_2040 | yr_DR8_TotalCost_2041 | yr_DR8_TotalCost_2042 | yr_DR8_TotalCost_2043 | yr_DR8_TotalCost_2044 | yr_DR8_TotalCost_2045 | yr_DR8_TotalCost_2046 | yr_DR8_TotalCost_2047
DR9_Cost | [13 empty] | yr_DR9_TotalCost_2022 | yr_DR9_TotalCost_2023 | yr_DR9_TotalCost_2024 | yr_DR9_TotalCost_2025 | yr_DR9_TotalCost_2026 | yr_DR9_TotalCost_2027 | yr_DR9_TotalCost_2028 | yr_DR9_TotalCost_2029 | yr_DR9_TotalCost_2030 | yr_DR9_TotalCost_2031 | yr_DR9_TotalCost_2032 | yr_DR9_TotalCost_2033 | yr_DR9_TotalCost_2034 | yr_DR9_TotalCost_2035 | yr_DR9_TotalCost_2036 | yr_DR9_TotalCost_2037 | yr_DR9_TotalCost_2038 | yr_DR9_TotalCost_2039 | yr_DR9_TotalCost_2040 | yr_DR9_TotalCost_2041 | yr_DR9_TotalCost_2042 | yr_DR9_TotalCost_2043 | yr_DR9_TotalCost_2044 | yr_DR9_TotalCost_2045 | yr_DR9_TotalCost_2046 | yr_DR9_TotalCost_2047
DR10_Cost | [13 empty] | yr_DR10_TotalCost_2022 | yr_DR10_TotalCost_2023 | yr_DR10_TotalCost_2024 | yr_DR10_TotalCost_2025 | yr_DR10_TotalCost_2026 | yr_DR10_TotalCost_2027 | yr_DR10_TotalCost_2028 | yr_DR10_TotalCost_2029 | yr_DR10_TotalCost_2030 | yr_DR10_TotalCost_2031 | yr_DR10_TotalCost_2032 | yr_DR10_TotalCost_2033 | yr_DR10_TotalCost_2034 | yr_DR10_TotalCost_2035 | yr_DR10_TotalCost_2036 | yr_DR10_TotalCost_2037 | yr_DR10_TotalCost_2038 | yr_DR10_TotalCost_2039 | yr_DR10_TotalCost_2040 | yr_DR10_TotalCost_2041 | yr_DR10_TotalCost_2042 | yr_DR10_TotalCost_2043 | yr_DR10_TotalCost_2044 | yr_DR10_TotalCost_2045 | yr_DR10_TotalCost_2046 | yr_DR10_TotalCost_2047
DR11_Cost | [13 empty] | yr_DR11_TotalCost_2022 | yr_DR11_TotalCost_2023 | yr_DR11_TotalCost_2024 | yr_DR11_TotalCost_2025 | yr_DR11_TotalCost_2026 | yr_DR11_TotalCost_2027 | yr_DR11_TotalCost_2028 | yr_DR11_TotalCost_2029 | yr_DR11_TotalCost_2030 | yr_DR11_TotalCost_2031 | yr_DR11_TotalCost_2032 | yr_DR11_TotalCost_2033 | yr_DR11_TotalCost_2034 | yr_DR11_TotalCost_2035 | yr_DR11_TotalCost_2036 | yr_DR11_TotalCost_2037 | yr_DR11_TotalCost_2038 | yr_DR11_TotalCost_2039 | yr_DR11_TotalCost_2040 | yr_DR11_TotalCost_2041 | yr_DR11_TotalCost_2042 | yr_DR11_TotalCost_2043 | yr_DR11_TotalCost_2044 | yr_DR11_TotalCost_2045 | yr_DR11_TotalCost_2046 | yr_DR11_TotalCost_2047
DR12_Cost | [13 empty] | yr_DR12_TotalCost_2022 | yr_DR12_TotalCost_2023 | yr_DR12_TotalCost_2024 | yr_DR12_TotalCost_2025 | yr_DR12_TotalCost_2026 | yr_DR12_TotalCost_2027 | yr_DR12_TotalCost_2028 | yr_DR12_TotalCost_2029 | yr_DR12_TotalCost_2030 | yr_DR12_TotalCost_2031 | yr_DR12_TotalCost_2032 | yr_DR12_TotalCost_2033 | yr_DR12_TotalCost_2034 | yr_DR12_TotalCost_2035 | yr_DR12_TotalCost_2036 | yr_DR12_TotalCost_2037 | yr_DR12_TotalCost_2038 | yr_DR12_TotalCost_2039 | yr_DR12_TotalCost_2040 | yr_DR12_TotalCost_2041 | yr_DR12_TotalCost_2042 | yr_DR12_TotalCost_2043 | yr_DR12_TotalCost_2044 | yr_DR12_TotalCost_2045 | yr_DR12_TotalCost_2046 | yr_DR12_TotalCost_2047
DR13_Cost | [13 empty] | yr_DR13_TotalCost_2022 | yr_DR13_TotalCost_2023 | yr_DR13_TotalCost_2024 | yr_DR13_TotalCost_2025 | yr_DR13_TotalCost_2026 | yr_DR13_TotalCost_2027 | yr_DR13_TotalCost_2028 | yr_DR13_TotalCost_2029 | yr_DR13_TotalCost_2030 | yr_DR13_TotalCost_2031 | yr_DR13_TotalCost_2032 | yr_DR13_TotalCost_2033 | yr_DR13_TotalCost_2034 | yr_DR13_TotalCost_2035 | yr_DR13_TotalCost_2036 | yr_DR13_TotalCost_2037 | yr_DR13_TotalCost_2038 | yr_DR13_TotalCost_2039 | yr_DR13_TotalCost_2040 | yr_DR13_TotalCost_2041 | yr_DR13_TotalCost_2042 | yr_DR13_TotalCost_2043 | yr_DR13_TotalCost_2044 | yr_DR13_TotalCost_2045 | yr_DR13_TotalCost_2046 | yr_DR13_TotalCost_2047
DR14_Cost | [13 empty] | yr_DR14_TotalCost_2022 | yr_DR14_TotalCost_2023 | yr_DR14_TotalCost_2024 | yr_DR14_TotalCost_2025 | yr_DR14_TotalCost_2026 | yr_DR14_TotalCost_2027 | yr_DR14_TotalCost_2028 | yr_DR14_TotalCost_2029 | yr_DR14_TotalCost_2030 | yr_DR14_TotalCost_2031 | yr_DR14_TotalCost_2032 | yr_DR14_TotalCost_2033 | yr_DR14_TotalCost_2034 | yr_DR14_TotalCost_2035 | yr_DR14_TotalCost_2036 | yr_DR14_TotalCost_2037 | yr_DR14_TotalCost_2038 | yr_DR14_TotalCost_2039 | yr_DR14_TotalCost_2040 | yr_DR14_TotalCost_2041 | yr_DR14_TotalCost_2042 | yr_DR14_TotalCost_2043 | yr_DR14_TotalCost_2044 | yr_DR14_TotalCost_2045 | yr_DR14_TotalCost_2046 | yr_DR14_TotalCost_2047
DR15_Cost | [13 empty] | yr_DR15_TotalCost_2022 | yr_DR15_TotalCost_2023 | yr_DR15_TotalCost_2024 | yr_DR15_TotalCost_2025 | yr_DR15_TotalCost_2026 | yr_DR15_TotalCost_2027 | yr_DR15_TotalCost_2028 | yr_DR15_TotalCost_2029 | yr_DR15_TotalCost_2030 | yr_DR15_TotalCost_2031 | yr_DR15_TotalCost_2032 | yr_DR15_TotalCost_2033 | yr_DR15_TotalCost_2034 | yr_DR15_TotalCost_2035 | yr_DR15_TotalCost_2036 | yr_DR15_TotalCost_2037 | yr_DR15_TotalCost_2038 | yr_DR15_TotalCost_2039 | yr_DR15_TotalCost_2040 | yr_DR15_TotalCost_2041 | yr_DR15_TotalCost_2042 | yr_DR15_TotalCost_2043 | yr_DR15_TotalCost_2044 | yr_DR15_TotalCost_2045 | yr_DR15_TotalCost_2046 | yr_DR15_TotalCost_2047
DR16_Cost | [13 empty] | yr_DR16_TotalCost_2022 | yr_DR16_TotalCost_2023 | yr_DR16_TotalCost_2024 | yr_DR16_TotalCost_2025 | yr_DR16_TotalCost_2026 | yr_DR16_TotalCost_2027 | yr_DR16_TotalCost_2028 | yr_DR16_TotalCost_2029 | yr_DR16_TotalCost_2030 | yr_DR16_TotalCost_2031 | yr_DR16_TotalCost_2032 | yr_DR16_TotalCost_2033 | yr_DR16_TotalCost_2034 | yr_DR16_TotalCost_2035 | yr_DR16_TotalCost_2036 | yr_DR16_TotalCost_2037 | yr_DR16_TotalCost_2038 | yr_DR16_TotalCost_2039 | yr_DR16_TotalCost_2040 | yr_DR16_TotalCost_2041 | yr_DR16_TotalCost_2042 | yr_DR16_TotalCost_2043 | yr_DR16_TotalCost_2044 | yr_DR16_TotalCost_2045 | yr_DR16_TotalCost_2046 | yr_DR16_TotalCost_2047
DR1_TotalCost_2022 | [13 empty] | 3285.4693 | 1095.1564 | 1095.1564 | 1477.374 | 742.8812 | 685.0263 | 459.9172 | 347.1794 | 279.4054 | 34.082 | 33.567 | 33.0833 | 32.6306 | 32.0262 | 31.3955 | 30.7455 | 30.1657 | 29.6155 | 29.0753 | 28.5449 | 28.0243 | 27.5131 | 27.0112 | 26.5185 | 26.5185 | 26.5185
DR1_TotalCost_2023 | [14 empty] | 3285.4693 | 1095.1564 | 1095.1564 | 1477.374 | 742.8812 | 685.0263 | 459.9172 | 347.1794 | 279.4054 | 34.082 | 33.567 | 33.0833 | 32.6306 | 32.0262 | 31.3955 | 30.7455 | 30.1657 | 29.6155 | 29.0753 | 28.5449 | 28.0243 | 27.5131 | 27.0112 | 26.5185 | 26.5185
DR1_TotalCost_2024 | [15 empty] | 3285.4693 | 1095.1564 | 1095.1564 | 1477.374 | 742.8812 | 685.0263 | 459.9172 | 347.1794 | 279.4054 | 34.082 | 33.567 | 33.0833 | 32.6306 | 32.0262 | 31.3955 | 30.7455 | 30.1657 | 29.6155 | 29.0753 | 28.5449 | 28.0243 | 27.5131 | 27.0112 | 26.5185
DR1_TotalCost_2025 | [16 empty] | 3285.4693 | 1095.1564 | 1095.1564 | 1477.374 | 742.8812 | 685.0263 | 459.9172 | 347.1794 | 279.4054 | 34.082 | 33.567 | 33.0833 | 32.6306 | 32.0262 | 31.3955 | 30.7455 | 30.1657 | 29.6155 | 29.0753 | 28.5449 | 28.0243 | 27.5131 | 27.0112
DR1_TotalCost_2026 | [17 empty] | 3285.4693 | 1095.1564 | 1095.1564 | 1477.374 | 742.8812 | 685.0263 | 459.9172 | 347.1794 | 279.4054 | 34.082 | 33.567 | 33.0833 | 32.6306 | 32.0262 | 31.3955 | 30.7455 | 30.1657 | 29.6155 | 29.0753 | 28.5449 | 28.0243 | 27.5131
DR1_TotalCost_2027 | [18 empty] | 3285.4693 | 1095.1564 | 1095.1564 | 1477.374 | 742.8812 | 685.0263 | 459.9172 | 347.1794 | 279.4054 | 34.082 | 33.567 | 33.0833 | 32.6306 | 32.0262 | 31.3955 | 30.7455 | 30.1657 | 29.6155 | 29.0753 | 28.5449 | 28.0243
DR1_TotalCost_2028 | [19 empty] | 3285.4693 | 1095.1564 | 1095.1564 | 1477.374 | 742.8812 | 685.0263 | 459.9172 | 347.1794 | 279.4054 | 34.082 | 33.567 | 33.0833 | 32.6306 | 32.0262 | 31.3955 | 30.7455 | 30.1657 | 29.6155 | 29.0753 | 28.5449
DR1_TotalCost_2029 | [20 empty] | 3285.4693 | 1095.1564 | 1095.1564 | 1477.374 | 742.8812 | 685.0263 | 459.9172 | 347.1794 | 279.4054 | 34.082 | 33.567 | 33.0833 | 32.6306 | 32.0262 | 31.3955 | 30.7455 | 30.1657 | 29.6155 | 29.0753
DR1_TotalCost_2030 | [21 empty] | 3285.4693 | 1095.1564 | 1095.1564 | 1477.374 | 742.8812 | 685.0263 | 459.9172 | 347.1794 | 279.4054 | 34.082 | 33.567 | 33.0833 | 32.6306 | 32.0262 | 31.3955 | 30.7455 | 30.1657 | 29.6155
DR1_TotalCost_2031 | [22 empty] | 3285.4693 | 1095.1564 | 1095.1564 | 1477.374 | 742.8812 | 685.0263 | 459.9172 | 347.1794 | 279.4054 | 34.082 | 33.567 | 33.0833 | 32.6306 | 32.0262 | 31.3955 | 30.7455 | 30.1657
DR1_TotalCost_2032 | [11 empty] | 13: 3285.4693; 14: 1095.1564; 15: 1095.1564; 16: 1477.374; 17: 742.8812; 18: 685.0263; 19: 459.9172; 20: 347.1794; 21: 279.4054; 22: 34.082; 23: 33.567; 24: 33.0833; 25: 32.6306; 26: 32.0262; 27: 31.3955; 28: 30.7455
DR1_TotalCost_2033 | [11 empty] | 14: 3285.4693; 15: 1095.1564; 16: 1095.1564; 17: 1477.374; 18: 742.8812; 19: 685.0263; 20: 459.9172; 21: 347.1794; 22: 279.4054; 23: 34.082; 24: 33.567; 25: 33.0833; 26: 32.6306; 27: 32.0262; 28: 31.3955
DR1_TotalCost_2034 | [11 empty] | 15: 3285.4693; 16: 1095.1564; 17: 1095.1564; 18: 1477.374; 19: 742.8812; 20: 685.0263; 21: 459.9172; 22: 347.1794; 23: 279.4054; 24: 34.082; 25: 33.567; 26: 33.0833; 27: 32.6306; 28: 32.0262
DR1_TotalCost_2035 | [11 empty] | 16: 3285.4693; 17: 1095.1564; 18: 1095.1564; 19: 1477.374; 20: 742.8812; 21: 685.0263; 22: 459.9172; 23: 347.1794; 24: 279.4054; 25: 34.082; 26: 33.567; 27: 33.0833; 28: 32.6306
DR1_TotalCost_2036 | [11 empty] | 17: 3285.4693; 18: 1095.1564; 19: 1095.1564; 20: 1477.374; 21: 742.8812; 22: 685.0263; 23: 459.9172; 24: 347.1794; 25: 279.4054; 26: 34.082; 27: 33.567; 28: 33.0833
DR1_TotalCost_2037 | [11 empty] | 18: 3285.4693; 19: 1095.1564; 20: 1095.1564; 21: 1477.374; 22: 742.8812; 23: 685.0263; 24: 459.9172; 25: 347.1794; 26: 279.4054; 27: 34.082; 28: 33.567
DR1_TotalCost_2038 | [11 empty] | 19: 3285.4693; 20: 1095.1564; 21: 1095.1564; 22: 1477.374; 23: 742.8812; 24: 685.0263; 25: 459.9172; 26: 347.1794; 27: 279.4054; 28: 34.082
DR1_TotalCost_2039 | [11 empty] | 20: 3285.4693; 21: 1095.1564; 22: 1095.1564; 23: 1477.374; 24: 742.8812; 25: 685.0263; 26: 459.9172; 27: 347.1794; 28: 279.4054
DR1_TotalCost_2040 | [11 empty] | 21: 3285.4693; 22: 1095.1564; 23: 1095.1564; 24: 1477.374; 25: 742.8812; 26: 685.0263; 27: 459.9172; 28: 347.1794
DR1_TotalCost_2041 | [11 empty] | 22: 3285.4693; 23: 1095.1564; 24: 1095.1564; 25: 1477.374; 26: 742.8812; 27: 685.0263; 28: 459.9172
DR1_TotalCost_2042 | [11 empty] | 23: 3285.4693; 24: 1095.1564; 25: 1095.1564; 26: 1477.374; 27: 742.8812; 28: 685.0263
DR1_TotalCost_2043 | [11 empty] | 24: 3285.4693; 25: 1095.1564; 26: 1095.1564; 27: 1477.374; 28: 742.8812
DR1_TotalCost_2044 | [11 empty] | 25: 3285.4693; 26: 1095.1564; 27: 1095.1564; 28: 1477.374
DR1_TotalCost_2045 | [11 empty] | 26: 3285.4693; 27: 1095.1564; 28: 1095.1564
DR1_TotalCost_2046 | [11 empty] | 27: 3285.4693; 28: 1095.1564
DR1_TotalCost_2047 | [11 empty] | 28: 3285.4693
DR2_TotalCost_2022 | [13 empty] | 94.7161 | 31.572 | 31.572 | 861.6231 | 432.1729 | 375.1092 | 251.4795 | 189.5717 | 152.359 | 27.4916 | 27.0849 | 26.7132 | 26.3541 | 25.8867 | 25.4201 | 24.9408 | 24.5116 | 24.0977 | 23.6908 | 23.2908 | 22.8975 | 22.5109 | 22.1307 | 21.757 | 21.757 | 21.757
DR2_TotalCost_2023 | [14 empty] | 94.7161 | 31.572 | 31.572 | 861.6231 | 432.1729 | 375.1092 | 251.4795 | 189.5717 | 152.359 | 27.4916 | 27.0849 | 26.7132 | 26.3541 | 25.8867 | 25.4201 | 24.9408 | 24.5116 | 24.0977 | 23.6908 | 23.2908 | 22.8975 | 22.5109 | 22.1307 | 21.757 | 21.757
DR2_TotalCost_2024 | [15 empty] | 94.7161 | 31.572 | 31.572 | 861.6231 | 432.1729 | 375.1092 | 251.4795 | 189.5717 | 152.359 | 27.4916 | 27.0849 | 26.7132 | 26.3541 | 25.8867 | 25.4201 | 24.9408 | 24.5116 | 24.0977 | 23.6908 | 23.2908 | 22.8975 | 22.5109 | 22.1307 | 21.757
DR2_TotalCost_2025 | [16 empty] | 94.7161 | 31.572 | 31.572 | 861.6231 | 432.1729 | 375.1092 | 251.4795 | 189.5717 | 152.359 | 27.4916 | 27.0849 | 26.7132 | 26.3541 | 25.8867 | 25.4201 | 24.9408 | 24.5116 | 24.0977 | 23.6908 | 23.2908 | 22.8975 | 22.5109 | 22.1307
DR2_TotalCost_2026 | [17 empty] | 94.7161 | 31.572 | 31.572 | 861.6231 | 432.1729 | 375.1092 | 251.4795 | 189.5717 | 152.359 | 27.4916 | 27.0849 | 26.7132 | 26.3541 | 25.8867 | 25.4201 | 24.9408 | 24.5116 | 24.0977 | 23.6908 | 23.2908 | 22.8975 | 22.5109
DR2_TotalCost_2027 | [18 empty] | 94.7161 | 31.572 | 31.572 | 861.6231 | 432.1729 | 375.1092 | 251.4795 | 189.5717 | 152.359 | 27.4916 | 27.0849 | 26.7132 | 26.3541 | 25.8867 | 25.4201 | 24.9408 | 24.5116 | 24.0977 | 23.6908 | 23.2908 | 22.8975
DR2_TotalCost_2028 | [19 empty] | 94.7161 | 31.572 | 31.572 | 861.6231 | 432.1729 | 375.1092 | 251.4795 | 189.5717 | 152.359 | 27.4916 | 27.0849 | 26.7132 | 26.3541 | 25.8867 | 25.4201 | 24.9408 | 24.5116 | 24.0977 | 23.6908 | 23.2908
DR2_TotalCost_2029 | [20 empty] | 94.7161 | 31.572 | 31.572 | 861.6231 | 432.1729 | 375.1092 | 251.4795 | 189.5717 | 152.359 | 27.4916 | 27.0849 | 26.7132 | 26.3541 | 25.8867 | 25.4201 | 24.9408 | 24.5116 | 24.0977 | 23.6908
DR2_TotalCost_2030 | [21 empty] | 94.7161 | 31.572 | 31.572 | 861.6231 | 432.1729 | 375.1092 | 251.4795 | 189.5717 | 152.359 | 27.4916 | 27.0849 | 26.7132 | 26.3541 | 25.8867 | 25.4201 | 24.9408 | 24.5116 | 24.0977
DR2_TotalCost_2031 | [22 empty] | 94.7161 | 31.572 | 31.572 | 861.6231 | 432.1729 | 375.1092 | 251.4795 | 189.5717 | 152.359 | 27.4916 | 27.0849 | 26.7132 | 26.3541 | 25.8867 | 25.4201 | 24.9408 | 24.5116
DR2_TotalCost_2032 | [11 empty] | 13: 94.7161; 14: 31.572; 15: 31.572; 16: 861.6231; 17: 432.1729; 18: 375.1092; 19: 251.4795; 20: 189.5717; 21: 152.359; 22: 27.4916; 23: 27.0849; 24: 26.7132; 25: 26.3541; 26: 25.8867; 27: 25.4201; 28: 24.9408
DR2_TotalCost_2033 | [11 empty] | 14: 94.7161; 15: 31.572; 16: 31.572; 17: 861.6231; 18: 432.1729; 19: 375.1092; 20: 251.4795; 21: 189.5717; 22: 152.359; 23: 27.4916; 24: 27.0849; 25: 26.7132; 26: 26.3541; 27: 25.8867; 28: 25.4201
DR2_TotalCost_2034 | [11 empty] | 15: 94.7161; 16: 31.572; 17: 31.572; 18: 861.6231; 19: 432.1729; 20: 375.1092; 21: 251.4795; 22: 189.5717; 23: 152.359; 24: 27.4916; 25: 27.0849; 26: 26.7132; 27: 26.3541; 28: 25.8867
DR2_TotalCost_2035 | [11 empty] | 16: 94.7161; 17: 31.572; 18: 31.572; 19: 861.6231; 20: 432.1729; 21: 375.1092; 22: 251.4795; 23: 189.5717; 24: 152.359; 25: 27.4916; 26: 27.0849; 27: 26.7132; 28: 26.3541
DR2_TotalCost_2036 | [11 empty] | 17: 94.7161; 18: 31.572; 19: 31.572; 20: 861.6231; 21: 432.1729; 22: 375.1092; 23: 251.4795; 24: 189.5717; 25: 152.359; 26: 27.4916; 27: 27.0849; 28: 26.7132
DR2_TotalCost_2037 | [11 empty] | 18: 94.7161; 19: 31.572; 20: 31.572; 21: 861.6231; 22: 432.1729; 23: 375.1092; 24: 251.4795; 25: 189.5717; 26: 152.359; 27: 27.4916; 28: 27.0849
DR2_TotalCost_2038 | [11 empty] | 19: 94.7161; 20: 31.572; 21: 31.572; 22: 861.6231; 23: 432.1729; 24: 375.1092; 25: 251.4795; 26: 189.5717; 27: 152.359; 28: 27.4916
DR2_TotalCost_2039 | [11 empty] | 20: 94.7161; 21: 31.572; 22: 31.572; 23: 861.6231; 24: 432.1729; 25: 375.1092; 26: 251.4795; 27: 189.5717; 28: 152.359
DR2_TotalCost_2040 | [11 empty] | 21: 94.7161; 22: 31.572; 23: 31.572; 24: 861.6231; 25: 432.1729; 26: 375.1092; 27: 251.4795; 28: 189.5717
DR2_TotalCost_2041 | [11 empty] | 22: 94.7161; 23: 31.572; 24: 31.572; 25: 861.6231; 26: 432.1729; 27: 375.1092; 28: 251.4795
DR2_TotalCost_2042 | [11 empty] | 23: 94.7161; 24: 31.572; 25: 31.572; 26: 861.6231; 27: 432.1729; 28: 375.1092
DR2_TotalCost_2043 | [11 empty] | 24: 94.7161; 25: 31.572; 26: 31.572; 27: 861.6231; 28: 432.1729
DR2_TotalCost_2044 | [11 empty] | 25: 94.7161; 26: 31.572; 27: 31.572; 28: 861.6231
DR2_TotalCost_2045 | [11 empty] | 26: 94.7161; 27: 31.572; 28: 31.572
DR2_TotalCost_2046 | [11 empty] | 27: 94.7161; 28: 31.572
DR2_TotalCost_2047 | [11 empty] | 28: 94.7161
DR3_TotalCost_2022 | [13 empty] | 2117.1935 | 3717.5913 | 2245.1852 | 2245.6609 | 1754.5857 | 1508.7449 | 1361.0364 | 771.4822 | 771.2218 | 770.9942 | 770.5752 | 770.0841 | 769.7018 | 769.2116 | 768.5477 | 767.865 | 767.2436 | 766.6989 | 766.1546 | 765.6107 | 765.0671 | 764.5239 | 763.9811 | 763.4387 | 763.4387 | 763.4387
DR3_TotalCost_2023 | [14 empty] | 2117.1935 | 3717.5913 | 2245.1852 | 2245.6609 | 1754.5857 | 1508.7449 | 1361.0364 | 771.4822 | 771.2218 | 770.9942 | 770.5752 | 770.0841 | 769.7018 | 769.2116 | 768.5477 | 767.865 | 767.2436 | 766.6989 | 766.1546 | 765.6107 | 765.0671 | 764.5239 | 763.9811 | 763.4387 | 763.4387
DR3_TotalCost_2024 | [15 empty] | 2117.1935 | 3717.5913 | 2245.1852 | 2245.6609 | 1754.5857 | 1508.7449 | 1361.0364 | 771.4822 | 771.2218 | 770.9942 | 770.5752 | 770.0841 | 769.7018 | 769.2116 | 768.5477 | 767.865 | 767.2436 | 766.6989 | 766.1546 | 765.6107 | 765.0671 | 764.5239 | 763.9811 | 763.4387
DR3_TotalCost_2025 | [16 empty] | 2117.1935 | 3717.5913 | 2245.1852 | 2245.6609 | 1754.5857 | 1508.7449 | 1361.0364 | 771.4822 | 771.2218 | 770.9942 | 770.5752 | 770.0841 | 769.7018 | 769.2116 | 768.5477 | 767.865 | 767.2436 | 766.6989 | 766.1546 | 765.6107 | 765.0671 | 764.5239 | 763.9811
DR3_TotalCost_2026 | [17 empty] | 2117.1935 | 3717.5913 | 2245.1852 | 2245.6609 | 1754.5857 | 1508.7449 | 1361.0364 | 771.4822 | 771.2218 | 770.9942 | 770.5752 | 770.0841 | 769.7018 | 769.2116 | 768.5477 | 767.865 | 767.2436 | 766.6989 | 766.1546 | 765.6107 | 765.0671 | 764.5239
DR3_TotalCost_2027 | [18 empty] | 2117.1935 | 3717.5913 | 2245.1852 | 2245.6609 | 1754.5857 | 1508.7449 | 1361.0364 | 771.4822 | 771.2218 | 770.9942 | 770.5752 | 770.0841 | 769.7018 | 769.2116 | 768.5477 | 767.865 | 767.2436 | 766.6989 | 766.1546 | 765.6107 | 765.0671
DR3_TotalCost_2028 | [19 empty] | 2117.1935 | 3717.5913 | 2245.1852 | 2245.6609 | 1754.5857 | 1508.7449 | 1361.0364 | 771.4822 | 771.2218 | 770.9942 | 770.5752 | 770.0841 | 769.7018 | 769.2116 | 768.5477 | 767.865 | 767.2436 | 766.6989 | 766.1546 | 765.6107
DR3_TotalCost_2029 | [20 empty] | 2117.1935 | 3717.5913 | 2245.1852 | 2245.6609 | 1754.5857 | 1508.7449 | 1361.0364 | 771.4822 | 771.2218 | 770.9942 | 770.5752 | 770.0841 | 769.7018 | 769.2116 | 768.5477 | 767.865 | 767.2436 | 766.6989 | 766.1546
DR3_TotalCost_2030 | [21 empty] | 2117.1935 | 3717.5913 | 2245.1852 | 2245.6609 | 1754.5857 | 1508.7449 | 1361.0364 | 771.4822 | 771.2218 | 770.9942 | 770.5752 | 770.0841 | 769.7018 | 769.2116 | 768.5477 | 767.865 | 767.2436 | 766.6989
DR3_TotalCost_2031 | [22 empty] | 2117.1935 | 3717.5913 | 2245.1852 | 2245.6609 | 1754.5857 | 1508.7449 | 1361.0364 | 771.4822 | 771.2218 | 770.9942 | 770.5752 | 770.0841 | 769.7018 | 769.2116 | 768.5477 | 767.865 | 767.2436
DR3_TotalCost_2032 | [11 empty] | 13: 2117.1935; 14: 3717.5913; 15: 2245.1852; 16: 2245.6609; 17: 1754.5857; 18: 1508.7449; 19: 1361.0364; 20: 771.4822; 21: 771.2218; 22: 770.9942; 23: 770.5752; 24: 770.0841; 25: 769.7018; 26: 769.2116; 27: 768.5477; 28: 767.865
DR3_TotalCost_2033 | [11 empty] | 14: 2117.1935; 15: 3717.5913; 16: 2245.1852; 17: 2245.6609; 18: 1754.5857; 19: 1508.7449; 20: 1361.0364; 21: 771.4822; 22: 771.2218; 23: 770.9942; 24: 770.5752; 25: 770.0841; 26: 769.7018; 27: 769.2116; 28: 768.5477
DR3_TotalCost_2034 | [11 empty] | 15: 2117.1935; 16: 3717.5913; 17: 2245.1852; 18: 2245.6609; 19: 1754.5857; 20: 1508.7449; 21: 1361.0364; 22: 771.4822; 23: 771.2218; 24: 770.9942; 25: 770.5752; 26: 770.0841; 27: 769.7018; 28: 769.2116
DR3_TotalCost_2035 | [11 empty] | 16: 2117.1935; 17: 3717.5913; 18: 2245.1852; 19: 2245.6609; 20: 1754.5857; 21: 1508.7449; 22: 1361.0364; 23: 771.4822; 24: 771.2218; 25: 770.9942; 26: 770.5752; 27: 770.0841; 28: 769.7018
DR3_TotalCost_2036 | [11 empty] | 17: 2117.1935; 18: 3717.5913; 19: 2245.1852; 20: 2245.6609; 21: 1754.5857; 22: 1508.7449; 23: 1361.0364; 24: 771.4822; 25: 771.2218; 26: 770.9942; 27: 770.5752; 28: 770.0841
DR3_TotalCost_2037 | [11 empty] | 18: 2117.1935; 19: 3717.5913; 20: 2245.1852; 21: 2245.6609; 22: 1754.5857; 23: 1508.7449; 24: 1361.0364; 25: 771.4822; 26: 771.2218; 27: 770.9942; 28: 770.5752
DR3_TotalCost_2038 | [11 empty] | 19: 2117.1935; 20: 3717.5913; 21: 2245.1852; 22: 2245.6609; 23: 1754.5857; 24: 1508.7449; 25: 1361.0364; 26: 771.4822; 27: 771.2218; 28: 770.9942
DR3_TotalCost_2039 | [11 empty] | 20: 2117.1935; 21: 3717.5913; 22: 2245.1852; 23: 2245.6609; 24: 1754.5857; 25: 1508.7449; 26: 1361.0364; 27: 771.4822; 28: 771.2218
DR3_TotalCost_2040 | [11 empty] | 21: 2117.1935; 22: 3717.5913; 23: 2245.1852; 24: 2245.6609; 25: 1754.5857; 26: 1508.7449; 27: 1361.0364; 28: 771.4822
DR3_TotalCost_2041 | [11 empty] | 22: 2117.1935; 23: 3717.5913; 24: 2245.1852; 25: 2245.6609; 26: 1754.5857; 27: 1508.7449; 28: 1361.0364
DR3_TotalCost_2042 | [11 empty] | 23: 2117.1935; 24: 3717.5913; 25: 2245.1852; 26: 2245.6609; 27: 1754.5857; 28: 1508.7449
DR3_TotalCost_2043 | [11 empty] | 24: 2117.1935; 25: 3717.5913; 26: 2245.1852; 27: 2245.6609; 28: 1754.5857
DR3_TotalCost_2044 | [11 empty] | 25: 2117.1935; 26: 3717.5913; 27: 2245.1852; 28: 2245.6609
DR3_TotalCost_2045 | [11 empty] | 26: 2117.1935; 27: 3717.5913; 28: 2245.1852
DR3_TotalCost_2046 | [11 empty] | 27: 2117.1935; 28: 3717.5913
DR3_TotalCost_2047 | [11 empty] | 28: 2117.1935
DR4_TotalCost_2022 | [13 empty] | 136.2634 | 1184.1847 | 1065.854 | 1004.1783 | 966.0997 | 942.2838 | 869.4987 | 856.6164 | 843.4221 | 830.3613 | 818.0804 | 807.3932 | 799.0198 | 793.2423 | 789.8178 | 788.1128 | 787.3967 | 787.1232 | 786.8498 | 786.5766 | 786.3034 | 786.0304 | 785.7574 | 785.4845 | 785.4845 | 785.4845
DR4_TotalCost_2023 | [14 empty] | 136.2634 | 1184.1847 | 1065.854 | 1004.1783 | 966.0997 | 942.2838 | 869.4987 | 856.6164 | 843.4221 | 830.3613 | 818.0804 | 807.3932 | 799.0198 | 793.2423 | 789.8178 | 788.1128 | 787.3967 | 787.1232 | 786.8498 | 786.5766 | 786.3034 | 786.0304 | 785.7574 | 785.4845 | 785.4845
DR4_TotalCost_2024 | [15 empty] | 136.2634 | 1184.1847 | 1065.854 | 1004.1783 | 966.0997 | 942.2838 | 869.4987 | 856.6164 | 843.4221 | 830.3613 | 818.0804 | 807.3932 | 799.0198 | 793.2423 | 789.8178 | 788.1128 | 787.3967 | 787.1232 | 786.8498 | 786.5766 | 786.3034 | 786.0304 | 785.7574 | 785.4845
DR4_TotalCost_2025 | [16 empty] | 136.2634 | 1184.1847 | 1065.854 | 1004.1783 | 966.0997 | 942.2838 | 869.4987 | 856.6164 | 843.4221 | 830.3613 | 818.0804 | 807.3932 | 799.0198 | 793.2423 | 789.8178 | 788.1128 | 787.3967 | 787.1232 | 786.8498 | 786.5766 | 786.3034 | 786.0304 | 785.7574
DR4_TotalCost_2026 | [17 empty] | 136.2634 | 1184.1847 | 1065.854 | 1004.1783 | 966.0997 | 942.2838 | 869.4987 | 856.6164 | 843.4221 | 830.3613 | 818.0804 | 807.3932 | 799.0198 | 793.2423 | 789.8178 | 788.1128 | 787.3967 | 787.1232 | 786.8498 | 786.5766 | 786.3034 | 786.0304
DR4_TotalCost_2027 | [18 empty] | 136.2634 | 1184.1847 | 1065.854 | 1004.1783 | 966.0997 | 942.2838 | 869.4987 | 856.6164 | 843.4221 | 830.3613 | 818.0804 | 807.3932 | 799.0198 | 793.2423 | 789.8178 | 788.1128 | 787.3967 | 787.1232 | 786.8498 | 786.5766 | 786.3034
DR4_TotalCost_2028 | [19 empty] | 136.2634 | 1184.1847 | 1065.854 | 1004.1783 | 966.0997 | 942.2838 | 869.4987 | 856.6164 | 843.4221 | 830.3613 | 818.0804 | 807.3932 | 799.0198 | 793.2423 | 789.8178 | 788.1128 | 787.3967 | 787.1232 | 786.8498 | 786.5766
DR4_TotalCost_2029 | [20 empty] | 136.2634 | 1184.1847 | 1065.854 | 1004.1783 | 966.0997 | 942.2838 | 869.4987 | 856.6164 | 843.4221 | 830.3613 | 818.0804 | 807.3932 | 799.0198 | 793.2423 | 789.8178 | 788.1128 | 787.3967 | 787.1232 | 786.8498
DR4_TotalCost_2030 | [21 empty] | 136.2634 | 1184.1847 | 1065.854 | 1004.1783 | 966.0997 | 942.2838 | 869.4987 | 856.6164 | 843.4221 | 830.3613 | 818.0804 | 807.3932 | 799.0198 | 793.2423 | 789.8178 | 788.1128 | 787.3967 | 787.1232
DR4_TotalCost_2031 | [22 empty] | 136.2634 | 1184.1847 | 1065.854 | 1004.1783 | 966.0997 | 942.2838 | 869.4987 | 856.6164 | 843.4221 | 830.3613 | 818.0804 | 807.3932 | 799.0198 | 793.2423 | 789.8178 | 788.1128 | 787.3967
DR4_TotalCost_2032 | [11 empty] | 13: 136.2634; 14: 1184.1847; 15: 1065.854; 16: 1004.1783; 17: 966.0997; 18: 942.2838; 19: 869.4987; 20: 856.6164; 21: 843.4221; 22: 830.3613; 23: 818.0804; 24: 807.3932; 25: 799.0198; 26: 793.2423; 27: 789.8178; 28: 788.1128
DR4_TotalCost_2033 | [11 empty] | 14: 136.2634; 15: 1184.1847; 16: 1065.854; 17: 1004.1783; 18: 966.0997; 19: 942.2838; 20: 869.4987; 21: 856.6164; 22: 843.4221; 23: 830.3613; 24: 818.0804; 25: 807.3932; 26: 799.0198; 27: 793.2423; 28: 789.8178
DR4_TotalCost_2034 | [11 empty] | 15: 136.2634; 16: 1184.1847; 17: 1065.854; 18: 1004.1783; 19: 966.0997; 20: 942.2838; 21: 869.4987; 22: 856.6164; 23: 843.4221; 24: 830.3613; 25: 818.0804; 26: 807.3932; 27: 799.0198; 28: 793.2423
DR4_TotalCost_2035 | [11 empty] | 16: 136.2634; 17: 1184.1847; 18: 1065.854; 19: 1004.1783; 20: 966.0997; 21: 942.2838; 22: 869.4987; 23: 856.6164; 24: 843.4221; 25: 830.3613; 26: 818.0804; 27: 807.3932; 28: 799.0198
DR4_TotalCost_2036 | [11 empty] | 17: 136.2634; 18: 1184.1847; 19: 1065.854; 20: 1004.1783; 21: 966.0997; 22: 942.2838; 23: 869.4987; 24: 856.6164; 25: 843.4221; 26: 830.3613; 27: 818.0804; 28: 807.3932
DR4_TotalCost_2037 | [11 empty] | 18: 136.2634; 19: 1184.1847; 20: 1065.854; 21: 1004.1783; 22: 966.0997; 23: 942.2838; 24: 869.4987; 25: 856.6164; 26: 843.4221; 27: 830.3613; 28: 818.0804
DR4_TotalCost_2038 | [11 empty] | 19: 136.2634; 20: 1184.1847; 21: 1065.854; 22: 1004.1783; 23: 966.0997; 24: 942.2838; 25: 869.4987; 26: 856.6164; 27: 843.4221; 28: 830.3613
DR4_TotalCost_2039 | [11 empty] | 20: 136.2634; 21: 1184.1847; 22: 1065.854; 23: 1004.1783; 24: 966.0997; 25: 942.2838; 26: 869.4987; 27: 856.6164; 28: 843.4221
DR4_TotalCost_2040 | [11 empty] | 21: 136.2634; 22: 1184.1847; 23: 1065.854; 24: 1004.1783; 25: 966.0997; 26: 942.2838; 27: 869.4987; 28: 856.6164
DR4_TotalCost_2041 | [11 empty] | 22: 136.2634; 23: 1184.1847; 24: 1065.854; 25: 1004.1783; 26: 966.0997; 27: 942.2838; 28: 869.4987
DR4_TotalCost_2042 | [11 empty] | 23: 136.2634; 24: 1184.1847; 25: 1065.854; 26: 1004.1783; 27: 966.0997; 28: 942.2838
DR4_TotalCost_2043 | [11 empty] | 24: 136.2634; 25: 1184.1847; 26: 1065.854; 27: 1004.1783; 28: 966.0997
DR4_TotalCost_2044 | [11 empty] | 25: 136.2634; 26: 1184.1847; 27: 1065.854; 28: 1004.1783
DR4_TotalCost_2045 | [11 empty] | 26: 136.2634; 27: 1184.1847; 28: 1065.854
DR4_TotalCost_2046 | [11 empty] | 27: 136.2634; 28: 1184.1847
DR4_TotalCost_2047 | [11 empty] | 28: 136.2634
DR5_TotalCost_2022 | [13 empty] | 344.6087 | 9872.1862 | 5293.249 | 5270.6821 | 3698.0089 | 2874.8027 | 2342.7219 | 800.4475 | 800.4475 | 800.4475 | 800.4475 | 800.4475 | 800.4475 | 800.4475 | 800.4475 | 1317.4446 | 1315.6426 | 1314.0628 | 1312.4849 | 1310.9089 | 1309.3348 | 1307.7626 | 1306.1923 | 1304.6239 | 1304.6239 | 1304.6239
DR5_TotalCost_2023 | [14 empty] | 344.6087 | 9872.1862 | 5293.249 | 5270.6821 | 3698.0089 | 2874.8027 | 2342.7219 | 800.4475 | 800.4475 | 800.4475 | 800.4475 | 800.4475 | 800.4475 | 800.4475 | 800.4475 | 1317.4446 | 1315.6426 | 1314.0628 | 1312.4849 | 1310.9089 | 1309.3348 | 1307.7626 | 1306.1923 | 1304.6239 | 1304.6239
DR5_TotalCost_2024 | [15 empty] | 344.6087 | 9872.1862 | 5293.249 | 5270.6821 | 3698.0089 | 2874.8027 | 2342.7219 | 800.4475 | 800.4475 | 800.4475 | 800.4475 | 800.4475 | 800.4475 | 800.4475 | 800.4475 | 1317.4446 | 1315.6426 | 1314.0628 | 1312.4849 | 1310.9089 | 1309.3348 | 1307.7626 | 1306.1923 | 1304.6239
DR5_TotalCost_2025 | [16 empty] | 344.6087 | 9872.1862 | 5293.249 | 5270.6821 | 3698.0089 | 2874.8027 | 2342.7219 | 800.4475 | 800.4475 | 800.4475 | 800.4475 | 800.4475 | 800.4475 | 800.4475 | 800.4475 | 1317.4446 | 1315.6426 | 1314.0628 | 1312.4849 | 1310.9089 | 1309.3348 | 1307.7626 | 1306.1923
DR5_TotalCost_2026 | [17 empty] | 344.6087 | 9872.1862 | 5293.249 | 5270.6821 | 3698.0089 | 2874.8027 | 2342.7219 | 800.4475 | 800.4475 | 800.4475 | 800.4475 | 800.4475 | 800.4475 | 800.4475 | 800.4475 | 1317.4446 | 1315.6426 | 1314.0628 | 1312.4849 | 1310.9089 | 1309.3348 | 1307.7626
DR5_TotalCost_2027 | [18 empty] | 344.6087 | 9872.1862 | 5293.249 | 5270.6821 | 3698.0089 | 2874.8027 | 2342.7219 | 800.4475 | 800.4475 | 800.4475 | 800.4475 | 800.4475 | 800.4475 | 800.4475 | 800.4475 | 1317.4446 | 1315.6426 | 1314.0628 | 1312.4849 | 1310.9089 | 1309.3348
DR5_TotalCost_2028 | [19 empty] | 344.6087 | 9872.1862 | 5293.249 | 5270.6821 | 3698.0089 | 2874.8027 | 2342.7219 | 800.4475 | 800.4475 | 800.4475 | 800.4475 | 800.4475 | 800.4475 | 800.4475 | 800.4475 | 1317.4446 | 1315.6426 | 1314.0628 | 1312.4849 | 1310.9089
DR5_TotalCost_2029 | [20 empty] | 344.6087 | 9872.1862 | 5293.249 | 5270.6821 | 3698.0089 | 2874.8027 | 2342.7219 | 800.4475 | 800.4475 | 800.4475 | 800.4475 | 800.4475 | 800.4475 | 800.4475 | 800.4475 | 1317.4446 | 1315.6426 | 1314.0628 | 1312.4849
DR5_TotalCost_2030 | [21 empty] | 344.6087 | 9872.1862 | 5293.249 | 5270.6821 | 3698.0089 | 2874.8027 | 2342.7219 | 800.4475 | 800.4475 | 800.4475 | 800.4475 | 800.4475 | 800.4475 | 800.4475 | 800.4475 | 1317.4446 | 1315.6426 | 1314.0628
DR5_TotalCost_2031 | [22 empty] | 344.6087 | 9872.1862 | 5293.249 | 5270.6821 | 3698.0089 | 2874.8027 | 2342.7219 | 800.4475 | 800.4475 | 800.4475 | 800.4475 | 800.4475 | 800.4475 | 800.4475 | 800.4475 | 1317.4446 | 1315.6426
DR5_TotalCost_2032 | [11 empty] | 13: 344.6087; 14: 9872.1862; 15: 5293.249; 16: 5270.6821; 17: 3698.0089; 18: 2874.8027; 19: 2342.7219; 20: 800.4475; 21: 800.4475; 22: 800.4475; 23: 800.4475; 24: 800.4475; 25: 800.4475; 26: 800.4475; 27: 800.4475; 28: 1317.4446
DR5_TotalCost_2033 | [11 empty] | 14: 344.6087; 15: 9872.1862; 16: 5293.249; 17: 5270.6821; 18: 3698.0089; 19: 2874.8027; 20: 2342.7219; 21: 800.4475; 22: 800.4475; 23: 800.4475; 24: 800.4475; 25: 800.4475; 26: 800.4475; 27: 800.4475; 28: 800.4475
DR5_TotalCost_2034 | [11 empty] | 15: 344.6087; 16: 9872.1862; 17: 5293.249; 18: 5270.6821; 19: 3698.0089; 20: 2874.8027; 21: 2342.7219; 22: 800.4475; 23: 800.4475; 24: 800.4475; 25: 800.4475; 26: 800.4475; 27: 800.4475; 28: 800.4475
DR5_TotalCost_2035 | [11 empty] | 16: 344.6087; 17: 9872.1862; 18: 5293.249; 19: 5270.6821; 20: 3698.0089; 21: 2874.8027; 22: 2342.7219; 23: 800.4475; 24: 800.4475; 25: 800.4475; 26: 800.4475; 27: 800.4475; 28: 800.4475
DR5_TotalCost_2036 | [11 empty] | 17: 344.6087; 18: 9872.1862; 19: 5293.249; 20: 5270.6821; 21: 3698.0089; 22: 2874.8027; 23: 2342.7219; 24: 800.4475; 25: 800.4475; 26: 800.4475; 27: 800.4475; 28: 800.4475
DR5_TotalCost_2037 | [11 empty] | 18: 344.6087; 19: 9872.1862; 20: 5293.249; 21: 5270.6821; 22: 3698.0089; 23: 2874.8027; 24: 2342.7219; 25: 800.4475; 26: 800.4475; 27: 800.4475; 28: 800.4475
DR5_TotalCost_2038 | [11 empty] | 19: 344.6087; 20: 9872.1862; 21: 5293.249; 22: 5270.6821; 23: 3698.0089; 24: 2874.8027; 25: 2342.7219; 26: 800.4475; 27: 800.4475; 28: 800.4475
DR5_TotalCost_2039 | [11 empty] | 20: 344.6087; 21: 9872.1862; 22: 5293.249; 23: 5270.6821; 24: 3698.0089; 25: 2874.8027; 26: 2342.7219; 27: 800.4475; 28: 800.4475
DR5_TotalCost_2040 | [11 empty] | 21: 344.6087; 22: 9872.1862; 23: 5293.249; 24: 5270.6821; 25: 3698.0089; 26: 2874.8027; 27: 2342.7219; 28: 800.4475
DR5_TotalCost_2041 | [11 empty] | 22: 344.6087; 23: 9872.1862; 24: 5293.249; 25: 5270.6821; 26: 3698.0089; 27: 2874.8027; 28: 2342.7219
DR5_TotalCost_2042 | [11 empty] | 23: 344.6087; 24: 9872.1862; 25: 5293.249; 26: 5270.6821; 27: 3698.0089; 28: 2874.8027 | 56
DR5_TotalCost_2043 | [11 empty] | 24: 344.6087; 25: 9872.1862; 26: 5293.249; 27: 5270.6821; 28: 3698.0089 | 57
DR5_TotalCost_2044 | [11 empty] | 25: 344.6087; 26: 9872.1862; 27: 5293.249; 28: 5270.6821 | 58
DR5_TotalCost_2045 | [11 empty] | 26: 344.6087; 27: 9872.1862; 28: 5293.249 | 59
DR5_TotalCost_2046 | [11 empty] | 27: 344.6087; 28: 9872.1862 | 60
DR5_TotalCost_2047 | [11 empty] | 28: 344.6087 | 61
DR6_TotalCost_2022 | [13 empty] | 1874.6713 | 2534.7505 | 2006.5109 | 1931.5413 | 1671.5514 | 1520.0098 | 1419.3743 | 1109.8175 | 1086.0827 | 1067.1622 | 1051.6152 | 1038.62 | 1027.6631 | 1018.2043 | 938.1364 | 899.2852 | 898.9407 | 898.6387 | 898.3368 | 898.035 | 897.7332 | 897.4316 | 897.1301 | 896.8287 | 896.8287 | 896.8287 | 64
DR6_TotalCost_2023 | [14 empty] | 1874.6713 | 2534.7505 | 2006.5109 | 1931.5413 | 1671.5514 | 1520.0098 | 1419.3743 | 1109.8175 | 1086.0827 | 1067.1622 | 1051.6152 | 1038.62 | 1027.6631 | 1018.2043 | 938.1364 | 899.2852 | 898.9407 | 898.6387 | 898.3368 | 898.035 | 897.7332 | 897.4316 | 897.1301 | 896.8287 | 896.8287 | 65
DR6_TotalCost_2024 | [15 empty] | 1874.6713 | 2534.7505 | 2006.5109 | 1931.5413 | 1671.5514 | 1520.0098 | 1419.3743 | 1109.8175 | 1086.0827 | 1067.1622 | 1051.6152 | 1038.62 | 1027.6631 | 1018.2043 | 938.1364 | 899.2852 | 898.9407 | 898.6387 | 898.3368 | 898.035 | 897.7332 | 897.4316 | 897.1301 | 896.8287
DR6_TotalCost_2025 | [16 empty] | 1874.6713 | 2534.7505 | 2006.5109 | 1931.5413 | 1671.5514 | 1520.0098 | 1419.3743 | 1109.8175 | 1086.0827 | 1067.1622 | 1051.6152 | 1038.62 | 1027.6631 | 1018.2043 | 938.1364 | 899.2852 | 898.9407 | 898.6387 | 898.3368 | 898.035 | 897.7332 | 897.4316 | 897.1301 | 67
DR6_TotalCost_2026 | [17 empty] | 1874.6713 | 2534.7505 | 2006.5109 | 1931.5413 | 1671.5514 | 1520.0098 | 1419.3743 | 1109.8175 | 1086.0827 | 1067.1622 | 1051.6152 | 1038.62 | 1027.6631 | 1018.2043 | 938.1364 | 899.2852 | 898.9407 | 898.6387 | 898.3368 | 898.035 | 897.7332 | 897.4316 | 68
DR6_TotalCost_2027 | [18 empty] | 1874.6713 | 2534.7505 | 2006.5109 | 1931.5413 | 1671.5514 | 1520.0098 | 1419.3743 | 1109.8175 | 1086.0827 | 1067.1622 | 1051.6152 | 1038.62 | 1027.6631 | 1018.2043 | 938.1364 | 899.2852 | 898.9407 | 898.6387 | 898.3368 | 898.035 | 897.7332 | 69
DR6_TotalCost_2028 | [19 empty] | 1874.6713 | 2534.7505 | 2006.5109 | 1931.5413 | 1671.5514 | 1520.0098 | 1419.3743 | 1109.8175 | 1086.0827 | 1067.1622 | 1051.6152 | 1038.62 | 1027.6631 | 1018.2043 | 938.1364 | 899.2852 | 898.9407 | 898.6387 | 898.3368 | 898.035 | 70
DR6_TotalCost_2029 | [20 empty] | 1874.6713 | 2534.7505 | 2006.5109 | 1931.5413 | 1671.5514 | 1520.0098 | 1419.3743 | 1109.8175 | 1086.0827 | 1067.1622 | 1051.6152 | 1038.62 | 1027.6631 | 1018.2043 | 938.1364 | 899.2852 | 898.9407 | 898.6387 | 898.3368 | 71
DR6_TotalCost_2030 | [21 empty] | 1874.6713 | 2534.7505 | 2006.5109 | 1931.5413 | 1671.5514 | 1520.0098 | 1419.3743 | 1109.8175 | 1086.0827 | 1067.1622 | 1051.6152 | 1038.62 | 1027.6631 | 1018.2043 | 938.1364 | 899.2852 | 898.9407 | 898.6387 | 72
DR6_TotalCost_2031 | [22 empty] | 1874.6713 | 2534.7505 | 2006.5109 | 1931.5413 | 1671.5514 | 1520.0098 | 1419.3743 | 1109.8175 | 1086.0827 | 1067.1622 | 1051.6152 | 1038.62 | 1027.6631 | 1018.2043 | 938.1364 | 899.2852 | 898.9407 | 73
DR6_TotalCost_2032 | [11 empty] | 13: 1874.6713; 14: 2534.7505; 15: 2006.5109; 16: 1931.5413; 17: 1671.5514; 18: 1520.0098; 19: 1419.3743; 20: 1109.8175; 21: 1086.0827; 22: 1067.1622; 23: 1051.6152; 24: 1038.62; 25: 1027.6631; 26: 1018.2043; 27: 938.1364; 28: 899.2852 | 74
DR6_TotalCost_2033 | [11 empty] | 14: 1874.6713; 15: 2534.7505; 16: 2006.5109; 17: 1931.5413; 18: 1671.5514; 19: 1520.0098; 20: 1419.3743; 21: 1109.8175; 22: 1086.0827; 23: 1067.1622; 24: 1051.6152; 25: 1038.62; 26: 1027.6631; 27: 1018.2043; 28: 938.1364 | 75
DR6_TotalCost_2034 | [11 empty] | 15: 1874.6713; 16: 2534.7505; 17: 2006.5109; 18: 1931.5413; 19: 1671.5514; 20: 1520.0098; 21: 1419.3743; 22: 1109.8175; 23: 1086.0827; 24: 1067.1622; 25: 1051.6152; 26: 1038.62; 27: 1027.6631; 28: 1018.2043 | 76
DR6_TotalCost_2035 | [11 empty] | 16: 1874.6713; 17: 2534.7505; 18: 2006.5109; 19: 1931.5413; 20: 1671.5514; 21: 1520.0098; 22: 1419.3743; 23: 1109.8175; 24: 1086.0827; 25: 1067.1622; 26: 1051.6152; 27: 1038.62; 28: 1027.6631 | 78
DR6_TotalCost_2036 | [11 empty] | 17: 1874.6713; 18: 2534.7505; 19: 2006.5109; 20: 1931.5413; 21: 1671.5514; 22: 1520.0098; 23: 1419.3743; 24: 1109.8175; 25: 1086.0827; 26: 1067.1622; 27: 1051.6152; 28: 1038.62
DR6_TotalCost_2037 | [11 empty] | 18: 1874.6713; 19: 2534.7505; 20: 2006.5109; 21: 1931.5413; 22: 1671.5514; 23: 1520.0098; 24: 1419.3743; 25: 1109.8175; 26: 1086.0827; 27: 1067.1622; 28: 1051.6152
DR6_TotalCost_2038 | [11 empty] | 19: 1874.6713; 20: 2534.7505; 21: 2006.5109; 22: 1931.5413; 23: 1671.5514; 24: 1520.0098; 25: 1419.3743; 26: 1109.8175; 27: 1086.0827; 28: 1067.1622
DR6_TotalCost_2039 | [11 empty] | 20: 1874.6713; 21: 2534.7505; 22: 2006.5109; 23: 1931.5413; 24: 1671.5514; 25: 1520.0098; 26: 1419.3743; 27: 1109.8175; 28: 1086.0827
DR6_TotalCost_2040 | [11 empty] | 21: 1874.6713; 22: 2534.7505; 23: 2006.5109; 24: 1931.5413; 25: 1671.5514; 26: 1520.0098; 27: 1419.3743; 28: 1109.8175
DR6_TotalCost_2041 | [11 empty] | 22: 1874.6713; 23: 2534.7505; 24: 2006.5109; 25: 1931.5413; 26: 1671.5514; 27: 1520.0098; 28: 1419.3743
DR6_TotalCost_2042 | [11 empty] | 23: 1874.6713; 24: 2534.7505; 25: 2006.5109; 26: 1931.5413; 27: 1671.5514; 28: 1520.0098
DR6_TotalCost_2043 | [11 empty] | 24: 1874.6713; 25: 2534.7505; 26: 2006.5109; 27: 1931.5413; 28: 1671.5514
DR6_TotalCost_2044 | [11 empty] | 25: 1874.6713; 26: 2534.7505; 27: 2006.5109; 28: 1931.5413
DR6_TotalCost_2045 | [11 empty] | 26: 1874.6713; 27: 2534.7505; 28: 2006.5109
DR6_TotalCost_2046 | [11 empty] | 27: 1874.6713; 28: 2534.7505
DR6_TotalCost_2047 | [11 empty] | 28: 1874.6713
DR7_TotalCost_2022 | [13 empty] | 5.307 | 24085.0004 | 12913.8473 | 12858.791 | 9021.9677 | 7013.6058 | 5715.4976 | 1952.8379 | 1952.8379 | 1952.8379 | 1952.8379 | 1952.8379 | 1952.8379 | 1952.8379 | 1952.8379 | 3214.1465 | 3209.7503 | 3205.8961 | 3202.0466 | 3198.2017 | 3194.3614 | 3190.5257 | 3186.6946 | 3182.8681 | 3182.8681 | 3182.8681
DR7_TotalCost_2023 | [14 empty] | 5.307 | 24085.0004 | 12913.8473 | 12858.791 | 9021.9677 | 7013.6058 | 5715.4976 | 1952.8379 | 1952.8379 | 1952.8379 | 1952.8379 | 1952.8379 | 1952.8379 | 1952.8379 | 1952.8379 | 3214.1465 | 3209.7503 | 3205.8961 | 3202.0466 | 3198.2017 | 3194.3614 | 3190.5257 | 3186.6946 | 3182.8681 | 3182.8681
DR7_TotalCost_2024 | [15 empty] | 5.307 | 24085.0004 | 12913.8473 | 12858.791 | 9021.9677 | 7013.6058 | 5715.4976 | 1952.8379 | 1952.8379 | 1952.8379 | 1952.8379 | 1952.8379 | 1952.8379 | 1952.8379 | 1952.8379 | 3214.1465 | 3209.7503 | 3205.8961 | 3202.0466 | 3198.2017 | 3194.3614 | 3190.5257 | 3186.6946 | 3182.8681
DR7_TotalCost_2025 | [16 empty] | 5.307 | 24085.0004 | 12913.8473 | 12858.791 | 9021.9677 | 7013.6058 | 5715.4976 | 1952.8379 | 1952.8379 | 1952.8379 | 1952.8379 | 1952.8379 | 1952.8379 | 1952.8379 | 1952.8379 | 3214.1465 | 3209.7503 | 3205.8961 | 3202.0466 | 3198.2017 | 3194.3614 | 3190.5257 | 3186.6946
DR7_TotalCost_2026 | [17 empty] | 5.307 | 24085.0004 | 12913.8473 | 12858.791 | 9021.9677 | 7013.6058 | 5715.4976 | 1952.8379 | 1952.8379 | 1952.8379 | 1952.8379 | 1952.8379 | 1952.8379 | 1952.8379 | 1952.8379 | 3214.1465 | 3209.7503 | 3205.8961 | 3202.0466 | 3198.2017 | 3194.3614 | 3190.5257
DR7_TotalCost_2027 | [18 empty] | 5.307 | 24085.0004 | 12913.8473 | 12858.791 | 9021.9677 | 7013.6058 | 5715.4976 | 1952.8379 | 1952.8379 | 1952.8379 | 1952.8379 | 1952.8379 | 1952.8379 | 1952.8379 | 1952.8379 | 3214.1465 | 3209.7503 | 3205.8961 | 3202.0466 | 3198.2017 | 3194.3614
DR7_TotalCost_2028 | [19 empty] | 5.307 | 24085.0004 | 12913.8473 | 12858.791 | 9021.9677 | 7013.6058 | 5715.4976 | 1952.8379 | 1952.8379 | 1952.8379 | 1952.8379 | 1952.8379 | 1952.8379 | 1952.8379 | 1952.8379 | 3214.1465 | 3209.7503 | 3205.8961 | 3202.0466 | 3198.2017
DR7_TotalCost_2029 | [20 empty] | 5.307 | 24085.0004 | 12913.8473 | 12858.791 | 9021.9677 | 7013.6058 | 5715.4976 | 1952.8379 | 1952.8379 | 1952.8379 | 1952.8379 | 1952.8379 | 1952.8379 | 1952.8379 | 1952.8379 | 3214.1465 | 3209.7503 | 3205.8961 | 3202.0466
DR7_TotalCost_2030 | [21 empty] | 5.307 | 24085.0004 | 12913.8473 | 12858.791 | 9021.9677 | 7013.6058 | 5715.4976 | 1952.8379 | 1952.8379 | 1952.8379 | 1952.8379 | 1952.8379 | 1952.8379 | 1952.8379 | 1952.8379 | 3214.1465 | 3209.7503 | 3205.8961
DR7_TotalCost_2031 | [22 empty] | 5.307 | 24085.0004 | 12913.8473 | 12858.791 | 9021.9677 | 7013.6058 | 5715.4976 | 1952.8379 | 1952.8379 | 1952.8379 | 1952.8379 | 1952.8379 | 1952.8379 | 1952.8379 | 1952.8379 | 3214.1465 | 3209.7503
DR7_TotalCost_2032 | [11 empty] | 13: 5.307; 14: 24085.0004; 15: 12913.8473; 16: 12858.791; 17: 9021.9677; 18: 7013.6058; 19: 5715.4976; 20: 1952.8379; 21: 1952.8379; 22: 1952.8379; 23: 1952.8379; 24: 1952.8379; 25: 1952.8379; 26: 1952.8379; 27: 1952.8379; 28: 3214.1465
DR7_TotalCost_2033 | [11 empty] | 14: 5.307; 15: 24085.0004; 16: 12913.8473; 17: 12858.791; 18: 9021.9677; 19: 7013.6058; 20: 5715.4976; 21: 1952.8379; 22: 1952.8379; 23: 1952.8379; 24: 1952.8379; 25: 1952.8379; 26: 1952.8379; 27: 1952.8379; 28: 1952.8379
DR7_TotalCost_2034 | [11 empty] | 15: 5.307; 16: 24085.0004; 17: 12913.8473; 18: 12858.791; 19: 9021.9677; 20: 7013.6058; 21: 5715.4976; 22: 1952.8379; 23: 1952.8379; 24: 1952.8379; 25: 1952.8379; 26: 1952.8379; 27: 1952.8379; 28: 1952.8379
DR7_TotalCost_2035 | [11 empty] | 16: 5.307; 17: 24085.0004; 18: 12913.8473; 19: 12858.791; 20: 9021.9677; 21: 7013.6058; 22: 5715.4976; 23: 1952.8379; 24: 1952.8379; 25: 1952.8379; 26: 1952.8379; 27: 1952.8379; 28: 1952.8379
DR7_TotalCost_2036 | [11 empty] | 17: 5.307; 18: 24085.0004; 19: 12913.8473; 20: 12858.791; 21: 9021.9677; 22: 7013.6058; 23: 5715.4976; 24: 1952.8379; 25: 1952.8379; 26: 1952.8379; 27: 1952.8379; 28: 1952.8379
DR7_TotalCost_2037 | [11 empty] | 18: 5.307; 19: 24085.0004; 20: 12913.8473; 21: 12858.791; 22: 9021.9677; 23: 7013.6058; 24: 5715.4976; 25: 1952.8379; 26: 1952.8379; 27: 1952.8379; 28: 1952.8379
DR7_TotalCost_2038 | [11 empty] | 19: 5.307; 20: 24085.0004; 21: 12913.8473; 22: 12858.791; 23: 9021.9677; 24: 7013.6058; 25: 5715.4976; 26: 1952.8379; 27: 1952.8379; 28: 1952.8379
DR7_TotalCost_2039 | [11 empty] | 20: 5.307; 21: 24085.0004; 22: 12913.8473; 23: 12858.791; 24: 9021.9677; 25: 7013.6058; 26: 5715.4976; 27: 1952.8379; 28: 1952.8379
DR7_TotalCost_2040 | [11 empty] | 21: 5.307; 22: 24085.0004; 23: 12913.8473; 24: 12858.791; 25: 9021.9677; 26: 7013.6058; 27: 5715.4976; 28: 1952.8379
DR7_TotalCost_2041 | [11 empty] | 22: 5.307; 23: 24085.0004; 24: 12913.8473; 25: 12858.791; 26: 9021.9677; 27: 7013.6058; 28: 5715.4976
DR7_TotalCost_2042 | [11 empty] | 23: 5.307; 24: 24085.0004; 25: 12913.8473; 26: 12858.791; 27: 9021.9677; 28: 7013.6058
DR7_TotalCost_2043 | [11 empty] | 24: 5.307; 25: 24085.0004; 26: 12913.8473; 27: 12858.791; 28: 9021.9677
DR7_TotalCost_2044 | [11 empty] | 25: 5.307; 26: 24085.0004; 27: 12913.8473; 28: 12858.791
DR7_TotalCost_2045 | [11 empty] | 26: 5.307; 27: 24085.0004; 28: 12913.8473
DR7_TotalCost_2046 | [11 empty] | 27: 5.307; 28: 24085.0004
DR7_TotalCost_2047 | [11 empty] | 28: 5.307
DR8_TotalCost_2022 | [13 empty] | 28.8699 | 6183.9866 | 4895.2496 | 4712.3476 | 4078.0547 | 3708.3414 | 3462.8228 | 2707.6024 | 2649.697 | 2603.5371 | 2565.6072 | 2533.903 | 2507.1718 | 2484.0951 | 2288.755 | 2193.9704 | 2193.1299 | 2192.3931 | 2191.6565 | 2190.9202 | 2190.1841 | 2189.4483 | 2188.7127 | 2187.9774 | 2187.9774 | 2187.9774
DR8_TotalCost_2023 | [14 empty] | 28.8699 | 6183.9866 | 4895.2496 | 4712.3476 | 4078.0547 | 3708.3414 | 3462.8228 | 2707.6024 | 2649.697 | 2603.5371 | 2565.6072 | 2533.903 | 2507.1718 | 2484.0951 | 2288.755 | 2193.9704 | 2193.1299 | 2192.3931 | 2191.6565 | 2190.9202 | 2190.1841 | 2189.4483 | 2188.7127 | 2187.9774 | 2187.9774
DR8_TotalCost_2024 | [15 empty] | 28.8699 | 6183.9866 | 4895.2496 | 4712.3476 | 4078.0547 | 3708.3414 | 3462.8228 | 2707.6024 | 2649.697 | 2603.5371 | 2565.6072 | 2533.903 | 2507.1718 | 2484.0951 | 2288.755 | 2193.9704 | 2193.1299 | 2192.3931 | 2191.6565 | 2190.9202 | 2190.1841 | 2189.4483 | 2188.7127 | 2187.9774
DR8_TotalCost_2025 | [16 empty] | 28.8699 | 6183.9866 | 4895.2496 | 4712.3476 | 4078.0547 | 3708.3414 | 3462.8228 | 2707.6024 | 2649.697 | 2603.5371 | 2565.6072 | 2533.903 | 2507.1718 | 2484.0951 | 2288.755 | 2193.9704 | 2193.1299 | 2192.3931 | 2191.6565 | 2190.9202 | 2190.1841 | 2189.4483 | 2188.7127
DR8_TotalCost_2026 | [17 empty] | 28.8699 | 6183.9866 | 4895.2496 | 4712.3476 | 4078.0547 | 3708.3414 | 3462.8228 | 2707.6024 | 2649.697 | 2603.5371 | 2565.6072 | 2533.903 | 2507.1718 | 2484.0951 | 2288.755 | 2193.9704 | 2193.1299 | 2192.3931 | 2191.6565 | 2190.9202 | 2190.1841 | 2189.4483
DR8_TotalCost_2027 | [18 empty] | 28.8699 | 6183.9866 | 4895.2496 | 4712.3476 | 4078.0547 | 3708.3414 | 3462.8228 | 2707.6024 | 2649.697 | 2603.5371 | 2565.6072 | 2533.903 | 2507.1718 | 2484.0951 | 2288.755 | 2193.9704 | 2193.1299 | 2192.3931 | 2191.6565 | 2190.9202 | 2190.1841
DR8_TotalCost_2028 | [19 empty] | 28.8699 | 6183.9866 | 4895.2496 | 4712.3476 | 4078.0547 | 3708.3414 | 3462.8228 | 2707.6024 | 2649.697 | 2603.5371 | 2565.6072 | 2533.903 | 2507.1718 | 2484.0951 | 2288.755 | 2193.9704 | 2193.1299 | 2192.3931 | 2191.6565 | 2190.9202
DR8_TotalCost_2029 | [20 empty] | 28.8699 | 6183.9866 | 4895.2496 | 4712.3476 | 4078.0547 | 3708.3414 | 3462.8228 | 2707.6024 | 2649.697 | 2603.5371 | 2565.6072 | 2533.903 | 2507.1718 | 2484.0951 | 2288.755 | 2193.9704 | 2193.1299 | 2192.3931 | 2191.6565
DR8_TotalCost_2030 | [21 empty] | 28.8699 | 6183.9866 | 4895.2496 | 4712.3476 | 4078.0547 | 3708.3414 | 3462.8228 | 2707.6024 | 2649.697 | 2603.5371 | 2565.6072 | 2533.903 | 2507.1718 | 2484.0951 | 2288.755 | 2193.9704 | 2193.1299 | 2192.3931
DR8_TotalCost_2031 | [22 empty] | 28.8699 | 6183.9866 | 4895.2496 | 4712.3476 | 4078.0547 | 3708.3414 | 3462.8228 | 2707.6024 | 2649.697 | 2603.5371 | 2565.6072 | 2533.903 | 2507.1718 | 2484.0951 | 2288.755 | 2193.9704 | 2193.1299
DR8_TotalCost_2032 | [11 empty] | 13: 28.8699; 14: 6183.9866; 15: 4895.2496; 16: 4712.3476; 17: 4078.0547; 18: 3708.3414; 19: 3462.8228; 20: 2707.6024; 21: 2649.697; 22: 2603.5371; 23: 2565.6072; 24: 2533.903; 25: 2507.1718; 26: 2484.0951; 27: 2288.755; 28: 2193.9704
DR8_TotalCost_2033 | [11 empty] | 14: 28.8699; 15: 6183.9866; 16: 4895.2496; 17: 4712.3476; 18: 4078.0547; 19: 3708.3414; 20: 3462.8228; 21: 2707.6024; 22: 2649.697; 23: 2603.5371; 24: 2565.6072; 25: 2533.903; 26: 2507.1718; 27: 2484.0951; 28: 2288.755
DR8_TotalCost_2034 | [11 empty] | 15: 28.8699; 16: 6183.9866; 17: 4895.2496; 18: 4712.3476; 19: 4078.0547; 20: 3708.3414; 21: 3462.8228; 22: 2707.6024; 23: 2649.697; 24: 2603.5371; 25: 2565.6072; 26: 2533.903; 27: 2507.1718; 28: 2484.0951
DR8_TotalCost_2035 | [11 empty] | 16: 28.8699; 17: 6183.9866; 18: 4895.2496; 19: 4712.3476; 20: 4078.0547; 21: 3708.3414; 22: 3462.8228; 23: 2707.6024; 24: 2649.697; 25: 2603.5371; 26: 2565.6072; 27: 2533.903; 28: 2507.1718
DR8_TotalCost_2036 | [11 empty] | 17: 28.8699; 18: 6183.9866; 19: 4895.2496; 20: 4712.3476; 21: 4078.0547; 22: 3708.3414; 23: 3462.8228; 24: 2707.6024; 25: 2649.697; 26: 2603.5371; 27: 2565.6072; 28: 2533.903
DR8_TotalCost_2037 | [11 empty] | 18: 28.8699; 19: 6183.9866; 20: 4895.2496; 21: 4712.3476; 22: 4078.0547; 23: 3708.3414; 24: 3462.8228; 25: 2707.6024; 26: 2649.697; 27: 2603.5371; 28: 2565.6072
DR8_TotalCost_2038 | [11 empty] | 19: 28.8699; 20: 6183.9866; 21: 4895.2496; 22: 4712.3476; 23: 4078.0547; 24: 3708.3414; 25: 3462.8228; 26: 2707.6024; 27: 2649.697; 28: 2603.5371
DR8_TotalCost_2039 | [11 empty] | 20: 28.8699; 21: 6183.9866; 22: 4895.2496; 23: 4712.3476; 24: 4078.0547; 25: 3708.3414; 26: 3462.8228; 27: 2707.6024; 28: 2649.697
DR8_TotalCost_2040 | [11 empty] | 21: 28.8699; 22: 6183.9866; 23: 4895.2496; 24: 4712.3476; 25: 4078.0547; 26: 3708.3414; 27: 3462.8228; 28: 2707.6024
DR8_TotalCost_2041 | [11 empty] | 22: 28.8699; 23: 6183.9866; 24: 4895.2496; 25: 4712.3476; 26: 4078.0547; 27: 3708.3414; 28: 3462.8228
DR8_TotalCost_2042 | [11 empty] | 23: 28.8699; 24: 6183.9866; 25: 4895.2496; 26: 4712.3476; 27: 4078.0547; 28: 3708.3414
DR8_TotalCost_2043 | [11 empty] | 24: 28.8699; 25: 6183.9866; 26: 4895.2496; 27: 4712.3476; 28: 4078.0547
DR8_TotalCost_2044 | [11 empty] | 25: 28.8699; 26: 6183.9866; 27: 4895.2496; 28: 4712.3476
DR8_TotalCost_2045 | [11 empty] | 26: 28.8699; 27: 6183.9866; 28: 4895.2496
DR8_TotalCost_2046 | [11 empty] | 27: 28.8699; 28: 6183.9866
DR8_TotalCost_2047 | [11 empty] | 28: 28.8699
DR9_TotalCost_2022 | [13 empty] | 1272.6339 | 4185.4253 | 2411.9646 | 2409.3079 | 1816.3803 | 1519.7646 | 1341.7469 | 630.832 | 631.0107 | 630.8975 | 630.3337 | 629.9409 | 629.6275 | 629.2255 | 628.7127 | 628.2689 | 627.7691 | 627.3824 | 626.996 | 626.6098 | 626.2238 | 625.8381 | 625.4526 | 625.0673 | 625.0673 | 625.0673
DR9_TotalCost_2023 | [14 empty] | 1272.6339 | 4185.4253 | 2411.9646 | 2409.3079 | 1816.3803 | 1519.7646 | 1341.7469 | 630.832 | 631.0107 | 630.8975 | 630.3337 | 629.9409 | 629.6275 | 629.2255 | 628.7127 | 628.2689 | 627.7691 | 627.3824 | 626.996 | 626.6098 | 626.2238 | 625.8381 | 625.4526 | 625.0673 | 625.0673
DR9_TotalCost_2024 | [15 empty] | 1272.6339 | 4185.4253 | 2411.9646 | 2409.3079 | 1816.3803 | 1519.7646 | 1341.7469 | 630.832 | 631.0107 | 630.8975 | 630.3337 | 629.9409 | 629.6275 | 629.2255 | 628.7127 | 628.2689 | 627.7691 | 627.3824 | 626.996 | 626.6098 | 626.2238 | 625.8381 | 625.4526 | 625.0673
DR9_TotalCost_2025 | [16 empty] | 1272.6339 | 4185.4253 | 2411.9646 | 2409.3079 | 1816.3803 | 1519.7646 | 1341.7469 | 630.832 | 631.0107 | 630.8975 | 630.3337 | 629.9409 | 629.6275 | 629.2255 | 628.7127 | 628.2689 | 627.7691 | 627.3824 | 626.996 | 626.6098 | 626.2238 | 625.8381 | 625.4526
DR9_TotalCost_2026 | [17 empty] | 1272.6339 | 4185.4253 | 2411.9646 | 2409.3079 | 1816.3803 | 1519.7646 | 1341.7469 | 630.832 | 631.0107 | 630.8975 | 630.3337 | 629.9409 | 629.6275 | 629.2255 | 628.7127 | 628.2689 | 627.7691 | 627.3824 | 626.996 | 626.6098 | 626.2238 | 625.8381
DR9_TotalCost_2027 | [18 empty] | 1272.6339 | 4185.4253 | 2411.9646 | 2409.3079 | 1816.3803 | 1519.7646 | 1341.7469 | 630.832 | 631.0107 | 630.8975 | 630.3337 | 629.9409 | 629.6275 | 629.2255 | 628.7127 | 628.2689 | 627.7691 | 627.3824 | 626.996 | 626.6098 | 626.2238
DR9_TotalCost_2028 | [19 empty] | 1272.6339 | 4185.4253 | 2411.9646 | 2409.3079 | 1816.3803 | 1519.7646 | 1341.7469 | 630.832 | 631.0107 | 630.8975 | 630.3337 | 629.9409 | 629.6275 | 629.2255 | 628.7127 | 628.2689 | 627.7691 | 627.3824 | 626.996 | 626.6098
DR9_TotalCost_2029 | [20 empty] | 1272.6339 | 4185.4253 | 2411.9646 | 2409.3079 | 1816.3803 | 1519.7646 | 1341.7469 | 630.832 | 631.0107 | 630.8975 | 630.3337 | 629.9409 | 629.6275 | 629.2255 | 628.7127 | 628.2689 | 627.7691 | 627.3824 | 626.996
DR9_TotalCost_2030 | [21 empty] | 1272.6339 | 4185.4253 | 2411.9646 | 2409.3079 | 1816.3803 | 1519.7646 | 1341.7469 | 630.832 | 631.0107 | 630.8975 | 630.3337 | 629.9409 | 629.6275 | 629.2255 | 628.7127 | 628.2689 | 627.7691 | 627.3824
DR9_TotalCost_2031 | [22 empty] | 1272.6339 | 4185.4253 | 2411.9646 | 2409.3079 | 1816.3803 | 1519.7646 | 1341.7469 | 630.832 | 631.0107 | 630.8975 | 630.3337 | 629.9409 | 629.6275 | 629.2255 | 628.7127 | 628.2689 | 627.7691
DR9_TotalCost_2032 | [11 empty] | 13: 1272.6339; 14: 4185.4253; 15: 2411.9646; 16: 2409.3079; 17: 1816.3803; 18: 1519.7646; 19: 1341.7469; 20: 630.832; 21: 631.0107; 22: 630.8975; 23: 630.3337; 24: 629.9409; 25: 629.6275; 26: 629.2255; 27: 628.7127; 28: 628.2689
DR9_TotalCost_2033 | [11 empty] | 14: 1272.6339; 15: 4185.4253; 16: 2411.9646; 17: 2409.3079; 18: 1816.3803; 19: 1519.7646; 20: 1341.7469; 21: 630.832; 22: 631.0107; 23: 630.8975; 24: 630.3337; 25: 629.9409; 26: 629.6275; 27: 629.2255; 28: 628.7127
DR9_TotalCost_2034 | [11 empty] | 15: 1272.6339; 16: 4185.4253; 17: 2411.9646; 18: 2409.3079; 19: 1816.3803; 20: 1519.7646; 21: 1341.7469; 22: 630.832; 23: 631.0107; 24: 630.8975; 25: 630.3337; 26: 629.9409; 27: 629.6275; 28: 629.2255
DR9_TotalCost_2035 | [11 empty] | 16: 1272.6339; 17: 4185.4253; 18: 2411.9646; 19: 2409.3079; 20: 1816.3803; 21: 1519.7646; 22: 1341.7469; 23: 630.832; 24: 631.0107; 25: 630.8975; 26: 630.3337; 27: 629.9409; 28: 629.6275
DR9_TotalCost_2036 | [11 empty] | 17: 1272.6339; 18: 4185.4253; 19: 2411.9646; 20: 2409.3079; 21: 1816.3803; 22: 1519.7646; 23: 1341.7469; 24: 630.832; 25: 631.0107; 26: 630.8975; 27: 630.3337; 28: 629.9409
DR9_TotalCost_2037 | [11 empty] | 18: 1272.6339; 19: 4185.4253; 20: 2411.9646; 21: 2409.3079; 22: 1816.3803; 23: 1519.7646; 24: 1341.7469; 25: 630.832; 26: 631.0107; 27: 630.8975; 28: 630.3337
DR9_TotalCost_2038 | [11 empty] | 19: 1272.6339; 20: 4185.4253; 21: 2411.9646; 22: 2409.3079; 23: 1816.3803; 24: 1519.7646; 25: 1341.7469; 26: 630.832; 27: 631.0107; 28: 630.8975
DR9_TotalCost_2039 | [11 empty] | 20: 1272.6339; 21: 4185.4253; 22: 2411.9646; 23: 2409.3079; 24: 1816.3803; 25: 1519.7646; 26: 1341.7469; 27: 630.832; 28: 631.0107
DR9_TotalCost_2040 | [11 empty] | 21: 1272.6339; 22: 4185.4253; 23: 2411.9646; 24: 2409.3079; 25: 1816.3803; 26: 1519.7646; 27: 1341.7469; 28: 630.832
DR9_TotalCost_2041 | [11 empty] | 22: 1272.6339; 23: 4185.4253; 24: 2411.9646; 25: 2409.3079; 26: 1816.3803; 27: 1519.7646; 28: 1341.7469
DR9_TotalCost_2042 | [11 empty] | 23: 1272.6339; 24: 4185.4253; 25: 2411.9646; 26: 2409.3079; 27: 1816.3803; 28: 1519.7646
DR9_TotalCost_2043 | [11 empty] | 24: 1272.6339; 25: 4185.4253; 26: 2411.9646; 27: 2409.3079; 28: 1816.3803
DR9_TotalCost_2044 | [11 empty] | 25: 1272.6339; 26: 4185.4253; 27: 2411.9646; 28: 2409.3079
DR9_TotalCost_2045 | [11 empty] | 26: 1272.6339; 27: 4185.4253; 28: 2411.9646
DR9_TotalCost_2046 | [11 empty] | 27: 1272.6339; 28: 4185.4253
DR9_TotalCost_2047 | [11 empty] | 28: 1272.6339
DR10_TotalCost_2022 | [13 empty] | 980.823 | 2276.887 | 1313.6508 | 1312.2079 | 990.1656 | 829.0619 | 732.3735 | 346.2477 | 346.3448 | 346.2833 | 345.9771 | 345.7638 | 345.5935 | 345.3752 | 345.0967 | 344.8556 | 344.5842 | 344.3741 | 344.1643 | 343.9545 | 343.7449 | 343.5353 | 343.326 | 343.1167 | 343.1167 | 343.1167
DR10_TotalCost_2023 | [14 empty] | 980.823 | 2276.887 | 1313.6508 | 1312.2079 | 990.1656 | 829.0619 | 732.3735 | 346.2477 | 346.3448 | 346.2833 | 345.9771 | 345.7638 | 345.5935 | 345.3752 | 345.0967 | 344.8556 | 344.5842 | 344.3741 | 344.1643 | 343.9545 | 343.7449 | 343.5353 | 343.326 | 343.1167 | 343.1167
DR10_TotalCost_2024 | [15 empty] | 980.823 | 2276.887 | 1313.6508 | 1312.2079 | 990.1656 | 829.0619 | 732.3735 | 346.2477 | 346.3448 | 346.2833 | 345.9771 | 345.7638 | 345.5935 | 345.3752 | 345.0967 | 344.8556 | 344.5842 | 344.3741 | 344.1643 | 343.9545 | 343.7449 | 343.5353 | 343.326 | 343.1167
DR10_TotalCost_2025 | [16 empty] | 980.823 | 2276.887 | 1313.6508 | 1312.2079 | 990.1656 | 829.0619 | 732.3735 | 346.2477 | 346.3448 | 346.2833 | 345.9771 | 345.7638 | 345.5935 | 345.3752 | 345.0967 | 344.8556 | 344.5842 | 344.3741 | 344.1643 | 343.9545 | 343.7449 | 343.5353 | 343.326
DR10_TotalCost_2026 | [17 empty] | 980.823 | 2276.887 | 1313.6508 | 1312.2079 | 990.1656 | 829.0619 | 732.3735 | 346.2477 | 346.3448 | 346.2833 | 345.9771 | 345.7638 | 345.5935 | 345.3752 | 345.0967 | 344.8556 | 344.5842 | 344.3741 | 344.1643 | 343.9545 | 343.7449 | 343.5353
DR10_TotalCost_2027 | [18 empty] | 980.823 | 2276.887 | 1313.6508 | 1312.2079 | 990.1656 | 829.0619 | 732.3735 | 346.2477 | 346.3448 | 346.2833 | 345.9771 | 345.7638 | 345.5935 | 345.3752 | 345.0967 | 344.8556 | 344.5842 | 344.3741 | 344.1643 | 343.9545 | 343.7449
DR10_TotalCost_2028 | [19 empty] | 980.823 | 2276.887 | 1313.6508 | 1312.2079 | 990.1656 | 829.0619 | 732.3735 | 346.2477 | 346.3448 | 346.2833 | 345.9771 | 345.7638 | 345.5935 | 345.3752 | 345.0967 | 344.8556 | 344.5842 | 344.3741 | 344.1643 | 343.9545
DR10_TotalCost_2029 | [20 empty] | 980.823 | 2276.887 | 1313.6508 | 1312.2079 | 990.1656 | 829.0619 | 732.3735 | 346.2477 | 346.3448 | 346.2833 | 345.9771 | 345.7638 | 345.5935 | 345.3752 | 345.0967 | 344.8556 | 344.5842 | 344.3741 | 344.1643
DR10_TotalCost_2030 | [21 empty] | 980.823 | 2276.887 | 1313.6508 | 1312.2079 | 990.1656 | 829.0619 | 732.3735 | 346.2477 | 346.3448 | 346.2833 | 345.9771 | 345.7638 | 345.5935 | 345.3752 | 345.0967 | 344.8556 | 344.5842 | 344.3741
DR10_TotalCost_2031 | [22 empty] | 980.823 | 2276.887 | 1313.6508 | 1312.2079 | 990.1656 | 829.0619 | 732.3735 | 346.2477 | 346.3448 | 346.2833 | 345.9771 | 345.7638 | 345.5935 | 345.3752 | 345.0967 | 344.8556 | 344.5842
DR10_TotalCost_2032 | [11 empty] | 13: 980.823; 14: 2276.887; 15: 1313.6508; 16: 1312.2079; 17: 990.1656; 18: 829.0619; 19: 732.3735; 20: 346.2477; 21: 346.3448; 22: 346.2833; 23: 345.9771; 24: 345.7638; 25: 345.5935; 26: 345.3752; 27: 345.0967; 28: 344.8556
DR10_TotalCost_2033 | [11 empty] | 14: 980.823; 15: 2276.887; 16: 1313.6508; 17: 1312.2079; 18: 990.1656; 19: 829.0619; 20: 732.3735; 21: 346.2477; 22: 346.3448; 23: 346.2833; 24: 345.9771; 25: 345.7638; 26: 345.5935; 27: 345.3752; 28: 345.0967
DR10_TotalCost_2034 | [11 empty] | 15: 980.823; 16: 2276.887; 17: 1313.6508; 18: 1312.2079; 19: 990.1656; 20: 829.0619; 21: 732.3735; 22: 346.2477; 23: 346.3448; 24: 346.2833; 25: 345.9771; 26: 345.7638; 27: 345.5935; 28: 345.3752
DR10_TotalCost_2035 | [11 empty] | 16: 980.823; 17: 2276.887; 18: 1313.6508; 19: 1312.2079; 20: 990.1656; 21: 829.0619; 22: 732.3735; 23: 346.2477; 24: 346.3448; 25: 346.2833; 26: 345.9771; 27: 345.7638; 28: 345.5935
DR10_TotalCost_2036 | [11 empty] | 17: 980.823; 18: 2276.887; 19: 1313.6508; 20: 1312.2079; 21: 990.1656; 22: 829.0619; 23: 732.3735; 24: 346.2477; 25: 346.3448; 26: 346.2833; 27: 345.9771; 28: 345.7638
DR10_TotalCost_2037 | [11 empty] | 18: 980.823; 19: 2276.887; 20: 1313.6508; 21: 1312.2079; 22: 990.1656; 23: 829.0619; 24: 732.3735; 25: 346.2477; 26: 346.3448; 27: 346.2833; 28: 345.9771
DR10_TotalCost_2038 | [11 empty] | 19: 980.823; 20: 2276.887; 21: 1313.6508; 22: 1312.2079; 23: 990.1656; 24: 829.0619; 25: 732.3735; 26: 346.2477; 27: 346.3448; 28: 346.2833
DR10_TotalCost_2039 | [11 empty] | 20: 980.823; 21: 2276.887; 22: 1313.6508; 23: 1312.2079; 24: 990.1656; 25: 829.0619; 26: 732.3735; 27: 346.2477; 28: 346.3448
DR10_TotalCost_2040 | [11 empty] | 21: 980.823; 22: 2276.887; 23: 1313.6508; 24: 1312.2079; 25: 990.1656; 26: 829.0619; 27: 732.3735; 28: 346.2477
DR10_TotalCost_2041 | [11 empty] | 22: 980.823; 23: 2276.887; 24: 1313.6508; 25: 1312.2079; 26: 990.1656; 27: 829.0619; 28: 732.3735
DR10_TotalCost_2042 | [11 empty] | 23: 980.823; 24: 2276.887; 25: 1313.6508; 26: 1312.2079; 27: 990.1656; 28: 829.0619
DR10_TotalCost_2043 | [11 empty] | 24: 980.823; 25: 2276.887; 26: 1313.6508; 27: 1312.2079; 28: 990.1656
DR10_TotalCost_2044 | [11 empty] | 25: 980.823; 26: 2276.887; 27: 1313.6508; 28: 1312.2079
DR10_TotalCost_2045 | [11 empty] | 26: 980.823; 27: 2276.887; 28: 1313.6508
DR10_TotalCost_2046 | [11 empty] | 27: 980.823; 28: 2276.887
DR10_TotalCost_2047 | [11 empty] | 28: 980.823
DR11_TotalCost_2022 | [13 empty] | 1112.0956 | 1201.8437 | 1201.8437 | 1201.8437 | 1201.8437 | 1201.8437 | 1201.8437 | 1201.8437 | 1201.8437 | 1201.8437 | 1201.8437 | 1201.8437 | 1201.8437 | 1201.8437 | 1201.8437 | 1201.8437 | 1201.8437 | 1201.8437 | 1201.8437 | 1201.8437 | 1201.8437 | 1201.8437 | 1201.8437 | 1201.8437 | 1201.8437 | 1201.8437
DR11_TotalCost_2023 | [14 empty] | 1112.0956 | 1201.8437 | 1201.8437 | 1201.8437 | 1201.8437 | 1201.8437 | 1201.8437 | 1201.8437 | 1201.8437 | 1201.8437 | 1201.8437 | 1201.8437 | 1201.8437 | 1201.8437 | 1201.8437 | 1201.8437 | 1201.8437 | 1201.8437 | 1201.8437 | 1201.8437 | 1201.8437 | 1201.8437 | 1201.8437 | 1201.8437 | 1201.8437
DR11_TotalCost_2024 | [15 empty] | 1112.0956 | 1201.8437 | 1201.8437 | 1201.8437 | 1201.8437 | 1201.8437 | 1201.8437 | 1201.8437 | 1201.8437 | 1201.8437 | 1201.8437 | 1201.8437 | 1201.8437 | 1201.8437 | 1201.8437 | 1201.8437 | 1201.8437 | 1201.8437 | 1201.8437 | 1201.8437 | 1201.8437 | 1201.8437 | 1201.8437 | 1201.8437
DR11_TotalCost_2025 | [16 empty] | 1112.0956 | 1201.8437 | 1201.8437 | 1201.8437 | 1201.8437 | 1201.8437 | 1201.8437 | 1201.8437 | 1201.8437 | 1201.8437 | 1201.8437 | 1201.8437 | 1201.8437 | 1201.8437 | 1201.8437 | 1201.8437 | 1201.8437 | 1201.8437 | 1201.8437 | 1201.8437 | 1201.8437 | 1201.8437 | 1201.8437
DR11_TotalCost_2026 | [17 empty] | 1112.0956 | 1201.8437 | 1201.8437 | 1201.8437 | 1201.8437 | 1201.8437 | 1201.8437 | 1201.8437 | 1201.8437 | 1201.8437 | 1201.8437 | 1201.8437 | 1201.8437 | 1201.8437 | 1201.8437 | 1201.8437 | 1201.8437 | 1201.8437 | 1201.8437 | 1201.8437 | 1201.8437 | 1201.8437
DR11_TotalCost_2027 | [18 empty] | 1112.0956 | 1201.8437 | 1201.8437 | 1201.8437 | 1201.8437 | 1201.8437 | 1201.8437 | 1201.8437 | 1201.8437 | 1201.8437 | 1201.8437 | 1201.8437 | 1201.8437 | 1201.8437 | 1201.8437 | 1201.8437 | 1201.8437 | 1201.8437 | 1201.8437 | 1201.8437 | 1201.8437
DR11_TotalCost_2028 | [19 empty] | 1112.0956 | 1201.8437 | 1201.8437 | 1201.8437 | 1201.8437 | 1201.8437 | 1201.8437 | 1201.8437 | 1201.8437 | 1201.8437 | 1201.8437 | 1201.8437 | 1201.8437 | 1201.8437 | 1201.8437 | 1201.8437 | 1201.8437 | 1201.8437 | 1201.8437 | 1201.8437
DR11_TotalCost_2029 | [20 empty] | 1112.0956 | 1201.8437 | 1201.8437 | 1201.8437 | 1201.8437 | 1201.8437 | 1201.8437 | 1201.8437 | 1201.8437 | 1201.8437 | 1201.8437 | 1201.8437 | 1201.8437 | 1201.8437 | 1201.8437 | 1201.8437 | 1201.8437 | 1201.8437 | 1201.8437
DR11_TotalCost_2030 | [21 empty] | 1112.0956 | 1201.8437 | 1201.8437 | 1201.8437 | 1201.8437 | 1201.8437 | 1201.8437 | 1201.8437 | 1201.8437 | 1201.8437 | 1201.8437 | 1201.8437 | 1201.8437 | 1201.8437 | 1201.8437 | 1201.8437 | 1201.8437 | 1201.8437
DR11_TotalCost_2031 | [22 empty] | 1112.0956 | 1201.8437 | 1201.8437 | 1201.8437 | 1201.8437 | 1201.8437 | 1201.8437 | 1201.8437 | 1201.8437 | 1201.8437 | 1201.8437 | 1201.8437 | 1201.8437 | 1201.8437 | 1201.8437 | 1201.8437 | 1201.8437
DR11_TotalCost_2032 | [11 empty] | 13: 1112.0956; 14: 1201.8437; 15: 1201.8437; 16: 1201.8437; 17: 1201.8437; 18: 1201.8437; 19: 1201.8437; 20: 1201.8437; 21: 1201.8437; 22: 1201.8437; 23: 1201.8437; 24: 1201.8437; 25: 1201.8437; 26: 1201.8437; 27: 1201.8437; 28: 1201.8437
DR11_TotalCost_2033 | [11 empty] | 14: 1112.0956; 15: 1201.8437; 16: 1201.8437; 17: 1201.8437; 18: 1201.8437; 19: 1201.8437; 20: 1201.8437; 21: 1201.8437; 22: 1201.8437; 23: 1201.8437; 24: 1201.8437; 25: 1201.8437; 26: 1201.8437; 27: 1201.8437; 28: 1201.8437
DR11_TotalCost_2034 | [11 empty] | 15: 1112.0956; 16: 1201.8437; 17: 1201.8437; 18: 1201.8437; 19: 1201.8437; 20: 1201.8437; 21: 1201.8437; 22: 1201.8437; 23: 1201.8437; 24: 1201.8437; 25: 1201.8437; 26: 1201.8437; 27: 1201.8437; 28: 1201.8437
DR11_TotalCost_2035 | [11 empty] | 16: 1112.0956; 17: 1201.8437; 18: 1201.8437; 19: 1201.8437; 20: 1201.8437; 21: 1201.8437; 22: 1201.8437; 23: 1201.8437; 24: 1201.8437; 25: 1201.8437; 26: 1201.8437; 27: 1201.8437; 28: 1201.8437
DR11_TotalCost_2036 | [11 empty] | 17: 1112.0956; 18: 1201.8437; 19: 1201.8437; 20: 1201.8437; 21: 1201.8437; 22: 1201.8437; 23: 1201.8437; 24: 1201.8437; 25: 1201.8437; 26: 1201.8437; 27: 1201.8437; 28: 1201.8437
DR11_TotalCost_2037 | [11 empty] | 18: 1112.0956; 19: 1201.8437; 20: 1201.8437; 21: 1201.8437; 22: 1201.8437; 23: 1201.8437; 24: 1201.8437; 25: 1201.8437; 26: 1201.8437; 27: 1201.8437; 28: 1201.8437
DR11_TotalCost_2038 | [11 empty] | 19: 1112.0956; 20: 1201.8437; 21: 1201.8437; 22: 1201.8437; 23: 1201.8437; 24: 1201.8437; 25: 1201.8437; 26: 1201.8437; 27: 1201.8437; 28: 1201.8437
DR11_TotalCost_2039 | [11 empty] | 20: 1112.0956; 21: 1201.8437; 22: 1201.8437; 23: 1201.8437; 24: 1201.8437; 25: 1201.8437; 26: 1201.8437; 27: 1201.8437; 28: 1201.8437
DR11_TotalCost_2040 | [11 empty] | 21: 1112.0956; 22: 1201.8437; 23: 1201.8437; 24: 1201.8437; 25: 1201.8437; 26: 1201.8437; 27: 1201.8437; 28: 1201.8437
DR11_TotalCost_2041 | [11 empty] | 22: 1112.0956; 23: 1201.8437; 24: 1201.8437; 25: 1201.8437; 26: 1201.8437; 27: 1201.8437; 28: 1201.8437
DR11_TotalCost_2042 | [11 empty] | 23: 1112.0956; 24: 1201.8437; 25: 1201.8437; 26: 1201.8437; 27: 1201.8437; 28: 1201.8437
DR11_TotalCost_2043 | [11 empty] | 24: 1112.0956; 25: 1201.8437; 26: 1201.8437; 27: 1201.8437; 28: 1201.8437
DR11_TotalCost_2044 | [11 empty] | 25: 1112.0956; 26: 1201.8437; 27: 1201.8437; 28: 1201.8437
DR11_TotalCost_2045 | [11 empty] | 26: 1112.0956; 27: 1201.8437; 28: 1201.8437
DR11_TotalCost_2046 | [11 empty] | 27: 1112.0956; 28: 1201.8437
DR11_TotalCost_2047 | [11 empty] | 28: 1112.0956
DR12_TotalCost_2022 | [13 empty] | 1141.3613 | 5858.988 | 3554.3737 | 3547.3971 | 2774.7067 | 2397.4794 | 2169.8083 | 1240.7422 | 1258.1234 | 1272.4131 | 1238.4595 | 1225.3564 | 1265.7431 | 1282.3079 | 1254.0019 | 1249.5278 | 1255.6437 | 1264.3832 | 1273.1836 | 1282.0453 | 1290.9686 | 1299.954 | 1309.002 | 1318.1129 | 1318.1129 | 1318.1129
DR12_TotalCost_2023 | [14 empty] | 1141.3613 | 5858.988 | 3554.3737 | 3547.3971 | 2774.7067 | 2397.4794 | 2169.8083 | 1240.7422 | 1258.1234 | 1272.4131 | 1238.4595 | 1225.3564 | 1265.7431 | 1282.3079 | 1254.0019 | 1249.5278 | 1255.6437 | 1264.3832 | 1273.1836 | 1282.0453 | 1290.9686 | 1299.954 | 1309.002 | 1318.1129 | 1318.1129
DR12_TotalCost_2024 | [15 empty] | 1141.3613 | 5858.988 | 3554.3737 | 3547.3971 | 2774.7067 | 2397.4794 | 2169.8083 | 1240.7422 | 1258.1234 | 1272.4131 | 1238.4595 | 1225.3564 | 1265.7431 | 1282.3079 | 1254.0019 | 1249.5278 | 1255.6437 | 1264.3832 | 1273.1836 | 1282.0453 | 1290.9686 | 1299.954 | 1309.002 | 1318.1129
DR12_TotalCost_2025 | [16 empty] | 1141.3613 | 5858.988 | 3554.3737 | 3547.3971 | 2774.7067 | 2397.4794 | 2169.8083 | 1240.7422 | 1258.1234 | 1272.4131 | 1238.4595 | 1225.3564 | 1265.7431 | 1282.3079 | 1254.0019 | 1249.5278 | 1255.6437 | 1264.3832 | 1273.1836 | 1282.0453 | 1290.9686 | 1299.954 | 1309.002
DR12_TotalCost_2026 | [17 empty] | 1141.3613 | 5858.988 | 3554.3737 | 3547.3971 | 2774.7067 | 2397.4794 | 2169.8083 | 1240.7422 | 1258.1234 | 1272.4131 | 1238.4595 | 1225.3564 | 1265.7431 | 1282.3079 | 1254.0019 | 1249.5278 | 1255.6437 | 1264.3832 | 1273.1836 | 1282.0453 | 1290.9686 | 1299.954
DR12_TotalCost_2027 | [18 empty] | 1141.3613 | 5858.988 | 3554.3737 | 3547.3971 | 2774.7067 | 2397.4794 | 2169.8083 | 1240.7422 | 1258.1234 | 1272.4131 | 1238.4595 | 1225.3564 | 1265.7431 | 1282.3079 | 1254.0019 | 1249.5278 | 1255.6437 | 1264.3832 | 1273.1836 | 1282.0453 | 1290.9686
DR12_TotalCost_2028 | [19 empty] | 1141.3613 | 5858.988 | 3554.3737 | 3547.3971 | 2774.7067 | 2397.4794 | 2169.8083 | 1240.7422 | 1258.1234 | 1272.4131 | 1238.4595 | 1225.3564 | 1265.7431 | 1282.3079 | 1254.0019 | 1249.5278 | 1255.6437 | 1264.3832 | 1273.1836 | 1282.0453
DR12_TotalCost_2029 | [20 empty] | 1141.3613 | 5858.988 | 3554.3737 | 3547.3971 | 2774.7067 | 2397.4794 | 2169.8083 | 1240.7422 | 1258.1234 | 1272.4131 | 1238.4595 | 1225.3564 | 1265.7431 | 1282.3079 | 1254.0019 | 1249.5278 | 1255.6437 | 1264.3832 | 1273.1836
DR12_TotalCost_2030 | [21 empty] | 1141.3613 | 5858.988 | 3554.3737 | 3547.3971 | 2774.7067 | 2397.4794 | 2169.8083 | 1240.7422 | 1258.1234 | 1272.4131 | 1238.4595 | 1225.3564 | 1265.7431 | 1282.3079 | 1254.0019 | 1249.5278 | 1255.6437 | 1264.3832
DR12_TotalCost_2031 | [22 empty] | 1141.3613 | 5858.988 | 3554.3737 | 3547.3971 | 2774.7067 | 2397.4794 | 2169.8083 | 1240.7422 | 1258.1234 | 1272.4131 | 1238.4595 | 1225.3564 | 1265.7431 | 1282.3079 | 1254.0019 | 1249.5278 | 1255.6437
DR12_TotalCost_2032 | [11 empty] | 13: 1141.3613; 14: 5858.988; 15: 3554.3737; 16: 3547.3971; 17: 2774.7067; 18: 2397.4794; 19: 2169.8083; 20: 1240.7422; 21: 1258.1234; 22: 1272.4131; 23: 1238.4595; 24: 1225.3564; 25: 1265.7431; 26: 1282.3079; 27: 1254.0019; 28: 1249.5278
DR12_TotalCost_2033 | [11 empty] | 14: 1141.3613; 15: 5858.988; 16: 3554.3737; 17: 3547.3971; 18: 2774.7067; 19: 2397.4794; 20: 2169.8083; 21: 1240.7422; 22: 1258.1234; 23: 1272.4131; 24: 1238.4595; 25: 1225.3564; 26: 1265.7431; 27: 1282.3079; 28: 1254.0019
DR12_TotalCost_2034 | [11 empty] | 15: 1141.3613; 16: 5858.988; 17: 3554.3737; 18: 3547.3971; 19: 2774.7067; 20: 2397.4794; 21: 2169.8083; 22: 1240.7422; 23: 1258.1234; 24: 1272.4131; 25: 1238.4595; 26: 1225.3564; 27: 1265.7431; 28: 1282.3079
DR12_TotalCost_2035 | [11 empty] | 16: 1141.3613; 17: 5858.988; 18: 3554.3737; 19: 3547.3971; 20: 2774.7067; 21: 2397.4794; 22: 2169.8083; 23: 1240.7422; 24: 1258.1234; 25: 1272.4131; 26: 1238.4595; 27: 1225.3564; 28: 1265.7431
DR12_TotalCost_2036 | [11 empty] | 17: 1141.3613; 18: 5858.988; 19: 3554.3737; 20: 3547.3971; 21: 2774.7067; 22: 2397.4794; 23: 2169.8083; 24: 1240.7422; 25: 1258.1234; 26: 1272.4131; 27: 1238.4595; 28: 1225.3564
DR12_TotalCost_2037 | [11 empty] | 18: 1141.3613; 19: 5858.988; 20: 3554.3737; 21: 3547.3971; 22: 2774.7067; 23: 2397.4794; 24: 2169.8083; 25: 1240.7422; 26: 1258.1234; 27: 1272.4131; 28: 1238.4595
DR12_TotalCost_2038 | [11 empty] | 19: 1141.3613; 20: 5858.988; 21: 3554.3737; 22: 3547.3971; 23: 2774.7067; 24: 2397.4794; 25: 2169.8083; 26: 1240.7422; 27: 1258.1234; 28: 1272.4131
DR12_TotalCost_2039 | [11 empty] | 20: 1141.3613; 21: 5858.988; 22: 3554.3737; 23: 3547.3971; 24: 2774.7067; 25: 2397.4794; 26: 2169.8083; 27: 1240.7422; 28: 1258.1234
DR12_TotalCost_2040 | [11 empty] | 21: 1141.3613; 22: 5858.988; 23: 3554.3737; 24: 3547.3971; 25: 2774.7067; 26: 2397.4794; 27: 2169.8083; 28: 1240.7422
DR12_TotalCost_2041 | [11 empty] | 22: 1141.3613; 23: 5858.988; 24: 3554.3737; 25: 3547.3971; 26: 2774.7067; 27: 2397.4794; 28: 2169.8083
DR12_TotalCost_2042 | [11 empty] | 23: 1141.3613; 24: 5858.988; 25: 3554.3737; 26: 3547.3971; 27: 2774.7067; 28: 2397.4794
DR12_TotalCost_2043 | [11 empty] | 24: 1141.3613; 25: 5858.988; 26: 3554.3737; 27: 3547.3971; 28: 2774.7067
DR12_TotalCost_2044 | [11 empty] | 25: 1141.3613; 26: 5858.988; 27: 3554.3737; 28: 3547.3971
DR12_TotalCost_2045 | [11 empty] | 26: 1141.3613; 27: 5858.988; 28: 3554.3737
DR12_TotalCost_2046 | [11 empty] | 27: 1141.3613; 28: 5858.988
DR12_TotalCost_2047 | [11 empty] | 28: 1141.3613
DR13_TotalCost_2022 | [13 empty] | 1965.64 | 10472.8031 | 5229.8342 | 3655.48 | 2447.3007 | 1838.5118 | 1471.9202 | 639.8827 | 632.5832 | 623.0472 | 617.7262 | 614.4109 | 605.8226 | 595.0304 | 587.9564 | 581.6219 | 574.5133 | 566.521 | 558.6399 | 550.8684 | 543.205 | 535.6482 | 528.1966 | 520.8486 | 520.8486 | 520.8486
DR13_TotalCost_2023 | [14 empty] | 1965.64 | 10472.8031 | 5229.8342 | 3655.48 | 2447.3007 | 1838.5118 | 1471.9202 | 639.8827 | 632.5832 | 623.0472 | 617.7262 | 614.4109 | 605.8226 | 595.0304 | 587.9564 | 581.6219 | 574.5133 | 566.521 | 558.6399 | 550.8684 | 543.205 | 535.6482 | 528.1966 | 520.8486 | 520.8486
DR13_TotalCost_2024 | [15 empty] | 1965.64 | 10472.8031 | 5229.8342 | 3655.48 | 2447.3007 | 1838.5118 | 1471.9202 | 639.8827 | 632.5832 | 623.0472 | 617.7262 | 614.4109 | 605.8226 | 595.0304 | 587.9564 | 581.6219 | 574.5133 | 566.521 | 558.6399 | 550.8684 | 543.205 | 535.6482 | 528.1966 | 520.8486
DR13_TotalCost_2025 | [16 empty] | 1965.64 | 10472.8031 | 5229.8342 | 3655.48 | 2447.3007 | 1838.5118 | 1471.9202 | 639.8827 | 632.5832 | 623.0472 | 617.7262 | 614.4109 | 605.8226 | 595.0304 | 587.9564 | 581.6219 | 574.5133 | 566.521 | 558.6399 | 550.8684 | 543.205 | 535.6482 | 528.1966
DR13_TotalCost_2026 | [17 empty] | 1965.64 | 10472.8031 | 5229.8342 | 3655.48 | 2447.3007 | 1838.5118 | 1471.9202 | 639.8827 | 632.5832 | 623.0472 | 617.7262 | 614.4109 | 605.8226 | 595.0304 | 587.9564 | 581.6219 | 574.5133 | 566.521 | 558.6399 | 550.8684 | 543.205 | 535.6482
DR13_TotalCost_2027 | [18 empty] | 1965.64 | 10472.8031 | 5229.8342 | 3655.48 | 2447.3007 | 1838.5118 | 1471.9202 | 639.8827 | 632.5832 | 623.0472 | 617.7262 | 614.4109 | 605.8226 | 595.0304 | 587.9564 | 581.6219 | 574.5133 | 566.521 | 558.6399 | 550.8684 | 543.205
DR13_TotalCost_2028 | [19 empty] | 1965.64 | 10472.8031 | 5229.8342 | 3655.48 | 2447.3007 | 1838.5118 | 1471.9202 | 639.8827 | 632.5832 | 623.0472 | 617.7262 | 614.4109 | 605.8226 | 595.0304 | 587.9564 | 581.6219 | 574.5133 | 566.521 | 558.6399 | 550.8684
DR13_TotalCost_2029 | [20 empty] | 1965.64 | 10472.8031 | 5229.8342 | 3655.48 | 2447.3007 | 1838.5118 | 1471.9202 | 639.8827 | 632.5832 | 623.0472 | 617.7262 | 614.4109 | 605.8226 | 595.0304 | 587.9564 | 581.6219 | 574.5133 | 566.521 | 558.6399
DR13_TotalCost_2030 | [21 empty] | 1965.64 | 10472.8031 | 5229.8342 | 3655.48 | 2447.3007 | 1838.5118 | 1471.9202 | 639.8827 | 632.5832 | 623.0472 | 617.7262 | 614.4109 | 605.8226 | 595.0304 | 587.9564 | 581.6219 | 574.5133 | 566.521
DR13_TotalCost_2031 | [22 empty] | 1965.64 | 10472.8031 | 5229.8342 | 3655.48 | 2447.3007 | 1838.5118 | 1471.9202 | 639.8827 | 632.5832 | 623.0472 | 617.7262 | 614.4109 | 605.8226 | 595.0304 | 587.9564 | 581.6219 | 574.5133
DR13_TotalCost_2032 | [11 empty] | 13: 1965.64; 14: 10472.8031; 15: 5229.8342; 16: 3655.48; 17: 2447.3007; 18: 1838.5118; 19: 1471.9202; 20: 639.8827; 21: 632.5832; 22: 623.0472; 23: 617.7262; 24: 614.4109; 25: 605.8226; 26: 595.0304; 27: 587.9564; 28: 581.6219
DR13_TotalCost_2033 | [11 empty] | 14: 1965.64; 15: 10472.8031; 16: 5229.8342; 17: 3655.48; 18: 2447.3007; 19: 1838.5118; 20: 1471.9202; 21: 639.8827; 22: 632.5832; 23: 623.0472; 24: 617.7262; 25: 614.4109; 26: 605.8226; 27: 595.0304; 28: 587.9564
DR13_TotalCost_2034 | [11 empty] | 15: 1965.64; 16: 10472.8031; 17: 5229.8342; 18: 3655.48; 19: 2447.3007; 20: 1838.5118; 21: 1471.9202; 22: 639.8827; 23: 632.5832; 24: 623.0472; 25: 617.7262; 26: 614.4109; 27: 605.8226; 28: 595.0304
DR13_TotalCost_2035 | [11 empty] | 16: 1965.64; 17: 10472.8031; 18: 5229.8342; 19: 3655.48; 20: 2447.3007; 21: 1838.5118; 22: 1471.9202; 23: 639.8827; 24: 632.5832; 25: 623.0472; 26: 617.7262; 27: 614.4109; 28: 605.8226
DR13_TotalCost_2036 | [11 empty] | 17: 1965.64; 18: 10472.8031; 19: 5229.8342; 20: 3655.48; 21: 2447.3007; 22: 1838.5118; 23: 1471.9202; 24: 639.8827; 25: 632.5832; 26: 623.0472; 27: 617.7262; 28: 614.4109
DR13_TotalCost_2037 | [11 empty] | 18: 1965.64; 19: 10472.8031; 20: 5229.8342; 21: 3655.48; 22: 2447.3007; 23: 1838.5118; 24: 1471.9202; 25: 639.8827; 26: 632.5832; 27: 623.0472; 28: 617.7262
DR13_TotalCost_2038 | [11 empty] | 19: 1965.64; 20: 10472.8031; 21: 5229.8342; 22: 3655.48; 23: 2447.3007; 24: 1838.5118; 25: 1471.9202; 26: 639.8827; 27: 632.5832; 28: 623.0472
DR13_TotalCost_2039 | [11 empty] | 20: 1965.64; 21: 10472.8031; 22: 5229.8342; 23: 3655.48; 24: 2447.3007; 25: 1838.5118; 26: 1471.9202; 27: 639.8827; 28: 632.5832
DR13_TotalCost_2040 | [11 empty] | 21: 1965.64; 22: 10472.8031; 23: 5229.8342; 24: 3655.48; 25: 2447.3007; 26: 1838.5118; 27: 1471.9202; 28: 639.8827
DR13_TotalCost_2041 | [11 empty] | 22: 1965.64; 23: 10472.8031; 24: 5229.8342; 25: 3655.48; 26: 2447.3007; 27: 1838.5118; 28: 1471.9202
DR13_TotalCost_2042 | [11 empty] | 23: 1965.64; 24: 10472.8031; 25: 5229.8342; 26: 3655.48; 27: 2447.3007; 28: 1838.5118
DR13_TotalCost_2043 | [11 empty] | 24: 1965.64; 25: 10472.8031; 26: 5229.8342; 27: 3655.48; 28: 2447.3007
DR13_TotalCost_2044 | [11 empty] | 25: 1965.64; 26: 10472.8031; 27: 5229.8342; 28: 3655.48
DR13_TotalCost_2045 | [11 empty] | 26: 1965.64; 27: 10472.8031; 28: 5229.8342
DR13_TotalCost_2046 | [11 empty] | 27: 1965.64; 28: 10472.8031
DR13_TotalCost_2047 | [11 empty] | 28: 1965.64
DR14_TotalCost_2022 | [13 empty] | 1414.5454 | 9635.2843 | 4805.6811 | 3230.8208 | 2160.68 | 1621.4949 | 1296.8405 | 631.8246 | 624.5053 | 615.0439 | 609.8438 | 606.5882 | 598.1105 | 587.4776 | 580.5411 | 574.321 | 567.3499 | 559.4827 | 551.7246 | 544.0741 | 536.5296 | 529.0898 | 521.7531 | 514.5182 | 514.5182 | 514.5182
DR14_TotalCost_2023 | [14 empty] | 1414.5454 | 9635.2843 | 4805.6811 | 3230.8208 | 2160.68 | 1621.4949 | 1296.8405 | 631.8246 | 624.5053 | 615.0439 | 609.8438 | 606.5882 | 598.1105 | 587.4776 | 580.5411 | 574.321 | 567.3499 | 559.4827 | 551.7246 | 544.0741 | 536.5296 | 529.0898 | 521.7531 | 514.5182 | 514.5182
DR14_TotalCost_2024 | [15 empty] | 1414.5454 | 9635.2843 | 4805.6811 | 3230.8208 | 2160.68 | 1621.4949 | 1296.8405 | 631.8246 | 624.5053 | 615.0439 | 609.8438 | 606.5882 | 598.1105 | 587.4776 | 580.5411 | 574.321 | 567.3499 | 559.4827 | 551.7246 | 544.0741 | 536.5296 | 529.0898 | 521.7531 | 514.5182
DR14_TotalCost_2025 | [16 empty] | 1414.5454 | 9635.2843 | 4805.6811 | 3230.8208 | 2160.68 | 1621.4949 | 1296.8405 | 631.8246 | 624.5053 | 615.0439 | 609.8438 | 606.5882 | 598.1105 | 587.4776 | 580.5411 | 574.321 | 567.3499 | 559.4827 | 551.7246 | 544.0741 | 536.5296 | 529.0898 | 521.7531
DR14_TotalCost_2026 | [17 empty] | 1414.5454 | 9635.2843 | 4805.6811 | 3230.8208 | 2160.68 | 1621.4949 | 1296.8405 | 631.8246 | 624.5053 | 615.0439 | 609.8438 | 606.5882 | 598.1105 | 587.4776 | 580.5411 | 574.321 | 567.3499 | 559.4827 | 551.7246 | 544.0741 | 536.5296 | 529.0898
DR14_TotalCost_2027 | [18 empty] | 1414.5454 | 9635.2843 | 4805.6811 | 3230.8208 | 2160.68 | 1621.4949 | 1296.8405 | 631.8246 | 624.5053 | 615.0439 | 609.8438 | 606.5882 | 598.1105 | 587.4776 | 580.5411 | 574.321 | 567.3499 | 559.4827 | 551.7246 | 544.0741 | 536.5296
DR14_TotalCost_2028 | [19 empty] | 1414.5454 | 9635.2843 | 4805.6811 | 3230.8208 | 2160.68 | 1621.4949 | 1296.8405 | 631.8246 | 624.5053 | 615.0439 | 609.8438 | 606.5882 | 598.1105 | 587.4776 | 580.5411 | 574.321 | 567.3499 | 559.4827 | 551.7246 | 544.0741
DR14_TotalCost_2029 | [20 empty] | 1414.5454 | 9635.2843 | 4805.6811 | 3230.8208 | 2160.68 | 1621.4949 | 1296.8405 | 631.8246 | 624.5053 | 615.0439 | 609.8438 | 606.5882 | 598.1105 | 587.4776 | 580.5411 | 574.321 | 567.3499 | 559.4827 | 551.7246
DR14_TotalCost_2030 | [21 empty] | 1414.5454 | 9635.2843 | 4805.6811 | 3230.8208 | 2160.68 | 1621.4949 | 1296.8405 | 631.8246 | 624.5053 | 615.0439 | 609.8438 | 606.5882 | 598.1105 | 587.4776 | 580.5411 | 574.321 | 567.3499 | 559.4827
DR14_TotalCost_2031 | [22 empty] | 1414.5454 | 9635.2843 | 4805.6811 | 3230.8208 | 2160.68 | 1621.4949 | 1296.8405 | 631.8246 | 624.5053 | 615.0439 | 609.8438 | 606.5882 | 598.1105 | 587.4776 | 580.5411 | 574.321 | 567.3499
DR14_TotalCost_2032 | [11 empty] | 13: 1414.5454; 14: 9635.2843; 15: 4805.6811; 16: 3230.8208; 17: 2160.68; 18: 1621.4949; 19: 1296.8405; 20: 631.8246; 21: 624.5053; 22: 615.0439; 23: 609.8438; 24: 606.5882; 25: 598.1105; 26: 587.4776; 27: 580.5411; 28: 574.321
DR14_TotalCost_2033 | [11 empty] | 14: 1414.5454; 15: 9635.2843; 16: 4805.6811; 17: 3230.8208; 18: 2160.68; 19: 1621.4949; 20: 1296.8405; 21: 631.8246; 22: 624.5053; 23: 615.0439; 24: 609.8438; 25: 606.5882; 26: 598.1105; 27: 587.4776; 28: 580.5411
DR14_TotalCost_2034 | [11 empty] | 15: 1414.5454; 16: 9635.2843; 17: 4805.6811; 18: 3230.8208; 19: 2160.68; 20: 1621.4949; 21: 1296.8405; 22: 631.8246; 23: 624.5053; 24: 615.0439; 25: 609.8438; 26: 606.5882; 27: 598.1105; 28: 587.4776
DR14_TotalCost_2035 | [11 empty] | 16: 1414.5454; 17: 9635.2843; 18: 4805.6811; 19: 3230.8208; 20: 2160.68; 21: 1621.4949; 22: 1296.8405; 23: 631.8246; 24: 624.5053; 25: 615.0439; 26: 609.8438; 27: 606.5882; 28: 598.1105
DR14_TotalCost_2036 | [11 empty] | 17: 1414.5454; 18: 9635.2843; 19: 4805.6811; 20: 3230.8208; 21: 2160.68; 22: 1621.4949; 23: 1296.8405; 24: 631.8246; 25: 624.5053; 26: 615.0439; 27: 609.8438; 28: 606.5882
DR14_TotalCost_2037 | [11 empty] | 18: 1414.5454; 19: 9635.2843; 20: 4805.6811; 21: 3230.8208; 22: 2160.68; 23: 1621.4949; 24: 1296.8405; 25: 631.8246; 26: 624.5053; 27: 615.0439; 28: 609.8438
DR14_TotalCost_2038 | [11 empty] | 19: 1414.5454; 20: 9635.2843; 21: 4805.6811; 22: 3230.8208; 23: 2160.68; 24: 1621.4949; 25: 1296.8405; 26: 631.8246; 27: 624.5053; 28: 615.0439
DR14_TotalCost_2039 | [11 empty] | 20: 1414.5454; 21: 9635.2843; 22: 4805.6811; 23: 3230.8208; 24: 2160.68; 25: 1621.4949; 26: 1296.8405; 27: 631.8246; 28: 624.5053
DR14_TotalCost_2040 | [11 empty] | 21: 1414.5454; 22: 9635.2843; 23: 4805.6811; 24: 3230.8208; 25: 2160.68; 26: 1621.4949; 27: 1296.8405; 28: 631.8246
DR14_TotalCost_2041 | [11 empty] | 22: 1414.5454; 23: 9635.2843; 24: 4805.6811; 25: 3230.8208; 26: 2160.68; 27: 1621.4949; 28: 1296.8405
DR14_TotalCost_2042 | [11 empty] | 23: 1414.5454; 24: 9635.2843; 25: 4805.6811; 26: 3230.8208; 27: 2160.68; 28: 1621.4949
DR14_TotalCost_2043 | [11 empty] | 24: 1414.5454; 25: 9635.2843; 26: 4805.6811; 27: 3230.8208; 28: 2160.68
DR14_TotalCost_2044 | [11 empty] | 25: 1414.5454; 26: 9635.2843; 27: 4805.6811; 28: 3230.8208
DR14_TotalCost_2045 | [11 empty] | 26: 1414.5454; 27: 9635.2843; 28: 4805.6811
DR14_TotalCost_2046 | [11 empty] | 27: 1414.5454; 28: 9635.2843
DR14_TotalCost_2047 | [11 empty] | 28: 1414.5454
DR15_TotalCost_2022 | [13 empty] | 4506.9139 | 29661.9509 | 15801.9255 | 11307.5688 | 9034.4699 | 7702.5465 | 4893.3208 | 4559.6486 | 4390.7342 | 4124.3305 | 3904.8566 | 3723.147 | 3575.5375 | 3453.0474 | 3350.4284 | 3262.8975 | 3184.2422 | 3111.2265 | 3039.8851 | 2970.1795 | 2902.0724 | 2835.5269 | 2770.5074 | 2706.9788 | 2706.9788 | 2706.9788
DR15_TotalCost_2023 | [14 empty] | 4506.9139 | 29661.9509 | 15801.9255 | 11307.5688 | 9034.4699 | 7702.5465 | 4893.3208 | 4559.6486 | 4390.7342 | 4124.3305 | 3904.8566 | 3723.147 | 3575.5375 | 3453.0474 | 3350.4284 | 3262.8975 | 3184.2422 | 3111.2265 | 3039.8851 | 2970.1795 | 2902.0724 | 2835.5269 | 2770.5074 | 2706.9788 | 2706.9788
DR15_TotalCost_2024 | [15 empty] | 4506.9139 | 29661.9509 | 15801.9255 | 11307.5688 | 9034.4699 | 7702.5465 | 4893.3208 | 4559.6486 | 4390.7342 | 4124.3305 | 3904.8566 | 3723.147 | 3575.5375 | 3453.0474 | 3350.4284 | 3262.8975 | 3184.2422 | 3111.2265 | 3039.8851 | 2970.1795 | 2902.0724 | 2835.5269 | 2770.5074 | 2706.9788
DR15_TotalCost_2025 | [16 empty] | 4506.9139 | 29661.9509 | 15801.9255 | 11307.5688 | 9034.4699 | 7702.5465 | 4893.3208 | 4559.6486 | 4390.7342 | 4124.3305 | 3904.8566 | 3723.147 | 3575.5375 | 3453.0474 | 3350.4284 | 3262.8975 | 3184.2422 | 3111.2265 | 3039.8851 | 2970.1795 | 2902.0724 | 2835.5269 | 2770.5074
DR15_TotalCost_2026 | [17 empty] | 4506.9139 | 29661.9509 | 15801.9255 | 11307.5688 | 9034.4699 | 7702.5465 | 4893.3208 | 4559.6486 | 4390.7342 | 4124.3305 | 3904.8566 | 3723.147 | 3575.5375 | 3453.0474 | 3350.4284 | 3262.8975 | 3184.2422 | 3111.2265 | 3039.8851 | 2970.1795 | 2902.0724 | 2835.5269
DR15_TotalCost_2027 | [18 empty] | 4506.9139 | 29661.9509 | 15801.9255 | 11307.5688 | 9034.4699 | 7702.5465 | 4893.3208 | 4559.6486 | 4390.7342 | 4124.3305 | 3904.8566 | 3723.147 | 3575.5375 | 3453.0474 | 3350.4284 | 3262.8975 | 3184.2422 | 3111.2265 | 3039.8851 | 2970.1795 | 2902.0724
DR15_TotalCost_2028 | [19 empty] | 4506.9139 | 29661.9509 | 15801.9255 | 11307.5688 | 9034.4699 | 7702.5465 | 4893.3208 | 4559.6486 | 4390.7342 | 4124.3305 | 3904.8566 | 3723.147 | 3575.5375 | 3453.0474 | 3350.4284 | 3262.8975 | 3184.2422 | 3111.2265 | 3039.8851 | 2970.1795
DR15_TotalCost_2029 | [20 empty] | 4506.9139 | 29661.9509 | 15801.9255 | 11307.5688 | 9034.4699 | 7702.5465 | 4893.3208 | 4559.6486 | 4390.7342 | 4124.3305 | 3904.8566 | 3723.147 | 3575.5375 | 3453.0474 | 3350.4284 | 3262.8975 | 3184.2422 | 3111.2265 | 3039.8851
DR15_TotalCost_2030 | [21 empty] | 4506.9139 | 29661.9509 | 15801.9255 | 11307.5688 | 9034.4699 | 7702.5465 | 4893.3208 | 4559.6486 | 4390.7342 | 4124.3305 | 3904.8566 | 3723.147 | 3575.5375 | 3453.0474 | 3350.4284 | 3262.8975 | 3184.2422 | 3111.2265
DR15_TotalCost_2031 | [22 empty] | 4506.9139 | 29661.9509 | 15801.9255 | 11307.5688 | 9034.4699 | 7702.5465 | 4893.3208 | 4559.6486 | 4390.7342 | 4124.3305 | 3904.8566 | 3723.147 | 3575.5375 | 3453.0474 | 3350.4284 | 3262.8975 | 3184.2422
DR15_TotalCost_2032 | [11 empty] | 13: 4506.9139; 14: 29661.9509; 15: 15801.9255; 16: 11307.5688; 17: 9034.4699; 18: 7702.5465; 19: 4893.3208; 20: 4559.6486; 21: 4390.7342; 22: 4124.3305; 23: 3904.8566; 24: 3723.147; 25: 3575.5375; 26: 3453.0474; 27: 3350.4284; 28: 3262.8975
DR15_TotalCost_2033 | [11 empty] | 14: 4506.9139; 15: 29661.9509; 16: 15801.9255; 17: 11307.5688; 18: 9034.4699; 19: 7702.5465; 20: 4893.3208; 21: 4559.6486; 22: 4390.7342; 23: 4124.3305; 24: 3904.8566; 25: 3723.147; 26: 3575.5375; 27: 3453.0474; 28: 3350.4284
DR15_TotalCost_2034 | [11 empty] | 15: 4506.9139; 16: 29661.9509; 17: 15801.9255; 18: 11307.5688; 19: 9034.4699; 20: 7702.5465; 21: 4893.3208; 22: 4559.6486; 23: 4390.7342; 24: 4124.3305; 25: 3904.8566; 26: 3723.147; 27: 3575.5375; 28: 3453.0474
DR15_TotalCost_2035 | [11 empty] | 16: 4506.9139; 17: 29661.9509; 18: 15801.9255; 19: 11307.5688; 20: 9034.4699; 21: 7702.5465; 22: 4893.3208; 23: 4559.6486; 24: 4390.7342; 25: 4124.3305; 26: 3904.8566; 27: 3723.147; 28: 3575.5375
DR15_TotalCost_2036 | [11 empty] | 17: 4506.9139; 18: 29661.9509; 19: 15801.9255; 20: 11307.5688; 21: 9034.4699; 22: 7702.5465; 23: 4893.3208; 24: 4559.6486; 25: 4390.7342; 26: 4124.3305; 27: 3904.8566; 28: 3723.147
DR15_TotalCost_2037 | [11 empty] | 18: 4506.9139; 19: 29661.9509; 20: 15801.9255; 21: 11307.5688; 22: 9034.4699; 23: 7702.5465; 24: 4893.3208; 25: 4559.6486; 26: 4390.7342; 27: 4124.3305; 28: 3904.8566
DR15_TotalCost_2038 | [11 empty] | 19: 4506.9139; 20: 29661.9509; 21: 15801.9255; 22: 11307.5688; 23: 9034.4699; 24: 7702.5465; 25: 4893.3208; 26: 4559.6486; 27: 4390.7342; 28: 4124.3305
DR15_TotalCost_2039 | [11 empty] | 20: 4506.9139; 21: 29661.9509; 22: 15801.9255; 23: 11307.5688; 24: 9034.4699; 25: 7702.5465; 26: 4893.3208; 27: 4559.6486; 28: 4390.7342
DR15_TotalCost_2040 | [11 empty] | 21: 4506.9139; 22: 29661.9509; 23: 15801.9255; 24: 11307.5688; 25: 9034.4699; 26: 7702.5465; 27: 4893.3208; 28: 4559.6486
DR15_TotalCost_2041 | [11 empty] | 22: 4506.9139; 23: 29661.9509; 24: 15801.9255; 25: 11307.5688; 26: 9034.4699; 27: 7702.5465; 28: 4893.3208
DR15_TotalCost_2042 | [11 empty] | 23: 4506.9139; 24: 29661.9509; 25: 15801.9255; 26: 11307.5688; 27: 9034.4699; 28: 7702.5465
DR15_TotalCost_2043 | [11 empty] | 24: 4506.9139; 25: 29661.9509; 26: 15801.9255; 27: 11307.5688; 28: 9034.4699
DR15_TotalCost_2044 | [11 empty] | 25: 4506.9139; 26: 29661.9509; 27: 15801.9255; 28: 11307.5688
DR15_TotalCost_2045 | [11 empty] | 26: 4506.9139; 27: 29661.9509; 28: 15801.9255
DR15_TotalCost_2046 | [11 empty] | 27: 4506.9139; 28: 29661.9509
DR15_TotalCost_2047 | [11 empty] | 28: 4506.9139
DR16_TotalCost_2022 | [13 empty] | 2253.4569 | 1002.7883 | 1002.7883 | 1002.7883 | 1002.7883 | 1002.7883 | 1002.7883 | 1002.7883 | 1002.7883 | 1002.7883 | 1002.7883 | 1002.7883 | 1002.7883 | 1002.7883 | 1002.7883 | 1002.7883 | 1002.7883 | 1002.7883 | 1002.7883 | 1002.7883 | 1002.7883 | 1002.7883 | 1002.7883 | 1002.7883 | 1002.7883 | 1002.7883
DR16_TotalCost_2023 | [14 empty] | 2253.4569 | 1002.7883 | 1002.7883 | 1002.7883 | 1002.7883 | 1002.7883 | 1002.7883 | 1002.7883 | 1002.7883 | 1002.7883 | 1002.7883 | 1002.7883 | 1002.7883 | 1002.7883 | 1002.7883 | 1002.7883 | 1002.7883 | 1002.7883 | 1002.7883 | 1002.7883 | 1002.7883 | 1002.7883 | 1002.7883 | 1002.7883 | 1002.7883
DR16_TotalCost_2024 | [15 empty] | 2253.4569 | 1002.7883 | 1002.7883 | 1002.7883 | 1002.7883 | 1002.7883 | 1002.7883 | 1002.7883 | 1002.7883 | 1002.7883 | 1002.7883 | 1002.7883 | 1002.7883 | 1002.7883 | 1002.7883 | 1002.7883 | 1002.7883 | 1002.7883 | 1002.7883 | 1002.7883 | 1002.7883 | 1002.7883 | 1002.7883 | 1002.7883
DR16_TotalCost_2025 | [16 empty] | 2253.4569 | 1002.7883 | 1002.7883 | 1002.7883 | 1002.7883 | 1002.7883 | 1002.7883 | 1002.7883 | 1002.7883 | 1002.7883 | 1002.7883 | 1002.7883 | 1002.7883 | 1002.7883 | 1002.7883 | 1002.7883 | 1002.7883 | 1002.7883 | 1002.7883 | 1002.7883 | 1002.7883 | 1002.7883 | 1002.7883
DR16_TotalCost_2026 | [17 empty] | 2253.4569 | 1002.7883 | 1002.7883 | 1002.7883 | 1002.7883 | 1002.7883 | 1002.7883 | 1002.7883 | 1002.7883 | 1002.7883 | 1002.7883 | 1002.7883 | 1002.7883 | 1002.7883 | 1002.7883 | 1002.7883 | 1002.7883 | 1002.7883 | 1002.7883 | 1002.7883 | 1002.7883 | 1002.7883
DR16_TotalCost_2027 | [18 empty] | 2253.4569 | 1002.7883 | 1002.7883 | 1002.7883 | 1002.7883 | 1002.7883 | 1002.7883 | 1002.7883 | 1002.7883 | 1002.7883 | 1002.7883 | 1002.7883 | 1002.7883 | 1002.7883 | 1002.7883 | 1002.7883 | 1002.7883 | 1002.7883 | 1002.7883 | 1002.7883 | 1002.7883
DR16_TotalCost_2028 | [19 empty] | 2253.4569 | 1002.7883 | 1002.7883 | 1002.7883 | 1002.7883 | 1002.7883 | 1002.7883 | 1002.7883 | 1002.7883 | 1002.7883 | 1002.7883 | 1002.7883 | 1002.7883 | 1002.7883 | 1002.7883 | 1002.7883 | 1002.7883 | 1002.7883 | 1002.7883 | 1002.7883
DR16_TotalCost_2029 | [20 empty] | 2253.4569 | 1002.7883 | 1002.7883 | 1002.7883 | 1002.7883 | 1002.7883 | 1002.7883 | 1002.7883 | 1002.7883 | 1002.7883 | 1002.7883 | 1002.7883 | 1002.7883 | 1002.7883 | 1002.7883 | 1002.7883 | 1002.7883 | 1002.7883 | 1002.7883
DR16_TotalCost_2030 | [21 empty] | 2253.4569 | 1002.7883 | 1002.7883 | 1002.7883 | 1002.7883 | 1002.7883 | 1002.7883 | 1002.7883 | 1002.7883 | 1002.7883 | 1002.7883 | 1002.7883 | 1002.7883 | 1002.7883 | 1002.7883 | 1002.7883 | 1002.7883 | 1002.7883
DR16_TotalCost_2031 | [22 empty] | 2253.4569 | 1002.7883 | 1002.7883 | 1002.7883 | 1002.7883 | 1002.7883 | 1002.7883 | 1002.7883 | 1002.7883 | 1002.7883 | 1002.7883 | 1002.7883 | 1002.7883 | 1002.7883 | 1002.7883 | 1002.7883 | 1002.7883
DR16_TotalCost_2032 | [11 empty] | 13: 2253.4569; 14: 1002.7883; 15: 1002.7883; 16: 1002.7883; 17: 1002.7883; 18: 1002.7883; 19: 1002.7883; 20: 1002.7883; 21: 1002.7883; 22: 1002.7883; 23: 1002.7883; 24: 1002.7883; 25: 1002.7883; 26: 1002.7883; 27: 1002.7883; 28: 1002.7883
DR16_TotalCost_2033 | [11 empty] | 14: 2253.4569; 15: 1002.7883; 16: 1002.7883; 17: 1002.7883; 18: 1002.7883; 19: 1002.7883; 20: 1002.7883; 21: 1002.7883; 22: 1002.7883; 23: 1002.7883; 24: 1002.7883; 25: 1002.7883; 26: 1002.7883; 27: 1002.7883; 28: 1002.7883
DR16_TotalCost_2034 | [11 empty] | 15: 2253.4569; 16: 1002.7883; 17: 1002.7883; 18: 1002.7883; 19: 1002.7883; 20: 1002.7883; 21: 1002.7883; 22: 1002.7883; 23: 1002.7883; 24: 1002.7883; 25: 1002.7883; 26: 1002.7883; 27: 1002.7883; 28: 1002.7883
DR16_TotalCost_2035 | [11 empty] | 16: 2253.4569; 17: 1002.7883; 18: 1002.7883; 19: 1002.7883; 20: 1002.7883; 21: 1002.7883; 22: 1002.7883; 23: 1002.7883; 24: 1002.7883; 25: 1002.7883; 26: 1002.7883; 27: 1002.7883; 28: 1002.7883
DR16_TotalCost_2036 | [11 empty] | 17: 2253.4569; 18: 1002.7883; 19: 1002.7883; 20: 1002.7883; 21: 1002.7883; 22: 1002.7883; 23: 1002.7883; 24: 1002.7883; 25: 1002.7883; 26: 1002.7883; 27: 1002.7883; 28: 1002.7883
DR16_TotalCost_2037 | [11 empty] | 18: 2253.4569; 19: 1002.7883; 20: 1002.7883; 21: 1002.7883; 22: 1002.7883; 23: 1002.7883; 24: 1002.7883; 25: 1002.7883; 26: 1002.7883; 27: 1002.7883; 28: 1002.7883
DR16_TotalCost_2038 | [11 empty] | 19: 2253.4569; 20: 1002.7883; 21: 1002.7883; 22: 1002.7883; 23: 1002.7883; 24: 1002.7883; 25: 1002.7883; 26: 1002.7883; 27: 1002.7883; 28: 1002.7883
DR16_TotalCost_2039 | [11 empty] | 20: 2253.4569; 21: 1002.7883; 22: 1002.7883; 23: 1002.7883; 24: 1002.7883; 25: 1002.7883; 26: 1002.7883; 27: 1002.7883; 28: 1002.7883
DR16_TotalCost_2040 | [11 empty] | 21: 2253.4569; 22: 1002.7883; 23: 1002.7883; 24: 1002.7883; 25: 1002.7883; 26: 1002.7883; 27: 1002.7883; 28: 1002.7883
DR16_TotalCost_2041 | [11 empty] | 22: 2253.4569; 23: 1002.7883; 24: 1002.7883; 25: 1002.7883; 26: 1002.7883; 27: 1002.7883; 28: 1002.7883
DR16_TotalCost_2042 | [11 empty] | 23: 2253.4569; 24: 1002.7883; 25: 1002.7883; 26: 1002.7883; 27: 1002.7883; 28: 1002.7883
DR16_TotalCost_2043 | [11 empty] | 24: 2253.4569; 25: 1002.7883; 26: 1002.7883; 27: 1002.7883; 28: 1002.7883
DR16_TotalCost_2044 | [11 empty] | 25: 2253.4569; 26: 1002.7883; 27: 1002.7883; 28: 1002.7883
DR16_TotalCost_2045 | [11 empty] | 26: 2253.4569; 27: 1002.7883; 28: 1002.7883
DR16_TotalCost_2046 | [11 empty] | 27: 2253.4569; 28: 1002.7883
DR16_TotalCost_2047 | [11 empty] | 28: 2253.4569
FramePeaker_FOM_Flex | [11 empty] | yr_FramePeaker_Flex_Annual | yr_FramePeaker_Flex_Annual | yr_FramePeaker_Flex_Annual | yr_FramePeaker_Flex_Annual | yr_FramePeaker_Flex_Annual | yr_FramePeaker_Flex_Annual | yr_FramePeaker_Flex_Annual | yr_FramePeaker_Flex_Annual | yr_FramePeaker_Flex_Annual | yr_FramePeaker_Flex_Annual | yr_FramePeaker_Flex_Annual | yr_FramePeaker_Flex_Annual | yr_FramePeaker_Flex_Annual | yr_FramePeaker_Flex_Annual | yr_FramePeaker_Flex_Annual | yr_FramePeaker_Flex_Annual | yr_FramePeaker_Flex_Annual | yr_FramePeaker_Flex_Annual | yr_FramePeaker_Flex_Annual | yr_FramePeaker_Flex_Annual | yr_FramePeaker_Flex_Annual | yr_FramePeaker_Flex_Annual | yr_FramePeaker_Flex_Annual | yr_FramePeaker_Flex_Annual | yr_FramePeaker_Flex_Annual | yr_FramePeaker_Flex_Annual | yr_FramePeaker_Flex_Annual | yr_FramePeaker_Flex_Annual
RecipPeaker_FOM_GasTrans_Flex | [11 empty] | yr_RecipPeakerGasTrans_Flex_Annual | yr_RecipPeakerGasTrans_Flex_Annual | yr_RecipPeakerGasTrans_Flex_Annual | yr_RecipPeakerGasTrans_Flex_Annual | yr_RecipPeakerGasTrans_Flex_Annual | yr_RecipPeakerGasTrans_Flex_Annual | yr_RecipPeakerGasTrans_Flex_Annual | yr_RecipPeakerGasTrans_Flex_Annual | yr_RecipPeakerGasTrans_Flex_Annual | yr_RecipPeakerGasTrans_Flex_Annual | yr_RecipPeakerGasTrans_Flex_Annual | yr_RecipPeakerGasTrans_Flex_Annual | yr_RecipPeakerGasTrans_Flex_Annual | yr_RecipPeakerGasTrans_Flex_Annual | yr_RecipPeakerGasTrans_Flex_Annual | yr_RecipPeakerGasTrans_Flex_Annual | yr_RecipPeakerGasTrans_Flex_Annual | yr_RecipPeakerGasTrans_Flex_Annual | yr_RecipPeakerGasTrans_Flex_Annual | yr_RecipPeakerGasTrans_Flex_Annual | yr_RecipPeakerGasTrans_Flex_Annual | yr_RecipPeakerGasTrans_Flex_Annual | yr_RecipPeakerGasTrans_Flex_Annual | yr_RecipPeakerGasTrans_Flex_Annual | yr_RecipPeakerGasTrans_Flex_Annual | yr_RecipPeakerGasTrans_Flex_Annual | yr_RecipPeakerGasTrans_Flex_Annual | yr_RecipPeakerGasTrans_Flex_Annual
CCCT_FOM_GasTrans_Flex | [11 empty] | yr_CCCT_FOM_Flex_Annual | yr_CCCT_FOM_Flex_Annual | yr_CCCT_FOM_Flex_Annual | yr_CCCT_FOM_Flex_Annual | yr_CCCT_FOM_Flex_Annual | yr_CCCT_FOM_Flex_Annual | yr_CCCT_FOM_Flex_Annual | yr_CCCT_FOM_Flex_Annual | yr_CCCT_FOM_Flex_Annual | yr_CCCT_FOM_Flex_Annual | yr_CCCT_FOM_Flex_Annual | yr_CCCT_FOM_Flex_Annual | yr_CCCT_FOM_Flex_Annual | yr_CCCT_FOM_Flex_Annual | yr_CCCT_FOM_Flex_Annual | yr_CCCT_FOM_Flex_Annual | yr_CCCT_FOM_Flex_Annual | yr_CCCT_FOM_Flex_Annual | yr_CCCT_FOM_Flex_Annual | yr_CCCT_FOM_Flex_Annual | yr_CCCT_FOM_Flex_Annual | yr_CCCT_FOM_Flex_Annual | yr_CCCT_FOM_Flex_Annual | yr_CCCT_FOM_Flex_Annual | yr_CCCT_FOM_Flex_Annual | yr_CCCT_FOM_Flex_Annual | yr_CCCT_FOM_Flex_Annual | yr_CCCT_FOM_Flex_Annual
LiIon2_Flex | [11 empty] | yr_LiIon2_Flex_Annual | yr_LiIon2_Flex_Annual | yr_LiIon2_Flex_Annual | yr_LiIon2_Flex_Annual | yr_LiIon2_Flex_Annual | yr_LiIon2_Flex_Annual | yr_LiIon2_Flex_Annual | yr_LiIon2_Flex_Annual | yr_LiIon2_Flex_Annual | yr_LiIon2_Flex_Annual | yr_LiIon2_Flex_Annual | yr_LiIon2_Flex_Annual | yr_LiIon2_Flex_Annual | yr_LiIon2_Flex_Annual | yr_LiIon2_Flex_Annual | yr_LiIon2_Flex_Annual | yr_LiIon2_Flex_Annual | yr_LiIon2_Flex_Annual | yr_LiIon2_Flex_Annual | yr_LiIon2_Flex_Annual | yr_LiIon2_Flex_Annual | yr_LiIon2_Flex_Annual | yr_LiIon2_Flex_Annual | yr_LiIon2_Flex_Annual | yr_LiIon2_Flex_Annual | yr_LiIon2_Flex_Annual | yr_LiIon2_Flex_Annual | yr_LiIon2_Flex_Annual
LiIon4_Flex | [11 empty] | yr_LiIon4_Flex_Annual | yr_LiIon4_Flex_Annual | yr_LiIon4_Flex_Annual | yr_LiIon4_Flex_Annual | yr_LiIon4_Flex_Annual | yr_LiIon4_Flex_Annual | yr_LiIon4_Flex_Annual | yr_LiIon4_Flex_Annual | yr_LiIon4_Flex_Annual | yr_LiIon4_Flex_Annual | yr_LiIon4_Flex_Annual | yr_LiIon4_Flex_Annual | yr_LiIon4_Flex_Annual | yr_LiIon4_Flex_Annual | yr_LiIon4_Flex_Annual | yr_LiIon4_Flex_Annual | yr_LiIon4_Flex_Annual | yr_LiIon4_Flex_Annual | yr_LiIon4_Flex_Annual | yr_LiIon4_Flex_Annual | yr_LiIon4_Flex_Annual | yr_LiIon4_Flex_Annual | yr_LiIon4_Flex_Annual | yr_LiIon4_Flex_Annual | yr_LiIon4_Flex_Annual | yr_LiIon4_Flex_Annual | yr_LiIon4_Flex_Annual | yr_LiIon4_Flex_Annual
Flow4_Flex | [11 empty] | yr_Flow4_Flex_Annual | yr_Flow4_Flex_Annual | yr_Flow4_Flex_Annual | yr_Flow4_Flex_Annual | yr_Flow4_Flex_Annual | yr_Flow4_Flex_Annual | yr_Flow4_Flex_Annual | yr_Flow4_Flex_Annual | yr_Flow4_Flex_Annual | yr_Flow4_Flex_Annual | yr_Flow4_Flex_Annual | yr_Flow4_Flex_Annual | yr_Flow4_Flex_Annual | yr_Flow4_Flex_Annual | yr_Flow4_Flex_Annual | yr_Flow4_Flex_Annual | yr_Flow4_Flex_Annual | yr_Flow4_Flex_Annual | yr_Flow4_Flex_Annual | yr_Flow4_Flex_Annual | yr_Flow4_Flex_Annual | yr_Flow4_Flex_Annual | yr_Flow4_Flex_Annual | yr_Flow4_Flex_Annual | yr_Flow4_Flex_Annual | yr_Flow4_Flex_Annual | yr_Flow4_Flex_Annual | yr_Flow4_Flex_Annual
FLow6_Flex | [11 empty] | yr_FLow6_Flex_Annual | yr_FLow6_Flex_Annual | yr_FLow6_Flex_Annual | yr_FLow6_Flex_Annual | yr_FLow6_Flex_Annual | yr_FLow6_Flex_Annual | yr_FLow6_Flex_Annual | yr_FLow6_Flex_Annual | yr_FLow6_Flex_Annual | yr_FLow6_Flex_Annual | yr_FLow6_Flex_Annual | yr_FLow6_Flex_Annual | yr_FLow6_Flex_Annual | yr_FLow6_Flex_Annual | yr_FLow6_Flex_Annual | yr_FLow6_Flex_Annual | yr_FLow6_Flex_Annual | yr_FLow6_Flex_Annual | yr_FLow6_Flex_Annual | yr_FLow6_Flex_Annual | yr_FLow6_Flex_Annual | yr_FLow6_Flex_Annual | yr_FLow6_Flex_Annual | yr_FLow6_Flex_Annual | yr_FLow6_Flex_Annual | yr_FLow6_Flex_Annual | yr_FLow6_Flex_Annual | yr_FLow6_Flex_Annual
PHSEFixedTx_Flex | [11 empty] | yr_PHSEFixedTx_Flex_Annual | yr_PHSEFixedTx_Flex_Annual | yr_PHSEFixedTx_Flex_Annual | yr_PHSEFixedTx_Flex_Annual | yr_PHSEFixedTx_Flex_Annual | yr_PHSEFixedTx_Flex_Annual | yr_PHSEFixedTx_Flex_Annual | yr_PHSEFixedTx_Flex_Annual | yr_PHSEFixedTx_Flex_Annual | yr_PHSEFixedTx_Flex_Annual | yr_PHSEFixedTx_Flex_Annual | yr_PHSEFixedTx_Flex_Annual | yr_PHSEFixedTx_Flex_Annual | yr_PHSEFixedTx_Flex_Annual | yr_PHSEFixedTx_Flex_Annual | yr_PHSEFixedTx_Flex_Annual | yr_PHSEFixedTx_Flex_Annual | yr_PHSEFixedTx_Flex_Annual | yr_PHSEFixedTx_Flex_Annual | yr_PHSEFixedTx_Flex_Annual | yr_PHSEFixedTx_Flex_Annual | yr_PHSEFixedTx_Flex_Annual | yr_PHSEFixedTx_Flex_Annual | yr_PHSEFixedTx_Flex_Annual | yr_PHSEFixedTx_Flex_Annual | yr_PHSEFixedTx_Flex_Annual | yr_PHSEFixedTx_Flex_Annual | yr_PHSEFixedTx_Flex_Annual
FramePeaker_SCCAdder | [11 empty] | 630.0978 | 614.7295 | 599.7361 | 585.1084 | 570.8375 | 664.8977 | 648.6806 | 632.8592 | 617.4236 | 602.3645 | 587.6726 | 573.3392 | 559.3553 | 545.7125 | 532.4024 | 519.417 | 506.7483 | 494.3886 | 482.3303 | 470.5662 | 459.0889 | 447.8916 | 436.9675 | 426.3097 | 415.9119 | 405.7677 | 395.8709 | 386.2156
RecipPeaker_SCCAdder | [11 empty] | 1613.6253 | 1574.2686 | 1535.8718 | 1498.4115 | 1461.8649 | 1753.5018 | 1710.7334 | 1669.0082 | 1628.3007 | 1588.586 | 1549.84 | 1512.0391 | 1475.1601 | 1439.1806 | 1404.0786 | 1369.8328 | 1336.4222 | 1303.8265 | 1272.0259 | 1241.0009 | 1210.7326 | 1181.2025 | 1152.3927 | 1124.2855 | 1096.8639 | 1070.1112 | 1044.0109 | 1018.5472
CCCT_SCCAdder | [11 empty] | 2005.2797 | 1956.3705 | 1908.6541 | 1862.1016 | 1816.6845 | 2177.3414 | 2124.2355 | 2072.4249 | 2021.878 | 1972.5639 | 1924.4525 | 1877.5147 | 1831.7216 | 1787.0455 | 1743.459 | 1700.9356 | 1659.4494 | 1618.975 | 1579.4878 | 1540.9637 | 1503.3792 | 1466.7115 | 1430.938 | 1396.0371 | 1361.9874 | 1328.7682 | 1296.3592 | 1264.7407
PSERPS_CETA | PSE CETA Need MWh | [8 empty] | 0 | 0 | 0 | 0 | 0 | 0 | 420117.3058 | 1626157.8058 | 2666084.7987 | 3979175.2767 | 5275550.0271 | 6429702.7983 | 7632507.0862 | 8129609.4081 | 9037357.1185 | 9517688.6708 | 9962262.338 | 10674830.8605 | 11446098.7746 | 12088006.773 | 12752179.5328 | 13290163.098 | 13856142.9432 | 14435804.8159 | 15349519.337 | 16391712.1866 | 18228169.6265 | 18797943.6187 | 18797943.6187 | 18797943.6187
WindPTC | [11 empty] | 5: yr_WindPTC 2024; 6: yr_WindPTC 2025
WindPTC 2024 | [15 empty] | -15.7195 | -15.592 | -15.4655 | -15.3401 | -15.2157 | -15.0923 | -14.9699 | -14.8485 | -14.728 | -14.6086 | 0 | 0 | 0 | 0 | 0 | 0 | 0 | 0 | 0 | 0 | 0 | 0 | 0 | 0
WindPTC 2025 | [16 empty] | -15.592 | -15.4655 | -15.3401 | -15.2157 | -15.0923 | -14.9699 | -14.8485 | -14.728 | -14.6086 | 0 | 0 | 0 | 0 | 0 | 0 | 0 | 0 | 0 | 0 | 0 | 0 | 0 | 0
CO2_SCC | [9 empty] | 54.8806 | 55.7952 | 56.7099 | 57.6246 | 58.5393 | 59.4539 | 60.3686 | 62.198 | 63.1126 | 64.0273 | 64.942 | 65.8567 | 66.7713 | 67.686 | 68.6007 | 69.5154 | 70.43 | 71.3447 | 72.2594 | 74.0887 | 75.0034 | 75.9181 | 76.8328 | 77.7475 | 78.6621 | 79.5768 | 80.4915 | 81.4062 | 82.3208 | 84.1502
MidC_PSE_SCC | [9 empty] | 26.4365 | 26.8771 | 27.3177 | 27.7583 | 28.1989 | 28.6395 | 29.0801 | 29.9613 | 30.402 | 30.8426 | 31.2832 | 31.7238 | 32.1644 | 32.605 | 33.0456 | 33.4862 | 33.9268 | 34.3674 | 34.808 | 35.6893 | 36.1299 | 36.5705 | 37.0111 | 37.4517 | 37.8923 | 38.3329 | 38.7735 | 39.2141 | 39.6547 | 40.5359
BaseNoCO2_WECC_average | tons/mwh | [10 empty] | 0.2933 | 0.2582 | 0.2437 | 0.2375 | 0.2284 | 0.2264 | 0.2352 | 0.2394 | 0.2466 | 0.2489 | 0.2488 | 0.2502 | 0.2492 | 0.2498 | 0.2527 | 0.2601 | 0.2628 | 0.2659 | 0.2597 | 0.2605 | 0.2605 | 0.2605 | 1.2605 | 2.2605 | 3.2605 | 4.2605 | 5.2605 | 6.2605
ReliableCapacity_Frame | [11 empty] | 236.9414 | 236.9414 | 236.9414 | 236.9414 | 236.9414 | 236.9414 | 236.9414 | 236.9414 | 236.9414 | 236.9414 | 236.9414 | 236.9414 | 236.9414 | 236.9414 | 236.9414 | 236.9414 | 236.9414 | 236.9414 | 236.9414 | 236.9414 | 236.9414 | 236.9414 | 236.9414 | 236.9414 | 236.9414 | 236.9414 | 236.9414 | 236.9414
ReliableCapacity_Recip | [11 empty] | 18.249 | 18.249 | 18.249 | 18.249 | 18.249 | 18.249 | 18.249 | 18.249 | 18.249 | 18.249 | 18.249 | 18.249 | 18.249 | 18.249 | 18.249 | 18.249 | 18.249 | 18.249 | 18.249 | 18.249 | 18.249 | 18.249 | 18.249 | 18.249 | 18.249 | 18.249 | 18.249 | 18.249
ReliableCapacity_CCCT | [11 empty] | 367.1655 | 367.1655 | 367.1655 | 367.1655 | 367.1655 | 367.1655 | 367.1655 | 367.1655 | 367.1655 | 367.1655 | 367.1655 | 367.1655 | 367.1655 | 367.1655 | 367.1655 | 367.1655 | 367.1655 | 367.1655 | 367.1655 | 367.1655 | 367.1655 | 367.1655 | 367.1655 | 367.1655 | 367.1655 | 367.1655 | 367.1655 | 367.1655
ReliableCapacity_Biomass | [12 empty] | 0 | 0 | 0 | 0 | 0 | 0 | 0 |  | 0 | 0 | 0 | 0 | 0 | 0 | 0 | 0 | 0 | 0 | 0 | 0 | 0 | 0 | 0 | 0 | 0 | 0 | 0
ReliableCapacity_LiIon2Hr | [11 empty] | 3.1 | 3.1 | 3.1 | 3.1 | 3.1 | 3.1 | 3.1 | 3.1 | 3.1 | 3.1 | 3.1 | 3.95 | 3.95 | 3.95 | 3.95 | 3.95 | 3.95 | 3.95 | 3.95 | 3.95 | 3.95 | 3.95 | 3.95 | 3.95 | 3.95 | 3.95 | 3.95 | 3.95
ReliableCapacity_LiIon4Hr | [11 empty] | 6.2 | 6.2 | 6.2 | 6.2 | 6.2 | 6.2 | 6.2 | 6.2 | 6.2 | 6.2 | 6.2 | 7.45 | 7.45 | 7.45 | 7.45 | 7.45 | 7.45 | 7.45 | 7.45 | 7.45 | 7.45 | 7.45 | 7.45 | 7.45 | 7.45 | 7.45 | 7.45 | 7.45
ReliableCapacity_Flow4Hr | [11 empty] | 5.55 | 5.55 | 5.55 | 5.55 | 5.55 | 5.55 | 5.55 | 5.55 | 5.55 | 5.55 | 5.55 | 6.85 | 6.85 | 6.85 | 6.85 | 6.85 | 6.85 | 6.85 | 6.85 | 6.85 | 6.85 | 6.85 | 6.85 | 6.85 | 6.85 | 6.85 | 6.85 | 6.85
ReliableCapacity_Flow6Hr | [11 empty] | 7.45 | 7.45 | 7.45 | 7.45 | 7.45 | 7.45 | 7.45 | 7.45 | 7.45 | 7.45 | 7.45 | 8.9 | 8.9 | 8.9 | 8.9 | 8.9 | 8.9 | 8.9 | 8.9 | 8.9 | 8.9 | 8.9 | 8.9 | 8.9 | 8.9 | 8.9 | 8.9 | 8.9
ReliableCapacity_PHES | [11 empty] | 9.3 | 9.3 | 9.3 | 9.3 | 9.3 | 9.3 | 9.3 | 9.3 | 9.3 | 9.3 | 9.3 | 10.95 | 10.95 | 10.95 | 10.95 | 10.95 | 10.95 | 10.95 | 10.95 | 10.95 | 10.95 | 10.95 | 10.95 | 10.95 | 10.95 | 10.95 | 10.95 | 10.95
ReliableCapacity_WASolar_200 | yr_ReliableCapacity_WASolar_200 | [10 empty] | 4.8 | 4.8 | 4.8 | 4.8 | 4.8 | 4.8 | 4.8 | 4.8 | 4.8 | 4.8 | 4.8 | 3.5 | 3.5 | 3.5 | 3.5 | 3.5 | 3.5 | 3.5 | 3.5 | 3.5 | 3.5 | 3.5 | 3.5 | 3.5 | 3.5 | 3.5 | 3.5 | 3.5
ReliableCapacity_WASolar_400 | yr_ReliableCapacity_WASolar_400 | [10 empty] | 4.25 | 4.25 | 4.25 | 4.25 | 4.25 | 4.25 | 4.25 | 4.25 | 4.25 | 4.25 | 4.25 | 3.35 | 3.35 | 3.35 | 3.35 | 3.35 | 3.35 | 3.35 | 3.35 | 3.35 | 3.35 | 3.35 | 3.35 | 3.5 | 3.5 | 3.5 | 3.5 | 3.5
ReliableCapacity_WASolar_600 | yr_ReliableCapacity_WASolar_600 | [10 empty] | 3.6333 | 3.6333 | 3.6333 | 3.6333 | 3.6333 | 3.6333 | 3.6333 | 3.6333 | 3.6333 | 3.6333 | 3.6333 | 3.1667 | 3.1667 | 3.1667 | 3.1667 | 3.1667 | 3.1667 | 3.1667 | 3.1667 | 3.1667 | 3.1667 | 3.1667 | 3.1667 | 3.5 | 3.5 | 3.5 | 3.5 | 3.5
ReliableCapacity_WASolar_800 | yr_ReliableCapacity_WASolar_800 | [10 empty] | 3.025 | 3.025 | 3.025 | 3.025 | 3.025 | 3.025 | 3.025 | 3.025 | 3.025 | 3.025 | 3.025 | 2.725 | 2.725 | 2.725 | 2.725 | 2.725 | 2.725 | 2.725 | 2.725 | 2.725 | 2.725 | 2.725 | 2.725 | 3.5 | 3.5 | 3.5 | 3.5 | 3.5
ReliableCapacity_WASolar_1000 | yr_ReliableCapacity_WASolar_1000 | [10 empty] | 2.64 | 2.64 | 2.64 | 2.64 | 2.64 | 2.64 | 2.64 | 2.64 | 2.64 | 2.64 | 2.64 | 2.26 | 2.26 | 2.26 | 2.26 | 2.26 | 2.26 | 2.26 | 2.26 | 2.26 | 2.26 | 2.26 | 2.26 | 3.5 | 3.5 | 3.5 | 3.5 | 3.5
ReliableCapacity_WASolar_1200 | yr_ReliableCapacity_WASolar_1200 | [10 empty] | 2.3167 | 2.3167 | 2.3167 | 2.3167 | 2.3167 | 2.3167 | 2.3167 | 2.3167 | 2.3167 | 2.3167 | 2.3167 | 1.95 | 1.95 | 1.95 | 1.95 | 1.95 | 1.95 | 1.95 | 1.95 | 1.95 | 1.95 | 1.95 | 1.95 | 3.5 | 3.5 | 3.5 | 3.5 | 3.5
ReliableCapacity_WASolar_1400 | yr_ReliableCapacity_WASolar_1400 | [10 empty] | 2.1286 | 2.1286 | 2.1286 | 2.1286 | 2.1286 | 2.1286 | 2.1286 | 2.1286 | 2.1286 | 2.1286 | 2.1286 | 1.7571 | 1.7571 | 1.7571 | 1.7571 | 1.7571 | 1.7571 | 1.7571 | 1.7571 | 1.7571 | 1.7571 | 1.7571 | 1.7571 | 3.5 | 3.5 | 3.5 | 3.5 | 3.5
ReliableCapacity_WASolar_1600 | yr_ReliableCapacity_WASolar_1600 | [10 empty] | 1.9125 | 1.9125 | 1.9125 | 1.9125 | 1.9125 | 1.9125 | 1.9125 | 1.9125 | 1.9125 | 1.9125 | 1.9125 | 1.6 | 1.6 | 1.6 | 1.6 | 1.6 | 1.6 | 1.6 | 1.6 | 1.6 | 1.6 | 1.6 | 1.6 | 3.5 | 3.5 | 3.5 | 3.5 | 3.5
ReliableCapacity_WASolar_1800 | yr_ReliableCapacity_WASolar_1800 | [10 empty] | 1.7444 | 1.7444 | 1.7444 | 1.7444 | 1.7444 | 1.7444 | 1.7444 | 1.7444 | 1.7444 | 1.7444 | 1.7444 | 1.4444 | 1.4444 | 1.4444 | 1.4444 | 1.4444 | 1.4444 | 1.4444 | 1.4444 | 1.4444 | 1.4444 | 1.4444 | 1.4444 | 3.5 | 3.5 | 3.5 | 3.5 | 3.5
ReliableCapacity_WASolar_2000 | yr_ReliableCapacity_WASolar_2000 | [10 empty] | 1.59 | 1.59 | 1.59 | 1.59 | 1.59 | 1.59 | 1.59 | 1.59 | 1.59 | 1.59 | 1.59 | 1.3 | 1.3 | 1.3 | 1.3 | 1.3 | 1.3 | 1.3 | 1.3 | 1.3 | 1.3 | 1.3 | 1.3 | 3.5 | 3.5 | 3.5 | 3.5 | 3.5
ReliableCapacity_WAWind_200 | yr_ReliableCapacity_WAWind_200 | [10 empty] | 15.1 | 15.1 | 15.1 | 15.1 | 15.1 | 15.1 | 15.1 | 15.1 | 15.1 | 15.1 | 15.1 | 15.2 | 15.2 | 15.2 | 15.2 | 15.2 | 15.2 | 15.2 | 15.2 | 15.2 | 15.2 | 15.2 | 15.2 | 3.5 | 3.5 | 3.5 | 3.5 | 3.5
ReliableCapacity_WAWind_400 | yr_ReliableCapacity_WAWind_400 | [10 empty] | 11.65 | 11.65 | 11.65 | 11.65 | 11.65 | 11.65 | 11.65 | 11.65 | 11.65 | 11.65 | 11.65 | 12.05 | 12.05 | 12.05 | 12.05 | 12.05 | 12.05 | 12.05 | 12.05 | 12.05 | 12.05 | 12.05 | 12.05 | 12.05 | 12.05 | 12.05 | 12.05 | 12.05
ReliableCapacity_WAWind_600 | yr_ReliableCapacity_WAWind_600 | [10 empty] | 9.2333 | 9.2333 | 9.2333 | 9.2333 | 9.2333 | 9.2333 | 9.2333 | 9.2333 | 9.2333 | 9.2333 | 9.2333 | 10.2333 | 10.2333 | 10.2333 | 10.2333 | 10.2333 | 10.2333 | 10.2333 | 10.2333 | 10.2333 | 10.2333 | 10.2333 | 10.2333 | 10.2333 | 10.2333 | 10.2333 | 10.2333 | 10.2333
ReliableCapacity_WAWind_800 | yr_ReliableCapacity_WAWind_800 | [10 empty] | 7.95 | 7.95 | 7.95 | 7.95 | 7.95 | 7.95 | 7.95 | 7.95 | 7.95 | 7.95 | 7.95 | 8.525 | 8.525 | 8.525 | 8.525 | 8.525 | 8.525 | 8.525 | 8.525 | 8.525 | 8.525 | 8.525 | 8.525 | 8.525 | 8.525 | 8.525 | 8.525 | 8.525
ReliableCapacity_WAWind_1000 | yr_ReliableCapacity_WAWind_1000 | [10 empty] | 6.92 | 6.92 | 6.92 | 6.92 | 6.92 | 6.92 | 6.92 | 6.92 | 6.92 | 6.92 | 6.92 | 7.7 | 7.7 | 7.7 | 7.7 | 7.7 | 7.7 | 7.7 | 7.7 | 7.7 | 7.7 | 7.7 | 7.7 | 7.7 | 7.7 | 7.7 | 7.7 | 7.7
ReliableCapacity_WAWind_1200 | yr_ReliableCapacity_WAWind_1200 | [10 empty] | 6.2167 | 6.2167 | 6.2167 | 6.2167 | 6.2167 | 6.2167 | 6.2167 | 6.2167 | 6.2167 | 6.2167 | 6.2167 | 6.9667 | 6.9667 | 6.9667 | 6.9667 | 6.9667 | 6.9667 | 6.9667 | 6.9667 | 6.9667 | 6.9667 | 6.9667 | 6.9667 | 6.9667 | 6.9667 | 6.9667 | 6.9667 | 6.9667
ReliableCapacity_WAWind_1400 | yr_ReliableCapacity_WAWind_1400 | [10 empty] | 5.7143 | 5.7143 | 5.7143 | 5.7143 | 5.7143 | 5.7143 | 5.7143 | 5.7143 | 5.7143 | 5.7143 | 5.7143 | 6.3143 | 6.3143 | 6.3143 | 6.3143 | 6.3143 | 6.3143 | 6.3143 | 6.3143 | 6.3143 | 6.3143 | 6.3143 | 6.3143 | 6.3143 | 6.3143 | 6.3143 | 6.3143 | 6.3143
ReliableCapacity_WAWind_1600 | yr_ReliableCapacity_WAWind_1600 | [10 empty] | 5.275 | 5.275 | 5.275 | 5.275 | 5.275 | 5.275 | 5.275 | 5.275 | 5.275 | 5.275 | 5.275 | 5.9375 | 5.9375 | 5.9375 | 5.9375 | 5.9375 | 5.9375 | 5.9375 | 5.9375 | 5.9375 | 5.9375 | 5.9375 | 5.9375 | 5.9375 | 5.9375 | 5.9375 | 5.9375 | 5.9375
ReliableCapacity_WAWind_1800 | yr_ReliableCapacity_WAWind_1800 | [10 empty] | 4.8667 | 4.8667 | 4.8667 | 4.8667 | 4.8667 | 4.8667 | 4.8667 | 4.8667 | 4.8667 | 4.8667 | 4.8667 | 5.4667 | 5.4667 | 5.4667 | 5.4667 | 5.4667 | 5.4667 | 5.4667 | 5.4667 | 5.4667 | 5.4667 | 5.4667 | 5.4667 | 5.4667 | 5.4667 | 5.4667 | 5.4667 | 5.4667
ReliableCapacity_WAWind_2000 | yr_ReliableCapacity_WAWind_2000 | [10 empty] | 4.5 | 4.5 | 4.5 | 4.5 | 4.5 | 4.5 | 4.5 | 4.5 | 4.5 | 4.5 | 4.5 | 5.16 | 5.16 | 5.16 | 5.16 | 5.16 | 5.16 | 5.16 | 5.16 | 5.16 | 5.16 | 5.16 | 5.16 | 5.16 | 5.16 | 5.16 | 5.16 | 5.16
ReliableCapacity_WAWindOffshore | [11 empty] | 48.4 | 48.4 | 48.4 | 48.4 | 48.4 | 48.4 | 48.4 | 48.4 | 48.4 | 48.4 | 48.4 | 46.6 | 46.6 | 46.6 | 46.6 | 46.6 | 46.6 | 46.6 | 46.6 | 46.6 | 46.6 | 46.6 | 46.6 | 46.6 | 46.6 | 46.6 | 46.6 | 46.6
ReliableCapacity_MTWindEastern | [11 empty] | 43.6 | 43.6 | 43.6 | 43.6 | 43.6 | 43.6 | 43.6 | 43.6 | 43.6 | 43.6 | 43.6 | 47.8 | 47.8 | 47.8 | 47.8 | 47.8 | 47.8 | 47.8 | 47.8 | 47.8 | 47.8 | 47.8 | 47.8 | 47.8 | 47.8 | 47.8 | 47.8 | 47.8
ReliableCapacity_MTWindCentral | [11 empty] | 60.2 | 60.2 | 60.2 | 60.2 | 60.2 | 60.2 | 60.2 | 60.2 | 60.2 | 60.2 | 60.2 | 62.6 | 62.6 | 62.6 | 62.6 | 62.6 | 62.6 | 62.6 | 62.6 | 62.6 | 62.6 | 62.6 | 62.6 | 62.6 | 62.6 | 62.6 | 62.6 | 62.6
ReliableCapacity_WYWindEast | [11 empty] | 159.8 | 159.8 | 159.8 | 159.8 | 159.8 | 159.8 | 159.8 | 159.8 | 159.8 | 159.8 | 159.8 | 164.4 | 164.4 | 164.4 | 164.4 | 164.4 | 164.4 | 164.4 | 164.4 | 164.4 | 164.4 | 164.4 | 164.4 | 164.4 | 164.4 | 164.4 | 164.4 | 164.4
ReliableCapacity_WYWindWest | [11 empty] | 110.2 | 110.2 | 110.2 | 110.2 | 110.2 | 110.2 | 110.2 | 110.2 | 110.2 | 110.2 | 110.2 | 117.4 | 117.4 | 117.4 | 117.4 | 117.4 | 117.4 | 117.4 | 117.4 | 117.4 | 117.4 | 117.4 | 117.4 | 117.4 | 117.4 | 117.4 | 117.4 | 117.4
ReliableCapacity_IDWind | [11 empty] | 24.2 | 24.2 | 24.2 | 24.2 | 24.2 | 24.2 | 24.2 | 24.2 | 24.2 | 24.2 | 24.2 | 27.4 | 27.4 | 27.4 | 27.4 | 27.4 | 27.4 | 27.4 | 27.4 | 27.4 | 27.4 | 27.4 | 27.4 | 27.4 | 27.4 | 27.4 | 27.4 | 27.4
ReliableCapacity_WYWestSolar | [11 empty] | 24 | 24 | 24 | 24 | 24 | 24 | 24 | 24 | 24 | 24 | 24 | 23.2 | 23.2 | 23.2 | 23.2 | 23.2 | 23.2 | 23.2 | 23.2 | 23.2 | 23.2 | 23.2 | 23.2 | 23.2 | 23.2 | 23.2 | 23.2 | 23.2
ReliableCapacity_WYAnticlineSolar | [11 empty] | 25 | 25 | 25 | 25 | 25 | 25 | 25 | 25 | 25 | 25 | 25 | 21.6 | 21.6 | 21.6 | 21.6 | 21.6 | 21.6 | 21.6 | 21.6 | 21.6 | 21.6 | 21.6 | 21.6 | 21.6 | 21.6 | 21.6 | 21.6 | 21.6
ReliableCapacity_IDSolar | [11 empty] | 13.4 | 13.4 | 13.4 | 13.4 | 13.4 | 13.4 | 13.4 | 13.4 | 13.4 | 13.4 | 13.4 | 17.2 | 17.2 | 17.2 | 17.2 | 17.2 | 17.2 | 17.2 | 17.2 | 17.2 | 17.2 | 17.2 | 17.2 | 17.2 | 17.2 | 17.2 | 17.2 | 17.2
ReliableCapacity_DER Roof | [11 empty] | 1.6 | 1.6 | 1.6 | 1.6 | 1.6 | 1.6 | 1.6 | 1.6 | 1.6 | 1.6 | 1.6 | 2.4 | 2.4 | 2.4 | 2.4 | 2.4 | 2.4 | 2.4 | 2.4 | 2.4 | 2.4 | 2.4 | 2.4 | 2.4 | 2.4 | 2.4 | 2.4 | 2.4
ReliableCapacity_DER Ground | [11 empty] | 1.2 | 1.2 | 1.2 | 1.2 | 1.2 | 1.2 | 1.2 | 1.2 | 1.2 | 1.2 | 1.2 | 1.8 | 1.8 | 1.8 | 1.8 | 1.8 | 1.8 | 1.8 | 1.8 | 1.8 | 1.8 | 1.8 | 1.8 | 1.8 | 1.8 | 1.8 | 1.8 | 1.8
ReliableCapacity_SolarBattery | [11 empty] | 14.4 | 14.4 | 14.4 | 14.4 | 14.4 | 14.4 | 14.4 | 14.4 | 14.4 | 14.4 | 14.4 | 15.4 | 15.4 | 15.4 | 15.4 | 15.4 | 15.4 | 15.4 | 15.4 | 15.4 | 15.4 | 15.4 | 15.4 | 15.4 | 15.4 | 15.4 | 15.4 | 15.4
ReliableCapacity_WindBattery | [11 empty] | 23.6 | 23.6 | 23.6 | 23.6 | 23.6 | 23.6 | 23.6 | 23.6 | 23.6 | 23.6 | 23.6 | 23 | 23 | 23 | 23 | 23 | 23 | 23 | 23 | 23 | 23 | 23 | 23 | 23 | 23 | 23 | 23 | 23
ReliableCapacity_MTWindPHES | [11 empty] | 108.6 | 108.6 | 108.6 | 108.6 | 108.6 | 108.6 | 108.6 | 108.6 | 108.6 | 108.6 | 108.6 | 115.4 | 115.4 | 115.4 | 115.4 | 115.4 | 115.4 | 115.4 | 115.4 | 115.4 | 115.4 | 115.4 | 115.4 | 115.4 | 115.4 | 115.4 | 115.4 | 115.4
DERSolarPV_Capacity | [11 empty] | 3: yr_DERSolarPV_MW
DERStorage_Capacity | [11 empty] | 3: yr_DERStorage_MW
DERSolarPV_MW | [13 empty] | 0 | 3 | 6 | 6 | 6 | 6 | 9 | 11 | 11 | 12.0692 | 13.2026 | 14.247 | 15.3448 | 16.4662 | 17.5884 | 18.6331 | 19.733 | 20.8202 | 21.9202 | 23.0784 | 24.2977 | 25.5814 | 26.9329 | 28.3559 | 29.854 | 31.4313
DERStorage_MW | [13 empty] | 3.3 | 6.2508 | 11.8855 | 16.0855 | 19.3861 | 24.7861 | 27.7861 | 30.4861 | 34.6861 | 38.0577 | 41.6314 | 44.9248 | 48.3865 | 51.9225 | 55.4611 | 58.7554 | 62.2235 | 65.6521 | 69.1207 | 72.7725 | 76.6173 | 80.6653 | 84.9271 | 89.414 | 94.1381 | 99.1117
LiIon2Hr_RC | [13 empty] | yr_ReliableCapacity_LiIon2Hr | yr_ReliableCapacity_LiIon2Hr | yr_ReliableCapacity_LiIon2Hr | yr_ReliableCapacity_LiIon2Hr | yr_ReliableCapacity_LiIon2Hr | yr_ReliableCapacity_LiIon2Hr | yr_ReliableCapacity_LiIon2Hr | yr_ReliableCapacity_LiIon2Hr | yr_ReliableCapacity_LiIon2Hr | yr_ReliableCapacity_LiIon2Hr | yr_ReliableCapacity_LiIon2Hr | yr_ReliableCapacity_LiIon2Hr | yr_ReliableCapacity_LiIon2Hr | yr_ReliableCapacity_LiIon2Hr | yr_ReliableCapacity_LiIon2Hr | yr_ReliableCapacity_LiIon2Hr | yr_ReliableCapacity_LiIon2Hr | yr_ReliableCapacity_LiIon2Hr | yr_ReliableCapacity_LiIon2Hr | yr_ReliableCapacity_LiIon2Hr | yr_ReliableCapacity_LiIon2Hr | yr_ReliableCapacity_LiIon2Hr | yr_ReliableCapacity_LiIon2Hr | yr_ReliableCapacity_LiIon2Hr | yr_ReliableCapacity_LiIon2Hr | yr_ReliableCapacity_LiIon2Hr
LiIon4Hr_RC | [13 empty] | yr_ReliableCapacity_LiIon4Hr | yr_ReliableCapacity_LiIon4Hr | yr_ReliableCapacity_LiIon4Hr | yr_ReliableCapacity_LiIon4Hr | yr_ReliableCapacity_LiIon4Hr | yr_ReliableCapacity_LiIon4Hr | yr_ReliableCapacity_LiIon4Hr | yr_ReliableCapacity_LiIon4Hr | yr_ReliableCapacity_LiIon4Hr | yr_ReliableCapacity_LiIon4Hr | yr_ReliableCapacity_LiIon4Hr | yr_ReliableCapacity_LiIon4Hr | yr_ReliableCapacity_LiIon4Hr | yr_ReliableCapacity_LiIon4Hr | yr_ReliableCapacity_LiIon4Hr | yr_ReliableCapacity_LiIon4Hr | yr_ReliableCapacity_LiIon4Hr | yr_ReliableCapacity_LiIon4Hr | yr_ReliableCapacity_LiIon4Hr | yr_ReliableCapacity_LiIon4Hr | yr_ReliableCapacity_LiIon4Hr | yr_ReliableCapacity_LiIon4Hr | yr_ReliableCapacity_LiIon4Hr | yr_ReliableCapacity_LiIon4Hr | yr_ReliableCapacity_LiIon4Hr | yr_ReliableCapacity_LiIon4Hr
Flow4Hr_RC | [13 empty] | yr_ReliableCapacity_Flow4Hr | yr_ReliableCapacity_Flow4Hr | yr_ReliableCapacity_Flow4Hr | yr_ReliableCapacity_Flow4Hr | yr_ReliableCapacity_Flow4Hr | yr_ReliableCapacity_Flow4Hr | yr_ReliableCapacity_Flow4Hr | yr_ReliableCapacity_Flow4Hr | yr_ReliableCapacity_Flow4Hr | yr_ReliableCapacity_Flow4Hr | yr_ReliableCapacity_Flow4Hr | yr_ReliableCapacity_Flow4Hr | yr_ReliableCapacity_Flow4Hr | yr_ReliableCapacity_Flow4Hr | yr_ReliableCapacity_Flow4Hr | yr_ReliableCapacity_Flow4Hr | yr_ReliableCapacity_Flow4Hr | yr_ReliableCapacity_Flow4Hr | yr_ReliableCapacity_Flow4Hr | yr_ReliableCapacity_Flow4Hr | yr_ReliableCapacity_Flow4Hr | yr_ReliableCapacity_Flow4Hr | yr_ReliableCapacity_Flow4Hr | yr_ReliableCapacity_Flow4Hr | yr_ReliableCapacity_Flow4Hr | yr_ReliableCapacity_Flow4Hr
Flow6Hr_RC | [13 empty] | yr_ReliableCapacity_Flow6Hr | yr_ReliableCapacity_Flow6Hr | yr_ReliableCapacity_Flow6Hr | yr_ReliableCapacity_Flow6Hr | yr_ReliableCapacity_Flow6Hr | yr_ReliableCapacity_Flow6Hr | yr_ReliableCapacity_Flow6Hr | yr_ReliableCapacity_Flow6Hr | yr_ReliableCapacity_Flow6Hr | yr_ReliableCapacity_Flow6Hr | yr_ReliableCapacity_Flow6Hr | yr_ReliableCapacity_Flow6Hr | yr_ReliableCapacity_Flow6Hr | yr_ReliableCapacity_Flow6Hr | yr_ReliableCapacity_Flow6Hr | yr_ReliableCapacity_Flow6Hr | yr_ReliableCapacity_Flow6Hr | yr_ReliableCapacity_Flow6Hr | yr_ReliableCapacity_Flow6Hr | yr_ReliableCapacity_Flow6Hr | yr_ReliableCapacity_Flow6Hr | yr_ReliableCapacity_Flow6Hr | yr_ReliableCapacity_Flow6Hr | yr_ReliableCapacity_Flow6Hr | yr_ReliableCapacity_Flow6Hr | yr_ReliableCapacity_Flow6Hr
PHES_RC | [13 empty] | yr_ReliableCapacity_PHES | yr_ReliableCapacity_PHES | yr_ReliableCapacity_PHES | yr_ReliableCapacity_PHES | yr_ReliableCapacity_PHES | yr_ReliableCapacity_PHES | yr_ReliableCapacity_PHES | yr_ReliableCapacity_PHES | yr_ReliableCapacity_PHES | yr_ReliableCapacity_PHES | yr_ReliableCapacity_PHES | yr_ReliableCapacity_PHES | yr_ReliableCapacity_PHES | yr_ReliableCapacity_PHES | yr_ReliableCapacity_PHES | yr_ReliableCapacity_PHES | yr_ReliableCapacity_PHES | yr_ReliableCapacity_PHES | yr_ReliableCapacity_PHES | yr_ReliableCapacity_PHES | yr_ReliableCapacity_PHES | yr_ReliableCapacity_PHES | yr_ReliableCapacity_PHES | yr_ReliableCapacity_PHES | yr_ReliableCapacity_PHES | yr_ReliableCapacity_PHES
WASolar_200_RC | [13 empty] | yr_ReliableCapacity_WASolar_200 | yr_ReliableCapacity_WASolar_200 | yr_ReliableCapacity_WASolar_200 | yr_ReliableCapacity_WASolar_200 | yr_ReliableCapacity_WASolar_200 | yr_ReliableCapacity_WASolar_200 | yr_ReliableCapacity_WASolar_200 | yr_ReliableCapacity_WASolar_200 | yr_ReliableCapacity_WASolar_200 | yr_ReliableCapacity_WASolar_200 | yr_ReliableCapacity_WASolar_200 | yr_ReliableCapacity_WASolar_200 | yr_ReliableCapacity_WASolar_200 | yr_ReliableCapacity_WASolar_200 | yr_ReliableCapacity_WASolar_200 | yr_ReliableCapacity_WASolar_200 | yr_ReliableCapacity_WASolar_200 | yr_ReliableCapacity_WASolar_200 | yr_ReliableCapacity_WASolar_200 | yr_ReliableCapacity_WASolar_200 | yr_ReliableCapacity_WASolar_200 | yr_ReliableCapacity_WASolar_200 | yr_ReliableCapacity_WASolar_200 | yr_ReliableCapacity_WASolar_200 | yr_ReliableCapacity_WASolar_200 | yr_ReliableCapacity_WASolar_200
WASolar_400_RC | [13 empty] | yr_ReliableCapacity_WASolar_400 | yr_ReliableCapacity_WASolar_400 | yr_ReliableCapacity_WASolar_400 | yr_ReliableCapacity_WASolar_400 | yr_ReliableCapacity_WASolar_400 | yr_ReliableCapacity_WASolar_400 | yr_ReliableCapacity_WASolar_400 | yr_ReliableCapacity_WASolar_400 | yr_ReliableCapacity_WASolar_400 | yr_ReliableCapacity_WASolar_400 | yr_ReliableCapacity_WASolar_400 | yr_ReliableCapacity_WASolar_400 | yr_ReliableCapacity_WASolar_400 | yr_ReliableCapacity_WASolar_400 | yr_ReliableCapacity_WASolar_400 | yr_ReliableCapacity_WASolar_400 | yr_ReliableCapacity_WASolar_400 | yr_ReliableCapacity_WASolar_400 | yr_ReliableCapacity_WASolar_400 | yr_ReliableCapacity_WASolar_400 | yr_ReliableCapacity_WASolar_400 | yr_ReliableCapacity_WASolar_400 | yr_ReliableCapacity_WASolar_400 | yr_ReliableCapacity_WASolar_400 | yr_ReliableCapacity_WASolar_400 | yr_ReliableCapacity_WASolar_400
WASolar_600_RC | [13 empty] | yr_ReliableCapacity_WASolar_600 | yr_ReliableCapacity_WASolar_600 | yr_ReliableCapacity_WASolar_600 | yr_ReliableCapacity_WASolar_600 | yr_ReliableCapacity_WASolar_600 | yr_ReliableCapacity_WASolar_600 | yr_ReliableCapacity_WASolar_600 | yr_ReliableCapacity_WASolar_600 | yr_ReliableCapacity_WASolar_600 | yr_ReliableCapacity_WASolar_600 | yr_ReliableCapacity_WASolar_600 | yr_ReliableCapacity_WASolar_600 | yr_ReliableCapacity_WASolar_600 | yr_ReliableCapacity_WASolar_600 | yr_ReliableCapacity_WASolar_600 | yr_ReliableCapacity_WASolar_600 | yr_ReliableCapacity_WASolar_600 | yr_ReliableCapacity_WASolar_600 | yr_ReliableCapacity_WASolar_600 | yr_ReliableCapacity_WASolar_600 | yr_ReliableCapacity_WASolar_600 | yr_ReliableCapacity_WASolar_600 | yr_ReliableCapacity_WASolar_600 | yr_ReliableCapacity_WASolar_600 | yr_ReliableCapacity_WASolar_600 | yr_ReliableCapacity_WASolar_600
WASolar_800_RC | [13 empty] | yr_ReliableCapacity_WASolar_800 | yr_ReliableCapacity_WASolar_800 | yr_ReliableCapacity_WASolar_800 | yr_ReliableCapacity_WASolar_800 | yr_ReliableCapacity_WASolar_800 | yr_ReliableCapacity_WASolar_800 | yr_ReliableCapacity_WASolar_800 | yr_ReliableCapacity_WASolar_800 | yr_ReliableCapacity_WASolar_800 | yr_ReliableCapacity_WASolar_800 | yr_ReliableCapacity_WASolar_800 | yr_ReliableCapacity_WASolar_800 | yr_ReliableCapacity_WASolar_800 | yr_ReliableCapacity_WASolar_800 | yr_ReliableCapacity_WASolar_800 | yr_ReliableCapacity_WASolar_800 | yr_ReliableCapacity_WASolar_800 | yr_ReliableCapacity_WASolar_800 | yr_ReliableCapacity_WASolar_800 | yr_ReliableCapacity_WASolar_800 | yr_ReliableCapacity_WASolar_800 | yr_ReliableCapacity_WASolar_800 | yr_ReliableCapacity_WASolar_800 | yr_ReliableCapacity_WASolar_800 | yr_ReliableCapacity_WASolar_800 | yr_ReliableCapacity_WASolar_800
WASolar_1000_RC | [13 empty] | yr_ReliableCapacity_WASolar_1000 | yr_ReliableCapacity_WASolar_1000 | yr_ReliableCapacity_WASolar_1000 | yr_ReliableCapacity_WASolar_1000 | yr_ReliableCapacity_WASolar_1000 | yr_ReliableCapacity_WASolar_1000 | yr_ReliableCapacity_WASolar_1000 | yr_ReliableCapacity_WASolar_1000 | yr_ReliableCapacity_WASolar_1000 | yr_ReliableCapacity_WASolar_1000 | yr_ReliableCapacity_WASolar_1000 | yr_ReliableCapacity_WASolar_1000 | yr_ReliableCapacity_WASolar_1000 | yr_ReliableCapacity_WASolar_1000 | yr_ReliableCapacity_WASolar_1000 | yr_ReliableCapacity_WASolar_1000 | yr_ReliableCapacity_WASolar_1000 | yr_ReliableCapacity_WASolar_1000 | yr_ReliableCapacity_WASolar_1000 | yr_ReliableCapacity_WASolar_1000 | yr_ReliableCapacity_WASolar_1000 | yr_ReliableCapacity_WASolar_1000 | yr_ReliableCapacity_WASolar_1000 | yr_ReliableCapacity_WASolar_1000 | yr_ReliableCapacity_WASolar_1000 | yr_ReliableCapacity_WASolar_1000
WASolar_1200_RC | [13 empty] | yr_ReliableCapacity_WASolar_1200 | yr_ReliableCapacity_WASolar_1200 | yr_ReliableCapacity_WASolar_1200 | yr_ReliableCapacity_WASolar_1200 | yr_ReliableCapacity_WASolar_1200 | yr_ReliableCapacity_WASolar_1200 | yr_ReliableCapacity_WASolar_1200 | yr_ReliableCapacity_WASolar_1200 | yr_ReliableCapacity_WASolar_1200 | yr_ReliableCapacity_WASolar_1200 | yr_ReliableCapacity_WASolar_1200 | yr_ReliableCapacity_WASolar_1200 | yr_ReliableCapacity_WASolar_1200 | yr_ReliableCapacity_WASolar_1200 | yr_ReliableCapacity_WASolar_1200 | yr_ReliableCapacity_WASolar_1200 | yr_ReliableCapacity_WASolar_1200 | yr_ReliableCapacity_WASolar_1200 | yr_ReliableCapacity_WASolar_1200 | yr_ReliableCapacity_WASolar_1200 | yr_ReliableCapacity_WASolar_1200 | yr_ReliableCapacity_WASolar_1200 | yr_ReliableCapacity_WASolar_1200 | yr_ReliableCapacity_WASolar_1200 | yr_ReliableCapacity_WASolar_1200 | yr_ReliableCapacity_WASolar_1200
WASolar_1400_RC | [13 empty] | yr_ReliableCapacity_WASolar_1400 | yr_ReliableCapacity_WASolar_1400 | yr_ReliableCapacity_WASolar_1400 | yr_ReliableCapacity_WASolar_1400 | yr_ReliableCapacity_WASolar_1400 | yr_ReliableCapacity_WASolar_1400 | yr_ReliableCapacity_WASolar_1400 | yr_ReliableCapacity_WASolar_1400 | yr_ReliableCapacity_WASolar_1400 | yr_ReliableCapacity_WASolar_1400 | yr_ReliableCapacity_WASolar_1400 | yr_ReliableCapacity_WASolar_1400 | yr_ReliableCapacity_WASolar_1400 | yr_ReliableCapacity_WASolar_1400 | yr_ReliableCapacity_WASolar_1400 | yr_ReliableCapacity_WASolar_1400 | yr_ReliableCapacity_WASolar_1400 | yr_ReliableCapacity_WASolar_1400 | yr_ReliableCapacity_WASolar_1400 | yr_ReliableCapacity_WASolar_1400 | yr_ReliableCapacity_WASolar_1400 | yr_ReliableCapacity_WASolar_1400 | yr_ReliableCapacity_WASolar_1400 | yr_ReliableCapacity_WASolar_1400 | yr_ReliableCapacity_WASolar_1400 | yr_ReliableCapacity_WASolar_1400
WASolar_1600_RC | [13 empty] | yr_ReliableCapacity_WASolar_1600 | yr_ReliableCapacity_WASolar_1600 | yr_ReliableCapacity_WASolar_1600 | yr_ReliableCapacity_WASolar_1600 | yr_ReliableCapacity_WASolar_1600 | yr_ReliableCapacity_WASolar_1600 | yr_ReliableCapacity_WASolar_1600 | yr_ReliableCapacity_WASolar_1600 | yr_ReliableCapacity_WASolar_1600 | yr_ReliableCapacity_WASolar_1600 | yr_ReliableCapacity_WASolar_1600 | yr_ReliableCapacity_WASolar_1600 | yr_ReliableCapacity_WASolar_1600 | yr_ReliableCapacity_WASolar_1600 | yr_ReliableCapacity_WASolar_1600 | yr_ReliableCapacity_WASolar_1600 | yr_ReliableCapacity_WASolar_1600 | yr_ReliableCapacity_WASolar_1600 | yr_ReliableCapacity_WASolar_1600 | yr_ReliableCapacity_WASolar_1600 | yr_ReliableCapacity_WASolar_1600 | yr_ReliableCapacity_WASolar_1600 | yr_ReliableCapacity_WASolar_1600 | yr_ReliableCapacity_WASolar_1600 | yr_ReliableCapacity_WASolar_1600 | yr_ReliableCapacity_WASolar_1600
WASolar_1800_RC | [13 empty] | yr_ReliableCapacity_WASolar_1800 | yr_ReliableCapacity_WASolar_1800 | yr_ReliableCapacity_WASolar_1800 | yr_ReliableCapacity_WASolar_1800 | yr_ReliableCapacity_WASolar_1800 | yr_ReliableCapacity_WASolar_1800 | yr_ReliableCapacity_WASolar_1800 | yr_ReliableCapacity_WASolar_1800 | yr_ReliableCapacity_WASolar_1800 | yr_ReliableCapacity_WASolar_1800 | yr_ReliableCapacity_WASolar_1800 | yr_ReliableCapacity_WASolar_1800 | yr_ReliableCapacity_WASolar_1800 | yr_ReliableCapacity_WASolar_1800 | yr_ReliableCapacity_WASolar_1800 | yr_ReliableCapacity_WASolar_1800 | yr_ReliableCapacity_WASolar_1800 | yr_ReliableCapacity_WASolar_1800 | yr_ReliableCapacity_WASolar_1800 | yr_ReliableCapacity_WASolar_1800 | yr_ReliableCapacity_WASolar_1800 | yr_ReliableCapacity_WASolar_1800 | yr_ReliableCapacity_WASolar_1800 | yr_ReliableCapacity_WASolar_1800 | yr_ReliableCapacity_WASolar_1800 | yr_ReliableCapacity_WASolar_1800
WASolar_2000_RC | [13 empty] | yr_ReliableCapacity_WASolar_2000 | yr_ReliableCapacity_WASolar_2000 | yr_ReliableCapacity_WASolar_2000 | yr_ReliableCapacity_WASolar_2000 | yr_ReliableCapacity_WASolar_2000 | yr_ReliableCapacity_WASolar_2000 | yr_ReliableCapacity_WASolar_2000 | yr_ReliableCapacity_WASolar_2000 | yr_ReliableCapacity_WASolar_2000 | yr_ReliableCapacity_WASolar_2000 | yr_ReliableCapacity_WASolar_2000 | yr_ReliableCapacity_WASolar_2000 | yr_ReliableCapacity_WASolar_2000 | yr_ReliableCapacity_WASolar_2000 | yr_ReliableCapacity_WASolar_2000 | yr_ReliableCapacity_WASolar_2000 | yr_ReliableCapacity_WASolar_2000 | yr_ReliableCapacity_WASolar_2000 | yr_ReliableCapacity_WASolar_2000 | yr_ReliableCapacity_WASolar_2000 | yr_ReliableCapacity_WASolar_2000 | yr_ReliableCapacity_WASolar_2000 | yr_ReliableCapacity_WASolar_2000 | yr_ReliableCapacity_WASolar_2000 | yr_ReliableCapacity_WASolar_2000 | yr_ReliableCapacity_WASolar_2000
WAWind_200_RC | [13 empty] | yr_ReliableCapacity_WAWind_200 | yr_ReliableCapacity_WAWind_200 | yr_ReliableCapacity_WAWind_200 | yr_ReliableCapacity_WAWind_200 | yr_ReliableCapacity_WAWind_200 | yr_ReliableCapacity_WAWind_200 | yr_ReliableCapacity_WAWind_200 | yr_ReliableCapacity_WAWind_200 | yr_ReliableCapacity_WAWind_200 | yr_ReliableCapacity_WAWind_200 | yr_ReliableCapacity_WAWind_200 | yr_ReliableCapacity_WAWind_200 | yr_ReliableCapacity_WAWind_200 | yr_ReliableCapacity_WAWind_200 | yr_ReliableCapacity_WAWind_200 | yr_ReliableCapacity_WAWind_200 | yr_ReliableCapacity_WAWind_200 | yr_ReliableCapacity_WAWind_200 | yr_ReliableCapacity_WAWind_200 | yr_ReliableCapacity_WAWind_200 | yr_ReliableCapacity_WAWind_200 | yr_ReliableCapacity_WAWind_200 | yr_ReliableCapacity_WAWind_200 | yr_ReliableCapacity_WAWind_200 | yr_ReliableCapacity_WAWind_200 | yr_ReliableCapacity_WAWind_200
WAWind_400_RC | [13 empty] | yr_ReliableCapacity_WAWind_400 | yr_ReliableCapacity_WAWind_400 | yr_ReliableCapacity_WAWind_400 | yr_ReliableCapacity_WAWind_400 | yr_ReliableCapacity_WAWind_400 | yr_ReliableCapacity_WAWind_400 | yr_ReliableCapacity_WAWind_400 | yr_ReliableCapacity_WAWind_400 | yr_ReliableCapacity_WAWind_400 | yr_ReliableCapacity_WAWind_400 | yr_ReliableCapacity_WAWind_400 | yr_ReliableCapacity_WAWind_400 | yr_ReliableCapacity_WAWind_400 | yr_ReliableCapacity_WAWind_400 | yr_ReliableCapacity_WAWind_400 | yr_ReliableCapacity_WAWind_400 | yr_ReliableCapacity_WAWind_400 | yr_ReliableCapacity_WAWind_400 | yr_ReliableCapacity_WAWind_400 | yr_ReliableCapacity_WAWind_400 | yr_ReliableCapacity_WAWind_400 | yr_ReliableCapacity_WAWind_400 | yr_ReliableCapacity_WAWind_400 | yr_ReliableCapacity_WAWind_400 | yr_ReliableCapacity_WAWind_400 | yr_ReliableCapacity_WAWind_400
WAWind_600_RC | [13 empty] | yr_ReliableCapacity_WAWind_600 | yr_ReliableCapacity_WAWind_600 | yr_ReliableCapacity_WAWind_600 | yr_ReliableCapacity_WAWind_600 | yr_ReliableCapacity_WAWind_600 | yr_ReliableCapacity_WAWind_600 | yr_ReliableCapacity_WAWind_600 | yr_ReliableCapacity_WAWind_600 | yr_ReliableCapacity_WAWind_600 | yr_ReliableCapacity_WAWind_600 | yr_ReliableCapacity_WAWind_600 | yr_ReliableCapacity_WAWind_600 | yr_ReliableCapacity_WAWind_600 | yr_ReliableCapacity_WAWind_600 | yr_ReliableCapacity_WAWind_600 | yr_ReliableCapacity_WAWind_600 | yr_ReliableCapacity_WAWind_600 | yr_ReliableCapacity_WAWind_600 | yr_ReliableCapacity_WAWind_600 | yr_ReliableCapacity_WAWind_600 | yr_ReliableCapacity_WAWind_600 | yr_ReliableCapacity_WAWind_600 | yr_ReliableCapacity_WAWind_600 | yr_ReliableCapacity_WAWind_600 | yr_ReliableCapacity_WAWind_600 | yr_ReliableCapacity_WAWind_600
WAWind_800_RC | [13 empty] | yr_ReliableCapacity_WAWind_800 | yr_ReliableCapacity_WAWind_800 | yr_ReliableCapacity_WAWind_800 | yr_ReliableCapacity_WAWind_800 | yr_ReliableCapacity_WAWind_800 | yr_ReliableCapacity_WAWind_800 | yr_ReliableCapacity_WAWind_800 | yr_ReliableCapacity_WAWind_800 | yr_ReliableCapacity_WAWind_800 | yr_ReliableCapacity_WAWind_800 | yr_ReliableCapacity_WAWind_800 | yr_ReliableCapacity_WAWind_800 | yr_ReliableCapacity_WAWind_800 | yr_ReliableCapacity_WAWind_800 | yr_ReliableCapacity_WAWind_800 | yr_ReliableCapacity_WAWind_800 | yr_ReliableCapacity_WAWind_800 | yr_ReliableCapacity_WAWind_800 | yr_ReliableCapacity_WAWind_800 | yr_ReliableCapacity_WAWind_800 | yr_ReliableCapacity_WAWind_800 | yr_ReliableCapacity_WAWind_800 | yr_ReliableCapacity_WAWind_800 | yr_ReliableCapacity_WAWind_800 | yr_ReliableCapacity_WAWind_800 | yr_ReliableCapacity_WAWind_800
WAWind_1000_RC | [13 empty] | yr_ReliableCapacity_WAWind_1000 | yr_ReliableCapacity_WAWind_1000 | yr_ReliableCapacity_WAWind_1000 | yr_ReliableCapacity_WAWind_1000 | yr_ReliableCapacity_WAWind_1000 | yr_ReliableCapacity_WAWind_1000 | yr_ReliableCapacity_WAWind_1000 | yr_ReliableCapacity_WAWind_1000 | yr_ReliableCapacity_WAWind_1000 | yr_ReliableCapacity_WAWind_1000 | yr_ReliableCapacity_WAWind_1000 | yr_ReliableCapacity_WAWind_1000 | yr_ReliableCapacity_WAWind_1000 | yr_ReliableCapacity_WAWind_1000 | yr_ReliableCapacity_WAWind_1000 | yr_ReliableCapacity_WAWind_1000 | yr_ReliableCapacity_WAWind_1000 | yr_ReliableCapacity_WAWind_1000 | yr_ReliableCapacity_WAWind_1000 | yr_ReliableCapacity_WAWind_1000 | yr_ReliableCapacity_WAWind_1000 | yr_ReliableCapacity_WAWind_1000 | yr_ReliableCapacity_WAWind_1000 | yr_ReliableCapacity_WAWind_1000 | yr_ReliableCapacity_WAWind_1000 | yr_ReliableCapacity_WAWind_1000
WAWind_1200_RC | [13 empty] | yr_ReliableCapacity_WAWind_1200 | yr_ReliableCapacity_WAWind_1200 | yr_ReliableCapacity_WAWind_1200 | yr_ReliableCapacity_WAWind_1200 | yr_ReliableCapacity_WAWind_1200 | yr_ReliableCapacity_WAWind_1200 | yr_ReliableCapacity_WAWind_1200 | yr_ReliableCapacity_WAWind_1200 | yr_ReliableCapacity_WAWind_1200 | yr_ReliableCapacity_WAWind_1200 | yr_ReliableCapacity_WAWind_1200 | yr_ReliableCapacity_WAWind_1200 | yr_ReliableCapacity_WAWind_1200 | yr_ReliableCapacity_WAWind_1200 | yr_ReliableCapacity_WAWind_1200 | yr_ReliableCapacity_WAWind_1200 | yr_ReliableCapacity_WAWind_1200 | yr_ReliableCapacity_WAWind_1200 | yr_ReliableCapacity_WAWind_1200 | yr_ReliableCapacity_WAWind_1200 | yr_ReliableCapacity_WAWind_1200 | yr_ReliableCapacity_WAWind_1200 | yr_ReliableCapacity_WAWind_1200 | yr_ReliableCapacity_WAWind_1200 | yr_ReliableCapacity_WAWind_1200 | yr_ReliableCapacity_WAWind_1200
WAWind_1400_RC | [13 empty] | yr_ReliableCapacity_WAWind_1400 | yr_ReliableCapacity_WAWind_1400 | yr_ReliableCapacity_WAWind_1400 | yr_ReliableCapacity_WAWind_1400 | yr_ReliableCapacity_WAWind_1400 | yr_ReliableCapacity_WAWind_1400 | yr_ReliableCapacity_WAWind_1400 | yr_ReliableCapacity_WAWind_1400 | yr_ReliableCapacity_WAWind_1400 | yr_ReliableCapacity_WAWind_1400 | yr_ReliableCapacity_WAWind_1400 | yr_ReliableCapacity_WAWind_1400 | yr_ReliableCapacity_WAWind_1400 | yr_ReliableCapacity_WAWind_1400 | yr_ReliableCapacity_WAWind_1400 | yr_ReliableCapacity_WAWind_1400 | yr_ReliableCapacity_WAWind_1400 | yr_ReliableCapacity_WAWind_1400 | yr_ReliableCapacity_WAWind_1400 | yr_ReliableCapacity_WAWind_1400 | yr_ReliableCapacity_WAWind_1400 | yr_ReliableCapacity_WAWind_1400 | yr_ReliableCapacity_WAWind_1400 | yr_ReliableCapacity_WAWind_1400 | yr_ReliableCapacity_WAWind_1400 | yr_ReliableCapacity_WAWind_1400
WAWind_1600_RC | [13 empty] | yr_ReliableCapacity_WAWind_1600 | yr_ReliableCapacity_WAWind_1600 | yr_ReliableCapacity_WAWind_1600 | yr_ReliableCapacity_WAWind_1600 | yr_ReliableCapacity_WAWind_1600 | yr_ReliableCapacity_WAWind_1600 | yr_ReliableCapacity_WAWind_1600 | yr_ReliableCapacity_WAWind_1600 | yr_ReliableCapacity_WAWind_1600 | yr_ReliableCapacity_WAWind_1600 | yr_ReliableCapacity_WAWind_1600 | yr_ReliableCapacity_WAWind_1600 | yr_ReliableCapacity_WAWind_1600 | yr_ReliableCapacity_WAWind_1600 | yr_ReliableCapacity_WAWind_1600 | yr_ReliableCapacity_WAWind_1600 | yr_ReliableCapacity_WAWind_1600 | yr_ReliableCapacity_WAWind_1600 | yr_ReliableCapacity_WAWind_1600 | yr_ReliableCapacity_WAWind_1600 | yr_ReliableCapacity_WAWind_1600 | yr_ReliableCapacity_WAWind_1600 | yr_ReliableCapacity_WAWind_1600 | yr_ReliableCapacity_WAWind_1600 | yr_ReliableCapacity_WAWind_1600 | yr_ReliableCapacity_WAWind_1600
WAWind_1800_RC | [13 empty] | yr_ReliableCapacity_WAWind_1800 | yr_ReliableCapacity_WAWind_1800 | yr_ReliableCapacity_WAWind_1800 | yr_ReliableCapacity_WAWind_1800 | yr_ReliableCapacity_WAWind_1800 | yr_ReliableCapacity_WAWind_1800 | yr_ReliableCapacity_WAWind_1800 | yr_ReliableCapacity_WAWind_1800 | yr_ReliableCapacity_WAWind_1800 | yr_ReliableCapacity_WAWind_1800 | yr_ReliableCapacity_WAWind_1800 | yr_ReliableCapacity_WAWind_1800 | yr_ReliableCapacity_WAWind_1800 | yr_ReliableCapacity_WAWind_1800 | yr_ReliableCapacity_WAWind_1800 | yr_ReliableCapacity_WAWind_1800 | yr_ReliableCapacity_WAWind_1800 | yr_ReliableCapacity_WAWind_1800 | yr_ReliableCapacity_WAWind_1800 | yr_ReliableCapacity_WAWind_1800 | yr_ReliableCapacity_WAWind_1800 | yr_ReliableCapacity_WAWind_1800 | yr_ReliableCapacity_WAWind_1800 | yr_ReliableCapacity_WAWind_1800 | yr_ReliableCapacity_WAWind_1800 | yr_ReliableCapacity_WAWind_1800
WAWind_2000_RC | [13 empty] | yr_ReliableCapacity_WAWind_2000 | yr_ReliableCapacity_WAWind_2000 | yr_ReliableCapacity_WAWind_2000 | yr_ReliableCapacity_WAWind_2000 | yr_ReliableCapacity_WAWind_2000 | yr_ReliableCapacity_WAWind_2000 | yr_ReliableCapacity_WAWind_2000 | yr_ReliableCapacity_WAWind_2000 | yr_ReliableCapacity_WAWind_2000 | yr_ReliableCapacity_WAWind_2000 | yr_ReliableCapacity_WAWind_2000 | yr_ReliableCapacity_WAWind_2000 | yr_ReliableCapacity_WAWind_2000 | yr_ReliableCapacity_WAWind_2000 | yr_ReliableCapacity_WAWind_2000 | yr_ReliableCapacity_WAWind_2000 | yr_ReliableCapacity_WAWind_2000 | yr_ReliableCapacity_WAWind_2000 | yr_ReliableCapacity_WAWind_2000 | yr_ReliableCapacity_WAWind_2000 | yr_ReliableCapacity_WAWind_2000 | yr_ReliableCapacity_WAWind_2000 | yr_ReliableCapacity_WAWind_2000 | yr_ReliableCapacity_WAWind_2000 | yr_ReliableCapacity_WAWind_2000 | yr_ReliableCapacity_WAWind_2000
MTWindEastern_RC | [13 empty] | yr_ReliableCapacity_MTWindEastern | yr_ReliableCapacity_MTWindEastern | yr_ReliableCapacity_MTWindEastern | yr_ReliableCapacity_MTWindEastern | yr_ReliableCapacity_MTWindEastern | yr_ReliableCapacity_MTWindEastern | yr_ReliableCapacity_MTWindEastern | yr_ReliableCapacity_MTWindEastern | yr_ReliableCapacity_MTWindEastern | yr_ReliableCapacity_MTWindEastern | yr_ReliableCapacity_MTWindEastern | yr_ReliableCapacity_MTWindEastern | yr_ReliableCapacity_MTWindEastern | yr_ReliableCapacity_MTWindEastern | yr_ReliableCapacity_MTWindEastern | yr_ReliableCapacity_MTWindEastern | yr_ReliableCapacity_MTWindEastern | yr_ReliableCapacity_MTWindEastern | yr_ReliableCapacity_MTWindEastern | yr_ReliableCapacity_MTWindEastern | yr_ReliableCapacity_MTWindEastern | yr_ReliableCapacity_MTWindEastern | yr_ReliableCapacity_MTWindEastern | yr_ReliableCapacity_MTWindEastern | yr_ReliableCapacity_MTWindEastern | yr_ReliableCapacity_MTWindEastern
MTWindCentral_East | [13 empty] | yr_ReliableCapacity_MTWindCentral | yr_ReliableCapacity_MTWindCentral | yr_ReliableCapacity_MTWindCentral | yr_ReliableCapacity_MTWindCentral | yr_ReliableCapacity_MTWindCentral | yr_ReliableCapacity_MTWindCentral | yr_ReliableCapacity_MTWindCentral | yr_ReliableCapacity_MTWindCentral | yr_ReliableCapacity_MTWindCentral | yr_ReliableCapacity_MTWindCentral | yr_ReliableCapacity_MTWindCentral | yr_ReliableCapacity_MTWindCentral | yr_ReliableCapacity_MTWindCentral | yr_ReliableCapacity_MTWindCentral | yr_ReliableCapacity_MTWindCentral | yr_ReliableCapacity_MTWindCentral | yr_ReliableCapacity_MTWindCentral | yr_ReliableCapacity_MTWindCentral | yr_ReliableCapacity_MTWindCentral | yr_ReliableCapacity_MTWindCentral | yr_ReliableCapacity_MTWindCentral | yr_ReliableCapacity_MTWindCentral | yr_ReliableCapacity_MTWindCentral | yr_ReliableCapacity_MTWindCentral | yr_ReliableCapacity_MTWindCentral | yr_ReliableCapacity_MTWindCentral
WYWindEast_RC | [13 empty] | yr_ReliableCapacity_WYWindEast | yr_ReliableCapacity_WYWindEast | yr_ReliableCapacity_WYWindEast | yr_ReliableCapacity_WYWindEast | yr_ReliableCapacity_WYWindEast | yr_ReliableCapacity_WYWindEast | yr_ReliableCapacity_WYWindEast | yr_ReliableCapacity_WYWindEast | yr_ReliableCapacity_WYWindEast | yr_ReliableCapacity_WYWindEast | yr_ReliableCapacity_WYWindEast | yr_ReliableCapacity_WYWindEast | yr_ReliableCapacity_WYWindEast | yr_ReliableCapacity_WYWindEast | yr_ReliableCapacity_WYWindEast | yr_ReliableCapacity_WYWindEast | yr_ReliableCapacity_WYWindEast | yr_ReliableCapacity_WYWindEast | yr_ReliableCapacity_WYWindEast | yr_ReliableCapacity_WYWindEast | yr_ReliableCapacity_WYWindEast | yr_ReliableCapacity_WYWindEast | yr_ReliableCapacity_WYWindEast | yr_ReliableCapacity_WYWindEast | yr_ReliableCapacity_WYWindEast | yr_ReliableCapacity_WYWindEast
WYWindWest_RC | [13 empty] | yr_ReliableCapacity_WYWindWest | yr_ReliableCapacity_WYWindWest | yr_ReliableCapacity_WYWindWest | yr_ReliableCapacity_WYWindWest | yr_ReliableCapacity_WYWindWest | yr_ReliableCapacity_WYWindWest | yr_ReliableCapacity_WYWindWest | yr_ReliableCapacity_WYWindWest | yr_ReliableCapacity_WYWindWest | yr_ReliableCapacity_WYWindWest | yr_ReliableCapacity_WYWindWest | yr_ReliableCapacity_WYWindWest | yr_ReliableCapacity_WYWindWest | yr_ReliableCapacity_WYWindWest | yr_ReliableCapacity_WYWindWest | yr_ReliableCapacity_WYWindWest | yr_ReliableCapacity_WYWindWest | yr_ReliableCapacity_WYWindWest | yr_ReliableCapacity_WYWindWest | yr_ReliableCapacity_WYWindWest | yr_ReliableCapacity_WYWindWest | yr_ReliableCapacity_WYWindWest | yr_ReliableCapacity_WYWindWest | yr_ReliableCapacity_WYWindWest | yr_ReliableCapacity_WYWindWest | yr_ReliableCapacity_WYWindWest
IDWind_RC | [13 empty] | yr_ReliableCapacity_IDWind | yr_ReliableCapacity_IDWind | yr_ReliableCapacity_IDWind | yr_ReliableCapacity_IDWind | yr_ReliableCapacity_IDWind | yr_ReliableCapacity_IDWind | yr_ReliableCapacity_IDWind | yr_ReliableCapacity_IDWind | yr_ReliableCapacity_IDWind | yr_ReliableCapacity_IDWind | yr_ReliableCapacity_IDWind | yr_ReliableCapacity_IDWind | yr_ReliableCapacity_IDWind | yr_ReliableCapacity_IDWind | yr_ReliableCapacity_IDWind | yr_ReliableCapacity_IDWind | yr_ReliableCapacity_IDWind | yr_ReliableCapacity_IDWind | yr_ReliableCapacity_IDWind | yr_ReliableCapacity_IDWind | yr_ReliableCapacity_IDWind | yr_ReliableCapacity_IDWind | yr_ReliableCapacity_IDWind | yr_ReliableCapacity_IDWind | yr_ReliableCapacity_IDWind | yr_ReliableCapacity_IDWind
WYWestSolar_RC | [13 empty] | yr_ReliableCapacity_WYWestSolar | yr_ReliableCapacity_WYWestSolar | yr_ReliableCapacity_WYWestSolar | yr_ReliableCapacity_WYWestSolar | yr_ReliableCapacity_WYWestSolar | yr_ReliableCapacity_WYWestSolar | yr_ReliableCapacity_WYWestSolar | yr_ReliableCapacity_WYWestSolar | yr_ReliableCapacity_WYWestSolar | yr_ReliableCapacity_WYWestSolar | yr_ReliableCapacity_WYWestSolar | yr_ReliableCapacity_WYWestSolar | yr_ReliableCapacity_WYWestSolar | yr_ReliableCapacity_WYWestSolar | yr_ReliableCapacity_WYWestSolar | yr_ReliableCapacity_WYWestSolar | yr_ReliableCapacity_WYWestSolar | yr_ReliableCapacity_WYWestSolar | yr_ReliableCapacity_WYWestSolar | yr_ReliableCapacity_WYWestSolar | yr_ReliableCapacity_WYWestSolar | yr_ReliableCapacity_WYWestSolar | yr_ReliableCapacity_WYWestSolar | yr_ReliableCapacity_WYWestSolar | yr_ReliableCapacity_WYWestSolar | yr_ReliableCapacity_WYWestSolar
WYAnticlineSolar_RC | [13 empty] | yr_ReliableCapacity_WYAnticlineSolar | yr_ReliableCapacity_WYAnticlineSolar | yr_ReliableCapacity_WYAnticlineSolar | yr_ReliableCapacity_WYAnticlineSolar | yr_ReliableCapacity_WYAnticlineSolar | yr_ReliableCapacity_WYAnticlineSolar | yr_ReliableCapacity_WYAnticlineSolar | yr_ReliableCapacity_WYAnticlineSolar | yr_ReliableCapacity_WYAnticlineSolar | yr_ReliableCapacity_WYAnticlineSolar | yr_ReliableCapacity_WYAnticlineSolar | yr_ReliableCapacity_WYAnticlineSolar | yr_ReliableCapacity_WYAnticlineSolar | yr_ReliableCapacity_WYAnticlineSolar | yr_ReliableCapacity_WYAnticlineSolar | yr_ReliableCapacity_WYAnticlineSolar | yr_ReliableCapacity_WYAnticlineSolar | yr_ReliableCapacity_WYAnticlineSolar | yr_ReliableCapacity_WYAnticlineSolar | yr_ReliableCapacity_WYAnticlineSolar | yr_ReliableCapacity_WYAnticlineSolar | yr_ReliableCapacity_WYAnticlineSolar | yr_ReliableCapacity_WYAnticlineSolar | yr_ReliableCapacity_WYAnticlineSolar | yr_ReliableCapacity_WYAnticlineSolar | yr_ReliableCapacity_WYAnticlineSolar
IDSolar_RC | [13 empty] | yr_ReliableCapacity_IDSolar | yr_ReliableCapacity_IDSolar | yr_ReliableCapacity_IDSolar | yr_ReliableCapacity_IDSolar | yr_ReliableCapacity_IDSolar | yr_ReliableCapacity_IDSolar | yr_ReliableCapacity_IDSolar | yr_ReliableCapacity_IDSolar | yr_ReliableCapacity_IDSolar | yr_ReliableCapacity_IDSolar | yr_ReliableCapacity_IDSolar | yr_ReliableCapacity_IDSolar | yr_ReliableCapacity_IDSolar | yr_ReliableCapacity_IDSolar | yr_ReliableCapacity_IDSolar | yr_ReliableCapacity_IDSolar | yr_ReliableCapacity_IDSolar | yr_ReliableCapacity_IDSolar | yr_ReliableCapacity_IDSolar | yr_ReliableCapacity_IDSolar | yr_ReliableCapacity_IDSolar | yr_ReliableCapacity_IDSolar | yr_ReliableCapacity_IDSolar | yr_ReliableCapacity_IDSolar | yr_ReliableCapacity_IDSolar | yr_ReliableCapacity_IDSolar
DER Roof_RC | [13 empty] | yr_ReliableCapacity_DER Roof | yr_ReliableCapacity_DER Roof | yr_ReliableCapacity_DER Roof | yr_ReliableCapacity_DER Roof | yr_ReliableCapacity_DER Roof | yr_ReliableCapacity_DER Roof | yr_ReliableCapacity_DER Roof | yr_ReliableCapacity_DER Roof | yr_ReliableCapacity_DER Roof | yr_ReliableCapacity_DER Roof | yr_ReliableCapacity_DER Roof | yr_ReliableCapacity_DER Roof | yr_ReliableCapacity_DER Roof | yr_ReliableCapacity_DER Roof | yr_ReliableCapacity_DER Roof | yr_ReliableCapacity_DER Roof | yr_ReliableCapacity_DER Roof | yr_ReliableCapacity_DER Roof | yr_ReliableCapacity_DER Roof | yr_ReliableCapacity_DER Roof | yr_ReliableCapacity_DER Roof | yr_ReliableCapacity_DER Roof | yr_ReliableCapacity_DER Roof | yr_ReliableCapacity_DER Roof | yr_ReliableCapacity_DER Roof | yr_ReliableCapacity_DER Roof
DER Ground_RC | [13 empty] | yr_ReliableCapacity_DER Ground | yr_ReliableCapacity_DER Ground | yr_ReliableCapacity_DER Ground | yr_ReliableCapacity_DER Ground | yr_ReliableCapacity_DER Ground | yr_ReliableCapacity_DER Ground | yr_ReliableCapacity_DER Ground | yr_ReliableCapacity_DER Ground | yr_ReliableCapacity_DER Ground | yr_ReliableCapacity_DER Ground | yr_ReliableCapacity_DER Ground | yr_ReliableCapacity_DER Ground | yr_ReliableCapacity_DER Ground | yr_ReliableCapacity_DER Ground | yr_ReliableCapacity_DER Ground | yr_ReliableCapacity_DER Ground | yr_ReliableCapacity_DER Ground | yr_ReliableCapacity_DER Ground | yr_ReliableCapacity_DER Ground | yr_ReliableCapacity_DER Ground | yr_ReliableCapacity_DER Ground | yr_ReliableCapacity_DER Ground | yr_ReliableCapacity_DER Ground | yr_ReliableCapacity_DER Ground | yr_ReliableCapacity_DER Ground | yr_ReliableCapacity_DER Ground
SolarBattery_RC | [13 empty] | yr_ReliableCapacity_SolarBattery | yr_ReliableCapacity_SolarBattery | yr_ReliableCapacity_SolarBattery | yr_ReliableCapacity_SolarBattery | yr_ReliableCapacity_SolarBattery | yr_ReliableCapacity_SolarBattery | yr_ReliableCapacity_SolarBattery | yr_ReliableCapacity_SolarBattery | yr_ReliableCapacity_SolarBattery | yr_ReliableCapacity_SolarBattery | yr_ReliableCapacity_SolarBattery | yr_ReliableCapacity_SolarBattery | yr_ReliableCapacity_SolarBattery | yr_ReliableCapacity_SolarBattery | yr_ReliableCapacity_SolarBattery | yr_ReliableCapacity_SolarBattery | yr_ReliableCapacity_SolarBattery | yr_ReliableCapacity_SolarBattery | yr_ReliableCapacity_SolarBattery | yr_ReliableCapacity_SolarBattery | yr_ReliableCapacity_SolarBattery | yr_ReliableCapacity_SolarBattery | yr_ReliableCapacity_SolarBattery | yr_ReliableCapacity_SolarBattery | yr_ReliableCapacity_SolarBattery | yr_ReliableCapacity_SolarBattery
WindBattery_RC | [13 empty] | yr_ReliableCapacity_WindBattery | yr_ReliableCapacity_WindBattery | yr_ReliableCapacity_WindBattery | yr_ReliableCapacity_WindBattery | yr_ReliableCapacity_WindBattery | yr_ReliableCapacity_WindBattery | yr_ReliableCapacity_WindBattery | yr_ReliableCapacity_WindBattery | yr_ReliableCapacity_WindBattery | yr_ReliableCapacity_WindBattery | yr_ReliableCapacity_WindBattery | yr_ReliableCapacity_WindBattery | yr_ReliableCapacity_WindBattery | yr_ReliableCapacity_WindBattery | yr_ReliableCapacity_WindBattery | yr_ReliableCapacity_WindBattery | yr_ReliableCapacity_WindBattery | yr_ReliableCapacity_WindBattery | yr_ReliableCapacity_WindBattery | yr_ReliableCapacity_WindBattery | yr_ReliableCapacity_WindBattery | yr_ReliableCapacity_WindBattery | yr_ReliableCapacity_WindBattery | yr_ReliableCapacity_WindBattery | yr_ReliableCapacity_WindBattery | yr_ReliableCapacity_WindBattery
MTWindPHES_RC | [13 empty] | yr_ReliableCapacity_MTWindPHES | yr_ReliableCapacity_MTWindPHES | yr_ReliableCapacity_MTWindPHES | yr_ReliableCapacity_MTWindPHES | yr_ReliableCapacity_MTWindPHES | yr_ReliableCapacity_MTWindPHES | yr_ReliableCapacity_MTWindPHES | yr_ReliableCapacity_MTWindPHES | yr_ReliableCapacity_MTWindPHES | yr_ReliableCapacity_MTWindPHES | yr_ReliableCapacity_MTWindPHES | yr_ReliableCapacity_MTWindPHES | yr_ReliableCapacity_MTWindPHES | yr_ReliableCapacity_MTWindPHES | yr_ReliableCapacity_MTWindPHES | yr_ReliableCapacity_MTWindPHES | yr_ReliableCapacity_MTWindPHES | yr_ReliableCapacity_MTWindPHES | yr_ReliableCapacity_MTWindPHES | yr_ReliableCapacity_MTWindPHES | yr_ReliableCapacity_MTWindPHES | yr_ReliableCapacity_MTWindPHES | yr_ReliableCapacity_MTWindPHES | yr_ReliableCapacity_MTWindPHES | yr_ReliableCapacity_MTWindPHES | yr_ReliableCapacity_MTWindPHES
PSEFirmImports_Annual | [9 empty] | 1510 | 1479 | 1419 | 1477 | 1518 | 1485 | 1472 | 1474 | 1476 | 1479 | 1479 | 1479 | 1479 | 1479 | 1479 | 1479 | 1479 | 1479 | 1479 | 1479 | 1479 | 1479 | 1479 | 1479 | 1479 | 1479 | 1479 | 1479 | 1479 | 1479
SpinReserveRenewables | [11 empty] | yr_SpinReserveRenewables_VOM2 | yr_SpinReserveRenewables_VOM2 | yr_SpinReserveRenewables_VOM2 | yr_SpinReserveRenewables_VOM2 | yr_SpinReserveRenewables_VOM2 | yr_SpinReserveRenewables_VOM2 | yr_SpinReserveRenewables_VOM2 | yr_SpinReserveRenewables_VOM2 | yr_SpinReserveRenewables_VOM2 | yr_SpinReserveRenewables_VOM2 | yr_SpinReserveRenewables_VOM2 | yr_SpinReserveRenewables_VOM2 | yr_SpinReserveRenewables_VOM2 | yr_SpinReserveRenewables_VOM2 | yr_SpinReserveRenewables_VOM2 | yr_SpinReserveRenewables_VOM2 | yr_SpinReserveRenewables_VOM2 | yr_SpinReserveRenewables_VOM2 | yr_SpinReserveRenewables_VOM2 | yr_SpinReserveRenewables_VOM2 | yr_SpinReserveRenewables_VOM2 | yr_SpinReserveRenewables_VOM2 | yr_SpinReserveRenewables_VOM2 | yr_SpinReserveRenewables_VOM2 | yr_SpinReserveRenewables_VOM2 | yr_SpinReserveRenewables_VOM2 | yr_SpinReserveRenewables_VOM2 | yr_SpinReserveRenewables_VOM2
SpinReserveRenewables_VOM2 | [11 empty] | 7.8217 | 7.8667 | 7.912 | 7.9576 | 8.0034 | 8.0494 | 8.0958 | 8.1424 | 8.1892 | 8.2364 | 8.2838 | 8.3315 | 8.3794 | 8.4277 | 8.4762 | 8.525 | 8.574 | 8.6234 | 8.673 | 8.7229 | 8.7731 | 8.8236 | 8.8744 | 8.9255 | 8.9769 | 9.0286 | 9.0805 | 9.1328
WYEastWindVariableTx | [11 empty] | yr_WYEastWindVariableTxAnnual | yr_WYEastWindVariableTxAnnual | yr_WYEastWindVariableTxAnnual | yr_WYEastWindVariableTxAnnual | yr_WYEastWindVariableTxAnnual | yr_WYEastWindVariableTxAnnual | yr_WYEastWindVariableTxAnnual | yr_WYEastWindVariableTxAnnual | yr_WYEastWindVariableTxAnnual | yr_WYEastWindVariableTxAnnual | yr_WYEastWindVariableTxAnnual | yr_WYEastWindVariableTxAnnual | yr_WYEastWindVariableTxAnnual | yr_WYEastWindVariableTxAnnual | yr_WYEastWindVariableTxAnnual | yr_WYEastWindVariableTxAnnual | yr_WYEastWindVariableTxAnnual | yr_WYEastWindVariableTxAnnual | yr_WYEastWindVariableTxAnnual | yr_WYEastWindVariableTxAnnual | yr_WYEastWindVariableTxAnnual | yr_WYEastWindVariableTxAnnual | yr_WYEastWindVariableTxAnnual | yr_WYEastWindVariableTxAnnual | yr_WYEastWindVariableTxAnnual | yr_WYEastWindVariableTxAnnual | yr_WYEastWindVariableTxAnnual | yr_WYEastWindVariableTxAnnual
WYEastWindVariableTxAnnual | [11 empty] | 0 | 0 | 0 | 0 | 0 | 0 | 0 | 0 | 0 | 0 | 0 | 0 | 0 | 0 | 0 | 0 | 0 | 0 | 0 | 0 | 0 | 0 | 0 | 0 | 0 | 0 | 0 | 0
WYWestWindVariableTx | [11 empty] | yr_WYWestWindVariableTxAnnual | yr_WYWestWindVariableTxAnnual | yr_WYWestWindVariableTxAnnual | yr_WYWestWindVariableTxAnnual | yr_WYWestWindVariableTxAnnual | yr_WYWestWindVariableTxAnnual | yr_WYWestWindVariableTxAnnual | yr_WYWestWindVariableTxAnnual | yr_WYWestWindVariableTxAnnual | yr_WYWestWindVariableTxAnnual | yr_WYWestWindVariableTxAnnual | yr_WYWestWindVariableTxAnnual | yr_WYWestWindVariableTxAnnual | yr_WYWestWindVariableTxAnnual | yr_WYWestWindVariableTxAnnual | yr_WYWestWindVariableTxAnnual | yr_WYWestWindVariableTxAnnual | yr_WYWestWindVariableTxAnnual | yr_WYWestWindVariableTxAnnual | yr_WYWestWindVariableTxAnnual | yr_WYWestWindVariableTxAnnual | yr_WYWestWindVariableTxAnnual | yr_WYWestWindVariableTxAnnual | yr_WYWestWindVariableTxAnnual | yr_WYWestWindVariableTxAnnual | yr_WYWestWindVariableTxAnnual | yr_WYWestWindVariableTxAnnual | yr_WYWestWindVariableTxAnnual
WYWestWindVariableTxAnnual | [11 empty] | 0 | 0 | 0 | 0 | 0 | 0 | 0 | 0 | 0 | 0 | 0 | 0 | 0 | 0 | 0 | 0 | 0 | 0 | 0 | 0 | 0 | 0 | 0 | 0 | 0 | 0 | 0 | 0
IDWindVariableTx | [11 empty] | yr_IDWindVariableTxAnnual | yr_IDWindVariableTxAnnual | yr_IDWindVariableTxAnnual | yr_IDWindVariableTxAnnual | yr_IDWindVariableTxAnnual | yr_IDWindVariableTxAnnual | yr_IDWindVariableTxAnnual | yr_IDWindVariableTxAnnual | yr_IDWindVariableTxAnnual | yr_IDWindVariableTxAnnual | yr_IDWindVariableTxAnnual | yr_IDWindVariableTxAnnual | yr_IDWindVariableTxAnnual | yr_IDWindVariableTxAnnual | yr_IDWindVariableTxAnnual | yr_IDWindVariableTxAnnual | yr_IDWindVariableTxAnnual | yr_IDWindVariableTxAnnual | yr_IDWindVariableTxAnnual | yr_IDWindVariableTxAnnual | yr_IDWindVariableTxAnnual | yr_IDWindVariableTxAnnual | yr_IDWindVariableTxAnnual | yr_IDWindVariableTxAnnual | yr_IDWindVariableTxAnnual | yr_IDWindVariableTxAnnual | yr_IDWindVariableTxAnnual | yr_IDWindVariableTxAnnual
IDWindVariableTxAnnual | [11 empty] | 0 | 0 | 0 | 0 | 0 | 0 | 0 | 0 | 0 | 0 | 0 | 0 | 0 | 0 | 0 | 0 | 0 | 0 | 0 | 0 | 0 | 0 | 0 | 0 | 0 | 0 | 0 | 0
WYWestSolarVariableTx | [11 empty] | yr_WYWestSolarVariableTxAnnual | yr_WYWestSolarVariableTxAnnual | yr_WYWestSolarVariableTxAnnual | yr_WYWestSolarVariableTxAnnual | yr_WYWestSolarVariableTxAnnual | yr_WYWestSolarVariableTxAnnual | yr_WYWestSolarVariableTxAnnual | yr_WYWestSolarVariableTxAnnual | yr_WYWestSolarVariableTxAnnual | yr_WYWestSolarVariableTxAnnual | yr_WYWestSolarVariableTxAnnual | yr_WYWestSolarVariableTxAnnual | yr_WYWestSolarVariableTxAnnual | yr_WYWestSolarVariableTxAnnual | yr_WYWestSolarVariableTxAnnual | yr_WYWestSolarVariableTxAnnual | yr_WYWestSolarVariableTxAnnual | yr_WYWestSolarVariableTxAnnual | yr_WYWestSolarVariableTxAnnual | yr_WYWestSolarVariableTxAnnual | yr_WYWestSolarVariableTxAnnual | yr_WYWestSolarVariableTxAnnual | yr_WYWestSolarVariableTxAnnual | yr_WYWestSolarVariableTxAnnual | yr_WYWestSolarVariableTxAnnual | yr_WYWestSolarVariableTxAnnual | yr_WYWestSolarVariableTxAnnual | yr_WYWestSolarVariableTxAnnual
WYWestSolarVariableTxAnnual | [11 empty] | 0 | 0 | 0 | 0 | 0 | 0 | 0 | 0 | 0 | 0 | 0 | 0 | 0 | 0 | 0 | 0 | 0 | 0 | 0 | 0 | 0 | 0 | 0 | 0 | 0 | 0 | 0 | 0
WYAnticlineSolarVariableTx | [11 empty] | yr_WYAnticlineSolarVariableTxAnnual | yr_WYAnticlineSolarVariableTxAnnual | yr_WYAnticlineSolarVariableTxAnnual | yr_WYAnticlineSolarVariableTxAnnual | yr_WYAnticlineSolarVariableTxAnnual | yr_WYAnticlineSolarVariableTxAnnual | yr_WYAnticlineSolarVariableTxAnnual | yr_WYAnticlineSolarVariableTxAnnual | yr_WYAnticlineSolarVariableTxAnnual | yr_WYAnticlineSolarVariableTxAnnual | yr_WYAnticlineSolarVariableTxAnnual | yr_WYAnticlineSolarVariableTxAnnual | yr_WYAnticlineSolarVariableTxAnnual | yr_WYAnticlineSolarVariableTxAnnual | yr_WYAnticlineSolarVariableTxAnnual | yr_WYAnticlineSolarVariableTxAnnual | yr_WYAnticlineSolarVariableTxAnnual | yr_WYAnticlineSolarVariableTxAnnual | yr_WYAnticlineSolarVariableTxAnnual | yr_WYAnticlineSolarVariableTxAnnual | yr_WYAnticlineSolarVariableTxAnnual | yr_WYAnticlineSolarVariableTxAnnual | yr_WYAnticlineSolarVariableTxAnnual | yr_WYAnticlineSolarVariableTxAnnual | yr_WYAnticlineSolarVariableTxAnnual | yr_WYAnticlineSolarVariableTxAnnual | yr_WYAnticlineSolarVariableTxAnnual | yr_WYAnticlineSolarVariableTxAnnual
WYAnticlineSolarVariableTxAnnual | [11 empty] | 0 | 0 | 0 | 0 | 0 | 0 | 0 | 0 | 0 | 0 | 0 | 0 | 0 | 0 | 0 | 0 | 0 | 0 | 0 | 0 | 0 | 0 | 0 | 0 | 0 | 0 | 0 | 0
IDSolarVariableTx | [11 empty] | yr_IDSolarVariableTxAnnual | yr_IDSolarVariableTxAnnual | yr_IDSolarVariableTxAnnual | yr_IDSolarVariableTxAnnual | yr_IDSolarVariableTxAnnual | yr_IDSolarVariableTxAnnual | yr_IDSolarVariableTxAnnual | yr_IDSolarVariableTxAnnual | yr_IDSolarVariableTxAnnual | yr_IDSolarVariableTxAnnual | yr_IDSolarVariableTxAnnual | yr_IDSolarVariableTxAnnual | yr_IDSolarVariableTxAnnual | yr_IDSolarVariableTxAnnual | yr_IDSolarVariableTxAnnual | yr_IDSolarVariableTxAnnual | yr_IDSolarVariableTxAnnual | yr_IDSolarVariableTxAnnual | yr_IDSolarVariableTxAnnual | yr_IDSolarVariableTxAnnual | yr_IDSolarVariableTxAnnual | yr_IDSolarVariableTxAnnual | yr_IDSolarVariableTxAnnual | yr_IDSolarVariableTxAnnual | yr_IDSolarVariableTxAnnual | yr_IDSolarVariableTxAnnual | yr_IDSolarVariableTxAnnual | yr_IDSolarVariableTxAnnual
IDSolarVariableTxAnnual | [11 empty] | 0 | 0 | 0 | 0 | 0 | 0 | 0 | 0 | 0 | 0 | 0 | 0 | 0 | 0 | 0 | 0 | 0 | 0 | 0 | 0 | 0 | 0 | 0 | 0 | 0 | 0 | 0 | 0
SolarWestFixedTx | [11 empty] | yr_SolarWenatcheeFixedTxAnnual | yr_SolarWenatcheeFixedTxAnnual | yr_SolarWenatcheeFixedTxAnnual | yr_SolarWenatcheeFixedTxAnnual | yr_SolarWenatcheeFixedTxAnnual | yr_SolarWenatcheeFixedTxAnnual | yr_SolarWenatcheeFixedTxAnnual | yr_SolarWenatcheeFixedTxAnnual | yr_SolarWenatcheeFixedTxAnnual | yr_SolarWenatcheeFixedTxAnnual | yr_SolarWenatcheeFixedTxAnnual | yr_SolarWenatcheeFixedTxAnnual | yr_SolarWenatcheeFixedTxAnnual | yr_SolarWenatcheeFixedTxAnnual | yr_SolarWenatcheeFixedTxAnnual | yr_SolarWenatcheeFixedTxAnnual | yr_SolarWenatcheeFixedTxAnnual | yr_SolarWenatcheeFixedTxAnnual | yr_SolarWenatcheeFixedTxAnnual | yr_SolarWenatcheeFixedTxAnnual | yr_SolarWenatcheeFixedTxAnnual | yr_SolarWenatcheeFixedTxAnnual | yr_SolarWenatcheeFixedTxAnnual | yr_SolarWenatcheeFixedTxAnnual | yr_SolarWenatcheeFixedTxAnnual | yr_SolarWenatcheeFixedTxAnnual | yr_SolarWenatcheeFixedTxAnnual | yr_SolarWenatcheeFixedTxAnnual
SolarWestFixedTxAnnual | Solar Fixed Transmission Cost - Balancing | [10 empty] | 130.6881 | 131.4404 | 132.1969 | 132.9579 | 133.7232 | 134.4929 | 135.2671 | 136.0457 | 136.8288 | 137.6164 | 138.4085 | 139.2052 | 140.0065 | 140.8124 | 141.6229 | 142.4381 | 143.258 | 144.0826 | 144.912 | 145.7461 | 146.585 | 147.4288 | 148.2774 | 149.1309 | 149.9893 | 150.8526 | 151.721 | 152.5943
EmPrice_HR763 | [11 empty] | 0 | 0 | 12.328 | 20.0455 | 27.7752 | 35.3165 | 42.6737 | 49.8516 | 56.8543 | 63.6863 | 70.3516 | 76.8544 | 83.1985 | 89.388 | 95.4264 | 101.3176 | 107.0651 | 112.6724 | 118.143 | 123.4801 | 128.687 | 133.767 | 138.723 | 143.5582 | 148.2754 | 152.8776 | 157.3675 | 161.748
DemandResponse_Flex | [11 empty] | yr_DemandResponse_Flex_Annual | yr_DemandResponse_Flex_Annual | yr_DemandResponse_Flex_Annual | yr_DemandResponse_Flex_Annual | yr_DemandResponse_Flex_Annual | yr_DemandResponse_Flex_Annual | yr_DemandResponse_Flex_Annual | yr_DemandResponse_Flex_Annual | yr_DemandResponse_Flex_Annual | yr_DemandResponse_Flex_Annual | yr_DemandResponse_Flex_Annual | yr_DemandResponse_Flex_Annual | yr_DemandResponse_Flex_Annual | yr_DemandResponse_Flex_Annual | yr_DemandResponse_Flex_Annual | yr_DemandResponse_Flex_Annual | yr_DemandResponse_Flex_Annual | yr_DemandResponse_Flex_Annual | yr_DemandResponse_Flex_Annual | yr_DemandResponse_Flex_Annual | yr_DemandResponse_Flex_Annual | yr_DemandResponse_Flex_Annual | yr_DemandResponse_Flex_Annual | yr_DemandResponse_Flex_Annual | yr_DemandResponse_Flex_Annual | yr_DemandResponse_Flex_Annual | yr_DemandResponse_Flex_Annual | yr_DemandResponse_Flex_Annual
DemandResponse_Flex_Annual | [11 empty] | -556.2043 | -542.6383 | -529.4032 | -516.491 | -503.8936 | -491.6035 | -479.6132 | -467.9153 | -456.5028 | -445.3685 | -434.5059 | -423.9082 | -413.569 | -403.4819 | -393.6409 | -384.0399 | -374.6731 | -365.5347 | -356.6192 | -347.9212 | -339.4353 | -331.1564 | -323.0794 | -315.1994 | -307.5116 | -300.0114 | -292.694 | -285.5551

## To Aurora_TS Monthly
ID | Use | 1 | 2 | 3 | 4 | 5 | 6 | 7 | 8 | 9 | 10 | 11 | 12
DR_MaxHours |  | 10 | 10 | 0 | 0 | 0 | 0 | 0 | 0 | 0 | 0 | 10 | 10
PSEFirmImports_2018 |  | 1383 | 1383 | 1375 | 1355 | 1354 | 1382 | 1382 | 1412 | 1407 | 1404 | 1445 | 1510
PSEFirmImports_2019 |  | 1507.0142 | 1507.6665 | 1429.9258 | 1411.0282 | 1401.249 | 1401.249 | 1428.444 | 1439.8763 | 1467.1983 | 1463.7683 | 1411.2712 | 1479.1993
PSEFirmImports_2020 |  | 1447.3962 | 1448.0485 | 1394.0637 | 1361.1647 | 1348.9186 | 1348.9186 | 1376.1136 | 1387.5458 | 1431.2766 | 1427.8466 | 1371.6226 | 1419.4972
PSEFirmImports_2021 |  | 1458.755 | 1502.2661 | 1480.1205 | 1441.3023 | 1387.2662 | 1358.7871 | 1402.1716 | 1440.0966 | 1538.0496 | 1578.9976 | 1467.3281 | 1477.2648
PSEFirmImports_2022 |  | 1543.8561 | 1528.632 | 1515.5706 | 1482.5782 | 1442.1668 | 1462.917 | 1472.2814 | 1487.101 | 1568.5508 | 1588.1411 | 1558.1152 | 1518.1075
PSEFirmImports_2023 |  | 1505.8183 | 1518.9843 | 1506.884 | 1465.769 | 1431.9473 | 1445.5271 | 1458.8731 | 1443.4167 | 1519.2247 | 1518.5347 | 1488.5309 | 1484.6518
PSEFirmImports_2024 |  | 1482.7899 | 1533.0061 | 1535.6483 | 1471.2576 | 1418.3648 | 1418.893 | 1421.7619 | 1444.7479 | 1545.9985 | 1521.4307 | 1460.4218 | 1471.8284
PSEFirmImports_2025 |  | 1465.8323 | 1515.8586 | 1518.4052 | 1454.7199 | 1402.3107 | 1402.7708 | 1405.4489 | 1428.1621 | 1528.5661 | 1522.9915 | 1462.4442 | 1474.1282
PSEFirmImports_2026 |  | 1468.2723 | 1518.105 | 1520.554 | 1457.1299 | 1405.2139 | 1405.6045 | 1408.088 | 1430.5228 | 1530.0633 | 1524.5836 | 1464.5071 | 1476.4739
PSEFirmImports_2027 |  | 1470.7612 | 1520.3963 | 1522.7458 | 1459.588 | 1408.175 | 1408.4949 | 1410.7799 | 1432.9308 | 1531.5905 | 1526.2075 | 1466.6113 | 1478.8666
PSEFirmImports_2028 |  | 1473.2998 | 1522.7334 | 1524.9815 | 1462.0953 | 1411.1955 | 1411.4431 | 1413.5257 | 1435.387 | 1533.1482 | 1526.2075 | 1466.6113 | 1478.8666
PSEFirmImports_2029 |  | 1473.2998 | 1522.7334 | 1524.9815 | 1462.0953 | 1411.1955 | 1411.4431 | 1413.5257 | 1435.387 | 1533.1482 | 1526.2075 | 1466.6113 | 1478.8666
PSEFirmImports_2030 |  | 1473.2998 | 1522.7334 | 1524.9815 | 1462.0953 | 1411.1955 | 1411.4431 | 1413.5257 | 1435.387 | 1533.1482 | 1526.2075 | 1466.6113 | 1478.8666
PSEFirmImports_2031 |  | 1473.2998 | 1522.7334 | 1524.9815 | 1462.0953 | 1411.1955 | 1411.4431 | 1413.5257 | 1435.387 | 1533.1482 | 1526.2075 | 1466.6113 | 1478.8666
PSEFirmImports_2032 |  | 1473.2998 | 1522.7334 | 1524.9815 | 1462.0953 | 1411.1955 | 1411.4431 | 1413.5257 | 1435.387 | 1533.1482 | 1526.2075 | 1466.6113 | 1478.8666
PSEFirmImports_2033 |  | 1473.2998 | 1522.7334 | 1524.9815 | 1462.0953 | 1411.1955 | 1411.4431 | 1413.5257 | 1435.387 | 1533.1482 | 1526.2075 | 1466.6113 | 1478.8666
PSEFirmImports_2034 |  | 1473.2998 | 1522.7334 | 1524.9815 | 1462.0953 | 1411.1955 | 1411.4431 | 1413.5257 | 1435.387 | 1533.1482 | 1526.2075 | 1466.6113 | 1478.8666
PSEFirmImports_2035 |  | 1473.2998 | 1522.7334 | 1524.9815 | 1462.0953 | 1411.1955 | 1411.4431 | 1413.5257 | 1435.387 | 1533.1482 | 1526.2075 | 1466.6113 | 1478.8666
PSEFirmImports_2036 |  | 1473.2998 | 1522.7334 | 1524.9815 | 1462.0953 | 1411.1955 | 1411.4431 | 1413.5257 | 1435.387 | 1533.1482 | 1526.2075 | 1466.6113 | 1478.8666
PSEFirmImports_2037 |  | 1473.2998 | 1522.7334 | 1524.9815 | 1462.0953 | 1411.1955 | 1411.4431 | 1413.5257 | 1435.387 | 1533.1482 | 1526.2075 | 1466.6113 | 1478.8666
PSEFirmImports_2038 |  | 1473.2998 | 1522.7334 | 1524.9815 | 1462.0953 | 1411.1955 | 1411.4431 | 1413.5257 | 1435.387 | 1533.1482 | 1526.2075 | 1466.6113 | 1478.8666
PSEFirmImports_2039 |  | 1473.2998 | 1522.7334 | 1524.9815 | 1462.0953 | 1411.1955 | 1411.4431 | 1413.5257 | 1435.387 | 1533.1482 | 1526.2075 | 1466.6113 | 1478.8666
PSEFirmImports_2040 |  | 1473.2998 | 1522.7334 | 1524.9815 | 1462.0953 | 1411.1955 | 1411.4431 | 1413.5257 | 1435.387 | 1533.1482 | 1526.2075 | 1466.6113 | 1478.8666
PSEFirmImports_2041 |  | 1473.2998 | 1522.7334 | 1524.9815 | 1462.0953 | 1411.1955 | 1411.4431 | 1413.5257 | 1435.387 | 1533.1482 | 1526.2075 | 1466.6113 | 1478.8666
PSEFirmImports_2042 |  | 1473.2998 | 1522.7334 | 1524.9815 | 1462.0953 | 1411.1955 | 1411.4431 | 1413.5257 | 1435.387 | 1533.1482 | 1526.2075 | 1466.6113 | 1478.8666
PSEFirmImports_2043 |  | 1473.2998 | 1522.7334 | 1524.9815 | 1462.0953 | 1411.1955 | 1411.4431 | 1413.5257 | 1435.387 | 1533.1482 | 1526.2075 | 1466.6113 | 1478.8666
PSEFirmImports_2044 |  | 1473.2998 | 1522.7334 | 1524.9815 | 1462.0953 | 1411.1955 | 1411.4431 | 1413.5257 | 1435.387 | 1533.1482 | 1526.2075 | 1466.6113 | 1478.8666
PSEFirmImports_2045 |  | 1473.2998 | 1522.7334 | 1524.9815 | 1462.0953 | 1411.1955 | 1411.4431 | 1413.5257 | 1435.387 | 1533.1482 | 1526.2075 | 1466.6113 | 1478.8666
PSEFirmImports_2046 |  | 1473.2998 | 1522.7334 | 1524.9815 | 1462.0953 | 1411.1955 | 1411.4431 | 1413.5257 | 1435.387 | 1533.1482 | 1526.2075 | 1466.6113 | 1478.8666
PSEFirmImports_2047 |  | 1473.2998 | 1522.7334 | 1524.9815 | 1462.0953 | 1411.1955 | 1411.4431 | 1413.5257 | 1435.387 | 1533.1482 | 1526.2075 | 1466.6113 | 1478.8666
DR1_MaxHours | DR1_MaxHours | 20 | [5 empty] | 20 | 20 |  |  |  | 20
DR2_MaxHours | DR2_MaxHours | 20 | [5 empty] | 20 | 20 |  |  |  | 20
DR3_MaxHours | DR3_MaxHours | 20 | [5 empty] | 20 | 20 |  |  |  | 20
DR4_MaxHours | DR4_MaxHours | 20 | [5 empty] | 20 | 20 |  |  |  | 20
DR5_MaxHours | DR5_MaxHours | 20 | [5 empty] | 20 | 20 |  |  |  | 20
DR7_MaxHours | DR7_MaxHours | 20 | [5 empty] | 20 | 20 |  |  |  | 20
DR9_MaxHours | DR9_MaxHours | 20 | [5 empty] | 20 | 20 |  |  |  | 20
DR10_MaxHours | DR10_MaxHours | 20 | [5 empty] | 20 | 20 |  |  |  | 20
DR11_MaxHours | DR11_MaxHours | 20 | [5 empty] | 20 | 20 |  |  |  | 20
DR12_MaxHours | DR12_MaxHours | 20 | [5 empty] | 20 | 20 |  |  |  | 20
DR13_MaxHours | DR13_MaxHours | 20 | [5 empty] | 20 | 20 |  |  |  | 20
DR14_MaxHours | DR14_MaxHours | 20 | [5 empty] | 20 | 20 |  |  |  | 20
DR15_MaxHours | DR15_MaxHours | 20 | [5 empty] | 20 | 20 |  |  |  | 20
DR16_MaxHours | DR16_MaxHours | 20 | [5 empty] | 20 | 20 |  |  |  | 20

## Aurora_New Resources
| Aurora Base Year: | 2012
| Trans. Escalation | 3.09%
| VOM Escalation | 2.5%
[61 empty] | Proxy Only |  |  |  | Proxy Only
Sort | Report | ID | Name | Utility | Heat Rate | Capacity | Fuel | Area | Variable O&M | Fixed O&M | Var Cost Mod1 | Var Cost Mod2 | Fix Cost Mod1 | Fix Cost Mod2 | Annual Max | Overall Max | Annual Min | Overall Min | Forced Outage | Maintenance Rate | Non Cycling | Must Run | Minimum Capacity | Last Eligible Year | First Eligible Year | Capacity Monthly Shape | Heat Rate at Minimum | Min Up Time | Min Down Time | Retrofit | Base Unit | Hydro Number | Resource Group | Mean Repair Time | Emission Rate ID | Emission Price ID | Fuel Adder | Hourly Shaping Factor | Start Fuel Amount | UBB Heat Rate | UBB Bidding Factor | UBB Segment Size | UBB Bidding Shape | Peak Credit | Use Dynamic Peak Credit | RPS | Primary Key | Start Up Cost | Shutdown Penalty | Risk Outage | Maint Begin | Maint End | Cycle Only Capacity | Cycle Only Heat Rate | Cycle Only Startup Cost | Primary Fuel Limit | Ramp Rate | Ramp Down Rate | Reliability Area | Reliability Share | Operating Life | Fuel Multiplier | Ancillary Services | Ancillary Max Contribution | Reliable Capacity | Max Monthly Operating Hours | Constraint ID | Energy Constraint Factor | Prerequisite New Resource ID | Storage ID | Storage Control Type | Maximum Storage | Initial Contents | Recharge Capacity
[5 empty] | Btu/kWh | MW |  |  | $/MWh | $/MW-Week | $/MWh | $/MWh | $/MW-Week | $/MW-Week |  |  |  |  | percent | percent | percent | flag 0 or 1 | percent |  |  |  |  | hours | hours |  |  |  |  | hours |  |  | $/mmBtu |  | mmBtu/MW/Start | Btu/kWh |  | percent | [6 empty] | $/MW/Shutdown |  | date | date | Ratio | Ratio | $/MW/Start | mmBtu | percent | percent | [5 empty] | MW | MW | [6 empty] | MWh | Fraction | MW
| TRUE | 21IRPFrame | New Frame Peaker | PSE | yr_FramePeakerHeatRate | 236.9414 | NG2OWI_PSE | 17 | 6.4549 | yr_FramePeaker_FOM_Flex |  |  | yr_FramePeakerCapital | yr_FramePeaker_SCCAdder_CETA | 10 | 40 | 0 |  | 2.38 |  | 1 | 0 | 30 | 2047-12-31 | 2025-01-01 | 1 | yr_FramePeakerMinHeatRate | 1 | 1 |  |  |  |  | 24 | NewGas_Frame | CO2_Tax_US | yr_GenericNonFirmFuelAdder |  | 1.5437 | [8 empty] | 23.6626 |  |  | 1980-01-01 | 1980-01-01 |  |  |  |  | 100 | 100 |  |  | 30 | 1.0401 |  |  | yr_ReliableCapacity_Frame
| TRUE | 21IRPRecip | New Recip Peaker | PSE | yr_RecipPeakerHeatRate | 18.249 | NGOWI_PSE | 17 | 5.7833 | yr_RecipPeaker_FOM_GasTrans_Flex |  |  | yr_RecipPeakerCapital | yr_RecipPeaker_SCCAdder_CETA | 48 | 240 | 0 |  | 3.3 |  | 1 | 0 | 30 | 2047-12-31 | 2025-01-01 | 1 | yr_RecipPeakerMinHeatRate | 1 | 1 |  |  |  |  | 24 | NewGas_Recip | CO2_Tax_US | yr_GenericFirmFuelAdder |  | 0.31695 | [8 empty] | 0 |  |  | 1980-01-01 | 1980-01-01 |  |  |  |  | 100 | 100 |  |  | 30 | 1.0401 |  |  | yr_ReliableCapacity_Recip
| TRUE | 21IRPCCCT | New CCCT + DF | PSE | yr_CCCTHeatRate | 355.0946 | NGOWI_PSE | 17 | 2.7285 | yr_CCCT_FOM_GasTrans_Flex |  |  | yr_CCCTCapital | yr_CCCT_SCCAdder_CETA | 2 | 20 | 0 |  | 3.88 |  | 1 | 0 | 38 | 2047-12-31 | 2025-01-01 | 1 | yr_CCCTMinHeatRate | 2 | 1 |  |  |  |  | 28 | NewGas | CO2_Tax_US | yr_GenericFirmFuelAdder |  | 3.2138 | 8867 |  | 5.3507 | [5 empty] | 0 |  |  | 1980-01-01 | 1980-01-01 |  |  |  |  | 100 | 100 |  |  | 30 | 1.0401 |  |  | yr_ReliableCapacity_CCCT
| TRUE | 21IRPBiomass | New Biomass | PSE | 14599 | 14.805 | Biomass | 17 | 5.087 | 3267.2559 |  |  | yr_BiomassCapital | yr_BiomassFixedTx | 2 | 10 | 0 |  | 15.3753 |  |  | 1 | 100 | 2047-12-31 | 2024-01-01 | [7 empty] | PSE_RPS | [17 empty] | 1980-01-01 | 1980-01-01 | [8 empty] | 30 |  |  |  | 0 |  | PSE_RPS | 1
| TRUE | 21IRPLiIon2hr | New Li Ion 2hr | PSE | 4160.9756 | 25 | Storage | 17 | 0 | 370.7237 |  |  | yr_LiOn2hrCapital | yr_LiIon2_Flex | 20 | 500 | 0 |  | 2 |  |  | 0 |  | 2047-12-31 | 2023-01-01 | [25 empty] | 1980-01-01 | 1980-01-01 | [8 empty] | 30 |  |  |  | yr_LiIon2Hr_RC |  |  |  |  | LiIon2hr | DemandNetMR | 50 | 1 | 25
| TRUE | 21IRPLiIon4hr | New Li Ion 4hr | PSE | 3921.8391 | 25 | Storage | 17 | 0 | 504.0073 |  |  | yr_LiOn4hrCapital | yr_LiIon4_Flex | 20 | 500 | 0 |  | 2 |  |  | 0 |  | 2047-12-31 | 2023-01-01 | [25 empty] | 1980-01-01 | 1980-01-01 | [8 empty] | 30 |  |  |  | yr_LiIon4Hr_RC |  |  |  |  | LiIon4hr | DemandNetMR | 100 | 1 | 25
| TRUE | 21IRPFlow4hr | New Flow 4hr | PSE | 4673.9726 | 25 | Storage | 17 | 0 | 343.4497 |  |  | yr_Flow4hrCapital | yr_Flow4_Flex | 20 | 500 | 0 |  | 5 |  |  | 0 |  | 2047-12-31 | 2023-01-01 | [25 empty] | 1980-01-01 | 1980-01-01 | [8 empty] | 30 |  |  |  | yr_Flow4Hr_RC |  |  |  |  | Flow4hr | DemandNetMR | 100 | 1 | 25
| TRUE | 21IRPFlow6hr | New Flow 6hr | PSE | 4673.9726 | 25 | Storage | 17 | 0 | 599.2946 |  |  | yr_Flow6hrCapital | yr_FLow6_Flex | 20 | 500 | 0 |  | 5 |  |  | 0 |  | 2047-12-31 | 2023-01-01 | [25 empty] | 1980-01-01 | 1980-01-01 | [8 empty] | 30 |  |  |  | yr_Flow6Hr_RC |  |  |  |  | Flow6hr | DemandNetMR | 150 | 1 | 25
| TRUE | 21IRPPHSE | New Pumped hydro storage | PSE | 4265 | 25 | Storage | 17 | 0 | 252.5365 |  |  | yr_PHSECapital | yr_PHSEFixedTx_Flex | 20 | 500 | 0 |  | 1 |  |  | 0 |  | 2047-12-31 | 2028-01-01 | [25 empty] | 1980-01-01 | 1980-01-01 | [8 empty] | 30 |  |  |  | yr_PHES_RC |  |  |  |  | PSH | DemandNetMR | 200 | 1 | 25
| TRUE | 21IRPDSM1 | DSM Bundle 1 | PSE | 0 | yr_Bundle1_Capacity | EEBundle | 17 | yr_Bundle1_Cost | [5 empty] | 1 | 1 | 0 |  | 0 |  |  | 1 | 100 | 2022-01-01 | 2022-01-01 | [7 empty] | PSE_RPS |  |  |  |  | 1 | [12 empty] | 1980-01-01 | 1980-01-01 | [8 empty] | 30 |  |  |  | yr_Bundle1_Peak |  | PSE_RPS | 0.929
| TRUE | 21IRPDSM2 | DSM Bundle 2 | PSE | 0 | yr_Bundle2_Capacity | EEBundle | 17 | yr_Bundle2_Cost | [5 empty] | 1 | 1 | 0 |  | 0 |  |  | 1 | 100 | 2022-01-01 | 2022-01-01 | [7 empty] | PSE_RPS |  |  |  |  | 1 | [12 empty] | 1980-01-01 | 1980-01-01 | [8 empty] | 30 |  |  |  | yr_Bundle2_Peak |  | PSE_RPS | 0.929 | 21IRPDSM1
| TRUE | 21IRPDSM3 | DSM Bundle 3 | PSE | 0 | yr_Bundle3_Capacity | EEBundle | 17 | yr_Bundle3_Cost | [5 empty] | 1 | 1 | 0 |  | 0 |  |  | 1 | 100 | 2022-01-01 | 2022-01-01 | [7 empty] | PSE_RPS |  |  |  |  | 1 | [12 empty] | 1980-01-01 | 1980-01-01 | [8 empty] | 30 |  |  |  | yr_Bundle3_Peak |  | PSE_RPS | 0.929 | 21IRPDSM2
| TRUE | 21IRPDSM4 | DSM Bundle 4 | PSE | 0 | yr_Bundle4_Capacity | EEBundle | 17 | yr_Bundle4_Cost | [5 empty] | 1 | 1 | 0 |  | 0 |  |  | 1 | 100 | 2022-01-01 | 2022-01-01 | [7 empty] | PSE_RPS |  |  |  |  | 1 | [12 empty] | 1980-01-01 | 1980-01-01 | [8 empty] | 30 |  |  |  | yr_Bundle4_Peak |  | PSE_RPS | 0.929 | 21IRPDSM3
| TRUE | 21IRPDSM5 | DSM Bundle 5 | PSE | 0 | yr_Bundle5_Capacity | EEBundle | 17 | yr_Bundle5_Cost | [5 empty] | 1 | 1 | 0 |  | 0 |  |  | 1 | 100 | 2022-01-01 | 2022-01-01 | [7 empty] | PSE_RPS |  |  |  |  | 1 | [12 empty] | 1980-01-01 | 1980-01-01 | [8 empty] | 30 |  |  |  | yr_Bundle5_Peak |  | PSE_RPS | 0.929 | 21IRPDSM4
| TRUE | 21IRPDSM6 | DSM Bundle 6 | PSE | 0 | yr_Bundle6_Capacity | EEBundle | 17 | yr_Bundle6_Cost | [5 empty] | 1 | 1 | 0 |  | 0 |  |  | 1 | 100 | 2022-01-01 | 2022-01-01 | [7 empty] | PSE_RPS |  |  |  |  | 1 | [12 empty] | 1980-01-01 | 1980-01-01 | [8 empty] | 30 |  |  |  | yr_Bundle6_Peak |  | PSE_RPS | 0.929 | 21IRPDSM5
| TRUE | 21IRPDSM7 | DSM Bundle 7 | PSE | 0 | yr_Bundle7_Capacity | EEBundle | 17 | yr_Bundle7_Cost | [5 empty] | 1 | 1 | 0 |  | 0 |  |  | 1 | 100 | 2022-01-01 | 2022-01-01 | [7 empty] | PSE_RPS |  |  |  |  | 1 | [12 empty] | 1980-01-01 | 1980-01-01 | [8 empty] | 30 |  |  |  | yr_Bundle7_Peak |  | PSE_RPS | 0.929 | 21IRPDSM6
| TRUE | 21IRPDSM8 | DSM Bundle 8 | PSE | 0 | yr_Bundle8_Capacity | EEBundle | 17 | yr_Bundle8_Cost | [5 empty] | 1 | 1 | 0 |  | 0 |  |  | 1 | 100 | 2022-01-01 | 2022-01-01 | [7 empty] | PSE_RPS |  |  |  |  | 1 | [12 empty] | 1980-01-01 | 1980-01-01 | [8 empty] | 30 |  |  |  | yr_Bundle8_Peak |  | PSE_RPS | 0.929 | 21IRPDSM7
| TRUE | 21IRPDSM9 | DSM Bundle 9 | PSE | 0 | yr_Bundle9_Capacity | EEBundle | 17 | yr_Bundle9_Cost | [5 empty] | 1 | 1 | 0 |  | 0 |  |  | 1 | 100 | 2022-01-01 | 2022-01-01 | [7 empty] | PSE_RPS |  |  |  |  | 1 | [12 empty] | 1980-01-01 | 1980-01-01 | [8 empty] | 30 |  |  |  | yr_Bundle9_Peak |  | PSE_RPS | 0.929 | 21IRPDSM8
| TRUE | 21IRPDSM10 | DSM Bundle 10 | PSE | 0 | yr_Bundle10_Capacity | EEBundle | 17 | yr_Bundle10_Cost | [5 empty] | 1 | 1 | 0 |  | 0 |  |  | 1 | 100 | 2022-01-01 | 2022-01-01 | [7 empty] | PSE_RPS |  |  |  |  | 1 | [12 empty] | 1980-01-01 | 1980-01-01 | [8 empty] | 30 |  |  |  | yr_Bundle10_Peak |  | PSE_RPS | 0.929 | 21IRPDSM9
| TRUE | 21IRPDSM11 | DSM Bundle 11 | PSE | 0 | yr_Bundle11_Capacity | EEBundle | 17 | yr_Bundle11_Cost | [5 empty] | 1 | 1 | 0 |  | 0 |  |  | 1 | 100 | 2022-01-01 | 2022-01-01 | [7 empty] | PSE_RPS |  |  |  |  | 1 | [12 empty] | 1980-01-01 | 1980-01-01 | [8 empty] | 30 |  |  |  | yr_Bundle11_Peak |  | PSE_RPS | 0.929 | 21IRPDSM10
| TRUE | 21IRPDSM12 | DSM Bundle 12 | PSE | 0 | yr_Bundle12_Capacity | EEBundle | 17 | yr_Bundle12_Cost | [5 empty] | 1 | 1 | 0 |  | 0 |  |  | 1 | 100 | 2022-01-01 | 2022-01-01 | [7 empty] | PSE_RPS |  |  |  |  | 1 | [12 empty] | 1980-01-01 | 1980-01-01 | [8 empty] | 30 |  |  |  | yr_Bundle12_Peak |  | PSE_RPS | 0.929 | 21IRPDSM11
| TRUE | 21IRPDSM13 | DSM Bundle 13 | PSE | 0 | yr_Bundle13_Capacity | EEBundle | 17 | yr_Bundle13_Cost | [5 empty] | 1 | 1 | 0 |  | 0 |  |  | 1 | 100 | 2022-01-01 | 2022-01-01 | [7 empty] | PSE_RPS |  |  |  |  | 1 | [12 empty] | 1980-01-01 | 1980-01-01 | [8 empty] | 30 |  |  |  | yr_Bundle13_Peak |  | PSE_RPS | 0.929 | 21IRPDSM12
| TRUE | 21IRPDSMDE | DSM Bundle Distribution Efficiency | PSE | 0 | yr_BundleDE_Capacity | EEBundle | 17 | yr_BundleDE_Cost | [5 empty] | 1 | 1 | 0 |  | 0 |  |  | 1 | 100 | 2022-01-01 | 2022-01-01 | [7 empty] | PSE_RPS |  |  |  |  | 1 | [12 empty] | 1980-01-01 | 1980-01-01 | [8 empty] | 30 |  |  |  | yr_BundleDE_Peak |  | PSE_RPS | 0.929
| TRUE | 21IRPDSMC&S | 21IRP DSM C&S | PSE | 0 | yr_BundleC&S_Capacity | EEBundle | 17 | 0 | [5 empty] | 1 | 1 | 1 |  |  |  | 0 | 1 | 100 | 2022-01-01 | 2022-01-01 | [21 empty] | 277 |  |  |  | 1980-01-01 | 1980-01-01 | [8 empty] | 30 |  |  |  | yr_BundleC&S_Peak
| TRUE | 21IRPDSMPV | 21IRP DSM Solar PV | PSE | 0 | yr_BundleSolarPV_Capacity | EEBundle | 17 | 0 | [5 empty] | 1 | 1 | 1 |  |  |  | 0 | 1 | 100 | 2022-01-01 | 2022-01-01 | [21 empty] | 278 |  |  |  | 1980-01-01 | 1980-01-01 | [8 empty] | 30 |  |  |  | 0
| TRUE | 21IRPDR1 | DR Res CPP-No Enablement | PSE | 0 | yr_DR1_Capacity | DemandResponse | 17 | 0 | yr_DR1_Cost |  |  |  |  | 1 | 1 | 0 |  | 0 |  | 1 |  | 100 | 2047-12-31 | 2022-01-01 |  |  | 1 | 1 | [21 empty] | 1980-01-01 | 1980-01-01 | [8 empty] | 30 |  |  |  | yr_DR1_Peak | mn_DR1_MaxHours
| TRUE | 21IRPDR2 | DR Res CPP-With Enablement | PSE | 0 | yr_DR2_Capacity | DemandResponse | 17 | 0 | yr_DR2_Cost |  |  |  |  | 1 | 1 | 0 |  | 0 |  | 1 |  | 100 | 2047-12-31 | 2022-01-01 |  |  | 1 | 1 | [21 empty] | 1980-01-01 | 1980-01-01 | [8 empty] | 30 |  |  |  | yr_DR2_Peak | mn_DR2_MaxHours
| TRUE | 21IRPDR3 | DR Res DLC Heat-Switch | PSE | 0 | yr_DR3_Capacity | DemandResponse | 17 | 0 | yr_DR3_Cost |  |  |  | yr_DemandResponse_Flex | 1 | 1 | 0 |  | 0 |  | 1 |  | 100 | 2047-12-31 | 2022-01-01 |  |  | 1 | 1 | [21 empty] | 1980-01-01 | 1980-01-01 | [8 empty] | 30 |  |  |  | yr_DR3_Peak | mn_DR3_MaxHours
| TRUE | 21IRPDR4 | DR Res DLC Heat-BYOT | PSE | 0 | yr_DR4_Capacity | DemandResponse | 17 | 0 | yr_DR4_Cost |  |  |  | yr_DemandResponse_Flex | 1 | 1 | 0 |  | 0 |  | 1 |  | 100 | 2047-12-31 | 2022-01-01 |  |  | 1 | 1 | [21 empty] | 1980-01-01 | 1980-01-01 | [8 empty] | 30 |  |  |  | yr_DR4_Peak | mn_DR4_MaxHours
| TRUE | 21IRPDR5 | DR Res DLC ERWH-Switch | PSE | 0 | yr_DR5_Capacity | DemandResponse | 17 | 0 | yr_DR5_Cost |  |  |  | yr_DemandResponse_Flex | 1 | 1 | 0 |  | 0 |  | 1 |  | 100 | 2047-12-31 | 2022-01-01 |  |  | 1 | 1 | [21 empty] | 1980-01-01 | 1980-01-01 | [8 empty] | 30 |  |  |  | yr_DR5_Peak | mn_DR5_MaxHours
| TRUE | 21IRPDR6 | DR Res DLC ERWH-Grid-Enabled | PSE | 0 | yr_DR6_Capacity | DemandResponse | 17 | 0 | yr_DR6_Cost |  |  |  | yr_DemandResponse_Flex | 1 | 1 | 0 |  | 0 |  | 1 |  | 100 | 2047-12-31 | 2022-01-01 |  |  | 1 | 1 | [21 empty] | 1980-01-01 | 1980-01-01 | [8 empty] | 30 |  |  |  | yr_DR6_Peak
| TRUE | 21IRPDR7 | DR Res DLC HPWH-Switch | PSE | 0 | yr_DR7_Capacity | DemandResponse | 17 | 0 | yr_DR7_Cost |  |  |  | yr_DemandResponse_Flex | 1 | 1 | 0 |  | 0 |  | 1 |  | 100 | 2047-12-31 | 2022-01-01 |  |  | 1 | 1 | [21 empty] | 1980-01-01 | 1980-01-01 | [8 empty] | 30 |  |  |  | yr_DR7_Peak | mn_DR7_MaxHours
| TRUE | 21IRPDR8 | DR Res DLC HPWH-Grid-Enabled | PSE | 0 | yr_DR8_Capacity | DemandResponse | 17 | 0 | yr_DR8_Cost |  |  |  | yr_DemandResponse_Flex | 1 | 1 | 0 |  | 0 |  | 1 |  | 100 | 2047-12-31 | 2022-01-01 |  |  | 1 | 1 | [21 empty] | 1980-01-01 | 1980-01-01 | [8 empty] | 30 |  |  |  | yr_DR8_Peak
| TRUE | 21IRPDR9 | DR Small Com DLC Heat-Switch | PSE | 0 | yr_DR9_Capacity | DemandResponse | 17 | 0 | yr_DR9_Cost |  |  |  | yr_DemandResponse_Flex | 1 | 1 | 0 |  | 0 |  | 1 |  | 100 | 2047-12-31 | 2022-01-01 |  |  | 1 | 1 | [21 empty] | 1980-01-01 | 1980-01-01 | [8 empty] | 30 |  |  |  | yr_DR9_Peak | mn_DR9_MaxHours
| TRUE | 21IRPDR10 | DR Medium Com DLC Heat-Switch | PSE | 0 | yr_DR10_Capacity | DemandResponse | 17 | 0 | yr_DR10_Cost |  |  |  | yr_DemandResponse_Flex | 1 | 1 | 0 |  | 0 |  | 1 |  | 100 | 2047-12-31 | 2022-01-01 |  |  | 1 | 1 | [21 empty] | 1980-01-01 | 1980-01-01 | [8 empty] | 30 |  |  |  | yr_DR10_Peak | mn_DR10_MaxHours
| TRUE | 21IRPDR11 | DR C&I Curtailment-Manual | PSE | 0 | yr_DR11_Capacity | DemandResponse | 17 | 0 | yr_DR11_Cost |  |  |  |  | 1 | 1 | 0 |  | 0 |  | 1 |  | 100 | 2047-12-31 | 2022-01-01 |  |  | 1 | 1 | [21 empty] | 1980-01-01 | 1980-01-01 | [8 empty] | 30 |  |  |  | yr_DR11_Peak | mn_DR11_MaxHours
| TRUE | 21IRPDR12 | DR C&I Curtailment-AutoDR | PSE | 0 | yr_DR12_Capacity | DemandResponse | 17 | 0 | yr_DR12_Cost |  |  |  | yr_DemandResponse_Flex | 1 | 1 | 0 |  | 0 |  | 1 |  | 100 | 2047-12-31 | 2022-01-01 |  |  | 1 | 1 | [21 empty] | 1980-01-01 | 1980-01-01 | [8 empty] | 30 |  |  |  | yr_DR12_Peak | mn_DR12_MaxHours
| TRUE | 21IRPDR13 | DR C&I CPP-No Enablement | PSE | 0 | yr_DR13_Capacity | DemandResponse | 17 | 0 | yr_DR13_Cost |  |  |  |  | 1 | 1 | 0 |  | 0 |  | 1 |  | 100 | 2047-12-31 | 2022-01-01 |  |  | 1 | 1 | [21 empty] | 1980-01-01 | 1980-01-01 | [8 empty] | 30 |  |  |  | yr_DR13_Peak | mn_DR13_MaxHours
| TRUE | 21IRPDR14 | DR C&I CPP-With Enablement | PSE | 0 | yr_DR14_Capacity | DemandResponse | 17 | 0 | yr_DR14_Cost |  |  |  |  | 1 | 1 | 0 |  | 0 |  | 1 |  | 100 | 2047-12-31 | 2022-01-01 |  |  | 1 | 1 | [21 empty] | 1980-01-01 | 1980-01-01 | [8 empty] | 30 |  |  |  | yr_DR14_Peak | mn_DR14_MaxHours
| TRUE | 21IRPDR15 | DR Res EV DLC | PSE | 0 | yr_DR15_Capacity | DemandResponse | 17 | 0 | yr_DR15_Cost |  |  |  |  | 1 | 1 | 0 |  | 0 |  | 1 |  | 100 | 2047-12-31 | 2022-01-01 |  |  | 1 | 1 | [21 empty] | 1980-01-01 | 1980-01-01 | [8 empty] | 30 |  |  |  | yr_DR15_Peak | mn_DR15_MaxHours
| TRUE | 21IRPDR16 | DR Res Behavior DR-Winter | PSE | 0 | yr_DR16_Capacity | DemandResponse | 17 | 0 | yr_DR16_Cost |  |  |  |  | 1 | 1 | 0 |  | 0 |  | 1 |  | 100 | 2047-12-31 | 2022-01-01 |  |  | 1 | 1 | [21 empty] | 1980-01-01 | 1980-01-01 | [8 empty] | 30 |  |  |  | yr_DR16_Peak | mn_DR16_MaxHours
| TRUE | 21IRPSolar_Battery1 | New Solar + Battery 2024 | PSE | 4160.9756 | yr_NewSolarCap | PV | 17 | 0 | 640.8749 |  | yr_SpinReserveRenewables | yr_Solar_BatteryCapital | yr_Solar_BatteryFixedTx | 1 | 1 | 0 |  | hr_NewSolarWA¦NewSolarFOR¦2008 |  |  | 1 | 100 | 2024-01-01 | 2024-01-01 | [7 empty] | PSE_RPS | [17 empty] | 1980-01-01 | 1980-01-01 | [8 empty] | 30 |  |  |  | yr_SolarBattery_RC |  | PSE_RPS | 1 | [6 empty] | yr_ReliableCapacity_WASolar_200
| TRUE | 21IRPLiIon2hr_Solar1 | New Solar + Battery 2024 | PSE | 0 | 25 | Storage | 17 | 0 | 0 |  |  |  |  | 1 | 1 | 0 |  | 2 |  |  | 0 |  | 2024-01-01 | 2024-01-01 | [25 empty] | 1980-01-01 | 1980-01-01 | [8 empty] | 30 |  |  |  | 0 |  |  |  | 21IRPSolar_Battery1 | Solar_Battery1 | DemandNetMR | 50 | 1 | 25 | 0
| TRUE | 21IRPSolar_Battery2 | New Solar + Battery 2025 | PSE | 4160.9756 | yr_NewSolarCap | PV | 17 | 0 | 640.8749 |  | yr_SpinReserveRenewables | yr_Solar_BatteryCapital | yr_Solar_BatteryFixedTx | 1 | 1 | 0 |  | hr_NewSolarWA¦NewSolarFOR¦2008 |  |  | 1 | 100 | 2025-01-01 | 2025-01-01 | [7 empty] | PSE_RPS | [17 empty] | 1980-01-01 | 1980-01-01 | [8 empty] | 30 |  |  |  | yr_SolarBattery_RC |  | PSE_RPS | 1 | [6 empty] | yr_ReliableCapacity_WASolar_200
| TRUE | 21IRPLiIon2hr_Solar2 | New Solar + Battery 2025 | PSE | 0 | 25 | Storage | 17 | 0 | 0 |  |  |  |  | 1 | 1 | 0 |  | 2 |  |  | 0 |  | 2025-01-01 | 2025-01-01 | [25 empty] | 1980-01-01 | 1980-01-01 | [8 empty] | 30 |  |  |  | 0 |  |  |  | 21IRPSolar_Battery2 | Solar_Battery2 | DemandNetMR | 50 | 1 | 25 | 0
| TRUE | 21IRPSolar_Battery3 | New Solar + Battery 2026 | PSE | 4160.9756 | yr_NewSolarCap | PV | 17 | 0 | 640.8749 |  | yr_SpinReserveRenewables | yr_Solar_BatteryCapital | yr_Solar_BatteryFixedTx | 1 | 1 | 0 |  | hr_NewSolarWA¦NewSolarFOR¦2008 |  |  | 1 | 100 | 2026-01-01 | 2026-01-01 | [7 empty] | PSE_RPS | [17 empty] | 1980-01-01 | 1980-01-01 | [8 empty] | 30 |  |  |  | yr_SolarBattery_RC |  | PSE_RPS | 1 | [6 empty] | yr_ReliableCapacity_WASolar_400
| TRUE | 21IRPLiIon2hr_Solar3 | New Solar + Battery 2026 | PSE | 0 | 25 | Storage | 17 | 0 | 0 |  |  |  |  | 1 | 1 | 0 |  | 2 |  |  | 0 |  | 2026-01-01 | 2026-01-01 | [25 empty] | 1980-01-01 | 1980-01-01 | [8 empty] | 30 |  |  |  | 0 |  |  |  | 21IRPSolar_Battery3 | Solar_Battery3 | DemandNetMR | 50 | 1 | 25 | 0
| TRUE | 21IRPSolar_Battery4 | New Solar + Battery 2027 | PSE | 4160.9756 | yr_NewSolarCap | PV | 17 | 0 | 640.8749 |  | yr_SpinReserveRenewables | yr_Solar_BatteryCapital | yr_Solar_BatteryFixedTx | 1 | 1 | 0 |  | hr_NewSolarWA¦NewSolarFOR¦2008 |  |  | 1 | 100 | 2027-01-01 | 2027-01-01 | [7 empty] | PSE_RPS | [17 empty] | 1980-01-01 | 1980-01-01 | [8 empty] | 30 |  |  |  | yr_SolarBattery_RC |  | PSE_RPS | 1 | [6 empty] | yr_ReliableCapacity_WASolar_400
| TRUE | 21IRPLiIon2hr_Solar4 | New Solar + Battery 2027 | PSE | 0 | 25 | Storage | 17 | 0 | 0 |  |  |  |  | 1 | 1 | 0 |  | 2 |  |  | 0 |  | 2027-01-01 | 2027-01-01 | [25 empty] | 1980-01-01 | 1980-01-01 | [8 empty] | 30 |  |  |  | 0 |  |  |  | 21IRPSolar_Battery4 | Solar_Battery4 | DemandNetMR | 50 | 1 | 25 | 0
| TRUE | 21IRPSolar_Battery5 | New Solar + Battery 2028 | PSE | 4160.9756 | yr_NewSolarCap | PV | 17 | 0 | 640.8749 |  | yr_SpinReserveRenewables | yr_Solar_BatteryCapital | yr_Solar_BatteryFixedTx | 1 | 1 | 0 |  | hr_NewSolarWA¦NewSolarFOR¦2008 |  |  | 1 | 100 | 2028-01-01 | 2028-01-01 | [7 empty] | PSE_RPS | [17 empty] | 1980-01-01 | 1980-01-01 | [8 empty] | 30 |  |  |  | yr_SolarBattery_RC |  | PSE_RPS | 1 | [6 empty] | yr_ReliableCapacity_WASolar_600
| TRUE | 21IRPLiIon2hr_Solar5 | New Solar + Battery 2028 | PSE | 0 | 25 | Storage | 17 | 0 | 0 |  |  |  |  | 1 | 1 | 0 |  | 2 |  |  | 0 |  | 2028-01-01 | 2028-01-01 | [25 empty] | 1980-01-01 | 1980-01-01 | [8 empty] | 30 |  |  |  | 0 |  |  |  | 21IRPSolar_Battery5 | Solar_Battery5 | DemandNetMR | 50 | 1 | 25 | 0
| TRUE | 21IRPSolar_Battery6 | New Solar + Battery 2029 | PSE | 4160.9756 | yr_NewSolarCap | PV | 17 | 0 | 640.8749 |  | yr_SpinReserveRenewables | yr_Solar_BatteryCapital | yr_Solar_BatteryFixedTx | 1 | 1 | 0 |  | hr_NewSolarWA¦NewSolarFOR¦2008 |  |  | 1 | 100 | 2029-01-01 | 2029-01-01 | [7 empty] | PSE_RPS | [17 empty] | 1980-01-01 | 1980-01-01 | [8 empty] | 30 |  |  |  | yr_SolarBattery_RC |  | PSE_RPS | 1 | [6 empty] | yr_ReliableCapacity_WASolar_600
| TRUE | 21IRPLiIon2hr_Solar6 | New Solar + Battery 2029 | PSE | 0 | 25 | Storage | 17 | 0 | 0 |  |  |  |  | 1 | 1 | 0 |  | 2 |  |  | 0 |  | 2029-01-01 | 2029-01-01 | [25 empty] | 1980-01-01 | 1980-01-01 | [8 empty] | 30 |  |  |  | 0 |  |  |  | 21IRPSolar_Battery6 | Solar_Battery6 | DemandNetMR | 50 | 1 | 25 | 0
| TRUE | 21IRPSolar_Battery7 | New Solar + Battery 2030 | PSE | 4160.9756 | yr_NewSolarCap | PV | 17 | 0 | 640.8749 |  | yr_SpinReserveRenewables | yr_Solar_BatteryCapital | yr_Solar_BatteryFixedTx | 1 | 1 | 0 |  | hr_NewSolarWA¦NewSolarFOR¦2008 |  |  | 1 | 100 | 2030-01-01 | 2030-01-01 | [7 empty] | PSE_RPS | [17 empty] | 1980-01-01 | 1980-01-01 | [8 empty] | 30 |  |  |  | yr_SolarBattery_RC |  | PSE_RPS | 1 | [6 empty] | yr_ReliableCapacity_WASolar_800
| TRUE | 21IRPLiIon2hr_Solar7 | New Solar + Battery 2030 | PSE | 0 | 25 | Storage | 17 | 0 | 0 |  |  |  |  | 1 | 1 | 0 |  | 2 |  |  | 0 |  | 2030-01-01 | 2030-01-01 | [25 empty] | 1980-01-01 | 1980-01-01 | [8 empty] | 30 |  |  |  | 0 |  |  |  | 21IRPSolar_Battery7 | Solar_Battery7 | DemandNetMR | 50 | 1 | 25 | 0
| TRUE | 21IRPSolar_Battery8 | New Solar + Battery 2031 | PSE | 4160.9756 | yr_NewSolarCap | PV | 17 | 0 | 640.8749 |  | yr_SpinReserveRenewables | yr_Solar_BatteryCapital | yr_Solar_BatteryFixedTx | 1 | 1 | 0 |  | hr_NewSolarWA¦NewSolarFOR¦2008 |  |  | 1 | 100 | 2031-01-01 | 2031-01-01 | [7 empty] | PSE_RPS | [17 empty] | 1980-01-01 | 1980-01-01 | [8 empty] | 30 |  |  |  | yr_SolarBattery_RC |  | PSE_RPS | 1 | [6 empty] | yr_ReliableCapacity_WASolar_800
| TRUE | 21IRPLiIon2hr_Solar8 | New Solar + Battery 2031 | PSE | 0 | 25 | Storage | 17 | 0 | 0 |  |  |  |  | 1 | 1 | 0 |  | 2 |  |  | 0 |  | 2031-01-01 | 2031-01-01 | [25 empty] | 1980-01-01 | 1980-01-01 | [8 empty] | 30 |  |  |  | 0 |  |  |  | 21IRPSolar_Battery8 | Solar_Battery8 | DemandNetMR | 50 | 1 | 25 | 0
| TRUE | 21IRPSolar_Battery9 | New Solar + Battery 2032 | PSE | 4160.9756 | yr_NewSolarCap | PV | 17 | 0 | 640.8749 |  | yr_SpinReserveRenewables | yr_Solar_BatteryCapital | yr_Solar_BatteryFixedTx | 1 | 1 | 0 |  | hr_NewSolarWA¦NewSolarFOR¦2008 |  |  | 1 | 100 | 2032-01-01 | 2032-01-01 | [7 empty] | PSE_RPS | [17 empty] | 1980-01-01 | 1980-01-01 | [8 empty] | 30 |  |  |  | yr_SolarBattery_RC |  | PSE_RPS | 1 | [6 empty] | yr_ReliableCapacity_WASolar_1000
| TRUE | 21IRPLiIon2hr_Solar9 | New Solar + Battery 2032 | PSE | 0 | 25 | Storage | 17 | 0 | 0 |  |  |  |  | 1 | 1 | 0 |  | 2 |  |  | 0 |  | 2032-01-01 | 2032-01-01 | [25 empty] | 1980-01-01 | 1980-01-01 | [8 empty] | 30 |  |  |  | 0 |  |  |  | 21IRPSolar_Battery9 | Solar_Battery9 | DemandNetMR | 50 | 1 | 25 | 0
| TRUE | 21IRPSolar_Battery10 | New Solar + Battery 2033 | PSE | 4160.9756 | yr_NewSolarCap | PV | 17 | 0 | 640.8749 |  | yr_SpinReserveRenewables | yr_Solar_BatteryCapital | yr_Solar_BatteryFixedTx | 1 | 1 | 0 |  | hr_NewSolarWA¦NewSolarFOR¦2008 |  |  | 1 | 100 | 2033-01-01 | 2033-01-01 | [7 empty] | PSE_RPS | [17 empty] | 1980-01-01 | 1980-01-01 | [8 empty] | 30 |  |  |  | yr_SolarBattery_RC |  | PSE_RPS | 1 | [6 empty] | yr_ReliableCapacity_WASolar_1000
| TRUE | 21IRPLiIon2hr_Solar10 | New Solar + Battery 2033 | PSE | 0 | 25 | Storage | 17 | 0 | 0 |  |  |  |  | 1 | 1 | 0 |  | 2 |  |  | 0 |  | 2033-01-01 | 2033-01-01 | [25 empty] | 1980-01-01 | 1980-01-01 | [8 empty] | 30 |  |  |  | 0 |  |  |  | 21IRPSolar_Battery10 | Solar_Battery10 | DemandNetMR | 50 | 1 | 25 | 0
| TRUE | 21IRPSolar_Battery11 | New Solar + Battery 2034 | PSE | 4160.9756 | yr_NewSolarCap | PV | 17 | 0 | 640.8749 |  | yr_SpinReserveRenewables | yr_Solar_BatteryCapital | yr_Solar_BatteryFixedTx | 1 | 1 | 0 |  | hr_NewSolarWA¦NewSolarFOR¦2008 |  |  | 1 | 100 | 2034-01-01 | 2034-01-01 | [7 empty] | PSE_RPS | [17 empty] | 1980-01-01 | 1980-01-01 | [8 empty] | 30 |  |  |  | yr_SolarBattery_RC |  | PSE_RPS | 1 | [6 empty] | yr_ReliableCapacity_WASolar_1200
| TRUE | 21IRPLiIon2hr_Solar11 | New Solar + Battery 2034 | PSE | 0 | 25 | Storage | 17 | 0 | 0 |  |  |  |  | 1 | 1 | 0 |  | 2 |  |  | 0 |  | 2034-01-01 | 2034-01-01 | [25 empty] | 1980-01-01 | 1980-01-01 | [8 empty] | 30 |  |  |  | 0 |  |  |  | 21IRPSolar_Battery11 | Solar_Battery11 | DemandNetMR | 50 | 1 | 25 | 0
| TRUE | 21IRPSolar_Battery12 | New Solar + Battery 2035 | PSE | 4160.9756 | yr_NewSolarCap | PV | 17 | 0 | 640.8749 |  | yr_SpinReserveRenewables | yr_Solar_BatteryCapital | yr_Solar_BatteryFixedTx | 1 | 1 | 0 |  | hr_NewSolarWA¦NewSolarFOR¦2008 |  |  | 1 | 100 | 2035-01-01 | 2035-01-01 | [7 empty] | PSE_RPS | [17 empty] | 1980-01-01 | 1980-01-01 | [8 empty] | 30 |  |  |  | yr_SolarBattery_RC |  | PSE_RPS | 1 | [6 empty] | yr_ReliableCapacity_WASolar_1200
| TRUE | 21IRPLiIon2hr_Solar12 | New Solar + Battery 2035 | PSE | 0 | 25 | Storage | 17 | 0 | 0 |  |  |  |  | 1 | 1 | 0 |  | 2 |  |  | 0 |  | 2035-01-01 | 2035-01-01 | [25 empty] | 1980-01-01 | 1980-01-01 | [8 empty] | 30 |  |  |  | 0 |  |  |  | 21IRPSolar_Battery12 | Solar_Battery12 | DemandNetMR | 50 | 1 | 25 | 0
| TRUE | 21IRPSolar_Battery13 | New Solar + Battery 2036 | PSE | 4160.9756 | yr_NewSolarCap | PV | 17 | 0 | 640.8749 |  | yr_SpinReserveRenewables | yr_Solar_BatteryCapital | yr_Solar_BatteryFixedTx | 1 | 1 | 0 |  | hr_NewSolarWA¦NewSolarFOR¦2008 |  |  | 1 | 100 | 2036-01-01 | 2036-01-01 | [7 empty] | PSE_RPS | [17 empty] | 1980-01-01 | 1980-01-01 | [8 empty] | 30 |  |  |  | yr_SolarBattery_RC |  | PSE_RPS | 1 | [6 empty] | yr_ReliableCapacity_WASolar_1400
| TRUE | 21IRPLiIon2hr_Solar13 | New Solar + Battery 2036 | PSE | 0 | 25 | Storage | 17 | 0 | 0 |  |  |  |  | 1 | 1 | 0 |  | 2 |  |  | 0 |  | 2036-01-01 | 2036-01-01 | [25 empty] | 1980-01-01 | 1980-01-01 | [8 empty] | 30 |  |  |  | 0 |  |  |  | 21IRPSolar_Battery13 | Solar_Battery13 | DemandNetMR | 50 | 1 | 25 | 0
| TRUE | 21IRPSolar_Battery14 | New Solar + Battery 2037 | PSE | 4160.9756 | yr_NewSolarCap | PV | 17 | 0 | 640.8749 |  | yr_SpinReserveRenewables | yr_Solar_BatteryCapital | yr_Solar_BatteryFixedTx | 1 | 1 | 0 |  | hr_NewSolarWA¦NewSolarFOR¦2008 |  |  | 1 | 100 | 2037-01-01 | 2037-01-01 | [7 empty] | PSE_RPS | [17 empty] | 1980-01-01 | 1980-01-01 | [8 empty] | 30 |  |  |  | yr_SolarBattery_RC |  | PSE_RPS | 1 | [6 empty] | yr_ReliableCapacity_WASolar_1400
| TRUE | 21IRPLiIon2hr_Solar14 | New Solar + Battery 2037 | PSE | 0 | 25 | Storage | 17 | 0 | 0 |  |  |  |  | 1 | 1 | 0 |  | 2 |  |  | 0 |  | 2037-01-01 | 2037-01-01 | [25 empty] | 1980-01-01 | 1980-01-01 | [8 empty] | 30 |  |  |  | 0 |  |  |  | 21IRPSolar_Battery14 | Solar_Battery14 | DemandNetMR | 50 | 1 | 25 | 0
| TRUE | 21IRPSolar_Battery15 | New Solar + Battery 2038 | PSE | 4160.9756 | yr_NewSolarCap | PV | 17 | 0 | 640.8749 |  | yr_SpinReserveRenewables | yr_Solar_BatteryCapital | yr_Solar_BatteryFixedTx | 1 | 1 | 0 |  | hr_NewSolarWA¦NewSolarFOR¦2008 |  |  | 1 | 100 | 2038-01-01 | 2038-01-01 | [7 empty] | PSE_RPS | [17 empty] | 1980-01-01 | 1980-01-01 | [8 empty] | 30 |  |  |  | yr_SolarBattery_RC |  | PSE_RPS | 1 | [6 empty] | yr_ReliableCapacity_WASolar_1600
| TRUE | 21IRPLiIon2hr_Solar15 | New Solar + Battery 2038 | PSE | 0 | 25 | Storage | 17 | 0 | 0 |  |  |  |  | 1 | 1 | 0 |  | 2 |  |  | 0 |  | 2038-01-01 | 2038-01-01 | [25 empty] | 1980-01-01 | 1980-01-01 | [8 empty] | 30 |  |  |  | 0 |  |  |  | 21IRPSolar_Battery15 | Solar_Battery15 | DemandNetMR | 50 | 1 | 25 | 0
| TRUE | 21IRPSolar_Battery16 | New Solar + Battery 2039 | PSE | 4160.9756 | yr_NewSolarCap | PV | 17 | 0 | 640.8749 |  | yr_SpinReserveRenewables | yr_Solar_BatteryCapital | yr_Solar_BatteryFixedTx | 1 | 1 | 0 |  | hr_NewSolarWA¦NewSolarFOR¦2008 |  |  | 1 | 100 | 2039-01-01 | 2039-01-01 | [7 empty] | PSE_RPS | [17 empty] | 1980-01-01 | 1980-01-01 | [8 empty] | 30 |  |  |  | yr_SolarBattery_RC |  | PSE_RPS | 1 | [6 empty] | yr_ReliableCapacity_WASolar_1600
| TRUE | 21IRPLiIon2hr_Solar16 | New Solar + Battery 2039 | PSE | 0 | 25 | Storage | 17 | 0 | 0 |  |  |  |  | 1 | 1 | 0 |  | 2 |  |  | 0 |  | 2039-01-01 | 2039-01-01 | [25 empty] | 1980-01-01 | 1980-01-01 | [8 empty] | 30 |  |  |  | 0 |  |  |  | 21IRPSolar_Battery16 | Solar_Battery16 | DemandNetMR | 50 | 1 | 25 | 0
| TRUE | 21IRPSolar_Battery17 | New Solar + Battery 2040 | PSE | 4160.9756 | yr_NewSolarCap | PV | 17 | 0 | 640.8749 |  | yr_SpinReserveRenewables | yr_Solar_BatteryCapital | yr_Solar_BatteryFixedTx | 1 | 1 | 0 |  | hr_NewSolarWA¦NewSolarFOR¦2008 |  |  | 1 | 100 | 2040-01-01 | 2040-01-01 | [7 empty] | PSE_RPS | [17 empty] | 1980-01-01 | 1980-01-01 | [8 empty] | 30 |  |  |  | yr_SolarBattery_RC |  | PSE_RPS | 1 | [6 empty] | yr_ReliableCapacity_WASolar_1800
| TRUE | 21IRPLiIon2hr_Solar17 | New Solar + Battery 2040 | PSE | 0 | 25 | Storage | 17 | 0 | 0 |  |  |  |  | 1 | 1 | 0 |  | 2 |  |  | 0 |  | 2040-01-01 | 2040-01-01 | [25 empty] | 1980-01-01 | 1980-01-01 | [8 empty] | 30 |  |  |  | 0 |  |  |  | 21IRPSolar_Battery17 | Solar_Battery17 | DemandNetMR | 50 | 1 | 25 | 0
| TRUE | 21IRPSolar_Battery18 | New Solar + Battery 2041 | PSE | 4160.9756 | yr_NewSolarCap | PV | 17 | 0 | 640.8749 |  | yr_SpinReserveRenewables | yr_Solar_BatteryCapital | yr_Solar_BatteryFixedTx | 1 | 1 | 0 |  | hr_NewSolarWA¦NewSolarFOR¦2008 |  |  | 1 | 100 | 2041-01-01 | 2041-01-01 | [7 empty] | PSE_RPS | [17 empty] | 1980-01-01 | 1980-01-01 | [8 empty] | 30 |  |  |  | yr_SolarBattery_RC |  | PSE_RPS | 1 | [6 empty] | yr_ReliableCapacity_WASolar_1800
| TRUE | 21IRPLiIon2hr_Solar18 | New Solar + Battery 2041 | PSE | 0 | 25 | Storage | 17 | 0 | 0 |  |  |  |  | 1 | 1 | 0 |  | 2 |  |  | 0 |  | 2041-01-01 | 2041-01-01 | [25 empty] | 1980-01-01 | 1980-01-01 | [8 empty] | 30 |  |  |  | 0 |  |  |  | 21IRPSolar_Battery18 | Solar_Battery18 | DemandNetMR | 50 | 1 | 25 | 0
| TRUE | 21IRPSolar_Battery19 | New Solar + Battery 2042 | PSE | 4160.9756 | yr_NewSolarCap | PV | 17 | 0 | 640.8749 |  | yr_SpinReserveRenewables | yr_Solar_BatteryCapital | yr_Solar_BatteryFixedTx | 1 | 1 | 0 |  | hr_NewSolarWA¦NewSolarFOR¦2008 |  |  | 1 | 100 | 2042-01-01 | 2042-01-01 | [7 empty] | PSE_RPS | [17 empty] | 1980-01-01 | 1980-01-01 | [8 empty] | 30 |  |  |  | yr_SolarBattery_RC |  | PSE_RPS | 1 | [6 empty] | yr_ReliableCapacity_WASolar_2000
| TRUE | 21IRPLiIon2hr_Solar19 | New Solar + Battery 2042 | PSE | 0 | 25 | Storage | 17 | 0 | 0 |  |  |  |  | 1 | 1 | 0 |  | 2 |  |  | 0 |  | 2042-01-01 | 2042-01-01 | [25 empty] | 1980-01-01 | 1980-01-01 | [8 empty] | 30 |  |  |  | 0 |  |  |  | 21IRPSolar_Battery19 | Solar_Battery19 | DemandNetMR | 50 | 1 | 25 | 0
| TRUE | 21IRPSolar_Battery20 | New Solar + Battery 2043 | PSE | 4160.9756 | yr_NewSolarCap | PV | 17 | 0 | 640.8749 |  | yr_SpinReserveRenewables | yr_Solar_BatteryCapital | yr_Solar_BatteryFixedTx | 1 | 1 | 0 |  | hr_NewSolarWA¦NewSolarFOR¦2008 |  |  | 1 | 100 | 2043-01-01 | 2043-01-01 | [7 empty] | PSE_RPS | [17 empty] | 1980-01-01 | 1980-01-01 | [8 empty] | 30 |  |  |  | yr_SolarBattery_RC |  | PSE_RPS | 1
| TRUE | 21IRPLiIon2hr_Solar20 | New Solar + Battery 2043 | PSE | 0 | 25 | Storage | 17 | 0 | 0 |  |  |  |  | 1 | 1 | 0 |  | 2 |  |  | 0 |  | 2043-01-01 | 2043-01-01 | [25 empty] | 1980-01-01 | 1980-01-01 | [8 empty] | 30 |  |  |  | 0 |  |  |  | 21IRPSolar_Battery20 | Solar_Battery20 | DemandNetMR | 50 | 1 | 25
| TRUE | 21IRPSolar_Battery21 | New Solar + Battery 2044 | PSE | 4160.9756 | yr_NewSolarCap | PV | 17 | 0 | 640.8749 |  | yr_SpinReserveRenewables | yr_Solar_BatteryCapital | yr_Solar_BatteryFixedTx | 1 | 1 | 0 |  | hr_NewSolarWA¦NewSolarFOR¦2008 |  |  | 1 | 100 | 2044-01-01 | 2044-01-01 | [7 empty] | PSE_RPS | [17 empty] | 1980-01-01 | 1980-01-01 | [8 empty] | 30 |  |  |  | yr_SolarBattery_RC |  | PSE_RPS | 1
| TRUE | 21IRPLiIon2hr_Solar21 | New Solar + Battery 2044 | PSE | 0 | 25 | Storage | 17 | 0 | 0 |  |  |  |  | 1 | 1 | 0 |  | 2 |  |  | 0 |  | 2044-01-01 | 2044-01-01 | [25 empty] | 1980-01-01 | 1980-01-01 | [8 empty] | 30 |  |  |  | 0 |  |  |  | 21IRPSolar_Battery21 | Solar_Battery21 | DemandNetMR | 50 | 1 | 25
| TRUE | 21IRPSolar_Battery22 | New Solar + Battery 2045 | PSE | 4160.9756 | yr_NewSolarCap | PV | 17 | 0 | 640.8749 |  | yr_SpinReserveRenewables | yr_Solar_BatteryCapital | yr_Solar_BatteryFixedTx | 1 | 1 | 0 |  | hr_NewSolarWA¦NewSolarFOR¦2008 |  |  | 1 | 100 | 2045-01-01 | 2045-01-01 | [7 empty] | PSE_RPS | [17 empty] | 1980-01-01 | 1980-01-01 | [8 empty] | 30 |  |  |  | yr_SolarBattery_RC |  | PSE_RPS | 1
| TRUE | 21IRPLiIon2hr_Solar22 | New Solar + Battery 2045 | PSE | 0 | 25 | Storage | 17 | 0 | 0 |  |  |  |  | 1 | 1 | 0 |  | 2 |  |  | 0 |  | 2045-01-01 | 2045-01-01 | [25 empty] | 1980-01-01 | 1980-01-01 | [8 empty] | 30 |  |  |  | 0 |  |  |  | 21IRPSolar_Battery22 | Solar_Battery22 | DemandNetMR | 50 | 1 | 25
| TRUE | 21IRPSolar_Battery23 | New Solar + Battery 2046 | PSE | 4160.9756 | yr_NewSolarCap | PV | 17 | 0 | 640.8749 |  | yr_SpinReserveRenewables | yr_Solar_BatteryCapital | yr_Solar_BatteryFixedTx | 1 | 1 | 0 |  | hr_NewSolarWA¦NewSolarFOR¦2008 |  |  | 1 | 100 | 2046-01-01 | 2046-01-01 | [7 empty] | PSE_RPS | [17 empty] | 1980-01-01 | 1980-01-01 | [8 empty] | 30 |  |  |  | yr_SolarBattery_RC |  | PSE_RPS | 1
| TRUE | 21IRPLiIon2hr_Solar23 | New Solar + Battery 2046 | PSE | 0 | 25 | Storage | 17 | 0 | 0 |  |  |  |  | 1 | 1 | 0 |  | 2 |  |  | 0 |  | 2046-01-01 | 2046-01-01 | [25 empty] | 1980-01-01 | 1980-01-01 | [8 empty] | 30 |  |  |  | 0 |  |  |  | 21IRPSolar_Battery23 | Solar_Battery23 | DemandNetMR | 50 | 1 | 25
| TRUE | 21IRPSolar_Battery24 | New Solar + Battery 2047 | PSE | 4160.9756 | yr_NewSolarCap | PV | 17 | 0 | 640.8749 |  | yr_SpinReserveRenewables | yr_Solar_BatteryCapital | yr_Solar_BatteryFixedTx | 1 | 1 | 0 |  | hr_NewSolarWA¦NewSolarFOR¦2008 |  |  | 1 | 100 | 2047-01-01 | 2047-01-01 | [7 empty] | PSE_RPS | [17 empty] | 1980-01-01 | 1980-01-01 | [8 empty] | 30 |  |  |  | yr_SolarBattery_RC |  | PSE_RPS | 1
| TRUE | 21IRPLiIon2hr_Solar24 | New Solar + Battery 2047 | PSE | 0 | 25 | Storage | 17 | 0 | 0 |  |  |  |  | 1 | 1 | 0 |  | 2 |  |  | 0 |  | 2047-01-01 | 2047-01-01 | [25 empty] | 1980-01-01 | 1980-01-01 | [8 empty] | 30 |  |  |  | 0 |  |  |  | 21IRPSolar_Battery24 | Solar_Battery24 | DemandNetMR | 50 | 1 | 25
| TRUE | 21IRPSolar1 | New WA Solar1 | PSE | 0 | yr_NewSolarCap | PV | 17 | 0 | 350.8302 |  | yr_SpinReserveRenewables | yr_SolarWenatcheeCapital | yr_SolarWenatcheeFixedTx | 1 | 1 | 0 |  | hr_NewSolarWA¦NewSolarFOR¦2008 |  |  | 1 | 100 | 2047-12-31 | 2024-01-01 | [7 empty] | PSE_RPS | [17 empty] | 1980-01-01 | 1980-01-01 | [8 empty] | 30 |  |  |  | yr_WASolar_200_RC |  | PSE_RPS | 1
| TRUE | 21IRPSolar2 | New WA Solar2 | PSE | 0 | yr_NewSolarCap | PV | 17 | 0 | 350.8302 |  | yr_SpinReserveRenewables | yr_SolarWenatcheeCapital | yr_SolarWenatcheeFixedTx | 1 | 1 | 0 |  | hr_NewSolarWA¦NewSolarFOR¦2008 |  |  | 1 | 100 | 2047-12-31 | 2024-01-01 | [7 empty] | PSE_RPS | [17 empty] | 1980-01-01 | 1980-01-01 | [8 empty] | 30 |  |  |  | yr_WASolar_200_RC |  | PSE_RPS | 1 | 21IRPSolar1
| TRUE | 21IRPSolar3 | New WA Solar3 | PSE | 0 | yr_NewSolarCap | PV | 17 | 0 | 350.8302 |  | yr_SpinReserveRenewables | yr_SolarWenatcheeCapital | yr_SolarWenatcheeFixedTx | 1 | 1 | 0 |  | hr_NewSolarWA¦NewSolarFOR¦2008 |  |  | 1 | 100 | 2047-12-31 | 2024-01-01 | [7 empty] | PSE_RPS | [17 empty] | 1980-01-01 | 1980-01-01 | [8 empty] | 30 |  |  |  | yr_WASolar_400_RC |  | PSE_RPS | 1 | 21IRPSolar2
| TRUE | 21IRPSolar4 | New WA Solar4 | PSE | 0 | yr_NewSolarCap | PV | 17 | 0 | 350.8302 |  | yr_SpinReserveRenewables | yr_SolarWenatcheeCapital | yr_SolarWenatcheeFixedTx | 1 | 1 | 0 |  | hr_NewSolarWA¦NewSolarFOR¦2008 |  |  | 1 | 100 | 2047-12-31 | 2024-01-01 | [7 empty] | PSE_RPS | [17 empty] | 1980-01-01 | 1980-01-01 | [8 empty] | 30 |  |  |  | yr_WASolar_400_RC |  | PSE_RPS | 1 | 21IRPSolar3
| TRUE | 21IRPSolar5 | New WA Solar5 | PSE | 0 | yr_NewSolarCap | PV | 17 | 0 | 350.8302 |  | yr_SpinReserveRenewables | yr_SolarWenatcheeCapital | yr_SolarWenatcheeFixedTx | 1 | 1 | 0 |  | hr_NewSolarWA¦NewSolarFOR¦2008 |  |  | 1 | 100 | 2047-12-31 | 2024-01-01 | [7 empty] | PSE_RPS | [17 empty] | 1980-01-01 | 1980-01-01 | [8 empty] | 30 |  |  |  | yr_WASolar_600_RC |  | PSE_RPS | 1 | 21IRPSolar4
| TRUE | 21IRPSolar6 | New WA Solar6 | PSE | 0 | yr_NewSolarCap | PV | 17 | 0 | 350.8302 |  | yr_SpinReserveRenewables | yr_SolarWenatcheeCapital | yr_SolarWenatcheeFixedTx | 1 | 1 | 0 |  | hr_NewSolarWA¦NewSolarFOR¦2008 |  |  | 1 | 100 | 2047-12-31 | 2024-01-01 | [7 empty] | PSE_RPS | [17 empty] | 1980-01-01 | 1980-01-01 | [8 empty] | 30 |  |  |  | yr_WASolar_600_RC |  | PSE_RPS | 1 | 21IRPSolar5
| TRUE | 21IRPSolar7 | New WA Solar7 | PSE | 0 | yr_NewSolarCap | PV | 17 | 0 | 350.8302 |  | yr_SpinReserveRenewables | yr_SolarWenatcheeCapital | yr_SolarWenatcheeFixedTx | 1 | 1 | 0 |  | hr_NewSolarWA¦NewSolarFOR¦2008 |  |  | 1 | 100 | 2047-12-31 | 2024-01-01 | [7 empty] | PSE_RPS | [17 empty] | 1980-01-01 | 1980-01-01 | [8 empty] | 30 |  |  |  | yr_WASolar_800_RC |  | PSE_RPS | 1 | 21IRPSolar6
| TRUE | 21IRPSolar8 | New WA Solar8 | PSE | 0 | yr_NewSolarCap | PV | 17 | 0 | 350.8302 |  | yr_SpinReserveRenewables | yr_SolarWenatcheeCapital | yr_SolarWenatcheeFixedTx | 1 | 1 | 0 |  | hr_NewSolarWA¦NewSolarFOR¦2008 |  |  | 1 | 100 | 2047-12-31 | 2024-01-01 | [7 empty] | PSE_RPS | [17 empty] | 1980-01-01 | 1980-01-01 | [8 empty] | 30 |  |  |  | yr_WASolar_800_RC |  | PSE_RPS | 1 | 21IRPSolar7
| TRUE | 21IRPSolar9 | New WA Solar9 | PSE | 0 | yr_NewSolarCap | PV | 17 | 0 | 350.8302 |  | yr_SpinReserveRenewables | yr_SolarWenatcheeCapital | yr_SolarWenatcheeFixedTx | 1 | 1 | 0 |  | hr_NewSolarWA¦NewSolarFOR¦2008 |  |  | 1 | 100 | 2047-12-31 | 2024-01-01 | [7 empty] | PSE_RPS | [17 empty] | 1980-01-01 | 1980-01-01 | [8 empty] | 30 |  |  |  | yr_WASolar_1000_RC |  | PSE_RPS | 1 | 21IRPSolar8
| TRUE | 21IRPSolar10+ | New WA Solar10+ | PSE | 0 | yr_NewSolarCap | PV | 17 | 0 | 350.8302 |  | yr_SpinReserveRenewables | yr_SolarWenatcheeCapital | yr_SolarWenatcheeFixedTx | 20 | 500 | 0 |  | hr_NewSolarWA¦NewSolarFOR¦2008 |  |  | 1 | 100 | 2047-12-31 | 2024-01-01 | [7 empty] | PSE_RPS | [17 empty] | 1980-01-01 | 1980-01-01 | [8 empty] | 30 |  |  |  | yr_WASolar_2000_RC |  | PSE_RPS | 1 | 21IRPSolar9
| TRUE | 21IRPWind1 | New WA Wind1 | PSE | 0 | 100 | WND | 17 | 0 | 640.8749 | yr_WindPTC | yr_SpinReserveRenewables | yr_WAWindCapital | yr_WAWindFixedTx | 1 | 1 | 0 |  | hr_NewWindWA¦NewWindWAFOR¦2008 |  |  | 1 | 100 | 2047-12-31 | 2024-01-01 | [7 empty] | PSE_RPS | [17 empty] | 1980-01-01 | 1980-01-01 | [8 empty] | 30 |  |  |  | yr_WAWind_200_RC |  | PSE_RPS | 1
| TRUE | 21IRPWind2 | New WA Wind2 | PSE | 0 | 100 | WND | 17 | 0 | 640.8749 | yr_WindPTC | yr_SpinReserveRenewables | yr_WAWindCapital | yr_WAWindFixedTx | 1 | 1 | 0 |  | hr_NewWindWA¦NewWindWAFOR¦2008 |  |  | 1 | 100 | 2047-12-31 | 2024-01-01 | [7 empty] | PSE_RPS | [17 empty] | 1980-01-01 | 1980-01-01 | [8 empty] | 30 |  |  |  | yr_WAWind_200_RC |  | PSE_RPS | 1 | 21IRPWind1
| TRUE | 21IRPWind3 | New WA Wind3 | PSE | 0 | 100 | WND | 17 | 0 | 640.8749 | yr_WindPTC | yr_SpinReserveRenewables | yr_WAWindCapital | yr_WAWindFixedTx | 1 | 1 | 0 |  | hr_NewWindWA¦NewWindWAFOR¦2008 |  |  | 1 | 100 | 2047-12-31 | 2024-01-01 | [7 empty] | PSE_RPS | [17 empty] | 1980-01-01 | 1980-01-01 | [8 empty] | 30 |  |  |  | yr_WAWind_400_RC |  | PSE_RPS | 1 | 21IRPWind2
| TRUE | 21IRPWind4 | New WA Wind4 | PSE | 0 | 100 | WND | 17 | 0 | 640.8749 | yr_WindPTC | yr_SpinReserveRenewables | yr_WAWindCapital | yr_WAWindFixedTx | 1 | 1 | 0 |  | hr_NewWindWA¦NewWindWAFOR¦2008 |  |  | 1 | 100 | 2047-12-31 | 2024-01-01 | [7 empty] | PSE_RPS | [17 empty] | 1980-01-01 | 1980-01-01 | [8 empty] | 30 |  |  |  | yr_WAWind_400_RC |  | PSE_RPS | 1 | 21IRPWind3
| TRUE | 21IRPWind5 | New WA Wind5 | PSE | 0 | 100 | WND | 17 | 0 | 640.8749 | yr_WindPTC | yr_SpinReserveRenewables | yr_WAWindCapital | yr_WAWindFixedTx | 1 | 1 | 0 |  | hr_NewWindWA¦NewWindWAFOR¦2008 |  |  | 1 | 100 | 2047-12-31 | 2024-01-01 | [7 empty] | PSE_RPS | [17 empty] | 1980-01-01 | 1980-01-01 | [8 empty] | 30 |  |  |  | yr_WAWind_600_RC |  | PSE_RPS | 1 | 21IRPWind4
| TRUE | 21IRPWind6 | New WA Wind6 | PSE | 0 | 100 | WND | 17 | 0 | 640.8749 | yr_WindPTC | yr_SpinReserveRenewables | yr_WAWindCapital | yr_WAWindFixedTx | 1 | 1 | 0 |  | hr_NewWindWA¦NewWindWAFOR¦2008 |  |  | 1 | 100 | 2047-12-31 | 2024-01-01 | [7 empty] | PSE_RPS | [17 empty] | 1980-01-01 | 1980-01-01 | [8 empty] | 30 |  |  |  | yr_WAWind_600_RC |  | PSE_RPS | 1 | 21IRPWind5
| TRUE | 21IRPWind7 | New WA Wind7 | PSE | 0 | 100 | WND | 17 | 0 | 640.8749 | yr_WindPTC | yr_SpinReserveRenewables | yr_WAWindCapital | yr_WAWindFixedTx | 1 | 1 | 0 |  | hr_NewWindWA¦NewWindWAFOR¦2008 |  |  | 1 | 100 | 2047-12-31 | 2024-01-01 | [7 empty] | PSE_RPS | [17 empty] | 1980-01-01 | 1980-01-01 | [8 empty] | 30 |  |  |  | yr_WAWind_800_RC |  | PSE_RPS | 1 | 21IRPWind6
| TRUE | 21IRPWind8 | New WA Wind8 | PSE | 0 | 100 | WND | 17 | 0 | 640.8749 | yr_WindPTC | yr_SpinReserveRenewables | yr_WAWindCapital | yr_WAWindFixedTx | 1 | 1 | 0 |  | hr_NewWindWA¦NewWindWAFOR¦2008 |  |  | 1 | 100 | 2047-12-31 | 2024-01-01 | [7 empty] | PSE_RPS | [17 empty] | 1980-01-01 | 1980-01-01 | [8 empty] | 30 |  |  |  | yr_WAWind_800_RC |  | PSE_RPS | 1 | 21IRPWind7
| TRUE | 21IRPWind9 | New WA Wind9 | PSE | 0 | 100 | WND | 17 | 0 | 640.8749 | yr_WindPTC | yr_SpinReserveRenewables | yr_WAWindCapital | yr_WAWindFixedTx | 1 | 1 | 0 |  | hr_NewWindWA¦NewWindWAFOR¦2008 |  |  | 1 | 100 | 2047-12-31 | 2024-01-01 | [7 empty] | PSE_RPS | [17 empty] | 1980-01-01 | 1980-01-01 | [8 empty] | 30 |  |  |  | yr_WAWind_1000_RC |  | PSE_RPS | 1 | 21IRPWind8
| TRUE | 21IRPWind10+ | New WA Wind10+ | PSE | 0 | 100 | WND | 17 | 0 | 640.8749 | yr_WindPTC | yr_SpinReserveRenewables | yr_WAWindCapital | yr_WAWindFixedTx | 20 | 500 | 0 |  | hr_NewWindWA¦NewWindWAFOR¦2008 |  |  | 1 | 100 | 2047-12-31 | 2024-01-01 | [7 empty] | PSE_RPS | [17 empty] | 1980-01-01 | 1980-01-01 | [8 empty] | 30 |  |  |  | yr_WAWind_2000_RC |  | PSE_RPS | 1 | 21IRPWind9
| TRUE | 21IRPOffshoreWind1 | New Offshore Wind1 | PSE | 0 | 100 | WND | 17 | 0 | 1737.5307 |  | yr_SpinReserveRenewables | yr_OffshoreWindCapital | yr_OffshoreWindFixedTx | 1 | 1 | 0 |  | hr_NewWindOffshore¦NewWindOffshoreFOR¦2008 |  |  | 1 | 100 | 2047-12-31 | 2030-01-01 | [7 empty] | PSE_RPS | [17 empty] | 1980-01-01 | 1980-01-01 | [8 empty] | 30 |  |  |  | yr_PHES_RC |  | PSE_RPS | 1
| TRUE | 21IRPOffshoreWind2 | New Offshore Wind2 | PSE | 0 | 100 | WND | 17 | 0 | 1737.5307 |  | yr_SpinReserveRenewables | yr_OffshoreWindCapital | yr_OffshoreWindFixedTx | 1 | 1 | 0 |  | hr_NewWindOffshore¦NewWindOffshoreFOR¦2008 |  |  | 1 | 100 | 2047-12-31 | 2030-01-01 | [7 empty] | PSE_RPS | [17 empty] | 1980-01-01 | 1980-01-01 | [8 empty] | 30 |  |  |  | yr_PHES_RC |  | PSE_RPS | 1 | 21IRPOffshoreWind1
| TRUE | 21IRPOffshoreWind3 | New Offshore Wind3 | PSE | 0 | 100 | WND | 17 | 0 | 1737.5307 |  | yr_SpinReserveRenewables | yr_OffshoreWindCapital | yr_OffshoreWindFixedTx | 1 | 1 | 0 |  | hr_NewWindOffshore¦NewWindOffshoreFOR¦2008 |  |  | 1 | 100 | 2047-12-31 | 2030-01-01 | [7 empty] | PSE_RPS | [17 empty] | 1980-01-01 | 1980-01-01 | [8 empty] | 30 |  |  |  | yr_PHES_RC |  | PSE_RPS | 1 | 21IRPOffshoreWind2
| TRUE | 21IRPMTWindEastern1 | New MT Wind Eastern 1 | PSE | 0 | 200 | WND | 17 | 0 | 640.8749 | yr_WindPTC | yr_SpinReserveRenewables | yr_MTWindEasternCapital | yr_MTWindEasternFixedTx | 1 | 1 | 0 |  | hr_NewWindMTEastern¦NewWindMTEasternFOR¦2008 |  |  | 1 | 100 | 2047-12-31 | 2026-01-01 | [7 empty] | PSE_RPS,PSE_MT Wind Limit | [17 empty] | 1980-01-01 | 1980-01-01 | [8 empty] | 30 |  |  |  | yr_MTWindEastern_RC |  | PSE_RPS,PSE_MT Wind Limit | 1
| TRUE | 21IRPMTWindCentral1 | New MT Wind Central 1 | PSE | 0 | 200 | WND | 17 | 0 | 640.8749 | yr_WindPTC | yr_SpinReserveRenewables | yr_MTWindCentralCapital | yr_MTWindCentralFixedTx | 1 | 1 | 0 |  | hr_NewWindMTCentral¦NewWindMTCentralFOR¦2008 |  |  | 1 | 100 | 2047-12-31 | 2026-01-01 | [7 empty] | PSE_RPS,PSE_MT Wind Limit | [17 empty] | 1980-01-01 | 1980-01-01 | [8 empty] | 30 |  |  |  | yr_MTWindCentral_East |  | PSE_RPS,PSE_MT Wind Limit | 1
| TRUE | 21IRPPBA | 21IRP Power Bridging Agreement | PSE | 0 | 25 | Market | 17 | ts_PriceShape |  | yr_MidC_PSE_SCC |  | 1.6583 |  | 0 | 0 | 0 |  |  |  |  | 1 | 100 | 2024-12-31 | 2022-01-01 | [25 empty] | 1980-01-01 | 1980-01-01 | [8 empty] | 1 |  |  |  | 25
| TRUE | 21IRPDERGround | DER Grounded Solar | PSE | 0 | 50 | PV | 17 | 0 | 51.2967 |  | yr_SpinReserveRenewables | yr_DERGroundCapital | yr_SolarWestFixedTx | 1 | 1 | 0 |  | hr_NewDERGround¦NewDERGroundFOR¦2008 |  |  | 1 | 100 | 2047-12-31 | 2024-01-01 | [7 empty] | PSE_RPS | [17 empty] | 1980-01-01 | 1980-01-01 | [8 empty] | 30 |  |  |  | yr_DER Ground_RC |  | PSE_RPS | 1
| TRUE | 21IRPDERRoof | DER Roof Mounted Solar | PSE | 0 | 300 | PV | 17 | 0 | 0 |  | yr_SpinReserveRenewables | yr_DERRoofCapital | yr_SolarWestFixedTx | 1 | 1 | 0 |  | hr_NewDERRoof¦NewDERRoofFOR¦2008 |  |  | 1 | 100 | 2047-12-31 | 2024-01-01 | [7 empty] | PSE_RPS | [17 empty] | 1980-01-01 | 1980-01-01 | [8 empty] | 30 |  |  |  | yr_DER Roof_RC |  | PSE_RPS | 1
| TRUE | 21IRPWind_Battery1 | New Wind + Battery 2024 | PSE | 4160.9756 | 100 | WND | 17 | 0 | 1011.5985 | yr_WindPTC | yr_SpinReserveRenewables | yr_Wind_BatteryCapital | yr_WAWind_BatteryFixedTx | 0 | 0 | 0 |  | hr_NewWindWA¦NewWindWAFOR¦2008 |  |  | 1 | 100 | 2024-01-01 | 2024-01-01 | [7 empty] | PSE_RPS | [17 empty] | 1980-01-01 | 1980-01-01 | [8 empty] | 30 |  |  |  | yr_WindBattery_RC |  | PSE_RPS | 1
| TRUE | 21IRPLiIon2hr_Wind1 | New Wind + Battery 2024 | PSE | 0 | 25 | Storage | 17 | 0 | 0 |  |  |  |  | 0 | 0 | 0 |  | 2 |  |  | 0 |  | 2024-01-01 | 2024-01-01 | [25 empty] | 1980-01-01 | 1980-01-01 | [8 empty] | 30 |  |  |  | 0 |  |  |  |  | Wind_Battery1 | DemandNetMR | 50 | 1 | 25
| TRUE | 21IRPWind_Battery2 | New Wind + Battery 2025 | PSE | 0 | 100 | WND | 17 | 0 | 1011.5985 | yr_WindPTC | yr_SpinReserveRenewables | yr_Wind_BatteryCapital | yr_WAWind_BatteryFixedTx | 1 | 1 | 0 |  | hr_NewWindWA¦NewWindWAFOR¦2008 |  |  | 1 | 100 | 2025-01-01 | 2025-01-01 | [7 empty] | PSE_RPS | [17 empty] | 1980-01-01 | 1980-01-01 | [8 empty] | 30 |  |  |  | yr_WindBattery_RC |  | PSE_RPS | 1
| TRUE | 21IRPLiIon2hr_Wind2 | New Wind + Battery 2025 | PSE | 4160.9756 | 25 | Storage | 17 | 0 | 0 |  |  |  |  | 1 | 1 | 0 |  | 2 |  |  | 0 |  | 2025-01-01 | 2025-01-01 | [25 empty] | 1980-01-01 | 1980-01-01 | [8 empty] | 30 |  |  |  | 0 |  |  |  | 21IRPWind_Battery2 | Wind_Battery2 | DemandNetMR | 50 | 1 | 25
| TRUE | 21IRPWind_Battery3 | New Wind + Battery 2026 | PSE | 0 | 100 | WND | 17 | 0 | 1011.5985 | yr_WindPTC | yr_SpinReserveRenewables | yr_Wind_BatteryCapital | yr_WAWind_BatteryFixedTx | 1 | 1 | 0 |  | hr_NewWindWA¦NewWindWAFOR¦2008 |  |  | 1 | 100 | 2026-01-01 | 2026-01-01 | [7 empty] | PSE_RPS | [17 empty] | 1980-01-01 | 1980-01-01 | [8 empty] | 30 |  |  |  | yr_WindBattery_RC |  | PSE_RPS | 1
| TRUE | 21IRPLiIon2hr_Wind3 | New Wind + Battery 2026 | PSE | 4160.9756 | 25 | Storage | 17 | 0 | 0 |  |  |  |  | 1 | 1 | 0 |  | 2 |  |  | 0 |  | 2026-01-01 | 2026-01-01 | [25 empty] | 1980-01-01 | 1980-01-01 | [8 empty] | 30 |  |  |  | 0 |  |  |  | 21IRPWind_Battery3 | Wind_Battery3 | DemandNetMR | 50 | 1 | 25
| TRUE | 21IRPWind_Battery4 | New Wind + Battery 2027 | PSE | 0 | 100 | WND | 17 | 0 | 1011.5985 | yr_WindPTC | yr_SpinReserveRenewables | yr_Wind_BatteryCapital | yr_WAWind_BatteryFixedTx | 1 | 1 | 0 |  | hr_NewWindWA¦NewWindWAFOR¦2008 |  |  | 1 | 100 | 2027-01-01 | 2027-01-01 | [7 empty] | PSE_RPS | [17 empty] | 1980-01-01 | 1980-01-01 | [8 empty] | 30 |  |  |  | yr_WindBattery_RC |  | PSE_RPS | 1
| TRUE | 21IRPLiIon2hr_Wind4 | New Wind + Battery 2027 | PSE | 4160.9756 | 25 | Storage | 17 | 0 | 0 |  |  |  |  | 1 | 1 | 0 |  | 2 |  |  | 0 |  | 2027-01-01 | 2027-01-01 | [25 empty] | 1980-01-01 | 1980-01-01 | [8 empty] | 30 |  |  |  | 0 |  |  |  | 21IRPWind_Battery4 | Wind_Battery4 | DemandNetMR | 50 | 1 | 25
| TRUE | 21IRPWind_Battery5 | New Wind + Battery 2028 | PSE | 0 | 100 | WND | 17 | 0 | 1011.5985 | yr_WindPTC | yr_SpinReserveRenewables | yr_Wind_BatteryCapital | yr_WAWind_BatteryFixedTx | 1 | 1 | 0 |  | hr_NewWindWA¦NewWindWAFOR¦2008 |  |  | 1 | 100 | 2028-01-01 | 2028-01-01 | [7 empty] | PSE_RPS | [17 empty] | 1980-01-01 | 1980-01-01 | [8 empty] | 30 |  |  |  | yr_WindBattery_RC |  | PSE_RPS | 1
| TRUE | 21IRPLiIon2hr_Wind5 | New Wind + Battery 2028 | PSE | 4160.9756 | 25 | Storage | 17 | 0 | 0 |  |  |  |  | 1 | 1 | 0 |  | 2 |  |  | 0 |  | 2028-01-01 | 2028-01-01 | [25 empty] | 1980-01-01 | 1980-01-01 | [8 empty] | 30 |  |  |  | 0 |  |  |  | 21IRPWind_Battery5 | Wind_Battery5 | DemandNetMR | 50 | 1 | 25
| TRUE | 21IRPWind_Battery6 | New Wind + Battery 2029 | PSE | 0 | 100 | WND | 17 | 0 | 1011.5985 | yr_WindPTC | yr_SpinReserveRenewables | yr_Wind_BatteryCapital | yr_WAWind_BatteryFixedTx | 1 | 1 | 0 |  | hr_NewWindWA¦NewWindWAFOR¦2008 |  |  | 1 | 100 | 2029-01-01 | 2029-01-01 | [7 empty] | PSE_RPS | [17 empty] | 1980-01-01 | 1980-01-01 | [8 empty] | 30 |  |  |  | yr_WindBattery_RC |  | PSE_RPS | 1
| TRUE | 21IRPLiIon2hr_Wind6 | New Wind + Battery 2029 | PSE | 4160.9756 | 25 | Storage | 17 | 0 | 0 |  |  |  |  | 1 | 1 | 0 |  | 2 |  |  | 0 |  | 2029-01-01 | 2029-01-01 | [25 empty] | 1980-01-01 | 1980-01-01 | [8 empty] | 30 |  |  |  | 0 |  |  |  | 21IRPWind_Battery6 | Wind_Battery6 | DemandNetMR | 50 | 1 | 25
| TRUE | 21IRPWind_Battery7 | New Wind + Battery 2030 | PSE | 0 | 100 | WND | 17 | 0 | 1011.5985 | yr_WindPTC | yr_SpinReserveRenewables | yr_Wind_BatteryCapital | yr_WAWind_BatteryFixedTx | 1 | 1 | 0 |  | hr_NewWindWA¦NewWindWAFOR¦2008 |  |  | 1 | 100 | 2030-01-01 | 2030-01-01 | [7 empty] | PSE_RPS | [17 empty] | 1980-01-01 | 1980-01-01 | [8 empty] | 30 |  |  |  | yr_WindBattery_RC |  | PSE_RPS | 1
| TRUE | 21IRPLiIon2hr_Wind7 | New Wind + Battery 2030 | PSE | 4160.9756 | 25 | Storage | 17 | 0 | 0 |  |  |  |  | 1 | 1 | 0 |  | 2 |  |  | 0 |  | 2030-01-01 | 2030-01-01 | [25 empty] | 1980-01-01 | 1980-01-01 | [8 empty] | 30 |  |  |  | 0 |  |  |  | 21IRPWind_Battery7 | Wind_Battery7 | DemandNetMR | 50 | 1 | 25
| TRUE | 21IRPWind_Battery8 | New Wind + Battery 2031 | PSE | 0 | 100 | WND | 17 | 0 | 1011.5985 | yr_WindPTC | yr_SpinReserveRenewables | yr_Wind_BatteryCapital | yr_WAWind_BatteryFixedTx | 1 | 1 | 0 |  | hr_NewWindWA¦NewWindWAFOR¦2008 |  |  | 1 | 100 | 2031-01-01 | 2031-01-01 | [7 empty] | PSE_RPS | [17 empty] | 1980-01-01 | 1980-01-01 | [8 empty] | 30 |  |  |  | yr_WindBattery_RC |  | PSE_RPS | 1
| TRUE | 21IRPLiIon2hr_Wind8 | New Wind + Battery 2031 | PSE | 4160.9756 | 25 | Storage | 17 | 0 | 0 |  |  |  |  | 1 | 1 | 0 |  | 2 |  |  | 0 |  | 2031-01-01 | 2031-01-01 | [25 empty] | 1980-01-01 | 1980-01-01 | [8 empty] | 30 |  |  |  | 0 |  |  |  | 21IRPWind_Battery8 | Wind_Battery8 | DemandNetMR | 50 | 1 | 25
| TRUE | 21IRPWind_Battery9 | New Wind + Battery 2032 | PSE | 0 | 100 | WND | 17 | 0 | 1011.5985 | yr_WindPTC | yr_SpinReserveRenewables | yr_Wind_BatteryCapital | yr_WAWind_BatteryFixedTx | 1 | 1 | 0 |  | hr_NewWindWA¦NewWindWAFOR¦2008 |  |  | 1 | 100 | 2032-01-01 | 2032-01-01 | [7 empty] | PSE_RPS | [17 empty] | 1980-01-01 | 1980-01-01 | [8 empty] | 30 |  |  |  | yr_WindBattery_RC |  | PSE_RPS | 1
| TRUE | 21IRPLiIon2hr_Wind9 | New Wind + Battery 2032 | PSE | 4160.9756 | 25 | Storage | 17 | 0 | 0 |  |  |  |  | 1 | 1 | 0 |  | 2 |  |  | 0 |  | 2032-01-01 | 2032-01-01 | [25 empty] | 1980-01-01 | 1980-01-01 | [8 empty] | 30 |  |  |  | 0 |  |  |  | 21IRPWind_Battery9 | Wind_Battery9 | DemandNetMR | 50 | 1 | 25
| TRUE | 21IRPWind_Battery10 | New Wind + Battery 2033 | PSE | 0 | 100 | WND | 17 | 0 | 1011.5985 | yr_WindPTC | yr_SpinReserveRenewables | yr_Wind_BatteryCapital | yr_WAWind_BatteryFixedTx | 1 | 1 | 0 |  | hr_NewWindWA¦NewWindWAFOR¦2008 |  |  | 1 | 100 | 2033-01-01 | 2033-01-01 | [7 empty] | PSE_RPS | [17 empty] | 1980-01-01 | 1980-01-01 | [8 empty] | 30 |  |  |  | yr_WindBattery_RC |  | PSE_RPS | 1
| TRUE | 21IRPLiIon2hr_Wind10 | New Wind + Battery 2033 | PSE | 4160.9756 | 25 | Storage | 17 | 0 | 0 |  |  |  |  | 1 | 1 | 0 |  | 2 |  |  | 0 |  | 2033-01-01 | 2033-01-01 | [25 empty] | 1980-01-01 | 1980-01-01 | [8 empty] | 30 |  |  |  | 0 |  |  |  | 21IRPWind_Battery10 | Wind_Battery10 | DemandNetMR | 50 | 1 | 25
| TRUE | 21IRPWind_Battery11 | New Wind + Battery 2034 | PSE | 0 | 100 | WND | 17 | 0 | 1011.5985 | yr_WindPTC | yr_SpinReserveRenewables | yr_Wind_BatteryCapital | yr_WAWind_BatteryFixedTx | 1 | 1 | 0 |  | hr_NewWindWA¦NewWindWAFOR¦2008 |  |  | 1 | 100 | 2034-01-01 | 2034-01-01 | [7 empty] | PSE_RPS | [17 empty] | 1980-01-01 | 1980-01-01 | [8 empty] | 30 |  |  |  | yr_WindBattery_RC |  | PSE_RPS | 1
| TRUE | 21IRPLiIon2hr_Wind11 | New Wind + Battery 2034 | PSE | 4160.9756 | 25 | Storage | 17 | 0 | 0 |  |  |  |  | 1 | 1 | 0 |  | 2 |  |  | 0 |  | 2034-01-01 | 2034-01-01 | [25 empty] | 1980-01-01 | 1980-01-01 | [8 empty] | 30 |  |  |  | 0 |  |  |  | 21IRPWind_Battery11 | Wind_Battery11 | DemandNetMR | 50 | 1 | 25
| TRUE | 21IRPWind_Battery12 | New Wind + Battery 2035 | PSE | 0 | 100 | WND | 17 | 0 | 1011.5985 | yr_WindPTC | yr_SpinReserveRenewables | yr_Wind_BatteryCapital | yr_WAWind_BatteryFixedTx | 1 | 1 | 0 |  | hr_NewWindWA¦NewWindWAFOR¦2008 |  |  | 1 | 100 | 2035-01-01 | 2035-01-01 | [7 empty] | PSE_RPS | [17 empty] | 1980-01-01 | 1980-01-01 | [8 empty] | 30 |  |  |  | yr_WindBattery_RC |  | PSE_RPS | 1
| TRUE | 21IRPLiIon2hr_Wind12 | New Wind + Battery 2035 | PSE | 4160.9756 | 25 | Storage | 17 | 0 | 0 |  |  |  |  | 1 | 1 | 0 |  | 2 |  |  | 0 |  | 2035-01-01 | 2035-01-01 | [25 empty] | 1980-01-01 | 1980-01-01 | [8 empty] | 30 |  |  |  | 0 |  |  |  | 21IRPWind_Battery12 | Wind_Battery12 | DemandNetMR | 50 | 1 | 25
| TRUE | 21IRPWind_Battery13 | New Wind + Battery 2036 | PSE | 0 | 100 | WND | 17 | 0 | 1011.5985 | yr_WindPTC | yr_SpinReserveRenewables | yr_Wind_BatteryCapital | yr_WAWind_BatteryFixedTx | 1 | 1 | 0 |  | hr_NewWindWA¦NewWindWAFOR¦2008 |  |  | 1 | 100 | 2036-01-01 | 2036-01-01 | [7 empty] | PSE_RPS | [17 empty] | 1980-01-01 | 1980-01-01 | [8 empty] | 30 |  |  |  | yr_WindBattery_RC |  | PSE_RPS | 1
| TRUE | 21IRPLiIon2hr_Wind13 | New Wind + Battery 2036 | PSE | 4160.9756 | 25 | Storage | 17 | 0 | 0 |  |  |  |  | 1 | 1 | 0 |  | 2 |  |  | 0 |  | 2036-01-01 | 2036-01-01 | [25 empty] | 1980-01-01 | 1980-01-01 | [8 empty] | 30 |  |  |  | 0 |  |  |  | 21IRPWind_Battery13 | Wind_Battery13 | DemandNetMR | 50 | 1 | 25
| TRUE | 21IRPWind_Battery14 | New Wind + Battery 2037 | PSE | 0 | 100 | WND | 17 | 0 | 1011.5985 | yr_WindPTC | yr_SpinReserveRenewables | yr_Wind_BatteryCapital | yr_WAWind_BatteryFixedTx | 1 | 1 | 0 |  | hr_NewWindWA¦NewWindWAFOR¦2008 |  |  | 1 | 100 | 2037-01-01 | 2037-01-01 | [7 empty] | PSE_RPS | [17 empty] | 1980-01-01 | 1980-01-01 | [8 empty] | 30 |  |  |  | yr_WindBattery_RC |  | PSE_RPS | 1
| TRUE | 21IRPLiIon2hr_Wind14 | New Wind + Battery 2037 | PSE | 4160.9756 | 25 | Storage | 17 | 0 | 0 |  |  |  |  | 1 | 1 | 0 |  | 2 |  |  | 0 |  | 2037-01-01 | 2037-01-01 | [25 empty] | 1980-01-01 | 1980-01-01 | [8 empty] | 30 |  |  |  | 0 |  |  |  | 21IRPWind_Battery14 | Wind_Battery14 | DemandNetMR | 50 | 1 | 25
| TRUE | 21IRPWind_Battery15 | New Wind + Battery 2038 | PSE | 0 | 100 | WND | 17 | 0 | 1011.5985 | yr_WindPTC | yr_SpinReserveRenewables | yr_Wind_BatteryCapital | yr_WAWind_BatteryFixedTx | 1 | 1 | 0 |  | hr_NewWindWA¦NewWindWAFOR¦2008 |  |  | 1 | 100 | 2038-01-01 | 2038-01-01 | [7 empty] | PSE_RPS | [17 empty] | 1980-01-01 | 1980-01-01 | [8 empty] | 30 |  |  |  | yr_WindBattery_RC |  | PSE_RPS | 1
| TRUE | 21IRPLiIon2hr_Wind15 | New Wind + Battery 2038 | PSE | 4160.9756 | 25 | Storage | 17 | 0 | 0 |  |  |  |  | 1 | 1 | 0 |  | 2 |  |  | 0 |  | 2038-01-01 | 2038-01-01 | [25 empty] | 1980-01-01 | 1980-01-01 | [8 empty] | 30 |  |  |  | 0 |  |  |  | 21IRPWind_Battery15 | Wind_Battery15 | DemandNetMR | 50 | 1 | 25
| TRUE | 21IRPWind_Battery16 | New Wind + Battery 2039 | PSE | 0 | 100 | WND | 17 | 0 | 1011.5985 | yr_WindPTC | yr_SpinReserveRenewables | yr_Wind_BatteryCapital | yr_WAWind_BatteryFixedTx | 1 | 1 | 0 |  | hr_NewWindWA¦NewWindWAFOR¦2008 |  |  | 1 | 100 | 2039-01-01 | 2039-01-01 | [7 empty] | PSE_RPS | [17 empty] | 1980-01-01 | 1980-01-01 | [8 empty] | 30 |  |  |  | yr_WindBattery_RC |  | PSE_RPS | 1
| TRUE | 21IRPLiIon2hr_Wind16 | New Wind + Battery 2039 | PSE | 4160.9756 | 25 | Storage | 17 | 0 | 0 |  |  |  |  | 1 | 1 | 0 |  | 2 |  |  | 0 |  | 2039-01-01 | 2039-01-01 | [25 empty] | 1980-01-01 | 1980-01-01 | [8 empty] | 30 |  |  |  | 0 |  |  |  | 21IRPWind_Battery16 | Wind_Battery16 | DemandNetMR | 50 | 1 | 25
| TRUE | 21IRPWind_Battery17 | New Wind + Battery 2040 | PSE | 0 | 100 | WND | 17 | 0 | 1011.5985 | yr_WindPTC | yr_SpinReserveRenewables | yr_Wind_BatteryCapital | yr_WAWind_BatteryFixedTx | 1 | 1 | 0 |  | hr_NewWindWA¦NewWindWAFOR¦2008 |  |  | 1 | 100 | 2040-01-01 | 2040-01-01 | [7 empty] | PSE_RPS | [17 empty] | 1980-01-01 | 1980-01-01 | [8 empty] | 30 |  |  |  | yr_WindBattery_RC |  | PSE_RPS | 1
| TRUE | 21IRPLiIon2hr_Wind17 | New Wind + Battery 2040 | PSE | 4160.9756 | 25 | Storage | 17 | 0 | 0 |  |  |  |  | 1 | 1 | 0 |  | 2 |  |  | 0 |  | 2040-01-01 | 2040-01-01 | [25 empty] | 1980-01-01 | 1980-01-01 | [8 empty] | 30 |  |  |  | 0 |  |  |  | 21IRPWind_Battery17 | Wind_Battery17 | DemandNetMR | 50 | 1 | 25
| TRUE | 21IRPWind_Battery18 | New Wind + Battery 2041 | PSE | 0 | 100 | WND | 17 | 0 | 1011.5985 | yr_WindPTC | yr_SpinReserveRenewables | yr_Wind_BatteryCapital | yr_WAWind_BatteryFixedTx | 1 | 1 | 0 |  | hr_NewWindWA¦NewWindWAFOR¦2008 |  |  | 1 | 100 | 2041-01-01 | 2041-01-01 | [7 empty] | PSE_RPS | [17 empty] | 1980-01-01 | 1980-01-01 | [8 empty] | 30 |  |  |  | yr_WindBattery_RC |  | PSE_RPS | 1
| TRUE | 21IRPLiIon2hr_Wind18 | New Wind + Battery 2041 | PSE | 4160.9756 | 25 | Storage | 17 | 0 | 0 |  |  |  |  | 1 | 1 | 0 |  | 2 |  |  | 0 |  | 2041-01-01 | 2041-01-01 | [25 empty] | 1980-01-01 | 1980-01-01 | [8 empty] | 30 |  |  |  | 0 |  |  |  | 21IRPWind_Battery18 | Wind_Battery18 | DemandNetMR | 50 | 1 | 25
| TRUE | 21IRPWind_Battery19 | New Wind + Battery 2042 | PSE | 0 | 100 | WND | 17 | 0 | 1011.5985 | yr_WindPTC | yr_SpinReserveRenewables | yr_Wind_BatteryCapital | yr_WAWind_BatteryFixedTx | 1 | 1 | 0 |  | hr_NewWindWA¦NewWindWAFOR¦2008 |  |  | 1 | 100 | 2042-01-01 | 2042-01-01 | [7 empty] | PSE_RPS | [17 empty] | 1980-01-01 | 1980-01-01 | [8 empty] | 30 |  |  |  | yr_WindBattery_RC |  | PSE_RPS | 1
| TRUE | 21IRPLiIon2hr_Wind19 | New Wind + Battery 2042 | PSE | 4160.9756 | 25 | Storage | 17 | 0 | 0 |  |  |  |  | 1 | 1 | 0 |  | 2 |  |  | 0 |  | 2042-01-01 | 2042-01-01 | [25 empty] | 1980-01-01 | 1980-01-01 | [8 empty] | 30 |  |  |  | 0 |  |  |  | 21IRPWind_Battery19 | Wind_Battery19 | DemandNetMR | 50 | 1 | 25
| TRUE | 21IRPWind_Battery20 | New Wind + Battery 2043 | PSE | 0 | 100 | WND | 17 | 0 | 1011.5985 | yr_WindPTC | yr_SpinReserveRenewables | yr_Wind_BatteryCapital | yr_WAWind_BatteryFixedTx | 1 | 1 | 0 |  | hr_NewWindWA¦NewWindWAFOR¦2008 |  |  | 1 | 100 | 2043-01-01 | 2043-01-01 | [7 empty] | PSE_RPS | [17 empty] | 1980-01-01 | 1980-01-01 | [8 empty] | 30 |  |  |  | yr_WindBattery_RC |  | PSE_RPS | 1
| TRUE | 21IRPLiIon2hr_Wind20 | New Wind + Battery 2043 | PSE | 4160.9756 | 25 | Storage | 17 | 0 | 0 |  |  |  |  | 1 | 1 | 0 |  | 2 |  |  | 0 |  | 2043-01-01 | 2043-01-01 | [25 empty] | 1980-01-01 | 1980-01-01 | [8 empty] | 30 |  |  |  | 0 |  |  |  | 21IRPWind_Battery20 | Wind_Battery20 | DemandNetMR | 50 | 1 | 25
| TRUE | 21IRPWind_Battery21 | New Wind + Battery 2044 | PSE | 0 | 100 | WND | 17 | 0 | 1011.5985 | yr_WindPTC | yr_SpinReserveRenewables | yr_Wind_BatteryCapital | yr_WAWind_BatteryFixedTx | 1 | 1 | 0 |  | hr_NewWindWA¦NewWindWAFOR¦2008 |  |  | 1 | 100 | 2044-01-01 | 2044-01-01 | [7 empty] | PSE_RPS | [17 empty] | 1980-01-01 | 1980-01-01 | [8 empty] | 30 |  |  |  | yr_WindBattery_RC |  | PSE_RPS | 1
| TRUE | 21IRPLiIon2hr_Wind21 | New Wind + Battery 2044 | PSE | 4160.9756 | 25 | Storage | 17 | 0 | 0 |  |  |  |  | 1 | 1 | 0 |  | 2 |  |  | 0 |  | 2044-01-01 | 2044-01-01 | [25 empty] | 1980-01-01 | 1980-01-01 | [8 empty] | 30 |  |  |  | 0 |  |  |  | 21IRPWind_Battery21 | Wind_Battery21 | DemandNetMR | 50 | 1 | 25
| TRUE | 21IRPWind_Battery22 | New Wind + Battery 2045 | PSE | 0 | 100 | WND | 17 | 0 | 1011.5985 | yr_WindPTC | yr_SpinReserveRenewables | yr_Wind_BatteryCapital | yr_WAWind_BatteryFixedTx | 1 | 1 | 0 |  | hr_NewWindWA¦NewWindWAFOR¦2008 |  |  | 1 | 100 | 2045-01-01 | 2045-01-01 | [7 empty] | PSE_RPS | [17 empty] | 1980-01-01 | 1980-01-01 | [8 empty] | 30 |  |  |  | yr_WindBattery_RC |  | PSE_RPS | 1
| TRUE | 21IRPLiIon2hr_Wind22 | New Wind + Battery 2045 | PSE | 4160.9756 | 25 | Storage | 17 | 0 | 0 |  |  |  |  | 1 | 1 | 0 |  | 2 |  |  | 0 |  | 2045-01-01 | 2045-01-01 | [25 empty] | 1980-01-01 | 1980-01-01 | [8 empty] | 30 |  |  |  | 0 |  |  |  | 21IRPWind_Battery22 | Wind_Battery22 | DemandNetMR | 50 | 1 | 25
| TRUE | 21IRPWind_Battery23 | New Wind + Battery 2046 | PSE | 0 | 100 | WND | 17 | 0 | 1011.5985 | yr_WindPTC | yr_SpinReserveRenewables | yr_Wind_BatteryCapital | yr_WAWind_BatteryFixedTx | 1 | 1 | 0 |  | hr_NewWindWA¦NewWindWAFOR¦2008 |  |  | 1 | 100 | 2046-01-01 | 2046-01-01 | [7 empty] | PSE_RPS | [17 empty] | 1980-01-01 | 1980-01-01 | [8 empty] | 30 |  |  |  | yr_WindBattery_RC |  | PSE_RPS | 1
| TRUE | 21IRPLiIon2hr_Wind23 | New Wind + Battery 2046 | PSE | 4160.9756 | 25 | Storage | 17 | 0 | 0 |  |  |  |  | 1 | 1 | 0 |  | 2 |  |  | 0 |  | 2046-01-01 | 2046-01-01 | [25 empty] | 1980-01-01 | 1980-01-01 | [8 empty] | 30 |  |  |  | 0 |  |  |  | 21IRPWind_Battery23 | Wind_Battery23 | DemandNetMR | 50 | 1 | 25
| TRUE | 21IRPWind_Battery24 | New Wind + Battery 2047 | PSE | 0 | 100 | WND | 17 | 0 | 1011.5985 | yr_WindPTC | yr_SpinReserveRenewables | yr_Wind_BatteryCapital | yr_WAWind_BatteryFixedTx | 1 | 1 | 0 |  | hr_NewWindWA¦NewWindWAFOR¦2008 |  |  | 1 | 100 | 2047-01-01 | 2047-01-01 | [7 empty] | PSE_RPS | [17 empty] | 1980-01-01 | 1980-01-01 | [8 empty] | 30 |  |  |  | yr_WindBattery_RC |  | PSE_RPS | 1
| TRUE | 21IRPLiIon2hr_Wind24 | New Wind + Battery 2047 | PSE | 4160.9756 | 25 | Storage | 17 | 0 | 0 |  |  |  |  | 1 | 1 | 0 |  | 2 |  |  | 0 |  | 2047-01-01 | 2047-01-01 | [25 empty] | 1980-01-01 | 1980-01-01 | [8 empty] | 30 |  |  |  | 0 |  |  |  | 21IRPWind_Battery24 | Wind_Battery24 | DemandNetMR | 50 | 1 | 25
| TRUE | 21IRPWindWYEast | New WY East Wind | PSE | 0 | 400 | WND | 17 | 0 | 640.8749 |  | yr_WYEastWindVariableTx | yr_WYEastWindCapital | yr_WYEastWindFixedTx | 1 | 1 | 0 |  | hr_NewWindWYEast¦NewWindWYEastFOR¦2008 |  |  | 1 | 100 | 2047-12-31 | 2026-01-01 | [7 empty] | PSE_RPS,PSE_New Tx | [17 empty] | 1980-01-01 | 1980-01-01 | [8 empty] | 30 |  |  |  | yr_WYWindEast_RC |  | PSE_RPS,PSE_New Tx
| TRUE | 21IRPWindWYWest | New WY West Wind | PSE | 0 | 400 | WND | 17 | 0 | 640.8749 |  | yr_WYWestWindVariableTx | yr_WYWestWindCapital | yr_WYWestWindFixedTx | 1 | 1 | 0 |  | hr_NewWindWYWest¦NewWindWYWestFOR¦2008 |  |  | 1 | 100 | 2047-12-31 | 2026-01-01 | [7 empty] | PSE_RPS,PSE_New Tx | [17 empty] | 1980-01-01 | 1980-01-01 | [8 empty] | 30 |  |  |  | yr_WYWindWest_RC |  | PSE_RPS,PSE_New Tx
| TRUE | 21IRPWindID | New ID Wind | PSE | 0 | 400 | WND | 17 | 0 | 640.8749 |  | yr_IDWindVariableTx | yr_IDWindCapital | yr_IDWindFixedTx | 1 | 1 | 0 |  | hr_NewWindID¦NewWindIDFOR¦2008 |  |  | 1 | 100 | 2047-12-31 | 2026-01-01 | [7 empty] | PSE_RPS,PSE_New Tx | [17 empty] | 1980-01-01 | 1980-01-01 | [8 empty] | 30 |  |  |  | yr_IDWind_RC |  | PSE_RPS,PSE_New Tx
| TRUE | 21IRPSolarWYWest | New WY West Solar | PSE | 0 | 400 | PV | 17 | 0 | 350.8302 |  | yr_WYWestSolarVariableTx | yr_WYWestSolarCapital | yr_WYWestSolarFixedTx | 1 | 1 | 0 |  | hr_NewSolarWYWest¦NewSolarWYWestFOR¦2008 |  |  | 1 | 100 | 2047-12-31 | 2026-01-01 | [7 empty] | PSE_RPS,PSE_New Tx | [17 empty] | 1980-01-01 | 1980-01-01 | [8 empty] | 30 |  |  |  | yr_WYWestSolar_RC |  | PSE_RPS,PSE_New Tx
| TRUE | 21IRPSolarWYAnticline | New WY Anticline Solar | PSE | 0 | 400 | PV | 17 | 0 | 350.8302 |  | yr_WYAnticlineSolarVariableTx | yr_WYAnticlineSolarCapital | yr_WYAnticlineSolarFixedTx | 1 | 1 | 0 |  | hr_NewSolarWYAnticline¦NewSolarWYAnticlineFOR¦2008 |  |  | 1 | 100 | 2047-12-31 | 2026-01-01 | [7 empty] | PSE_RPS,PSE_New Tx | [17 empty] | 1980-01-01 | 1980-01-01 | [8 empty] | 30 |  |  |  | yr_WYAnticlineSolar_RC |  | PSE_RPS,PSE_New Tx
| TRUE | 21IRPSolarID | New ID Solar | PSE | 0 | 400 | PV | 17 | 0 | 350.8302 |  | yr_IDSolarVariableTx | yr_IDSolarCapital | yr_IDSolarCapitalFixedTx | 1 | 1 | 0 |  | hr_NewSolarID¦NewSolarIDFOR¦2008 |  |  | 1 | 100 | 2047-12-31 | 2026-01-01 | [7 empty] | PSE_RPS,PSE_New Tx | [17 empty] | 1980-01-01 | 1980-01-01 | [8 empty] | 30 |  |  |  | yr_IDSolar_RC |  | PSE_RPS,PSE_New Tx
| TRUE | 21IRPWASolarWest1 | New WA Solar West 1 | PSE | 0 | yr_NewSolarCap | PV | 17 | 0 | 350.8302 |  | yr_SpinReserveRenewables | yr_SolarWenatcheeCapital | yr_SolarWestFixedTx | 1 | 1 | 0 |  | hr_NewDERGround¦NewDERGroundFOR¦2008 |  |  | 1 | 100 | 2047-12-31 | 2024-01-01 | [7 empty] | PSE_RPS | [17 empty] | 1980-01-01 | 1980-01-01 | [8 empty] | 30 |  |  |  | yr_DER Ground_RC |  | PSE_RPS | 1
| TRUE | 21IRPWASolarWest2 | New WA Solar West 2 | PSE | 0 | yr_NewSolarCap | PV | 17 | 0 | 350.8302 |  | yr_SpinReserveRenewables | yr_SolarWenatcheeCapital | yr_SolarWestFixedTx | 1 | 1 | 0 |  | hr_NewDERGround¦NewDERGroundFOR¦2008 |  |  | 1 | 100 | 2047-12-31 | 2024-01-01 | [7 empty] | PSE_RPS | [17 empty] | 1980-01-01 | 1980-01-01 | [8 empty] | 30 |  |  |  | yr_DER Ground_RC |  | PSE_RPS | 1 | 21IRPWASolarWest1
| TRUE | 21IRPWASolarWest3 | New WA Solar West 3 | PSE | 0 | yr_NewSolarCap | PV | 17 | 0 | 350.8302 |  | yr_SpinReserveRenewables | yr_SolarWenatcheeCapital | yr_SolarWestFixedTx | 1 | 1 | 0 |  | hr_NewDERGround¦NewDERGroundFOR¦2008 |  |  | 1 | 100 | 2047-12-31 | 2024-01-01 | [7 empty] | PSE_RPS | [17 empty] | 1980-01-01 | 1980-01-01 | [8 empty] | 30 |  |  |  | yr_DER Ground_RC |  | PSE_RPS | 1 | 21IRPWASolarWest2
| TRUE | 21IRPWASolarWest4 | New WA Solar West 4 | PSE | 0 | yr_NewSolarCap | PV | 17 | 0 | 350.8302 |  | yr_SpinReserveRenewables | yr_SolarWenatcheeCapital | yr_SolarWestFixedTx | 1 | 1 | 0 |  | hr_NewDERGround¦NewDERGroundFOR¦2008 |  |  | 1 | 100 | 2047-12-31 | 2024-01-01 | [7 empty] | PSE_RPS | [17 empty] | 1980-01-01 | 1980-01-01 | [8 empty] | 30 |  |  |  | yr_DER Ground_RC |  | PSE_RPS | 1 | 21IRPWASolarWest3
| TRUE | 21IRPWASolarWest5 | New WA Solar West 5 | PSE | 0 | yr_NewSolarCap | PV | 17 | 0 | 350.8302 |  | yr_SpinReserveRenewables | yr_SolarWenatcheeCapital | yr_SolarWestFixedTx | 1 | 1 | 0 |  | hr_NewDERGround¦NewDERGroundFOR¦2008 |  |  | 1 | 100 | 2047-12-31 | 2024-01-01 | [7 empty] | PSE_RPS | [17 empty] | 1980-01-01 | 1980-01-01 | [8 empty] | 30 |  |  |  | yr_DER Ground_RC |  | PSE_RPS | 1 | 21IRPWASolarWest4
| TRUE | 21IRPWASolarWest6 | New WA Solar West 6 | PSE | 0 | yr_NewSolarCap | PV | 17 | 0 | 350.8302 |  | yr_SpinReserveRenewables | yr_SolarWenatcheeCapital | yr_SolarWestFixedTx | 0 | 0 | 0 |  | hr_NewDERGround¦NewDERGroundFOR¦2008 |  |  | 1 | 100 | 2050-12-31 | 2050-01-01 | [7 empty] | PSE_RPS | [17 empty] | 1980-01-01 | 1980-01-01 | [8 empty] | 30 |  |  |  | yr_DER Ground_RC |  | PSE_RPS | 1 | 21IRPWASolarWest5
| TRUE | 21IRPWASolarWest7 | New WA Solar West 7 | PSE | 0 | yr_NewSolarCap | PV | 17 | 0 | 350.8302 |  | yr_SpinReserveRenewables | yr_SolarWenatcheeCapital | yr_SolarWestFixedTx | 0 | 0 | 0 |  | hr_NewDERGround¦NewDERGroundFOR¦2008 |  |  | 1 | 100 | 2050-12-31 | 2050-01-01 | [7 empty] | PSE_RPS | [17 empty] | 1980-01-01 | 1980-01-01 | [8 empty] | 30 |  |  |  | yr_DER Ground_RC |  | PSE_RPS | 1 | 21IRPWASolarWest6
| TRUE | 21IRPWASolarWest8 | New WA Solar West 8 | PSE | 0 | yr_NewSolarCap | PV | 17 | 0 | 350.8302 |  | yr_SpinReserveRenewables | yr_SolarWenatcheeCapital | yr_SolarWestFixedTx | 0 | 0 | 0 |  | hr_NewDERGround¦NewDERGroundFOR¦2008 |  |  | 1 | 100 | 2050-12-31 | 2050-01-01 | [7 empty] | PSE_RPS | [17 empty] | 1980-01-01 | 1980-01-01 | [8 empty] | 30 |  |  |  | yr_DER Ground_RC |  | PSE_RPS | 1 | 21IRPWASolarWest7
| TRUE | 21IRPWASolarWest9 | New WA Solar West 9 | PSE | 0 | yr_NewSolarCap | PV | 17 | 0 | 350.8302 |  | yr_SpinReserveRenewables | yr_SolarWenatcheeCapital | yr_SolarWestFixedTx | 0 | 0 | 0 |  | hr_NewDERGround¦NewDERGroundFOR¦2008 |  |  | 1 | 100 | 2050-12-31 | 2050-01-01 | [7 empty] | PSE_RPS | [17 empty] | 1980-01-01 | 1980-01-01 | [8 empty] | 30 |  |  |  | yr_DER Ground_RC |  | PSE_RPS | 1 | 21IRPWASolarWest8
| TRUE | 21IRPWASolarWest10+ | New WA Solar West 10+ | PSE | 0 | yr_NewSolarCap | PV | 17 | 0 | 350.8302 |  | yr_SpinReserveRenewables | yr_SolarWenatcheeCapital | yr_SolarWestFixedTx | 20 | 500 | 0 |  | hr_NewDERGround¦NewDERGroundFOR¦2008 |  |  | 1 | 100 | 2050-12-31 | 2050-01-01 | [7 empty] | PSE_RPS | [17 empty] | 1980-01-01 | 1980-01-01 | [8 empty] | 30 |  |  |  | yr_DER Ground_RC |  | PSE_RPS | 1 | 21IRPWASolarWest9
| TRUE | 21IRPDERPV | 21IRP DER Solar PV | PSE | 0 | yr_DERSolarPV_Capacity | EEBundle | 17 | 0 | 0 |  | yr_SpinReserveRenewables | yr_DERRoofCapital | yr_SolarWestFixedTx | 1 | 1 | 1 |  | hr_NewDERRoof¦NewDERRoofFOR¦2008 |  | 0 | 1 | 100 | 2022-01-01 | 2022-01-01 | [21 empty] | 278 |  |  |  | 1980-01-01 | 1980-01-01 | [8 empty] | 30 |  |  |  | 0
| TRUE | 21IRPDERStorage | 21IRP DER Storage | PSE | 0 | yr_DERStorage_Capacity | Storage | 17 | 0 | 370.7237 |  |  | yr_LiOn2hrCapital | yr_LiIon2_Flex | 1 | 1 | 1 |  | 2 |  |  | 0 |  | 2022-01-01 | 2022-01-01 | [25 empty] | 1980-01-01 | 1980-01-01 | [8 empty] | 30 |  |  |  | 0 |  |  |  |  | LiIon2hr | DemandNetMR | 50 | 1 | 25
| TRUE | 21IRPMTWindPHSE | New MT Wind + PHSE | PSE | 0 | 200 | WND | 17 | 0 | 893.4114 | yr_WindPTC | yr_SpinReserveRenewables | yr_MTWind_PHSE_Capital | yr_MTWind_PHSE_FixedTX | 1 | 1 | 0 |  | hr_NewWindMTEastern¦NewWindMTEasternFOR¦2008 |  |  | 1 |  | 2028-01-01 | 2028-01-01 | [7 empty] | PSE_RPS | [17 empty] | 1980-01-01 | 1980-01-01 | [8 empty] | 30 |  |  |  | yr_MTWindPHES_RC |  | PSE_RPS,PSE_MT Wind Limit | 1 | [7 empty] | 143.5
| TRUE | 21IRPPHSEMTWind | New MT Wind + PHSE | PSE | 4265 | 100 | Storage | 17 | 0 | [5 empty] | 1 | 1 | 0 |  | 1 |  |  | 0 |  | 2028-01-01 | 2028-01-01 | [25 empty] | 1980-01-01 | 1980-01-01 | [8 empty] | 30 |  |  |  | 0 |  |  |  | 21IRPMTWindPHSE | MTWind_PHSE1 | DemandNetMR | 800 | 1 | 100 |  | 143.5
hr_NewWindMartinsdaleMT¦NewWindMTFOR¦2008
Formulas:
Last Eligible Year = [Last Eligible Year, row above]
First Eligible Year = [Last Eligible Year]

## To Aurora_Fuel
Report Fuel | Fuel ID | Fuel Name | Fuel Type | Price | Escalation | Reference Fuel | Monthly Shape Vector | Variable O&M | Fixed O&M | Var Cost Mod1 | Var Cost Mod2 | Fix Cost Mod1 | Fix Cost Mod2 | Forced Outage | Maintenance Rate | Non Cycling | Must Run | Start Up Costs | Minimum Capacity | Capacity Monthly Shape | Heat Rate at Minimum | Ramp Rate | Min Up Time | Min Down Time | Shutdown Penalty | Maintenance Cycle | Maintenance Length | Maintenance Priority | Schedule Maintenance | Fuel Units | Heat Rate | Heat Rate Units | Mean Repair Time | Risk Outage | Second Fuel | UBB Heat Rate | UBB Bidding Factor | UBB Segment Size | UBB Bidding Shape | Bidding Factor | Bidding Adder | Max Operating Reserve | Resource Group | Can Drop Resource | Start Fuel ID | Start Fuel Amount | Storage Control Type | Storage Inflow | Currency Units | Custom Memory | RPS | zREM order | zREM NERC | zREM Area | Primary Key | Units | Maint Begin | Maint End
[5 empty] | percent |  |  | $/MWh | $/MW-Week | $/MWh | $/MWh | $/MW-Week | $/MW-Week | percent | percent | percent | flag 0 or 1 | $/MW/Start | percent |  |  | percent | hours | hours | $/MW/Shutdown | [5 empty] | Btu/kWh |  | hours |  |  | Btu/kWh |  | percent | [7 empty] | mmBtu/MW/Start | [10 empty] | date | date
TRUE | NGOWI_PSE | WECC-OR/WA/IDNorth NaturalGas-NonCycling | Gas0 | Yr_NG_PSEBase_IRP_Sumas | 0 |  | 1.0652 | [44 empty] | 158 | WECC |  |  | $/mmBtu | 1980-01-02 | 1980-01-01
TRUE | NG2OWI_PSE | WECC-OR/WA/IDNorth NaturalGas-Peaking | Gas2 | Yr_NG_PSEBase_IRP_Sumas | 0 |  | 1.0143 | [44 empty] | 326 | WECC |  |  | $/mmBtu | 1980-01-02 | 1980-01-01
TRUE | PV | PV - Hydro dominated areas | PV | 0 | [52 empty] | 1980-01-02 | 1980-01-01
TRUE | WATR | Water | WAT | 0 | [52 empty] | 1980-01-02 | 1980-01-01
TRUE | WND | Wind | WND | 0 | [52 empty] | 1980-01-02 | 1980-01-01
TRUE | NG_PSEBase_IRP_Sumas | NG variable cost - Sumas | NG | Yr_NG_PSEBase_IRP_Sumas | [51 empty] | $/mmBtu | 1980-01-02 | 1980-01-01
TRUE | Biomass | Other, Bio, ZZ, WC, WH | BIO | 0.05
TRUE | CONSRV | Conservation | DSM | 0
TRUE | NG_PSEBase_IRP_Stanfield | NG variable cost - Stanfield | NG | Yr_NG_PSEBase_IRP_Stanfield | [51 empty] | $/mmBtu | 1980-01-02 | 1980-01-01
TRUE | PSEFuel/Contract | PSE System Purchases | Contract | 0
TRUE | PSEFuel/Sales | PSE sales | Contract | 0
TRUE | Market | Market | Market | 0
TRUE | DemandResponse | Demand Response | Load Control | 0
TRUE | Storage | Battery_PSH | PS | 0 | 0
TRUE | CCFN | Customer Curtailment Final | CCFN | 550
TRUE | CCLI | Customer Curtailment Level I | CCLI | 50
TRUE | EEBundle | New Conservation | EE | 0
TRUE | EV | Electric Vehicle | EE | 0
TRUE | Sumas Hub | Sumas Hub | Gas1 | Yr_NG_PSEBase_IRP_Sumas | [50 empty] | 180

## To Aurora_Storage
Storage ID | Efficiency | Shaping Method | Shaping Target | Charging Availability | Generating Availability | Input Schedule | Minimum Storage | Hourly Loss | Charging Resource | Charging Cost | Monthly Target Contents | Use Net Demand | Currency Units | Primary Key | Daily Target Contents | Optimize Annual Operation
| Fraction |  |  | Fraction | Fraction | Fraction | Fraction | Fraction |  |  | Fraction |  |  |  | Fraction
LiIon2hr | 0.82 | Demand | 31 | 1 | 1 |  | 0.2 |  |  |  |  | TRUE |  | 2
LiIon4hr | 0.87 | Demand | 31 | 1 | 1 |  | 0.2 |  |  |  |  | TRUE |  | 7
Flow4hr | 0.73 | Demand | 31 | 1 | 1 |  | 0 |  |  |  |  | TRUE |  | 8
Flow6hr | 0.73 | Demand | 31 | 1 | 1 |  | 0 |  |  |  |  | TRUE |  | 9
PSH | 0.8 | Demand | 31 | 1 | 1 |  | 0.3 |  |  |  |  | TRUE |  | 10
MTWind_PHSE1 | 0.8 | Demand | 31 | 1 | 1 |  | 0.3 |  |  |  |  | TRUE |  | *
Solar_Battery1 | 0.82 | Demand | 31 | 1 | 1 |  | 0.2 |  | 21IRPSolar_Battery1 |  |  | TRUE |  | 11
Solar_Battery2 | 0.82 | Demand | 31 | 1 | 1 |  | 0.2 |  | 21IRPSolar_Battery2 |  |  | TRUE |  | 12
Solar_Battery3 | 0.82 | Demand | 31 | 1 | 1 |  | 0.2 |  | 21IRPSolar_Battery3 |  |  | TRUE |  | 13
Solar_Battery4 | 0.82 | Demand | 31 | 1 | 1 |  | 0.2 |  | 21IRPSolar_Battery4 |  |  | TRUE |  | 14
Solar_Battery5 | 0.82 | Demand | 31 | 1 | 1 |  | 0.2 |  | 21IRPSolar_Battery5 |  |  | TRUE |  | 15
Solar_Battery6 | 0.82 | Demand | 31 | 1 | 1 |  | 0.2 |  | 21IRPSolar_Battery6 |  |  | TRUE |  | 16
Solar_Battery7 | 0.82 | Demand | 31 | 1 | 1 |  | 0.2 |  | 21IRPSolar_Battery7 |  |  | TRUE |  | 17
Solar_Battery8 | 0.82 | Demand | 31 | 1 | 1 |  | 0.2 |  | 21IRPSolar_Battery8 |  |  | TRUE |  | 18
Solar_Battery9 | 0.82 | Demand | 31 | 1 | 1 |  | 0.2 |  | 21IRPSolar_Battery9 |  |  | TRUE |  | 19
Solar_Battery10 | 0.82 | Demand | 31 | 1 | 1 |  | 0.2 |  | 21IRPSolar_Battery10 |  |  | TRUE |  | 20
Solar_Battery11 | 0.82 | Demand | 31 | 1 | 1 |  | 0.2 |  | 21IRPSolar_Battery11 |  |  | TRUE |  | 21
Solar_Battery12 | 0.82 | Demand | 31 | 1 | 1 |  | 0.2 |  | 21IRPSolar_Battery12 |  |  | TRUE |  | 22
Solar_Battery13 | 0.82 | Demand | 31 | 1 | 1 |  | 0.2 |  | 21IRPSolar_Battery13 |  |  | TRUE |  | 23
Solar_Battery14 | 0.82 | Demand | 31 | 1 | 1 |  | 0.2 |  | 21IRPSolar_Battery14 |  |  | TRUE |  | 24
Solar_Battery15 | 0.82 | Demand | 31 | 1 | 1 |  | 0.2 |  | 21IRPSolar_Battery15 |  |  | TRUE |  | 25
Solar_Battery16 | 0.82 | Demand | 31 | 1 | 1 |  | 0.2 |  | 21IRPSolar_Battery16 |  |  | TRUE |  | 26
Solar_Battery17 | 0.82 | Demand | 31 | 1 | 1 |  | 0.2 |  | 21IRPSolar_Battery17 |  |  | TRUE |  | 27
Solar_Battery18 | 0.82 | Demand | 31 | 1 | 1 |  | 0.2 |  | 21IRPSolar_Battery18 |  |  | TRUE |  | 28
Solar_Battery19 | 0.82 | Demand | 31 | 1 | 1 |  | 0.2 |  | 21IRPSolar_Battery19 |  |  | TRUE |  | 29
Solar_Battery20 | 0.82 | Demand | 31 | 1 | 1 |  | 0.2 |  | 19IRPSolar_Battery20 |  |  | TRUE
Solar_Battery21 | 0.82 | Demand | 31 | 1 | 1 |  | 0.2 |  | 21IRPSolar_Battery21 |  |  | TRUE
Solar_Battery22 | 0.82 | Demand | 31 | 1 | 1 |  | 0.2 |  | 21IRPSolar_Battery22 |  |  | TRUE
Solar_Battery23 | 0.82 | Demand | 31 | 1 | 1 |  | 0.2 |  | 21IRPSolar_Battery23 |  |  | TRUE
Solar_Battery24 | 0.82 | Demand | 31 | 1 | 1 |  | 0.2 |  | 21IRPSolar_Battery24 |  |  | TRUE
Solar_Battery25 | 0.82 | Demand | 31 | 1 | 1 |  | 0.2 |  | 21IRPSolar_Battery25 |  |  | TRUE
Solar_Battery26 | 0.82 | Demand | 31 | 1 | 1 |  | 0.2 |  | 21IRPSolar_Battery26
Solar_Battery27 | 0.82 | Demand | 31 | 1 | 1 |  | 0.2 |  | 21IRPSolar_Battery27
Solar_Battery28 | 0.82 | Demand | 31 | 1 | 1 |  | 0.2 |  | 21IRPSolar_Battery28
Solar_Battery29 | 0.82 | Demand | 31 | 1 | 1 |  | 0.2 |  | 21IRPSolar_Battery29
Solar_Battery30 | 0.82 | Demand | 31 | 1 | 1 |  | 0.2 |  | 21IRPSolar_Battery30
Solar_Battery31 | 0.82 | Demand | 31 | 1 | 1 |  | 0.2 |  | 21IRPSolar_Battery31
Solar_Battery32 | 0.82 | Demand | 31 | 1 | 1 |  | 0.2 |  | 21IRPSolar_Battery32
Solar_Battery33 | 0.82 | Demand | 31 | 1 | 1 |  | 0.2 |  | 21IRPSolar_Battery33
Solar_Battery34 | 0.82 | Demand | 31 | 1 | 1 |  | 0.2 |  | 21IRPSolar_Battery34
Solar_Battery35 | 0.82 | Demand | 31 | 1 | 1 |  | 0.2 |  | 21IRPSolar_Battery35
Solar_Battery36 | 0.82 | Demand | 31 | 1 | 1 |  | 0.2 |  | 21IRPSolar_Battery36
Solar_Battery37 | 0.82 | Demand | 31 | 1 | 1 |  | 0.2 |  | 21IRPSolar_Battery37
Solar_Battery38 | 0.82 | Demand | 31 | 1 | 1 |  | 0.2 |  | 21IRPSolar_Battery38
Solar_Battery39 | 0.82 | Demand | 31 | 1 | 1 |  | 0.2 |  | 21IRPSolar_Battery39
Solar_Battery40 | 0.82 | Demand | 31 | 1 | 1 |  | 0.2 |  | 21IRPSolar_Battery40
Solar_Battery41 | 0.82 | Demand | 31 | 1 | 1 |  | 0.2 |  | 21IRPSolar_Battery41
Solar_Battery42 | 0.82 | Demand | 31 | 1 | 1 |  | 0.2 |  | 21IRPSolar_Battery42
Solar_Battery43 | 0.82 | Demand | 31 | 1 | 1 |  | 0.2 |  | 21IRPSolar_Battery43
Solar_Battery44 | 0.82 | Demand | 31 | 1 | 1 |  | 0.2 |  | 21IRPSolar_Battery44
Solar_Battery45 | 0.82 | Demand | 31 | 1 | 1 |  | 0.2 |  | 21IRPSolar_Battery45
Solar_Battery46 | 0.82 | Demand | 31 | 1 | 1 |  | 0.2 |  | 21IRPSolar_Battery46
Solar_Battery47 | 0.82 | Demand | 31 | 1 | 1 |  | 0.2 |  | 21IRPSolar_Battery47
Solar_Battery48 | 0.82 | Demand | 31 | 1 | 1 |  | 0.2 |  | 21IRPSolar_Battery48
Solar_Battery49 | 0.82 | Demand | 31 | 1 | 1 |  | 0.2 |  | 21IRPSolar_Battery49
Solar_Battery50 | 0.82 | Demand | 31 | 1 | 1 |  | 0.2 |  | 21IRPSolar_Battery50
Solar_Battery51 | 0.82 | Demand | 31 | 1 | 1 |  | 0.2 |  | 21IRPSolar_Battery51
Solar_Battery52 | 0.82 | Demand | 31 | 1 | 1 |  | 0.2 |  | 21IRPSolar_Battery52
Solar_Battery53 | 0.82 | Demand | 31 | 1 | 1 |  | 0.2 |  | 21IRPSolar_Battery53
Solar_Battery54 | 0.82 | Demand | 31 | 1 | 1 |  | 0.2 |  | 21IRPSolar_Battery54
Solar_Battery55 | 0.82 | Demand | 31 | 1 | 1 |  | 0.2 |  | 21IRPSolar_Battery55
Wind_Battery1 | 0.82 | Demand | 31 | 1 | 1 |  | 0.2 |  | 21IRPWind_Battery1
Wind_Battery2 | 0.82 | Demand | 31 | 1 | 1 |  | 0.2 |  | 21IRPWind_Battery2
Wind_Battery3 | 0.82 | Demand | 31 | 1 | 1 |  | 0.2 |  | 21IRPWind_Battery3
Wind_Battery4 | 0.82 | Demand | 31 | 1 | 1 |  | 0.2 |  | 21IRPWind_Battery4
Wind_Battery5 | 0.82 | Demand | 31 | 1 | 1 |  | 0.2 |  | 21IRPWind_Battery5
Wind_Battery6 | 0.82 | Demand | 31 | 1 | 1 |  | 0.2 |  | 21IRPWind_Battery6
Wind_Battery7 | 0.82 | Demand | 31 | 1 | 1 |  | 0.2 |  | 21IRPWind_Battery7
Wind_Battery8 | 0.82 | Demand | 31 | 1 | 1 |  | 0.2 |  | 21IRPWind_Battery8
Wind_Battery9 | 0.82 | Demand | 31 | 1 | 1 |  | 0.2 |  | 21IRPWind_Battery9
Wind_Battery10 | 0.82 | Demand | 31 | 1 | 1 |  | 0.2 |  | 21IRPWind_Battery10
Wind_Battery11 | 0.82 | Demand | 31 | 1 | 1 |  | 0.2 |  | 21IRPWind_Battery11
Wind_Battery12 | 0.82 | Demand | 31 | 1 | 1 |  | 0.2 |  | 21IRPWind_Battery12
Wind_Battery13 | 0.82 | Demand | 31 | 1 | 1 |  | 0.2 |  | 21IRPWind_Battery13
Wind_Battery14 | 0.82 | Demand | 31 | 1 | 1 |  | 0.2 |  | 21IRPWind_Battery14
Wind_Battery15 | 0.82 | Demand | 31 | 1 | 1 |  | 0.2 |  | 21IRPWind_Battery15
Wind_Battery16 | 0.82 | Demand | 31 | 1 | 1 |  | 0.2 |  | 21IRPWind_Battery16
Wind_Battery17 | 0.82 | Demand | 31 | 1 | 1 |  | 0.2 |  | 21IRPWind_Battery17
Wind_Battery18 | 0.82 | Demand | 31 | 1 | 1 |  | 0.2 |  | 21IRPWind_Battery18
Wind_Battery19 | 0.82 | Demand | 31 | 1 | 1 |  | 0.2 |  | 21IRPWind_Battery19
Wind_Battery20 | 0.82 | Demand | 31 | 1 | 1 |  | 0.2 |  | 21IRPWind_Battery20
Wind_Battery21 | 0.82 | Demand | 31 | 1 | 1 |  | 0.2 |  | 21IRPWind_Battery21
Wind_Battery22 | 0.82 | Demand | 31 | 1 | 1 |  | 0.2 |  | 21IRPWind_Battery22
Wind_Battery23 | 0.82 | Demand | 31 | 1 | 1 |  | 0.2 |  | 21IRPWind_Battery23
Wind_Battery24 | 0.82 | Demand | 31 | 1 | 1 |  | 0.2 |  | 21IRPWind_Battery24
Wind_Battery25 | 0.82 | Demand | 31 | 1 | 1 |  | 0.2 |  | 21IRPWind_Battery25
Wind_Battery26 | 0.82 | Demand | 31 | 1 | 1 |  | 0.2 |  | 21IRPWind_Battery26
Wind_Battery27 | 0.82 | Demand | 31 | 1 | 1 |  | 0.2 |  | 21IRPWind_Battery27
Wind_Battery28 | 0.82 | Demand | 31 | 1 | 1 |  | 0.2 |  | 21IRPWind_Battery28
Wind_Battery29 | 0.82 | Demand | 31 | 1 | 1 |  | 0.2 |  | 21IRPWind_Battery29
Wind_Battery30 | 0.82 | Demand | 31 | 1 | 1 |  | 0.2 |  | 21IRPWind_Battery30
Wind_Battery31 | 0.82 | Demand | 31 | 1 | 1 |  | 0.2 |  | 21IRPWind_Battery31
Wind_Battery32 | 0.82 | Demand | 31 | 1 | 1 |  | 0.2 |  | 21IRPWind_Battery32
Wind_Battery33 | 0.82 | Demand | 31 | 1 | 1 |  | 0.2 |  | 21IRPWind_Battery33
Wind_Battery34 | 0.82 | Demand | 31 | 1 | 1 |  | 0.2 |  | 21IRPWind_Battery34
Wind_Battery35 | 0.82 | Demand | 31 | 1 | 1 |  | 0.2 |  | 21IRPWind_Battery35
Wind_Battery36 | 0.82 | Demand | 31 | 1 | 1 |  | 0.2 |  | 21IRPWind_Battery36
Wind_Battery37 | 0.82 | Demand | 31 | 1 | 1 |  | 0.2 |  | 21IRPWind_Battery37
Wind_Battery38 | 0.82 | Demand | 31 | 1 | 1 |  | 0.2 |  | 21IRPWind_Battery38
Wind_Battery39 | 0.82 | Demand | 31 | 1 | 1 |  | 0.2 |  | 21IRPWind_Battery39
Wind_Battery40 | 0.82 | Demand | 31 | 1 | 1 |  | 0.2 |  | 21IRPWind_Battery40
Wind_Battery41 | 0.82 | Demand | 31 | 1 | 1 |  | 0.2 |  | 21IRPWind_Battery41
Wind_Battery42 | 0.82 | Demand | 31 | 1 | 1 |  | 0.2 |  | 21IRPWind_Battery42
Wind_Battery43 | 0.82 | Demand | 31 | 1 | 1 |  | 0.2 |  | 21IRPWind_Battery43
Wind_Battery44 | 0.82 | Demand | 31 | 1 | 1 |  | 0.2 |  | 21IRPWind_Battery44
Wind_Battery45 | 0.82 | Demand | 31 | 1 | 1 |  | 0.2 |  | 21IRPWind_Battery45
Wind_Battery46 | 0.82 | Demand | 31 | 1 | 1 |  | 0.2 |  | 21IRPWind_Battery46
Wind_Battery47 | 0.82 | Demand | 31 | 1 | 1 |  | 0.2 |  | 21IRPWind_Battery47
Wind_Battery48 | 0.82 | Demand | 31 | 1 | 1 |  | 0.2 |  | 21IRPWind_Battery48
Wind_Battery49 | 0.82 | Demand | 31 | 1 | 1 |  | 0.2 |  | 21IRPWind_Battery49
Wind_Battery50 | 0.82 | Demand | 31 | 1 | 1 |  | 0.2 |  | 21IRPWind_Battery50
Wind_Battery51 | 0.82 | Demand | 31 | 1 | 1 |  | 0.2 |  | 21IRPWind_Battery51
Wind_Battery52 | 0.82 | Demand | 31 | 1 | 1 |  | 0.2 |  | 21IRPWind_Battery52
Wind_Battery53 | 0.82 | Demand | 31 | 1 | 1 |  | 0.2 |  | 21IRPWind_Battery53
Wind_Battery54 | 0.82 | Demand | 31 | 1 | 1 |  | 0.2 |  | 21IRPWind_Battery54
Wind_Battery55 | 0.82 | Demand | 31 | 1 | 1 |  | 0.2 |  | 21IRPWind_Battery55

## To Aurora_Esc Demand
TYPE | Primary Key | 17 | 1000
|  | PSE | Mid-C
Escalation | 0 | yr_Zero | yr_Zero
Normalization Off | 1 | 0 | 0
Peak Escalation | 2 | yr_Zero | yr_Zero
Use Input Peak | 3 | 2 | 1

## To Aurora_General Info
Company Name | Discount Rate | Inflation Vector | Real Discount Rate | Primary Key | Post LT Start Year | Post LT End Year | Post LT Start Month | Post LT End Month | Post LT Dispatch Week | Post LT Dispatch Day | Post LT Dispatch Hour
| percent | percent | percent
PSE |  | Yr_Inflation_Vector_PSEFcst | 4.3 | 2 | 2021 | 2047 | January | December | Every Week | Every Day | Every Hour

## To Aurora_Emission Rate
Upstream Emissions
Name | ID | Rate | 10803 | g/MMBtu
Name | ID | lb/mmBtu | 23.8165 | lb/MMBtu
CO2 | NewGas | 117 | 141
CO2 | NewGas_Frame | 117 | 140.8165
CO2 | NewGas_Recip | 117 | 140.8165
NOX | NewGas
NOX | NewGas_Frame | 0.13
NOX | NewGas_Recip | 2.21
SO2 | NewGas
SO2 | NewGas_Frame | 0.0017805
SO2 | NewGas_Recip | 0.000588
PM | NewGas
PM | NewGas_Frame | 0.0063127
PM | NewGas_Recip | 0.0095
VOC | NewGas
VOC | NewGas_Frame | 0.0021
VOC | NewGas_Recip | 0.0296
CO | NewGas
CO | NewGas_Frame | 0.0039865
CO | NewGas_Recip | 3.72
NH3 | NewGas
NH3 | NewGas_Frame | 0.0012801
NH3 | NewGas_Recip

## To Aurora_Constraint
Set ID | Constraint Type | Item ID | Limit | Limit Units | Emission Pricing | Limit Type | Primary Key
PSE_RPS | LT Energy Min | RPS | yr_PSERPS | MWh |  | Year | 3
PSE_MT Wind Limit | LT Capacity Max | MT Wind Limit | 400 | MW |  | Study | 5
PSE_New Tx | LT Capacity Max | New Tx | 400 | MW |  | Study | 6

## CETA
CETA MWh Need for Aurora Annual Time Series | 2019 | 2020 | 2021 | 2022 | 2023 | 2024 | 2025 | 2026 | 2027 | 2028 | 2029 | 2030 | 2031 | 2032 | 2033 | 2034 | 2035 | 2036 | 2037 | 2038 | 2039 | 2040 | 2041 | 2042 | 2043 | 2044 | 2045 | 2046 | 2047
Base - 80% by 2030 Need | [5 empty] | 420117.3058 | 1626157.8058 | 2666084.7987 | 3979175.2767 | 5275550.0271 | 6429702.7983 | 7632507.0862 | 8129609.4081 | 9037357.1185 | 9517688.6708 | 9962262.338 | 10674830.8605 | 11446098.7746 | 12088006.773 | 12752179.5328 | 13290163.098 | 13856142.9432 | 14435804.8159 | 15349519.337 | 16391712.1866 | 18228169.6265 | 18797943.6187 | 18797943.6187 | 18797943.6187
Low - 80% by 2030 Need | [5 empty] | 131262.8891 | 1172792.2299 | 2018499.5338 | 3065714.0731 | 4054079.1195 | 4856959.2129 | 5763442.5356 | 6137418.5636 | 6985334.0822 | 7350958.1483 | 7666515.4407 | 8262922.2359 | 9010243.7761 | 9554118.0057 | 10113778.9664 | 10547113.9632 | 11042020.8507 | 11434311.7945 | 12278888.1434 | 13219051.248 | 14957493.3458 | 15373053.5137 | 15373053.5137 | 15373053.5137
High - 80% by 2030 Need | [5 empty] | 699115.676 | 2064464.965 | 3341781.0466 | 4911564.009 | 6530854.1707 | 8018865.6111 | 9518377.2145 | 10132511.3944 | 11194778.9177 | 11774405.4578 | 12371521.2033 | 13223057.5045 | 14142311.9203 | 14879917.5834 | 15702431.1223 | 16341845.3927 | 17075600.9976 | 17759762.1199 | 18837312.2625 | 20045282.0851 | 22091470.538 | 22772722.3423 | 22772722.3423 | 22772722.3423
RCW 19.285 MWh Need for Aurora Annual Time Series | 2019 | 2020 | 2021 | 2022 | 2023 | 2024 | 2025 | 2026 | 2027 | 2028 | 2029 | 2030 | 2031 | 2032 | 2033 | 2034 | 2035 | 2036 | 2037 | 2038 | 2039 | 2040 | 2041 | 2042 | 2043 | 2044 | 2045 | 2046 | 2047
Base - No CETA | 0 | 0 | 0 | 0 | 0 | 0 | 0 | 0 | 0 | 0 | 0 | 0 | 0 | 0 | 0 | 0 | 0 | 0 | 0 | 0 | 0 | 0 | 0 | 0 | 0 | 0 | 0 | 0 | 0
Alternative Ramp CETA MWh Need for Aurora Annual Time Series | 2019 | 2020 | 2021 | 2022 | 2023 | 2024 | 2025 | 2026 | 2027 | 2028 | 2029 | 2030 | 2031 | 2032 | 2033 | 2034 | 2035 | 2036 | 2037 | 2038 | 2039 | 2040 | 2041 | 2042 | 2043 | 2044 | 2045 | 2046 | 2047
Base - 100% by 2030 | [5 empty] | 1386184.371 | 3087663.646 | 4630433.6715 | 6456460.3637 | 8283124.9128 | 9956863.19 | 11713450.8166 | 11988558.9134 | 12760637.0527 | 12968682.929 | 13162369.9342 | 13625078.2445 | 14138244.4339 | 14504247.3113 | 14890231.1764 | 15144355.7652 | 15419858.7804 | 15699703.6156 | 16307745.7941 | 17037293.2283 | 18554928.1194 | 18797943.6187 | 18797943.6187 | 18797943.6187
Sensitivity C: Tx Tier 2 BAU Low Cost Solar
CETA MWh Need for Aurora Annual Time Series | 2019 | 2020 | 2021 | 2022 | 2023 | 2024 | 2025 | 2026 | 2027 | 2028 | 2029 | 2030 | 2031 | 2032 | 2033 | 2034 | 2035 | 2036 | 2037 | 2038 | 2039 | 2040 | 2041 | 2042 | 2043 | 2044 | 2045 | 2046 | 2047
Sensitivity C: Tx Tier 2 BAU Low Cost Solar | [5 empty] | 419951.4438 | 1625720.9805 | 2665073.4651 | 3977012.4335 | 5271183.2153 | 6421271.85 | 7616817.6277 | 8106188.9971 | 9005274.8899 | 9475955.7063 | 9909832.3931 | 10610602.0318 | 11368915.8318 | 11996663.3605 | 12645420.9724 | 13166688.9874 | 13714609.4708 | 14274828.5426 | 15167681.4273 | 16187562.549 | 18000230.3103 | 18544712.0279 | 18544712.0279 | 18544712.0279
Balanced Portfolio_CETA: BAU Low Cost Solar + Green Direct Forecast
CETA MWh Need for Aurora Annual Time Series | 2019 | 2020 | 2021 | 2022 | 2023 | 2024 | 2025 | 2026 | 2027 | 2028 | 2029 | 2030 | 2031 | 2032 | 2033 | 2034 | 2035 | 2036 | 2037 | 2038 | 2039 | 2040 | 2041 | 2042 | 2043 | 2044 | 2045 | 2046 | 2047
Balanced Portfolio_CETA | [5 empty] | 419951.4438 | 1454962.054 | 2478186.8139 | 3638160.6144 | 4904433.4701 | 6029048.1952 | 6946393.4652 | 7424341.7483 | 8309500.2207 | 8772274.7519 | 9195071.4331 | 9884407.9484 | 10628621.868 | 11248679.2548 | 11886368.0682 | 12396230.3012 | 12929850.7145 | 13482628.2482 | 14364382.7373 | 15372884.374 | 17171124.7674 | 17708342.2779 | 17708342.2779 | 17708342.2779

## Market emissions rate
| 2018 | 2019 | 2020 | 2021 | 2022 | 2023 | 2024 | 2025 | 2026 | 2027 | 2028 | 2029 | 2030 | 2031 | 2032 | 2033 | 2034 | 2035 | 2036 | 2037 | 2038 | 2039 | 2040 | 2041 | 2042 | 2043 | 2044 | 2045 | 2046 | 2047 | 2048 | 2049 | 2050 | 2051 | 2052 | 2053 | 2054 | 2055 | 2056 | 2057 | 2058 | 2059 | 2060 | 2061 | 2062 | 2063 | 2064 | 2065 | 2066 | 2067 | 2068 | 2069 | 2070 | 2071 | 2072 | 2073 | 2074 | 2075
SCC (2012$/ton) | 54.8806 | 55.7952 | 56.7099 | 57.6246 | 58.5393 | 59.4539 | 60.3686 | 62.198 | 63.1126 | 64.0273 | 64.942 | 65.8567 | 66.7713 | 67.686 | 68.6007 | 69.5154 | 70.43 | 71.3447 | 72.2594 | 74.0887 | 75.0034 | 75.9181 | 76.8328 | 77.7475 | 78.6621 | 79.5768 | 80.4915 | 81.4062 | 82.3208 | 84.1502
metric tons CO2/MWh | 0.437 | 0.437 | 0.437 | 0.437 | 0.437 | 0.437 | 0.437 | 0.437 | 0.437 | 0.437 | 0.437 | 0.437 | 0.437 | 0.437 | 0.437 | 0.437 | 0.437 | 0.437 | 0.437 | 0.437 | 0.437 | 0.437 | 0.437 | 0.437 | 0.437 | 0.437 | 0.437 | 0.437 | 0.437 | 0.437 | 0.437 | 0.437 | 0.437 | 0.437 | 0.437 | 0.437 | 0.437 | 0.437 | 0.437 | 0.437 | 0.437 | 0.437 | 0.437 | 0.437 | 0.437 | 0.437 | 0.437 | 0.437 | 0.437 | 0.437 | 0.437 | 0.437 | 0.437 | 0.437 | 0.437 | 0.437 | 0.437 | 0.437
convert Metric to Short tons
1.1023
short tons/MWh | 0.48171 | 0.48171 | 0.48171 | 0.48171 | 0.48171 | 0.48171 | 0.48171 | 0.48171 | 0.48171 | 0.48171 | 0.48171 | 0.48171 | 0.48171 | 0.48171 | 0.48171 | 0.48171 | 0.48171 | 0.48171 | 0.48171 | 0.48171 | 0.48171 | 0.48171 | 0.48171 | 0.48171 | 0.48171 | 0.48171 | 0.48171 | 0.48171 | 0.48171 | 0.48171 | 0.48171 | 0.48171 | 0.48171 | 0.48171 | 0.48171 | 0.48171 | 0.48171 | 0.48171 | 0.48171 | 0.48171 | 0.48171 | 0.48171 | 0.48171 | 0.48171 | 0.48171 | 0.48171 | 0.48171 | 0.48171 | 0.48171 | 0.48171 | 0.48171 | 0.48171 | 0.48171 | 0.48171 | 0.48171 | 0.48171 | 0.48171 | 0.48171
2012$/MWh | 26.4365 | 26.8771 | 27.3177 | 27.7583 | 28.1989 | 28.6395 | 29.0801 | 29.9613 | 30.402 | 30.8426 | 31.2832 | 31.7238 | 32.1644 | 32.605 | 33.0456 | 33.4862 | 33.9268 | 34.3674 | 34.808 | 35.6893 | 36.1299 | 36.5705 | 37.0111 | 37.4517 | 37.8923 | 38.3329 | 38.7735 | 39.2141 | 39.6547 | 40.5359 | 0 | 0 | 0 | 0 | 0 | 0 | 0 | 0 | 0 | 0 | 0 | 0 | 0 | 0 | 0 | 0 | 0 | 0 | 0 | 0 | 0 | 0 | 0 | 0 | 0 | 0 | 0 | 0
2.5%
| 2012 | Nominal
2018 | 26.4365 | 30.6582
2019 | 26.8771 | 31.9484
2020 | 27.3177 | 33.284
2021 | 27.7583 | 34.6663
2022 | 28.1989 | 36.097
2023 | 28.6395 | 37.5775
2024 | 29.0801 | 39.1095
2025 | 29.9613 | 41.302
2026 | 30.402 | 42.9572
2027 | 30.8426 | 44.6692
2028 | 31.2832 | 46.44
2029 | 31.7238 | 48.2715
2030 | 32.1644 | 50.1655
2031 | 32.605 | 52.124
2032 | 33.0456 | 54.1491
2033 | 33.4862 | 56.2428
2034 | 33.9268 | 58.4074
2035 | 34.3674 | 60.6451
2036 | 34.808 | 62.9582
2037 | 35.6893 | 66.1659
2038 | 36.1299 | 68.6573
2039 | 36.5705 | 71.232
2040 | 37.0111 | 73.8924
2041 | 37.4517 | 76.6414
2042 | 37.8923 | 79.4816
2043 | 38.3329 | 82.416
2044 | 38.7735 | 85.4474
2045 | 39.2141 | 88.5788

## SCGHG Adder_Base no CETA
| Base No CETA | [55 empty] | Run_ID | Condition | Time_Period | Portfolio_ID | Portfolio_Name | ID | Resource_Name | Type | Amount | Cost | Rate | Sum of Amount | Column Labels
|  | CO2 (short tons) - includes upstream emission on NG plants | [8 empty] | Emission cost ($) | [53 empty] | Ton | 0 | lb/mmBtu | Row Labels | (blank) | New Resource 11 from 21IRPFrame New Frame Peaker | New Resource 12 from 21IRPFrame New Frame Peaker | New Resource 21 from 21IRPFrame New Frame Peaker | New Resource 31 from 21IRPFrame New Frame Peaker | New Resource 71 from 21IRPFrame New Frame Peaker | New Resource 101 from 21IRPFrame New Frame Peaker | New Resource 121 from 21IRPFrame New Frame Peaker | New Resource 171 from 21IRPFrame New Frame Peaker | New Resource 181 from 21IRPFrame New Frame Peaker | New Resource 211 from 21IRPFrame New Frame Peaker | New Resource 212 from 21IRPFrame New Frame Peaker | Grand Total
|  | Frame Peaker | Recip Peaker | CCCT |  |  |  | SCC (2012$/ton) |  | Frame Peaker | Recip Peaker | CCCT | Frame Peaker | Recip Peaker | CCCT | [41 empty] | HR_Final_HR No CETA 020521 | Average | 2021 | 1 | PSE Portfolio 2021 IRP | ANRN 11 | New Resource 11 from 21IRPFrame New Frame Peaker | CO2 | 0 | 0 | 0 | 2021 |  | 0 | 0 | 0 | 0 | 0 | 0 | 0 | 0 | 0 | 0 | 0 | 0
| 2019 | 0 | 0 | 0 |  |  |  | 68.2148 |  | 0 | 0 | 0 | [44 empty] | HR_Final_HR No CETA 020521 | Average | 2021 | 1 | PSE Portfolio 2021 IRP | ANRN 12 | New Resource 12 from 21IRPFrame New Frame Peaker | CO2 | 0 | 0 | 0 | 2022 |  | 0 | 0 | 0 | 0 | 0 | 0 | 0 | 0 | 0 | 0 | 0 | 0
| 2020 | 0 | 0 | 0 |  |  |  | 69.3517 |  | 0 | 0 | 0 | [44 empty] | HR_Final_HR No CETA 020521 | Average | 2021 | 1 | PSE Portfolio 2021 IRP | ANRN 21 | New Resource 21 from 21IRPFrame New Frame Peaker | CO2 | 0 | 0 | 0 | 2023 |  | 0 | 0 | 0 | 0 | 0 | 0 | 0 | 0 | 0 | 0 | 0 | 0
| 2021 | 0 | 0 | 0 |  |  |  | 70.4886 |  | 0 | 0 | 0 | [44 empty] | HR_Final_HR No CETA 020521 | Average | 2021 | 1 | PSE Portfolio 2021 IRP | ANRN 31 | New Resource 31 from 21IRPFrame New Frame Peaker | CO2 | 0 | 0 | 0 | 2024 |  | 0 | 0 | 0 | 0 | 0 | 0 | 0 | 0 | 0 | 0 | 0 | 0
| 2022 | 0 | 0 | 0 |  |  |  | 71.6255 |  | 0 | 0 | 0 | [44 empty] | HR_Final_HR No CETA 020521 | Average | 2021 | 1 | PSE Portfolio 2021 IRP | ANRN 71 | New Resource 71 from 21IRPFrame New Frame Peaker | CO2 | 0 | 0 | 0 | 2025 |  | 0 | 0 | 0 | 0 | 0 | 0 | 0 | 0 | 0 | 0 | 0 | 0
| 2023 | 0 | 0 | 0 |  |  |  | 72.7624 |  | 0 | 0 | 0 | [44 empty] | HR_Final_HR No CETA 020521 | Average | 2021 | 1 | PSE Portfolio 2021 IRP | ANRN 101 | New Resource 101 from 21IRPFrame New Frame Peaker | CO2 | 0 | 0 | 0 | 2026 |  | 160619.672 | 129540.039 | 0 | 0 | 0 | 0 | 0 | 0 | 0 | 0 | 0 | 290159.711
| 2024 | 0 | 0 | 0 |  |  |  | 73.8993 |  | 0 | 0 | 0 | [44 empty] | HR_Final_HR No CETA 020521 | Average | 2021 | 1 | PSE Portfolio 2021 IRP | ANRN 121 | New Resource 121 from 21IRPFrame New Frame Peaker | CO2 | 0 | 0 | 0 | 2027 |  | 164558.531 | 148295.75 | 205394.313 | 0 | 0 | 0 | 0 | 0 | 0 | 0 | 0 | 518248.594
| 2025 | 0 | 0 | 0 |  |  |  | 75.0362 |  | 0 | 0 | 0 | 0 | 0 | 0 | [41 empty] | HR_Final_HR No CETA 020521 | Average | 2021 | 1 | PSE Portfolio 2021 IRP | ANRN 171 | New Resource 171 from 21IRPFrame New Frame Peaker | CO2 | 0 | 0 | 0 | 2028 |  | 138446.4 | 130396.438 | 158896.656 | 206116.7 | 0 | 0 | 0 | 0 | 0 | 0 | 0 | 633856.194
| 2026 | 160619.672 | 18729.7129 | 671022.438 |  |  |  | 77.3101 |  | 12417518.2554 | 1447995.4352 | 51876792.3623 | 12417518.2554 | 1447995.4352 | 51876792.3623 | [41 empty] | HR_Final_HR No CETA 020521 | Average | 2021 | 1 | PSE Portfolio 2021 IRP | ANRN 181 | New Resource 181 from 21IRPFrame New Frame Peaker | CO2 | 0 | 0 | 0 | 2029 |  | 141689.047 | 133496.844 | 160600.688 | 211411.875 | 0 | 0 | 0 | 0 | 0 | 0 | 0 | 647198.454
| 2027 | 164558.531 | 22349.459 | 754778.1 |  |  |  | 78.447 |  | 12909120.4264 | 1753247.6496 | 59210065.4333 | 12909120.4264 | 1753247.6496 | 59210065.4333 | [41 empty] | HR_Final_HR No CETA 020521 | Average | 2021 | 1 | PSE Portfolio 2021 IRP | ANRN 211 | New Resource 211 from 21IRPFrame New Frame Peaker | CO2 | 0 | 0 | 0 | 2030 |  | 137019.281 | 126558.625 | 160596.078 | 224163.1 | 0 | 0 | 0 | 0 | 0 | 0 | 0 | 648337.084
| 2028 | 138446.4 | 21615.041 | 713418.4 |  |  |  | 79.5839 |  | 11018103.9927 | 1720209.1896 | 56776616.2323 | 11018103.9927 | 1720209.1896 | 56776616.2323 | [41 empty] | HR_Final_HR No CETA 020521 | Average | 2021 | 1 | PSE Portfolio 2021 IRP | ANRN 212 | New Resource 212 from 21IRPFrame New Frame Peaker | CO2 | 0 | 0 | 0 | 2031 |  | 153346.188 | 142319.078 | 179339.063 | 250167.031 | 0 | 0 | 0 | 0 | 0 | 0 | 0 | 725171.36
| 2029 | 141689.047 | 21776.8555 | 646278.1 |  |  |  | 80.7208 |  | 11437254.5691 | 1757845.404 | 52168091.3848 | 11437254.5691 | 1757845.404 | 52168091.3848 | [41 empty] | HR_Final_HR No CETA 020521 | Average | 2022 | 1 | PSE Portfolio 2021 IRP | ANRN 11 | New Resource 11 from 21IRPFrame New Frame Peaker | CO2 | 0 | 0 | 0 | 2032 |  | 144295.578 | 136874.328 | 159398.469 | 195319.109 | 286572 | 0 | 0 | 0 | 0 | 0 | 0 | 922459.484
| 2030 | 137019.281 | 21977.0156 | 619664.7 |  |  |  | 81.8577 |  | 11216086.2532 | 1798988.4399 | 50724340.9287 | 11216086.2532 | 1798988.4399 | 50724340.9287 | [41 empty] | HR_Final_HR No CETA 020521 | Average | 2022 | 1 | PSE Portfolio 2021 IRP | ANRN 12 | New Resource 12 from 21IRPFrame New Frame Peaker | CO2 | 0 | 0 | 0 | 2033 |  | 141615.063 | 131853.438 | 161262.4 | 199502.6 | 293027.8 | 0 | 0 | 0 | 0 | 0 | 0 | 927261.301
| 2031 | 153346.188 | 22277.0469 | 591698.4 |  |  |  | 82.9946 |  | 12726910.9178 | 1848875.3787 | 49107792.8001 | 12726910.9178 | 1848875.3787 | 49107792.8001 | [41 empty] | HR_Final_HR No CETA 020521 | Average | 2022 | 1 | PSE Portfolio 2021 IRP | ANRN 21 | New Resource 21 from 21IRPFrame New Frame Peaker | CO2 | 0 | 0 | 0 | 2034 |  | 149908.391 | 139718.031 | 169400.438 | 209439.188 | 303280.3 | 0 | 0 | 0 | 0 | 0 | 0 | 971746.348
| 2032 | 144295.578 | 23404.3242 | 594594.563 |  |  |  | 84.1315 |  | 12139810.3344 | 1969042.0228 | 50024160.9667 | 12139810.3344 | 1969042.0228 | 50024160.9667 | [41 empty] | HR_Final_HR No CETA 020521 | Average | 2022 | 1 | PSE Portfolio 2021 IRP | ANRN 31 | New Resource 31 from 21IRPFrame New Frame Peaker | CO2 | 0 | 0 | 0 | 2035 |  | 136424.5 | 129658.539 | 147854.844 | 172667.984 | 220795.391 | 324908.531 | 0 | 0 | 0 | 0 | 0 | 1132309.789
| 2033 | 141615.063 | 23745.416 | 598238.563 |  |  |  | 85.2685 |  | 12075298.4374 | 2024735.0716 | 51010881.4128 | 12075298.4374 | 2024735.0716 | 51010881.4128 | [41 empty] | HR_Final_HR No CETA 020521 | Average | 2022 | 1 | PSE Portfolio 2021 IRP | ANRN 71 | New Resource 71 from 21IRPFrame New Frame Peaker | CO2 | 0 | 0 | 0 | 2036 |  | 153342.141 | 146231.156 | 162606.375 | 184368.4 | 239473.359 | 350472.2 | 0 | 0 | 0 | 0 | 0 | 1236493.631
| 2034 | 149908.391 | 23869.1973 | 578415.2 |  |  |  | 86.4054 |  | 12952890.5202 | 2062426.9087 | 49978181.4136 | 12952890.5202 | 2062426.9087 | 49978181.4136 | [41 empty] | HR_Final_HR No CETA 020521 | Average | 2022 | 1 | PSE Portfolio 2021 IRP | ANRN 101 | New Resource 101 from 21IRPFrame New Frame Peaker | CO2 | 0 | 0 | 0 | 2037 |  | 133513.266 | 126075.906 | 140984.953 | 154692.8 | 181104.656 | 234525.516 | 358239.969 | 0 | 0 | 0 | 0 | 1329137.066
| 2035 | 136424.5 | 24882.5742 | 583657.5 |  |  |  | 87.5423 |  | 11942912.6433 | 2178277.4356 | 51094711.9915 | 11942912.6433 | 2178277.4356 | 51094711.9915 | [41 empty] | HR_Final_HR No CETA 020521 | Average | 2022 | 1 | PSE Portfolio 2021 IRP | ANRN 121 | New Resource 121 from 21IRPFrame New Frame Peaker | CO2 | 0 | 0 | 0 | 2038 |  | 136916.969 | 129714.063 | 143002.75 | 157212.344 | 180426.563 | 239548.734 | 364577.469 | 0 | 0 | 0 | 0 | 1351398.892
| 2036 | 153342.141 | 26448.7715 | 585204.063 |  |  |  | 88.6792 |  | 13598258.2603 | 2345455.8752 | 51895427.648 | 13598258.2603 | 2345455.8752 | 51895427.648 | [41 empty] | HR_Final_HR No CETA 020521 | Average | 2022 | 1 | PSE Portfolio 2021 IRP | ANRN 171 | New Resource 171 from 21IRPFrame New Frame Peaker | CO2 | 0 | 0 | 0 | 2039 |  | 134623.563 | 128460.352 | 142118.938 | 153113.109 | 181770.047 | 249135.4 | 390571.6 | 0 | 0 | 0 | 0 | 1379793.009
| 2037 | 133513.266 | 26509.9688 | 586536.8 |  |  |  | 89.8161 |  | 11991642.4476 | 2381022.3259 | 52680454.8991 | 11991642.4476 | 2381022.3259 | 52680454.8991 | [41 empty] | HR_Final_HR No CETA 020521 | Average | 2022 | 1 | PSE Portfolio 2021 IRP | ANRN 181 | New Resource 181 from 21IRPFrame New Frame Peaker | CO2 | 0 | 0 | 0 | 2040 |  | 140099.922 | 132791.984 | 149613.6 | 164026.656 | 200884.266 | 281541.25 | 426977.25 | 0 | 0 | 0 | 0 | 1495934.928
| 2038 | 136916.969 | 27807.0859 | 627095.5 |  |  |  | 92.0899 |  | 12608675.1291 | 2560752.8049 | 57749185.453 | 12608675.1291 | 2560752.8049 | 57749185.453 | [41 empty] | HR_Final_HR No CETA 020521 | Average | 2022 | 1 | PSE Portfolio 2021 IRP | ANRN 211 | New Resource 211 from 21IRPFrame New Frame Peaker | CO2 | 0 | 0 | 0 | 2041 |  | 152254.688 | 146030.984 | 160569.266 | 174273.938 | 209911.4 | 288662.156 | 428928.719 | 0 | 0 | 0 | 0 | 1560631.151
| 2039 | 134623.563 | 29531.5781 | 626852.1 |  |  |  | 93.2269 |  | 12550530.767 | 2753136.0134 | 58439446.9444 | 12550530.767 | 2753136.0134 | 58439446.9444 | [41 empty] | HR_Final_HR No CETA 020521 | Average | 2022 | 1 | PSE Portfolio 2021 IRP | ANRN 212 | New Resource 212 from 21IRPFrame New Frame Peaker | CO2 | 0 | 0 | 0 | 2042 |  | 139210.047 | 131662.141 | 146156.078 | 155230.172 | 175673.344 | 217991.344 | 305393.938 | 468338.6 | 0 | 0 | 0 | 1739655.664
| 2040 | 140099.922 | 31225.4688 | 628285.4 |  |  |  | 94.3638 |  | 13220355.8641 | 2946552.7437 | 59287374.7085 | 13220355.8641 | 2946552.7437 | 59287374.7085 | [41 empty] | HR_Final_HR No CETA 020521 | Average | 2023 | 1 | PSE Portfolio 2021 IRP | ANRN 11 | New Resource 11 from 21IRPFrame New Frame Peaker | CO2 | 0 | 0 | 0 | 2043 |  | 126003.531 | 115134.32 | 148350.781 | 153889.344 | 162813.047 | 179338.828 | 220691.641 | 317236.469 | 481384.9 | 0 | 0 | 1904842.861
| 2041 | 152254.688 | 31135.2832 | 613454.5 |  |  |  | 95.5007 |  | 14540425.6298 | 2973440.5934 | 58585319.452 | 14540425.6298 | 2973440.5934 | 58585319.452 | [41 empty] | HR_Final_HR No CETA 020521 | Average | 2023 | 1 | PSE Portfolio 2021 IRP | ANRN 12 | New Resource 12 from 21IRPFrame New Frame Peaker | CO2 | 0 | 0 | 0 | 2044 |  | 124827.148 | 115361.758 | 146913.938 | 153462.109 | 165534.75 | 182446.266 | 222199 | 320917.063 | 492037.3 | 0 | 0 | 1923699.332
| 2042 | 139210.047 | 32145.9863 | 657674.4 |  |  |  | 96.6376 |  | 13452923.2817 | 3106510.6063 | 63556068.2451 | 13452923.2817 | 3106510.6063 | 63556068.2451 | [41 empty] | HR_Final_HR No CETA 020521 | Average | 2023 | 1 | PSE Portfolio 2021 IRP | ANRN 21 | New Resource 21 from 21IRPFrame New Frame Peaker | CO2 | 0 | 0 | 0 | 2045 |  | 112357.969 | 103057.344 | 132002.063 | 139518.6 | 149708.844 | 166317.25 | 205712.328 | 303786.25 | 480962.625 | 0 | 0 | 1793423.273
| 2043 | 126003.531 | 33922.082 | 734722.063 |  |  |  | 97.7745 |  | 12319932.4472 | 3316714.6618 | 71837083.5466 | 12319932.4472 | 3316714.6618 | 71837083.5466 | [41 empty] | HR_Final_HR No CETA 020521 | Average | 2023 | 1 | PSE Portfolio 2021 IRP | ANRN 31 | New Resource 31 from 21IRPFrame New Frame Peaker | CO2 | 0 | 0 | 0 | 2046 |  | 100192.711 | 90789.5859 | 129951.531 | 140900.109 | 158626.453 | 165054.375 | 175050.172 | 194452.1 | 245526.391 | 547704.7 | 358623.2 | 2306871.3279
| 2044 | 124827.148 | 33404.2734 | 749855.5 |  |  |  | 98.9114 |  | 12346829.7692 | 3304063.9303 | 74169268.1306 | 12346829.7692 | 3304063.9303 | 74169268.1306 | [41 empty] | HR_Final_HR No CETA 020521 | Average | 2023 | 1 | PSE Portfolio 2021 IRP | ANRN 71 | New Resource 71 from 21IRPFrame New Frame Peaker | CO2 | 0 | 0 | 0 | 2047 |  | 97782.14 | 90414.86 | 125396.281 | 134485.953 | 152818.4 | 161839.563 | 175053.156 | 195780.422 | 243004.1 | 524291.5 | 346336.938 | 2247203.313
| 2045 | 112357.969 | 32333.0723 | 755074.75 |  |  |  | 100.0483 |  | 11241226.8516 | 3234869.7985 | 75543965.686 | 11241226.8516 | 3234869.7985 | 75543965.686 | [41 empty] | HR_Final_HR No CETA 020521 | Average | 2023 | 1 | PSE Portfolio 2021 IRP | ANRN 101 | New Resource 101 from 21IRPFrame New Frame Peaker | CO2 | 0 | 0 | 0 | (blank) | 0 | [11 empty] | 0
| 2046 | 100192.711 | 30829.8438 | 783440.5 |  |  |  | 101.1852 |  | 10138023.5147 | 3119525.1459 | 79272615.0647 | 10138023.5147 | 3119525.1459 | 79272615.0647 | [41 empty] | HR_Final_HR No CETA 020521 | Average | 2023 | 1 | PSE Portfolio 2021 IRP | ANRN 121 | New Resource 121 from 21IRPFrame New Frame Peaker | CO2 | 0 | 0 | 0 | Grand Total | 0 | 3019046.746 | 2804435.5639 | 3230409.503 | 3533961.121 | 3262420.62 | 3041781.413 | 3273395.242 | 1800510.904 | 1942915.316 | 1071996.2 | 704960.138 | 27685832.7669
| 2047 | 97782.14 | 30867.2539 | 763677.25 |  |  |  | 102.3222 |  | 10005279.0769 | 3158403.8722 | 78141100.3171 | 10005279.0769 | 3158403.8722 | 78141100.3171 | [41 empty] | HR_Final_HR No CETA 020521 | Average | 2023 | 1 | PSE Portfolio 2021 IRP | ANRN 171 | New Resource 171 from 21IRPFrame New Frame Peaker | CO2 | 0 | 0 | 0
| 2048 | 97782.14 | 30867.2539 | 763677.25 |  |  |  | 104.596 |  | 10227618.612 | 3228590.6249 | 79877569.213 | 10227618.612 | 3228590.6249 | 79877569.213 | [41 empty] | HR_Final_HR No CETA 020521 | Average | 2023 | 1 | PSE Portfolio 2021 IRP | ANRN 181 | New Resource 181 from 21IRPFrame New Frame Peaker | CO2 | 0 | 0 | 0
| 2049 | 97782.14 | 30867.2539 | 763677.25 |  |  |  | 105.7329 |  | 10338788.3795 | 3263684.0013 | 80745803.661 | 10338788.3795 | 3263684.0013 | 80745803.661 | [41 empty] | HR_Final_HR No CETA 020521 | Average | 2023 | 1 | PSE Portfolio 2021 IRP | ANRN 211 | New Resource 211 from 21IRPFrame New Frame Peaker | CO2 | 0 | 0 | 0
| 2050 | 97782.14 | 30867.2539 | 763677.25 |  |  |  | 106.8698 |  | 10449958.147 | 3298777.3776 | 81614038.1089 | 10449958.147 | 3298777.3776 | 81614038.1089 | [41 empty] | HR_Final_HR No CETA 020521 | Average | 2023 | 1 | PSE Portfolio 2021 IRP | ANRN 212 | New Resource 212 from 21IRPFrame New Frame Peaker | CO2 | 0 | 0 | 0
| 2051 | 97782.14 | 30867.2539 | 763677.25 |  |  |  | 108.0067 |  | 10561127.9145 | 3333870.754 | 82482272.5569 | 10561127.9145 | 3333870.754 | 82482272.5569 | [41 empty] | HR_Final_HR No CETA 020521 | Average | 2024 | 1 | PSE Portfolio 2021 IRP | ANRN 11 | New Resource 11 from 21IRPFrame New Frame Peaker | CO2 | 0 | 0 | 0
| 2052 | 97782.14 | 30867.2539 | 763677.25 |  |  |  | 108.0067 |  |  |  |  | 10561127.9145 | 3333870.754 | 82482272.5569 | [41 empty] | HR_Final_HR No CETA 020521 | Average | 2024 | 1 | PSE Portfolio 2021 IRP | ANRN 12 | New Resource 12 from 21IRPFrame New Frame Peaker | CO2 | 0 | 0 | 0
| 2053 | 97782.14 | 30867.2539 | 763677.25 |  |  |  | 108.0067 |  |  |  |  | 10561127.9145 | 3333870.754 | 82482272.5569 | [41 empty] | HR_Final_HR No CETA 020521 | Average | 2024 | 1 | PSE Portfolio 2021 IRP | ANRN 21 | New Resource 21 from 21IRPFrame New Frame Peaker | CO2 | 0 | 0 | 0
| 2054 | 97782.14 | 30867.2539 | 763677.25 |  |  |  | 108.0067 |  |  |  |  | 10561127.9145 | 3333870.754 | 82482272.5569 | [41 empty] | HR_Final_HR No CETA 020521 | Average | 2024 | 1 | PSE Portfolio 2021 IRP | ANRN 31 | New Resource 31 from 21IRPFrame New Frame Peaker | CO2 | 0 | 0 | 0
| 2055 | 97782.14 | 30867.2539 | 763677.25 |  |  |  | 108.0067 | NPV | 157767829.5849 | 31117931.9824 | 778047831.9188 | 188358240.9122 | 38258994.4496 | 955822379.992 | [41 empty] | HR_Final_HR No CETA 020521 | Average | 2024 | 1 | PSE Portfolio 2021 IRP | ANRN 71 | New Resource 71 from 21IRPFrame New Frame Peaker | CO2 | 0 | 0 | 0
| 2056 | 97782.14 | 30867.2539 | 763677.25 |  |  |  | 108.0067 | levelized | 9458956.1421 | 1865672.8347 | 46647788.3224 | 11293001.523 | 2293814.5976 | 57306245.4858 | [41 empty] | HR_Final_HR No CETA 020521 | Average | 2024 | 1 | PSE Portfolio 2021 IRP | ANRN 101 | New Resource 101 from 21IRPFrame New Frame Peaker | CO2 | 0 | 0 | 0
| 2057 | 97782.14 | 30867.2539 | 763677.25 |  |  |  | 108.0067 | Capacity | 236.9414 | 18.249 | 367.1655 | 236.9414 | 18.249 | 367.1655 | [41 empty] | HR_Final_HR No CETA 020521 | Average | 2024 | 1 | PSE Portfolio 2021 IRP | ANRN 121 | New Resource 121 from 21IRPFrame New Frame Peaker | CO2 | 0 | 0 | 0
| 2058 | 97782.14 | 30867.2539 | 763677.25 |  |  |  | 108.0067 | $/MW-wk | 767.713 | 1966.0458 | 2443.2386 | 916.5688 | 2417.2215 | 3001.4892 | [41 empty] | HR_Final_HR No CETA 020521 | Average | 2024 | 1 | PSE Portfolio 2021 IRP | ANRN 171 | New Resource 171 from 21IRPFrame New Frame Peaker | CO2 | 0 | 0 | 0
| 2059 | 97782.14 | 30867.2539 | 763677.25 |  |  |  | 108.0067 | $/kw-yr | 39.9211 | 102.2344 | 127.0484 | 47.6616 | 125.6955 | 156.0774 | [41 empty] | HR_Final_HR No CETA 020521 | Average | 2024 | 1 | PSE Portfolio 2021 IRP | ANRN 181 | New Resource 181 from 21IRPFrame New Frame Peaker | CO2 | 0 | 0 | 0
| 2060 | 97782.14 | 30867.2539 | 763677.25 |  |  |  | 108.0067 | [48 empty] | HR_Final_HR No CETA 020521 | Average | 2024 | 1 | PSE Portfolio 2021 IRP | ANRN 211 | New Resource 211 from 21IRPFrame New Frame Peaker | CO2 | 0 | 0 | 0
| 2061 | 97782.14 | 30867.2539 | 763677.25 |  |  |  | 108.0067 | [48 empty] | HR_Final_HR No CETA 020521 | Average | 2024 | 1 | PSE Portfolio 2021 IRP | ANRN 212 | New Resource 212 from 21IRPFrame New Frame Peaker | CO2 | 0 | 0 | 0
| 2062 | 97782.14 | 30867.2539 | 763677.25 |  |  |  | 108.0067 | [48 empty] | HR_Final_HR No CETA 020521 | Average | 2025 | 1 | PSE Portfolio 2021 IRP | ANRN 11 | New Resource 11 from 21IRPFrame New Frame Peaker | CO2 | 0 | 0 | 0
| 2063 | 97782.14 | 30867.2539 | 763677.25 |  |  |  | 108.0067 | [48 empty] | HR_Final_HR No CETA 020521 | Average | 2025 | 1 | PSE Portfolio 2021 IRP | ANRN 12 | New Resource 12 from 21IRPFrame New Frame Peaker | CO2 | 0 | 0 | 0
| 2064 | 97782.14 | 30867.2539 | 763677.25 |  |  |  | 108.0067 | [48 empty] | HR_Final_HR No CETA 020521 | Average | 2025 | 1 | PSE Portfolio 2021 IRP | ANRN 21 | New Resource 21 from 21IRPFrame New Frame Peaker | CO2 | 0 | 0 | 0
| 2065 | 97782.14 | 30867.2539 | 763677.25 |  |  |  | 108.0067 | [48 empty] | HR_Final_HR No CETA 020521 | Average | 2025 | 1 | PSE Portfolio 2021 IRP | ANRN 31 | New Resource 31 from 21IRPFrame New Frame Peaker | CO2 | 0 | 0 | 0
| 2066 | 97782.14 | 30867.2539 | 763677.25 |  |  |  | 108.0067 | [48 empty] | HR_Final_HR No CETA 020521 | Average | 2025 | 1 | PSE Portfolio 2021 IRP | ANRN 71 | New Resource 71 from 21IRPFrame New Frame Peaker | CO2 | 0 | 0 | 0
| 2067 | 97782.14 | 30867.2539 | 763677.25 |  |  |  | 108.0067 | [48 empty] | HR_Final_HR No CETA 020521 | Average | 2025 | 1 | PSE Portfolio 2021 IRP | ANRN 101 | New Resource 101 from 21IRPFrame New Frame Peaker | CO2 | 0 | 0 | 0
| 2068 | 97782.14 | 30867.2539 | 763677.25 |  |  |  | 108.0067 | [48 empty] | HR_Final_HR No CETA 020521 | Average | 2025 | 1 | PSE Portfolio 2021 IRP | ANRN 121 | New Resource 121 from 21IRPFrame New Frame Peaker | CO2 | 0 | 0 | 0
| 2069 | 97782.14 | 30867.2539 | 763677.25 |  |  |  | 108.0067 | [48 empty] | HR_Final_HR No CETA 020521 | Average | 2025 | 1 | PSE Portfolio 2021 IRP | ANRN 171 | New Resource 171 from 21IRPFrame New Frame Peaker | CO2 | 0 | 0 | 0
| 2070 | 97782.14 | 30867.2539 | 763677.25 |  |  |  | 108.0067 | [48 empty] | HR_Final_HR No CETA 020521 | Average | 2025 | 1 | PSE Portfolio 2021 IRP | ANRN 181 | New Resource 181 from 21IRPFrame New Frame Peaker | CO2 | 0 | 0 | 0
| 2071 | 97782.14 | 30867.2539 | 763677.25 |  |  |  | 108.0067 | [48 empty] | HR_Final_HR No CETA 020521 | Average | 2025 | 1 | PSE Portfolio 2021 IRP | ANRN 211 | New Resource 211 from 21IRPFrame New Frame Peaker | CO2 | 0 | 0 | 0
| 2072 | 97782.14 | 30867.2539 | 763677.25 |  |  |  | 108.0067 | [48 empty] | HR_Final_HR No CETA 020521 | Average | 2025 | 1 | PSE Portfolio 2021 IRP | ANRN 212 | New Resource 212 from 21IRPFrame New Frame Peaker | CO2 | 0 | 0 | 0
| 2073 | 97782.14 | 30867.2539 | 763677.25 |  |  |  | 108.0067 | [48 empty] | HR_Final_HR No CETA 020521 | Average | 2026 | 1 | PSE Portfolio 2021 IRP | ANRN 11 | New Resource 11 from 21IRPFrame New Frame Peaker | CO2 | 160619.672 | 0 | 141
| 2074 | 97782.14 | 30867.2539 | 763677.25 |  |  |  | 108.0067 | [48 empty] | HR_Final_HR No CETA 020521 | Average | 2026 | 1 | PSE Portfolio 2021 IRP | ANRN 12 | New Resource 12 from 21IRPFrame New Frame Peaker | CO2 | 129540.039 | 0 | 141
| 2075 | 97782.14 | 30867.2539 | 763677.25 |  |  |  | 108.0067 | [48 empty] | HR_Final_HR No CETA 020521 | Average | 2026 | 1 | PSE Portfolio 2021 IRP | ANRN 21 | New Resource 21 from 21IRPFrame New Frame Peaker | CO2 | 0 | 0 | 0
[57 empty] | HR_Final_HR No CETA 020521 | Average | 2026 | 1 | PSE Portfolio 2021 IRP | ANRN 31 | New Resource 31 from 21IRPFrame New Frame Peaker | CO2 | 0 | 0 | 0
[57 empty] | HR_Final_HR No CETA 020521 | Average | 2026 | 1 | PSE Portfolio 2021 IRP | ANRN 71 | New Resource 71 from 21IRPFrame New Frame Peaker | CO2 | 0 | 0 | 0
[57 empty] | HR_Final_HR No CETA 020521 | Average | 2026 | 1 | PSE Portfolio 2021 IRP | ANRN 101 | New Resource 101 from 21IRPFrame New Frame Peaker | CO2 | 0 | 0 | 0
[57 empty] | HR_Final_HR No CETA 020521 | Average | 2026 | 1 | PSE Portfolio 2021 IRP | ANRN 121 | New Resource 121 from 21IRPFrame New Frame Peaker | CO2 | 0 | 0 | 0
[57 empty] | HR_Final_HR No CETA 020521 | Average | 2026 | 1 | PSE Portfolio 2021 IRP | ANRN 171 | New Resource 171 from 21IRPFrame New Frame Peaker | CO2 | 0 | 0 | 0
[57 empty] | HR_Final_HR No CETA 020521 | Average | 2026 | 1 | PSE Portfolio 2021 IRP | ANRN 181 | New Resource 181 from 21IRPFrame New Frame Peaker | CO2 | 0 | 0 | 0
[57 empty] | HR_Final_HR No CETA 020521 | Average | 2026 | 1 | PSE Portfolio 2021 IRP | ANRN 211 | New Resource 211 from 21IRPFrame New Frame Peaker | CO2 | 0 | 0 | 0
[57 empty] | HR_Final_HR No CETA 020521 | Average | 2026 | 1 | PSE Portfolio 2021 IRP | ANRN 212 | New Resource 212 from 21IRPFrame New Frame Peaker | CO2 | 0 | 0 | 0
[57 empty] | HR_Final_HR No CETA 020521 | Average | 2027 | 1 | PSE Portfolio 2021 IRP | ANRN 11 | New Resource 11 from 21IRPFrame New Frame Peaker | CO2 | 164558.531 | 0 | 141
[57 empty] | HR_Final_HR No CETA 020521 | Average | 2027 | 1 | PSE Portfolio 2021 IRP | ANRN 12 | New Resource 12 from 21IRPFrame New Frame Peaker | CO2 | 148295.75 | 0 | 141
[57 empty] | HR_Final_HR No CETA 020521 | Average | 2027 | 1 | PSE Portfolio 2021 IRP | ANRN 21 | New Resource 21 from 21IRPFrame New Frame Peaker | CO2 | 205394.313 | 0 | 141
[57 empty] | HR_Final_HR No CETA 020521 | Average | 2027 | 1 | PSE Portfolio 2021 IRP | ANRN 31 | New Resource 31 from 21IRPFrame New Frame Peaker | CO2 | 0 | 0 | 0
[57 empty] | HR_Final_HR No CETA 020521 | Average | 2027 | 1 | PSE Portfolio 2021 IRP | ANRN 71 | New Resource 71 from 21IRPFrame New Frame Peaker | CO2 | 0 | 0 | 0
[57 empty] | HR_Final_HR No CETA 020521 | Average | 2027 | 1 | PSE Portfolio 2021 IRP | ANRN 101 | New Resource 101 from 21IRPFrame New Frame Peaker | CO2 | 0 | 0 | 0
[57 empty] | HR_Final_HR No CETA 020521 | Average | 2027 | 1 | PSE Portfolio 2021 IRP | ANRN 121 | New Resource 121 from 21IRPFrame New Frame Peaker | CO2 | 0 | 0 | 0
[57 empty] | HR_Final_HR No CETA 020521 | Average | 2027 | 1 | PSE Portfolio 2021 IRP | ANRN 171 | New Resource 171 from 21IRPFrame New Frame Peaker | CO2 | 0 | 0 | 0
[57 empty] | HR_Final_HR No CETA 020521 | Average | 2027 | 1 | PSE Portfolio 2021 IRP | ANRN 181 | New Resource 181 from 21IRPFrame New Frame Peaker | CO2 | 0 | 0 | 0
[57 empty] | HR_Final_HR No CETA 020521 | Average | 2027 | 1 | PSE Portfolio 2021 IRP | ANRN 211 | New Resource 211 from 21IRPFrame New Frame Peaker | CO2 | 0 | 0 | 0
[57 empty] | HR_Final_HR No CETA 020521 | Average | 2027 | 1 | PSE Portfolio 2021 IRP | ANRN 212 | New Resource 212 from 21IRPFrame New Frame Peaker | CO2 | 0 | 0 | 0
Nominal | 2020 | 2021 | 2022 | 2023 | 2024 | 2025 | 2026 | 2027 | 2028 | 2029 | 2030 | 2031 | 2032 | 2033 | 2034 | 2035 | 2036 | 2037 | 2038 | 2039 | 2040 | 2041 | 2042 | 2043 | 2044 | 2045 | 2046 | 2047 | 2048 | 2049 | 2050 | 2051 | 2052 | 2053 | 2054 | 2055 | 2056 | 2057 | 2058 | 2059 | 2060 | 2061 | 2062 | 2063 | 2064 | 2065 | 2066 | 2067 | 2068 | 2069 | 2070 | 2071 | 2072 | 2073 | 2074 | 2075 | HR_Final_HR No CETA 020521 | Average | 2028 | 1 | PSE Portfolio 2021 IRP | ANRN 11 | New Resource 11 from 21IRPFrame New Frame Peaker | CO2 | 138446.4 | 0 | 141
Frame Peaker | 767.713 | 767.713 | 767.713 | 767.713 | 767.713 | 916.5688 | 916.5688 | 916.5688 | 916.5688 | 916.5688 | 916.5688 | 916.5688 | 916.5688 | 916.5688 | 916.5688 | 916.5688 | 916.5688 | 916.5688 | 916.5688 | 916.5688 | 916.5688 | 916.5688 | 916.5688 | 916.5688 | 916.5688 | 916.5688 | 916.5688 | 916.5688 | 916.5688 | 916.5688 | 916.5688 | 916.5688 | 916.5688 | 916.5688 | 916.5688 | 916.5688 | 916.5688 | 916.5688 | 916.5688 | 916.5688 | 916.5688 | 916.5688 | 916.5688 | 916.5688 | 916.5688 | 916.5688 | 916.5688 | 916.5688 | 916.5688 | 916.5688 | 916.5688 | 916.5688 | 916.5688 | 916.5688 | 916.5688 | 916.5688 | HR_Final_HR No CETA 020521 | Average | 2028 | 1 | PSE Portfolio 2021 IRP | ANRN 12 | New Resource 12 from 21IRPFrame New Frame Peaker | CO2 | 130396.438 | 0 | 141
Recip Peaker | 1966.0458 | 1966.0458 | 1966.0458 | 1966.0458 | 1966.0458 | 2417.2215 | 2417.2215 | 2417.2215 | 2417.2215 | 2417.2215 | 2417.2215 | 2417.2215 | 2417.2215 | 2417.2215 | 2417.2215 | 2417.2215 | 2417.2215 | 2417.2215 | 2417.2215 | 2417.2215 | 2417.2215 | 2417.2215 | 2417.2215 | 2417.2215 | 2417.2215 | 2417.2215 | 2417.2215 | 2417.2215 | 2417.2215 | 2417.2215 | 2417.2215 | 2417.2215 | 2417.2215 | 2417.2215 | 2417.2215 | 2417.2215 | 2417.2215 | 2417.2215 | 2417.2215 | 2417.2215 | 2417.2215 | 2417.2215 | 2417.2215 | 2417.2215 | 2417.2215 | 2417.2215 | 2417.2215 | 2417.2215 | 2417.2215 | 2417.2215 | 2417.2215 | 2417.2215 | 2417.2215 | 2417.2215 | 2417.2215 | 2417.2215 | HR_Final_HR No CETA 020521 | Average | 2028 | 1 | PSE Portfolio 2021 IRP | ANRN 21 | New Resource 21 from 21IRPFrame New Frame Peaker | CO2 | 158896.656 | 0 | 141
CCCT | 2443.2386 | 2443.2386 | 2443.2386 | 2443.2386 | 2443.2386 | 3001.4892 | 3001.4892 | 3001.4892 | 3001.4892 | 3001.4892 | 3001.4892 | 3001.4892 | 3001.4892 | 3001.4892 | 3001.4892 | 3001.4892 | 3001.4892 | 3001.4892 | 3001.4892 | 3001.4892 | 3001.4892 | 3001.4892 | 3001.4892 | 3001.4892 | 3001.4892 | 3001.4892 | 3001.4892 | 3001.4892 | 3001.4892 | 3001.4892 | 3001.4892 | 3001.4892 | 3001.4892 | 3001.4892 | 3001.4892 | 3001.4892 | 3001.4892 | 3001.4892 | 3001.4892 | 3001.4892 | 3001.4892 | 3001.4892 | 3001.4892 | 3001.4892 | 3001.4892 | 3001.4892 | 3001.4892 | 3001.4892 | 3001.4892 | 3001.4892 | 3001.4892 | 3001.4892 | 3001.4892 | 3001.4892 | 3001.4892 | 3001.4892 | HR_Final_HR No CETA 020521 | Average | 2028 | 1 | PSE Portfolio 2021 IRP | ANRN 31 | New Resource 31 from 21IRPFrame New Frame Peaker | CO2 | 206116.7 | 0 | 141
[57 empty] | HR_Final_HR No CETA 020521 | Average | 2028 | 1 | PSE Portfolio 2021 IRP | ANRN 71 | New Resource 71 from 21IRPFrame New Frame Peaker | CO2 | 0 | 0 | 0
Aurora 2012$ | 2020 | 2021 | 2022 | 2023 | 2024 | 2025 | 2026 | 2027 | 2028 | 2029 | 2030 | 2031 | 2032 | 2033 | 2034 | 2035 | 2036 | 2037 | 2038 | 2039 | 2040 | 2041 | 2042 | 2043 | 2044 | 2045 | 2046 | 2047 | 2048 | 2049 | 2050 | 2051 | 2052 | 2053 | 2054 | 2055 | 2056 | 2057 | 2058 | 2059 | 2060 | 2061 | 2062 | 2063 | 2064 | 2065 | 2066 | 2067 | 2068 | 2069 | 2070 | 2071 | 2072 | 2073 | 2074 | 2075 | HR_Final_HR No CETA 020521 | Average | 2028 | 1 | PSE Portfolio 2021 IRP | ANRN 101 | New Resource 101 from 21IRPFrame New Frame Peaker | CO2 | 0 | 0 | 0
Frame Peaker | 630.0978 | 614.7295 | 599.7361 | 585.1084 | 570.8375 | 664.8977 | 648.6806 | 632.8592 | 617.4236 | 602.3645 | 587.6726 | 573.3392 | 559.3553 | 545.7125 | 532.4024 | 519.417 | 506.7483 | 494.3886 | 482.3303 | 470.5662 | 459.0889 | 447.8916 | 436.9675 | 426.3097 | 415.9119 | 405.7677 | 395.8709 | 386.2156 | 376.7957 | 367.6055 | 358.6395 | 349.8922 | 341.3583 | 333.0325 | 324.9097 | 316.9851 | 309.2538 | 301.711 | 294.3522 | 287.1729 | 280.1686 | 273.3353 | 266.6685 | 260.1644 | 253.819 | 247.6282 | 241.5885 | 235.6961 | 229.9474 | 224.339 | 218.8673 | 213.5291 | 208.321 | 203.24 | 198.283 | 193.4468 | HR_Final_HR No CETA 020521 | Average | 2028 | 1 | PSE Portfolio 2021 IRP | ANRN 121 | New Resource 121 from 21IRPFrame New Frame Peaker | CO2 | 0 | 0 | 0
Recip Peaker | 1613.6253 | 1574.2686 | 1535.8718 | 1498.4115 | 1461.8649 | 1753.5018 | 1710.7334 | 1669.0082 | 1628.3007 | 1588.586 | 1549.84 | 1512.0391 | 1475.1601 | 1439.1806 | 1404.0786 | 1369.8328 | 1336.4222 | 1303.8265 | 1272.0259 | 1241.0009 | 1210.7326 | 1181.2025 | 1152.3927 | 1124.2855 | 1096.8639 | 1070.1112 | 1044.0109 | 1018.5472 | 993.7046 | 969.4679 | 945.8223 | 922.7535 | 900.2473 | 878.2901 | 856.8684 | 835.9691 | 815.5796 | 795.6875 | 776.2804 | 757.3468 | 738.8749 | 720.8536 | 703.2718 | 686.1188 | 669.3842 | 653.0578 | 637.1295 | 621.5898 | 606.429 | 591.6381 | 577.2079 | 563.1297 | 549.3948 | 535.9949 | 522.9219 | 510.1677 | HR_Final_HR No CETA 020521 | Average | 2028 | 1 | PSE Portfolio 2021 IRP | ANRN 171 | New Resource 171 from 21IRPFrame New Frame Peaker | CO2 | 0 | 0 | 0
CCCT | 2005.2797 | 1956.3705 | 1908.6541 | 1862.1016 | 1816.6845 | 2177.3414 | 2124.2355 | 2072.4249 | 2021.878 | 1972.5639 | 1924.4525 | 1877.5147 | 1831.7216 | 1787.0455 | 1743.459 | 1700.9356 | 1659.4494 | 1618.975 | 1579.4878 | 1540.9637 | 1503.3792 | 1466.7115 | 1430.938 | 1396.0371 | 1361.9874 | 1328.7682 | 1296.3592 | 1264.7407 | 1233.8934 | 1203.7984 | 1174.4375 | 1145.7927 | 1117.8465 | 1090.5819 | 1063.9824 | 1038.0316 | 1012.7137 | 988.0134 | 963.9155 | 940.4054 | 917.4687 | 895.0914 | 873.2599 | 851.9609 | 831.1813 | 810.9086 | 791.1304 | 771.8345 | 753.0093 | 734.6432 | 716.7251 | 699.244 | 682.1892 | 665.5505 | 649.3175 | 633.4805 | HR_Final_HR No CETA 020521 | Average | 2028 | 1 | PSE Portfolio 2021 IRP | ANRN 181 | New Resource 181 from 21IRPFrame New Frame Peaker | CO2 | 0 | 0 | 0
[57 empty] | HR_Final_HR No CETA 020521 | Average | 2028 | 1 | PSE Portfolio 2021 IRP | ANRN 211 | New Resource 211 from 21IRPFrame New Frame Peaker | CO2 | 0 | 0 | 0
[57 empty] | HR_Final_HR No CETA 020521 | Average | 2028 | 1 | PSE Portfolio 2021 IRP | ANRN 212 | New Resource 212 from 21IRPFrame New Frame Peaker | CO2 | 0 | 0 | 0
[57 empty] | HR_Final_HR No CETA 020521 | Average | 2029 | 1 | PSE Portfolio 2021 IRP | ANRN 11 | New Resource 11 from 21IRPFrame New Frame Peaker | CO2 | 141689.047 | 0 | 141
ID | USE | 2010 | 2011 | 2012 | 2013 | 2014 | 2015 | 2016 | 2017 | 2018 | 2019 | 2020 | 2021 | 2022 | 2023 | 2024 | 2025 | 2026 | 2027 | 2028 | 2029 | 2030 | 2031 | 2032 | 2033 | 2034 | 2035 | 2036 | 2037 | 2038 | 2039 | 2040 | 2041 | 2042 | 2043 | 2044 | 2045 | 2046 | 2047 | [17 empty] | HR_Final_HR No CETA 020521 | Average | 2029 | 1 | PSE Portfolio 2021 IRP | ANRN 12 | New Resource 12 from 21IRPFrame New Frame Peaker | CO2 | 133496.844 | 0 | 141
FramePeaker_SCCAdder | [11 empty] | 767.713 | 767.713 | 767.713 | 767.713 | 767.713 | 916.5688 | 916.5688 | 916.5688 | 916.5688 | 916.5688 | 916.5688 | 916.5688 | 916.5688 | 916.5688 | 916.5688 | 916.5688 | 916.5688 | 916.5688 | 916.5688 | 916.5688 | 916.5688 | 916.5688 | 916.5688 | 916.5688 | 916.5688 | 916.5688 | 916.5688 | 916.5688 | [17 empty] | HR_Final_HR No CETA 020521 | Average | 2029 | 1 | PSE Portfolio 2021 IRP | ANRN 21 | New Resource 21 from 21IRPFrame New Frame Peaker | CO2 | 160600.688 | 0 | 141
RecipPeaker_SCCAdder | [11 empty] | 1966.0458 | 1966.0458 | 1966.0458 | 1966.0458 | 1966.0458 | 2417.2215 | 2417.2215 | 2417.2215 | 2417.2215 | 2417.2215 | 2417.2215 | 2417.2215 | 2417.2215 | 2417.2215 | 2417.2215 | 2417.2215 | 2417.2215 | 2417.2215 | 2417.2215 | 2417.2215 | 2417.2215 | 2417.2215 | 2417.2215 | 2417.2215 | 2417.2215 | 2417.2215 | 2417.2215 | 2417.2215 | [17 empty] | HR_Final_HR No CETA 020521 | Average | 2029 | 1 | PSE Portfolio 2021 IRP | ANRN 31 | New Resource 31 from 21IRPFrame New Frame Peaker | CO2 | 211411.875 | 0 | 141
CCCT_SCCAdder | [11 empty] | 2443.2386 | 2443.2386 | 2443.2386 | 2443.2386 | 2443.2386 | 3001.4892 | 3001.4892 | 3001.4892 | 3001.4892 | 3001.4892 | 3001.4892 | 3001.4892 | 3001.4892 | 3001.4892 | 3001.4892 | 3001.4892 | 3001.4892 | 3001.4892 | 3001.4892 | 3001.4892 | 3001.4892 | 3001.4892 | 3001.4892 | 3001.4892 | 3001.4892 | 3001.4892 | 3001.4892 | 3001.4892 | [17 empty] | HR_Final_HR No CETA 020521 | Average | 2029 | 1 | PSE Portfolio 2021 IRP | ANRN 71 | New Resource 71 from 21IRPFrame New Frame Peaker | CO2 | 0 | 0 | 0
[57 empty] | HR_Final_HR No CETA 020521 | Average | 2029 | 1 | PSE Portfolio 2021 IRP | ANRN 101 | New Resource 101 from 21IRPFrame New Frame Peaker | CO2 | 0 | 0 | 0
[57 empty] | HR_Final_HR No CETA 020521 | Average | 2029 | 1 | PSE Portfolio 2021 IRP | ANRN 121 | New Resource 121 from 21IRPFrame New Frame Peaker | CO2 | 0 | 0 | 0
[57 empty] | HR_Final_HR No CETA 020521 | Average | 2029 | 1 | PSE Portfolio 2021 IRP | ANRN 171 | New Resource 171 from 21IRPFrame New Frame Peaker | CO2 | 0 | 0 | 0
[57 empty] | HR_Final_HR No CETA 020521 | Average | 2029 | 1 | PSE Portfolio 2021 IRP | ANRN 181 | New Resource 181 from 21IRPFrame New Frame Peaker | CO2 | 0 | 0 | 0
[57 empty] | HR_Final_HR No CETA 020521 | Average | 2029 | 1 | PSE Portfolio 2021 IRP | ANRN 211 | New Resource 211 from 21IRPFrame New Frame Peaker | CO2 | 0 | 0 | 0
[57 empty] | HR_Final_HR No CETA 020521 | Average | 2029 | 1 | PSE Portfolio 2021 IRP | ANRN 212 | New Resource 212 from 21IRPFrame New Frame Peaker | CO2 | 0 | 0 | 0
[57 empty] | HR_Final_HR No CETA 020521 | Average | 2030 | 1 | PSE Portfolio 2021 IRP | ANRN 11 | New Resource 11 from 21IRPFrame New Frame Peaker | CO2 | 137019.281 | 0 | 141
[57 empty] | HR_Final_HR No CETA 020521 | Average | 2030 | 1 | PSE Portfolio 2021 IRP | ANRN 12 | New Resource 12 from 21IRPFrame New Frame Peaker | CO2 | 126558.625 | 0 | 141
[57 empty] | HR_Final_HR No CETA 020521 | Average | 2030 | 1 | PSE Portfolio 2021 IRP | ANRN 21 | New Resource 21 from 21IRPFrame New Frame Peaker | CO2 | 160596.078 | 0 | 141
[57 empty] | HR_Final_HR No CETA 020521 | Average | 2030 | 1 | PSE Portfolio 2021 IRP | ANRN 31 | New Resource 31 from 21IRPFrame New Frame Peaker | CO2 | 224163.1 | 0 | 141
[57 empty] | HR_Final_HR No CETA 020521 | Average | 2030 | 1 | PSE Portfolio 2021 IRP | ANRN 71 | New Resource 71 from 21IRPFrame New Frame Peaker | CO2 | 0 | 0 | 0
[57 empty] | HR_Final_HR No CETA 020521 | Average | 2030 | 1 | PSE Portfolio 2021 IRP | ANRN 101 | New Resource 101 from 21IRPFrame New Frame Peaker | CO2 | 0 | 0 | 0
[57 empty] | HR_Final_HR No CETA 020521 | Average | 2030 | 1 | PSE Portfolio 2021 IRP | ANRN 121 | New Resource 121 from 21IRPFrame New Frame Peaker | CO2 | 0 | 0 | 0
[57 empty] | HR_Final_HR No CETA 020521 | Average | 2030 | 1 | PSE Portfolio 2021 IRP | ANRN 171 | New Resource 171 from 21IRPFrame New Frame Peaker | CO2 | 0 | 0 | 0
[57 empty] | HR_Final_HR No CETA 020521 | Average | 2030 | 1 | PSE Portfolio 2021 IRP | ANRN 181 | New Resource 181 from 21IRPFrame New Frame Peaker | CO2 | 0 | 0 | 0
[57 empty] | HR_Final_HR No CETA 020521 | Average | 2030 | 1 | PSE Portfolio 2021 IRP | ANRN 211 | New Resource 211 from 21IRPFrame New Frame Peaker | CO2 | 0 | 0 | 0
[57 empty] | HR_Final_HR No CETA 020521 | Average | 2030 | 1 | PSE Portfolio 2021 IRP | ANRN 212 | New Resource 212 from 21IRPFrame New Frame Peaker | CO2 | 0 | 0 | 0
[57 empty] | HR_Final_HR No CETA 020521 | Average | 2031 | 1 | PSE Portfolio 2021 IRP | ANRN 11 | New Resource 11 from 21IRPFrame New Frame Peaker | CO2 | 153346.188 | 0 | 141
[57 empty] | HR_Final_HR No CETA 020521 | Average | 2031 | 1 | PSE Portfolio 2021 IRP | ANRN 12 | New Resource 12 from 21IRPFrame New Frame Peaker | CO2 | 142319.078 | 0 | 141
[57 empty] | HR_Final_HR No CETA 020521 | Average | 2031 | 1 | PSE Portfolio 2021 IRP | ANRN 21 | New Resource 21 from 21IRPFrame New Frame Peaker | CO2 | 179339.063 | 0 | 141
[57 empty] | HR_Final_HR No CETA 020521 | Average | 2031 | 1 | PSE Portfolio 2021 IRP | ANRN 31 | New Resource 31 from 21IRPFrame New Frame Peaker | CO2 | 250167.031 | 0 | 141
[57 empty] | HR_Final_HR No CETA 020521 | Average | 2031 | 1 | PSE Portfolio 2021 IRP | ANRN 71 | New Resource 71 from 21IRPFrame New Frame Peaker | CO2 | 0 | 0 | 0
[57 empty] | HR_Final_HR No CETA 020521 | Average | 2031 | 1 | PSE Portfolio 2021 IRP | ANRN 101 | New Resource 101 from 21IRPFrame New Frame Peaker | CO2 | 0 | 0 | 0
[57 empty] | HR_Final_HR No CETA 020521 | Average | 2031 | 1 | PSE Portfolio 2021 IRP | ANRN 121 | New Resource 121 from 21IRPFrame New Frame Peaker | CO2 | 0 | 0 | 0
[57 empty] | HR_Final_HR No CETA 020521 | Average | 2031 | 1 | PSE Portfolio 2021 IRP | ANRN 171 | New Resource 171 from 21IRPFrame New Frame Peaker | CO2 | 0 | 0 | 0
[57 empty] | HR_Final_HR No CETA 020521 | Average | 2031 | 1 | PSE Portfolio 2021 IRP | ANRN 181 | New Resource 181 from 21IRPFrame New Frame Peaker | CO2 | 0 | 0 | 0
[57 empty] | HR_Final_HR No CETA 020521 | Average | 2031 | 1 | PSE Portfolio 2021 IRP | ANRN 211 | New Resource 211 from 21IRPFrame New Frame Peaker | CO2 | 0 | 0 | 0
[57 empty] | HR_Final_HR No CETA 020521 | Average | 2031 | 1 | PSE Portfolio 2021 IRP | ANRN 212 | New Resource 212 from 21IRPFrame New Frame Peaker | CO2 | 0 | 0 | 0
[57 empty] | HR_Final_HR No CETA 020521 | Average | 2032 | 1 | PSE Portfolio 2021 IRP | ANRN 11 | New Resource 11 from 21IRPFrame New Frame Peaker | CO2 | 144295.578 | 0 | 141
[57 empty] | HR_Final_HR No CETA 020521 | Average | 2032 | 1 | PSE Portfolio 2021 IRP | ANRN 12 | New Resource 12 from 21IRPFrame New Frame Peaker | CO2 | 136874.328 | 0 | 141
[57 empty] | HR_Final_HR No CETA 020521 | Average | 2032 | 1 | PSE Portfolio 2021 IRP | ANRN 21 | New Resource 21 from 21IRPFrame New Frame Peaker | CO2 | 159398.469 | 0 | 141
[57 empty] | HR_Final_HR No CETA 020521 | Average | 2032 | 1 | PSE Portfolio 2021 IRP | ANRN 31 | New Resource 31 from 21IRPFrame New Frame Peaker | CO2 | 195319.109 | 0 | 141
[57 empty] | HR_Final_HR No CETA 020521 | Average | 2032 | 1 | PSE Portfolio 2021 IRP | ANRN 71 | New Resource 71 from 21IRPFrame New Frame Peaker | CO2 | 286572 | 0 | 141
[57 empty] | HR_Final_HR No CETA 020521 | Average | 2032 | 1 | PSE Portfolio 2021 IRP | ANRN 101 | New Resource 101 from 21IRPFrame New Frame Peaker | CO2 | 0 | 0 | 0
[57 empty] | HR_Final_HR No CETA 020521 | Average | 2032 | 1 | PSE Portfolio 2021 IRP | ANRN 121 | New Resource 121 from 21IRPFrame New Frame Peaker | CO2 | 0 | 0 | 0
[57 empty] | HR_Final_HR No CETA 020521 | Average | 2032 | 1 | PSE Portfolio 2021 IRP | ANRN 171 | New Resource 171 from 21IRPFrame New Frame Peaker | CO2 | 0 | 0 | 0
[57 empty] | HR_Final_HR No CETA 020521 | Average | 2032 | 1 | PSE Portfolio 2021 IRP | ANRN 181 | New Resource 181 from 21IRPFrame New Frame Peaker | CO2 | 0 | 0 | 0
[57 empty] | HR_Final_HR No CETA 020521 | Average | 2032 | 1 | PSE Portfolio 2021 IRP | ANRN 211 | New Resource 211 from 21IRPFrame New Frame Peaker | CO2 | 0 | 0 | 0
[57 empty] | HR_Final_HR No CETA 020521 | Average | 2032 | 1 | PSE Portfolio 2021 IRP | ANRN 212 | New Resource 212 from 21IRPFrame New Frame Peaker | CO2 | 0 | 0 | 0
[57 empty] | HR_Final_HR No CETA 020521 | Average | 2033 | 1 | PSE Portfolio 2021 IRP | ANRN 11 | New Resource 11 from 21IRPFrame New Frame Peaker | CO2 | 141615.063 | 0 | 141
[57 empty] | HR_Final_HR No CETA 020521 | Average | 2033 | 1 | PSE Portfolio 2021 IRP | ANRN 12 | New Resource 12 from 21IRPFrame New Frame Peaker | CO2 | 131853.438 | 0 | 141
[57 empty] | HR_Final_HR No CETA 020521 | Average | 2033 | 1 | PSE Portfolio 2021 IRP | ANRN 21 | New Resource 21 from 21IRPFrame New Frame Peaker | CO2 | 161262.4 | 0 | 141
[57 empty] | HR_Final_HR No CETA 020521 | Average | 2033 | 1 | PSE Portfolio 2021 IRP | ANRN 31 | New Resource 31 from 21IRPFrame New Frame Peaker | CO2 | 199502.6 | 0 | 141
[57 empty] | HR_Final_HR No CETA 020521 | Average | 2033 | 1 | PSE Portfolio 2021 IRP | ANRN 71 | New Resource 71 from 21IRPFrame New Frame Peaker | CO2 | 293027.8 | 0 | 141
[57 empty] | HR_Final_HR No CETA 020521 | Average | 2033 | 1 | PSE Portfolio 2021 IRP | ANRN 101 | New Resource 101 from 21IRPFrame New Frame Peaker | CO2 | 0 | 0 | 0
[57 empty] | HR_Final_HR No CETA 020521 | Average | 2033 | 1 | PSE Portfolio 2021 IRP | ANRN 121 | New Resource 121 from 21IRPFrame New Frame Peaker | CO2 | 0 | 0 | 0
[57 empty] | HR_Final_HR No CETA 020521 | Average | 2033 | 1 | PSE Portfolio 2021 IRP | ANRN 171 | New Resource 171 from 21IRPFrame New Frame Peaker | CO2 | 0 | 0 | 0
[57 empty] | HR_Final_HR No CETA 020521 | Average | 2033 | 1 | PSE Portfolio 2021 IRP | ANRN 181 | New Resource 181 from 21IRPFrame New Frame Peaker | CO2 | 0 | 0 | 0
[57 empty] | HR_Final_HR No CETA 020521 | Average | 2033 | 1 | PSE Portfolio 2021 IRP | ANRN 211 | New Resource 211 from 21IRPFrame New Frame Peaker | CO2 | 0 | 0 | 0
[57 empty] | HR_Final_HR No CETA 020521 | Average | 2033 | 1 | PSE Portfolio 2021 IRP | ANRN 212 | New Resource 212 from 21IRPFrame New Frame Peaker | CO2 | 0 | 0 | 0
[57 empty] | HR_Final_HR No CETA 020521 | Average | 2034 | 1 | PSE Portfolio 2021 IRP | ANRN 11 | New Resource 11 from 21IRPFrame New Frame Peaker | CO2 | 149908.391 | 0 | 141
[57 empty] | HR_Final_HR No CETA 020521 | Average | 2034 | 1 | PSE Portfolio 2021 IRP | ANRN 12 | New Resource 12 from 21IRPFrame New Frame Peaker | CO2 | 139718.031 | 0 | 141
[57 empty] | HR_Final_HR No CETA 020521 | Average | 2034 | 1 | PSE Portfolio 2021 IRP | ANRN 21 | New Resource 21 from 21IRPFrame New Frame Peaker | CO2 | 169400.438 | 0 | 141
[57 empty] | HR_Final_HR No CETA 020521 | Average | 2034 | 1 | PSE Portfolio 2021 IRP | ANRN 31 | New Resource 31 from 21IRPFrame New Frame Peaker | CO2 | 209439.188 | 0 | 141
[57 empty] | HR_Final_HR No CETA 020521 | Average | 2034 | 1 | PSE Portfolio 2021 IRP | ANRN 71 | New Resource 71 from 21IRPFrame New Frame Peaker | CO2 | 303280.3 | 0 | 141
[57 empty] | HR_Final_HR No CETA 020521 | Average | 2034 | 1 | PSE Portfolio 2021 IRP | ANRN 101 | New Resource 101 from 21IRPFrame New Frame Peaker | CO2 | 0 | 0 | 0
[57 empty] | HR_Final_HR No CETA 020521 | Average | 2034 | 1 | PSE Portfolio 2021 IRP | ANRN 121 | New Resource 121 from 21IRPFrame New Frame Peaker | CO2 | 0 | 0 | 0
[57 empty] | HR_Final_HR No CETA 020521 | Average | 2034 | 1 | PSE Portfolio 2021 IRP | ANRN 171 | New Resource 171 from 21IRPFrame New Frame Peaker | CO2 | 0 | 0 | 0
[57 empty] | HR_Final_HR No CETA 020521 | Average | 2034 | 1 | PSE Portfolio 2021 IRP | ANRN 181 | New Resource 181 from 21IRPFrame New Frame Peaker | CO2 | 0 | 0 | 0
[57 empty] | HR_Final_HR No CETA 020521 | Average | 2034 | 1 | PSE Portfolio 2021 IRP | ANRN 211 | New Resource 211 from 21IRPFrame New Frame Peaker | CO2 | 0 | 0 | 0
[57 empty] | HR_Final_HR No CETA 020521 | Average | 2034 | 1 | PSE Portfolio 2021 IRP | ANRN 212 | New Resource 212 from 21IRPFrame New Frame Peaker | CO2 | 0 | 0 | 0
[57 empty] | HR_Final_HR No CETA 020521 | Average | 2035 | 1 | PSE Portfolio 2021 IRP | ANRN 11 | New Resource 11 from 21IRPFrame New Frame Peaker | CO2 | 136424.5 | 0 | 141
[57 empty] | HR_Final_HR No CETA 020521 | Average | 2035 | 1 | PSE Portfolio 2021 IRP | ANRN 12 | New Resource 12 from 21IRPFrame New Frame Peaker | CO2 | 129658.539 | 0 | 141
[57 empty] | HR_Final_HR No CETA 020521 | Average | 2035 | 1 | PSE Portfolio 2021 IRP | ANRN 21 | New Resource 21 from 21IRPFrame New Frame Peaker | CO2 | 147854.844 | 0 | 141
[57 empty] | HR_Final_HR No CETA 020521 | Average | 2035 | 1 | PSE Portfolio 2021 IRP | ANRN 31 | New Resource 31 from 21IRPFrame New Frame Peaker | CO2 | 172667.984 | 0 | 141
[57 empty] | HR_Final_HR No CETA 020521 | Average | 2035 | 1 | PSE Portfolio 2021 IRP | ANRN 71 | New Resource 71 from 21IRPFrame New Frame Peaker | CO2 | 220795.391 | 0 | 141
[57 empty] | HR_Final_HR No CETA 020521 | Average | 2035 | 1 | PSE Portfolio 2021 IRP | ANRN 101 | New Resource 101 from 21IRPFrame New Frame Peaker | CO2 | 324908.531 | 0 | 141
[57 empty] | HR_Final_HR No CETA 020521 | Average | 2035 | 1 | PSE Portfolio 2021 IRP | ANRN 121 | New Resource 121 from 21IRPFrame New Frame Peaker | CO2 | 0 | 0 | 0
[57 empty] | HR_Final_HR No CETA 020521 | Average | 2035 | 1 | PSE Portfolio 2021 IRP | ANRN 171 | New Resource 171 from 21IRPFrame New Frame Peaker | CO2 | 0 | 0 | 0
[57 empty] | HR_Final_HR No CETA 020521 | Average | 2035 | 1 | PSE Portfolio 2021 IRP | ANRN 181 | New Resource 181 from 21IRPFrame New Frame Peaker | CO2 | 0 | 0 | 0
[57 empty] | HR_Final_HR No CETA 020521 | Average | 2035 | 1 | PSE Portfolio 2021 IRP | ANRN 211 | New Resource 211 from 21IRPFrame New Frame Peaker | CO2 | 0 | 0 | 0
[57 empty] | HR_Final_HR No CETA 020521 | Average | 2035 | 1 | PSE Portfolio 2021 IRP | ANRN 212 | New Resource 212 from 21IRPFrame New Frame Peaker | CO2 | 0 | 0 | 0
[57 empty] | HR_Final_HR No CETA 020521 | Average | 2036 | 1 | PSE Portfolio 2021 IRP | ANRN 11 | New Resource 11 from 21IRPFrame New Frame Peaker | CO2 | 153342.141 | 0 | 141
[57 empty] | HR_Final_HR No CETA 020521 | Average | 2036 | 1 | PSE Portfolio 2021 IRP | ANRN 12 | New Resource 12 from 21IRPFrame New Frame Peaker | CO2 | 146231.156 | 0 | 141
[57 empty] | HR_Final_HR No CETA 020521 | Average | 2036 | 1 | PSE Portfolio 2021 IRP | ANRN 21 | New Resource 21 from 21IRPFrame New Frame Peaker | CO2 | 162606.375 | 0 | 141
[57 empty] | HR_Final_HR No CETA 020521 | Average | 2036 | 1 | PSE Portfolio 2021 IRP | ANRN 31 | New Resource 31 from 21IRPFrame New Frame Peaker | CO2 | 184368.4 | 0 | 141
[57 empty] | HR_Final_HR No CETA 020521 | Average | 2036 | 1 | PSE Portfolio 2021 IRP | ANRN 71 | New Resource 71 from 21IRPFrame New Frame Peaker | CO2 | 239473.359 | 0 | 141
[57 empty] | HR_Final_HR No CETA 020521 | Average | 2036 | 1 | PSE Portfolio 2021 IRP | ANRN 101 | New Resource 101 from 21IRPFrame New Frame Peaker | CO2 | 350472.2 | 0 | 141
[57 empty] | HR_Final_HR No CETA 020521 | Average | 2036 | 1 | PSE Portfolio 2021 IRP | ANRN 121 | New Resource 121 from 21IRPFrame New Frame Peaker | CO2 | 0 | 0 | 0
[57 empty] | HR_Final_HR No CETA 020521 | Average | 2036 | 1 | PSE Portfolio 2021 IRP | ANRN 171 | New Resource 171 from 21IRPFrame New Frame Peaker | CO2 | 0 | 0 | 0
[57 empty] | HR_Final_HR No CETA 020521 | Average | 2036 | 1 | PSE Portfolio 2021 IRP | ANRN 181 | New Resource 181 from 21IRPFrame New Frame Peaker | CO2 | 0 | 0 | 0
[57 empty] | HR_Final_HR No CETA 020521 | Average | 2036 | 1 | PSE Portfolio 2021 IRP | ANRN 211 | New Resource 211 from 21IRPFrame New Frame Peaker | CO2 | 0 | 0 | 0
[57 empty] | HR_Final_HR No CETA 020521 | Average | 2036 | 1 | PSE Portfolio 2021 IRP | ANRN 212 | New Resource 212 from 21IRPFrame New Frame Peaker | CO2 | 0 | 0 | 0
[57 empty] | HR_Final_HR No CETA 020521 | Average | 2037 | 1 | PSE Portfolio 2021 IRP | ANRN 11 | New Resource 11 from 21IRPFrame New Frame Peaker | CO2 | 133513.266 | 0 | 141
[57 empty] | HR_Final_HR No CETA 020521 | Average | 2037 | 1 | PSE Portfolio 2021 IRP | ANRN 12 | New Resource 12 from 21IRPFrame New Frame Peaker | CO2 | 126075.906 | 0 | 141
[57 empty] | HR_Final_HR No CETA 020521 | Average | 2037 | 1 | PSE Portfolio 2021 IRP | ANRN 21 | New Resource 21 from 21IRPFrame New Frame Peaker | CO2 | 140984.953 | 0 | 141
[57 empty] | HR_Final_HR No CETA 020521 | Average | 2037 | 1 | PSE Portfolio 2021 IRP | ANRN 31 | New Resource 31 from 21IRPFrame New Frame Peaker | CO2 | 154692.8 | 0 | 141
[57 empty] | HR_Final_HR No CETA 020521 | Average | 2037 | 1 | PSE Portfolio 2021 IRP | ANRN 71 | New Resource 71 from 21IRPFrame New Frame Peaker | CO2 | 181104.656 | 0 | 141
[57 empty] | HR_Final_HR No CETA 020521 | Average | 2037 | 1 | PSE Portfolio 2021 IRP | ANRN 101 | New Resource 101 from 21IRPFrame New Frame Peaker | CO2 | 234525.516 | 0 | 141
[57 empty] | HR_Final_HR No CETA 020521 | Average | 2037 | 1 | PSE Portfolio 2021 IRP | ANRN 121 | New Resource 121 from 21IRPFrame New Frame Peaker | CO2 | 358239.969 | 0 | 141
[57 empty] | HR_Final_HR No CETA 020521 | Average | 2037 | 1 | PSE Portfolio 2021 IRP | ANRN 171 | New Resource 171 from 21IRPFrame New Frame Peaker | CO2 | 0 | 0 | 0
[57 empty] | HR_Final_HR No CETA 020521 | Average | 2037 | 1 | PSE Portfolio 2021 IRP | ANRN 181 | New Resource 181 from 21IRPFrame New Frame Peaker | CO2 | 0 | 0 | 0
[57 empty] | HR_Final_HR No CETA 020521 | Average | 2037 | 1 | PSE Portfolio 2021 IRP | ANRN 211 | New Resource 211 from 21IRPFrame New Frame Peaker | CO2 | 0 | 0 | 0
[57 empty] | HR_Final_HR No CETA 020521 | Average | 2037 | 1 | PSE Portfolio 2021 IRP | ANRN 212 | New Resource 212 from 21IRPFrame New Frame Peaker | CO2 | 0 | 0 | 0
[57 empty] | HR_Final_HR No CETA 020521 | Average | 2038 | 1 | PSE Portfolio 2021 IRP | ANRN 11 | New Resource 11 from 21IRPFrame New Frame Peaker | CO2 | 136916.969 | 0 | 141
[57 empty] | HR_Final_HR No CETA 020521 | Average | 2038 | 1 | PSE Portfolio 2021 IRP | ANRN 12 | New Resource 12 from 21IRPFrame New Frame Peaker | CO2 | 129714.063 | 0 | 141
[57 empty] | HR_Final_HR No CETA 020521 | Average | 2038 | 1 | PSE Portfolio 2021 IRP | ANRN 21 | New Resource 21 from 21IRPFrame New Frame Peaker | CO2 | 143002.75 | 0 | 141
[57 empty] | HR_Final_HR No CETA 020521 | Average | 2038 | 1 | PSE Portfolio 2021 IRP | ANRN 31 | New Resource 31 from 21IRPFrame New Frame Peaker | CO2 | 157212.344 | 0 | 141
[57 empty] | HR_Final_HR No CETA 020521 | Average | 2038 | 1 | PSE Portfolio 2021 IRP | ANRN 71 | New Resource 71 from 21IRPFrame New Frame Peaker | CO2 | 180426.563 | 0 | 141
[57 empty] | HR_Final_HR No CETA 020521 | Average | 2038 | 1 | PSE Portfolio 2021 IRP | ANRN 101 | New Resource 101 from 21IRPFrame New Frame Peaker | CO2 | 239548.734 | 0 | 141
[57 empty] | HR_Final_HR No CETA 020521 | Average | 2038 | 1 | PSE Portfolio 2021 IRP | ANRN 121 | New Resource 121 from 21IRPFrame New Frame Peaker | CO2 | 364577.469 | 0 | 141
[57 empty] | HR_Final_HR No CETA 020521 | Average | 2038 | 1 | PSE Portfolio 2021 IRP | ANRN 171 | New Resource 171 from 21IRPFrame New Frame Peaker | CO2 | 0 | 0 | 0
[57 empty] | HR_Final_HR No CETA 020521 | Average | 2038 | 1 | PSE Portfolio 2021 IRP | ANRN 181 | New Resource 181 from 21IRPFrame New Frame Peaker | CO2 | 0 | 0 | 0
[57 empty] | HR_Final_HR No CETA 020521 | Average | 2038 | 1 | PSE Portfolio 2021 IRP | ANRN 211 | New Resource 211 from 21IRPFrame New Frame Peaker | CO2 | 0 | 0 | 0
[57 empty] | HR_Final_HR No CETA 020521 | Average | 2038 | 1 | PSE Portfolio 2021 IRP | ANRN 212 | New Resource 212 from 21IRPFrame New Frame Peaker | CO2 | 0 | 0 | 0
[57 empty] | HR_Final_HR No CETA 020521 | Average | 2039 | 1 | PSE Portfolio 2021 IRP | ANRN 11 | New Resource 11 from 21IRPFrame New Frame Peaker | CO2 | 134623.563 | 0 | 141
[57 empty] | HR_Final_HR No CETA 020521 | Average | 2039 | 1 | PSE Portfolio 2021 IRP | ANRN 12 | New Resource 12 from 21IRPFrame New Frame Peaker | CO2 | 128460.352 | 0 | 141
[57 empty] | HR_Final_HR No CETA 020521 | Average | 2039 | 1 | PSE Portfolio 2021 IRP | ANRN 21 | New Resource 21 from 21IRPFrame New Frame Peaker | CO2 | 142118.938 | 0 | 141
[57 empty] | HR_Final_HR No CETA 020521 | Average | 2039 | 1 | PSE Portfolio 2021 IRP | ANRN 31 | New Resource 31 from 21IRPFrame New Frame Peaker | CO2 | 153113.109 | 0 | 141
[57 empty] | HR_Final_HR No CETA 020521 | Average | 2039 | 1 | PSE Portfolio 2021 IRP | ANRN 71 | New Resource 71 from 21IRPFrame New Frame Peaker | CO2 | 181770.047 | 0 | 141
[57 empty] | HR_Final_HR No CETA 020521 | Average | 2039 | 1 | PSE Portfolio 2021 IRP | ANRN 101 | New Resource 101 from 21IRPFrame New Frame Peaker | CO2 | 249135.4 | 0 | 141
[57 empty] | HR_Final_HR No CETA 020521 | Average | 2039 | 1 | PSE Portfolio 2021 IRP | ANRN 121 | New Resource 121 from 21IRPFrame New Frame Peaker | CO2 | 390571.6 | 0 | 141
[57 empty] | HR_Final_HR No CETA 020521 | Average | 2039 | 1 | PSE Portfolio 2021 IRP | ANRN 171 | New Resource 171 from 21IRPFrame New Frame Peaker | CO2 | 0 | 0 | 0
[57 empty] | HR_Final_HR No CETA 020521 | Average | 2039 | 1 | PSE Portfolio 2021 IRP | ANRN 181 | New Resource 181 from 21IRPFrame New Frame Peaker | CO2 | 0 | 0 | 0
[57 empty] | HR_Final_HR No CETA 020521 | Average | 2039 | 1 | PSE Portfolio 2021 IRP | ANRN 211 | New Resource 211 from 21IRPFrame New Frame Peaker | CO2 | 0 | 0 | 0
[57 empty] | HR_Final_HR No CETA 020521 | Average | 2039 | 1 | PSE Portfolio 2021 IRP | ANRN 212 | New Resource 212 from 21IRPFrame New Frame Peaker | CO2 | 0 | 0 | 0
[57 empty] | HR_Final_HR No CETA 020521 | Average | 2040 | 1 | PSE Portfolio 2021 IRP | ANRN 11 | New Resource 11 from 21IRPFrame New Frame Peaker | CO2 | 140099.922 | 0 | 141
[57 empty] | HR_Final_HR No CETA 020521 | Average | 2040 | 1 | PSE Portfolio 2021 IRP | ANRN 12 | New Resource 12 from 21IRPFrame New Frame Peaker | CO2 | 132791.984 | 0 | 141
[57 empty] | HR_Final_HR No CETA 020521 | Average | 2040 | 1 | PSE Portfolio 2021 IRP | ANRN 21 | New Resource 21 from 21IRPFrame New Frame Peaker | CO2 | 149613.6 | 0 | 141
[57 empty] | HR_Final_HR No CETA 020521 | Average | 2040 | 1 | PSE Portfolio 2021 IRP | ANRN 31 | New Resource 31 from 21IRPFrame New Frame Peaker | CO2 | 164026.656 | 0 | 141
[57 empty] | HR_Final_HR No CETA 020521 | Average | 2040 | 1 | PSE Portfolio 2021 IRP | ANRN 71 | New Resource 71 from 21IRPFrame New Frame Peaker | CO2 | 200884.266 | 0 | 141
[57 empty] | HR_Final_HR No CETA 020521 | Average | 2040 | 1 | PSE Portfolio 2021 IRP | ANRN 101 | New Resource 101 from 21IRPFrame New Frame Peaker | CO2 | 281541.25 | 0 | 141
[57 empty] | HR_Final_HR No CETA 020521 | Average | 2040 | 1 | PSE Portfolio 2021 IRP | ANRN 121 | New Resource 121 from 21IRPFrame New Frame Peaker | CO2 | 426977.25 | 0 | 141
[57 empty] | HR_Final_HR No CETA 020521 | Average | 2040 | 1 | PSE Portfolio 2021 IRP | ANRN 171 | New Resource 171 from 21IRPFrame New Frame Peaker | CO2 | 0 | 0 | 0
[57 empty] | HR_Final_HR No CETA 020521 | Average | 2040 | 1 | PSE Portfolio 2021 IRP | ANRN 181 | New Resource 181 from 21IRPFrame New Frame Peaker | CO2 | 0 | 0 | 0
[57 empty] | HR_Final_HR No CETA 020521 | Average | 2040 | 1 | PSE Portfolio 2021 IRP | ANRN 211 | New Resource 211 from 21IRPFrame New Frame Peaker | CO2 | 0 | 0 | 0
[57 empty] | HR_Final_HR No CETA 020521 | Average | 2040 | 1 | PSE Portfolio 2021 IRP | ANRN 212 | New Resource 212 from 21IRPFrame New Frame Peaker | CO2 | 0 | 0 | 0
[57 empty] | HR_Final_HR No CETA 020521 | Average | 2041 | 1 | PSE Portfolio 2021 IRP | ANRN 11 | New Resource 11 from 21IRPFrame New Frame Peaker | CO2 | 152254.688 | 0 | 141
[57 empty] | HR_Final_HR No CETA 020521 | Average | 2041 | 1 | PSE Portfolio 2021 IRP | ANRN 12 | New Resource 12 from 21IRPFrame New Frame Peaker | CO2 | 146030.984 | 0 | 141
[57 empty] | HR_Final_HR No CETA 020521 | Average | 2041 | 1 | PSE Portfolio 2021 IRP | ANRN 21 | New Resource 21 from 21IRPFrame New Frame Peaker | CO2 | 160569.266 | 0 | 141
[57 empty] | HR_Final_HR No CETA 020521 | Average | 2041 | 1 | PSE Portfolio 2021 IRP | ANRN 31 | New Resource 31 from 21IRPFrame New Frame Peaker | CO2 | 174273.938 | 0 | 141
[57 empty] | HR_Final_HR No CETA 020521 | Average | 2041 | 1 | PSE Portfolio 2021 IRP | ANRN 71 | New Resource 71 from 21IRPFrame New Frame Peaker | CO2 | 209911.4 | 0 | 141
[57 empty] | HR_Final_HR No CETA 020521 | Average | 2041 | 1 | PSE Portfolio 2021 IRP | ANRN 101 | New Resource 101 from 21IRPFrame New Frame Peaker | CO2 | 288662.156 | 0 | 141
[57 empty] | HR_Final_HR No CETA 020521 | Average | 2041 | 1 | PSE Portfolio 2021 IRP | ANRN 121 | New Resource 121 from 21IRPFrame New Frame Peaker | CO2 | 428928.719 | 0 | 141
[57 empty] | HR_Final_HR No CETA 020521 | Average | 2041 | 1 | PSE Portfolio 2021 IRP | ANRN 171 | New Resource 171 from 21IRPFrame New Frame Peaker | CO2 | 0 | 0 | 0
[57 empty] | HR_Final_HR No CETA 020521 | Average | 2041 | 1 | PSE Portfolio 2021 IRP | ANRN 181 | New Resource 181 from 21IRPFrame New Frame Peaker | CO2 | 0 | 0 | 0
[57 empty] | HR_Final_HR No CETA 020521 | Average | 2041 | 1 | PSE Portfolio 2021 IRP | ANRN 211 | New Resource 211 from 21IRPFrame New Frame Peaker | CO2 | 0 | 0 | 0
[57 empty] | HR_Final_HR No CETA 020521 | Average | 2041 | 1 | PSE Portfolio 2021 IRP | ANRN 212 | New Resource 212 from 21IRPFrame New Frame Peaker | CO2 | 0 | 0 | 0
[57 empty] | HR_Final_HR No CETA 020521 | Average | 2042 | 1 | PSE Portfolio 2021 IRP | ANRN 11 | New Resource 11 from 21IRPFrame New Frame Peaker | CO2 | 139210.047 | 0 | 141
[57 empty] | HR_Final_HR No CETA 020521 | Average | 2042 | 1 | PSE Portfolio 2021 IRP | ANRN 12 | New Resource 12 from 21IRPFrame New Frame Peaker | CO2 | 131662.141 | 0 | 141
[57 empty] | HR_Final_HR No CETA 020521 | Average | 2042 | 1 | PSE Portfolio 2021 IRP | ANRN 21 | New Resource 21 from 21IRPFrame New Frame Peaker | CO2 | 146156.078 | 0 | 141
[57 empty] | HR_Final_HR No CETA 020521 | Average | 2042 | 1 | PSE Portfolio 2021 IRP | ANRN 31 | New Resource 31 from 21IRPFrame New Frame Peaker | CO2 | 155230.172 | 0 | 141
[57 empty] | HR_Final_HR No CETA 020521 | Average | 2042 | 1 | PSE Portfolio 2021 IRP | ANRN 71 | New Resource 71 from 21IRPFrame New Frame Peaker | CO2 | 175673.344 | 0 | 141
[57 empty] | HR_Final_HR No CETA 020521 | Average | 2042 | 1 | PSE Portfolio 2021 IRP | ANRN 101 | New Resource 101 from 21IRPFrame New Frame Peaker | CO2 | 217991.344 | 0 | 141
[57 empty] | HR_Final_HR No CETA 020521 | Average | 2042 | 1 | PSE Portfolio 2021 IRP | ANRN 121 | New Resource 121 from 21IRPFrame New Frame Peaker | CO2 | 305393.938 | 0 | 141
[57 empty] | HR_Final_HR No CETA 020521 | Average | 2042 | 1 | PSE Portfolio 2021 IRP | ANRN 171 | New Resource 171 from 21IRPFrame New Frame Peaker | CO2 | 468338.6 | 0 | 141
[57 empty] | HR_Final_HR No CETA 020521 | Average | 2042 | 1 | PSE Portfolio 2021 IRP | ANRN 181 | New Resource 181 from 21IRPFrame New Frame Peaker | CO2 | 0 | 0 | 0
[57 empty] | HR_Final_HR No CETA 020521 | Average | 2042 | 1 | PSE Portfolio 2021 IRP | ANRN 211 | New Resource 211 from 21IRPFrame New Frame Peaker | CO2 | 0 | 0 | 0
[57 empty] | HR_Final_HR No CETA 020521 | Average | 2042 | 1 | PSE Portfolio 2021 IRP | ANRN 212 | New Resource 212 from 21IRPFrame New Frame Peaker | CO2 | 0 | 0 | 0
[57 empty] | HR_Final_HR No CETA 020521 | Average | 2043 | 1 | PSE Portfolio 2021 IRP | ANRN 11 | New Resource 11 from 21IRPFrame New Frame Peaker | CO2 | 126003.531 | 0 | 141
[57 empty] | HR_Final_HR No CETA 020521 | Average | 2043 | 1 | PSE Portfolio 2021 IRP | ANRN 12 | New Resource 12 from 21IRPFrame New Frame Peaker | CO2 | 115134.32 | 0 | 141
[57 empty] | HR_Final_HR No CETA 020521 | Average | 2043 | 1 | PSE Portfolio 2021 IRP | ANRN 21 | New Resource 21 from 21IRPFrame New Frame Peaker | CO2 | 148350.781 | 0 | 141
[57 empty] | HR_Final_HR No CETA 020521 | Average | 2043 | 1 | PSE Portfolio 2021 IRP | ANRN 31 | New Resource 31 from 21IRPFrame New Frame Peaker | CO2 | 153889.344 | 0 | 141
[57 empty] | HR_Final_HR No CETA 020521 | Average | 2043 | 1 | PSE Portfolio 2021 IRP | ANRN 71 | New Resource 71 from 21IRPFrame New Frame Peaker | CO2 | 162813.047 | 0 | 141
[57 empty] | HR_Final_HR No CETA 020521 | Average | 2043 | 1 | PSE Portfolio 2021 IRP | ANRN 101 | New Resource 101 from 21IRPFrame New Frame Peaker | CO2 | 179338.828 | 0 | 141
[57 empty] | HR_Final_HR No CETA 020521 | Average | 2043 | 1 | PSE Portfolio 2021 IRP | ANRN 121 | New Resource 121 from 21IRPFrame New Frame Peaker | CO2 | 220691.641 | 0 | 141
[57 empty] | HR_Final_HR No CETA 020521 | Average | 2043 | 1 | PSE Portfolio 2021 IRP | ANRN 171 | New Resource 171 from 21IRPFrame New Frame Peaker | CO2 | 317236.469 | 0 | 141
[57 empty] | HR_Final_HR No CETA 020521 | Average | 2043 | 1 | PSE Portfolio 2021 IRP | ANRN 181 | New Resource 181 from 21IRPFrame New Frame Peaker | CO2 | 481384.9 | 0 | 141
[57 empty] | HR_Final_HR No CETA 020521 | Average | 2043 | 1 | PSE Portfolio 2021 IRP | ANRN 211 | New Resource 211 from 21IRPFrame New Frame Peaker | CO2 | 0 | 0 | 0
[57 empty] | HR_Final_HR No CETA 020521 | Average | 2043 | 1 | PSE Portfolio 2021 IRP | ANRN 212 | New Resource 212 from 21IRPFrame New Frame Peaker | CO2 | 0 | 0 | 0
[57 empty] | HR_Final_HR No CETA 020521 | Average | 2044 | 1 | PSE Portfolio 2021 IRP | ANRN 11 | New Resource 11 from 21IRPFrame New Frame Peaker | CO2 | 124827.148 | 0 | 141
[57 empty] | HR_Final_HR No CETA 020521 | Average | 2044 | 1 | PSE Portfolio 2021 IRP | ANRN 12 | New Resource 12 from 21IRPFrame New Frame Peaker | CO2 | 115361.758 | 0 | 141
[57 empty] | HR_Final_HR No CETA 020521 | Average | 2044 | 1 | PSE Portfolio 2021 IRP | ANRN 21 | New Resource 21 from 21IRPFrame New Frame Peaker | CO2 | 146913.938 | 0 | 141
[57 empty] | HR_Final_HR No CETA 020521 | Average | 2044 | 1 | PSE Portfolio 2021 IRP | ANRN 31 | New Resource 31 from 21IRPFrame New Frame Peaker | CO2 | 153462.109 | 0 | 141
[57 empty] | HR_Final_HR No CETA 020521 | Average | 2044 | 1 | PSE Portfolio 2021 IRP | ANRN 71 | New Resource 71 from 21IRPFrame New Frame Peaker | CO2 | 165534.75 | 0 | 141
[57 empty] | HR_Final_HR No CETA 020521 | Average | 2044 | 1 | PSE Portfolio 2021 IRP | ANRN 101 | New Resource 101 from 21IRPFrame New Frame Peaker | CO2 | 182446.266 | 0 | 141
[57 empty] | HR_Final_HR No CETA 020521 | Average | 2044 | 1 | PSE Portfolio 2021 IRP | ANRN 121 | New Resource 121 from 21IRPFrame New Frame Peaker | CO2 | 222199 | 0 | 141
[57 empty] | HR_Final_HR No CETA 020521 | Average | 2044 | 1 | PSE Portfolio 2021 IRP | ANRN 171 | New Resource 171 from 21IRPFrame New Frame Peaker | CO2 | 320917.063 | 0 | 141
[57 empty] | HR_Final_HR No CETA 020521 | Average | 2044 | 1 | PSE Portfolio 2021 IRP | ANRN 181 | New Resource 181 from 21IRPFrame New Frame Peaker | CO2 | 492037.3 | 0 | 141
[57 empty] | HR_Final_HR No CETA 020521 | Average | 2044 | 1 | PSE Portfolio 2021 IRP | ANRN 211 | New Resource 211 from 21IRPFrame New Frame Peaker | CO2 | 0 | 0 | 0
[57 empty] | HR_Final_HR No CETA 020521 | Average | 2044 | 1 | PSE Portfolio 2021 IRP | ANRN 212 | New Resource 212 from 21IRPFrame New Frame Peaker | CO2 | 0 | 0 | 0
[57 empty] | HR_Final_HR No CETA 020521 | Average | 2045 | 1 | PSE Portfolio 2021 IRP | ANRN 11 | New Resource 11 from 21IRPFrame New Frame Peaker | CO2 | 112357.969 | 0 | 141
[57 empty] | HR_Final_HR No CETA 020521 | Average | 2045 | 1 | PSE Portfolio 2021 IRP | ANRN 12 | New Resource 12 from 21IRPFrame New Frame Peaker | CO2 | 103057.344 | 0 | 141
[57 empty] | HR_Final_HR No CETA 020521 | Average | 2045 | 1 | PSE Portfolio 2021 IRP | ANRN 21 | New Resource 21 from 21IRPFrame New Frame Peaker | CO2 | 132002.063 | 0 | 141
[57 empty] | HR_Final_HR No CETA 020521 | Average | 2045 | 1 | PSE Portfolio 2021 IRP | ANRN 31 | New Resource 31 from 21IRPFrame New Frame Peaker | CO2 | 139518.6 | 0 | 141
[57 empty] | HR_Final_HR No CETA 020521 | Average | 2045 | 1 | PSE Portfolio 2021 IRP | ANRN 71 | New Resource 71 from 21IRPFrame New Frame Peaker | CO2 | 149708.844 | 0 | 141
[57 empty] | HR_Final_HR No CETA 020521 | Average | 2045 | 1 | PSE Portfolio 2021 IRP | ANRN 101 | New Resource 101 from 21IRPFrame New Frame Peaker | CO2 | 166317.25 | 0 | 141
[57 empty] | HR_Final_HR No CETA 020521 | Average | 2045 | 1 | PSE Portfolio 2021 IRP | ANRN 121 | New Resource 121 from 21IRPFrame New Frame Peaker | CO2 | 205712.328 | 0 | 141
[57 empty] | HR_Final_HR No CETA 020521 | Average | 2045 | 1 | PSE Portfolio 2021 IRP | ANRN 171 | New Resource 171 from 21IRPFrame New Frame Peaker | CO2 | 303786.25 | 0 | 141
[57 empty] | HR_Final_HR No CETA 020521 | Average | 2045 | 1 | PSE Portfolio 2021 IRP | ANRN 181 | New Resource 181 from 21IRPFrame New Frame Peaker | CO2 | 480962.625 | 0 | 141
[57 empty] | HR_Final_HR No CETA 020521 | Average | 2045 | 1 | PSE Portfolio 2021 IRP | ANRN 211 | New Resource 211 from 21IRPFrame New Frame Peaker | CO2 | 0 | 0 | 0
[57 empty] | HR_Final_HR No CETA 020521 | Average | 2045 | 1 | PSE Portfolio 2021 IRP | ANRN 212 | New Resource 212 from 21IRPFrame New Frame Peaker | CO2 | 0 | 0 | 0
[57 empty] | HR_Final_HR No CETA 020521 | Average | 2046 | 1 | PSE Portfolio 2021 IRP | ANRN 11 | New Resource 11 from 21IRPFrame New Frame Peaker | CO2 | 100192.711 | 0 | 141
[57 empty] | HR_Final_HR No CETA 020521 | Average | 2046 | 1 | PSE Portfolio 2021 IRP | ANRN 12 | New Resource 12 from 21IRPFrame New Frame Peaker | CO2 | 90789.5859 | 0 | 141
[57 empty] | HR_Final_HR No CETA 020521 | Average | 2046 | 1 | PSE Portfolio 2021 IRP | ANRN 21 | New Resource 21 from 21IRPFrame New Frame Peaker | CO2 | 129951.531 | 0 | 141
[57 empty] | HR_Final_HR No CETA 020521 | Average | 2046 | 1 | PSE Portfolio 2021 IRP | ANRN 31 | New Resource 31 from 21IRPFrame New Frame Peaker | CO2 | 140900.109 | 0 | 141
[57 empty] | HR_Final_HR No CETA 020521 | Average | 2046 | 1 | PSE Portfolio 2021 IRP | ANRN 71 | New Resource 71 from 21IRPFrame New Frame Peaker | CO2 | 158626.453 | 0 | 141
[57 empty] | HR_Final_HR No CETA 020521 | Average | 2046 | 1 | PSE Portfolio 2021 IRP | ANRN 101 | New Resource 101 from 21IRPFrame New Frame Peaker | CO2 | 165054.375 | 0 | 141
[57 empty] | HR_Final_HR No CETA 020521 | Average | 2046 | 1 | PSE Portfolio 2021 IRP | ANRN 121 | New Resource 121 from 21IRPFrame New Frame Peaker | CO2 | 175050.172 | 0 | 141
[57 empty] | HR_Final_HR No CETA 020521 | Average | 2046 | 1 | PSE Portfolio 2021 IRP | ANRN 171 | New Resource 171 from 21IRPFrame New Frame Peaker | CO2 | 194452.1 | 0 | 141
[57 empty] | HR_Final_HR No CETA 020521 | Average | 2046 | 1 | PSE Portfolio 2021 IRP | ANRN 181 | New Resource 181 from 21IRPFrame New Frame Peaker | CO2 | 245526.391 | 0 | 141
[57 empty] | HR_Final_HR No CETA 020521 | Average | 2046 | 1 | PSE Portfolio 2021 IRP | ANRN 211 | New Resource 211 from 21IRPFrame New Frame Peaker | CO2 | 547704.7 | 0 | 141
[57 empty] | HR_Final_HR No CETA 020521 | Average | 2046 | 1 | PSE Portfolio 2021 IRP | ANRN 212 | New Resource 212 from 21IRPFrame New Frame Peaker | CO2 | 358623.2 | 0 | 141
[57 empty] | HR_Final_HR No CETA 020521 | Average | 2047 | 1 | PSE Portfolio 2021 IRP | ANRN 11 | New Resource 11 from 21IRPFrame New Frame Peaker | CO2 | 97782.14 | 0 | 141
[57 empty] | HR_Final_HR No CETA 020521 | Average | 2047 | 1 | PSE Portfolio 2021 IRP | ANRN 12 | New Resource 12 from 21IRPFrame New Frame Peaker | CO2 | 90414.86 | 0 | 141
[57 empty] | HR_Final_HR No CETA 020521 | Average | 2047 | 1 | PSE Portfolio 2021 IRP | ANRN 21 | New Resource 21 from 21IRPFrame New Frame Peaker | CO2 | 125396.281 | 0 | 141
[57 empty] | HR_Final_HR No CETA 020521 | Average | 2047 | 1 | PSE Portfolio 2021 IRP | ANRN 31 | New Resource 31 from 21IRPFrame New Frame Peaker | CO2 | 134485.953 | 0 | 141
[57 empty] | HR_Final_HR No CETA 020521 | Average | 2047 | 1 | PSE Portfolio 2021 IRP | ANRN 71 | New Resource 71 from 21IRPFrame New Frame Peaker | CO2 | 152818.4 | 0 | 141
[57 empty] | HR_Final_HR No CETA 020521 | Average | 2047 | 1 | PSE Portfolio 2021 IRP | ANRN 101 | New Resource 101 from 21IRPFrame New Frame Peaker | CO2 | 161839.563 | 0 | 141
[57 empty] | HR_Final_HR No CETA 020521 | Average | 2047 | 1 | PSE Portfolio 2021 IRP | ANRN 121 | New Resource 121 from 21IRPFrame New Frame Peaker | CO2 | 175053.156 | 0 | 141
[57 empty] | HR_Final_HR No CETA 020521 | Average | 2047 | 1 | PSE Portfolio 2021 IRP | ANRN 171 | New Resource 171 from 21IRPFrame New Frame Peaker | CO2 | 195780.422 | 0 | 141
[57 empty] | HR_Final_HR No CETA 020521 | Average | 2047 | 1 | PSE Portfolio 2021 IRP | ANRN 181 | New Resource 181 from 21IRPFrame New Frame Peaker | CO2 | 243004.1 | 0 | 141
[57 empty] | HR_Final_HR No CETA 020521 | Average | 2047 | 1 | PSE Portfolio 2021 IRP | ANRN 211 | New Resource 211 from 21IRPFrame New Frame Peaker | CO2 | 524291.5 | 0 | 141
[57 empty] | HR_Final_HR No CETA 020521 | Average | 2047 | 1 | PSE Portfolio 2021 IRP | ANRN 212 | New Resource 212 from 21IRPFrame New Frame Peaker | CO2 | 346336.938 | 0 | 141

## SCGHG Adder_Base
Base with CETA
|  | CO2 (short tons) - includes upstream emission on NG plants | [22 empty] | Emission cost (2012$)
|  | Frame Peaker | Recip Peaker | CCCT | [18 empty] | SCC (2012$/ton) |  | Frame Peaker | Recip Peaker | CCCT
| 2019 | 0 | 0 | 0 | [17 empty] | 2019
| 2020 | 0 | 0 | 0 | [17 empty] | 2020
| 2021 | 0 | 0 | 0 | [17 empty] | 2021 | 57.6246 |  | 0 | 0 | 0
| 2022 | 0 | 0 | 0 | [17 empty] | 2022 | 58.5393 |  | 0 | 0 | 0
| 2023 | 0 | 0 | 0 | [17 empty] | 2023 | 59.4539 |  | 0 | 0 | 0
| 2024 | 0 | 17838.86 | 637919.9 | [17 empty] | 2024 | 60.3686 |  | 0 | 1076907.1639 | 38510337.0011
| 2025 | 85304.43 | 20366.23 | 692308.9 | [17 empty] | 2025 | 62.198 |  | 5305761.5901 | 1266737.9744 | 43060201.7982
| 2026 | 127854.6 | 18606.61 | 633981.5 | [17 empty] | 2026 | 63.1126 |  | 8069240.9147 | 1174312.2163 | 40012244.0566
| 2027 | 154085.3 | 17132.95 | 537601.6 | [17 empty] | 2027 | 64.0273 |  | 9865667.6625 | 1096976.7446 | 34421185.6707
| 2028 | 154659.4 | 16695.84 | 508682.5 | [17 empty] | 2028 | 64.942 |  | 10043888.9675 | 1084261.0483 | 33034853.0366
| 2029 | 139876.2 | 15897.63 | 471015.9 | [17 empty] | 2029 | 65.8567 |  | 9211779.9522 | 1046964.8827 | 31019536.0239
| 2030 | 133811 | 15698.03 | 445375.5 | [17 empty] | 2030 | 66.7713 |  | 8934739.8077 | 1048178.5021 | 29738319.0411
| 2031 | 121914.4 | 14692.46 | 423764.3 | [17 empty] | 2031 | 67.686 |  | 8251900.0442 | 994474.0845 | 28682917.2428
| 2032 | 114166.8 | 14429.94 | 400423 | [17 empty] | 2032 | 68.6007 |  | 7831921.4855 | 989903.8698 | 27469294.9
| 2033 | 111554.3 | 13462.7 | 369145.2 | [17 empty] | 2033 | 69.5154 |  | 7754738.2066 | 935864.5436 | 25661264.3909
| 2034 | 123465.1 | 12930.3 | 345052.9 | [17 empty] | 2034 | 70.43 |  | 8695652.4014 | 910681.5954 | 24302090.8622
| 2035 | 116474.3 | 11823.73 | 304748.8 | [17 empty] | 2035 | 71.3447 |  | 8309826.2856 | 843560.7026 | 21742217.7146
| 2036 | 114745.5 | 12349.02 | 298859.8 | [17 empty] | 2036 | 72.2594 |  | 8291440.477 | 892332.7214 | 21595428.5149
| 2037 | 104998.4 | 11303.18 | 260094.3 | [17 empty] | 2037 | 74.0887 |  | 7779199.9329 | 837438.4476 | 19270060.8876
| 2038 | 102976 | 9830.461 | 229586.8 | [17 empty] | 2038 | 75.0034 |  | 7723552.515 | 737318.2274 | 17219795.9383
| 2039 | 97410.35 | 9656.375 | 209198.4 | [17 empty] | 2039 | 75.9181 |  | 7395208.6112 | 733093.6348 | 15881944.8767
| 2040 | 79611.01 | 8654.856 | 197113.1 | [17 empty] | 2040 | 76.8328 |  | 6116734.8237 | 664976.6042 | 15144746.4738
| 2041 | 80537.24 | 8083.295 | 181924.4 | [17 empty] | 2041 | 77.7475 |  | 6261565.1169 | 628455.5816 | 14144158.3663
| 2042 | 80097.82 | 7478.981 | 160690 | [17 empty] | 2042 | 78.6621 |  | 6300664.877 | 588312.5521 | 12640217.1631
| 2043 | 67475 | 6826.839 | 141401.9 | [17 empty] | 2043 | 79.5768 |  | 5369444.765 | 543258.0204 | 11252311.1035
| 2044 | 58957.46 | 6777.842 | 144103 | [17 empty] | 2044 | 80.4915 |  | 4745573.1319 | 545558.5245 | 11599063.5457
| 2045 | 50832.9 | 6714.194 | 141335.8 | [17 empty] | 2045 | 81.4062 |  | 4138110.9125 | 546576.7143 | 11505603.9752
| 2046 | 33152.78 | 6714.194 | 141335.8 | [17 empty] | 2046 | 82.3208 |  | 2729164.3804 | 552718.0257 | 11634880.4243
| 2047 | 32650.74 | 6714.194 | 141335.8 | [17 empty] | 2047 | 84.1502 |  | 2747565.7203 | 565000.6485 | 11893433.3227
| 2048 | 32650.74 | 6714.194 | 141335.8 | [17 empty] | 2048 | 85.0649 |  | 2777430.565 | 571141.9599 | 12022709.7718
| 2049 | 32650.74 | 6714.194 | 141335.8 | [17 empty] | 2049 | 85.9795 |  | 2807295.4098 | 577283.2713 | 12151986.221
| 2050 | 32650.74 | 6714.194 | 141335.8 | [17 empty] | 2050 | 86.8942 |  | 2837160.2546 | 583424.5827 | 12281262.6701
| 2051 | 32650.74 | 6714.194 | 141335.8 | [17 empty] | 2051 | 87.8089 |  | 2867025.0994 | 589565.8941 | 12410539.1193
| 2052 | 32650.74 | 6714.194 | 141335.8 | [17 empty] | 2052 | 88.7236 |  | 2896889.9442 | 595707.2055 | 12539815.5684
| 2053 | 32650.74 | 6714.194 | 141335.8 | [17 empty] | 2053 | 89.6382 |  | 2926754.789 | 601848.5169 | 12669092.0176
| 2054 | 32650.74 | [19 empty] | 2054 | 90.5529 |  | 2956619.6338 | 0 | 0
| 2055 | [20 empty] | 2055 | 91.4769 |  | 0 | 0 | 0
| 2056 | [20 empty] | 2056 | 92.4104 |  | 0 | 0 | 0
[24 empty] | NPV | 113668699.0807 | 14544428.9162 | 404801770.7921
[23 empty] | 30 years | levelized | 6814996.7085 | 872009.9376 | 24269854.0395
[24 empty] | Capacity | 236.9414 | 18.249 | 367.1655
[24 empty] | $/MW-wk | 553.1225 | 918.924 | 1271.1652
[24 empty] | $/kw-yr | 28.7624 | 47.784 | 66.1006
Aurora 2012$ | 2020 | 2021 | 2022 | 2023 | 2024 | 2025 | 2026 | 2027 | 2028 | 2029 | 2030 | 2031 | 2032 | 2033 | 2034 | 2035 | 2036 | 2037 | 2038 | 2039 | 2040 | 2041 | 2042 | 2043 | 2044 | 2045 | 2046 | 2047 | 2048 | 2049 | 2050 | 2051 | 2052 | 2053 | 2054 | 2055 | 2056
Frame Peaker | 553.1225 | 553.1225 | 553.1225 | 553.1225 | 553.1225 | 553.1225 | 553.1225 | 553.1225 | 553.1225 | 553.1225 | 553.1225 | 553.1225 | 553.1225 | 553.1225 | 553.1225 | 553.1225 | 553.1225 | 553.1225 | 553.1225 | 553.1225 | 553.1225 | 553.1225 | 553.1225 | 553.1225 | 553.1225 | 553.1225 | 553.1225 | 553.1225 | 553.1225 | 553.1225 | 553.1225 | 553.1225 | 553.1225 | 553.1225 | 553.1225 | 553.1225 | 553.1225
Recip Peaker | 918.924 | 918.924 | 918.924 | 918.924 | 918.924 | 918.924 | 918.924 | 918.924 | 918.924 | 918.924 | 918.924 | 918.924 | 918.924 | 918.924 | 918.924 | 918.924 | 918.924 | 918.924 | 918.924 | 918.924 | 918.924 | 918.924 | 918.924 | 918.924 | 918.924 | 918.924 | 918.924 | 918.924 | 918.924 | 918.924 | 918.924 | 918.924 | 918.924 | 918.924 | 918.924 | 918.924 | 918.924
CCCT | 1271.1652 | 1271.1652 | 1271.1652 | 1271.1652 | 1271.1652 | 1271.1652 | 1271.1652 | 1271.1652 | 1271.1652 | 1271.1652 | 1271.1652 | 1271.1652 | 1271.1652 | 1271.1652 | 1271.1652 | 1271.1652 | 1271.1652 | 1271.1652 | 1271.1652 | 1271.1652 | 1271.1652 | 1271.1652 | 1271.1652 | 1271.1652 | 1271.1652 | 1271.1652 | 1271.1652 | 1271.1652 | 1271.1652 | 1271.1652 | 1271.1652 | 1271.1652 | 1271.1652 | 1271.1652 | 1271.1652 | 1271.1652 | 1271.1652
Value Copy Prior - 2021 IRP Draft
Aurora 2012$ | 2020 | 2021 | 2022 | 2023 | 2024 | 2025 | 2026 | 2027 | 2028 | 2029 | 2030 | 2031 | 2032 | 2033 | 2034 | 2035 | 2036 | 2037 | 2038 | 2039 | 2040 | 2041 | 2042 | 2043 | 2044 | 2045 | 2046 | 2047 | 2048 | 2049 | 2050 | 2051 | 2052 | 2053 | 2054 | 2055 | 2056
Frame Peaker | 492.8068 | 492.8068 | 492.8068 | 492.8068 | 492.8068 | 492.8068 | 492.8068 | 492.8068 | 492.8068 | 492.8068 | 492.8068 | 492.8068 | 492.8068 | 492.8068 | 492.8068 | 492.8068 | 492.8068 | 492.8068 | 492.8068 | 492.8068 | 492.8068 | 492.8068 | 492.8068 | 492.8068 | 492.8068 | 492.8068 | 492.8068 | 492.8068 | 492.8068 | 492.8068 | 492.8068 | 492.8068 | 492.8068 | 492.8068 | 492.8068 | 492.8068 | 492.8068
Recip Peaker | 929.8186 | 929.8186 | 929.8186 | 929.8186 | 929.8186 | 929.8186 | 929.8186 | 929.8186 | 929.8186 | 929.8186 | 929.8186 | 929.8186 | 929.8186 | 929.8186 | 929.8186 | 929.8186 | 929.8186 | 929.8186 | 929.8186 | 929.8186 | 929.8186 | 929.8186 | 929.8186 | 929.8186 | 929.8186 | 929.8186 | 929.8186 | 929.8186 | 929.8186 | 929.8186 | 929.8186 | 929.8186 | 929.8186 | 929.8186 | 929.8186 | 929.8186 | 929.8186
CCCT | 1268.6526 | 1268.6526 | 1268.6526 | 1268.6526 | 1268.6526 | 1268.6526 | 1268.6526 | 1268.6526 | 1268.6526 | 1268.6526 | 1268.6526 | 1268.6526 | 1268.6526 | 1268.6526 | 1268.6526 | 1268.6526 | 1268.6526 | 1268.6526 | 1268.6526 | 1268.6526 | 1268.6526 | 1268.6526 | 1268.6526 | 1268.6526 | 1268.6526 | 1268.6526 | 1268.6526 | 1268.6526 | 1268.6526 | 1268.6526 | 1268.6526 | 1268.6526 | 1268.6526 | 1268.6526 | 1268.6526 | 1268.6526 | 1268.6526
Value Copy Prior - 2019 IRP
Aurora 2012$ | 2020 | 2021 | 2022 | 2023 | 2024 | 2025 | 2026 | 2027 | 2028 | 2029 | 2030 | 2031 | 2032 | 2033 | 2034 | 2035 | 2036 | 2037 | 2038 | 2039 | 2040 | 2041 | 2042 | 2043 | 2044 | 2045 | 2046 | 2047 | 2048 | 2049 | 2050 | 2051 | 2052 | 2053 | 2054 | 2055 | 2056
Frame Peaker | 352.7495 | 352.7495 | 352.7495 | 352.7495 | 352.7495 | 352.7495 | 352.7495 | 352.7495 | 352.7495 | 352.7495 | 352.7495 | 352.7495 | 352.7495 | 352.7495 | 352.7495 | 352.7495 | 352.7495 | 352.7495 | 352.7495 | 352.7495 | 352.7495 | 352.7495 | 352.7495 | 352.7495 | 352.7495 | 352.7495 | 352.7495 | 352.7495 | 352.7495 | 352.7495 | 352.7495 | 352.7495 | 352.7495 | 352.7495 | 352.7495 | 352.7495 | 352.7495
Recip Peaker | 611.2429 | 611.2429 | 611.2429 | 611.2429 | 611.2429 | 611.2429 | 611.2429 | 611.2429 | 611.2429 | 611.2429 | 611.2429 | 611.2429 | 611.2429 | 611.2429 | 611.2429 | 611.2429 | 611.2429 | 611.2429 | 611.2429 | 611.2429 | 611.2429 | 611.2429 | 611.2429 | 611.2429 | 611.2429 | 611.2429 | 611.2429 | 611.2429 | 611.2429 | 611.2429 | 611.2429 | 611.2429 | 611.2429 | 611.2429 | 611.2429 | 611.2429 | 611.2429
CCCT | 961.1445 | 961.1445 | 961.1445 | 961.1445 | 961.1445 | 961.1445 | 961.1445 | 961.1445 | 961.1445 | 961.1445 | 961.1445 | 961.1445 | 961.1445 | 961.1445 | 961.1445 | 961.1445 | 961.1445 | 961.1445 | 961.1445 | 961.1445 | 961.1445 | 961.1445 | 961.1445 | 961.1445 | 961.1445 | 961.1445 | 961.1445 | 961.1445 | 961.1445 | 961.1445 | 961.1445 | 961.1445 | 961.1445 | 961.1445 | 961.1445 | 961.1445 | 961.1445

## SCGHG
| Year | 2.5% SCC (2007$) | SCC (2019$) / metric ton CO2 | Round (2019$) |  | 2019$ / short ton CO2 | Nominal $ / short ton CO2 | 2012$ / short ton CO2 | 2019 | 2.5% | 2012 | [7 empty] | HR 763
| 2010 | 50 | 59.925 | 59.925 |  | 54.3631 | 43.5301 | 45.7338 | [11 empty] | Start Year | 2022
| 2011 | 51 | 61.1235 | 61.1235 |  | 55.4504 | 45.5107 | 46.6485 | [11 empty] | Inflation on adder only | SCC (2012$ / short ton)
| 2012 | 53 | 63.5205 | 63.5205 |  | 57.6249 | 48.4778 | 48.4778 | [11 empty] | 2019 | 0
| 2013 | 54 | 64.719 | 64.719 |  | 58.7122 | 50.6273 | 49.3925 | [11 empty] | 2020 | 0
| 2014 | 55 | 65.9175 | 65.9175 |  | 59.7994 | 52.854 | 50.3072 | [11 empty] | 2021 | 0
| 2015 | 56 | 67.116 | 67.116 |  | 60.8867 | 55.1603 | 51.2219 | [11 empty] | 2022 | 12.328
| 2016 | 57 | 68.3145 | 68.3145 |  | 61.9739 | 57.549 | 52.1365 | [11 empty] | 2023 | 20.0455
| 2017 | 59 | 70.7115 | 70.7115 |  | 64.1485 | 61.0574 | 53.9659 | [11 empty] | 2024 | 27.7752
| 2018 | 60 | 71.91 | 71.91 |  | 65.2357 | 63.6446 | 54.8806 | [11 empty] | 2025 | 35.3165
| 2019 | 61 | 73.1085 | 73.1085 |  | 66.323 | 66.323 | 55.7952 | [11 empty] | 2026 | 42.6737
| 2020 | 62 | 74.307 | 74.307 |  | 67.4103 | 69.0955 | 56.7099 | [11 empty] | 2027 | 49.8516
| 2021 | 63 | 75.5055 | 75.5055 |  | 68.4975 | 71.9652 | 57.6246 | [11 empty] | 2028 | 56.8543
| 2022 | 64 | 76.704 | 76.704 |  | 69.5848 | 74.9352 | 58.5393 | [11 empty] | 2029 | 63.6863
| 2023 | 65 | 77.9025 | 77.9025 |  | 70.672 | 78.0087 | 59.4539 | [11 empty] | 2030 | 70.3516
| 2024 | 66 | 79.101 | 79.101 |  | 71.7593 | 81.1891 | 60.3686 | [11 empty] | 2031 | 76.8544
| 2025 | 68 | 81.498 | 81.498 |  | 73.9338 | 85.7406 | 62.198 | [11 empty] | 2032 | 83.1985
| 2026 | 69 | 82.6965 | 82.6965 |  | 75.0211 | 89.1765 | 63.1126 | [11 empty] | 2033 | 89.388
| 2027 | 70 | 83.895 | 83.895 |  | 76.1084 | 92.7306 | 64.0273 | [11 empty] | 2034 | 95.4264
| 2028 | 71 | 85.0935 | 85.0935 |  | 77.1956 | 96.4067 | 64.942 | [11 empty] | 2035 | 101.3176
| 2029 | 72 | 86.292 | 86.292 |  | 78.2829 | 100.2087 | 65.8567 | [11 empty] | 2036 | 107.0651
| 2030 | 73 | 87.4905 | 87.4905 |  | 79.3701 | 104.1405 | 66.7713 | [11 empty] | 2037 | 112.6724
| 2031 | 74 | 88.689 | 88.689 |  | 80.4574 | 108.2063 | 67.686 | [11 empty] | 2038 | 118.143
| 2032 | 75 | 89.8875 | 89.8875 |  | 81.5447 | 112.4102 | 68.6007 | [11 empty] | 2039 | 123.4801
| 2033 | 76 | 91.086 | 91.086 |  | 82.6319 | 116.7568 | 69.5154 | [11 empty] | 2040 | 128.687
| 2034 | 77 | 92.2845 | 92.2845 |  | 83.7192 | 121.2503 | 70.43 | [11 empty] | 2041 | 133.767
| 2035 | 78 | 93.483 | 93.483 |  | 84.8065 | 125.8957 | 71.3447 | [11 empty] | 2042 | 138.723
| 2036 | 79 | 94.6815 | 94.6815 |  | 85.8937 | 130.6974 | 72.2594 | [11 empty] | 2043 | 143.5582
| 2037 | 81 | 97.0785 | 97.0785 |  | 88.0682 | 137.3564 | 74.0887 | [11 empty] | 2044 | 148.2754
| 2038 | 82 | 98.277 | 98.277 |  | 89.1555 | 142.5285 | 75.0034 | [11 empty] | 2045 | 152.8776
| 2039 | 83 | 99.4755 | 99.4755 |  | 90.2428 | 147.8733 | 75.9181 | [11 empty] | 2046 | 157.3675
| 2040 | 84 | 100.674 | 100.674 |  | 91.33 | 153.3963 | 76.8328 | [11 empty] | 2047 | 161.748
| 2041 | 85 | 101.8725 | 101.8725 |  | 92.4173 | 159.103 | 77.7475 | [11 empty] | 2048 | 166.0216
| 2042 | 86 | 103.071 | 103.071 |  | 93.5045 | 164.9991 | 78.6621 | [11 empty] | 2049 | 170.1909
| 2043 | 87 | 104.2695 | 104.2695 |  | 94.5918 | 171.0907 | 79.5768 | [11 empty] | 2050 | 174.2586
| 2044 | 88 | 105.468 | 105.468 |  | 95.6791 | 177.3837 | 80.4915 | [11 empty] | 2051 | 178.227
| 2045 | 89 | 106.6665 | 106.6665 |  | 96.7663 | 183.8844 | 81.4062 | [11 empty] | 2052 | 182.0987
| 2046 | 90 | 107.865 | 107.865 |  | 97.8536 | 190.5992 | 82.3208 | [11 empty] | 2053 | 185.8759
| 2047 | 92 | 110.262 | 110.262 |  | 100.0281 | 199.7056 | 84.1502 | [11 empty] | 2054 | 189.561
| 2048 | 93 | 111.4605 | 111.4605 |  | 101.1154 | 206.9233 | 85.0649 | [11 empty] | 2055 | 193.1562
| 2049 | 94 | 112.659 | 112.659 |  | 102.2026 | 214.377 | 85.9795 | [11 empty] | 2056 | 196.6637
| 2050 | 95 | 113.8575 | 113.8575 |  | 103.2899 | 222.074 | 86.8942 | [11 empty] | 2057 | 200.0857
| 2051 | 96 | 115.056 | 115.056 |  | 104.3772 | 230.0219 | 87.8089 | [11 empty] | 2058 | 203.4242
| 2052 | 97 | 116.2545 | 116.2545 |  | 105.4644 | 238.2284 | 88.7236 | [11 empty] | 2059 | 206.6813
| 2053 | 98 | 117.453 | 117.453 |  | 106.5517 | 246.7015 | 89.6382 | [11 empty] | 2060 | 209.859
| 2054 | 99 | 118.6515 | 118.6515 |  | 107.639 | 255.4493 | 90.5529 | [11 empty] | 2061 | 212.9591
[8 empty] | 90.5529 | [11 empty] | 2062 | 215.9836
[8 empty] | 90.5529 | [11 empty] | 2063 | 218.9344
[20 empty] | 2064 | 221.8132
[20 empty] | 2065 | 224.6218
[20 empty] | 2066 | 227.3618
[20 empty] | 2067 | 230.0351
[20 empty] | 2068 | 232.6431
[20 empty] | 2069 | 235.1876
[20 empty] | 2070 | 237.6699
[20 empty] | 2071 | 240.0918
[20 empty] | 2072 | 242.4545
[20 empty] | 2073 | 244.7597
[20 empty] | 2074 | 247.0086
[20 empty] | 2075 | 249.2026
ID | 2020 | 2021 | 2022 | 2023 | 2024 | 2025 | 2026 | 2027 | 2028 | 2029 | 2030 | 2031 | 2032 | 2033 | 2034 | 2035 | 2036 | 2037 | 2038 | 2039 | 2040 | 2041 | 2042 | 2043 | 2044 | 2045 | 2046 | 2047
EmPrice_HR763 | 0 | 0 | 12.328 | 20.0455 | 27.7752 | 35.3165 | 42.6737 | 49.8516 | 56.8543 | 63.6863 | 70.3516 | 76.8544 | 83.1985 | 89.388 | 95.4264 | 101.3176 | 107.0651 | 112.6724 | 118.143 | 123.4801 | 128.687 | 133.767 | 138.723 | 143.5582 | 148.2754 | 152.8776 | 157.3675 | 161.748

## Thermal Options
2021 IRP Electric Supply-Side Resources - Thermal | [5 empty] | Valuation Year
as of 10/16/2020 | [5 empty] | 2020
2020 $ | Units | Frame Peaker | CCCT | Recip Peaker | Inflation: | 2.5%
|  | 1x0 F-CDass DuaD FueD CT (NG) | 1x1 F-CDass CC (NG OnDy) | 12x0 18 MW CDass RICE (NG OnDy)
ISO Capacity Primary | MW | 224.8138 | 336.0946 | 218.9877
Winter Capacity Primary (23o F) | MW | 236.9414 | 348.1655 | 218.9877
IncrementaD Capacity DF (23 degrees F) | MW |  | 19
CapitaD Cost + Duct Fire* | $/KW | 947.5304 | 1254.5317 | 1671.2675
O&M Fixed | $/KW-yr | 7.6767 | 12.8675 | 6.4039
O&M Fixed | $MW-week | 147.6293 | 247.4515 | 123.1512
Flexibility | $/KW-yr
O&M Variable | $/MWh | 7.8647 | 3.3244 | 7.0464
Start Up Costs | $/Start | 6831.1637
Capacity Credit | %
Operating Reserves | % | 3% | 3% | 3%
Forced Outage Rate | % | 2.38% | 3.88% | 3.3%
Heat Rate – Baseload (HHV) | Btu/KWh | 9903.8764 | 6624.2245 | 8444.9066
Heat Rate – Turndown (HHV) | Btu/KWh | 15793.9968 | 7988.4441 | 11288.0638
Heat Rate – DF | Btu/KWh |  | 8867
Min Capacity | % | 30% | 38% | 30%
Start Time (hot) | minutes | 21 | 45 | 5
Start Time (warm) | minutes | 21 | 60 | 5
Start Time (cold) | minutes | 21 | 150 | 5
Start up fuel (hot) | mmBtu | 365.7575 | 839.1952 | 69.4086
Start up fuel (warm) | mmBtu | 365.7575 | 1118.9269 | 69.4086
mmBtu/MW/Start (warm) |  | 1.5437 | 3.2138 | 0.31695
Start up fuel (cold) | mmBtu | 365.7575 | 2797.3172 | 69.4086
Ramp Rate | MW/min | 40 | 40 | 16
Location |  | PSE | PSE | PSE
Fixed Gas Transport | $/Dth/Day | 0 | 0.25276 | 0.25276
Fixed Gas Transport | $/KW-yr | 0 | 14.6673 | 18.6986
Variable Gas Transport | $/MMBtu | 0.041626 | 0.06472 | 0.06472
Fixed Transmission | $/KW-yr | 0 | 0 | 0
Variable Transmission | $/MWh | 0 | 0 | 0
Emissions:
CO2 - Natural Gas | lbs/MMBtu | 118 | 118 | 118
CO2 - Distillate Fuel Oil | lbs/MMBtu
NOx - Natural Gas | lbs/MMBtu | 0.0038903 | 0.0081047 | 0.029177
NOx - Distillate Fuel Oil | lbs/MMBtu
First Year Available |  | 2025 | 2025 | 2025
Economic Life | Years | 30 | 30 | 30
Greenfield Dev. & Const. Lead-time | years | 1.8333 | 2.6667 | 2.3333
|  | 1x0 F-CDass DuaD FueD CT (NG) | 1x1 F-CDass CC (NG OnDy) | 12x0 18 MW CDass RICE (NG OnDy)
|  | 67.4441 | 127.7159 | 65.6963
| Min Capacity | 5.4231 | 8.7611 | 1.0565
| a. UBB heat rate |  | 8867
| b. UBB segment size |  | 5.3507

## Energy Storage Summary
2021 IRP Electric Supply-Side Resources - Energy Storage | [7 empty] | Inflation
as of 10/16/2020 | [7 empty] | 2.5%
2020 $ | Units | Pumped Hydro Energy Storage | Battery Energy Storage System (BESS)
|  | Closed Loop (8 Hour) | Li-Ion 2-hr (2 Cycles Daily) | Li-Ion 4-hr (2 Cycles Daily) | Flow 4-hr (2 Cycles Daily) | Flow 6-hr (2 Cycles Daily)
Nameplate Capacity | MW | 25 | 25 | 25 | 25 | 25
Winter Capacity | MW | 10.5 | 4.7 | 9.4 | 8.8 | 11.3
Capacity Credit | % | 42% | 18.8% | 37.6% | 35.2% | 45.2%
Operating Reserves | % | 3% | 3% | 3% | 3% | 3%
Capital Cost | $/KW | 2656.152 | 1172.2732 | 2074.2531 | 2737.7864 | 3790.7063
O&M Fixed | $/KW-yr | 15.9999 | 23.4879 | 31.9324 | 21.7599 | 37.9695
O&M Variable | $/MWh | 0% | 0% | 0% | 0% | 0%
Forced Outage Rate | % | 1% | 2% | 2% | 5% | 5%
Degredation | %/year | (a) | (d) | (d) | (d) | (d)
Operating Range (e) | % | 147-500 MW (b) | 2% | 2% | 2% | 2%
R/T Efficiency | % | 80% | 82% | 87% | 73% | 73%
Discharge at Nominal Power | Hours | 8 | 2 | 4 | 4 | 6
Maximum Storage | MWh | 200 | 50 | 100 | 100 | 150
Losses |  | 1.9%
Location |  | PNW | PSE | PSE | PSE | PSE
Fixed Transmission | $/KW-yr | 22.2 | 0 | 0 | 0 | 0
Variable Transmission | $/MWh | 0 | 0 | 0 | 0 | 0
Flexbility Benefit | $/KW-yr | 0 | 0 | 0 | 0 | 0
First Year Available |  | 2028 | 2023 | 2023 | 2023 | 2023
Economic Life | Years | 30 | 30 | 30 | 30 | 30
Greenfield Dev. & Const. Leadtime | years | 5 - 8 | 1 | 1 | 1 | 1
Heat Rate for Aurora |  | 4265 | 4160.9756 | 3921.8391 | 4673.9726 | 4673.9726 | heat rate for storage in Aurora: 100% efficicency = 3412. Heat Rate = 3412/ RT Efficiency rate
200
Notes
PHES (assumed to represent a slice of a larger project).
a - PHES degradation close to zero
b - The operating range minimum is the average of the minimum at max (111 MW) and min head (183 MW).
c - The operating range minimum is the average of the minimum at max (86 MW) and min head (139 MW).
Li-ion BESS: Additional capacity prepurchased included in capital to ensure 20 yr operating life
d - Fixed O&M costs costs include augmentation by OEM ensuring MW and MWh rating for project life. | [9 empty] | d - Fixed O&M costs costs include augmentation by OEM ensuring MW and MWh rating for project life.
e - Battery can discharge upto the indicated percent of nameplate | [9 empty] | e - Battery can discharge upto the indicated percent of nameplate
| 2020 | 2021 | 2022 | 2023 | 2024 | 2025 | 2026 | 2027 | 2028 | 2029 | 2030 | 2031 | 2032 | 2033 | 2034 | 2035 | 2036 | 2037 | 2038 | 2039 | 2040 | 2041 | 2042 | 2043 | 2044 | 2045 | 2046 | 2047 | 2048 | 2049 | 2050 | 2051 | 2052 | 2053 | 2054 | 2055 | 2056 | 2057 | 2058 | 2059 | 2060 | 2061 | 2062 | 2063 | 2064 | 2065 | 2066 | 2067 | 2068 | 2069 | 2070 | 2071 | 2072 | 2073 | 2074 | 2075 | 2076 | 2077
Pumped Hydro Storage Fixed Transmission | 22.2 | 22.886 | 23.5932 | 24.3222 | 25.0737 | 25.8485 | 26.6472 | 27.4706 | 28.3195 | 29.1946 | 30.0967 | 31.0267 | 31.9854 | 32.9737 | 33.9926 | 35.043 | 36.1258 | 37.2421 | 38.3929 | 39.5792 | 40.8022 | 42.063 | 43.3628 | 44.7027 | 46.084 | 47.508 | 48.976 | 50.4893 | 52.0494 | 53.6578 | 55.3158 | 57.0251 | 58.7871 | 60.6037 | 62.4763 | 64.4068 | 66.397 | 68.4487 | 70.5637 | 72.7441 | 74.9919 | 77.3092 | 79.698 | 82.1607 | 84.6995 | 87.3167 | 90.0148 | 92.7962 | 95.6636 | 98.6196 | 101.667 | 104.8085 | 108.0471 | 111.3857 | 114.8276 | 118.3757 | 122.0335 | 125.8044
| 350.3957 | 352.4126 | 354.4411 | 356.4813 | 358.5332 | 360.597 | 362.6726 | 364.7602 | 366.8598 | 368.9715 | 371.0953 | 373.2314 | 375.3797 | 377.5404 | 379.7136 | 381.8993 | 384.0975 | 386.3084 | 388.532 | 390.7685 | 393.0178 | 395.28 | 397.5553 | 399.8437 | 402.1452 | 404.46 | 406.7881 | 409.1296 | 411.4846 | 413.8531 | 416.2353 | 418.6312 | 421.0409 | 423.4645 | 425.902 | 428.3535 | 430.8191 | 433.299 | 435.7931 | 438.3015 | 440.8245 | 443.3619 | 445.9139 | 448.4806 | 451.0621 | 453.6585 | 456.2698 | 458.8961 | 461.5376 | 464.1942 | 466.8662 | 469.5535 | 472.2563 | 474.9747 | 477.7087 | 480.4584 | 483.224 | 486.0054

## Renewable Resource Summary
2021 IRP Electric Supply-Side Resources - Renewables
as of 10/16/2020 | [15 empty] | Inflation:
2020 $ | Units | On-Shore Wind - MT East | On-Shore Wind - MT Central | On-Shore Wind - SE Wash. | Offshore Wind - WA Coast | Solar PV - WA | Solar PV - WY West | Solar PV - WY Anticline | Solar PV - ID | On-Shore Wind - WY West | On-Shore Wind - WY East | On-Shore Wind - ID | Biomass | DERGround | DER Roof | 2.5%
ISO Capacity Primary | MW | 200 | 200 | 100 | 100 | 100 | 400 | 400 | 400 | 400 | 400 | 400 | 14.805 | 50 | 300
Winter Capacity Primary | MW | 51.4 | 135 | 24.6 | 104.4 | 1 | Information on the tabs 21IRP Reliable Capacity and New ELCC Sheet | [5 empty] | 0
Capacity Credit | % | 0.514 | 0.45 | 0.082 | 0.476 | 0.01 | [6 empty] | 0
Operating Reserves | % | 0.03 | 0.03 | 0.03 | 0.03 | 0.03 | 0.03 | 0.03 | 0.03 | 0.03 | 0.03 | 0.03 | 0.03
Capacity Factor | % | 0.458 | 0.458 | 0.319 | 0.353 | 0.242 | [6 empty] | 0.84625
Capital Cost | $/KW | 1805.8993 | 1805.8993 | 1805.8993 | 5609.1746 | 1675.0134 | 1675.0134 | 1675.0134 | 1675.0134 | 1805.8993 | 1805.8993 | 1805.8993 | 7092.62 | 3657.547 | 4389.0564
O&M Fixed | $/KW-yr | 40.6039 | 40.6039 | 40.6039 | 110.0846 | 22.2275 | 22.2275 | 22.2275 | 22.2275 | 40.6039 | 40.6039 | 40.6039 | 207.0034 | 3.25 | 0
O&M Variable | $/MWh | 0 | 0 | 0 | 0 | 0 | 0 | 0 | 0 | 0 | 110.0846 | 0 | 6.198 | 0 | 0
Land Area | acres/MW | 48.2 | 48.2 | 48.2 |  | 5 - 7 | 5 - 7 | 5 - 7 | 5 - 7 | 48.2 | 48.2 | 48.2 | 6 - 8 | * | *
Degradation | %/year | 0 | 0 | 0 | 0 | 0.005 | 0.005 | 0.005 | 0.005 | 0 | 0 | 0 | N/A | * | *
Location | - | Eastern MT | Central MT | Eastern WA | Coast of WA | Eastern WA | Rock Springs, WY | Anticline Region WY | Twin Falls, Idaho | Western WY | Eastern WY | Idaho | Western WA | Western WA | Western WA
Fixed Transmission | $/KW-yr | 49.6535 | 49.6535 | 33.36 | 33.36 | 30.48 | 207.796 | 227.904 | 154.784 | 210.676 | 230.784 | 157.664 | 22.2 | 0 | 0
Variable Transmission | $/MWh | 0 | 0 | 9.53 | 9.53 | 9.53 | 9.53 | 9.53 | 9.53 | 9.53 | 9.53 | 9.53 | 0 | 0 | 0
Loss Factor to PSE | % | 0.046 | 0.046 | 0.019 | 0.019 | 0.019 | 0.069 | 0.069 | 0.059 | 0.069 | 0.069 | 0.059 | 0.019 | * | *
Heat Rate – Baseload (HHV) | Btu/KWh | [11 empty] | 14599 | 0 | 0
Emissions:
NOx | lbs/MMBtu | [11 empty] | 0.029 | 0 | 0
SO2 | lbs/MMBtu | [11 empty] | 0.032 | 0 | 0
CO2 | lbs/MMBtu | [11 empty] | 213 | 0 | 0
First Year Available |  | 2024 | 2024 | 2024 | 2030 | 2024 | 2026 | 2026 | 2026 | 2026 | 2026 | 2026 | 2024 | 2024 | 2024
Economic Life | Years | 30 | 30 | 30 | 30 | 30 | 30 | 30 | 30 | 30 | 30 | 30 | 30 | 30 | 30
Greenfield Dev. & Const. Leadtime | years | 2 | 2 | 2 | 3.1667 | 1 | 1 | 1 | 1 | 2 | 2 | 2 | 3.3333 | * | *
From 2021 IRP Proposed Generic Resource Costs (W/ stakeholder feedback)
Peak capacity for first build saturation curves are reflected in the models.
Notes
Li-ion BESS: Additional capacity prepurchased included in capital to ensure 20 yr operating life
d - Fixed O&M costs costs include augmentation by OEM ensuring MW and MWh rating for project life.
e - Battery can discharge upto the indicated percent of nameplate
FIXED | 2020 | 2021 | 2022 | 2023 | 2024 | 2025 | 2026 | 2027 | 2028 | 2029 | 2030 | 2031 | 2032 | 2033 | 2034 | 2035 | 2036 | 2037 | 2038 | 2039 | 2040 | 2041 | 2042 | 2043 | 2044 | 2045 | 2046 | 2047
Wind Fixed Transmission | 33.36 | 34.3908 | 35.4535 | 36.549 | 37.6784 | 38.8426 | 40.0429 | 41.2802 | 42.5558 | 43.8707 | 45.2263 | 46.6238 | 48.0645 | 49.5497 | 51.0808 | 52.6592 | 54.2864 | 55.9638 | 57.6931 | 59.4758 | 61.3136 | 63.2082 | 65.1613 | 67.1748 | 69.2505 | 71.3904 | 73.5963 | 75.8704
| 526.5405 | 542.8106 | 559.5834 | 576.8746 | 594.7 | 613.0762 | 632.0203 | 651.5497 | 671.6826 | 692.4376 | 713.8339 | 735.8914 | 758.6304 | 782.0721 | 806.2381 | 831.1509 | 856.8334 | 883.3096 | 910.6039 | 938.7415 | 967.7486 | 997.6521 | 1028.4795 | 1060.2595 | 1093.0216 | 1126.7959 | 1161.6139 | 1197.5078
Solar Fixed Transmission | 30.48 | 31.4218 | 32.3928 | 33.3937 | 34.4256 | 35.4893 | 36.5859 | 37.7164 | 38.8819 | 40.0833 | 41.3219 | 42.5988 | 43.9151 | 45.272 | 46.6709 | 48.1131 | 49.5998 | 51.1324 | 52.7124 | 54.3412 | 56.0203 | 57.7514 | 59.5359 | 61.3755 | 63.2721 | 65.2272 | 67.2427 | 69.3205
| 481.0838 | 483.8529 | 486.638 | 489.4392 | 492.2564 | 495.0899 | 497.9397 | 500.8059 | 503.6886 | 506.5878 | 509.5038 | 512.4366 | 515.3862 | 518.3528 | 521.3365 | 524.3374 | 527.3555 | 530.391 | 533.444 | 536.5146 | 539.6028 | 542.7088 | 545.8327 | 548.9745 | 552.1345 | 555.3126 | 558.5091 | 561.7239
Solar West Fixed Transmission | 8.28 | 8.5359 | 8.7996 | 9.0715 | 9.3518 | 9.6408 | 9.9387 | 10.2458 | 10.5624 | 10.8888 | 11.2252 | 11.5721 | 11.9297 | 12.2983 | 12.6783 | 13.0701 | 13.474 | 13.8903 | 14.3195 | 14.762 | 15.2181 | 15.6884 | 16.1731 | 16.6729 | 17.1881 | 17.7192 | 18.2667 | 18.8312
| 130.6881 | 131.4404 | 132.1969 | 132.9579 | 133.7232 | 134.4929 | 135.2671 | 136.0457 | 136.8288 | 137.6164 | 138.4085 | 139.2052 | 140.0065 | 140.8124 | 141.6229 | 142.4381 | 143.258 | 144.0826 | 144.912 | 145.7461 | 146.585 | 147.4288 | 148.2774 | 149.1309 | 149.9893 | 150.8526 | 151.721 | 152.5943
Biomass Fixed Transmission | 22.2 | 22.886 | 23.5932 | 24.3222 | 25.0737 | 25.8485 | 26.6472 | 27.4706 | 28.3195 | 29.1946 | 30.0967 | 31.0267 | 31.9854 | 32.9737 | 33.9926 | 35.043 | 36.1258 | 37.2421 | 38.3929 | 39.5792 | 40.8022 | 42.063 | 43.3628 | 44.7027 | 46.084 | 47.508 | 48.976 | 50.4893
| 350.3957 | 352.4126 | 354.4411 | 356.4813 | 358.5332 | 360.597 | 362.6726 | 364.7602 | 366.8598 | 368.9715 | 371.0953 | 373.2314 | 375.3797 | 377.5404 | 379.7136 | 381.8993 | 384.0975 | 386.3084 | 388.532 | 390.7685 | 393.0178 | 395.28 | 397.5553 | 399.8437 | 402.1452 | 404.46 | 406.7881 | 409.1296
Offshore Wind Fixed Transmission | 33.36 | 34.3908 | 35.4535 | 36.549 | 37.6784 | 38.8426 | 40.0429 | 41.2802 | 42.5558 | 43.8707 | 45.2263 | 46.6238 | 48.0645 | 49.5497 | 51.0808 | 52.6592 | 54.2864 | 55.9638 | 57.6931 | 59.4758 | 61.3136 | 63.2082 | 65.1613 | 67.1748 | 69.2505 | 71.3904 | 73.5963 | 75.8704
| 350.3957 | 352.4126 | 354.4411 | 356.4813 | 358.5332 | 360.597 | 362.6726 | 364.7602 | 366.8598 | 368.9715 | 371.0953 | 373.2314 | 375.3797 | 377.5404 | 379.7136 | 381.8993 | 384.0975 | 386.3084 | 388.532 | 390.7685 | 393.0178 | 395.28 | 397.5553 | 399.8437 | 402.1452 | 404.46 | 406.7881 | 409.1296
Montana Wind Fixed Transmission | 49.6535 | 51.1878 | 52.7695 | 54.4001 | 56.081 | 57.8139 | 59.6004 | 61.442 | 63.3406 | 65.2978 | 67.3155 | 69.3956 | 71.5399 | 73.7505 | 76.0294 | 78.3787 | 80.8006 | 83.2973 | 85.8712 | 88.5246 | 91.26 | 94.08 | 96.987 | 99.9839 | 103.0735 | 106.2584 | 109.5418 | 112.9266
| 783.7104 | 788.2215 | 792.7586 | 797.3218 | 801.9112 | 806.5271 | 811.1696 | 815.8387 | 820.5348 | 825.2579 | 830.0081 | 834.7857 | 839.5908 | 844.4236 | 849.2842 | 854.1728 | 859.0895 | 864.0345 | 869.0079 | 874.01 | 879.0409 | 884.1007 | 889.1897 | 894.308 | 899.4557 | 904.6331 | 909.8402 | 915.0773
Idaho Wind Fixed Transmission | 157.664 | 162.5358 | 167.5582 | 172.7357 | 178.0733 | 183.5757 | 189.2482 | 195.096 | 201.1244 | 207.3392 | 213.746 | 220.3507 | 227.1596 | 234.1788 | 241.4149 | 248.8746 | 256.5649 | 264.4927 | 272.6655 | 281.0909 | 289.7766 | 298.7307 | 307.9615 | 317.4775 | 327.2876 | 337.4007 | 347.8264 | 358.5743
| 2488.5036 | 2502.8277 | 2517.2342 | 2531.7236 | 2546.2965 | 2560.9532 | 2575.6943 | 2590.5203 | 2605.4315 | 2620.4287 | 2635.5121 | 2650.6824 | 2665.94 | 2681.2854 | 2696.7191 | 2712.2417 | 2727.8536 | 2743.5554 | 2759.3476 | 2775.2307 | 2791.2052 | 2807.2716 | 2823.4305 | 2839.6825 | 2856.028 | 2872.4675 | 2889.0017 | 2905.6311
Idaho Solar Fixed Tranmission | 154.784 | 159.5668 | 164.4974 | 169.5804 | 174.8204 | 180.2224 | 185.7913 | 191.5322 | 197.4506 | 203.5518 | 209.8415 | 216.3256 | 223.0101 | 229.9011 | 237.0051 | 244.3285 | 251.8783 | 259.6613 | 267.6848 | 275.9563 | 284.4834 | 293.2739 | 302.3361 | 311.6782 | 321.3091 | 331.2375 | 341.4728 | 352.0243
| 2443.0469 | 2457.1093 | 2471.2526 | 2485.4774 | 2499.7841 | 2514.1731 | 2528.6449 | 2543.2 | 2557.8389 | 2572.5621 | 2587.37 | 2602.2632 | 2617.2421 | 2632.3072 | 2647.459 | 2662.698 | 2678.0248 | 2693.4397 | 2708.9434 | 2724.5364 | 2740.2191 | 2755.992 | 2771.8558 | 2787.8109 | 2803.8578 | 2819.9971 | 2836.2292 | 2852.5548
WY West Wind Fixed Transmission | 210.676 | 217.1859 | 223.8969 | 230.8153 | 237.9475 | 245.3001 | 252.8799 | 260.6939 | 268.7493 | 277.0537 | 285.6146 | 294.4401 | 303.5383 | 312.9177 | 322.5868 | 332.5548 | 342.8307 | 353.4242 | 364.345 | 375.6032 | 387.2094 | 399.1741 | 411.5086 | 424.2242 | 437.3328 | 450.8463 | 464.7775 | 479.1391
| 3325.2232 | 3344.3635 | 3363.614 | 3382.9752 | 3402.448 | 3422.0328 | 3441.7304 | 3461.5413 | 3481.4663 | 3501.5059 | 3521.6609 | 3541.932 | 3562.3197 | 3582.8247 | 3603.4478 | 3624.1896 | 3645.0508 | 3666.0321 | 3687.1341 | 3708.3576 | 3729.7033 | 3751.1718 | 3772.7639 | 3794.4803 | 3816.3217 | 3838.2888 | 3860.3824 | 3882.6031
WY East Wind Fixed Transmission | 230.784 | 237.9152 | 245.2668 | 252.8456 | 260.6585 | 268.7128 | 277.0161 | 285.5758 | 294.4001 | 303.4971 | 312.8752 | 322.543 | 332.5096 | 342.7841 | 353.3762 | 364.2955 | 375.5522 | 387.1568 | 399.1199 | 411.4527 | 424.1666 | 437.2734 | 450.7851 | 464.7144 | 479.0741 | 493.8774 | 509.1383 | 524.8706
| 3642.5995 | 3663.5667 | 3684.6546 | 3705.8638 | 3727.1951 | 3748.6492 | 3770.2268 | 3791.9286 | 3813.7553 | 3835.7076 | 3857.7863 | 3879.9921 | 3902.3258 | 3924.7879 | 3947.3794 | 3970.1009 | 3992.9532 | 4015.937 | 4039.0531 | 4062.3023 | 4085.6853 | 4109.2029 | 4132.8559 | 4156.645 | 4180.5711 | 4204.6348 | 4228.8371 | 4253.1787
WY Anticline Solar Fixed Transmission | 227.904 | 234.9462 | 242.2061 | 249.6902 | 257.4057 | 265.3595 | 273.5591 | 282.0121 | 290.7263 | 299.7097 | 308.9707 | 318.5179 | 328.3601 | 338.5065 | 348.9663 | 359.7494 | 370.8656 | 382.3254 | 394.1392 | 406.3181 | 418.8734 | 431.8165 | 445.1597 | 458.9151 | 473.0956 | 487.7142 | 502.7846 | 518.3207
| 3597.1428 | 3617.8483 | 3638.673 | 3659.6176 | 3680.6827 | 3701.8691 | 3723.1774 | 3744.6083 | 3766.1627 | 3787.8411 | 3809.6443 | 3831.5729 | 3853.6278 | 3875.8097 | 3898.1192 | 3920.5572 | 3943.1243 | 3965.8213 | 3988.649 | 4011.608 | 4034.6992 | 4057.9234 | 4081.2812 | 4104.7734 | 4128.4009 | 4152.1644 | 4176.0646 | 4200.1025
WY West Solar Fixed Transmission | 207.796 | 214.2169 | 220.8362 | 227.66 | 234.6947 | 241.9468 | 249.423 | 257.1301 | 265.0754 | 273.2663 | 281.7102 | 290.4151 | 299.3889 | 308.64 | 318.177 | 328.0086 | 338.1441 | 348.5928 | 359.3643 | 370.4686 | 381.9161 | 393.7173 | 405.8832 | 418.425 | 431.3543 | 444.6832 | 458.4239 | 472.5892
| 3279.7664 | 3298.6451 | 3317.6324 | 3336.729 | 3355.9356 | 3375.2527 | 3394.6809 | 3414.2211 | 3433.8736 | 3453.6394 | 3473.5188 | 3493.5128 | 3513.6218 | 3533.8465 | 3554.1877 | 3574.6459 | 3595.2219 | 3615.9164 | 3636.7299 | 3657.6633 | 3678.7172 | 3699.8922 | 3721.1892 | 3742.6087 | 3764.1515 | 3785.8184 | 3807.6099 | 3829.5269
VARIABLE $/MWh (2012$)
Idaho Wind Variable Transmission | 0 | 0 | 0 | 0 | 0 | 0 | 0 | 0 | 0 | 0 | 0 | 0 | 0 | 0 | 0 | 0 | 0 | 0 | 0 | 0 | 0 | 0 | 0 | 0 | 0 | 0 | 0 | 0
| 0 | 0 | 0 | 0 | 0 | 0 | 0 | 0 | 0 | 0 | 0 | 0 | 0 | 0 | 0 | 0 | 0 | 0 | 0 | 0 | 0 | 0 | 0 | 0 | 0 | 0 | 0 | 0
Idaho Solar Variable Tranmission | 0 | 0 | 0 | 0 | 0 | 0 | 0 | 0 | 0 | 0 | 0 | 0 | 0 | 0 | 0 | 0 | 0 | 0 | 0 | 0 | 0 | 0 | 0 | 0 | 0 | 0 | 0 | 0
| 0 | 0 | 0 | 0 | 0 | 0 | 0 | 0 | 0 | 0 | 0 | 0 | 0 | 0 | 0 | 0 | 0 | 0 | 0 | 0 | 0 | 0 | 0 | 0 | 0 | 0 | 0 | 0
WY West Wind Variable Transmission | 0 | 0 | 0 | 0 | 0 | 0 | 0 | 0 | 0 | 0 | 0 | 0 | 0 | 0 | 0 | 0 | 0 | 0 | 0 | 0 | 0 | 0 | 0 | 0 | 0 | 0 | 0 | 0
| 0 | 0 | 0 | 0 | 0 | 0 | 0 | 0 | 0 | 0 | 0 | 0 | 0 | 0 | 0 | 0 | 0 | 0 | 0 | 0 | 0 | 0 | 0 | 0 | 0 | 0 | 0 | 0
WY East Wind Variable Transmission | 0 | 0 | 0 | 0 | 0 | 0 | 0 | 0 | 0 | 0 | 0 | 0 | 0 | 0 | 0 | 0 | 0 | 0 | 0 | 0 | 0 | 0 | 0 | 0 | 0 | 0 | 0 | 0
| 0 | 0 | 0 | 0 | 0 | 0 | 0 | 0 | 0 | 0 | 0 | 0 | 0 | 0 | 0 | 0 | 0 | 0 | 0 | 0 | 0 | 0 | 0 | 0 | 0 | 0 | 0 | 0
WY Anticline Solar Variable Transmission | 0 | 0 | 0 | 0 | 0 | 0 | 0 | 0 | 0 | 0 | 0 | 0 | 0 | 0 | 0 | 0 | 0 | 0 | 0 | 0 | 0 | 0 | 0 | 0 | 0 | 0 | 0 | 0
| 0 | 0 | 0 | 0 | 0 | 0 | 0 | 0 | 0 | 0 | 0 | 0 | 0 | 0 | 0 | 0 | 0 | 0 | 0 | 0 | 0 | 0 | 0 | 0 | 0 | 0 | 0 | 0
WY West Solar Variable Transmission | 0 | 0 | 0 | 0 | 0 | 0 | 0 | 0 | 0 | 0 | 0 | 0 | 0 | 0 | 0 | 0 | 0 | 0 | 0 | 0 | 0 | 0 | 0 | 0 | 0 | 0 | 0 | 0
| 0 | 0 | 0 | 0 | 0 | 0 | 0 | 0 | 0 | 0 | 0 | 0 | 0 | 0 | 0 | 0 | 0 | 0 | 0 | 0 | 0 | 0 | 0 | 0 | 0 | 0 | 0 | 0

## Combo Resource Summary
2021 IRP Electric Supply-Side Resources - Combo
as of 10/16/2020 | [11 empty] | Inflation:
2020 $ | Units | MT Wind + PHES | Wind + Battery | Solar + Battery |  | On-Shore Wind - MT East | On-Shore Wind - SE Wash. | Solar PV - WA |  | Pumped Hydro Energy Storage | Li-Ion 2-hr (2 Cycles Daily) | 2.5%
ISO Capacity Primary | MW | 300 | 125 | 125 |  | 200 | 100 | 100 |  | 100 | 25
Winter Capacity Primary | MW |  |  |  |  | 51.4 | 24.6 | 1 |  | 10.5 | 4.7
Capacity Credit | % |  |  |  |  | 0.514 | 0.082 | 0.01 |  | 0.42 | 0.188
Operating Reserves | % | 0.03 | 0.03 | 0.03 |  | 0.03 | 0.03 | 0.03 |  | 3% | 3%
Capacity Factor | % | 0.458 | 0.319 | 0.242 |  | 0.458 | 0.319 | 0.242
Capital Cost | $/KW | 4015.8462 | 2680.3553 | 2562.5579 |  | 1805.8993 | 1805.8993 | 1675.0134 |  | 2656.152 | 1172.2732
O&M Fixed | $/KW-yr | 56.6038 | 64.0918 | 45.7155 |  | 40.6039 | 40.6039 | 22.2275 |  | 15.9999 | 23.4879
O&M Variable | $/MWh | 0 | 0 | 0 |  | 0 | 0 | 0 |  | 0 | 0
Land Area | acres/MW | 48.2 | 48.2 | 5 - 7 |  | 48.2 | 48.2 | 5 - 7
Degradation | %/year | 0 | 0 | 0.005 |  | 0 | 0 | 0.005 |  | (a) | (d)
Location | - | Eastern MT | Eastern WA | Eastern WA |  | Eastern MT | Eastern WA | Eastern WA
Fixed Transmission | $/KW-yr | 49.6535 | 33.36 | 30.48 |  | 49.6535 | 33.36 | 30.48 |  | 22.2 | 0
Variable Transmission | $/MWh | 9.53 | 9.53 | 9.53 |  | 9.53 | 9.53 | 9.53 |  | 0 | 0
Loss Factor to PSE | % | 0.046 | 0.019 | 0.019 |  | 4.6% | 1.9% | 1.9%
Heat Rate – Baseload (HHV) | Btu/KWh
Emissions:
NOx | lbs/MMBtu
SO2 | lbs/MMBtu
CO2 | lbs/MMBtu
First Year Available |  | 2028 | 2024 | 2024 |  | 2024 | 2024 | 2024 |  | 2028 | 2023
Economic Life | Years | 30 | 30 | 30 |  | 30 | 30 | 30 |  | 30 | 30
Greenfield Dev. & Const. Leadtime | years | 5 - 8 | 2 | 1 |  | 2 | 2 | 1 |  | 5 - 8 | 1
Forced Outage Rate | % | 0.01 | 0.02 | 0.02 | [5 empty] | 0.01 | 0.02
Operating Range (e) | % | 147-500 MW (b) | 0.02 | 0.02 | [5 empty] | 147-500 MW (b) | 0.02
R/T Efficiency | % | 80% | 82% | 82% | [5 empty] | 80% | 82%
Discharge at Nominal Power | Hours | 8 | 2 | 2 | [5 empty] | 8 | 2
Heat Rate for Aurora |  | 4265 | 4160.9756 | 4160.9756 | [5 empty] | 4265 | 4160.9756
| 2020 | 2021 | 2022 | 2023 | 2024 | 2025 | 2026 | 2027 | 2028 | 2029 | 2030 | 2031 | 2032 | 2033 | 2034 | 2035 | 2036 | 2037 | 2038 | 2039 | 2040 | 2041 | 2042 | 2043 | 2044 | 2045 | 2046 | 2047 | 2048 | 2049 | 2050 | 2051 | 2052 | 2053 | 2054 | 2055 | 2056 | 2057 | 2058 | 2059 | 2060 | 2061 | 2062 | 2063 | 2064 | 2065 | 2066 | 2067 | 2068 | 2069 | 2070 | 2071 | 2072 | 2073 | 2074 | 2075 | 2076 | 2077
Montana Wind + PH | 49.6535 | 51.1878 | 52.7695 | 54.4001 | 56.081 | 57.8139 | 59.6004 | 61.442 | 63.3406 | 65.2978 | 67.3155 | 69.3956 | 71.5399 | 73.7505 | 76.0294 | 78.3787 | 80.8006 | 83.2973 | 85.8712 | 88.5246 | 91.26 | 94.08 | 96.987 | 99.9839 | 103.0735 | 106.2584 | 109.5418 | 112.9266 | 116.4161 | 120.0133 | 123.7218 | 127.5448 | 131.4859 | 135.5488 | 139.7373 | 144.0551 | 148.5064 | 153.0953 | 157.8259 | 162.7028 | 167.7303 | 172.9131 | 178.2562 | 183.7643 | 189.4426 | 195.2964 | 201.331 | 207.5521 | 213.9655 | 220.577 | 227.3929 | 234.4193 | 241.6629 | 249.1303 | 256.8284 | 264.7644 | 272.9456 | 281.3796
| 783.7104 | 788.2215 | 792.7586 | 797.3218 | 801.9112 | 806.5271 | 811.1696 | 815.8387 | 820.5348 | 825.2579 | 830.0081 | 834.7857 | 839.5908 | 844.4236 | 849.2842 | 854.1728 | 859.0895 | 864.0345 | 869.0079 | 874.01 | 879.0409 | 884.1007 | 889.1897 | 894.308 | 899.4557 | 904.6331 | 909.8402 | 915.0773 | 920.3446 | 925.6422 | 930.9703 | 936.3291 | 941.7187 | 947.1393 | 952.5911 | 958.0743 | 963.5891 | 969.1356 | 974.714 | 980.3246 | 985.9674 | 991.6428 | 997.3507 | 1003.0916 | 1008.8655 | 1014.6726 | 1020.5132 | 1026.3873 | 1032.2953 | 1038.2373 | 1044.2135 | 1050.2241 | 1056.2693 | 1062.3493 | 1068.4643 | 1074.6145 | 1080.8001 | 1087.0212
| 2020 | 2021 | 2022 | 2023 | 2024 | 2025 | 2026 | 2027 | 2028 | 2029 | 2030 | 2031 | 2032 | 2033 | 2034 | 2035 | 2036 | 2037 | 2038 | 2039 | 2040 | 2041 | 2042 | 2043 | 2044 | 2045 | 2046 | 2047 | 2048 | 2049 | 2050 | 2051 | 2052 | 2053 | 2054 | 2055 | 2056 | 2057 | 2058 | 2059 | 2060 | 2061 | 2062 | 2063 | 2064 | 2065 | 2066 | 2067 | 2068 | 2069 | 2070 | 2071 | 2072 | 2073 | 2074 | 2075 | 2076 | 2077
WA Wind + Battery | 33.36 | 34.3908 | 35.4535 | 36.549 | 37.6784 | 38.8426 | 40.0429 | 41.2802 | 42.5558 | 43.8707 | 45.2263 | 46.6238 | 48.0645 | 49.5497 | 51.0808 | 52.6592 | 54.2864 | 55.9638 | 57.6931 | 59.4758 | 61.3136 | 63.2082 | 65.1613 | 67.1748 | 69.2505 | 71.3904 | 73.5963 | 75.8704 | 78.2148 | 80.6317 | 83.1232 | 85.6917 | 88.3396 | 91.0693 | 93.8833 | 96.7843 | 99.7749 | 102.858 | 106.0363 | 109.3128 | 112.6906 | 116.1727 | 119.7625 | 123.4631 | 127.2781 | 131.211 | 135.2654 | 139.4451 | 143.754 | 148.196 | 152.7753 | 157.496 | 162.3626 | 167.3796 | 172.5517 | 177.8835 | 183.3801 | 189.0466
| 526.5405 | 529.5713 | 532.6196 | 535.6854 | 538.7688 | 541.87 | 544.9891 | 548.1261 | 551.2812 | 554.4544 | 557.6459 | 560.8558 | 564.0841 | 567.331 | 570.5966 | 573.8811 | 577.1844 | 580.5067 | 583.8482 | 587.2088 | 590.5889 | 593.9884 | 597.4074 | 600.8461 | 604.3047 | 607.7831 | 611.2816 | 614.8002 | 618.339 | 621.8982 | 625.4779 | 629.0783 | 632.6993 | 636.3412 | 640.004 | 643.6879 | 647.3931 | 651.1195 | 654.8674 | 658.6369 | 662.4281 | 666.2411 | 670.076 | 673.9331 | 677.8123 | 681.7138 | 685.6379 | 689.5845 | 693.5538 | 697.5459 | 701.5611 | 705.5993 | 709.6608 | 713.7457 | 717.8541 | 721.9861 | 726.142 | 730.3217
| 2020 | 2021 | 2022 | 2023 | 2024 | 2025 | 2026 | 2027 | 2028 | 2029 | 2030 | 2031 | 2032 | 2033 | 2034 | 2035 | 2036 | 2037 | 2038 | 2039 | 2040 | 2041 | 2042 | 2043 | 2044 | 2045 | 2046 | 2047 | 2048 | 2049 | 2050 | 2051 | 2052 | 2053 | 2054 | 2055 | 2056 | 2057 | 2058 | 2059 | 2060 | 2061 | 2062 | 2063 | 2064 | 2065 | 2066 | 2067 | 2068 | 2069 | 2070 | 2071 | 2072 | 2073 | 2074 | 2075 | 2076 | 2077
WA Solar + Battery | 30.48 | 31.4218 | 32.3928 | 33.3937 | 34.4256 | 35.4893 | 36.5859 | 37.7164 | 38.8819 | 40.0833 | 41.3219 | 42.5988 | 43.9151 | 45.272 | 46.6709 | 48.1131 | 49.5998 | 51.1324 | 52.7124 | 54.3412 | 56.0203 | 57.7514 | 59.5359 | 61.3755 | 63.2721 | 65.2272 | 67.2427 | 69.3205 | 71.4625 | 73.6707 | 75.9471 | 78.2939 | 80.7131 | 83.2072 | 85.7783 | 88.4288 | 91.1613 | 93.9782 | 96.8821 | 99.8757 | 102.9619 | 106.1434 | 109.4233 | 112.8044 | 116.2901 | 119.8835 | 123.5879 | 127.4067 | 131.3436 | 135.4021 | 139.586 | 143.8992 | 148.3457 | 152.9296 | 157.6551 | 162.5267 | 167.5487 | 172.726
| 481.0838 | 483.8529 | 486.638 | 489.4392 | 492.2564 | 495.0899 | 497.9397 | 500.8059 | 503.6886 | 506.5878 | 509.5038 | 512.4366 | 515.3862 | 518.3528 | 521.3365 | 524.3374 | 527.3555 | 530.391 | 533.444 | 536.5146 | 539.6028 | 542.7088 | 545.8327 | 548.9745 | 552.1345 | 555.3126 | 558.5091 | 561.7239 | 564.9572 | 568.2092 | 571.4799 | 574.7693 | 578.0778 | 581.4052 | 584.7519 | 588.1178 | 591.503 | 594.9078 | 598.3321 | 601.7762 | 605.2401 | 608.7239 | 612.2278 | 615.7518 | 619.2961 | 622.8609 | 626.4461 | 630.052 | 633.6786 | 637.3261 | 640.9947 | 644.6843 | 648.3951 | 652.1274 | 655.8811 | 659.6564 | 663.4534 | 667.2723

## Cost curves
OCC000 | 123. Overnight Capital Costs for New Electricity Generating Plants
| Technology | 2018 | 2019 | 2020 | 2021 | 2022 | 2023 | 2024 | 2025 | 2026 | 2027 | 2028 | 2029 | 2030 | 2031 | 2032 | 2033 | 2034 | 2035 | 2036 | 2037 | 2038 | 2039 | 2040 | 2041 | 2042 | 2043 | 2044 | 2045 | 2046 | 2047 | 2048 | 2049 | 2050 | 2051 | 2052 | 2053 | 2054 | 2055 | 2056 | 2057 | 2058 | 2059 | 2060 | 2061 | 2062 | 2063 | 2064 | 2065 | 2066 | 2067 | 2068 | 2069 | 2070 | 2071 | 2072 | 2073 | 2074 | 2075
$000/MW
870190.57
| Forecast | 2020: From Generic Resource Costs; 2024: 2020$ Real Dollars
| 100MW Single axis tracker / Utility PV - Seattle - Mid | 2020: 1675.0134; 2021: 1644.1017; 2022: 1610.7279; 2023: 1577.354; 2024: 1543.9801; 2025: 1510.6063; 2026: 1477.2324; 2027: 1443.8586; 2028: 1410.4847; 2029: 1377.1108; 2030: 1343.737; 2031: 1328.8396; 2032: 1313.9423; 2033: 1299.0449; 2034: 1284.1475; 2035: 1269.2502; 2036: 1254.3528; 2037: 1239.4555; 2038: 1224.5581; 2039: 1209.6607; 2040: 1194.7634; 2041: 1181.847; 2042: 1168.9307; 2043: 1156.0143; 2044: 1143.0979; 2045: 1130.1816; 2046: 1117.2652; 2047: 1104.3489; 2048: 1091.4325; 2049: 1078.5161; 2050: 1065.5998
| 300MW Wind Washington / TRG-1 - Mid | 2020: 1809.156; 2021: 1777.6924; 2022: 1745.0742; 2023: 1712.456; 2024: 1679.8378; 2025: 1647.2195; 2026: 1614.6013; 2027: 1581.9831; 2028: 1549.3649; 2029: 1516.7467; 2030: 1484.1285; 2031: 1468.0982; 2032: 1452.0434; 2033: 1435.9642; 2034: 1419.8605; 2035: 1403.7325; 2036: 1387.5799; 2037: 1371.403; 2038: 1355.2016; 2039: 1338.9758; 2040: 1322.7255; 2041: 1306.4508; 2042: 1290.1517; 2043: 1273.8281; 2044: 1257.4801; 2045: 1241.1077; 2046: 1224.7108; 2047: 1208.2895; 2048: 1191.8437; 2049: 1175.3736; 2050: 1158.8789
| 300 MW Wind Montana / TRG-1 - Mid | 2020: 1805.8993; 2021: 1774.4924; 2022: 1741.9329; 2023: 1709.3734; 2024: 1676.8139; 2025: 1644.2544; 2026: 1611.6949; 2027: 1579.1354; 2028: 1546.5759; 2029: 1514.0164; 2030: 1481.457; 2031: 1465.4555; 2032: 1449.4296; 2033: 1433.3793; 2034: 1417.3047; 2035: 1401.2056; 2036: 1385.0822; 2037: 1368.9343; 2038: 1352.7621; 2039: 1336.5655; 2040: 1320.3445; 2041: 1304.0991; 2042: 1287.8293; 2043: 1271.5351; 2044: 1255.2165; 2045: 1238.8736; 2046: 1222.5062; 2047: 1206.1145; 2048: 1189.6983; 2049: 1173.2578; 2050: 1156.7929
| 300MW Off shore Wind / TRG-6 - Mid | 2020: 5609.1746; 2021: 5385.4611; 2022: 5161.7477; 2023: 4947.3273; 2024: 4741.8141; 2025: 4544.8379; 2026: 4356.0441; 2027: 4175.0929; 2028: 4001.6585; 2029: 3835.4285; 2030: 3676.1039; 2031: 3523.3975; 2032: 3377.0347; 2033: 3236.7518; 2034: 3102.2963; 2035: 2973.4261; 2036: 2849.9092; 2037: 2731.5232; 2038: 2618.0551; 2039: 2509.3004; 2040: 2405.0634; 2041: 2305.1564; 2042: 2209.3996; 2043: 2117.6206; 2044: 2029.6541; 2045: 1945.3417; 2046: 1864.5317; 2047: 1787.0786; 2048: 1712.8429; 2049: 1641.6909; 2050: 1573.4947
| 15 MW Biomass / Dedicated - Mid | 2020: 7092.62; 2021: 7039.7837; 2022: 6871.1227; 2023: 6830.2355; 2024: 6792.5838; 2025: 6782.9178; 2026: 6770.5644; 2027: 6754.6627; 2028: 6731.7578; 2029: 6694.911; 2030: 6668.9584; 2031: 6643.1847; 2032: 6613.7767; 2033: 6587.1422; 2034: 6565.6891; 2035: 6535.9738; 2036: 6509.055; 2037: 6480.5749; 2038: 6455.662; 2039: 6427.3083; 2040: 6399.7686; 2041: 6378.8164; 2042: 6343.4859; 2043: 6325.8294; 2044: 6291.8834; 2045: 6272.806; 2046: 6241.3371; 2047: 6215.6907; 2048: 6189.9423; 2049: 6163.6393; 2050: 6090.032
| PHSE 500MW or 300MW slice / ATB Hydro TRG-1 | 2020: 2656.152; 2021: 2656.152; 2022: 2656.152; 2023: 2656.152; 2024: 2656.152; 2025: 2656.152; 2026: 2656.152; 2027: 2656.152; 2028: 2656.152; 2029: 2656.152; 2030: 2656.152; 2031: 2656.152; 2032: 2656.152; 2033: 2656.152; 2034: 2656.152; 2035: 2656.152; 2036: 2656.152; 2037: 2656.152; 2038: 2656.152; 2039: 2656.152; 2040: 2656.152; 2041: 2656.152; 2042: 2656.152; 2043: 2656.152; 2044: 2656.152; 2045: 2656.152; 2046: 2656.152; 2047: 2656.152; 2048: 2656.152; 2049: 2656.152; 2050: 2656.152
| BESS - Li-Ion 2 hr for Solar / Battery Storage - Mid | 2020: 2562.5579; 2021: 2463.5504; 2022: 2382.4971; 2023: 2301.4438; 2024: 2220.3905; 2025: 2139.3372; 2026: 2083.9591; 2027: 2028.581; 2028: 1973.203; 2029: 1917.8249; 2030: 1862.4468; 2031: 1840.8756; 2032: 1819.3045; 2033: 1797.7333; 2034: 1776.1621; 2035: 1754.591; 2036: 1733.0198; 2037: 1711.4486; 2038: 1689.8775; 2039: 1668.3063; 2040: 1646.7351; 2041: 1626.9469; 2042: 1607.1586; 2043: 1587.3703; 2044: 1567.5821; 2045: 1547.7938; 2046: 1528.0055; 2047: 1508.2172; 2048: 1488.429; 2049: 1468.6407; 2050: 1448.8524
| BESS - Li-Ion 2 hr / Battery Storage - Mid | 2020: 1172.2732; 2021: 1093.1765; 2022: 1036.4912; 2023: 979.8058; 2024: 923.1204; 2025: 866.435; 2026: 838.2777; 2027: 810.1204; 2028: 781.963; 2029: 753.8057; 2030: 725.6484; 2031: 716.5778; 2032: 707.5072; 2033: 698.4366; 2034: 689.3659; 2035: 680.2953; 2036: 671.2247; 2037: 662.1541; 2038: 653.0835; 2039: 644.0129; 2040: 634.9423; 2041: 625.8717; 2042: 616.8011; 2043: 607.7305; 2044: 598.6599; 2045: 589.5893; 2046: 580.5187; 2047: 571.4481; 2048: 562.3775; 2049: 553.3069; 2050: 544.2363
| BESS - Li-Ion 4 hr / Battery Storage - Mid | 2020: 2074.2531; 2021: 1934.2973; 2022: 1833.9966; 2023: 1733.6959; 2024: 1633.3952; 2025: 1533.0945; 2026: 1483.2721; 2027: 1433.4497; 2028: 1383.6274; 2029: 1333.805; 2030: 1283.9826; 2031: 1267.9328; 2032: 1251.883; 2033: 1235.8332; 2034: 1219.7835; 2035: 1203.7337; 2036: 1187.6839; 2037: 1171.6341; 2038: 1155.5843; 2039: 1139.5346; 2040: 1123.4848; 2041: 1107.435; 2042: 1091.3852; 2043: 1075.3354; 2044: 1059.2856; 2045: 1043.2359; 2046: 1027.1861; 2047: 1011.1363; 2048: 995.0865; 2049: 979.0367; 2050: 962.9869
| BESS - Flow Battery 4 hr | 2020: 2737.7864; 2021: 2553.0601; 2022: 2420.6742; 2023: 2288.2883; 2024: 2155.9024; 2025: 2023.5165; 2026: 1957.7564; 2027: 1891.9963; 2028: 1826.2362; 2029: 1760.4762; 2030: 1694.7161; 2031: 1673.5321; 2032: 1652.3482; 2033: 1631.1642; 2034: 1609.9803; 2035: 1588.7963; 2036: 1567.6124; 2037: 1546.4284; 2038: 1525.2445; 2039: 1504.0605; 2040: 1482.8766; 2041: 1461.6926; 2042: 1440.5087; 2043: 1419.3247; 2044: 1398.1408; 2045: 1376.9568; 2046: 1355.7729; 2047: 1334.5889; 2048: 1313.405; 2049: 1292.221; 2050: 1271.0371
| BESS - Flow Battery 6 hr | 2020: 3790.7063; 2021: 3534.9365; 2022: 3351.6365; 2023: 3168.3366; 2024: 2985.0367; 2025: 2801.7367; 2026: 2710.6861; 2027: 2619.6355; 2028: 2528.5849; 2029: 2437.5343; 2030: 2346.4836; 2031: 2317.1526; 2032: 2287.8216; 2033: 2258.4905; 2034: 2229.1595; 2035: 2199.8284; 2036: 2170.4974; 2037: 2141.1663; 2038: 2111.8353; 2039: 2082.5042; 2040: 2053.1732; 2041: 2023.8421; 2042: 1994.5111; 2043: 1965.1801; 2044: 1935.849; 2045: 1906.518; 2046: 1877.1869; 2047: 1847.8559; 2048: 1818.5248; 2049: 1789.1938; 2050: 1759.8627
| 1x0 F Class / Gas-CT Avg CF - Mid | 2020: 947.5304; 2021: 954.3665; 2022: 947.2473; 2023: 928.5762; 2024: 919.9386; 2025: 914.8075; 2026: 909.729; 2027: 904.5772; 2028: 900.6492; 2029: 894.8924; 2030: 891.6917; 2031: 888.7851; 2032: 884.7146; 2033: 881.6078; 2034: 878.7598; 2035: 875.3548; 2036: 871.9951; 2037: 869.1144; 2038: 867.367; 2039: 865.1573; 2040: 863.0564; 2041: 861.845; 2042: 858.6901; 2043: 857.9275; 2044: 854.9562; 2045: 854.005; 2046: 851.3676; 2047: 849.5233; 2048: 847.6653; 2049: 845.7317; 2050: 837.2945
| 1x1 F Class / Gas-CC Avg CF - Mid | 2020: 1254.5317; 2021: 1245.5553; 2022: 1236.4477; 2023: 1217.7138; 2024: 1208.2876; 2025: 1203.5816; 2026: 1198.7788; 2027: 1193.7168; 2028: 1189.3857; 2029: 1182.6245; 2030: 1178.7877; 2031: 1175.2287; 2032: 1170.4096; 2033: 1166.6208; 2034: 1163.3542; 2035: 1159.1234; 2036: 1155.0885; 2037: 1151.4028; 2038: 1148.947; 2039: 1145.8788; 2040: 1142.9546; 2041: 1141.2085; 2042: 1136.8888; 2043: 1135.7365; 2044: 1131.6604; 2045: 1130.2582; 2046: 1126.6242; 2047: 1124.0398; 2048: 1121.4372; 2049: 1118.7348; 2050: 1107.4304
| 12x0 RICE | 2020: 1671.2675; 2021: 1683.3252; 2022: 1670.7683; 2023: 1637.8359; 2024: 1622.6008; 2025: 1613.5505; 2026: 1604.593; 2027: 1595.506; 2028: 1588.5778; 2029: 1578.4239; 2030: 1572.7785; 2031: 1567.6519; 2032: 1560.4722; 2033: 1554.9924; 2034: 1549.969; 2035: 1543.9632; 2036: 1538.0373; 2037: 1532.9563; 2038: 1529.8743; 2039: 1525.9768; 2040: 1522.2711; 2041: 1520.1345; 2042: 1514.5698; 2043: 1513.2246; 2044: 1507.9839; 2045: 1506.3061; 2046: 1501.6543; 2047: 1498.4012; 2048: 1495.1241; 2049: 1491.7136; 2050: 1476.832
| Solar Residential - Ground | 2020: 3657.547; 2021: 3590.0485; 2022: 3517.1736; 2023: 3444.2986; 2024: 3371.4237; 2025: 3298.5488; 2026: 3225.6739; 2027: 3152.799; 2028: 3079.9241; 2029: 3007.0491; 2030: 2934.1742; 2031: 2901.6445; 2032: 2869.1147; 2033: 2836.5849; 2034: 2804.0552; 2035: 2771.5254; 2036: 2738.9956; 2037: 2706.4659; 2038: 2673.9361; 2039: 2641.4063; 2040: 2608.8766; 2041: 2580.6725; 2042: 2552.4684; 2043: 2524.2644; 2044: 2496.0603; 2045: 2467.8562; 2046: 2439.6521; 2047: 2411.4481; 2048: 2383.244; 2049: 2355.0399; 2050: 2326.8359
| Solar Residential - Roof | 2020: 4389.0564; 2021: 4308.0582; 2022: 4220.6083; 2023: 4133.1584; 2024: 4045.7085; 2025: 3958.2586; 2026: 3870.8087; 2027: 3783.3588; 2028: 3695.9089; 2029: 3608.459; 2030: 3521.0091; 2031: 3481.9734; 2032: 3442.9376; 2033: 3403.9019; 2034: 3364.8662; 2035: 3325.8305; 2036: 3286.7948; 2037: 3247.759; 2038: 3208.7233; 2039: 3169.6876; 2040: 3130.6519; 2041: 3096.807; 2042: 3062.9621; 2043: 3029.1172; 2044: 2995.2723; 2045: 2961.4275; 2046: 2927.5826; 2047: 2893.7377; 2048: 2859.8928; 2049: 2826.0479; 2050: 2792.203
| 100MW Single axis tracker | 2019: #DIV/0!; 2021: -1.845%; 2022: -2.03%; 2023: -2.072%; 2024: -2.116%; 2025: -2.162%; 2026: -2.209%; 2027: -2.259%; 2028: -2.311%; 2029: -2.366%; 2030: -2.423%; 2031: -1.109%; 2032: -1.121%; 2033: -1.134%; 2034: -1.147%; 2035: -1.16%; 2036: -1.174%; 2037: -1.188%; 2038: -1.202%; 2039: -1.217%; 2040: -1.232%; 2041: -1.081%; 2042: -1.093%; 2043: -1.105%; 2044: -1.117%; 2045: -1.13%; 2046: -1.143%; 2047: -1.156%; 2048: -1.17%; 2049: -1.183%; 2050: -1.198%
| 300MW Wind Washington | 2019: #DIV/0!; 2021: -1.739%; 2022: -1.835%; 2023: -1.869%; 2024: -1.905%; 2025: -1.942%; 2026: -1.98%; 2027: -2.02%; 2028: -2.062%; 2029: -2.105%; 2030: -2.151%; 2031: -1.08%; 2032: -1.094%; 2033: -1.107%; 2034: -1.121%; 2035: -1.136%; 2036: -1.151%; 2037: -1.166%; 2038: -1.181%; 2039: -1.197%; 2040: -1.214%; 2041: -1.23%; 2042: -1.248%; 2043: -1.265%; 2044: -1.283%; 2045: -1.302%; 2046: -1.321%; 2047: -1.341%; 2048: -1.361%; 2049: -1.382%; 2050: -1.403%
| 300 MW Wind Montana | 2019: #DIV/0!; 2021: -1.739%; 2022: -1.835%; 2023: -1.869%; 2024: -1.905%; 2025: -1.942%; 2026: -1.98%; 2027: -2.02%; 2028: -2.062%; 2029: -2.105%; 2030: -2.151%; 2031: -1.08%; 2032: -1.094%; 2033: -1.107%; 2034: -1.121%; 2035: -1.136%; 2036: -1.151%; 2037: -1.166%; 2038: -1.181%; 2039: -1.197%; 2040: -1.214%; 2041: -1.23%; 2042: -1.248%; 2043: -1.265%; 2044: -1.283%; 2045: -1.302%; 2046: -1.321%; 2047: -1.341%; 2048: -1.361%; 2049: -1.382%; 2050: -1.403%
| 300MW Off shore Wind | 2019: #DIV/0!; 2021: -3.988%; 2022: -4.154%; 2023: -4.154%; 2024: -4.154%; 2025: -4.154%; 2026: -4.154%; 2027: -4.154%; 2028: -4.154%; 2029: -4.154%; 2030: -4.154%; 2031: -4.154%; 2032: -4.154%; 2033: -4.154%; 2034: -4.154%; 2035: -4.154%; 2036: -4.154%; 2037: -4.154%; 2038: -4.154%; 2039: -4.154%; 2040: -4.154%; 2041: -4.154%; 2042: -4.154%; 2043: -4.154%; 2044: -4.154%; 2045: -4.154%; 2046: -4.154%; 2047: -4.154%; 2048: -4.154%; 2049: -4.154%; 2050: -4.154%
| 15 MW Biomass | 2019: #DIV/0!; 2021: -0.7449%; 2022: -2.396%; 2023: -0.5951%; 2024: -0.5513%; 2025: -0.1423%; 2026: -0.1821%; 2027: -0.2349%; 2028: -0.3391%; 2029: -0.5474%; 2030: -0.3876%; 2031: -0.3865%; 2032: -0.4427%; 2033: -0.4027%; 2034: -0.3257%; 2035: -0.4526%; 2036: -0.4119%; 2037: -0.4375%; 2038: -0.3844%; 2039: -0.4392%; 2040: -0.4285%; 2041: -0.3274%; 2042: -0.5539%; 2043: -0.2783%; 2044: -0.5366%; 2045: -0.3032%; 2046: -0.5017%; 2047: -0.4109%; 2048: -0.4142%; 2049: -0.4249%; 2050: -1.194%
| PHSE 500MW or 300MW slice | 2019: #DIV/0!; 2021: 0%; 2022: 0%; 2023: 0%; 2024: 0%; 2025: 0%; 2026: 0%; 2027: 0%; 2028: 0%; 2029: 0%; 2030: 0%; 2031: 0%; 2032: 0%; 2033: 0%; 2034: 0%; 2035: 0%; 2036: 0%; 2037: 0%; 2038: 0%; 2039: 0%; 2040: 0%; 2041: 0%; 2042: 0%; 2043: 0%; 2044: 0%; 2045: 0%; 2046: 0%; 2047: 0%; 2048: 0%; 2049: 0%; 2050: 0%
| BESS - Li-Ion 2 hr for Solar | 2019: #DIV/0!; 2021: -3.864%; 2022: -3.29%; 2023: -3.402%; 2024: -3.522%; 2025: -3.65%; 2026: -2.589%; 2027: -2.657%; 2028: -2.73%; 2029: -2.807%; 2030: -2.888%; 2031: -1.158%; 2032: -1.172%; 2033: -1.186%; 2034: -1.2%; 2035: -1.214%; 2036: -1.229%; 2037: -1.245%; 2038: -1.26%; 2039: -1.276%; 2040: -1.293%; 2041: -1.202%; 2042: -1.216%; 2043: -1.231%; 2044: -1.247%; 2045: -1.262%; 2046: -1.278%; 2047: -1.295%; 2048: -1.312%; 2049: -1.329%; 2050: -1.347%
| BESS - Li-Ion 2 hr | 2019: #DIV/0!; 2021: -6.747%; 2022: -5.185%; 2023: -5.469%; 2024: -5.785%; 2025: -6.141%; 2026: -3.25%; 2027: -3.359%; 2028: -3.476%; 2029: -3.601%; 2030: -3.735%; 2031: -1.25%; 2032: -1.266%; 2033: -1.282%; 2034: -1.299%; 2035: -1.316%; 2036: -1.333%; 2037: -1.351%; 2038: -1.37%; 2039: -1.389%; 2040: -1.408%; 2041: -1.429%; 2042: -1.449%; 2043: -1.471%; 2044: -1.493%; 2045: -1.515%; 2046: -1.538%; 2047: -1.563%; 2048: -1.587%; 2049: -1.613%; 2050: -1.639%
| BESS - Li-Ion 4 hr | 2019: #DIV/0!; 2021: -6.747%; 2022: -5.185%; 2023: -5.469%; 2024: -5.785%; 2025: -6.141%; 2026: -3.25%; 2027: -3.359%; 2028: -3.476%; 2029: -3.601%; 2030: -3.735%; 2031: -1.25%; 2032: -1.266%; 2033: -1.282%; 2034: -1.299%; 2035: -1.316%; 2036: -1.333%; 2037: -1.351%; 2038: -1.37%; 2039: -1.389%; 2040: -1.408%; 2041: -1.429%; 2042: -1.449%; 2043: -1.471%; 2044: -1.493%; 2045: -1.515%; 2046: -1.538%; 2047: -1.562%; 2048: -1.587%; 2049: -1.613%; 2050: -1.639%
| BESS - Flow Battery 4 hr | 2019: #DIV/0!; 2021: -6.747%; 2022: -5.185%; 2023: -5.469%; 2024: -5.785%; 2025: -6.141%; 2026: -3.25%; 2027: -3.359%; 2028: -3.476%; 2029: -3.601%; 2030: -3.735%; 2031: -1.25%; 2032: -1.266%; 2033: -1.282%; 2034: -1.299%; 2035: -1.316%; 2036: -1.333%; 2037: -1.351%; 2038: -1.37%; 2039: -1.389%; 2040: -1.408%; 2041: -1.429%; 2042: -1.449%; 2043: -1.471%; 2044: -1.493%; 2045: -1.515%; 2046: -1.538%; 2047: -1.562%; 2048: -1.587%; 2049: -1.613%; 2050: -1.639%
| BESS - Flow Battery 6 hr | 2019: #DIV/0!; 2021: -6.747%; 2022: -5.185%; 2023: -5.469%; 2024: -5.785%; 2025: -6.141%; 2026: -3.25%; 2027: -3.359%; 2028: -3.476%; 2029: -3.601%; 2030: -3.735%; 2031: -1.25%; 2032: -1.266%; 2033: -1.282%; 2034: -1.299%; 2035: -1.316%; 2036: -1.333%; 2037: -1.351%; 2038: -1.37%; 2039: -1.389%; 2040: -1.408%; 2041: -1.429%; 2042: -1.449%; 2043: -1.471%; 2044: -1.493%; 2045: -1.515%; 2046: -1.538%; 2047: -1.562%; 2048: -1.587%; 2049: -1.613%; 2050: -1.639%
| 1x0 F Class | 2019: #DIV/0!; 2021: 0.7215%; 2022: -0.746%; 2023: -1.971%; 2024: -0.9302%; 2025: -0.5578%; 2026: -0.5551%; 2027: -0.5663%; 2028: -0.4342%; 2029: -0.6392%; 2030: -0.3577%; 2031: -0.326%; 2032: -0.458%; 2033: -0.3512%; 2034: -0.323%; 2035: -0.3875%; 2036: -0.3838%; 2037: -0.3304%; 2038: -0.2011%; 2039: -0.2548%; 2040: -0.2428%; 2041: -0.1404%; 2042: -0.3661%; 2043: -0.08882%; 2044: -0.3463%; 2045: -0.1113%; 2046: -0.3088%; 2047: -0.2166%; 2048: -0.2187%; 2049: -0.2281%; 2050: -0.9976%
| 1x1 F Class | 2019: #DIV/0!; 2021: -0.7155%; 2022: -0.7312%; 2023: -1.515%; 2024: -0.7741%; 2025: -0.3895%; 2026: -0.399%; 2027: -0.4223%; 2028: -0.3628%; 2029: -0.5685%; 2030: -0.3244%; 2031: -0.3019%; 2032: -0.4101%; 2033: -0.3237%; 2034: -0.28%; 2035: -0.3637%; 2036: -0.3481%; 2037: -0.3191%; 2038: -0.2133%; 2039: -0.267%; 2040: -0.2552%; 2041: -0.1528%; 2042: -0.3785%; 2043: -0.1014%; 2044: -0.3589%; 2045: -0.1239%; 2046: -0.3215%; 2047: -0.2294%; 2048: -0.2315%; 2049: -0.241%; 2050: -1.01%
| 12x0 RICE | 2019: #DIV/0!; 2021: 0.7215%; 2022: -0.746%; 2023: -1.971%; 2024: -0.9302%; 2025: -0.5578%; 2026: -0.5551%; 2027: -0.5663%; 2028: -0.4342%; 2029: -0.6392%; 2030: -0.3577%; 2031: -0.326%; 2032: -0.458%; 2033: -0.3512%; 2034: -0.323%; 2035: -0.3875%; 2036: -0.3838%; 2037: -0.3304%; 2038: -0.2011%; 2039: -0.2548%; 2040: -0.2428%; 2041: -0.1404%; 2042: -0.3661%; 2043: -0.08882%; 2044: -0.3463%; 2045: -0.1113%; 2046: -0.3088%; 2047: -0.2166%; 2048: -0.2187%; 2049: -0.2281%; 2050: -0.9976%
| Solar Residential - Ground | 2019: #DIV/0!; 2021: -1.845%; 2022: -2.03%; 2023: -2.072%; 2024: -2.116%; 2025: -2.162%; 2026: -2.209%; 2027: -2.259%; 2028: -2.311%; 2029: -2.366%; 2030: -2.423%; 2031: -1.109%; 2032: -1.121%; 2033: -1.134%; 2034: -1.147%; 2035: -1.16%; 2036: -1.174%; 2037: -1.188%; 2038: -1.202%; 2039: -1.217%; 2040: -1.232%; 2041: -1.081%; 2042: -1.093%; 2043: -1.105%; 2044: -1.117%; 2045: -1.13%; 2046: -1.143%; 2047: -1.156%; 2048: -1.17%; 2049: -1.183%; 2050: -1.198%
| Solar Residential - Roof | 2019: #DIV/0!; 2021: -1.845%; 2022: -2.03%; 2023: -2.072%; 2024: -2.116%; 2025: -2.162%; 2026: -2.209%; 2027: -2.259%; 2028: -2.311%; 2029: -2.366%; 2030: -2.423%; 2031: -1.109%; 2032: -1.121%; 2033: -1.134%; 2034: -1.147%; 2035: -1.16%; 2036: -1.174%; 2037: -1.188%; 2038: -1.202%; 2039: -1.217%; 2040: -1.232%; 2041: -1.081%; 2042: -1.093%; 2043: -1.105%; 2044: -1.117%; 2045: -1.13%; 2046: -1.143%; 2047: -1.156%; 2048: -1.17%; 2049: -1.183%; 2050: -1.198%
O&M Costs by Resource
44120
TT
All values in 2020 Real Dollars
Assumes 2.5% inflation
|  |  |  | ($/kW-yr) | ($/MWh)
| Resource | 2020: FOM; 2021: VOM
| CCCT | 2020: 12.8675; 2021: 3.3244
| Frame Peaker | 2020: 7.6767; 2021: 7.8647
| Recip Peaker | 2020: 6.4039; 2021: 7.0464
| Solar Utility | 2020: 22.2275; 2021: 0
| Solar Residential | 2020: 0; 2021: 0
| Onshore Wind | 2020: 40.6039; 2021: 0
| Offshore Wind | 2020: 110.0846; 2021: 0
| Pumped Storage | 2020: 15.9999; 2021: 0
| Battery (4hr, Li-Ion) | 2020: 31.9324; 2021: 0
| Battery (2hr, Li-Ion) | 2020: 23.4879; 2021: 0
| Battery (4hr, Flow) | 2020: 21.7599; 2021: 0
| Battery (6hr, Flow) | 2020: 37.9695; 2021: 0
| Solar + Battery | 2020: 45.7155; 2021: 0
| Wind + Battery | 2020: 64.0918; 2021: 0
| Biomass | 2020: 207.0034; 2021: 6.198

## Flex Benefit
|  | 2025 PSE System Costs ($MM) | Base Portfolio | CCCT | Frame Peaker | Recip Peaker | Li-Ion 2-hr | Li-Ion 4-hr | Flow 4-hr | Flow 6-hr | Pumped Hydro Storage | Demand Response
|  | Wind | 0.54975 | 0.32419 | 0.61524 | 0.45855 | 0.49731 | 0.44615 | 0.42527 | 0.33575 | 0.35309 | 1.3543
|  | Hydro | -0.19863 | -0.16788 | -0.14778 | -0.16598 | -0.1791 | -0.17817 | -0.18114 | -0.18594 | -0.16598 | -0.10398
|  | Thermal | -8.5161 | -12.5018 | -3.923 | -5.6155 | -7.6916 | -8.6524 | -7.8814 | -7.7366 | -8.2946 | 9.0299
|  | Solar | 1.2434e-13 | 1.2434e-13 | 1.2434e-13 | 1.2434e-13 | 1.2434e-13 | 1.2434e-13 | 1.2434e-13 | 1.2434e-13 | 1.2434e-13 | 1.2434e-13
|  | Contracts | 0.0013174 | 0.0013174 | 0.0013174 | 0.0013174 | 0.0013174 | 0.0013174 | 0.0013174 | 0.0013174 | 0.0013174 | 0.0013174
|  | IRP Resource | 0 | 2.3391 | -0.99102 | 1.8498 | 0 | 0 | 0 | 0 | 0 | -0.61868
|  | Total Generation | -8.1637 | -10.0051 | -4.4452 | -3.4719 | -7.372 | -8.3831 | -7.636 | -7.5855 | -8.1062 | 9.6629
|  | Net Market Purchases/Sales | 10.1122 | 13.8239 | 11.9514 | 10.9055 | 11.3741 | 12.1763 | 11.888 | 11.8583 | 11.896 | -4.1903
|  | Total | 1.9486 | 3.8188 | 7.5062 | 7.4336 | 4.0021 | 3.7932 | 4.252 | 4.2728 | 3.7898 | 5.4725
|  | Change in Cost from Base |  | 1.8703 | 5.5576 | 5.485 | 2.0535 | 1.8447 | 2.3034 | 2.3243 | 1.8412 | 3.5239
|  | Nameplate |  | 355 | 237 | 216 | 100 | 100 | 100 | 100 | 100 | 100
|  | $/kw-yr |  | -5.2683 | -23.4499 | -25.3936 | -20.5352 | -18.4466 | -23.0342 | -23.2426 | -18.4122 | -35.2394
Nominal
| $/kw-year | $/MW-week |  | 2020 | 2021 | 2022 | 2023 | 2024 | 2025 | 2026 | 2027 | 2028 | 2029 | 2030 | 2031 | 2032 | 2033 | 2034 | 2035 | 2036 | 2037 | 2038 | 2039 | 2040 | 2041 | 2042 | 2043 | 2044 | 2045 | 2046 | 2047 | 2048 | 2049 | 2050 | 2051 | 2052 | 2053 | 2054 | 2055 | 2056 | 2057 | 2058 | 2059 | 2060 | 2061 | 2062 | 2063 | 2064 | 2065 | 2066 | 2067 | 2068 | 2069 | 2070 | 2071 | 2072 | 2073 | 2074 | 2075
CCCT | -5.2683 | -101.3139 |  | -101.3139 | -101.3139 | -101.3139 | -101.3139 | -101.3139 | -101.3139 | -101.3139 | -101.3139 | -101.3139 | -101.3139 | -101.3139 | -101.3139 | -101.3139 | -101.3139 | -101.3139 | -101.3139 | -101.3139 | -101.3139 | -101.3139 | -101.3139 | -101.3139 | -101.3139 | -101.3139 | -101.3139 | -101.3139 | -101.3139 | -101.3139 | -101.3139 | -101.3139 | -101.3139 | -101.3139 | -101.3139 | -101.3139 | -101.3139 | -101.3139 | -101.3139 | -101.3139 | -101.3139 | -101.3139 | -101.3139 | -101.3139 | -101.3139 | -101.3139 | -101.3139 | -101.3139 | -101.3139 | -101.3139 | -101.3139 | -101.3139 | -101.3139 | -101.3139 | -101.3139 | -101.3139 | -101.3139 | -101.3139 | -101.3139
Recip Peaker | -25.3936 | -488.338 |  | -488.338 | -488.338 | -488.338 | -488.338 | -488.338 | -488.338 | -488.338 | -488.338 | -488.338 | -488.338 | -488.338 | -488.338 | -488.338 | -488.338 | -488.338 | -488.338 | -488.338 | -488.338 | -488.338 | -488.338 | -488.338 | -488.338 | -488.338 | -488.338 | -488.338 | -488.338 | -488.338 | -488.338 | -488.338 | -488.338 | -488.338 | -488.338 | -488.338 | -488.338 | -488.338 | -488.338 | -488.338 | -488.338 | -488.338 | -488.338 | -488.338 | -488.338 | -488.338 | -488.338 | -488.338 | -488.338 | -488.338 | -488.338 | -488.338 | -488.338 | -488.338 | -488.338 | -488.338 | -488.338 | -488.338 | -488.338
Frame Peaker | -23.4499 | -450.9605 |  | -450.9605 | -450.9605 | -450.9605 | -450.9605 | -450.9605 | -450.9605 | -450.9605 | -450.9605 | -450.9605 | -450.9605 | -450.9605 | -450.9605 | -450.9605 | -450.9605 | -450.9605 | -450.9605 | -450.9605 | -450.9605 | -450.9605 | -450.9605 | -450.9605 | -450.9605 | -450.9605 | -450.9605 | -450.9605 | -450.9605 | -450.9605 | -450.9605 | -450.9605 | -450.9605 | -450.9605 | -450.9605 | -450.9605 | -450.9605 | -450.9605 | -450.9605 | -450.9605 | -450.9605 | -450.9605 | -450.9605 | -450.9605 | -450.9605 | -450.9605 | -450.9605 | -450.9605 | -450.9605 | -450.9605 | -450.9605 | -450.9605 | -450.9605 | -450.9605 | -450.9605 | -450.9605 | -450.9605 | -450.9605 | -450.9605
Li-Ion 2 | -20.5352 | -394.9081 |  | -394.9081 | -394.9081 | -394.9081 | -394.9081 | -394.9081 | -394.9081 | -394.9081 | -394.9081 | -394.9081 | -394.9081 | -394.9081 | -394.9081 | -394.9081 | -394.9081 | -394.9081 | -394.9081 | -394.9081 | -394.9081 | -394.9081 | -394.9081 | -394.9081 | -394.9081 | -394.9081 | -394.9081 | -394.9081 | -394.9081 | -394.9081 | -394.9081 | -394.9081 | -394.9081 | -394.9081 | -394.9081 | -394.9081 | -394.9081 | -394.9081 | -394.9081 | -394.9081 | -394.9081 | -394.9081 | -394.9081 | -394.9081 | -394.9081 | -394.9081 | -394.9081 | -394.9081 | -394.9081 | -394.9081 | -394.9081 | -394.9081 | -394.9081 | -394.9081 | -394.9081 | -394.9081 | -394.9081 | -394.9081 | -394.9081
Li-Ion 4 | -18.4466 | -354.7415 |  | -354.7415 | -354.7415 | -354.7415 | -354.7415 | -354.7415 | -354.7415 | -354.7415 | -354.7415 | -354.7415 | -354.7415 | -354.7415 | -354.7415 | -354.7415 | -354.7415 | -354.7415 | -354.7415 | -354.7415 | -354.7415 | -354.7415 | -354.7415 | -354.7415 | -354.7415 | -354.7415 | -354.7415 | -354.7415 | -354.7415 | -354.7415 | -354.7415 | -354.7415 | -354.7415 | -354.7415 | -354.7415 | -354.7415 | -354.7415 | -354.7415 | -354.7415 | -354.7415 | -354.7415 | -354.7415 | -354.7415 | -354.7415 | -354.7415 | -354.7415 | -354.7415 | -354.7415 | -354.7415 | -354.7415 | -354.7415 | -354.7415 | -354.7415 | -354.7415 | -354.7415 | -354.7415 | -354.7415 | -354.7415 | -354.7415
Flow 4 | -23.0342 | -442.9661 |  | -442.9661 | -442.9661 | -442.9661 | -442.9661 | -442.9661 | -442.9661 | -442.9661 | -442.9661 | -442.9661 | -442.9661 | -442.9661 | -442.9661 | -442.9661 | -442.9661 | -442.9661 | -442.9661 | -442.9661 | -442.9661 | -442.9661 | -442.9661 | -442.9661 | -442.9661 | -442.9661 | -442.9661 | -442.9661 | -442.9661 | -442.9661 | -442.9661 | -442.9661 | -442.9661 | -442.9661 | -442.9661 | -442.9661 | -442.9661 | -442.9661 | -442.9661 | -442.9661 | -442.9661 | -442.9661 | -442.9661 | -442.9661 | -442.9661 | -442.9661 | -442.9661 | -442.9661 | -442.9661 | -442.9661 | -442.9661 | -442.9661 | -442.9661 | -442.9661 | -442.9661 | -442.9661 | -442.9661 | -442.9661 | -442.9661
Flow 6 | -23.2426 | -446.9737 |  | -446.9737 | -446.9737 | -446.9737 | -446.9737 | -446.9737 | -446.9737 | -446.9737 | -446.9737 | -446.9737 | -446.9737 | -446.9737 | -446.9737 | -446.9737 | -446.9737 | -446.9737 | -446.9737 | -446.9737 | -446.9737 | -446.9737 | -446.9737 | -446.9737 | -446.9737 | -446.9737 | -446.9737 | -446.9737 | -446.9737 | -446.9737 | -446.9737 | -446.9737 | -446.9737 | -446.9737 | -446.9737 | -446.9737 | -446.9737 | -446.9737 | -446.9737 | -446.9737 | -446.9737 | -446.9737 | -446.9737 | -446.9737 | -446.9737 | -446.9737 | -446.9737 | -446.9737 | -446.9737 | -446.9737 | -446.9737 | -446.9737 | -446.9737 | -446.9737 | -446.9737 | -446.9737 | -446.9737 | -446.9737 | -446.9737
PSH | -18.4122 | -354.081 |  | -354.081 | -354.081 | -354.081 | -354.081 | -354.081 | -354.081 | -354.081 | -354.081 | -354.081 | -354.081 | -354.081 | -354.081 | -354.081 | -354.081 | -354.081 | -354.081 | -354.081 | -354.081 | -354.081 | -354.081 | -354.081 | -354.081 | -354.081 | -354.081 | -354.081 | -354.081 | -354.081 | -354.081 | -354.081 | -354.081 | -354.081 | -354.081 | -354.081 | -354.081 | -354.081 | -354.081 | -354.081 | -354.081 | -354.081 | -354.081 | -354.081 | -354.081 | -354.081 | -354.081 | -354.081 | -354.081 | -354.081 | -354.081 | -354.081 | -354.081 | -354.081 | -354.081 | -354.081 | -354.081 | -354.081 | -354.081
Demand Response | -35.2394 | -677.6809 |  | -677.6809 | -677.6809 | -677.6809 | -677.6809 | -677.6809 | -677.6809 | -677.6809 | -677.6809 | -677.6809 | -677.6809 | -677.6809 | -677.6809 | -677.6809 | -677.6809 | -677.6809 | -677.6809 | -677.6809 | -677.6809 | -677.6809 | -677.6809 | -677.6809 | -677.6809 | -677.6809 | -677.6809 | -677.6809 | -677.6809 | -677.6809 | -677.6809 | -677.6809 | -677.6809 | -677.6809 | -677.6809 | -677.6809 | -677.6809 | -677.6809 | -677.6809 | -677.6809 | -677.6809 | -677.6809 | -677.6809 | -677.6809 | -677.6809 | -677.6809 | -677.6809 | -677.6809 | -677.6809 | -677.6809 | -677.6809 | -677.6809 | -677.6809 | -677.6809 | -677.6809 | -677.6809 | -677.6809 | -677.6809 | -677.6809
| Aurora 2012$ |  |  | 2020 | 2021 | 2022 | 2023 | 2024 | 2025 | 2026 | 2027 | 2028 | 2029 | 2030 | 2031 | 2032 | 2033 | 2034 | 2035 | 2036 | 2037 | 2038 | 2039 | 2040 | 2041 | 2042 | 2043 | 2044 | 2045 | 2046 | 2047 | 2048 | 2049 | 2050 | 2051 | 2052 | 2053 | 2054 | 2055 | 2056 | 2057 | 2058 | 2059 | 2060 | 2061 | 2062 | 2063 | 2064 | 2065 | 2066 | 2067 | 2068 | 2069 | 2070 | 2071 | 2072 | 2073 | 2074 | 2075
CCCT |  |  |  | -83.1531 | -81.1249 | -79.1463 | -77.2159 | -75.3326 | -73.4952 | -71.7026 | -69.9538 | -68.2476 | -66.583 | -64.959 | -63.3747 | -61.8289 | -60.3209 | -58.8497 | -57.4143 | -56.014 | -54.6478 | -53.3149 | -52.0145 | -50.7459 | -49.5082 | -48.3007 | -47.1226 | -45.9733 | -44.852 | -43.758 | -42.6908 | -41.6495 | -40.6337 | -39.6426 | -38.6757 | -37.7324 | -36.8121 | -35.9142 | -35.0383 | -34.1837 | -33.3499 | -32.5365 | -31.743 | -30.9687 | -30.2134 | -29.4765 | -28.7576 | -28.0562 | -27.3719 | -26.7042 | -26.0529 | -25.4175 | -24.7976 | -24.1927 | -23.6027 | -23.027 | -22.4654 | -21.9174 | -21.3829
Recip Peaker |  |  |  | -400.8018 | -391.0261 | -381.4889 | -372.1843 | -363.1066 | -354.2504 | -345.6101 | -337.1806 | -328.9567 | -320.9333 | -313.1057 | -305.469 | -298.0185 | -290.7498 | -283.6583 | -276.7398 | -269.9901 | -263.4049 | -256.9804 | -250.7126 | -244.5977 | -238.6319 | -232.8116 | -227.1333 | -221.5934 | -216.1887 | -210.9158 | -205.7715 | -200.7527 | -195.8563 | -191.0793 | -186.4188 | -181.872 | -177.4361 | -173.1084 | -168.8863 | -164.7671 | -160.7484 | -156.8277 | -153.0026 | -149.2709 | -145.6301 | -142.0781 | -138.6128 | -135.232 | -131.9337 | -128.7158 | -125.5764 | -122.5135 | -119.5254 | -116.6102 | -113.766 | -110.9912 | -108.2841 | -105.643 | -103.0664
Frame Peaker |  |  |  | -370.1242 | -361.0968 | -352.2896 | -343.6972 | -335.3143 | -327.1359 | -319.157 | -311.3727 | -303.7782 | -296.369 | -289.1405 | -282.0883 | -275.2081 | -268.4957 | -261.947 | -255.558 | -249.3249 | -243.2438 | -237.311 | -231.523 | -225.8761 | -220.3669 | -214.9921 | -209.7484 | -204.6326 | -199.6415 | -194.7722 | -190.0217 | -185.387 | -180.8654 | -176.454 | -172.1503 | -167.9515 | -163.8551 | -159.8586 | -155.9596 | -152.1558 | -148.4446 | -144.824 | -141.2917 | -137.8456 | -134.4835 | -131.2034 | -128.0033 | -124.8813 | -121.8354 | -118.8638 | -115.9647 | -113.1363 | -110.3769 | -107.6848 | -105.0583 | -102.4959 | -99.996 | -97.5571 | -95.1776
Li-Ion 2 |  |  |  | -324.1195 | -316.2141 | -308.5016 | -300.9771 | -293.6362 | -286.4744 | -279.4872 | -272.6704 | -266.0199 | -259.5316 | -253.2016 | -247.026 | -241.0009 | -235.1229 | -229.3882 | -223.7933 | -218.335 | -213.0097 | -207.8144 | -202.7457 | -197.8007 | -192.9763 | -188.2695 | -183.6776 | -179.1977 | -174.827 | -170.5629 | -166.4028 | -162.3442 | -158.3846 | -154.5216 | -150.7528 | -147.0759 | -143.4887 | -139.9889 | -136.5746 | -133.2435 | -129.9936 | -126.8231 | -123.7298 | -120.712 | -117.7678 | -114.8954 | -112.0931 | -109.3591 | -106.6918 | -104.0896 | -101.5508 | -99.074 | -96.6575 | -94.3 | -92 | -89.7561 | -87.567 | -85.4312 | -83.3475
Li-Ion 4 |  |  |  | -291.1529 | -284.0516 | -277.1235 | -270.3644 | -263.7702 | -257.3367 | -251.0602 | -244.9368 | -238.9627 | -233.1344 | -227.4482 | -221.9007 | -216.4885 | -211.2082 | -206.0568 | -201.0311 | -196.1279 | -191.3442 | -186.6773 | -182.1242 | -177.6822 | -173.3484 | -169.1204 | -164.9955 | -160.9713 | -157.0451 | -153.2148 | -149.4778 | -145.832 | -142.2751 | -138.805 | -135.4195 | -132.1166 | -128.8943 | -125.7505 | -122.6834 | -119.6911 | -116.7718 | -113.9237 | -111.1451 | -108.4343 | -105.7895 | -103.2093 | -100.692 | -98.2361 | -95.8401 | -93.5025 | -91.222 | -88.997 | -86.8264 | -84.7087 | -82.6426 | -80.6269 | -78.6604 | -76.7419 | -74.8701
Flow 4 |  |  |  | -363.5629 | -354.6955 | -346.0444 | -337.6043 | -329.37 | -321.3366 | -313.4992 | -305.8528 | -298.393 | -291.1151 | -284.0148 | -277.0876 | -270.3293 | -263.7359 | -257.3034 | -251.0277 | -244.905 | -238.9317 | -233.1041 | -227.4187 | -221.8719 | -216.4604 | -211.1808 | -206.0301 | -201.005 | -196.1024 | -191.3194 | -186.6531 | -182.1006 | -177.6591 | -173.326 | -169.0985 | -164.9741 | -160.9504 | -157.0248 | -153.1949 | -149.4584 | -145.8131 | -142.2567 | -138.787 | -135.402 | -132.0995 | -128.8775 | -125.7342 | -122.6675 | -119.6756 | -116.7567 | -113.909 | -111.1307 | -108.4202 | -105.7758 | -103.1959 | -100.6789 | -98.2233 | -95.8276 | -93.4904
Flow 6 |  |  |  | -366.8521 | -357.9045 | -349.1751 | -340.6586 | -332.3499 | -324.2438 | -316.3354 | -308.6199 | -301.0926 | -293.7489 | -286.5843 | -279.5944 | -272.775 | -266.122 | -259.6312 | -253.2987 | -247.1207 | -241.0934 | -235.2131 | -229.4762 | -223.8792 | -218.4187 | -213.0914 | -207.8941 | -202.8235 | -197.8766 | -193.0503 | -188.3418 | -183.7481 | -179.2664 | -174.8941 | -170.6283 | -166.4667 | -162.4065 | -158.4454 | -154.5809 | -150.8106 | -147.1323 | -143.5437 | -140.0426 | -136.627 | -133.2946 | -130.0435 | -126.8717 | -123.7773 | -120.7583 | -117.813 | -114.9395 | -112.1361 | -109.4011 | -106.7328 | -104.1295 | -101.5898 | -99.112 | -96.6946 | -94.3362
PSH |  |  |  | -290.6108 | -283.5227 | -276.6075 | -269.861 | -263.279 | -256.8576 | -250.5928 | -244.4808 | -238.5178 | -232.7003 | -227.0247 | -221.4875 | -216.0854 | -210.815 | -205.6732 | -200.6567 | -195.7627 | -190.988 | -186.3297 | -181.7851 | -177.3513 | -173.0257 | -168.8055 | -164.6883 | -160.6715 | -156.7527 | -152.9295 | -149.1995 | -145.5605 | -142.0102 | -138.5466 | -135.1674 | -131.8706 | -128.6543 | -125.5164 | -122.455 | -119.4683 | -116.5544 | -113.7116 | -110.9382 | -108.2324 | -105.5925 | -103.0171 | -100.5045 | -98.0532 | -95.6616 | -93.3284 | -91.0521 | -88.8313 | -86.6647 | -84.5509 | -82.4887 | -80.4768 | -78.514 | -76.599 | -74.7307
Demand Response |  |  |  | -556.2043 | -542.6383 | -529.4032 | -516.491 | -503.8936 | -491.6035 | -479.6132 | -467.9153 | -456.5028 | -445.3685 | -434.5059 | -423.9082 | -413.569 | -403.4819 | -393.6409 | -384.0399 | -374.6731 | -365.5347 | -356.6192 | -347.9212 | -339.4353 | -331.1564 | -323.0794 | -315.1994 | -307.5116 | -300.0114 | -292.694 | -285.5551 | -278.5904 | -271.7955 | -265.1663 | -258.6988 | -252.3891 | -246.2333 | -240.2276 | -234.3684 | -228.6521 | -223.0752 | -217.6343 | -212.3262 | -207.1475 | -202.0951 | -197.166 | -192.3571 | -187.6654 | -183.0882 | -178.6226 | -174.266 | -170.0156 | -165.8689 | -161.8233 | -157.8764 | -154.0257 | -150.269 | -146.6039 | -143.0282

## Saturation Curves
Curve | New Resources | Capacity | ELCC 2027 | ELCC 2031 | Reliable Capacity 2027 | Reliable Capacity 2031
200 | Solar1 | 100 | 4.8% | 3.5% | 4.8 | 3.5
400 | Solar2 | 100 | 4.25% | 3.35% | 4.25 | 3.35
600 | Solar3 | 100 | 3.633% | 3.167% | 3.6333 | 3.1667
800 | Solar4 | 100 | 3.025% | 2.725% | 3.025 | 2.725
1000 | Solar5 | 100 | 2.64% | 2.26% | 2.64 | 2.26
1200 | Solar6 | 100 | 2.317% | 1.95% | 2.3167 | 1.95
1400 | Solar7 | 100 | 2.129% | 1.757% | 2.1286 | 1.7571
1600 | Solar8 | 100 | 1.912% | 1.6% | 1.9125 | 1.6
1800 | Solar9 | 100 | 1.744% | 1.444% | 1.7444 | 1.4444
2000 | Solar10+ | 100 | 1.59% | 1.3% | 1.59 | 1.3
200 | WA Wind1 | 100 | 0.151 | 0.152 | 15.1 | 15.2
400 | WA Wind2 | 100 | 0.1165 | 0.1205 | 11.65 | 12.05
600 | WA Wind3 | 100 | 9.233% | 10.23% | 9.2333 | 10.2333
800 | WA Wind4 | 100 | 7.95% | 8.525% | 7.95 | 8.525
1000 | WA Wind5 | 100 | 6.92% | 7.7% | 6.92 | 7.7
1200 | WA Wind6 | 100 | 6.217% | 6.967% | 6.2167 | 6.9667
1400 | WA Wind7 | 100 | 5.714% | 6.314% | 5.7143 | 6.3143
1600 | WA Wind8 | 100 | 5.275% | 5.938% | 5.275 | 5.9375
1800 | WA Wind9+ | 100 | 4.867% | 5.467% | 4.8667 | 5.4667
2000 | WA Wind10+ | 100 | 4.5% | 5.16% | 4.5 | 5.16
ID | USE | 2010 | 2011 | 2012 | 2013 | 2014 | 2015 | 2016 | 2017 | 2018 | 2019 | 2020 | 2021 | 2022 | 2023 | 2024 | 2025 | 2026 | 2027 | 2028 | 2029 | 2030 | 2031 | 2032 | 2033 | 2034 | 2035 | 2036 | 2037 | 2038 | 2039 | 2040 | 2041 | 2042 | 2043 | 2044 | 2045 | 2046 | 2047
ReliableCapacity_WASolar_200 | yr_ReliableCapacity_WASolar_200 | [9 empty] | 4.8 | 4.8 | 4.8 | 4.8 | 4.8 | 4.8 | 4.8 | 4.8 | 4.8 | 4.8 | 4.8 | 4.8 | 3.5 | 3.5 | 3.5 | 3.5 | 3.5 | 3.5 | 3.5 | 3.5 | 3.5 | 3.5 | 3.5 | 3.5 | 3.5 | 3.5 | 3.5 | 3.5 | 3.5
ReliableCapacity_WASolar_400 | yr_ReliableCapacity_WASolar_400 | [9 empty] | 4.25 | 4.25 | 4.25 | 4.25 | 4.25 | 4.25 | 4.25 | 4.25 | 4.25 | 4.25 | 4.25 | 4.25 | 3.35 | 3.35 | 3.35 | 3.35 | 3.35 | 3.35 | 3.35 | 3.35 | 3.35 | 3.35 | 3.35 | 3.35 | 3.5 | 3.5 | 3.5 | 3.5 | 3.5
ReliableCapacity_WASolar_600 | yr_ReliableCapacity_WASolar_600 | [9 empty] | 3.6333 | 3.6333 | 3.6333 | 3.6333 | 3.6333 | 3.6333 | 3.6333 | 3.6333 | 3.6333 | 3.6333 | 3.6333 | 3.6333 | 3.1667 | 3.1667 | 3.1667 | 3.1667 | 3.1667 | 3.1667 | 3.1667 | 3.1667 | 3.1667 | 3.1667 | 3.1667 | 3.1667 | 3.5 | 3.5 | 3.5 | 3.5 | 3.5
ReliableCapacity_WASolar_800 | yr_ReliableCapacity_WASolar_800 | [9 empty] | 3.025 | 3.025 | 3.025 | 3.025 | 3.025 | 3.025 | 3.025 | 3.025 | 3.025 | 3.025 | 3.025 | 3.025 | 2.725 | 2.725 | 2.725 | 2.725 | 2.725 | 2.725 | 2.725 | 2.725 | 2.725 | 2.725 | 2.725 | 2.725 | 3.5 | 3.5 | 3.5 | 3.5 | 3.5
ReliableCapacity_WASolar_1000 | yr_ReliableCapacity_WASolar_1000 | [9 empty] | 2.64 | 2.64 | 2.64 | 2.64 | 2.64 | 2.64 | 2.64 | 2.64 | 2.64 | 2.64 | 2.64 | 2.64 | 2.26 | 2.26 | 2.26 | 2.26 | 2.26 | 2.26 | 2.26 | 2.26 | 2.26 | 2.26 | 2.26 | 2.26 | 3.5 | 3.5 | 3.5 | 3.5 | 3.5
ReliableCapacity_WASolar_1200 | yr_ReliableCapacity_WASolar_1200 | [9 empty] | 2.3167 | 2.3167 | 2.3167 | 2.3167 | 2.3167 | 2.3167 | 2.3167 | 2.3167 | 2.3167 | 2.3167 | 2.3167 | 2.3167 | 1.95 | 1.95 | 1.95 | 1.95 | 1.95 | 1.95 | 1.95 | 1.95 | 1.95 | 1.95 | 1.95 | 1.95 | 3.5 | 3.5 | 3.5 | 3.5 | 3.5
ReliableCapacity_WASolar_1400 | yr_ReliableCapacity_WASolar_1400 | [9 empty] | 2.1286 | 2.1286 | 2.1286 | 2.1286 | 2.1286 | 2.1286 | 2.1286 | 2.1286 | 2.1286 | 2.1286 | 2.1286 | 2.1286 | 1.7571 | 1.7571 | 1.7571 | 1.7571 | 1.7571 | 1.7571 | 1.7571 | 1.7571 | 1.7571 | 1.7571 | 1.7571 | 1.7571 | 3.5 | 3.5 | 3.5 | 3.5 | 3.5
ReliableCapacity_WASolar_1600 | yr_ReliableCapacity_WASolar_1600 | [9 empty] | 1.9125 | 1.9125 | 1.9125 | 1.9125 | 1.9125 | 1.9125 | 1.9125 | 1.9125 | 1.9125 | 1.9125 | 1.9125 | 1.9125 | 1.6 | 1.6 | 1.6 | 1.6 | 1.6 | 1.6 | 1.6 | 1.6 | 1.6 | 1.6 | 1.6 | 1.6 | 3.5 | 3.5 | 3.5 | 3.5 | 3.5
ReliableCapacity_WASolar_1800 | yr_ReliableCapacity_WASolar_1800 | [9 empty] | 1.7444 | 1.7444 | 1.7444 | 1.7444 | 1.7444 | 1.7444 | 1.7444 | 1.7444 | 1.7444 | 1.7444 | 1.7444 | 1.7444 | 1.4444 | 1.4444 | 1.4444 | 1.4444 | 1.4444 | 1.4444 | 1.4444 | 1.4444 | 1.4444 | 1.4444 | 1.4444 | 1.4444 | 3.5 | 3.5 | 3.5 | 3.5 | 3.5
ReliableCapacity_WASolar_2000 | yr_ReliableCapacity_WASolar_2000 | [9 empty] | 1.59 | 1.59 | 1.59 | 1.59 | 1.59 | 1.59 | 1.59 | 1.59 | 1.59 | 1.59 | 1.59 | 1.59 | 1.3 | 1.3 | 1.3 | 1.3 | 1.3 | 1.3 | 1.3 | 1.3 | 1.3 | 1.3 | 1.3 | 1.3 | 3.5 | 3.5 | 3.5 | 3.5 | 3.5
ReliableCapacity_WAWind_200 | yr_ReliableCapacity_WAWind_200 | [9 empty] | 15.1 | 15.1 | 15.1 | 15.1 | 15.1 | 15.1 | 15.1 | 15.1 | 15.1 | 15.1 | 15.1 | 15.1 | 15.2 | 15.2 | 15.2 | 15.2 | 15.2 | 15.2 | 15.2 | 15.2 | 15.2 | 15.2 | 15.2 | 15.2 | 3.5 | 3.5 | 3.5 | 3.5 | 3.5
ReliableCapacity_WAWind_400 | yr_ReliableCapacity_WAWind_400 | [9 empty] | 11.65 | 11.65 | 11.65 | 11.65 | 11.65 | 11.65 | 11.65 | 11.65 | 11.65 | 11.65 | 11.65 | 11.65 | 12.05 | 12.05 | 12.05 | 12.05 | 12.05 | 12.05 | 12.05 | 12.05 | 12.05 | 12.05 | 12.05 | 12.05 | 12.05 | 12.05 | 12.05 | 12.05 | 12.05
ReliableCapacity_WAWind_600 | yr_ReliableCapacity_WAWind_600 | [9 empty] | 9.2333 | 9.2333 | 9.2333 | 9.2333 | 9.2333 | 9.2333 | 9.2333 | 9.2333 | 9.2333 | 9.2333 | 9.2333 | 9.2333 | 10.2333 | 10.2333 | 10.2333 | 10.2333 | 10.2333 | 10.2333 | 10.2333 | 10.2333 | 10.2333 | 10.2333 | 10.2333 | 10.2333 | 10.2333 | 10.2333 | 10.2333 | 10.2333 | 10.2333
ReliableCapacity_WAWind_800 | yr_ReliableCapacity_WAWind_800 | [9 empty] | 7.95 | 7.95 | 7.95 | 7.95 | 7.95 | 7.95 | 7.95 | 7.95 | 7.95 | 7.95 | 7.95 | 7.95 | 8.525 | 8.525 | 8.525 | 8.525 | 8.525 | 8.525 | 8.525 | 8.525 | 8.525 | 8.525 | 8.525 | 8.525 | 8.525 | 8.525 | 8.525 | 8.525 | 8.525
ReliableCapacity_WAWind_1000 | yr_ReliableCapacity_WAWind_1000 | [9 empty] | 6.92 | 6.92 | 6.92 | 6.92 | 6.92 | 6.92 | 6.92 | 6.92 | 6.92 | 6.92 | 6.92 | 6.92 | 7.7 | 7.7 | 7.7 | 7.7 | 7.7 | 7.7 | 7.7 | 7.7 | 7.7 | 7.7 | 7.7 | 7.7 | 7.7 | 7.7 | 7.7 | 7.7 | 7.7
ReliableCapacity_WAWind_1200 | yr_ReliableCapacity_WAWind_1200 | [9 empty] | 6.2167 | 6.2167 | 6.2167 | 6.2167 | 6.2167 | 6.2167 | 6.2167 | 6.2167 | 6.2167 | 6.2167 | 6.2167 | 6.2167 | 6.9667 | 6.9667 | 6.9667 | 6.9667 | 6.9667 | 6.9667 | 6.9667 | 6.9667 | 6.9667 | 6.9667 | 6.9667 | 6.9667 | 6.9667 | 6.9667 | 6.9667 | 6.9667 | 6.9667
ReliableCapacity_WAWind_1400 | yr_ReliableCapacity_WAWind_1400 | [9 empty] | 5.7143 | 5.7143 | 5.7143 | 5.7143 | 5.7143 | 5.7143 | 5.7143 | 5.7143 | 5.7143 | 5.7143 | 5.7143 | 5.7143 | 6.3143 | 6.3143 | 6.3143 | 6.3143 | 6.3143 | 6.3143 | 6.3143 | 6.3143 | 6.3143 | 6.3143 | 6.3143 | 6.3143 | 6.3143 | 6.3143 | 6.3143 | 6.3143 | 6.3143
ReliableCapacity_WAWind_1600 | yr_ReliableCapacity_WAWind_1600 | [9 empty] | 5.275 | 5.275 | 5.275 | 5.275 | 5.275 | 5.275 | 5.275 | 5.275 | 5.275 | 5.275 | 5.275 | 5.275 | 5.9375 | 5.9375 | 5.9375 | 5.9375 | 5.9375 | 5.9375 | 5.9375 | 5.9375 | 5.9375 | 5.9375 | 5.9375 | 5.9375 | 5.9375 | 5.9375 | 5.9375 | 5.9375 | 5.9375
ReliableCapacity_WAWind_1800 | yr_ReliableCapacity_WAWind_1800 | [9 empty] | 4.8667 | 4.8667 | 4.8667 | 4.8667 | 4.8667 | 4.8667 | 4.8667 | 4.8667 | 4.8667 | 4.8667 | 4.8667 | 4.8667 | 5.4667 | 5.4667 | 5.4667 | 5.4667 | 5.4667 | 5.4667 | 5.4667 | 5.4667 | 5.4667 | 5.4667 | 5.4667 | 5.4667 | 5.4667 | 5.4667 | 5.4667 | 5.4667 | 5.4667
ReliableCapacity_WAWind_2000 | yr_ReliableCapacity_WAWind_2000 | [9 empty] | 4.5 | 4.5 | 4.5 | 4.5 | 4.5 | 4.5 | 4.5 | 4.5 | 4.5 | 4.5 | 4.5 | 4.5 | 5.16 | 5.16 | 5.16 | 5.16 | 5.16 | 5.16 | 5.16 | 5.16 | 5.16 | 5.16 | 5.16 | 5.16 | 5.16 | 5.16 | 5.16 | 5.16 | 5.16

## 21IRP Reliable Capacity
Resource | Resource | nameplate | 2021 IRP 2027 ELCC | 2021 IRP 2031 ELCC | Reliable Capacity 2027 | Reliable Capacity 2031
Generic MT-Eastern Wind | MT_Clearwater | 200 | 21.8% | 23.9% | 43.6 | 47.8
Generic WY-East Wind | AeolousWY | 400 | 39.95% | 41.1% | 159.8 | 164.4
Generic WY-West Wind | JimBridgerWY | 400 | 27.55% | 29.35% | 110.2 | 117.4
Generic MT-Central Wind | MT_Martinsdale | 200 | 30.1% | 31.3% | 60.2 | 62.6
Generic Offshore | Offshore | 100 | 48.4% | 46.6% | 48.4 | 46.6
Generic ID Wind | PopulousID | 100 | 24.2% | 27.4% | 24.2 | 27.4
Generic WA Wind | WA_generic | 100 | 17.8% | 15.4% | 17.8 | 15.4
Generic WY-East Solar | Anticline | 400 | 6.25% | 5.4% | 25 | 21.6
Generic WY-West Solar | Rocksprings | 400 | 6% | 5.8% | 24 | 23.2
Generic ID Solar | Twinfalls | 400 | 3.35% | 4.3% | 13.4 | 17.2
Generic WA-East Solar | Wenatchee | 100 | 4% | 3.6% | 4 | 3.6
DER Roof | Generic WA-West Solar Roof | 100 | 1.6% | 2.4% | 1.6 | 2.4
DER Ground | Generic WA-West Solar Ground | 100 | 1.2% | 1.8% | 1.2 | 1.8
Li-Ion 25 MW 2 hr 82% RT | Li-Ion 2 hr 82% RT | 25 | 12.4% | 15.8% | 3.1 | 3.95
Li-Ion 25 MW 4 hr 87% RT | Li-Ion 4 hr 87% RT | 25 | 24.8% | 29.8% | 6.2 | 7.45
Flow 25 MW 4 hr 73% RT | Flow 4 hr 73% RT | 25 | 22.2% | 27.4% | 5.55 | 6.85
Flow 25 MW 6 hr 73% RT | Flow 6 hr 73% RT | 25 | 29.8% | 35.6% | 7.45 | 8.9
Pumped Storage | Pumped Storage 8 hr 80% RT | 25 | 37.2% | 43.8% | 9.3 | 10.95
MT East Wind + Pumped storage | MT East Wind + Pumped storage | 200 | 54.3% | 57.7% | 108.6 | 115.4
WA East Solar + Battery | WA East Solar + Battery | 100 | 14.4% | 15.4% | 14.4 | 15.4
WA wind + battery | WA wind + battery | 100 | 23.6% | 23% | 23.6 | 23
ID | 2020 | 2021 | 2022 | 2023 | 2024 | 2025 | 2026 | 2027 | 2028 | 2029 | 2030 | 2031 | 2032 | 2033 | 2034 | 2035 | 2036 | 2037 | 2038 | 2039 | 2040 | 2041 | 2042 | 2043 | 2044 | 2045 | 2046 | 2047
Generic WY-East Wind | 159.8 | 159.8 | 159.8 | 159.8 | 159.8 | 159.8 | 159.8 | 159.8 | 159.8 | 159.8 | 159.8 | 164.4 | 164.4 | 164.4 | 164.4 | 164.4 | 164.4 | 164.4 | 164.4 | 164.4 | 164.4 | 164.4 | 164.4 | 164.4 | 164.4 | 164.4 | 164.4 | 164.4
Generic WY-West Wind | 110.2 | 110.2 | 110.2 | 110.2 | 110.2 | 110.2 | 110.2 | 110.2 | 110.2 | 110.2 | 110.2 | 117.4 | 117.4 | 117.4 | 117.4 | 117.4 | 117.4 | 117.4 | 117.4 | 117.4 | 117.4 | 117.4 | 117.4 | 117.4 | 117.4 | 117.4 | 117.4 | 117.4
Generic MT-Eastern Wind | 43.6 | 43.6 | 43.6 | 43.6 | 43.6 | 43.6 | 43.6 | 43.6 | 43.6 | 43.6 | 43.6 | 47.8 | 47.8 | 47.8 | 47.8 | 47.8 | 47.8 | 47.8 | 47.8 | 47.8 | 47.8 | 47.8 | 47.8 | 47.8 | 47.8 | 47.8 | 47.8 | 47.8
Generic MT-Central Wind | 60.2 | 60.2 | 60.2 | 60.2 | 60.2 | 60.2 | 60.2 | 60.2 | 60.2 | 60.2 | 60.2 | 62.6 | 62.6 | 62.6 | 62.6 | 62.6 | 62.6 | 62.6 | 62.6 | 62.6 | 62.6 | 62.6 | 62.6 | 62.6 | 62.6 | 62.6 | 62.6 | 62.6
Generic Offshore | 48.4 | 48.4 | 48.4 | 48.4 | 48.4 | 48.4 | 48.4 | 48.4 | 48.4 | 48.4 | 48.4 | 46.6 | 46.6 | 46.6 | 46.6 | 46.6 | 46.6 | 46.6 | 46.6 | 46.6 | 46.6 | 46.6 | 46.6 | 46.6 | 46.6 | 46.6 | 46.6 | 46.6
Generic ID Wind | 24.2 | 24.2 | 24.2 | 24.2 | 24.2 | 24.2 | 24.2 | 24.2 | 24.2 | 24.2 | 24.2 | 27.4 | 27.4 | 27.4 | 27.4 | 27.4 | 27.4 | 27.4 | 27.4 | 27.4 | 27.4 | 27.4 | 27.4 | 27.4 | 27.4 | 27.4 | 27.4 | 27.4
Generic WA Wind
Generic WY-East Solar | 25 | 25 | 25 | 25 | 25 | 25 | 25 | 25 | 25 | 25 | 25 | 21.6 | 21.6 | 21.6 | 21.6 | 21.6 | 21.6 | 21.6 | 21.6 | 21.6 | 21.6 | 21.6 | 21.6 | 21.6 | 21.6 | 21.6 | 21.6 | 21.6
Generic WY-West Solar | 24 | 24 | 24 | 24 | 24 | 24 | 24 | 24 | 24 | 24 | 24 | 23.2 | 23.2 | 23.2 | 23.2 | 23.2 | 23.2 | 23.2 | 23.2 | 23.2 | 23.2 | 23.2 | 23.2 | 23.2 | 23.2 | 23.2 | 23.2 | 23.2
Generic ID Solar | 13.4 | 13.4 | 13.4 | 13.4 | 13.4 | 13.4 | 13.4 | 13.4 | 13.4 | 13.4 | 13.4 | 17.2 | 17.2 | 17.2 | 17.2 | 17.2 | 17.2 | 17.2 | 17.2 | 17.2 | 17.2 | 17.2 | 17.2 | 17.2 | 17.2 | 17.2 | 17.2 | 17.2
Generic WA-East Solar
DER Roof | 1.6 | 1.6 | 1.6 | 1.6 | 1.6 | 1.6 | 1.6 | 1.6 | 1.6 | 1.6 | 1.6 | 2.4 | 2.4 | 2.4 | 2.4 | 2.4 | 2.4 | 2.4 | 2.4 | 2.4 | 2.4 | 2.4 | 2.4 | 2.4 | 2.4 | 2.4 | 2.4 | 2.4
DER Ground | 1.2 | 1.2 | 1.2 | 1.2 | 1.2 | 1.2 | 1.2 | 1.2 | 1.2 | 1.2 | 1.2 | 1.8 | 1.8 | 1.8 | 1.8 | 1.8 | 1.8 | 1.8 | 1.8 | 1.8 | 1.8 | 1.8 | 1.8 | 1.8 | 1.8 | 1.8 | 1.8 | 1.8
Li-Ion 25 MW 2 hr 82% RT | 3.1 | 3.1 | 3.1 | 3.1 | 3.1 | 3.1 | 3.1 | 3.1 | 3.1 | 3.1 | 3.1 | 3.95 | 3.95 | 3.95 | 3.95 | 3.95 | 3.95 | 3.95 | 3.95 | 3.95 | 3.95 | 3.95 | 3.95 | 3.95 | 3.95 | 3.95 | 3.95 | 3.95
Li-Ion 25 MW 4 hr 87% RT | 6.2 | 6.2 | 6.2 | 6.2 | 6.2 | 6.2 | 6.2 | 6.2 | 6.2 | 6.2 | 6.2 | 7.45 | 7.45 | 7.45 | 7.45 | 7.45 | 7.45 | 7.45 | 7.45 | 7.45 | 7.45 | 7.45 | 7.45 | 7.45 | 7.45 | 7.45 | 7.45 | 7.45
Flow 25 MW 4 hr 73% RT | 5.55 | 5.55 | 5.55 | 5.55 | 5.55 | 5.55 | 5.55 | 5.55 | 5.55 | 5.55 | 5.55 | 6.85 | 6.85 | 6.85 | 6.85 | 6.85 | 6.85 | 6.85 | 6.85 | 6.85 | 6.85 | 6.85 | 6.85 | 6.85 | 6.85 | 6.85 | 6.85 | 6.85
Flow 25 MW 6 hr 73% RT | 7.45 | 7.45 | 7.45 | 7.45 | 7.45 | 7.45 | 7.45 | 7.45 | 7.45 | 7.45 | 7.45 | 8.9 | 8.9 | 8.9 | 8.9 | 8.9 | 8.9 | 8.9 | 8.9 | 8.9 | 8.9 | 8.9 | 8.9 | 8.9 | 8.9 | 8.9 | 8.9 | 8.9
Pumped Storage 500 MW 8 hr 80% RT | 9.3 | 9.3 | 9.3 | 9.3 | 9.3 | 9.3 | 9.3 | 9.3 | 9.3 | 9.3 | 9.3 | 10.95 | 10.95 | 10.95 | 10.95 | 10.95 | 10.95 | 10.95 | 10.95 | 10.95 | 10.95 | 10.95 | 10.95 | 10.95 | 10.95 | 10.95 | 10.95 | 10.95
MT East Wind + Pumped storage | 108.6 | 108.6 | 108.6 | 108.6 | 108.6 | 108.6 | 108.6 | 108.6 | 108.6 | 108.6 | 108.6 | 115.4 | 115.4 | 115.4 | 115.4 | 115.4 | 115.4 | 115.4 | 115.4 | 115.4 | 115.4 | 115.4 | 115.4 | 115.4 | 115.4 | 115.4 | 115.4 | 115.4
WA East Solar + Battery | 14.4 | 14.4 | 14.4 | 14.4 | 14.4 | 14.4 | 14.4 | 14.4 | 14.4 | 14.4 | 14.4 | 15.4 | 15.4 | 15.4 | 15.4 | 15.4 | 15.4 | 15.4 | 15.4 | 15.4 | 15.4 | 15.4 | 15.4 | 15.4 | 15.4 | 15.4 | 15.4 | 15.4
WA wind + battery | 23.6 | 23.6 | 23.6 | 23.6 | 23.6 | 23.6 | 23.6 | 23.6 | 23.6 | 23.6 | 23.6 | 23 | 23 | 23 | 23 | 23 | 23 | 23 | 23 | 23 | 23 | 23 | 23 | 23 | 23 | 23 | 23 | 23
Generic Frame | 236.9414 | 236.9414 | 236.9414 | 236.9414 | 236.9414 | 236.9414 | 236.9414 | 236.9414 | 236.9414 | 236.9414 | 236.9414 | 236.9414 | 236.9414 | 236.9414 | 236.9414 | 236.9414 | 236.9414 | 236.9414 | 236.9414 | 236.9414 | 236.9414 | 236.9414 | 236.9414 | 236.9414 | 236.9414 | 236.9414 | 236.9414 | 236.9414
Generic Recip | 18.249 | 18.249 | 18.249 | 18.249 | 18.249 | 18.249 | 18.249 | 18.249 | 18.249 | 18.249 | 18.249 | 18.249 | 18.249 | 18.249 | 18.249 | 18.249 | 18.249 | 18.249 | 18.249 | 18.249 | 18.249 | 18.249 | 18.249 | 18.249 | 18.249 | 18.249 | 18.249 | 18.249
Generic CCCT | 367.1655 | 367.1655 | 367.1655 | 367.1655 | 367.1655 | 367.1655 | 367.1655 | 367.1655 | 367.1655 | 367.1655 | 367.1655 | 367.1655 | 367.1655 | 367.1655 | 367.1655 | 367.1655 | 367.1655 | 367.1655 | 367.1655 | 367.1655 | 367.1655 | 367.1655 | 367.1655 | 367.1655 | 367.1655 | 367.1655 | 367.1655 | 367.1655
Biomass | 0

## DSM
Sector | Cost/MWh | 2022 | 2023 | 2024 | 2025 | 2026 | 2027 | 2028 | 2029 | 2030 | 2031 | 2032 | 2033 | 2034 | 2035 | 2036 | 2037 | 2038 | 2039 | 2040 | 2041 | 2042 | 2043 | 2044 | 2045 | 2046 | 2047
Sum | 01. Under $28/MWh | 119.7333 | 43.4067 | 24.3926 | 17.5888 | 14.2133 | 12.2093 | 10.8144 | 9.5519 | 9.0438 | 8.5456 | 3.868 | 3.8142 | 4.4612 | 4.6859 | 4.6667 | 4.4349 | 4.5495 | 4.5359 | 4.472 | 4.2503 | 4.2327 | 4.1331 | 4.1096 | 3.8637 | 3.8637 | 3.8637
Sum | 02. $28/MWh to $55/Mwh | 925.3165 | 319.523 | 193.281 | 135.4694 | 108.8079 | 91.3165 | 78.906 | 66.0791 | 60.7186 | 52.9864 | 16.6161 | 14.1055 | 17.051 | 16.358 | 14.405 | 12.4074 | 10.8643 | 10.2425 | 10.3223 | 9.0346 | 9.4532 | 9.0564 | 9.2944 | 8.0507 | 8.0507 | 8.0507
Sum | 03. $55/MWh to $62/Mwh | 1383.4172 | 438.6522 | 259.6048 | 185.1202 | 143.7448 | 117.528 | 99.1558 | 85.8868 | 75.7268 | 67.6821 | 2.8827 | 2.885 | 3.0753 | 3.1382 | 3.1187 | 1.3627 | 0.95972 | 0.95418 | 0.94719 | 0.89006 | 0.92477 | 0.92588 | 0.96179 | 0.89892 | 0.89892 | 0.89892
Sum | 04. $62/MWh to $70/Mwh | 1520.1693 | 575.8264 | 371.3568 | 289.1588 | 238.4837 | 208.8541 | 186.267 | 166.1249 | 151.0569 | 135.2715 | 107.8351 | 96.7562 | 86.9609 | 75.0306 | 67.1411 | 60.6718 | 56.0212 | 51.7989 | 36.1785 | 4.5211 | 3.8997 | 1.5836 | 1.7908 | 1.4745 | 1.4745 | 1.4745
Sum | 05. $70/MWh to $77/Mwh | 1664.6775 | 557.974 | 338.4972 | 244.3761 | 194.1306 | 162.6906 | 140.1722 | 122.399 | 111.5092 | 101.6579 | 30.4358 | 28.8286 | 32.2868 | 33.0002 | 31.4936 | 29.032 | 29.2989 | 28.8664 | 28.1272 | 26.2846 | 25.9672 | 22.6541 | 22.2055 | 20.6842 | 20.6842 | 20.6842
Sum | 06. $77/MWh to $85/Mwh | 1869.1184 | 612.3135 | 361.3663 | 249.0061 | 197.1211 | 163.6766 | 140.698 | 116.9819 | 107.7423 | 98.0149 | 12.1164 | 7.1139 | 13.9919 | 16.0853 | 14.0336 | 9.9339 | 12.3121 | 13.2853 | 13.7941 | 11.0648 | 12.4778 | 12.5043 | 13.9204 | 11.3811 | 11.3811 | 11.3811
Sum | 07. $85/MWh to $115/Mwh | 2290.284 | 847.5307 | 536.9132 | 393.8269 | 326.083 | 279.8609 | 243.9212 | 206.2538 | 189.2915 | 170.8722 | 110.099 | 97.1844 | 99.3412 | 93.7538 | 84.9929 | 75.5007 | 72.4769 | 65.9022 | 55.508 | 35.9284 | 30.3242 | 26.8069 | 27.397 | 24.7598 | 24.7598 | 24.7598
Sum | 08. $115/MWh to $130/Mwh | 2890.1722 | 1092.8146 | 666.0547 | 447.1299 | 364.5456 | 308.4794 | 272.7576 | 206.726 | 204.4414 | 190.2155 | 125.5741 | 92.6896 | 118.6409 | 118.5444 | 102.3735 | 72.1533 | 43.5777 | 46.7888 | 47.7102 | 36.3848 | 40.9484 | 40.4317 | 44.8188 | 35.4385 | 35.4385 | 35.4385
Sum | 09. $130/MWh to $150/Mwh | 3250.2285 | 1160.5761 | 711.7579 | 511.4084 | 397.9642 | 323.4676 | 270.8357 | 231.5702 | 204.1052 | 181.8772 | 103.8195 | 96.8119 | 93.6188 | 89.1459 | 83.6721 | 66.7155 | 14.6101 | 14.9071 | 14.9733 | 7.6946 | 7.3655 | 7.3718 | 7.7812 | 7.0448 | 7.0448 | 7.0448
Sum | 10. $150/MWh to $175/Mwh | 3635.994 | 1496.3532 | 978.908 | 742.7333 | 607.9192 | 535.9802 | 474.7195 | 431.6706 | 398.4528 | 365.6649 | 323.1861 | 297.6728 | 276.3091 | 252.714 | 230.0466 | 207.0985 | 171.8933 | 157.9706 | 145.3754 | 135.109 | 117.5529 | 77.1801 | 72.104 | 68.7697 | 68.7697 | 68.7697
Sum | 11. $175/MWh to $200/Mwh | 4182.1351 | 1592.0627 | 1034.3899 | 813.5502 | 672.1043 | 587.9762 | 521.4136 | 470.4657 | 425.3828 | 381.0343 | 287.3484 | 263.1105 | 239.5428 | 216.5252 | 195.2884 | 178.7012 | 156.0233 | 141.6035 | 131.8597 | 124.2772 | 91.9706 | 1.7461 | 0.29955 | 0.27577 | 0.27577 | 0.27577
Sum | 12. $200/MWh to $225/Mwh | 4932.9749 | 1618.8559 | 981.5473 | 708.6047 | 567.3078 | 479.8376 | 420.8875 | 363.616 | 336.2862 | 308.048 | 205.5023 | 179.7395 | 183.7351 | 174.0348 | 156.7988 | 138.4604 | 134.5591 | 128.4848 | 122.1297 | 111.2049 | 107.9682 | 102.8688 | 100.2777 | 92.2533 | 92.2533 | 92.2533
Sum | 13. Over $225/MWh | 22326.8575 | 7365.0344 | 4351.2122 | 3077.1395 | 2372.1535 | 1932.3722 | 1618.9974 | 1386.3007 | 1221.071 | 1081.7303 | 357.7478 | 336.4033 | 338.6363 | 323.8763 | 299.8072 | 274.7938 | 223.2709 | 199.2455 | 191.0717 | 172.5913 | 142.3222 | 73.6568 | 75.0682 | 68.6267 | 68.6267 | 68.6267
| DistEff | 514.5297 | 283.5164 | 214.6061 | 205.8869 | 159.8717 | 135.0943 | 119.6085 | 109.0129 | 101.307 | 95.4505 | 90.849 | 87.1381 | 84.0821 | 59.0659 | 59.0659 | 59.0659 | 59.0659 | 59.0659 | 59.0659 | 59.0659 | 59.0659 | 59.0659 | 59.0659 | 59.0659
| 2012$ | 2.5% | 2012
| Cost/MWh | 2022 | 2023 | 2024 | 2025 | 2026 | 2027 | 2028 | 2029 | 2030 | 2031 | 2032 | 2033 | 2034 | 2035 | 2036 | 2037 | 2038 | 2039 | 2040 | 2041 | 2042 | 2043 | 2044 | 2045 | 2046 | 2047
| 01. Under $28/MWh | 93.5355 | 33.0822 | 18.1372 | 12.7593 | 10.0591 | 8.4301 | 7.2849 | 6.2775 | 5.7986 | 5.3455 | 2.3605 | 2.2709 | 2.5914 | 2.6555 | 2.5801 | 2.3922 | 2.3941 | 2.3287 | 2.2399 | 2.077 | 2.0179 | 1.9224 | 1.8648 | 1.7105 | 1.6687 | 1.628
| 02. $28/MWh to $55/Mwh | 722.8557 | 243.5228 | 143.7152 | 98.2723 | 77.0063 | 63.0509 | 53.153 | 43.4268 | 38.9307 | 33.1445 | 10.1403 | 8.3982 | 9.9043 | 9.27 | 7.9642 | 6.6925 | 5.7172 | 5.2585 | 5.1702 | 4.4149 | 4.5068 | 4.2123 | 4.2175 | 3.5641 | 3.4771 | 3.3923
| 03. $55/MWh to $62/Mwh | 1080.7233 | 334.3165 | 193.0307 | 134.29 | 101.7321 | 81.149 | 66.7938 | 56.4444 | 48.5535 | 42.337 | 1.7593 | 1.7177 | 1.7863 | 1.7784 | 1.7243 | 0.73505 | 0.50504 | 0.48988 | 0.47443 | 0.43494 | 0.44088 | 0.43064 | 0.43643 | 0.39795 | 0.38825 | 0.37878
| 04. $62/MWh to $70/Mwh | 1187.5539 | 438.8631 | 276.1245 | 209.7617 | 168.7814 | 144.2065 | 125.4741 | 109.1764 | 96.8525 | 84.6161 | 65.8086 | 57.6073 | 50.5125 | 42.5196 | 37.1206 | 32.7258 | 29.4803 | 26.5935 | 18.121 | 2.2093 | 1.8592 | 0.73656 | 0.81263 | 0.65277 | 0.63685 | 0.62131
| 05. $70/MWh to $77/Mwh | 1300.4434 | 425.257 | 251.6916 | 177.2754 | 137.3915 | 112.3323 | 94.4235 | 80.44 | 71.4959 | 63.5899 | 18.5741 | 17.1642 | 18.7543 | 18.7011 | 17.412 | 15.6596 | 15.4181 | 14.82 | 14.0883 | 12.8443 | 12.3797 | 10.5367 | 10.0762 | 9.157 | 8.9336 | 8.7157
| 06. $77/MWh to $85/Mwh | 1460.1523 | 466.6716 | 268.6961 | 180.6341 | 139.5079 | 113.0131 | 94.7777 | 76.8799 | 69.0807 | 61.311 | 7.3943 | 4.2355 | 8.1274 | 9.1155 | 7.7588 | 5.3583 | 6.4791 | 6.8206 | 6.9091 | 5.4069 | 5.9487 | 5.8159 | 6.3167 | 5.0385 | 4.9156 | 4.7957
| 07. $85/MWh to $115/Mwh | 1789.1662 | 645.9411 | 399.225 | 285.6901 | 230.7778 | 193.2343 | 164.3114 | 135.5489 | 121.3672 | 106.8853 | 67.1902 | 57.8623 | 57.7038 | 53.13 | 46.9905 | 40.7243 | 38.1399 | 33.8342 | 27.8027 | 17.5568 | 14.4568 | 12.4683 | 12.432 | 10.9612 | 10.6939 | 10.433
| 08. $115/MWh to $130/Mwh | 2257.7979 | 832.8829 | 495.2489 | 324.3571 | 257.9988 | 212.9944 | 183.7363 | 135.8593 | 131.0809 | 118.9851 | 76.6342 | 55.1861 | 68.9143 | 67.1788 | 56.5998 | 38.9188 | 22.9321 | 24.0214 | 23.897 | 17.7799 | 19.5219 | 18.8054 | 20.3374 | 15.6887 | 15.3061 | 14.9328
| 09. $130/MWh to $150/Mwh | 2539.0733 | 884.527 | 529.2318 | 370.986 | 281.6501 | 223.3432 | 182.4417 | 152.1868 | 130.8653 | 113.7693 | 63.358 | 57.6405 | 54.3798 | 50.5187 | 46.2602 | 35.9857 | 7.6884 | 7.6533 | 7.4998 | 3.76 | 3.5115 | 3.4287 | 3.5309 | 3.1188 | 3.0427 | 2.9685
| 10. $150/MWh to $175/Mwh | 2840.4327 | 1140.4378 | 727.8728 | 538.7939 | 430.241 | 370.0759 | 319.7829 | 283.6918 | 255.4743 | 228.7336 | 197.2311 | 177.2303 | 160.4982 | 143.2123 | 127.1871 | 111.707 | 90.4562 | 81.1021 | 72.8153 | 66.0225 | 56.0425 | 35.8976 | 32.7187 | 30.4446 | 29.702 | 28.9776
| 11. $175/MWh to $200/Mwh | 3267.0773 | 1213.3823 | 769.1267 | 590.1659 | 475.6665 | 405.9773 | 351.2372 | 309.1877 | 272.7409 | 238.3475 | 175.3604 | 156.6524 | 139.1419 | 122.7042 | 107.9701 | 96.3898 | 82.1049 | 72.6992 | 66.0456 | 60.7294 | 43.8463 | 0.81212 | 0.13593 | 0.12208 | 0.11911 | 0.1162
| 12. $200/MWh to $225/Mwh | 3853.6321 | 1233.8025 | 729.8353 | 514.0363 | 401.4992 | 331.3114 | 283.5203 | 238.9666 | 215.6152 | 192.6926 | 125.4121 | 107.0144 | 106.7252 | 98.6251 | 86.6902 | 74.6843 | 70.8097 | 65.964 | 61.1721 | 54.3415 | 51.4731 | 47.8458 | 45.5031 | 40.8408 | 39.8447 | 38.8729
| 13. Over $225/MWh | 17441.7054 | 5613.2225 | 3235.3695 | 2232.2197 | 1678.8375 | 1334.2364 | 1090.597 | 911.0699 | 782.9091 | 676.6523 | 218.3231 | 200.2899 | 196.7019 | 183.5398 | 165.756 | 148.2212 | 117.4929 | 102.2926 | 95.7036 | 84.3387 | 67.8511 | 34.2589 | 34.0637 | 30.3812 | 29.6402 | 28.9173
| DistEff | 401.9498 | 216.0805 | 159.5717 | 149.3545 | 113.1456 | 93.278 | 80.5712 | 71.6427 | 64.9546 | 59.7069 | 55.4425 | 51.8808 | 48.8403 | 33.4725 | 32.6561 | 31.8596 | 31.0825 | 30.3244 | 29.5848 | 28.8632 | 28.1592 | 27.4724 | 26.8024 | 26.1487 | 0 | 0
| Peak Contribution | 2022 | 2023 | 2024 | 2025 | 2026 | 2027 | 2028 | 2029 | 2030 | 2031 | 2032 | 2033 | 2034 | 2035 | 2036 | 2037 | 2038 | 2039 | 2040 | 2041 | 2042 | 2043 | 2044 | 2045 | 2046 | 2047
Sum | 01. Under $28/MWh | 12.1207 | 24.755 | 38.0105 | 51.5868 | 65.6005 | 80.1966 | 95.2328 | 110.2937 | 126.0171 | 142.1017 | 147.7904 | 153.9067 | 160.5046 | 166.7596 | 173.0426 | 179.2971 | 185.7866 | 192.5302 | 198.132 | 203.3211 | 208.2507 | 213.2646 | 218.6585 | 223.7195 | 113.2315 | 113.2315
Sum | 02. $28/MWh to $55/Mwh | 7.1554 | 14.7349 | 22.523 | 30.3721 | 38.5252 | 47.04 | 55.849 | 64.4581 | 73.5083 | 82.6254 | 85.3233 | 87.7381 | 90.6415 | 93.2533 | 95.7746 | 98.1258 | 100.3442 | 102.389 | 104.3361 | 106.1959 | 108.1391 | 110.0747 | 112.2845 | 114.1494 | 55.6264 | 55.6264
Sum | 03. $55/MWh to $62/Mwh | 3.6678 | 7.3408 | 11.0363 | 14.7226 | 18.4112 | 22.0804 | 25.7643 | 29.4875 | 33.1898 | 36.8807 | 36.9902 | 37.1423 | 37.2972 | 37.506 | 37.6839 | 37.7466 | 37.7495 | 37.7883 | 37.8617 | 37.9098 | 37.9487 | 37.9842 | 37.9849 | 38.0149 | 19.8778 | 19.8778
Sum | 04. $62/MWh to $70/Mwh | 0.66574 | 1.5434 | 2.6181 | 3.9518 | 5.5501 | 7.4907 | 9.7907 | 12.3867 | 15.3638 | 18.6309 | 21.7932 | 25.0491 | 28.3888 | 31.5475 | 34.726 | 37.8962 | 41.1641 | 44.3702 | 46.7056 | 47.1508 | 47.5077 | 47.5879 | 47.8056 | 47.9056 | 7.3565 | 7.3565
Sum | 05. $70/MWh to $77/Mwh | 2.6555 | 5.3608 | 8.0855 | 10.86 | 13.7 | 16.6552 | 19.6852 | 22.6858 | 25.8284 | 29.0516 | 29.8664 | 30.6317 | 31.5088 | 32.3453 | 33.2301 | 34.1092 | 35.0978 | 36.0584 | 36.9475 | 37.8561 | 38.7683 | 39.5363 | 40.4093 | 41.1704 | 11.2718 | 11.2718
Sum | 06. $77/MWh to $85/Mwh | 0.85206 | 1.7163 | 2.5714 | 3.4056 | 4.2447 | 5.0966 | 5.9549 | 6.77 | 7.6114 | 8.4596 | 8.5277 | 8.5561 | 8.6244 | 8.6868 | 8.7491 | 8.7932 | 8.867 | 8.9369 | 8.9963 | 9.0485 | 9.1111 | 9.1778 | 9.2733 | 9.3388 | 4.0531 | 4.0531
Sum | 07. $85/MWh to $115/Mwh | 2.6654 | 5.7187 | 9.0862 | 12.7191 | 16.7408 | 21.1952 | 26.0377 | 30.9518 | 36.3065 | 41.944 | 45.4945 | 48.9038 | 52.7055 | 56.4553 | 60.1983 | 63.8038 | 67.6128 | 71.2344 | 74.3667 | 76.5936 | 78.525 | 80.1028 | 81.9356 | 83.4978 | 44.821 | 44.821
Sum | 08. $115/MWh to $130/Mwh | 1.3391 | 2.9877 | 4.8232 | 6.6709 | 8.6769 | 10.8449 | 13.2069 | 15.3858 | 17.8678 | 20.5352 | 22.3136 | 23.7767 | 25.7834 | 27.9467 | 30.016 | 31.634 | 32.7693 | 34.0084 | 35.2969 | 36.3698 | 37.5744 | 38.8006 | 40.1984 | 41.3651 | 37.2302 | 37.2302
Sum | 09. $130/MWh to $150/Mwh | 4.1023 | 8.6284 | 13.4162 | 18.3902 | 23.5035 | 28.7391 | 34.0373 | 39.3058 | 44.6697 | 50.0824 | 52.4526 | 54.7864 | 57.199 | 59.578 | 61.9966 | 64.0767 | 64.7834 | 65.4677 | 66.1002 | 66.4789 | 66.8399 | 67.2128 | 67.6752 | 68.0566 | 39.4444 | 39.4444
Sum | 10. $150/MWh to $175/Mwh | 0.63542 | 1.6116 | 2.9391 | 4.6729 | 6.8442 | 9.6213 | 13.0287 | 17.1149 | 21.9833 | 27.5643 | 33.646 | 40.3842 | 47.696 | 55.3945 | 63.4503 | 71.6996 | 79.7984 | 88.0801 | 96.322 | 104.6689 | 112.1522 | 116.6289 | 121.1872 | 125.593 | 10.7895 | 10.7895
Sum | 11. $175/MWh to $200/Mwh | 0.49411 | 1.1466 | 1.9512 | 2.9621 | 4.1775 | 5.655 | 7.4024 | 9.3917 | 11.6594 | 14.141 | 16.4551 | 18.8592 | 21.3363 | 23.7639 | 26.218 | 28.6884 | 31.1578 | 33.5475 | 35.8454 | 38.1863 | 40.0073 | 40.0422 | 40.1623 | 40.19 | 0.59196 | 0.59196
Sum | 12. $200/MWh to $225/Mwh | 0.34061 | 0.68589 | 1.0352 | 1.3886 | 1.7485 | 2.1173 | 2.4947 | 2.8724 | 3.2619 | 3.6591 | 3.9372 | 4.2051 | 4.4844 | 4.758 | 5.0286 | 5.2926 | 5.5641 | 5.8337 | 6.0984 | 6.3597 | 6.6224 | 6.8853 | 7.1577 | 7.4186 | 8.2002 | 8.2002
Sum | 13. Over $225/MWh | 5.2844 | 11.1807 | 17.6492 | 24.8916 | 32.9188 | 41.9609 | 51.9754 | 62.7981 | 74.6877 | 87.3915 | 96.2311 | 105.4136 | 115.0004 | 124.4504 | 134.0953 | 143.8237 | 152.9889 | 161.6265 | 169.9098 | 177.7701 | 183.6733 | 184.9429 | 186.6804 | 188.0251 | 10.3045 | 10.3045
Sum | C&S | 35.4288 | 56.2024 | 81.1677 | 97.4698 | 111.8388 | 124.9635 | 137.6254 | 150.4497 | 162.9166 | 176.5675 | 188.2431 | 197.8013 | 210.0326 | 223.9005 | 235.7136 | 247.4596 | 258.3039 | 269.1487 | 281.0904 | 292.3041 | 303.4058 | 314.7742 | 324.3986 | 335.6504 | 0 | 0
| SolarPVBAU | 0.0026099 | 0.0077801 | 0.016992 | 0.034883 | 0.064857 | 0.092705 | 0.14106 | 0.22314 | 0.38033 | 0.60735 | 0.73871 | 0.80599 | 1.115 | 1.353 | 1.9825 | 2.5388 | 2.5373 | 2.5099 | 3.1662 | 3.9465 | 5.0789 | 6.2057 | 5.0153 | 6.2406
| SolarPVBAULow | 0.0032663 | 0.010417 | 0.024423 | 0.053879 | 0.10756 | 0.16461 | 0.26735 | 0.44963 | 0.81131 | 1.3205 | 1.6115 | 1.7513 | 2.4043 | 2.8874 | 4.1821 | 5.2874 | 5.2115 | 5.0831 | 6.3225 | 7.77 | 9.8598 | 11.8785 | 9.4615 | 11.6117
| SolarPVTech | 290.852 | 324.8447 | 350.303 | 398.4472 | 432.2455 | 368.9079 | 346.3674 | 345.041 | 376.8639 | 429.5977 | 391.7715 | 333.5814 | 371.3208 | 369.4671 | 452.4056 | 489.2656 | 416.2058 | 354.0234 | 387.7711 | 422.6702 | 478.8795 | 517.4925 | 370.6234 | 411.9604
| DistEff | 1.1782 | 1.478 | 2.1583 | 3.9291 | 5.1448 | 6.4007 | 7.6522 | 8.9499 | 10.2325 | 11.517 | 12.7697 | 14.0909 | 15.3793 | 14.6423 | 14.6021 | 14.6423 | 14.6423 | 14.6423 | 14.6021 | 14.6427 | 14.6423 | 14.6423 | 14.6021 | 14.6423
| SolarPVBAULow | 0.0032663 | 0.010417 | 0.024423 | 0.053879 | 0.10756 | 0.16461 | 0.26735 | 0.44963 | 0.81131 | 1.3205 | 1.6115 | 1.7513 | 2.4043 | 2.8874 | 4.1821 | 5.2874 | 5.2115 | 5.0831 | 6.3225 | 7.77 | 9.8598 | 11.8785 | 9.4615 | 11.6117 | 11.2437 | 11.7647
| SolarPVTech | 290.852 | 324.8447 | 350.303 | 398.4472 | 432.2455 | 368.9079 | 346.3674 | 345.041 | 376.8639 | 429.5977 | 391.7715 | 333.5814 | 371.3208 | 369.4671 | 452.4056 | 489.2656 | 416.2058 | 354.0234 | 387.7711 | 422.6702 | 478.8795 | 517.4925 | 370.6234 | 411.9604 | 455.9272 | 460.2701

## Demand Response
Achievable = Capacity
ID | Product/Scenario | Number of events and hours curtailed (e.g. 10 4-hour events) | Notification Type (e.g. day-ahead, hour-ahead, etc.) | Levelized Cost ($/kW-year) | Units | 2020 | 2021 | 2022 | 2023 | 2024 | 2025 | 2026 | 2027 | 2028 | 2029 | 2030 | 2031 | 2032 | 2033 | 2034 | 2035 | 2036 | 2037 | 2038 | 2039 | 2040 | 2041 | 2042 | 2043 | 2044 | 2045 | 2046 | 2047
21IRPDR1 | Res CPP-No Enablement | 10 4-hour events | Day-ahead | -3.1537 | MW | 0 | 0 | 0 | 0 | 0 | 4.8657 | 9.8688 | 20.0117 | 30.4187 | 41.1074 | 52.0955 | 52.9606 | 53.7268 | 54.4095 | 55.1279 | 56.0473 | 56.9124 | 57.822 | 58.6691 | 59.5398 | 60.3671 | 61.2775 | 62.1239 | 62.9484 | 63.6694 | 64.467 | 64.467 | 64.467
21IRPDR2 | Res CPP-With Enablement | 10 4-hour events | Day-ahead | -7.5431 | MW | 0 | 0 | 0 | 0 | 0 | 0.14027 | 0.28451 | 0.57691 | 0.87694 | 1.1851 | 1.5019 | 1.5268 | 1.5489 | 1.5686 | 1.5893 | 1.6158 | 1.6407 | 1.6669 | 1.6914 | 1.7165 | 1.7403 | 1.7666 | 1.791 | 1.8147 | 1.8355 | 1.8585 | 1.8585 | 1.8585
21IRPDR3 | Res DLC Heat-Switch | 10 4-hour events | 0-min | 71.0709 | MW | 0 | 0 | 0 | 4.0071 | 8.1073 | 16.4083 | 24.9011 | 33.5837 | 42.4549 | 42.9294 | 43.4054 | 43.8832 | 44.3601 | 44.8346 | 45.3084 | 45.7795 | 46.2451 | 46.7047 | 47.1588 | 47.6086 | 48.0553 | 48.4988 | 48.9397 | 49.3778 | 49.8128 | 50.2457 | 50.2457 | 50.2457
21IRPDR4 | Res DLC Heat-BYOT | 10 4-hour events | 0-min | 60.6977 | MW | 0 | 0 | 0 | 0.047779 | 0.16208 | 0.36145 | 0.66531 | 1.104 | 1.4083 | 1.7258 | 2.033 | 2.3065 | 2.529 | 2.6943 | 2.808 | 2.8832 | 2.9348 | 2.9744 | 3.0091 | 3.0421 | 3.0746 | 3.1068 | 3.1388 | 3.1707 | 3.2023 | 3.2338 | 3.2338 | 3.2338
21IRPDR5 | Res DLC ERWH-Switch | 10 4-hour events | 0-min | 126.0483 | MW | 0 | 0 | 0 | 5.0168 | 9.4659 | 17.7732 | 24.8707 | 30.7081 | 35.2363 | 32.0067 | 28.698 | 25.3101 | 21.8409 | 18.2904 | 14.6594 | 10.9479 | 9.7582 | 9.8551 | 9.951 | 10.0459 | 10.1401 | 10.2337 | 10.3267 | 10.4192 | 10.511 | 10.6023 | 10.6023 | 10.6023
21IRPDR6 | Res DLC ERWH-Grid-Enabled | Unlimited | 0-min | 80.596 | MW | 0 | 0 | 0 | 0.59525 | 1.8613 | 5.0965 | 9.7521 | 15.8737 | 23.5068 | 27.248 | 31.0671 | 34.9649 | 38.9393 | 42.9887 | 47.1141 | 51.3134 | 53.0844 | 53.6119 | 54.1332 | 54.6496 | 55.1623 | 55.6714 | 56.1775 | 56.6804 | 57.1797 | 57.6767 | 57.6767 | 57.6767
21IRPDR7 | Res DLC HPWH-Switch | 10 4-hour events | 0-min | 329.1685 | MW | 0 | 0 | 0 | 0.077259 | 0.14578 | 0.27371 | 0.38301 | 0.4729 | 0.54264 | 0.4929 | 0.44195 | 0.38977 | 0.33635 | 0.28167 | 0.22576 | 0.1686 | 0.15028 | 0.15177 | 0.15324 | 0.15471 | 0.15616 | 0.1576 | 0.15903 | 0.16046 | 0.16187 | 0.16328 | 0.16328 | 0.16328
21IRPDR8 | Res DLC HPWH-Grid-Enabled | Unlimited | 0-min | 217.9212 | MW | 0 | 0 | 0 | 0.0091669 | 0.028663 | 0.078486 | 0.15018 | 0.24446 | 0.362 | 0.41962 | 0.47843 | 0.53846 | 0.59966 | 0.66202 | 0.72556 | 0.79023 | 0.8175 | 0.82562 | 0.83365 | 0.8416 | 0.8495 | 0.85734 | 0.86513 | 0.87288 | 0.88057 | 0.88822 | 0.88822 | 0.88822
21IRPDR9 | Small Com DLC Heat-Switch | 10 4-hour events | 0-min | 63.5179 | MW | 0 | 0 | 0 | 0.54132 | 1.0954 | 2.2135 | 3.3532 | 4.5145 | 5.6975 | 5.7524 | 5.8082 | 5.8642 | 5.9199 | 5.9755 | 6.0311 | 6.0864 | 6.1415 | 6.1962 | 6.2505 | 6.3047 | 6.359 | 6.4133 | 6.467 | 6.5204 | 6.5736 | 6.6265 | 6.6265 | 6.6265
21IRPDR10 | Medium Com DLC Heat-Switch | 10 4-hour events | 0-min | 28.621 | MW | 0 | 0 | 0 | 0.4172 | 0.84426 | 1.7059 | 2.5843 | 3.4793 | 4.3911 | 4.4334 | 4.4764 | 4.5196 | 4.5625 | 4.6053 | 4.6482 | 4.6908 | 4.7332 | 4.7754 | 4.8173 | 4.859 | 4.9009 | 4.9428 | 4.9841 | 5.0253 | 5.0663 | 5.107 | 5.107 | 5.107
21IRPDR11 | C&I Curtailment-Manual | 10 4-hour events | Day-ahead (or could be as late as 2-hour-ahead) | 95.4878 | MW | 0 | 0 | 0 | 0.23054 | 0.46588 | 0.93861 | 1.4173 | 1.9068 | 2.4071 | 2.4274 | 2.4571 | 2.4949 | 2.5147 | 2.5274 | 2.5626 | 2.6076 | 2.6372 | 2.6644 | 2.6956 | 2.7323 | 2.7646 | 2.8007 | 2.8364 | 2.8733 | 2.9104 | 2.952 | 2.952 | 2.952
21IRPDR12 | C&I Curtailment-AutoDR | 10 4-hour events | 0-min | 127.0958 | MW | 0 | 0 | 0 | 0.23661 | 0.47814 | 0.96331 | 1.4546 | 1.957 | 2.4705 | 2.4913 | 2.5217 | 2.5605 | 2.5808 | 2.5939 | 2.63 | 2.6762 | 2.7066 | 2.7346 | 2.7665 | 2.8042 | 2.8374 | 2.8744 | 2.9111 | 2.9489 | 2.987 | 3.0297 | 3.0297 | 3.0297
21IRPDR13 | C&I CPP-No Enablement | 10 4-hour events | Day-ahead | 86.2695 | MW | 0 | 0 | 0 | 0.10357 | 0.20933 | 0.42186 | 0.63715 | 0.85744 | 1.0827 | 1.092 | 1.1057 | 1.123 | 1.1322 | 1.1381 | 1.1543 | 1.175 | 1.1886 | 1.2012 | 1.2155 | 1.2324 | 1.2472 | 1.2638 | 1.2802 | 1.2972 | 1.3142 | 1.3333 | 1.3333 | 1.3333
21IRPDR14 | C&I CPP-With Enablement | 10 4-hour events | Day-ahead | 80.7384 | MW | 0 | 0 | 0 | 0.074529 | 0.15064 | 0.30358 | 0.45851 | 0.61705 | 0.77914 | 0.78587 | 0.79568 | 0.80818 | 0.81478 | 0.81905 | 0.83065 | 0.84556 | 0.85536 | 0.86441 | 0.87471 | 0.88684 | 0.89756 | 0.90947 | 0.92129 | 0.93348 | 0.94576 | 0.95949 | 0.95949 | 0.95949
21IRPDR15 | Res EV DLC- | 10 4-hour events | Day-ahead | 361.1254 | MW | 0 | 0 | 0 | 0.16621 | 0.4111 | 0.75628 | 1.2116 | 1.7947 | 2.0891 | 2.3934 | 2.7307 | 3.0726 | 3.4183 | 3.7676 | 4.122 | 4.4828 | 4.8514 | 5.229 | 5.6153 | 6.009 | 6.4327 | 6.8586 | 7.2833 | 7.7034 | 8.115 | 8.5155 | 8.5155 | 8.5155
21IRPDR16 | Res Behavior DR-Winter | 10 4-hour events | Day-ahead (non-dispatchable) | 75.5866 | MW | 0 | 0 | 0 | 1.2813 | 2.6029 | 3.9717 | 5.37 | 6.8053 | 6.8959 | 6.9889 | 7.0853 | 7.2026 | 7.3063 | 7.3988 | 7.4962 | 7.6208 | 7.738 | 7.8613 | 7.9761 | 8.0941 | 8.2062 | 8.3296 | 8.4443 | 8.5561 | 8.6538 | 8.7619 | 8.7619 | 8.7619
Resource | ELCC(%) 2027 | ELCC(%) 2031
DR 100 MW 100 calls 4 hr dur./6 hr delay | 32% | 37.4%
Peak MW
ID | Product/Scenario | Number of events and hours curtailed (e.g. 10 4-hour events) | Notification Type (e.g. day-ahead, hour-ahead, etc.) | Levelized Cost ($/kW-year) | Units | 2020 | 2021 | 2022 | 2023 | 2024 | 2025 | 2026 | 2027 | 2028 | 2029 | 2030 | 2031 | 2032 | 2033 | 2034 | 2035 | 2036 | 2037 | 2038 | 2039 | 2040 | 2041 | 2042 | 2043 | 2044 | 2045 | 2046 | 2047
21IRPDR1 | Res CPP-No Enablement | 10 4-hour events | Day-ahead | -3.1537 | MW | 0 | 0 | 0 | 0 | 0 | 1.557 | 3.158 | 6.4037 | 9.734 | 13.1544 | 16.6706 | 19.8073 | 20.0938 | 20.3491 | 20.6179 | 20.9617 | 21.2853 | 21.6254 | 21.9423 | 22.2679 | 22.5773 | 22.9178 | 23.2343 | 23.5427 | 23.8124 | 24.1107 | 24.1107 | 24.1107
21IRPDR2 | Res CPP-With Enablement | 10 4-hour events | Day-ahead | -7.5431 | MW | 0 | 0 | 0 | 0 | 0 | 0.044887 | 0.091042 | 0.18461 | 0.28062 | 0.37922 | 0.48059 | 0.57102 | 0.57928 | 0.58664 | 0.59439 | 0.6043 | 0.61363 | 0.62343 | 0.63257 | 0.64196 | 0.65088 | 0.66069 | 0.66982 | 0.67871 | 0.68648 | 0.69508 | 0.69508 | 0.69508
21IRPDR3 | Res DLC Heat-Switch | 10 4-hour events | 0-min | 71.0709 | MW | 0 | 0 | 0 | 1.2823 | 2.5943 | 5.2507 | 7.9683 | 10.7468 | 13.5856 | 13.7374 | 13.8897 | 16.4123 | 16.5907 | 16.7681 | 16.9453 | 17.1215 | 17.2957 | 17.4675 | 17.6374 | 17.8056 | 17.9727 | 18.1386 | 18.3034 | 18.4673 | 18.63 | 18.7919 | 18.7919 | 18.7919
21IRPDR4 | Res DLC Heat-BYOT | 10 4-hour events | 0-min | 60.6977 | MW | 0 | 0 | 0 | 0.015289 | 0.051867 | 0.11566 | 0.2129 | 0.35329 | 0.45066 | 0.55226 | 0.65057 | 0.86263 | 0.94584 | 1.0077 | 1.0502 | 1.0783 | 1.0976 | 1.1124 | 1.1254 | 1.1378 | 1.1499 | 1.1619 | 1.1739 | 1.1858 | 1.1977 | 1.2095 | 1.2095 | 1.2095
21IRPDR5 | Res DLC ERWH-Switch | 10 4-hour events | 0-min | 126.0483 | MW | 0 | 0 | 0 | 1.6054 | 3.0291 | 5.6874 | 7.9586 | 9.8266 | 11.2756 | 10.2422 | 9.1834 | 9.466 | 8.1685 | 6.8406 | 5.4826 | 4.0945 | 3.6496 | 3.6858 | 3.7217 | 3.7572 | 3.7924 | 3.8274 | 3.8622 | 3.8968 | 3.9311 | 3.9653 | 3.9653 | 3.9653
21IRPDR6 | Res DLC ERWH-Grid-Enabled | Unlimited | 0-min | 80.596 | MW | 0 | 0 | 0 | 0.19048 | 0.5956 | 1.6309 | 3.1207 | 5.0796 | 7.5222 | 8.7194 | 9.9415 | 13.0769 | 14.5633 | 16.0778 | 17.6207 | 19.1912 | 19.8536 | 20.0508 | 20.2458 | 20.4389 | 20.6307 | 20.8211 | 21.0104 | 21.1985 | 21.3852 | 21.5711 | 21.5711 | 21.5711
21IRPDR7 | Res DLC HPWH-Switch | 10 4-hour events | 0-min | 329.1685 | MW | 0 | 0 | 0 | 0.024723 | 0.046648 | 0.087586 | 0.12256 | 0.15133 | 0.17364 | 0.15773 | 0.14142 | 0.14578 | 0.12579 | 0.10535 | 0.084432 | 0.063055 | 0.056203 | 0.056762 | 0.057314 | 0.05786 | 0.058403 | 0.058942 | 0.059478 | 0.06001 | 0.060539 | 0.061065 | 0.061065 | 0.061065
21IRPDR8 | Res DLC HPWH-Grid-Enabled | Unlimited | 0-min | 217.9212 | MW | 0 | 0 | 0 | 0.0029334 | 0.0091723 | 0.025116 | 0.048058 | 0.078226 | 0.11584 | 0.13428 | 0.1531 | 0.20138 | 0.22427 | 0.2476 | 0.27136 | 0.29554 | 0.30574 | 0.30878 | 0.31179 | 0.31476 | 0.31771 | 0.32064 | 0.32356 | 0.32646 | 0.32933 | 0.33219 | 0.33219 | 0.33219
21IRPDR9 | Small Com DLC Heat-Switch | 10 4-hour events | 0-min | 63.5179 | MW | 0 | 0 | 0 | 0.17322 | 0.35054 | 0.70831 | 1.073 | 1.4446 | 1.8232 | 1.8408 | 1.8586 | 2.1932 | 2.2141 | 2.2348 | 2.2556 | 2.2763 | 2.2969 | 2.3174 | 2.3377 | 2.3579 | 2.3783 | 2.3986 | 2.4187 | 2.4386 | 2.4585 | 2.4783 | 2.4783 | 2.4783
21IRPDR10 | Medium Com DLC Heat-Switch | 10 4-hour events | 0-min | 28.621 | MW | 0 | 0 | 0 | 0.1335 | 0.27016 | 0.5459 | 0.82698 | 1.1134 | 1.4051 | 1.4187 | 1.4324 | 1.6903 | 1.7064 | 1.7224 | 1.7384 | 1.7544 | 1.7702 | 1.786 | 1.8017 | 1.8173 | 1.8329 | 1.8486 | 1.8641 | 1.8795 | 1.8948 | 1.91 | 1.91 | 1.91
21IRPDR11 | C&I Curtailment-Manual | 10 4-hour events | Day-ahead (or could be as late as 2-hour-ahead) | 95.4878 | MW | 0 | 0 | 0 | 0.073774 | 0.14908 | 0.30036 | 0.45353 | 0.61018 | 0.77027 | 0.77676 | 0.78626 | 0.93308 | 0.94048 | 0.94525 | 0.9584 | 0.97525 | 0.9863 | 0.9965 | 1.0081 | 1.0219 | 1.034 | 1.0475 | 1.0608 | 1.0746 | 1.0885 | 1.1041 | 1.1041 | 1.1041
21IRPDR12 | C&I Curtailment-AutoDR | 10 4-hour events | 0-min | 127.0958 | MW | 0 | 0 | 0 | 0.075716 | 0.15301 | 0.30826 | 0.46546 | 0.62623 | 0.79054 | 0.7972 | 0.80696 | 0.95764 | 0.96523 | 0.97013 | 0.98362 | 1.0009 | 1.0123 | 1.0227 | 1.0347 | 1.0488 | 1.0612 | 1.075 | 1.0887 | 1.1029 | 1.1171 | 1.1331 | 1.1331 | 1.1331
21IRPDR13 | C&I CPP-No Enablement | 10 4-hour events | Day-ahead | 86.2695 | MW | 0 | 0 | 0 | 0.033141 | 0.066986 | 0.13499 | 0.20389 | 0.27438 | 0.34646 | 0.34945 | 0.35381 | 0.42002 | 0.42345 | 0.42567 | 0.4317 | 0.43944 | 0.44454 | 0.44924 | 0.4546 | 0.4609 | 0.46647 | 0.47266 | 0.4788 | 0.48514 | 0.49152 | 0.49865 | 0.49865 | 0.49865
21IRPDR14 | C&I CPP-With Enablement | 10 4-hour events | Day-ahead | 80.7384 | MW | 0 | 0 | 0 | 0.023849 | 0.048206 | 0.097147 | 0.14672 | 0.19745 | 0.24933 | 0.25148 | 0.25462 | 0.30226 | 0.30473 | 0.30633 | 0.31066 | 0.31624 | 0.31991 | 0.32329 | 0.32714 | 0.33168 | 0.33569 | 0.34014 | 0.34456 | 0.34912 | 0.35371 | 0.35885 | 0.35885 | 0.35885
21IRPDR15 | Res EV DLC- | 10 4-hour events | Day-ahead | 361.1254 | MW | 0 | 0 | 0 | 0.053186 | 0.13155 | 0.24201 | 0.3877 | 0.5743 | 0.6685 | 0.7659 | 0.87381 | 1.1492 | 1.2784 | 1.4091 | 1.5416 | 1.6766 | 1.8144 | 1.9557 | 2.1001 | 2.2474 | 2.4058 | 2.5651 | 2.724 | 2.8811 | 3.035 | 3.1848 | 3.1848 | 3.1848
21IRPDR16 | Res Behavior DR-Winter | 10 4-hour events | Day-ahead (non-dispatchable) | 75.5866 | MW | 0 | 0 | 0 | 0.41001 | 0.83293 | 1.2709 | 1.7184 | 2.1777 | 2.2067 | 2.2364 | 2.2673 | 2.6938 | 2.7326 | 2.7672 | 2.8036 | 2.8502 | 2.894 | 2.9401 | 2.9831 | 3.0272 | 3.0691 | 3.1153 | 3.1582 | 3.2 | 3.2365 | 3.277 | 3.277 | 3.277
Total Costs Annual Costs
ID | Product/Scenario | Number of events and hours curtailed (e.g. 10 4-hour events) | Notification Type (e.g. day-ahead, hour-ahead, etc.) | Levelized Cost ($/kW-year) | Units | 2020 | 2021 | 2022 | 2023 | 2024 | 2025 | 2026 | 2027 | 2028 | 2029 | 2030 | 2031 | 2032 | 2033 | 2034 | 2035 | 2036 | 2037 | 2038 | 2039 | 2040 | 2041 | 2042 | 2043 | 2044 | 2045 | 2046 | 2047
21IRPDR1 | Res CPP-No Enablement | 10 4-hour events | Day-ahead | -3.1537 | Cost (2020$) | 218695.2814 | 218695.2814 | 218695.2814 | 74720.8878 | 76588.91 | 515285.4662 | 538667.8066 | 1032410.6862 | 1079955.8383 | 1129231.6001 | 1180505.4932 | 150049.4423 | 153668.2106 | 157212.8984 | 161036.7694 | 164707.3292 | 168054.7485 | 171385.8605 | 174882.7373 | 178596.8374 | 182584.2861 | 186636.8355 | 190883.8784 | 195203.3474 | 199532.5311 | 204178.4539 | 204178.4539 | 204178.4539
21IRPDR2 | Res CPP-With Enablement | 10 4-hour events | Day-ahead | -7.5431 | Cost (2020$) | 6304.7186 | 6304.7186 | 6304.7186 | 2154.1122 | 2207.965 | 8663.6533 | 9034.112 | 16297.8091 | 17023.7517 | 17775.785 | 18557.8474 | 3489.2836 | 3574.5746 | 3659.5865 | 3749.5163 | 3838.0468 | 3922.7108 | 4008.026 | 4096.6829 | 4189.4583 | 4287.198 | 4386.8743 | 4490.4081 | 4596.0356 | 4702.8637 | 4815.418 | 4815.418 | 4815.418
21IRPDR3 | Res DLC Heat-Switch | 10 4-hour events | 0-min | 71.0709 | Cost (2020$) | 140929.707 | 140929.707 | 140929.707 | 1016375.3141 | 1272966.4865 | 2641323.6196 | 3210187.436 | 3815979.5959 | 4460487.4719 | 2620532.7084 | 2714911.485 | 2812591.3979 | 2912647.8043 | 3015478.1156 | 3121973.687 | 3231238.8221 | 3342818.7164 | 3457363.4669 | 3575363.5743 | 3697075.5082 | 3822796.0149 | 3952191.8549 | 4085672.5199 | 4223085.3651 | 4364367.0041 | 4510348.8519 | 4510348.8519 | 4510348.8519
21IRPDR4 | Res DLC Heat-BYOT | 10 4-hour events | 0-min | 60.6977 | Cost (2020$) | 9070.293 | 9070.293 | 9070.293 | 3860.34 | 12081.6904 | 26018.007 | 47225.9416 | 78347.3131 | 94526.8519 | 116974.7095 | 139065.6519 | 159212.3253 | 176287.7202 | 189990.2271 | 200853.0094 | 209862.6516 | 218010.3098 | 225988.1805 | 234128.1353 | 242530.4411 | 251211.1346 | 260162.995 | 269393.9943 | 278908.0524 | 288708.8861 | 298816.8798 | 298816.8798 | 298816.8798
21IRPDR5 | Res DLC ERWH-Switch | 10 4-hour events | 0-min | 126.0483 | Cost (2020$) | 22938.6701 | 22938.6701 | 22938.6701 | 3379143.1501 | 3504095.9599 | 6714996.0721 | 6757606.4316 | 6648480.479 | 6372298.3982 | 2027137.4638 | 1863021.6339 | 1684158.8749 | 1489651.4247 | 1278673.49 | 1050456.862 | 804110.6529 | 734643.9191 | 1251683.621 | 1293680.038 | 1337062.2595 | 1381963.1635 | 1428156.0042 | 1475851.4982 | 1524931.3569 | 1575339.631 | 1627528.1035 | 1627528.1035 | 1627528.1035
21IRPDR6 | Res DLC ERWH-Grid-Enabled | Unlimited | 0-min | 80.596 | Cost (2020$) | 124786.3654 | 124786.3654 | 124786.3654 | 102944.3185 | 261178.3942 | 705653.1479 | 1197720.6968 | 1817132.8209 | 2575582.1312 | 2392737.9169 | 2736510.7785 | 3101844.5239 | 3489194.4925 | 3899554.8913 | 4334412.5515 | 4794223.2944 | 4683913.8286 | 4647919.1393 | 4808602.6879 | 4974157.2928 | 5144909.8127 | 5320712.7796 | 5501939.7645 | 5688564.0732 | 5880593.9662 | 6078720.081 | 6078720.081 | 6078720.081
21IRPDR7 | Res DLC HPWH-Switch | 10 4-hour events | 0-min | 329.1685 | Cost (2020$) | 353.2554 | 353.2554 | 353.2554 | 126958.1048 | 131652.7186 | 252289.7484 | 253890.6662 | 249790.6848 | 239414.2219 | 76161.7721 | 69995.7609 | 63275.6913 | 55967.8336 | 48041.1618 | 39466.8135 | 30211.3169 | 27601.3757 | 47027.1229 | 48604.9743 | 50234.8918 | 51921.8679 | 53657.3834 | 55449.3553 | 57293.3393 | 59187.2333 | 61148.0113 | 61148.0113 | 61148.0113
21IRPDR8 | Res DLC HPWH-Grid-Enabled | Unlimited | 0-min | 217.9212 | Cost (2020$) | 1921.7091 | 1921.7091 | 1921.7091 | 3867.7307 | 9812.758 | 26512.1607 | 44999.6768 | 68271.6679 | 96767.4382 | 89897.7811 | 102813.7036 | 116539.6921 | 131092.8541 | 146510.5432 | 162848.6212 | 180124.2139 | 175979.7666 | 174627.4067 | 180664.4634 | 186884.531 | 193299.89 | 199904.9998 | 206713.8958 | 213725.5753 | 220940.3484 | 228384.1633 | 228384.1633 | 228384.1633
21IRPDR9 | Small Com DLC Heat-Switch | 10 4-hour events | 0-min | 63.5179 | Cost (2020$) | 84712.1103 | 84712.1103 | 84712.1103 | 154582.6299 | 184778.0737 | 382278.7058 | 447508.4295 | 516708.7933 | 590119.0335 | 287126.1792 | 297240.2716 | 307558.5577 | 317957.257 | 328760.1759 | 339942.9092 | 351416.7011 | 363161.2597 | 375292.474 | 387739.6708 | 400628.1302 | 414081.2601 | 427880.5977 | 441826.3909 | 456325.6512 | 471249.9767 | 486630.4762 | 486630.4762 | 486630.4762
21IRPDR10 | Medium Com DLC Heat-Switch | 10 4-hour events | 0-min | 28.621 | Cost (2020$) | 65287.8897 | 65287.8897 | 65287.8897 | 64811.1461 | 77561.5676 | 160463.9833 | 188013.6584 | 217241.9272 | 248249.7421 | 121459.9691 | 125738.0553 | 130103.1222 | 134503.2268 | 139074.0167 | 143805.3498 | 148660.0788 | 153629.7012 | 158762.7977 | 164029.7991 | 169483.2433 | 175174.9556 | 181013.4883 | 186915.0932 | 193050.2998 | 199365.4098 | 205873.5105 | 205873.5105 | 205873.5105
21IRPDR11 | C&I Curtailment-Manual | 10 4-hour events | Day-ahead (or could be as late as 2-hour-ahead) | 95.4878 | Cost (2020$) | 74025.974 | 74025.974 | 74025.974 | 18904.6789 | 39157.469 | 80862.5067 | 125151.7074 | 172589.7204 | 223320.542 | 230831.5619 | 239496.5699 | 249261.021 | 257517.2191 | 265294.5551 | 275709.8579 | 287571.1374 | 298099.0117 | 308712.37 | 320128.3456 | 332597.9216 | 344948.2149 | 358184.2402 | 371824.6526 | 386075.4884 | 400841.4672 | 416735.6708 | 416735.6708 | 416735.6708
21IRPDR12 | C&I Curtailment-AutoDR | 10 4-hour events | 0-min | 127.0958 | Cost (2020$) | 75974.026 | 75974.026 | 75974.026 | 94585.5812 | 118853.1566 | 244957.099 | 296542.4578 | 353348.1583 | 413792.9214 | 244573.7071 | 257309.3441 | 270841.6978 | 272346.0572 | 277602.7716 | 298010.0291 | 314898.524 | 319221.2304 | 329407.1281 | 343260.2864 | 359113.124 | 370074.2612 | 385953.2164 | 400244.8403 | 415942.1472 | 431728.5346 | 451059.8294 | 451059.8294 | 451059.8294
21IRPDR13 | C&I CPP-No Enablement | 10 4-hour events | Day-ahead | 86.2695 | Cost (2020$) | 130841.6377 | 130841.6377 | 130841.6377 | 74001.7796 | 76561.913 | 110541.0473 | 114568.0576 | 118722.4238 | 123019.5401 | 55290.2045 | 56725.2971 | 58166.7355 | 59594.0577 | 61074.8144 | 62600.9677 | 64153.4967 | 65729.2078 | 67351.3306 | 69004.5083 | 70712.8538 | 72496.7527 | 74308.8874 | 76112.3996 | 77990.9904 | 79914.9763 | 81889.2679 | 81889.2679 | 81889.2679
21IRPDR14 | C&I CPP-With Enablement | 10 4-hour events | Day-ahead | 80.7384 | Cost (2020$) | 94158.3623 | 94158.3623 | 94158.3623 | 48995.5554 | 50628.2288 | 70308.0345 | 72791.3196 | 75352.0089 | 77999.0493 | 39287.7566 | 40300.2936 | 41321.1849 | 42338.7975 | 43392.0446 | 44476.4339 | 45581.1691 | 46704.5462 | 47860.0385 | 49038.9635 | 50255.3086 | 51520.9242 | 52808.7842 | 54097.8725 | 55436.4108 | 56807.5113 | 58214.1561 | 58214.1561 | 58214.1561
21IRPDR15 | Res EV DLC- | 10 4-hour events | Day-ahead | 361.1254 | Cost (2020$) | 300000 | 300000 | 300000 | 336369.4627 | 454307.7108 | 613005.0157 | 804241.6718 | 1041089.2898 | 789117.3814 | 863504.3784 | 972384.959 | 1053459.3408 | 1137357.4085 | 1225110.6498 | 1319389.6491 | 1420370.707 | 1528780.4179 | 1644839.5843 | 1766854.1713 | 1893564.7415 | 2064552.8282 | 2201199.0082 | 2337478.3002 | 2473081.8705 | 2605955.38 | 2736908.0913 | 2736908.0913 | 2736908.0913
21IRPDR16 | Res Behavior DR-Winter | 10 4-hour events | Day-ahead (non-dispatchable) | 75.5866 | Cost (2020$) | 150000 | 150000 | 150000 | 87663.6573 | 182539.4096 | 285493.2277 | 395658.0913 | 513946.7979 | 533807.7511 | 554532.1504 | 576236.731 | 600416.3741 | 624294.4297 | 648000.2521 | 672944.7178 | 701233.2066 | 729817.9821 | 759979.0394 | 790354.956 | 822099.978 | 854322.8698 | 888850.9157 | 923618.6644 | 959238.2889 | 994447.8794 | 1032046.0904 | 1032046.0904 | 1032046.0904
Nominal: Total Costs per MW - Week | [5 empty] | 2022: Cost/Year/52
ID | Product/Scenario | Number of events and hours curtailed (e.g. 10 4-hour events) | Notification Type (e.g. day-ahead, hour-ahead, etc.) | Levelized Cost ($/kW-year) | Units | 2020 | 2021 | 2022 | 2023 | 2024 | 2025 | 2026 | 2027 | 2028 | 2029 | 2030 | 2031 | 2032 | 2033 | 2034 | 2035 | 2036 | 2037 | 2038 | 2039 | 2040 | 2041 | 2042 | 2043 | 2044 | 2045 | 2046 | 2047
21IRPDR1 | Res CPP-No Enablement | 10 4-hour events | Day-ahead | -3.1537 | MW | 4205.6785 | 4205.6785 | 4205.6785 | 1436.9402 | 1472.8637 | 2036.5764 | 1049.6717 | 992.1223 | 682.7497 | 528.2746 | 435.7771 | 54.4852 | 55.0034 | 55.5662 | 56.1759 | 56.5138 | 56.7859 | 57.0005 | 57.3237 | 57.685 | 58.0486 | 58.4146 | 58.7828 | 59.1533 | 59.5262 | 59.9014 | 59.9014 | 59.9014
21IRPDR2 | Res CPP-With Enablement | 10 4-hour events | Day-ahead | -7.5431 | MW | 121.2446 | 121.2446 | 121.2446 | 41.4252 | 42.4609 | 1187.757 | 610.649 | 543.2699 | 373.3228 | 288.4557 | 237.628 | 43.9495 | 44.3817 | 44.8671 | 45.3705 | 45.6799 | 45.9779 | 46.2389 | 46.5793 | 46.9376 | 47.2986 | 47.6624 | 48.0291 | 48.3985 | 48.7708 | 49.1459 | 49.1459 | 49.1459
21IRPDR3 | Res DLC Heat-Switch | 10 4-hour events | 0-min | 71.0709 | MW | 2710.1867 | 2710.1867 | 2710.1867 | 4877.8019 | 3019.5245 | 3095.6683 | 2479.1836 | 2185.1125 | 2020.4662 | 1173.9014 | 1202.8428 | 1232.55 | 1262.6771 | 1293.4193 | 1325.0966 | 1357.359 | 1390.0922 | 1423.5787 | 1457.9875 | 1493.3762 | 1529.6238 | 1566.7513 | 1604.7799 | 1643.7316 | 1683.6287 | 1724.4942 | 1724.4942 | 1724.4942
21IRPDR4 | Res DLC Heat-BYOT | 10 4-hour events | 0-min | 60.6977 | MW | 174.4287 | 174.4287 | 174.4287 | 1553.753 | 1433.4552 | 1384.2708 | 1365.0736 | 1364.7079 | 1290.7757 | 1303.4431 | 1315.4506 | 1327.4572 | 1340.52 | 1356.0829 | 1375.5697 | 1399.7638 | 1428.564 | 1461.1171 | 1496.2841 | 1533.1586 | 1570.9418 | 1609.6561 | 1649.3246 | 1689.9706 | 1731.6183 | 1774.2923 | 1774.2923 | 1774.2923
21IRPDR5 | Res DLC ERWH-Switch | 10 4-hour events | 0-min | 126.0483 | MW | 441.1283 | 441.1283 | 441.1283 | 12953.1638 | 7118.8315 | 7265.6934 | 5225.1898 | 4163.5714 | 3477.7838 | 1217.9756 | 1248.425 | 1279.6356 | 1311.6265 | 1344.4171 | 1378.0276 | 1412.4783 | 1447.7902 | 2442.4686 | 2500.106 | 2559.5316 | 2620.3696 | 2682.6538 | 2746.4183 | 2811.6985 | 2878.5304 | 2946.9508 | 2946.9508 | 2946.9508
21IRPDR6 | Res DLC ERWH-Grid-Enabled | Unlimited | 0-min | 80.596 | MW | 2399.7378 | 2399.7378 | 2399.7378 | 3325.8123 | 2698.5341 | 2662.651 | 2361.8583 | 2201.4274 | 2107.0692 | 1688.7186 | 1693.9183 | 1706.0191 | 1723.1939 | 1744.4472 | 1769.1954 | 1796.7341 | 1696.8316 | 1667.2245 | 1708.2505 | 1750.3685 | 1793.5249 | 1837.7454 | 1883.0562 | 1929.4841 | 1977.0567 | 2025.8023 | 2025.8023 | 2025.8023
21IRPDR7 | Res DLC HPWH-Switch | 10 4-hour events | 0-min | 329.1685 | MW | 6.7934 | 6.7934 | 6.7934 | 31601.6076 | 17367.6889 | 17725.9854 | 12747.8042 | 10157.7925 | 8484.6883 | 2971.4738 | 3045.7606 | 3121.9046 | 3199.9522 | 3279.951 | 3361.9498 | 3445.9986 | 3532.1485 | 5958.848 | 6099.4651 | 6244.4445 | 6392.8701 | 6544.8235 | 6700.3888 | 6859.6518 | 7022.7003 | 7189.6244 | 7189.6244 | 7189.6244
21IRPDR8 | Res DLC HPWH-Grid-Enabled | Unlimited | 0-min | 217.9212 | MW | 36.9559 | 36.9559 | 36.9559 | 8113.9263 | 6583.5665 | 6496.0232 | 5762.1845 | 5370.784 | 5140.5799 | 4119.9373 | 4132.623 | 4162.145 | 4204.0461 | 4255.8974 | 4316.2752 | 4383.4608 | 4139.7305 | 4067.4985 | 4167.5888 | 4270.3434 | 4375.6314 | 4483.5153 | 4594.0592 | 4707.3286 | 4823.3908 | 4942.3145 | 4942.3145 | 4942.3145
21IRPDR9 | Small Com DLC Heat-Switch | 10 4-hour events | 0-min | 63.5179 | MW | 1629.079 | 1629.079 | 1629.079 | 5491.6407 | 3243.8243 | 3321.2576 | 2566.4977 | 2201.0722 | 1991.8308 | 959.8855 | 984.1613 | 1008.5844 | 1032.8752 | 1058.0373 | 1083.9487 | 1110.338 | 1137.1689 | 1164.7754 | 1192.945 | 1222.0155 | 1251.7944 | 1282.2989 | 1313.5468 | 1345.5561 | 1378.3455 | 1411.9339 | 1411.9339 | 1411.9339
21IRPDR10 | Medium Com DLC Heat-Switch | 10 4-hour events | 0-min | 28.621 | MW | 1255.5363 | 1255.5363 | 1255.5363 | 2987.4731 | 1766.7143 | 1808.893 | 1399.078 | 1200.7289 | 1087.2126 | 526.8569 | 540.1797 | 553.5859 | 566.9238 | 580.7385 | 594.964 | 609.4527 | 624.1853 | 639.343 | 654.8108 | 670.772 | 687.1222 | 703.871 | 721.0281 | 738.6033 | 756.607 | 775.0495 | 775.0495 | 775.0495
21IRPDR11 | C&I Curtailment-Manual | 10 4-hour events | Day-ahead (or could be as late as 2-hour-ahead) | 95.4878 | MW | 1423.5764 | 1423.5764 | 1423.5764 | 1576.9231 | 1616.3462 | 1656.7548 | 1698.1737 | 1740.628 | 1784.1437 | 1828.7473 | 1874.466 | 1921.3276 | 1969.3608 | 2018.5949 | 2069.0597 | 2120.7862 | 2173.8059 | 2228.151 | 2283.8548 | 2340.9512 | 2399.475 | 2459.4618 | 2520.9484 | 2583.9721 | 2648.5714 | 2714.7857 | 2714.7857 | 2714.7857
21IRPDR12 | C&I Curtailment-AutoDR | 10 4-hour events | 0-min | 127.0958 | MW | 1461.039 | 1461.039 | 1461.039 | 7687.5 | 4780.2375 | 4890.1261 | 3920.5879 | 3472.265 | 3221.0926 | 1887.936 | 1962.2431 | 2034.1435 | 2029.36 | 2058.0865 | 2179.0671 | 2262.7742 | 2268.1459 | 2316.5548 | 2386.0905 | 2462.7657 | 2541.9047 | 2623.5869 | 2707.8938 | 2794.9099 | 2884.7222 | 2977.4205 | 2977.4205 | 2977.4205
21IRPDR13 | C&I CPP-No Enablement | 10 4-hour events | Day-ahead | 86.2695 | MW | 2516.1853 | 2516.1853 | 2516.1853 | 13741.2252 | 7033.5455 | 5039.1196 | 3457.9718 | 2662.7133 | 2185.0738 | 973.6573 | 986.6139 | 996.0346 | 1012.2162 | 1031.9535 | 1042.9668 | 1049.9969 | 1063.4521 | 1078.2945 | 1091.7434 | 1103.4696 | 1115.3217 | 1127.3011 | 1139.4092 | 1151.6473 | 1164.0169 | 1176.5194 | 1176.5194 | 1176.5194
21IRPDR14 | C&I CPP-With Enablement | 10 4-hour events | Day-ahead | 80.7384 | MW | 1810.7377 | 1810.7377 | 1810.7377 | 12642.328 | 6463.1068 | 4453.7222 | 3052.9843 | 2348.4081 | 1925.167 | 961.3958 | 974.0152 | 983.2401 | 999.3001 | 1018.8146 | 1029.6899 | 1036.6693 | 1050.0398 | 1064.759 | 1078.1308 | 1089.7604 | 1101.5154 | 1113.3972 | 1125.4071 | 1137.5466 | 1149.8171 | 1162.2199 | 1162.2199 | 1162.2199
21IRPDR15 | Res EV DLC- | 10 4-hour events | Day-ahead | 361.1254 | MW | 5769.2308 | 5769.2308 | 5769.2308 | 38919.05 | 21251.833 | 15587.6085 | 12765.4695 | 11155.584 | 7264.1623 | 6938.0446 | 6848.0468 | 6593.3617 | 6398.5622 | 6253.3301 | 6155.543 | 6093.2843 | 6060.0068 | 6049.2296 | 6050.9922 | 6060.047 | 6069.1154 | 6078.1974 | 6087.2929 | 6096.4021 | 6105.5249 | 6114.6613 | 6114.6613 | 6114.6613
21IRPDR16 | Res Behavior DR-Winter | 10 4-hour events | Day-ahead (non-dispatchable) | 75.5866 | MW | 2884.6154 | 2884.6154 | 2884.6154 | 1315.7452 | 1348.6388 | 1382.3548 | 1416.9137 | 1452.3365 | 1488.6449 | 1525.861 | 1564.0076 | 1603.1078 | 1643.1854 | 1684.2651 | 1726.3717 | 1769.531 | 1813.7693 | 1859.1135 | 1905.5913 | 1953.2311 | 2002.0619 | 2052.1135 | 2103.4163 | 2156.0017 | 2209.9017 | 2265.1493 | 2265.1493 | 2265.1493
2012$ Total Costs per MW - Week |  | 2.5% | 2012
ID | Product/Scenario | Number of events and hours curtailed (e.g. 10 4-hour events) | Notification Type (e.g. day-ahead, hour-ahead, etc.) | Levelized Cost ($/kW-year) | Units | 2020 | 2021 | 2022 | 2023 | 2024 | 2025 | 2026 | 2027 | 2028 | 2029 | 2030 | 2031 | 2032 | 2033 | 2034 | 2035 | 2036 | 2037 | 2038 | 2039 | 2040 | 2041 | 2042 | 2043 | 2044 | 2045 | 2046 | 2047
21IRPDR1 | Res CPP-No Enablement | 10 4-hour events | Day-ahead | -3.1537 | MW | 3285.4693 | 3285.4693 | 3285.4693 | 1095.1564 | 1095.1564 | 1477.374 | 742.8812 | 685.0263 | 459.9172 | 347.1794 | 279.4054 | 34.082 | 33.567 | 33.0833 | 32.6306 | 32.0262 | 31.3955 | 30.7455 | 30.1657 | 29.6155 | 29.0753 | 28.5449 | 28.0243 | 27.5131 | 27.0112 | 26.5185 | 26.5185 | 26.5185
21IRPDR2 | Res CPP-With Enablement | 10 4-hour events | Day-ahead | -7.5431 | MW | 94.7161 | 94.7161 | 94.7161 | 31.572 | 31.572 | 861.6231 | 432.1729 | 375.1092 | 251.4795 | 189.5717 | 152.359 | 27.4916 | 27.0849 | 26.7132 | 26.3541 | 25.8867 | 25.4201 | 24.9408 | 24.5116 | 24.0977 | 23.6908 | 23.2908 | 22.8975 | 22.5109 | 22.1307 | 21.757 | 21.757 | 21.757
21IRPDR3 | Res DLC Heat-Switch | 10 4-hour events | 0-min | 71.0709 | MW | 2117.1935 | 2117.1935 | 2117.1935 | 3717.5913 | 2245.1852 | 2245.6609 | 1754.5857 | 1508.7449 | 1361.0364 | 771.4822 | 771.2218 | 770.9942 | 770.5752 | 770.0841 | 769.7018 | 769.2116 | 768.5477 | 767.865 | 767.2436 | 766.6989 | 766.1546 | 765.6107 | 765.0671 | 764.5239 | 763.9811 | 763.4387 | 763.4387 | 763.4387
21IRPDR4 | Res DLC Heat-BYOT | 10 4-hour events | 0-min | 60.6977 | MW | 136.2634 | 136.2634 | 136.2634 | 1184.1847 | 1065.854 | 1004.1783 | 966.0997 | 942.2838 | 869.4987 | 856.6164 | 843.4221 | 830.3613 | 818.0804 | 807.3932 | 799.0198 | 793.2423 | 789.8178 | 788.1128 | 787.3967 | 787.1232 | 786.8498 | 786.5766 | 786.3034 | 786.0304 | 785.7574 | 785.4845 | 785.4845 | 785.4845
21IRPDR5 | Res DLC ERWH-Switch | 10 4-hour events | 0-min | 126.0483 | MW | 344.6087 | 344.6087 | 344.6087 | 9872.1862 | 5293.249 | 5270.6821 | 3698.0089 | 2874.8027 | 2342.7219 | 800.4475 | 800.4475 | 800.4475 | 800.4475 | 800.4475 | 800.4475 | 800.4475 | 800.4475 | 1317.4446 | 1315.6426 | 1314.0628 | 1312.4849 | 1310.9089 | 1309.3348 | 1307.7626 | 1306.1923 | 1304.6239 | 1304.6239 | 1304.6239
21IRPDR6 | Res DLC ERWH-Grid-Enabled | Unlimited | 0-min | 80.596 | MW | 1874.6713 | 1874.6713 | 1874.6713 | 2534.7505 | 2006.5109 | 1931.5413 | 1671.5514 | 1520.0098 | 1419.3743 | 1109.8175 | 1086.0827 | 1067.1622 | 1051.6152 | 1038.62 | 1027.6631 | 1018.2043 | 938.1364 | 899.2852 | 898.9407 | 898.6387 | 898.3368 | 898.035 | 897.7332 | 897.4316 | 897.1301 | 896.8287 | 896.8287 | 896.8287
21IRPDR7 | Res DLC HPWH-Switch | 10 4-hour events | 0-min | 329.1685 | MW | 5.307 | 5.307 | 5.307 | 24085.0004 | 12913.8473 | 12858.791 | 9021.9677 | 7013.6058 | 5715.4976 | 1952.8379 | 1952.8379 | 1952.8379 | 1952.8379 | 1952.8379 | 1952.8379 | 1952.8379 | 1952.8379 | 3214.1465 | 3209.7503 | 3205.8961 | 3202.0466 | 3198.2017 | 3194.3614 | 3190.5257 | 3186.6946 | 3182.8681 | 3182.8681 | 3182.8681
21IRPDR8 | Res DLC HPWH-Grid-Enabled | Unlimited | 0-min | 217.9212 | MW | 28.8699 | 28.8699 | 28.8699 | 6183.9866 | 4895.2496 | 4712.3476 | 4078.0547 | 3708.3414 | 3462.8228 | 2707.6024 | 2649.697 | 2603.5371 | 2565.6072 | 2533.903 | 2507.1718 | 2484.0951 | 2288.755 | 2193.9704 | 2193.1299 | 2192.3931 | 2191.6565 | 2190.9202 | 2190.1841 | 2189.4483 | 2188.7127 | 2187.9774 | 2187.9774 | 2187.9774
21IRPDR9 | Small Com DLC Heat-Switch | 10 4-hour events | 0-min | 63.5179 | MW | 1272.6339 | 1272.6339 | 1272.6339 | 4185.4253 | 2411.9646 | 2409.3079 | 1816.3803 | 1519.7646 | 1341.7469 | 630.832 | 631.0107 | 630.8975 | 630.3337 | 629.9409 | 629.6275 | 629.2255 | 628.7127 | 628.2689 | 627.7691 | 627.3824 | 626.996 | 626.6098 | 626.2238 | 625.8381 | 625.4526 | 625.0673 | 625.0673 | 625.0673
21IRPDR10 | Medium Com DLC Heat-Switch | 10 4-hour events | 0-min | 28.621 | MW | 980.823 | 980.823 | 980.823 | 2276.887 | 1313.6508 | 1312.2079 | 990.1656 | 829.0619 | 732.3735 | 346.2477 | 346.3448 | 346.2833 | 345.9771 | 345.7638 | 345.5935 | 345.3752 | 345.0967 | 344.8556 | 344.5842 | 344.3741 | 344.1643 | 343.9545 | 343.7449 | 343.5353 | 343.326 | 343.1167 | 343.1167 | 343.1167
21IRPDR11 | C&I Curtailment-Manual | 10 4-hour events | Day-ahead (or could be as late as 2-hour-ahead) | 95.4878 | MW | 1112.0956 | 1112.0956 | 1112.0956 | 1201.8437 | 1201.8437 | 1201.8437 | 1201.8437 | 1201.8437 | 1201.8437 | 1201.8437 | 1201.8437 | 1201.8437 | 1201.8437 | 1201.8437 | 1201.8437 | 1201.8437 | 1201.8437 | 1201.8437 | 1201.8437 | 1201.8437 | 1201.8437 | 1201.8437 | 1201.8437 | 1201.8437 | 1201.8437 | 1201.8437 | 1201.8437 | 1201.8437
21IRPDR12 | C&I Curtailment-AutoDR | 10 4-hour events | 0-min | 127.0958 | MW | 1141.3613 | 1141.3613 | 1141.3613 | 5858.988 | 3554.3737 | 3547.3971 | 2774.7067 | 2397.4794 | 2169.8083 | 1240.7422 | 1258.1234 | 1272.4131 | 1238.4595 | 1225.3564 | 1265.7431 | 1282.3079 | 1254.0019 | 1249.5278 | 1255.6437 | 1264.3832 | 1273.1836 | 1282.0453 | 1290.9686 | 1299.954 | 1309.002 | 1318.1129 | 1318.1129 | 1318.1129
21IRPDR13 | C&I CPP-No Enablement | 10 4-hour events | Day-ahead | 86.2695 | MW | 1965.64 | 1965.64 | 1965.64 | 10472.8031 | 5229.8342 | 3655.48 | 2447.3007 | 1838.5118 | 1471.9202 | 639.8827 | 632.5832 | 623.0472 | 617.7262 | 614.4109 | 605.8226 | 595.0304 | 587.9564 | 581.6219 | 574.5133 | 566.521 | 558.6399 | 550.8684 | 543.205 | 535.6482 | 528.1966 | 520.8486 | 520.8486 | 520.8486
21IRPDR14 | C&I CPP-With Enablement | 10 4-hour events | Day-ahead | 80.7384 | MW | 1414.5454 | 1414.5454 | 1414.5454 | 9635.2843 | 4805.6811 | 3230.8208 | 2160.68 | 1621.4949 | 1296.8405 | 631.8246 | 624.5053 | 615.0439 | 609.8438 | 606.5882 | 598.1105 | 587.4776 | 580.5411 | 574.321 | 567.3499 | 559.4827 | 551.7246 | 544.0741 | 536.5296 | 529.0898 | 521.7531 | 514.5182 | 514.5182 | 514.5182
21IRPDR15 | Res EV DLC- | 10 4-hour events | Day-ahead | 361.1254 | MW | 4506.9139 | 4506.9139 | 4506.9139 | 29661.9509 | 15801.9255 | 11307.5688 | 9034.4699 | 7702.5465 | 4893.3208 | 4559.6486 | 4390.7342 | 4124.3305 | 3904.8566 | 3723.147 | 3575.5375 | 3453.0474 | 3350.4284 | 3262.8975 | 3184.2422 | 3111.2265 | 3039.8851 | 2970.1795 | 2902.0724 | 2835.5269 | 2770.5074 | 2706.9788 | 2706.9788 | 2706.9788
21IRPDR16 | Res Behavior DR-Winter | 10 4-hour events | Day-ahead (non-dispatchable) | 75.5866 | MW | 2253.4569 | 2253.4569 | 2253.4569 | 1002.7883 | 1002.7883 | 1002.7883 | 1002.7883 | 1002.7883 | 1002.7883 | 1002.7883 | 1002.7883 | 1002.7883 | 1002.7883 | 1002.7883 | 1002.7883 | 1002.7883 | 1002.7883 | 1002.7883 | 1002.7883 | 1002.7883 | 1002.7883 | 1002.7883 | 1002.7883 | 1002.7883 | 1002.7883 | 1002.7883 | 1002.7883 | 1002.7883

## DER Potential
Year | Targeted EE/DR | Total EE/DR Installed | PV Installation | Total PV Installed | Energy Storage | Total Energy Storage Installed | Sum
2020 | 0 | 0 | 0 | 0 | 0 | 0 | 0
2021 | 0 | 0 | 0 | 0 | 0 | 0 | 0
2022 | 3.3 | 3.3 | 0 | 0 | 3.3 | 3.3 | 6.6 |  |  |  | Solar PV | Energy Storage | Total
2023 | 3.0834 | 6.3834 | 3 | 3 | 2.9508 | 6.2508 | 15.6342 |  |  | 2022 | 0 | 3.3 | 3.3
2024 | 5.4817 | 11.8651 | 3 | 6 | 5.6347 | 11.8855 | 29.7507 |  |  | 2023 | 3 | 6.2508 | 9.2508
2025 | 3.8 | 15.6651 | 0 | 6 | 4.2 | 16.0855 | 37.7507 |  |  | 2024 | 6 | 11.8855 | 17.8855
2026 | 2.6556 | 18.3208 | 0 | 6 | 3.3005 | 19.3861 | 43.7068 |  |  | 2025 | 6 | 16.0855 | 22.0855
2027 | 4.8 | 23.1208 | 0 | 6 | 5.4 | 24.7861 | 53.9068 |  |  | 2026 | 6 | 19.3861 | 25.3861
2028 | 2 | 25.1208 | 3 | 9 | 3 | 27.7861 | 61.9068 |  |  | 2027 | 6 | 24.7861 | 30.7861
2029 | 2.3 | 27.4208 | 2 | 11 | 2.7 | 30.4861 | 68.9068 |  |  | 2028 | 9 | 27.7861 | 36.7861
2030 | 3.8 | 31.2208 | 0 | 11 | 4.2 | 34.6861 | 76.9068 |  |  | 2029 | 11 | 30.4861 | 41.4861
2031 | 3.0348 | 34.2556 | 1.0692 | 12.0692 | 3.3716 | 38.0577 | 84.3825 |  |  | 2030 | 11 | 34.6861 | 45.6861
2032 | 3.2167 | 37.4722 | 1.1333 | 13.2026 | 3.5737 | 41.6314 | 92.3062 |  |  | 2031 | 12.0692 | 38.0577 | 50.1269
2033 | 2.9644 | 40.4366 | 1.0444 | 14.247 | 3.2934 | 44.9248 | 99.6084 |  |  | 2032 | 13.2026 | 41.6314 | 54.834
2034 | 3.1159 | 43.5525 | 1.0978 | 15.3448 | 3.4617 | 48.3865 | 107.2838 |  |  | 2033 | 14.247 | 44.9248 | 59.1718
2035 | 3.1827 | 46.7352 | 1.1214 | 16.4662 | 3.536 | 51.9225 | 115.1239 |  |  | 2034 | 15.3448 | 48.3865 | 63.7314
2036 | 3.1851 | 49.9203 | 1.1222 | 17.5884 | 3.5386 | 55.4611 | 122.9698 |  |  | 2035 | 16.4662 | 51.9225 | 68.3887
2037 | 2.9652 | 52.8855 | 1.0447 | 18.6331 | 3.2943 | 58.7554 | 130.2741 |  |  | 2036 | 17.5884 | 55.4611 | 73.0495
2038 | 3.1216 | 56.0071 | 1.0998 | 19.733 | 3.4681 | 62.2235 | 137.9636 |  |  | 2037 | 18.6331 | 58.7554 | 77.3886
2039 | 3.086 | 59.0931 | 1.0873 | 20.8202 | 3.4285 | 65.6521 | 145.5654 | PV % Change | Storage % Change | 2038 | 19.733 | 62.2235 | 81.9565
2040 | 3.1221 | 62.2152 | 1.1 | 21.9202 | 3.4686 | 69.1207 | 153.2561 | 0.052833 | 0.052833 | 2039 | 20.8202 | 65.6521 | 86.4723
2041 |  |  |  | 23.0784 |  | 72.7725 |  |  |  | 2040 | 21.9202 | 69.1207 | 91.0409
2042 |  |  |  | 24.2977 |  | 76.6173 |  |  |  | 2041 | 23.0784 | 72.7725 | 95.8509
2043 |  |  |  | 25.5814 |  | 80.6653 |  |  |  | 2042 | 24.2977 | 76.6173 | 100.915
2044 |  |  |  | 26.9329 |  | 84.9271 |  |  |  | 2043 | 25.5814 | 80.6653 | 106.2467
2045 |  |  |  | 28.3559 |  | 89.414 |  |  |  | 2044 | 26.9329 | 84.9271 | 111.86
2046 |  |  |  | 29.854 |  | 94.1381 |  |  |  | 2045 | 28.3559 | 89.414 | 117.7699
2047 |  |  |  | 31.4313 |  | 99.1117

## Generic Fuel Adder
Gas Transport Escalation | 0%
| 2018 | 2019 | 2020 | 2021 | 2022 | 2023 | 2024 | 2025 | 2026 | 2027 | 2028 | 2029 | 2030 | 2031 | 2032 | 2033 | 2034 | 2035 | 2036 | 2037 | 2038 | 2039 | 2040 | 2041 | 2042 | 2043 | 2044 | 2045 | 2046 | 2047 | 2048 | 2049 | 2050 | 2051 | 2052 | 2053 | 2054 | 2055 | 2056 | 2057 | 2058 | 2059 | 2060 | 2061 | 2062 | 2063 | 2064 | 2065 | 2066 | 2067 | 2068 | 2069 | 2070 | 2071 | 2072 | 2073 | 2074 | 2075
Firm Fuel Adder | 0.00832 | 0.00832 | 0.00832 | 0.00832 | 0.00832 | 0.00832 | 0.00832 | 0.00832 | 0.00832 | 0.00832 | 0.00832 | 0.00832 | 0.00832 | 0.00832 | 0.00832 | 0.00832 | 0.00832 | 0.00832 | 0.00832 | 0.00832 | 0.00832 | 0.00832 | 0.00832 | 0.00832 | 0.00832 | 0.00832 | 0.00832 | 0.00832 | 0.00832 | 0.00832 | 0.00832 | 0.00832 | 0.00832 | 0.00832 | 0.00832 | 0.00832 | 0.00832 | 0.00832 | 0.00832 | 0.00832 | 0.00832 | 0.00832 | 0.00832 | 0.00832 | 0.00832 | 0.00832 | 0.00832 | 0.00832 | 0.00832 | 0.00832 | 0.00832 | 0.00832 | 0.00832 | 0.00832 | 0.00832 | 0.00832 | 0.00832 | 0.00832
Non-Firm Fuel Adder | 0.03962 | 0.03962 | 0.03962 | 0.03962 | 0.03962 | 0.03962 | 0.03962 | 0.03962 | 0.03962 | 0.03962 | 0.03962 | 0.03962 | 0.03962 | 0.03962 | 0.03962 | 0.03962 | 0.03962 | 0.03962 | 0.03962 | 0.03962 | 0.03962 | 0.03962 | 0.03962 | 0.03962 | 0.03962 | 0.03962 | 0.03962 | 0.03962 | 0.03962 | 0.03962 | 0.03962 | 0.03962 | 0.03962 | 0.03962 | 0.03962 | 0.03962 | 0.03962 | 0.03962 | 0.03962 | 0.03962 | 0.03962 | 0.03962 | 0.03962 | 0.03962 | 0.03962 | 0.03962 | 0.03962 | 0.03962 | 0.03962 | 0.03962 | 0.03962 | 0.03962 | 0.03962 | 0.03962 | 0.03962 | 0.03962 | 0.03962 | 0.03962
GenericFirmFuelAdder | 0.0071743 | 0.0069993 | 0.0068286 | 0.0066621 | 0.0064996 | 0.006341 | 0.0061864 | 0.0060355 | 0.0058883 | 0.0057447 | 0.0056046 | 0.0054679 | 0.0053345 | 0.0052044 | 0.0050775 | 0.0049536 | 0.0048328 | 0.0047149 | 0.0045999 | 0.0044877 | 0.0043783 | 0.0042715 | 0.0041673 | 0.0040657 | 0.0040657 | 0.0040657 | 0.0040657 | 0.0040657 | 0.0040657 | 0.0040657 | 0.0040657 | 0.0040657 | 0.0040657 | 0.0040657 | 0.0040657 | 0.0040657 | 0.0040657 | 0.0040657 | 0.0040657 | 0.0040657 | 0.0040657 | 0.0040657 | 0.0040657 | 0.0040657 | 0.0040657 | 0.0040657 | 0.0040657 | 0.0040657 | 0.0040657 | 0.0040657 | 0.0040657 | 0.0040657 | 0.0040657 | 0.0040657 | 0.0040657 | 0.0040657 | 0.0040657 | 0.0040657
GenericNonFirmFuelAdder | 0.034164 | 0.033331 | 0.032518 | 0.031725 | 0.030951 | 0.030196 | 0.02946 | 0.028741 | 0.02804 | 0.027356 | 0.026689 | 0.026038 | 0.025403 | 0.024783 | 0.024179 | 0.023589 | 0.023014 | 0.022453 | 0.021905 | 0.021371 | 0.020849 | 0.020341 | 0.019845 | 0.019361 | 0.019361 | 0.019361 | 0.019361 | 0.019361 | 0.019361 | 0.019361 | 0.019361 | 0.019361 | 0.019361 | 0.019361 | 0.019361 | 0.019361 | 0.019361 | 0.019361 | 0.019361 | 0.019361 | 0.019361 | 0.019361 | 0.019361 | 0.019361 | 0.019361 | 0.019361 | 0.019361 | 0.019361 | 0.019361 | 0.019361 | 0.019361 | 0.019361 | 0.019361 | 0.019361 | 0.019361 | 0.019361 | 0.019361 | 0.019361

## CC_HR
Combined Cycle Heatrates (HHV, ISO, Btu/kWh)
Note: Updated using data from the U.S. Dept of Energy EIA 2017 AEO released in January of 2017
EIA AEO Estimates |  |  | Baseload |  | Turndown
Online Year | Adv CC | % Change | Primary (degraded) | DF (degraded) | Primary (degraded)
2018 | 6300 |  | 6756.709 | 9044.34 | 8148.213
2019 | 6300 | 0% | 6756.709 | 9044.34 | 8148.213 |  |  |  |  | New and Clean Heatrates
2020 | 6283.3333 | -0.2646% | 6738.8341 | 9020.4132 | 8126.6569 |  | Black & Veatch Estimates (~2016 COD) |  |  | Baseload |  | Turndown
2021 | 6266.6667 | -0.2653% | 6720.9592 | 8996.4863 | 8105.1008 |  | (New and Clean) |  |  | Primary | DF | Primary
2022 | 6250 | -0.266% | 6703.0843 | 8972.5595 | 8083.5446
2023 | 6233.3333 | -0.2667% | 6685.2095 | 8948.6327 | 8061.9885 |  | GE 7FA.05 CCCT |  |  | 6624.2245 | 8867 | 7988.4441
2024 | 6216.6667 | -0.2674% | 6667.3346 | 8924.7059 | 8040.4324
2025 | 6200 | -0.2681% | 6649.4597 | 8900.779 | 8018.8763 |  | AVERAGE |  |  | 6624.2245 | 8867 | 7988.4441
2026 | 6195.8445 | -0.06702% | 6645.0029 | 8894.8134 | 8013.5017
2027 | 6191.6918 | -0.06702% | 6640.5492 | 8888.8517 | 8008.1307 |  | Heatrate Degradation Factor |  | 2%
2028 | 6187.5419 | -0.06702% | 6636.0984 | 8882.894 | 8002.7633 |  | (degrades performance from new & clean)
2029 | 6183.3947 | -0.06702% | 6631.6506 | 8876.9403 | 7997.3996
2030 | 6179.2504 | -0.06702% | 6627.2058 | 8870.9907 | 7992.0394
2031 | 6175.1088 | -0.06702% | 6622.764 | 8865.045 | 7986.6828
2032 | 6170.97 | -0.06702% | 6618.3251 | 8859.1032 | 7981.3298
2033 | 6166.8339 | -0.06702% | 6613.8893 | 8853.1655 | 7975.9804
2034 | 6162.7006 | -0.06702% | 6609.4564 | 8847.2317 | 7970.6345
2035 | 6158.5701 | -0.06702% | 6605.0264 | 8841.302 | 7965.2923
2036 | 6154.4424 | -0.06702% | 6600.5995 | 8835.3762 | 7959.9536
2037 | 6150.3175 | -0.06702% | 6596.1755 | 8829.4543 | 7954.6185
2038 | 6146.1953 | -0.06702% | 6591.7544 | 8823.5365 | 7949.287
2039 | 6142.0758 | -0.06702% | 6587.3364 | 8817.6226 | 7943.9591
2040 | 6137.9592 | -0.06702% | 6582.9213 | 8811.7126 | 7938.6347
2041 | 6133.8452 | -0.06702% | 6578.5091 | 8805.8066 | 7933.3139
2042 | 6129.7341 | -0.06702% | 6574.0999 | 8799.9046 | 7927.9967
2043 | 6125.6257 | -0.06702% | 6569.6937 | 8794.0066 | 7922.683
2044 | 6121.52 | -0.06702% | 6565.2904 | 8788.1125 | 7917.3729
2045 | 6117.4171 | -0.06702% | 6560.8901 | 8782.2223 | 7912.0663
2046 | 6113.317 | -0.06702% | 6556.4927 | 8776.3361 | 7906.7633
2047 | 6109.2196 | -0.06702% | 6552.0983 | 8770.4538 | 7901.4639
2048 | 6105.1249 | -0.06702% | 6547.7068 | 8764.5755 | 7896.168
2049 | 6101.033 | -0.06702% | 6543.3182 | 8758.7011 | 7890.8757
2050 | 6096.9439 | -0.06702% | 6538.9326 | 8752.8307 | 7885.5869
2051 | 6092.8575 | -0.06702% | 6534.55 | 8746.9642 | 7880.3016 | 6534.55 |  | 7880.3016
2052 | 6088.7738 | -0.06702% | 6530.1703 | 8741.1016 | 7875.0199 | 6530.1703 |  | 7875.0199
2053 | 6084.686 | -0.06714% | 6525.7861 | 8735.2331 | 7869.7329 | 6525.7861 |  | 7869.7329
2054 | 6080.5995 | -0.06716% | 6521.4035 | 8729.3666 | 7864.4477 | 6521.4035 |  | 7864.4477
2055 | 6076.5131 | -0.0672% | 6517.0208 | 8723.5001 | 7859.1624 | 6517.0208 |  | 7859.1624
2056 | 6072.4267 | -0.06725% | 6512.6381 | 8717.6336 | 7853.8772 | 6512.6381 |  | 7853.8772
2057 | 6068.3403 | -0.06729% | 6508.2555 | 8711.7671 | 7848.5919 | 6508.2555 |  | 7848.5919
2058 | 6064.2539 | -0.06734% | 6503.8728 | 8705.9006 | 7843.3067 | 6503.8728 |  | 7843.3067
2059 | 6060.1674 | -0.06739% | 6499.4901 | 8700.0341 | 7838.0214 | 6499.4901 |  | 7838.0214
2060 | 6056.081 | -0.06743% | 6495.1075 | 8694.1676 | 7832.7362 | 6495.1075 |  | 7832.7362
2061 | 6051.9946 | -0.06748% | 6490.7248 | 8688.3011 | 7827.4509 | 6490.7248 |  | 7827.4509
2062 | 6047.9082 | -0.06752% | 6486.3422 | 8682.4345 | 7822.1657 | 6486.3422 |  | 7822.1657
2063 | 6043.8217 | -0.06757% | 6481.9595 | 8676.568 | 7816.8804 | 6481.9595 |  | 7816.8804
2064 | 6039.7353 | -0.06761% | 6477.5768 | 8670.7015 | 7811.5952 | 6477.5768 |  | 7811.5952
2065 | 6035.6489 | -0.06766% | 6473.1942 | 8664.835 | 7806.31 | 6473.1942 |  | 7806.31
2066 | 6031.5625 | -0.0677% | 6468.8115 | 8658.9685 | 7801.0247 | 6468.8115 |  | 7801.0247
2067 | 6027.476 | -0.06775% | 6464.4288 | 8653.102 | 7795.7395 | 6464.4288 |  | 7795.7395
2068 | 6023.3896 | -0.0678% | 6460.0462 | 8647.2355 | 7790.4542 | 6460.0462 |  | 7790.4542
2069 | 6019.3032 | -0.06784% | 6455.6635 | 8641.369 | 7785.169 | 6455.6635 |  | 7785.169
2070 | 6015.2168 | -0.06789% | 6451.2808 | 8635.5025 | 7779.8837 | 6451.2808 |  | 7779.8837
2071 | 6011.1303 | -0.06793% | 6446.8982 | 8629.636 | 7774.5985 | 6446.8982 |  | 7774.5985
2072 | 6007.0439 | -0.06798% | 6442.5155 | 8623.7695 | 7769.3132 | 6442.5155 |  | 7769.3132
2073 | 6002.9575 | -0.06803% | 6438.1329 | 8617.9029 | 7764.028 | 6438.1329 |  | 7764.028
2074 | 5998.8711 | -0.06807% | 6433.7502 | 8612.0364 | 7758.7427 | 6433.7502 |  | 7758.7427
2075 | 5994.7846 | -0.06812% | 6429.3675 | 8606.1699 | 7753.4575 | 6429.3675 |  | 7753.4575

## P_HR
Peaker Heatrates (Btu/kWh, HHV)
Note: Updated using data from the 2017 AEO released in January of 2017
| EIA AEO Estimates |  | GE 7FA.05 |  | EIA AEO Estimates |  | Wartsila 18V50DF |  | Black & Veatch Estimates (~2016 COD) |  |  | Full-Load Heatrate, New & Clean | Turndown Heatrate, New & Clean
Online Year | CT | % Change | Full Load | Turndown | Recip | % Change | Full Load | Turndown | Wartsila 18V50DF |  |  | 8444.9066 | 11288.0638
2018 | 9880 |  | 10101.9539 | 16109.8768 | 8302.6361 |  | 8613.8047 | 11513.8251 | 1 x GE 7FA.05 |  |  | 9903.8764 | 15793.9968
2019 | 9840 | -0.4049% | 10061.0553 | 16044.6546 | 8269.0222 | -0.4049% | 8578.931 | 11467.2104
2020 | 9800 | -0.4065% | 10020.1567 | 15979.4324 | 8235.4083 | -0.4065% | 8544.0573 | 11420.5957 | Levelized Derate Factor |  | 2%
2021 | 9760 | -0.4082% | 9979.2581 | 15914.2102 | 8201.7944 | -0.4082% | 8509.1836 | 11373.981 | (accounts for efficiency degradation from new & clean heatrate)
2022 | 9720 | -0.4098% | 9938.3595 | 15848.9881 | 8168.1804 | -0.4098% | 8474.3099 | 11327.3664
2023 | 9680 | -0.4115% | 9897.4609 | 15783.7659 | 8134.5665 | -0.4115% | 8439.4362 | 11280.7517
2024 | 9640 | -0.4132% | 9856.5623 | 15718.5437 | 8100.9526 | -0.4132% | 8404.5625 | 11234.137
2025 | 9600 | -0.4149% | 9815.6637 | 15653.3215 | 8067.3387 | -0.4149% | 8369.6888 | 11187.5223
2026 | 9590.0415 | -0.1037% | 9805.4815 | 15637.0837 | 8058.9701 | -0.1037% | 8361.0065 | 11175.917
2027 | 9580.0933 | -0.1037% | 9795.3098 | 15620.8626 | 8050.6102 | -0.1037% | 8352.3333 | 11164.3237
2028 | 9570.1555 | -0.1037% | 9785.1487 | 15604.6584 | 8042.2589 | -0.1037% | 8343.669 | 11152.7425
2029 | 9560.2279 | -0.1037% | 9774.9982 | 15588.471 | 8033.9163 | -0.1037% | 8335.0138 | 11141.1733
2030 | 9550.3107 | -0.1037% | 9764.8581 | 15572.3004 | 8025.5824 | -0.1037% | 8326.3675 | 11129.616
2031 | 9540.4037 | -0.1037% | 9754.7286 | 15556.1465 | 8017.2571 | -0.1037% | 8317.7302 | 11118.0708
2032 | 9530.507 | -0.1037% | 9744.6096 | 15540.0095 | 8008.9404 | -0.1037% | 8309.1018 | 11106.5375
2033 | 9520.6206 | -0.1037% | 9734.5011 | 15523.8891 | 8000.6324 | -0.1037% | 8300.4824 | 11095.0162
2034 | 9510.7444 | -0.1037% | 9724.403 | 15507.7855 | 7992.333 | -0.1037% | 8291.872 | 11083.5069
2035 | 9500.8785 | -0.1037% | 9714.3155 | 15491.6986 | 7984.0422 | -0.1037% | 8283.2705 | 11072.0094
2036 | 9491.0228 | -0.1037% | 9704.2384 | 15475.6284 | 7975.76 | -0.1037% | 8274.6779 | 11060.524
2037 | 9481.1774 | -0.1037% | 9694.1718 | 15459.5748 | 7967.4864 | -0.1037% | 8266.0942 | 11049.0504
2038 | 9471.3421 | -0.1037% | 9684.1156 | 15443.5379 | 7959.2214 | -0.1037% | 8257.5194 | 11037.5887
2039 | 9461.5171 | -0.1037% | 9674.0698 | 15427.5176 | 7950.9649 | -0.1037% | 8248.9535 | 11026.1389
2040 | 9451.7022 | -0.1037% | 9664.0345 | 15411.514 | 7942.717 | -0.1037% | 8240.3965 | 11014.701
2041 | 9441.8976 | -0.1037% | 9654.0095 | 15395.5269 | 7934.4777 | -0.1037% | 8231.8484 | 11003.275
2042 | 9432.1031 | -0.1037% | 9643.995 | 15379.5565 | 7926.2469 | -0.1037% | 8223.3091 | 10991.8608
2043 | 9422.3187 | -0.1037% | 9633.9909 | 15363.6026 | 7918.0246 | -0.1037% | 8214.7787 | 10980.4585
2044 | 9412.5445 | -0.1037% | 9623.9971 | 15347.6652 | 7909.8109 | -0.1037% | 8206.2571 | 10969.0679
2045 | 9402.7805 | -0.1037% | 9614.0137 | 15331.7444 | 7901.6057 | -0.1037% | 8197.7444 | 10957.6892
2046 | 9393.0266 | -0.1037% | 9604.0406 | 15315.8401 | 7893.409 | -0.1037% | 8189.2405 | 10946.3223
2047 | 9383.2828 | -0.1037% | 9594.0779 | 15299.9523 | 7885.2209 | -0.1037% | 8180.7455 | 10934.9672
2048 | 9373.5491 | -0.1037% | 9584.1256 | 15284.081 | 7877.0412 | -0.1037% | 8172.2592 | 10923.6239
2049 | 9363.8255 | -0.1037% | 9574.1835 | 15268.2261 | 7868.87 | -0.1037% | 8163.7818 | 10912.2923
2050 | 9354.112 | -0.1037% | 9564.2518 | 15252.3877 | 7860.7072 | -0.1037% | 8155.3131 | 10900.9725
2051 | 9344.4085 | -0.1037% | 9554.3304 | 15236.5658 | 7852.553 | -0.1037% | 8146.8532 | 10889.6645
2052 | 9334.7152 | -0.1037% | 9544.4193 | 15220.7602 | 7844.4072 | -0.1037% | 8138.4022 | 10878.3681 |  | 8146.8532 | 10889.6645
2053 | 9325.0218 | -0.1038% | 9534.5081 | 15204.9546 | 7836.2614 | -0.1038% | 8129.9511 | 10867.0718 |  | 8138.4022 | 10878.3681
2054 | 9315.3284 | -0.104% | 9524.597 | 15189.1491 | 7828.1156 | -0.104% | 8121.5 | 10855.7755 |  | 8129.9511 | 10867.0718
2055 | 9305.635 | -0.1041% | 9514.6859 | 15173.3435 | 7819.9698 | -0.1041% | 8113.0489 | 10844.4791 |  | 8121.5 | 10855.7755
2056 | 9295.9417 | -0.1042% | 9504.7747 | 15157.5379 | 7811.824 | -0.1042% | 8104.5978 | 10833.1828 |  | 8113.0489 | 10844.4791
2057 | 9286.2483 | -0.1043% | 9494.8636 | 15141.7324 | 7803.6782 | -0.1043% | 8096.1467 | 10821.8865 |  | 8104.5978 | 10833.1828
2058 | 9276.5549 | -0.1044% | 9484.9525 | 15125.9268 | 7795.5324 | -0.1044% | 8087.6956 | 10810.5902 |  | 8096.1467 | 10821.8865
2059 | 9266.8616 | -0.1045% | 9475.0413 | 15110.1212 | 7787.3866 | -0.1045% | 8079.2445 | 10799.2938 |  | 8087.6956 | 10810.5902
2060 | 9257.1682 | -0.1046% | 9465.1302 | 15094.3157 | 7779.2408 | -0.1046% | 8070.7934 | 10787.9975 |  | 8079.2445 | 10799.2938
2061 | 9247.4748 | -0.1047% | 9455.2191 | 15078.5101 | 7771.095 | -0.1047% | 8062.3423 | 10776.7012 |  | 8070.7934 | 10787.9975
2062 | 9237.7815 | -0.1048% | 9445.308 | 15062.7045 | 7762.9492 | -0.1048% | 8053.8912 | 10765.4048 |  | 8062.3423 | 10776.7012
2063 | 9228.0881 | -0.1049% | 9435.3968 | 15046.899 | 7754.8034 | -0.1049% | 8045.4401 | 10754.1085 |  | 8053.8912 | 10765.4048
2064 | 9218.3947 | -0.105% | 9425.4857 | 15031.0934 | 7746.6576 | -0.105% | 8036.989 | 10742.8122 |  | 8045.4401 | 10754.1085
2065 | 9208.7013 | -0.1052% | 9415.5746 | 15015.2878 | 7738.5118 | -0.1052% | 8028.538 | 10731.5158 |  | 8036.989 | 10742.8122
2066 | 9199.008 | -0.1053% | 9405.6634 | 14999.4823 | 7730.366 | -0.1053% | 8020.0869 | 10720.2195 |  | 8028.538 | 10731.5158
2067 | 9189.3146 | -0.1054% | 9395.7523 | 14983.6767 | 7722.2201 | -0.1054% | 8011.6358 | 10708.9232 |  | 8020.0869 | 10720.2195
2068 | 9179.6212 | -0.1055% | 9385.8412 | 14967.8711 | 7714.0743 | -0.1055% | 8003.1847 | 10697.6268 |  | 8011.6358 | 10708.9232
2069 | 9169.9279 | -0.1056% | 9375.93 | 14952.0656 | 7705.9285 | -0.1056% | 7994.7336 | 10686.3305 |  | 8003.1847 | 10697.6268
2070 | 9160.2345 | -0.1057% | 9366.0189 | 14936.26 | 7697.7827 | -0.1057% | 7986.2825 | 10675.0342 |  | 7994.7336 | 10686.3305
2071 | 9150.5411 | -0.1058% | 9356.1078 | 14920.4544 | 7689.6369 | -0.1058% | 7977.8314 | 10663.7378 |  | 7986.2825 | 10675.0342
2072 | 9140.8478 | -0.1059% | 9346.1966 | 14904.6489 | 7681.4911 | -0.1059% | 7969.3803 | 10652.4415 |  | 7977.8314 | 10663.7378
2073 | 9131.1544 | -0.106% | 9336.2855 | 14888.8433 | 7673.3453 | -0.106% | 7960.9292 | 10641.1452 |  | 7969.3803 | 10652.4415
2074 | 9121.461 | -0.1062% | 9326.3744 | 14873.0377 | 7665.1995 | -0.1062% | 7952.4781 | 10629.8488 |  | 7960.9292 | 10641.1452
2075 | 9111.7676 | -0.1063% | 9316.4632 | 14857.2322 | 7657.0537 | -0.1063% | 7944.027 | 10618.5525 |  | 7952.4781 | 10629.8488
[10 empty] | 7944.027 | 10618.5525

## Assumptions
ASSUMPTIONS
Analysis Dates
Analysis Start Date (Fin. Close) | 2019-12-31
Analysis Term | 20 |  | Inflation Rate | 2.5%
Analysis End Date | 1920-12-31 |  | Aurora Base Year: | 2012
Property Tax Rate | 1.143%
Property Tax Ratio | 39.77% |  | Years | ITC
Insurance Premium | 0.0479% |  | 2020-2023 | 0.3
Conversion Factor | 0.79 |  | 2024 | 0.26
Effective Tax Rate | 21% |  | 2025 | 0.22
Federal Tax Rate | 21% |  | Start 2026 | 0.1
Coal Property Tax Rate | 1.2%
Gas-fired Insurance Premium | 0.05147%
After tax WACC (nominal) | 6.8%
Pre-Tax WACC (nominal) | 7.39%
After tax WACC (real) | 4.3%
Pre-Tax WACC (real) | 4.89%
|  | 0.14707 | [14 empty] | 0.2
|  | CCGT | Peaker - Frame | Peaker - Recip | WA Wind | MT Wind | Offshore Wind | Biomass | WA Solar | Li-Ion 2hr for Solar | Li-Ion 2hr | Li-Ion 4hr | Flow 4hr | Flow 6hr | Pumped Storage | DER Ground | DER Roof | Solar + 2hr Battery | Wind + 2hr Battery | MT Wind + PHSE | WY East Wind | WY West Wind | ID Wind | WY West Solar | WY Anticline Solar | ID Solar
Nameplate |  | 367.1655 | 236.9414 | 18.249 | 100 | 200 | 100 | 14.805 | 100 | 25 | 25 | 25 | 25 | 25 | 25 | 50 | 300 | 125 | 125 | 300 | 400 | 400 | 400 | 400 | 400 | 400 | Nameplate
Depriable lives (MACRS) |  | 17 | 15 | 15 | 5 | 5 | 5 | 7 | 5 | 5 | 5 | 5 | 5 | 5 | 5 | 5 | 5 |  |  |  | 5 | 5 | 5 | 5 | 5 | 5 | Depriable lives (MACRS)
All in Cost (2012 $/MW) | 2020 | 1029.6526 | 777.6823 | 1371.6871 | 1484.8586 | 1482.1857 | 4603.7108 | 5821.2436 | 1374.7615 | 2103.2106 | 962.1392 | 1702.4361 | 2247.0288 | 3111.2092 | 2180.0277 | 3001.9192 | 3602.303 | 2103.2106 | 2199.8924 | 4015.8462 | 1482.1857 | 1482.1857 | 1482.1857 | 1374.7615 | 1374.7615 | 1374.7615 | All in Cost (2012 $/MW)
[9 empty] | w/ ITC Blended | w/ ITC Blended
Levelized Costs 2012 $ | Capital Costs | CCGT | Peaker - Frame | Peaker - Recip | WA Wind | MT Wind | Offshore Wind | Biomass | WA Solar | Li-Ion 2hr for Solar | Li-Ion 2hr | Li-Ion 4hr | Flow 4hr | Flow 6hr | Pumped Storage | DER Ground | DER Roof | Solar + 2hr Battery | Wind + 2hr Battery | MT Wind + PHSE | WY East Wind | WY West Wind | ID Wind | WY West Solar | WY Anticline Solar | ID Solar
| 2020 | 1714.5558 | 1017.3845 | 2265.253 | 2323.2408 | 2319.0588 | 7203.0625 | 9190.8732 | 1722.2856 | 2634.8784 | 1505.3832 | 2663.6672 | 3515.7484 | 4867.8632 | 3410.917 | 4370.1933 | 5244.232 | 4357.164 | 3441.9978 | 6283.2773 | 2319.0588 | 2319.0588 | 2319.0588 | 1722.2856 | 1722.2856 | 1722.2856
| 2021 | 1702.2878 | 1024.7247 | 2281.5962 | 2282.8367 | 2278.7274 | 6915.7792 | 9122.4059 | 1690.5015 | 2533.0767 | 1403.8106 | 2483.942 | 3278.5308 | 4539.4145 | 3410.917 | 4289.5432 | 5147.4518 | 4223.5782 | 3367.512 | 6129.5071 | 2278.7274 | 2278.7274 | 2278.7274 | 1690.5015 | 1690.5015 | 1690.5015
| 2022 | 1689.8405 | 1017.0806 | 2264.5763 | 2240.9497 | 2236.9159 | 6628.4959 | 8903.8489 | 1656.1858 | 2449.7359 | 1331.0177 | 2355.1401 | 3108.5264 | 4304.0285 | 3410.917 | 4202.4691 | 5042.9629 | 4105.9217 | 3295.9217 | 5987.306 | 2236.9159 | 2236.9159 | 2236.9159 | 1656.1858 | 1656.1858 | 1656.1858
| 2023 | 1664.237 | 997.033 | 2219.9394 | 2199.0628 | 2195.1043 | 6353.1465 | 8850.8659 | 1621.8701 | 2366.3951 | 1258.2248 | 2226.3382 | 2938.5221 | 4068.6426 | 3410.917 | 4115.3951 | 4938.4741 | 3988.2652 | 3224.2112 | 5844.8012 | 2195.1043 | 2195.1043 | 2195.1043 | 1621.8701 | 1621.8701 | 1621.8701
| 2024 | 1651.3544 | 987.7586 | 2199.2896 | 2157.1759 | 2153.2928 | 6089.2352 | 8802.0754 | 1641.0211 | 2359.9447 | 1185.4318 | 2097.5364 | 2768.5178 | 3833.2566 | 3410.917 | 4028.321 | 4833.9852 | 4000.9658 | 3152.37 | 5701.9665 | 2153.2928 | 2153.2928 | 2153.2928 | 1641.0211 | 1641.0211 | 1641.0211
| 2025 | 1644.9227 | 982.2492 | 2187.0227 | 2115.289 | 2111.4813 | 5836.2867 | 8789.5499 | 1657.8608 | 2347.8806 | 1112.6389 | 1968.7345 | 2598.5134 | 3597.8707 | 3410.917 | 3941.2469 | 4729.4963 | 4005.7414 | 3080.3863 | 5558.773 | 2111.4813 | 2111.4813 | 2111.4813 | 1657.8608 | 1657.8608 | 1657.8608
| 2026 | 1638.3588 | 976.7964 | 2174.8817 | 2073.4021 | 2069.6698 | 5593.8459 | 8773.5419 | 1765.0604 | 2503.6018 | 1076.4804 | 1904.7547 | 2514.0672 | 3480.9473 | 3410.917 | 3854.1729 | 4625.0075 | 4268.6621 | 3015.6406 | 5437.4257 | 2069.6698 | 2069.6698 | 2069.6698 | 1765.0604 | 1765.0604 | 1765.0604
| 2027 | 1631.4406 | 971.2647 | 2162.5651 | 2031.5152 | 2027.8583 | 5361.4761 | 8752.9358 | 1725.1838 | 2437.0723 | 1040.322 | 1840.775 | 2429.6209 | 3364.024 | 3410.917 | 3767.0988 | 4520.5186 | 4162.2562 | 2950.8757 | 5316.0306 | 2027.8583 | 2027.8583 | 2027.8583 | 1725.1838 | 1725.1838 | 1725.1838
| 2028 | 1625.5214 | 967.0471 | 2153.1745 | 1989.6283 | 1986.0468 | 5138.759 | 8723.2549 | 1685.3073 | 2370.5429 | 1004.1635 | 1776.7952 | 2345.1746 | 3247.1007 | 3410.917 | 3680.0248 | 4416.0297 | 4055.8502 | 2886.0903 | 5194.584 | 1986.0468 | 1986.0468 | 1986.0468 | 1685.3073 | 1685.3073 | 1685.3073
| 2029 | 1616.2808 | 960.8659 | 2139.4118 | 1947.7414 | 1944.2353 | 4925.2936 | 8675.5075 | 1645.4308 | 2304.0134 | 968.0051 | 1712.8154 | 2260.7283 | 3130.1774 | 3410.917 | 3592.9507 | 4311.5408 | 3949.4443 | 2821.2828 | 5073.0822 | 1944.2353 | 1944.2353 | 1944.2353 | 1645.4308 | 1645.4308 | 1645.4308
| 2030 | 1611.0371 | 957.4293 | 2131.7599 | 1905.8545 | 1902.4238 | 4720.6956 | 8641.8771 | 1605.5543 | 2237.484 | 931.8466 | 1648.8356 | 2176.282 | 3013.2541 | 3410.917 | 3505.8766 | 4207.052 | 3843.0383 | 2756.4515 | 4951.5206 | 1902.4238 | 1902.4238 | 1902.4238 | 1605.5543 | 1605.5543 | 1605.5543
| 2031 | 1606.1731 | 954.3085 | 2124.8113 | 1885.269 | 1881.8753 | 4524.5967 | 8608.4787 | 1587.7543 | 2211.5691 | 920.1986 | 1628.2252 | 2149.0785 | 2975.5884 | 3410.917 | 3467.0087 | 4160.4104 | 3799.3234 | 2726.248 | 4896.7493 | 1881.8753 | 1881.8753 | 1881.8753 | 1587.7543 | 1587.7543 | 1587.7543
| 2032 | 1599.5869 | 949.9378 | 2115.0799 | 1864.6521 | 1861.2956 | 4336.6438 | 8570.3707 | 1569.9543 | 2185.6542 | 908.5505 | 1607.6147 | 2121.875 | 2937.9228 | 3410.917 | 3428.1407 | 4113.7689 | 3755.6085 | 2696.0079 | 4841.923 | 1861.2956 | 1861.2956 | 1861.2956 | 1569.9543 | 1569.9543 | 1569.9543
| 2033 | 1594.4088 | 946.602 | 2107.6525 | 1844.0039 | 1840.6845 | 4156.4985 | 8535.8567 | 1552.1543 | 2159.7393 | 896.9024 | 1587.0043 | 2094.6715 | 2900.2571 | 3410.917 | 3389.2728 | 4067.1273 | 3711.8936 | 2665.7313 | 4787.0417 | 1840.6845 | 1840.6845 | 1840.6845 | 1552.1543 | 1552.1543 | 1552.1543
| 2034 | 1589.9443 | 943.544 | 2100.8438 | 1823.3243 | 1820.0421 | 3983.8364 | 8508.057 | 1534.3543 | 2133.8244 | 885.2543 | 1566.3938 | 2067.4679 | 2862.5914 | 3410.917 | 3350.4048 | 4020.4858 | 3668.1787 | 2635.4181 | 4732.1054 | 1820.0421 | 1820.0421 | 1820.0421 | 1534.3543 | 1534.3543 | 1534.3543
| 2035 | 1584.1621 | 939.888 | 2092.7034 | 1802.6133 | 1799.3684 | 3818.3468 | 8469.5509 | 1516.5543 | 2107.9094 | 873.6062 | 1545.7834 | 2040.2644 | 2824.9257 | 3410.917 | 3311.5369 | 3973.8442 | 3624.4637 | 2605.0684 | 4677.1141 | 1799.3684 | 1799.3684 | 1799.3684 | 1516.5543 | 1516.5543 | 1516.5543
| 2036 | 1578.6477 | 936.2806 | 2084.6715 | 1781.8709 | 1778.6634 | 3659.7317 | 8434.6685 | 1498.7543 | 2081.9945 | 861.9581 | 1525.173 | 2013.0609 | 2787.2601 | 3410.917 | 3272.6689 | 3927.2027 | 3580.7488 | 2574.6821 | 4622.0679 | 1778.6634 | 1778.6634 | 1778.6634 | 1498.7543 | 1498.7543 | 1498.7543
| 2037 | 1573.6106 | 933.1875 | 2077.7846 | 1761.0972 | 1757.927 | 3507.7055 | 8397.763 | 1480.9543 | 2056.0796 | 850.3101 | 1504.5625 | 1985.8574 | 2749.5944 | 3410.917 | 3233.801 | 3880.5612 | 3537.0339 | 2544.2593 | 4566.9668 | 1757.927 | 1757.927 | 1757.927 | 1480.9543 | 1480.9543 | 1480.9543
| 2038 | 1570.2542 | 931.3114 | 2073.6072 | 1740.292 | 1737.1594 | 3361.9945 | 8365.4799 | 1463.1543 | 2030.1647 | 838.662 | 1483.9521 | 1958.6538 | 2711.9287 | 3410.917 | 3194.933 | 3833.9196 | 3493.319 | 2513.7999 | 4511.8108 | 1737.1594 | 1737.1594 | 1737.1594 | 1463.1543 | 1463.1543 | 1463.1543
| 2039 | 1566.0609 | 928.9388 | 2068.3245 | 1719.4555 | 1716.3604 | 3222.3364 | 8328.7382 | 1445.3543 | 2004.2498 | 827.0139 | 1463.3416 | 1931.4503 | 2674.263 | 3410.917 | 3156.0651 | 3787.2781 | 3449.6041 | 2483.3041 | 4456.5999 | 1716.3604 | 1716.3604 | 1716.3604 | 1445.3543 | 1445.3543 | 1445.3543
| 2040 | 1562.0645 | 926.6829 | 2063.3018 | 1698.5876 | 1695.53 | 3088.4797 | 8293.0513 | 1427.5543 | 1978.3349 | 815.3658 | 1442.7312 | 1904.2468 | 2636.5974 | 3410.917 | 3117.1971 | 3740.6365 | 3405.8892 | 2452.7717 | 4401.3341 | 1695.53 | 1695.53 | 1695.53 | 1427.5543 | 1427.5543 | 1427.5543
| 2041 | 1559.6781 | 925.3822 | 2060.4057 | 1677.6884 | 1674.6684 | 2960.1835 | 8265.9006 | 1412.1213 | 1954.5619 | 803.7177 | 1422.1207 | 1877.0433 | 2598.9317 | 3410.917 | 3083.4977 | 3700.1972 | 3366.6832 | 2422.7339 | 4347.6019 | 1674.6684 | 1674.6684 | 1674.6684 | 1412.1213 | 1412.1213 | 1412.1213
| 2042 | 1553.7744 | 921.9948 | 2052.8634 | 1656.7577 | 1653.7754 | 2837.2167 | 8220.1181 | 1396.6882 | 1930.7889 | 792.0697 | 1401.5103 | 1849.8397 | 2561.266 | 3410.917 | 3049.7982 | 3659.7579 | 3327.4772 | 2392.6599 | 4293.8154 | 1653.7754 | 1653.7754 | 1653.7754 | 1396.6882 | 1396.6882 | 1396.6882
| 2043 | 1552.1995 | 921.1759 | 2051.0401 | 1635.7957 | 1632.8511 | 2719.358 | 8197.2382 | 1381.2552 | 1907.0159 | 780.4216 | 1380.8998 | 1822.6362 | 2523.6003 | 3410.917 | 3016.0988 | 3619.3186 | 3288.2711 | 2362.5495 | 4239.9746 | 1632.8511 | 1632.8511 | 1632.8511 | 1381.2552 | 1381.2552 | 1381.2552
| 2044 | 1546.6288 | 917.9856 | 2043.9367 | 1614.8023 | 1611.8955 | 2606.3951 | 8153.2497 | 1365.8222 | 1883.2429 | 768.7735 | 1360.2894 | 1795.4327 | 2485.9346 | 3410.917 | 2982.3994 | 3578.8793 | 3249.0651 | 2332.4028 | 4186.0794 | 1611.8955 | 1611.8955 | 1611.8955 | 1365.8222 | 1365.8222 | 1365.8222
| 2045 | 1544.7123 | 916.9642 | 2041.6627 | 1593.7775 | 1590.9086 | 2498.1248 | 8128.5286 | 1350.3892 | 1859.4699 | 757.1254 | 1339.6789 | 1768.2292 | 2448.269 | 3410.917 | 2948.7 | 3538.44 | 3209.8591 | 2302.2199 | 4132.1299 | 1590.9086 | 1590.9086 | 1590.9086 | 1350.3892 | 1350.3892 | 1350.3892
| 2046 | 1539.7458 | 914.1324 | 2035.3575 | 1572.7213 | 1569.8903 | 2394.352 | 8087.75 | 1334.9562 | 1835.6969 | 745.4773 | 1319.0685 | 1741.0256 | 2410.6033 | 3410.917 | 2915.0005 | 3498.0006 | 3170.6531 | 2272.0006 | 4078.126 | 1569.8903 | 1569.8903 | 1569.8903 | 1334.9562 | 1334.9562 | 1334.9562
| 2047 | 1536.2137 | 912.1521 | 2030.9483 | 1551.6338 | 1548.8407 | 2294.89 | 8054.5165 | 1319.5232 | 1811.9239 | 733.8292 | 1287.1587 | 1698.9082 | 2352.288 | 3410.917 | 2881.3011 | 3457.5613 | 3131.4471 | 2241.745 | 4024.0677 | 1548.8407 | 1548.8407 | 1548.8407 | 1319.5232 | 1319.5232 | 1319.5232
| 2048 | 1532.6569 | 910.1572 | 2026.5064 | 1530.5148 | 1527.7598 | 2199.5597 | 8021.1508 | 1304.0901 | 1788.1509 | 722.1812 | 1254.4999 | 1655.8022 | 2292.604 | 3410.917 | 2847.6017 | 3417.122 | 3092.2411 | 2211.453 | 3969.9549 | 1527.7598 | 1527.7598 | 1527.7598 | 1304.0901 | 1304.0901 | 1304.0901
| 2049 | 1528.9635 | 908.081 | 2021.8838 | 1509.3645 | 1506.6476 | 2108.1894 | 7987.0663 | 1288.6571 | 1764.378 | 710.5331 | 1221.0723 | 1611.6813 | 2231.5147 | 3410.917 | 2813.9022 | 3376.6827 | 3053.0351 | 2181.1247 | 3915.7877 | 1506.6476 | 1506.6476 | 1506.6476 | 1288.6571 | 1288.6571 | 1288.6571
| 2050 | 1513.5139 | 899.0218 | 2001.7131 | 1488.1829 | 1485.504 | 2020.6147 | 7891.6834 | 1273.2241 | 1740.605 | 698.885 | 1186.8564 | 1566.5201 | 2168.985 | 3410.917 | 2780.2028 | 3336.2434 | 3013.8291 | 2150.76 | 3861.5659 | 1485.504 | 1485.504 | 1485.504 | 1273.2241 | 1273.2241 | 1273.2241
| 2051 | 1513.5139 | 899.0218 | 2001.7131 | 1488.1829 | 1485.504 | 2020.6147 | 7891.6834 | 1273.2241 | 1740.605 | 698.885 | 1186.8564 | 1566.5201 | 2168.985 | 3410.917 | 2780.2028 | 3336.2434 | 3013.8291 | 2150.76 | 3861.5659 | 1485.504 | 1485.504 | 1485.504 | 1273.2241 | 1273.2241 | 1273.2241
| 2052 | 1513.5139 | 899.0218 | 2001.7131 | 1488.1829 | 1485.504 | 2020.6147 | 7891.6834 | 1273.2241 | 1740.605 | 698.885 | 1186.8564 | 1566.5201 | 2168.985 | 3410.917 | 2780.2028 | 3336.2434 | 3013.8291 | 2150.76 | 3861.5659 | 1485.504 | 1485.504 | 1485.504 | 1273.2241 | 1273.2241 | 1273.2241
| 2053 | 1513.5139 | 899.0218 | 2001.7131 | 1488.1829 | 1485.504 | 2020.6147 | 7891.6834 | 1273.2241 | 1740.605 | 698.885 | 1186.8564 | 1566.5201 | 2168.985 | 3410.917 | 2780.2028 | 3336.2434 | 3013.8291 | 2150.76 | 3861.5659 | 1485.504 | 1485.504 | 1485.504 | 1273.2241 | 1273.2241 | 1273.2241
| 2054 | 1513.5139 | 899.0218 | 2001.7131 | 1488.1829 | 1485.504 | 2020.6147 | 7891.6834 | 1273.2241 | 1740.605 | 698.885 | 1186.8564 | 1566.5201 | 2168.985 | 3410.917 | 2780.2028 | 3336.2434 | 3013.8291 | 2150.76 | 3861.5659 | 1485.504 | 1485.504 | 1485.504 | 1273.2241 | 1273.2241 | 1273.2241
| 2055 | 1513.5139 | 899.0218 | 2001.7131 | 1488.1829 | 1485.504 | 2020.6147 | 7891.6834 | 1273.2241 | 1740.605 | 698.885 | 1186.8564 | 1566.5201 | 2168.985 | 3410.917 | 2780.2028 | 3336.2434 | 3013.8291 | 2150.76 | 3861.5659 | 1485.504 | 1485.504 | 1485.504 | 1273.2241 | 1273.2241 | 1273.2241
| 2056 | 1513.5139 | 899.0218 | 2001.7131 | 1488.1829 | 1485.504 | 2020.6147 | 7891.6834 | 1273.2241 | 1740.605 | 698.885 | 1186.8564 | 1566.5201 | 2168.985 | 3410.917 | 2780.2028 | 3336.2434 | 3013.8291 | 2150.76 | 3861.5659 | 1485.504 | 1485.504 | 1485.504 | 1273.2241 | 1273.2241 | 1273.2241
| 2057 | 1513.5139 | 899.0218 | 2001.7131 | 1488.1829 | 1485.504 | 2020.6147 | 7891.6834 | 1273.2241 | 1740.605 | 698.885 | 1186.8564 | 1566.5201 | 2168.985 | 3410.917 | 2780.2028 | 3336.2434 | 3013.8291 | 2150.76 | 3861.5659 | 1485.504 | 1485.504 | 1485.504 | 1273.2241 | 1273.2241 | 1273.2241
| 2058 | 1513.5139 | 899.0218 | 2001.7131 | 1488.1829 | 1485.504 | 2020.6147 | 7891.6834 | 1273.2241 | 1740.605 | 698.885 | 1186.8564 | 1566.5201 | 2168.985 | 3410.917 | 2780.2028 | 3336.2434 | 3013.8291 | 2150.76 | 3861.5659 | 1485.504 | 1485.504 | 1485.504 | 1273.2241 | 1273.2241 | 1273.2241
| 2059 | 1513.5139 | 899.0218 | 2001.7131 | 1488.1829 | 1485.504 | 2020.6147 | 7891.6834 | 1273.2241 | 1740.605 | 698.885 | 1186.8564 | 1566.5201 | 2168.985 | 3410.917 | 2780.2028 | 3336.2434 | 3013.8291 | 2150.76 | 3861.5659 | 1485.504 | 1485.504 | 1485.504 | 1273.2241 | 1273.2241 | 1273.2241
| 2060 | 1513.5139 | 899.0218 | 2001.7131 | 1488.1829 | 1485.504 | 2020.6147 | 7891.6834 | 1273.2241 | 1740.605 | 698.885 | 1186.8564 | 1566.5201 | 2168.985 | 3410.917 | 2780.2028 | 3336.2434 | 3013.8291 | 2150.76 | 3861.5659 | 1485.504 | 1485.504 | 1485.504 | 1273.2241 | 1273.2241 | 1273.2241
| 2061 | 1513.5139 | 899.0218 | 2001.7131 | 1488.1829 | 1485.504 | 2020.6147 | 7891.6834 | 1273.2241 | 1740.605 | 698.885 | 1186.8564 | 1566.5201 | 2168.985 | 3410.917 | 2780.2028 | 3336.2434 | 3013.8291 | 2150.76 | 3861.5659 | 1485.504 | 1485.504 | 1485.504 | 1273.2241 | 1273.2241 | 1273.2241
| 2062 | 1513.5139 | 899.0218 | 2001.7131 | 1488.1829 | 1485.504 | 2020.6147 | 7891.6834 | 1273.2241 | 1740.605 | 698.885 | 1186.8564 | 1566.5201 | 2168.985 | 3410.917 | 2780.2028 | 3336.2434 | 3013.8291 | 2150.76 | 3861.5659 | 1485.504 | 1485.504 | 1485.504 | 1273.2241 | 1273.2241 | 1273.2241
| 2063 | 1513.5139 | 899.0218 | 2001.7131 | 1488.1829 | 1485.504 | 2020.6147 | 7891.6834 | 1273.2241 | 1740.605 | 698.885 | 1186.8564 | 1566.5201 | 2168.985 | 3410.917 | 2780.2028 | 3336.2434 | 3013.8291 | 2150.76 | 3861.5659 | 1485.504 | 1485.504 | 1485.504 | 1273.2241 | 1273.2241 | 1273.2241
| 2064 | 1513.5139 | 899.0218 | 2001.7131 | 1488.1829 | 1485.504 | 2020.6147 | 7891.6834 | 1273.2241 | 1740.605 | 698.885 | 1186.8564 | 1566.5201 | 2168.985 | 3410.917 | 2780.2028 | 3336.2434 | 3013.8291 | 2150.76 | 3861.5659 | 1485.504 | 1485.504 | 1485.504 | 1273.2241 | 1273.2241 | 1273.2241
| 2065 | 1513.5139 | 899.0218 | 2001.7131 | 1488.1829 | 1485.504 | 2020.6147 | 7891.6834 | 1273.2241 | 1740.605 | 698.885 | 1186.8564 | 1566.5201 | 2168.985 | 3410.917 | 2780.2028 | 3336.2434 | 3013.8291 | 2150.76 | 3861.5659 | 1485.504 | 1485.504 | 1485.504 | 1273.2241 | 1273.2241 | 1273.2241
| 2066 | 1513.5139 | 899.0218 | 2001.7131 | 1488.1829 | 1485.504 | 2020.6147 | 7891.6834 | 1273.2241 | 1740.605 | 698.885 | 1186.8564 | 1566.5201 | 2168.985 | 3410.917 | 2780.2028 | 3336.2434 | 3013.8291 | 2150.76 | 3861.5659 | 1485.504 | 1485.504 | 1485.504 | 1273.2241 | 1273.2241 | 1273.2241
| 2067 | 1513.5139 | 899.0218 | 2001.7131 | 1488.1829 | 1485.504 | 2020.6147 | 7891.6834 | 1273.2241 | 1740.605 | 698.885 | 1186.8564 | 1566.5201 | 2168.985 | 3410.917 | 2780.2028 | 3336.2434 | 3013.8291 | 2150.76 | 3861.5659 | 1485.504 | 1485.504 | 1485.504 | 1273.2241 | 1273.2241 | 1273.2241
| 2068 | 1513.5139 | 899.0218 | 2001.7131 | 1488.1829 | 1485.504 | 2020.6147 | 7891.6834 | 1273.2241 | 1740.605 | 698.885 | 1186.8564 | 1566.5201 | 2168.985 | 3410.917 | 2780.2028 | 3336.2434 | 3013.8291 | 2150.76 | 3861.5659 | 1485.504 | 1485.504 | 1485.504 | 1273.2241 | 1273.2241 | 1273.2241
| 2069 | 1513.5139 | 899.0218 | 2001.7131 | 1488.1829 | 1485.504 | 2020.6147 | 7891.6834 | 1273.2241 | 1740.605 | 698.885 | 1186.8564 | 1566.5201 | 2168.985 | 3410.917 | 2780.2028 | 3336.2434 | 3013.8291 | 2150.76 | 3861.5659 | 1485.504 | 1485.504 | 1485.504 | 1273.2241 | 1273.2241 | 1273.2241
| 2070 | 1513.5139 | 899.0218 | 2001.7131 | 1488.1829 | 1485.504 | 2020.6147 | 7891.6834 | 1273.2241 | 1740.605 | 698.885 | 1186.8564 | 1566.5201 | 2168.985 | 3410.917 | 2780.2028 | 3336.2434 | 3013.8291 | 2150.76 | 3861.5659 | 1485.504 | 1485.504 | 1485.504 | 1273.2241 | 1273.2241 | 1273.2241
| 2071 | 1513.5139 | 899.0218 | 2001.7131 | 1488.1829 | 1485.504 | 2020.6147 | 7891.6834 | 1273.2241 | 1740.605 | 698.885 | 1186.8564 | 1566.5201 | 2168.985 | 3410.917 | 2780.2028 | 3336.2434 | 3013.8291 | 2150.76 | 3861.5659 | 1485.504 | 1485.504 | 1485.504 | 1273.2241 | 1273.2241 | 1273.2241
| 2072 | 1513.5139 | 899.0218 | 2001.7131 | 1488.1829 | 1485.504 | 2020.6147 | 7891.6834 | 1273.2241 | 1740.605 | 698.885 | 1186.8564 | 1566.5201 | 2168.985 | 3410.917 | 2780.2028 | 3336.2434 | 3013.8291 | 2150.76 | 3861.5659 | 1485.504 | 1485.504 | 1485.504 | 1273.2241 | 1273.2241 | 1273.2241
| 2073 | 1513.5139 | 899.0218 | 2001.7131 | 1488.1829 | 1485.504 | 2020.6147 | 7891.6834 | 1273.2241 | 1740.605 | 698.885 | 1186.8564 | 1566.5201 | 2168.985 | 3410.917 | 2780.2028 | 3336.2434 | 3013.8291 | 2150.76 | 3861.5659 | 1485.504 | 1485.504 | 1485.504 | 1273.2241 | 1273.2241 | 1273.2241
| 2074 | 1513.5139 | 899.0218 | 2001.7131 | 1488.1829 | 1485.504 | 2020.6147 | 7891.6834 | 1273.2241 | 1740.605 | 698.885 | 1186.8564 | 1566.5201 | 2168.985 | 3410.917 | 2780.2028 | 3336.2434 | 3013.8291 | 2150.76 | 3861.5659 | 1485.504 | 1485.504 | 1485.504 | 1273.2241 | 1273.2241 | 1273.2241
| 2075 | 1513.5139 | 899.0218 | 2001.7131 | 1488.1829 | 1485.504 | 2020.6147 | 7891.6834 | 1273.2241 | 1740.605 | 698.885 | 1186.8564 | 1566.5201 | 2168.985 | 3410.917 | 2780.2028 | 3336.2434 | 3013.8291 | 2150.76 | 3861.5659 | 1485.504 | 1485.504 | 1485.504 | 1273.2241 | 1273.2241 | 1273.2241

## PTC
Production Tax Credit for New Wind Resources
|  | PTC |  | 2020 | 2021 | 2022 | 2023 | 2024 | 2025 | 2026 | 2027 | 2028 | 2029 | 2030 | 2031 | 2032 | 2033 | 2034
| Nominal | Annual Value |  | 25.4172 | 25.8413 | 26.2725 | 26.7109 | 27.1567 | 27.6098 | 28.0705 | 28.539 | 29.0152 | 29.4994 | 29.9916 | 30.4921 | 31.0009 | 31.5182 | 32.0442
|  | IRS Inflation |  | 2020: 1.669%
|  | PTC % Availability |  | 2020: 1; 2021: 0.8; 2022: 0.6; 2023: 0.6; 2024: 0.6
On/Off Switch | bar: 2020 to 2024
|  | Fed Tax Rate |  | 2020: 21%
|  |  |  | 2020 | 2021 | 2022 | 2023 | 2024 | 2025 | 2026 | 2027 | 2028 | 2029 | 2030 | 2031 | 2032 | 2033 | 2034
|  | 2020 |  |  | 32.7105 | 33.2564 | 33.8113 | 34.3755 | 34.9491 | 35.5323 | 36.1253 | 36.7281 | 37.341 | 37.9641
|  | 2021 |  |  |  | 26.6051 | 27.049 | 27.5004 | 27.9593 | 28.4259 | 28.9002 | 29.3825 | 29.8728 | 30.3713 | 30.8781
|  | 2022 |  |  |  |  | 20.2868 | 20.6253 | 20.9695 | 21.3194 | 21.6752 | 22.0369 | 22.4046 | 22.7784 | 23.1586 | 23.545
|  | 2023 | [5 empty] | 20.6253 | 20.9695 | 21.3194 | 21.6752 | 22.0369 | 22.4046 | 22.7784 | 23.1586 | 23.545 | 23.9379
|  | 2024 | [6 empty] | 20.9695 | 21.3194 | 21.6752 | 22.0369 | 22.4046 | 22.7784 | 23.1586 | 23.545 | 23.9379 | 24.3373
To Aurora
|  | PTC as VOM in Aurora $2012 | Levelized Cost | 2020 | 2021 | 2022 | 2023 | 2024 | 2025 | 2026 | 2027 | 2028 | 2029 | 2030 | 2031 | 2032 | 2033 | 2034
|  | 2020 | -24.8909 | 0 | -26.847 | -26.6293 | -26.4133 | -26.1991 | -25.9866 | -25.7759 | -25.5668 | -25.3595 | -25.1538 | -24.9498
|  | 2021 | -18.9369 | 0 | 0 | -21.3034 | -21.1307 | -20.9593 | -20.7893 | -20.6207 | -20.4535 | -20.2876 | -20.123 | -19.9598 | -19.798
|  | 2022 | -13.5067 | 0 | 0 | 0 | -15.848 | -15.7195 | -15.592 | -15.4655 | -15.3401 | -15.2157 | -15.0923 | -14.9699 | -14.8485 | -14.728
|  | 2023 | -12.8448 | 0 | 0 | 0 | 0 | -15.7195 | -15.592 | -15.4655 | -15.3401 | -15.2157 | -15.0923 | -14.9699 | -14.8485 | -14.728 | -14.6086
|  | 2024 | -11.7349 | 0 | 0 | 0 | 0 |  | -15.592 | -15.4655 | -15.3401 | -15.2157 | -15.0923 | -14.9699 | -14.8485 | -14.728 | -14.6086
| Inflation Rate | 2.5%
| Aurora Base Year: | 2012
| After tax WACC (real) | 4.3%
* assume 80% for MT wind for 2022
MT Wind
|  | PTC % Availability |  | 2020: 0.8; 2021: 0.8; 2022: 0.6; 2023: 0.6; 2024: 0.6

## CCCT
CCCT FINANCIALS
($ 1000s Unless Otherwise Indicated)
| Calendar Year of Fin. Close |  |  | 2020 | 2021 | 2022 | 2023 | 2024 | 2025 | 2026 | 2027 | 2028 | 2029 | 2030 | 2031 | 2032 | 2033 | 2034 | 2035 | 2036 | 2037 | 2038 | 2039 | 2040 | 2041 | 2042 | 2043 | 2044 | 2045 | 2046 | 2047 | 2048 | 2049 | 2050 | 2051 | 2052 | 2053 | 2054 | 2055 | 2056 | 2057 | 2058 | 2059 | 2060 | 2061 | 2062 | 2063 | 2064 | 2065 | 2066 | 2067 | 2068 | 2069 | 2070 | 2071 | 2072 | 2073 | 2074 | 2075
| Operating Year |  | 0 | 1 | 2 | 3 | 4 | 5 | 6 | 7 | 8 | 9 | 10 | 11 | 12 | 13 | 14 | 15 | 16 | 17 | 18 | 19 | 20 | 21 | 22 | 23 | 24 | 25 | 26 | 27 | 28 | 29 | 30 | 31 | 32 | 33 | 34 | 35 | 36 | 37 | 38 | 39 | 40 | 41 | 42 | 43 | 44 | 45 | 46 | 47 | 48 | 49 | 50 | 51 | 52 | 53 | 54 | 55 | 56
| Calendar Year | Capital Invest.
| 2020 | 378052.8854
| Gross plant |  | 2020 1: 378052.8854; 2021 2: 378052.8854; 2022 3: 378052.8854; 2023 4: 378052.8854; 2024 5: 378052.8854; 2025 6: 378052.8854; 2026 7: 378052.8854; 2027 8: 378052.8854; 2028 9: 378052.8854; 2029 10: 378052.8854; 2030 11: 378052.8854; 2031 12: 378052.8854; 2032 13: 378052.8854; 2033 14: 378052.8854; 2034 15: 378052.8854; 2035 16: 378052.8854; 2036 17: 378052.8854; 2037 18: 378052.8854; 2038 19: 378052.8854; 2039 20: 378052.8854; 2040 21: 378052.8854; 2041 22: 378052.8854; 2042 23: 378052.8854; 2043 24: 378052.8854; 2044 25: 378052.8854; 2045 26: 378052.8854; 2046 27: 378052.8854; 2047 28: 378052.8854; 2048 29: 378052.8854; 2049 30: 378052.8854
| Accumulated Deprectiation |  | 2020 1: 12601.7628; 2021 2: 25203.5257; 2022 3: 37805.2885; 2023 4: 50407.0514; 2024 5: 63008.8142; 2025 6: 75610.5771; 2026 7: 88212.3399; 2027 8: 100814.1028; 2028 9: 113415.8656; 2029 10: 126017.6285; 2030 11: 138619.3913; 2031 12: 151221.1542; 2032 13: 163822.917; 2033 14: 176424.6799; 2034 15: 176424.6799; 2035 16: 189026.4427; 2036 17: 201628.2055; 2037 18: 214229.9684; 2038 19: 226831.7312; 2039 20: 239433.4941; 2040 21: 252035.2569; 2041 22: 264637.0198; 2042 23: 277238.7826; 2043 24: 289840.5455; 2044 25: 302442.3083; 2045 26: 315044.0712; 2046 27: 327645.834; 2047 28: 340247.5969; 2048 29: 352849.3597; 2049 30: 365451.1225
| Net book value |  | 2020 1: 365451.1225; 2021 2: 352849.3597; 2022 3: 340247.5969; 2023 4: 327645.834; 2024 5: 315044.0712; 2025 6: 302442.3083; 2026 7: 289840.5455; 2027 8: 277238.7826; 2028 9: 264637.0198; 2029 10: 252035.2569; 2030 11: 239433.4941; 2031 12: 226831.7312; 2032 13: 214229.9684; 2033 14: 201628.2055; 2034 15: 201628.2055; 2035 16: 189026.4427; 2036 17: 176424.6799; 2037 18: 163822.917; 2038 19: 151221.1542; 2039 20: 138619.3913; 2040 21: 126017.6285; 2041 22: 113415.8656; 2042 23: 100814.1028; 2043 24: 88212.3399; 2044 25: 75610.5771; 2045 26: 63008.8142; 2046 27: 50407.0514; 2047 28: 37805.2885; 2048 29: 25203.5257; 2049 30: 12601.7628
| Accumulated deffered income tax |  | 2020 1: -826.9907; 2021 2: -4817.32; 2022 3: -8215.3916; 2023 4: -11077.5733; 2024 5: -13449.9119; 2025 6: -15374.4846; 2026 7: -17010.4707; 2027 8: -18501.171; 2028 9: -19972.0236; 2029 10: -21438.5096; 2030 11: -22909.3622; 2031 12: -24375.8482; 2032 13: -25846.7008; 2033 14: -27313.1868; 2034 15: -27313.1868; 2035 16: -27608.654; 2036 17: -26733.4994; 2037 18: -25857.9478; 2038 19: -24982.7932; 2039 20: -24107.2416; 2040 21: -22346.4792; 2041 22: -19700.109; 2042 23: -17053.7388; 2043 24: -14407.3686; 2044 25: -11760.9984; 2045 26: -9114.6282; 2046 27: -6468.258; 2047 28: -3821.8878; 2048 29: -1175.5176; 2049 30: 1470.8526
| Rate Base |  | 2020 1: 364624.1319; 2021 2: 348032.0397; 2022 3: 332032.2052; 2023 4: 316568.2607; 2024 5: 301594.1593; 2025 6: 287067.8237; 2026 7: 272830.0748; 2027 8: 258737.6116; 2028 9: 244664.9962; 2029 10: 230596.7473; 2030 11: 216524.1319; 2031 12: 202455.883; 2032 13: 188383.2676; 2033 14: 174315.0187; 2034 15: 174315.0187; 2035 16: 161417.7887; 2036 17: 149691.1804; 2037 18: 137964.9692; 2038 19: 126238.3609; 2039 20: 114512.1497; 2040 21: 103671.1492; 2041 22: 93715.7566; 2042 23: 83760.3639; 2043 24: 73804.9713; 2044 25: 63849.5786; 2045 26: 53894.186; 2046 27: 43938.7933; 2047 28: 33983.4007; 2048 29: 24028.0081; 2049 30: 14072.6154
| Average rate base |  | 2020 1: 371338.5086; 2021 2: 356328.0858; 2022 3: 340032.1225; 2023 4: 324300.2329; 2024 5: 309081.21; 2025 6: 294330.9915; 2026 7: 279948.9492; 2027 8: 265783.8432; 2028 9: 251701.3039; 2029 10: 237630.8718; 2030 11: 223560.4396; 2031 12: 209490.0075; 2032 13: 195419.5753; 2033 14: 181349.1432; 2034 15: 174315.0187; 2035 16: 167866.4037; 2036 17: 155554.4845; 2037 18: 143828.0748; 2038 19: 132101.6651; 2039 20: 120375.2553; 2040 21: 109091.6495; 2041 22: 98693.4529; 2042 23: 88738.0603; 2043 24: 78782.6676; 2044 25: 68827.275; 2045 26: 58871.8823; 2046 27: 48916.4897; 2047 28: 38961.097; 2048 29: 29005.7044; 2049 30: 19050.3117
| Pre-tax Return | 0.086076 | 2020 1: 31963.3147; 2021 2: 30671.2783; 2022 3: 29268.5878; 2023 4: 27914.4504; 2024 5: 26604.4586; 2025 6: 25334.8195; 2026 7: 24096.8716; 2027 8: 22877.5966; 2028 9: 21665.4287; 2029 10: 20454.3029; 2030 11: 19243.1771; 2031 12: 18032.0513; 2032 13: 16820.9255; 2033 14: 15609.7997; 2034 15: 15004.3307; 2035 16: 14449.2601; 2036 17: 13389.4999; 2037 18: 12380.1381; 2038 19: 11370.7762; 2039 20: 10361.4144; 2040 21: 9390.1673; 2041 22: 8495.1327; 2042 23: 7638.2128; 2043 24: 6781.2929; 2044 25: 5924.373; 2045 26: 5067.4532; 2046 27: 4210.5333; 2047 28: 3353.6134; 2048 29: 2496.6935; 2049 30: 1639.7737
| Book Depreciation |  | 2020 1: 12601.7628; 2021 2: 12601.7628; 2022 3: 12601.7628; 2023 4: 12601.7628; 2024 5: 12601.7628; 2025 6: 12601.7628; 2026 7: 12601.7628; 2027 8: 12601.7628; 2028 9: 12601.7628; 2029 10: 12601.7628; 2030 11: 12601.7628; 2031 12: 12601.7628; 2032 13: 12601.7628; 2033 14: 12601.7628; 2034 15: 0; 2035 16: 12601.7628; 2036 17: 12601.7628; 2037 18: 12601.7628; 2038 19: 12601.7628; 2039 20: 12601.7628; 2040 21: 12601.7628; 2041 22: 12601.7628; 2042 23: 12601.7628; 2043 24: 12601.7628; 2044 25: 12601.7628; 2045 26: 12601.7628; 2046 27: 12601.7628; 2047 28: 12601.7628; 2048 29: 12601.7628; 2049 30: 12601.7628
| Insurance |  | 2020 1: 194.5838; 2021 2: 194.5838; 2022 3: 194.5838; 2023 4: 194.5838; 2024 5: 194.5838; 2025 6: 194.5838; 2026 7: 194.5838; 2027 8: 194.5838; 2028 9: 194.5838; 2029 10: 194.5838; 2030 11: 194.5838; 2031 12: 194.5838; 2032 13: 194.5838; 2033 14: 194.5838; 2034 15: 194.5838; 2035 16: 194.5838; 2036 17: 194.5838; 2037 18: 194.5838; 2038 19: 194.5838; 2039 20: 194.5838; 2040 21: 194.5838; 2041 22: 194.5838; 2042 23: 194.5838; 2043 24: 194.5838; 2044 25: 194.5838; 2045 26: 194.5838; 2046 27: 194.5838; 2047 28: 194.5838; 2048 29: 194.5838; 2049 30: 194.5838
| Property Taxes |  | 2020 1: 1718.5797; 2021 2: 1718.5797; 2022 3: 1718.5797; 2023 4: 1718.5797; 2024 5: 1718.5797; 2025 6: 1718.5797; 2026 7: 1718.5797; 2027 8: 1718.5797; 2028 9: 1718.5797; 2029 10: 1718.5797; 2030 11: 1718.5797; 2031 12: 1718.5797; 2032 13: 1718.5797; 2033 14: 1718.5797; 2034 15: 1718.5797; 2035 16: 1718.5797; 2036 17: 1718.5797; 2037 18: 1718.5797; 2038 19: 1718.5797; 2039 20: 1718.5797; 2040 21: 1718.5797; 2041 22: 1718.5797; 2042 23: 1718.5797; 2043 24: 1718.5797; 2044 25: 1718.5797; 2045 26: 1718.5797; 2046 27: 1718.5797; 2047 28: 1718.5797; 2048 29: 1718.5797; 2049 30: 1718.5797
| Revenue Requirement |  | 2020 1: 46478.241; 2021 2: 45186.2046; 2022 3: 43783.5141; 2023 4: 42429.3768; 2024 5: 41119.3849; 2025 6: 39849.7458; 2026 7: 38611.7979; 2027 8: 37392.523; 2028 9: 36180.355; 2029 10: 34969.2292; 2030 11: 33758.1034; 2031 12: 32546.9776; 2032 13: 31335.8518; 2033 14: 30124.726; 2034 15: 16917.4942; 2035 16: 28964.1864; 2036 17: 27904.4263; 2037 18: 26895.0644; 2038 19: 25885.7026; 2039 20: 24876.3407; 2040 21: 23905.0936; 2041 22: 23010.059; 2042 23: 22153.1391; 2043 24: 21296.2192; 2044 25: 20439.2994; 2045 26: 19582.3795; 2046 27: 18725.4596; 2047 28: 17868.5397; 2048 29: 17011.6199; 2049 30: 16154.7
| Book Depreciation |  | 2020 1: 12601.7628; 2021 2: 12601.7628; 2022 3: 12601.7628; 2023 4: 12601.7628; 2024 5: 12601.7628; 2025 6: 12601.7628; 2026 7: 12601.7628; 2027 8: 12601.7628; 2028 9: 12601.7628; 2029 10: 12601.7628; 2030 11: 12601.7628; 2031 12: 12601.7628; 2032 13: 12601.7628; 2033 14: 12601.7628; 2035 16: 12601.7628; 2036 17: 12601.7628; 2037 18: 12601.7628; 2038 19: 12601.7628; 2039 20: 12601.7628; 2040 21: 12601.7628; 2041 22: 12601.7628; 2042 23: 12601.7628; 2043 24: 12601.7628; 2044 25: 12601.7628; 2045 26: 12601.7628; 2046 27: 12601.7628; 2047 28: 12601.7628; 2048 29: 12601.7628; 2049 30: 12601.7628
| Tax Depreciation |  | 2020 1: 16539.8137; 2021 2: 31603.331; 2022 3: 28783.0564; 2023 4: 26231.1995; 2024 5: 23898.6132; 2025 6: 21766.3949; 2026 7: 20392.1726; 2027 8: 19700.3359; 2028 9: 19605.8226; 2029 10: 19585.0297; 2030 11: 19605.8226; 2031 12: 19585.0297; 2032 13: 19605.8226; 2033 14: 19585.0297; 2035 16: 14008.7497; 2036 17: 8434.3599; 2037 18: 8432.4696; 2038 19: 8434.3599; 2039 20: 8432.4696; 2040 21: 4217.1799; 2041 22: 0; 2042 23: 0; 2043 24: 0; 2044 25: 0; 2045 26: 0; 2046 27: 0; 2047 28: 0; 2048 29: 0; 2049 30: 0
| Difference between book and tax |  | 2020 1: -3938.0509; 2021 2: -19001.5681; 2022 3: -16181.2936; 2023 4: -13629.4366; 2024 5: -11296.8503; 2025 6: -9164.632; 2026 7: -7790.4098; 2027 8: -7098.573; 2028 9: -7004.0598; 2029 10: -6983.2669; 2030 11: -7004.0598; 2031 12: -6983.2669; 2032 13: -7004.0598; 2033 14: -6983.2669; 2034 15: 0; 2035 16: -1406.9868; 2036 17: 4167.403; 2037 18: 4169.2932; 2038 19: 4167.403; 2039 20: 4169.2932; 2040 21: 8384.5829; 2041 22: 12601.7628; 2042 23: 12601.7628; 2043 24: 12601.7628; 2044 25: 12601.7628; 2045 26: 12601.7628; 2046 27: 12601.7628; 2047 28: 12601.7628; 2048 29: 12601.7628; 2049 30: 12601.7628
| Tax rate |  | 2020 1: -826.9907; 2021 2: -3990.3293; 2022 3: -3398.0717; 2023 4: -2862.1817; 2024 5: -2372.3386; 2025 6: -1924.5727; 2026 7: -1635.9861; 2027 8: -1490.7003; 2028 9: -1470.8526; 2029 10: -1466.486; 2030 11: -1470.8526; 2031 12: -1466.486; 2032 13: -1470.8526; 2033 14: -1466.486; 2034 15: 0; 2035 16: -295.4672; 2036 17: 875.1546; 2037 18: 875.5516; 2038 19: 875.1546; 2039 20: 875.5516; 2040 21: 1760.7624; 2041 22: 2646.3702; 2042 23: 2646.3702; 2043 24: 2646.3702; 2044 25: 2646.3702; 2045 26: 2646.3702; 2046 27: 2646.3702; 2047 28: 2646.3702; 2048 29: 2646.3702; 2049 30: 2646.3702
Depreciation Tables
|  | 17 | 2020 1: 4.375%; 2021 2: 8.36%; 2022 3: 7.614%; 2023 4: 6.939%; 2024 5: 6.321%; 2025 6: 5.758%; 2026 7: 5.394%; 2027 8: 5.211%; 2028 9: 5.186%; 2029 10: 5.18%; 2030 11: 5.186%; 2031 12: 5.18%; 2032 13: 5.186%; 2033 14: 5.18%; 2034 15: 5.186%; 2035 16: 3.705%; 2036 17: 2.231%; 2037 18: 2.23%; 2038 19: 2.231%; 2039 20: 2.23%; 2040 21: 1.115%
|  | 5 | 0: 0; 2020 1: 20%; 2021 2: 32%; 2022 3: 19.2%; 2023 4: 11.52%; 2024 5: 11.52%; 2025 6: 5.76%
|  | 10 | 0: 0; 2020 1: 10%; 2021 2: 18%; 2022 3: 14.4%; 2023 4: 11.52%; 2024 5: 9.22%; 2025 6: 7.37%; 2026 7: 6.55%; 2027 8: 6.55%; 2028 9: 6.56%; 2029 10: 6.55%; 2030 11: 3.28%
|  | 15 | 0: 0; 2020 1: 5%; 2021 2: 9.5%; 2022 3: 8.55%; 2023 4: 7.7%; 2024 5: 6.93%; 2025 6: 6.23%; 2026 7: 5.9%; 2027 8: 5.9%; 2028 9: 5.91%; 2029 10: 5.9%; 2030 11: 5.91%; 2031 12: 5.9%; 2032 13: 5.91%; 2033 14: 5.9%; 2034 15: 5.91%; 2035 16: 2.95%
|  | 17 | 0: 1; 2020 1: 4.375%; 2021 2: 8.36%; 2022 3: 7.614%; 2023 4: 6.939%; 2024 5: 6.321%; 2025 6: 5.758%; 2026 7: 5.394%; 2027 8: 5.211%; 2028 9: 5.186%; 2029 10: 5.18%; 2030 11: 5.186%; 2031 12: 5.18%; 2032 13: 5.186%; 2033 14: 5.18%; 2034 15: 5.186%; 2035 16: 3.705%; 2036 17: 2.231%; 2037 18: 2.23%; 2038 19: 2.231%; 2039 20: 2.23%; 2040 21: 1.115%
|  | 20 | 0: 0; 2020 1: 3.75%; 2021 2: 7.219%; 2022 3: 6.677%; 2023 4: 6.177%; 2024 5: 5.713%; 2025 6: 5.285%; 2026 7: 4.888%; 2027 8: 4.522%; 2028 9: 4.462%; 2029 10: 4.461%; 2030 11: 4.462%; 2031 12: 4.461%; 2032 13: 4.462%; 2033 14: 4.461%; 2034 15: 4.462%; 2035 16: 4.461%; 2036 17: 4.462%; 2037 18: 4.461%; 2038 19: 4.462%; 2039 20: 4.461%; 2040 21: 2.231%
Revenue Requirement by vintage year
2012 $000
|  |  |  | 2020 | 2021 | 2022 | 2023 | 2024 | 2025 | 2026 | 2027 | 2028 | 2029 | 2030 | 2031 | 2032 | 2033 | 2034 | 2035 | 2036 | 2037 | 2038 | 2039 | 2040 | 2041 | 2042 | 2043 | 2044 | 2045 | 2046 | 2047 | 2048 | 2049 | 2050 | 2051 | 2052 | 2053 | 2054 | 2055 | 2056 | 2057 | 2058 | 2059 | 2060 | 2061 | 2062 | 2063 | 2064 | 2065 | 2066 | 2067 | 2068 | 2069 | 2070 | 2071 | 2072 | 2073 | 2074 | 2075
|  | 2020 | 0% | 46478.241 | 45186.2046 | 43783.5141 | 42429.3768 | 41119.3849 | 39849.7458 | 38611.7979 | 37392.523 | 36180.355 | 34969.2292 | 33758.1034 | 32546.9776 | 31335.8518 | 30124.726 | 16917.4942 | 28964.1864 | 27904.4263 | 26895.0644 | 25885.7026 | 24876.3407 | 23905.0936 | 23010.059 | 22153.1391 | 21296.2192 | 20439.2994 | 19582.3795 | 18725.4596 | 17868.5397 | 17011.6199 | 16154.7 | 0 | 0 | 0 | 0 | 0 | 0 | 0 | 0 | 0 | 0 | 0 | 0 | 0 | 0 | 0 | 0 | 0 | 0 | 0 | 0 | 0 | 0 | 0 | 0 | 0 | 0
|  | 2021 | -0.7155% |  | 46145.681 | 44862.8893 | 43470.2353 | 42125.7871 | 40825.1684 | 39564.6139 | 38335.5237 | 37124.9728 | 35921.4782 | 34719.0182 | 33516.5582 | 32314.0982 | 31111.6382 | 29909.1782 | 16796.4465 | 28756.9425 | 27704.7652 | 26702.6255 | 25700.4858 | 24698.3461 | 23734.0484 | 22845.4179 | 21994.6295 | 21143.841 | 20293.0526 | 19442.2641 | 18591.4756 | 17740.6872 | 16889.8987 | 16039.1103 | 0 | 0 | 0 | 0 | 0 | 0 | 0 | 0 | 0 | 0 | 0 | 0 | 0 | 0 | 0 | 0 | 0 | 0 | 0 | 0 | 0 | 0 | 0 | 0 | 0
|  | 2022 | -0.7312% |  |  | 45808.2575 | 44534.8458 | 43152.375 | 41817.7576 | 40526.6493 | 39275.312 | 38055.2091 | 36853.51 | 35658.8155 | 34465.148 | 33271.4806 | 32077.8131 | 30884.1457 | 29690.4783 | 16673.6286 | 28546.6678 | 27502.1842 | 26507.3722 | 25512.5603 | 24517.7484 | 23560.5019 | 22678.3691 | 21833.8018 | 20989.2344 | 20144.667 | 19300.0996 | 18455.5322 | 17610.9649 | 16766.3975 | 15921.8301 | 0 | 0 | 0 | 0 | 0 | 0 | 0 | 0 | 0 | 0 | 0 | 0 | 0 | 0 | 0 | 0 | 0 | 0 | 0 | 0 | 0 | 0 | 0 | 0
|  | 2023 | -1.515% |  |  |  | 45114.1989 | 43860.0811 | 42498.5567 | 41184.1606 | 39912.6144 | 38680.2366 | 37478.6199 | 36295.1282 | 35118.535 | 33942.9533 | 32767.3715 | 31591.7898 | 30416.2081 | 29240.6264 | 16421.0001 | 28114.1463 | 27085.4879 | 26105.7488 | 25126.0097 | 24146.2706 | 23203.5276 | 22334.7604 | 21502.9894 | 20671.2184 | 19839.4474 | 19007.6764 | 18175.9054 | 17344.1343 | 16512.3633 | 15680.5923 | 0 | 0 | 0 | 0 | 0 | 0 | 0 | 0 | 0 | 0 | 0 | 0 | 0 | 0 | 0 | 0 | 0 | 0 | 0 | 0 | 0 | 0 | 0
|  | 2024 | -0.7741% |  |  |  |  | 44764.9763 | 43520.5665 | 42169.5814 | 40865.3599 | 39603.6565 | 38380.8184 | 37188.5033 | 36014.1728 | 34846.6874 | 33680.2057 | 32513.724 | 31347.2423 | 30180.7605 | 29014.2788 | 16293.8874 | 27896.5186 | 26875.823 | 25903.6679 | 24931.5128 | 23959.3577 | 23023.9124 | 22161.8702 | 21336.5378 | 20511.2054 | 19685.873 | 18860.5406 | 18035.2082 | 17209.8759 | 16384.5435 | 15559.2111 | 0 | 0 | 0 | 0 | 0 | 0 | 0 | 0 | 0 | 0 | 0 | 0 | 0 | 0 | 0 | 0 | 0 | 0 | 0 | 0 | 0 | 0
|  | 2025 | -0.3895% | [5 empty] | 44590.625 | 43351.0619 | 42005.3387 | 40706.1968 | 39449.4075 | 38231.3322 | 37043.6609 | 35873.9043 | 34710.966 | 33549.0275 | 32387.089 | 31225.1505 | 30063.2121 | 28901.2736 | 16230.4257 | 27787.8669 | 26771.1467 | 25802.7779 | 24834.4092 | 23866.0404 | 22934.2385 | 22075.5538 | 21253.4359 | 20431.3181 | 19609.2002 | 18787.0823 | 17964.9644 | 17142.8466 | 16320.7287 | 15498.6108 | 0 | 0 | 0 | 0 | 0 | 0 | 0 | 0 | 0 | 0 | 0 | 0 | 0 | 0 | 0 | 0 | 0 | 0 | 0 | 0 | 0
|  | 2026 | -0.399% | [6 empty] | 44412.6905 | 43178.0738 | 41837.7205 | 40543.7628 | 39291.9886 | 38078.7738 | 36895.8418 | 35730.753 | 34572.4553 | 33415.1534 | 32257.8515 | 31100.5496 | 29943.2478 | 28785.9459 | 16165.6598 | 27676.9821 | 26664.319 | 25699.8145 | 24735.3099 | 23770.8053 | 22842.7217 | 21987.4635 | 21168.6262 | 20349.7889 | 19530.9516 | 18712.1143 | 17893.277 | 17074.4397 | 16255.6024 | 15436.7651 | 0 | 0 | 0 | 0 | 0 | 0 | 0 | 0 | 0 | 0 | 0 | 0 | 0 | 0 | 0 | 0 | 0 | 0 | 0 | 0
|  | 2027 | -0.4223% | [7 empty] | 44225.1523 | 42995.7489 | 41661.0555 | 40372.5616 | 39126.0732 | 37917.9814 | 36740.0445 | 35579.8754 | 34426.4688 | 33274.0537 | 32121.6387 | 30969.2237 | 29816.8087 | 28664.3936 | 16097.3983 | 27560.1126 | 26551.7256 | 25591.2938 | 24630.862 | 23670.4301 | 22746.2654 | 21894.6187 | 21079.239 | 20263.8594 | 19448.4797 | 18633.1001 | 17817.7204 | 17002.3408 | 16186.9611 | 15371.5815 | 0 | 0 | 0 | 0 | 0 | 0 | 0 | 0 | 0 | 0 | 0 | 0 | 0 | 0 | 0 | 0 | 0 | 0 | 0
|  | 2028 | -0.3628% | [8 empty] | 44064.6935 | 42839.7507 | 41509.8999 | 40226.0809 | 38984.115 | 37780.4065 | 36606.7434 | 35450.7836 | 34301.5618 | 33153.328 | 32005.0942 | 30856.8604 | 29708.6266 | 28560.3928 | 16038.9933 | 27460.1183 | 26455.39 | 25498.4428 | 24541.4957 | 23584.5485 | 22663.7369 | 21815.1801 | 21002.7588 | 20190.3375 | 19377.9163 | 18565.495 | 17753.0737 | 16940.6525 | 16128.2312 | 15315.8099 | 0 | 0 | 0 | 0 | 0 | 0 | 0 | 0 | 0 | 0 | 0 | 0 | 0 | 0 | 0 | 0 | 0 | 0
|  | 2029 | -0.5685% | [9 empty] | 43814.2003 | 42596.2209 | 41273.9298 | 39997.409 | 38762.5033 | 37565.6374 | 36398.6462 | 35249.2577 | 34106.5688 | 32964.8623 | 31823.1558 | 30681.4494 | 29539.7429 | 28398.0364 | 15947.817 | 27304.0166 | 26304.9999 | 25353.4926 | 24401.9854 | 23450.4782 | 22534.901 | 21691.168 | 20883.3651 | 20075.5622 | 19267.7592 | 18459.9563 | 17652.1534 | 16844.3505 | 16036.5475 | 15228.7446 | 0 | 0 | 0 | 0 | 0 | 0 | 0 | 0 | 0 | 0 | 0 | 0 | 0 | 0 | 0 | 0 | 0
|  | 2030 | -0.3244% | [10 empty] | 43672.0535 | 42458.0255 | 41140.0244 | 39867.645 | 38636.7457 | 37443.7628 | 36280.5577 | 35134.8981 | 33995.9165 | 32857.9141 | 31719.9116 | 30581.9092 | 29443.9068 | 28305.9044 | 15896.0773 | 27215.4339 | 26219.6583 | 25271.238 | 24322.8178 | 23374.3975 | 22461.7908 | 21620.7951 | 20815.613 | 20010.4308 | 19205.2486 | 18400.0665 | 17594.8843 | 16789.7022 | 15984.52 | 15179.3378 | 0 | 0 | 0 | 0 | 0 | 0 | 0 | 0 | 0 | 0 | 0 | 0 | 0 | 0 | 0 | 0
|  | 2031 | -0.3019% | [11 empty] | 43540.1995 | 42329.8369 | 41015.8151 | 39747.2772 | 38520.0942 | 37330.7132 | 36171.02 | 35028.8194 | 33893.2765 | 32758.71 | 31624.1434 | 30489.5768 | 29355.0102 | 28220.4436 | 15848.0841 | 27133.2655 | 26140.4963 | 25194.9395 | 24249.3827 | 23303.8259 | 22393.9745 | 21555.518 | 20752.7668 | 19950.0156 | 19147.2645 | 18344.5133 | 17541.7621 | 16739.011 | 15936.2598 | 15133.5086 | 0 | 0 | 0 | 0 | 0 | 0 | 0 | 0 | 0 | 0 | 0 | 0 | 0 | 0 | 0
|  | 2032 | -0.4101% | [12 empty] | 43361.6592 | 42156.2598 | 40847.6262 | 39584.2901 | 38362.1393 | 37177.6354 | 36022.6976 | 34885.1807 | 33754.2943 | 32624.3801 | 31494.4659 | 30364.5517 | 29234.6375 | 28104.7233 | 15783.0977 | 27022.0033 | 26033.305 | 25091.6255 | 24149.946 | 23208.2666 | 22302.1461 | 21467.1277 | 20667.6683 | 19868.2089 | 19068.7495 | 18269.29 | 17469.8306 | 16670.3712 | 15870.9118 | 15071.4524 | 0 | 0 | 0 | 0 | 0 | 0 | 0 | 0 | 0 | 0 | 0 | 0 | 0 | 0
|  | 2033 | -0.3237% | [13 empty] | 43221.2915 | 42019.7942 | 40715.3968 | 39456.1503 | 38237.9558 | 37057.2863 | 35906.0872 | 34772.2526 | 33645.027 | 32518.7705 | 31392.514 | 30266.2574 | 29140.0009 | 28013.7444 | 15732.0056 | 26934.5293 | 25949.0316 | 25010.4005 | 24071.7693 | 23133.1382 | 22229.951 | 21397.6357 | 20600.7642 | 19803.8928 | 19007.0213 | 18210.1498 | 17413.2784 | 16616.4069 | 15819.5355 | 15022.664 | 0 | 0 | 0 | 0 | 0 | 0 | 0 | 0 | 0 | 0 | 0 | 0 | 0
|  | 2034 | -0.28% | [14 empty] | 43100.2697 | 41902.1366 | 40601.3916 | 39345.671 | 38130.8875 | 36953.524 | 35805.5483 | 34674.8885 | 33550.8192 | 32427.7162 | 31304.6133 | 30181.5104 | 29058.4074 | 27935.3045 | 15687.9552 | 26859.1112 | 25876.3729 | 24940.37 | 24004.3672 | 23068.3643 | 22167.706 | 21337.7212 | 20543.081 | 19748.4408 | 18953.8007 | 18159.1605 | 17364.5203 | 16569.8801 | 15775.2399 | 14980.5998 | 0 | 0 | 0 | 0 | 0 | 0 | 0 | 0 | 0 | 0 | 0 | 0
|  | 2035 | -0.3637% | [15 empty] | 42943.5251 | 41749.7493 | 40453.7348 | 39202.5809 | 37992.2152 | 36819.1335 | 35675.3327 | 34548.7848 | 33428.8034 | 32309.7849 | 31190.7664 | 30071.7479 | 28952.7295 | 27833.711 | 15630.9021 | 26761.4315 | 25782.2672 | 24849.6683 | 23917.0694 | 22984.4705 | 22087.0877 | 21260.1214 | 20468.3711 | 19676.6208 | 18884.8705 | 18093.1203 | 17301.37 | 16509.6197 | 15717.8694 | 14926.1192 | 0 | 0 | 0 | 0 | 0 | 0 | 0 | 0 | 0 | 0 | 0
|  | 2036 | -0.3481% | [16 empty] | 42794.0408 | 41604.4205 | 40312.9173 | 39066.1187 | 37859.9662 | 36690.9679 | 35551.1486 | 34428.5222 | 33312.4394 | 32197.3162 | 31082.1929 | 29967.0697 | 28851.9464 | 27736.8232 | 15576.4917 | 26668.2763 | 25692.5204 | 24763.1678 | 23833.8153 | 22904.4627 | 22010.2037 | 21186.1159 | 20397.1217 | 19608.1275 | 18819.1332 | 18030.139 | 17241.1448 | 16452.1505 | 15663.1563 | 14874.1621 | 0 | 0 | 0 | 0 | 0 | 0 | 0 | 0 | 0 | 0
|  | 2037 | -0.3191% | [17 empty] | 42657.493 | 41471.6686 | 40184.2864 | 38941.466 | 37739.1622 | 36573.8939 | 35437.7116 | 34318.6672 | 33206.1457 | 32094.5806 | 30983.0155 | 29871.4504 | 28759.8853 | 27648.3202 | 15526.7901 | 26583.1828 | 25610.5404 | 24684.1532 | 23757.766 | 22831.3789 | 21939.9732 | 21118.515 | 20332.0383 | 19545.5616 | 18759.0849 | 17972.6082 | 17186.1315 | 16399.6548 | 15613.1781 | 14826.7014 | 0 | 0 | 0 | 0 | 0 | 0 | 0 | 0 | 0
|  | 2038 | -0.2133% | [18 empty] | 42566.5094 | 41383.2142 | 40098.5778 | 38858.4083 | 37658.6688 | 36495.8859 | 35362.1269 | 34245.4694 | 33135.3207 | 32026.1264 | 30916.9322 | 29807.7379 | 28698.5437 | 27589.3494 | 15493.6732 | 26526.4839 | 25555.916 | 24631.5047 | 23707.0934 | 22782.6821 | 21893.1778 | 21073.4716 | 20288.6724 | 19503.8731 | 18719.0739 | 17934.2747 | 17149.4754 | 16364.6762 | 15579.877 | 14795.0777 | 0 | 0 | 0 | 0 | 0 | 0 | 0 | 0
|  | 2039 | -0.267% | [19 empty] | 42452.8373 | 41272.702 | 39991.4962 | 38754.6385 | 37558.1029 | 36398.4252 | 35267.6939 | 34154.0183 | 33046.8342 | 31940.602 | 30834.3698 | 29728.1376 | 28621.9054 | 27515.6732 | 15452.298 | 26455.646 | 25487.67 | 24565.7273 | 23643.7846 | 22721.8419 | 21834.7129 | 21017.1958 | 20234.4923 | 19451.7889 | 18669.0854 | 17886.3819 | 17103.6785 | 16320.975 | 15538.2716 | 14755.5681 | 0 | 0 | 0 | 0 | 0 | 0 | 0
|  | 2040 | -0.2552% | [20 empty] | 42344.5022 | 41167.3785 | 39889.4422 | 38655.7408 | 37462.2586 | 36305.5403 | 35177.6945 | 34066.8609 | 32962.5022 | 31859.093 | 30755.6838 | 29652.2746 | 28548.8654 | 27445.4562 | 15412.8654 | 26388.1341 | 25422.6282 | 24503.0382 | 23583.4482 | 22663.8582 | 21778.9931 | 20963.5621 | 20182.8561 | 19402.15 | 18621.4439 | 17840.7378 | 17060.0317 | 16279.3256 | 15498.6196 | 14717.9135 | 0 | 0 | 0 | 0 | 0 | 0
|  | 2041 | -0.1528% | [21 empty] | 42279.81 | 41104.4847 | 39828.5008 | 38596.6842 | 37405.0253 | 36250.0742 | 35123.9515 | 34014.815 | 32912.1435 | 31810.42 | 30708.6965 | 29606.9731 | 28505.2496 | 27403.5261 | 15389.3182 | 26347.8194 | 25383.7885 | 24465.6035 | 23547.4184 | 22629.2333 | 21745.72 | 20931.5349 | 20152.0215 | 19372.5082 | 18592.9948 | 17813.4815 | 17033.9681 | 16254.4548 | 15474.9414 | 14695.4281 | 0 | 0 | 0 | 0 | 0
|  | 2042 | -0.3785% | [22 empty] | 42119.7743 | 40948.8978 | 39677.7437 | 38450.5897 | 37263.4415 | 36112.862 | 34991.0018 | 33886.0636 | 32787.5659 | 31690.0126 | 30592.4593 | 29494.9061 | 28397.3528 | 27299.7995 | 15331.0672 | 26248.0888 | 25287.7069 | 24372.9973 | 23458.2877 | 22543.5781 | 21663.4091 | 20852.3057 | 20075.743 | 19299.1802 | 18522.6174 | 17746.0547 | 16969.4919 | 16192.9291 | 15416.3663 | 14639.8036 | 0 | 0 | 0 | 0
|  | 2043 | -0.1014% | 2043: 42077.0821; 2044: 40907.3924; 2045: 39637.5267; 2046: 38411.6165; 2047: 37225.6716; 2048: 36076.2583; 2049: 34955.5352; 2050: 33851.717; 2051: 32754.3327; 2052: 31657.8919; 2053: 30561.4511; 2054: 29465.0103; 2055: 28368.5695; 2056: 27272.1287; 2057: 15315.5278; 2058: 26221.4839; 2059: 25262.0755; 2060: 24348.2931; 2061: 23434.5106; 2062: 22520.7282; 2063: 21641.4513; 2064: 20831.17; 2065: 20055.3944; 2066: 19279.6187; 2067: 18503.8431; 2068: 17728.0674; 2069: 16952.2918; 2070: 16176.5161; 2071: 15400.7404; 2072: 14624.9648; 2073: 0; 2074: 0; 2075: 0
|  | 2044 | -0.3589% | 2044: 41926.0692; 2045: 40760.5775; 2046: 39495.2692; 2047: 38273.7588; 2048: 37092.0702; 2049: 35946.7821; 2050: 34830.0813; 2051: 33730.2246; 2052: 32636.7788; 2053: 31544.273; 2054: 30451.7673; 2055: 29359.2616; 2056: 28266.7559; 2057: 27174.2501; 2058: 15260.561; 2059: 26127.3761; 2060: 25171.411; 2061: 24260.9081; 2062: 23350.4051; 2063: 22439.9022; 2064: 21563.781; 2065: 20756.4078; 2066: 19983.4164; 2067: 19210.425; 2068: 18437.4335; 2069: 17664.4421; 2070: 16891.4507; 2071: 16118.4593; 2072: 15345.4678; 2073: 14572.4764; 2074: 0; 2075: 0
|  | 2045 | -0.1239% | 2045: 41874.1189; 2046: 40710.0713; 2047: 39446.3309; 2048: 38226.3341; 2049: 37046.1097; 2050: 35902.2407; 2051: 34786.9236; 2052: 33688.4297; 2053: 32596.3387; 2054: 31505.1867; 2055: 30414.0347; 2056: 29322.8827; 2057: 28231.7307; 2058: 27140.5787; 2059: 15241.6518; 2060: 26095.0018; 2061: 25140.2213; 2062: 24230.8465; 2063: 23321.4718; 2064: 22412.0971; 2065: 21537.0615; 2066: 20730.6887; 2067: 19958.6551; 2068: 19186.6215; 2069: 18414.5878; 2070: 17642.5542; 2071: 16870.5206; 2072: 16098.487; 2073: 15326.4534; 2074: 14554.4197; 2075: 0
|  | 2046 | -0.3215% | 2046: 41739.4868; 2047: 40579.1818; 2048: 39319.5046; 2049: 38103.4302; 2050: 36927.0004; 2051: 35786.8092; 2052: 34675.078; 2053: 33580.1159; 2054: 32491.5362; 2055: 31403.8925; 2056: 30316.2487; 2057: 29228.6049; 2058: 28140.9611; 2059: 27053.3173; 2060: 15192.6474; 2061: 26011.1022; 2062: 25059.3914; 2063: 24152.9404; 2064: 23246.4895; 2065: 22340.0385; 2066: 21467.8163; 2067: 20664.0362; 2068: 19894.4848; 2069: 19124.9334; 2070: 18355.382; 2071: 17585.8305; 2072: 16816.2791; 2073: 16046.7277; 2074: 15277.1763; 2075: 14507.6249
|  | 2047 | -0.2294% | 2047: 41643.7382; 2048: 40486.0948; 2049: 39229.3072; 2050: 38016.0225; 2051: 36842.2914; 2052: 35704.7157; 2053: 34595.5348; 2054: 33503.0845; 2055: 32417.002; 2056: 31331.8532; 2057: 30246.7045; 2058: 29161.5557; 2059: 28076.4069; 2060: 26991.2582; 2061: 15157.7961; 2062: 25951.4338; 2063: 25001.9062; 2064: 24097.5346; 2065: 23193.163; 2066: 22288.7914; 2067: 21418.57; 2068: 20616.6337; 2069: 19848.8476; 2070: 19081.0616; 2071: 18313.2755; 2072: 17545.4894; 2073: 16777.7033; 2074: 16009.9172; 2075: 15242.1311
|  | 2048 | -0.2315% | 2048: 41547.3184; 2049: 40392.3554; 2050: 39138.4777; 2051: 37928.0022; 2052: 36756.9886; 2053: 35622.0468; 2054: 34515.434; 2055: 33425.5132; 2056: 32341.9453; 2057: 31259.3091; 2058: 30176.6728; 2059: 29094.0365; 2060: 28011.4002; 2061: 26928.764; 2062: 15122.7005; 2063: 25891.3472; 2064: 24944.018; 2065: 24041.7404; 2066: 23139.4627; 2067: 22237.1851; 2068: 21368.9786; 2069: 20568.899; 2070: 19802.8906; 2071: 19036.8822; 2072: 18270.8738; 2073: 17504.8655; 2074: 16738.8571; 2075: 15972.8487
|  | 2049 | -0.241% | 2049: 41447.1974; 2050: 40295.0176; 2051: 39044.1615; 2052: 37836.603; 2053: 36668.4114; 2054: 35536.2046; 2055: 34432.2585; 2056: 33344.9641; 2057: 32264.0075; 2058: 31183.9802; 2059: 30103.9528; 2060: 29023.9255; 2061: 27943.8982; 2062: 26863.8709; 2063: 15086.2577; 2064: 25828.954; 2065: 24883.9078; 2066: 23983.8044; 2067: 23083.7011; 2068: 22183.5978; 2069: 21317.4835; 2070: 20519.332; 2071: 19755.1695; 2072: 18991.007; 2073: 18226.8446; 2074: 17462.6821; 2075: 16698.5196
|  | 2050 | -1.01% | 2050: 41028.3894; 2051: 39887.852; 2052: 38649.6353; 2053: 37454.2787; 2054: 36297.8912; 2055: 35177.1249; 2056: 34084.3338; 2057: 33008.0261; 2058: 31937.9921; 2059: 30868.878; 2060: 29799.764; 2061: 28730.6499; 2062: 27661.5359; 2063: 26592.4218; 2064: 14933.8169; 2065: 25567.9624; 2066: 24632.4655; 2067: 23741.4573; 2068: 22850.4492; 2069: 21959.4411; 2070: 21102.0785; 2071: 20311.992; 2072: 19555.5511; 2073: 18799.1102; 2074: 18042.6693; 2075: 17286.2284
Revenue Requirement by vintage year
2012 $/MW-wk
| Aurora Input |  | Levelized Cost | 2020 | 2021 | 2022 | 2023 | 2024 | 2025 | 2026 | 2027 | 2028 | 2029 | 2030 | 2031 | 2032 | 2033 | 2034 | 2035 | 2036 | 2037 | 2038 | 2039 | 2040 | 2041 | 2042 | 2043 | 2044 | 2045 | 2046 | 2047 | 2048 | 2049 | 2050 | 2051 | 2052 | 2053 | 2054 | 2055 | 2056 | 2057 | 2058 | 2059 | 2060 | 2061 | 2062 | 2063 | 2064 | 2065 | 2066 | 2067 | 2068 | 2069 | 2070 | 2071 | 2072 | 2073 | 2074 | 2075 | 2076 | 2077 | 2078 | 2079
|  | 2020 | 1714.5558 | 2434.3584 | 2366.6863 | 2293.2185 | 2222.2938 | 2153.6813 | 2087.1823 | 2022.3432 | 1958.482 | 1894.9932 | 1831.5589 | 1768.1246 | 1704.6903 | 1641.256 | 1577.8217 | 886.0758 | 1517.037 | 1461.5306 | 1408.664 | 1355.7974 | 1302.9307 | 1252.0604 | 1205.1818 | 1160.2995 | 1115.4172 | 1070.5349 | 1025.6526 | 980.7703 | 935.888 | 891.0057 | 846.1234 | 0 | 0 | 0 | 0 | 0 | 0 | 0 | 0 | 0 | 0 | 0 | 0 | 0 | 0 | 0 | 0 | 0 | 0 | 0 | 0 | 0 | 0 | 0 | 0 | 0 | 0 | 0 | 0 | 0 | 0
|  | 2021 | 1702.2878 |  | 2416.9401 | 2349.7522 | 2276.8101 | 2206.3929 | 2138.2713 | 2072.2481 | 2007.8729 | 1944.4688 | 1881.4342 | 1818.4538 | 1755.4734 | 1692.4929 | 1629.5125 | 1566.5321 | 879.7357 | 1506.1823 | 1451.0731 | 1398.5848 | 1346.0964 | 1293.608 | 1243.1017 | 1196.5585 | 1151.9973 | 1107.4362 | 1062.875 | 1018.3139 | 973.7527 | 929.1916 | 884.6304 | 840.0693 | 0 | 0 | 0 | 0 | 0 | 0 | 0 | 0 | 0 | 0 | 0 | 0 | 0 | 0 | 0 | 0 | 0 | 0 | 0 | 0 | 0 | 0 | 0 | 0 | 0 | 0 | 0 | 0 | 0
|  | 2022 | 1689.8405 |  |  | 2399.2671 | 2332.5705 | 2260.1618 | 2190.2595 | 2122.636 | 2057.0956 | 1993.1911 | 1930.2505 | 1867.6769 | 1805.157 | 1742.6371 | 1680.1172 | 1617.5973 | 1555.0774 | 873.303 | 1495.1689 | 1440.4627 | 1388.3581 | 1336.2535 | 1284.149 | 1234.0119 | 1187.8091 | 1143.5738 | 1099.3385 | 1055.1031 | 1010.8678 | 966.6325 | 922.3972 | 878.1619 | 833.9266 | 0 | 0 | 0 | 0 | 0 | 0 | 0 | 0 | 0 | 0 | 0 | 0 | 0 | 0 | 0 | 0 | 0 | 0 | 0 | 0 | 0 | 0 | 0 | 0 | 0 | 0 | 0 | 0
|  | 2023 | 1664.237 |  |  |  | 2362.9149 | 2297.2288 | 2225.9172 | 2157.074 | 2090.4751 | 2025.9277 | 1962.9915 | 1901.0046 | 1839.379 | 1777.8063 | 1716.2337 | 1654.6611 | 1593.0885 | 1531.5159 | 860.0712 | 1472.515 | 1418.6377 | 1367.3226 | 1316.0075 | 1264.6923 | 1215.315 | 1169.8121 | 1126.2471 | 1082.682 | 1039.1169 | 995.5518 | 951.9867 | 908.4216 | 864.8565 | 821.2914 | 0 | 0 | 0 | 0 | 0 | 0 | 0 | 0 | 0 | 0 | 0 | 0 | 0 | 0 | 0 | 0 | 0 | 0 | 0 | 0 | 0 | 0 | 0 | 0 | 0 | 0 | 0
|  | 2024 | 1651.3544 |  |  |  |  | 2344.6239 | 2279.4463 | 2208.6867 | 2140.3764 | 2074.293 | 2010.2453 | 1947.7963 | 1886.2892 | 1825.1406 | 1764.0446 | 1702.9486 | 1641.8526 | 1580.7566 | 1519.6606 | 853.4136 | 1461.1165 | 1407.6562 | 1356.7383 | 1305.8204 | 1254.9025 | 1205.9074 | 1160.7568 | 1117.5289 | 1074.3011 | 1031.0732 | 987.8454 | 944.6175 | 901.3896 | 858.1618 | 814.9339 | 0 | 0 | 0 | 0 | 0 | 0 | 0 | 0 | 0 | 0 | 0 | 0 | 0 | 0 | 0 | 0 | 0 | 0 | 0 | 0 | 0 | 0 | 0 | 0 | 0 | 0
|  | 2025 | 1644.9227 | [5 empty] | 2335.492 | 2270.5683 | 2200.0843 | 2132.04 | 2066.2141 | 2002.4158 | 1940.2099 | 1878.9424 | 1818.032 | 1757.174 | 1696.3159 | 1635.4579 | 1574.5999 | 1513.7418 | 850.0897 | 1455.4257 | 1402.1736 | 1351.4541 | 1300.7345 | 1250.0149 | 1201.2106 | 1156.2359 | 1113.1764 | 1070.1169 | 1027.0574 | 983.9979 | 940.9384 | 897.8789 | 854.8194 | 811.7599 | 0 | 0 | 0 | 0 | 0 | 0 | 0 | 0 | 0 | 0 | 0 | 0 | 0 | 0 | 0 | 0 | 0 | 0 | 0 | 0 | 0 | 0 | 0 | 0 | 0
|  | 2026 | 1638.3588 | [6 empty] | 2326.1725 | 2261.5078 | 2191.3051 | 2123.5323 | 2057.969 | 1994.4253 | 1932.4677 | 1871.4447 | 1810.7773 | 1750.1621 | 1689.547 | 1628.9318 | 1568.3166 | 1507.7014 | 846.6975 | 1449.618 | 1396.5784 | 1346.0612 | 1295.544 | 1245.0269 | 1196.4173 | 1151.622 | 1108.7343 | 1065.8467 | 1022.959 | 980.0713 | 937.1837 | 894.296 | 851.4083 | 808.5207 | 0 | 0 | 0 | 0 | 0 | 0 | 0 | 0 | 0 | 0 | 0 | 0 | 0 | 0 | 0 | 0 | 0 | 0 | 0 | 0 | 0 | 0 | 0 | 0
|  | 2027 | 1631.4406 | [7 empty] | 2316.3499 | 2251.9583 | 2182.052 | 2114.5655 | 2049.279 | 1986.0036 | 1924.3076 | 1863.5423 | 1803.1311 | 1742.7719 | 1682.4126 | 1622.0534 | 1561.6942 | 1501.3349 | 843.1222 | 1443.4968 | 1390.6812 | 1340.3773 | 1290.0734 | 1239.7696 | 1191.3653 | 1146.7591 | 1104.0526 | 1061.346 | 1018.6394 | 975.9329 | 933.2263 | 890.5197 | 847.8132 | 805.1066 | 0 | 0 | 0 | 0 | 0 | 0 | 0 | 0 | 0 | 0 | 0 | 0 | 0 | 0 | 0 | 0 | 0 | 0 | 0 | 0 | 0 | 0 | 0
|  | 2028 | 1625.5214 | [8 empty] | 2307.9457 | 2243.7877 | 2174.135 | 2106.8933 | 2041.8438 | 1978.798 | 1917.3258 | 1856.7809 | 1796.5889 | 1736.4487 | 1676.3085 | 1616.1682 | 1556.028 | 1495.8877 | 840.0631 | 1438.2594 | 1385.6355 | 1335.5141 | 1285.3928 | 1235.2714 | 1187.0427 | 1142.5984 | 1100.0468 | 1057.4952 | 1014.9436 | 972.392 | 929.8403 | 887.2887 | 844.7371 | 802.1855 | 0 | 0 | 0 | 0 | 0 | 0 | 0 | 0 | 0 | 0 | 0 | 0 | 0 | 0 | 0 | 0 | 0 | 0 | 0 | 0 | 0 | 0
|  | 2029 | 1616.2808 | [9 empty] | 2294.8258 | 2231.0325 | 2161.7758 | 2094.9163 | 2030.2366 | 1967.5491 | 1906.4265 | 1846.2257 | 1786.3759 | 1726.5776 | 1666.7792 | 1606.9808 | 1547.1825 | 1487.3841 | 835.2877 | 1430.0834 | 1377.7586 | 1327.9222 | 1278.0857 | 1228.2493 | 1180.2948 | 1136.1032 | 1093.7934 | 1051.4837 | 1009.174 | 966.8642 | 924.5545 | 882.2448 | 839.935 | 797.6253 | 0 | 0 | 0 | 0 | 0 | 0 | 0 | 0 | 0 | 0 | 0 | 0 | 0 | 0 | 0 | 0 | 0 | 0 | 0 | 0 | 0
|  | 2030 | 1611.0371 | [10 empty] | 2287.3806 | 2223.7943 | 2154.7623 | 2088.1198 | 2023.6498 | 1961.1658 | 1900.2414 | 1840.236 | 1780.5804 | 1720.976 | 1661.3716 | 1601.7673 | 1542.1629 | 1482.5586 | 832.5777 | 1425.4438 | 1373.2887 | 1323.614 | 1273.9392 | 1224.2645 | 1176.4655 | 1132.4173 | 1090.2448 | 1048.0724 | 1005.8999 | 963.7274 | 921.555 | 879.3825 | 837.21 | 795.0376 | 0 | 0 | 0 | 0 | 0 | 0 | 0 | 0 | 0 | 0 | 0 | 0 | 0 | 0 | 0 | 0 | 0 | 0 | 0 | 0
|  | 2031 | 1606.1731 | [11 empty] | 2280.4746 | 2217.0803 | 2148.2567 | 2081.8154 | 2017.5401 | 1955.2447 | 1894.5042 | 1834.68 | 1775.2045 | 1715.7801 | 1656.3557 | 1596.9313 | 1537.5069 | 1478.0825 | 830.064 | 1421.1401 | 1369.1425 | 1319.6177 | 1270.093 | 1220.5682 | 1172.9136 | 1128.9983 | 1086.9532 | 1044.908 | 1002.8629 | 960.8178 | 918.7726 | 876.7275 | 834.6823 | 792.6372 | 0 | 0 | 0 | 0 | 0 | 0 | 0 | 0 | 0 | 0 | 0 | 0 | 0 | 0 | 0 | 0 | 0 | 0 | 0
|  | 2032 | 1599.5869 | [12 empty] | 2271.1233 | 2207.989 | 2139.4476 | 2073.2787 | 2009.267 | 1947.227 | 1886.7357 | 1827.1567 | 1767.9251 | 1708.7444 | 1649.5636 | 1590.3829 | 1531.2022 | 1472.0215 | 826.6603 | 1415.3126 | 1363.5282 | 1314.2065 | 1264.8849 | 1215.5632 | 1168.1039 | 1124.3688 | 1082.496 | 1040.6233 | 998.7506 | 956.8778 | 915.0051 | 873.1324 | 831.2597 | 789.3869 | 0 | 0 | 0 | 0 | 0 | 0 | 0 | 0 | 0 | 0 | 0 | 0 | 0 | 0 | 0 | 0 | 0 | 0
|  | 2033 | 1594.4088 | [13 empty] | 2263.7714 | 2200.8414 | 2132.5219 | 2066.5672 | 2002.7627 | 1940.9236 | 1880.628 | 1821.242 | 1762.2021 | 1703.2129 | 1644.2238 | 1585.2346 | 1526.2455 | 1467.2563 | 823.9843 | 1410.731 | 1359.1143 | 1309.9523 | 1260.7902 | 1211.6282 | 1164.3226 | 1120.729 | 1078.9918 | 1037.2547 | 995.5175 | 953.7803 | 912.0431 | 870.3059 | 828.5688 | 786.8316 | 0 | 0 | 0 | 0 | 0 | 0 | 0 | 0 | 0 | 0 | 0 | 0 | 0 | 0 | 0 | 0 | 0
|  | 2034 | 1589.9443 | [14 empty] | 2257.4327 | 2194.6789 | 2126.5507 | 2060.7807 | 1997.1549 | 1935.4889 | 1875.3622 | 1816.1424 | 1757.2678 | 1698.4438 | 1639.6199 | 1580.7959 | 1521.9719 | 1463.1479 | 821.6771 | 1406.7809 | 1355.3087 | 1306.2843 | 1257.26 | 1208.2356 | 1161.0624 | 1117.5909 | 1075.9706 | 1034.3503 | 992.73 | 951.1097 | 909.4893 | 867.869 | 826.2487 | 784.6284 | 0 | 0 | 0 | 0 | 0 | 0 | 0 | 0 | 0 | 0 | 0 | 0 | 0 | 0 | 0 | 0
|  | 2035 | 1584.1621 | [15 empty] | 2249.223 | 2186.6975 | 2118.817 | 2053.2862 | 1989.8917 | 1928.45 | 1868.542 | 1809.5376 | 1750.8771 | 1692.267 | 1633.657 | 1575.0469 | 1516.4369 | 1457.8268 | 818.6888 | 1401.6648 | 1350.3798 | 1301.5337 | 1252.6876 | 1203.8416 | 1156.84 | 1113.5265 | 1072.0576 | 1030.5886 | 989.1197 | 947.6507 | 906.1818 | 864.7128 | 823.2439 | 781.7749 | 0 | 0 | 0 | 0 | 0 | 0 | 0 | 0 | 0 | 0 | 0 | 0 | 0 | 0 | 0
|  | 2036 | 1578.6477 | [16 empty] | 2241.3936 | 2179.0857 | 2111.4415 | 2046.1388 | 1982.965 | 1921.7372 | 1862.0377 | 1803.2387 | 1744.7824 | 1686.3763 | 1627.9703 | 1569.5643 | 1511.1582 | 1452.7522 | 815.839 | 1396.7857 | 1345.6792 | 1297.0031 | 1248.3271 | 1199.651 | 1152.8131 | 1109.6504 | 1068.3258 | 1027.0012 | 985.6766 | 944.352 | 903.0274 | 861.7028 | 820.3782 | 779.0536 | 0 | 0 | 0 | 0 | 0 | 0 | 0 | 0 | 0 | 0 | 0 | 0 | 0 | 0
|  | 2037 | 1573.6106 | [17 empty] | 2234.2417 | 2172.1326 | 2104.7043 | 2039.61 | 1976.6377 | 1915.6053 | 1856.0963 | 1797.4849 | 1739.2151 | 1680.9954 | 1622.7758 | 1564.5561 | 1506.3364 | 1448.1167 | 813.2358 | 1392.3288 | 1341.3854 | 1292.8646 | 1244.3439 | 1195.8232 | 1149.1346 | 1106.1097 | 1064.917 | 1023.7242 | 982.5315 | 941.3387 | 900.146 | 858.9533 | 817.7605 | 776.5678 | 0 | 0 | 0 | 0 | 0 | 0 | 0 | 0 | 0 | 0 | 0 | 0 | 0
|  | 2038 | 1570.2542 | [18 empty] | 2229.4763 | 2167.4997 | 2100.2152 | 2035.2597 | 1972.4218 | 1911.5195 | 1852.1374 | 1793.651 | 1735.5055 | 1677.41 | 1619.3146 | 1561.2191 | 1503.1236 | 1445.0281 | 811.5013 | 1389.3591 | 1338.5244 | 1290.1071 | 1241.6899 | 1193.2726 | 1146.6837 | 1103.7505 | 1062.6456 | 1021.5407 | 980.4359 | 939.331 | 898.2261 | 857.1212 | 816.0163 | 774.9114 | 0 | 0 | 0 | 0 | 0 | 0 | 0 | 0 | 0 | 0 | 0 | 0
|  | 2039 | 1566.0609 | [19 empty] | 2223.5226 | 2161.7115 | 2094.6067 | 2029.8246 | 1967.1545 | 1906.4149 | 1847.1914 | 1788.8612 | 1730.8709 | 1672.9306 | 1614.9902 | 1557.0499 | 1499.1095 | 1441.1692 | 809.3342 | 1385.6489 | 1334.9499 | 1286.6619 | 1238.374 | 1190.086 | 1143.6215 | 1100.803 | 1059.8079 | 1018.8128 | 977.8176 | 936.8225 | 895.8274 | 854.8323 | 813.8372 | 772.8421 | 0 | 0 | 0 | 0 | 0 | 0 | 0 | 0 | 0 | 0 | 0
|  | 2040 | 1562.0645 | [20 empty] | 2217.8484 | 2156.195 | 2089.2614 | 2024.6447 | 1962.1345 | 1901.5499 | 1842.4775 | 1784.2962 | 1726.454 | 1668.6615 | 1610.869 | 1553.0765 | 1495.284 | 1437.4915 | 807.2689 | 1382.1129 | 1331.5432 | 1283.3785 | 1235.2138 | 1187.0491 | 1140.7031 | 1097.9938 | 1057.1034 | 1016.2129 | 975.3224 | 934.4319 | 893.5414 | 852.6509 | 811.7604 | 770.8699 | 0 | 0 | 0 | 0 | 0 | 0 | 0 | 0 | 0 | 0
|  | 2041 | 1559.6781 | [21 empty] | 2214.4601 | 2152.9009 | 2086.0696 | 2021.5516 | 1959.1369 | 1898.6448 | 1839.6627 | 1781.5702 | 1723.8163 | 1666.1121 | 1608.4079 | 1550.7037 | 1492.9995 | 1435.2953 | 806.0356 | 1380.0013 | 1329.509 | 1281.4178 | 1233.3267 | 1185.2355 | 1138.9604 | 1096.3164 | 1055.4884 | 1014.6603 | 973.8323 | 933.0043 | 892.1762 | 851.3482 | 810.5202 | 769.6922 | 0 | 0 | 0 | 0 | 0 | 0 | 0 | 0 | 0
|  | 2042 | 1553.7744 | [22 empty] | 2206.078 | 2144.7518 | 2078.1735 | 2013.8997 | 1951.7212 | 1891.4581 | 1832.6993 | 1774.8267 | 1717.2914 | 1659.8056 | 1602.3199 | 1544.8341 | 1487.3483 | 1429.8625 | 802.9846 | 1374.7778 | 1324.4766 | 1276.5675 | 1228.6583 | 1180.7492 | 1134.6492 | 1092.1666 | 1051.4932 | 1010.8197 | 970.1462 | 929.4727 | 888.7992 | 848.1257 | 807.4522 | 766.7788 | 0 | 0 | 0 | 0 | 0 | 0 | 0 | 0
|  | 2043 | 1552.1995 | [23 empty] | 2203.8419 | 2142.5779 | 2076.067 | 2011.8584 | 1949.743 | 1889.541 | 1830.8416 | 1773.0277 | 1715.5508 | 1658.1233 | 1600.6958 | 1543.2683 | 1485.8407 | 1428.4132 | 802.1707 | 1373.3843 | 1323.1341 | 1275.2735 | 1227.413 | 1179.5524 | 1133.4992 | 1091.0596 | 1050.4274 | 1009.7951 | 969.1629 | 928.5306 | 887.8983 | 847.2661 | 806.6338 | 766.0016 | 0 | 0 | 0 | 0 | 0 | 0 | 0
|  | 2044 | 1546.6288 | [24 empty] | 2195.9324 | 2134.8883 | 2068.6161 | 2004.6379 | 1942.7454 | 1882.7595 | 1824.2708 | 1766.6644 | 1709.3938 | 1652.1724 | 1594.9509 | 1537.7295 | 1480.5081 | 1423.2867 | 799.2917 | 1368.4553 | 1318.3854 | 1270.6966 | 1223.0079 | 1175.3191 | 1129.4311 | 1087.1439 | 1046.6574 | 1006.171 | 965.6846 | 925.1981 | 884.7117 | 844.2253 | 803.7388 | 763.2524 | 0 | 0 | 0 | 0 | 0 | 0
|  | 2045 | 1544.7123 | 2045: 2193.2115; 2046: 2132.243; 2047: 2066.0529; 2048: 2002.154; 2049: 1940.3382; 2050: 1880.4266; 2051: 1822.0104; 2052: 1764.4753; 2053: 1707.2757; 2054: 1650.1252; 2055: 1592.9746; 2056: 1535.8241; 2057: 1478.6736; 2058: 1421.5231; 2059: 798.3013; 2060: 1366.7597; 2061: 1316.7518; 2062: 1269.1221; 2063: 1221.4924; 2064: 1173.8627; 2065: 1128.0316; 2066: 1085.7968; 2067: 1045.3605; 2068: 1004.9243; 2069: 964.488; 2070: 924.0517; 2071: 883.6155; 2072: 843.1792; 2073: 802.7429; 2074: 762.3067; 2075: 0; 2076: 0; 2077: 0; 2078: 0; 2079: 0
|  | 2046 | 1539.7458 | 2046: 2186.1599; 2047: 2125.3875; 2048: 2059.4102; 2049: 1995.7167; 2050: 1934.0997; 2051: 1874.3807; 2052: 1816.1523; 2053: 1758.8023; 2054: 1701.7865; 2055: 1644.8197; 2056: 1587.853; 2057: 1530.8862; 2058: 1473.9195; 2059: 1416.9527; 2060: 795.7347; 2061: 1362.3653; 2062: 1312.5182; 2063: 1265.0417; 2064: 1217.5651; 2065: 1170.0886; 2066: 1124.4048; 2067: 1082.3058; 2068: 1041.9995; 2069: 1001.6933; 2070: 961.387; 2071: 921.0808; 2072: 880.7745; 2073: 840.4682; 2074: 800.162; 2075: 759.8557; 2076: 0; 2077: 0; 2078: 0; 2079: 0
|  | 2047 | 1536.2137 | 2047: 2181.145; 2048: 2120.5119; 2049: 2054.686; 2050: 1991.1387; 2051: 1929.663; 2052: 1870.0809; 2053: 1811.9862; 2054: 1754.7676; 2055: 1697.8827; 2056: 1641.0466; 2057: 1584.2105; 2058: 1527.3744; 2059: 1470.5383; 2060: 1413.7023; 2061: 793.9093; 2062: 1359.2401; 2063: 1309.5074; 2064: 1262.1397; 2065: 1214.7721; 2066: 1167.4045; 2067: 1121.8255; 2068: 1079.823; 2069: 1039.6092; 2070: 999.3954; 2071: 959.1816; 2072: 918.9678; 2073: 878.754; 2074: 838.5402; 2075: 798.3265; 2076: 758.1127; 2077: 0; 2078: 0; 2079: 0
|  | 2048 | 1532.6569 | 2048: 2176.0949; 2049: 2115.6022; 2050: 2049.9287; 2051: 1986.5285; 2052: 1925.1951; 2053: 1865.7511; 2054: 1807.7908; 2055: 1750.7047; 2056: 1693.9515; 2057: 1637.247; 2058: 1580.5425; 2059: 1523.838; 2060: 1467.1335; 2061: 1410.4291; 2062: 792.0711; 2063: 1356.093; 2064: 1306.4754; 2065: 1259.2174; 2066: 1211.9595; 2067: 1164.7015; 2068: 1119.2281; 2069: 1077.3229; 2070: 1037.2022; 2071: 997.0815; 2072: 956.9608; 2073: 916.8401; 2074: 876.7194; 2075: 836.5987; 2076: 796.478; 2077: 756.3574; 2078: 0; 2079: 0
|  | 2049 | 1528.9635 | 2049: 2170.8509; 2050: 2110.504; 2051: 2044.9888; 2052: 1981.7413; 2053: 1920.5558; 2054: 1861.255; 2055: 1803.4343; 2056: 1746.4859; 2057: 1689.8694; 2058: 1633.3015; 2059: 1576.7337; 2060: 1520.1659; 2061: 1463.598; 2062: 1407.0302; 2063: 790.1624; 2064: 1352.8251; 2065: 1303.3271; 2066: 1256.183; 2067: 1209.0389; 2068: 1161.8948; 2069: 1116.5309; 2070: 1074.7267; 2071: 1034.7027; 2072: 994.6787; 2073: 954.6547; 2074: 914.6307; 2075: 874.6067; 2076: 834.5827; 2077: 794.5587; 2078: 754.5347; 2079: 0
|  | 2050 | 1513.5139 | 2050: 2148.9153; 2051: 2089.1782; 2052: 2024.3249; 2053: 1961.7166; 2054: 1901.1493; 2055: 1842.4477; 2056: 1785.2113; 2057: 1728.8383; 2058: 1672.7939; 2059: 1616.7977; 2060: 1560.8014; 2061: 1504.8052; 2062: 1448.8089; 2063: 1392.8127; 2064: 782.1781; 2065: 1339.1553; 2066: 1290.1574; 2067: 1243.4897; 2068: 1196.822; 2069: 1150.1543; 2070: 1105.2488; 2071: 1063.867; 2072: 1024.2474; 2073: 984.6279; 2074: 945.0083; 2075: 905.3887; 2076: 865.7691; 2077: 826.1496; 2078: 786.53; 2079: 746.9104
[7 empty] | Annual Change (%) |  | 0% | -0.7155% | -0.7312% | -1.515% | -0.7741% | -0.3895% | -0.399% | -0.4223% | -0.3628% | -0.5685% | -0.3244% | -0.3019% | -0.4101% | -0.3237% | -0.28% | -0.3637% | -0.3481% | -0.3191% | -0.2133% | -0.267% | -0.2552% | -0.1528% | -0.3785% | -0.1014% | -0.3589% | -0.1239% | -0.3215% | -0.2294% | -0.2315% | -0.241% | -1.01% | 0% | 0% | 0% | 0% | 0% | 0% | 0% | 0% | 0% | 0% | 0% | 0% | 0% | 0% | 0% | 0% | 0% | 0% | 0% | 0% | 0% | 0% | 0% | 0% | 0%
[7 empty] | Levelized Capital Cost ($/MW-wk) |  | 1714.5558 | 1702.2878 | 1689.8405 | 1664.237 | 1651.3544 | 1644.9227 | 1638.3588 | 1631.4406 | 1625.5214 | 1616.2808 | 1611.0371 | 1606.1731 | 1599.5869 | 1594.4088 | 1589.9443 | 1584.1621 | 1578.6477 | 1573.6106 | 1570.2542 | 1566.0609 | 1562.0645 | 1559.6781 | 1553.7744 | 1552.1995 | 1546.6288 | 1544.7123 | 1539.7458 | 1536.2137 | 1532.6569 | 1528.9635 | 1513.5139 | 1513.5139 | 1513.5139 | 1513.5139 | 1513.5139 | 1513.5139 | 1513.5139 | 1513.5139 | 1513.5139 | 1513.5139 | 1513.5139 | 1513.5139 | 1513.5139 | 1513.5139 | 1513.5139 | 1513.5139 | 1513.5139 | 1513.5139 | 1513.5139 | 1513.5139 | 1513.5139 | 1513.5139 | 1513.5139 | 1513.5139 | 1513.5139 | 1513.5139
|  | Economic Life | 30 | 2023: Economic Life; 2024: 30
[7 empty] | check s/b 0 | 0
Revenue Requirement by vintage year
2012 $/MW-wk
| Aurora Input |  | Levelized Cost | 2020 | 2021 | 2022 | 2023 | 2024 | 2025 | 2026 | 2027 | 2028 | 2029 | 2030 | 2031 | 2032 | 2033 | 2034 | 2035 | 2036 | 2037 | 2038 | 2039 | 2040 | 2041 | 2042 | 2043 | 2044 | 2045 | 2046 | Levelized | 2047 | 2048 | 2049 | 2050 | 2051 | 2052 | 2053 | 2054 | 2055 | 2056 | 2057 | 2058 | 2059 | 2060 | 2061 | 2062 | 2063 | 2064 | 2065 | 2066 | 2067 | 2068 | 2069 | 2070 | 2071 | 2072 | 2073 | 2074 | 2075 | 2076 | 2077 | 2078 | 2079
|  | 2020 | 1714.5558 | 2434.3584 | 2366.6863 | 2293.2185 | 2222.2938 | 2153.6813 | 2087.1823 | 2022.3432 | 1958.482 | 1894.9932 | 1831.5589 | 1768.1246 | 1704.6903 | 1641.256 | 1577.8217 | 886.0758 | 1517.037 | 1461.5306 | 1408.664 | 1355.7974 | 1302.9307 | 1252.0604 | 1205.1818 | 1160.2995 | 1115.4172 | 1070.5349 | 1025.6526 | 980.7703 | 892.2651 | 935.888 | 891.0057 | 846.1234 | 0 | 0 | 0 | 0 | 0 | 0 | 0 | 0 | 0 | 0 | 0 | 0 | 0 | 0 | 0 | 0 | 0 | 0 | 0 | 0 | 0 | 0 | 0 | 0 | 0 | 0 | 0 | 0 | 0 | 0
|  | 2021 | 1702.2878 |  | 2416.9401 | 2349.7522 | 2276.8101 | 2206.3929 | 2138.2713 | 2072.2481 | 2007.8729 | 1944.4688 | 1881.4342 | 1818.4538 | 1755.4734 | 1692.4929 | 1629.5125 | 1566.5321 | 879.7357 | 1506.1823 | 1451.0731 | 1398.5848 | 1346.0964 | 1293.608 | 1243.1017 | 1196.5585 | 1151.9973 | 1107.4362 | 1062.875 | 1018.3139 | 909.2549 | 973.7527 | 929.1916 | 884.6304 | 840.0693 | 0 | 0 | 0 | 0 | 0 | 0 | 0 | 0 | 0 | 0 | 0 | 0 | 0 | 0 | 0 | 0 | 0 | 0 | 0 | 0 | 0 | 0 | 0 | 0 | 0 | 0 | 0 | 0 | 0
|  | 2022 | 1689.8405 |  |  | 2399.2671 | 2332.5705 | 2260.1618 | 2190.2595 | 2122.636 | 2057.0956 | 1993.1911 | 1930.2505 | 1867.6769 | 1805.157 | 1742.6371 | 1680.1172 | 1617.5973 | 1555.0774 | 873.303 | 1495.1689 | 1440.4627 | 1388.3581 | 1336.2535 | 1284.149 | 1234.0119 | 1187.8091 | 1143.5738 | 1099.3385 | 1055.1031 | 926.1191 | 1010.8678 | 966.6325 | 922.3972 | 878.1619 | 833.9266 | 0 | 0 | 0 | 0 | 0 | 0 | 0 | 0 | 0 | 0 | 0 | 0 | 0 | 0 | 0 | 0 | 0 | 0 | 0 | 0 | 0 | 0 | 0 | 0 | 0 | 0 | 0 | 0
|  | 2023 | 1664.237 |  |  |  | 2362.9149 | 2297.2288 | 2225.9172 | 2157.074 | 2090.4751 | 2025.9277 | 1962.9915 | 1901.0046 | 1839.379 | 1777.8063 | 1716.2337 | 1654.6611 | 1593.0885 | 1531.5159 | 860.0712 | 1472.515 | 1418.6377 | 1367.3226 | 1316.0075 | 1264.6923 | 1215.315 | 1169.8121 | 1126.2471 | 1082.682 | 935.5479 | 1039.1169 | 995.5518 | 951.9867 | 908.4216 | 864.8565 | 821.2914 | 0 | 0 | 0 | 0 | 0 | 0 | 0 | 0 | 0 | 0 | 0 | 0 | 0 | 0 | 0 | 0 | 0 | 0 | 0 | 0 | 0 | 0 | 0 | 0 | 0 | 0 | 0
|  | 2024 | 1651.3544 |  |  |  |  | 2344.6239 | 2279.4463 | 2208.6867 | 2140.3764 | 2074.293 | 2010.2453 | 1947.7963 | 1886.2892 | 1825.1406 | 1764.0446 | 1702.9486 | 1641.8526 | 1580.7566 | 1519.6606 | 853.4136 | 1461.1165 | 1407.6562 | 1356.7383 | 1305.8204 | 1254.9025 | 1205.9074 | 1160.7568 | 1117.5289 | 951.8865 | 1074.3011 | 1031.0732 | 987.8454 | 944.6175 | 901.3896 | 858.1618 | 814.9339 | 0 | 0 | 0 | 0 | 0 | 0 | 0 | 0 | 0 | 0 | 0 | 0 | 0 | 0 | 0 | 0 | 0 | 0 | 0 | 0 | 0 | 0 | 0 | 0 | 0 | 0
|  | 2025 | 1644.9227 | [5 empty] | 2335.492 | 2270.5683 | 2200.0843 | 2132.04 | 2066.2141 | 2002.4158 | 1940.2099 | 1878.9424 | 1818.032 | 1757.174 | 1696.3159 | 1635.4579 | 1574.5999 | 1513.7418 | 850.0897 | 1455.4257 | 1402.1736 | 1351.4541 | 1300.7345 | 1250.0149 | 1201.2106 | 1156.2359 | 971.9674 | 1113.1764 | 1070.1169 | 1027.0574 | 983.9979 | 940.9384 | 897.8789 | 854.8194 | 811.7599 | 0 | 0 | 0 | 0 | 0 | 0 | 0 | 0 | 0 | 0 | 0 | 0 | 0 | 0 | 0 | 0 | 0 | 0 | 0 | 0 | 0 | 0 | 0 | 0 | 0
|  | 2026 | 1638.3588 | [6 empty] | 2326.1725 | 2261.5078 | 2191.3051 | 2123.5323 | 2057.969 | 1994.4253 | 1932.4677 | 1871.4447 | 1810.7773 | 1750.1621 | 1689.547 | 1628.9318 | 1568.3166 | 1507.7014 | 846.6975 | 1449.618 | 1396.5784 | 1346.0612 | 1295.544 | 1245.0269 | 1196.4173 | 992.0798 | 1151.622 | 1108.7343 | 1065.8467 | 1022.959 | 980.0713 | 937.1837 | 894.296 | 851.4083 | 808.5207 | 0 | 0 | 0 | 0 | 0 | 0 | 0 | 0 | 0 | 0 | 0 | 0 | 0 | 0 | 0 | 0 | 0 | 0 | 0 | 0 | 0 | 0 | 0 | 0
|  | 2027 | 1631.4406 | [7 empty] | 2316.3499 | 2251.9583 | 2182.052 | 2114.5655 | 2049.279 | 1986.0036 | 1924.3076 | 1863.5423 | 1803.1311 | 1742.7719 | 1682.4126 | 1622.0534 | 1561.6942 | 1501.3349 | 843.1222 | 1443.4968 | 1390.6812 | 1340.3773 | 1290.0734 | 1239.7696 | 1012.3035 | 1191.3653 | 1146.7591 | 1104.0526 | 1061.346 | 1018.6394 | 975.9329 | 933.2263 | 890.5197 | 847.8132 | 805.1066 | 0 | 0 | 0 | 0 | 0 | 0 | 0 | 0 | 0 | 0 | 0 | 0 | 0 | 0 | 0 | 0 | 0 | 0 | 0 | 0 | 0 | 0 | 0
|  | 2028 | 1625.5214 | [8 empty] | 2307.9457 | 2243.7877 | 2174.135 | 2106.8933 | 2041.8438 | 1978.798 | 1917.3258 | 1856.7809 | 1796.5889 | 1736.4487 | 1676.3085 | 1616.1682 | 1556.028 | 1495.8877 | 840.0631 | 1438.2594 | 1385.6355 | 1335.5141 | 1285.3928 | 1033.8378 | 1235.2714 | 1187.0427 | 1142.5984 | 1100.0468 | 1057.4952 | 1014.9436 | 972.392 | 929.8403 | 887.2887 | 844.7371 | 802.1855 | 0 | 0 | 0 | 0 | 0 | 0 | 0 | 0 | 0 | 0 | 0 | 0 | 0 | 0 | 0 | 0 | 0 | 0 | 0 | 0 | 0 | 0
|  | 2029 | 1616.2808 | [9 empty] | 2294.8258 | 2231.0325 | 2161.7758 | 2094.9163 | 2030.2366 | 1967.5491 | 1906.4265 | 1846.2257 | 1786.3759 | 1726.5776 | 1666.7792 | 1606.9808 | 1547.1825 | 1487.3841 | 835.2877 | 1430.0834 | 1377.7586 | 1327.9222 | 1053.9601 | 1278.0857 | 1228.2493 | 1180.2948 | 1136.1032 | 1093.7934 | 1051.4837 | 1009.174 | 966.8642 | 924.5545 | 882.2448 | 839.935 | 797.6253 | 0 | 0 | 0 | 0 | 0 | 0 | 0 | 0 | 0 | 0 | 0 | 0 | 0 | 0 | 0 | 0 | 0 | 0 | 0 | 0 | 0
|  | 2030 | 1611.0371 | [10 empty] | 2287.3806 | 2223.7943 | 2154.7623 | 2088.1198 | 2023.6498 | 1961.1658 | 1900.2414 | 1840.236 | 1780.5804 | 1720.976 | 1661.3716 | 1601.7673 | 1542.1629 | 1482.5586 | 832.5777 | 1425.4438 | 1373.2887 | 1077.2503 | 1323.614 | 1273.9392 | 1224.2645 | 1176.4655 | 1132.4173 | 1090.2448 | 1048.0724 | 1005.8999 | 963.7274 | 921.555 | 879.3825 | 837.21 | 795.0376 | 0 | 0 | 0 | 0 | 0 | 0 | 0 | 0 | 0 | 0 | 0 | 0 | 0 | 0 | 0 | 0 | 0 | 0 | 0 | 0
|  | 2031 | 1606.1731 | [11 empty] | 2280.4746 | 2217.0803 | 2148.2567 | 2081.8154 | 2017.5401 | 1955.2447 | 1894.5042 | 1834.68 | 1775.2045 | 1715.7801 | 1656.3557 | 1596.9313 | 1537.5069 | 1478.0825 | 830.064 | 1421.1401 | 1101.3203 | 1369.1425 | 1319.6177 | 1270.093 | 1220.5682 | 1172.9136 | 1128.9983 | 1086.9532 | 1044.908 | 1002.8629 | 960.8178 | 918.7726 | 876.7275 | 834.6823 | 792.6372 | 0 | 0 | 0 | 0 | 0 | 0 | 0 | 0 | 0 | 0 | 0 | 0 | 0 | 0 | 0 | 0 | 0 | 0 | 0
|  | 2032 | 1599.5869 | [12 empty] | 2271.1233 | 2207.989 | 2139.4476 | 2073.2787 | 2009.267 | 1947.227 | 1886.7357 | 1827.1567 | 1767.9251 | 1708.7444 | 1649.5636 | 1590.3829 | 1531.2022 | 1472.0215 | 826.6603 | 1124.8494 | 1415.3126 | 1363.5282 | 1314.2065 | 1264.8849 | 1215.5632 | 1168.1039 | 1124.3688 | 1082.496 | 1040.6233 | 998.7506 | 956.8778 | 915.0051 | 873.1324 | 831.2597 | 789.3869 | 0 | 0 | 0 | 0 | 0 | 0 | 0 | 0 | 0 | 0 | 0 | 0 | 0 | 0 | 0 | 0 | 0 | 0
|  | 2033 | 1594.4088 | [13 empty] | 2263.7714 | 2200.8414 | 2132.5219 | 2066.5672 | 2002.7627 | 1940.9236 | 1880.628 | 1821.242 | 1762.2021 | 1703.2129 | 1644.2238 | 1585.2346 | 1526.2455 | 1467.2563 | 1096.2077 | 823.9843 | 1410.731 | 1359.1143 | 1309.9523 | 1260.7902 | 1211.6282 | 1164.3226 | 1120.729 | 1078.9918 | 1037.2547 | 995.5175 | 953.7803 | 912.0431 | 870.3059 | 828.5688 | 786.8316 | 0 | 0 | 0 | 0 | 0 | 0 | 0 | 0 | 0 | 0 | 0 | 0 | 0 | 0 | 0 | 0 | 0
|  | 2034 | 1589.9443 | [14 empty] | 2257.4327 | 2194.6789 | 2126.5507 | 2060.7807 | 1997.1549 | 1935.4889 | 1875.3622 | 1816.1424 | 1757.2678 | 1698.4438 | 1639.6199 | 1580.7959 | 1521.9719 | 1122.9811 | 1463.1479 | 821.6771 | 1406.7809 | 1355.3087 | 1306.2843 | 1257.26 | 1208.2356 | 1161.0624 | 1117.5909 | 1075.9706 | 1034.3503 | 992.73 | 951.1097 | 909.4893 | 867.869 | 826.2487 | 784.6284 | 0 | 0 | 0 | 0 | 0 | 0 | 0 | 0 | 0 | 0 | 0 | 0 | 0 | 0 | 0 | 0
|  | 2035 | 1584.1621 | [15 empty] | 2249.223 | 2186.6975 | 2118.817 | 2053.2862 | 1989.8917 | 1928.45 | 1868.542 | 1809.5376 | 1750.8771 | 1692.267 | 1633.657 | 1575.0469 | 1149.7442 | 1516.4369 | 1457.8268 | 818.6888 | 1401.6648 | 1350.3798 | 1301.5337 | 1252.6876 | 1203.8416 | 1156.84 | 1113.5265 | 1072.0576 | 1030.5886 | 989.1197 | 947.6507 | 906.1818 | 864.7128 | 823.2439 | 781.7749 | 0 | 0 | 0 | 0 | 0 | 0 | 0 | 0 | 0 | 0 | 0 | 0 | 0 | 0 | 0
|  | 2036 | 1578.6477 | [16 empty] | 2241.3936 | 2179.0857 | 2111.4415 | 2046.1388 | 1982.965 | 1921.7372 | 1862.0377 | 1803.2387 | 1744.7824 | 1686.3763 | 1627.9703 | 1177.4744 | 1569.5643 | 1511.1582 | 1452.7522 | 815.839 | 1396.7857 | 1345.6792 | 1297.0031 | 1248.3271 | 1199.651 | 1152.8131 | 1109.6504 | 1068.3258 | 1027.0012 | 985.6766 | 944.352 | 903.0274 | 861.7028 | 820.3782 | 779.0536 | 0 | 0 | 0 | 0 | 0 | 0 | 0 | 0 | 0 | 0 | 0 | 0 | 0 | 0
|  | 2037 | 1573.6106 | [17 empty] | 2234.2417 | 2172.1326 | 2104.7043 | 2039.61 | 1976.6377 | 1915.6053 | 1856.0963 | 1797.4849 | 1739.2151 | 1680.9954 | 1206.2448 | 1622.7758 | 1564.5561 | 1506.3364 | 1448.1167 | 813.2358 | 1392.3288 | 1341.3854 | 1292.8646 | 1244.3439 | 1195.8232 | 1149.1346 | 1106.1097 | 1064.917 | 1023.7242 | 982.5315 | 941.3387 | 900.146 | 858.9533 | 817.7605 | 776.5678 | 0 | 0 | 0 | 0 | 0 | 0 | 0 | 0 | 0 | 0 | 0 | 0 | 0
|  | 2038 | 1570.2542 | [18 empty] | 2229.4763 | 2167.4997 | 2100.2152 | 2035.2597 | 1972.4218 | 1911.5195 | 1852.1374 | 1793.651 | 1735.5055 | 1236.9487 | 1677.41 | 1619.3146 | 1561.2191 | 1503.1236 | 1445.0281 | 811.5013 | 1389.3591 | 1338.5244 | 1290.1071 | 1241.6899 | 1193.2726 | 1146.6837 | 1103.7505 | 1062.6456 | 1021.5407 | 980.4359 | 939.331 | 898.2261 | 857.1212 | 816.0163 | 774.9114 | 0 | 0 | 0 | 0 | 0 | 0 | 0 | 0 | 0 | 0 | 0 | 0
|  | 2039 | 1566.0609 | [19 empty] | 2223.5226 | 2161.7115 | 2094.6067 | 2029.8246 | 1967.1545 | 1906.4149 | 1847.1914 | 1788.8612 | 1267.5872 | 1730.8709 | 1672.9306 | 1614.9902 | 1557.0499 | 1499.1095 | 1441.1692 | 809.3342 | 1385.6489 | 1334.9499 | 1286.6619 | 1238.374 | 1190.086 | 1143.6215 | 1100.803 | 1059.8079 | 1018.8128 | 977.8176 | 936.8225 | 895.8274 | 854.8323 | 813.8372 | 772.8421 | 0 | 0 | 0 | 0 | 0 | 0 | 0 | 0 | 0 | 0 | 0
|  | 2040 | 1562.0645 | [20 empty] | 2217.8484 | 2156.195 | 2089.2614 | 2024.6447 | 1962.1345 | 1901.5499 | 1842.4775 | 1298.9107 | 1784.2962 | 1726.454 | 1668.6615 | 1610.869 | 1553.0765 | 1495.284 | 1437.4915 | 807.2689 | 1382.1129 | 1331.5432 | 1283.3785 | 1235.2138 | 1187.0491 | 1140.7031 | 1097.9938 | 1057.1034 | 1016.2129 | 975.3224 | 934.4319 | 893.5414 | 852.6509 | 811.7604 | 770.8699 | 0 | 0 | 0 | 0 | 0 | 0 | 0 | 0 | 0 | 0
|  | 2041 | 1559.6781 | [21 empty] | 2214.4601 | 2152.9009 | 2086.0696 | 2021.5516 | 1959.1369 | 1898.6448 | 1332.1114 | 1839.6627 | 1781.5702 | 1723.8163 | 1666.1121 | 1608.4079 | 1550.7037 | 1492.9995 | 1435.2953 | 806.0356 | 1380.0013 | 1329.509 | 1281.4178 | 1233.3267 | 1185.2355 | 1138.9604 | 1096.3164 | 1055.4884 | 1014.6603 | 973.8323 | 933.0043 | 892.1762 | 851.3482 | 810.5202 | 769.6922 | 0 | 0 | 0 | 0 | 0 | 0 | 0 | 0 | 0
|  | 2042 | 1553.7744 | [22 empty] | 2206.078 | 2144.7518 | 2078.1735 | 2013.8997 | 1951.7212 | 1362.8143 | 1891.4581 | 1832.6993 | 1774.8267 | 1717.2914 | 1659.8056 | 1602.3199 | 1544.8341 | 1487.3483 | 1429.8625 | 802.9846 | 1374.7778 | 1324.4766 | 1276.5675 | 1228.6583 | 1180.7492 | 1134.6492 | 1092.1666 | 1051.4932 | 1010.8197 | 970.1462 | 929.4727 | 888.7992 | 848.1257 | 807.4522 | 766.7788 | 0 | 0 | 0 | 0 | 0 | 0 | 0 | 0
|  | 2043 | 1552.1995 | [23 empty] | 2203.8419 | 2142.5779 | 2076.067 | 2011.8584 | 1397.8873 | 1949.743 | 1889.541 | 1830.8416 | 1773.0277 | 1715.5508 | 1658.1233 | 1600.6958 | 1543.2683 | 1485.8407 | 1428.4132 | 802.1707 | 1373.3843 | 1323.1341 | 1275.2735 | 1227.413 | 1179.5524 | 1133.4992 | 1091.0596 | 1050.4274 | 1009.7951 | 969.1629 | 928.5306 | 887.8983 | 847.2661 | 806.6338 | 766.0016 | 0 | 0 | 0 | 0 | 0 | 0 | 0
|  | 2044 | 1546.6288 | [24 empty] | 2195.9324 | 2134.8883 | 2068.6161 | 1430.008 | 2004.6379 | 1942.7454 | 1882.7595 | 1824.2708 | 1766.6644 | 1709.3938 | 1652.1724 | 1594.9509 | 1537.7295 | 1480.5081 | 1423.2867 | 799.2917 | 1368.4553 | 1318.3854 | 1270.6966 | 1223.0079 | 1175.3191 | 1129.4311 | 1087.1439 | 1046.6574 | 1006.171 | 965.6846 | 925.1981 | 884.7117 | 844.2253 | 803.7388 | 763.2524 | 0 | 0 | 0 | 0 | 0 | 0
|  | 2045 | 1544.7123 | [25 empty] | 2193.2115 | 2132.243 | 1466.2154 | 2066.0529 | 2002.154 | 1940.3382 | 1880.4266 | 1822.0104 | 1764.4753 | 1707.2757 | 1650.1252 | 1592.9746 | 1535.8241 | 1478.6736 | 1421.5231 | 798.3013 | 1366.7597 | 1316.7518 | 1269.1221 | 1221.4924 | 1173.8627 | 1128.0316 | 1085.7968 | 1045.3605 | 1004.9243 | 964.488 | 924.0517 | 883.6155 | 843.1792 | 802.7429 | 762.3067 | 0 | 0 | 0 | 0 | 0
|  | 2046 | 1539.7458 | [26 empty] | 2186.1599 | 1500.3217 | 2125.3875 | 2059.4102 | 1995.7167 | 1934.0997 | 1874.3807 | 1816.1523 | 1758.8023 | 1701.7865 | 1644.8197 | 1587.853 | 1530.8862 | 1473.9195 | 1416.9527 | 795.7347 | 1362.3653 | 1312.5182 | 1265.0417 | 1217.5651 | 1170.0886 | 1124.4048 | 1082.3058 | 1041.9995 | 1001.6933 | 961.387 | 921.0808 | 880.7745 | 840.4682 | 800.162 | 759.8557 | 0 | 0 | 0 | 0
|  | 2047 | 1536.2137 | [27 empty] | 1536.2137 | 2181.145 | 2120.5119 | 2054.686 | 1991.1387 | 1929.663 | 1870.0809 | 1811.9862 | 1754.7676 | 1697.8827 | 1641.0466 | 1584.2105 | 1527.3744 | 1470.5383 | 1413.7023 | 793.9093 | 1359.2401 | 1309.5074 | 1262.1397 | 1214.7721 | 1167.4045 | 1121.8255 | 1079.823 | 1039.6092 | 999.3954 | 959.1816 | 918.9678 | 878.754 | 838.5402 | 798.3265 | 758.1127 | 0 | 0 | 0
|  | 2048 | 1532.6569 | [27 empty] | 1532.6569 |  | 2176.0949 | 2115.6022 | 2049.9287 | 1986.5285 | 1925.1951 | 1865.7511 | 1807.7908 | 1750.7047 | 1693.9515 | 1637.247 | 1580.5425 | 1523.838 | 1467.1335 | 1410.4291 | 792.0711 | 1356.093 | 1306.4754 | 1259.2174 | 1211.9595 | 1164.7015 | 1119.2281 | 1077.3229 | 1037.2022 | 997.0815 | 956.9608 | 916.8401 | 876.7194 | 836.5987 | 796.478 | 756.3574 | 0 | 0
|  | 2049 | 1528.9635 | [27 empty] | 1528.9635 |  |  | 2170.8509 | 2110.504 | 2044.9888 | 1981.7413 | 1920.5558 | 1861.255 | 1803.4343 | 1746.4859 | 1689.8694 | 1633.3015 | 1576.7337 | 1520.1659 | 1463.598 | 1407.0302 | 790.1624 | 1352.8251 | 1303.3271 | 1256.183 | 1209.0389 | 1161.8948 | 1116.5309 | 1074.7267 | 1034.7027 | 994.6787 | 954.6547 | 914.6307 | 874.6067 | 834.5827 | 794.5587 | 754.5347 | 0
|  | 2050 | 1513.5139 | [27 empty] | 1513.5139 |  |  |  | 2148.9153 | 2089.1782 | 2024.3249 | 1961.7166 | 1901.1493 | 1842.4477 | 1785.2113 | 1728.8383 | 1672.7939 | 1616.7977 | 1560.8014 | 1504.8052 | 1448.8089 | 1392.8127 | 782.1781 | 1339.1553 | 1290.1574 | 1243.4897 | 1196.822 | 1150.1543 | 1105.2488 | 1063.867 | 1024.2474 | 984.6279 | 945.0083 | 905.3887 | 865.7691 | 826.1496 | 786.53 | 746.9104

## Frame Peaker
Frame Peaker FINANCIALS
($ 1000s Unless Otherwise Indicated)
| Calendar Year of Fin. Close |  |  | 2020 | 2021 | 2022 | 2023 | 2024 | 2025 | 2026 | 2027 | 2028 | 2029 | 2030 | 2031 | 2032 | 2033 | 2034 | 2035 | 2036 | 2037 | 2038 | 2039 | 2040 | 2041 | 2042 | 2043 | 2044 | 2045 | 2046 | 2047 | 2048 | 2049 | 2050 | 2051 | 2052 | 2053 | 2054 | 2055 | 2056 | 2057 | 2058 | 2059 | 2060 | 2061 | 2062 | 2063 | 2064 | 2065 | 2066 | 2067 | 2068 | 2069 | 2070 | 2071 | 2072 | 2073 | 2074 | 2075
| Operating Year |  | 0 | 1 | 2 | 3 | 4 | 5 | 6 | 7 | 8 | 9 | 10 | 11 | 12 | 13 | 14 | 15 | 16 | 17 | 18 | 19 | 20 | 21 | 22 | 23 | 24 | 25 | 26 | 27 | 28 | 29 | 30 | 31 | 32 | 33 | 34 | 35 | 36 | 37 | 38 | 39 | 40 | 41 | 42 | 43 | 44 | 45 | 46 | 47 | 48 | 49 | 50 | 51 | 52 | 53 | 54 | 55 | 56
| Calendar Year | Capital Invest.
| 2020 | 184265.147
| Gross plant |  | 2020 1: 184265.147; 2021 2: 184265.147; 2022 3: 184265.147; 2023 4: 184265.147; 2024 5: 184265.147; 2025 6: 184265.147; 2026 7: 184265.147; 2027 8: 184265.147; 2028 9: 184265.147; 2029 10: 184265.147; 2030 11: 184265.147; 2031 12: 184265.147; 2032 13: 184265.147; 2033 14: 184265.147; 2034 15: 184265.147; 2035 16: 184265.147; 2036 17: 184265.147; 2037 18: 184265.147; 2038 19: 184265.147; 2039 20: 184265.147; 2040 21: 184265.147; 2041 22: 184265.147; 2042 23: 184265.147; 2043 24: 184265.147; 2044 25: 184265.147; 2045 26: 184265.147; 2046 27: 184265.147; 2047 28: 184265.147; 2048 29: 184265.147; 2049 30: 184265.147
| Accumulated Deprectiation |  | 2020 1: 6142.1716; 2021 2: 12284.3431; 2022 3: 18426.5147; 2023 4: 24568.6863; 2024 5: 30710.8578; 2025 6: 36853.0294; 2026 7: 42995.201; 2027 8: 49137.3725; 2028 9: 55279.5441; 2029 10: 61421.7157; 2030 11: 67563.8872; 2031 12: 73706.0588; 2032 13: 79848.2303; 2033 14: 85990.4019; 2034 15: 85990.4019; 2035 16: 92132.5735; 2036 17: 98274.745; 2037 18: 104416.9166; 2038 19: 110559.0882; 2039 20: 116701.2597; 2040 21: 122843.4313; 2041 22: 128985.6029; 2042 23: 135127.7744; 2043 24: 141269.946; 2044 25: 147412.1176; 2045 26: 153554.2891; 2046 27: 159696.4607; 2047 28: 165838.6323; 2048 29: 171980.8038; 2049 30: 178122.9754
| Net book value |  | 2020 1: 178122.9754; 2021 2: 171980.8038; 2022 3: 165838.6323; 2023 4: 159696.4607; 2024 5: 153554.2891; 2025 6: 147412.1176; 2026 7: 141269.946; 2027 8: 135127.7744; 2028 9: 128985.6029; 2029 10: 122843.4313; 2030 11: 116701.2597; 2031 12: 110559.0882; 2032 13: 104416.9166; 2033 14: 98274.745; 2034 15: 98274.745; 2035 16: 92132.5735; 2036 17: 85990.4019; 2037 18: 79848.2303; 2038 19: 73706.0588; 2039 20: 67563.8872; 2040 21: 61421.7157; 2041 22: 55279.5441; 2042 23: 49137.3725; 2043 24: 42995.201; 2044 25: 36853.0294; 2045 26: 30710.8578; 2046 27: 24568.6863; 2047 28: 18426.5147; 2048 29: 12284.3431; 2049 30: 6142.1716
| Accumulated deffered income tax |  | 2020 1: -644.928; 2021 2: -3031.1617; 2022 3: -5049.7864; 2023 4: -6739.4977; 2024 5: -8131.2524; 2025 6: -9252.1373; 2026 7: -10245.3264; 2027 8: -11238.5156; 2028 9: -12235.5743; 2029 10: -13228.7634; 2030 11: -14225.8221; 2031 12: -15219.0113; 2032 13: -16216.07; 2033 14: -17209.2591; 2034 15: -17209.2591; 2035 16: -17060.9257; 2036 17: -15771.0697; 2037 18: -14481.2136; 2038 19: -13191.3576; 2039 20: -11901.5016; 2040 21: -10611.6455; 2041 22: -9321.7895; 2042 23: -8031.9335; 2043 24: -6742.0775; 2044 25: -5452.2214; 2045 26: -4162.3654; 2046 27: -2872.5094; 2047 28: -1582.6533; 2048 29: -292.7973; 2049 30: 997.0587
| Rate Base |  | 2020 1: 177478.0474; 2021 2: 168949.6422; 2022 3: 160788.8459; 2023 4: 152956.9629; 2024 5: 145423.0367; 2025 6: 138159.9803; 2026 7: 131024.6196; 2027 8: 123889.2589; 2028 9: 116750.0286; 2029 10: 109614.6679; 2030 11: 102475.4376; 2031 12: 95340.0769; 2032 13: 88200.8466; 2033 14: 81065.4859; 2034 15: 81065.4859; 2035 16: 75071.6478; 2036 17: 70219.3322; 2037 18: 65367.0167; 2038 19: 60514.7012; 2039 20: 55662.3856; 2040 21: 50810.0701; 2041 22: 45957.7546; 2042 23: 41105.439; 2043 24: 36253.1235; 2044 25: 31400.808; 2045 26: 26548.4924; 2046 27: 21696.1769; 2047 28: 16843.8613; 2048 29: 11991.5458; 2049 30: 7139.2303
| Average rate base |  | 2020 1: 180871.5972; 2021 2: 173213.8448; 2022 3: 164869.244; 2023 4: 156872.9044; 2024 5: 149189.9998; 2025 6: 141791.5085; 2026 7: 134592.2999; 2027 8: 127456.9392; 2028 9: 120319.6437; 2029 10: 113182.3482; 2030 11: 106045.0527; 2031 12: 98907.7572; 2032 13: 91770.4618; 2033 14: 84633.1663; 2034 15: 81065.4859; 2035 16: 78068.5668; 2036 17: 72645.49; 2037 18: 67793.1745; 2038 19: 62940.8589; 2039 20: 58088.5434; 2040 21: 53236.2279; 2041 22: 48383.9123; 2042 23: 43531.5968; 2043 24: 38679.2813; 2044 25: 33826.9657; 2045 26: 28974.6502; 2046 27: 24122.3347; 2047 28: 19270.0191; 2048 29: 14417.7036; 2049 30: 9565.388
| Pre-tax Return | 0.05443 | 2020 1: 9844.9097; 2021 2: 9428.0953; 2022 3: 8973.8956; 2023 4: 8538.6518; 2024 5: 8120.4683; 2025 6: 7717.7657; 2026 7: 7325.91; 2027 8: 6937.5296; 2028 9: 6549.0439; 2029 10: 6160.5582; 2030 11: 5772.0725; 2031 12: 5383.5868; 2032 13: 4995.1011; 2033 14: 4606.6154; 2034 15: 4412.4252; 2035 16: 4249.3017; 2036 17: 3954.1216; 2037 18: 3690.0082; 2038 19: 3425.8949; 2039 20: 3161.7815; 2040 21: 2897.6681; 2041 22: 2633.5547; 2042 23: 2369.4413; 2043 24: 2105.328; 2044 25: 1841.2146; 2045 26: 1577.1012; 2046 27: 1312.9878; 2047 28: 1048.8745; 2048 29: 784.7611; 2049 30: 520.6477
| Book Depreciation |  | 2020 1: 6142.1716; 2021 2: 6142.1716; 2022 3: 6142.1716; 2023 4: 6142.1716; 2024 5: 6142.1716; 2025 6: 6142.1716; 2026 7: 6142.1716; 2027 8: 6142.1716; 2028 9: 6142.1716; 2029 10: 6142.1716; 2030 11: 6142.1716; 2031 12: 6142.1716; 2032 13: 6142.1716; 2033 14: 6142.1716; 2034 15: 0; 2035 16: 6142.1716; 2036 17: 6142.1716; 2037 18: 6142.1716; 2038 19: 6142.1716; 2039 20: 6142.1716; 2040 21: 6142.1716; 2041 22: 6142.1716; 2042 23: 6142.1716; 2043 24: 6142.1716; 2044 25: 6142.1716; 2045 26: 6142.1716; 2046 27: 6142.1716; 2047 28: 6142.1716; 2048 29: 6142.1716; 2049 30: 6142.1716
| Insurance |  | 2020 1: 94.8413; 2021 2: 94.8413; 2022 3: 94.8413; 2023 4: 94.8413; 2024 5: 94.8413; 2025 6: 94.8413; 2026 7: 94.8413; 2027 8: 94.8413; 2028 9: 94.8413; 2029 10: 94.8413; 2030 11: 94.8413; 2031 12: 94.8413; 2032 13: 94.8413; 2033 14: 94.8413; 2034 15: 94.8413; 2035 16: 94.8413; 2036 17: 94.8413; 2037 18: 94.8413; 2038 19: 94.8413; 2039 20: 94.8413; 2040 21: 94.8413; 2041 22: 94.8413; 2042 23: 94.8413; 2043 24: 94.8413; 2044 25: 94.8413; 2045 26: 94.8413; 2046 27: 94.8413; 2047 28: 94.8413; 2048 29: 94.8413; 2049 30: 94.8413
| Property Taxes |  | 2020 1: 837.6456; 2021 2: 837.6456; 2022 3: 837.6456; 2023 4: 837.6456; 2024 5: 837.6456; 2025 6: 837.6456; 2026 7: 837.6456; 2027 8: 837.6456; 2028 9: 837.6456; 2029 10: 837.6456; 2030 11: 837.6456; 2031 12: 837.6456; 2032 13: 837.6456; 2033 14: 837.6456; 2034 15: 837.6456; 2035 16: 837.6456; 2036 17: 837.6456; 2037 18: 837.6456; 2038 19: 837.6456; 2039 20: 837.6456; 2040 21: 837.6456; 2041 22: 837.6456; 2042 23: 837.6456; 2043 24: 837.6456; 2044 25: 837.6456; 2045 26: 837.6456; 2046 27: 837.6456; 2047 28: 837.6456; 2048 29: 837.6456; 2049 30: 837.6456
| Revenue Requirement |  | 2020 1: 16919.5681; 2021 2: 16502.7538; 2022 3: 16048.554; 2023 4: 15613.3102; 2024 5: 15195.1268; 2025 6: 14792.4241; 2026 7: 14400.5684; 2027 8: 14012.188; 2028 9: 13623.7023; 2029 10: 13235.2166; 2030 11: 12846.7309; 2031 12: 12458.2452; 2032 13: 12069.7595; 2033 14: 11681.2738; 2034 15: 5344.912; 2035 16: 11323.9602; 2036 17: 11028.78; 2037 18: 10764.6667; 2038 19: 10500.5533; 2039 20: 10236.4399; 2040 21: 9972.3265; 2041 22: 9708.2131; 2042 23: 9444.0998; 2043 24: 9179.9864; 2044 25: 8915.873; 2045 26: 8651.7596; 2046 27: 8387.6463; 2047 28: 8123.5329; 2048 29: 7859.4195; 2049 30: 7595.3061
| Book Depreciation |  | 2020 1: 6142.1716; 2021 2: 6142.1716; 2022 3: 6142.1716; 2023 4: 6142.1716; 2024 5: 6142.1716; 2025 6: 6142.1716; 2026 7: 6142.1716; 2027 8: 6142.1716; 2028 9: 6142.1716; 2029 10: 6142.1716; 2030 11: 6142.1716; 2031 12: 6142.1716; 2032 13: 6142.1716; 2033 14: 6142.1716; 2035 16: 6142.1716; 2036 17: 6142.1716; 2037 18: 6142.1716; 2038 19: 6142.1716; 2039 20: 6142.1716; 2040 21: 6142.1716; 2041 22: 6142.1716; 2042 23: 6142.1716; 2043 24: 6142.1716; 2044 25: 6142.1716; 2045 26: 6142.1716; 2046 27: 6142.1716; 2047 28: 6142.1716; 2048 29: 6142.1716; 2049 30: 6142.1716
| Tax Depreciation |  | 2020 1: 9213.2573; 2021 2: 17505.189; 2022 3: 15754.6701; 2023 4: 14188.4163; 2024 5: 12769.5747; 2025 6: 11479.7187; 2026 7: 10871.6437; 2027 8: 10871.6437; 2028 9: 10890.0702; 2029 10: 10871.6437; 2030 11: 10890.0702; 2031 12: 10871.6437; 2032 13: 10890.0702; 2033 14: 10871.6437; 2035 16: 5435.8218; 2036 17: 0; 2037 18: 0; 2038 19: 0; 2039 20: 0; 2040 21: 0; 2041 22: 0; 2042 23: 0; 2043 24: 0; 2044 25: 0; 2045 26: 0; 2046 27: 0; 2047 28: 0; 2048 29: 0; 2049 30: 0
| Difference between book and tax |  | 2020 1: -3071.0858; 2021 2: -11363.0174; 2022 3: -9612.4985; 2023 4: -8046.2448; 2024 5: -6627.4031; 2025 6: -5337.5471; 2026 7: -4729.4721; 2027 8: -4729.4721; 2028 9: -4747.8986; 2029 10: -4729.4721; 2030 11: -4747.8986; 2031 12: -4729.4721; 2032 13: -4747.8986; 2033 14: -4729.4721; 2034 15: 0; 2035 16: 706.3497; 2036 17: 6142.1716; 2037 18: 6142.1716; 2038 19: 6142.1716; 2039 20: 6142.1716; 2040 21: 6142.1716; 2041 22: 6142.1716; 2042 23: 6142.1716; 2043 24: 6142.1716; 2044 25: 6142.1716; 2045 26: 6142.1716; 2046 27: 6142.1716; 2047 28: 6142.1716; 2048 29: 6142.1716; 2049 30: 6142.1716
| Tax rate |  | 2020 1: -644.928; 2021 2: -2386.2337; 2022 3: -2018.6247; 2023 4: -1689.7114; 2024 5: -1391.7547; 2025 6: -1120.8849; 2026 7: -993.1891; 2027 8: -993.1891; 2028 9: -997.0587; 2029 10: -993.1891; 2030 11: -997.0587; 2031 12: -993.1891; 2032 13: -997.0587; 2033 14: -993.1891; 2034 15: 0; 2035 16: 148.3334; 2036 17: 1289.856; 2037 18: 1289.856; 2038 19: 1289.856; 2039 20: 1289.856; 2040 21: 1289.856; 2041 22: 1289.856; 2042 23: 1289.856; 2043 24: 1289.856; 2044 25: 1289.856; 2045 26: 1289.856; 2046 27: 1289.856; 2047 28: 1289.856; 2048 29: 1289.856; 2049 30: 1289.856
Depreciation Tables
|  | 15 | 2020 1: 5%; 2021 2: 9.5%; 2022 3: 8.55%; 2023 4: 7.7%; 2024 5: 6.93%; 2025 6: 6.23%; 2026 7: 5.9%; 2027 8: 5.9%; 2028 9: 5.91%; 2029 10: 5.9%; 2030 11: 5.91%; 2031 12: 5.9%; 2032 13: 5.91%; 2033 14: 5.9%; 2034 15: 5.91%; 2035 16: 2.95%; 2036 17: 0%; 2037 18: 0%; 2038 19: 0%; 2039 20: 0%; 2040 21: 0%
|  | 5 | 0: 0; 2020 1: 20%; 2021 2: 32%; 2022 3: 19.2%; 2023 4: 11.52%; 2024 5: 11.52%; 2025 6: 5.76%
|  | 10 | 0: 0; 2020 1: 10%; 2021 2: 18%; 2022 3: 14.4%; 2023 4: 11.52%; 2024 5: 9.22%; 2025 6: 7.37%; 2026 7: 6.55%; 2027 8: 6.55%; 2028 9: 6.56%; 2029 10: 6.55%; 2030 11: 3.28%
|  | 15 | 0: 1; 2020 1: 5%; 2021 2: 9.5%; 2022 3: 8.55%; 2023 4: 7.7%; 2024 5: 6.93%; 2025 6: 6.23%; 2026 7: 5.9%; 2027 8: 5.9%; 2028 9: 5.91%; 2029 10: 5.9%; 2030 11: 5.91%; 2031 12: 5.9%; 2032 13: 5.91%; 2033 14: 5.9%; 2034 15: 5.91%; 2035 16: 2.95%
|  | 20 | 0: 0; 2020 1: 3.75%; 2021 2: 7.219%; 2022 3: 6.677%; 2023 4: 6.177%; 2024 5: 5.713%; 2025 6: 5.285%; 2026 7: 4.888%; 2027 8: 4.522%; 2028 9: 4.462%; 2029 10: 4.461%; 2030 11: 4.462%; 2031 12: 4.461%; 2032 13: 4.462%; 2033 14: 4.461%; 2034 15: 4.462%; 2035 16: 4.461%; 2036 17: 4.462%; 2037 18: 4.461%; 2038 19: 4.462%; 2039 20: 4.461%; 2040 21: 2.231%
Revenue Requirement by vintage year
2012 $000
|  |  |  | 2020 | 2021 | 2022 | 2023 | 2024 | 2025 | 2026 | 2027 | 2028 | 2029 | 2030 | 2031 | 2032 | 2033 | 2034 | 2035 | 2036 | 2037 | 2038 | 2039 | 2040 | 2041 | 2042 | 2043 | 2044 | 2045 | 2046 | 2047 | 2048 | 2049 | 2050 | 2051 | 2052 | 2053 | 2054 | 2055 | 2056 | 2057 | 2058 | 2059 | 2060 | 2061 | 2062 | 2063 | 2064 | 2065 | 2066 | 2067 | 2068 | 2069 | 2070 | 2071 | 2072 | 2073 | 2074 | 2075 | 2076 | 2077 | 2078 | 2079
|  | 2020 | 0% | 16919.5681 | 16502.7538 | 16048.554 | 15613.3102 | 15195.1268 | 14792.4241 | 14400.5684 | 14012.188 | 13623.7023 | 13235.2166 | 12846.7309 | 12458.2452 | 12069.7595 | 11681.2738 | 5344.912 | 11323.9602 | 11028.78 | 10764.6667 | 10500.5533 | 10236.4399 | 9972.3265 | 9708.2131 | 9444.0998 | 9179.9864 | 8915.873 | 8651.7596 | 8387.6463 | 8123.5329 | 7859.4195 | 7595.3061 | 0 | 0 | 0 | 0 | 0 | 0 | 0 | 0 | 0 | 0 | 0 | 0 | 0 | 0 | 0 | 0 | 0 | 0 | 0 | 0 | 0 | 0 | 0 | 0 | 0 | 0 | 0 | 0 | 0 | 0
|  | 2021 | 0.7215% |  | 17041.638 | 16621.8164 | 16164.3397 | 15725.9557 | 15304.7553 | 14899.1472 | 14504.4644 | 14113.282 | 13721.9934 | 13330.7049 | 12939.4164 | 12548.1279 | 12156.8394 | 11765.5509 | 5383.4741 | 11405.6593 | 11108.3495 | 10842.3306 | 10576.3118 | 10310.2929 | 10044.274 | 9778.2551 | 9512.2362 | 9246.2174 | 8980.1985 | 8714.1796 | 8448.1607 | 8182.1418 | 7916.123 | 7650.1041 | 0 | 0 | 0 | 0 | 0 | 0 | 0 | 0 | 0 | 0 | 0 | 0 | 0 | 0 | 0 | 0 | 0 | 0 | 0 | 0 | 0 | 0 | 0 | 0 | 0 | 0 | 0 | 0 | 0
|  | 2022 | -0.746% |  |  | 16914.5139 | 16497.8241 | 16043.76 | 15608.6462 | 15190.5877 | 14788.0053 | 14396.2667 | 14008.0023 | 13619.6327 | 13231.263 | 12842.8933 | 12454.5237 | 12066.154 | 11677.7844 | 5343.3154 | 11320.5775 | 11025.4855 | 10761.451 | 10497.4166 | 10233.3821 | 9969.3476 | 9705.3131 | 9441.2786 | 9177.2441 | 8913.2097 | 8649.1752 | 8385.1407 | 8121.1062 | 7857.0717 | 7593.0373 | 0 | 0 | 0 | 0 | 0 | 0 | 0 | 0 | 0 | 0 | 0 | 0 | 0 | 0 | 0 | 0 | 0 | 0 | 0 | 0 | 0 | 0 | 0 | 0 | 0 | 0 | 0 | 0
|  | 2023 | -1.971% |  |  |  | 16581.1133 | 16172.6368 | 15727.5227 | 15300.9854 | 14891.1672 | 14496.5201 | 14112.503 | 13731.8917 | 13351.1772 | 12970.4626 | 12589.7481 | 12209.0336 | 11828.319 | 11447.6045 | 5237.9938 | 11097.4385 | 10808.1631 | 10549.3329 | 10290.5028 | 10031.6727 | 9772.8426 | 9514.0125 | 9255.1823 | 8996.3522 | 8737.5221 | 8478.692 | 8219.8619 | 7961.0317 | 7702.2016 | 7443.3715 | 0 | 0 | 0 | 0 | 0 | 0 | 0 | 0 | 0 | 0 | 0 | 0 | 0 | 0 | 0 | 0 | 0 | 0 | 0 | 0 | 0 | 0 | 0 | 0 | 0 | 0 | 0
|  | 2024 | -0.9302% |  |  |  |  | 16426.8763 | 16022.1994 | 15581.2258 | 15158.6561 | 14752.65 | 14361.6739 | 13981.229 | 13604.1581 | 13226.9849 | 12849.8118 | 12472.6387 | 12095.4655 | 11718.2924 | 11341.1192 | 5189.2701 | 10994.2104 | 10707.6259 | 10451.2034 | 10194.7809 | 9938.3584 | 9681.9359 | 9425.5134 | 9169.0909 | 8912.6684 | 8656.2459 | 8399.8235 | 8143.401 | 7886.9785 | 7630.556 | 7374.1335 | 0 | 0 | 0 | 0 | 0 | 0 | 0 | 0 | 0 | 0 | 0 | 0 | 0 | 0 | 0 | 0 | 0 | 0 | 0 | 0 | 0 | 0 | 0 | 0 | 0 | 0
|  | 2025 | -0.5578% | [5 empty] | 16335.2527 | 15932.833 | 15494.3189 | 15074.1062 | 14670.3647 | 14281.5693 | 13903.2464 | 13528.2786 | 13153.2093 | 12778.1399 | 12403.0705 | 12028.0011 | 11652.9317 | 11277.8623 | 5160.3261 | 10932.8884 | 10647.9023 | 10392.9101 | 10137.9178 | 9882.9256 | 9627.9333 | 9372.9411 | 9117.9488 | 8862.9566 | 8607.9643 | 8352.9721 | 8097.9798 | 7842.9876 | 7587.9953 | 7333.0031 | 0 | 0 | 0 | 0 | 0 | 0 | 0 | 0 | 0 | 0 | 0 | 0 | 0 | 0 | 0 | 0 | 0 | 0 | 0 | 0 | 0 | 0 | 0 | 0 | 0
|  | 2026 | -0.5551% | [6 empty] | 16244.569 | 15844.3833 | 15408.3036 | 14990.4237 | 14588.9235 | 14202.2865 | 13826.0637 | 13453.1776 | 13080.1904 | 12707.2032 | 12334.2159 | 11961.2287 | 11588.2415 | 11215.2542 | 5131.679 | 10872.1955 | 10588.7914 | 10335.2148 | 10081.6381 | 9828.0614 | 9574.4847 | 9320.908 | 9067.3313 | 8813.7547 | 8560.178 | 8306.6013 | 8053.0246 | 7799.4479 | 7545.8712 | 7292.2945 | 0 | 0 | 0 | 0 | 0 | 0 | 0 | 0 | 0 | 0 | 0 | 0 | 0 | 0 | 0 | 0 | 0 | 0 | 0 | 0 | 0 | 0 | 0 | 0
|  | 2027 | -0.5663% | [7 empty] | 16152.5747 | 15754.6552 | 15321.0451 | 14905.5316 | 14506.3052 | 14121.8577 | 13747.7656 | 13376.9911 | 13006.1162 | 12635.2412 | 12264.3662 | 11893.4913 | 11522.6163 | 11151.7413 | 5102.6179 | 10810.6253 | 10528.8262 | 10276.6856 | 10024.5449 | 9772.4043 | 9520.2636 | 9268.1229 | 9015.9823 | 8763.8416 | 8511.701 | 8259.5603 | 8007.4196 | 7755.279 | 7503.1383 | 7250.9977 | 0 | 0 | 0 | 0 | 0 | 0 | 0 | 0 | 0 | 0 | 0 | 0 | 0 | 0 | 0 | 0 | 0 | 0 | 0 | 0 | 0 | 0 | 0
|  | 2028 | -0.4342% | [8 empty] | 16082.4346 | 15686.243 | 15254.5158 | 14840.8066 | 14443.3138 | 14060.5357 | 13688.068 | 13318.9036 | 12949.6391 | 12580.3746 | 12211.1101 | 11841.8456 | 11472.5811 | 11103.3166 | 5080.4605 | 10763.6818 | 10483.1064 | 10232.0606 | 9981.0149 | 9729.9691 | 9478.9233 | 9227.8775 | 8976.8318 | 8725.786 | 8474.7402 | 8223.6944 | 7972.6486 | 7721.6029 | 7470.5571 | 7219.5113 | 0 | 0 | 0 | 0 | 0 | 0 | 0 | 0 | 0 | 0 | 0 | 0 | 0 | 0 | 0 | 0 | 0 | 0 | 0 | 0 | 0 | 0
|  | 2029 | -0.6392% | [9 empty] | 15979.6386 | 15585.9794 | 15157.0117 | 14745.9469 | 14350.9948 | 13970.6633 | 13600.5764 | 13233.7716 | 12866.8674 | 12499.9631 | 12133.0589 | 11766.1547 | 11399.2504 | 11032.3462 | 5047.9872 | 10694.8823 | 10416.1003 | 10166.6592 | 9917.218 | 9667.7769 | 9418.3358 | 9168.8946 | 8919.4535 | 8670.0123 | 8420.5712 | 8171.1301 | 7921.6889 | 7672.2478 | 7422.8067 | 7173.3655 | 0 | 0 | 0 | 0 | 0 | 0 | 0 | 0 | 0 | 0 | 0 | 0 | 0 | 0 | 0 | 0 | 0 | 0 | 0 | 0 | 0
|  | 2030 | -0.3577% | [10 empty] | 15922.4852 | 15530.234 | 15102.8006 | 14693.206 | 14299.6665 | 13920.6954 | 13551.9321 | 13186.4392 | 12820.8473 | 12455.2553 | 12089.6634 | 11724.0714 | 11358.4795 | 10992.8875 | 5029.9323 | 10656.6306 | 10378.8457 | 10130.2967 | 9881.7478 | 9633.1988 | 9384.6498 | 9136.1008 | 8887.5518 | 8639.0029 | 8390.4539 | 8141.9049 | 7893.3559 | 7644.807 | 7396.258 | 7147.709 | 0 | 0 | 0 | 0 | 0 | 0 | 0 | 0 | 0 | 0 | 0 | 0 | 0 | 0 | 0 | 0 | 0 | 0 | 0 | 0
|  | 2031 | -0.326% | [11 empty] | 15870.5847 | 15479.6121 | 15053.5719 | 14645.3124 | 14253.0557 | 13875.3198 | 13507.7585 | 13143.457 | 12779.0568 | 12414.6565 | 12050.2562 | 11685.8559 | 11321.4557 | 10957.0554 | 5013.5369 | 10621.8946 | 10345.0151 | 10097.2763 | 9849.5375 | 9601.7987 | 9354.0598 | 9106.321 | 8858.5822 | 8610.8434 | 8363.1046 | 8115.3658 | 7867.627 | 7619.8882 | 7372.1493 | 7124.4105 | 0 | 0 | 0 | 0 | 0 | 0 | 0 | 0 | 0 | 0 | 0 | 0 | 0 | 0 | 0 | 0 | 0 | 0 | 0
|  | 2032 | -0.458% | [12 empty] | 15797.8989 | 15408.7169 | 14984.6279 | 14578.2383 | 14187.778 | 13811.7722 | 13445.8943 | 13083.2612 | 12720.5299 | 12357.7985 | 11995.0672 | 11632.3358 | 11269.6045 | 10906.8731 | 4990.5754 | 10573.2473 | 10297.6359 | 10051.0317 | 9804.4275 | 9557.8233 | 9311.2191 | 9064.6149 | 8818.0107 | 8571.4065 | 8324.8023 | 8078.1982 | 7831.594 | 7584.9898 | 7338.3856 | 7091.7814 | 0 | 0 | 0 | 0 | 0 | 0 | 0 | 0 | 0 | 0 | 0 | 0 | 0 | 0 | 0 | 0 | 0 | 0
|  | 2033 | -0.3512% | [13 empty] | 15742.4227 | 15354.6074 | 14932.0077 | 14527.0451 | 14137.956 | 13763.2705 | 13398.6774 | 13037.3178 | 12675.8603 | 12314.4027 | 11952.9451 | 11591.4875 | 11230.0299 | 10868.5723 | 4973.0504 | 10536.1181 | 10261.4745 | 10015.7363 | 9769.9981 | 9524.2599 | 9278.5217 | 9032.7835 | 8787.0453 | 8541.307 | 8295.5688 | 8049.8306 | 7804.0924 | 7558.3542 | 7312.616 | 7066.8778 | 0 | 0 | 0 | 0 | 0 | 0 | 0 | 0 | 0 | 0 | 0 | 0 | 0 | 0 | 0 | 0 | 0
|  | 2034 | -0.323% | [14 empty] | 15691.5672 | 15305.0047 | 14883.7701 | 14480.1158 | 14092.2836 | 13718.8085 | 13355.3933 | 12995.201 | 12634.9111 | 12274.6212 | 11914.3313 | 11554.0414 | 11193.7515 | 10833.4616 | 4956.9851 | 10502.0814 | 10228.3251 | 9983.3807 | 9738.4363 | 9493.492 | 9248.5476 | 9003.6033 | 8758.6589 | 8513.7145 | 8268.7702 | 8023.8258 | 7778.8814 | 7533.9371 | 7288.9927 | 7044.0484 | 0 | 0 | 0 | 0 | 0 | 0 | 0 | 0 | 0 | 0 | 0 | 0 | 0 | 0 | 0 | 0
|  | 2035 | -0.3875% | [15 empty] | 15630.7655 | 15245.7008 | 14826.0985 | 14424.0082 | 14037.6788 | 13665.6509 | 13303.6438 | 12944.8472 | 12585.9534 | 12227.0595 | 11868.1657 | 11509.2718 | 11150.378 | 10791.4841 | 4937.7777 | 10461.3879 | 10188.6923 | 9944.6971 | 9700.7018 | 9456.7066 | 9212.7113 | 8968.7161 | 8724.7208 | 8480.7256 | 8236.7303 | 7992.7351 | 7748.7398 | 7504.7446 | 7260.7493 | 7016.7541 | 0 | 0 | 0 | 0 | 0 | 0 | 0 | 0 | 0 | 0 | 0 | 0 | 0 | 0 | 0
|  | 2036 | -0.3838% | [16 empty] | 15570.7734 | 15187.1866 | 14769.1947 | 14368.6477 | 13983.8011 | 13613.201 | 13252.5834 | 12895.1639 | 12537.6475 | 12180.1311 | 11822.6147 | 11465.0983 | 11107.582 | 10750.0656 | 4918.8261 | 10421.2363 | 10149.5873 | 9906.5285 | 9663.4698 | 9420.411 | 9177.3522 | 8934.2934 | 8691.2347 | 8448.1759 | 8205.1171 | 7962.0583 | 7718.9996 | 7475.9408 | 7232.882 | 6989.8232 | 0 | 0 | 0 | 0 | 0 | 0 | 0 | 0 | 0 | 0 | 0 | 0 | 0 | 0
|  | 2037 | -0.3304% | [17 empty] | 15519.3341 | 15137.0146 | 14720.4036 | 14321.1798 | 13937.6045 | 13568.2288 | 13208.8024 | 12852.5637 | 12496.2284 | 12139.8931 | 11783.5578 | 11427.2225 | 11070.8872 | 10714.5519 | 4902.5764 | 10386.8089 | 10116.0574 | 9873.8016 | 9631.5458 | 9389.2899 | 9147.0341 | 8904.7783 | 8662.5225 | 8420.2667 | 8178.0109 | 7935.7551 | 7693.4992 | 7451.2434 | 7208.9876 | 6966.7318 | 0 | 0 | 0 | 0 | 0 | 0 | 0 | 0 | 0 | 0 | 0 | 0 | 0
|  | 2038 | -0.2011% | [18 empty] | 15488.1325 | 15106.5816 | 14690.8082 | 14292.3871 | 13909.5829 | 13540.9499 | 13182.2461 | 12826.7236 | 12471.1047 | 12115.4859 | 11759.867 | 11404.2481 | 11048.6292 | 10693.0103 | 4892.7198 | 10365.9262 | 10095.719 | 9853.9503 | 9612.1815 | 9370.4128 | 9128.644 | 8886.8753 | 8645.1065 | 8403.3377 | 8161.569 | 7919.8002 | 7678.0315 | 7436.2627 | 7194.4939 | 6952.7252 | 0 | 0 | 0 | 0 | 0 | 0 | 0 | 0 | 0 | 0 | 0 | 0
|  | 2039 | -0.2548% | [19 empty] | 15448.6749 | 15068.096 | 14653.3819 | 14255.9757 | 13874.1469 | 13506.4529 | 13148.663 | 12794.0463 | 12439.3333 | 12084.6204 | 11729.9075 | 11375.1946 | 11020.4817 | 10665.7688 | 4880.2551 | 10339.518 | 10069.9992 | 9828.8463 | 9587.6935 | 9346.5407 | 9105.3879 | 8864.235 | 8623.0822 | 8381.9294 | 8140.7766 | 7899.6237 | 7658.4709 | 7417.3181 | 7176.1652 | 6935.0124 | 0 | 0 | 0 | 0 | 0 | 0 | 0 | 0 | 0 | 0 | 0
|  | 2040 | -0.2428% | [20 empty] | 15411.1596 | 15031.505 | 14617.7979 | 14221.3568 | 13840.4552 | 13473.6541 | 13116.7331 | 12762.9774 | 12409.1259 | 12055.2744 | 11701.4228 | 11347.5713 | 10993.7198 | 10639.8682 | 4868.404 | 10314.4097 | 10045.5454 | 9804.9782 | 9564.411 | 9323.8437 | 9083.2765 | 8842.7093 | 8602.1421 | 8361.5749 | 8121.0077 | 7880.4404 | 7639.8732 | 7399.306 | 7158.7388 | 6918.1716 | 0 | 0 | 0 | 0 | 0 | 0 | 0 | 0 | 0 | 0
|  | 2041 | -0.1404% | [21 empty] | 15389.5283 | 15010.4066 | 14597.2802 | 14201.3955 | 13821.0285 | 13454.7423 | 13098.3222 | 12745.0632 | 12391.7083 | 12038.3534 | 11684.9986 | 11331.6437 | 10978.2888 | 10624.934 | 4861.5706 | 10299.9323 | 10031.4453 | 9791.2158 | 9550.9862 | 9310.7567 | 9070.5271 | 8830.2976 | 8590.068 | 8349.8385 | 8109.6089 | 7869.3793 | 7629.1498 | 7388.9202 | 7148.6907 | 6908.4611 | 0 | 0 | 0 | 0 | 0 | 0 | 0 | 0 | 0
|  | 2042 | -0.3661% | [22 empty] | 15333.1931 | 14955.4592 | 14543.8451 | 14149.4096 | 13770.435 | 13405.4896 | 13050.3743 | 12698.4083 | 12346.347 | 11994.2856 | 11642.2242 | 11290.1629 | 10938.1015 | 10586.0401 | 4843.7743 | 10262.2281 | 9994.724 | 9755.3739 | 9516.0237 | 9276.6735 | 9037.3234 | 8797.9732 | 8558.623 | 8319.2729 | 8079.9227 | 7840.5725 | 7601.2224 | 7361.8722 | 7122.522 | 6883.1719 | 0 | 0 | 0 | 0 | 0 | 0 | 0 | 0
|  | 2043 | -0.08882% | [23 empty] | 15319.5747 | 14942.1762 | 14530.9277 | 14136.8426 | 13758.2046 | 13393.5833 | 13038.7834 | 12687.13 | 12335.3813 | 11983.6327 | 11631.884 | 11280.1353 | 10928.3866 | 10576.6379 | 4839.4722 | 10253.1136 | 9985.847 | 9746.7095 | 9507.5719 | 9268.4343 | 9029.2967 | 8790.1591 | 8551.0215 | 8311.884 | 8072.7464 | 7833.6088 | 7594.4712 | 7355.3336 | 7116.1961 | 6877.0585 | 0 | 0 | 0 | 0 | 0 | 0 | 0
|  | 2044 | -0.3463% | [24 empty] | 15266.5186 | 14890.4272 | 14480.6029 | 14087.8826 | 13710.5559 | 13347.1975 | 12993.6263 | 12643.1908 | 12292.6604 | 11942.1299 | 11591.5994 | 11241.0689 | 10890.5385 | 10540.008 | 4822.7117 | 10217.6041 | 9951.2632 | 9712.9538 | 9474.6444 | 9236.335 | 8998.0257 | 8759.7163 | 8521.4069 | 8283.0975 | 8044.7881 | 7806.4788 | 7568.1694 | 7329.86 | 7091.5506 | 6853.2412 | 0 | 0 | 0 | 0 | 0 | 0
|  | 2045 | -0.1113% | 2045: 15249.5331; 2046: 14873.8601; 2047: 14464.4918; 2048: 14072.2085; 2049: 13695.3016; 2050: 13332.3474; 2051: 12979.1696; 2052: 12629.124; 2053: 12278.9836; 2054: 11928.8431; 2055: 11578.7026; 2056: 11228.5621; 2057: 10878.4217; 2058: 10528.2812; 2059: 4817.3459; 2060: 10206.236; 2061: 9940.1914; 2062: 9702.1472; 2063: 9464.1029; 2064: 9226.0587; 2065: 8988.0145; 2066: 8749.9702; 2067: 8511.926; 2068: 8273.8818; 2069: 8035.8375; 2070: 7797.7933; 2071: 7559.749; 2072: 7321.7048; 2073: 7083.6606; 2074: 6845.6163; 2075: 0; 2076: 0; 2077: 0; 2078: 0; 2079: 0
|  | 2046 | -0.3088% | 2046: 15202.439; 2047: 14827.9262; 2048: 14419.8221; 2049: 14028.7502; 2050: 13653.0073; 2051: 13291.174; 2052: 12939.0869; 2053: 12590.1224; 2054: 12241.0632; 2055: 11892.004; 2056: 11542.9449; 2057: 11193.8857; 2058: 10844.8266; 2059: 10495.7674; 2060: 4802.4689; 2061: 10174.7167; 2062: 9909.4938; 2063: 9672.1847; 2064: 9434.8756; 2065: 9197.5665; 2066: 8960.2574; 2067: 8722.9483; 2068: 8485.6392; 2069: 8248.3301; 2070: 8011.021; 2071: 7773.7119; 2072: 7536.4028; 2073: 7299.0937; 2074: 7061.7846; 2075: 6824.4755; 2076: 0; 2077: 0; 2078: 0; 2079: 0
|  | 2047 | -0.2166% | 2047: 15169.5053; 2048: 14795.8038; 2049: 14388.5838; 2050: 13998.3591; 2051: 13623.4302; 2052: 13262.3808; 2053: 12911.0564; 2054: 12562.8478; 2055: 12214.5449; 2056: 11866.2419; 2057: 11517.9389; 2058: 11169.6359; 2059: 10821.333; 2060: 10473.03; 2061: 4792.0651; 2062: 10152.6748; 2063: 9888.0264; 2064: 9651.2314; 2065: 9414.4364; 2066: 9177.6414; 2067: 8940.8464; 2068: 8704.0514; 2069: 8467.2564; 2070: 8230.4614; 2071: 7993.6664; 2072: 7756.8714; 2073: 7520.0763; 2074: 7283.2813; 2075: 7046.4863; 2076: 6809.6913; 2077: 0; 2078: 0; 2079: 0
|  | 2048 | -0.2187% | 2048: 15136.3285; 2049: 14763.4444; 2050: 14357.115; 2051: 13967.7438; 2052: 13593.6348; 2053: 13233.375; 2054: 12882.8191; 2055: 12535.3721; 2056: 12187.8308; 2057: 11840.2896; 2058: 11492.7484; 2059: 11145.2072; 2060: 10797.666; 2061: 10450.1248; 2062: 4781.5845; 2063: 10130.4702; 2064: 9866.4006; 2065: 9630.1235; 2066: 9393.8464; 2067: 9157.5693; 2068: 8921.2922; 2069: 8685.015; 2070: 8448.7379; 2071: 8212.4608; 2072: 7976.1837; 2073: 7739.9066; 2074: 7503.6294; 2075: 7267.3523; 2076: 7031.0752; 2077: 6794.7981; 2078: 0; 2079: 0
|  | 2049 | -0.2281% | 2049: 15101.8009; 2050: 14729.7674; 2051: 14324.3649; 2052: 13935.8818; 2053: 13562.6263; 2054: 13203.1883; 2055: 12853.4319; 2056: 12506.7775; 2057: 12160.0291; 2058: 11813.2806; 2059: 11466.5322; 2060: 11119.7838; 2061: 10773.0353; 2062: 10426.2869; 2063: 4770.6772; 2064: 10107.3615; 2065: 9843.8943; 2066: 9608.1562; 2067: 9372.418; 2068: 9136.6799; 2069: 8900.9417; 2070: 8665.2036; 2071: 8429.4654; 2072: 8193.7273; 2073: 7957.9891; 2074: 7722.251; 2075: 7486.5128; 2076: 7250.7747; 2077: 7015.0365; 2078: 6779.2984; 2079: 0
|  | 2050 | -0.9976% | 2050: 14951.143; 2051: 14582.8209; 2052: 14181.4628; 2053: 13796.8553; 2054: 13427.3234; 2055: 13071.4712; 2056: 12725.2041; 2057: 12382.0079; 2058: 12038.7187; 2059: 11695.4295; 2060: 11352.1403; 2061: 11008.8511; 2062: 10665.5618; 2063: 10322.2726; 2064: 4723.0842; 2065: 10006.5289; 2066: 9745.6901; 2067: 9512.3037; 2068: 9278.9173; 2069: 9045.5309; 2070: 8812.1445; 2071: 8578.7581; 2072: 8345.3718; 2073: 8111.9854; 2074: 7878.599; 2075: 7645.2126; 2076: 7411.8262; 2077: 7178.4398; 2078: 6945.0534; 2079: 6711.6671
Revenue Requirement by vintage year
2012 $/MW-wk
| Aurora Input |  | Levelized Cost | 2020 | 2021 | 2022 | 2023 | 2024 | 2025 | 2026 | 2027 | 2028 | 2029 | 2030 | 2031 | 2032 | 2033 | 2034 | 2035 | 2036 | 2037 | 2038 | 2039 | 2040 | 2041 | 2042 | 2043 | 2044 | 2045 | 2046 | 2047 | 2048 | 2049 | 2050 | 2051 | 2052 | 2053 | 2054 | 2055 | 2056 | 2057 | 2058 | 2059 | 2060 | 2061 | 2062 | 2063 | 2064 | 2065 | 2066 | 2067 | 2068 | 2069 | 2070 | 2071 | 2072 | 2073 | 2074 | 2075 | 2076 | 2077 | 2078 | 2079
|  | 2020 | 1017.3845 | 1373.2352 | 1339.4055 | 1302.5415 | 1267.216 | 1233.2752 | 1200.5908 | 1168.7868 | 1137.2649 | 1105.7344 | 1074.2039 | 1042.6734 | 1011.1429 | 979.6124 | 948.0819 | 433.8067 | 919.0814 | 895.1239 | 873.6878 | 852.2516 | 830.8155 | 809.3794 | 787.9433 | 766.5072 | 745.0711 | 723.635 | 702.1988 | 680.7627 | 659.3266 | 637.8905 | 616.4544 | 0 | 0 | 0 | 0 | 0 | 0 | 0 | 0 | 0 | 0 | 0 | 0 | 0 | 0 | 0 | 0 | 0 | 0 | 0 | 0 | 0 | 0 | 0 | 0 | 0 | 0 | 0 | 0 | 0 | 0
|  | 2021 | 1024.7247 |  | 1383.1427 | 1349.069 | 1311.939 | 1276.3586 | 1242.1729 | 1209.2527 | 1177.2193 | 1145.4699 | 1113.7119 | 1081.954 | 1050.196 | 1018.438 | 986.68 | 954.9221 | 436.9365 | 925.7124 | 901.5819 | 879.9912 | 858.4004 | 836.8096 | 815.2189 | 793.6281 | 772.0373 | 750.4465 | 728.8558 | 707.265 | 685.6742 | 664.0835 | 642.4927 | 620.9019 | 0 | 0 | 0 | 0 | 0 | 0 | 0 | 0 | 0 | 0 | 0 | 0 | 0 | 0 | 0 | 0 | 0 | 0 | 0 | 0 | 0 | 0 | 0 | 0 | 0 | 0 | 0 | 0 | 0
|  | 2022 | 1017.0806 |  |  | 1372.825 | 1339.0054 | 1302.1524 | 1266.8375 | 1232.9068 | 1200.2322 | 1168.4377 | 1136.9251 | 1105.4041 | 1073.883 | 1042.3619 | 1010.8409 | 979.3198 | 947.7987 | 433.6771 | 918.8069 | 894.8565 | 873.4268 | 851.9971 | 830.5674 | 809.1376 | 787.7079 | 766.2782 | 744.8485 | 723.4188 | 701.9891 | 680.5594 | 659.1297 | 637.7 | 616.2702 | 0 | 0 | 0 | 0 | 0 | 0 | 0 | 0 | 0 | 0 | 0 | 0 | 0 | 0 | 0 | 0 | 0 | 0 | 0 | 0 | 0 | 0 | 0 | 0 | 0 | 0 | 0 | 0
|  | 2023 | 997.033 |  |  |  | 1345.7654 | 1312.6124 | 1276.4858 | 1241.8669 | 1208.6051 | 1176.5745 | 1145.4067 | 1114.5153 | 1083.6155 | 1052.7158 | 1021.816 | 990.9163 | 960.0165 | 929.1167 | 425.1289 | 900.6964 | 877.218 | 856.2107 | 835.2034 | 814.1961 | 793.1888 | 772.1815 | 751.1742 | 730.1669 | 709.1595 | 688.1522 | 667.1449 | 646.1376 | 625.1303 | 604.123 | 0 | 0 | 0 | 0 | 0 | 0 | 0 | 0 | 0 | 0 | 0 | 0 | 0 | 0 | 0 | 0 | 0 | 0 | 0 | 0 | 0 | 0 | 0 | 0 | 0 | 0 | 0
|  | 2024 | 987.7586 |  |  |  |  | 1333.2471 | 1300.4025 | 1264.612 | 1230.3151 | 1197.3626 | 1165.63 | 1134.7521 | 1104.1481 | 1073.5358 | 1042.9235 | 1012.3111 | 981.6988 | 951.0865 | 920.4741 | 421.1744 | 892.3181 | 869.0582 | 848.2463 | 827.4344 | 806.6225 | 785.8106 | 764.9987 | 744.1868 | 723.3749 | 702.563 | 681.7511 | 660.9392 | 640.1273 | 619.3154 | 598.5035 | 0 | 0 | 0 | 0 | 0 | 0 | 0 | 0 | 0 | 0 | 0 | 0 | 0 | 0 | 0 | 0 | 0 | 0 | 0 | 0 | 0 | 0 | 0 | 0 | 0 | 0
|  | 2025 | 982.2492 | [5 empty] | 1325.8107 | 1293.1493 | 1257.5584 | 1223.4529 | 1190.6842 | 1159.1285 | 1128.4229 | 1097.9895 | 1067.548 | 1037.1064 | 1006.6648 | 976.2232 | 945.7816 | 915.34 | 418.8252 | 887.3411 | 864.2109 | 843.515 | 822.8192 | 802.1234 | 781.4276 | 760.7318 | 740.0359 | 719.3401 | 698.6443 | 677.9485 | 657.2527 | 636.5568 | 615.861 | 595.1652 | 0 | 0 | 0 | 0 | 0 | 0 | 0 | 0 | 0 | 0 | 0 | 0 | 0 | 0 | 0 | 0 | 0 | 0 | 0 | 0 | 0 | 0 | 0 | 0 | 0
|  | 2026 | 976.7964 | [6 empty] | 1318.4506 | 1285.9705 | 1250.5772 | 1216.661 | 1184.0742 | 1152.6937 | 1122.1585 | 1091.8942 | 1061.6216 | 1031.349 | 1001.0764 | 970.8038 | 940.5312 | 910.2586 | 416.5001 | 882.4151 | 859.4133 | 838.8324 | 818.2514 | 797.6705 | 777.0896 | 756.5086 | 735.9277 | 715.3468 | 694.7658 | 674.1849 | 653.604 | 633.0231 | 612.4421 | 591.8612 | 0 | 0 | 0 | 0 | 0 | 0 | 0 | 0 | 0 | 0 | 0 | 0 | 0 | 0 | 0 | 0 | 0 | 0 | 0 | 0 | 0 | 0 | 0 | 0
|  | 2027 | 971.2647 | [7 empty] | 1310.9841 | 1278.6879 | 1243.495 | 1209.7709 | 1177.3687 | 1146.1659 | 1115.8037 | 1085.7107 | 1055.6095 | 1025.5084 | 995.4072 | 965.306 | 935.2049 | 905.1037 | 414.1415 | 877.4179 | 854.5464 | 834.082 | 813.6176 | 793.1532 | 772.6888 | 752.2245 | 731.7601 | 711.2957 | 690.8313 | 670.3669 | 649.9026 | 629.4382 | 608.9738 | 588.5094 | 0 | 0 | 0 | 0 | 0 | 0 | 0 | 0 | 0 | 0 | 0 | 0 | 0 | 0 | 0 | 0 | 0 | 0 | 0 | 0 | 0 | 0 | 0
|  | 2028 | 967.0471 | [8 empty] | 1305.2913 | 1273.1354 | 1238.0954 | 1204.5177 | 1172.2561 | 1141.1889 | 1110.9585 | 1080.9961 | 1051.0257 | 1021.0552 | 991.0848 | 961.1143 | 931.1439 | 901.1735 | 412.3431 | 873.6078 | 850.8356 | 830.4601 | 810.0846 | 789.7091 | 769.3336 | 748.958 | 728.5825 | 708.207 | 687.8315 | 667.456 | 647.0805 | 626.705 | 606.3294 | 585.9539 | 0 | 0 | 0 | 0 | 0 | 0 | 0 | 0 | 0 | 0 | 0 | 0 | 0 | 0 | 0 | 0 | 0 | 0 | 0 | 0 | 0 | 0
|  | 2029 | 960.8659 | [9 empty] | 1296.9482 | 1264.9978 | 1230.1817 | 1196.8186 | 1164.7633 | 1133.8946 | 1103.8574 | 1074.0866 | 1044.3077 | 1014.5288 | 984.75 | 954.9711 | 925.1922 | 895.4133 | 409.7075 | 868.0239 | 845.3972 | 825.1519 | 804.9067 | 784.6614 | 764.4161 | 744.1708 | 723.9256 | 703.6803 | 683.435 | 663.1897 | 642.9444 | 622.6992 | 602.4539 | 582.2086 | 0 | 0 | 0 | 0 | 0 | 0 | 0 | 0 | 0 | 0 | 0 | 0 | 0 | 0 | 0 | 0 | 0 | 0 | 0 | 0 | 0
|  | 2030 | 957.4293 | [10 empty] | 1292.3095 | 1260.4733 | 1225.7818 | 1192.538 | 1160.5973 | 1129.8391 | 1099.9093 | 1070.245 | 1040.5726 | 1010.9002 | 981.2279 | 951.5555 | 921.8831 | 892.2107 | 408.2421 | 864.9193 | 842.3735 | 822.2007 | 802.0278 | 781.8549 | 761.6821 | 741.5092 | 721.3363 | 701.1635 | 680.9906 | 660.8177 | 640.6449 | 620.472 | 600.2991 | 580.1263 | 0 | 0 | 0 | 0 | 0 | 0 | 0 | 0 | 0 | 0 | 0 | 0 | 0 | 0 | 0 | 0 | 0 | 0 | 0 | 0
|  | 2031 | 954.3085 | [11 empty] | 1288.0971 | 1256.3647 | 1221.7862 | 1188.6509 | 1156.8143 | 1126.1563 | 1096.3241 | 1066.7564 | 1037.1808 | 1007.6051 | 978.0295 | 948.4538 | 918.8782 | 889.3025 | 406.9114 | 862.1 | 839.6278 | 819.5207 | 799.4135 | 779.3064 | 759.1993 | 739.0922 | 718.9851 | 698.878 | 678.7709 | 658.6638 | 638.5566 | 618.4495 | 598.3424 | 578.2353 | 0 | 0 | 0 | 0 | 0 | 0 | 0 | 0 | 0 | 0 | 0 | 0 | 0 | 0 | 0 | 0 | 0 | 0 | 0
|  | 2032 | 949.9378 | [12 empty] | 1282.1977 | 1250.6107 | 1216.1906 | 1183.2069 | 1151.5162 | 1120.9986 | 1091.303 | 1061.8708 | 1032.4306 | 1002.9904 | 973.5502 | 944.11 | 914.6698 | 885.2296 | 405.0478 | 858.1517 | 835.7824 | 815.7673 | 795.7523 | 775.7373 | 755.7223 | 735.7072 | 715.6922 | 695.6772 | 675.6622 | 655.6471 | 635.6321 | 615.6171 | 595.6021 | 575.587 | 0 | 0 | 0 | 0 | 0 | 0 | 0 | 0 | 0 | 0 | 0 | 0 | 0 | 0 | 0 | 0 | 0 | 0
|  | 2033 | 946.602 | [13 empty] | 1277.6951 | 1246.219 | 1211.9198 | 1179.052 | 1147.4725 | 1117.0621 | 1087.4708 | 1058.1419 | 1028.8051 | 999.4683 | 970.1315 | 940.7946 | 911.4578 | 882.121 | 403.6254 | 855.1382 | 832.8474 | 812.9027 | 792.9579 | 773.0132 | 753.0685 | 733.1237 | 713.179 | 693.2342 | 673.2895 | 653.3448 | 633.4 | 613.4553 | 593.5105 | 573.5658 | 0 | 0 | 0 | 0 | 0 | 0 | 0 | 0 | 0 | 0 | 0 | 0 | 0 | 0 | 0 | 0 | 0
|  | 2034 | 943.544 | [14 empty] | 1273.5676 | 1242.1932 | 1208.0047 | 1175.2431 | 1143.7656 | 1113.4534 | 1083.9577 | 1054.7236 | 1025.4816 | 996.2395 | 966.9975 | 937.7554 | 908.5134 | 879.2713 | 402.3215 | 852.3757 | 830.1569 | 810.2766 | 790.3963 | 770.516 | 750.6357 | 730.7554 | 710.8751 | 690.9948 | 671.1144 | 651.2341 | 631.3538 | 611.4735 | 591.5932 | 571.7129 | 0 | 0 | 0 | 0 | 0 | 0 | 0 | 0 | 0 | 0 | 0 | 0 | 0 | 0 | 0 | 0
|  | 2035 | 939.888 | [15 empty] | 1268.6327 | 1237.3799 | 1203.3239 | 1170.6892 | 1139.3338 | 1109.139 | 1079.7576 | 1050.6368 | 1021.508 | 992.3793 | 963.2506 | 934.1218 | 904.9931 | 875.8643 | 400.7626 | 849.0729 | 826.9402 | 807.1369 | 787.3337 | 767.5304 | 747.7271 | 727.9238 | 708.1206 | 688.3173 | 668.514 | 648.7107 | 628.9075 | 609.1042 | 589.3009 | 569.4976 | 0 | 0 | 0 | 0 | 0 | 0 | 0 | 0 | 0 | 0 | 0 | 0 | 0 | 0 | 0
|  | 2036 | 936.2806 | [16 empty] | 1263.7636 | 1232.6307 | 1198.7055 | 1166.196 | 1134.9609 | 1104.8821 | 1075.6134 | 1046.6043 | 1017.5874 | 988.5705 | 959.5535 | 930.5366 | 901.5196 | 872.5027 | 399.2245 | 845.8141 | 823.7664 | 804.0391 | 784.3118 | 764.5845 | 744.8573 | 725.13 | 705.4027 | 685.6755 | 665.9482 | 646.2209 | 626.4937 | 606.7664 | 587.0391 | 567.3119 | 0 | 0 | 0 | 0 | 0 | 0 | 0 | 0 | 0 | 0 | 0 | 0 | 0 | 0
|  | 2037 | 933.1875 | [17 empty] | 1259.5887 | 1228.5587 | 1194.7454 | 1162.3434 | 1131.2115 | 1101.232 | 1072.06 | 1043.1468 | 1014.2257 | 985.3046 | 956.3836 | 927.4625 | 898.5414 | 869.6203 | 397.9056 | 843.0199 | 821.045 | 801.3829 | 781.7208 | 762.0587 | 742.3966 | 722.7345 | 703.0724 | 683.4103 | 663.7482 | 644.0861 | 624.424 | 604.7619 | 585.0998 | 565.4377 | 0 | 0 | 0 | 0 | 0 | 0 | 0 | 0 | 0 | 0 | 0 | 0 | 0
|  | 2038 | 931.3114 | [18 empty] | 1257.0563 | 1226.0886 | 1192.3434 | 1160.0065 | 1128.9372 | 1099.018 | 1069.9047 | 1041.0496 | 1012.1866 | 983.3237 | 954.4608 | 925.5978 | 896.7349 | 867.8719 | 397.1056 | 841.325 | 819.3943 | 799.7717 | 780.1491 | 760.5266 | 740.904 | 721.2814 | 701.6589 | 682.0363 | 662.4137 | 642.7912 | 623.1686 | 603.546 | 583.9235 | 564.3009 | 0 | 0 | 0 | 0 | 0 | 0 | 0 | 0 | 0 | 0 | 0 | 0
|  | 2039 | 928.9388 | [19 empty] | 1253.8538 | 1222.965 | 1189.3058 | 1157.0513 | 1126.0611 | 1096.2181 | 1067.179 | 1038.3974 | 1009.608 | 980.8186 | 952.0292 | 923.2398 | 894.4504 | 865.661 | 396.0939 | 839.1816 | 817.3068 | 797.7342 | 778.1616 | 758.589 | 739.0165 | 719.4439 | 699.8713 | 680.2987 | 660.7262 | 641.1536 | 621.581 | 602.0084 | 582.4358 | 562.8633 | 0 | 0 | 0 | 0 | 0 | 0 | 0 | 0 | 0 | 0 | 0
|  | 2040 | 926.6829 | [20 empty] | 1250.809 | 1219.9952 | 1186.4177 | 1154.2415 | 1123.3266 | 1093.5561 | 1064.5875 | 1035.8758 | 1007.1563 | 978.4368 | 949.7173 | 920.9978 | 892.2783 | 863.5588 | 395.1321 | 837.1438 | 815.322 | 795.797 | 776.272 | 756.7469 | 737.2219 | 717.6968 | 698.1718 | 678.6467 | 659.1217 | 639.5966 | 620.0716 | 600.5465 | 581.0215 | 561.4964 | 0 | 0 | 0 | 0 | 0 | 0 | 0 | 0 | 0 | 0
|  | 2041 | 925.3822 | [21 empty] | 1249.0533 | 1218.2828 | 1184.7524 | 1152.6214 | 1121.7499 | 1092.0212 | 1063.0932 | 1034.4218 | 1005.7426 | 977.0634 | 948.3842 | 919.7051 | 891.0259 | 862.3467 | 394.5775 | 835.9687 | 814.1777 | 794.68 | 775.1824 | 755.6847 | 736.1871 | 716.6894 | 697.1918 | 677.6942 | 658.1965 | 638.6989 | 619.2012 | 599.7036 | 580.2059 | 560.7083 | 0 | 0 | 0 | 0 | 0 | 0 | 0 | 0 | 0
|  | 2042 | 921.9948 | [22 empty] | 1244.481 | 1213.8232 | 1180.4155 | 1148.4021 | 1117.6436 | 1088.0237 | 1059.2016 | 1030.6352 | 1002.061 | 973.4868 | 944.9126 | 916.3384 | 887.7642 | 859.19 | 393.1331 | 832.9086 | 811.1973 | 791.771 | 772.3447 | 752.9184 | 733.4922 | 714.0659 | 694.6396 | 675.2134 | 655.7871 | 636.3608 | 616.9346 | 597.5083 | 578.082 | 558.6558 | 0 | 0 | 0 | 0 | 0 | 0 | 0 | 0
|  | 2043 | 921.1759 | [23 empty] | 1243.3757 | 1212.7451 | 1179.3671 | 1147.3821 | 1116.6509 | 1087.0573 | 1058.2609 | 1029.7198 | 1001.171 | 972.6221 | 944.0733 | 915.5245 | 886.9757 | 858.4269 | 392.7839 | 832.1688 | 810.4768 | 791.0678 | 771.6587 | 752.2497 | 732.8407 | 713.4317 | 694.0227 | 674.6137 | 655.2047 | 635.7956 | 616.3866 | 596.9776 | 577.5686 | 558.1596 | 0 | 0 | 0 | 0 | 0 | 0 | 0
|  | 2044 | 917.9856 | [24 empty] | 1239.0695 | 1208.545 | 1175.2826 | 1143.4084 | 1112.7836 | 1083.2925 | 1054.5958 | 1026.1536 | 997.7036 | 969.2537 | 940.8037 | 912.3538 | 883.9038 | 855.4539 | 391.4236 | 829.2868 | 807.6699 | 788.3281 | 768.9863 | 749.6445 | 730.3027 | 710.9609 | 691.6191 | 672.2773 | 652.9355 | 633.5937 | 614.2519 | 594.9101 | 575.5683 | 556.2265 | 0 | 0 | 0 | 0 | 0 | 0
|  | 2045 | 916.9642 | 2045: 1237.6909; 2046: 1207.2004; 2047: 1173.975; 2048: 1142.1363; 2049: 1111.5456; 2050: 1082.0873; 2051: 1053.4225; 2052: 1025.0119; 2053: 996.5936; 2054: 968.1753; 2055: 939.757; 2056: 911.3387; 2057: 882.9204; 2058: 854.5021; 2059: 390.9881; 2060: 828.3641; 2061: 806.7713; 2062: 787.451; 2063: 768.1307; 2064: 748.8104; 2065: 729.4901; 2066: 710.1699; 2067: 690.8496; 2068: 671.5293; 2069: 652.209; 2070: 632.8888; 2071: 613.5685; 2072: 594.2482; 2073: 574.9279; 2074: 555.6077; 2075: 0; 2076: 0; 2077: 0; 2078: 0; 2079: 0
|  | 2046 | 914.1324 | 2046: 1233.8687; 2047: 1203.4722; 2048: 1170.3495; 2049: 1138.6091; 2050: 1108.1128; 2051: 1078.7455; 2052: 1050.1692; 2053: 1021.8464; 2054: 993.5159; 2055: 965.1853; 2056: 936.8548; 2057: 908.5243; 2058: 880.1937; 2059: 851.8632; 2060: 389.7806; 2061: 825.8059; 2062: 804.2798; 2063: 785.0191; 2064: 765.7585; 2065: 746.4979; 2066: 727.2373; 2067: 707.9767; 2068: 688.7161; 2069: 669.4555; 2070: 650.1949; 2071: 630.9343; 2072: 611.6736; 2073: 592.413; 2074: 573.1524; 2075: 553.8918; 2076: 0; 2077: 0; 2078: 0; 2079: 0
|  | 2047 | 912.1521 | 2047: 1231.1957; 2048: 1200.8651; 2049: 1167.8141; 2050: 1136.1425; 2051: 1105.7123; 2052: 1076.4086; 2053: 1047.8942; 2054: 1019.6327; 2055: 991.3636; 2056: 963.0944; 2057: 934.8253; 2058: 906.5561; 2059: 878.2869; 2060: 850.0178; 2061: 388.9362; 2062: 824.0169; 2063: 802.5374; 2064: 783.3185; 2065: 764.0996; 2066: 744.8807; 2067: 725.6619; 2068: 706.443; 2069: 687.2241; 2070: 668.0052; 2071: 648.7863; 2072: 629.5674; 2073: 610.3485; 2074: 591.1297; 2075: 571.9108; 2076: 552.6919; 2077: 0; 2078: 0; 2079: 0
|  | 2048 | 910.1572 | 2048: 1228.503; 2049: 1198.2387; 2050: 1165.26; 2051: 1133.6577; 2052: 1103.294; 2053: 1074.0544; 2054: 1045.6024; 2055: 1017.4027; 2056: 989.1954; 2057: 960.9881; 2058: 932.7807; 2059: 904.5734; 2060: 876.3661; 2061: 848.1587; 2062: 388.0856; 2063: 822.2148; 2064: 800.7822; 2065: 781.6054; 2066: 762.4285; 2067: 743.2516; 2068: 724.0748; 2069: 704.8979; 2070: 685.7211; 2071: 666.5442; 2072: 647.3674; 2073: 628.1905; 2074: 609.0137; 2075: 589.8368; 2076: 570.66; 2077: 551.4831; 2078: 0; 2079: 0
|  | 2049 | 908.081 | 2049: 1225.7006; 2050: 1195.5054; 2051: 1162.6019; 2052: 1131.0717; 2053: 1100.7773; 2054: 1071.6044; 2055: 1043.2173; 2056: 1015.0819; 2057: 986.9389; 2058: 958.7959; 2059: 930.653; 2060: 902.51; 2061: 874.367; 2062: 846.224; 2063: 387.2003; 2064: 820.3392; 2065: 798.9555; 2066: 779.8224; 2067: 760.6893; 2068: 741.5562; 2069: 722.4231; 2070: 703.29; 2071: 684.1569; 2072: 665.0238; 2073: 645.8907; 2074: 626.7576; 2075: 607.6244; 2076: 588.4913; 2077: 569.3582; 2078: 550.2251; 2079: 0
|  | 2050 | 899.0218 | 2050: 1213.4728; 2051: 1183.5789; 2052: 1151.0036; 2053: 1119.7879; 2054: 1089.7958; 2055: 1060.9139; 2056: 1032.81; 2057: 1004.9553; 2058: 977.0931; 2059: 949.2308; 2060: 921.3686; 2061: 893.5064; 2062: 865.6442; 2063: 837.7819; 2064: 383.3375; 2065: 812.1554; 2066: 790.985; 2067: 772.0428; 2068: 753.1006; 2069: 734.1583; 2070: 715.2161; 2071: 696.2739; 2072: 677.3316; 2073: 658.3894; 2074: 639.4472; 2075: 620.5049; 2076: 601.5627; 2077: 582.6205; 2078: 563.6782; 2079: 544.736
|  | Annual Change (%) |  | 0% | 0.7215% | -0.746% | -1.971% | -0.9302% | -0.5578% | -0.5551% | -0.5663% | -0.4342% | -0.6392% | -0.3577% | -0.326% | -0.458% | -0.3512% | -0.323% | -0.3875% | -0.3838% | -0.3304% | -0.2011% | -0.2548% | -0.2428% | -0.1404% | -0.3661% | -0.08882% | -0.3463% | -0.1113% | -0.3088% | -0.2166% | -0.2187% | -0.2281% | -0.9976% | 0% | 0% | 0% | 0% | 0% | 0% | 0% | 0% | 0% | 0% | 0% | 0% | 0% | 0% | 0% | 0% | 0% | 0% | 0% | 0% | 0% | 0% | 0% | 0% | 0%
|  | Levelized Capital Cost ($/MW-wk) |  | 1017.3845 | 1024.7247 | 1017.0806 | 997.033 | 987.7586 | 982.2492 | 976.7964 | 971.2647 | 967.0471 | 960.8659 | 957.4293 | 954.3085 | 949.9378 | 946.602 | 943.544 | 939.888 | 936.2806 | 933.1875 | 931.3114 | 928.9388 | 926.6829 | 925.3822 | 921.9948 | 921.1759 | 917.9856 | 916.9642 | 914.1324 | 912.1521 | 659.3266 | 657.8226 | 651.2601 | 651.2601 | 651.2601 | 651.2601 | 651.2601 | 651.2601 | 651.2601 | 651.2601 | 651.2601 | 651.2601 | 651.2601 | 651.2601 | 651.2601 | 651.2601 | 651.2601 | 651.2601 | 651.2601 | 651.2601 | 651.2601 | 651.2601 | 651.2601 | 651.2601 | 651.2601 | 651.2601 | 651.2601 | 651.2601
|  | Economic Life | 30
|  | check s/b 0 | 0
Revenue Requirement by vintage year
2012 $/MW-wk
| Aurora Input |  | Levelized Cost | 2020 | 2021 | 2022 | 2023 | 2024 | 2025 | 2026 | 2027 | 2028 | 2029 | 2030 | 2031 | 2032 | 2033 | 2034 | 2035 | 2036 | 2037 | 2038 | 2039 | 2040 | 2041 | 2042 | 2043 | 2044 | 2045 | 2046 | Levelized | 2047 | 2048 | 2049 | 2050 | 2051 | 2052 | 2053 | 2054 | 2055 | 2056 | 2057 | 2058 | 2059 | 2060 | 2061 | 2062 | 2063 | 2064 | 2065 | 2066 | 2067 | 2068 | 2069 | 2070 | 2071 | 2072 | 2073 | 2074 | 2075 | 2076 | 2077 | 2078 | 2079
|  | 2020 | 1017.3845 | 1373.2352 | 1339.4055 | 1302.5415 | 1267.216 | 1233.2752 | 1200.5908 | 1168.7868 | 1137.2649 | 1105.7344 | 1074.2039 | 1042.6734 | 1011.1429 | 979.6124 | 948.0819 | 433.8067 | 919.0814 | 895.1239 | 873.6878 | 852.2516 | 830.8155 | 809.3794 | 787.9433 | 766.5072 | 745.0711 | 723.635 | 702.1988 | 680.7627 | 638.492 | 659.3266 | 637.8905 | 616.4544 | 0 | 0 | 0 | 0 | 0 | 0 | 0 | 0 | 0 | 0 | 0 | 0 | 0 | 0 | 0 | 0 | 0 | 0 | 0 | 0 | 0 | 0 | 0 | 0 | 0 | 0 | 0 | 0 | 0 | 0
|  | 2021 | 1024.7247 |  | 1383.1427 | 1349.069 | 1311.939 | 1276.3586 | 1242.1729 | 1209.2527 | 1177.2193 | 1145.4699 | 1113.7119 | 1081.954 | 1050.196 | 1018.438 | 986.68 | 954.9221 | 436.9365 | 925.7124 | 901.5819 | 879.9912 | 858.4004 | 836.8096 | 815.2189 | 793.6281 | 772.0373 | 750.4465 | 728.8558 | 707.265 | 654.4238 | 685.6742 | 664.0835 | 642.4927 | 620.9019 | 0 | 0 | 0 | 0 | 0 | 0 | 0 | 0 | 0 | 0 | 0 | 0 | 0 | 0 | 0 | 0 | 0 | 0 | 0 | 0 | 0 | 0 | 0 | 0 | 0 | 0 | 0 | 0 | 0
|  | 2022 | 1017.0806 |  |  | 1372.825 | 1339.0054 | 1302.1524 | 1266.8375 | 1232.9068 | 1200.2322 | 1168.4377 | 1136.9251 | 1105.4041 | 1073.883 | 1042.3619 | 1010.8409 | 979.3198 | 947.7987 | 433.6771 | 918.8069 | 894.8565 | 873.4268 | 851.9971 | 830.5674 | 809.1376 | 787.7079 | 766.2782 | 744.8485 | 723.4188 | 660.9327 | 701.9891 | 680.5594 | 659.1297 | 637.7 | 616.2702 | 0 | 0 | 0 | 0 | 0 | 0 | 0 | 0 | 0 | 0 | 0 | 0 | 0 | 0 | 0 | 0 | 0 | 0 | 0 | 0 | 0 | 0 | 0 | 0 | 0 | 0 | 0 | 0
|  | 2023 | 997.033 |  |  |  | 1345.7654 | 1312.6124 | 1276.4858 | 1241.8669 | 1208.6051 | 1176.5745 | 1145.4067 | 1114.5153 | 1083.6155 | 1052.7158 | 1021.816 | 990.9163 | 960.0165 | 929.1167 | 425.1289 | 900.6964 | 877.218 | 856.2107 | 835.2034 | 814.1961 | 793.1888 | 772.1815 | 751.1742 | 730.1669 | 659.218 | 709.1595 | 688.1522 | 667.1449 | 646.1376 | 625.1303 | 604.123 | 0 | 0 | 0 | 0 | 0 | 0 | 0 | 0 | 0 | 0 | 0 | 0 | 0 | 0 | 0 | 0 | 0 | 0 | 0 | 0 | 0 | 0 | 0 | 0 | 0 | 0 | 0
|  | 2024 | 987.7586 |  |  |  |  | 1333.2471 | 1300.4025 | 1264.612 | 1230.3151 | 1197.3626 | 1165.63 | 1134.7521 | 1104.1481 | 1073.5358 | 1042.9235 | 1012.3111 | 981.6988 | 951.0865 | 920.4741 | 421.1744 | 892.3181 | 869.0582 | 848.2463 | 827.4344 | 806.6225 | 785.8106 | 764.9987 | 744.1868 | 664.4388 | 723.3749 | 702.563 | 681.7511 | 660.9392 | 640.1273 | 619.3154 | 598.5035 | 0 | 0 | 0 | 0 | 0 | 0 | 0 | 0 | 0 | 0 | 0 | 0 | 0 | 0 | 0 | 0 | 0 | 0 | 0 | 0 | 0 | 0 | 0 | 0 | 0 | 0
|  | 2025 | 982.2492 | [5 empty] | 1325.8107 | 1293.1493 | 1257.5584 | 1223.4529 | 1190.6842 | 1159.1285 | 1128.4229 | 1097.9895 | 1067.548 | 1037.1064 | 1006.6648 | 976.2232 | 945.7816 | 915.34 | 418.8252 | 887.3411 | 864.2109 | 843.515 | 822.8192 | 802.1234 | 781.4276 | 760.7318 | 672.1662 | 740.0359 | 719.3401 | 698.6443 | 677.9485 | 657.2527 | 636.5568 | 615.861 | 595.1652 | 0 | 0 | 0 | 0 | 0 | 0 | 0 | 0 | 0 | 0 | 0 | 0 | 0 | 0 | 0 | 0 | 0 | 0 | 0 | 0 | 0 | 0 | 0 | 0 | 0
|  | 2026 | 976.7964 | [6 empty] | 1318.4506 | 1285.9705 | 1250.5772 | 1216.661 | 1184.0742 | 1152.6937 | 1122.1585 | 1091.8942 | 1061.6216 | 1031.349 | 1001.0764 | 970.8038 | 940.5312 | 910.2586 | 416.5001 | 882.4151 | 859.4133 | 838.8324 | 818.2514 | 797.6705 | 777.0896 | 679.9475 | 756.5086 | 735.9277 | 715.3468 | 694.7658 | 674.1849 | 653.604 | 633.0231 | 612.4421 | 591.8612 | 0 | 0 | 0 | 0 | 0 | 0 | 0 | 0 | 0 | 0 | 0 | 0 | 0 | 0 | 0 | 0 | 0 | 0 | 0 | 0 | 0 | 0 | 0 | 0
|  | 2027 | 971.2647 | [7 empty] | 1310.9841 | 1278.6879 | 1243.495 | 1209.7709 | 1177.3687 | 1146.1659 | 1115.8037 | 1085.7107 | 1055.6095 | 1025.5084 | 995.4072 | 965.306 | 935.2049 | 905.1037 | 414.1415 | 877.4179 | 854.5464 | 834.082 | 813.6176 | 793.1532 | 687.686 | 772.6888 | 752.2245 | 731.7601 | 711.2957 | 690.8313 | 670.3669 | 649.9026 | 629.4382 | 608.9738 | 588.5094 | 0 | 0 | 0 | 0 | 0 | 0 | 0 | 0 | 0 | 0 | 0 | 0 | 0 | 0 | 0 | 0 | 0 | 0 | 0 | 0 | 0 | 0 | 0
|  | 2028 | 967.0471 | [8 empty] | 1305.2913 | 1273.1354 | 1238.0954 | 1204.5177 | 1172.2561 | 1141.1889 | 1110.9585 | 1080.9961 | 1051.0257 | 1021.0552 | 991.0848 | 961.1143 | 931.1439 | 901.1735 | 412.3431 | 873.6078 | 850.8356 | 830.4601 | 810.0846 | 696.3791 | 789.7091 | 769.3336 | 748.958 | 728.5825 | 708.207 | 687.8315 | 667.456 | 647.0805 | 626.705 | 606.3294 | 585.9539 | 0 | 0 | 0 | 0 | 0 | 0 | 0 | 0 | 0 | 0 | 0 | 0 | 0 | 0 | 0 | 0 | 0 | 0 | 0 | 0 | 0 | 0
|  | 2029 | 960.8659 | [9 empty] | 1296.9482 | 1264.9978 | 1230.1817 | 1196.8186 | 1164.7633 | 1133.8946 | 1103.8574 | 1074.0866 | 1044.3077 | 1014.5288 | 984.75 | 954.9711 | 925.1922 | 895.4133 | 409.7075 | 868.0239 | 845.3972 | 825.1519 | 703.6716 | 804.9067 | 784.6614 | 764.4161 | 744.1708 | 723.9256 | 703.6803 | 683.435 | 663.1897 | 642.9444 | 622.6992 | 602.4539 | 582.2086 | 0 | 0 | 0 | 0 | 0 | 0 | 0 | 0 | 0 | 0 | 0 | 0 | 0 | 0 | 0 | 0 | 0 | 0 | 0 | 0 | 0
|  | 2030 | 957.4293 | [10 empty] | 1292.3095 | 1260.4733 | 1225.7818 | 1192.538 | 1160.5973 | 1129.8391 | 1099.9093 | 1070.245 | 1040.5726 | 1010.9002 | 981.2279 | 951.5555 | 921.8831 | 892.2107 | 408.2421 | 864.9193 | 842.3735 | 712.9944 | 822.2007 | 802.0278 | 781.8549 | 761.6821 | 741.5092 | 721.3363 | 701.1635 | 680.9906 | 660.8177 | 640.6449 | 620.472 | 600.2991 | 580.1263 | 0 | 0 | 0 | 0 | 0 | 0 | 0 | 0 | 0 | 0 | 0 | 0 | 0 | 0 | 0 | 0 | 0 | 0 | 0 | 0
|  | 2031 | 954.3085 | [11 empty] | 1288.0971 | 1256.3647 | 1221.7862 | 1188.6509 | 1156.8143 | 1126.1563 | 1096.3241 | 1066.7564 | 1037.1808 | 1007.6051 | 978.0295 | 948.4538 | 918.8782 | 889.3025 | 406.9114 | 862.1 | 722.6083 | 839.6278 | 819.5207 | 799.4135 | 779.3064 | 759.1993 | 739.0922 | 718.9851 | 698.878 | 678.7709 | 658.6638 | 638.5566 | 618.4495 | 598.3424 | 578.2353 | 0 | 0 | 0 | 0 | 0 | 0 | 0 | 0 | 0 | 0 | 0 | 0 | 0 | 0 | 0 | 0 | 0 | 0 | 0
|  | 2032 | 949.9378 | [12 empty] | 1282.1977 | 1250.6107 | 1216.1906 | 1183.2069 | 1151.5162 | 1120.9986 | 1091.303 | 1061.8708 | 1032.4306 | 1002.9904 | 973.5502 | 944.11 | 914.6698 | 885.2296 | 405.0478 | 731.5251 | 858.1517 | 835.7824 | 815.7673 | 795.7523 | 775.7373 | 755.7223 | 735.7072 | 715.6922 | 695.6772 | 675.6622 | 655.6471 | 635.6321 | 615.6171 | 595.6021 | 575.587 | 0 | 0 | 0 | 0 | 0 | 0 | 0 | 0 | 0 | 0 | 0 | 0 | 0 | 0 | 0 | 0 | 0 | 0
|  | 2033 | 946.602 | [13 empty] | 1277.6951 | 1246.219 | 1211.9198 | 1179.052 | 1147.4725 | 1117.0621 | 1087.4708 | 1058.1419 | 1028.8051 | 999.4683 | 970.1315 | 940.7946 | 911.4578 | 882.121 | 701.5916 | 403.6254 | 855.1382 | 832.8474 | 812.9027 | 792.9579 | 773.0132 | 753.0685 | 733.1237 | 713.179 | 693.2342 | 673.2895 | 653.3448 | 633.4 | 613.4553 | 593.5105 | 573.5658 | 0 | 0 | 0 | 0 | 0 | 0 | 0 | 0 | 0 | 0 | 0 | 0 | 0 | 0 | 0 | 0 | 0
|  | 2034 | 943.544 | [14 empty] | 1273.5676 | 1242.1932 | 1208.0047 | 1175.2431 | 1143.7656 | 1113.4534 | 1083.9577 | 1054.7236 | 1025.4816 | 996.2395 | 966.9975 | 937.7554 | 908.5134 | 713.8386 | 879.2713 | 402.3215 | 852.3757 | 830.1569 | 810.2766 | 790.3963 | 770.516 | 750.6357 | 730.7554 | 710.8751 | 690.9948 | 671.1144 | 651.2341 | 631.3538 | 611.4735 | 591.5932 | 571.7129 | 0 | 0 | 0 | 0 | 0 | 0 | 0 | 0 | 0 | 0 | 0 | 0 | 0 | 0 | 0 | 0
|  | 2035 | 939.888 | [15 empty] | 1268.6327 | 1237.3799 | 1203.3239 | 1170.6892 | 1139.3338 | 1109.139 | 1079.7576 | 1050.6368 | 1021.508 | 992.3793 | 963.2506 | 934.1218 | 726.1198 | 904.9931 | 875.8643 | 400.7626 | 849.0729 | 826.9402 | 807.1369 | 787.3337 | 767.5304 | 747.7271 | 727.9238 | 708.1206 | 688.3173 | 668.514 | 648.7107 | 628.9075 | 609.1042 | 589.3009 | 569.4976 | 0 | 0 | 0 | 0 | 0 | 0 | 0 | 0 | 0 | 0 | 0 | 0 | 0 | 0 | 0
|  | 2036 | 936.2806 | [16 empty] | 1263.7636 | 1232.6307 | 1198.7055 | 1166.196 | 1134.9609 | 1104.8821 | 1075.6134 | 1046.6043 | 1017.5874 | 988.5705 | 959.5535 | 738.8467 | 930.5366 | 901.5196 | 872.5027 | 399.2245 | 845.8141 | 823.7664 | 804.0391 | 784.3118 | 764.5845 | 744.8573 | 725.13 | 705.4027 | 685.6755 | 665.9482 | 646.2209 | 626.4937 | 606.7664 | 587.0391 | 567.3119 | 0 | 0 | 0 | 0 | 0 | 0 | 0 | 0 | 0 | 0 | 0 | 0 | 0 | 0
|  | 2037 | 933.1875 | [17 empty] | 1259.5887 | 1228.5587 | 1194.7454 | 1162.3434 | 1131.2115 | 1101.232 | 1072.06 | 1043.1468 | 1014.2257 | 985.3046 | 752.3399 | 956.3836 | 927.4625 | 898.5414 | 869.6203 | 397.9056 | 843.0199 | 821.045 | 801.3829 | 781.7208 | 762.0587 | 742.3966 | 722.7345 | 703.0724 | 683.4103 | 663.7482 | 644.0861 | 624.424 | 604.7619 | 585.0998 | 565.4377 | 0 | 0 | 0 | 0 | 0 | 0 | 0 | 0 | 0 | 0 | 0 | 0 | 0
|  | 2038 | 931.3114 | [18 empty] | 1257.0563 | 1226.0886 | 1192.3434 | 1160.0065 | 1128.9372 | 1099.018 | 1069.9047 | 1041.0496 | 1012.1866 | 767.1585 | 983.3237 | 954.4608 | 925.5978 | 896.7349 | 867.8719 | 397.1056 | 841.325 | 819.3943 | 799.7717 | 780.1491 | 760.5266 | 740.904 | 721.2814 | 701.6589 | 682.0363 | 662.4137 | 642.7912 | 623.1686 | 603.546 | 583.9235 | 564.3009 | 0 | 0 | 0 | 0 | 0 | 0 | 0 | 0 | 0 | 0 | 0 | 0
|  | 2039 | 928.9388 | [19 empty] | 1253.8538 | 1222.965 | 1189.3058 | 1157.0513 | 1126.0611 | 1096.2181 | 1067.179 | 1038.3974 | 781.8877 | 1009.608 | 980.8186 | 952.0292 | 923.2398 | 894.4504 | 865.661 | 396.0939 | 839.1816 | 817.3068 | 797.7342 | 778.1616 | 758.589 | 739.0165 | 719.4439 | 699.8713 | 680.2987 | 660.7262 | 641.1536 | 621.581 | 602.0084 | 582.4358 | 562.8633 | 0 | 0 | 0 | 0 | 0 | 0 | 0 | 0 | 0 | 0 | 0
|  | 2040 | 926.6829 | [20 empty] | 1250.809 | 1219.9952 | 1186.4177 | 1154.2415 | 1123.3266 | 1093.5561 | 1064.5875 | 796.9965 | 1035.8758 | 1007.1563 | 978.4368 | 949.7173 | 920.9978 | 892.2783 | 863.5588 | 395.1321 | 837.1438 | 815.322 | 795.797 | 776.272 | 756.7469 | 737.2219 | 717.6968 | 698.1718 | 678.6467 | 659.1217 | 639.5966 | 620.0716 | 600.5465 | 581.0215 | 561.4964 | 0 | 0 | 0 | 0 | 0 | 0 | 0 | 0 | 0 | 0
|  | 2041 | 925.3822 | [21 empty] | 1249.0533 | 1218.2828 | 1184.7524 | 1152.6214 | 1121.7499 | 1092.0212 | 813.2012 | 1063.0932 | 1034.4218 | 1005.7426 | 977.0634 | 948.3842 | 919.7051 | 891.0259 | 862.3467 | 394.5775 | 835.9687 | 814.1777 | 794.68 | 775.1824 | 755.6847 | 736.1871 | 716.6894 | 697.1918 | 677.6942 | 658.1965 | 638.6989 | 619.2012 | 599.7036 | 580.2059 | 560.7083 | 0 | 0 | 0 | 0 | 0 | 0 | 0 | 0 | 0
|  | 2042 | 921.9948 | [22 empty] | 1244.481 | 1213.8232 | 1180.4155 | 1148.4021 | 1117.6436 | 827.8186 | 1088.0237 | 1059.2016 | 1030.6352 | 1002.061 | 973.4868 | 944.9126 | 916.3384 | 887.7642 | 859.19 | 393.1331 | 832.9086 | 811.1973 | 791.771 | 772.3447 | 752.9184 | 733.4922 | 714.0659 | 694.6396 | 675.2134 | 655.7871 | 636.3608 | 616.9346 | 597.5083 | 578.082 | 558.6558 | 0 | 0 | 0 | 0 | 0 | 0 | 0 | 0
|  | 2043 | 921.1759 | [23 empty] | 1243.3757 | 1212.7451 | 1179.3671 | 1147.3821 | 845.0262 | 1116.6509 | 1087.0573 | 1058.2609 | 1029.7198 | 1001.171 | 972.6221 | 944.0733 | 915.5245 | 886.9757 | 858.4269 | 392.7839 | 832.1688 | 810.4768 | 791.0678 | 771.6587 | 752.2497 | 732.8407 | 713.4317 | 694.0227 | 674.6137 | 655.2047 | 635.7956 | 616.3866 | 596.9776 | 577.5686 | 558.1596 | 0 | 0 | 0 | 0 | 0 | 0 | 0
|  | 2044 | 917.9856 | [24 empty] | 1239.0695 | 1208.545 | 1175.2826 | 860.3908 | 1143.4084 | 1112.7836 | 1083.2925 | 1054.5958 | 1026.1536 | 997.7036 | 969.2537 | 940.8037 | 912.3538 | 883.9038 | 855.4539 | 391.4236 | 829.2868 | 807.6699 | 788.3281 | 768.9863 | 749.6445 | 730.3027 | 710.9609 | 691.6191 | 672.2773 | 652.9355 | 633.5937 | 614.2519 | 594.9101 | 575.5683 | 556.2265 | 0 | 0 | 0 | 0 | 0 | 0
|  | 2045 | 916.9642 | [25 empty] | 1237.6909 | 1207.2004 | 878.1631 | 1173.975 | 1142.1363 | 1111.5456 | 1082.0873 | 1053.4225 | 1025.0119 | 996.5936 | 968.1753 | 939.757 | 911.3387 | 882.9204 | 854.5021 | 390.9881 | 828.3641 | 806.7713 | 787.451 | 768.1307 | 748.8104 | 729.4901 | 710.1699 | 690.8496 | 671.5293 | 652.209 | 632.8888 | 613.5685 | 594.2482 | 574.9279 | 555.6077 | 0 | 0 | 0 | 0 | 0
|  | 2046 | 914.1324 | [26 empty] | 1233.8687 | 894.632 | 1203.4722 | 1170.3495 | 1138.6091 | 1108.1128 | 1078.7455 | 1050.1692 | 1021.8464 | 993.5159 | 965.1853 | 936.8548 | 908.5243 | 880.1937 | 851.8632 | 389.7806 | 825.8059 | 804.2798 | 785.0191 | 765.7585 | 746.4979 | 727.2373 | 707.9767 | 688.7161 | 669.4555 | 650.1949 | 630.9343 | 611.6736 | 592.413 | 573.1524 | 553.8918 | 0 | 0 | 0 | 0
|  | 2047 | 912.1521 | [27 empty] | 912.1521 | 1231.1957 | 1200.8651 | 1167.8141 | 1136.1425 | 1105.7123 | 1076.4086 | 1047.8942 | 1019.6327 | 991.3636 | 963.0944 | 934.8253 | 906.5561 | 878.2869 | 850.0178 | 388.9362 | 824.0169 | 802.5374 | 783.3185 | 764.0996 | 744.8807 | 725.6619 | 706.443 | 687.2241 | 668.0052 | 648.7863 | 629.5674 | 610.3485 | 591.1297 | 571.9108 | 552.6919 | 0 | 0 | 0
|  | 2048 | 910.1572 | [27 empty] | 910.1572 |  | 1228.503 | 1198.2387 | 1165.26 | 1133.6577 | 1103.294 | 1074.0544 | 1045.6024 | 1017.4027 | 989.1954 | 960.9881 | 932.7807 | 904.5734 | 876.3661 | 848.1587 | 388.0856 | 822.2148 | 800.7822 | 781.6054 | 762.4285 | 743.2516 | 724.0748 | 704.8979 | 685.7211 | 666.5442 | 647.3674 | 628.1905 | 609.0137 | 589.8368 | 570.66 | 551.4831 | 0 | 0
|  | 2049 | 908.081 | [27 empty] | 908.081 |  |  | 1225.7006 | 1195.5054 | 1162.6019 | 1131.0717 | 1100.7773 | 1071.6044 | 1043.2173 | 1015.0819 | 986.9389 | 958.7959 | 930.653 | 902.51 | 874.367 | 846.224 | 387.2003 | 820.3392 | 798.9555 | 779.8224 | 760.6893 | 741.5562 | 722.4231 | 703.29 | 684.1569 | 665.0238 | 645.8907 | 626.7576 | 607.6244 | 588.4913 | 569.3582 | 550.2251 | 0
|  | 2050 | 899.0218 | [27 empty] | 899.0218 |  |  |  | 1213.4728 | 1183.5789 | 1151.0036 | 1119.7879 | 1089.7958 | 1060.9139 | 1032.81 | 1004.9553 | 977.0931 | 949.2308 | 921.3686 | 893.5064 | 865.6442 | 837.7819 | 383.3375 | 812.1554 | 790.985 | 772.0428 | 753.1006 | 734.1583 | 715.2161 | 696.2739 | 677.3316 | 658.3894 | 639.4472 | 620.5049 | 601.5627 | 582.6205 | 563.6782 | 544.736

## Recip Peaker
Recip Peaker FINANCIALS
($ 1000s Unless Otherwise Indicated)
| Calendar Year of Fin. Close |  |  | 2020 | 2021 | 2022 | 2023 | 2024 | 2025 | 2026 | 2027 | 2028 | 2029 | 2030 | 2031 | 2032 | 2033 | 2034 | 2035 | 2036 | 2037 | 2038 | 2039 | 2040 | 2041 | 2042 | 2043 | 2044 | 2045 | 2046 | 2047 | 2048 | 2049 | 2050 | 2051 | 2052 | 2053 | 2054 | 2055 | 2056 | 2057 | 2058 | 2059 | 2060 | 2061 | 2062 | 2063 | 2064 | 2065 | 2066 | 2067 | 2068 | 2069 | 2070 | 2071 | 2072 | 2073 | 2074 | 2075
| Operating Year |  | 0 | 1 | 2 | 3 | 4 | 5 | 6 | 7 | 8 | 9 | 10 | 11 | 12 | 13 | 14 | 15 | 16 | 17 | 18 | 19 | 20 | 21 | 22 | 23 | 24 | 25 | 26 | 27 | 28 | 29 | 30 | 31 | 32 | 33 | 34 | 35 | 36 | 37 | 38 | 39 | 40 | 41 | 42 | 43 | 44 | 45 | 46 | 47 | 48 | 49 | 50 | 51 | 52 | 53 | 54 | 55 | 56
| Calendar Year | Capital Invest.
| 2020 | 25031.8853
| Gross plant |  | 2020 1: 25031.8853; 2021 2: 25031.8853; 2022 3: 25031.8853; 2023 4: 25031.8853; 2024 5: 25031.8853; 2025 6: 25031.8853; 2026 7: 25031.8853; 2027 8: 25031.8853; 2028 9: 25031.8853; 2029 10: 25031.8853; 2030 11: 25031.8853; 2031 12: 25031.8853; 2032 13: 25031.8853; 2033 14: 25031.8853; 2034 15: 25031.8853; 2035 16: 25031.8853; 2036 17: 25031.8853; 2037 18: 25031.8853; 2038 19: 25031.8853; 2039 20: 25031.8853; 2040 21: 25031.8853; 2041 22: 25031.8853; 2042 23: 25031.8853; 2043 24: 25031.8853; 2044 25: 25031.8853; 2045 26: 25031.8853; 2046 27: 25031.8853; 2047 28: 25031.8853; 2048 29: 25031.8853; 2049 30: 25031.8853
| Accumulated Deprectiation |  | 2020 1: 834.3962; 2021 2: 1668.7924; 2022 3: 2503.1885; 2023 4: 3337.5847; 2024 5: 4171.9809; 2025 6: 5006.3771; 2026 7: 5840.7732; 2027 8: 6675.1694; 2028 9: 7509.5656; 2029 10: 8343.9618; 2030 11: 9178.3579; 2031 12: 10012.7541; 2032 13: 10847.1503; 2033 14: 11681.5465; 2034 15: 11681.5465; 2035 16: 12515.9426; 2036 17: 13350.3388; 2037 18: 14184.735; 2038 19: 15019.1312; 2039 20: 15853.5273; 2040 21: 16687.9235; 2041 22: 17522.3197; 2042 23: 18356.7159; 2043 24: 19191.112; 2044 25: 20025.5082; 2045 26: 20859.9044; 2046 27: 21694.3006; 2047 28: 22528.6967; 2048 29: 23363.0929; 2049 30: 24197.4891
| Net book value |  | 2020 1: 24197.4891; 2021 2: 23363.0929; 2022 3: 22528.6967; 2023 4: 21694.3006; 2024 5: 20859.9044; 2025 6: 20025.5082; 2026 7: 19191.112; 2027 8: 18356.7159; 2028 9: 17522.3197; 2029 10: 16687.9235; 2030 11: 15853.5273; 2031 12: 15019.1312; 2032 13: 14184.735; 2033 14: 13350.3388; 2034 15: 13350.3388; 2035 16: 12515.9426; 2036 17: 11681.5465; 2037 18: 10847.1503; 2038 19: 10012.7541; 2039 20: 9178.3579; 2040 21: 8343.9618; 2041 22: 7509.5656; 2042 23: 6675.1694; 2043 24: 5840.7732; 2044 25: 5006.3771; 2045 26: 4171.9809; 2046 27: 3337.5847; 2047 28: 2503.1885; 2048 29: 1668.7924; 2049 30: 834.3962
| Accumulated deffered income tax |  | 2020 1: -87.6116; 2021 2: -411.7745; 2022 3: -685.9988; 2023 4: -915.5412; 2024 5: -1104.607; 2025 6: -1256.876; 2026 7: -1391.7979; 2027 8: -1526.7197; 2028 9: -1662.1672; 2029 10: -1797.0891; 2030 11: -1932.5366; 2031 12: -2067.4585; 2032 13: -2202.906; 2033 14: -2337.8279; 2034 15: -2337.8279; 2035 16: -2317.6772; 2036 17: -2142.454; 2037 18: -1967.2308; 2038 19: -1792.0076; 2039 20: -1616.7844; 2040 21: -1441.5612; 2041 22: -1266.338; 2042 23: -1091.1148; 2043 24: -915.8917; 2044 25: -740.6685; 2045 26: -565.4453; 2046 27: -390.2221; 2047 28: -214.9989; 2048 29: -39.7757; 2049 30: 135.4475
| Rate Base |  | 2020 1: 24109.8775; 2021 2: 22951.3184; 2022 3: 21842.6979; 2023 4: 20778.7594; 2024 5: 19755.2974; 2025 6: 18768.6322; 2026 7: 17799.3142; 2027 8: 16829.9962; 2028 9: 15860.1524; 2029 10: 14890.8344; 2030 11: 13920.9907; 2031 12: 12951.6727; 2032 13: 11981.829; 2033 14: 11012.5109; 2034 15: 11012.5109; 2035 16: 10198.2654; 2036 17: 9539.0924; 2037 18: 8879.9195; 2038 19: 8220.7465; 2039 20: 7561.5735; 2040 21: 6902.4005; 2041 22: 6243.2275; 2042 23: 5584.0546; 2043 24: 4924.8816; 2044 25: 4265.7086; 2045 26: 3606.5356; 2046 27: 2947.3626; 2047 28: 2288.1897; 2048 29: 1629.0167; 2049 30: 969.8437
| Average rate base |  | 2020 1: 24570.8814; 2021 2: 23530.598; 2022 3: 22397.0082; 2023 4: 21310.7286; 2024 5: 20267.0284; 2025 6: 19261.9648; 2026 7: 18283.9732; 2027 8: 17314.6552; 2028 9: 16345.0743; 2029 10: 15375.4934; 2030 11: 14405.9126; 2031 12: 13436.3317; 2032 13: 12466.7508; 2033 14: 11497.1699; 2034 15: 11012.5109; 2035 16: 10605.3882; 2036 17: 9868.6789; 2037 18: 9209.5059; 2038 19: 8550.333; 2039 20: 7891.16; 2040 21: 7231.987; 2041 22: 6572.814; 2042 23: 5913.641; 2043 24: 5254.4681; 2044 25: 4595.2951; 2045 26: 3936.1221; 2046 27: 3276.9491; 2047 28: 2617.7762; 2048 29: 1958.6032; 2049 30: 1299.4302
| Pre-tax Return | 0.086076 | 2020 1: 2114.9619; 2021 2: 2025.4186; 2022 3: 1927.8437; 2023 4: 1834.3412; 2024 5: 1744.5037; 2025 6: 1657.9919; 2026 7: 1573.8104; 2027 8: 1490.3754; 2028 9: 1406.9178; 2029 10: 1323.4602; 2030 11: 1240.0026; 2031 12: 1156.545; 2032 13: 1073.0874; 2033 14: 989.6298; 2034 15: 947.9123; 2035 16: 912.8689; 2036 17: 849.4559; 2037 18: 792.717; 2038 19: 735.978; 2039 20: 679.2391; 2040 21: 622.5001; 2041 22: 565.7612; 2042 23: 509.0223; 2043 24: 452.2833; 2044 25: 395.5444; 2045 26: 338.8054; 2046 27: 282.0665; 2047 28: 225.3276; 2048 29: 168.5886; 2049 30: 111.8497
| Book Depreciation |  | 2020 1: 834.3962; 2021 2: 834.3962; 2022 3: 834.3962; 2023 4: 834.3962; 2024 5: 834.3962; 2025 6: 834.3962; 2026 7: 834.3962; 2027 8: 834.3962; 2028 9: 834.3962; 2029 10: 834.3962; 2030 11: 834.3962; 2031 12: 834.3962; 2032 13: 834.3962; 2033 14: 834.3962; 2034 15: 0; 2035 16: 834.3962; 2036 17: 834.3962; 2037 18: 834.3962; 2038 19: 834.3962; 2039 20: 834.3962; 2040 21: 834.3962; 2041 22: 834.3962; 2042 23: 834.3962; 2043 24: 834.3962; 2044 25: 834.3962; 2045 26: 834.3962; 2046 27: 834.3962; 2047 28: 834.3962; 2048 29: 834.3962; 2049 30: 834.3962
| Insurance |  | 2020 1: 12.8839; 2021 2: 12.8839; 2022 3: 12.8839; 2023 4: 12.8839; 2024 5: 12.8839; 2025 6: 12.8839; 2026 7: 12.8839; 2027 8: 12.8839; 2028 9: 12.8839; 2029 10: 12.8839; 2030 11: 12.8839; 2031 12: 12.8839; 2032 13: 12.8839; 2033 14: 12.8839; 2034 15: 12.8839; 2035 16: 12.8839; 2036 17: 12.8839; 2037 18: 12.8839; 2038 19: 12.8839; 2039 20: 12.8839; 2040 21: 12.8839; 2041 22: 12.8839; 2042 23: 12.8839; 2043 24: 12.8839; 2044 25: 12.8839; 2045 26: 12.8839; 2046 27: 12.8839; 2047 28: 12.8839; 2048 29: 12.8839; 2049 30: 12.8839
| Property Taxes |  | 2020 1: 113.7917; 2021 2: 113.7917; 2022 3: 113.7917; 2023 4: 113.7917; 2024 5: 113.7917; 2025 6: 113.7917; 2026 7: 113.7917; 2027 8: 113.7917; 2028 9: 113.7917; 2029 10: 113.7917; 2030 11: 113.7917; 2031 12: 113.7917; 2032 13: 113.7917; 2033 14: 113.7917; 2034 15: 113.7917; 2035 16: 113.7917; 2036 17: 113.7917; 2037 18: 113.7917; 2038 19: 113.7917; 2039 20: 113.7917; 2040 21: 113.7917; 2041 22: 113.7917; 2042 23: 113.7917; 2043 24: 113.7917; 2044 25: 113.7917; 2045 26: 113.7917; 2046 27: 113.7917; 2047 28: 113.7917; 2048 29: 113.7917; 2049 30: 113.7917
| Revenue Requirement |  | 2020 1: 3076.0338; 2021 2: 2986.4904; 2022 3: 2888.9156; 2023 4: 2795.413; 2024 5: 2705.5755; 2025 6: 2619.0637; 2026 7: 2534.8822; 2027 8: 2451.4472; 2028 9: 2367.9896; 2029 10: 2284.532; 2030 11: 2201.0744; 2031 12: 2117.6168; 2032 13: 2034.1592; 2033 14: 1950.7016; 2034 15: 1074.588; 2035 16: 1873.9407; 2036 17: 1810.5277; 2037 18: 1753.7888; 2038 19: 1697.0498; 2039 20: 1640.3109; 2040 21: 1583.572; 2041 22: 1526.833; 2042 23: 1470.0941; 2043 24: 1413.3551; 2044 25: 1356.6162; 2045 26: 1299.8773; 2046 27: 1243.1383; 2047 28: 1186.3994; 2048 29: 1129.6604; 2049 30: 1072.9215
| Book Depreciation |  | 2020 1: 834.3962; 2021 2: 834.3962; 2022 3: 834.3962; 2023 4: 834.3962; 2024 5: 834.3962; 2025 6: 834.3962; 2026 7: 834.3962; 2027 8: 834.3962; 2028 9: 834.3962; 2029 10: 834.3962; 2030 11: 834.3962; 2031 12: 834.3962; 2032 13: 834.3962; 2033 14: 834.3962; 2035 16: 834.3962; 2036 17: 834.3962; 2037 18: 834.3962; 2038 19: 834.3962; 2039 20: 834.3962; 2040 21: 834.3962; 2041 22: 834.3962; 2042 23: 834.3962; 2043 24: 834.3962; 2044 25: 834.3962; 2045 26: 834.3962; 2046 27: 834.3962; 2047 28: 834.3962; 2048 29: 834.3962; 2049 30: 834.3962
| Tax Depreciation |  | 2020 1: 1251.5943; 2021 2: 2378.0291; 2022 3: 2140.2262; 2023 4: 1927.4552; 2024 5: 1734.7096; 2025 6: 1559.4865; 2026 7: 1476.8812; 2027 8: 1476.8812; 2028 9: 1479.3844; 2029 10: 1476.8812; 2030 11: 1479.3844; 2031 12: 1476.8812; 2032 13: 1479.3844; 2033 14: 1476.8812; 2035 16: 738.4406; 2036 17: 0; 2037 18: 0; 2038 19: 0; 2039 20: 0; 2040 21: 0; 2041 22: 0; 2042 23: 0; 2043 24: 0; 2044 25: 0; 2045 26: 0; 2046 27: 0; 2047 28: 0; 2048 29: 0; 2049 30: 0
| Difference between book and tax |  | 2020 1: -417.1981; 2021 2: -1543.6329; 2022 3: -1305.83; 2023 4: -1093.059; 2024 5: -900.3135; 2025 6: -725.0903; 2026 7: -642.4851; 2027 8: -642.4851; 2028 9: -644.9882; 2029 10: -642.4851; 2030 11: -644.9882; 2031 12: -642.4851; 2032 13: -644.9882; 2033 14: -642.4851; 2034 15: 0; 2035 16: 95.9556; 2036 17: 834.3962; 2037 18: 834.3962; 2038 19: 834.3962; 2039 20: 834.3962; 2040 21: 834.3962; 2041 22: 834.3962; 2042 23: 834.3962; 2043 24: 834.3962; 2044 25: 834.3962; 2045 26: 834.3962; 2046 27: 834.3962; 2047 28: 834.3962; 2048 29: 834.3962; 2049 30: 834.3962
| Tax rate |  | 2020 1: -87.6116; 2021 2: -324.1629; 2022 3: -274.2243; 2023 4: -229.5424; 2024 5: -189.0658; 2025 6: -152.269; 2026 7: -134.9219; 2027 8: -134.9219; 2028 9: -135.4475; 2029 10: -134.9219; 2030 11: -135.4475; 2031 12: -134.9219; 2032 13: -135.4475; 2033 14: -134.9219; 2034 15: 0; 2035 16: 20.1507; 2036 17: 175.2232; 2037 18: 175.2232; 2038 19: 175.2232; 2039 20: 175.2232; 2040 21: 175.2232; 2041 22: 175.2232; 2042 23: 175.2232; 2043 24: 175.2232; 2044 25: 175.2232; 2045 26: 175.2232; 2046 27: 175.2232; 2047 28: 175.2232; 2048 29: 175.2232; 2049 30: 175.2232
Depreciation Tables
|  | 15 | 2020 1: 5%; 2021 2: 9.5%; 2022 3: 8.55%; 2023 4: 7.7%; 2024 5: 6.93%; 2025 6: 6.23%; 2026 7: 5.9%; 2027 8: 5.9%; 2028 9: 5.91%; 2029 10: 5.9%; 2030 11: 5.91%; 2031 12: 5.9%; 2032 13: 5.91%; 2033 14: 5.9%; 2034 15: 5.91%; 2035 16: 2.95%; 2036 17: 0%; 2037 18: 0%; 2038 19: 0%; 2039 20: 0%; 2040 21: 0%
|  | 5 | 0: 0; 2020 1: 20%; 2021 2: 32%; 2022 3: 19.2%; 2023 4: 11.52%; 2024 5: 11.52%; 2025 6: 5.76%
|  | 10 | 0: 0; 2020 1: 10%; 2021 2: 18%; 2022 3: 14.4%; 2023 4: 11.52%; 2024 5: 9.22%; 2025 6: 7.37%; 2026 7: 6.55%; 2027 8: 6.55%; 2028 9: 6.56%; 2029 10: 6.55%; 2030 11: 3.28%
|  | 15 | 0: 1; 2020 1: 5%; 2021 2: 9.5%; 2022 3: 8.55%; 2023 4: 7.7%; 2024 5: 6.93%; 2025 6: 6.23%; 2026 7: 5.9%; 2027 8: 5.9%; 2028 9: 5.91%; 2029 10: 5.9%; 2030 11: 5.91%; 2031 12: 5.9%; 2032 13: 5.91%; 2033 14: 5.9%; 2034 15: 5.91%; 2035 16: 2.95%
|  | 20 | 0: 0; 2020 1: 3.75%; 2021 2: 7.219%; 2022 3: 6.677%; 2023 4: 6.177%; 2024 5: 5.713%; 2025 6: 5.285%; 2026 7: 4.888%; 2027 8: 4.522%; 2028 9: 4.462%; 2029 10: 4.461%; 2030 11: 4.462%; 2031 12: 4.461%; 2032 13: 4.462%; 2033 14: 4.461%; 2034 15: 4.462%; 2035 16: 4.461%; 2036 17: 4.462%; 2037 18: 4.461%; 2038 19: 4.462%; 2039 20: 4.461%; 2040 21: 2.231%
Revenue Requirement by vintage year
2012 $000
|  |  |  | 2020 | 2021 | 2022 | 2023 | 2024 | 2025 | 2026 | 2027 | 2028 | 2029 | 2030 | 2031 | 2032 | 2033 | 2034 | 2035 | 2036 | 2037 | 2038 | 2039 | 2040 | 2041 | 2042 | 2043 | 2044 | 2045 | 2046 | 2047 | 2048 | 2049 | 2050 | 2051 | 2052 | 2053 | 2054 | 2055 | 2056 | 2057 | 2058 | 2059 | 2060 | 2061 | 2062 | 2063 | 2064 | 2065 | 2066 | 2067 | 2068 | 2069 | 2070 | 2071 | 2072 | 2073 | 2074 | 2075
|  | 2020 | 0% | 3076.0338 | 2986.4904 | 2888.9156 | 2795.413 | 2705.5755 | 2619.0637 | 2534.8822 | 2451.4472 | 2367.9896 | 2284.532 | 2201.0744 | 2117.6168 | 2034.1592 | 1950.7016 | 1074.588 | 1873.9407 | 1810.5277 | 1753.7888 | 1697.0498 | 1640.3109 | 1583.572 | 1526.833 | 1470.0941 | 1413.3551 | 1356.6162 | 1299.8773 | 1243.1383 | 1186.3994 | 1129.6604 | 1072.9215 | 0 | 0 | 0 | 0 | 0 | 0 | 0 | 0 | 0 | 0 | 0 | 0 | 0 | 0 | 0 | 0 | 0 | 0 | 0 | 0 | 0 | 0 | 0 | 0 | 0 | 0
|  | 2021 | 0.7215% |  | 3098.2265 | 3008.037 | 2909.7582 | 2815.5811 | 2725.0955 | 2637.9595 | 2553.1706 | 2469.1337 | 2385.074 | 2301.0142 | 2216.9545 | 2132.8948 | 2048.8351 | 1964.7754 | 1082.3408 | 1887.4606 | 1823.5902 | 1766.4419 | 1709.2936 | 1652.1453 | 1594.997 | 1537.8487 | 1480.7004 | 1423.5521 | 1366.4038 | 1309.2555 | 1252.1072 | 1194.9589 | 1137.8106 | 1080.6623 | 0 | 0 | 0 | 0 | 0 | 0 | 0 | 0 | 0 | 0 | 0 | 0 | 0 | 0 | 0 | 0 | 0 | 0 | 0 | 0 | 0 | 0 | 0 | 0 | 0
|  | 2022 | -0.746% |  |  | 3075.1149 | 2985.5982 | 2888.0526 | 2794.578 | 2704.7673 | 2618.2813 | 2534.1249 | 2450.7149 | 2367.2822 | 2283.8496 | 2200.4169 | 2116.9842 | 2033.5516 | 1950.1189 | 1074.267 | 1873.3809 | 1809.9869 | 1753.2649 | 1696.5429 | 1639.8209 | 1583.0989 | 1526.3769 | 1469.6549 | 1412.9329 | 1356.2109 | 1299.489 | 1242.767 | 1186.045 | 1129.323 | 1072.601 | 0 | 0 | 0 | 0 | 0 | 0 | 0 | 0 | 0 | 0 | 0 | 0 | 0 | 0 | 0 | 0 | 0 | 0 | 0 | 0 | 0 | 0 | 0 | 0
|  | 2023 | -1.971% |  |  |  | 3014.5015 | 2926.7494 | 2831.1264 | 2739.4943 | 2651.4539 | 2566.6726 | 2484.175 | 2402.409 | 2320.6209 | 2238.8328 | 2157.0447 | 2075.2565 | 1993.4684 | 1911.6803 | 1053.0922 | 1836.4548 | 1774.3104 | 1718.7064 | 1663.1025 | 1607.4985 | 1551.8946 | 1496.2906 | 1440.6867 | 1385.0827 | 1329.4788 | 1273.8748 | 1218.2709 | 1162.6669 | 1107.063 | 1051.459 | 0 | 0 | 0 | 0 | 0 | 0 | 0 | 0 | 0 | 0 | 0 | 0 | 0 | 0 | 0 | 0 | 0 | 0 | 0 | 0 | 0 | 0 | 0
|  | 2024 | -0.9302% |  |  |  |  | 2986.4607 | 2899.5248 | 2804.7913 | 2714.0116 | 2626.7901 | 2542.7975 | 2461.0673 | 2380.0619 | 2299.0346 | 2218.0072 | 2136.9799 | 2055.9526 | 1974.9252 | 1893.8979 | 1043.2963 | 1819.3722 | 1757.8058 | 1702.7191 | 1647.6323 | 1592.5456 | 1537.4589 | 1482.3722 | 1427.2855 | 1372.1987 | 1317.112 | 1262.0253 | 1206.9386 | 1151.8518 | 1096.7651 | 1041.6784 | 0 | 0 | 0 | 0 | 0 | 0 | 0 | 0 | 0 | 0 | 0 | 0 | 0 | 0 | 0 | 0 | 0 | 0 | 0 | 0 | 0 | 0
|  | 2025 | -0.5578% | [5 empty] | 2969.8033 | 2883.3522 | 2789.1472 | 2698.8737 | 2612.1388 | 2528.6146 | 2447.3403 | 2366.7867 | 2286.2113 | 2205.6359 | 2125.0605 | 2044.4851 | 1963.9098 | 1883.3344 | 1037.4772 | 1809.2243 | 1748.0013 | 1693.2219 | 1638.4424 | 1583.6629 | 1528.8835 | 1474.104 | 1419.3245 | 1364.5451 | 1309.7656 | 1254.9861 | 1200.2067 | 1145.4272 | 1090.6477 | 1035.8683 | 0 | 0 | 0 | 0 | 0 | 0 | 0 | 0 | 0 | 0 | 0 | 0 | 0 | 0 | 0 | 0 | 0 | 0 | 0 | 0 | 0
|  | 2026 | -0.5551% | [6 empty] | 2953.3167 | 2867.3456 | 2773.6635 | 2683.8912 | 2597.6377 | 2514.5773 | 2433.7541 | 2353.6477 | 2273.5196 | 2193.3915 | 2113.2635 | 2033.1354 | 1953.0073 | 1872.8792 | 1031.7177 | 1799.1806 | 1738.2975 | 1683.8221 | 1629.3467 | 1574.8714 | 1520.396 | 1465.9206 | 1411.4453 | 1356.9699 | 1302.4946 | 1248.0192 | 1193.5438 | 1139.0685 | 1084.5931 | 1030.1177 | 0 | 0 | 0 | 0 | 0 | 0 | 0 | 0 | 0 | 0 | 0 | 0 | 0 | 0 | 0 | 0 | 0 | 0 | 0 | 0
|  | 2027 | -0.5663% | [7 empty] | 2936.5918 | 2851.1076 | 2757.956 | 2668.6921 | 2582.9271 | 2500.337 | 2419.9715 | 2340.3188 | 2260.6445 | 2180.9702 | 2101.2959 | 2021.6216 | 1941.9472 | 1862.2729 | 1025.875 | 1788.9917 | 1728.4533 | 1674.2865 | 1620.1196 | 1565.9527 | 1511.7859 | 1457.619 | 1403.4522 | 1349.2853 | 1295.1184 | 1240.9516 | 1186.7847 | 1132.6178 | 1078.451 | 1024.2841 | 0 | 0 | 0 | 0 | 0 | 0 | 0 | 0 | 0 | 0 | 0 | 0 | 0 | 0 | 0 | 0 | 0 | 0 | 0
|  | 2028 | -0.4342% | [8 empty] | 2923.8401 | 2838.7271 | 2745.98 | 2657.1037 | 2571.7111 | 2489.4797 | 2409.4632 | 2330.1563 | 2250.828 | 2171.4997 | 2092.1713 | 2012.843 | 1933.5146 | 1854.1863 | 1021.4203 | 1781.2232 | 1720.9478 | 1667.0161 | 1613.0845 | 1559.1528 | 1505.2212 | 1451.2895 | 1397.3579 | 1343.4262 | 1289.4946 | 1235.5629 | 1181.6313 | 1127.6996 | 1073.768 | 1019.8363 | 0 | 0 | 0 | 0 | 0 | 0 | 0 | 0 | 0 | 0 | 0 | 0 | 0 | 0 | 0 | 0 | 0 | 0
|  | 2029 | -0.6392% | [9 empty] | 2905.1514 | 2820.5824 | 2728.4282 | 2640.12 | 2555.2732 | 2473.5674 | 2394.0623 | 2315.2624 | 2236.4411 | 2157.6198 | 2078.7985 | 1999.9772 | 1921.156 | 1842.3347 | 1014.8916 | 1769.838 | 1709.9478 | 1656.3609 | 1602.7739 | 1549.187 | 1495.6001 | 1442.0132 | 1388.4262 | 1334.8393 | 1281.2524 | 1227.6654 | 1174.0785 | 1120.4916 | 1066.9046 | 1013.3177 | 0 | 0 | 0 | 0 | 0 | 0 | 0 | 0 | 0 | 0 | 0 | 0 | 0 | 0 | 0 | 0 | 0
|  | 2030 | -0.3577% | [10 empty] | 2894.7608 | 2810.4942 | 2718.6696 | 2630.6772 | 2546.1339 | 2464.7203 | 2385.4996 | 2306.9816 | 2228.4422 | 2149.9028 | 2071.3634 | 1992.8241 | 1914.2847 | 1835.7453 | 1011.2617 | 1763.5079 | 1703.832 | 1650.4367 | 1597.0414 | 1543.6461 | 1490.2509 | 1436.8556 | 1383.4603 | 1330.0651 | 1276.6698 | 1223.2745 | 1169.8792 | 1116.484 | 1063.0887 | 1009.6934 | 0 | 0 | 0 | 0 | 0 | 0 | 0 | 0 | 0 | 0 | 0 | 0 | 0 | 0 | 0 | 0
|  | 2031 | -0.326% | [11 empty] | 2885.3251 | 2801.3332 | 2709.8079 | 2622.1023 | 2537.8346 | 2456.6864 | 2377.7239 | 2299.4618 | 2221.1784 | 2142.895 | 2064.6117 | 1986.3283 | 1908.0449 | 1829.7616 | 1007.9654 | 1757.7596 | 1698.2782 | 1645.057 | 1591.8357 | 1538.6145 | 1485.3933 | 1432.1721 | 1378.9508 | 1325.7296 | 1272.5084 | 1219.2872 | 1166.0659 | 1112.8447 | 1059.6235 | 1006.4023 | 0 | 0 | 0 | 0 | 0 | 0 | 0 | 0 | 0 | 0 | 0 | 0 | 0 | 0 | 0
|  | 2032 | -0.458% | [12 empty] | 2872.1106 | 2788.5034 | 2697.3972 | 2610.0933 | 2526.2116 | 2445.435 | 2366.8342 | 2288.9305 | 2211.0056 | 2133.0808 | 2055.1559 | 1977.2311 | 1899.3063 | 1821.3814 | 1003.349 | 1749.7093 | 1690.5002 | 1637.5228 | 1584.5453 | 1531.5678 | 1478.5903 | 1425.6128 | 1372.6354 | 1319.6579 | 1266.6804 | 1213.7029 | 1160.7255 | 1107.748 | 1054.7705 | 1001.793 | 0 | 0 | 0 | 0 | 0 | 0 | 0 | 0 | 0 | 0 | 0 | 0 | 0 | 0
|  | 2033 | -0.3512% | [13 empty] | 2862.0248 | 2778.7112 | 2687.925 | 2600.9277 | 2517.3405 | 2436.8476 | 2358.5228 | 2280.8926 | 2203.2414 | 2125.5902 | 2047.939 | 1970.2878 | 1892.6366 | 1814.9854 | 999.8256 | 1743.565 | 1684.5638 | 1631.7724 | 1578.981 | 1526.1895 | 1473.3981 | 1420.6066 | 1367.8152 | 1315.0238 | 1262.2323 | 1209.4409 | 1156.6494 | 1103.858 | 1051.0666 | 998.2751 | 0 | 0 | 0 | 0 | 0 | 0 | 0 | 0 | 0 | 0 | 0 | 0 | 0
|  | 2034 | -0.323% | [14 empty] | 2852.7791 | 2769.7347 | 2679.2417 | 2592.5254 | 2509.2082 | 2428.9754 | 2350.9036 | 2273.5242 | 2196.1239 | 2118.7235 | 2041.3232 | 1963.9228 | 1886.5225 | 1809.1222 | 996.5957 | 1737.9324 | 1679.1219 | 1626.501 | 1573.8801 | 1521.2592 | 1468.6383 | 1416.0174 | 1363.3965 | 1310.7756 | 1258.1547 | 1205.5338 | 1152.9129 | 1100.292 | 1047.6711 | 995.0502 | 0 | 0 | 0 | 0 | 0 | 0 | 0 | 0 | 0 | 0 | 0 | 0
|  | 2035 | -0.3875% | [15 empty] | 2841.7251 | 2759.0025 | 2668.8602 | 2582.4799 | 2499.4856 | 2419.5636 | 2341.7943 | 2264.7148 | 2187.6143 | 2110.5139 | 2033.4135 | 1956.313 | 1879.2126 | 1802.1122 | 992.7341 | 1731.1983 | 1672.6156 | 1620.1986 | 1567.7816 | 1515.3646 | 1462.9476 | 1410.5306 | 1358.1136 | 1305.6966 | 1253.2796 | 1200.8626 | 1148.4456 | 1096.0286 | 1043.6116 | 991.1946 | 0 | 0 | 0 | 0 | 0 | 0 | 0 | 0 | 0 | 0 | 0
|  | 2036 | -0.3838% | [16 empty] | 2830.8184 | 2748.4132 | 2658.6169 | 2572.5682 | 2489.8923 | 2410.2771 | 2332.8063 | 2256.0226 | 2179.2181 | 2102.4136 | 2025.6091 | 1948.8046 | 1872 | 1795.1955 | 988.9239 | 1724.5538 | 1666.196 | 1613.9802 | 1561.7644 | 1509.5485 | 1457.3327 | 1405.1169 | 1352.9011 | 1300.6852 | 1248.4694 | 1196.2536 | 1144.0378 | 1091.8219 | 1039.6061 | 987.3903 | 0 | 0 | 0 | 0 | 0 | 0 | 0 | 0 | 0 | 0
|  | 2037 | -0.3304% | [17 empty] | 2821.4665 | 2739.3336 | 2649.8339 | 2564.0695 | 2481.6668 | 2402.3146 | 2325.0997 | 2248.5697 | 2172.0189 | 2095.4681 | 2018.9173 | 1942.3665 | 1865.8157 | 1789.265 | 985.6569 | 1718.8566 | 1660.6916 | 1608.6483 | 1556.6049 | 1504.5616 | 1452.5183 | 1400.475 | 1348.4316 | 1296.3883 | 1244.345 | 1192.3017 | 1140.2584 | 1088.215 | 1036.1717 | 984.1284 | 0 | 0 | 0 | 0 | 0 | 0 | 0 | 0 | 0
|  | 2038 | -0.2011% | [18 empty] | 2815.794 | 2733.8262 | 2644.5064 | 2558.9144 | 2476.6774 | 2397.4847 | 2320.4251 | 2244.0489 | 2167.6521 | 2091.2552 | 2014.8583 | 1938.4614 | 1862.0645 | 1785.6676 | 983.6753 | 1715.4008 | 1657.3528 | 1605.4141 | 1553.4754 | 1501.5367 | 1449.598 | 1397.6593 | 1345.7206 | 1293.7819 | 1241.8432 | 1189.9046 | 1137.9659 | 1086.0272 | 1034.0885 | 982.1498 | 0 | 0 | 0 | 0 | 0 | 0 | 0 | 0
|  | 2039 | -0.2548% | [19 empty] | 2808.6205 | 2726.8615 | 2637.7693 | 2552.3953 | 2470.3678 | 2391.3769 | 2314.5136 | 2238.332 | 2162.1297 | 2085.9275 | 2009.7252 | 1933.523 | 1857.3207 | 1781.1185 | 981.1693 | 1711.0307 | 1653.1305 | 1601.3241 | 1549.5178 | 1497.7114 | 1445.905 | 1394.0986 | 1342.2923 | 1290.4859 | 1238.6795 | 1186.8731 | 1135.0668 | 1083.2604 | 1031.454 | 979.6477 | 0 | 0 | 0 | 0 | 0 | 0 | 0
|  | 2040 | -0.2428% | [20 empty] | 2801.8001 | 2720.2396 | 2631.3638 | 2546.1971 | 2464.3688 | 2385.5697 | 2308.8931 | 2232.8965 | 2156.8793 | 2080.8621 | 2004.8449 | 1928.8276 | 1852.8104 | 1776.7932 | 978.7866 | 1706.8756 | 1649.1161 | 1597.4355 | 1545.7549 | 1494.0744 | 1442.3938 | 1390.7132 | 1339.0327 | 1287.3521 | 1235.6715 | 1183.991 | 1132.3104 | 1080.6298 | 1028.9493 | 977.2687 | 0 | 0 | 0 | 0 | 0 | 0
|  | 2041 | -0.1404% | [21 empty] | 2797.8674 | 2716.4215 | 2627.6704 | 2542.6233 | 2460.9098 | 2382.2213 | 2305.6523 | 2229.7623 | 2153.8518 | 2077.9413 | 2002.0308 | 1926.1203 | 1850.2098 | 1774.2993 | 977.4128 | 1704.4798 | 1646.8013 | 1595.1933 | 1543.5853 | 1491.9773 | 1440.3692 | 1388.7612 | 1337.1532 | 1285.5452 | 1233.9371 | 1182.3291 | 1130.7211 | 1079.1131 | 1027.505 | 975.897 | 0 | 0 | 0 | 0 | 0
|  | 2042 | -0.3661% | [22 empty] | 2787.6255 | 2706.4777 | 2618.0515 | 2533.3157 | 2451.9013 | 2373.5009 | 2297.2122 | 2221.6 | 2145.9674 | 2070.3348 | 1994.7022 | 1919.0695 | 1843.4369 | 1767.8043 | 973.8348 | 1698.2404 | 1640.773 | 1589.3539 | 1537.9348 | 1486.5157 | 1435.0966 | 1383.6775 | 1332.2584 | 1280.8393 | 1229.4202 | 1178.001 | 1126.5819 | 1075.1628 | 1023.7437 | 972.3246 | 0 | 0 | 0 | 0
|  | 2043 | -0.08882% | 2043: 2785.1496; 2044: 2704.0739; 2045: 2615.7262; 2046: 2531.0657; 2047: 2449.7236; 2048: 2371.3928; 2049: 2295.1719; 2050: 2219.6269; 2051: 2144.0614; 2052: 2068.496; 2053: 1992.9305; 2054: 1917.3651; 2055: 1841.7996; 2056: 1766.2342; 2057: 972.9699; 2058: 1696.7321; 2059: 1639.3158; 2060: 1587.9423; 2061: 1536.5689; 2062: 1485.1954; 2063: 1433.822; 2064: 1382.4485; 2065: 1331.0751; 2066: 1279.7017; 2067: 1228.3282; 2068: 1176.9548; 2069: 1125.5813; 2070: 1074.2079; 2071: 1022.8345; 2072: 971.461; 2073: 0; 2074: 0; 2075: 0
|  | 2044 | -0.3463% | 2044: 2775.5038; 2045: 2694.7089; 2046: 2606.6672; 2047: 2522.2999; 2048: 2441.2395; 2049: 2363.18; 2050: 2287.223; 2051: 2211.9397; 2052: 2136.6359; 2053: 2061.3322; 2054: 1986.0284; 2055: 1910.7247; 2056: 1835.4209; 2057: 1760.1172; 2058: 969.6002; 2059: 1690.8558; 2060: 1633.6383; 2061: 1582.4428; 2062: 1531.2473; 2063: 1480.0518; 2064: 1428.8563; 2065: 1377.6607; 2066: 1326.4652; 2067: 1275.2697; 2068: 1224.0742; 2069: 1172.8787; 2070: 1121.6831; 2071: 1070.4876; 2072: 1019.2921; 2073: 968.0966; 2074: 0; 2075: 0
|  | 2045 | -0.1113% | 2045: 2772.4158; 2046: 2691.7108; 2047: 2603.767; 2048: 2519.4936; 2049: 2438.5234; 2050: 2360.5507; 2051: 2284.6783; 2052: 2209.4787; 2053: 2134.2587; 2054: 2059.0387; 2055: 1983.8188; 2056: 1908.5988; 2057: 1833.3788; 2058: 1758.1589; 2059: 968.5215; 2060: 1688.9746; 2061: 1631.8207; 2062: 1580.6822; 2063: 1529.5436; 2064: 1478.4051; 2065: 1427.2665; 2066: 1376.1279; 2067: 1324.9894; 2068: 1273.8508; 2069: 1222.7123; 2070: 1171.5737; 2071: 1120.4352; 2072: 1069.2966; 2073: 1018.158; 2074: 967.0195; 2075: 0
|  | 2046 | -0.3088% | 2046: 2763.854; 2047: 2683.3981; 2048: 2595.726; 2049: 2511.7128; 2050: 2430.9927; 2051: 2353.2608; 2052: 2277.6226; 2053: 2202.6553; 2054: 2127.6676; 2055: 2052.68; 2056: 1977.6923; 2057: 1902.7046; 2058: 1827.7169; 2059: 1752.7293; 2060: 965.5304; 2061: 1683.7586; 2062: 1626.7813; 2063: 1575.8007; 2064: 1524.82; 2065: 1473.8394; 2066: 1422.8588; 2067: 1371.8781; 2068: 1320.8975; 2069: 1269.9169; 2070: 1218.9362; 2071: 1167.9556; 2072: 1116.975; 2073: 1065.9944; 2074: 1015.0137; 2075: 964.0331 | 0 | 0 | 0 | 0
|  | 2047 | -0.2166% | 2047: 2757.8665; 2048: 2677.585; 2049: 2590.1027; 2050: 2506.2716; 2051: 2425.7263; 2052: 2348.1628; 2053: 2272.6885; 2054: 2197.8836; 2055: 2123.0584; 2056: 2048.2331; 2057: 1973.4079; 2058: 1898.5827; 2059: 1823.7575; 2060: 1748.9323; 2061: 963.4388; 2062: 1680.111; 2063: 1623.2571; 2064: 1572.3869; 2065: 1521.5168; 2066: 1470.6466; 2067: 1419.7764; 2068: 1368.9062; 2069: 1318.036; 2070: 1267.1658; 2071: 1216.2956; 2072: 1165.4254; 2073: 1114.5552; 2074: 1063.685; 2075: 1012.8149 | 961.9447 | 0 | 0 | 0
|  | 2048 | -0.2187% | 2048: 2751.8349; 2049: 2671.7289; 2050: 2584.438; 2051: 2500.7902; 2052: 2420.4211; 2053: 2343.0272; 2054: 2267.718; 2055: 2193.0767; 2056: 2118.4151; 2057: 2043.7535; 2058: 1969.0919; 2059: 1894.4304; 2060: 1819.7688; 2061: 1745.1072; 2062: 961.3317; 2063: 1676.4365; 2064: 1619.707; 2065: 1568.948; 2066: 1518.1891; 2067: 1467.4302; 2068: 1416.6712; 2069: 1365.9123; 2070: 1315.1534; 2071: 1264.3944; 2072: 1213.6355; 2073: 1162.8766; 2074: 1112.1176; 2075: 1061.3587 | 1010.5998 | 959.8408 | 0 | 0
|  | 2049 | -0.2281% | 2049: 2745.5576; 2050: 2665.6344; 2051: 2578.5426; 2052: 2495.0856; 2053: 2414.8999; 2054: 2337.6825; 2055: 2262.5451; 2056: 2188.074; 2057: 2113.5828; 2058: 2039.0915; 2059: 1964.6002; 2060: 1890.109; 2061: 1815.6177; 2062: 1741.1265; 2063: 959.1388; 2064: 1672.6124; 2065: 1616.0122; 2066: 1565.3691; 2067: 1514.7259; 2068: 1464.0828; 2069: 1413.4396; 2070: 1362.7965; 2071: 1312.1534; 2072: 1261.5102; 2073: 1210.8671; 2074: 1160.2239; 2075: 1109.5808 | 1058.9376 | 1008.2945 | 957.6513 | 0
|  | 2050 | -0.9976% | 2050: 2718.1675; 2051: 2639.0416; 2052: 2552.8187; 2053: 2470.1942; 2054: 2390.8084; 2055: 2314.3614; 2056: 2239.9736; 2057: 2166.2454; 2058: 2092.4973; 2059: 2018.7492; 2060: 1945.0011; 2061: 1871.2529; 2062: 1797.5048; 2063: 1723.7567; 2064: 949.5702; 2065: 1655.9261; 2066: 1599.8906; 2067: 1549.7527; 2068: 1499.6148; 2069: 1449.4769; 2070: 1399.339; 2071: 1349.201; 2072: 1299.0631; 2073: 1248.9252; 2074: 1198.7873; 2075: 1148.6493 | 1098.5114 | 1048.3735 | 998.2356 | 948.0976
Revenue Requirement by vintage year
2012 $/MW-wk
| Aurora Input |  | Levelized Cost | 2020 | 2021 | 2022 | 2023 | 2024 | 2025 | 2026 | 2027 | 2028 | 2029 | 2030 | 2031 | 2032 | 2033 | 2034 | 2035 | 2036 | 2037 | 2038 | 2039 | 2040 | 2041 | 2042 | 2043 | 2044 | 2045 | 2046 | 2047 | 2048 | 2049 | 2050 | 2051 | 2052 | 2053 | 2054 | 2055 | 2056 | 2057 | 2058 | 2059 | 2060 | 2061 | 2062 | 2063 | 2064 | 2065 | 2066 | 2067 | 2068 | 2069 | 2070 | 2071 | 2072 | 2073 | 2074 | 2075
|  | 2020 | 2265.253 | 3241.524 | 3147.1632 | 3044.3388 | 2945.8059 | 2851.1351 | 2759.969 | 2671.2585 | 2583.3347 | 2495.3871 | 2407.4395 | 2319.4919 | 2231.5443 | 2143.5967 | 2055.6491 | 1132.4007 | 1974.7584 | 1907.9339 | 1848.1424 | 1788.3509 | 1728.5594 | 1668.7679 | 1608.9764 | 1549.185 | 1489.3935 | 1429.602 | 1369.8105 | 1310.019 | 1250.2275 | 1190.436 | 1130.6445 | 0 | 0 | 0 | 0 | 0 | 0 | 0 | 0 | 0 | 0 | 0 | 0 | 0 | 0 | 0 | 0 | 0 | 0 | 0 | 0 | 0 | 0 | 0 | 0 | 0 | 0
|  | 2021 | 2281.5962 |  | 3264.9107 | 3169.8691 | 3066.3029 | 2967.059 | 2871.7053 | 2779.8814 | 2690.5309 | 2601.9728 | 2513.3906 | 2424.8085 | 2336.2264 | 2247.6443 | 2159.0622 | 2070.4801 | 1140.5706 | 1989.0058 | 1921.6991 | 1861.4762 | 1801.2533 | 1741.0305 | 1680.8076 | 1620.5847 | 1560.3619 | 1500.139 | 1439.9161 | 1379.6933 | 1319.4704 | 1259.2475 | 1199.0247 | 1138.8018 | 0 | 0 | 0 | 0 | 0 | 0 | 0 | 0 | 0 | 0 | 0 | 0 | 0 | 0 | 0 | 0 | 0 | 0 | 0 | 0 | 0 | 0 | 0 | 0 | 0
|  | 2022 | 2264.5763 |  |  | 3240.5557 | 3146.2231 | 3043.4294 | 2944.9259 | 2850.2835 | 2759.1446 | 2670.4605 | 2582.5631 | 2494.6417 | 2406.7204 | 2318.7991 | 2230.8777 | 2142.9564 | 2055.0351 | 1132.0624 | 1974.1685 | 1907.3639 | 1847.5903 | 1787.8167 | 1728.0431 | 1668.2694 | 1608.4958 | 1548.7222 | 1488.9486 | 1429.1749 | 1369.4013 | 1309.6277 | 1249.854 | 1190.0804 | 1130.3068 | 0 | 0 | 0 | 0 | 0 | 0 | 0 | 0 | 0 | 0 | 0 | 0 | 0 | 0 | 0 | 0 | 0 | 0 | 0 | 0 | 0 | 0 | 0 | 0
|  | 2023 | 2219.9394 |  |  |  | 3176.6813 | 3084.2081 | 2983.4406 | 2886.8787 | 2794.1017 | 2704.7593 | 2617.8233 | 2531.6584 | 2445.47 | 2359.2817 | 2273.0934 | 2186.9051 | 2100.7168 | 2014.5284 | 1109.7484 | 1935.2559 | 1869.768 | 1811.1726 | 1752.5772 | 1693.9817 | 1635.3863 | 1576.7909 | 1518.1954 | 1459.6 | 1401.0046 | 1342.4091 | 1283.8137 | 1225.2183 | 1166.6228 | 1108.0274 | 0 | 0 | 0 | 0 | 0 | 0 | 0 | 0 | 0 | 0 | 0 | 0 | 0 | 0 | 0 | 0 | 0 | 0 | 0 | 0 | 0 | 0 | 0
|  | 2024 | 2199.2896 |  |  |  |  | 3147.132 | 3055.5189 | 2955.6888 | 2860.0251 | 2768.1111 | 2679.5997 | 2593.4724 | 2508.1089 | 2422.7224 | 2337.3358 | 2251.9492 | 2166.5626 | 2081.176 | 1995.7894 | 1099.4256 | 1917.2542 | 1852.3755 | 1794.3251 | 1736.2748 | 1678.2244 | 1620.174 | 1562.1236 | 1504.0732 | 1446.0229 | 1387.9725 | 1329.9221 | 1271.8717 | 1213.8213 | 1155.771 | 1097.7206 | 0 | 0 | 0 | 0 | 0 | 0 | 0 | 0 | 0 | 0 | 0 | 0 | 0 | 0 | 0 | 0 | 0 | 0 | 0 | 0 | 0 | 0
|  | 2025 | 2187.0227 | [5 empty] | 3129.5783 | 3038.4762 | 2939.2029 | 2844.0728 | 2752.6715 | 2664.6538 | 2579.0069 | 2494.1196 | 2409.2092 | 2324.2989 | 2239.3885 | 2154.4782 | 2069.5679 | 1984.6575 | 1093.2933 | 1906.5604 | 1842.0436 | 1784.317 | 1726.5904 | 1668.8638 | 1611.1372 | 1553.4106 | 1495.684 | 1437.9574 | 1380.2308 | 1322.5042 | 1264.7776 | 1207.051 | 1149.3244 | 1091.5979 | 0 | 0 | 0 | 0 | 0 | 0 | 0 | 0 | 0 | 0 | 0 | 0 | 0 | 0 | 0 | 0 | 0 | 0 | 0 | 0 | 0
|  | 2026 | 2174.8817 | [6 empty] | 3112.2047 | 3021.6084 | 2922.8862 | 2828.2842 | 2737.3903 | 2649.8612 | 2564.6898 | 2480.2737 | 2395.8347 | 2311.3957 | 2226.9568 | 2142.5178 | 2058.0788 | 1973.6399 | 1087.224 | 1895.9763 | 1831.8177 | 1774.4115 | 1717.0054 | 1659.5993 | 1602.1931 | 1544.787 | 1487.3809 | 1429.9747 | 1372.5686 | 1315.1625 | 1257.7563 | 1200.3502 | 1142.9441 | 1085.5379 | 0 | 0 | 0 | 0 | 0 | 0 | 0 | 0 | 0 | 0 | 0 | 0 | 0 | 0 | 0 | 0 | 0 | 0 | 0 | 0
|  | 2027 | 2162.5651 | [7 empty] | 3094.5801 | 3004.4968 | 2906.3337 | 2812.2674 | 2721.8882 | 2634.8548 | 2550.1657 | 2466.2277 | 2382.2669 | 2298.3061 | 2214.3453 | 2130.3845 | 2046.4238 | 1962.463 | 1081.067 | 1885.2392 | 1821.4439 | 1764.3629 | 1707.2818 | 1650.2008 | 1593.1198 | 1536.0387 | 1478.9577 | 1421.8767 | 1364.7956 | 1307.7146 | 1250.6336 | 1193.5525 | 1136.4715 | 1079.3905 | 0 | 0 | 0 | 0 | 0 | 0 | 0 | 0 | 0 | 0 | 0 | 0 | 0 | 0 | 0 | 0 | 0 | 0 | 0
|  | 2028 | 2153.1745 | [8 empty] | 3081.1423 | 2991.4502 | 2893.7134 | 2800.0555 | 2710.0688 | 2623.4134 | 2539.092 | 2455.5185 | 2371.9223 | 2288.3261 | 2204.7299 | 2121.1337 | 2037.5375 | 1953.9413 | 1076.3726 | 1877.0528 | 1813.5346 | 1756.7014 | 1699.8682 | 1643.0351 | 1586.2019 | 1529.3687 | 1472.5356 | 1415.7024 | 1358.8692 | 1302.036 | 1245.2029 | 1188.3697 | 1131.5365 | 1074.7034 | 0 | 0 | 0 | 0 | 0 | 0 | 0 | 0 | 0 | 0 | 0 | 0 | 0 | 0 | 0 | 0 | 0 | 0
|  | 2029 | 2139.4118 | [9 empty] | 3061.4482 | 2972.3294 | 2875.2173 | 2782.1581 | 2692.7466 | 2606.645 | 2522.8626 | 2439.8232 | 2356.7614 | 2273.6995 | 2190.6376 | 2107.5758 | 2024.5139 | 1941.452 | 1069.4926 | 1865.0551 | 1801.9428 | 1745.4729 | 1689.003 | 1632.5331 | 1576.0632 | 1519.5933 | 1463.1234 | 1406.6535 | 1350.1836 | 1293.7137 | 1237.2438 | 1180.7739 | 1124.304 | 1067.8341 | 0 | 0 | 0 | 0 | 0 | 0 | 0 | 0 | 0 | 0 | 0 | 0 | 0 | 0 | 0 | 0 | 0
|  | 2030 | 2131.7599 | [10 empty] | 3050.4985 | 2961.6985 | 2864.9337 | 2772.2073 | 2683.1156 | 2597.322 | 2513.8392 | 2431.0969 | 2348.3321 | 2265.5673 | 2182.8025 | 2100.0377 | 2017.273 | 1934.5082 | 1065.6674 | 1858.3844 | 1795.4979 | 1739.23 | 1682.962 | 1626.6941 | 1570.4262 | 1514.1582 | 1457.8903 | 1401.6224 | 1345.3545 | 1289.0865 | 1232.8186 | 1176.5507 | 1120.2827 | 1064.0148 | 0 | 0 | 0 | 0 | 0 | 0 | 0 | 0 | 0 | 0 | 0 | 0 | 0 | 0 | 0 | 0
|  | 2031 | 2124.8113 | [11 empty] | 3040.5552 | 2952.0446 | 2855.5952 | 2763.1711 | 2674.3698 | 2588.8558 | 2505.6452 | 2423.1725 | 2340.6775 | 2258.1825 | 2175.6875 | 2093.1925 | 2010.6975 | 1928.2025 | 1062.1938 | 1852.3269 | 1789.6453 | 1733.5608 | 1677.4763 | 1621.3918 | 1565.3073 | 1509.2227 | 1453.1382 | 1397.0537 | 1340.9692 | 1284.8847 | 1228.8001 | 1172.7156 | 1116.6311 | 1060.5466 | 0 | 0 | 0 | 0 | 0 | 0 | 0 | 0 | 0 | 0 | 0 | 0 | 0 | 0 | 0
|  | 2032 | 2115.0799 | [12 empty] | 3026.6297 | 2938.5245 | 2842.5168 | 2750.516 | 2662.1214 | 2576.9991 | 2494.1696 | 2412.0746 | 2329.9574 | 2247.8403 | 2165.7231 | 2083.6059 | 2001.4887 | 1919.3715 | 1057.3291 | 1843.8434 | 1781.4489 | 1725.6213 | 1669.7936 | 1613.966 | 1558.1383 | 1502.3106 | 1446.483 | 1390.6553 | 1334.8277 | 1279 | 1223.1723 | 1167.3447 | 1111.517 | 1055.6894 | 0 | 0 | 0 | 0 | 0 | 0 | 0 | 0 | 0 | 0 | 0 | 0 | 0 | 0
|  | 2033 | 2107.6525 | [13 empty] | 3016.0014 | 2928.2055 | 2832.535 | 2740.8573 | 2652.7731 | 2567.9496 | 2485.411 | 2403.6044 | 2321.7755 | 2239.9467 | 2158.1179 | 2076.2891 | 1994.4602 | 1912.6314 | 1053.6161 | 1837.3685 | 1775.1932 | 1719.5616 | 1663.9299 | 1608.2983 | 1552.6667 | 1497.0351 | 1441.4035 | 1385.7719 | 1330.1403 | 1274.5086 | 1218.877 | 1163.2454 | 1107.6138 | 1051.9822 | 0 | 0 | 0 | 0 | 0 | 0 | 0 | 0 | 0 | 0 | 0 | 0 | 0
|  | 2034 | 2100.8438 | [14 empty] | 3006.2583 | 2918.746 | 2823.3846 | 2732.003 | 2644.2033 | 2559.6539 | 2477.3819 | 2395.8396 | 2314.2751 | 2232.7106 | 2151.1461 | 2069.5817 | 1988.0172 | 1906.4527 | 1050.2124 | 1831.433 | 1769.4584 | 1714.0065 | 1658.5546 | 1603.1027 | 1547.6509 | 1492.199 | 1436.7471 | 1381.2952 | 1325.8433 | 1270.3914 | 1214.9395 | 1159.4876 | 1104.0357 | 1048.5838 | 0 | 0 | 0 | 0 | 0 | 0 | 0 | 0 | 0 | 0 | 0 | 0
|  | 2035 | 2092.7034 | [15 empty] | 2994.6096 | 2907.4365 | 2812.4445 | 2721.417 | 2633.9576 | 2549.7358 | 2467.7826 | 2386.5562 | 2305.3077 | 2224.0593 | 2142.8109 | 2061.5624 | 1980.314 | 1899.0656 | 1046.1431 | 1824.3365 | 1762.6021 | 1707.3651 | 1652.1281 | 1596.891 | 1541.654 | 1486.417 | 1431.1799 | 1375.9429 | 1320.7059 | 1265.4689 | 1210.2318 | 1154.9948 | 1099.7578 | 1044.5207 | 0 | 0 | 0 | 0 | 0 | 0 | 0 | 0 | 0 | 0 | 0
|  | 2036 | 2084.6715 | [16 empty] | 2983.116 | 2896.2775 | 2801.6501 | 2710.972 | 2623.8482 | 2539.9497 | 2458.311 | 2377.3964 | 2296.4598 | 2215.5232 | 2134.5866 | 2053.65 | 1972.7134 | 1891.7768 | 1042.1279 | 1817.3346 | 1755.8371 | 1700.8121 | 1645.7871 | 1590.7621 | 1535.737 | 1480.712 | 1425.687 | 1370.6619 | 1315.6369 | 1260.6119 | 1205.5869 | 1150.5618 | 1095.5368 | 1040.5118 | 0 | 0 | 0 | 0 | 0 | 0 | 0 | 0 | 0 | 0
|  | 2037 | 2077.7846 | [17 empty] | 2973.2611 | 2886.7094 | 2792.3947 | 2702.0161 | 2615.1802 | 2531.5588 | 2450.1898 | 2369.5425 | 2288.8732 | 2208.204 | 2127.5348 | 2046.8656 | 1966.1964 | 1885.5272 | 1038.6852 | 1811.3309 | 1750.0366 | 1695.1933 | 1640.3501 | 1585.5068 | 1530.6636 | 1475.8204 | 1420.9771 | 1366.1339 | 1311.2906 | 1256.4474 | 1201.6041 | 1146.7609 | 1091.9176 | 1037.0744 | 0 | 0 | 0 | 0 | 0 | 0 | 0 | 0 | 0
|  | 2038 | 2073.6072 | [18 empty] | 2967.2834 | 2880.9057 | 2786.7805 | 2696.5837 | 2609.9223 | 2526.4691 | 2445.2637 | 2364.7785 | 2284.2715 | 2203.7644 | 2123.2574 | 2042.7504 | 1962.2434 | 1881.7363 | 1036.5969 | 1807.6892 | 1746.5181 | 1691.7852 | 1637.0522 | 1582.3192 | 1527.5862 | 1472.8532 | 1418.1202 | 1363.3872 | 1308.6543 | 1253.9213 | 1199.1883 | 1144.4553 | 1089.7223 | 1034.9893 | 0 | 0 | 0 | 0 | 0 | 0 | 0 | 0
|  | 2039 | 2068.3245 | [19 empty] | 2959.7239 | 2873.5663 | 2779.6809 | 2689.7139 | 2603.2733 | 2520.0326 | 2439.0341 | 2358.754 | 2278.452 | 2198.1501 | 2117.8482 | 2037.5463 | 1957.2443 | 1876.9424 | 1033.956 | 1803.0839 | 1742.0687 | 1687.4752 | 1632.8816 | 1578.2881 | 1523.6945 | 1469.101 | 1414.5074 | 1359.9139 | 1305.3203 | 1250.7268 | 1196.1332 | 1141.5397 | 1086.9461 | 1032.3526 | 0 | 0 | 0 | 0 | 0 | 0 | 0
|  | 2040 | 2063.3018 | [20 empty] | 2952.5366 | 2866.5882 | 2772.9308 | 2683.1822 | 2596.9516 | 2513.913 | 2433.1112 | 2353.026 | 2272.9191 | 2192.8122 | 2112.7053 | 2032.5983 | 1952.4914 | 1872.3845 | 1031.4452 | 1798.7053 | 1737.8383 | 1683.3773 | 1628.9164 | 1574.4554 | 1519.9944 | 1465.5334 | 1411.0725 | 1356.6115 | 1302.1505 | 1247.6895 | 1193.2286 | 1138.7676 | 1084.3066 | 1029.8456 | 0 | 0 | 0 | 0 | 0 | 0 | 0 | 0 | 0 | 0
|  | 2041 | 2060.4057 | [21 empty] | 2948.3923 | 2862.5646 | 2769.0387 | 2679.4161 | 2593.3064 | 2510.3845 | 2429.6961 | 2349.7233 | 2269.7288 | 2189.7343 | 2109.7398 | 2029.7454 | 1949.7509 | 1869.7564 | 1029.9975 | 1796.1807 | 1735.3991 | 1681.0145 | 1626.63 | 1572.2455 | 1517.8609 | 1463.4764 | 1409.0919 | 1354.7073 | 1300.3228 | 1245.9383 | 1191.5537 | 1137.1692 | 1082.7847 | 1028.4001 | 0 | 0 | 0 | 0 | 0 | 0 | 0 | 0 | 0
|  | 2042 | 2052.8634 | [22 empty] | 2937.5994 | 2852.0858 | 2758.9023 | 2669.6078 | 2583.8133 | 2501.1949 | 2420.8019 | 2341.1218 | 2261.4202 | 2181.7185 | 2102.0169 | 2022.3152 | 1942.6136 | 1862.9119 | 1026.227 | 1789.6055 | 1729.0464 | 1674.861 | 1620.6755 | 1566.4901 | 1512.3046 | 1458.1192 | 1403.9337 | 1349.7483 | 1295.5628 | 1241.3774 | 1187.1919 | 1133.0065 | 1078.821 | 1024.6356 | 0 | 0 | 0 | 0 | 0 | 0 | 0 | 0
|  | 2043 | 2051.0401 | 2043: 2934.9903; 2044: 2849.5527; 2045: 2756.4519; 2046: 2667.2367; 2047: 2581.5185; 2048: 2498.9734; 2049: 2418.6518; 2050: 2339.0425; 2051: 2259.4117; 2052: 2179.7808; 2053: 2100.1499; 2054: 2020.5191; 2055: 1940.8882; 2056: 1861.2573; 2057: 1025.3156; 2058: 1788.016; 2059: 1727.5107; 2060: 1673.3734; 2061: 1619.2361; 2062: 1565.0988; 2063: 1510.9614; 2064: 1456.8241; 2065: 1402.6868; 2066: 1348.5495; 2067: 1294.4121; 2068: 1240.2748; 2069: 1186.1375; 2070: 1132.0002; 2071: 1077.8628; 2072: 1023.7255; 2073: 0; 2074: 0; 2075: 0 | 0 | 0 | 0 | 0
|  | 2044 | 2043.9367 | 2044: 2924.8256; 2045: 2839.6839; 2046: 2746.9055; 2047: 2657.9993; 2048: 2572.5779; 2049: 2490.3188; 2050: 2410.2753; 2051: 2330.9418; 2052: 2251.5867; 2053: 2172.2316; 2054: 2092.8765; 2055: 2013.5214; 2056: 1934.1663; 2057: 1854.8113; 2058: 1021.7646; 2059: 1781.8236; 2060: 1721.5279; 2061: 1667.578; 2062: 1613.6282; 2063: 1559.6784; 2064: 1505.7285; 2065: 1451.7787; 2066: 1397.8289; 2067: 1343.879; 2068: 1289.9292; 2069: 1235.9794; 2070: 1182.0295; 2071: 1128.0797; 2072: 1074.1299; 2073: 1020.18; 2074: 0; 2075: 0 | 0 | 0 | 0 | 0
|  | 2045 | 2041.6627 | 2045: 2921.5714; 2046: 2836.5245; 2047: 2743.8493; 2048: 2655.042; 2049: 2569.7157; 2050: 2487.5481; 2051: 2407.5937; 2052: 2328.3484; 2053: 2249.0816; 2054: 2169.8148; 2055: 2090.548; 2056: 2011.2812; 2057: 1932.0144; 2058: 1852.7476; 2059: 1020.6278; 2060: 1779.8412; 2061: 1719.6125; 2062: 1665.7227; 2063: 1611.8329; 2064: 1557.9431; 2065: 1504.0533; 2066: 1450.1635; 2067: 1396.2737; 2068: 1342.3838; 2069: 1288.494; 2070: 1234.6042; 2071: 1180.7144; 2072: 1126.8246; 2073: 1072.9348; 2074: 1019.045; 2075: 0 | 0 | 0 | 0 | 0
|  | 2046 | 2035.3575 | 2046: 2912.549; 2047: 2827.7646; 2048: 2735.3757; 2049: 2646.8426; 2050: 2561.7798; 2051: 2479.8659; 2052: 2400.1584; 2053: 2321.1579; 2054: 2242.1359; 2055: 2163.1139; 2056: 2084.0919; 2057: 2005.0699; 2058: 1926.0479; 2059: 1847.0259; 2060: 1017.4759; 2061: 1774.3446; 2062: 1714.3019; 2063: 1660.5786; 2064: 1606.8552; 2065: 1553.1318; 2066: 1499.4084; 2067: 1445.685; 2068: 1391.9616; 2069: 1338.2383; 2070: 1284.5149; 2071: 1230.7915; 2072: 1177.0681; 2073: 1123.3447; 2074: 1069.6213; 2075: 1015.898 | 0 | 0 | 0 | 0
|  | 2047 | 2030.9483 | 2047: 2906.2394; 2048: 2821.6387; 2049: 2729.4499; 2050: 2641.1087; 2051: 2556.2301; 2052: 2474.4937; 2053: 2394.9589; 2054: 2316.1294; 2055: 2237.2786; 2056: 2158.4278; 2057: 2079.577; 2058: 2000.7262; 2059: 1921.8754; 2060: 1843.0246; 2061: 1015.2716; 2062: 1770.5008; 2063: 1710.5882; 2064: 1656.9812; 2065: 1603.3742; 2066: 1549.7672; 2067: 1496.1602; 2068: 1442.5532; 2069: 1388.9462; 2070: 1335.3392; 2071: 1281.7322; 2072: 1228.1252; 2073: 1174.5182; 2074: 1120.9112; 2075: 1067.3042 | 1013.6972 | 0 | 0 | 0
|  | 2048 | 2026.5064 | 2048: 2899.8832; 2049: 2815.4676; 2050: 2723.4804; 2051: 2635.3324; 2052: 2550.6395; 2053: 2469.0818; 2054: 2389.7209; 2055: 2311.0639; 2056: 2232.3856; 2057: 2153.7072; 2058: 2075.0288; 2059: 1996.3505; 2060: 1917.6721; 2061: 1838.9938; 2062: 1013.0512; 2063: 1766.6286; 2064: 1706.847; 2065: 1653.3572; 2066: 1599.8675; 2067: 1546.3777; 2068: 1492.888; 2069: 1439.3982; 2070: 1385.9084; 2071: 1332.4187; 2072: 1278.9289; 2073: 1225.4392; 2074: 1171.9494; 2075: 1118.4597 | 1064.9699 | 1011.4801 | 0 | 0
|  | 2049 | 2021.8838 | 2049: 2893.2683; 2050: 2809.0452; 2051: 2717.2679; 2052: 2629.3209; 2053: 2544.8212; 2054: 2463.4496; 2055: 2384.2697; 2056: 2305.7921; 2057: 2227.2932; 2058: 2148.7944; 2059: 2070.2955; 2060: 1991.7966; 2061: 1913.2977; 2062: 1834.7988; 2063: 1010.7403; 2064: 1762.5987; 2065: 1702.9535; 2066: 1649.5858; 2067: 1596.218; 2068: 1542.8503; 2069: 1489.4825; 2070: 1436.1148; 2071: 1382.747; 2072: 1329.3793; 2073: 1276.0116; 2074: 1222.6438; 2075: 1169.2761 | 1115.9083 | 1062.5406 | 1009.1728 | 0
|  | 2050 | 2001.7131 | 2050: 2864.4046; 2051: 2781.0217; 2052: 2690.16; 2053: 2603.0904; 2054: 2519.4336; 2055: 2438.8738; 2056: 2360.4839; 2057: 2282.7892; 2058: 2205.0734; 2059: 2127.3577; 2060: 2049.6419; 2061: 1971.9261; 2062: 1894.2104; 2063: 1816.4946; 2064: 1000.657; 2065: 1745.0147; 2066: 1685.9646; 2067: 1633.1292; 2068: 1580.2939; 2069: 1527.4586; 2070: 1474.6232; 2071: 1421.7879; 2072: 1368.9525; 2073: 1316.1172; 2074: 1263.2819; 2075: 1210.4465 | 1157.6112 | 1104.7759 | 1051.9405 | 999.1052
|  | Annual Change (%) |  | 0% | 0.7215% | -0.746% | -1.971% | -0.9302% | -0.5578% | -0.5551% | -0.5663% | -0.4342% | -0.6392% | -0.3577% | -0.326% | -0.458% | -0.3512% | -0.323% | -0.3875% | -0.3838% | -0.3304% | -0.2011% | -0.2548% | -0.2428% | -0.1404% | -0.3661% | -0.08882% | -0.3463% | -0.1113% | -0.3088% | -0.2166% | -0.2187% | -0.2281% | -0.9976% | 0% | 0% | 0% | 0% | 0% | 0% | 0% | 0% | 0% | 0% | 0% | 0% | 0% | 0% | 0% | 0% | 0% | 0% | 0% | 0% | 0% | 0% | 0% | 0% | 0%
|  | Levelized Capital Cost ($/MW-wk) |  | 2265.253 | 2281.5962 | 2264.5763 | 2219.9394 | 2199.2896 | 2187.0227 | 2174.8817 | 2162.5651 | 2153.1745 | 2139.4118 | 2131.7599 | 2124.8113 | 2115.0799 | 2107.6525 | 2100.8438 | 2092.7034 | 2084.6715 | 2077.7846 | 2073.6072 | 2068.3245 | 2063.3018 | 2060.4057 | 2052.8634 | 2051.0401 | 2043.9367 | 2041.6627 | 2035.3575 | 2030.9483 | 2026.5064 | 2021.8838 | 2001.7131 | 2001.7131 | 2001.7131 | 2001.7131 | 2001.7131 | 2001.7131 | 2001.7131 | 2001.7131 | 2001.7131 | 2001.7131 | 2001.7131 | 2001.7131 | 2001.7131 | 2001.7131 | 2001.7131 | 2001.7131 | 2001.7131 | 2001.7131 | 2001.7131 | 2001.7131 | 2001.7131 | 2001.7131 | 2001.7131 | 2001.7131 | 2001.7131 | 2001.7131
|  | Economic Life | 30
|  | check s/b 0 | 0
Revenue Requirement by vintage year
2012 $/MW-wk
| Aurora Input |  | Levelized Cost | 2020 | 2021 | 2022 | 2023 | 2024 | 2025 | 2026 | 2027 | 2028 | 2029 | 2030 | 2031 | 2032 | 2033 | 2034 | 2035 | 2036 | 2037 | 2038 | 2039 | 2040 | 2041 | 2042 | 2043 | 2044 | 2045 | 2046 | Levelized | 2047 | 2048 | 2049 | 2050 | 2051 | 2052 | 2053 | 2054 | 2055 | 2056 | 2057 | 2058 | 2059 | 2060 | 2061 | 2062 | 2063 | 2064 | 2065 | 2066 | 2067 | 2068 | 2069 | 2070 | 2071 | 2072 | 2073 | 2074 | 2075 | 2076 | 2077 | 2078 | 2079
|  | 2020 | 2265.253 | 3241.524 | 3147.1632 | 3044.3388 | 2945.8059 | 2851.1351 | 2759.969 | 2671.2585 | 2583.3347 | 2495.3871 | 2407.4395 | 2319.4919 | 2231.5443 | 2143.5967 | 2055.6491 | 1132.4007 | 1974.7584 | 1907.9339 | 1848.1424 | 1788.3509 | 1728.5594 | 1668.7679 | 1608.9764 | 1549.185 | 1489.3935 | 1429.602 | 1369.8105 | 1310.019 | 1192.1137 | 1250.2275 | 1190.436 | 1130.6445 | 0 | 0 | 0 | 0 | 0 | 0 | 0 | 0 | 0 | 0 | 0 | 0 | 0 | 0 | 0 | 0 | 0 | 0 | 0 | 0 | 0 | 0 | 0 | 0 | 0 | 0 | 0 | 0 | 0 | 0
|  | 2021 | 2281.5962 |  | 3264.9107 | 3169.8691 | 3066.3029 | 2967.059 | 2871.7053 | 2779.8814 | 2690.5309 | 2601.9728 | 2513.3906 | 2424.8085 | 2336.2264 | 2247.6443 | 2159.0622 | 2070.4801 | 1140.5706 | 1989.0058 | 1921.6991 | 1861.4762 | 1801.2533 | 1741.0305 | 1680.8076 | 1620.5847 | 1560.3619 | 1500.139 | 1439.9161 | 1379.6933 | 1232.3038 | 1319.4704 | 1259.2475 | 1199.0247 | 1138.8018 | 0 | 0 | 0 | 0 | 0 | 0 | 0 | 0 | 0 | 0 | 0 | 0 | 0 | 0 | 0 | 0 | 0 | 0 | 0 | 0 | 0 | 0 | 0 | 0 | 0 | 0 | 0 | 0 | 0
|  | 2022 | 2264.5763 |  |  | 3240.5557 | 3146.2231 | 3043.4294 | 2944.9259 | 2850.2835 | 2759.1446 | 2670.4605 | 2582.5631 | 2494.6417 | 2406.7204 | 2318.7991 | 2230.8777 | 2142.9564 | 2055.0351 | 1132.0624 | 1974.1685 | 1907.3639 | 1847.5903 | 1787.8167 | 1728.0431 | 1668.2694 | 1608.4958 | 1548.7222 | 1488.9486 | 1429.1749 | 1254.8833 | 1369.4013 | 1309.6277 | 1249.854 | 1190.0804 | 1130.3068 | 0 | 0 | 0 | 0 | 0 | 0 | 0 | 0 | 0 | 0 | 0 | 0 | 0 | 0 | 0 | 0 | 0 | 0 | 0 | 0 | 0 | 0 | 0 | 0 | 0 | 0 | 0 | 0
|  | 2023 | 2219.9394 |  |  |  | 3176.6813 | 3084.2081 | 2983.4406 | 2886.8787 | 2794.1017 | 2704.7593 | 2617.8233 | 2531.6584 | 2445.47 | 2359.2817 | 2273.0934 | 2186.9051 | 2100.7168 | 2014.5284 | 1109.7484 | 1935.2559 | 1869.768 | 1811.1726 | 1752.5772 | 1693.9817 | 1635.3863 | 1576.7909 | 1518.1954 | 1459.6 | 1261.7034 | 1401.0046 | 1342.4091 | 1283.8137 | 1225.2183 | 1166.6228 | 1108.0274 | 0 | 0 | 0 | 0 | 0 | 0 | 0 | 0 | 0 | 0 | 0 | 0 | 0 | 0 | 0 | 0 | 0 | 0 | 0 | 0 | 0 | 0 | 0 | 0 | 0 | 0 | 0
|  | 2024 | 2199.2896 |  |  |  |  | 3147.132 | 3055.5189 | 2955.6888 | 2860.0251 | 2768.1111 | 2679.5997 | 2593.4724 | 2508.1089 | 2422.7224 | 2337.3358 | 2251.9492 | 2166.5626 | 2081.176 | 1995.7894 | 1099.4256 | 1917.2542 | 1852.3755 | 1794.3251 | 1736.2748 | 1678.2244 | 1620.174 | 1562.1236 | 1504.0732 | 1281.6333 | 1446.0229 | 1387.9725 | 1329.9221 | 1271.8717 | 1213.8213 | 1155.771 | 1097.7206 | 0 | 0 | 0 | 0 | 0 | 0 | 0 | 0 | 0 | 0 | 0 | 0 | 0 | 0 | 0 | 0 | 0 | 0 | 0 | 0 | 0 | 0 | 0 | 0 | 0 | 0
|  | 2025 | 2187.0227 | [5 empty] | 3129.5783 | 3038.4762 | 2939.2029 | 2844.0728 | 2752.6715 | 2664.6538 | 2579.0069 | 2494.1196 | 2409.2092 | 2324.2989 | 2239.3885 | 2154.4782 | 2069.5679 | 1984.6575 | 1093.2933 | 1906.5604 | 1842.0436 | 1784.317 | 1726.5904 | 1668.8638 | 1611.1372 | 1553.4106 | 1306.3759 | 1495.684 | 1437.9574 | 1380.2308 | 1322.5042 | 1264.7776 | 1207.051 | 1149.3244 | 1091.5979 | 0 | 0 | 0 | 0 | 0 | 0 | 0 | 0 | 0 | 0 | 0 | 0 | 0 | 0 | 0 | 0 | 0 | 0 | 0 | 0 | 0 | 0 | 0 | 0 | 0
|  | 2026 | 2174.8817 | [6 empty] | 3112.2047 | 3021.6084 | 2922.8862 | 2828.2842 | 2737.3903 | 2649.8612 | 2564.6898 | 2480.2737 | 2395.8347 | 2311.3957 | 2226.9568 | 2142.5178 | 2058.0788 | 1973.6399 | 1087.224 | 1895.9763 | 1831.8177 | 1774.4115 | 1717.0054 | 1659.5993 | 1602.1931 | 1331.236 | 1544.787 | 1487.3809 | 1429.9747 | 1372.5686 | 1315.1625 | 1257.7563 | 1200.3502 | 1142.9441 | 1085.5379 | 0 | 0 | 0 | 0 | 0 | 0 | 0 | 0 | 0 | 0 | 0 | 0 | 0 | 0 | 0 | 0 | 0 | 0 | 0 | 0 | 0 | 0 | 0 | 0
|  | 2027 | 2162.5651 | [7 empty] | 3094.5801 | 3004.4968 | 2906.3337 | 2812.2674 | 2721.8882 | 2634.8548 | 2550.1657 | 2466.2277 | 2382.2669 | 2298.3061 | 2214.3453 | 2130.3845 | 2046.4238 | 1962.463 | 1081.067 | 1885.2392 | 1821.4439 | 1764.3629 | 1707.2818 | 1650.2008 | 1356.0224 | 1593.1198 | 1536.0387 | 1478.9577 | 1421.8767 | 1364.7956 | 1307.7146 | 1250.6336 | 1193.5525 | 1136.4715 | 1079.3905 | 0 | 0 | 0 | 0 | 0 | 0 | 0 | 0 | 0 | 0 | 0 | 0 | 0 | 0 | 0 | 0 | 0 | 0 | 0 | 0 | 0 | 0 | 0
|  | 2028 | 2153.1745 | [8 empty] | 3081.1423 | 2991.4502 | 2893.7134 | 2800.0555 | 2710.0688 | 2623.4134 | 2539.092 | 2455.5185 | 2371.9223 | 2288.3261 | 2204.7299 | 2121.1337 | 2037.5375 | 1953.9413 | 1076.3726 | 1877.0528 | 1813.5346 | 1756.7014 | 1699.8682 | 1382.7108 | 1643.0351 | 1586.2019 | 1529.3687 | 1472.5356 | 1415.7024 | 1358.8692 | 1302.036 | 1245.2029 | 1188.3697 | 1131.5365 | 1074.7034 | 0 | 0 | 0 | 0 | 0 | 0 | 0 | 0 | 0 | 0 | 0 | 0 | 0 | 0 | 0 | 0 | 0 | 0 | 0 | 0 | 0 | 0
|  | 2029 | 2139.4118 | [9 empty] | 3061.4482 | 2972.3294 | 2875.2173 | 2782.1581 | 2692.7466 | 2606.645 | 2522.8626 | 2439.8232 | 2356.7614 | 2273.6995 | 2190.6376 | 2107.5758 | 2024.5139 | 1941.452 | 1069.4926 | 1865.0551 | 1801.9428 | 1745.4729 | 1406.6292 | 1689.003 | 1632.5331 | 1576.0632 | 1519.5933 | 1463.1234 | 1406.6535 | 1350.1836 | 1293.7137 | 1237.2438 | 1180.7739 | 1124.304 | 1067.8341 | 0 | 0 | 0 | 0 | 0 | 0 | 0 | 0 | 0 | 0 | 0 | 0 | 0 | 0 | 0 | 0 | 0 | 0 | 0 | 0 | 0
|  | 2030 | 2131.7599 | [10 empty] | 3050.4985 | 2961.6985 | 2864.9337 | 2772.2073 | 2683.1156 | 2597.322 | 2513.8392 | 2431.0969 | 2348.3321 | 2265.5673 | 2182.8025 | 2100.0377 | 2017.273 | 1934.5082 | 1065.6674 | 1858.3844 | 1795.4979 | 1434.6223 | 1739.23 | 1682.962 | 1626.6941 | 1570.4262 | 1514.1582 | 1457.8903 | 1401.6224 | 1345.3545 | 1289.0865 | 1232.8186 | 1176.5507 | 1120.2827 | 1064.0148 | 0 | 0 | 0 | 0 | 0 | 0 | 0 | 0 | 0 | 0 | 0 | 0 | 0 | 0 | 0 | 0 | 0 | 0 | 0 | 0
|  | 2031 | 2124.8113 | [11 empty] | 3040.5552 | 2952.0446 | 2855.5952 | 2763.1711 | 2674.3698 | 2588.8558 | 2505.6452 | 2423.1725 | 2340.6775 | 2258.1825 | 2175.6875 | 2093.1925 | 2010.6975 | 1928.2025 | 1062.1938 | 1852.3269 | 1463.2444 | 1789.6453 | 1733.5608 | 1677.4763 | 1621.3918 | 1565.3073 | 1509.2227 | 1453.1382 | 1397.0537 | 1340.9692 | 1284.8847 | 1228.8001 | 1172.7156 | 1116.6311 | 1060.5466 | 0 | 0 | 0 | 0 | 0 | 0 | 0 | 0 | 0 | 0 | 0 | 0 | 0 | 0 | 0 | 0 | 0 | 0 | 0
|  | 2032 | 2115.0799 | [12 empty] | 3026.6297 | 2938.5245 | 2842.5168 | 2750.516 | 2662.1214 | 2576.9991 | 2494.1696 | 2412.0746 | 2329.9574 | 2247.8403 | 2165.7231 | 2083.6059 | 2001.4887 | 1919.3715 | 1057.3291 | 1490.6453 | 1843.8434 | 1781.4489 | 1725.6213 | 1669.7936 | 1613.966 | 1558.1383 | 1502.3106 | 1446.483 | 1390.6553 | 1334.8277 | 1279 | 1223.1723 | 1167.3447 | 1111.517 | 1055.6894 | 0 | 0 | 0 | 0 | 0 | 0 | 0 | 0 | 0 | 0 | 0 | 0 | 0 | 0 | 0 | 0 | 0 | 0
|  | 2033 | 2107.6525 | [13 empty] | 3016.0014 | 2928.2055 | 2832.535 | 2740.8573 | 2652.7731 | 2567.9496 | 2485.411 | 2403.6044 | 2321.7755 | 2239.9467 | 2158.1179 | 2076.2891 | 1994.4602 | 1912.6314 | 1449.0911 | 1053.6161 | 1837.3685 | 1775.1932 | 1719.5616 | 1663.9299 | 1608.2983 | 1552.6667 | 1497.0351 | 1441.4035 | 1385.7719 | 1330.1403 | 1274.5086 | 1218.877 | 1163.2454 | 1107.6138 | 1051.9822 | 0 | 0 | 0 | 0 | 0 | 0 | 0 | 0 | 0 | 0 | 0 | 0 | 0 | 0 | 0 | 0 | 0
|  | 2034 | 2100.8438 | [14 empty] | 3006.2583 | 2918.746 | 2823.3846 | 2732.003 | 2644.2033 | 2559.6539 | 2477.3819 | 2395.8396 | 2314.2751 | 2232.7106 | 2151.1461 | 2069.5817 | 1988.0172 | 1481.6756 | 1906.4527 | 1050.2124 | 1831.433 | 1769.4584 | 1714.0065 | 1658.5546 | 1603.1027 | 1547.6509 | 1492.199 | 1436.7471 | 1381.2952 | 1325.8433 | 1270.3914 | 1214.9395 | 1159.4876 | 1104.0357 | 1048.5838 | 0 | 0 | 0 | 0 | 0 | 0 | 0 | 0 | 0 | 0 | 0 | 0 | 0 | 0 | 0 | 0
|  | 2035 | 2092.7034 | [15 empty] | 2994.6096 | 2907.4365 | 2812.4445 | 2721.417 | 2633.9576 | 2549.7358 | 2467.7826 | 2386.5562 | 2305.3077 | 2224.0593 | 2142.8109 | 2061.5624 | 1515.0717 | 1980.314 | 1899.0656 | 1046.1431 | 1824.3365 | 1762.6021 | 1707.3651 | 1652.1281 | 1596.891 | 1541.654 | 1486.417 | 1431.1799 | 1375.9429 | 1320.7059 | 1265.4689 | 1210.2318 | 1154.9948 | 1099.7578 | 1044.5207 | 0 | 0 | 0 | 0 | 0 | 0 | 0 | 0 | 0 | 0 | 0 | 0 | 0 | 0 | 0
|  | 2036 | 2084.6715 | [16 empty] | 2983.116 | 2896.2775 | 2801.6501 | 2710.972 | 2623.8482 | 2539.9497 | 2458.311 | 2377.3964 | 2296.4598 | 2215.5232 | 2134.5866 | 1550.0166 | 2053.65 | 1972.7134 | 1891.7768 | 1042.1279 | 1817.3346 | 1755.8371 | 1700.8121 | 1645.7871 | 1590.7621 | 1535.737 | 1480.712 | 1425.687 | 1370.6619 | 1315.6369 | 1260.6119 | 1205.5869 | 1150.5618 | 1095.5368 | 1040.5118 | 0 | 0 | 0 | 0 | 0 | 0 | 0 | 0 | 0 | 0 | 0 | 0 | 0 | 0
|  | 2037 | 2077.7846 | [17 empty] | 2973.2611 | 2886.7094 | 2792.3947 | 2702.0161 | 2615.1802 | 2531.5588 | 2450.1898 | 2369.5425 | 2288.8732 | 2208.204 | 1587.0994 | 2127.5348 | 2046.8656 | 1966.1964 | 1885.5272 | 1038.6852 | 1811.3309 | 1750.0366 | 1695.1933 | 1640.3501 | 1585.5068 | 1530.6636 | 1475.8204 | 1420.9771 | 1366.1339 | 1311.2906 | 1256.4474 | 1201.6041 | 1146.7609 | 1091.9176 | 1037.0744 | 0 | 0 | 0 | 0 | 0 | 0 | 0 | 0 | 0 | 0 | 0 | 0 | 0
|  | 2038 | 2073.6072 | [18 empty] | 2967.2834 | 2880.9057 | 2786.7805 | 2696.5837 | 2609.9223 | 2526.4691 | 2445.2637 | 2364.7785 | 2284.2715 | 1627.4489 | 2203.7644 | 2123.2574 | 2042.7504 | 1962.2434 | 1881.7363 | 1036.5969 | 1807.6892 | 1746.5181 | 1691.7852 | 1637.0522 | 1582.3192 | 1527.5862 | 1472.8532 | 1418.1202 | 1363.3872 | 1308.6543 | 1253.9213 | 1199.1883 | 1144.4553 | 1089.7223 | 1034.9893 | 0 | 0 | 0 | 0 | 0 | 0 | 0 | 0 | 0 | 0 | 0 | 0
|  | 2039 | 2068.3245 | [19 empty] | 2959.7239 | 2873.5663 | 2779.6809 | 2689.7139 | 2603.2733 | 2520.0326 | 2439.0341 | 2358.754 | 1668.0247 | 2278.452 | 2198.1501 | 2117.8482 | 2037.5463 | 1957.2443 | 1876.9424 | 1033.956 | 1803.0839 | 1742.0687 | 1687.4752 | 1632.8816 | 1578.2881 | 1523.6945 | 1469.101 | 1414.5074 | 1359.9139 | 1305.3203 | 1250.7268 | 1196.1332 | 1141.5397 | 1086.9461 | 1032.3526 | 0 | 0 | 0 | 0 | 0 | 0 | 0 | 0 | 0 | 0 | 0
|  | 2040 | 2063.3018 | [20 empty] | 2952.5366 | 2866.5882 | 2772.9308 | 2683.1822 | 2596.9516 | 2513.913 | 2433.1112 | 1709.7722 | 2353.026 | 2272.9191 | 2192.8122 | 2112.7053 | 2032.5983 | 1952.4914 | 1872.3845 | 1031.4452 | 1798.7053 | 1737.8383 | 1683.3773 | 1628.9164 | 1574.4554 | 1519.9944 | 1465.5334 | 1411.0725 | 1356.6115 | 1302.1505 | 1247.6895 | 1193.2286 | 1138.7676 | 1084.3066 | 1029.8456 | 0 | 0 | 0 | 0 | 0 | 0 | 0 | 0 | 0 | 0
|  | 2041 | 2060.4057 | [21 empty] | 2948.3923 | 2862.5646 | 2769.0387 | 2679.4161 | 2593.3064 | 2510.3845 | 1754.1999 | 2429.6961 | 2349.7233 | 2269.7288 | 2189.7343 | 2109.7398 | 2029.7454 | 1949.7509 | 1869.7564 | 1029.9975 | 1796.1807 | 1735.3991 | 1681.0145 | 1626.63 | 1572.2455 | 1517.8609 | 1463.4764 | 1409.0919 | 1354.7073 | 1300.3228 | 1245.9383 | 1191.5537 | 1137.1692 | 1082.7847 | 1028.4001 | 0 | 0 | 0 | 0 | 0 | 0 | 0 | 0 | 0
|  | 2042 | 2052.8634 | [22 empty] | 2937.5994 | 2852.0858 | 2758.9023 | 2669.6078 | 2583.8133 | 1795.4956 | 2501.1949 | 2420.8019 | 2341.1218 | 2261.4202 | 2181.7185 | 2102.0169 | 2022.3152 | 1942.6136 | 1862.9119 | 1026.227 | 1789.6055 | 1729.0464 | 1674.861 | 1620.6755 | 1566.4901 | 1512.3046 | 1458.1192 | 1403.9337 | 1349.7483 | 1295.5628 | 1241.3774 | 1187.1919 | 1133.0065 | 1078.821 | 1024.6356 | 0 | 0 | 0 | 0 | 0 | 0 | 0 | 0
|  | 2043 | 2051.0401 | [23 empty] | 2934.9903 | 2849.5527 | 2756.4519 | 2667.2367 | 1842.7052 | 2581.5185 | 2498.9734 | 2418.6518 | 2339.0425 | 2259.4117 | 2179.7808 | 2100.1499 | 2020.5191 | 1940.8882 | 1861.2573 | 1025.3156 | 1788.016 | 1727.5107 | 1673.3734 | 1619.2361 | 1565.0988 | 1510.9614 | 1456.8241 | 1402.6868 | 1348.5495 | 1294.4121 | 1240.2748 | 1186.1375 | 1132.0002 | 1077.8628 | 1023.7255 | 0 | 0 | 0 | 0 | 0 | 0 | 0
|  | 2044 | 2043.9367 | [24 empty] | 2924.8256 | 2839.6839 | 2746.9055 | 1886.2037 | 2657.9993 | 2572.5779 | 2490.3188 | 2410.2753 | 2330.9418 | 2251.5867 | 2172.2316 | 2092.8765 | 2013.5214 | 1934.1663 | 1854.8113 | 1021.7646 | 1781.8236 | 1721.5279 | 1667.578 | 1613.6282 | 1559.6784 | 1505.7285 | 1451.7787 | 1397.8289 | 1343.879 | 1289.9292 | 1235.9794 | 1182.0295 | 1128.0797 | 1074.1299 | 1020.18 | 0 | 0 | 0 | 0 | 0 | 0
|  | 2045 | 2041.6627 | [25 empty] | 2921.5714 | 2836.5245 | 1935.2992 | 2743.8493 | 2655.042 | 2569.7157 | 2487.5481 | 2407.5937 | 2328.3484 | 2249.0816 | 2169.8148 | 2090.548 | 2011.2812 | 1932.0144 | 1852.7476 | 1020.6278 | 1779.8412 | 1719.6125 | 1665.7227 | 1611.8329 | 1557.9431 | 1504.0533 | 1450.1635 | 1396.2737 | 1342.3838 | 1288.494 | 1234.6042 | 1180.7144 | 1126.8246 | 1072.9348 | 1019.045 | 0 | 0 | 0 | 0 | 0
|  | 2046 | 2035.3575 | [26 empty] | 2912.549 | 1981.8585 | 2827.7646 | 2735.3757 | 2646.8426 | 2561.7798 | 2479.8659 | 2400.1584 | 2321.1579 | 2242.1359 | 2163.1139 | 2084.0919 | 2005.0699 | 1926.0479 | 1847.0259 | 1017.4759 | 1774.3446 | 1714.3019 | 1660.5786 | 1606.8552 | 1553.1318 | 1499.4084 | 1445.685 | 1391.9616 | 1338.2383 | 1284.5149 | 1230.7915 | 1177.0681 | 1123.3447 | 1069.6213 | 1015.898 | 0 | 0 | 0 | 0
|  | 2047 | 2030.9483 | [27 empty] | 2030.9483 | 2906.2394 | 2821.6387 | 2729.4499 | 2641.1087 | 2556.2301 | 2474.4937 | 2394.9589 | 2316.1294 | 2237.2786 | 2158.4278 | 2079.577 | 2000.7262 | 1921.8754 | 1843.0246 | 1015.2716 | 1770.5008 | 1710.5882 | 1656.9812 | 1603.3742 | 1549.7672 | 1496.1602 | 1442.5532 | 1388.9462 | 1335.3392 | 1281.7322 | 1228.1252 | 1174.5182 | 1120.9112 | 1067.3042 | 1013.6972 | 0 | 0 | 0
|  | 2048 | 2026.5064 | [27 empty] | 2026.5064 |  | 2899.8832 | 2815.4676 | 2723.4804 | 2635.3324 | 2550.6395 | 2469.0818 | 2389.7209 | 2311.0639 | 2232.3856 | 2153.7072 | 2075.0288 | 1996.3505 | 1917.6721 | 1838.9938 | 1013.0512 | 1766.6286 | 1706.847 | 1653.3572 | 1599.8675 | 1546.3777 | 1492.888 | 1439.3982 | 1385.9084 | 1332.4187 | 1278.9289 | 1225.4392 | 1171.9494 | 1118.4597 | 1064.9699 | 1011.4801 | 0 | 0
|  | 2049 | 2021.8838 | [27 empty] | 2021.8838 |  |  | 2893.2683 | 2809.0452 | 2717.2679 | 2629.3209 | 2544.8212 | 2463.4496 | 2384.2697 | 2305.7921 | 2227.2932 | 2148.7944 | 2070.2955 | 1991.7966 | 1913.2977 | 1834.7988 | 1010.7403 | 1762.5987 | 1702.9535 | 1649.5858 | 1596.218 | 1542.8503 | 1489.4825 | 1436.1148 | 1382.747 | 1329.3793 | 1276.0116 | 1222.6438 | 1169.2761 | 1115.9083 | 1062.5406 | 1009.1728 | 0
|  | 2050 | 2001.7131 | [27 empty] | 2001.7131 |  |  |  | 2864.4046 | 2781.0217 | 2690.16 | 2603.0904 | 2519.4336 | 2438.8738 | 2360.4839 | 2282.7892 | 2205.0734 | 2127.3577 | 2049.6419 | 1971.9261 | 1894.2104 | 1816.4946 | 1000.657 | 1745.0147 | 1685.9646 | 1633.1292 | 1580.2939 | 1527.4586 | 1474.6232 | 1421.7879 | 1368.9525 | 1316.1172 | 1263.2819 | 1210.4465 | 1157.6112 | 1104.7759 | 1051.9405 | 999.1052

## WA Wind
Washington Wind FINANCIALS
($ 1000s Unless Otherwise Indicated)
| Calendar Year of Fin. Close |  |  | 2020 | 2021 | 2022 | 2023 | 2024 | 2025 | 2026 | 2027 | 2028 | 2029 | 2030 | 2031 | 2032 | 2033 | 2034 | 2035 | 2036 | 2037 | 2038 | 2039 | 2040 | 2041 | 2042 | 2043 | 2044 | 2045 | 2046 | 2047 | 2048 | 2049 | 2050 | 2051 | 2052 | 2053 | 2054 | 2055 | 2056 | 2057 | 2058 | 2059 | 2060 | 2061 | 2062 | 2063 | 2064 | 2065 | 2066 | 2067 | 2068 | 2069 | 2070 | 2071 | 2072 | 2073 | 2074 | 2075
| Operating Year |  | 0 | 1 | 2 | 3 | 4 | 5 | 6 | 7 | 8 | 9 | 10 | 11 | 12 | 13 | 14 | 15 | 16 | 17 | 18 | 19 | 20 | 21 | 22 | 23 | 24 | 25 | 26 | 27 | 28 | 29 | 30 | 31 | 32 | 33 | 34 | 35 | 36 | 37 | 38 | 39 | 40 | 41 | 42 | 43 | 44 | 45 | 46 | 47 | 48 | 49 | 50 | 51 | 52 | 53 | 54 | 55 | 56
| Calendar Year | Capital Invest.
| 2020 | 148485.8555
| Gross plant |  | 2020 1: 148485.8555; 2021 2: 148485.8555; 2022 3: 148485.8555; 2023 4: 148485.8555; 2024 5: 148485.8555; 2025 6: 148485.8555; 2026 7: 148485.8555; 2027 8: 148485.8555; 2028 9: 148485.8555; 2029 10: 148485.8555; 2030 11: 148485.8555; 2031 12: 148485.8555; 2032 13: 148485.8555; 2033 14: 148485.8555; 2034 15: 148485.8555; 2035 16: 148485.8555; 2036 17: 148485.8555; 2037 18: 148485.8555; 2038 19: 148485.8555; 2039 20: 148485.8555; 2040 21: 148485.8555; 2041 22: 148485.8555; 2042 23: 148485.8555; 2043 24: 148485.8555; 2044 25: 148485.8555; 2045 26: 148485.8555; 2046 27: 148485.8555; 2047 28: 148485.8555; 2048 29: 148485.8555; 2049 30: 148485.8555
| Accumulated Deprectiation |  | 2020 1: 4949.5285; 2021 2: 9899.057; 2022 3: 14848.5855; 2023 4: 19798.1141; 2024 5: 24747.6426; 2025 6: 29697.1711; 2026 7: 34646.6996; 2027 8: 39596.2281; 2028 9: 44545.7566; 2029 10: 49495.2852; 2030 11: 54444.8137; 2031 12: 59394.3422; 2032 13: 64343.8707; 2033 14: 69293.3992; 2034 15: 69293.3992; 2035 16: 74242.9277; 2036 17: 79192.4562; 2037 18: 84141.9848; 2038 19: 89091.5133; 2039 20: 94041.0418; 2040 21: 98990.5703; 2041 22: 103940.0988; 2042 23: 108889.6273; 2043 24: 113839.1559; 2044 25: 118788.6844; 2045 26: 123738.2129; 2046 27: 128687.7414; 2047 28: 133637.2699; 2048 29: 138586.7984; 2049 30: 143536.3269
| Net book value |  | 2020 1: 143536.3269; 2021 2: 138586.7984; 2022 3: 133637.2699; 2023 4: 128687.7414; 2024 5: 123738.2129; 2025 6: 118788.6844; 2026 7: 113839.1559; 2027 8: 108889.6273; 2028 9: 103940.0988; 2029 10: 98990.5703; 2030 11: 94041.0418; 2031 12: 89091.5133; 2032 13: 84141.9848; 2033 14: 79192.4562; 2034 15: 79192.4562; 2035 16: 74242.9277; 2036 17: 69293.3992; 2037 18: 64343.8707; 2038 19: 59394.3422; 2039 20: 54444.8137; 2040 21: 49495.2852; 2041 22: 44545.7566; 2042 23: 39596.2281; 2043 24: 34646.6996; 2044 25: 29697.1711; 2045 26: 24747.6426; 2046 27: 19798.1141; 2047 28: 14848.5855; 2048 29: 9899.057; 2049 30: 4949.5285
| Accumulated deffered income tax |  | 2020 1: -5197.0049; 2021 2: -14135.8534; 2022 3: -19083.4021; 2023 4: -21636.171; 2024 5: -24188.9398; 2025 6: -24945.6237; 2026 7: -23906.2227; 2027 8: -22866.8217; 2028 9: -21827.4208; 2029 10: -20788.0198; 2030 11: -19748.6188; 2031 12: -18709.2178; 2032 13: -17669.8168; 2033 14: -16630.4158; 2034 15: -16630.4158; 2035 16: -15591.0148; 2036 17: -14551.6138; 2037 18: -13512.2128; 2038 19: -12472.8119; 2039 20: -11433.4109; 2040 21: -10394.0099; 2041 22: -9354.6089; 2042 23: -8315.2079; 2043 24: -7275.8069; 2044 25: -6236.4059; 2045 26: -5197.0049; 2046 27: -4157.604; 2047 28: -3118.203; 2048 29: -2078.802; 2049 30: -1039.401
| Rate Base |  | 2020 1: 138339.322; 2021 2: 124450.945; 2022 3: 114553.8678; 2023 4: 107051.5704; 2024 5: 99549.2731; 2025 6: 93843.0607; 2026 7: 89932.9331; 2027 8: 86022.8056; 2028 9: 82112.6781; 2029 10: 78202.5505; 2030 11: 74292.423; 2031 12: 70382.2955; 2032 13: 66472.168; 2033 14: 62562.0404; 2034 15: 62562.0404; 2035 16: 58651.9129; 2036 17: 54741.7854; 2037 18: 50831.6579; 2038 19: 46921.5303; 2039 20: 43011.4028; 2040 21: 39101.2753; 2041 22: 35191.1477; 2042 23: 31281.0202; 2043 24: 27370.8927; 2044 25: 23460.7652; 2045 26: 19550.6376; 2046 27: 15640.5101; 2047 28: 11730.3826; 2048 29: 7820.2551; 2049 30: 3910.1275
| Average rate base |  | 2020 1: 143412.5887; 2021 2: 131395.1335; 2022 3: 119502.4064; 2023 4: 110802.7191; 2024 5: 103300.4218; 2025 6: 96696.1669; 2026 7: 91887.9969; 2027 8: 87977.8694; 2028 9: 84067.7418; 2029 10: 80157.6143; 2030 11: 76247.4868; 2031 12: 72337.3593; 2032 13: 68427.2317; 2033 14: 64517.1042; 2034 15: 62562.0404; 2035 16: 60606.9767; 2036 17: 56696.8491; 2037 18: 52786.7216; 2038 19: 48876.5941; 2039 20: 44966.4666; 2040 21: 41056.339; 2041 22: 37146.2115; 2042 23: 33236.084; 2043 24: 29325.9565; 2044 25: 25415.8289; 2045 26: 21505.7014; 2046 27: 17595.5739; 2047 28: 13685.4463; 2048 29: 9775.3188; 2049 30: 5865.1913
| Pre-tax Return | 0.086076 | 2020 1: 12344.3747; 2021 2: 11309.9609; 2022 3: 10286.2831; 2023 4: 9537.4492; 2024 5: 8891.6819; 2025 6: 8323.2144; 2026 7: 7909.3466; 2027 8: 7572.7786; 2028 9: 7236.2107; 2029 10: 6899.6428; 2030 11: 6563.0748; 2031 12: 6226.5069; 2032 13: 5889.9389; 2033 14: 5553.371; 2034 15: 5385.087; 2035 16: 5216.8031; 2036 17: 4880.2351; 2037 18: 4543.6672; 2038 19: 4207.0992; 2039 20: 3870.5313; 2040 21: 3533.9634; 2041 22: 3197.3954; 2042 23: 2860.8275; 2043 24: 2524.2595; 2044 25: 2187.6916; 2045 26: 1851.1237; 2046 27: 1514.5557; 2047 28: 1177.9878; 2048 29: 841.4198; 2049 30: 504.8519
| Book Depreciation |  | 2020 1: 4949.5285; 2021 2: 4949.5285; 2022 3: 4949.5285; 2023 4: 4949.5285; 2024 5: 4949.5285; 2025 6: 4949.5285; 2026 7: 4949.5285; 2027 8: 4949.5285; 2028 9: 4949.5285; 2029 10: 4949.5285; 2030 11: 4949.5285; 2031 12: 4949.5285; 2032 13: 4949.5285; 2033 14: 4949.5285; 2034 15: 0; 2035 16: 4949.5285; 2036 17: 4949.5285; 2037 18: 4949.5285; 2038 19: 4949.5285; 2039 20: 4949.5285; 2040 21: 4949.5285; 2041 22: 4949.5285; 2042 23: 4949.5285; 2043 24: 4949.5285; 2044 25: 4949.5285; 2045 26: 4949.5285; 2046 27: 4949.5285; 2047 28: 4949.5285; 2048 29: 4949.5285; 2049 30: 4949.5285
| Insurance |  | 2020 1: 71.1247; 2021 2: 71.1247; 2022 3: 71.1247; 2023 4: 71.1247; 2024 5: 71.1247; 2025 6: 71.1247; 2026 7: 71.1247; 2027 8: 71.1247; 2028 9: 71.1247; 2029 10: 71.1247; 2030 11: 71.1247; 2031 12: 71.1247; 2032 13: 71.1247; 2033 14: 71.1247; 2034 15: 71.1247; 2035 16: 71.1247; 2036 17: 71.1247; 2037 18: 71.1247; 2038 19: 71.1247; 2039 20: 71.1247; 2040 21: 71.1247; 2041 22: 71.1247; 2042 23: 71.1247; 2043 24: 71.1247; 2044 25: 71.1247; 2045 26: 71.1247; 2046 27: 71.1247; 2047 28: 71.1247; 2048 29: 71.1247; 2049 30: 71.1247
| Property Taxes |  | 2020 1: 674.9975; 2021 2: 674.9975; 2022 3: 674.9975; 2023 4: 674.9975; 2024 5: 674.9975; 2025 6: 674.9975; 2026 7: 674.9975; 2027 8: 674.9975; 2028 9: 674.9975; 2029 10: 674.9975; 2030 11: 674.9975; 2031 12: 674.9975; 2032 13: 674.9975; 2033 14: 674.9975; 2034 15: 674.9975; 2035 16: 674.9975; 2036 17: 674.9975; 2037 18: 674.9975; 2038 19: 674.9975; 2039 20: 674.9975; 2040 21: 674.9975; 2041 22: 674.9975; 2042 23: 674.9975; 2043 24: 674.9975; 2044 25: 674.9975; 2045 26: 674.9975; 2046 27: 674.9975; 2047 28: 674.9975; 2048 29: 674.9975; 2049 30: 674.9975
| Revenue Requirement |  | 2020 1: 18040.0255; 2021 2: 17005.6116; 2022 3: 15981.9339; 2023 4: 15233.1; 2024 5: 14587.3327; 2025 6: 14018.8652; 2026 7: 13604.9974; 2027 8: 13268.4294; 2028 9: 12931.8615; 2029 10: 12595.2935; 2030 11: 12258.7256; 2031 12: 11922.1577; 2032 13: 11585.5897; 2033 14: 11249.0218; 2034 15: 6131.2093; 2035 16: 10912.4538; 2036 17: 10575.8859; 2037 18: 10239.318; 2038 19: 9902.75; 2039 20: 9566.1821; 2040 21: 9229.6141; 2041 22: 8893.0462; 2042 23: 8556.4783; 2043 24: 8219.9103; 2044 25: 7883.3424; 2045 26: 7546.7745; 2046 27: 7210.2065; 2047 28: 6873.6386; 2048 29: 6537.0706; 2049 30: 6200.5027
| Book Depreciation |  | 2020 1: 4949.5285; 2021 2: 4949.5285; 2022 3: 4949.5285; 2023 4: 4949.5285; 2024 5: 4949.5285; 2025 6: 4949.5285; 2026 7: 4949.5285; 2027 8: 4949.5285; 2028 9: 4949.5285; 2029 10: 4949.5285; 2030 11: 4949.5285; 2031 12: 4949.5285; 2032 13: 4949.5285; 2033 14: 4949.5285; 2035 16: 4949.5285; 2036 17: 4949.5285; 2037 18: 4949.5285; 2038 19: 4949.5285; 2039 20: 4949.5285; 2040 21: 4949.5285; 2041 22: 4949.5285; 2042 23: 4949.5285; 2043 24: 4949.5285; 2044 25: 4949.5285; 2045 26: 4949.5285; 2046 27: 4949.5285; 2047 28: 4949.5285; 2048 29: 4949.5285; 2049 30: 4949.5285
| Tax Depreciation |  | 2020 1: 29697.1711; 2021 2: 47515.4737; 2022 3: 28509.2842; 2023 4: 17105.5705; 2024 5: 17105.5705; 2025 6: 8552.7853; 2026 7: 0; 2027 8: 0; 2028 9: 0; 2029 10: 0; 2030 11: 0; 2031 12: 0; 2032 13: 0; 2033 14: 0; 2035 16: 0; 2036 17: 0; 2037 18: 0; 2038 19: 0; 2039 20: 0; 2040 21: 0; 2041 22: 0; 2042 23: 0; 2043 24: 0; 2044 25: 0; 2045 26: 0; 2046 27: 0; 2047 28: 0; 2048 29: 0; 2049 30: 0
| Difference between book and tax |  | 2020 1: -24747.6426; 2021 2: -42565.9452; 2022 3: -23559.7557; 2023 4: -12156.042; 2024 5: -12156.042; 2025 6: -3603.2568; 2026 7: 4949.5285; 2027 8: 4949.5285; 2028 9: 4949.5285; 2029 10: 4949.5285; 2030 11: 4949.5285; 2031 12: 4949.5285; 2032 13: 4949.5285; 2033 14: 4949.5285; 2034 15: 0; 2035 16: 4949.5285; 2036 17: 4949.5285; 2037 18: 4949.5285; 2038 19: 4949.5285; 2039 20: 4949.5285; 2040 21: 4949.5285; 2041 22: 4949.5285; 2042 23: 4949.5285; 2043 24: 4949.5285; 2044 25: 4949.5285; 2045 26: 4949.5285; 2046 27: 4949.5285; 2047 28: 4949.5285; 2048 29: 4949.5285; 2049 30: 4949.5285
| Tax rate |  | 2020 1: -5197.0049; 2021 2: -8938.8485; 2022 3: -4947.5487; 2023 4: -2552.7688; 2024 5: -2552.7688; 2025 6: -756.6839; 2026 7: 1039.401; 2027 8: 1039.401; 2028 9: 1039.401; 2029 10: 1039.401; 2030 11: 1039.401; 2031 12: 1039.401; 2032 13: 1039.401; 2033 14: 1039.401; 2034 15: 0; 2035 16: 1039.401; 2036 17: 1039.401; 2037 18: 1039.401; 2038 19: 1039.401; 2039 20: 1039.401; 2040 21: 1039.401; 2041 22: 1039.401; 2042 23: 1039.401; 2043 24: 1039.401; 2044 25: 1039.401; 2045 26: 1039.401; 2046 27: 1039.401; 2047 28: 1039.401; 2048 29: 1039.401; 2049 30: 1039.401
Depreciation Tables
|  | 5 | 2020 1: 20%; 2021 2: 32%; 2022 3: 19.2%; 2023 4: 11.52%; 2024 5: 11.52%; 2025 6: 5.76%; 2026 7: 0%; 2027 8: 0%; 2028 9: 0%; 2029 10: 0%; 2030 11: 0%; 2031 12: 0%; 2032 13: 0%; 2033 14: 0%; 2034 15: 0%; 2035 16: 0%; 2036 17: 0%; 2037 18: 0%; 2038 19: 0%; 2039 20: 0%; 2040 21: 0%
|  | 5 | 0: 1; 2020 1: 20%; 2021 2: 32%; 2022 3: 19.2%; 2023 4: 11.52%; 2024 5: 11.52%; 2025 6: 5.76%
|  | 10 | 0: 0; 2020 1: 10%; 2021 2: 18%; 2022 3: 14.4%; 2023 4: 11.52%; 2024 5: 9.22%; 2025 6: 7.37%; 2026 7: 6.55%; 2027 8: 6.55%; 2028 9: 6.56%; 2029 10: 6.55%; 2030 11: 3.28%
|  | 15 | 0: 0; 2020 1: 5%; 2021 2: 9.5%; 2022 3: 8.55%; 2023 4: 7.7%; 2024 5: 6.93%; 2025 6: 6.23%; 2026 7: 5.9%; 2027 8: 5.9%; 2028 9: 5.91%; 2029 10: 5.9%; 2030 11: 5.91%; 2031 12: 5.9%; 2032 13: 5.91%; 2033 14: 5.9%; 2034 15: 5.91%; 2035 16: 2.95%
|  | 20 | 0: 0; 2020 1: 3.75%; 2021 2: 7.219%; 2022 3: 6.677%; 2023 4: 6.177%; 2024 5: 5.713%; 2025 6: 5.285%; 2026 7: 4.888%; 2027 8: 4.522%; 2028 9: 4.462%; 2029 10: 4.461%; 2030 11: 4.462%; 2031 12: 4.461%; 2032 13: 4.462%; 2033 14: 4.461%; 2034 15: 4.462%; 2035 16: 4.461%; 2036 17: 4.462%; 2037 18: 4.461%; 2038 19: 4.462%; 2039 20: 4.461%; 2040 21: 2.231%
Revenue Requirement by vintage year
2012 $000
|  |  |  | 2020 | 2021 | 2022 | 2023 | 2024 | 2025 | 2026 | 2027 | 2028 | 2029 | 2030 | 2031 | 2032 | 2033 | 2034 | 2035 | 2036 | 2037 | 2038 | 2039 | 2040 | 2041 | 2042 | 2043 | 2044 | 2045 | 2046 | 2047 | 2048 | 2049 | 2050 | 2051 | 2052 | 2053 | 2054 | 2055 | 2056 | 2057 | 2058 | 2059 | 2060 | 2061 | 2062 | 2063 | 2064 | 2065 | 2066 | 2067 | 2068 | 2069 | 2070 | 2071 | 2072 | 2073 | 2074 | 2075
|  | 2020 | 0% | 18040.0255 | 17005.6116 | 15981.9339 | 15233.1 | 14587.3327 | 14018.8652 | 13604.9974 | 13268.4294 | 12931.8615 | 12595.2935 | 12258.7256 | 11922.1577 | 11585.5897 | 11249.0218 | 6131.2093 | 10912.4538 | 10575.8859 | 10239.318 | 9902.75 | 9566.1821 | 9229.6141 | 8893.0462 | 8556.4783 | 8219.9103 | 7883.3424 | 7546.7745 | 7210.2065 | 6873.6386 | 6537.0706 | 6200.5027 | 0 | 0 | 0 | 0 | 0 | 0 | 0 | 0 | 0 | 0 | 0 | 0 | 0 | 0 | 0 | 0 | 0 | 0 | 0 | 0 | 0 | 0 | 0 | 0 | 0 | 0
|  | 2021 | -1.739% |  | 17726.2859 | 16709.8619 | 15703.9872 | 14968.1765 | 14333.6399 | 13775.0588 | 13368.3887 | 13037.6741 | 12706.9595 | 12376.245 | 12045.5304 | 11714.8158 | 11384.1012 | 11053.3866 | 6024.5796 | 10722.672 | 10391.9575 | 10061.2429 | 9730.5283 | 9399.8137 | 9069.0991 | 8738.3845 | 8407.67 | 8076.9554 | 7746.2408 | 7415.5262 | 7084.8116 | 6754.097 | 6423.3825 | 6092.6679 | 0 | 0 | 0 | 0 | 0 | 0 | 0 | 0 | 0 | 0 | 0 | 0 | 0 | 0 | 0 | 0 | 0 | 0 | 0 | 0 | 0 | 0 | 0 | 0 | 0
|  | 2022 | -1.835% |  |  | 17401.033 | 16403.2589 | 15415.8406 | 14693.5311 | 14070.6374 | 13522.3054 | 13123.0972 | 12798.4507 | 12473.8043 | 12149.1579 | 11824.5115 | 11499.865 | 11175.2186 | 10850.5722 | 5914.0368 | 10525.9258 | 10201.2793 | 9876.6329 | 9551.9865 | 9227.3401 | 8902.6936 | 8578.0472 | 8253.4008 | 7928.7544 | 7604.1079 | 7279.4615 | 6954.8151 | 6630.1686 | 6305.5222 | 5980.8758 | 0 | 0 | 0 | 0 | 0 | 0 | 0 | 0 | 0 | 0 | 0 | 0 | 0 | 0 | 0 | 0 | 0 | 0 | 0 | 0 | 0 | 0 | 0 | 0
|  | 2023 | -1.869% |  |  |  | 17075.78 | 16096.6559 | 15127.6941 | 14418.8857 | 13807.6348 | 13269.5521 | 12877.8056 | 12559.2274 | 12240.6491 | 11922.0708 | 11603.4926 | 11284.9143 | 10966.336 | 10647.7578 | 5803.4941 | 10329.1795 | 10010.6012 | 9692.0229 | 9373.4447 | 9054.8664 | 8736.2881 | 8417.7099 | 8099.1316 | 7780.5533 | 7461.9751 | 7143.3968 | 6824.8185 | 6506.2403 | 6187.662 | 5869.0837 | 0 | 0 | 0 | 0 | 0 | 0 | 0 | 0 | 0 | 0 | 0 | 0 | 0 | 0 | 0 | 0 | 0 | 0 | 0 | 0 | 0 | 0 | 0
|  | 2024 | -1.905% |  |  |  |  | 16750.5271 | 15790.053 | 14839.5475 | 14144.2402 | 13544.6322 | 13016.7987 | 12632.5141 | 12320.004 | 12007.4939 | 11694.9838 | 11382.4737 | 11069.9635 | 10757.4534 | 10444.9433 | 5692.9513 | 10132.4332 | 9819.9231 | 9507.413 | 9194.9029 | 8882.3928 | 8569.8827 | 8257.3725 | 7944.8624 | 7632.3523 | 7319.8422 | 7007.3321 | 6694.822 | 6382.3119 | 6069.8018 | 5757.2917 | 0 | 0 | 0 | 0 | 0 | 0 | 0 | 0 | 0 | 0 | 0 | 0 | 0 | 0 | 0 | 0 | 0 | 0 | 0 | 0 | 0 | 0
|  | 2025 | -1.942% | [5 empty] | 16425.2741 | 15483.45 | 14551.401 | 13869.5948 | 13281.6296 | 12764.0453 | 12387.2226 | 12080.7806 | 11774.3387 | 11467.8967 | 11161.4547 | 10855.0128 | 10548.5708 | 10242.1289 | 5582.4086 | 9935.6869 | 9629.245 | 9322.803 | 9016.3611 | 8709.9191 | 8403.4772 | 8097.0352 | 7790.5933 | 7484.1513 | 7177.7094 | 6871.2674 | 6564.8254 | 6258.3835 | 5951.9415 | 5645.4996 | 0 | 0 | 0 | 0 | 0 | 0 | 0 | 0 | 0 | 0 | 0 | 0 | 0 | 0 | 0 | 0 | 0 | 0 | 0 | 0 | 0
|  | 2026 | -1.98% | [6 empty] | 16100.0212 | 15176.847 | 14263.2544 | 13594.9493 | 13018.6271 | 12511.2919 | 12141.931 | 11841.5572 | 11541.1834 | 11240.8096 | 10940.4358 | 10640.062 | 10339.6882 | 10039.3145 | 5471.8658 | 9738.9407 | 9438.5669 | 9138.1931 | 8837.8193 | 8537.4455 | 8237.0717 | 7936.6979 | 7636.3241 | 7335.9503 | 7035.5765 | 6735.2027 | 6434.8289 | 6134.4551 | 5834.0813 | 5533.7075 | 0 | 0 | 0 | 0 | 0 | 0 | 0 | 0 | 0 | 0 | 0 | 0 | 0 | 0 | 0 | 0 | 0 | 0 | 0 | 0
|  | 2027 | -2.02% | [7 empty] | 15774.7682 | 14870.2441 | 13975.1079 | 13320.3039 | 12755.6245 | 12258.5386 | 11896.6395 | 11602.3339 | 11308.0282 | 11013.7226 | 10719.4169 | 10425.1113 | 10130.8057 | 9836.5 | 5361.3231 | 9542.1944 | 9247.8887 | 8953.5831 | 8659.2775 | 8364.9718 | 8070.6662 | 7776.3605 | 7482.0549 | 7187.7493 | 6893.4436 | 6599.138 | 6304.8324 | 6010.5267 | 5716.2211 | 5421.9154 | 0 | 0 | 0 | 0 | 0 | 0 | 0 | 0 | 0 | 0 | 0 | 0 | 0 | 0 | 0 | 0 | 0 | 0 | 0
|  | 2028 | -2.062% | [8 empty] | 15449.5153 | 14563.6411 | 13686.9613 | 13045.6585 | 12492.6219 | 12005.7852 | 11651.348 | 11363.1105 | 11074.873 | 10786.6355 | 10498.398 | 10210.1605 | 9921.9231 | 9633.6856 | 5250.7804 | 9345.4481 | 9057.2106 | 8768.9731 | 8480.7357 | 8192.4982 | 7904.2607 | 7616.0232 | 7327.7857 | 7039.5483 | 6751.3108 | 6463.0733 | 6174.8358 | 5886.5983 | 5598.3609 | 5310.1234 | 0 | 0 | 0 | 0 | 0 | 0 | 0 | 0 | 0 | 0 | 0 | 0 | 0 | 0 | 0 | 0 | 0 | 0
|  | 2029 | -2.105% | [9 empty] | 15124.2623 | 14257.0381 | 13398.8148 | 12771.013 | 12229.6194 | 11753.0318 | 11406.0564 | 11123.8871 | 10841.7178 | 10559.5484 | 10277.3791 | 9995.2098 | 9713.0405 | 9430.8712 | 5140.2376 | 9148.7018 | 8866.5325 | 8584.3632 | 8302.1939 | 8020.0245 | 7737.8552 | 7455.6859 | 7173.5166 | 6891.3472 | 6609.1779 | 6327.0086 | 6044.8393 | 5762.6699 | 5480.5006 | 5198.3313 | 0 | 0 | 0 | 0 | 0 | 0 | 0 | 0 | 0 | 0 | 0 | 0 | 0 | 0 | 0 | 0 | 0
|  | 2030 | -2.151% | [10 empty] | 14799.0094 | 13950.4351 | 13110.6682 | 12496.3676 | 11966.6168 | 11500.2784 | 11160.7649 | 10884.6637 | 10608.5626 | 10332.4614 | 10056.3602 | 9780.2591 | 9504.1579 | 9228.0567 | 5029.6949 | 8951.9556 | 8675.8544 | 8399.7532 | 8123.6521 | 7847.5509 | 7571.4497 | 7295.3486 | 7019.2474 | 6743.1462 | 6467.0451 | 6190.9439 | 5914.8427 | 5638.7416 | 5362.6404 | 5086.5392 | 0 | 0 | 0 | 0 | 0 | 0 | 0 | 0 | 0 | 0 | 0 | 0 | 0 | 0 | 0 | 0
|  | 2031 | -1.08% | [11 empty] | 14639.1626 | 13799.754 | 12969.0575 | 12361.3921 | 11837.3632 | 11376.0619 | 11040.2155 | 10767.0965 | 10493.9776 | 10220.8586 | 9947.7397 | 9674.6207 | 9401.5018 | 9128.3828 | 4975.3682 | 8855.2639 | 8582.1449 | 8309.026 | 8035.907 | 7762.7881 | 7489.6691 | 7216.5502 | 6943.4312 | 6670.3123 | 6397.1933 | 6124.0744 | 5850.9554 | 5577.8365 | 5304.7176 | 5031.5986 | 0 | 0 | 0 | 0 | 0 | 0 | 0 | 0 | 0 | 0 | 0 | 0 | 0 | 0 | 0
|  | 2032 | -1.094% | [12 empty] | 14479.0722 | 13648.8432 | 12827.231 | 12226.2108 | 11707.9126 | 11251.656 | 10919.4823 | 10649.3501 | 10379.2179 | 10109.0857 | 9838.9535 | 9568.8214 | 9298.6892 | 9028.557 | 4920.9588 | 8758.4248 | 8488.2926 | 8218.1604 | 7948.0283 | 7677.8961 | 7407.7639 | 7137.6317 | 6867.4995 | 6597.3673 | 6327.2352 | 6057.103 | 5786.9708 | 5516.8386 | 5246.7064 | 4976.5742 | 0 | 0 | 0 | 0 | 0 | 0 | 0 | 0 | 0 | 0 | 0 | 0 | 0 | 0
|  | 2033 | -1.107% | [13 empty] | 14318.7381 | 13497.7026 | 12685.1886 | 12090.8238 | 11578.265 | 11127.0607 | 10798.5653 | 10531.4245 | 10264.2836 | 9997.1427 | 9730.0018 | 9462.861 | 9195.7201 | 8928.5792 | 4866.4665 | 8661.4383 | 8394.2975 | 8127.1566 | 7860.0157 | 7592.8749 | 7325.734 | 7058.5931 | 6791.4522 | 6524.3114 | 6257.1705 | 5990.0296 | 5722.8887 | 5455.7479 | 5188.607 | 4921.4661 | 0 | 0 | 0 | 0 | 0 | 0 | 0 | 0 | 0 | 0 | 0 | 0 | 0
|  | 2034 | -1.121% | [14 empty] | 14158.1604 | 13346.3324 | 12542.9303 | 11955.231 | 11448.4204 | 11002.2761 | 10677.4646 | 10413.3196 | 10149.1746 | 9885.0296 | 9620.8846 | 9356.7395 | 9092.5945 | 8828.4495 | 4811.8914 | 8564.3045 | 8300.1595 | 8036.0145 | 7771.8694 | 7507.7244 | 7243.5794 | 6979.4344 | 6715.2894 | 6451.1444 | 6186.9993 | 5922.8543 | 5658.7093 | 5394.5643 | 5130.4193 | 4866.2742 | 0 | 0 | 0 | 0 | 0 | 0 | 0 | 0 | 0 | 0 | 0 | 0
|  | 2035 | -1.136% | [15 empty] | 13997.339 | 13194.7325 | 12400.4562 | 11819.4325 | 11318.3787 | 10877.3021 | 10556.1802 | 10295.0356 | 10033.8909 | 9772.7463 | 9511.6017 | 9250.4571 | 8989.3125 | 8728.1679 | 4757.2336 | 8467.0232 | 8205.8786 | 7944.734 | 7683.5894 | 7422.4448 | 7161.3002 | 6900.1556 | 6639.0109 | 6377.8663 | 6116.7217 | 5855.5771 | 5594.4325 | 5333.2879 | 5072.1432 | 4810.9986 | 0 | 0 | 0 | 0 | 0 | 0 | 0 | 0 | 0 | 0 | 0
|  | 2036 | -1.151% | [16 empty] | 13836.2739 | 13042.9029 | 12257.7662 | 11683.4283 | 11188.14 | 10752.1388 | 10434.712 | 10176.5723 | 9918.4326 | 9660.293 | 9402.1533 | 9144.0136 | 8885.8739 | 8627.7343 | 4702.4929 | 8369.5946 | 8111.4549 | 7853.3153 | 7595.1756 | 7337.0359 | 7078.8963 | 6820.7566 | 6562.6169 | 6304.4773 | 6046.3376 | 5788.1979 | 5530.0583 | 5271.9186 | 5013.7789 | 4755.6393 | 0 | 0 | 0 | 0 | 0 | 0 | 0 | 0 | 0 | 0
|  | 2037 | -1.166% | [17 empty] | 13674.9652 | 12890.8436 | 12114.8603 | 11547.2183 | 11057.7042 | 10626.7861 | 10313.06 | 10057.9298 | 9802.7996 | 9547.6695 | 9292.5393 | 9037.4091 | 8782.2789 | 8527.1488 | 4647.6694 | 8272.0186 | 8016.8884 | 7761.7582 | 7506.6281 | 7251.4979 | 6996.3677 | 6741.2375 | 6486.1074 | 6230.9772 | 5975.847 | 5720.7168 | 5465.5867 | 5210.4565 | 4955.3263 | 4700.1962 | 0 | 0 | 0 | 0 | 0 | 0 | 0 | 0 | 0
|  | 2038 | -1.181% | [18 empty] | 13513.4128 | 12738.5546 | 11971.7386 | 11410.8025 | 10927.0715 | 10501.2441 | 10191.2242 | 9939.1081 | 9686.992 | 9434.8758 | 9182.7597 | 8930.6436 | 8678.5274 | 8426.4113 | 4592.763 | 8174.2952 | 7922.179 | 7670.0629 | 7417.9468 | 7165.8306 | 6913.7145 | 6661.5984 | 6409.4822 | 6157.3661 | 5905.25 | 5653.1338 | 5401.0177 | 5148.9016 | 4896.7854 | 4644.6693 | 0 | 0 | 0 | 0 | 0 | 0 | 0 | 0
|  | 2039 | -1.197% | [19 empty] | 13351.6167 | 12586.0359 | 11828.401 | 11274.181 | 10796.2417 | 10375.5127 | 10069.2047 | 9820.1072 | 9571.0096 | 9321.9121 | 9072.8146 | 8823.717 | 8574.6195 | 8325.5219 | 4537.7739 | 8076.4244 | 7827.3268 | 7578.2293 | 7329.1317 | 7080.0342 | 6830.9366 | 6581.8391 | 6332.7415 | 6083.644 | 5834.5464 | 5585.4489 | 5336.3513 | 5087.2538 | 4838.1562 | 4589.0587 | 0 | 0 | 0 | 0 | 0 | 0 | 0
|  | 2040 | -1.214% | [20 empty] | 13189.577 | 12433.2876 | 11684.8475 | 11137.3538 | 10665.2148 | 10249.592 | 9947.0015 | 9700.9271 | 9454.8527 | 9208.7782 | 8962.7038 | 8716.6294 | 8470.555 | 8224.4806 | 4482.7019 | 7978.4062 | 7732.3317 | 7486.2573 | 7240.1829 | 6994.1085 | 6748.0341 | 6501.9597 | 6255.8852 | 6009.8108 | 5763.7364 | 5517.662 | 5271.5876 | 5025.5132 | 4779.4387 | 4533.3643 | 0 | 0 | 0 | 0 | 0 | 0
|  | 2041 | -1.23% | [21 empty] | 13027.2937 | 12280.3095 | 11541.0782 | 11000.3208 | 10533.991 | 10123.482 | 9824.6145 | 9581.5677 | 9338.521 | 9095.4743 | 8852.4275 | 8609.3808 | 8366.334 | 8123.2873 | 4427.5472 | 7880.2406 | 7637.1938 | 7394.1471 | 7151.1003 | 6908.0536 | 6665.0069 | 6421.9601 | 6178.9134 | 5935.8666 | 5692.8199 | 5449.7732 | 5206.7264 | 4963.6797 | 4720.6329 | 4477.5862 | 0 | 0 | 0 | 0 | 0
|  | 2042 | -1.248% | [22 empty] | 12864.7666 | 12127.1018 | 11397.0931 | 10863.082 | 10402.5701 | 9997.1826 | 9702.0437 | 9462.0292 | 9222.0147 | 8982.0002 | 8741.9856 | 8501.9711 | 8261.9566 | 8021.9421 | 4372.3096 | 7781.9276 | 7541.9131 | 7301.8985 | 7061.884 | 6821.8695 | 6581.855 | 6341.8405 | 6101.826 | 5861.8114 | 5621.7969 | 5381.7824 | 5141.7679 | 4901.7534 | 4661.7389 | 4421.7244 | 0 | 0 | 0 | 0
|  | 2043 | -1.265% | 2043: 12701.9959; 2044: 11973.6643; 2045: 11252.892; 2046: 10725.6375; 2047: 10270.9522; 2048: 9870.6938; 2049: 9579.2892; 2050: 9342.3114; 2051: 9105.3337; 2052: 8868.3559; 2053: 8631.3782; 2054: 8394.4004; 2055: 8157.4227; 2056: 7920.4449; 2057: 4316.9892; 2058: 7683.4672; 2059: 7446.4895; 2060: 7209.5117; 2061: 6972.534; 2062: 6735.5562; 2063: 6498.5785; 2064: 6261.6007; 2065: 6024.623; 2066: 5787.6452; 2067: 5550.6675; 2068: 5313.6897; 2069: 5076.712; 2070: 4839.7342; 2071: 4602.7565; 2072: 4365.7787; 2073: 0; 2074: 0; 2075: 0
|  | 2044 | -1.283% | 2044: 12538.9816; 2045: 11819.9972; 2046: 11108.4751; 2047: 10587.9873; 2048: 10139.1373; 2049: 9744.0157; 2050: 9456.3509; 2051: 9222.4144; 2052: 8988.478; 2053: 8754.5416; 2054: 8520.6052; 2055: 8286.6687; 2056: 8052.7323; 2057: 7818.7959; 2058: 4261.586; 2059: 7584.8594; 2060: 7350.923; 2061: 7116.9866; 2062: 6883.0501; 2063: 6649.1137; 2064: 6415.1773; 2065: 6181.2408; 2066: 5947.3044; 2067: 5713.368; 2068: 5479.4316; 2069: 5245.4951; 2070: 5011.5587; 2071: 4777.6223; 2072: 4543.6858; 2073: 4309.7494; 2074: 0; 2075: 0
|  | 2045 | -1.302% | 2045: 12375.7236; 2046: 11666.1004; 2047: 10963.8423; 2048: 10450.1313; 2049: 10007.1253; 2050: 9617.1482; 2051: 9333.2288; 2052: 9102.3383; 2053: 8871.4477; 2054: 8640.5571; 2055: 8409.6666; 2056: 8178.776; 2057: 7947.8854; 2058: 7716.9948; 2059: 4206.1; 2060: 7486.1043; 2061: 7255.2137; 2062: 7024.3231; 2063: 6793.4326; 2064: 6562.542; 2065: 6331.6514; 2066: 6100.7609; 2067: 5869.8703; 2068: 5638.9797; 2069: 5408.0891; 2070: 5177.1986; 2071: 4946.308; 2072: 4715.4174; 2073: 4484.5269; 2074: 4253.6363; 2075: 0
|  | 2046 | -1.321% | 2046: 12212.2219; 2047: 11511.9739; 2048: 10818.9937; 2049: 10312.0695; 2050: 9874.9164; 2051: 9490.0914; 2052: 9209.923; 2053: 8982.0829; 2054: 8754.2427; 2055: 8526.4025; 2056: 8298.5624; 2057: 8070.7222; 2058: 7842.882; 2059: 7615.0419; 2060: 4150.5312; 2061: 7387.2017; 2062: 7159.3616; 2063: 6931.5214; 2064: 6703.6812; 2065: 6475.8411; 2066: 6248.0009; 2067: 6020.1607; 2068: 5792.3206; 2069: 5564.4804; 2070: 5336.6403; 2071: 5108.8001; 2072: 4880.9599; 2073: 4653.1198; 2074: 4425.2796; 2075: 4197.4394 | 0 | 0 | 0 | 0
|  | 2047 | -1.341% | 2047: 12048.4765; 2048: 11357.6177; 2049: 10673.9292; 2050: 10173.802; 2051: 9742.5103; 2052: 9362.8453; 2053: 9086.4335; 2054: 8861.6482; 2055: 8636.863; 2056: 8412.0778; 2057: 8187.2926; 2058: 7962.5074; 2059: 7737.7222; 2060: 7512.937; 2061: 4094.8795; 2062: 7288.1518; 2063: 7063.3666; 2064: 6838.5814; 2065: 6613.7961; 2066: 6389.0109; 2067: 6164.2257; 2068: 5939.4405; 2069: 5714.6553; 2070: 5489.8701; 2071: 5265.0849; 2072: 5040.2997; 2073: 4815.5145; 2074: 4590.7293; 2075: 4365.9441 | 4141.1588 | 0 | 0 | 0
|  | 2048 | -1.361% | 2048: 11884.4875; 2049: 11203.0318; 2050: 10528.6488; 2051: 10035.3288; 2052: 9609.9073; 2053: 9235.4098; 2054: 8962.7601; 2055: 8741.0344; 2056: 8519.3087; 2057: 8297.583; 2058: 8075.8573; 2059: 7854.1316; 2060: 7632.4059; 2061: 7410.6802; 2062: 4039.1451; 2063: 7188.9544; 2064: 6967.2287; 2065: 6745.503; 2066: 6523.7773; 2067: 6302.0516; 2068: 6080.3259; 2069: 5858.6002; 2070: 5636.8745; 2071: 5415.1488; 2072: 5193.423; 2073: 4971.6973; 2074: 4749.9716; 2075: 4528.2459 | 4306.5202 | 4084.7945 | 0 | 0
|  | 2049 | -1.382% | 2049: 11720.2549; 2050: 11048.2162; 2051: 10383.1526; 2052: 9896.6498; 2053: 9477.1072; 2054: 9107.7849; 2055: 8838.903; 2056: 8620.2414; 2057: 8401.5797; 2058: 8182.918; 2059: 7964.2564; 2060: 7745.5947; 2061: 7526.933; 2062: 7308.2714; 2063: 3983.3278; 2064: 7089.6097; 2065: 6870.9481; 2066: 6652.2864; 2067: 6433.6247; 2068: 6214.9631; 2069: 5996.3014; 2070: 5777.6397; 2071: 5558.9781; 2072: 5340.3164; 2073: 5121.6547; 2074: 4902.9931; 2075: 4684.3314 | 4465.6697 | 4247.0081 | 4028.3464 | 0
|  | 2050 | -1.403% | 2050: 11555.7785; 2051: 10893.171; 2052: 10237.4405; 2053: 9757.765; 2054: 9344.1102; 2055: 8979.9707; 2056: 8714.8622; 2057: 8499.2691; 2058: 8283.676; 2059: 8068.083; 2060: 7852.4899; 2061: 7636.8968; 2062: 7421.3037; 2063: 7205.7107; 2064: 3927.4277; 2065: 6990.1176; 2066: 6774.5245; 2067: 6558.9314; 2068: 6343.3384; 2069: 6127.7453; 2070: 5912.1522; 2071: 5696.5592; 2072: 5480.9661; 2073: 5265.373; 2074: 5049.7799; 2075: 4834.1869 | 4618.5938 | 4403.0007 | 4187.4076 | 3971.8146
Revenue Requirement by vintage year
2012 $/MW-wk
| Aurora Input |  | Levelized Cost | 2020 | 2021 | 2022 | 2023 | 2024 | 2025 | 2026 | 2027 | 2028 | 2029 | 2030 | 2031 | 2032 | 2033 | 2034 | 2035 | 2036 | 2037 | 2038 | 2039 | 2040 | 2041 | 2042 | 2043 | 2044 | 2045 | 2046 | 2047 | 2048 | 2049 | 2050 | 2051 | 2052 | 2053 | 2054 | 2055 | 2056 | 2057 | 2058 | 2059 | 2060 | 2061 | 2062 | 2063 | 2064 | 2065 | 2066 | 2067 | 2068 | 2069 | 2070 | 2071 | 2072 | 2073 | 2074 | 2075
|  | 2020 | 2323.2408 | 3469.2357 | 3270.3099 | 3073.4488 | 2929.4423 | 2805.2563 | 2695.9356 | 2616.3456 | 2551.621 | 2486.8964 | 2422.1718 | 2357.4472 | 2292.7226 | 2227.998 | 2163.2734 | 1179.0787 | 2098.5488 | 2033.8242 | 1969.0996 | 1904.375 | 1839.6504 | 1774.9258 | 1710.2012 | 1645.4766 | 1580.752 | 1516.0274 | 1451.3028 | 1386.5782 | 1321.8536 | 1257.129 | 1192.4044 | 0 | 0 | 0 | 0 | 0 | 0 | 0 | 0 | 0 | 0 | 0 | 0 | 0 | 0 | 0 | 0 | 0 | 0 | 0 | 0 | 0 | 0 | 0 | 0 | 0 | 0
|  | 2021 | 2282.8367 |  | 3408.9011 | 3213.435 | 3019.9975 | 2878.4955 | 2756.4692 | 2649.0498 | 2570.844 | 2507.245 | 2443.6461 | 2380.0471 | 2316.4481 | 2252.8492 | 2189.2502 | 2125.6513 | 1158.573 | 2062.0523 | 1998.4534 | 1934.8544 | 1871.2554 | 1807.6565 | 1744.0575 | 1680.4586 | 1616.8596 | 1553.2606 | 1489.6617 | 1426.0627 | 1362.4638 | 1298.8648 | 1235.2659 | 1171.6669 | 0 | 0 | 0 | 0 | 0 | 0 | 0 | 0 | 0 | 0 | 0 | 0 | 0 | 0 | 0 | 0 | 0 | 0 | 0 | 0 | 0 | 0 | 0 | 0 | 0
|  | 2022 | 2240.9497 |  |  | 3346.3525 | 3154.4729 | 2964.5847 | 2825.6791 | 2705.8918 | 2600.4434 | 2523.6725 | 2461.2405 | 2398.8085 | 2336.3765 | 2273.9445 | 2211.5125 | 2149.0805 | 2086.6485 | 1137.3148 | 2024.2165 | 1961.7845 | 1899.3525 | 1836.9205 | 1774.4885 | 1712.0565 | 1649.6245 | 1587.1925 | 1524.7605 | 1462.3284 | 1399.8964 | 1337.4644 | 1275.0324 | 1212.6004 | 1150.1684 | 0 | 0 | 0 | 0 | 0 | 0 | 0 | 0 | 0 | 0 | 0 | 0 | 0 | 0 | 0 | 0 | 0 | 0 | 0 | 0 | 0 | 0 | 0 | 0
|  | 2023 | 2199.0628 |  |  |  | 3283.8039 | 3095.5108 | 2909.1719 | 2772.8626 | 2655.3144 | 2551.8369 | 2476.5011 | 2415.236 | 2353.971 | 2292.7059 | 2231.4409 | 2170.1758 | 2108.9108 | 2047.6457 | 1116.0566 | 1986.3807 | 1925.1156 | 1863.8506 | 1802.5855 | 1741.3205 | 1680.0554 | 1618.7904 | 1557.5253 | 1496.2603 | 1434.9952 | 1373.7302 | 1312.4651 | 1251.2001 | 1189.935 | 1128.6699 | 0 | 0 | 0 | 0 | 0 | 0 | 0 | 0 | 0 | 0 | 0 | 0 | 0 | 0 | 0 | 0 | 0 | 0 | 0 | 0 | 0 | 0 | 0
|  | 2024 | 2157.1759 |  |  |  |  | 3221.2552 | 3036.5486 | 2853.7591 | 2720.0462 | 2604.737 | 2503.2305 | 2429.3296 | 2369.2315 | 2309.1334 | 2249.0353 | 2188.9372 | 2128.8391 | 2068.741 | 2008.6429 | 1094.7983 | 1948.5448 | 1888.4467 | 1828.3487 | 1768.2506 | 1708.1525 | 1648.0544 | 1587.9563 | 1527.8582 | 1467.7601 | 1407.662 | 1347.5639 | 1287.4658 | 1227.3677 | 1167.2696 | 1107.1715 | 0 | 0 | 0 | 0 | 0 | 0 | 0 | 0 | 0 | 0 | 0 | 0 | 0 | 0 | 0 | 0 | 0 | 0 | 0 | 0 | 0 | 0
|  | 2025 | 2115.289 | [5 empty] | 3158.7066 | 2977.5865 | 2798.3463 | 2667.2298 | 2554.1595 | 2454.6241 | 2382.1582 | 2323.227 | 2264.2959 | 2205.3648 | 2146.4336 | 2087.5025 | 2028.5713 | 1969.6402 | 1073.5401 | 1910.709 | 1851.7779 | 1792.8467 | 1733.9156 | 1674.9844 | 1616.0533 | 1557.1222 | 1498.191 | 1439.2599 | 1380.3287 | 1321.3976 | 1262.4664 | 1203.5353 | 1144.6041 | 1085.673 | 0 | 0 | 0 | 0 | 0 | 0 | 0 | 0 | 0 | 0 | 0 | 0 | 0 | 0 | 0 | 0 | 0 | 0 | 0 | 0 | 0
|  | 2026 | 2073.4021 | [6 empty] | 3096.1579 | 2918.6244 | 2742.9335 | 2614.4133 | 2503.5821 | 2406.0177 | 2334.9867 | 2277.2225 | 2219.4584 | 2161.6942 | 2103.93 | 2046.1658 | 1988.4016 | 1930.6374 | 1052.2819 | 1872.8732 | 1815.109 | 1757.3448 | 1699.5806 | 1641.8164 | 1584.0522 | 1526.2881 | 1468.5239 | 1410.7597 | 1352.9955 | 1295.2313 | 1237.4671 | 1179.7029 | 1121.9387 | 1064.1745 | 0 | 0 | 0 | 0 | 0 | 0 | 0 | 0 | 0 | 0 | 0 | 0 | 0 | 0 | 0 | 0 | 0 | 0 | 0 | 0
|  | 2027 | 2031.5152 | [7 empty] | 3033.6093 | 2859.6623 | 2687.5207 | 2561.5969 | 2453.0047 | 2357.4113 | 2287.8153 | 2231.218 | 2174.6208 | 2118.0236 | 2061.4263 | 2004.8291 | 1948.2319 | 1891.6346 | 1031.0237 | 1835.0374 | 1778.4401 | 1721.8429 | 1665.2457 | 1608.6484 | 1552.0512 | 1495.454 | 1438.8567 | 1382.2595 | 1325.6622 | 1269.065 | 1212.4678 | 1155.8705 | 1099.2733 | 1042.676 | 0 | 0 | 0 | 0 | 0 | 0 | 0 | 0 | 0 | 0 | 0 | 0 | 0 | 0 | 0 | 0 | 0 | 0 | 0
|  | 2028 | 1989.6283 | [8 empty] | 2971.0606 | 2800.7002 | 2632.1079 | 2508.7805 | 2402.4273 | 2308.8048 | 2240.6438 | 2185.2136 | 2129.7833 | 2074.353 | 2018.9227 | 1963.4924 | 1908.0621 | 1852.6318 | 1009.7655 | 1797.2016 | 1741.7713 | 1686.341 | 1630.9107 | 1575.4804 | 1520.0501 | 1464.6198 | 1409.1896 | 1353.7593 | 1298.329 | 1242.8987 | 1187.4684 | 1132.0381 | 1076.6079 | 1021.1776 | 0 | 0 | 0 | 0 | 0 | 0 | 0 | 0 | 0 | 0 | 0 | 0 | 0 | 0 | 0 | 0 | 0 | 0
|  | 2029 | 1947.7414 | [9 empty] | 2908.512 | 2741.7381 | 2576.6951 | 2455.964 | 2351.8499 | 2260.1984 | 2193.4724 | 2139.2091 | 2084.9457 | 2030.6824 | 1976.4191 | 1922.1557 | 1867.8924 | 1813.6291 | 988.5072 | 1759.3657 | 1705.1024 | 1650.8391 | 1596.5757 | 1542.3124 | 1488.0491 | 1433.7857 | 1379.5224 | 1325.2591 | 1270.9958 | 1216.7324 | 1162.4691 | 1108.2058 | 1053.9424 | 999.6791 | 0 | 0 | 0 | 0 | 0 | 0 | 0 | 0 | 0 | 0 | 0 | 0 | 0 | 0 | 0 | 0 | 0
|  | 2030 | 1905.8545 | [10 empty] | 2845.9633 | 2682.776 | 2521.2823 | 2403.1476 | 2301.2725 | 2211.592 | 2146.3009 | 2093.2046 | 2040.1082 | 1987.0118 | 1933.9154 | 1880.819 | 1827.7227 | 1774.6263 | 967.249 | 1721.5299 | 1668.4335 | 1615.3372 | 1562.2408 | 1509.1444 | 1456.048 | 1402.9516 | 1349.8553 | 1296.7589 | 1243.6625 | 1190.5661 | 1137.4698 | 1084.3734 | 1031.277 | 978.1806 | 0 | 0 | 0 | 0 | 0 | 0 | 0 | 0 | 0 | 0 | 0 | 0 | 0 | 0 | 0 | 0
|  | 2031 | 1885.269 | [11 empty] | 2815.2236 | 2653.7988 | 2494.0495 | 2377.1908 | 2276.416 | 2187.7042 | 2123.1184 | 2070.5955 | 2018.0726 | 1965.5497 | 1913.0269 | 1860.504 | 1807.9811 | 1755.4582 | 956.8016 | 1702.9354 | 1650.4125 | 1597.8896 | 1545.3667 | 1492.8439 | 1440.321 | 1387.7981 | 1335.2752 | 1282.7524 | 1230.2295 | 1177.7066 | 1125.1837 | 1072.6609 | 1020.138 | 967.6151 | 0 | 0 | 0 | 0 | 0 | 0 | 0 | 0 | 0 | 0 | 0 | 0 | 0 | 0 | 0
|  | 2032 | 1864.6521 | [12 empty] | 2784.437 | 2624.7775 | 2466.7752 | 2351.1944 | 2251.5217 | 2163.78 | 2099.9004 | 2047.9519 | 1996.0034 | 1944.0549 | 1892.1065 | 1840.158 | 1788.2095 | 1736.261 | 946.3382 | 1684.3125 | 1632.364 | 1580.4155 | 1528.467 | 1476.5185 | 1424.57 | 1372.6215 | 1320.673 | 1268.7245 | 1216.776 | 1164.8275 | 1112.879 | 1060.9305 | 1008.982 | 957.0335 | 0 | 0 | 0 | 0 | 0 | 0 | 0 | 0 | 0 | 0 | 0 | 0 | 0 | 0
|  | 2033 | 1844.0039 | [13 empty] | 2753.6035 | 2595.712 | 2439.4593 | 2325.1584 | 2226.5894 | 2139.8194 | 2076.6472 | 2025.2739 | 1973.9007 | 1922.5274 | 1871.1542 | 1819.781 | 1768.4077 | 1717.0345 | 935.8589 | 1665.6612 | 1614.288 | 1562.9147 | 1511.5415 | 1460.1682 | 1408.795 | 1357.4218 | 1306.0485 | 1254.6753 | 1203.302 | 1151.9288 | 1100.5555 | 1049.1823 | 997.809 | 946.4358 | 0 | 0 | 0 | 0 | 0 | 0 | 0 | 0 | 0 | 0 | 0 | 0 | 0
|  | 2034 | 1823.3243 | [14 empty] | 2722.7231 | 2566.6024 | 2412.102 | 2299.0829 | 2201.6193 | 2115.8223 | 2053.3586 | 2002.5615 | 1951.7643 | 1900.9672 | 1850.1701 | 1799.373 | 1748.5759 | 1697.7788 | 925.3637 | 1646.9816 | 1596.1845 | 1545.3874 | 1494.5903 | 1443.7932 | 1392.996 | 1342.1989 | 1291.4018 | 1240.6047 | 1189.8076 | 1139.0104 | 1088.2133 | 1037.4162 | 986.6191 | 935.822 | 0 | 0 | 0 | 0 | 0 | 0 | 0 | 0 | 0 | 0 | 0 | 0
|  | 2035 | 1802.6133 | [15 empty] | 2691.796 | 2537.4486 | 2384.7031 | 2272.9678 | 2176.6113 | 2091.7889 | 2030.0346 | 1979.8145 | 1929.5944 | 1879.3743 | 1829.1542 | 1778.9341 | 1728.7139 | 1678.4938 | 914.8526 | 1628.2737 | 1578.0536 | 1527.8335 | 1477.6133 | 1427.3932 | 1377.1731 | 1326.953 | 1276.7329 | 1226.5128 | 1176.2926 | 1126.0725 | 1075.8524 | 1025.6323 | 975.4122 | 925.192 | 0 | 0 | 0 | 0 | 0 | 0 | 0 | 0 | 0 | 0 | 0
|  | 2036 | 1781.8709 | [16 empty] | 2660.8219 | 2508.2506 | 2357.2627 | 2246.8131 | 2151.5654 | 2067.719 | 2006.6754 | 1957.0331 | 1907.3909 | 1857.7486 | 1808.1064 | 1758.4642 | 1708.8219 | 1659.1797 | 904.3256 | 1609.5374 | 1559.8952 | 1510.2529 | 1460.6107 | 1410.9685 | 1361.3262 | 1311.684 | 1262.0417 | 1212.3995 | 1162.7572 | 1113.115 | 1063.4727 | 1013.8305 | 964.1883 | 914.546 | 0 | 0 | 0 | 0 | 0 | 0 | 0 | 0 | 0 | 0
|  | 2037 | 1761.0972 | [17 empty] | 2629.801 | 2479.0084 | 2329.7808 | 2220.6189 | 2126.4816 | 2043.6127 | 1983.2808 | 1934.2173 | 1885.1538 | 1836.0903 | 1787.0268 | 1737.9633 | 1688.8998 | 1639.8363 | 893.7826 | 1590.7728 | 1541.7093 | 1492.6458 | 1443.5823 | 1394.5188 | 1345.4553 | 1296.3918 | 1247.3283 | 1198.2648 | 1149.2014 | 1100.1379 | 1051.0744 | 1002.0109 | 952.9474 | 903.8839 | 0 | 0 | 0 | 0 | 0 | 0 | 0 | 0 | 0
|  | 2038 | 1740.292 | [18 empty] | 2598.7332 | 2449.722 | 2302.2574 | 2194.3851 | 2101.3599 | 2019.47 | 1959.8508 | 1911.3669 | 1862.8831 | 1814.3992 | 1765.9153 | 1717.4315 | 1668.9476 | 1620.4637 | 883.2237 | 1571.9798 | 1523.496 | 1475.0121 | 1426.5282 | 1378.0444 | 1329.5605 | 1281.0766 | 1232.5927 | 1184.1089 | 1135.625 | 1087.1411 | 1038.6572 | 990.1734 | 941.6895 | 893.2056 | 0 | 0 | 0 | 0 | 0 | 0 | 0 | 0
|  | 2039 | 1719.4555 | [19 empty] | 2567.6186 | 2420.3915 | 2274.6925 | 2168.1117 | 2076.2003 | 1995.2909 | 1936.3855 | 1888.4822 | 1840.5788 | 1792.6754 | 1744.772 | 1696.8687 | 1648.9653 | 1601.0619 | 872.6488 | 1553.1585 | 1505.2552 | 1457.3518 | 1409.4484 | 1361.545 | 1313.6417 | 1265.7383 | 1217.8349 | 1169.9315 | 1122.0282 | 1074.1248 | 1026.2214 | 978.318 | 930.4147 | 882.5113 | 0 | 0 | 0 | 0 | 0 | 0 | 0
|  | 2040 | 1698.5876 | [20 empty] | 2536.4571 | 2391.0168 | 2247.0861 | 2141.7988 | 2051.0029 | 1971.0754 | 1912.8849 | 1865.5629 | 1818.2409 | 1770.9189 | 1723.5969 | 1676.2749 | 1628.9529 | 1581.6309 | 862.0581 | 1534.3089 | 1486.9869 | 1439.6649 | 1392.3429 | 1345.0209 | 1297.6989 | 1250.3769 | 1203.0549 | 1155.7328 | 1108.4108 | 1061.0888 | 1013.7668 | 966.4448 | 919.1228 | 871.8008 | 0 | 0 | 0 | 0 | 0 | 0
|  | 2041 | 1677.6884 | [21 empty] | 2505.2488 | 2361.598 | 2219.4381 | 2115.4463 | 2025.7675 | 1946.8235 | 1889.3489 | 1842.6092 | 1795.8694 | 1749.1297 | 1702.3899 | 1655.6501 | 1608.9104 | 1562.1706 | 851.4514 | 1515.4309 | 1468.6911 | 1421.9514 | 1375.2116 | 1328.4718 | 1281.7321 | 1234.9923 | 1188.2526 | 1141.5128 | 1094.7731 | 1048.0333 | 1001.2935 | 954.5538 | 907.814 | 861.0743 | 0 | 0 | 0 | 0 | 0
|  | 2042 | 1656.7577 | [22 empty] | 2473.9936 | 2332.135 | 2191.7487 | 2089.0542 | 2000.4943 | 1922.5351 | 1865.7776 | 1819.621 | 1773.4644 | 1727.3077 | 1681.1511 | 1634.9944 | 1588.8378 | 1542.6812 | 840.8288 | 1496.5245 | 1450.3679 | 1404.2113 | 1358.0546 | 1311.898 | 1265.7413 | 1219.5847 | 1173.4281 | 1127.2714 | 1081.1148 | 1034.9582 | 988.8015 | 942.6449 | 896.4882 | 850.3316 | 0 | 0 | 0 | 0
|  | 2043 | 1635.7957 | 2043: 2442.6915; 2044: 2302.6278; 2045: 2164.0177; 2046: 2062.6226; 2047: 1975.1831; 2048: 1898.2103; 2049: 1842.171; 2050: 1796.5984; 2051: 1751.0257; 2052: 1705.4531; 2053: 1659.8804; 2054: 1614.3078; 2055: 1568.7351; 2056: 1523.1625; 2057: 830.1902; 2058: 1477.5898; 2059: 1432.0172; 2060: 1386.4446; 2061: 1340.8719; 2062: 1295.2993; 2063: 1249.7266; 2064: 1204.154; 2065: 1158.5813; 2066: 1113.0087; 2067: 1067.4361; 2068: 1021.8634; 2069: 976.2908; 2070: 930.7181; 2071: 885.1455; 2072: 839.5728; 2073: 0; 2074: 0; 2075: 0
|  | 2044 | 1614.8023 | 2044: 2411.3426; 2045: 2273.0764; 2046: 2136.2452; 2047: 2036.1514; 2048: 1949.8341; 2049: 1873.8492; 2050: 1818.529; 2051: 1773.5412; 2052: 1728.5535; 2053: 1683.5657; 2054: 1638.5779; 2055: 1593.5901; 2056: 1548.6024; 2057: 1503.6146; 2058: 819.5358; 2059: 1458.6268; 2060: 1413.639; 2061: 1368.6513; 2062: 1323.6635; 2063: 1278.6757; 2064: 1233.6879; 2065: 1188.7002; 2066: 1143.7124; 2067: 1098.7246; 2068: 1053.7368; 2069: 1008.7491; 2070: 963.7613; 2071: 918.7735; 2072: 873.7857; 2073: 828.798; 2074: 0; 2075: 0
|  | 2045 | 1593.7775 | 2045: 2379.9468; 2046: 2243.4808; 2047: 2108.4312; 2048: 2009.6406; 2049: 1924.4472; 2050: 1849.4516; 2051: 1794.8517; 2052: 1750.4497; 2053: 1706.0476; 2054: 1661.6456; 2055: 1617.2436; 2056: 1572.8415; 2057: 1528.4395; 2058: 1484.0375; 2059: 808.8654; 2060: 1439.6354; 2061: 1395.2334; 2062: 1350.8314; 2063: 1306.4293; 2064: 1262.0273; 2065: 1217.6253; 2066: 1173.2232; 2067: 1128.8212; 2068: 1084.4192; 2069: 1040.0171; 2070: 995.6151; 2071: 951.2131; 2072: 906.811; 2073: 862.409; 2074: 818.007; 2075: 0
|  | 2046 | 1572.7213 | 2046: 2348.5042; 2047: 2213.8411; 2048: 2080.5757; 2049: 1983.0903; 2050: 1899.0224; 2051: 1825.0176; 2052: 1771.139; 2053: 1727.3236; 2054: 1683.5082; 2055: 1639.6928; 2056: 1595.8774; 2057: 1552.062; 2058: 1508.2465; 2059: 1464.4311; 2060: 798.1791; 2061: 1420.6157; 2062: 1376.8003; 2063: 1332.9849; 2064: 1289.1695; 2065: 1245.3541; 2066: 1201.5386; 2067: 1157.7232; 2068: 1113.9078; 2069: 1070.0924; 2070: 1026.277; 2071: 982.4616; 2072: 938.6461; 2073: 894.8307; 2074: 851.0153; 2075: 807.1999 | 0 | 0 | 0 | 0
|  | 2047 | 1551.6338 | 2047: 2317.0147; 2048: 2184.1572; 2049: 2052.6787; 2050: 1956.5004; 2051: 1873.5597; 2052: 1800.5472; 2053: 1747.391; 2054: 1704.1631; 2055: 1660.9352; 2056: 1617.7073; 2057: 1574.4793; 2058: 1531.2514; 2059: 1488.0235; 2060: 1444.7956; 2061: 787.4768; 2062: 1401.5676; 2063: 1358.3397; 2064: 1315.1118; 2065: 1271.8839; 2066: 1228.6559; 2067: 1185.428; 2068: 1142.2001; 2069: 1098.9722; 2070: 1055.7443; 2071: 1012.5163; 2072: 969.2884; 2073: 926.0605; 2074: 882.8326; 2075: 839.6046 | 796.3767 | 0 | 0 | 0
|  | 2048 | 1530.5148 | 2048: 2285.4784; 2049: 2154.4292; 2050: 2024.7402; 2051: 1929.8709; 2052: 1848.0591; 2053: 1776.0403; 2054: 1723.6077; 2055: 1680.9682; 2056: 1638.3286; 2057: 1595.689; 2058: 1553.0495; 2059: 1510.4099; 2060: 1467.7704; 2061: 1425.1308; 2062: 776.7587; 2063: 1382.4912; 2064: 1339.8517; 2065: 1297.2121; 2066: 1254.5726; 2067: 1211.933; 2068: 1169.2934; 2069: 1126.6539; 2070: 1084.0143; 2071: 1041.3748; 2072: 998.7352; 2073: 956.0956; 2074: 913.4561; 2075: 870.8165 | 828.177 | 785.5374 | 0 | 0
|  | 2049 | 1509.3645 | 2049: 2253.8952; 2050: 2124.657; 2051: 1996.7601; 2052: 1903.2019; 2053: 1822.5206; 2054: 1751.4971; 2055: 1699.789; 2056: 1657.7387; 2057: 1615.6884; 2058: 1573.6381; 2059: 1531.5878; 2060: 1489.5374; 2061: 1447.4871; 2062: 1405.4368; 2063: 766.0246; 2064: 1363.3865; 2065: 1321.3362; 2066: 1279.2858; 2067: 1237.2355; 2068: 1195.1852; 2069: 1153.1349; 2070: 1111.0846; 2071: 1069.0342; 2072: 1026.9839; 2073: 984.9336; 2074: 942.8833; 2075: 900.833 | 858.7826 | 816.7323 | 774.682 | 0
|  | 2050 | 1488.1829 | 2050: 2222.2651; 2051: 2094.8406; 2052: 1968.7386; 2053: 1876.4933; 2054: 1796.9443; 2055: 1726.9174; 2056: 1675.935; 2057: 1634.4748; 2058: 1593.0146; 2059: 1551.5544; 2060: 1510.0942; 2061: 1468.634; 2062: 1427.1738; 2063: 1385.7136; 2064: 755.2746; 2065: 1344.2534; 2066: 1302.7932; 2067: 1261.333; 2068: 1219.8728; 2069: 1178.4126; 2070: 1136.9524; 2071: 1095.4921; 2072: 1054.0319; 2073: 1012.5717; 2074: 971.1115; 2075: 929.6513 | 888.1911 | 846.7309 | 805.2707 | 763.8105
|  | Annual Change (%) |  | 0% | -1.739% | -1.835% | -1.869% | -1.905% | -1.942% | -1.98% | -2.02% | -2.062% | -2.105% | -2.151% | -1.08% | -1.094% | -1.107% | -1.121% | -1.136% | -1.151% | -1.166% | -1.181% | -1.197% | -1.214% | -1.23% | -1.248% | -1.265% | -1.283% | -1.302% | -1.321% | -1.341% | -1.361% | -1.382% | -1.403% | 0% | 0% | 0% | 0% | 0% | 0% | 0% | 0% | 0% | 0% | 0% | 0% | 0% | 0% | 0% | 0% | 0% | 0% | 0% | 0% | 0% | 0% | 0% | 0% | 0%
|  | Levelized Capital Cost ($/MW-wk) |  | 2323.2408 | 2282.8367 | 2240.9497 | 2199.0628 | 2157.1759 | 2115.289 | 2073.4021 | 2031.5152 | 1989.6283 | 1947.7414 | 1905.8545 | 1885.269 | 1864.6521 | 1844.0039 | 1823.3243 | 1802.6133 | 1781.8709 | 1761.0972 | 1740.292 | 1719.4555 | 1698.5876 | 1677.6884 | 1656.7577 | 1635.7957 | 1614.8023 | 1593.7775 | 1572.7213 | 1551.6338 | 1530.5148 | 1509.3645 | 1488.1829 | 1488.1829 | 1488.1829 | 1488.1829 | 1488.1829 | 1488.1829 | 1488.1829 | 1488.1829 | 1488.1829 | 1488.1829 | 1488.1829 | 1488.1829 | 1488.1829 | 1488.1829 | 1488.1829 | 1488.1829 | 1488.1829 | 1488.1829 | 1488.1829 | 1488.1829 | 1488.1829 | 1488.1829 | 1488.1829 | 1488.1829 | 1488.1829 | 1488.1829
|  | Economic Life | 30
|  | check s/b 0 | 0
Revenue Requirement by vintage year
2012 $/MW-wk
| Aurora Input |  | Levelized Cost | 2020 | 2021 | 2022 | 2023 | 2024 | 2025 | 2026 | 2027 | 2028 | 2029 | 2030 | 2031 | 2032 | 2033 | 2034 | 2035 | 2036 | 2037 | 2038 | 2039 | 2040 | 2041 | 2042 | 2043 | 2044 | 2045 | 2046 | Levelized | 2047 | 2048 | 2049 | 2050 | 2051 | 2052 | 2053 | 2054 | 2055 | 2056 | 2057 | 2058 | 2059 | 2060 | 2061 | 2062 | 2063 | 2064 | 2065 | 2066 | 2067 | 2068 | 2069 | 2070 | 2071 | 2072 | 2073 | 2074 | 2075 | 2076 | 2077 | 2078 | 2079
|  | 2020 | 2323.2408 | 3469.2357 | 3270.3099 | 3073.4488 | 2929.4423 | 2805.2563 | 2695.9356 | 2616.3456 | 2551.621 | 2486.8964 | 2422.1718 | 2357.4472 | 2292.7226 | 2227.998 | 2163.2734 | 1179.0787 | 2098.5488 | 2033.8242 | 1969.0996 | 1904.375 | 1839.6504 | 1774.9258 | 1710.2012 | 1645.4766 | 1580.752 | 1516.0274 | 1451.3028 | 1386.5782 | 1258.9451 | 1321.8536 | 1257.129 | 1192.4044 | 0 | 0 | 0 | 0 | 0 | 0 | 0 | 0 | 0 | 0 | 0 | 0 | 0 | 0 | 0 | 0 | 0 | 0 | 0 | 0 | 0 | 0 | 0 | 0 | 0 | 0 | 0 | 0 | 0 | 0
|  | 2021 | 2282.8367 |  | 3408.9011 | 3213.435 | 3019.9975 | 2878.4955 | 2756.4692 | 2649.0498 | 2570.844 | 2507.245 | 2443.6461 | 2380.0471 | 2316.4481 | 2252.8492 | 2189.2502 | 2125.6513 | 1158.573 | 2062.0523 | 1998.4534 | 1934.8544 | 1871.2554 | 1807.6565 | 1744.0575 | 1680.4586 | 1616.8596 | 1553.2606 | 1489.6617 | 1426.0627 | 1270.4106 | 1362.4638 | 1298.8648 | 1235.2659 | 1171.6669 | 0 | 0 | 0 | 0 | 0 | 0 | 0 | 0 | 0 | 0 | 0 | 0 | 0 | 0 | 0 | 0 | 0 | 0 | 0 | 0 | 0 | 0 | 0 | 0 | 0 | 0 | 0 | 0 | 0
|  | 2022 | 2240.9497 |  |  | 3346.3525 | 3154.4729 | 2964.5847 | 2825.6791 | 2705.8918 | 2600.4434 | 2523.6725 | 2461.2405 | 2398.8085 | 2336.3765 | 2273.9445 | 2211.5125 | 2149.0805 | 2086.6485 | 1137.3148 | 2024.2165 | 1961.7845 | 1899.3525 | 1836.9205 | 1774.4885 | 1712.0565 | 1649.6245 | 1587.1925 | 1524.7605 | 1462.3284 | 1280.2853 | 1399.8964 | 1337.4644 | 1275.0324 | 1212.6004 | 1150.1684 | 0 | 0 | 0 | 0 | 0 | 0 | 0 | 0 | 0 | 0 | 0 | 0 | 0 | 0 | 0 | 0 | 0 | 0 | 0 | 0 | 0 | 0 | 0 | 0 | 0 | 0 | 0 | 0
|  | 2023 | 2199.0628 |  |  |  | 3283.8039 | 3095.5108 | 2909.1719 | 2772.8626 | 2655.3144 | 2551.8369 | 2476.5011 | 2415.236 | 2353.971 | 2292.7059 | 2231.4409 | 2170.1758 | 2108.9108 | 2047.6457 | 1116.0566 | 1986.3807 | 1925.1156 | 1863.8506 | 1802.5855 | 1741.3205 | 1680.0554 | 1618.7904 | 1557.5253 | 1496.2603 | 1289.3474 | 1434.9952 | 1373.7302 | 1312.4651 | 1251.2001 | 1189.935 | 1128.6699 | 0 | 0 | 0 | 0 | 0 | 0 | 0 | 0 | 0 | 0 | 0 | 0 | 0 | 0 | 0 | 0 | 0 | 0 | 0 | 0 | 0 | 0 | 0 | 0 | 0 | 0 | 0
|  | 2024 | 2157.1759 |  |  |  |  | 3221.2552 | 3036.5486 | 2853.7591 | 2720.0462 | 2604.737 | 2503.2305 | 2429.3296 | 2369.2315 | 2309.1334 | 2249.0353 | 2188.9372 | 2128.8391 | 2068.741 | 2008.6429 | 1094.7983 | 1948.5448 | 1888.4467 | 1828.3487 | 1768.2506 | 1708.1525 | 1648.0544 | 1587.9563 | 1527.8582 | 1297.5717 | 1467.7601 | 1407.662 | 1347.5639 | 1287.4658 | 1227.3677 | 1167.2696 | 1107.1715 | 0 | 0 | 0 | 0 | 0 | 0 | 0 | 0 | 0 | 0 | 0 | 0 | 0 | 0 | 0 | 0 | 0 | 0 | 0 | 0 | 0 | 0 | 0 | 0 | 0 | 0
|  | 2025 | 2115.289 | [5 empty] | 3158.7066 | 2977.5865 | 2798.3463 | 2667.2298 | 2554.1595 | 2454.6241 | 2382.1582 | 2323.227 | 2264.2959 | 2205.3648 | 2146.4336 | 2087.5025 | 2028.5713 | 1969.6402 | 1073.5401 | 1910.709 | 1851.7779 | 1792.8467 | 1733.9156 | 1674.9844 | 1616.0533 | 1557.1222 | 1304.9327 | 1498.191 | 1439.2599 | 1380.3287 | 1321.3976 | 1262.4664 | 1203.5353 | 1144.6041 | 1085.673 | 0 | 0 | 0 | 0 | 0 | 0 | 0 | 0 | 0 | 0 | 0 | 0 | 0 | 0 | 0 | 0 | 0 | 0 | 0 | 0 | 0 | 0 | 0 | 0 | 0
|  | 2026 | 2073.4021 | [6 empty] | 3096.1579 | 2918.6244 | 2742.9335 | 2614.4133 | 2503.5821 | 2406.0177 | 2334.9867 | 2277.2225 | 2219.4584 | 2161.6942 | 2103.93 | 2046.1658 | 1988.4016 | 1930.6374 | 1052.2819 | 1872.8732 | 1815.109 | 1757.3448 | 1699.5806 | 1641.8164 | 1584.0522 | 1311.4051 | 1526.2881 | 1468.5239 | 1410.7597 | 1352.9955 | 1295.2313 | 1237.4671 | 1179.7029 | 1121.9387 | 1064.1745 | 0 | 0 | 0 | 0 | 0 | 0 | 0 | 0 | 0 | 0 | 0 | 0 | 0 | 0 | 0 | 0 | 0 | 0 | 0 | 0 | 0 | 0 | 0 | 0
|  | 2027 | 2031.5152 | [7 empty] | 3033.6093 | 2859.6623 | 2687.5207 | 2561.5969 | 2453.0047 | 2357.4113 | 2287.8153 | 2231.218 | 2174.6208 | 2118.0236 | 2061.4263 | 2004.8291 | 1948.2319 | 1891.6346 | 1031.0237 | 1835.0374 | 1778.4401 | 1721.8429 | 1665.2457 | 1608.6484 | 1316.9634 | 1552.0512 | 1495.454 | 1438.8567 | 1382.2595 | 1325.6622 | 1269.065 | 1212.4678 | 1155.8705 | 1099.2733 | 1042.676 | 0 | 0 | 0 | 0 | 0 | 0 | 0 | 0 | 0 | 0 | 0 | 0 | 0 | 0 | 0 | 0 | 0 | 0 | 0 | 0 | 0 | 0 | 0
|  | 2028 | 1989.6283 | [8 empty] | 2971.0606 | 2800.7002 | 2632.1079 | 2508.7805 | 2402.4273 | 2308.8048 | 2240.6438 | 2185.2136 | 2129.7833 | 2074.353 | 2018.9227 | 1963.4924 | 1908.0621 | 1852.6318 | 1009.7655 | 1797.2016 | 1741.7713 | 1686.341 | 1630.9107 | 1321.5821 | 1575.4804 | 1520.0501 | 1464.6198 | 1409.1896 | 1353.7593 | 1298.329 | 1242.8987 | 1187.4684 | 1132.0381 | 1076.6079 | 1021.1776 | 0 | 0 | 0 | 0 | 0 | 0 | 0 | 0 | 0 | 0 | 0 | 0 | 0 | 0 | 0 | 0 | 0 | 0 | 0 | 0 | 0 | 0
|  | 2029 | 1947.7414 | [9 empty] | 2908.512 | 2741.7381 | 2576.6951 | 2455.964 | 2351.8499 | 2260.1984 | 2193.4724 | 2139.2091 | 2084.9457 | 2030.6824 | 1976.4191 | 1922.1557 | 1867.8924 | 1813.6291 | 988.5072 | 1759.3657 | 1705.1024 | 1650.8391 | 1325.2357 | 1596.5757 | 1542.3124 | 1488.0491 | 1433.7857 | 1379.5224 | 1325.2591 | 1270.9958 | 1216.7324 | 1162.4691 | 1108.2058 | 1053.9424 | 999.6791 | 0 | 0 | 0 | 0 | 0 | 0 | 0 | 0 | 0 | 0 | 0 | 0 | 0 | 0 | 0 | 0 | 0 | 0 | 0 | 0 | 0
|  | 2030 | 1905.8545 | [10 empty] | 2845.9633 | 2682.776 | 2521.2823 | 2403.1476 | 2301.2725 | 2211.592 | 2146.3009 | 2093.2046 | 2040.1082 | 1987.0118 | 1933.9154 | 1880.819 | 1827.7227 | 1774.6263 | 967.249 | 1721.5299 | 1668.4335 | 1327.8987 | 1615.3372 | 1562.2408 | 1509.1444 | 1456.048 | 1402.9516 | 1349.8553 | 1296.7589 | 1243.6625 | 1190.5661 | 1137.4698 | 1084.3734 | 1031.277 | 978.1806 | 0 | 0 | 0 | 0 | 0 | 0 | 0 | 0 | 0 | 0 | 0 | 0 | 0 | 0 | 0 | 0 | 0 | 0 | 0 | 0
|  | 2031 | 1885.269 | [11 empty] | 2815.2236 | 2653.7988 | 2494.0495 | 2377.1908 | 2276.416 | 2187.7042 | 2123.1184 | 2070.5955 | 2018.0726 | 1965.5497 | 1913.0269 | 1860.504 | 1807.9811 | 1755.4582 | 956.8016 | 1702.9354 | 1344.7396 | 1650.4125 | 1597.8896 | 1545.3667 | 1492.8439 | 1440.321 | 1387.7981 | 1335.2752 | 1282.7524 | 1230.2295 | 1177.7066 | 1125.1837 | 1072.6609 | 1020.138 | 967.6151 | 0 | 0 | 0 | 0 | 0 | 0 | 0 | 0 | 0 | 0 | 0 | 0 | 0 | 0 | 0 | 0 | 0 | 0 | 0
|  | 2032 | 1864.6521 | [12 empty] | 2784.437 | 2624.7775 | 2466.7752 | 2351.1944 | 2251.5217 | 2163.78 | 2099.9004 | 2047.9519 | 1996.0034 | 1944.0549 | 1892.1065 | 1840.158 | 1788.2095 | 1736.261 | 946.3382 | 1361.2287 | 1684.3125 | 1632.364 | 1580.4155 | 1528.467 | 1476.5185 | 1424.57 | 1372.6215 | 1320.673 | 1268.7245 | 1216.776 | 1164.8275 | 1112.879 | 1060.9305 | 1008.982 | 957.0335 | 0 | 0 | 0 | 0 | 0 | 0 | 0 | 0 | 0 | 0 | 0 | 0 | 0 | 0 | 0 | 0 | 0 | 0
|  | 2033 | 1844.0039 | [13 empty] | 2753.6035 | 2595.712 | 2439.4593 | 2325.1584 | 2226.5894 | 2139.8194 | 2076.6472 | 2025.2739 | 1973.9007 | 1922.5274 | 1871.1542 | 1819.781 | 1768.4077 | 1717.0345 | 1311.6438 | 935.8589 | 1665.6612 | 1614.288 | 1562.9147 | 1511.5415 | 1460.1682 | 1408.795 | 1357.4218 | 1306.0485 | 1254.6753 | 1203.302 | 1151.9288 | 1100.5555 | 1049.1823 | 997.809 | 946.4358 | 0 | 0 | 0 | 0 | 0 | 0 | 0 | 0 | 0 | 0 | 0 | 0 | 0 | 0 | 0 | 0 | 0
|  | 2034 | 1823.3243 | [14 empty] | 2722.7231 | 2566.6024 | 2412.102 | 2299.0829 | 2201.6193 | 2115.8223 | 2053.3586 | 2002.5615 | 1951.7643 | 1900.9672 | 1850.1701 | 1799.373 | 1748.5759 | 1329.2642 | 1697.7788 | 925.3637 | 1646.9816 | 1596.1845 | 1545.3874 | 1494.5903 | 1443.7932 | 1392.996 | 1342.1989 | 1291.4018 | 1240.6047 | 1189.8076 | 1139.0104 | 1088.2133 | 1037.4162 | 986.6191 | 935.822 | 0 | 0 | 0 | 0 | 0 | 0 | 0 | 0 | 0 | 0 | 0 | 0 | 0 | 0 | 0 | 0
|  | 2035 | 1802.6133 | [15 empty] | 2691.796 | 2537.4486 | 2384.7031 | 2272.9678 | 2176.6113 | 2091.7889 | 2030.0346 | 1979.8145 | 1929.5944 | 1879.3743 | 1829.1542 | 1778.9341 | 1346.332 | 1728.7139 | 1678.4938 | 914.8526 | 1628.2737 | 1578.0536 | 1527.8335 | 1477.6133 | 1427.3932 | 1377.1731 | 1326.953 | 1276.7329 | 1226.5128 | 1176.2926 | 1126.0725 | 1075.8524 | 1025.6323 | 975.4122 | 925.192 | 0 | 0 | 0 | 0 | 0 | 0 | 0 | 0 | 0 | 0 | 0 | 0 | 0 | 0 | 0
|  | 2036 | 1781.8709 | [16 empty] | 2660.8219 | 2508.2506 | 2357.2627 | 2246.8131 | 2151.5654 | 2067.719 | 2006.6754 | 1957.0331 | 1907.3909 | 1857.7486 | 1808.1064 | 1362.8571 | 1758.4642 | 1708.8219 | 1659.1797 | 904.3256 | 1609.5374 | 1559.8952 | 1510.2529 | 1460.6107 | 1410.9685 | 1361.3262 | 1311.684 | 1262.0417 | 1212.3995 | 1162.7572 | 1113.115 | 1063.4727 | 1013.8305 | 964.1883 | 914.546 | 0 | 0 | 0 | 0 | 0 | 0 | 0 | 0 | 0 | 0 | 0 | 0 | 0 | 0
|  | 2037 | 1761.0972 | [17 empty] | 2629.801 | 2479.0084 | 2329.7808 | 2220.6189 | 2126.4816 | 2043.6127 | 1983.2808 | 1934.2173 | 1885.1538 | 1836.0903 | 1378.844 | 1787.0268 | 1737.9633 | 1688.8998 | 1639.8363 | 893.7826 | 1590.7728 | 1541.7093 | 1492.6458 | 1443.5823 | 1394.5188 | 1345.4553 | 1296.3918 | 1247.3283 | 1198.2648 | 1149.2014 | 1100.1379 | 1051.0744 | 1002.0109 | 952.9474 | 903.8839 | 0 | 0 | 0 | 0 | 0 | 0 | 0 | 0 | 0 | 0 | 0 | 0 | 0
|  | 2038 | 1740.292 | [18 empty] | 2598.7332 | 2449.722 | 2302.2574 | 2194.3851 | 2101.3599 | 2019.47 | 1959.8508 | 1911.3669 | 1862.8831 | 1394.2935 | 1814.3992 | 1765.9153 | 1717.4315 | 1668.9476 | 1620.4637 | 883.2237 | 1571.9798 | 1523.496 | 1475.0121 | 1426.5282 | 1378.0444 | 1329.5605 | 1281.0766 | 1232.5927 | 1184.1089 | 1135.625 | 1087.1411 | 1038.6572 | 990.1734 | 941.6895 | 893.2056 | 0 | 0 | 0 | 0 | 0 | 0 | 0 | 0 | 0 | 0 | 0 | 0
|  | 2039 | 1719.4555 | [19 empty] | 2567.6186 | 2420.3915 | 2274.6925 | 2168.1117 | 2076.2003 | 1995.2909 | 1936.3855 | 1888.4822 | 1409.2036 | 1840.5788 | 1792.6754 | 1744.772 | 1696.8687 | 1648.9653 | 1601.0619 | 872.6488 | 1553.1585 | 1505.2552 | 1457.3518 | 1409.4484 | 1361.545 | 1313.6417 | 1265.7383 | 1217.8349 | 1169.9315 | 1122.0282 | 1074.1248 | 1026.2214 | 978.318 | 930.4147 | 882.5113 | 0 | 0 | 0 | 0 | 0 | 0 | 0 | 0 | 0 | 0 | 0
|  | 2040 | 1698.5876 | [20 empty] | 2536.4571 | 2391.0168 | 2247.0861 | 2141.7988 | 2051.0029 | 1971.0754 | 1912.8849 | 1423.5698 | 1865.5629 | 1818.2409 | 1770.9189 | 1723.5969 | 1676.2749 | 1628.9529 | 1581.6309 | 862.0581 | 1534.3089 | 1486.9869 | 1439.6649 | 1392.3429 | 1345.0209 | 1297.6989 | 1250.3769 | 1203.0549 | 1155.7328 | 1108.4108 | 1061.0888 | 1013.7668 | 966.4448 | 919.1228 | 871.8008 | 0 | 0 | 0 | 0 | 0 | 0 | 0 | 0 | 0 | 0
|  | 2041 | 1677.6884 | [21 empty] | 2505.2488 | 2361.598 | 2219.4381 | 2115.4463 | 2025.7675 | 1946.8235 | 1437.3859 | 1889.3489 | 1842.6092 | 1795.8694 | 1749.1297 | 1702.3899 | 1655.6501 | 1608.9104 | 1562.1706 | 851.4514 | 1515.4309 | 1468.6911 | 1421.9514 | 1375.2116 | 1328.4718 | 1281.7321 | 1234.9923 | 1188.2526 | 1141.5128 | 1094.7731 | 1048.0333 | 1001.2935 | 954.5538 | 907.814 | 861.0743 | 0 | 0 | 0 | 0 | 0 | 0 | 0 | 0 | 0
|  | 2042 | 1656.7577 | [22 empty] | 2473.9936 | 2332.135 | 2191.7487 | 2089.0542 | 2000.4943 | 1451.3156 | 1922.5351 | 1865.7776 | 1819.621 | 1773.4644 | 1727.3077 | 1681.1511 | 1634.9944 | 1588.8378 | 1542.6812 | 840.8288 | 1496.5245 | 1450.3679 | 1404.2113 | 1358.0546 | 1311.898 | 1265.7413 | 1219.5847 | 1173.4281 | 1127.2714 | 1081.1148 | 1034.9582 | 988.8015 | 942.6449 | 896.4882 | 850.3316 | 0 | 0 | 0 | 0 | 0 | 0 | 0 | 0
|  | 2043 | 1635.7957 | [23 empty] | 2442.6915 | 2302.6278 | 2164.0177 | 2062.6226 | 1466.5519 | 1975.1831 | 1898.2103 | 1842.171 | 1796.5984 | 1751.0257 | 1705.4531 | 1659.8804 | 1614.3078 | 1568.7351 | 1523.1625 | 830.1902 | 1477.5898 | 1432.0172 | 1386.4446 | 1340.8719 | 1295.2993 | 1249.7266 | 1204.154 | 1158.5813 | 1113.0087 | 1067.4361 | 1021.8634 | 976.2908 | 930.7181 | 885.1455 | 839.5728 | 0 | 0 | 0 | 0 | 0 | 0 | 0
|  | 2044 | 1614.8023 | [24 empty] | 2411.3426 | 2273.0764 | 2136.2452 | 1483.4509 | 2036.1514 | 1949.8341 | 1873.8492 | 1818.529 | 1773.5412 | 1728.5535 | 1683.5657 | 1638.5779 | 1593.5901 | 1548.6024 | 1503.6146 | 819.5358 | 1458.6268 | 1413.639 | 1368.6513 | 1323.6635 | 1278.6757 | 1233.6879 | 1188.7002 | 1143.7124 | 1098.7246 | 1053.7368 | 1008.7491 | 963.7613 | 918.7735 | 873.7857 | 828.798 | 0 | 0 | 0 | 0 | 0 | 0
|  | 2045 | 1593.7775 | [25 empty] | 2379.9468 | 2243.4808 | 1502.5014 | 2108.4312 | 2009.6406 | 1924.4472 | 1849.4516 | 1794.8517 | 1750.4497 | 1706.0476 | 1661.6456 | 1617.2436 | 1572.8415 | 1528.4395 | 1484.0375 | 808.8654 | 1439.6354 | 1395.2334 | 1350.8314 | 1306.4293 | 1262.0273 | 1217.6253 | 1173.2232 | 1128.8212 | 1084.4192 | 1040.0171 | 995.6151 | 951.2131 | 906.811 | 862.409 | 818.007 | 0 | 0 | 0 | 0 | 0
|  | 2046 | 1572.7213 | [26 empty] | 2348.5042 | 1525.4071 | 2213.8411 | 2080.5757 | 1983.0903 | 1899.0224 | 1825.0176 | 1771.139 | 1727.3236 | 1683.5082 | 1639.6928 | 1595.8774 | 1552.062 | 1508.2465 | 1464.4311 | 798.1791 | 1420.6157 | 1376.8003 | 1332.9849 | 1289.1695 | 1245.3541 | 1201.5386 | 1157.7232 | 1113.9078 | 1070.0924 | 1026.277 | 982.4616 | 938.6461 | 894.8307 | 851.0153 | 807.1999 | 0 | 0 | 0 | 0
|  | 2047 | 1551.6338 | [27 empty] | 1551.6338 | 2317.0147 | 2184.1572 | 2052.6787 | 1956.5004 | 1873.5597 | 1800.5472 | 1747.391 | 1704.1631 | 1660.9352 | 1617.7073 | 1574.4793 | 1531.2514 | 1488.0235 | 1444.7956 | 787.4768 | 1401.5676 | 1358.3397 | 1315.1118 | 1271.8839 | 1228.6559 | 1185.428 | 1142.2001 | 1098.9722 | 1055.7443 | 1012.5163 | 969.2884 | 926.0605 | 882.8326 | 839.6046 | 796.3767 | 0 | 0 | 0
|  | 2048 | 1530.5148 | [27 empty] | 1530.5148 |  | 2285.4784 | 2154.4292 | 2024.7402 | 1929.8709 | 1848.0591 | 1776.0403 | 1723.6077 | 1680.9682 | 1638.3286 | 1595.689 | 1553.0495 | 1510.4099 | 1467.7704 | 1425.1308 | 776.7587 | 1382.4912 | 1339.8517 | 1297.2121 | 1254.5726 | 1211.933 | 1169.2934 | 1126.6539 | 1084.0143 | 1041.3748 | 998.7352 | 956.0956 | 913.4561 | 870.8165 | 828.177 | 785.5374 | 0 | 0
|  | 2049 | 1509.3645 | [27 empty] | 1509.3645 |  |  | 2253.8952 | 2124.657 | 1996.7601 | 1903.2019 | 1822.5206 | 1751.4971 | 1699.789 | 1657.7387 | 1615.6884 | 1573.6381 | 1531.5878 | 1489.5374 | 1447.4871 | 1405.4368 | 766.0246 | 1363.3865 | 1321.3362 | 1279.2858 | 1237.2355 | 1195.1852 | 1153.1349 | 1111.0846 | 1069.0342 | 1026.9839 | 984.9336 | 942.8833 | 900.833 | 858.7826 | 816.7323 | 774.682 | 0
|  | 2050 | 1488.1829 | [27 empty] | 1488.1829 |  |  |  | 2222.2651 | 2094.8406 | 1968.7386 | 1876.4933 | 1796.9443 | 1726.9174 | 1675.935 | 1634.4748 | 1593.0146 | 1551.5544 | 1510.0942 | 1468.634 | 1427.1738 | 1385.7136 | 755.2746 | 1344.2534 | 1302.7932 | 1261.333 | 1219.8728 | 1178.4126 | 1136.9524 | 1095.4921 | 1054.0319 | 1012.5717 | 971.1115 | 929.6513 | 888.1911 | 846.7309 | 805.2707 | 763.8105

## WA Wind + 2 Hr Li-Ion
Washington Wind + 2 Hr Li-Ion FINANCIALS
($ 1000s Unless Otherwise Indicated)
| Calendar Year of Fin. Close |  |  | 2020 | 2021 | 2022 | 2023 | 2024 | 2025 | 2026 | 2027 | 2028 | 2029 | 2030 | 2031 | 2032 | 2033 | 2034 | 2035 | 2036 | 2037 | 2038 | 2039 | 2040 | 2041 | 2042 | 2043 | 2044 | 2045 | 2046 | 2047 | 2048 | 2049 | 2050 | 2051 | 2052 | 2053 | 2054 | 2055 | 2056 | 2057 | 2058 | 2059 | 2060 | 2061 | 2062 | 2063 | 2064 | 2065 | 2066 | 2067 | 2068 | 2069 | 2070 | 2071 | 2072 | 2073 | 2074 | 2075
| Operating Year |  | 0 | 1 | 2 | 3 | 4 | 5 | 6 | 7 | 8 | 9 | 10 | 11 | 12 | 13 | 14 | 15 | 16 | 17 | 18 | 19 | 20 | 21 | 22 | 23 | 24 | 25 | 26 | 27 | 28 | 29 | 30 | 31 | 32 | 33 | 34 | 35 | 36 | 37 | 38 | 39 | 40 | 41 | 42 | 43 | 44 | 45 | 46 | 47 | 48 | 49 | 50 | 51 | 52 | 53 | 54 | 55 | 56
| Calendar Year | Capital Invest.
| 2020 | 274986.5489
| Gross plant |  | 2020 1: 274986.5489; 2021 2: 274986.5489; 2022 3: 274986.5489; 2023 4: 274986.5489; 2024 5: 274986.5489; 2025 6: 274986.5489; 2026 7: 274986.5489; 2027 8: 274986.5489; 2028 9: 274986.5489; 2029 10: 274986.5489; 2030 11: 274986.5489; 2031 12: 274986.5489; 2032 13: 274986.5489; 2033 14: 274986.5489; 2034 15: 274986.5489; 2035 16: 274986.5489; 2036 17: 274986.5489; 2037 18: 274986.5489; 2038 19: 274986.5489; 2039 20: 274986.5489; 2040 21: 274986.5489; 2041 22: 274986.5489; 2042 23: 274986.5489; 2043 24: 274986.5489; 2044 25: 274986.5489; 2045 26: 274986.5489; 2046 27: 274986.5489; 2047 28: 274986.5489; 2048 29: 274986.5489; 2049 30: 274986.5489
| Accumulated Deprectiation |  | 2020 1: 9166.2183; 2021 2: 18332.4366; 2022 3: 27498.6549; 2023 4: 36664.8732; 2024 5: 45831.0915; 2025 6: 54997.3098; 2026 7: 64163.5281; 2027 8: 73329.7464; 2028 9: 82495.9647; 2029 10: 91662.183; 2030 11: 100828.4013; 2031 12: 109994.6196; 2032 13: 119160.8379; 2033 14: 128327.0561; 2034 15: 128327.0561; 2035 16: 137493.2744; 2036 17: 146659.4927; 2037 18: 155825.711; 2038 19: 164991.9293; 2039 20: 174158.1476; 2040 21: 183324.3659; 2041 22: 192490.5842; 2042 23: 201656.8025; 2043 24: 210823.0208; 2044 25: 219989.2391; 2045 26: 229155.4574; 2046 27: 238321.6757; 2047 28: 247487.894; 2048 29: 256654.1123; 2049 30: 265820.3306
| Net book value |  | 2020 1: 265820.3306; 2021 2: 256654.1123; 2022 3: 247487.894; 2023 4: 238321.6757; 2024 5: 229155.4574; 2025 6: 219989.2391; 2026 7: 210823.0208; 2027 8: 201656.8025; 2028 9: 192490.5842; 2029 10: 183324.3659; 2030 11: 174158.1476; 2031 12: 164991.9293; 2032 13: 155825.711; 2033 14: 146659.4927; 2034 15: 146659.4927; 2035 16: 137493.2744; 2036 17: 128327.0561; 2037 18: 119160.8379; 2038 19: 109994.6196; 2039 20: 100828.4013; 2040 21: 91662.183; 2041 22: 82495.9647; 2042 23: 73329.7464; 2043 24: 64163.5281; 2044 25: 54997.3098; 2045 26: 45831.0915; 2046 27: 36664.8732; 2047 28: 27498.6549; 2048 29: 18332.4366; 2049 30: 9166.2183
| Accumulated deffered income tax |  | 2020 1: -9624.5292; 2021 2: -26178.7195; 2022 3: -35341.2713; 2023 4: -40068.84; 2024 5: -44796.4088; 2025 6: -46197.7402; 2026 7: -44272.8344; 2027 8: -42347.9285; 2028 9: -40423.0227; 2029 10: -38498.1168; 2030 11: -36573.211; 2031 12: -34648.3052; 2032 13: -32723.3993; 2033 14: -30798.4935; 2034 15: -30798.4935; 2035 16: -28873.5876; 2036 17: -26948.6818; 2037 18: -25023.7759; 2038 19: -23098.8701; 2039 20: -21173.9643; 2040 21: -19249.0584; 2041 22: -17324.1526; 2042 23: -15399.2467; 2043 24: -13474.3409; 2044 25: -11549.4351; 2045 26: -9624.5292; 2046 27: -7699.6234; 2047 28: -5774.7175; 2048 29: -3849.8117; 2049 30: -1924.9058
| Rate Base |  | 2020 1: 256195.8014; 2021 2: 230475.3928; 2022 3: 212146.6227; 2023 4: 198252.8357; 2024 5: 184359.0486; 2025 6: 173791.4989; 2026 7: 166550.1864; 2027 8: 159308.874; 2028 9: 152067.5615; 2029 10: 144826.2491; 2030 11: 137584.9366; 2031 12: 130343.6242; 2032 13: 123102.3117; 2033 14: 115860.9993; 2034 15: 115860.9993; 2035 16: 108619.6868; 2036 17: 101378.3744; 2037 18: 94137.0619; 2038 19: 86895.7494; 2039 20: 79654.437; 2040 21: 72413.1245; 2041 22: 65171.8121; 2042 23: 57930.4996; 2043 24: 50689.1872; 2044 25: 43447.8747; 2045 26: 36206.5623; 2046 27: 28965.2498; 2047 28: 21723.9374; 2048 29: 14482.6249; 2049 30: 7241.3125
| Average rate base |  | 2020 1: 265591.1751; 2021 2: 243335.5971; 2022 3: 221311.0078; 2023 4: 205199.7292; 2024 5: 191305.9422; 2025 6: 179075.2738; 2026 7: 170170.8427; 2027 8: 162929.5302; 2028 9: 155688.2178; 2029 10: 148446.9053; 2030 11: 141205.5929; 2031 12: 133964.2804; 2032 13: 126722.9679; 2033 14: 119481.6555; 2034 15: 115860.9993; 2035 16: 112240.343; 2036 17: 104999.0306; 2037 18: 97757.7181; 2038 19: 90516.4057; 2039 20: 83275.0932; 2040 21: 76033.7808; 2041 22: 68792.4683; 2042 23: 61551.1559; 2043 24: 54309.8434; 2044 25: 47068.531; 2045 26: 39827.2185; 2046 27: 32585.906; 2047 28: 25344.5936; 2048 29: 18103.2811; 2049 30: 10861.9687
| Pre-tax Return | 0.086076 | 2020 1: 22861.0125; 2021 2: 20945.3425; 2022 3: 19049.5551; 2023 4: 17662.7615; 2024 5: 16466.8406; 2025 6: 15414.0742; 2026 7: 14647.6168; 2027 8: 14024.314; 2028 9: 13401.0111; 2029 10: 12777.7083; 2030 11: 12154.4055; 2031 12: 11531.1026; 2032 13: 10907.7998; 2033 14: 10284.4969; 2034 15: 9972.8455; 2035 16: 9661.1941; 2036 17: 9037.8912; 2037 18: 8414.5884; 2038 19: 7791.2856; 2039 20: 7167.9827; 2040 21: 6544.6799; 2041 22: 5921.377; 2042 23: 5298.0742; 2043 24: 4674.7713; 2044 25: 4051.4685; 2045 26: 3428.1656; 2046 27: 2804.8628; 2047 28: 2181.56; 2048 29: 1558.2571; 2049 30: 934.9543
| Book Depreciation |  | 2020 1: 9166.2183; 2021 2: 9166.2183; 2022 3: 9166.2183; 2023 4: 9166.2183; 2024 5: 9166.2183; 2025 6: 9166.2183; 2026 7: 9166.2183; 2027 8: 9166.2183; 2028 9: 9166.2183; 2029 10: 9166.2183; 2030 11: 9166.2183; 2031 12: 9166.2183; 2032 13: 9166.2183; 2033 14: 9166.2183; 2034 15: 0; 2035 16: 9166.2183; 2036 17: 9166.2183; 2037 18: 9166.2183; 2038 19: 9166.2183; 2039 20: 9166.2183; 2040 21: 9166.2183; 2041 22: 9166.2183; 2042 23: 9166.2183; 2043 24: 9166.2183; 2044 25: 9166.2183; 2045 26: 9166.2183; 2046 27: 9166.2183; 2047 28: 9166.2183; 2048 29: 9166.2183; 2049 30: 9166.2183
| Insurance |  | 2020 1: 131.7186; 2021 2: 131.7186; 2022 3: 131.7186; 2023 4: 131.7186; 2024 5: 131.7186; 2025 6: 131.7186; 2026 7: 131.7186; 2027 8: 131.7186; 2028 9: 131.7186; 2029 10: 131.7186; 2030 11: 131.7186; 2031 12: 131.7186; 2032 13: 131.7186; 2033 14: 131.7186; 2034 15: 131.7186; 2035 16: 131.7186; 2036 17: 131.7186; 2037 18: 131.7186; 2038 19: 131.7186; 2039 20: 131.7186; 2040 21: 131.7186; 2041 22: 131.7186; 2042 23: 131.7186; 2043 24: 131.7186; 2044 25: 131.7186; 2045 26: 131.7186; 2046 27: 131.7186; 2047 28: 131.7186; 2048 29: 131.7186; 2049 30: 131.7186
| Property Taxes |  | 2020 1: 1250.0534; 2021 2: 1250.0534; 2022 3: 1250.0534; 2023 4: 1250.0534; 2024 5: 1250.0534; 2025 6: 1250.0534; 2026 7: 1250.0534; 2027 8: 1250.0534; 2028 9: 1250.0534; 2029 10: 1250.0534; 2030 11: 1250.0534; 2031 12: 1250.0534; 2032 13: 1250.0534; 2033 14: 1250.0534; 2034 15: 1250.0534; 2035 16: 1250.0534; 2036 17: 1250.0534; 2037 18: 1250.0534; 2038 19: 1250.0534; 2039 20: 1250.0534; 2040 21: 1250.0534; 2041 22: 1250.0534; 2042 23: 1250.0534; 2043 24: 1250.0534; 2044 25: 1250.0534; 2045 26: 1250.0534; 2046 27: 1250.0534; 2047 28: 1250.0534; 2048 29: 1250.0534; 2049 30: 1250.0534
| Revenue Requirement |  | 2020 1: 33409.0028; 2021 2: 31493.3328; 2022 3: 29597.5453; 2023 4: 28210.7517; 2024 5: 27014.8308; 2025 6: 25962.0644; 2026 7: 25195.6071; 2027 8: 24572.3042; 2028 9: 23949.0014; 2029 10: 23325.6985; 2030 11: 22702.3957; 2031 12: 22079.0929; 2032 13: 21455.79; 2033 14: 20832.4872; 2034 15: 11354.6174; 2035 16: 20209.1843; 2036 17: 19585.8815; 2037 18: 18962.5786; 2038 19: 18339.2758; 2039 20: 17715.9729; 2040 21: 17092.6701; 2041 22: 16469.3673; 2042 23: 15846.0644; 2043 24: 15222.7616; 2044 25: 14599.4587; 2045 26: 13976.1559; 2046 27: 13352.853; 2047 28: 12729.5502; 2048 29: 12106.2473; 2049 30: 11482.9445
| Book Depreciation |  | 2020 1: 9166.2183; 2021 2: 9166.2183; 2022 3: 9166.2183; 2023 4: 9166.2183; 2024 5: 9166.2183; 2025 6: 9166.2183; 2026 7: 9166.2183; 2027 8: 9166.2183; 2028 9: 9166.2183; 2029 10: 9166.2183; 2030 11: 9166.2183; 2031 12: 9166.2183; 2032 13: 9166.2183; 2033 14: 9166.2183; 2035 16: 9166.2183; 2036 17: 9166.2183; 2037 18: 9166.2183; 2038 19: 9166.2183; 2039 20: 9166.2183; 2040 21: 9166.2183; 2041 22: 9166.2183; 2042 23: 9166.2183; 2043 24: 9166.2183; 2044 25: 9166.2183; 2045 26: 9166.2183; 2046 27: 9166.2183; 2047 28: 9166.2183; 2048 29: 9166.2183; 2049 30: 9166.2183
| Tax Depreciation |  | 2020 1: 54997.3098; 2021 2: 87995.6956; 2022 3: 52797.4174; 2023 4: 31678.4504; 2024 5: 31678.4504; 2025 6: 15839.2252; 2026 7: 0; 2027 8: 0; 2028 9: 0; 2029 10: 0; 2030 11: 0; 2031 12: 0; 2032 13: 0; 2033 14: 0; 2035 16: 0; 2036 17: 0; 2037 18: 0; 2038 19: 0; 2039 20: 0; 2040 21: 0; 2041 22: 0; 2042 23: 0; 2043 24: 0; 2044 25: 0; 2045 26: 0; 2046 27: 0; 2047 28: 0; 2048 29: 0; 2049 30: 0
| Difference between book and tax |  | 2020 1: -45831.0915; 2021 2: -78829.4773; 2022 3: -43631.1991; 2023 4: -22512.2321; 2024 5: -22512.2321; 2025 6: -6673.0069; 2026 7: 9166.2183; 2027 8: 9166.2183; 2028 9: 9166.2183; 2029 10: 9166.2183; 2030 11: 9166.2183; 2031 12: 9166.2183; 2032 13: 9166.2183; 2033 14: 9166.2183; 2034 15: 0; 2035 16: 9166.2183; 2036 17: 9166.2183; 2037 18: 9166.2183; 2038 19: 9166.2183; 2039 20: 9166.2183; 2040 21: 9166.2183; 2041 22: 9166.2183; 2042 23: 9166.2183; 2043 24: 9166.2183; 2044 25: 9166.2183; 2045 26: 9166.2183; 2046 27: 9166.2183; 2047 28: 9166.2183; 2048 29: 9166.2183; 2049 30: 9166.2183
| Tax rate |  | 2020 1: -9624.5292; 2021 2: -16554.1902; 2022 3: -9162.5518; 2023 4: -4727.5687; 2024 5: -4727.5687; 2025 6: -1401.3315; 2026 7: 1924.9058; 2027 8: 1924.9058; 2028 9: 1924.9058; 2029 10: 1924.9058; 2030 11: 1924.9058; 2031 12: 1924.9058; 2032 13: 1924.9058; 2033 14: 1924.9058; 2034 15: 0; 2035 16: 1924.9058; 2036 17: 1924.9058; 2037 18: 1924.9058; 2038 19: 1924.9058; 2039 20: 1924.9058; 2040 21: 1924.9058; 2041 22: 1924.9058; 2042 23: 1924.9058; 2043 24: 1924.9058; 2044 25: 1924.9058; 2045 26: 1924.9058; 2046 27: 1924.9058; 2047 28: 1924.9058; 2048 29: 1924.9058; 2049 30: 1924.9058
Depreciation Tables
|  | 5 | 2020 1: 20%; 2021 2: 32%; 2022 3: 19.2%; 2023 4: 11.52%; 2024 5: 11.52%; 2025 6: 5.76%; 2026 7: 0%; 2027 8: 0%; 2028 9: 0%; 2029 10: 0%; 2030 11: 0%; 2031 12: 0%; 2032 13: 0%; 2033 14: 0%; 2034 15: 0%; 2035 16: 0%; 2036 17: 0%; 2037 18: 0%; 2038 19: 0%; 2039 20: 0%; 2040 21: 0%
|  | 5 | 0: 1; 2020 1: 20%; 2021 2: 32%; 2022 3: 19.2%; 2023 4: 11.52%; 2024 5: 11.52%; 2025 6: 5.76%
|  | 10 | 0: 0; 2020 1: 10%; 2021 2: 18%; 2022 3: 14.4%; 2023 4: 11.52%; 2024 5: 9.22%; 2025 6: 7.37%; 2026 7: 6.55%; 2027 8: 6.55%; 2028 9: 6.56%; 2029 10: 6.55%; 2030 11: 3.28%
|  | 15 | 0: 0; 2020 1: 5%; 2021 2: 9.5%; 2022 3: 8.55%; 2023 4: 7.7%; 2024 5: 6.93%; 2025 6: 6.23%; 2026 7: 5.9%; 2027 8: 5.9%; 2028 9: 5.91%; 2029 10: 5.9%; 2030 11: 5.91%; 2031 12: 5.9%; 2032 13: 5.91%; 2033 14: 5.9%; 2034 15: 5.91%; 2035 16: 2.95%
|  | 20 | 0: 0; 2020 1: 3.75%; 2021 2: 7.219%; 2022 3: 6.677%; 2023 4: 6.177%; 2024 5: 5.713%; 2025 6: 5.285%; 2026 7: 4.888%; 2027 8: 4.522%; 2028 9: 4.462%; 2029 10: 4.461%; 2030 11: 4.462%; 2031 12: 4.461%; 2032 13: 4.462%; 2033 14: 4.461%; 2034 15: 4.462%; 2035 16: 4.461%; 2036 17: 4.462%; 2037 18: 4.461%; 2038 19: 4.462%; 2039 20: 4.461%; 2040 21: 2.231%
Revenue Requirement by vintage year
2012 $000
|  |  |  | 2020 | 2021 | 2022 | 2023 | 2024 | 2025 | 2026 | 2027 | 2028 | 2029 | 2030 | 2031 | 2032 | 2033 | 2034 | 2035 | 2036 | 2037 | 2038 | 2039 | 2040 | 2041 | 2042 | 2043 | 2044 | 2045 | 2046 | 2047 | 2048 | 2049 | 2050 | 2051 | 2052 | 2053 | 2054 | 2055 | 2056 | 2057 | 2058 | 2059 | 2060 | 2061 | 2062 | 2063 | 2064 | 2065 | 2066 | 2067 | 2068 | 2069 | 2070 | 2071 | 2072 | 2073 | 2074 | 2075
|  | 2020 | 0% | 33409.0028 | 31493.3328 | 29597.5453 | 28210.7517 | 27014.8308 | 25962.0644 | 25195.6071 | 24572.3042 | 23949.0014 | 23325.6985 | 22702.3957 | 22079.0929 | 21455.79 | 20832.4872 | 11354.6174 | 20209.1843 | 19585.8815 | 18962.5786 | 18339.2758 | 17715.9729 | 17092.6701 | 16469.3673 | 15846.0644 | 15222.7616 | 14599.4587 | 13976.1559 | 13352.853 | 12729.5502 | 12106.2473 | 11482.9445 | 0 | 0 | 0 | 0 | 0 | 0 | 0 | 0 | 0 | 0 | 0 | 0 | 0 | 0 | 0 | 0 | 0 | 0 | 0 | 0 | 0 | 0 | 0 | 0 | 0 | 0
|  | 2021 | -2.164% |  | 32686.0225 | 30811.8081 | 28957.0461 | 27600.2631 | 26430.2222 | 25400.238 | 24650.367 | 24040.5526 | 23430.7382 | 22820.9238 | 22211.1094 | 21601.295 | 20991.4806 | 20381.6662 | 11108.9003 | 19771.8519 | 19162.0375 | 18552.2231 | 17942.4087 | 17332.5943 | 16722.7799 | 16112.9655 | 15503.1511 | 14893.3367 | 14283.5223 | 13673.7079 | 13063.8935 | 12454.0791 | 11844.2647 | 11234.4503 | 0 | 0 | 0 | 0 | 0 | 0 | 0 | 0 | 0 | 0 | 0 | 0 | 0 | 0 | 0 | 0 | 0 | 0 | 0 | 0 | 0 | 0 | 0 | 0 | 0
|  | 2022 | -2.126% |  |  | 31991.147 | 30156.7768 | 28341.4453 | 27013.5063 | 25868.3394 | 24860.2518 | 24126.3223 | 23529.472 | 22932.6218 | 22335.7715 | 21738.9212 | 21142.0709 | 20545.2206 | 19948.3703 | 10872.7351 | 19351.52 | 18754.6697 | 18157.8195 | 17560.9692 | 16964.1189 | 16367.2686 | 15770.4183 | 15173.568 | 14576.7177 | 13979.8674 | 13383.0172 | 12786.1669 | 12189.3166 | 11592.4663 | 10995.616 | 0 | 0 | 0 | 0 | 0 | 0 | 0 | 0 | 0 | 0 | 0 | 0 | 0 | 0 | 0 | 0 | 0 | 0 | 0 | 0 | 0 | 0 | 0 | 0
|  | 2023 | -2.176% |  |  |  | 31295.1049 | 29500.6457 | 27724.811 | 26425.7644 | 25305.5133 | 24319.3589 | 23601.3979 | 23017.5334 | 22433.669 | 21849.8046 | 21265.9402 | 20682.0758 | 20098.2114 | 19514.347 | 10636.1733 | 18930.4825 | 18346.6181 | 17762.7537 | 17178.8893 | 16595.0249 | 16011.1605 | 15427.296 | 14843.4316 | 14259.5672 | 13675.7028 | 13091.8384 | 12507.974 | 11924.1095 | 11340.2451 | 10756.3807 | 0 | 0 | 0 | 0 | 0 | 0 | 0 | 0 | 0 | 0 | 0 | 0 | 0 | 0 | 0 | 0 | 0 | 0 | 0 | 0 | 0 | 0 | 0
|  | 2024 | -2.228% |  |  |  |  | 30597.794 | 28843.3186 | 27107.0526 | 25836.9511 | 24741.6613 | 23777.4801 | 23075.5165 | 22504.6617 | 21933.8068 | 21362.9519 | 20792.097 | 20221.2422 | 19650.3873 | 19079.5324 | 10399.1804 | 18508.6775 | 17937.8227 | 17366.9678 | 16796.1129 | 16225.2581 | 15654.4032 | 15083.5483 | 14512.6934 | 13941.8386 | 13370.9837 | 12800.1288 | 12229.2739 | 11658.4191 | 11087.5642 | 10516.7093 | 0 | 0 | 0 | 0 | 0 | 0 | 0 | 0 | 0 | 0 | 0 | 0 | 0 | 0 | 0 | 0 | 0 | 0 | 0 | 0 | 0 | 0
|  | 2025 | -2.283% | [5 empty] | 29899.0996 | 28184.6872 | 26488.0686 | 25246.9696 | 24176.6905 | 23234.5262 | 22548.5918 | 21990.7723 | 21432.9528 | 20875.1333 | 20317.3137 | 19759.4942 | 19201.6747 | 18643.8552 | 10161.7172 | 18086.0357 | 17528.2161 | 16970.3966 | 16412.5771 | 15854.7576 | 15296.9381 | 14739.1185 | 14181.299 | 13623.4795 | 13065.66 | 12507.8405 | 11950.021 | 11392.2014 | 10834.3819 | 10276.5624 | 0 | 0 | 0 | 0 | 0 | 0 | 0 | 0 | 0 | 0 | 0 | 0 | 0 | 0 | 0 | 0 | 0 | 0 | 0 | 0 | 0
|  | 2026 | -2.102% | [6 empty] | 29270.6592 | 27592.2815 | 25931.3236 | 24716.3109 | 23668.5276 | 22746.1665 | 22074.6495 | 21528.5546 | 20982.4598 | 20436.3649 | 19890.27 | 19344.1752 | 18798.0803 | 18251.9854 | 9948.131 | 17705.8905 | 17159.7957 | 16613.7008 | 16067.6059 | 15521.5111 | 14975.4162 | 14429.3213 | 13883.2264 | 13337.1316 | 12791.0367 | 12244.9418 | 11698.8469 | 11152.7521 | 10606.6572 | 10060.5623 | 0 | 0 | 0 | 0 | 0 | 0 | 0 | 0 | 0 | 0 | 0 | 0 | 0 | 0 | 0 | 0 | 0 | 0 | 0 | 0
|  | 2027 | -2.148% | [7 empty] | 28642.0333 | 26999.701 | 25374.4143 | 24185.4956 | 23160.2149 | 22257.6627 | 21600.5674 | 21066.2006 | 20531.8339 | 19997.4671 | 19463.1003 | 18928.7336 | 18394.3668 | 17860 | 9734.4818 | 17325.6333 | 16791.2665 | 16256.8997 | 15722.533 | 15188.1662 | 14653.7994 | 14119.4327 | 13585.0659 | 13050.6991 | 12516.3324 | 11981.9656 | 11447.5988 | 10913.2321 | 10378.8653 | 9844.4985 | 0 | 0 | 0 | 0 | 0 | 0 | 0 | 0 | 0 | 0 | 0 | 0 | 0 | 0 | 0 | 0 | 0 | 0 | 0
|  | 2028 | -2.195% | [8 empty] | 28013.208 | 26406.9325 | 24817.3284 | 23654.512 | 22651.7409 | 21769.0039 | 21126.3349 | 20603.7 | 20081.0651 | 19558.4301 | 19035.7952 | 18513.1602 | 17990.5253 | 17467.8903 | 9520.7649 | 16945.2554 | 16422.6205 | 15899.9855 | 15377.3506 | 14854.7156 | 14332.0807 | 13809.4457 | 13286.8108 | 12764.1759 | 12241.5409 | 11718.906 | 11196.271 | 10673.6361 | 10151.0011 | 9628.3662 | 0 | 0 | 0 | 0 | 0 | 0 | 0 | 0 | 0 | 0 | 0 | 0 | 0 | 0 | 0 | 0 | 0 | 0
|  | 2029 | -2.246% | [9 empty] | 27384.1681 | 25813.9617 | 24260.0524 | 23123.3471 | 22143.0934 | 21280.1783 | 20651.9406 | 20141.0415 | 19630.1423 | 19119.2432 | 18608.3441 | 18097.445 | 17586.5459 | 17075.6468 | 9306.975 | 16564.7477 | 16053.8486 | 15542.9494 | 15032.0503 | 14521.1512 | 14010.2521 | 13499.353 | 12988.4539 | 12477.5548 | 11966.6557 | 11455.7565 | 10944.8574 | 10433.9583 | 9923.0592 | 9412.1601 | 0 | 0 | 0 | 0 | 0 | 0 | 0 | 0 | 0 | 0 | 0 | 0 | 0 | 0 | 0 | 0 | 0
|  | 2030 | -2.298% | [10 empty] | 26754.8966 | 25220.7726 | 23702.5711 | 22591.9866 | 21634.2586 | 20791.1728 | 20177.3715 | 19678.2126 | 19179.0536 | 18679.8946 | 18180.7357 | 17681.5767 | 17182.4177 | 16683.2588 | 9093.1063 | 16184.0998 | 15684.9409 | 15185.7819 | 14686.6229 | 14187.464 | 13688.305 | 13189.1461 | 12689.9871 | 12190.8281 | 11691.6692 | 11192.5102 | 10693.3513 | 10194.1923 | 9695.0333 | 9195.8744 | 0 | 0 | 0 | 0 | 0 | 0 | 0 | 0 | 0 | 0 | 0 | 0 | 0 | 0 | 0 | 0
|  | 2031 | -1.096% | [11 empty] | 26461.7331 | 24944.4191 | 23442.8531 | 22344.4377 | 21397.2038 | 20563.356 | 19956.2805 | 19462.591 | 18968.9015 | 18475.212 | 17981.5225 | 17487.833 | 16994.1435 | 16500.454 | 8993.4698 | 16006.7645 | 15513.0751 | 15019.3856 | 14525.6961 | 14032.0066 | 13538.3171 | 13044.6276 | 12550.9381 | 12057.2486 | 11563.5592 | 11069.8697 | 10576.1802 | 10082.4907 | 9588.8012 | 9095.1117 | 0 | 0 | 0 | 0 | 0 | 0 | 0 | 0 | 0 | 0 | 0 | 0 | 0 | 0 | 0
|  | 2032 | -1.109% | [12 empty] | 26168.2146 | 24667.7309 | 23182.8206 | 22096.589 | 21159.862 | 20335.2634 | 19734.9216 | 19246.7083 | 18758.4949 | 18270.2815 | 17782.0681 | 17293.8547 | 16805.6413 | 16317.4279 | 8893.7125 | 15829.2145 | 15341.0011 | 14852.7877 | 14364.5743 | 13876.3609 | 13388.1476 | 12899.9342 | 12411.7208 | 11923.5074 | 11435.294 | 10947.0806 | 10458.8672 | 9970.6538 | 9482.4404 | 8994.227 | 0 | 0 | 0 | 0 | 0 | 0 | 0 | 0 | 0 | 0 | 0 | 0 | 0 | 0
|  | 2033 | -1.123% | [13 empty] | 25874.3411 | 24390.7081 | 22922.4736 | 21848.4406 | 20922.2332 | 20106.895 | 19513.2952 | 19030.5645 | 18547.8338 | 18065.1031 | 17582.3725 | 17099.6418 | 16616.9111 | 16134.1804 | 8793.8346 | 15651.4498 | 15168.7191 | 14685.9884 | 14203.2577 | 13720.5271 | 13237.7964 | 12755.0657 | 12272.3351 | 11789.6044 | 11306.8737 | 10824.143 | 10341.4124 | 9858.6817 | 9375.951 | 8893.2203 | 0 | 0 | 0 | 0 | 0 | 0 | 0 | 0 | 0 | 0 | 0 | 0 | 0
|  | 2034 | -1.137% | [14 empty] | 25580.1128 | 24113.3508 | 22661.8122 | 21599.9926 | 20684.3175 | 19878.2508 | 19291.401 | 18814.1597 | 18336.9184 | 17859.677 | 17382.4357 | 16905.1944 | 16427.953 | 15950.7117 | 8693.8361 | 15473.4704 | 14996.229 | 14518.9877 | 14041.7464 | 13564.505 | 13087.2637 | 12610.0224 | 12132.781 | 11655.5397 | 11178.2984 | 10701.057 | 10223.8157 | 9746.5744 | 9269.333 | 8792.0917 | 0 | 0 | 0 | 0 | 0 | 0 | 0 | 0 | 0 | 0 | 0 | 0
|  | 2035 | -1.152% | [15 empty] | 25285.5297 | 23835.6591 | 22400.8366 | 21351.2449 | 20446.1148 | 19649.3309 | 19069.2393 | 18597.494 | 18125.7486 | 17654.0032 | 17182.2578 | 16710.5125 | 16238.7671 | 15767.0217 | 8593.717 | 15295.2763 | 14823.531 | 14351.7856 | 13880.0402 | 13408.2948 | 12936.5495 | 12464.8041 | 11993.0587 | 11521.3133 | 11049.568 | 10577.8226 | 10106.0772 | 9634.3318 | 9162.5865 | 8690.8411 | 0 | 0 | 0 | 0 | 0 | 0 | 0 | 0 | 0 | 0 | 0
|  | 2036 | -1.166% | [16 empty] | 24990.5918 | 23557.633 | 22139.5466 | 21102.1977 | 20207.6253 | 19420.1353 | 18846.8101 | 18380.5673 | 17914.3245 | 17448.0817 | 16981.8389 | 16515.5961 | 16049.3533 | 15583.1105 | 8493.4774 | 15116.8677 | 14650.625 | 14184.3822 | 13718.1394 | 13251.8966 | 12785.6538 | 12319.411 | 11853.1682 | 11386.9254 | 10920.6826 | 10454.4398 | 9988.197 | 9521.9542 | 9055.7114 | 8589.4686 | 0 | 0 | 0 | 0 | 0 | 0 | 0 | 0 | 0 | 0
|  | 2037 | -1.182% | [17 empty] | 24695.2994 | 23279.2725 | 21877.9425 | 20852.8511 | 19968.8491 | 19190.6642 | 18624.1135 | 18163.3799 | 17702.6463 | 17241.9127 | 16781.1791 | 16320.4455 | 15859.7118 | 15398.9782 | 8393.1172 | 14938.2446 | 14477.511 | 14016.7774 | 13556.0438 | 13095.3102 | 12634.5766 | 12173.843 | 11713.1094 | 11252.3758 | 10791.6422 | 10330.9086 | 9870.175 | 9409.4414 | 8948.7078 | 8487.9741 | 0 | 0 | 0 | 0 | 0 | 0 | 0 | 0 | 0
|  | 2038 | -1.197% | [18 empty] | 24399.6523 | 23000.5779 | 21616.0243 | 20603.205 | 19729.7861 | 18960.9175 | 18401.1494 | 17945.9316 | 17490.7138 | 17035.496 | 16580.2782 | 16125.0604 | 15669.8426 | 15214.6248 | 8292.6366 | 14759.407 | 14304.1892 | 13848.9714 | 13393.7536 | 12938.5358 | 12483.318 | 12028.1003 | 11572.8825 | 11117.6647 | 10662.4469 | 10207.2291 | 9752.0113 | 9296.7935 | 8841.5757 | 8386.3579 | 0 | 0 | 0 | 0 | 0 | 0 | 0 | 0
|  | 2039 | -1.213% | [19 empty] | 24103.6508 | 22721.549 | 21353.792 | 20353.2596 | 19490.4365 | 18730.8953 | 18177.918 | 17728.2226 | 17278.5273 | 16828.8319 | 16379.1365 | 15929.4411 | 15479.7458 | 15030.0504 | 8192.0354 | 14580.355 | 14130.6596 | 13680.9643 | 13231.2689 | 12781.5735 | 12331.8781 | 11882.1828 | 11432.4874 | 10982.792 | 10533.0966 | 10083.4012 | 9633.7059 | 9184.0105 | 8734.3151 | 8284.6197 | 0 | 0 | 0 | 0 | 0 | 0 | 0
|  | 2040 | -1.23% | [20 empty] | 23807.2948 | 22442.1861 | 21091.2457 | 20103.015 | 19250.8003 | 18500.5978 | 17954.4193 | 17510.253 | 17066.0866 | 16621.9203 | 16177.754 | 15733.5876 | 15289.4213 | 14845.2549 | 8091.3138 | 14401.0886 | 13956.9223 | 13512.7559 | 13068.5896 | 12624.4232 | 12180.2569 | 11736.0905 | 11291.9242 | 10847.7579 | 10403.5915 | 9959.4252 | 9515.2588 | 9071.0925 | 8626.9261 | 8182.7598 | 0 | 0 | 0 | 0 | 0 | 0
|  | 2041 | -1.225% | [21 empty] | 23515.7397 | 22167.3487 | 20832.9526 | 19856.8242 | 19015.0461 | 18274.0309 | 17734.5412 | 17295.8143 | 16857.0875 | 16418.3606 | 15979.6337 | 15540.9068 | 15102.18 | 14663.4531 | 7992.2238 | 14224.7262 | 13785.9993 | 13347.2725 | 12908.5456 | 12469.8187 | 12031.0918 | 11592.365 | 11153.6381 | 10714.9112 | 10276.1843 | 9837.4575 | 9398.7306 | 8960.0037 | 8521.2768 | 8082.5499 | 0 | 0 | 0 | 0 | 0
|  | 2042 | -1.241% | [22 empty] | 23223.8324 | 21892.1794 | 20574.3475 | 19610.336 | 18779.0072 | 18047.1903 | 17514.3975 | 17081.1167 | 16647.8358 | 16214.555 | 15781.2741 | 15347.9933 | 14914.7125 | 14481.4316 | 7893.0142 | 14048.1508 | 13614.87 | 13181.5891 | 12748.3083 | 12315.0274 | 11881.7466 | 11448.4658 | 11015.1849 | 10581.9041 | 10148.6232 | 9715.3424 | 9282.0616 | 8848.7807 | 8415.4999 | 7982.219 | 0 | 0 | 0 | 0
|  | 2043 | -1.258% | 2043: 22931.5728; 2044: 21616.6779; 2045: 20315.4302; 2046: 19363.5503; 2047: 18542.6833; 2048: 17820.076; 2049: 17293.9881; 2050: 16866.1599; 2051: 16438.3317; 2052: 16010.5034; 2053: 15582.6752; 2054: 15154.847; 2055: 14727.0187; 2056: 14299.1905; 2057: 7793.6848; 2058: 13871.3623; 2059: 13443.534; 2060: 13015.7058; 2061: 12587.8776; 2062: 12160.0494; 2063: 11732.2211; 2064: 11304.3929; 2065: 10876.5647; 2066: 10448.7364; 2067: 10020.9082; 2068: 9593.08; 2069: 9165.2517; 2070: 8737.4235; 2071: 8309.5953; 2072: 7881.7671; 2073: 0; 2074: 0; 2075: 0
|  | 2044 | -1.276% | 2044: 22638.9608; 2045: 21340.8443; 2046: 20056.2008; 2047: 19116.4671; 2048: 18306.0746; 2049: 17592.6879; 2050: 17073.313; 2051: 16650.944; 2052: 16228.5749; 2053: 15806.2059; 2054: 15383.8368; 2055: 14961.4678; 2056: 14539.0987; 2057: 14116.7297; 2058: 7694.2356; 2059: 13694.3606; 2060: 13271.9916; 2061: 12849.6225; 2062: 12427.2535; 2063: 12004.8844; 2064: 11582.5154; 2065: 11160.1463; 2066: 10737.7773; 2067: 10315.4082; 2068: 9893.0392; 2069: 9470.6702; 2070: 9048.3011; 2071: 8625.9321; 2072: 8203.563; 2073: 7781.194; 2074: 0; 2075: 0
|  | 2045 | -1.294% | 2045: 22345.9964; 2046: 21064.6785; 2047: 19796.6592; 2048: 18869.0863; 2049: 18069.1809; 2050: 17365.0259; 2051: 16852.3721; 2052: 16435.4688; 2053: 16018.5655; 2054: 15601.6622; 2055: 15184.7589; 2056: 14767.8556; 2057: 14350.9524; 2058: 13934.0491; 2059: 7594.6667; 2060: 13517.1458; 2061: 13100.2425; 2062: 12683.3392; 2063: 12266.4359; 2064: 11849.5326; 2065: 11432.6293; 2066: 11015.726; 2067: 10598.8228; 2068: 10181.9195; 2069: 9765.0162; 2070: 9348.1129; 2071: 8931.2096; 2072: 8514.3063; 2073: 8097.403; 2074: 7680.4997; 2075: 0
|  | 2046 | -1.313% | 2046: 22052.6795; 2047: 20788.1803; 2048: 19536.8052; 2049: 18621.4078; 2050: 17832.002; 2051: 17137.0899; 2052: 16631.1653; 2053: 16219.7343; 2054: 15808.3034; 2055: 15396.8724; 2056: 14985.4415; 2057: 14574.0105; 2058: 14162.5796; 2059: 13751.1486; 2060: 7494.978; 2061: 13339.7177; 2062: 12928.2867; 2063: 12516.8558; 2064: 12105.4248; 2065: 11693.9939; 2066: 11282.5629; 2067: 10871.1319; 2068: 10459.701; 2069: 10048.27; 2070: 9636.8391; 2071: 9225.4081; 2072: 8813.9772; 2073: 8402.5462; 2074: 7991.1153; 2075: 7579.6843 | 0 | 0 | 0 | 0
|  | 2047 | -1.332% | 2047: 21759.0099; 2048: 20511.3497; 2049: 19276.6389; 2050: 18373.4315; 2051: 17594.538; 2052: 16908.8799; 2053: 16409.6925; 2054: 16003.7405; 2055: 15597.7884; 2056: 15191.8364; 2057: 14785.8844; 2058: 14379.9323; 2059: 13973.9803; 2060: 13568.0283; 2061: 7395.1693; 2062: 13162.0762; 2063: 12756.1242; 2064: 12350.1721; 2065: 11944.2201; 2066: 11538.2681; 2067: 11132.316; 2068: 10726.364; 2069: 10320.412; 2070: 9914.4599; 2071: 9508.5079; 2072: 9102.5558; 2073: 8696.6038; 2074: 8290.6518; 2075: 7884.6997 | 7478.7477 | 0 | 0 | 0
|  | 2048 | -1.351% | 2048: 21464.9875; 2049: 20234.1865; 2050: 19016.1599; 2051: 18125.1573; 2052: 17356.7888; 2053: 16680.3957; 2054: 16187.9537; 2055: 15787.4871; 2056: 15387.0206; 2057: 14986.5541; 2058: 14586.0875; 2059: 14185.621; 2060: 13785.1545; 2061: 13384.6879; 2062: 7295.2408; 2063: 12984.2214; 2064: 12583.7548; 2065: 12183.2883; 2066: 11782.8218; 2067: 11382.3552; 2068: 10981.8887; 2069: 10581.4221; 2070: 10180.9556; 2071: 9780.4891; 2072: 9380.0225; 2073: 8979.556; 2074: 8579.0894; 2075: 8178.6229 | 7778.1564 | 7377.6898 | 0 | 0
|  | 2049 | -1.371% | 2049: 21170.6121; 2050: 19956.6906; 2051: 18755.3683; 2052: 17876.5851; 2053: 17118.7541; 2054: 16451.6373; 2055: 15965.9487; 2056: 15570.9742; 2057: 15175.9998; 2058: 14781.0253; 2059: 14386.0509; 2060: 13991.0764; 2061: 13596.1019; 2062: 13201.1275; 2063: 7195.1924; 2064: 12806.153; 2065: 12411.1786; 2066: 12016.2041; 2067: 11621.2297; 2068: 11226.2552; 2069: 10831.2807; 2070: 10436.3063; 2071: 10041.3318; 2072: 9646.3574; 2073: 9251.3829; 2074: 8856.4085; 2075: 8461.434 | 8066.4595 | 7671.4851 | 7276.5106 | 0
|  | 2050 | -1.392% | 2050: 20875.8837; 2051: 19678.8619; 2052: 18494.2639; 2053: 17627.7148; 2054: 16880.434; 2055: 16222.6045; 2056: 15743.6774; 2057: 15354.2016; 2058: 14964.7258; 2059: 14575.2501; 2060: 14185.7743; 2061: 13796.2985; 2062: 13406.8227; 2063: 13017.3469; 2064: 7095.0239; 2065: 12627.8711; 2066: 12238.3953; 2067: 11848.9195; 2068: 11459.4438; 2069: 11069.968; 2070: 10680.4922; 2071: 10291.0164; 2072: 9901.5406; 2073: 9512.0648; 2074: 9122.589; 2075: 8733.1132 | 8343.6375 | 7954.1617 | 7564.6859 | 7175.2101
Revenue Requirement by vintage year
2012 $/MW-wk
| Aurora Input |  | Levelized Cost | 2020 | 2021 | 2022 | 2023 | 2024 | 2025 | 2026 | 2027 | 2028 | 2029 | 2030 | 2031 | 2032 | 2033 | 2034 | 2035 | 2036 | 2037 | 2038 | 2039 | 2040 | 2041 | 2042 | 2043 | 2044 | 2045 | 2046 | 2047 | 2048 | 2049 | 2050 | 2051 | 2052 | 2053 | 2054 | 2055 | 2056 | 2057 | 2058 | 2059 | 2060 | 2061 | 2062 | 2063 | 2064 | 2065 | 2066 | 2067 | 2068 | 2069 | 2070 | 2071 | 2072 | 2073 | 2074 | 2075
|  | 2020 | 3441.9978 | 5139.8466 | 4845.1281 | 4553.4685 | 4340.1157 | 4156.1278 | 3994.1638 | 3876.2472 | 3780.3545 | 3684.4618 | 3588.569 | 3492.6763 | 3396.7835 | 3300.8908 | 3204.998 | 1746.8642 | 3109.1053 | 3013.2125 | 2917.3198 | 2821.427 | 2725.5343 | 2629.6416 | 2533.7488 | 2437.8561 | 2341.9633 | 2246.0706 | 2150.1778 | 2054.2851 | 1958.3923 | 1862.4996 | 1766.6068 | 0 | 0 | 0 | 0 | 0 | 0 | 0 | 0 | 0 | 0 | 0 | 0 | 0 | 0 | 0 | 0 | 0 | 0 | 0 | 0 | 0 | 0 | 0 | 0 | 0 | 0
|  | 2021 | 3367.512 |  | 5028.6188 | 4740.2782 | 4454.9302 | 4246.1943 | 4066.188 | 3907.7289 | 3792.3642 | 3698.5466 | 3604.729 | 3510.9114 | 3417.0938 | 3323.2762 | 3229.4586 | 3135.641 | 1709.0616 | 3041.8234 | 2948.0058 | 2854.1882 | 2760.3706 | 2666.553 | 2572.7354 | 2478.9178 | 2385.1002 | 2291.2826 | 2197.465 | 2103.6474 | 2009.8298 | 1916.0122 | 1822.1946 | 1728.377 | 0 | 0 | 0 | 0 | 0 | 0 | 0 | 0 | 0 | 0 | 0 | 0 | 0 | 0 | 0 | 0 | 0 | 0 | 0 | 0 | 0 | 0 | 0 | 0 | 0
|  | 2022 | 3295.9217 |  |  | 4921.7149 | 4639.5041 | 4360.2224 | 4155.924 | 3979.7445 | 3824.6541 | 3711.7419 | 3619.9188 | 3528.0957 | 3436.2725 | 3344.4494 | 3252.6263 | 3160.8032 | 3068.98 | 1672.7285 | 2977.1569 | 2885.3338 | 2793.5107 | 2701.6876 | 2609.8644 | 2518.0413 | 2426.2182 | 2334.3951 | 2242.572 | 2150.7488 | 2058.9257 | 1967.1026 | 1875.2795 | 1783.4564 | 1691.6332 | 0 | 0 | 0 | 0 | 0 | 0 | 0 | 0 | 0 | 0 | 0 | 0 | 0 | 0 | 0 | 0 | 0 | 0 | 0 | 0 | 0 | 0 | 0 | 0
|  | 2023 | 3224.2112 |  |  |  | 4814.6315 | 4538.5609 | 4265.3555 | 4065.5022 | 3893.1559 | 3741.4398 | 3630.9843 | 3541.159 | 3451.3337 | 3361.5084 | 3271.6831 | 3181.8578 | 3092.0325 | 3002.2072 | 1636.3344 | 2912.3819 | 2822.5566 | 2732.7313 | 2642.906 | 2553.0807 | 2463.2555 | 2373.4302 | 2283.6049 | 2193.7796 | 2103.9543 | 2014.129 | 1924.3037 | 1834.4784 | 1744.6531 | 1654.8278 | 0 | 0 | 0 | 0 | 0 | 0 | 0 | 0 | 0 | 0 | 0 | 0 | 0 | 0 | 0 | 0 | 0 | 0 | 0 | 0 | 0 | 0 | 0
|  | 2024 | 3152.37 |  |  |  |  | 4707.3529 | 4437.4336 | 4170.3158 | 3974.9156 | 3806.4094 | 3658.0739 | 3550.0795 | 3462.2556 | 3374.4318 | 3286.608 | 3198.7842 | 3110.9603 | 3023.1365 | 2935.3127 | 1599.8739 | 2847.4889 | 2759.665 | 2671.8412 | 2584.0174 | 2496.1935 | 2408.3697 | 2320.5459 | 2232.7221 | 2144.8982 | 2057.0744 | 1969.2506 | 1881.4268 | 1793.6029 | 1705.7791 | 1617.9553 | 0 | 0 | 0 | 0 | 0 | 0 | 0 | 0 | 0 | 0 | 0 | 0 | 0 | 0 | 0 | 0 | 0 | 0 | 0 | 0 | 0 | 0
|  | 2025 | 3080.3863 | [5 empty] | 4599.8615 | 4336.1057 | 4075.0875 | 3884.1492 | 3719.4908 | 3574.5425 | 3469.0141 | 3383.1957 | 3297.3773 | 3211.559 | 3125.7406 | 3039.9222 | 2954.1038 | 2868.2854 | 1563.3411 | 2782.467 | 2696.6486 | 2610.8302 | 2525.0119 | 2439.1935 | 2353.3751 | 2267.5567 | 2181.7383 | 2095.9199 | 2010.1015 | 1924.2831 | 1838.4648 | 1752.6464 | 1666.828 | 1581.0096 | 0 | 0 | 0 | 0 | 0 | 0 | 0 | 0 | 0 | 0 | 0 | 0 | 0 | 0 | 0 | 0 | 0 | 0 | 0 | 0 | 0
|  | 2026 | 3015.6406 | [6 empty] | 4503.1783 | 4244.9664 | 3989.4344 | 3802.5094 | 3641.3119 | 3499.4102 | 3396.0999 | 3312.0853 | 3228.0707 | 3144.0561 | 3060.0415 | 2976.0269 | 2892.0124 | 2807.9978 | 1530.4817 | 2723.9832 | 2639.9686 | 2555.954 | 2471.9394 | 2387.9248 | 2303.9102 | 2219.8956 | 2135.881 | 2051.8664 | 1967.8518 | 1883.8372 | 1799.8226 | 1715.808 | 1631.7934 | 1547.7788 | 0 | 0 | 0 | 0 | 0 | 0 | 0 | 0 | 0 | 0 | 0 | 0 | 0 | 0 | 0 | 0 | 0 | 0 | 0 | 0
|  | 2027 | 2950.8757 | [7 empty] | 4406.4667 | 4153.8002 | 3903.756 | 3720.8455 | 3563.11 | 3424.2558 | 3323.1642 | 3240.9539 | 3158.7437 | 3076.5334 | 2994.3231 | 2912.1129 | 2829.9026 | 2747.6923 | 1497.6126 | 2665.482 | 2583.2718 | 2501.0615 | 2418.8512 | 2336.641 | 2254.4307 | 2172.2204 | 2090.0101 | 2007.7999 | 1925.5896 | 1843.3793 | 1761.169 | 1678.9588 | 1596.7485 | 1514.5382 | 0 | 0 | 0 | 0 | 0 | 0 | 0 | 0 | 0 | 0 | 0 | 0 | 0 | 0 | 0 | 0 | 0 | 0 | 0
|  | 2028 | 2886.0903 | [8 empty] | 4309.7243 | 4062.605 | 3818.0505 | 3639.1557 | 3484.8832 | 3349.0775 | 3250.2054 | 3169.8 | 3089.3946 | 3008.9892 | 2928.5839 | 2848.1785 | 2767.7731 | 2687.3677 | 1464.7331 | 2606.9624 | 2526.557 | 2446.1516 | 2365.7462 | 2285.3409 | 2204.9355 | 2124.5301 | 2044.1247 | 1963.7194 | 1883.314 | 1802.9086 | 1722.5032 | 1642.0979 | 1561.6925 | 1481.2871 | 0 | 0 | 0 | 0 | 0 | 0 | 0 | 0 | 0 | 0 | 0 | 0 | 0 | 0 | 0 | 0 | 0 | 0
|  | 2029 | 2821.2828 | [9 empty] | 4212.9489 | 3971.3787 | 3732.3158 | 3557.438 | 3406.6298 | 3273.8736 | 3177.2216 | 3098.6218 | 3020.0219 | 2941.422 | 2862.8222 | 2784.2223 | 2705.6224 | 2627.0226 | 1431.8423 | 2548.4227 | 2469.8229 | 2391.223 | 2312.6231 | 2234.0233 | 2155.4234 | 2076.8235 | 1998.2237 | 1919.6238 | 1841.0239 | 1762.4241 | 1683.8242 | 1605.2244 | 1526.6245 | 1448.0246 | 0 | 0 | 0 | 0 | 0 | 0 | 0 | 0 | 0 | 0 | 0 | 0 | 0 | 0 | 0 | 0 | 0
|  | 2030 | 2756.4515 | [10 empty] | 4116.1379 | 3880.1189 | 3646.5494 | 3475.6903 | 3328.3475 | 3198.642 | 3104.211 | 3027.4173 | 2950.6236 | 2873.8299 | 2797.0363 | 2720.2426 | 2643.4489 | 2566.6552 | 1398.9394 | 2489.8615 | 2413.0678 | 2336.2741 | 2259.4805 | 2182.6868 | 2105.8931 | 2029.0994 | 1952.3057 | 1875.512 | 1798.7183 | 1721.9246 | 1645.131 | 1568.3373 | 1491.5436 | 1414.7499 | 0 | 0 | 0 | 0 | 0 | 0 | 0 | 0 | 0 | 0 | 0 | 0 | 0 | 0 | 0 | 0
|  | 2031 | 2726.248 | [11 empty] | 4071.0359 | 3837.6029 | 3606.5928 | 3437.6058 | 3291.8775 | 3163.5932 | 3070.197 | 2994.2448 | 2918.2925 | 2842.3403 | 2766.3881 | 2690.4358 | 2614.4836 | 2538.5314 | 1383.6107 | 2462.5792 | 2386.6269 | 2310.6747 | 2234.7225 | 2158.7702 | 2082.818 | 2006.8658 | 1930.9136 | 1854.9613 | 1779.0091 | 1703.0569 | 1627.1046 | 1551.1524 | 1475.2002 | 1399.248 | 0 | 0 | 0 | 0 | 0 | 0 | 0 | 0 | 0 | 0 | 0 | 0 | 0 | 0 | 0
|  | 2032 | 2696.0079 | [12 empty] | 4025.8792 | 3795.0355 | 3566.5878 | 3399.4752 | 3255.3634 | 3128.5021 | 3036.1418 | 2961.032 | 2885.9223 | 2810.8125 | 2735.7028 | 2660.593 | 2585.4833 | 2510.3735 | 1368.2635 | 2435.2638 | 2360.154 | 2285.0443 | 2209.9345 | 2134.8248 | 2059.715 | 1984.6053 | 1909.4955 | 1834.3858 | 1759.276 | 1684.1662 | 1609.0565 | 1533.9467 | 1458.837 | 1383.7272 | 0 | 0 | 0 | 0 | 0 | 0 | 0 | 0 | 0 | 0 | 0 | 0 | 0 | 0
|  | 2033 | 2665.7313 | [13 empty] | 3980.6679 | 3752.4166 | 3526.5344 | 3361.2986 | 3218.8051 | 3093.3685 | 3002.0454 | 2927.7792 | 2853.5129 | 2779.2466 | 2704.9804 | 2630.7141 | 2556.4479 | 2482.1816 | 1352.8976 | 2407.9153 | 2333.6491 | 2259.3828 | 2185.1166 | 2110.8503 | 2036.5841 | 1962.3178 | 1888.0515 | 1813.7853 | 1739.519 | 1665.2528 | 1590.9865 | 1516.7203 | 1442.454 | 1368.1877 | 0 | 0 | 0 | 0 | 0 | 0 | 0 | 0 | 0 | 0 | 0 | 0 | 0
|  | 2034 | 2635.4181 | [14 empty] | 3935.402 | 3709.7463 | 3486.4327 | 3323.0758 | 3182.2027 | 3058.1924 | 2967.9079 | 2894.4861 | 2821.0644 | 2747.6426 | 2674.2209 | 2600.7991 | 2527.3774 | 2453.9556 | 1337.5132 | 2380.5339 | 2307.1122 | 2233.6904 | 2160.2687 | 2086.8469 | 2013.4252 | 1940.0034 | 1866.5817 | 1793.16 | 1719.7382 | 1646.3165 | 1572.8947 | 1499.473 | 1426.0512 | 1352.6295 | 0 | 0 | 0 | 0 | 0 | 0 | 0 | 0 | 0 | 0 | 0 | 0
|  | 2035 | 2605.0684 | [15 empty] | 3890.0815 | 3667.0245 | 3446.2825 | 3284.8069 | 3145.5561 | 3022.974 | 2933.7291 | 2861.1529 | 2788.5767 | 2716.0005 | 2643.4243 | 2570.8481 | 2498.2719 | 2425.6956 | 1322.1103 | 2353.1194 | 2280.5432 | 2207.967 | 2135.3908 | 2062.8146 | 1990.2384 | 1917.6622 | 1845.086 | 1772.5097 | 1699.9335 | 1627.3573 | 1554.7811 | 1482.2049 | 1409.6287 | 1337.0525 | 0 | 0 | 0 | 0 | 0 | 0 | 0 | 0 | 0 | 0 | 0
|  | 2036 | 2574.6821 | [16 empty] | 3844.7064 | 3624.2512 | 3406.0841 | 3246.492 | 3108.8654 | 2987.7131 | 2899.5093 | 2827.7796 | 2756.0499 | 2684.3203 | 2612.5906 | 2540.8609 | 2469.1313 | 2397.4016 | 1306.6888 | 2325.672 | 2253.9423 | 2182.2126 | 2110.483 | 2038.7533 | 1967.0237 | 1895.294 | 1823.5643 | 1751.8347 | 1680.105 | 1608.3753 | 1536.6457 | 1464.916 | 1393.1864 | 1321.4567 | 0 | 0 | 0 | 0 | 0 | 0 | 0 | 0 | 0 | 0
|  | 2037 | 2544.2593 | [17 empty] | 3799.2768 | 3581.4265 | 3365.8373 | 3208.1309 | 3072.1306 | 2952.4099 | 2865.2482 | 2794.3661 | 2723.484 | 2652.6019 | 2581.7199 | 2510.8378 | 2439.9557 | 2369.0736 | 1291.2488 | 2298.1915 | 2227.3094 | 2156.4273 | 2085.5452 | 2014.6631 | 1943.781 | 1872.8989 | 1802.0168 | 1731.1347 | 1660.2526 | 1589.3705 | 1518.4885 | 1447.6064 | 1376.7243 | 1305.8422 | 0 | 0 | 0 | 0 | 0 | 0 | 0 | 0 | 0
|  | 2038 | 2513.7999 | [18 empty] | 3753.7927 | 3538.5504 | 3325.5422 | 3169.7238 | 3035.3517 | 2917.0642 | 2830.9461 | 2760.9126 | 2690.8791 | 2620.8455 | 2550.812 | 2480.7785 | 2410.745 | 2340.7115 | 1275.7902 | 2270.678 | 2200.6445 | 2130.611 | 2060.5775 | 1990.544 | 1920.5105 | 1850.477 | 1780.4435 | 1710.4099 | 1640.3764 | 1570.3429 | 1500.3094 | 1430.2759 | 1360.2424 | 1290.2089 | 0 | 0 | 0 | 0 | 0 | 0 | 0 | 0
|  | 2039 | 2483.3041 | [19 empty] | 3708.254 | 3495.6229 | 3285.1988 | 3131.2707 | 2998.5287 | 2881.6762 | 2796.6028 | 2727.4189 | 2658.235 | 2589.0511 | 2519.8672 | 2450.6833 | 2381.4993 | 2312.3154 | 1260.3131 | 2243.1315 | 2173.9476 | 2104.7637 | 2035.5798 | 1966.3959 | 1897.212 | 1828.0281 | 1758.8442 | 1689.6603 | 1620.4764 | 1551.2925 | 1482.1086 | 1412.9247 | 1343.7408 | 1274.5569 | 0 | 0 | 0 | 0 | 0 | 0 | 0
|  | 2040 | 2452.7717 | [20 empty] | 3662.6607 | 3452.644 | 3244.807 | 3092.7715 | 2961.6616 | 2846.2458 | 2762.2184 | 2693.8851 | 2625.5518 | 2557.2185 | 2488.8852 | 2420.5519 | 2352.2187 | 2283.8854 | 1244.8175 | 2215.5521 | 2147.2188 | 2078.8855 | 2010.5522 | 1942.219 | 1873.8857 | 1805.5524 | 1737.2191 | 1668.8858 | 1600.5525 | 1532.2193 | 1463.886 | 1395.5527 | 1327.2194 | 1258.8861 | 0 | 0 | 0 | 0 | 0 | 0
|  | 2041 | 2422.7339 | [21 empty] | 3617.8061 | 3410.3613 | 3205.0696 | 3054.896 | 2925.3917 | 2811.3894 | 2728.391 | 2660.8945 | 2593.3981 | 2525.9016 | 2458.4052 | 2390.9087 | 2323.4123 | 2255.9159 | 1229.5729 | 2188.4194 | 2120.923 | 2053.4265 | 1985.9301 | 1918.4336 | 1850.9372 | 1783.4408 | 1715.9443 | 1648.4479 | 1580.9514 | 1513.455 | 1445.9586 | 1378.4621 | 1310.9657 | 1243.4692 | 0 | 0 | 0 | 0 | 0
|  | 2042 | 2392.6599 | [22 empty] | 3572.8973 | 3368.0276 | 3165.2842 | 3016.9748 | 2889.078 | 2776.4908 | 2694.5227 | 2627.8641 | 2561.2055 | 2494.5469 | 2427.8883 | 2361.2297 | 2294.5711 | 2227.9126 | 1214.3099 | 2161.254 | 2094.5954 | 2027.9368 | 1961.2782 | 1894.6196 | 1827.961 | 1761.3024 | 1694.6438 | 1627.9852 | 1561.3267 | 1494.6681 | 1428.0095 | 1361.3509 | 1294.6923 | 1228.0337 | 0 | 0 | 0 | 0
|  | 2043 | 2362.5495 | 2043: 3527.9343; 2044: 3325.6428; 2045: 3125.4508; 2046: 2979.0077; 2047: 2852.7205; 2048: 2741.5502; 2049: 2660.6136; 2050: 2594.7938; 2051: 2528.9741; 2052: 2463.1544; 2053: 2397.3346; 2054: 2331.5149; 2055: 2265.6952; 2056: 2199.8755; 2057: 1199.0284; 2058: 2134.0557; 2059: 2068.236; 2060: 2002.4163; 2061: 1936.5966; 2062: 1870.7768; 2063: 1804.9571; 2064: 1739.1374; 2065: 1673.3176; 2066: 1607.4979; 2067: 1541.6782; 2068: 1475.8585; 2069: 1410.0387; 2070: 1344.219; 2071: 1278.3993; 2072: 1212.5795; 2073: 0; 2074: 0; 2075: 0
|  | 2044 | 2332.4028 | 2044: 3482.9171; 2045: 3283.2068; 2046: 3085.5694; 2047: 2940.9949; 2048: 2816.3192; 2049: 2706.5674; 2050: 2626.6635; 2051: 2561.6837; 2052: 2496.7038; 2053: 2431.724; 2054: 2366.7441; 2055: 2301.7643; 2056: 2236.7844; 2057: 2171.8046; 2058: 1183.7286; 2059: 2106.8247; 2060: 2041.8449; 2061: 1976.865; 2062: 1911.8852; 2063: 1846.9053; 2064: 1781.9254; 2065: 1716.9456; 2066: 1651.9657; 2067: 1586.9859; 2068: 1522.006; 2069: 1457.0262; 2070: 1392.0463; 2071: 1327.0665; 2072: 1262.0866; 2073: 1197.1068; 2074: 0; 2075: 0
|  | 2045 | 2302.2199 | 2045: 3437.8456; 2046: 3240.7198; 2047: 3045.6399; 2048: 2902.9364; 2049: 2779.874; 2050: 2671.5424; 2051: 2592.6726; 2052: 2528.5337; 2053: 2464.3947; 2054: 2400.2557; 2055: 2336.1168; 2056: 2271.9778; 2057: 2207.8388; 2058: 2143.6999; 2059: 1168.4103; 2060: 2079.5609; 2061: 2015.4219; 2062: 1951.283; 2063: 1887.144; 2064: 1823.005; 2065: 1758.8661; 2066: 1694.7271; 2067: 1630.5881; 2068: 1566.4491; 2069: 1502.3102; 2070: 1438.1712; 2071: 1374.0322; 2072: 1309.8933; 2073: 1245.7543; 2074: 1181.6153; 2075: 0
|  | 2046 | 2272.0006 | 2046: 3392.7199; 2047: 3198.1816; 2048: 3005.6623; 2049: 2864.832; 2050: 2743.3849; 2051: 2636.4754; 2052: 2558.6408; 2053: 2495.3437; 2054: 2432.0467; 2055: 2368.7496; 2056: 2305.4525; 2057: 2242.1555; 2058: 2178.8584; 2059: 2115.5613; 2060: 1153.0735; 2061: 2052.2643; 2062: 1988.9672; 2063: 1925.6701; 2064: 1862.373; 2065: 1799.076; 2066: 1735.7789; 2067: 1672.4818; 2068: 1609.1848; 2069: 1545.8877; 2070: 1482.5906; 2071: 1419.2936; 2072: 1355.9965; 2073: 1292.6994; 2074: 1229.4024; 2075: 1166.1053 | 0 | 0 | 0 | 0
|  | 2047 | 2241.745 | 2047: 3347.54; 2048: 3155.5923; 2049: 2965.6367; 2050: 2826.6818; 2051: 2706.852; 2052: 2601.3661; 2053: 2524.5681; 2054: 2462.1139; 2055: 2399.6598; 2056: 2337.2056; 2057: 2274.7514; 2058: 2212.2973; 2059: 2149.8431; 2060: 2087.389; 2061: 1137.7184; 2062: 2024.9348; 2063: 1962.4806; 2064: 1900.0265; 2065: 1837.5723; 2066: 1775.1182; 2067: 1712.664; 2068: 1650.2098; 2069: 1587.7557; 2070: 1525.3015; 2071: 1462.8474; 2072: 1400.3932; 2073: 1337.939; 2074: 1275.4849; 2075: 1213.0307 | 1150.5766 | 0 | 0 | 0
|  | 2048 | 2211.453 | 2048: 3302.3058; 2049: 3112.9518; 2050: 2925.5631; 2051: 2788.4857; 2052: 2670.2752; 2053: 2566.2147; 2054: 2490.4544; 2055: 2428.8442; 2056: 2367.2339; 2057: 2305.6237; 2058: 2244.0135; 2059: 2182.4032; 2060: 2120.793; 2061: 2059.1828; 2062: 1122.3447; 2063: 1997.5725; 2064: 1935.9623; 2065: 1874.352; 2066: 1812.7418; 2067: 1751.1316; 2068: 1689.5213; 2069: 1627.9111; 2070: 1566.3009; 2071: 1504.6906; 2072: 1443.0804; 2073: 1381.4702; 2074: 1319.8599; 2075: 1258.2497 | 1196.6394 | 1135.0292 | 0 | 0
|  | 2049 | 2181.1247 | 2049: 3257.0172; 2050: 3070.2601; 2051: 2885.4413; 2052: 2750.2439; 2053: 2633.6545; 2054: 2531.0211; 2055: 2456.2998; 2056: 2395.5345; 2057: 2334.7692; 2058: 2274.0039; 2059: 2213.2386; 2060: 2152.4733; 2061: 2091.708; 2062: 2030.9427; 2063: 1106.9527; 2064: 1970.1774; 2065: 1909.4121; 2066: 1848.6468; 2067: 1787.8815; 2068: 1727.1162; 2069: 1666.3509; 2070: 1605.5856; 2071: 1544.8203; 2072: 1484.055; 2073: 1423.2897; 2074: 1362.5244; 2075: 1301.7591 | 1240.9938 | 1180.2285 | 1119.4632 | 0
|  | 2050 | 2150.76 | 2050: 3211.6744; 2051: 3027.5172; 2052: 2845.2714; 2053: 2711.9561; 2054: 2596.9898; 2055: 2495.7853; 2056: 2422.1042; 2057: 2362.1849; 2058: 2302.2655; 2059: 2242.3462; 2060: 2182.4268; 2061: 2122.5075; 2062: 2062.5881; 2063: 2002.6688; 2064: 1091.5421; 2065: 1942.7494; 2066: 1882.8301; 2067: 1822.9107; 2068: 1762.9913; 2069: 1703.072; 2070: 1643.1526; 2071: 1583.2333; 2072: 1523.3139; 2073: 1463.3946; 2074: 1403.4752; 2075: 1343.5559 | 1283.6365 | 1223.7172 | 1163.7978 | 1103.8785
|  |  | LI-ION | 0% | -3.864% | -3.29% | -3.402% | -3.522% | -3.65% | -2.589% | -2.657% | -2.73% | -2.807% | -2.888% | -1.158% | -1.172% | -1.186% | -1.2% | -1.214% | -1.229% | -1.245% | -1.26% | -1.276% | -1.293% | -1.202% | -1.216% | -1.231% | -1.247% | -1.262% | -1.278% | -1.295% | -1.312% | -1.329% | -1.347% | 0% | 0% | 0% | 0% | 0% | 0% | 0% | 0% | 0% | 0% | 0% | 0% | 0% | 0% | 0% | 0% | 0% | 0% | 0% | 0% | 0% | 0% | 0% | 0% | 0%
|  | Annual Change (%) | WIND | 0% | -1.739% | -1.835% | -1.869% | -1.905% | -1.942% | -1.98% | -2.02% | -2.062% | -2.105% | -2.151% | -1.08% | -1.094% | -1.107% | -1.121% | -1.136% | -1.151% | -1.166% | -1.181% | -1.197% | -1.214% | -1.23% | -1.248% | -1.265% | -1.283% | -1.302% | -1.321% | -1.341% | -1.361% | -1.382% | -1.403% | 0% | 0% | 0% | 0% | 0% | 0% | 0% | 0% | 0% | 0% | 0% | 0% | 0% | 0% | 0% | 0% | 0% | 0% | 0% | 0% | 0% | 0% | 0% | 0% | 0%
|  | Proportional Average |  | 0% | -2.164% | -2.126% | -2.176% | -2.228% | -2.283% | -2.102% | -2.148% | -2.195% | -2.246% | -2.298% | -1.096% | -1.109% | -1.123% | -1.137% | -1.152% | -1.166% | -1.182% | -1.197% | -1.213% | -1.23% | -1.225% | -1.241% | -1.258% | -1.276% | -1.294% | -1.313% | -1.332% | -1.351% | -1.371% | -1.392% | 0% | 0% | 0% | 0% | 0% | 0% | 0% | 0% | 0% | 0% | 0% | 0% | 0% | 0% | 0% | 0% | 0% | 0% | 0% | 0% | 0% | 0% | 0% | 0% | 0%
|  | Levelized Capital Cost ($/MW-wk) |  | 3441.9978 | 3367.512 | 3295.9217 | 3224.2112 | 3152.37 | 3080.3863 | 3015.6406 | 2950.8757 | 2886.0903 | 2821.2828 | 2756.4515 | 2726.248 | 2696.0079 | 2665.7313 | 2635.4181 | 2605.0684 | 2574.6821 | 2544.2593 | 2513.7999 | 2483.3041 | 2452.7717 | 2422.7339 | 2392.6599 | 2362.5495 | 2332.4028 | 2302.2199 | 2272.0006 | 2241.745 | 2211.453 | 2181.1247 | 2150.76 | 2150.76 | 2150.76 | 2150.76 | 2150.76 | 2150.76 | 2150.76 | 2150.76 | 2150.76 | 2150.76 | 2150.76 | 2150.76 | 2150.76 | 2150.76 | 2150.76 | 2150.76 | 2150.76 | 2150.76 | 2150.76 | 2150.76 | 2150.76 | 2150.76 | 2150.76 | 2150.76 | 2150.76 | 2150.76
|  | Economic Life | 30
|  |  |  | WA Wind: | 100 | MW
|  | check s/b 0 | 0 | 2020: 2Hr Li-Ion; 2021: 25; 2022: MW
|  |  |  | Total | 125 | MW
Revenue Requirement by vintage year
2012 $/MW-wk
| Aurora Input |  | Levelized Cost | 2020 | 2021 | 2022 | 2023 | 2024 | 2025 | 2026 | 2027 | 2028 | 2029 | 2030 | 2031 | 2032 | 2033 | 2034 | 2035 | 2036 | 2037 | 2038 | 2039 | 2040 | 2041 | 2042 | 2043 | 2044 | 2045 | 2046 | Levelized | 2047 | 2048 | 2049 | 2050 | 2051 | 2052 | 2053 | 2054 | 2055 | 2056 | 2057 | 2058 | 2059 | 2060 | 2061 | 2062 | 2063 | 2064 | 2065 | 2066 | 2067 | 2068 | 2069 | 2070 | 2071 | 2072 | 2073 | 2074 | 2075 | 2076 | 2077 | 2078 | 2079
|  | 2020 | 3441.9978 | 5139.8466 | 4845.1281 | 4553.4685 | 4340.1157 | 4156.1278 | 3994.1638 | 3876.2472 | 3780.3545 | 3684.4618 | 3588.569 | 3492.6763 | 3396.7835 | 3300.8908 | 3204.998 | 1746.8642 | 3109.1053 | 3013.2125 | 2917.3198 | 2821.427 | 2725.5343 | 2629.6416 | 2533.7488 | 2437.8561 | 2341.9633 | 2246.0706 | 2150.1778 | 2054.2851 | 1865.1903 | 1958.3923 | 1862.4996 | 1766.6068 | 0 | 0 | 0 | 0 | 0 | 0 | 0 | 0 | 0 | 0 | 0 | 0 | 0 | 0 | 0 | 0 | 0 | 0 | 0 | 0 | 0 | 0 | 0 | 0 | 0 | 0 | 0 | 0 | 0 | 0
|  | 2021 | 3367.512 |  | 5028.6188 | 4740.2782 | 4454.9302 | 4246.1943 | 4066.188 | 3907.7289 | 3792.3642 | 3698.5466 | 3604.729 | 3510.9114 | 3417.0938 | 3323.2762 | 3229.4586 | 3135.641 | 1709.0616 | 3041.8234 | 2948.0058 | 2854.1882 | 2760.3706 | 2666.553 | 2572.7354 | 2478.9178 | 2385.1002 | 2291.2826 | 2197.465 | 2103.6474 | 1874.0382 | 2009.8298 | 1916.0122 | 1822.1946 | 1728.377 | 0 | 0 | 0 | 0 | 0 | 0 | 0 | 0 | 0 | 0 | 0 | 0 | 0 | 0 | 0 | 0 | 0 | 0 | 0 | 0 | 0 | 0 | 0 | 0 | 0 | 0 | 0 | 0 | 0
|  | 2022 | 3295.9217 |  |  | 4921.7149 | 4639.5041 | 4360.2224 | 4155.924 | 3979.7445 | 3824.6541 | 3711.7419 | 3619.9188 | 3528.0957 | 3436.2725 | 3344.4494 | 3252.6263 | 3160.8032 | 3068.98 | 1672.7285 | 2977.1569 | 2885.3338 | 2793.5107 | 2701.6876 | 2609.8644 | 2518.0413 | 2426.2182 | 2334.3951 | 2242.572 | 2150.7488 | 1883.0053 | 2058.9257 | 1967.1026 | 1875.2795 | 1783.4564 | 1691.6332 | 0 | 0 | 0 | 0 | 0 | 0 | 0 | 0 | 0 | 0 | 0 | 0 | 0 | 0 | 0 | 0 | 0 | 0 | 0 | 0 | 0 | 0 | 0 | 0 | 0 | 0 | 0 | 0
|  | 2023 | 3224.2112 |  |  |  | 4814.6315 | 4538.5609 | 4265.3555 | 4065.5022 | 3893.1559 | 3741.4398 | 3630.9843 | 3541.159 | 3451.3337 | 3361.5084 | 3271.6831 | 3181.8578 | 3092.0325 | 3002.2072 | 1636.3344 | 2912.3819 | 2822.5566 | 2732.7313 | 2642.906 | 2553.0807 | 2463.2555 | 2373.4302 | 2283.6049 | 2193.7796 | 1890.4091 | 2103.9543 | 2014.129 | 1924.3037 | 1834.4784 | 1744.6531 | 1654.8278 | 0 | 0 | 0 | 0 | 0 | 0 | 0 | 0 | 0 | 0 | 0 | 0 | 0 | 0 | 0 | 0 | 0 | 0 | 0 | 0 | 0 | 0 | 0 | 0 | 0 | 0 | 0
|  | 2024 | 3152.37 |  |  |  |  | 4707.3529 | 4437.4336 | 4170.3158 | 3974.9156 | 3806.4094 | 3658.0739 | 3550.0795 | 3462.2556 | 3374.4318 | 3286.608 | 3198.7842 | 3110.9603 | 3023.1365 | 2935.3127 | 1599.8739 | 2847.4889 | 2759.665 | 2671.8412 | 2584.0174 | 2496.1935 | 2408.3697 | 2320.5459 | 2232.7221 | 1896.1949 | 2144.8982 | 2057.0744 | 1969.2506 | 1881.4268 | 1793.6029 | 1705.7791 | 1617.9553 | 0 | 0 | 0 | 0 | 0 | 0 | 0 | 0 | 0 | 0 | 0 | 0 | 0 | 0 | 0 | 0 | 0 | 0 | 0 | 0 | 0 | 0 | 0 | 0 | 0 | 0
|  | 2025 | 3080.3863 | [5 empty] | 4599.8615 | 4336.1057 | 4075.0875 | 3884.1492 | 3719.4908 | 3574.5425 | 3469.0141 | 3383.1957 | 3297.3773 | 3211.559 | 3125.7406 | 3039.9222 | 2954.1038 | 2868.2854 | 1563.3411 | 2782.467 | 2696.6486 | 2610.8302 | 2525.0119 | 2439.1935 | 2353.3751 | 2267.5567 | 1900.3062 | 2181.7383 | 2095.9199 | 2010.1015 | 1924.2831 | 1838.4648 | 1752.6464 | 1666.828 | 1581.0096 | 0 | 0 | 0 | 0 | 0 | 0 | 0 | 0 | 0 | 0 | 0 | 0 | 0 | 0 | 0 | 0 | 0 | 0 | 0 | 0 | 0 | 0 | 0 | 0 | 0
|  | 2026 | 3015.6406 | [6 empty] | 4503.1783 | 4244.9664 | 3989.4344 | 3802.5094 | 3641.3119 | 3499.4102 | 3396.0999 | 3312.0853 | 3228.0707 | 3144.0561 | 3060.0415 | 2976.0269 | 2892.0124 | 2807.9978 | 1530.4817 | 2723.9832 | 2639.9686 | 2555.954 | 2471.9394 | 2387.9248 | 2303.9102 | 1907.361 | 2219.8956 | 2135.881 | 2051.8664 | 1967.8518 | 1883.8372 | 1799.8226 | 1715.808 | 1631.7934 | 1547.7788 | 0 | 0 | 0 | 0 | 0 | 0 | 0 | 0 | 0 | 0 | 0 | 0 | 0 | 0 | 0 | 0 | 0 | 0 | 0 | 0 | 0 | 0 | 0 | 0
|  | 2027 | 2950.8757 | [7 empty] | 4406.4667 | 4153.8002 | 3903.756 | 3720.8455 | 3563.11 | 3424.2558 | 3323.1642 | 3240.9539 | 3158.7437 | 3076.5334 | 2994.3231 | 2912.1129 | 2829.9026 | 2747.6923 | 1497.6126 | 2665.482 | 2583.2718 | 2501.0615 | 2418.8512 | 2336.641 | 1912.9541 | 2254.4307 | 2172.2204 | 2090.0101 | 2007.7999 | 1925.5896 | 1843.3793 | 1761.169 | 1678.9588 | 1596.7485 | 1514.5382 | 0 | 0 | 0 | 0 | 0 | 0 | 0 | 0 | 0 | 0 | 0 | 0 | 0 | 0 | 0 | 0 | 0 | 0 | 0 | 0 | 0 | 0 | 0
|  | 2028 | 2886.0903 | [8 empty] | 4309.7243 | 4062.605 | 3818.0505 | 3639.1557 | 3484.8832 | 3349.0775 | 3250.2054 | 3169.8 | 3089.3946 | 3008.9892 | 2928.5839 | 2848.1785 | 2767.7731 | 2687.3677 | 1464.7331 | 2606.9624 | 2526.557 | 2446.1516 | 2365.7462 | 1917.0442 | 2285.3409 | 2204.9355 | 2124.5301 | 2044.1247 | 1963.7194 | 1883.314 | 1802.9086 | 1722.5032 | 1642.0979 | 1561.6925 | 1481.2871 | 0 | 0 | 0 | 0 | 0 | 0 | 0 | 0 | 0 | 0 | 0 | 0 | 0 | 0 | 0 | 0 | 0 | 0 | 0 | 0 | 0 | 0
|  | 2029 | 2821.2828 | [9 empty] | 4212.9489 | 3971.3787 | 3732.3158 | 3557.438 | 3406.6298 | 3273.8736 | 3177.2216 | 3098.6218 | 3020.0219 | 2941.422 | 2862.8222 | 2784.2223 | 2705.6224 | 2627.0226 | 1431.8423 | 2548.4227 | 2469.8229 | 2391.223 | 1919.59 | 2312.6231 | 2234.0233 | 2155.4234 | 2076.8235 | 1998.2237 | 1919.6238 | 1841.0239 | 1762.4241 | 1683.8242 | 1605.2244 | 1526.6245 | 1448.0246 | 0 | 0 | 0 | 0 | 0 | 0 | 0 | 0 | 0 | 0 | 0 | 0 | 0 | 0 | 0 | 0 | 0 | 0 | 0 | 0 | 0
|  | 2030 | 2756.4515 | [10 empty] | 4116.1379 | 3880.1189 | 3646.5494 | 3475.6903 | 3328.3475 | 3198.642 | 3104.211 | 3027.4173 | 2950.6236 | 2873.8299 | 2797.0363 | 2720.2426 | 2643.4489 | 2566.6552 | 1398.9394 | 2489.8615 | 2413.0678 | 1920.5498 | 2336.2741 | 2259.4805 | 2182.6868 | 2105.8931 | 2029.0994 | 1952.3057 | 1875.512 | 1798.7183 | 1721.9246 | 1645.131 | 1568.3373 | 1491.5436 | 1414.7499 | 0 | 0 | 0 | 0 | 0 | 0 | 0 | 0 | 0 | 0 | 0 | 0 | 0 | 0 | 0 | 0 | 0 | 0 | 0 | 0
|  | 2031 | 2726.248 | [11 empty] | 4071.0359 | 3837.6029 | 3606.5928 | 3437.6058 | 3291.8775 | 3163.5932 | 3070.197 | 2994.2448 | 2918.2925 | 2842.3403 | 2766.3881 | 2690.4358 | 2614.4836 | 2538.5314 | 1383.6107 | 2462.5792 | 1944.5998 | 2386.6269 | 2310.6747 | 2234.7225 | 2158.7702 | 2082.818 | 2006.8658 | 1930.9136 | 1854.9613 | 1779.0091 | 1703.0569 | 1627.1046 | 1551.1524 | 1475.2002 | 1399.248 | 0 | 0 | 0 | 0 | 0 | 0 | 0 | 0 | 0 | 0 | 0 | 0 | 0 | 0 | 0 | 0 | 0 | 0 | 0
|  | 2032 | 2696.0079 | [12 empty] | 4025.8792 | 3795.0355 | 3566.5878 | 3399.4752 | 3255.3634 | 3128.5021 | 3036.1418 | 2961.032 | 2885.9223 | 2810.8125 | 2735.7028 | 2660.593 | 2585.4833 | 2510.3735 | 1368.2635 | 1968.133 | 2435.2638 | 2360.154 | 2285.0443 | 2209.9345 | 2134.8248 | 2059.715 | 1984.6053 | 1909.4955 | 1834.3858 | 1759.276 | 1684.1662 | 1609.0565 | 1533.9467 | 1458.837 | 1383.7272 | 0 | 0 | 0 | 0 | 0 | 0 | 0 | 0 | 0 | 0 | 0 | 0 | 0 | 0 | 0 | 0 | 0 | 0
|  | 2033 | 2665.7313 | [13 empty] | 3980.6679 | 3752.4166 | 3526.5344 | 3361.2986 | 3218.8051 | 3093.3685 | 3002.0454 | 2927.7792 | 2853.5129 | 2779.2466 | 2704.9804 | 2630.7141 | 2556.4479 | 2482.1816 | 1896.1402 | 1352.8976 | 2407.9153 | 2333.6491 | 2259.3828 | 2185.1166 | 2110.8503 | 2036.5841 | 1962.3178 | 1888.0515 | 1813.7853 | 1739.519 | 1665.2528 | 1590.9865 | 1516.7203 | 1442.454 | 1368.1877 | 0 | 0 | 0 | 0 | 0 | 0 | 0 | 0 | 0 | 0 | 0 | 0 | 0 | 0 | 0 | 0 | 0
|  | 2034 | 2635.4181 | [14 empty] | 3935.402 | 3709.7463 | 3486.4327 | 3323.0758 | 3182.2027 | 3058.1924 | 2967.9079 | 2894.4861 | 2821.0644 | 2747.6426 | 2674.2209 | 2600.7991 | 2527.3774 | 1921.3077 | 2453.9556 | 1337.5132 | 2380.5339 | 2307.1122 | 2233.6904 | 2160.2687 | 2086.8469 | 2013.4252 | 1940.0034 | 1866.5817 | 1793.16 | 1719.7382 | 1646.3165 | 1572.8947 | 1499.473 | 1426.0512 | 1352.6295 | 0 | 0 | 0 | 0 | 0 | 0 | 0 | 0 | 0 | 0 | 0 | 0 | 0 | 0 | 0 | 0
|  | 2035 | 2605.0684 | [15 empty] | 3890.0815 | 3667.0245 | 3446.2825 | 3284.8069 | 3145.5561 | 3022.974 | 2933.7291 | 2861.1529 | 2788.5767 | 2716.0005 | 2643.4243 | 2570.8481 | 1945.668 | 2498.2719 | 2425.6956 | 1322.1103 | 2353.1194 | 2280.5432 | 2207.967 | 2135.3908 | 2062.8146 | 1990.2384 | 1917.6622 | 1845.086 | 1772.5097 | 1699.9335 | 1627.3573 | 1554.7811 | 1482.2049 | 1409.6287 | 1337.0525 | 0 | 0 | 0 | 0 | 0 | 0 | 0 | 0 | 0 | 0 | 0 | 0 | 0 | 0 | 0
|  | 2036 | 2574.6821 | [16 empty] | 3844.7064 | 3624.2512 | 3406.0841 | 3246.492 | 3108.8654 | 2987.7131 | 2899.5093 | 2827.7796 | 2756.0499 | 2684.3203 | 2612.5906 | 1969.2357 | 2540.8609 | 2469.1313 | 2397.4016 | 1306.6888 | 2325.672 | 2253.9423 | 2182.2126 | 2110.483 | 2038.7533 | 1967.0237 | 1895.294 | 1823.5643 | 1751.8347 | 1680.105 | 1608.3753 | 1536.6457 | 1464.916 | 1393.1864 | 1321.4567 | 0 | 0 | 0 | 0 | 0 | 0 | 0 | 0 | 0 | 0 | 0 | 0 | 0 | 0
|  | 2037 | 2544.2593 | [17 empty] | 3799.2768 | 3581.4265 | 3365.8373 | 3208.1309 | 3072.1306 | 2952.4099 | 2865.2482 | 2794.3661 | 2723.484 | 2652.6019 | 1992.0176 | 2581.7199 | 2510.8378 | 2439.9557 | 2369.0736 | 1291.2488 | 2298.1915 | 2227.3094 | 2156.4273 | 2085.5452 | 2014.6631 | 1943.781 | 1872.8989 | 1802.0168 | 1731.1347 | 1660.2526 | 1589.3705 | 1518.4885 | 1447.6064 | 1376.7243 | 1305.8422 | 0 | 0 | 0 | 0 | 0 | 0 | 0 | 0 | 0 | 0 | 0 | 0 | 0
|  | 2038 | 2513.7999 | [18 empty] | 3753.7927 | 3538.5504 | 3325.5422 | 3169.7238 | 3035.3517 | 2917.0642 | 2830.9461 | 2760.9126 | 2690.8791 | 2014.0154 | 2620.8455 | 2550.812 | 2480.7785 | 2410.745 | 2340.7115 | 1275.7902 | 2270.678 | 2200.6445 | 2130.611 | 2060.5775 | 1990.544 | 1920.5105 | 1850.477 | 1780.4435 | 1710.4099 | 1640.3764 | 1570.3429 | 1500.3094 | 1430.2759 | 1360.2424 | 1290.2089 | 0 | 0 | 0 | 0 | 0 | 0 | 0 | 0 | 0 | 0 | 0 | 0
|  | 2039 | 2483.3041 | [19 empty] | 3708.254 | 3495.6229 | 3285.1988 | 3131.2707 | 2998.5287 | 2881.6762 | 2796.6028 | 2727.4189 | 2035.2263 | 2658.235 | 2589.0511 | 2519.8672 | 2450.6833 | 2381.4993 | 2312.3154 | 1260.3131 | 2243.1315 | 2173.9476 | 2104.7637 | 2035.5798 | 1966.3959 | 1897.212 | 1828.0281 | 1758.8442 | 1689.6603 | 1620.4764 | 1551.2925 | 1482.1086 | 1412.9247 | 1343.7408 | 1274.5569 | 0 | 0 | 0 | 0 | 0 | 0 | 0 | 0 | 0 | 0 | 0
|  | 2040 | 2452.7717 | [20 empty] | 3662.6607 | 3452.644 | 3244.807 | 3092.7715 | 2961.6616 | 2846.2458 | 2762.2184 | 2055.6441 | 2693.8851 | 2625.5518 | 2557.2185 | 2488.8852 | 2420.5519 | 2352.2187 | 2283.8854 | 1244.8175 | 2215.5521 | 2147.2188 | 2078.8855 | 2010.5522 | 1942.219 | 1873.8857 | 1805.5524 | 1737.2191 | 1668.8858 | 1600.5525 | 1532.2193 | 1463.886 | 1395.5527 | 1327.2194 | 1258.8861 | 0 | 0 | 0 | 0 | 0 | 0 | 0 | 0 | 0 | 0
|  | 2041 | 2422.7339 | [21 empty] | 3617.8061 | 3410.3613 | 3205.0696 | 3054.896 | 2925.3917 | 2811.3894 | 2075.7154 | 2728.391 | 2660.8945 | 2593.3981 | 2525.9016 | 2458.4052 | 2390.9087 | 2323.4123 | 2255.9159 | 1229.5729 | 2188.4194 | 2120.923 | 2053.4265 | 1985.9301 | 1918.4336 | 1850.9372 | 1783.4408 | 1715.9443 | 1648.4479 | 1580.9514 | 1513.455 | 1445.9586 | 1378.4621 | 1310.9657 | 1243.4692 | 0 | 0 | 0 | 0 | 0 | 0 | 0 | 0 | 0
|  | 2042 | 2392.6599 | [22 empty] | 3572.8973 | 3368.0276 | 3165.2842 | 3016.9748 | 2889.078 | 2095.964 | 2776.4908 | 2694.5227 | 2627.8641 | 2561.2055 | 2494.5469 | 2427.8883 | 2361.2297 | 2294.5711 | 2227.9126 | 1214.3099 | 2161.254 | 2094.5954 | 2027.9368 | 1961.2782 | 1894.6196 | 1827.961 | 1761.3024 | 1694.6438 | 1627.9852 | 1561.3267 | 1494.6681 | 1428.0095 | 1361.3509 | 1294.6923 | 1228.0337 | 0 | 0 | 0 | 0 | 0 | 0 | 0 | 0
|  | 2043 | 2362.5495 | [23 empty] | 3527.9343 | 3325.6428 | 3125.4508 | 2979.0077 | 2118.1138 | 2852.7205 | 2741.5502 | 2660.6136 | 2594.7938 | 2528.9741 | 2463.1544 | 2397.3346 | 2331.5149 | 2265.6952 | 2199.8755 | 1199.0284 | 2134.0557 | 2068.236 | 2002.4163 | 1936.5966 | 1870.7768 | 1804.9571 | 1739.1374 | 1673.3176 | 1607.4979 | 1541.6782 | 1475.8585 | 1410.0387 | 1344.219 | 1278.3993 | 1212.5795 | 0 | 0 | 0 | 0 | 0 | 0 | 0
|  | 2044 | 2332.4028 | [24 empty] | 3482.9171 | 3283.2068 | 3085.5694 | 2142.6804 | 2940.9949 | 2816.3192 | 2706.5674 | 2626.6635 | 2561.6837 | 2496.7038 | 2431.724 | 2366.7441 | 2301.7643 | 2236.7844 | 2171.8046 | 1183.7286 | 2106.8247 | 2041.8449 | 1976.865 | 1911.8852 | 1846.9053 | 1781.9254 | 1716.9456 | 1651.9657 | 1586.9859 | 1522.006 | 1457.0262 | 1392.0463 | 1327.0665 | 1262.0866 | 1197.1068 | 0 | 0 | 0 | 0 | 0 | 0
|  | 2045 | 2302.2199 | [25 empty] | 3437.8456 | 3240.7198 | 2170.3711 | 3045.6399 | 2902.9364 | 2779.874 | 2671.5424 | 2592.6726 | 2528.5337 | 2464.3947 | 2400.2557 | 2336.1168 | 2271.9778 | 2207.8388 | 2143.6999 | 1168.4103 | 2079.5609 | 2015.4219 | 1951.283 | 1887.144 | 1823.005 | 1758.8661 | 1694.7271 | 1630.5881 | 1566.4491 | 1502.3102 | 1438.1712 | 1374.0322 | 1309.8933 | 1245.7543 | 1181.6153 | 0 | 0 | 0 | 0 | 0
|  | 2046 | 2272.0006 | [26 empty] | 3392.7199 | 2203.6491 | 3198.1816 | 3005.6623 | 2864.832 | 2743.3849 | 2636.4754 | 2558.6408 | 2495.3437 | 2432.0467 | 2368.7496 | 2305.4525 | 2242.1555 | 2178.8584 | 2115.5613 | 1153.0735 | 2052.2643 | 1988.9672 | 1925.6701 | 1862.373 | 1799.076 | 1735.7789 | 1672.4818 | 1609.1848 | 1545.8877 | 1482.5906 | 1419.2936 | 1355.9965 | 1292.6994 | 1229.4024 | 1166.1053 | 0 | 0 | 0 | 0
|  | 2047 | 2241.745 | [27 empty] | 2241.745 | 3347.54 | 3155.5923 | 2965.6367 | 2826.6818 | 2706.852 | 2601.3661 | 2524.5681 | 2462.1139 | 2399.6598 | 2337.2056 | 2274.7514 | 2212.2973 | 2149.8431 | 2087.389 | 1137.7184 | 2024.9348 | 1962.4806 | 1900.0265 | 1837.5723 | 1775.1182 | 1712.664 | 1650.2098 | 1587.7557 | 1525.3015 | 1462.8474 | 1400.3932 | 1337.939 | 1275.4849 | 1213.0307 | 1150.5766 | 0 | 0 | 0
|  | 2048 | 2211.453 | [27 empty] | 2211.453 |  | 3302.3058 | 3112.9518 | 2925.5631 | 2788.4857 | 2670.2752 | 2566.2147 | 2490.4544 | 2428.8442 | 2367.2339 | 2305.6237 | 2244.0135 | 2182.4032 | 2120.793 | 2059.1828 | 1122.3447 | 1997.5725 | 1935.9623 | 1874.352 | 1812.7418 | 1751.1316 | 1689.5213 | 1627.9111 | 1566.3009 | 1504.6906 | 1443.0804 | 1381.4702 | 1319.8599 | 1258.2497 | 1196.6394 | 1135.0292 | 0 | 0
|  | 2049 | 2181.1247 | [27 empty] | 2181.1247 |  |  | 3257.0172 | 3070.2601 | 2885.4413 | 2750.2439 | 2633.6545 | 2531.0211 | 2456.2998 | 2395.5345 | 2334.7692 | 2274.0039 | 2213.2386 | 2152.4733 | 2091.708 | 2030.9427 | 1106.9527 | 1970.1774 | 1909.4121 | 1848.6468 | 1787.8815 | 1727.1162 | 1666.3509 | 1605.5856 | 1544.8203 | 1484.055 | 1423.2897 | 1362.5244 | 1301.7591 | 1240.9938 | 1180.2285 | 1119.4632 | 0
|  | 2050 | 2150.76 | [27 empty] | 2150.76 |  |  |  | 3211.6744 | 3027.5172 | 2845.2714 | 2711.9561 | 2596.9898 | 2495.7853 | 2422.1042 | 2362.1849 | 2302.2655 | 2242.3462 | 2182.4268 | 2122.5075 | 2062.5881 | 2002.6688 | 1091.5421 | 1942.7494 | 1882.8301 | 1822.9107 | 1762.9913 | 1703.072 | 1643.1526 | 1583.2333 | 1523.3139 | 1463.3946 | 1403.4752 | 1343.5559 | 1283.6365 | 1223.7172 | 1163.7978 | 1103.8785
[8 empty] | 0 | 0 | 0
|  |  | 4010.5278 | 4010.5278 | 0 |  |  | 0.023043 | 0.023043 | 0
|  |  | 4102.9421 | 4144.1332 | -41.1911 |  |  | -0.0034697 | -0.0034697 | 0
|  |  | 4088.7063 | 4144.6035 | -55.8971 |  |  | -0.012517 | -0.012517 | 0
|  |  | 4037.5285 | 4097.5474 | -60.0189 |  |  | -0.013475 | -0.013475 | 0
|  |  | 3983.1237 | 4047.3332 | -64.2095 |  |  | -0.013024 | -0.013024 | 0
|  |  | 3931.2463 | 3999.4725 | -68.2262 |  |  | -0.011309 | -0.011309 | 0
|  |  | 3886.7859 | 3960.9369 | -74.151 |  |  | -0.0099651 | -0.0099651 | 0
|  |  | 3848.0538 | 3928.198 | -80.1442 |  |  | -0.010766 | -0.010766 | 0
|  |  | 3806.6243 | 3892.6692 | -86.0449 |  |  | -0.011906 | -0.011906 | 0
|  |  | 3761.3024 | 3853.1112 | -91.8088 |  |  | -0.012011 | -0.012011 | 0
|  |  | 3716.1254 | 3813.6452 | -97.5198 |  |  | -0.011838 | -0.011838 | 0
|  |  | 3672.1354 | 3775.3423 | -103.2069 |  |  | -0.012546 | -0.012546 | 0
|  |  | 3626.0649 | 3734.8425 | -108.7776 |  |  | -0.012535 | -0.012535 | 0
|  |  | 3580.6114 | 3694.9164 | -114.305 |  |  | -0.012861 | -0.012861 | 0
|  |  | 3534.5626 | 3654.3129 | -119.7503 |  |  | -0.012581 | -0.012581 | 0
|  |  | 3490.0933 | 3615.2801 | -125.1868 |  |  | -0.012547 | -0.012547 | 0
|  |  | 3446.3023 | 3576.8908 | -130.5885 |  |  | -0.013452 | -0.013452 | 0
|  |  | 3399.943 | 3535.7718 | -135.8288 |  |  | -0.012616 | -0.012616 | 0
|  |  | 3357.0496 | 3498.1934 | -141.1438 |  |  | -0.012651 | -0.012651 | 0
|  |  | 3314.5806 | 3461.0007 | -146.4201 |  |  | -0.012487 | -0.012487 | 0
[8 empty] | -0.012413 | -0.012413 | 0
[8 empty] | -0.012919 | -0.012919 | 0
[8 empty] | -0.012828 | -0.012828 | 0
[8 empty] | -0.013513 | -0.013513 | 0
[8 empty] | -0.01359 | -0.01359 | 0
[8 empty] | -0.013621 | -0.013621 | 0
[8 empty] | -0.01334 | -0.01334 | 0
[8 empty] | -0.013732 | -0.013732 | 0
[8 empty] | -0.014018 | -0.014018 | 0
[8 empty] | -0.013723 | -0.013723 | 0
0
0
0
0
0
0
0
0
0
0
0
0
0
0
0
0
0
0
0
0
0
0
0
0
0

## MT Wind + PHES
Washington Wind + 2 Hr Li-Ion FINANCIALS
($ 1000s Unless Otherwise Indicated)
| Calendar Year of Fin. Close |  |  | 2020 | 2021 | 2022 | 2023 | 2024 | 2025 | 2026 | 2027 | 2028 | 2029 | 2030 | 2031 | 2032 | 2033 | 2034 | 2035 | 2036 | 2037 | 2038 | 2039 | 2040 | 2041 | 2042 | 2043 | 2044 | 2045 | 2046 | 2047 | 2048 | 2049 | 2050 | 2051 | 2052 | 2053 | 2054 | 2055 | 2056 | 2057 | 2058 | 2059 | 2060 | 2061 | 2062 | 2063 | 2064 | 2065 | 2066 | 2067 | 2068 | 2069 | 2070 | 2071 | 2072 | 2073 | 2074 | 2075
| Operating Year |  | 0 | 1 | 2 | 3 | 4 | 5 | 6 | 7 | 8 | 9 | 10 | 11 | 12 | 13 | 14 | 15 | 16 | 17 | 18 | 19 | 20 | 21 | 22 | 23 | 24 | 25 | 26 | 27 | 28 | 29 | 30 | 31 | 32 | 33 | 34 | 35 | 36 | 37 | 38 | 39 | 40 | 41 | 42 | 43 | 44 | 45 | 46 | 47 | 48 | 49 | 50 | 51 | 52 | 53 | 54 | 55 | 56
| Calendar Year | Capital Invest.
| 2020 | 1204753.8739
| Gross plant |  | 2020 1: 1204753.8739; 2021 2: 1204753.8739; 2022 3: 1204753.8739; 2023 4: 1204753.8739; 2024 5: 1204753.8739; 2025 6: 1204753.8739; 2026 7: 1204753.8739; 2027 8: 1204753.8739; 2028 9: 1204753.8739; 2029 10: 1204753.8739; 2030 11: 1204753.8739; 2031 12: 1204753.8739; 2032 13: 1204753.8739; 2033 14: 1204753.8739; 2034 15: 1204753.8739; 2035 16: 1204753.8739; 2036 17: 1204753.8739; 2037 18: 1204753.8739; 2038 19: 1204753.8739; 2039 20: 1204753.8739; 2040 21: 1204753.8739; 2041 22: 1204753.8739; 2042 23: 1204753.8739; 2043 24: 1204753.8739; 2044 25: 1204753.8739; 2045 26: 1204753.8739; 2046 27: 1204753.8739; 2047 28: 1204753.8739; 2048 29: 1204753.8739; 2049 30: 1204753.8739
| Accumulated Deprectiation |  | 2020 1: 40158.4625; 2021 2: 80316.9249; 2022 3: 120475.3874; 2023 4: 160633.8498; 2024 5: 200792.3123; 2025 6: 240950.7748; 2026 7: 281109.2372; 2027 8: 321267.6997; 2028 9: 361426.1622; 2029 10: 401584.6246; 2030 11: 441743.0871; 2031 12: 481901.5495; 2032 13: 522060.012; 2033 14: 562218.4745; 2034 15: 562218.4745; 2035 16: 602376.9369; 2036 17: 642535.3994; 2037 18: 682693.8619; 2038 19: 722852.3243; 2039 20: 763010.7868; 2040 21: 803169.2492; 2041 22: 843327.7117; 2042 23: 883486.1742; 2043 24: 923644.6366; 2044 25: 963803.0991; 2045 26: 1003961.5616; 2046 27: 1044120.024; 2047 28: 1084278.4865; 2048 29: 1124436.9489; 2049 30: 1164595.4114
| Net book value |  | 2020 1: 1164595.4114; 2021 2: 1124436.9489; 2022 3: 1084278.4865; 2023 4: 1044120.024; 2024 5: 1003961.5616; 2025 6: 963803.0991; 2026 7: 923644.6366; 2027 8: 883486.1742; 2028 9: 843327.7117; 2029 10: 803169.2492; 2030 11: 763010.7868; 2031 12: 722852.3243; 2032 13: 682693.8619; 2033 14: 642535.3994; 2034 15: 642535.3994; 2035 16: 602376.9369; 2036 17: 562218.4745; 2037 18: 522060.012; 2038 19: 481901.5495; 2039 20: 441743.0871; 2040 21: 401584.6246; 2041 22: 361426.1622; 2042 23: 321267.6997; 2043 24: 281109.2372; 2044 25: 240950.7748; 2045 26: 200792.3123; 2046 27: 160633.8498; 2047 28: 120475.3874; 2048 29: 80316.9249; 2049 30: 40158.4625
| Accumulated deffered income tax |  | 2020 1: -42166.3856; 2021 2: -114692.5688; 2022 3: -154834.9679; 2023 4: -175547.0965; 2024 5: -196259.2251; 2025 6: -202398.6508; 2026 7: -193965.3737; 2027 8: -185532.0966; 2028 9: -177098.8195; 2029 10: -168665.5423; 2030 11: -160232.2652; 2031 12: -151798.9881; 2032 13: -143365.711; 2033 14: -134932.4339; 2034 15: -134932.4339; 2035 16: -126499.1568; 2036 17: -118065.8796; 2037 18: -109632.6025; 2038 19: -101199.3254; 2039 20: -92766.0483; 2040 21: -84332.7712; 2041 22: -75899.4941; 2042 23: -67466.2169; 2043 24: -59032.9398; 2044 25: -50599.6627; 2045 26: -42166.3856; 2046 27: -33733.1085; 2047 28: -25299.8314; 2048 29: -16866.5542; 2049 30: -8433.2771
| Rate Base |  | 2020 1: 1122429.0258; 2021 2: 1009744.3801; 2022 3: 929443.5186; 2023 4: 868572.9275; 2024 5: 807702.3365; 2025 6: 761404.4483; 2026 7: 729679.2629; 2027 8: 697954.0776; 2028 9: 666228.8922; 2029 10: 634503.7069; 2030 11: 602778.5216; 2031 12: 571053.3362; 2032 13: 539328.1509; 2033 14: 507602.9655; 2034 15: 507602.9655; 2035 16: 475877.7802; 2036 17: 444152.5948; 2037 18: 412427.4095; 2038 19: 380702.2241; 2039 20: 348977.0388; 2040 21: 317251.8535; 2041 22: 285526.6681; 2042 23: 253801.4828; 2043 24: 222076.2974; 2044 25: 190351.1121; 2045 26: 158625.9267; 2046 27: 126900.7414; 2047 28: 95175.556; 2048 29: 63450.3707; 2049 30: 31725.1853
| Average rate base |  | 2020 1: 1163591.4498; 2021 2: 1066086.703; 2022 3: 969593.9494; 2023 4: 899008.2231; 2024 5: 838137.632; 2025 6: 784553.3924; 2026 7: 745541.8556; 2027 8: 713816.6703; 2028 9: 682091.4849; 2029 10: 650366.2996; 2030 11: 618641.1142; 2031 12: 586915.9289; 2032 13: 555190.7435; 2033 14: 523465.5582; 2034 15: 507602.9655; 2035 16: 491740.3728; 2036 17: 460015.1875; 2037 18: 428290.0022; 2038 19: 396564.8168; 2039 20: 364839.6315; 2040 21: 333114.4461; 2041 22: 301389.2608; 2042 23: 269664.0754; 2043 24: 237938.8901; 2044 25: 206213.7047; 2045 26: 174488.5194; 2046 27: 142763.3341; 2047 28: 111038.1487; 2048 29: 79312.9634; 2049 30: 47587.778
| Pre-tax Return | 0.086076 | 2020 1: 100157.2387; 2021 2: 91764.4251; 2022 3: 83458.7197; 2023 4: 77382.9863; 2024 5: 72143.4924; 2025 6: 67531.1781; 2026 7: 64173.223; 2027 8: 61442.4476; 2028 9: 58711.6721; 2029 10: 55980.8967; 2030 11: 53250.1212; 2031 12: 50519.3458; 2032 13: 47788.5703; 2033 14: 45057.7949; 2034 15: 43692.4072; 2035 16: 42327.0194; 2036 17: 39596.244; 2037 18: 36865.4685; 2038 19: 34134.6931; 2039 20: 31403.9176; 2040 21: 28673.1422; 2041 22: 25942.3668; 2042 23: 23211.5913; 2043 24: 20480.8159; 2044 25: 17750.0404; 2045 26: 15019.265; 2046 27: 12288.4895; 2047 28: 9557.7141; 2048 29: 6826.9386; 2049 30: 4096.1632
| Book Depreciation |  | 2020 1: 40158.4625; 2021 2: 40158.4625; 2022 3: 40158.4625; 2023 4: 40158.4625; 2024 5: 40158.4625; 2025 6: 40158.4625; 2026 7: 40158.4625; 2027 8: 40158.4625; 2028 9: 40158.4625; 2029 10: 40158.4625; 2030 11: 40158.4625; 2031 12: 40158.4625; 2032 13: 40158.4625; 2033 14: 40158.4625; 2034 15: 0; 2035 16: 40158.4625; 2036 17: 40158.4625; 2037 18: 40158.4625; 2038 19: 40158.4625; 2039 20: 40158.4625; 2040 21: 40158.4625; 2041 22: 40158.4625; 2042 23: 40158.4625; 2043 24: 40158.4625; 2044 25: 40158.4625; 2045 26: 40158.4625; 2046 27: 40158.4625; 2047 28: 40158.4625; 2048 29: 40158.4625; 2049 30: 40158.4625
| Insurance |  | 2020 1: 577.0771; 2021 2: 577.0771; 2022 3: 577.0771; 2023 4: 577.0771; 2024 5: 577.0771; 2025 6: 577.0771; 2026 7: 577.0771; 2027 8: 577.0771; 2028 9: 577.0771; 2029 10: 577.0771; 2030 11: 577.0771; 2031 12: 577.0771; 2032 13: 577.0771; 2033 14: 577.0771; 2034 15: 577.0771; 2035 16: 577.0771; 2036 17: 577.0771; 2037 18: 577.0771; 2038 19: 577.0771; 2039 20: 577.0771; 2040 21: 577.0771; 2041 22: 577.0771; 2042 23: 577.0771; 2043 24: 577.0771; 2044 25: 577.0771; 2045 26: 577.0771; 2046 27: 577.0771; 2047 28: 577.0771; 2048 29: 577.0771; 2049 30: 577.0771
| Property Taxes |  | 2020 1: 5476.6557; 2021 2: 5476.6557; 2022 3: 5476.6557; 2023 4: 5476.6557; 2024 5: 5476.6557; 2025 6: 5476.6557; 2026 7: 5476.6557; 2027 8: 5476.6557; 2028 9: 5476.6557; 2029 10: 5476.6557; 2030 11: 5476.6557; 2031 12: 5476.6557; 2032 13: 5476.6557; 2033 14: 5476.6557; 2034 15: 5476.6557; 2035 16: 5476.6557; 2036 17: 5476.6557; 2037 18: 5476.6557; 2038 19: 5476.6557; 2039 20: 5476.6557; 2040 21: 5476.6557; 2041 22: 5476.6557; 2042 23: 5476.6557; 2043 24: 5476.6557; 2044 25: 5476.6557; 2045 26: 5476.6557; 2046 27: 5476.6557; 2047 28: 5476.6557; 2048 29: 5476.6557; 2049 30: 5476.6557
| Revenue Requirement |  | 2020 1: 146369.434; 2021 2: 137976.6204; 2022 3: 129670.915; 2023 4: 123595.1816; 2024 5: 118355.6877; 2025 6: 113743.3734; 2026 7: 110385.4183; 2027 8: 107654.6429; 2028 9: 104923.8674; 2029 10: 102193.092; 2030 11: 99462.3165; 2031 12: 96731.5411; 2032 13: 94000.7656; 2033 14: 91269.9902; 2034 15: 49746.14; 2035 16: 88539.2147; 2036 17: 85808.4393; 2037 18: 83077.6638; 2038 19: 80346.8884; 2039 20: 77616.1129; 2040 21: 74885.3375; 2041 22: 72154.562; 2042 23: 69423.7866; 2043 24: 66693.0111; 2044 25: 63962.2357; 2045 26: 61231.4602; 2046 27: 58500.6848; 2047 28: 55769.9094; 2048 29: 53039.1339; 2049 30: 50308.3585
| Book Depreciation |  | 2020 1: 40158.4625; 2021 2: 40158.4625; 2022 3: 40158.4625; 2023 4: 40158.4625; 2024 5: 40158.4625; 2025 6: 40158.4625; 2026 7: 40158.4625; 2027 8: 40158.4625; 2028 9: 40158.4625; 2029 10: 40158.4625; 2030 11: 40158.4625; 2031 12: 40158.4625; 2032 13: 40158.4625; 2033 14: 40158.4625; 2035 16: 40158.4625; 2036 17: 40158.4625; 2037 18: 40158.4625; 2038 19: 40158.4625; 2039 20: 40158.4625; 2040 21: 40158.4625; 2041 22: 40158.4625; 2042 23: 40158.4625; 2043 24: 40158.4625; 2044 25: 40158.4625; 2045 26: 40158.4625; 2046 27: 40158.4625; 2047 28: 40158.4625; 2048 29: 40158.4625; 2049 30: 40158.4625
| Tax Depreciation |  | 2020 1: 240950.7748; 2021 2: 385521.2396; 2022 3: 231312.7438; 2023 4: 138787.6463; 2024 5: 138787.6463; 2025 6: 69393.8231; 2026 7: 0; 2027 8: 0; 2028 9: 0; 2029 10: 0; 2030 11: 0; 2031 12: 0; 2032 13: 0; 2033 14: 0; 2035 16: 0; 2036 17: 0; 2037 18: 0; 2038 19: 0; 2039 20: 0; 2040 21: 0; 2041 22: 0; 2042 23: 0; 2043 24: 0; 2044 25: 0; 2045 26: 0; 2046 27: 0; 2047 28: 0; 2048 29: 0; 2049 30: 0
| Difference between book and tax |  | 2020 1: -200792.3123; 2021 2: -345362.7772; 2022 3: -191154.2813; 2023 4: -98629.1838; 2024 5: -98629.1838; 2025 6: -29235.3607; 2026 7: 40158.4625; 2027 8: 40158.4625; 2028 9: 40158.4625; 2029 10: 40158.4625; 2030 11: 40158.4625; 2031 12: 40158.4625; 2032 13: 40158.4625; 2033 14: 40158.4625; 2034 15: 0; 2035 16: 40158.4625; 2036 17: 40158.4625; 2037 18: 40158.4625; 2038 19: 40158.4625; 2039 20: 40158.4625; 2040 21: 40158.4625; 2041 22: 40158.4625; 2042 23: 40158.4625; 2043 24: 40158.4625; 2044 25: 40158.4625; 2045 26: 40158.4625; 2046 27: 40158.4625; 2047 28: 40158.4625; 2048 29: 40158.4625; 2049 30: 40158.4625
| Tax rate |  | 2020 1: -42166.3856; 2021 2: -72526.1832; 2022 3: -40142.3991; 2023 4: -20712.1286; 2024 5: -20712.1286; 2025 6: -6139.4257; 2026 7: 8433.2771; 2027 8: 8433.2771; 2028 9: 8433.2771; 2029 10: 8433.2771; 2030 11: 8433.2771; 2031 12: 8433.2771; 2032 13: 8433.2771; 2033 14: 8433.2771; 2034 15: 0; 2035 16: 8433.2771; 2036 17: 8433.2771; 2037 18: 8433.2771; 2038 19: 8433.2771; 2039 20: 8433.2771; 2040 21: 8433.2771; 2041 22: 8433.2771; 2042 23: 8433.2771; 2043 24: 8433.2771; 2044 25: 8433.2771; 2045 26: 8433.2771; 2046 27: 8433.2771; 2047 28: 8433.2771; 2048 29: 8433.2771; 2049 30: 8433.2771
Depreciation Tables
|  | 5 | 2020 1: 20%; 2021 2: 32%; 2022 3: 19.2%; 2023 4: 11.52%; 2024 5: 11.52%; 2025 6: 5.76%; 2026 7: 0%; 2027 8: 0%; 2028 9: 0%; 2029 10: 0%; 2030 11: 0%; 2031 12: 0%; 2032 13: 0%; 2033 14: 0%; 2034 15: 0%; 2035 16: 0%; 2036 17: 0%; 2037 18: 0%; 2038 19: 0%; 2039 20: 0%; 2040 21: 0%
|  | 5 | 0: 1; 2020 1: 20%; 2021 2: 32%; 2022 3: 19.2%; 2023 4: 11.52%; 2024 5: 11.52%; 2025 6: 5.76%
|  | 10 | 0: 0; 2020 1: 10%; 2021 2: 18%; 2022 3: 14.4%; 2023 4: 11.52%; 2024 5: 9.22%; 2025 6: 7.37%; 2026 7: 6.55%; 2027 8: 6.55%; 2028 9: 6.56%; 2029 10: 6.55%; 2030 11: 3.28%
|  | 15 | 0: 0; 2020 1: 5%; 2021 2: 9.5%; 2022 3: 8.55%; 2023 4: 7.7%; 2024 5: 6.93%; 2025 6: 6.23%; 2026 7: 5.9%; 2027 8: 5.9%; 2028 9: 5.91%; 2029 10: 5.9%; 2030 11: 5.91%; 2031 12: 5.9%; 2032 13: 5.91%; 2033 14: 5.9%; 2034 15: 5.91%; 2035 16: 2.95%
|  | 20 | 0: 0; 2020 1: 3.75%; 2021 2: 7.219%; 2022 3: 6.677%; 2023 4: 6.177%; 2024 5: 5.713%; 2025 6: 5.285%; 2026 7: 4.888%; 2027 8: 4.522%; 2028 9: 4.462%; 2029 10: 4.461%; 2030 11: 4.462%; 2031 12: 4.461%; 2032 13: 4.462%; 2033 14: 4.461%; 2034 15: 4.462%; 2035 16: 4.461%; 2036 17: 4.462%; 2037 18: 4.461%; 2038 19: 4.462%; 2039 20: 4.461%; 2040 21: 2.231%
Revenue Requirement by vintage year
2012 $000
|  |  |  | 2020 | 2021 | 2022 | 2023 | 2024 | 2025 | 2026 | 2027 | 2028 | 2029 | 2030 | 2031 | 2032 | 2033 | 2034 | 2035 | 2036 | 2037 | 2038 | 2039 | 2040 | 2041 | 2042 | 2043 | 2044 | 2045 | 2046 | 2047 | 2048 | 2049 | 2050 | 2051 | 2052 | 2053 | 2054 | 2055 | 2056 | 2057 | 2058 | 2059 | 2060 | 2061 | 2062 | 2063 | 2064 | 2065 | 2066 | 2067 | 2068 | 2069 | 2070 | 2071 | 2072 | 2073 | 2074 | 2075
|  | 2020 | 0% | 146369.434 | 137976.6204 | 129670.915 | 123595.1816 | 118355.6877 | 113743.3734 | 110385.4183 | 107654.6429 | 104923.8674 | 102193.092 | 99462.3165 | 96731.5411 | 94000.7656 | 91269.9902 | 49746.14 | 88539.2147 | 85808.4393 | 83077.6638 | 80346.8884 | 77616.1129 | 74885.3375 | 72154.562 | 69423.7866 | 66693.0111 | 63962.2357 | 61231.4602 | 58500.6848 | 55769.9094 | 53039.1339 | 50308.3585 | 0 | 0 | 0 | 0 | 0 | 0 | 0 | 0 | 0 | 0 | 0 | 0 | 0 | 0 | 0 | 0 | 0 | 0 | 0 | 0 | 0 | 0 | 0 | 0 | 0 | 0
|  | 2021 | -2.447% |  | 142787.3443 | 134599.9275 | 126497.4871 | 120570.4447 | 115459.1766 | 110959.7391 | 107683.9631 | 105020.0177 | 102356.0724 | 99692.127 | 97028.1817 | 94364.2363 | 91700.291 | 89036.3456 | 48528.7059 | 86372.4002 | 83708.4549 | 81044.5095 | 78380.5642 | 75716.6188 | 73052.6735 | 70388.7281 | 67724.7828 | 65060.8374 | 62396.892 | 59732.9467 | 57069.0013 | 54405.056 | 51741.1106 | 49077.1653 | 0 | 0 | 0 | 0 | 0 | 0 | 0 | 0 | 0 | 0 | 0 | 0 | 0 | 0 | 0 | 0 | 0 | 0 | 0 | 0 | 0 | 0 | 0 | 0 | 0
|  | 2022 | -2.32% |  |  | 139474.7606 | 131477.2871 | 123562.8186 | 117773.2802 | 112780.5905 | 108385.5374 | 105185.7575 | 102583.6141 | 99981.4708 | 97379.3274 | 94777.184 | 92175.0407 | 89572.8973 | 86970.7539 | 47402.868 | 84368.6106 | 81766.4672 | 79164.3238 | 76562.1805 | 73960.0371 | 71357.8937 | 68755.7504 | 66153.607 | 63551.4636 | 60949.3203 | 58347.1769 | 55745.0335 | 53142.8902 | 50540.7468 | 47938.6034 | 0 | 0 | 0 | 0 | 0 | 0 | 0 | 0 | 0 | 0 | 0 | 0 | 0 | 0 | 0 | 0 | 0 | 0 | 0 | 0 | 0 | 0 | 0 | 0
|  | 2023 | -2.38% |  |  |  | 136155.0987 | 128347.9744 | 120621.8795 | 114970.1389 | 110096.281 | 105805.8353 | 102682.2139 | 100142.0046 | 97601.7952 | 95061.5859 | 92521.3766 | 89981.1673 | 87440.958 | 84900.7486 | 46274.6245 | 82360.5393 | 79820.33 | 77280.1207 | 74739.9113 | 72199.702 | 69659.4927 | 67119.2834 | 64579.0741 | 62038.8647 | 59498.6554 | 56958.4461 | 54418.2368 | 51878.0274 | 49337.8181 | 46797.6088 | 0 | 0 | 0 | 0 | 0 | 0 | 0 | 0 | 0 | 0 | 0 | 0 | 0 | 0 | 0 | 0 | 0 | 0 | 0 | 0 | 0 | 0 | 0
|  | 2024 | -2.444% |  |  |  |  | 132827.754 | 125211.4194 | 117674.1341 | 112160.5101 | 107405.7591 | 103220.1629 | 100172.8762 | 97694.7443 | 95216.6123 | 92738.4804 | 90260.3484 | 87782.2165 | 85304.0846 | 82825.9526 | 45143.7699 | 80347.8207 | 77869.6887 | 75391.5568 | 72913.4249 | 70435.2929 | 67957.161 | 65479.029 | 63000.8971 | 60522.7652 | 58044.6332 | 55566.5013 | 53088.3693 | 50610.2374 | 48132.1055 | 45653.9735 | 0 | 0 | 0 | 0 | 0 | 0 | 0 | 0 | 0 | 0 | 0 | 0 | 0 | 0 | 0 | 0 | 0 | 0 | 0 | 0 | 0 | 0
|  | 2025 | -2.511% | [5 empty] | 129492.0493 | 122066.9838 | 114718.9823 | 109343.822 | 104708.4772 | 100627.9939 | 97657.2337 | 95241.3351 | 92825.4366 | 90409.538 | 87993.6394 | 85577.7408 | 83161.8422 | 80745.9436 | 44010.0739 | 78330.045 | 75914.1464 | 73498.2479 | 71082.3493 | 68666.4507 | 66250.5521 | 63834.6535 | 61418.7549 | 59002.8563 | 56586.9577 | 54171.0592 | 51755.1606 | 49339.262 | 46923.3634 | 44507.4648 | 0 | 0 | 0 | 0 | 0 | 0 | 0 | 0 | 0 | 0 | 0 | 0 | 0 | 0 | 0 | 0 | 0 | 0 | 0 | 0 | 0
|  | 2026 | -2.183% | [6 empty] | 126665.2558 | 119402.2785 | 112214.6829 | 106956.8616 | 102422.7057 | 98431.2988 | 95525.3899 | 93162.23 | 90799.0702 | 88435.9103 | 86072.7505 | 83709.5906 | 81346.4307 | 78983.2709 | 43049.3401 | 76620.111 | 74256.9512 | 71893.7913 | 69530.6315 | 67167.4716 | 64804.3117 | 62441.1519 | 60077.992 | 57714.8322 | 55351.6723 | 52988.5125 | 50625.3526 | 48262.1927 | 45899.0329 | 43535.873 | 0 | 0 | 0 | 0 | 0 | 0 | 0 | 0 | 0 | 0 | 0 | 0 | 0 | 0 | 0 | 0 | 0 | 0 | 0 | 0
|  | 2027 | -2.233% | [7 empty] | 123837.347 | 116736.5217 | 109709.3953 | 104568.9593 | 100136.0322 | 96233.7368 | 93392.7048 | 91082.3045 | 88771.9042 | 86461.5039 | 84151.1036 | 81840.7033 | 79530.3029 | 77219.9026 | 42088.2272 | 74909.5023 | 72599.102 | 70288.7017 | 67978.3014 | 65667.901 | 63357.5007 | 61047.1004 | 58736.7001 | 56426.2998 | 54115.8995 | 51805.4992 | 49495.0988 | 47184.6985 | 44874.2982 | 42563.8979 | 0 | 0 | 0 | 0 | 0 | 0 | 0 | 0 | 0 | 0 | 0 | 0 | 0 | 0 | 0 | 0 | 0 | 0 | 0
|  | 2028 | -2.285% | [8 empty] | 121008.24 | 114069.6356 | 107203.0463 | 102180.0453 | 97848.39 | 94035.2439 | 91259.1163 | 89001.4978 | 86743.8794 | 84486.261 | 82228.6426 | 79971.0241 | 77713.4057 | 75455.7873 | 41126.7072 | 73198.1689 | 70940.5505 | 68682.932 | 66425.3136 | 64167.6952 | 61910.0768 | 59652.4583 | 57394.8399 | 55137.2215 | 52879.6031 | 50621.9846 | 48364.3662 | 46106.7478 | 43849.1294 | 41591.5109 | 0 | 0 | 0 | 0 | 0 | 0 | 0 | 0 | 0 | 0 | 0 | 0 | 0 | 0 | 0 | 0 | 0 | 0
|  | 2029 | -2.339% | [9 empty] | 118177.8439 | 111401.5342 | 104695.5552 | 99790.0428 | 95559.7054 | 91835.7492 | 89124.5555 | 86919.743 | 84714.9305 | 82510.118 | 80305.3055 | 78100.4931 | 75895.6806 | 73690.8681 | 40164.7489 | 71486.0556 | 69281.2431 | 67076.4307 | 64871.6182 | 62666.8057 | 60461.9932 | 58257.1807 | 56052.3683 | 53847.5558 | 51642.7433 | 49437.9308 | 47233.1184 | 45028.3059 | 42823.4934 | 40618.6809 | 0 | 0 | 0 | 0 | 0 | 0 | 0 | 0 | 0 | 0 | 0 | 0 | 0 | 0 | 0 | 0 | 0
|  | 2030 | -2.396% | [10 empty] | 115346.0581 | 108732.1227 | 102186.8329 | 97398.8667 | 93269.8969 | 89635.1744 | 86988.9465 | 84836.9659 | 82684.9853 | 80533.0047 | 78381.0241 | 76229.0435 | 74077.0629 | 71925.0823 | 39202.3184 | 69773.1017 | 67621.1211 | 65469.1405 | 63317.1599 | 61165.1793 | 59013.1987 | 56861.2181 | 54709.2374 | 52557.2568 | 50405.2762 | 48253.2956 | 46101.315 | 43949.3344 | 41797.3538 | 39645.3732 | 0 | 0 | 0 | 0 | 0 | 0 | 0 | 0 | 0 | 0 | 0 | 0 | 0 | 0 | 0 | 0
|  | 2031 | -1.106% | [11 empty] | 114070.1567 | 107529.3815 | 101056.4924 | 96321.4883 | 92238.1912 | 88643.6742 | 86026.7176 | 83898.5411 | 81770.3647 | 79642.1882 | 77514.0118 | 75385.8353 | 73257.6589 | 71129.4824 | 38768.6816 | 69001.306 | 66873.1295 | 64744.953 | 62616.7766 | 60488.6001 | 58360.4237 | 56232.2472 | 54104.0708 | 51975.8943 | 49847.7179 | 47719.5414 | 45591.3649 | 43463.1885 | 41335.012 | 39206.8356 | 0 | 0 | 0 | 0 | 0 | 0 | 0 | 0 | 0 | 0 | 0 | 0 | 0 | 0 | 0
|  | 2032 | -1.12% | [12 empty] | 112792.9736 | 106325.4319 | 99925.0164 | 95243.0276 | 91205.449 | 87651.178 | 85063.522 | 82959.1736 | 80854.8252 | 78750.4768 | 76646.1284 | 74541.78 | 72437.4317 | 70333.0833 | 38334.6092 | 68228.7349 | 66124.3865 | 64020.0381 | 61915.6897 | 59811.3413 | 57706.9929 | 55602.6445 | 53498.2961 | 51393.9478 | 49289.5994 | 47185.251 | 45080.9026 | 42976.5542 | 40872.2058 | 38767.8574 | 0 | 0 | 0 | 0 | 0 | 0 | 0 | 0 | 0 | 0 | 0 | 0 | 0 | 0
|  | 2033 | -1.133% | [13 empty] | 111514.5092 | 105120.2746 | 98792.4052 | 94163.485 | 90171.6708 | 86657.686 | 84099.3601 | 82018.8637 | 79938.3673 | 77857.8709 | 75777.3744 | 73696.878 | 71616.3816 | 69535.8852 | 37900.1013 | 67455.3887 | 65374.8923 | 63294.3959 | 61213.8995 | 59133.4031 | 57052.9066 | 54972.4102 | 52891.9138 | 50811.4174 | 48730.921 | 46650.4245 | 44569.9281 | 42489.4317 | 40408.9353 | 38328.4388 | 0 | 0 | 0 | 0 | 0 | 0 | 0 | 0 | 0 | 0 | 0 | 0 | 0
|  | 2034 | -1.148% | [14 empty] | 110234.7639 | 103913.9098 | 97658.6594 | 93082.8609 | 89136.8569 | 85663.1987 | 83134.2323 | 81077.6117 | 79020.9912 | 76964.3706 | 74907.7501 | 72851.1295 | 70794.5089 | 68737.8884 | 37465.1582 | 66681.2678 | 64624.6473 | 62568.0267 | 60511.4062 | 58454.7856 | 56398.1651 | 54341.5445 | 52284.9239 | 50228.3034 | 48171.6828 | 46115.0623 | 44058.4417 | 42001.8212 | 39945.2006 | 37888.5801 | 0 | 0 | 0 | 0 | 0 | 0 | 0 | 0 | 0 | 0 | 0 | 0
|  | 2035 | -1.162% | [15 empty] | 108953.7383 | 102706.3381 | 96523.7792 | 92001.1556 | 88101.0076 | 84667.7164 | 82168.1388 | 80135.418 | 78102.6972 | 76069.9764 | 74037.2556 | 72004.5348 | 69971.814 | 67939.0932 | 37029.7798 | 65906.3724 | 63873.6516 | 61840.9308 | 59808.21 | 57775.4892 | 55742.7684 | 53710.0476 | 51677.3268 | 49644.606 | 47611.8852 | 45579.1644 | 43546.4436 | 41513.7228 | 39481.002 | 37448.2812 | 0 | 0 | 0 | 0 | 0 | 0 | 0 | 0 | 0 | 0 | 0
|  | 2036 | -1.177% | [16 empty] | 107671.4327 | 101497.5599 | 95387.7652 | 90918.3695 | 87064.1234 | 83671.2396 | 81201.0802 | 79192.283 | 77183.4858 | 75174.6886 | 73165.8915 | 71157.0943 | 69148.2971 | 67139.5 | 36593.9665 | 65130.7028 | 63121.9056 | 61113.1084 | 59104.3113 | 57095.5141 | 55086.7169 | 53077.9198 | 51069.1226 | 49060.3254 | 47051.5283 | 45042.7311 | 43033.9339 | 41025.1367 | 39016.3396 | 37007.5424 | 0 | 0 | 0 | 0 | 0 | 0 | 0 | 0 | 0 | 0
|  | 2037 | -1.192% | [17 empty] | 106387.8477 | 100287.5756 | 94250.6177 | 89834.503 | 86026.2046 | 82673.7684 | 80233.0566 | 78248.2069 | 76263.3572 | 74278.5075 | 72293.6579 | 70308.8082 | 68323.9585 | 66339.1089 | 36157.7183 | 64354.2592 | 62369.4095 | 60384.5599 | 58399.7102 | 56414.8605 | 54430.0109 | 52445.1612 | 50460.3115 | 48475.4619 | 46490.6122 | 44505.7625 | 42520.9129 | 40536.0632 | 38551.2135 | 36566.3638 | 0 | 0 | 0 | 0 | 0 | 0 | 0 | 0 | 0
|  | 2038 | -1.208% | [18 empty] | 105102.9837 | 99076.3856 | 93112.337 | 88749.5565 | 84987.2516 | 81675.3033 | 79264.0684 | 77303.1901 | 75342.3118 | 73381.4335 | 71420.5552 | 69459.6769 | 67498.7986 | 65537.9203 | 35721.0355 | 63577.0419 | 61616.1636 | 59655.2853 | 57694.407 | 55733.5287 | 53772.6504 | 51811.7721 | 49850.8938 | 47890.0155 | 45929.1372 | 43968.2589 | 42007.3806 | 40046.5023 | 38085.624 | 36124.7457 | 0 | 0 | 0 | 0 | 0 | 0 | 0 | 0
|  | 2039 | -1.224% | [19 empty] | 103816.8412 | 97863.9904 | 91972.9237 | 87663.5305 | 83947.2648 | 80675.8447 | 78294.116 | 76357.2329 | 74420.3498 | 72483.4667 | 70546.5836 | 68609.7006 | 66672.8175 | 64735.9344 | 35283.9181 | 62799.0513 | 60862.1682 | 58925.2851 | 56988.402 | 55051.519 | 53114.6359 | 51177.7528 | 49240.8697 | 47303.9866 | 45367.1035 | 43430.2204 | 41493.3374 | 39556.4543 | 37619.5712 | 35682.6881 | 0 | 0 | 0 | 0 | 0 | 0 | 0
|  | 2040 | -1.24% | [20 empty] | 102529.4205 | 96650.3904 | 90832.3781 | 86576.4252 | 82906.2444 | 79675.3929 | 77323.1997 | 75410.3357 | 73497.4717 | 71584.6076 | 69671.7436 | 67758.8796 | 65846.0156 | 63933.1515 | 34846.3663 | 62020.2875 | 60107.4235 | 58194.5595 | 56281.6955 | 54368.8314 | 52455.9674 | 50543.1034 | 48630.2394 | 46717.3753 | 44804.5113 | 42891.6473 | 40978.7833 | 39065.9193 | 37153.0552 | 35240.1912 | 0 | 0 | 0 | 0 | 0 | 0
|  | 2041 | -1.221% | [21 empty] | 101277.7247 | 95470.4667 | 89723.4817 | 85519.4861 | 81894.1115 | 78702.7027 | 76379.2255 | 74489.714 | 72600.2026 | 70710.6911 | 68821.1796 | 66931.6682 | 65042.1567 | 63152.6452 | 34420.9562 | 61263.1338 | 59373.6223 | 57484.1108 | 55594.5994 | 53705.0879 | 51815.5764 | 49926.065 | 48036.5535 | 46147.042 | 44257.5306 | 42368.0191 | 40478.5076 | 38588.9962 | 36699.4847 | 34809.9732 | 0 | 0 | 0 | 0 | 0
|  | 2042 | -1.237% | [22 empty] | 100024.7641 | 94289.3507 | 88613.4647 | 84461.479 | 80880.9559 | 77729.0297 | 75434.2974 | 73568.1621 | 71702.0268 | 69835.8915 | 67969.7562 | 66103.6209 | 64237.4855 | 62371.3502 | 33995.1162 | 60505.2149 | 58639.0796 | 56772.9443 | 54906.809 | 53040.6737 | 51174.5383 | 49308.403 | 47442.2677 | 45576.1324 | 43709.9971 | 41843.8618 | 39977.7265 | 38111.5911 | 36245.4558 | 34379.3205 | 0 | 0 | 0 | 0
|  | 2043 | -1.254% | 2043: 98770.5382; 2044: 93107.042; 2045: 87502.3268; 2046: 83402.4035; 2047: 79866.7771; 2048: 76754.3734; 2049: 74488.4152; 2050: 72645.6796; 2051: 70802.9441; 2052: 68960.2085; 2053: 67117.473; 2054: 65274.7374; 2055: 63432.0018; 2056: 61589.2663; 2057: 33568.8462; 2058: 59746.5307; 2059: 57903.7952; 2060: 56061.0596; 2061: 54218.3241; 2062: 52375.5885; 2063: 50532.8529; 2064: 48690.1174; 2065: 46847.3818; 2066: 45004.6463; 2067: 43161.9107; 2068: 41319.1752; 2069: 39476.4396; 2070: 37633.704; 2071: 35790.9685; 2072: 33948.2329; 2073: 0; 2074: 0; 2075: 0
|  | 2044 | -1.271% | 2044: 97515.0465; 2045: 91923.5402; 2046: 86390.0676; 2047: 82342.2592; 2048: 78851.5749; 2049: 75778.7336; 2050: 73541.5783; 2051: 71722.2661; 2052: 69902.954; 2053: 68083.6418; 2054: 66264.3296; 2055: 64445.0174; 2056: 62625.7052; 2057: 60806.393; 2058: 33142.146; 2059: 58987.0809; 2060: 57167.7687; 2061: 55348.4565; 2062: 53529.1443; 2063: 51709.8321; 2064: 49890.5199; 2065: 48071.2078; 2066: 46251.8956; 2067: 44432.5834; 2068: 42613.2712; 2069: 40793.959; 2070: 38974.6468; 2071: 37155.3346; 2072: 35336.0225; 2073: 33516.7103; 2074: 0; 2075: 0
|  | 2045 | -1.289% | 2045: 96258.2885; 2046: 90738.8446; 2047: 85276.6865; 2048: 81281.0456; 2049: 77835.3486; 2050: 74802.1096; 2051: 72593.7865; 2052: 70797.9213; 2053: 69002.0561; 2054: 67206.1909; 2055: 65410.3257; 2056: 63614.4605; 2057: 61818.5954; 2058: 60022.7302; 2059: 32715.0154; 2060: 58226.865; 2061: 56430.9998; 2062: 54635.1346; 2063: 52839.2694; 2064: 51043.4042; 2065: 49247.5391; 2066: 47451.6739; 2067: 45655.8087; 2068: 43859.9435; 2069: 42064.0783; 2070: 40268.2131; 2071: 38472.3479; 2072: 36676.4828; 2073: 34880.6176; 2074: 33084.7524; 2075: 0
|  | 2046 | -1.307% | 2046: 95000.2635; 2047: 89552.9547; 2048: 84162.183; 2049: 80218.7622; 2050: 76818.0979; 2051: 73824.5011; 2052: 71645.0391; 2053: 69872.6446; 2054: 68100.25; 2055: 66327.8555; 2056: 64555.4609; 2057: 62783.0664; 2058: 61010.6718; 2059: 59238.2773; 2060: 32287.4543; 2061: 57465.8827; 2062: 55693.4882; 2063: 53921.0936; 2064: 52148.6991; 2065: 50376.3045; 2066: 48603.91; 2067: 46831.5154; 2068: 45059.1209; 2069: 43286.7263; 2070: 41514.3318; 2071: 39741.9372; 2072: 37969.5427; 2073: 36197.1481; 2074: 34424.7536; 2075: 32652.359 | 0 | 0 | 0 | 0
|  | 2047 | -1.326% | 2047: 93740.9709; 2048: 88365.8698; 2049: 83046.5564; 2050: 79155.4083; 2051: 75799.8222; 2052: 72845.9075; 2053: 70695.3358; 2054: 68946.4355; 2055: 67197.5352; 2056: 65448.635; 2057: 63699.7347; 2058: 61950.8344; 2059: 60201.9342; 2060: 58453.0339; 2061: 31859.4623; 2062: 56704.1336; 2063: 54955.2334; 2064: 53206.3331; 2065: 51457.4329; 2066: 49708.5326; 2067: 47959.6323; 2068: 46210.7321; 2069: 44461.8318; 2070: 42712.9315; 2071: 40964.0313; 2072: 39215.131; 2073: 37466.2308; 2074: 35717.3305; 2075: 33968.4302 | 32219.53 | 0 | 0 | 0
|  | 2048 | -1.345% | 2048: 92480.4099; 2049: 87177.5893; 2050: 81929.8062; 2051: 78090.9834; 2052: 74780.5208; 2053: 71866.3282; 2054: 69744.6758; 2055: 68019.2935; 2056: 66293.9112; 2057: 64568.5289; 2058: 62843.1466; 2059: 61117.7643; 2060: 59392.382; 2061: 57666.9996; 2062: 31431.0392; 2063: 55941.6173; 2064: 54216.235; 2065: 52490.8527; 2066: 50765.4704; 2067: 49040.0881; 2068: 47314.7058; 2069: 45589.3234; 2070: 43863.9411; 2071: 42138.5588; 2072: 40413.1765; 2073: 38687.7942; 2074: 36962.4119; 2075: 35237.0296 | 33511.6473 | 31786.2649 | 0 | 0
|  | 2049 | -1.364% | 2049: 91218.5796; 2050: 85988.1123; 2051: 80811.9316; 2052: 77025.4868; 2053: 73760.1931; 2054: 70885.7627; 2055: 68793.0587; 2056: 67091.218; 2057: 65389.3774; 2058: 63687.5367; 2059: 61985.696; 2060: 60283.8553; 2061: 58582.0146; 2062: 56880.1739; 2063: 31002.1847; 2064: 55178.3333; 2065: 53476.4926; 2066: 51774.6519; 2067: 50072.8112; 2068: 48370.9705; 2069: 46669.1298; 2070: 44967.2892; 2071: 43265.4485; 2072: 41563.6078; 2073: 39861.7671; 2074: 38159.9264; 2075: 36458.0857 | 34756.2451 | 33054.4044 | 31352.5637 | 0
|  | 2050 | -1.385% | 2050: 89955.4793; 2051: 84797.4381; 2052: 79692.9317; 2053: 75958.9178; 2054: 72738.8385; 2055: 69904.2101; 2056: 67840.4838; 2057: 66162.2084; 2058: 64483.9331; 2059: 62805.6577; 2060: 61127.3824; 2061: 59449.107; 2062: 57770.8316; 2063: 56092.5563; 2064: 30572.8986; 2065: 54414.2809; 2066: 52736.0056; 2067: 51057.7302; 2068: 49379.4548; 2069: 47701.1795; 2070: 46022.9041; 2071: 44344.6288; 2072: 42666.3534; 2073: 40988.0781; 2074: 39309.8027; 2075: 37631.5273 | 35953.252 | 34274.9766 | 32596.7013 | 30918.4259
Revenue Requirement by vintage year
2012 $/MW-wk
| Aurora Input |  | Levelized Cost | 2020 | 2021 | 2022 | 2023 | 2024 | 2025 | 2026 | 2027 | 2028 | 2029 | 2030 | 2031 | 2032 | 2033 | 2034 | 2035 | 2036 | 2037 | 2038 | 2039 | 2040 | 2041 | 2042 | 2043 | 2044 | 2045 | 2046 | 2047 | 2048 | 2049 | 2050 | 2051 | 2052 | 2053 | 2054 | 2055 | 2056 | 2057 | 2058 | 2059 | 2060 | 2061 | 2062 | 2063 | 2064 | 2065 | 2066 | 2067 | 2068 | 2069 | 2070 | 2071 | 2072 | 2073 | 2074 | 2075
|  | 2020 | 6283.2773 | 9382.656 | 8844.6552 | 8312.2381 | 7922.768 | 7586.9031 | 7291.2419 | 7075.9884 | 6900.9386 | 6725.8889 | 6550.8392 | 6375.7895 | 6200.7398 | 6025.6901 | 5850.6404 | 3188.8551 | 5675.5907 | 5500.541 | 5325.4913 | 5150.4416 | 4975.3919 | 4800.3421 | 4625.2924 | 4450.2427 | 4275.193 | 4100.1433 | 3925.0936 | 3750.0439 | 3574.9942 | 3399.9445 | 3224.8948 | 0 | 0 | 0 | 0 | 0 | 0 | 0 | 0 | 0 | 0 | 0 | 0 | 0 | 0 | 0 | 0 | 0 | 0 | 0 | 0 | 0 | 0 | 0 | 0 | 0 | 0
|  | 2021 | 6129.5071 |  | 9153.0349 | 8628.2005 | 8108.8133 | 7728.8747 | 7401.2293 | 7112.8038 | 6902.8181 | 6732.0524 | 6561.2867 | 6390.521 | 6219.7552 | 6048.9895 | 5878.2238 | 5707.4581 | 3110.8145 | 5536.6923 | 5365.9266 | 5195.1609 | 5024.3951 | 4853.6294 | 4682.8637 | 4512.098 | 4341.3322 | 4170.5665 | 3999.8008 | 3829.035 | 3658.2693 | 3487.5036 | 3316.7379 | 3145.9721 | 0 | 0 | 0 | 0 | 0 | 0 | 0 | 0 | 0 | 0 | 0 | 0 | 0 | 0 | 0 | 0 | 0 | 0 | 0 | 0 | 0 | 0 | 0 | 0 | 0
|  | 2022 | 5987.306 |  |  | 8940.6898 | 8428.0312 | 7920.6935 | 7549.5692 | 7229.525 | 6947.7909 | 6742.6768 | 6575.8727 | 6409.0686 | 6242.2646 | 6075.4605 | 5908.6565 | 5741.8524 | 5575.0483 | 3038.6454 | 5408.2443 | 5241.4402 | 5074.6361 | 4907.8321 | 4741.028 | 4574.224 | 4407.4199 | 4240.6158 | 4073.8118 | 3907.0077 | 3740.2036 | 3573.3996 | 3406.5955 | 3239.7915 | 3072.9874 | 0 | 0 | 0 | 0 | 0 | 0 | 0 | 0 | 0 | 0 | 0 | 0 | 0 | 0 | 0 | 0 | 0 | 0 | 0 | 0 | 0 | 0 | 0 | 0
|  | 2023 | 5844.8012 |  |  |  | 8727.8909 | 8227.4343 | 7732.1718 | 7369.8807 | 7057.4539 | 6782.4253 | 6582.1932 | 6419.3593 | 6256.5253 | 6093.6914 | 5930.8575 | 5768.0235 | 5605.1896 | 5442.3557 | 2966.3221 | 5279.5218 | 5116.6878 | 4953.8539 | 4791.02 | 4628.186 | 4465.3521 | 4302.5182 | 4139.6842 | 3976.8503 | 3814.0164 | 3651.1824 | 3488.3485 | 3325.5146 | 3162.6806 | 2999.8467 | 0 | 0 | 0 | 0 | 0 | 0 | 0 | 0 | 0 | 0 | 0 | 0 | 0 | 0 | 0 | 0 | 0 | 0 | 0 | 0 | 0 | 0 | 0
|  | 2024 | 5701.9665 |  |  |  |  | 8514.5996 | 8026.373 | 7543.2137 | 7189.7763 | 6884.9846 | 6616.6771 | 6421.3382 | 6262.4836 | 6103.629 | 5944.7744 | 5785.9198 | 5627.0652 | 5468.2105 | 5309.3559 | 2893.8314 | 5150.5013 | 4991.6467 | 4832.7921 | 4673.9375 | 4515.0829 | 4356.2283 | 4197.3737 | 4038.519 | 3879.6644 | 3720.8098 | 3561.9552 | 3403.1006 | 3244.246 | 3085.3914 | 2926.5368 | 0 | 0 | 0 | 0 | 0 | 0 | 0 | 0 | 0 | 0 | 0 | 0 | 0 | 0 | 0 | 0 | 0 | 0 | 0 | 0 | 0 | 0
|  | 2025 | 5558.773 | [5 empty] | 8300.7724 | 7824.8067 | 7353.7809 | 7009.2194 | 6712.0819 | 6450.5124 | 6260.0791 | 6105.2138 | 5950.3485 | 5795.4832 | 5640.6179 | 5485.7526 | 5330.8873 | 5176.022 | 2821.1586 | 5021.1567 | 4866.2914 | 4711.4261 | 4556.5609 | 4401.6956 | 4246.8303 | 4091.965 | 3937.0997 | 3782.2344 | 3627.3691 | 3472.5038 | 3317.6385 | 3162.7732 | 3007.9079 | 2853.0426 | 0 | 0 | 0 | 0 | 0 | 0 | 0 | 0 | 0 | 0 | 0 | 0 | 0 | 0 | 0 | 0 | 0 | 0 | 0 | 0 | 0
|  | 2026 | 5437.4257 | [6 empty] | 8119.5677 | 7653.9922 | 7193.2489 | 6856.2091 | 6565.5581 | 6309.6986 | 6123.4224 | 5971.9378 | 5820.4532 | 5668.9686 | 5517.484 | 5365.9994 | 5214.5148 | 5063.0302 | 2759.5731 | 4911.5456 | 4760.061 | 4608.5764 | 4457.0918 | 4305.6072 | 4154.1225 | 4002.6379 | 3851.1533 | 3699.6687 | 3548.1841 | 3396.6995 | 3245.2149 | 3093.7303 | 2942.2457 | 2790.7611 | 0 | 0 | 0 | 0 | 0 | 0 | 0 | 0 | 0 | 0 | 0 | 0 | 0 | 0 | 0 | 0 | 0 | 0 | 0 | 0
|  | 2027 | 5316.0306 | [7 empty] | 7938.2915 | 7483.1104 | 7032.6535 | 6703.1384 | 6418.9764 | 6168.8293 | 5986.7118 | 5838.6093 | 5690.5067 | 5542.4041 | 5394.3015 | 5246.1989 | 5098.0963 | 4949.9938 | 2697.9633 | 4801.8912 | 4653.7886 | 4505.686 | 4357.5834 | 4209.4808 | 4061.3783 | 3913.2757 | 3765.1731 | 3617.0705 | 3468.9679 | 3320.8653 | 3172.7627 | 3024.6602 | 2876.5576 | 2728.455 | 0 | 0 | 0 | 0 | 0 | 0 | 0 | 0 | 0 | 0 | 0 | 0 | 0 | 0 | 0 | 0 | 0 | 0 | 0
|  | 2028 | 5194.584 | [8 empty] | 7756.9385 | 7312.1561 | 6871.9901 | 6550.0029 | 6272.3327 | 6027.9003 | 5849.9434 | 5705.2242 | 5560.5051 | 5415.786 | 5271.0668 | 5126.3477 | 4981.6286 | 4836.9094 | 2636.3274 | 4692.1903 | 4547.4712 | 4402.7521 | 4258.0329 | 4113.3138 | 3968.5947 | 3823.8755 | 3679.1564 | 3534.4373 | 3389.7181 | 3244.999 | 3100.2799 | 2955.5608 | 2810.8416 | 2666.1225 | 0 | 0 | 0 | 0 | 0 | 0 | 0 | 0 | 0 | 0 | 0 | 0 | 0 | 0 | 0 | 0 | 0 | 0
|  | 2029 | 5073.0822 | [9 empty] | 7575.5028 | 7141.124 | 6711.2535 | 6396.7976 | 6125.6221 | 5886.907 | 5713.1125 | 5571.7784 | 5430.4443 | 5289.1101 | 5147.776 | 5006.4419 | 4865.1077 | 4723.7736 | 2574.6634 | 4582.4395 | 4441.1053 | 4299.7712 | 4158.4371 | 4017.1029 | 3875.7688 | 3734.4347 | 3593.1005 | 3451.7664 | 3310.4323 | 3169.0981 | 3027.764 | 2886.4299 | 2745.0957 | 2603.7616 | 0 | 0 | 0 | 0 | 0 | 0 | 0 | 0 | 0 | 0 | 0 | 0 | 0 | 0 | 0 | 0 | 0
|  | 2030 | 4951.5206 | [10 empty] | 7393.9781 | 6970.0079 | 6550.438 | 6243.5171 | 5978.8395 | 5745.8445 | 5576.2145 | 5438.267 | 5300.3196 | 5162.3721 | 5024.4246 | 4886.4771 | 4748.5297 | 4610.5822 | 2512.9691 | 4472.6347 | 4334.6872 | 4196.7398 | 4058.7923 | 3920.8448 | 3782.8973 | 3644.9499 | 3507.0024 | 3369.0549 | 3231.1075 | 3093.16 | 2955.2125 | 2817.265 | 2679.3176 | 2541.3701 | 0 | 0 | 0 | 0 | 0 | 0 | 0 | 0 | 0 | 0 | 0 | 0 | 0 | 0 | 0 | 0
|  | 2031 | 4896.7493 | [11 empty] | 7312.1895 | 6892.9091 | 6477.9803 | 6174.4544 | 5912.7046 | 5682.2868 | 5514.5332 | 5378.1116 | 5241.69 | 5105.2685 | 4968.8469 | 4832.4253 | 4696.0038 | 4559.5822 | 2485.1719 | 4423.1606 | 4286.7391 | 4150.3175 | 4013.8959 | 3877.4744 | 3741.0528 | 3604.6312 | 3468.2097 | 3331.7881 | 3195.3665 | 3058.945 | 2922.5234 | 2786.1018 | 2649.6803 | 2513.2587 | 0 | 0 | 0 | 0 | 0 | 0 | 0 | 0 | 0 | 0 | 0 | 0 | 0 | 0 | 0
|  | 2032 | 4841.923 | [12 empty] | 7230.3188 | 6815.7328 | 6405.4498 | 6105.3223 | 5846.5031 | 5618.6653 | 5452.7899 | 5317.8957 | 5183.0016 | 5048.1075 | 4913.2134 | 4778.3192 | 4643.4251 | 4508.531 | 2457.3467 | 4373.6369 | 4238.7427 | 4103.8486 | 3968.9545 | 3834.0603 | 3699.1662 | 3564.2721 | 3429.378 | 3294.4838 | 3159.5897 | 3024.6956 | 2889.8014 | 2754.9073 | 2620.0132 | 2485.1191 | 0 | 0 | 0 | 0 | 0 | 0 | 0 | 0 | 0 | 0 | 0 | 0 | 0 | 0
|  | 2033 | 4787.0417 | [13 empty] | 7148.366 | 6738.4791 | 6332.8465 | 6036.1208 | 5780.2353 | 5554.9799 | 5390.9846 | 5257.6195 | 5124.2543 | 4990.8892 | 4857.524 | 4724.1588 | 4590.7937 | 4457.4285 | 2429.4937 | 4324.0634 | 4190.6982 | 4057.3331 | 3923.9679 | 3790.6028 | 3657.2376 | 3523.8724 | 3390.5073 | 3257.1421 | 3123.777 | 2990.4118 | 2857.0467 | 2723.6815 | 2590.3164 | 2456.9512 | 0 | 0 | 0 | 0 | 0 | 0 | 0 | 0 | 0 | 0 | 0 | 0 | 0
|  | 2034 | 4732.1054 | [14 empty] | 7066.331 | 6661.1481 | 6260.1705 | 5966.8501 | 5713.9011 | 5491.2307 | 5329.1175 | 5197.2828 | 5065.4482 | 4933.6135 | 4801.7788 | 4669.9442 | 4538.1095 | 4406.2749 | 2401.6127 | 4274.4402 | 4142.6056 | 4010.7709 | 3878.9363 | 3747.1016 | 3615.267 | 3483.4323 | 3351.5977 | 3219.763 | 3087.9284 | 2956.0937 | 2824.2591 | 2692.4244 | 2560.5898 | 2428.7551 | 0 | 0 | 0 | 0 | 0 | 0 | 0 | 0 | 0 | 0 | 0 | 0
|  | 2035 | 4677.1141 | [15 empty] | 6984.214 | 6583.7396 | 6187.4217 | 5897.51 | 5647.5005 | 5427.4177 | 5267.1884 | 5136.8858 | 5006.5832 | 4876.2805 | 4745.9779 | 4615.6753 | 4485.3727 | 4355.0701 | 2373.7038 | 4224.7675 | 4094.4648 | 3964.1622 | 3833.8596 | 3703.557 | 3573.2544 | 3442.9518 | 3312.6492 | 3182.3465 | 3052.0439 | 2921.7413 | 2791.4387 | 2661.1361 | 2530.8335 | 2400.5308 | 0 | 0 | 0 | 0 | 0 | 0 | 0 | 0 | 0 | 0 | 0
|  | 2036 | 4622.0679 | [16 empty] | 6902.0149 | 6506.2538 | 6114.6003 | 5828.1006 | 5581.0336 | 5363.541 | 5205.1974 | 5076.4284 | 4947.6593 | 4818.8903 | 4690.1212 | 4561.3522 | 4432.5831 | 4303.8141 | 2345.7671 | 4175.0451 | 4046.276 | 3917.507 | 3788.7379 | 3659.9689 | 3531.1998 | 3402.4308 | 3273.6617 | 3144.8927 | 3016.1236 | 2887.3546 | 2758.5855 | 2629.8165 | 2501.0474 | 2372.2784 | 0 | 0 | 0 | 0 | 0 | 0 | 0 | 0 | 0 | 0
|  | 2037 | 4566.9668 | [17 empty] | 6819.7338 | 6428.6907 | 6041.7063 | 5758.622 | 5514.5003 | 5299.6005 | 5143.1447 | 5015.9107 | 4888.6767 | 4761.4428 | 4634.2088 | 4506.9749 | 4379.7409 | 4252.507 | 2317.8025 | 4125.273 | 3998.0391 | 3870.8051 | 3743.5712 | 3616.3372 | 3489.1033 | 3361.8693 | 3234.6354 | 3107.4014 | 2980.1674 | 2852.9335 | 2725.6995 | 2598.4656 | 2471.2316 | 2343.9977 | 0 | 0 | 0 | 0 | 0 | 0 | 0 | 0 | 0
|  | 2038 | 4511.8108 | [18 empty] | 6737.3708 | 6351.0504 | 5968.7396 | 5689.0741 | 5447.9007 | 5235.5964 | 5081.03 | 4955.3327 | 4829.6354 | 4703.938 | 4578.2407 | 4452.5434 | 4326.8461 | 4201.1487 | 2289.81 | 4075.4514 | 3949.7541 | 3824.0568 | 3698.3594 | 3572.6621 | 3446.9648 | 3321.2674 | 3195.5701 | 3069.8728 | 2944.1755 | 2818.4781 | 2692.7808 | 2567.0835 | 2441.3862 | 2315.6888 | 0 | 0 | 0 | 0 | 0 | 0 | 0 | 0
|  | 2039 | 4456.5999 | [19 empty] | 6654.9257 | 6273.3327 | 5895.7002 | 5619.4571 | 5381.2349 | 5171.5285 | 5018.8536 | 4894.6944 | 4770.5352 | 4646.3761 | 4522.2169 | 4398.0577 | 4273.8986 | 4149.7394 | 2261.7896 | 4025.5802 | 3901.421 | 3777.2619 | 3653.1027 | 3528.9435 | 3404.7844 | 3280.6252 | 3156.466 | 3032.3068 | 2908.1477 | 2783.9885 | 2659.8293 | 2535.6701 | 2411.511 | 2287.3518 | 0 | 0 | 0 | 0 | 0 | 0 | 0
|  | 2040 | 4401.3341 | [20 empty] | 6572.3988 | 6195.5378 | 5822.5883 | 5549.7708 | 5314.5028 | 5107.397 | 4956.6154 | 4833.9959 | 4711.3764 | 4588.7569 | 4466.1374 | 4343.5179 | 4220.8984 | 4098.2789 | 2233.7414 | 3975.6595 | 3853.04 | 3730.4205 | 3607.801 | 3485.1815 | 3362.562 | 3239.9425 | 3117.323 | 2994.7035 | 2872.0841 | 2749.4646 | 2626.8451 | 2504.2256 | 2381.6061 | 2258.9866 | 0 | 0 | 0 | 0 | 0 | 0
|  | 2041 | 4347.6019 | [21 empty] | 6492.1618 | 6119.9017 | 5751.5052 | 5482.0183 | 5249.6225 | 5045.045 | 4896.1042 | 4774.9817 | 4653.8591 | 4532.7366 | 4411.6141 | 4290.4915 | 4169.369 | 4048.2465 | 2206.4715 | 3927.124 | 3806.0014 | 3684.8789 | 3563.7564 | 3442.6338 | 3321.5113 | 3200.3888 | 3079.2662 | 2958.1437 | 2837.0212 | 2715.8987 | 2594.7761 | 2473.6536 | 2352.5311 | 2231.4085 | 0 | 0 | 0 | 0 | 0
|  | 2042 | 4293.8154 | [22 empty] | 6411.8438 | 6044.1891 | 5680.3503 | 5414.1974 | 5184.6767 | 4982.6301 | 4835.5319 | 4715.9078 | 4596.2838 | 4476.6597 | 4357.0357 | 4237.4116 | 4117.7875 | 3998.1635 | 2179.1741 | 3878.5394 | 3758.9154 | 3639.2913 | 3519.6672 | 3400.0432 | 3280.4191 | 3160.7951 | 3041.171 | 2921.5469 | 2801.9229 | 2682.2988 | 2562.6748 | 2443.0507 | 2323.4267 | 2203.8026 | 0 | 0 | 0 | 0
|  | 2043 | 4239.9746 | 2043: 6331.4448; 2044: 5968.4001; 2045: 5609.1235; 2046: 5346.3079; 2047: 5119.6652; 2048: 4920.1521; 2049: 4774.8984; 2050: 4656.7743; 2051: 4538.6503; 2052: 4420.5262; 2053: 4302.4021; 2054: 4184.278; 2055: 4066.154; 2056: 3948.0299; 2057: 2151.8491; 2058: 3829.9058; 2059: 3711.7817; 2060: 3593.6577; 2061: 3475.5336; 2062: 3357.4095; 2063: 3239.2854; 2064: 3121.1614; 2065: 3003.0373; 2066: 2884.9132; 2067: 2766.7891; 2068: 2648.6651; 2069: 2530.541; 2070: 2412.4169; 2071: 2294.2929; 2072: 2176.1688; 2073: 0; 2074: 0; 2075: 0
|  | 2044 | 4186.0794 | 2044: 6250.9645; 2045: 5892.5346; 2046: 5537.8248; 2047: 5278.3499; 2048: 5054.5881; 2049: 4857.6111; 2050: 4714.2037; 2051: 4597.5812; 2052: 4480.9586; 2053: 4364.336; 2054: 4247.7134; 2055: 4131.0909; 2056: 4014.4683; 2057: 3897.8457; 2058: 2124.4965; 2059: 3781.2231; 2060: 3664.6006; 2061: 3547.978; 2062: 3431.3554; 2063: 3314.7328; 2064: 3198.1103; 2065: 3081.4877; 2066: 2964.8651; 2067: 2848.2425; 2068: 2731.6199; 2069: 2614.9974; 2070: 2498.3748; 2071: 2381.7522; 2072: 2265.1296; 2073: 2148.5071; 2074: 0; 2075: 0
|  | 2045 | 4132.1299 | 2045: 6170.4031; 2046: 5816.5926; 2047: 5466.4543; 2048: 5210.3234; 2049: 4989.4454; 2050: 4795.007; 2051: 4653.4479; 2052: 4538.3283; 2053: 4423.2087; 2054: 4308.0892; 2055: 4192.9696; 2056: 4077.85; 2057: 3962.7305; 2058: 3847.6109; 2059: 2097.1164; 2060: 3732.4913; 2061: 3617.3718; 2062: 3502.2522; 2063: 3387.1327; 2064: 3272.0131; 2065: 3156.8935; 2066: 3041.774; 2067: 2926.6544; 2068: 2811.5348; 2069: 2696.4153; 2070: 2581.2957; 2071: 2466.1762; 2072: 2351.0566; 2073: 2235.937; 2074: 2120.8175; 2075: 0
|  | 2046 | 4078.126 | 2046: 6089.7605; 2047: 5740.574; 2048: 5395.0117; 2049: 5142.2283; 2050: 4924.237; 2051: 4732.3398; 2052: 4592.6307; 2053: 4479.0157; 2054: 4365.4006; 2055: 4251.7856; 2056: 4138.1706; 2057: 4024.5555; 2058: 3910.9405; 2059: 3797.3255; 2060: 2069.7086; 2061: 3683.7104; 2062: 3570.0954; 2063: 3456.4804; 2064: 3342.8653; 2065: 3229.2503; 2066: 3115.6353; 2067: 3002.0202; 2068: 2888.4052; 2069: 2774.7901; 2070: 2661.1751; 2071: 2547.5601; 2072: 2433.945; 2073: 2320.33; 2074: 2206.715; 2075: 2093.0999 | 0 | 0 | 0 | 0
|  | 2047 | 4024.0677 | 2047: 6009.0366; 2048: 5664.4788; 2049: 5323.4972; 2050: 5074.0646; 2051: 4858.963; 2052: 4669.6095; 2053: 4531.7523; 2054: 4419.6433; 2055: 4307.5343; 2056: 4195.4253; 2057: 4083.3163; 2058: 3971.2073; 2059: 3859.0983; 2060: 3746.9894; 2061: 2042.2732; 2062: 3634.8804; 2063: 3522.7714; 2064: 3410.6624; 2065: 3298.5534; 2066: 3186.4444; 2067: 3074.3354; 2068: 2962.2264; 2069: 2850.1174; 2070: 2738.0084; 2071: 2625.8994; 2072: 2513.7904; 2073: 2401.6815; 2074: 2289.5725; 2075: 2177.4635 | 2065.3545 | 0 | 0 | 0
|  | 2048 | 3969.9549 | 2048: 5928.2314; 2049: 5588.307; 2050: 5251.9107; 2051: 5005.8323; 2052: 4793.6231; 2053: 4606.8159; 2054: 4470.8126; 2055: 4360.2111; 2056: 4249.6097; 2057: 4139.0083; 2058: 4028.4068; 2059: 3917.8054; 2060: 3807.204; 2061: 3696.6025; 2062: 2014.8102; 2063: 3586.0011; 2064: 3475.3997; 2065: 3364.7983; 2066: 3254.1968; 2067: 3143.5954; 2068: 3032.994; 2069: 2922.3925; 2070: 2811.7911; 2071: 2701.1897; 2072: 2590.5882; 2073: 2479.9868; 2074: 2369.3854; 2075: 2258.7839 | 2148.1825 | 2037.5811 | 0 | 0
|  | 2049 | 3915.7877 | 2049: 5847.3448; 2050: 5512.0585; 2051: 5180.252; 2052: 4937.5312; 2053: 4728.2175; 2054: 4543.9591; 2055: 4409.8115; 2056: 4300.7191; 2057: 4191.6268; 2058: 4082.5344; 2059: 3973.4421; 2060: 3864.3497; 2061: 3755.2573; 2062: 3646.165; 2063: 1987.3195; 2064: 3537.0726; 2065: 3427.9803; 2066: 3318.8879; 2067: 3209.7956; 2068: 3100.7032; 2069: 2991.6109; 2070: 2882.5185; 2071: 2773.4262; 2072: 2664.3338; 2073: 2555.2415; 2074: 2446.1491; 2075: 2337.0568 | 2227.9644 | 2118.8721 | 2009.7797 | 0
|  | 2050 | 3861.5659 | 2050: 5766.3769; 2051: 5435.7332; 2052: 5108.5213; 2053: 4869.1614; 2054: 4662.7461; 2055: 4481.0391; 2056: 4348.749; 2057: 4241.1672; 2058: 4133.5855; 2059: 4026.0037; 2060: 3918.4219; 2061: 3810.8402; 2062: 3703.2584; 2063: 3595.6767; 2064: 1959.8012; 2065: 3488.0949; 2066: 3380.5132; 2067: 3272.9314; 2068: 3165.3497; 2069: 3057.7679; 2070: 2950.1862; 2071: 2842.6044; 2072: 2735.0227; 2073: 2627.4409; 2074: 2519.8591; 2075: 2412.2774 | 2304.6956 | 2197.1139 | 2089.5321 | 1981.9504
|  |  | LI-ION | 0% | -3.864% | -3.29% | -3.402% | -3.522% | -3.65% | -2.589% | -2.657% | -2.73% | -2.807% | -2.888% | -1.158% | -1.172% | -1.186% | -1.2% | -1.214% | -1.229% | -1.245% | -1.26% | -1.276% | -1.293% | -1.202% | -1.216% | -1.231% | -1.247% | -1.262% | -1.278% | -1.295% | -1.312% | -1.329% | -1.347% | 0% | 0% | 0% | 0% | 0% | 0% | 0% | 0% | 0% | 0% | 0% | 0% | 0% | 0% | 0% | 0% | 0% | 0% | 0% | 0% | 0% | 0% | 0% | 0% | 0%
|  | Annual Change (%) | WIND | 0% | -1.739% | -1.835% | -1.869% | -1.905% | -1.942% | -1.98% | -2.02% | -2.062% | -2.105% | -2.151% | -1.08% | -1.094% | -1.107% | -1.121% | -1.136% | -1.151% | -1.166% | -1.181% | -1.197% | -1.214% | -1.23% | -1.248% | -1.265% | -1.283% | -1.302% | -1.321% | -1.341% | -1.361% | -1.382% | -1.403% | 0% | 0% | 0% | 0% | 0% | 0% | 0% | 0% | 0% | 0% | 0% | 0% | 0% | 0% | 0% | 0% | 0% | 0% | 0% | 0% | 0% | 0% | 0% | 0% | 0%
|  | Proportional Average |  | 0% | -2.447% | -2.32% | -2.38% | -2.444% | -2.511% | -2.183% | -2.233% | -2.285% | -2.339% | -2.396% | -1.106% | -1.12% | -1.133% | -1.148% | -1.162% | -1.177% | -1.192% | -1.208% | -1.224% | -1.24% | -1.221% | -1.237% | -1.254% | -1.271% | -1.289% | -1.307% | -1.326% | -1.345% | -1.364% | -1.385% | 0% | 0% | 0% | 0% | 0% | 0% | 0% | 0% | 0% | 0% | 0% | 0% | 0% | 0% | 0% | 0% | 0% | 0% | 0% | 0% | 0% | 0% | 0% | 0% | 0%
|  | Levelized Capital Cost ($/MW-wk) |  | 6283.2773 | 6129.5071 | 5987.306 | 5844.8012 | 5701.9665 | 5558.773 | 5437.4257 | 5316.0306 | 5194.584 | 5073.0822 | 4951.5206 | 4896.7493 | 4841.923 | 4787.0417 | 4732.1054 | 4677.1141 | 4622.0679 | 4566.9668 | 4511.8108 | 4456.5999 | 4401.3341 | 4347.6019 | 4293.8154 | 4239.9746 | 4186.0794 | 4132.1299 | 4078.126 | 4024.0677 | 3969.9549 | 3915.7877 | 3861.5659 | 3861.5659 | 3861.5659 | 3861.5659 | 3861.5659 | 3861.5659 | 3861.5659 | 3861.5659 | 3861.5659 | 3861.5659 | 3861.5659 | 3861.5659 | 3861.5659 | 3861.5659 | 3861.5659 | 3861.5659 | 3861.5659 | 3861.5659 | 3861.5659 | 3861.5659 | 3861.5659 | 3861.5659 | 3861.5659 | 3861.5659 | 3861.5659 | 3861.5659
|  | Economic Life | 30
|  |  |  | MTWind | 200 | MW
|  | check s/b 0 | 0 | 2020: PHSE; 2021: 100; 2022: MW
|  |  |  | Total | 300 | MW
Revenue Requirement by vintage year
2012 $/MW-wk
| Aurora Input |  | Levelized Cost | 2020 | 2021 | 2022 | 2023 | 2024 | 2025 | 2026 | 2027 | 2028 | 2029 | 2030 | 2031 | 2032 | 2033 | 2034 | 2035 | 2036 | 2037 | 2038 | 2039 | 2040 | 2041 | 2042 | 2043 | 2044 | 2045 | 2046 | Levelized | 2047 | 2048 | 2049 | 2050 | 2051 | 2052 | 2053 | 2054 | 2055 | 2056 | 2057 | 2058 | 2059 | 2060 | 2061 | 2062 | 2063 | 2064 | 2065 | 2066 | 2067 | 2068 | 2069 | 2070 | 2071 | 2072 | 2073 | 2074 | 2075 | 2076 | 2077 | 2078 | 2079
|  | 2020 | 6283.2773 | 9382.656 | 8844.6552 | 8312.2381 | 7922.768 | 7586.9031 | 7291.2419 | 7075.9884 | 6900.9386 | 6725.8889 | 6550.8392 | 6375.7895 | 6200.7398 | 6025.6901 | 5850.6404 | 3188.8551 | 5675.5907 | 5500.541 | 5325.4913 | 5150.4416 | 4975.3919 | 4800.3421 | 4625.2924 | 4450.2427 | 4275.193 | 4100.1433 | 3925.0936 | 3750.0439 | 3404.8562 | 3574.9942 | 3399.9445 | 3224.8948 | 0 | 0 | 0 | 0 | 0 | 0 | 0 | 0 | 0 | 0 | 0 | 0 | 0 | 0 | 0 | 0 | 0 | 0 | 0 | 0 | 0 | 0 | 0 | 0 | 0 | 0 | 0 | 0 | 0 | 0
|  | 2021 | 6129.5071 |  | 9153.0349 | 8628.2005 | 8108.8133 | 7728.8747 | 7401.2293 | 7112.8038 | 6902.8181 | 6732.0524 | 6561.2867 | 6390.521 | 6219.7552 | 6048.9895 | 5878.2238 | 5707.4581 | 3110.8145 | 5536.6923 | 5365.9266 | 5195.1609 | 5024.3951 | 4853.6294 | 4682.8637 | 4512.098 | 4341.3322 | 4170.5665 | 3999.8008 | 3829.035 | 3411.103 | 3658.2693 | 3487.5036 | 3316.7379 | 3145.9721 | 0 | 0 | 0 | 0 | 0 | 0 | 0 | 0 | 0 | 0 | 0 | 0 | 0 | 0 | 0 | 0 | 0 | 0 | 0 | 0 | 0 | 0 | 0 | 0 | 0 | 0 | 0 | 0 | 0
|  | 2022 | 5987.306 |  |  | 8940.6898 | 8428.0312 | 7920.6935 | 7549.5692 | 7229.525 | 6947.7909 | 6742.6768 | 6575.8727 | 6409.0686 | 6242.2646 | 6075.4605 | 5908.6565 | 5741.8524 | 5575.0483 | 3038.6454 | 5408.2443 | 5241.4402 | 5074.6361 | 4907.8321 | 4741.028 | 4574.224 | 4407.4199 | 4240.6158 | 4073.8118 | 3907.0077 | 3420.63 | 3740.2036 | 3573.3996 | 3406.5955 | 3239.7915 | 3072.9874 | 0 | 0 | 0 | 0 | 0 | 0 | 0 | 0 | 0 | 0 | 0 | 0 | 0 | 0 | 0 | 0 | 0 | 0 | 0 | 0 | 0 | 0 | 0 | 0 | 0 | 0 | 0 | 0
|  | 2023 | 5844.8012 |  |  |  | 8727.8909 | 8227.4343 | 7732.1718 | 7369.8807 | 7057.4539 | 6782.4253 | 6582.1932 | 6419.3593 | 6256.5253 | 6093.6914 | 5930.8575 | 5768.0235 | 5605.1896 | 5442.3557 | 2966.3221 | 5279.5218 | 5116.6878 | 4953.8539 | 4791.02 | 4628.186 | 4465.3521 | 4302.5182 | 4139.6842 | 3976.8503 | 3426.9049 | 3814.0164 | 3651.1824 | 3488.3485 | 3325.5146 | 3162.6806 | 2999.8467 | 0 | 0 | 0 | 0 | 0 | 0 | 0 | 0 | 0 | 0 | 0 | 0 | 0 | 0 | 0 | 0 | 0 | 0 | 0 | 0 | 0 | 0 | 0 | 0 | 0 | 0 | 0
|  | 2024 | 5701.9665 |  |  |  |  | 8514.5996 | 8026.373 | 7543.2137 | 7189.7763 | 6884.9846 | 6616.6771 | 6421.3382 | 6262.4836 | 6103.629 | 5944.7744 | 5785.9198 | 5627.0652 | 5468.2105 | 5309.3559 | 2893.8314 | 5150.5013 | 4991.6467 | 4832.7921 | 4673.9375 | 4515.0829 | 4356.2283 | 4197.3737 | 4038.519 | 3429.813 | 3879.6644 | 3720.8098 | 3561.9552 | 3403.1006 | 3244.246 | 3085.3914 | 2926.5368 | 0 | 0 | 0 | 0 | 0 | 0 | 0 | 0 | 0 | 0 | 0 | 0 | 0 | 0 | 0 | 0 | 0 | 0 | 0 | 0 | 0 | 0 | 0 | 0 | 0 | 0
|  | 2025 | 5558.773 | [5 empty] | 8300.7724 | 7824.8067 | 7353.7809 | 7009.2194 | 6712.0819 | 6450.5124 | 6260.0791 | 6105.2138 | 5950.3485 | 5795.4832 | 5640.6179 | 5485.7526 | 5330.8873 | 5176.022 | 2821.1586 | 5021.1567 | 4866.2914 | 4711.4261 | 4556.5609 | 4401.6956 | 4246.8303 | 4091.965 | 3429.2357 | 3937.0997 | 3782.2344 | 3627.3691 | 3472.5038 | 3317.6385 | 3162.7732 | 3007.9079 | 2853.0426 | 0 | 0 | 0 | 0 | 0 | 0 | 0 | 0 | 0 | 0 | 0 | 0 | 0 | 0 | 0 | 0 | 0 | 0 | 0 | 0 | 0 | 0 | 0 | 0 | 0
|  | 2026 | 5437.4257 | [6 empty] | 8119.5677 | 7653.9922 | 7193.2489 | 6856.2091 | 6565.5581 | 6309.6986 | 6123.4224 | 5971.9378 | 5820.4532 | 5668.9686 | 5517.484 | 5365.9994 | 5214.5148 | 5063.0302 | 2759.5731 | 4911.5456 | 4760.061 | 4608.5764 | 4457.0918 | 4305.6072 | 4154.1225 | 3439.1147 | 4002.6379 | 3851.1533 | 3699.6687 | 3548.1841 | 3396.6995 | 3245.2149 | 3093.7303 | 2942.2457 | 2790.7611 | 0 | 0 | 0 | 0 | 0 | 0 | 0 | 0 | 0 | 0 | 0 | 0 | 0 | 0 | 0 | 0 | 0 | 0 | 0 | 0 | 0 | 0 | 0 | 0
|  | 2027 | 5316.0306 | [7 empty] | 7938.2915 | 7483.1104 | 7032.6535 | 6703.1384 | 6418.9764 | 6168.8293 | 5986.7118 | 5838.6093 | 5690.5067 | 5542.4041 | 5394.3015 | 5246.1989 | 5098.0963 | 4949.9938 | 2697.9633 | 4801.8912 | 4653.7886 | 4505.686 | 4357.5834 | 4209.4808 | 3446.2049 | 4061.3783 | 3913.2757 | 3765.1731 | 3617.0705 | 3468.9679 | 3320.8653 | 3172.7627 | 3024.6602 | 2876.5576 | 2728.455 | 0 | 0 | 0 | 0 | 0 | 0 | 0 | 0 | 0 | 0 | 0 | 0 | 0 | 0 | 0 | 0 | 0 | 0 | 0 | 0 | 0 | 0 | 0
|  | 2028 | 5194.584 | [8 empty] | 7756.9385 | 7312.1561 | 6871.9901 | 6550.0029 | 6272.3327 | 6027.9003 | 5849.9434 | 5705.2242 | 5560.5051 | 5415.786 | 5271.0668 | 5126.3477 | 4981.6286 | 4836.9094 | 2636.3274 | 4692.1903 | 4547.4712 | 4402.7521 | 4258.0329 | 3450.4281 | 4113.3138 | 3968.5947 | 3823.8755 | 3679.1564 | 3534.4373 | 3389.7181 | 3244.999 | 3100.2799 | 2955.5608 | 2810.8416 | 2666.1225 | 0 | 0 | 0 | 0 | 0 | 0 | 0 | 0 | 0 | 0 | 0 | 0 | 0 | 0 | 0 | 0 | 0 | 0 | 0 | 0 | 0 | 0
|  | 2029 | 5073.0822 | [9 empty] | 7575.5028 | 7141.124 | 6711.2535 | 6396.7976 | 6125.6221 | 5886.907 | 5713.1125 | 5571.7784 | 5430.4443 | 5289.1101 | 5147.776 | 5006.4419 | 4865.1077 | 4723.7736 | 2574.6634 | 4582.4395 | 4441.1053 | 4299.7712 | 3451.7056 | 4158.4371 | 4017.1029 | 3875.7688 | 3734.4347 | 3593.1005 | 3451.7664 | 3310.4323 | 3169.0981 | 3027.764 | 2886.4299 | 2745.0957 | 2603.7616 | 0 | 0 | 0 | 0 | 0 | 0 | 0 | 0 | 0 | 0 | 0 | 0 | 0 | 0 | 0 | 0 | 0 | 0 | 0 | 0 | 0
|  | 2030 | 4951.5206 | [10 empty] | 7393.9781 | 6970.0079 | 6550.438 | 6243.5171 | 5978.8395 | 5745.8445 | 5576.2145 | 5438.267 | 5300.3196 | 5162.3721 | 5024.4246 | 4886.4771 | 4748.5297 | 4610.5822 | 2512.9691 | 4472.6347 | 4334.6872 | 3449.958 | 4196.7398 | 4058.7923 | 3920.8448 | 3782.8973 | 3644.9499 | 3507.0024 | 3369.0549 | 3231.1075 | 3093.16 | 2955.2125 | 2817.265 | 2679.3176 | 2541.3701 | 0 | 0 | 0 | 0 | 0 | 0 | 0 | 0 | 0 | 0 | 0 | 0 | 0 | 0 | 0 | 0 | 0 | 0 | 0 | 0
|  | 2031 | 4896.7493 | [11 empty] | 7312.1895 | 6892.9091 | 6477.9803 | 6174.4544 | 5912.7046 | 5682.2868 | 5514.5332 | 5378.1116 | 5241.69 | 5105.2685 | 4968.8469 | 4832.4253 | 4696.0038 | 4559.5822 | 2485.1719 | 4423.1606 | 3492.7922 | 4286.7391 | 4150.3175 | 4013.8959 | 3877.4744 | 3741.0528 | 3604.6312 | 3468.2097 | 3331.7881 | 3195.3665 | 3058.945 | 2922.5234 | 2786.1018 | 2649.6803 | 2513.2587 | 0 | 0 | 0 | 0 | 0 | 0 | 0 | 0 | 0 | 0 | 0 | 0 | 0 | 0 | 0 | 0 | 0 | 0 | 0
|  | 2032 | 4841.923 | [12 empty] | 7230.3188 | 6815.7328 | 6405.4498 | 6105.3223 | 5846.5031 | 5618.6653 | 5452.7899 | 5317.8957 | 5183.0016 | 5048.1075 | 4913.2134 | 4778.3192 | 4643.4251 | 4508.531 | 2457.3467 | 3534.6886 | 4373.6369 | 4238.7427 | 4103.8486 | 3968.9545 | 3834.0603 | 3699.1662 | 3564.2721 | 3429.378 | 3294.4838 | 3159.5897 | 3024.6956 | 2889.8014 | 2754.9073 | 2620.0132 | 2485.1191 | 0 | 0 | 0 | 0 | 0 | 0 | 0 | 0 | 0 | 0 | 0 | 0 | 0 | 0 | 0 | 0 | 0 | 0
|  | 2033 | 4787.0417 | [13 empty] | 7148.366 | 6738.4791 | 6332.8465 | 6036.1208 | 5780.2353 | 5554.9799 | 5390.9846 | 5257.6195 | 5124.2543 | 4990.8892 | 4857.524 | 4724.1588 | 4590.7937 | 4457.4285 | 3405.0327 | 2429.4937 | 4324.0634 | 4190.6982 | 4057.3331 | 3923.9679 | 3790.6028 | 3657.2376 | 3523.8724 | 3390.5073 | 3257.1421 | 3123.777 | 2990.4118 | 2857.0467 | 2723.6815 | 2590.3164 | 2456.9512 | 0 | 0 | 0 | 0 | 0 | 0 | 0 | 0 | 0 | 0 | 0 | 0 | 0 | 0 | 0 | 0 | 0
|  | 2034 | 4732.1054 | [14 empty] | 7066.331 | 6661.1481 | 6260.1705 | 5966.8501 | 5713.9011 | 5491.2307 | 5329.1175 | 5197.2828 | 5065.4482 | 4933.6135 | 4801.7788 | 4669.9442 | 4538.1095 | 3449.8625 | 4406.2749 | 2401.6127 | 4274.4402 | 4142.6056 | 4010.7709 | 3878.9363 | 3747.1016 | 3615.267 | 3483.4323 | 3351.5977 | 3219.763 | 3087.9284 | 2956.0937 | 2824.2591 | 2692.4244 | 2560.5898 | 2428.7551 | 0 | 0 | 0 | 0 | 0 | 0 | 0 | 0 | 0 | 0 | 0 | 0 | 0 | 0 | 0 | 0
|  | 2035 | 4677.1141 | [15 empty] | 6984.214 | 6583.7396 | 6187.4217 | 5897.51 | 5647.5005 | 5427.4177 | 5267.1884 | 5136.8858 | 5006.5832 | 4876.2805 | 4745.9779 | 4615.6753 | 3493.2332 | 4485.3727 | 4355.0701 | 2373.7038 | 4224.7675 | 4094.4648 | 3964.1622 | 3833.8596 | 3703.557 | 3573.2544 | 3442.9518 | 3312.6492 | 3182.3465 | 3052.0439 | 2921.7413 | 2791.4387 | 2661.1361 | 2530.8335 | 2400.5308 | 0 | 0 | 0 | 0 | 0 | 0 | 0 | 0 | 0 | 0 | 0 | 0 | 0 | 0 | 0
|  | 2036 | 4622.0679 | [16 empty] | 6902.0149 | 6506.2538 | 6114.6003 | 5828.1006 | 5581.0336 | 5363.541 | 5205.1974 | 5076.4284 | 4947.6593 | 4818.8903 | 4690.1212 | 3535.1708 | 4561.3522 | 4432.5831 | 4303.8141 | 2345.7671 | 4175.0451 | 4046.276 | 3917.507 | 3788.7379 | 3659.9689 | 3531.1998 | 3402.4308 | 3273.6617 | 3144.8927 | 3016.1236 | 2887.3546 | 2758.5855 | 2629.8165 | 2501.0474 | 2372.2784 | 0 | 0 | 0 | 0 | 0 | 0 | 0 | 0 | 0 | 0 | 0 | 0 | 0 | 0
|  | 2037 | 4566.9668 | [17 empty] | 6819.7338 | 6428.6907 | 6041.7063 | 5758.622 | 5514.5003 | 5299.6005 | 5143.1447 | 5015.9107 | 4888.6767 | 4761.4428 | 3575.6884 | 4634.2088 | 4506.9749 | 4379.7409 | 4252.507 | 2317.8025 | 4125.273 | 3998.0391 | 3870.8051 | 3743.5712 | 3616.3372 | 3489.1033 | 3361.8693 | 3234.6354 | 3107.4014 | 2980.1674 | 2852.9335 | 2725.6995 | 2598.4656 | 2471.2316 | 2343.9977 | 0 | 0 | 0 | 0 | 0 | 0 | 0 | 0 | 0 | 0 | 0 | 0 | 0
|  | 2038 | 4511.8108 | [18 empty] | 6737.3708 | 6351.0504 | 5968.7396 | 5689.0741 | 5447.9007 | 5235.5964 | 5081.03 | 4955.3327 | 4829.6354 | 3614.789 | 4703.938 | 4578.2407 | 4452.5434 | 4326.8461 | 4201.1487 | 2289.81 | 4075.4514 | 3949.7541 | 3824.0568 | 3698.3594 | 3572.6621 | 3446.9648 | 3321.2674 | 3195.5701 | 3069.8728 | 2944.1755 | 2818.4781 | 2692.7808 | 2567.0835 | 2441.3862 | 2315.6888 | 0 | 0 | 0 | 0 | 0 | 0 | 0 | 0 | 0 | 0 | 0 | 0
|  | 2039 | 4456.5999 | [19 empty] | 6654.9257 | 6273.3327 | 5895.7002 | 5619.4571 | 5381.2349 | 5171.5285 | 5018.8536 | 4894.6944 | 3652.4682 | 4770.5352 | 4646.3761 | 4522.2169 | 4398.0577 | 4273.8986 | 4149.7394 | 2261.7896 | 4025.5802 | 3901.421 | 3777.2619 | 3653.1027 | 3528.9435 | 3404.7844 | 3280.6252 | 3156.466 | 3032.3068 | 2908.1477 | 2783.9885 | 2659.8293 | 2535.6701 | 2411.511 | 2287.3518 | 0 | 0 | 0 | 0 | 0 | 0 | 0 | 0 | 0 | 0 | 0
|  | 2040 | 4401.3341 | [20 empty] | 6572.3988 | 6195.5378 | 5822.5883 | 5549.7708 | 5314.5028 | 5107.397 | 4956.6154 | 3688.7154 | 4833.9959 | 4711.3764 | 4588.7569 | 4466.1374 | 4343.5179 | 4220.8984 | 4098.2789 | 2233.7414 | 3975.6595 | 3853.04 | 3730.4205 | 3607.801 | 3485.1815 | 3362.562 | 3239.9425 | 3117.323 | 2994.7035 | 2872.0841 | 2749.4646 | 2626.8451 | 2504.2256 | 2381.6061 | 2258.9866 | 0 | 0 | 0 | 0 | 0 | 0 | 0 | 0 | 0 | 0
|  | 2041 | 4347.6019 | [21 empty] | 6492.1618 | 6119.9017 | 5751.5052 | 5482.0183 | 5249.6225 | 5045.045 | 3724.8763 | 4896.1042 | 4774.9817 | 4653.8591 | 4532.7366 | 4411.6141 | 4290.4915 | 4169.369 | 4048.2465 | 2206.4715 | 3927.124 | 3806.0014 | 3684.8789 | 3563.7564 | 3442.6338 | 3321.5113 | 3200.3888 | 3079.2662 | 2958.1437 | 2837.0212 | 2715.8987 | 2594.7761 | 2473.6536 | 2352.5311 | 2231.4085 | 0 | 0 | 0 | 0 | 0 | 0 | 0 | 0 | 0
|  | 2042 | 4293.8154 | [22 empty] | 6411.8438 | 6044.1891 | 5680.3503 | 5414.1974 | 5184.6767 | 3761.3714 | 4982.6301 | 4835.5319 | 4715.9078 | 4596.2838 | 4476.6597 | 4357.0357 | 4237.4116 | 4117.7875 | 3998.1635 | 2179.1741 | 3878.5394 | 3758.9154 | 3639.2913 | 3519.6672 | 3400.0432 | 3280.4191 | 3160.7951 | 3041.171 | 2921.5469 | 2801.9229 | 2682.2988 | 2562.6748 | 2443.0507 | 2323.4267 | 2203.8026 | 0 | 0 | 0 | 0 | 0 | 0 | 0 | 0
|  | 2043 | 4239.9746 | [23 empty] | 6331.4448 | 5968.4001 | 5609.1235 | 5346.3079 | 3801.2955 | 5119.6652 | 4920.1521 | 4774.8984 | 4656.7743 | 4538.6503 | 4420.5262 | 4302.4021 | 4184.278 | 4066.154 | 3948.0299 | 2151.8491 | 3829.9058 | 3711.7817 | 3593.6577 | 3475.5336 | 3357.4095 | 3239.2854 | 3121.1614 | 3003.0373 | 2884.9132 | 2766.7891 | 2648.6651 | 2530.541 | 2412.4169 | 2294.2929 | 2176.1688 | 0 | 0 | 0 | 0 | 0 | 0 | 0
|  | 2044 | 4186.0794 | [24 empty] | 6250.9645 | 5892.5346 | 5537.8248 | 3845.5752 | 5278.3499 | 5054.5881 | 4857.6111 | 4714.2037 | 4597.5812 | 4480.9586 | 4364.336 | 4247.7134 | 4131.0909 | 4014.4683 | 3897.8457 | 2124.4965 | 3781.2231 | 3664.6006 | 3547.978 | 3431.3554 | 3314.7328 | 3198.1103 | 3081.4877 | 2964.8651 | 2848.2425 | 2731.6199 | 2614.9974 | 2498.3748 | 2381.7522 | 2265.1296 | 2148.5071 | 0 | 0 | 0 | 0 | 0 | 0
|  | 2045 | 4132.1299 | [25 empty] | 6170.4031 | 5816.5926 | 3895.4816 | 5466.4543 | 5210.3234 | 4989.4454 | 4795.007 | 4653.4479 | 4538.3283 | 4423.2087 | 4308.0892 | 4192.9696 | 4077.85 | 3962.7305 | 3847.6109 | 2097.1164 | 3732.4913 | 3617.3718 | 3502.2522 | 3387.1327 | 3272.0131 | 3156.8935 | 3041.774 | 2926.6544 | 2811.5348 | 2696.4153 | 2581.2957 | 2466.1762 | 2351.0566 | 2235.937 | 2120.8175 | 0 | 0 | 0 | 0 | 0
|  | 2046 | 4078.126 | [26 empty] | 6089.7605 | 3955.4385 | 5740.574 | 5395.0117 | 5142.2283 | 4924.237 | 4732.3398 | 4592.6307 | 4479.0157 | 4365.4006 | 4251.7856 | 4138.1706 | 4024.5555 | 3910.9405 | 3797.3255 | 2069.7086 | 3683.7104 | 3570.0954 | 3456.4804 | 3342.8653 | 3229.2503 | 3115.6353 | 3002.0202 | 2888.4052 | 2774.7901 | 2661.1751 | 2547.5601 | 2433.945 | 2320.33 | 2206.715 | 2093.0999 | 0 | 0 | 0 | 0
|  | 2047 | 4024.0677 | [27 empty] | 4024.0677 | 6009.0366 | 5664.4788 | 5323.4972 | 5074.0646 | 4858.963 | 4669.6095 | 4531.7523 | 4419.6433 | 4307.5343 | 4195.4253 | 4083.3163 | 3971.2073 | 3859.0983 | 3746.9894 | 2042.2732 | 3634.8804 | 3522.7714 | 3410.6624 | 3298.5534 | 3186.4444 | 3074.3354 | 2962.2264 | 2850.1174 | 2738.0084 | 2625.8994 | 2513.7904 | 2401.6815 | 2289.5725 | 2177.4635 | 2065.3545 | 0 | 0 | 0
|  | 2048 | 3969.9549 | [27 empty] | 3969.9549 |  | 5928.2314 | 5588.307 | 5251.9107 | 5005.8323 | 4793.6231 | 4606.8159 | 4470.8126 | 4360.2111 | 4249.6097 | 4139.0083 | 4028.4068 | 3917.8054 | 3807.204 | 3696.6025 | 2014.8102 | 3586.0011 | 3475.3997 | 3364.7983 | 3254.1968 | 3143.5954 | 3032.994 | 2922.3925 | 2811.7911 | 2701.1897 | 2590.5882 | 2479.9868 | 2369.3854 | 2258.7839 | 2148.1825 | 2037.5811 | 0 | 0
|  | 2049 | 3915.7877 | [27 empty] | 3915.7877 |  |  | 5847.3448 | 5512.0585 | 5180.252 | 4937.5312 | 4728.2175 | 4543.9591 | 4409.8115 | 4300.7191 | 4191.6268 | 4082.5344 | 3973.4421 | 3864.3497 | 3755.2573 | 3646.165 | 1987.3195 | 3537.0726 | 3427.9803 | 3318.8879 | 3209.7956 | 3100.7032 | 2991.6109 | 2882.5185 | 2773.4262 | 2664.3338 | 2555.2415 | 2446.1491 | 2337.0568 | 2227.9644 | 2118.8721 | 2009.7797 | 0
|  | 2050 | 3861.5659 | [27 empty] | 3861.5659 |  |  |  | 5766.3769 | 5435.7332 | 5108.5213 | 4869.1614 | 4662.7461 | 4481.0391 | 4348.749 | 4241.1672 | 4133.5855 | 4026.0037 | 3918.4219 | 3810.8402 | 3703.2584 | 3595.6767 | 1959.8012 | 3488.0949 | 3380.5132 | 3272.9314 | 3165.3497 | 3057.7679 | 2950.1862 | 2842.6044 | 2735.0227 | 2627.4409 | 2519.8591 | 2412.2774 | 2304.6956 | 2197.1139 | 2089.5321 | 1981.9504
[8 empty] | 0 | 0 | 0
|  |  | 4010.5278 | 4010.5278 | 0 |  |  | 0.023043 | 0.023043 | 0
|  |  | 4102.9421 | 4144.1332 | -41.1911 |  |  | -0.0034697 | -0.0034697 | 0
|  |  | 4088.7063 | 4144.6035 | -55.8971 |  |  | -0.012517 | -0.012517 | 0
|  |  | 4037.5285 | 4097.5474 | -60.0189 |  |  | -0.013475 | -0.013475 | 0
|  |  | 3983.1237 | 4047.3332 | -64.2095 |  |  | -0.013024 | -0.013024 | 0
|  |  | 3931.2463 | 3999.4725 | -68.2262 |  |  | -0.011309 | -0.011309 | 0
|  |  | 3886.7859 | 3960.9369 | -74.151 |  |  | -0.0099651 | -0.0099651 | 0
|  |  | 3848.0538 | 3928.198 | -80.1442 |  |  | -0.010766 | -0.010766 | 0
|  |  | 3806.6243 | 3892.6692 | -86.0449 |  |  | -0.011906 | -0.011906 | 0
|  |  | 3761.3024 | 3853.1112 | -91.8088 |  |  | -0.012011 | -0.012011 | 0
|  |  | 3716.1254 | 3813.6452 | -97.5198 |  |  | -0.011838 | -0.011838 | 0
|  |  | 3672.1354 | 3775.3423 | -103.2069 |  |  | -0.012546 | -0.012546 | 0
|  |  | 3626.0649 | 3734.8425 | -108.7776 |  |  | -0.012535 | -0.012535 | 0
|  |  | 3580.6114 | 3694.9164 | -114.305 |  |  | -0.012861 | -0.012861 | 0
|  |  | 3534.5626 | 3654.3129 | -119.7503 |  |  | -0.012581 | -0.012581 | 0
|  |  | 3490.0933 | 3615.2801 | -125.1868 |  |  | -0.012547 | -0.012547 | 0
|  |  | 3446.3023 | 3576.8908 | -130.5885 |  |  | -0.013452 | -0.013452 | 0
|  |  | 3399.943 | 3535.7718 | -135.8288 |  |  | -0.012616 | -0.012616 | 0
|  |  | 3357.0496 | 3498.1934 | -141.1438 |  |  | -0.012651 | -0.012651 | 0
|  |  | 3314.5806 | 3461.0007 | -146.4201 |  |  | -0.012487 | -0.012487 | 0
[8 empty] | -0.012413 | -0.012413 | 0
[8 empty] | -0.012919 | -0.012919 | 0
[8 empty] | -0.012828 | -0.012828 | 0
[8 empty] | -0.013513 | -0.013513 | 0
[8 empty] | -0.01359 | -0.01359 | 0
[8 empty] | -0.013621 | -0.013621 | 0
[8 empty] | -0.01334 | -0.01334 | 0
[8 empty] | -0.013732 | -0.013732 | 0
[8 empty] | -0.014018 | -0.014018 | 0
[8 empty] | -0.013723 | -0.013723 | 0
0
0
0
0
0
0
0
0
0
0
0
0
0
0
0
0
0
0
0
0
0
0
0
0
0

## ID Wind
Idaho Wind FINANCIALS
($ 1000s Unless Otherwise Indicated)
| Calendar Year of Fin. Close |  |  | 2020 | 2021 | 2022 | 2023 | 2024 | 2025 | 2026 | 2027 | 2028 | 2029 | 2030 | 2031 | 2032 | 2033 | 2034 | 2035 | 2036 | 2037 | 2038 | 2039 | 2040 | 2041 | 2042 | 2043 | 2044 | 2045 | 2046 | 2047 | 2048 | 2049 | 2050 | 2051 | 2052 | 2053 | 2054 | 2055 | 2056 | 2057 | 2058 | 2059 | 2060 | 2061 | 2062 | 2063 | 2064 | 2065 | 2066 | 2067 | 2068 | 2069 | 2070 | 2071 | 2072 | 2073 | 2074 | 2075
| Operating Year |  | 0 | 1 | 2 | 3 | 4 | 5 | 6 | 7 | 8 | 9 | 10 | 11 | 12 | 13 | 14 | 15 | 16 | 17 | 18 | 19 | 20 | 21 | 22 | 23 | 24 | 25 | 26 | 27 | 28 | 29 | 30 | 31 | 32 | 33 | 34 | 35 | 36 | 37 | 38 | 39 | 40 | 41 | 42 | 43 | 44 | 45 | 46 | 47 | 48 | 49 | 50 | 51 | 52 | 53 | 54 | 55 | 56
| Calendar Year | Capital Invest.
| 2020 | 592874.276
| Gross plant |  | 2020 1: 592874.276; 2021 2: 592874.276; 2022 3: 592874.276; 2023 4: 592874.276; 2024 5: 592874.276; 2025 6: 592874.276; 2026 7: 592874.276; 2027 8: 592874.276; 2028 9: 592874.276; 2029 10: 592874.276; 2030 11: 592874.276; 2031 12: 592874.276; 2032 13: 592874.276; 2033 14: 592874.276; 2034 15: 592874.276; 2035 16: 592874.276; 2036 17: 592874.276; 2037 18: 592874.276; 2038 19: 592874.276; 2039 20: 592874.276; 2040 21: 592874.276; 2041 22: 592874.276; 2042 23: 592874.276; 2043 24: 592874.276; 2044 25: 592874.276; 2045 26: 592874.276; 2046 27: 592874.276; 2047 28: 592874.276; 2048 29: 592874.276; 2049 30: 592874.276
| Accumulated Deprectiation |  | 2020 1: 19762.4759; 2021 2: 39524.9517; 2022 3: 59287.4276; 2023 4: 79049.9035; 2024 5: 98812.3793; 2025 6: 118574.8552; 2026 7: 138337.3311; 2027 8: 158099.8069; 2028 9: 177862.2828; 2029 10: 197624.7587; 2030 11: 217387.2345; 2031 12: 237149.7104; 2032 13: 256912.1863; 2033 14: 276674.6621; 2034 15: 276674.6621; 2035 16: 296437.138; 2036 17: 316199.6139; 2037 18: 335962.0897; 2038 19: 355724.5656; 2039 20: 375487.0415; 2040 21: 395249.5173; 2041 22: 415011.9932; 2042 23: 434774.469; 2043 24: 454536.9449; 2044 25: 474299.4208; 2045 26: 494061.8966; 2046 27: 513824.3725; 2047 28: 533586.8484; 2048 29: 553349.3242; 2049 30: 573111.8001
| Net book value |  | 2020 1: 573111.8001; 2021 2: 553349.3242; 2022 3: 533586.8484; 2023 4: 513824.3725; 2024 5: 494061.8966; 2025 6: 474299.4208; 2026 7: 454536.9449; 2027 8: 434774.469; 2028 9: 415011.9932; 2029 10: 395249.5173; 2030 11: 375487.0415; 2031 12: 355724.5656; 2032 13: 335962.0897; 2033 14: 316199.6139; 2034 15: 316199.6139; 2035 16: 296437.138; 2036 17: 276674.6621; 2037 18: 256912.1863; 2038 19: 237149.7104; 2039 20: 217387.2345; 2040 21: 197624.7587; 2041 22: 177862.2828; 2042 23: 158099.8069; 2043 24: 138337.3311; 2044 25: 118574.8552; 2045 26: 98812.3793; 2046 27: 79049.9035; 2047 28: 59287.4276; 2048 29: 39524.9517; 2049 30: 19762.4759
| Accumulated deffered income tax |  | 2020 1: -20750.5997; 2021 2: -56441.6311; 2022 3: -76196.2019; 2023 4: -86388.8965; 2024 5: -96581.5911; 2025 6: -99602.8784; 2026 7: -95452.7584; 2027 8: -91302.6385; 2028 9: -87152.5186; 2029 10: -83002.3986; 2030 11: -78852.2787; 2031 12: -74702.1588; 2032 13: -70552.0388; 2033 14: -66401.9189; 2034 15: -66401.9189; 2035 16: -62251.799; 2036 17: -58101.679; 2037 18: -53951.5591; 2038 19: -49801.4392; 2039 20: -45651.3193; 2040 21: -41501.1993; 2041 22: -37351.0794; 2042 23: -33200.9595; 2043 24: -29050.8395; 2044 25: -24900.7196; 2045 26: -20750.5997; 2046 27: -16600.4797; 2047 28: -12450.3598; 2048 29: -8300.2399; 2049 30: -4150.1199
| Rate Base |  | 2020 1: 552361.2005; 2021 2: 496907.6932; 2022 3: 457390.6464; 2023 4: 427435.476; 2024 5: 397480.3056; 2025 6: 374696.5424; 2026 7: 359084.1865; 2027 8: 343471.8305; 2028 9: 327859.4746; 2029 10: 312247.1187; 2030 11: 296634.7627; 2031 12: 281022.4068; 2032 13: 265410.0509; 2033 14: 249797.6949; 2034 15: 249797.6949; 2035 16: 234185.339; 2036 17: 218572.9831; 2037 18: 202960.6271; 2038 19: 187348.2712; 2039 20: 171735.9153; 2040 21: 156123.5593; 2041 22: 140511.2034; 2042 23: 124898.8475; 2043 24: 109286.4915; 2044 25: 93674.1356; 2045 26: 78061.7797; 2046 27: 62449.4237; 2047 28: 46837.0678; 2048 29: 31224.7119; 2049 30: 15612.3559
| Average rate base |  | 2020 1: 572617.7382; 2021 2: 524634.4468; 2022 3: 477149.1698; 2023 4: 442413.0612; 2024 5: 412457.8908; 2025 6: 386088.424; 2026 7: 366890.3645; 2027 8: 351278.0085; 2028 9: 335665.6526; 2029 10: 320053.2966; 2030 11: 304440.9407; 2031 12: 288828.5848; 2032 13: 273216.2288; 2033 14: 257603.8729; 2034 15: 249797.6949; 2035 16: 241991.517; 2036 17: 226379.161; 2037 18: 210766.8051; 2038 19: 195154.4492; 2039 20: 179542.0932; 2040 21: 163929.7373; 2041 22: 148317.3814; 2042 23: 132705.0254; 2043 24: 117092.6695; 2044 25: 101480.3136; 2045 26: 85867.9576; 2046 27: 70255.6017; 2047 28: 54643.2458; 2048 29: 39030.8898; 2049 30: 23418.5339
| Pre-tax Return | 0.086076 | 2020 1: 49288.6154; 2021 2: 45158.4081; 2022 3: 41071.0678; 2023 4: 38081.1243; 2024 5: 35502.7045; 2025 6: 33232.9276; 2026 7: 31580.4364; 2027 8: 30236.5881; 2028 9: 28892.7397; 2029 10: 27548.8914; 2030 11: 26205.043; 2031 12: 24861.1946; 2032 13: 23517.3463; 2033 14: 22173.4979; 2034 15: 21501.5737; 2035 16: 20829.6496; 2036 17: 19485.8012; 2037 18: 18141.9528; 2038 19: 16798.1045; 2039 20: 15454.2561; 2040 21: 14110.4078; 2041 22: 12766.5594; 2042 23: 11422.7111; 2043 24: 10078.8627; 2044 25: 8735.0143; 2045 26: 7391.166; 2046 27: 6047.3176; 2047 28: 4703.4693; 2048 29: 3359.6209; 2049 30: 2015.7725
| Book Depreciation |  | 2020 1: 19762.4759; 2021 2: 19762.4759; 2022 3: 19762.4759; 2023 4: 19762.4759; 2024 5: 19762.4759; 2025 6: 19762.4759; 2026 7: 19762.4759; 2027 8: 19762.4759; 2028 9: 19762.4759; 2029 10: 19762.4759; 2030 11: 19762.4759; 2031 12: 19762.4759; 2032 13: 19762.4759; 2033 14: 19762.4759; 2034 15: 0; 2035 16: 19762.4759; 2036 17: 19762.4759; 2037 18: 19762.4759; 2038 19: 19762.4759; 2039 20: 19762.4759; 2040 21: 19762.4759; 2041 22: 19762.4759; 2042 23: 19762.4759; 2043 24: 19762.4759; 2044 25: 19762.4759; 2045 26: 19762.4759; 2046 27: 19762.4759; 2047 28: 19762.4759; 2048 29: 19762.4759; 2049 30: 19762.4759
| Insurance |  | 2020 1: 283.9868; 2021 2: 283.9868; 2022 3: 283.9868; 2023 4: 283.9868; 2024 5: 283.9868; 2025 6: 283.9868; 2026 7: 283.9868; 2027 8: 283.9868; 2028 9: 283.9868; 2029 10: 283.9868; 2030 11: 283.9868; 2031 12: 283.9868; 2032 13: 283.9868; 2033 14: 283.9868; 2034 15: 283.9868; 2035 16: 283.9868; 2036 17: 283.9868; 2037 18: 283.9868; 2038 19: 283.9868; 2039 20: 283.9868; 2040 21: 283.9868; 2041 22: 283.9868; 2042 23: 283.9868; 2043 24: 283.9868; 2044 25: 283.9868; 2045 26: 283.9868; 2046 27: 283.9868; 2047 28: 283.9868; 2048 29: 283.9868; 2049 30: 283.9868
| Property Taxes |  | 2020 1: 2695.13; 2021 2: 2695.13; 2022 3: 2695.13; 2023 4: 2695.13; 2024 5: 2695.13; 2025 6: 2695.13; 2026 7: 2695.13; 2027 8: 2695.13; 2028 9: 2695.13; 2029 10: 2695.13; 2030 11: 2695.13; 2031 12: 2695.13; 2032 13: 2695.13; 2033 14: 2695.13; 2034 15: 2695.13; 2035 16: 2695.13; 2036 17: 2695.13; 2037 18: 2695.13; 2038 19: 2695.13; 2039 20: 2695.13; 2040 21: 2695.13; 2041 22: 2695.13; 2042 23: 2695.13; 2043 24: 2695.13; 2044 25: 2695.13; 2045 26: 2695.13; 2046 27: 2695.13; 2047 28: 2695.13; 2048 29: 2695.13; 2049 30: 2695.13
| Revenue Requirement |  | 2020 1: 72030.2081; 2021 2: 67900.0007; 2022 3: 63812.6604; 2023 4: 60822.7169; 2024 5: 58244.2972; 2025 6: 55974.5203; 2026 7: 54322.0291; 2027 8: 52978.1807; 2028 9: 51634.3323; 2029 10: 50290.484; 2030 11: 48946.6356; 2031 12: 47602.7873; 2032 13: 46258.9389; 2033 14: 44915.0906; 2034 15: 24480.6905; 2035 16: 43571.2422; 2036 17: 42227.3938; 2037 18: 40883.5455; 2038 19: 39539.6971; 2039 20: 38195.8488; 2040 21: 36852.0004; 2041 22: 35508.152; 2042 23: 34164.3037; 2043 24: 32820.4553; 2044 25: 31476.607; 2045 26: 30132.7586; 2046 27: 28788.9102; 2047 28: 27445.0619; 2048 29: 26101.2135; 2049 30: 24757.3652
| Book Depreciation |  | 2020 1: 19762.4759; 2021 2: 19762.4759; 2022 3: 19762.4759; 2023 4: 19762.4759; 2024 5: 19762.4759; 2025 6: 19762.4759; 2026 7: 19762.4759; 2027 8: 19762.4759; 2028 9: 19762.4759; 2029 10: 19762.4759; 2030 11: 19762.4759; 2031 12: 19762.4759; 2032 13: 19762.4759; 2033 14: 19762.4759; 2035 16: 19762.4759; 2036 17: 19762.4759; 2037 18: 19762.4759; 2038 19: 19762.4759; 2039 20: 19762.4759; 2040 21: 19762.4759; 2041 22: 19762.4759; 2042 23: 19762.4759; 2043 24: 19762.4759; 2044 25: 19762.4759; 2045 26: 19762.4759; 2046 27: 19762.4759; 2047 28: 19762.4759; 2048 29: 19762.4759; 2049 30: 19762.4759
| Tax Depreciation |  | 2020 1: 118574.8552; 2021 2: 189719.7683; 2022 3: 113831.861; 2023 4: 68299.1166; 2024 5: 68299.1166; 2025 6: 34149.5583; 2026 7: 0; 2027 8: 0; 2028 9: 0; 2029 10: 0; 2030 11: 0; 2031 12: 0; 2032 13: 0; 2033 14: 0; 2035 16: 0; 2036 17: 0; 2037 18: 0; 2038 19: 0; 2039 20: 0; 2040 21: 0; 2041 22: 0; 2042 23: 0; 2043 24: 0; 2044 25: 0; 2045 26: 0; 2046 27: 0; 2047 28: 0; 2048 29: 0; 2049 30: 0
| Difference between book and tax |  | 2020 1: -98812.3793; 2021 2: -169957.2924; 2022 3: -94069.3851; 2023 4: -48536.6407; 2024 5: -48536.6407; 2025 6: -14387.0824; 2026 7: 19762.4759; 2027 8: 19762.4759; 2028 9: 19762.4759; 2029 10: 19762.4759; 2030 11: 19762.4759; 2031 12: 19762.4759; 2032 13: 19762.4759; 2033 14: 19762.4759; 2034 15: 0; 2035 16: 19762.4759; 2036 17: 19762.4759; 2037 18: 19762.4759; 2038 19: 19762.4759; 2039 20: 19762.4759; 2040 21: 19762.4759; 2041 22: 19762.4759; 2042 23: 19762.4759; 2043 24: 19762.4759; 2044 25: 19762.4759; 2045 26: 19762.4759; 2046 27: 19762.4759; 2047 28: 19762.4759; 2048 29: 19762.4759; 2049 30: 19762.4759
| Tax rate |  | 2020 1: -20750.5997; 2021 2: -35691.0314; 2022 3: -19754.5709; 2023 4: -10192.6946; 2024 5: -10192.6946; 2025 6: -3021.2873; 2026 7: 4150.1199; 2027 8: 4150.1199; 2028 9: 4150.1199; 2029 10: 4150.1199; 2030 11: 4150.1199; 2031 12: 4150.1199; 2032 13: 4150.1199; 2033 14: 4150.1199; 2034 15: 0; 2035 16: 4150.1199; 2036 17: 4150.1199; 2037 18: 4150.1199; 2038 19: 4150.1199; 2039 20: 4150.1199; 2040 21: 4150.1199; 2041 22: 4150.1199; 2042 23: 4150.1199; 2043 24: 4150.1199; 2044 25: 4150.1199; 2045 26: 4150.1199; 2046 27: 4150.1199; 2047 28: 4150.1199; 2048 29: 4150.1199; 2049 30: 4150.1199
Depreciation Tables
|  | 5 | 2020 1: 20%; 2021 2: 32%; 2022 3: 19.2%; 2023 4: 11.52%; 2024 5: 11.52%; 2025 6: 5.76%; 2026 7: 0%; 2027 8: 0%; 2028 9: 0%; 2029 10: 0%; 2030 11: 0%; 2031 12: 0%; 2032 13: 0%; 2033 14: 0%; 2034 15: 0%; 2035 16: 0%; 2036 17: 0%; 2037 18: 0%; 2038 19: 0%; 2039 20: 0%; 2040 21: 0%
|  | 5 | 0: 1; 2020 1: 20%; 2021 2: 32%; 2022 3: 19.2%; 2023 4: 11.52%; 2024 5: 11.52%; 2025 6: 5.76%
|  | 10 | 0: 0; 2020 1: 10%; 2021 2: 18%; 2022 3: 14.4%; 2023 4: 11.52%; 2024 5: 9.22%; 2025 6: 7.37%; 2026 7: 6.55%; 2027 8: 6.55%; 2028 9: 6.56%; 2029 10: 6.55%; 2030 11: 3.28%
|  | 15 | 0: 0; 2020 1: 5%; 2021 2: 9.5%; 2022 3: 8.55%; 2023 4: 7.7%; 2024 5: 6.93%; 2025 6: 6.23%; 2026 7: 5.9%; 2027 8: 5.9%; 2028 9: 5.91%; 2029 10: 5.9%; 2030 11: 5.91%; 2031 12: 5.9%; 2032 13: 5.91%; 2033 14: 5.9%; 2034 15: 5.91%; 2035 16: 2.95%
|  | 20 | 0: 0; 2020 1: 3.75%; 2021 2: 7.219%; 2022 3: 6.677%; 2023 4: 6.177%; 2024 5: 5.713%; 2025 6: 5.285%; 2026 7: 4.888%; 2027 8: 4.522%; 2028 9: 4.462%; 2029 10: 4.461%; 2030 11: 4.462%; 2031 12: 4.461%; 2032 13: 4.462%; 2033 14: 4.461%; 2034 15: 4.462%; 2035 16: 4.461%; 2036 17: 4.462%; 2037 18: 4.461%; 2038 19: 4.462%; 2039 20: 4.461%; 2040 21: 2.231%
Revenue Requirement by vintage year
2012 $000
|  |  |  | 2020 | 2021 | 2022 | 2023 | 2024 | 2025 | 2026 | 2027 | 2028 | 2029 | 2030 | 2031 | 2032 | 2033 | 2034 | 2035 | 2036 | 2037 | 2038 | 2039 | 2040 | 2041 | 2042 | 2043 | 2044 | 2045 | 2046 | 2047 | 2048 | 2049 | 2050 | 2051 | 2052 | 2053 | 2054 | 2055 | 2056 | 2057 | 2058 | 2059 | 2060 | 2061 | 2062 | 2063 | 2064 | 2065 | 2066 | 2067 | 2068 | 2069 | 2070 | 2071 | 2072 | 2073 | 2074 | 2075
|  | 2020 | 0% | 72030.2081 | 67900.0007 | 63812.6604 | 60822.7169 | 58244.2972 | 55974.5203 | 54322.0291 | 52978.1807 | 51634.3323 | 50290.484 | 48946.6356 | 47602.7873 | 46258.9389 | 44915.0906 | 24480.6905 | 43571.2422 | 42227.3938 | 40883.5455 | 39539.6971 | 38195.8488 | 36852.0004 | 35508.152 | 34164.3037 | 32820.4553 | 31476.607 | 30132.7586 | 28788.9102 | 27445.0619 | 26101.2135 | 24757.3652 | 0 | 0 | 0 | 0 | 0 | 0 | 0 | 0 | 0 | 0 | 0 | 0 | 0 | 0 | 0 | 0 | 0 | 0 | 0 | 0 | 0 | 0 | 0 | 0 | 0 | 0
|  | 2021 | -1.739% |  | 70777.5088 | 66719.1311 | 62702.875 | 59764.9305 | 57231.3529 | 55001.0504 | 53377.2981 | 52056.821 | 50736.344 | 49415.8669 | 48095.3898 | 46774.9127 | 45454.4356 | 44133.9585 | 24054.9394 | 42813.4815 | 41493.0044 | 40172.5273 | 38852.0502 | 37531.5731 | 36211.096 | 34890.619 | 33570.1419 | 32249.6648 | 30929.1877 | 29608.7106 | 28288.2335 | 26967.7565 | 25647.2794 | 24326.8023 | 0 | 0 | 0 | 0 | 0 | 0 | 0 | 0 | 0 | 0 | 0 | 0 | 0 | 0 | 0 | 0 | 0 | 0 | 0 | 0 | 0 | 0 | 0 | 0 | 0
|  | 2022 | -1.835% |  |  | 69478.8389 | 65494.9269 | 61552.3635 | 58668.3263 | 56181.2363 | 53991.8568 | 52397.8982 | 51101.65 | 49805.4019 | 48509.1537 | 47212.9056 | 45916.6574 | 44620.4093 | 43324.1611 | 23613.5643 | 42027.913 | 40731.6648 | 39435.4167 | 38139.1686 | 36842.9204 | 35546.6723 | 34250.4241 | 32954.176 | 31657.9278 | 30361.6797 | 29065.4315 | 27769.1834 | 26472.9352 | 25176.6871 | 23880.439 | 0 | 0 | 0 | 0 | 0 | 0 | 0 | 0 | 0 | 0 | 0 | 0 | 0 | 0 | 0 | 0 | 0 | 0 | 0 | 0 | 0 | 0 | 0 | 0
|  | 2023 | -1.869% |  |  |  | 68180.169 | 64270.7227 | 60401.8521 | 57571.7221 | 55131.1197 | 52982.6632 | 51418.4982 | 50146.479 | 48874.4598 | 47602.4406 | 46330.4214 | 45058.4022 | 43786.3829 | 42514.3637 | 23172.1893 | 41242.3445 | 39970.3253 | 38698.3061 | 37426.2869 | 36154.2677 | 34882.2485 | 33610.2293 | 32338.2101 | 31066.1909 | 29794.1717 | 28522.1524 | 27250.1332 | 25978.114 | 24706.0948 | 23434.0756 | 0 | 0 | 0 | 0 | 0 | 0 | 0 | 0 | 0 | 0 | 0 | 0 | 0 | 0 | 0 | 0 | 0 | 0 | 0 | 0 | 0 | 0 | 0
|  | 2024 | -1.905% |  |  |  |  | 66881.4991 | 63046.5184 | 59251.3406 | 56475.1178 | 54081.0032 | 51973.4696 | 50439.0982 | 49191.308 | 47943.5177 | 46695.7274 | 45447.9371 | 44200.1469 | 42952.3566 | 41704.5663 | 22730.8143 | 40456.7761 | 39208.9858 | 37961.1955 | 36713.4052 | 35465.615 | 34217.8247 | 32970.0344 | 31722.2442 | 30474.4539 | 29226.6636 | 27978.8733 | 26731.0831 | 25483.2928 | 24235.5025 | 22987.7123 | 0 | 0 | 0 | 0 | 0 | 0 | 0 | 0 | 0 | 0 | 0 | 0 | 0 | 0 | 0 | 0 | 0 | 0 | 0 | 0 | 0 | 0
|  | 2025 | -1.942% | [5 empty] | 65582.8293 | 61822.3142 | 58100.8291 | 55378.5136 | 53030.8866 | 50964.276 | 49459.6983 | 48236.1369 | 47012.5756 | 45789.0143 | 44565.4529 | 43341.8916 | 42118.3303 | 40894.7689 | 22289.4392 | 39671.2076 | 38447.6463 | 37224.0849 | 36000.5236 | 34776.9623 | 33553.4009 | 32329.8396 | 31106.2783 | 29882.7169 | 28659.1556 | 27435.5943 | 26212.0329 | 24988.4716 | 23764.9103 | 22541.3489 | 0 | 0 | 0 | 0 | 0 | 0 | 0 | 0 | 0 | 0 | 0 | 0 | 0 | 0 | 0 | 0 | 0 | 0 | 0 | 0 | 0
|  | 2026 | -1.98% | [6 empty] | 64284.1594 | 60598.1099 | 56950.3177 | 54281.9094 | 51980.77 | 49955.0824 | 48480.2983 | 47280.9659 | 46081.6335 | 44882.3011 | 43682.9687 | 42483.6363 | 41284.3039 | 40084.9715 | 21848.0642 | 38885.6391 | 37686.3067 | 36486.9743 | 35287.6419 | 34088.3095 | 32888.9771 | 31689.6447 | 30490.3124 | 29290.98 | 28091.6476 | 26892.3152 | 25692.9828 | 24493.6504 | 23294.318 | 22094.9856 | 0 | 0 | 0 | 0 | 0 | 0 | 0 | 0 | 0 | 0 | 0 | 0 | 0 | 0 | 0 | 0 | 0 | 0 | 0 | 0
|  | 2027 | -2.02% | [7 empty] | 62985.4895 | 59373.9057 | 55799.8062 | 53185.3051 | 50930.6535 | 48945.8888 | 47500.8983 | 46325.7949 | 45150.6914 | 43975.588 | 42800.4845 | 41625.381 | 40450.2776 | 39275.1741 | 21406.6892 | 38100.0707 | 36924.9672 | 35749.8637 | 34574.7603 | 33399.6568 | 32224.5534 | 31049.4499 | 29874.3464 | 28699.243 | 27524.1395 | 26349.0361 | 25173.9326 | 23998.8291 | 22823.7257 | 21648.6222 | 0 | 0 | 0 | 0 | 0 | 0 | 0 | 0 | 0 | 0 | 0 | 0 | 0 | 0 | 0 | 0 | 0 | 0 | 0
|  | 2028 | -2.062% | [8 empty] | 61686.8196 | 58149.7014 | 54649.2947 | 52088.7009 | 49880.5369 | 47936.6953 | 46521.4984 | 45370.6238 | 44219.7493 | 43068.8748 | 41918.0003 | 40767.1258 | 39616.2512 | 38465.3767 | 20965.3141 | 37314.5022 | 36163.6277 | 35012.7531 | 33861.8786 | 32711.0041 | 31560.1296 | 30409.2551 | 29258.3805 | 28107.506 | 26956.6315 | 25805.757 | 24654.8825 | 23504.0079 | 22353.1334 | 21202.2589 | 0 | 0 | 0 | 0 | 0 | 0 | 0 | 0 | 0 | 0 | 0 | 0 | 0 | 0 | 0 | 0 | 0 | 0
|  | 2029 | -2.105% | [9 empty] | 60388.1497 | 56925.4972 | 53498.7833 | 50992.0967 | 48830.4203 | 46927.5017 | 45542.0984 | 44415.4528 | 43288.8072 | 42162.1616 | 41035.5161 | 39908.8705 | 38782.2249 | 37655.5793 | 20523.9391 | 36528.9337 | 35402.2881 | 34275.6426 | 33148.997 | 32022.3514 | 30895.7058 | 29769.0602 | 28642.4146 | 27515.769 | 26389.1235 | 25262.4779 | 24135.8323 | 23009.1867 | 21882.5411 | 20755.8955 | 0 | 0 | 0 | 0 | 0 | 0 | 0 | 0 | 0 | 0 | 0 | 0 | 0 | 0 | 0 | 0 | 0
|  | 2030 | -2.151% | [10 empty] | 59089.4798 | 55701.293 | 52348.2718 | 49895.4924 | 47780.3038 | 45918.3081 | 44562.6984 | 43460.2818 | 42357.8651 | 41255.4485 | 40153.0318 | 39050.6152 | 37948.1986 | 36845.7819 | 20082.5641 | 35743.3653 | 34640.9486 | 33538.532 | 32436.1153 | 31333.6987 | 30231.282 | 29128.8654 | 28026.4487 | 26924.0321 | 25821.6154 | 24719.1988 | 23616.7821 | 22514.3655 | 21411.9488 | 20309.5322 | 0 | 0 | 0 | 0 | 0 | 0 | 0 | 0 | 0 | 0 | 0 | 0 | 0 | 0 | 0 | 0
|  | 2031 | -1.08% | [11 empty] | 58451.2438 | 55099.6533 | 51782.8487 | 49356.5623 | 47264.2201 | 45422.3362 | 44081.3687 | 42990.8595 | 41900.3502 | 40809.841 | 39719.3317 | 38628.8225 | 37538.3133 | 36447.804 | 19865.6487 | 35357.2948 | 34266.7855 | 33176.2763 | 32085.767 | 30995.2578 | 29904.7485 | 28814.2393 | 27723.73 | 26633.2208 | 25542.7115 | 24452.2023 | 23361.693 | 22271.1838 | 21180.6745 | 20090.1653 | 0 | 0 | 0 | 0 | 0 | 0 | 0 | 0 | 0 | 0 | 0 | 0 | 0 | 0 | 0
|  | 2032 | -1.094% | [12 empty] | 57812.0348 | 54497.0965 | 51216.5638 | 48816.8106 | 46747.3498 | 44925.6083 | 43599.3053 | 42520.7216 | 41442.1379 | 40363.5542 | 39284.9705 | 38206.3868 | 37127.8031 | 36049.2194 | 19648.4027 | 34970.6358 | 33892.0521 | 32813.4684 | 31734.8847 | 30656.301 | 29577.7173 | 28499.1336 | 27420.5499 | 26341.9662 | 25263.3825 | 24184.7988 | 23106.2151 | 22027.6314 | 20949.0477 | 19870.464 | 0 | 0 | 0 | 0 | 0 | 0 | 0 | 0 | 0 | 0 | 0 | 0 | 0 | 0
|  | 2033 | -1.107% | [13 empty] | 57171.8529 | 53893.6227 | 50649.4169 | 48276.2374 | 46229.6928 | 44428.1243 | 43116.5082 | 42049.8682 | 40983.2282 | 39916.5882 | 38849.9482 | 37783.3082 | 36716.6682 | 35650.0282 | 19430.826 | 34583.3882 | 33516.7482 | 32450.1083 | 31383.4683 | 30316.8283 | 29250.1883 | 28183.5483 | 27116.9083 | 26050.2683 | 24983.6283 | 23916.9883 | 22850.3483 | 21783.7083 | 20717.0683 | 19650.4283 | 0 | 0 | 0 | 0 | 0 | 0 | 0 | 0 | 0 | 0 | 0 | 0 | 0
|  | 2034 | -1.121% | [14 empty] | 56530.6982 | 53289.2317 | 50081.4081 | 47734.8427 | 45711.2491 | 43929.8844 | 42632.9774 | 41578.2992 | 40523.6211 | 39468.9429 | 38414.2648 | 37359.5867 | 36304.9085 | 35250.2304 | 19212.9186 | 34195.5522 | 33140.8741 | 32086.1959 | 31031.5178 | 29976.8397 | 28922.1615 | 27867.4834 | 26812.8052 | 25758.1271 | 24703.449 | 23648.7708 | 22594.0927 | 21539.4145 | 20484.7364 | 19430.0582 | 0 | 0 | 0 | 0 | 0 | 0 | 0 | 0 | 0 | 0 | 0 | 0
|  | 2035 | -1.136% | [15 empty] | 55888.5705 | 52683.9236 | 49512.5374 | 47192.6265 | 45192.0187 | 43430.8884 | 42148.7128 | 41106.0147 | 40063.3165 | 39020.6184 | 37977.9203 | 36935.2221 | 35892.524 | 34849.8258 | 18994.6806 | 33807.1277 | 32764.4296 | 31721.7314 | 30679.0333 | 29636.3352 | 28593.637 | 27550.9389 | 26508.2407 | 25465.5426 | 24422.8445 | 23380.1463 | 22337.4482 | 21294.7501 | 20252.0519 | 19209.3538 | 0 | 0 | 0 | 0 | 0 | 0 | 0 | 0 | 0 | 0 | 0
|  | 2036 | -1.151% | [16 empty] | 55245.47 | 52077.6984 | 48942.8049 | 46649.5887 | 44672.0016 | 42931.1363 | 41663.7145 | 40633.0146 | 39602.3146 | 38571.6146 | 37540.9146 | 36510.2146 | 35479.5146 | 34448.8147 | 18776.112 | 33418.1147 | 32387.4147 | 31356.7147 | 30326.0147 | 29295.3148 | 28264.6148 | 27233.9148 | 26203.2148 | 25172.5148 | 24141.8148 | 23111.1149 | 22080.4149 | 21049.7149 | 20019.0149 | 18988.3149 | 0 | 0 | 0 | 0 | 0 | 0 | 0 | 0 | 0 | 0
|  | 2037 | -1.166% | [17 empty] | 54601.3966 | 51470.5561 | 48372.2104 | 46105.7295 | 44151.1978 | 42430.6282 | 41177.9826 | 40159.2989 | 39140.6152 | 38121.9315 | 37103.2479 | 36084.5642 | 35065.8805 | 34047.1968 | 18557.2127 | 33028.5132 | 32009.8295 | 30991.1458 | 29972.4621 | 28953.7784 | 27935.0948 | 26916.4111 | 25897.7274 | 24879.0437 | 23860.3601 | 22841.6764 | 21822.9927 | 20804.309 | 19785.6254 | 18766.9417 | 0 | 0 | 0 | 0 | 0 | 0 | 0 | 0 | 0
|  | 2038 | -1.181% | [18 empty] | 53956.3503 | 50862.4967 | 47800.754 | 45561.0487 | 43629.6074 | 41929.3641 | 40691.5169 | 39684.8677 | 38678.2184 | 37671.5692 | 36664.92 | 35658.2708 | 34651.6216 | 33644.9723 | 18337.9827 | 32638.3231 | 31631.6739 | 30625.0247 | 29618.3755 | 28611.7262 | 27605.077 | 26598.4278 | 25591.7786 | 24585.1294 | 23578.4801 | 22571.8309 | 21565.1817 | 20558.5325 | 19551.8833 | 18545.234 | 0 | 0 | 0 | 0 | 0 | 0 | 0 | 0
|  | 2039 | -1.197% | [19 empty] | 53310.3311 | 50253.5202 | 47228.4357 | 45015.5464 | 43107.2302 | 41427.344 | 40204.3175 | 39209.7209 | 38215.1242 | 37220.5276 | 36225.931 | 35231.3344 | 34236.7378 | 33242.1412 | 18118.4221 | 32247.5446 | 31252.948 | 30258.3514 | 29263.7547 | 28269.1581 | 27274.5615 | 26279.9649 | 25285.3683 | 24290.7717 | 23296.1751 | 22301.5785 | 21306.9818 | 20312.3852 | 19317.7886 | 18323.192 | 0 | 0 | 0 | 0 | 0 | 0 | 0
|  | 2040 | -1.214% | [20 empty] | 52663.3389 | 49643.6266 | 46655.2555 | 44469.2226 | 42584.0664 | 40924.5678 | 39716.3844 | 38733.8585 | 37751.3326 | 36768.8068 | 35786.2809 | 34803.7551 | 33821.2292 | 32838.7034 | 17898.5309 | 31856.1775 | 30873.6517 | 29891.1258 | 28908.6 | 27926.0741 | 26943.5483 | 25961.0224 | 24978.4966 | 23995.9707 | 23013.4449 | 22030.919 | 21048.3932 | 20065.8673 | 19083.3414 | 18100.8156 | 0 | 0 | 0 | 0 | 0 | 0
|  | 2041 | -1.23% | [21 empty] | 52015.3739 | 49032.8159 | 46081.2135 | 43922.0773 | 42060.1159 | 40421.0356 | 39227.7175 | 38257.2806 | 37286.8436 | 36316.4067 | 35345.9698 | 34375.5328 | 33405.0959 | 32434.6589 | 17678.3089 | 31464.222 | 30493.785 | 29523.3481 | 28552.9112 | 27582.4742 | 26612.0373 | 25641.6003 | 24671.1634 | 23700.7264 | 22730.2895 | 21759.8526 | 20789.4156 | 19818.9787 | 18848.5417 | 17878.1048 | 0 | 0 | 0 | 0 | 0
|  | 2042 | -1.248% | [22 empty] | 51366.4361 | 48421.088 | 45506.3095 | 43374.1104 | 41535.3786 | 39916.7473 | 38738.317 | 37779.9871 | 36821.6572 | 35863.3273 | 34904.9975 | 33946.6676 | 32988.3377 | 32030.0078 | 17457.7564 | 31071.6779 | 30113.348 | 29155.0182 | 28196.6883 | 27238.3584 | 26280.0285 | 25321.6986 | 24363.3688 | 23405.0389 | 22446.709 | 21488.3791 | 20530.0492 | 19571.7193 | 18613.3895 | 17655.0596 | 0 | 0 | 0 | 0
|  | 2043 | -1.265% | 2043: 50716.5253; 2044: 47808.4431; 2045: 44930.5436; 2046: 42825.3221; 2047: 41009.8547; 2048: 39411.7031; 2049: 38248.1827; 2050: 37301.9781; 2051: 36355.7734; 2052: 35409.5687; 2053: 34463.364; 2054: 33517.1594; 2055: 32570.9547; 2056: 31624.75; 2057: 17236.8731; 2058: 30678.5454; 2059: 29732.3407; 2060: 28786.136; 2061: 27839.9314; 2062: 26893.7267; 2063: 25947.522; 2064: 25001.3173; 2065: 24055.1127; 2066: 23108.908; 2067: 22162.7033; 2068: 21216.4987; 2069: 20270.294; 2070: 19324.0893; 2071: 18377.8847; 2072: 17431.68; 2073: 0; 2074: 0; 2075: 0
|  | 2044 | -1.283% | 2044: 50065.6416; 2045: 47194.881; 2046: 44353.9158; 2047: 42275.7122; 2048: 40483.5441; 2049: 38905.9028; 2050: 37757.3148; 2051: 36823.2534; 2052: 35889.1921; 2053: 34955.1308; 2054: 34021.0695; 2055: 33087.0082; 2056: 32152.9469; 2057: 31218.8856; 2058: 17015.6593; 2059: 30284.8243; 2060: 29350.763; 2061: 28416.7017; 2062: 27482.6404; 2063: 26548.5791; 2064: 25614.5178; 2065: 24680.4565; 2066: 23746.3952; 2067: 22812.3338; 2068: 21878.2725; 2069: 20944.2112; 2070: 20010.1499; 2071: 19076.0886; 2072: 18142.0273; 2073: 17207.966; 2074: 0; 2075: 0
|  | 2045 | -1.302% | 2045: 49413.785; 2046: 46580.4019; 2047: 43776.4261; 2048: 41725.2808; 2049: 39956.4468; 2050: 38399.3464; 2051: 37265.7131; 2052: 36343.8133; 2053: 35421.9135; 2054: 34500.0137; 2055: 33578.1139; 2056: 32656.2141; 2057: 31734.3143; 2058: 30812.4145; 2059: 16794.1147; 2060: 29890.5147; 2061: 28968.6149; 2062: 28046.7151; 2063: 27124.8154; 2064: 26202.9156; 2065: 25281.0158; 2066: 24359.116; 2067: 23437.2162; 2068: 22515.3164; 2069: 21593.4166; 2070: 20671.5168; 2071: 19749.617; 2072: 18827.7172; 2073: 17905.8174; 2074: 16983.9176; 2075: 0
|  | 2046 | -1.321% | 2046: 48760.9556; 2047: 45965.0056; 2048: 43198.0746; 2049: 41174.0279; 2050: 39428.5628; 2051: 37892.034; 2052: 36773.3777; 2053: 35863.6576; 2054: 34953.9374; 2055: 34044.2173; 2056: 33134.4972; 2057: 32224.777; 2058: 31315.0569; 2059: 30405.3368; 2060: 16572.2395; 2061: 29495.6167; 2062: 28585.8965; 2063: 27676.1764; 2064: 26766.4563; 2065: 25856.7361; 2066: 24947.016; 2067: 24037.2959; 2068: 23127.5758; 2069: 22217.8556; 2070: 21308.1355; 2071: 20398.4154; 2072: 19488.6952; 2073: 18578.9751; 2074: 17669.255; 2075: 16759.5349 | 0 | 0 | 0 | 0
|  | 2047 | -1.341% | 2047: 48107.1532; 2048: 45348.6922; 2049: 42618.8611; 2050: 40621.9535; 2051: 38899.8922; 2052: 37383.9656; 2053: 36280.3086; 2054: 35382.7863; 2055: 34485.2639; 2056: 33587.7416; 2057: 32690.2193; 2058: 31792.697; 2059: 30895.1747; 2060: 29997.6524; 2061: 16350.0337; 2062: 29100.1301; 2063: 28202.6078; 2064: 27305.0854; 2065: 26407.5631; 2066: 25510.0408; 2067: 24612.5185; 2068: 23714.9962; 2069: 22817.4739; 2070: 21919.9516; 2071: 21022.4293; 2072: 20124.907; 2073: 19227.3846; 2074: 18329.8623; 2075: 17432.34 | 16534.8177 | 0 | 0 | 0
|  | 2048 | -1.361% | 2048: 47452.378; 2049: 44731.4618; 2050: 42038.7857; 2051: 40069.0575; 2052: 38370.4348; 2053: 36875.1412; 2054: 35786.5058; 2055: 34901.1994; 2056: 34015.8931; 2057: 33130.5867; 2058: 32245.2804; 2059: 31359.974; 2060: 30474.6677; 2061: 29589.3613; 2062: 16127.4972; 2063: 28704.055; 2064: 27818.7486; 2065: 26933.4423; 2066: 26048.136; 2067: 25162.8296; 2068: 24277.5233; 2069: 23392.2169; 2070: 22506.9106; 2071: 21621.6042; 2072: 20736.2979; 2073: 19850.9915; 2074: 18965.6852; 2075: 18080.3788 | 17195.0725 | 16309.7662 | 0 | 0
|  | 2049 | -1.382% | 2049: 46796.6298; 2050: 44113.3142; 2051: 41457.8484; 2052: 39515.3401; 2053: 37840.1908; 2054: 36365.5607; 2055: 35291.9692; 2056: 34418.897; 2057: 33545.8248; 2058: 32672.7525; 2059: 31799.6803; 2060: 30926.6081; 2061: 30053.5359; 2062: 29180.4636; 2063: 15904.63; 2064: 28307.3914; 2065: 27434.3192; 2066: 26561.2469; 2067: 25688.1747; 2068: 24815.1025; 2069: 23942.0303; 2070: 23068.958; 2071: 22195.8858; 2072: 21322.8136; 2073: 20449.7414; 2074: 19576.6691; 2075: 18703.5969 | 17830.5247 | 16957.4524 | 16084.3802 | 0
|  | 2050 | -1.403% | 2050: 46139.9088; 2051: 43494.2495; 2052: 40876.0492; 2053: 38960.8011; 2054: 37309.16; 2055: 35855.2242; 2056: 34796.699; 2057: 33935.879; 2058: 33075.0591; 2059: 32214.2391; 2060: 31353.4191; 2061: 30492.5992; 2062: 29631.7792; 2063: 28770.9593; 2064: 15681.4322; 2065: 27910.1393; 2066: 27049.3193; 2067: 26188.4994; 2068: 25327.6794; 2069: 24466.8595; 2070: 23606.0395; 2071: 22745.2196; 2072: 21884.3996; 2073: 21023.5796; 2074: 20162.7597; 2075: 19301.9397 | 18441.1198 | 17580.2998 | 16719.4798 | 15858.6599
Revenue Requirement by vintage year
2012 $/MW-wk
| Aurora Input |  | Levelized Cost | 2020 | 2021 | 2022 | 2023 | 2024 | 2025 | 2026 | 2027 | 2028 | 2029 | 2030 | 2031 | 2032 | 2033 | 2034 | 2035 | 2036 | 2037 | 2038 | 2039 | 2040 | 2041 | 2042 | 2043 | 2044 | 2045 | 2046 | 2047 | 2048 | 2049 | 2050 | 2051 | 2052 | 2053 | 2054 | 2055 | 2056 | 2057 | 2058 | 2059 | 2060 | 2061 | 2062 | 2063 | 2064 | 2065 | 2066 | 2067 | 2068 | 2069 | 2070 | 2071 | 2072 | 2073 | 2074 | 2075
|  | 2020 | 2319.0588 | 3462.9908 | 3264.4231 | 3067.9164 | 2924.1691 | 2800.2066 | 2691.0827 | 2611.636 | 2547.0279 | 2482.4198 | 2417.8117 | 2353.2036 | 2288.5955 | 2223.9874 | 2159.3794 | 1176.9563 | 2094.7713 | 2030.1632 | 1965.5551 | 1900.947 | 1836.3389 | 1771.7308 | 1707.1227 | 1642.5146 | 1577.9065 | 1513.2984 | 1448.6903 | 1384.0822 | 1319.4741 | 1254.866 | 1190.2579 | 0 | 0 | 0 | 0 | 0 | 0 | 0 | 0 | 0 | 0 | 0 | 0 | 0 | 0 | 0 | 0 | 0 | 0 | 0 | 0 | 0 | 0 | 0 | 0 | 0 | 0
|  | 2021 | 2278.7274 |  | 3402.7648 | 3207.6505 | 3014.5613 | 2873.314 | 2751.5073 | 2644.2813 | 2566.2163 | 2502.7318 | 2439.2473 | 2375.7628 | 2312.2784 | 2248.7939 | 2185.3094 | 2121.8249 | 1156.4875 | 2058.3405 | 1994.856 | 1931.3715 | 1867.887 | 1804.4026 | 1740.9181 | 1677.4336 | 1613.9491 | 1550.4647 | 1486.9802 | 1423.4957 | 1360.0112 | 1296.5268 | 1233.0423 | 1169.5578 | 0 | 0 | 0 | 0 | 0 | 0 | 0 | 0 | 0 | 0 | 0 | 0 | 0 | 0 | 0 | 0 | 0 | 0 | 0 | 0 | 0 | 0 | 0 | 0 | 0
|  | 2022 | 2236.9159 |  |  | 3340.3288 | 3148.7946 | 2959.2482 | 2820.5926 | 2701.021 | 2595.7623 | 2519.1297 | 2456.8101 | 2394.4905 | 2332.1709 | 2269.8512 | 2207.5316 | 2145.212 | 2082.8924 | 1135.2675 | 2020.5727 | 1958.2531 | 1895.9335 | 1833.6139 | 1771.2943 | 1708.9746 | 1646.655 | 1584.3354 | 1522.0158 | 1459.6961 | 1397.3765 | 1335.0569 | 1272.7373 | 1210.4176 | 1148.098 | 0 | 0 | 0 | 0 | 0 | 0 | 0 | 0 | 0 | 0 | 0 | 0 | 0 | 0 | 0 | 0 | 0 | 0 | 0 | 0 | 0 | 0 | 0 | 0
|  | 2023 | 2195.1043 |  |  |  | 3277.8927 | 3089.9386 | 2903.9352 | 2767.8713 | 2650.5346 | 2547.2434 | 2472.0432 | 2410.8884 | 2349.7336 | 2288.5789 | 2227.4241 | 2166.2693 | 2105.1146 | 2043.9598 | 1114.0476 | 1982.805 | 1921.6503 | 1860.4955 | 1799.3407 | 1738.1859 | 1677.0312 | 1615.8764 | 1554.7216 | 1493.5669 | 1432.4121 | 1371.2573 | 1310.1026 | 1248.9478 | 1187.793 | 1126.6383 | 0 | 0 | 0 | 0 | 0 | 0 | 0 | 0 | 0 | 0 | 0 | 0 | 0 | 0 | 0 | 0 | 0 | 0 | 0 | 0 | 0 | 0 | 0
|  | 2024 | 2153.2928 |  |  |  |  | 3215.4567 | 3031.0826 | 2848.6221 | 2715.1499 | 2600.0482 | 2498.7245 | 2424.9566 | 2364.9667 | 2304.9768 | 2244.9869 | 2184.997 | 2125.0071 | 2065.0171 | 2005.0272 | 1092.8276 | 1945.0373 | 1885.0474 | 1825.0575 | 1765.0676 | 1705.0776 | 1645.0877 | 1585.0978 | 1525.1079 | 1465.118 | 1405.1281 | 1345.1381 | 1285.1482 | 1225.1583 | 1165.1684 | 1105.1785 | 0 | 0 | 0 | 0 | 0 | 0 | 0 | 0 | 0 | 0 | 0 | 0 | 0 | 0 | 0 | 0 | 0 | 0 | 0 | 0 | 0 | 0
|  | 2025 | 2111.4813 | [5 empty] | 3153.0206 | 2972.2266 | 2793.3091 | 2662.4285 | 2549.5619 | 2450.2056 | 2377.8701 | 2319.045 | 2260.22 | 2201.3949 | 2142.5699 | 2083.7448 | 2024.9197 | 1966.0947 | 1071.6077 | 1907.2696 | 1848.4445 | 1789.6195 | 1730.7944 | 1671.9693 | 1613.1443 | 1554.3192 | 1495.4941 | 1436.6691 | 1377.844 | 1319.019 | 1260.1939 | 1201.3688 | 1142.5438 | 1083.7187 | 0 | 0 | 0 | 0 | 0 | 0 | 0 | 0 | 0 | 0 | 0 | 0 | 0 | 0 | 0 | 0 | 0 | 0 | 0 | 0 | 0
|  | 2026 | 2069.6698 | [6 empty] | 3090.5846 | 2913.3707 | 2737.996 | 2609.7072 | 2499.0755 | 2401.6867 | 2330.7836 | 2273.1234 | 2215.4631 | 2157.8029 | 2100.1427 | 2042.4825 | 1984.8223 | 1927.1621 | 1050.3877 | 1869.5019 | 1811.8417 | 1754.1815 | 1696.5212 | 1638.861 | 1581.2008 | 1523.5406 | 1465.8804 | 1408.2202 | 1350.56 | 1292.8998 | 1235.2396 | 1177.5793 | 1119.9191 | 1062.2589 | 0 | 0 | 0 | 0 | 0 | 0 | 0 | 0 | 0 | 0 | 0 | 0 | 0 | 0 | 0 | 0 | 0 | 0 | 0 | 0
|  | 2027 | 2027.8583 | [7 empty] | 3028.1485 | 2854.5147 | 2682.683 | 2556.9858 | 2448.5891 | 2353.1677 | 2283.697 | 2227.2017 | 2170.7063 | 2114.211 | 2057.7156 | 2001.2202 | 1944.7249 | 1888.2295 | 1029.1677 | 1831.7342 | 1775.2388 | 1718.7434 | 1662.2481 | 1605.7527 | 1549.2574 | 1492.762 | 1436.2667 | 1379.7713 | 1323.2759 | 1266.7806 | 1210.2852 | 1153.7899 | 1097.2945 | 1040.7991 | 0 | 0 | 0 | 0 | 0 | 0 | 0 | 0 | 0 | 0 | 0 | 0 | 0 | 0 | 0 | 0 | 0 | 0 | 0
|  | 2028 | 1986.0468 | [8 empty] | 2965.7125 | 2795.6587 | 2627.3699 | 2504.2645 | 2398.1027 | 2304.6488 | 2236.6105 | 2181.28 | 2125.9495 | 2070.619 | 2015.2885 | 1959.958 | 1904.6275 | 1849.297 | 1007.9478 | 1793.9665 | 1738.6359 | 1683.3054 | 1627.9749 | 1572.6444 | 1517.3139 | 1461.9834 | 1406.6529 | 1351.3224 | 1295.9919 | 1240.6614 | 1185.3309 | 1130.0004 | 1074.6699 | 1019.3394 | 0 | 0 | 0 | 0 | 0 | 0 | 0 | 0 | 0 | 0 | 0 | 0 | 0 | 0 | 0 | 0 | 0 | 0
|  | 2029 | 1944.2353 | [9 empty] | 2903.2764 | 2736.8028 | 2572.0569 | 2451.5431 | 2347.6164 | 2256.1299 | 2189.524 | 2135.3583 | 2081.1927 | 2027.027 | 1972.8613 | 1918.6957 | 1864.53 | 1810.3644 | 986.7278 | 1756.1987 | 1702.0331 | 1647.8674 | 1593.7018 | 1539.5361 | 1485.3705 | 1431.2048 | 1377.0392 | 1322.8735 | 1268.7079 | 1214.5422 | 1160.3766 | 1106.2109 | 1052.0452 | 997.8796 | 0 | 0 | 0 | 0 | 0 | 0 | 0 | 0 | 0 | 0 | 0 | 0 | 0 | 0 | 0 | 0 | 0
|  | 2030 | 1902.4238 | [10 empty] | 2840.8404 | 2677.9468 | 2516.7438 | 2398.8218 | 2297.13 | 2207.611 | 2142.4374 | 2089.4366 | 2036.4358 | 1983.435 | 1930.4342 | 1877.4334 | 1824.4326 | 1771.4318 | 965.5079 | 1718.431 | 1665.4302 | 1612.4294 | 1559.4286 | 1506.4278 | 1453.427 | 1400.4262 | 1347.4254 | 1294.4246 | 1241.4238 | 1188.423 | 1135.4222 | 1082.4214 | 1029.4206 | 976.4198 | 0 | 0 | 0 | 0 | 0 | 0 | 0 | 0 | 0 | 0 | 0 | 0 | 0 | 0 | 0 | 0
|  | 2031 | 1881.8753 | [11 empty] | 2810.1559 | 2649.0218 | 2489.56 | 2372.9116 | 2272.3183 | 2183.7662 | 2119.2966 | 2066.8682 | 2014.4399 | 1962.0116 | 1909.5833 | 1857.1549 | 1804.7266 | 1752.2983 | 955.0793 | 1699.8699 | 1647.4416 | 1595.0133 | 1542.585 | 1490.1566 | 1437.7283 | 1385.3 | 1332.8716 | 1280.4433 | 1228.015 | 1175.5866 | 1123.1583 | 1070.73 | 1018.3017 | 965.8733 | 0 | 0 | 0 | 0 | 0 | 0 | 0 | 0 | 0 | 0 | 0 | 0 | 0 | 0 | 0
|  | 2032 | 1861.2956 | [12 empty] | 2779.4247 | 2620.0527 | 2462.3348 | 2346.962 | 2247.4687 | 2159.885 | 2096.1204 | 2044.2655 | 1992.4105 | 1940.5555 | 1888.7005 | 1836.8455 | 1784.9905 | 1733.1356 | 944.6347 | 1681.2806 | 1629.4256 | 1577.5706 | 1525.7156 | 1473.8606 | 1422.0056 | 1370.1507 | 1318.2957 | 1266.4407 | 1214.5857 | 1162.7307 | 1110.8757 | 1059.0207 | 1007.1658 | 955.3108 | 0 | 0 | 0 | 0 | 0 | 0 | 0 | 0 | 0 | 0 | 0 | 0 | 0 | 0
|  | 2033 | 1840.6845 | [13 empty] | 2748.6468 | 2591.0396 | 2435.0681 | 2320.973 | 2222.5814 | 2135.9675 | 2072.909 | 2021.6283 | 1970.3475 | 1919.0667 | 1867.786 | 1816.5052 | 1765.2244 | 1713.9437 | 934.1743 | 1662.6629 | 1611.3821 | 1560.1014 | 1508.8206 | 1457.5398 | 1406.2591 | 1354.9783 | 1303.6975 | 1252.4167 | 1201.136 | 1149.8552 | 1098.5744 | 1047.2937 | 996.0129 | 944.7321 | 0 | 0 | 0 | 0 | 0 | 0 | 0 | 0 | 0 | 0 | 0 | 0 | 0
|  | 2034 | 1820.0421 | [14 empty] | 2717.822 | 2561.9823 | 2407.76 | 2294.9444 | 2197.6562 | 2112.0137 | 2049.6624 | 1998.9567 | 1948.251 | 1897.5453 | 1846.8397 | 1796.134 | 1745.4283 | 1694.7226 | 923.698 | 1644.0169 | 1593.3113 | 1542.6056 | 1491.8999 | 1441.1942 | 1390.4885 | 1339.7829 | 1289.0772 | 1238.3715 | 1187.6658 | 1136.9601 | 1086.2545 | 1035.5488 | 984.8431 | 934.1374 | 0 | 0 | 0 | 0 | 0 | 0 | 0 | 0 | 0 | 0 | 0 | 0
|  | 2035 | 1799.3684 | [15 empty] | 2686.9505 | 2532.8809 | 2380.4105 | 2268.8763 | 2172.6932 | 2088.0235 | 2026.3804 | 1976.2507 | 1926.121 | 1875.9913 | 1825.8616 | 1775.7318 | 1725.6021 | 1675.4724 | 913.2058 | 1625.3427 | 1575.213 | 1525.0832 | 1474.9535 | 1424.8238 | 1374.6941 | 1324.5644 | 1274.4347 | 1224.3049 | 1174.1752 | 1124.0455 | 1073.9158 | 1023.7861 | 973.6563 | 923.5266 | 0 | 0 | 0 | 0 | 0 | 0 | 0 | 0 | 0 | 0 | 0
|  | 2036 | 1778.6634 | [16 empty] | 2656.0322 | 2503.7355 | 2353.0195 | 2242.7687 | 2147.6924 | 2063.9969 | 2003.0632 | 1953.5103 | 1903.9574 | 1854.4045 | 1804.8517 | 1755.2988 | 1705.7459 | 1656.193 | 902.6977 | 1606.6401 | 1557.0872 | 1507.5344 | 1457.9815 | 1408.4286 | 1358.8757 | 1309.3228 | 1259.7699 | 1210.2171 | 1160.6642 | 1111.1113 | 1061.5584 | 1012.0055 | 962.4526 | 912.8998 | 0 | 0 | 0 | 0 | 0 | 0 | 0 | 0 | 0 | 0
|  | 2037 | 1757.927 | [17 empty] | 2625.0671 | 2474.546 | 2325.587 | 2216.6216 | 2122.6537 | 2039.934 | 1979.7107 | 1930.7355 | 1881.7603 | 1832.7852 | 1783.81 | 1734.8348 | 1685.8596 | 1636.8845 | 892.1737 | 1587.9093 | 1538.9341 | 1489.9589 | 1440.9838 | 1392.0086 | 1343.0334 | 1294.0582 | 1245.083 | 1196.1079 | 1147.1327 | 1098.1575 | 1049.1823 | 1000.2072 | 951.232 | 902.2568 | 0 | 0 | 0 | 0 | 0 | 0 | 0 | 0 | 0
|  | 2038 | 1737.1594 | [18 empty] | 2594.0553 | 2445.3123 | 2298.1132 | 2190.435 | 2097.5773 | 2015.8348 | 1956.3229 | 1907.9263 | 1859.5297 | 1811.1331 | 1762.7365 | 1714.3399 | 1665.9433 | 1617.5467 | 881.6338 | 1569.1501 | 1520.7536 | 1472.357 | 1423.9604 | 1375.5638 | 1327.1672 | 1278.7706 | 1230.374 | 1181.9774 | 1133.5808 | 1085.1842 | 1036.7876 | 988.391 | 939.9944 | 891.5978 | 0 | 0 | 0 | 0 | 0 | 0 | 0 | 0
|  | 2039 | 1716.3604 | [19 empty] | 2562.9967 | 2416.0346 | 2270.5979 | 2164.209 | 2072.463 | 1991.6992 | 1932.8999 | 1885.0827 | 1837.2656 | 1789.4484 | 1741.6313 | 1693.8142 | 1645.997 | 1598.1799 | 871.078 | 1550.3627 | 1502.5456 | 1454.7284 | 1406.9113 | 1359.0941 | 1311.277 | 1263.4599 | 1215.6427 | 1167.8256 | 1120.0084 | 1072.1913 | 1024.3741 | 976.557 | 928.7398 | 880.9227 | 0 | 0 | 0 | 0 | 0 | 0 | 0
|  | 2040 | 1695.53 | [20 empty] | 2531.8913 | 2386.7128 | 2243.0411 | 2137.9434 | 2047.3109 | 1967.5273 | 1909.4416 | 1862.2047 | 1814.9679 | 1767.7311 | 1720.4943 | 1673.2575 | 1626.0206 | 1578.7838 | 860.5063 | 1531.547 | 1484.3102 | 1437.0734 | 1389.8365 | 1342.5997 | 1295.3629 | 1248.1261 | 1200.8893 | 1153.6524 | 1106.4156 | 1059.1788 | 1011.942 | 964.7052 | 917.4683 | 870.2315 | 0 | 0 | 0 | 0 | 0 | 0
|  | 2041 | 1674.6684 | [21 empty] | 2500.7391 | 2357.3469 | 2215.443 | 2111.6383 | 2022.121 | 1943.319 | 1885.948 | 1839.2923 | 1792.6367 | 1745.9811 | 1699.3255 | 1652.6698 | 1606.0142 | 1559.3586 | 849.9187 | 1512.703 | 1466.0474 | 1419.3917 | 1372.7361 | 1326.0805 | 1279.4249 | 1232.7692 | 1186.1136 | 1139.458 | 1092.8024 | 1046.1468 | 999.4911 | 952.8355 | 906.1799 | 859.5243 | 0 | 0 | 0 | 0 | 0
|  | 2042 | 1653.7754 | [22 empty] | 2469.5402 | 2327.9369 | 2187.8033 | 2085.2938 | 1996.8932 | 1919.0744 | 1862.4191 | 1816.3455 | 1770.272 | 1724.1984 | 1678.1249 | 1632.0513 | 1585.9778 | 1539.9042 | 839.3152 | 1493.8307 | 1447.7571 | 1401.6836 | 1355.61 | 1309.5365 | 1263.4629 | 1217.3894 | 1171.3158 | 1125.2423 | 1079.1687 | 1033.0951 | 987.0216 | 940.948 | 894.8745 | 848.8009 | 0 | 0 | 0 | 0
|  | 2043 | 1632.8511 | 2043: 2438.2945; 2044: 2298.4828; 2045: 2160.1223; 2046: 2058.9097; 2047: 1971.6276; 2048: 1894.7934; 2049: 1838.8549; 2050: 1793.3643; 2051: 1747.8737; 2052: 1702.3831; 2053: 1656.8925; 2054: 1611.4019; 2055: 1565.9113; 2056: 1520.4207; 2057: 828.6958; 2058: 1474.9301; 2059: 1429.4395; 2060: 1383.9488; 2061: 1338.4582; 2062: 1292.9676; 2063: 1247.477; 2064: 1201.9864; 2065: 1156.4958; 2066: 1111.0052; 2067: 1065.5146; 2068: 1020.024; 2069: 974.5334; 2070: 929.0428; 2071: 883.5521; 2072: 838.0615; 2073: 0; 2074: 0; 2075: 0
|  | 2044 | 1611.8955 | 2044: 2407.002; 2045: 2268.9847; 2046: 2132.3998; 2047: 2032.4862; 2048: 1946.3242; 2049: 1870.4761; 2050: 1815.2555; 2051: 1770.3487; 2052: 1725.4419; 2053: 1680.5351; 2054: 1635.6283; 2055: 1590.7215; 2056: 1545.8148; 2057: 1500.908; 2058: 818.0605; 2059: 1456.0012; 2060: 1411.0944; 2061: 1366.1876; 2062: 1321.2808; 2063: 1276.374; 2064: 1231.4672; 2065: 1186.5604; 2066: 1141.6536; 2067: 1096.7468; 2068: 1051.84; 2069: 1006.9332; 2070: 962.0264; 2071: 917.1196; 2072: 872.2129; 2073: 827.3061; 2074: 0; 2075: 0
|  | 2045 | 1590.9086 | 2045: 2375.6627; 2046: 2239.4424; 2047: 2104.6359; 2048: 2006.0231; 2049: 1920.983; 2050: 1846.1224; 2051: 1791.6208; 2052: 1747.2987; 2053: 1702.9766; 2054: 1658.6545; 2055: 1614.3324; 2056: 1570.0103; 2057: 1525.6882; 2058: 1481.3661; 2059: 807.4094; 2060: 1437.044; 2061: 1392.7219; 2062: 1348.3998; 2063: 1304.0777; 2064: 1259.7556; 2065: 1215.4335; 2066: 1171.1113; 2067: 1126.7892; 2068: 1082.4671; 2069: 1038.145; 2070: 993.8229; 2071: 949.5008; 2072: 905.1787; 2073: 860.8566; 2074: 816.5345; 2075: 0
|  | 2046 | 1569.8903 | 2046: 2344.2767; 2047: 2209.856; 2048: 2076.8305; 2049: 1979.5206; 2050: 1895.604; 2051: 1821.7324; 2052: 1767.9508; 2053: 1724.2143; 2054: 1680.4778; 2055: 1636.7412; 2056: 1593.0047; 2057: 1549.2681; 2058: 1505.5316; 2059: 1461.795; 2060: 796.7423; 2061: 1418.0585; 2062: 1374.3219; 2063: 1330.5854; 2064: 1286.8489; 2065: 1243.1123; 2066: 1199.3758; 2067: 1155.6392; 2068: 1111.9027; 2069: 1068.1661; 2070: 1024.4296; 2071: 980.693; 2072: 936.9565; 2073: 893.22; 2074: 849.4834; 2075: 805.7469 | 0 | 0 | 0 | 0
|  | 2047 | 1548.8407 | 2047: 2312.8439; 2048: 2180.2256; 2049: 2048.9837; 2050: 1952.9785; 2051: 1870.1871; 2052: 1797.306; 2053: 1744.2456; 2054: 1701.0955; 2055: 1657.9454; 2056: 1614.7953; 2057: 1571.6452; 2058: 1528.495; 2059: 1485.3449; 2060: 1442.1948; 2061: 786.0593; 2062: 1399.0447; 2063: 1355.8946; 2064: 1312.7445; 2065: 1269.5944; 2066: 1226.4443; 2067: 1183.2942; 2068: 1140.144; 2069: 1096.9939; 2070: 1053.8438; 2071: 1010.6937; 2072: 967.5436; 2073: 924.3935; 2074: 881.2434; 2075: 838.0933 | 794.9432 | 0 | 0 | 0
|  | 2048 | 1527.7598 | 2048: 2281.3643; 2049: 2150.551; 2050: 2021.0955; 2051: 1926.397; 2052: 1844.7324; 2053: 1772.8433; 2054: 1720.5051; 2055: 1677.9423; 2056: 1635.3795; 2057: 1592.8167; 2058: 1550.2539; 2059: 1507.6911; 2060: 1465.1283; 2061: 1422.5654; 2062: 775.3604; 2063: 1380.0026; 2064: 1337.4398; 2065: 1294.877; 2066: 1252.3142; 2067: 1209.7514; 2068: 1167.1886; 2069: 1124.6258; 2070: 1082.063; 2071: 1039.5002; 2072: 996.9374; 2073: 954.3746; 2074: 911.8118; 2075: 869.249 | 826.6862 | 784.1234 | 0 | 0
|  | 2049 | 1506.6476 | 2049: 2249.838; 2050: 2120.8324; 2051: 1993.1658; 2052: 1899.776; 2053: 1819.2399; 2054: 1748.3443; 2055: 1696.7293; 2056: 1654.7547; 2057: 1612.78; 2058: 1570.8054; 2059: 1528.8308; 2060: 1486.8562; 2061: 1444.8815; 2062: 1402.9069; 2063: 764.6457; 2064: 1360.9323; 2065: 1318.9577; 2066: 1276.983; 2067: 1235.0084; 2068: 1193.0338; 2069: 1151.0591; 2070: 1109.0845; 2071: 1067.1099; 2072: 1025.1353; 2073: 983.1606; 2074: 941.186; 2075: 899.2114 | 857.2368 | 815.2621 | 773.2875 | 0
|  | 2050 | 1485.504 | 2050: 2218.2648; 2051: 2091.0697; 2052: 1965.1947; 2053: 1873.1154; 2054: 1793.7096; 2055: 1723.8089; 2056: 1672.9182; 2057: 1631.5326; 2058: 1590.1471; 2059: 1548.7615; 2060: 1507.3759; 2061: 1465.9903; 2062: 1424.6048; 2063: 1383.2192; 2064: 753.915; 2065: 1341.8336; 2066: 1300.448; 2067: 1259.0625; 2068: 1217.6769; 2069: 1176.2913; 2070: 1134.9057; 2071: 1093.5202; 2072: 1052.1346; 2073: 1010.749; 2074: 969.3634; 2075: 927.9779 | 886.5923 | 845.2067 | 803.8211 | 762.4356
|  | Annual Change (%) |  | 0% | -1.739% | -1.835% | -1.869% | -1.905% | -1.942% | -1.98% | -2.02% | -2.062% | -2.105% | -2.151% | -1.08% | -1.094% | -1.107% | -1.121% | -1.136% | -1.151% | -1.166% | -1.181% | -1.197% | -1.214% | -1.23% | -1.248% | -1.265% | -1.283% | -1.302% | -1.321% | -1.341% | -1.361% | -1.382% | -1.403% | 0% | 0% | 0% | 0% | 0% | 0% | 0% | 0% | 0% | 0% | 0% | 0% | 0% | 0% | 0% | 0% | 0% | 0% | 0% | 0% | 0% | 0% | 0% | 0% | 0%
|  | Levelized Capital Cost ($/MW-wk) |  | 2319.0588 | 2278.7274 | 2236.9159 | 2195.1043 | 2153.2928 | 2111.4813 | 2069.6698 | 2027.8583 | 1986.0468 | 1944.2353 | 1902.4238 | 1881.8753 | 1861.2956 | 1840.6845 | 1820.0421 | 1799.3684 | 1778.6634 | 1757.927 | 1737.1594 | 1716.3604 | 1695.53 | 1674.6684 | 1653.7754 | 1632.8511 | 1611.8955 | 1590.9086 | 1569.8903 | 1548.8407 | 1527.7598 | 1506.6476 | 1485.504 | 1485.504 | 1485.504 | 1485.504 | 1485.504 | 1485.504 | 1485.504 | 1485.504 | 1485.504 | 1485.504 | 1485.504 | 1485.504 | 1485.504 | 1485.504 | 1485.504 | 1485.504 | 1485.504 | 1485.504 | 1485.504 | 1485.504 | 1485.504 | 1485.504 | 1485.504 | 1485.504 | 1485.504 | 1485.504
|  | Economic Life | 30
|  | check s/b 0 | 0
Revenue Requirement by vintage year
2012 $/MW-wk
| Aurora Input |  | Levelized Cost | 2020 | 2021 | 2022 | 2023 | 2024 | 2025 | 2026 | 2027 | 2028 | 2029 | 2030 | 2031 | 2032 | 2033 | 2034 | 2035 | 2036 | 2037 | 2038 | 2039 | 2040 | 2041 | 2042 | 2043 | 2044 | 2045 | 2046 | Levelized | 2047 | 2048 | 2049 | 2050 | 2051 | 2052 | 2053 | 2054 | 2055 | 2056 | 2057 | 2058 | 2059 | 2060 | 2061 | 2062 | 2063 | 2064 | 2065 | 2066 | 2067 | 2068 | 2069 | 2070 | 2071 | 2072 | 2073 | 2074 | 2075 | 2076 | 2077 | 2078 | 2079
|  | 2020 | 2319.0588 | 3462.9908 | 3264.4231 | 3067.9164 | 2924.1691 | 2800.2066 | 2691.0827 | 2611.636 | 2547.0279 | 2482.4198 | 2417.8117 | 2353.2036 | 2288.5955 | 2223.9874 | 2159.3794 | 1176.9563 | 2094.7713 | 2030.1632 | 1965.5551 | 1900.947 | 1836.3389 | 1771.7308 | 1707.1227 | 1642.5146 | 1577.9065 | 1513.2984 | 1448.6903 | 1384.0822 | 1256.6789 | 1319.4741 | 1254.866 | 1190.2579 | 0 | 0 | 0 | 0 | 0 | 0 | 0 | 0 | 0 | 0 | 0 | 0 | 0 | 0 | 0 | 0 | 0 | 0 | 0 | 0 | 0 | 0 | 0 | 0 | 0 | 0 | 0 | 0 | 0 | 0
|  | 2021 | 2278.7274 |  | 3402.7648 | 3207.6505 | 3014.5613 | 2873.314 | 2751.5073 | 2644.2813 | 2566.2163 | 2502.7318 | 2439.2473 | 2375.7628 | 2312.2784 | 2248.7939 | 2185.3094 | 2121.8249 | 1156.4875 | 2058.3405 | 1994.856 | 1931.3715 | 1867.887 | 1804.4026 | 1740.9181 | 1677.4336 | 1613.9491 | 1550.4647 | 1486.9802 | 1423.4957 | 1268.1238 | 1360.0112 | 1296.5268 | 1233.0423 | 1169.5578 | 0 | 0 | 0 | 0 | 0 | 0 | 0 | 0 | 0 | 0 | 0 | 0 | 0 | 0 | 0 | 0 | 0 | 0 | 0 | 0 | 0 | 0 | 0 | 0 | 0 | 0 | 0 | 0 | 0
|  | 2022 | 2236.9159 |  |  | 3340.3288 | 3148.7946 | 2959.2482 | 2820.5926 | 2701.021 | 2595.7623 | 2519.1297 | 2456.8101 | 2394.4905 | 2332.1709 | 2269.8512 | 2207.5316 | 2145.212 | 2082.8924 | 1135.2675 | 2020.5727 | 1958.2531 | 1895.9335 | 1833.6139 | 1771.2943 | 1708.9746 | 1646.655 | 1584.3354 | 1522.0158 | 1459.6961 | 1277.9807 | 1397.3765 | 1335.0569 | 1272.7373 | 1210.4176 | 1148.098 | 0 | 0 | 0 | 0 | 0 | 0 | 0 | 0 | 0 | 0 | 0 | 0 | 0 | 0 | 0 | 0 | 0 | 0 | 0 | 0 | 0 | 0 | 0 | 0 | 0 | 0 | 0 | 0
|  | 2023 | 2195.1043 |  |  |  | 3277.8927 | 3089.9386 | 2903.9352 | 2767.8713 | 2650.5346 | 2547.2434 | 2472.0432 | 2410.8884 | 2349.7336 | 2288.5789 | 2227.4241 | 2166.2693 | 2105.1146 | 2043.9598 | 1114.0476 | 1982.805 | 1921.6503 | 1860.4955 | 1799.3407 | 1738.1859 | 1677.0312 | 1615.8764 | 1554.7216 | 1493.5669 | 1287.0265 | 1432.4121 | 1371.2573 | 1310.1026 | 1248.9478 | 1187.793 | 1126.6383 | 0 | 0 | 0 | 0 | 0 | 0 | 0 | 0 | 0 | 0 | 0 | 0 | 0 | 0 | 0 | 0 | 0 | 0 | 0 | 0 | 0 | 0 | 0 | 0 | 0 | 0 | 0
|  | 2024 | 2153.2928 |  |  |  |  | 3215.4567 | 3031.0826 | 2848.6221 | 2715.1499 | 2600.0482 | 2498.7245 | 2424.9566 | 2364.9667 | 2304.9768 | 2244.9869 | 2184.997 | 2125.0071 | 2065.0171 | 2005.0272 | 1092.8276 | 1945.0373 | 1885.0474 | 1825.0575 | 1765.0676 | 1705.0776 | 1645.0877 | 1585.0978 | 1525.1079 | 1295.2359 | 1465.118 | 1405.1281 | 1345.1381 | 1285.1482 | 1225.1583 | 1165.1684 | 1105.1785 | 0 | 0 | 0 | 0 | 0 | 0 | 0 | 0 | 0 | 0 | 0 | 0 | 0 | 0 | 0 | 0 | 0 | 0 | 0 | 0 | 0 | 0 | 0 | 0 | 0 | 0
|  | 2025 | 2111.4813 | [5 empty] | 3153.0206 | 2972.2266 | 2793.3091 | 2662.4285 | 2549.5619 | 2450.2056 | 2377.8701 | 2319.045 | 2260.22 | 2201.3949 | 2142.5699 | 2083.7448 | 2024.9197 | 1966.0947 | 1071.6077 | 1907.2696 | 1848.4445 | 1789.6195 | 1730.7944 | 1671.9693 | 1613.1443 | 1554.3192 | 1302.5837 | 1495.4941 | 1436.6691 | 1377.844 | 1319.019 | 1260.1939 | 1201.3688 | 1142.5438 | 1083.7187 | 0 | 0 | 0 | 0 | 0 | 0 | 0 | 0 | 0 | 0 | 0 | 0 | 0 | 0 | 0 | 0 | 0 | 0 | 0 | 0 | 0 | 0 | 0 | 0 | 0
|  | 2026 | 2069.6698 | [6 empty] | 3090.5846 | 2913.3707 | 2737.996 | 2609.7072 | 2499.0755 | 2401.6867 | 2330.7836 | 2273.1234 | 2215.4631 | 2157.8029 | 2100.1427 | 2042.4825 | 1984.8223 | 1927.1621 | 1050.3877 | 1869.5019 | 1811.8417 | 1754.1815 | 1696.5212 | 1638.861 | 1581.2008 | 1309.0444 | 1523.5406 | 1465.8804 | 1408.2202 | 1350.56 | 1292.8998 | 1235.2396 | 1177.5793 | 1119.9191 | 1062.2589 | 0 | 0 | 0 | 0 | 0 | 0 | 0 | 0 | 0 | 0 | 0 | 0 | 0 | 0 | 0 | 0 | 0 | 0 | 0 | 0 | 0 | 0 | 0 | 0
|  | 2027 | 2027.8583 | [7 empty] | 3028.1485 | 2854.5147 | 2682.683 | 2556.9858 | 2448.5891 | 2353.1677 | 2283.697 | 2227.2017 | 2170.7063 | 2114.211 | 2057.7156 | 2001.2202 | 1944.7249 | 1888.2295 | 1029.1677 | 1831.7342 | 1775.2388 | 1718.7434 | 1662.2481 | 1605.7527 | 1314.5928 | 1549.2574 | 1492.762 | 1436.2667 | 1379.7713 | 1323.2759 | 1266.7806 | 1210.2852 | 1153.7899 | 1097.2945 | 1040.7991 | 0 | 0 | 0 | 0 | 0 | 0 | 0 | 0 | 0 | 0 | 0 | 0 | 0 | 0 | 0 | 0 | 0 | 0 | 0 | 0 | 0 | 0 | 0
|  | 2028 | 1986.0468 | [8 empty] | 2965.7125 | 2795.6587 | 2627.3699 | 2504.2645 | 2398.1027 | 2304.6488 | 2236.6105 | 2181.28 | 2125.9495 | 2070.619 | 2015.2885 | 1959.958 | 1904.6275 | 1849.297 | 1007.9478 | 1793.9665 | 1738.6359 | 1683.3054 | 1627.9749 | 1319.2032 | 1572.6444 | 1517.3139 | 1461.9834 | 1406.6529 | 1351.3224 | 1295.9919 | 1240.6614 | 1185.3309 | 1130.0004 | 1074.6699 | 1019.3394 | 0 | 0 | 0 | 0 | 0 | 0 | 0 | 0 | 0 | 0 | 0 | 0 | 0 | 0 | 0 | 0 | 0 | 0 | 0 | 0 | 0 | 0
|  | 2029 | 1944.2353 | [9 empty] | 2903.2764 | 2736.8028 | 2572.0569 | 2451.5431 | 2347.6164 | 2256.1299 | 2189.524 | 2135.3583 | 2081.1927 | 2027.027 | 1972.8613 | 1918.6957 | 1864.53 | 1810.3644 | 986.7278 | 1756.1987 | 1702.0331 | 1647.8674 | 1322.8502 | 1593.7018 | 1539.5361 | 1485.3705 | 1431.2048 | 1377.0392 | 1322.8735 | 1268.7079 | 1214.5422 | 1160.3766 | 1106.2109 | 1052.0452 | 997.8796 | 0 | 0 | 0 | 0 | 0 | 0 | 0 | 0 | 0 | 0 | 0 | 0 | 0 | 0 | 0 | 0 | 0 | 0 | 0 | 0 | 0
|  | 2030 | 1902.4238 | [10 empty] | 2840.8404 | 2677.9468 | 2516.7438 | 2398.8218 | 2297.13 | 2207.611 | 2142.4374 | 2089.4366 | 2036.4358 | 1983.435 | 1930.4342 | 1877.4334 | 1824.4326 | 1771.4318 | 965.5079 | 1718.431 | 1665.4302 | 1325.5084 | 1612.4294 | 1559.4286 | 1506.4278 | 1453.427 | 1400.4262 | 1347.4254 | 1294.4246 | 1241.4238 | 1188.423 | 1135.4222 | 1082.4214 | 1029.4206 | 976.4198 | 0 | 0 | 0 | 0 | 0 | 0 | 0 | 0 | 0 | 0 | 0 | 0 | 0 | 0 | 0 | 0 | 0 | 0 | 0 | 0
|  | 2031 | 1881.8753 | [11 empty] | 2810.1559 | 2649.0218 | 2489.56 | 2372.9116 | 2272.3183 | 2183.7662 | 2119.2966 | 2066.8682 | 2014.4399 | 1962.0116 | 1909.5833 | 1857.1549 | 1804.7266 | 1752.2983 | 955.0793 | 1699.8699 | 1342.319 | 1647.4416 | 1595.0133 | 1542.585 | 1490.1566 | 1437.7283 | 1385.3 | 1332.8716 | 1280.4433 | 1228.015 | 1175.5866 | 1123.1583 | 1070.73 | 1018.3017 | 965.8733 | 0 | 0 | 0 | 0 | 0 | 0 | 0 | 0 | 0 | 0 | 0 | 0 | 0 | 0 | 0 | 0 | 0 | 0 | 0
|  | 2032 | 1861.2956 | [12 empty] | 2779.4247 | 2620.0527 | 2462.3348 | 2346.962 | 2247.4687 | 2159.885 | 2096.1204 | 2044.2655 | 1992.4105 | 1940.5555 | 1888.7005 | 1836.8455 | 1784.9905 | 1733.1356 | 944.6347 | 1358.7784 | 1681.2806 | 1629.4256 | 1577.5706 | 1525.7156 | 1473.8606 | 1422.0056 | 1370.1507 | 1318.2957 | 1266.4407 | 1214.5857 | 1162.7307 | 1110.8757 | 1059.0207 | 1007.1658 | 955.3108 | 0 | 0 | 0 | 0 | 0 | 0 | 0 | 0 | 0 | 0 | 0 | 0 | 0 | 0 | 0 | 0 | 0 | 0
|  | 2033 | 1840.6845 | [13 empty] | 2748.6468 | 2591.0396 | 2435.0681 | 2320.973 | 2222.5814 | 2135.9675 | 2072.909 | 2021.6283 | 1970.3475 | 1919.0667 | 1867.786 | 1816.5052 | 1765.2244 | 1713.9437 | 1309.2827 | 934.1743 | 1662.6629 | 1611.3821 | 1560.1014 | 1508.8206 | 1457.5398 | 1406.2591 | 1354.9783 | 1303.6975 | 1252.4167 | 1201.136 | 1149.8552 | 1098.5744 | 1047.2937 | 996.0129 | 944.7321 | 0 | 0 | 0 | 0 | 0 | 0 | 0 | 0 | 0 | 0 | 0 | 0 | 0 | 0 | 0 | 0 | 0
|  | 2034 | 1820.0421 | [14 empty] | 2717.822 | 2561.9823 | 2407.76 | 2294.9444 | 2197.6562 | 2112.0137 | 2049.6624 | 1998.9567 | 1948.251 | 1897.5453 | 1846.8397 | 1796.134 | 1745.4283 | 1326.8714 | 1694.7226 | 923.698 | 1644.0169 | 1593.3113 | 1542.6056 | 1491.8999 | 1441.1942 | 1390.4885 | 1339.7829 | 1289.0772 | 1238.3715 | 1187.6658 | 1136.9601 | 1086.2545 | 1035.5488 | 984.8431 | 934.1374 | 0 | 0 | 0 | 0 | 0 | 0 | 0 | 0 | 0 | 0 | 0 | 0 | 0 | 0 | 0 | 0
|  | 2035 | 1799.3684 | [15 empty] | 2686.9505 | 2532.8809 | 2380.4105 | 2268.8763 | 2172.6932 | 2088.0235 | 2026.3804 | 1976.2507 | 1926.121 | 1875.9913 | 1825.8616 | 1775.7318 | 1343.9085 | 1725.6021 | 1675.4724 | 913.2058 | 1625.3427 | 1575.213 | 1525.0832 | 1474.9535 | 1424.8238 | 1374.6941 | 1324.5644 | 1274.4347 | 1224.3049 | 1174.1752 | 1124.0455 | 1073.9158 | 1023.7861 | 973.6563 | 923.5266 | 0 | 0 | 0 | 0 | 0 | 0 | 0 | 0 | 0 | 0 | 0 | 0 | 0 | 0 | 0
|  | 2036 | 1778.6634 | [16 empty] | 2656.0322 | 2503.7355 | 2353.0195 | 2242.7687 | 2147.6924 | 2063.9969 | 2003.0632 | 1953.5103 | 1903.9574 | 1854.4045 | 1804.8517 | 1360.4038 | 1755.2988 | 1705.7459 | 1656.193 | 902.6977 | 1606.6401 | 1557.0872 | 1507.5344 | 1457.9815 | 1408.4286 | 1358.8757 | 1309.3228 | 1259.7699 | 1210.2171 | 1160.6642 | 1111.1113 | 1061.5584 | 1012.0055 | 962.4526 | 912.8998 | 0 | 0 | 0 | 0 | 0 | 0 | 0 | 0 | 0 | 0 | 0 | 0 | 0 | 0
|  | 2037 | 1757.927 | [17 empty] | 2625.0671 | 2474.546 | 2325.587 | 2216.6216 | 2122.6537 | 2039.934 | 1979.7107 | 1930.7355 | 1881.7603 | 1832.7852 | 1376.3619 | 1783.81 | 1734.8348 | 1685.8596 | 1636.8845 | 892.1737 | 1587.9093 | 1538.9341 | 1489.9589 | 1440.9838 | 1392.0086 | 1343.0334 | 1294.0582 | 1245.083 | 1196.1079 | 1147.1327 | 1098.1575 | 1049.1823 | 1000.2072 | 951.232 | 902.2568 | 0 | 0 | 0 | 0 | 0 | 0 | 0 | 0 | 0 | 0 | 0 | 0 | 0
|  | 2038 | 1737.1594 | [18 empty] | 2594.0553 | 2445.3123 | 2298.1132 | 2190.435 | 2097.5773 | 2015.8348 | 1956.3229 | 1907.9263 | 1859.5297 | 1391.7837 | 1811.1331 | 1762.7365 | 1714.3399 | 1665.9433 | 1617.5467 | 881.6338 | 1569.1501 | 1520.7536 | 1472.357 | 1423.9604 | 1375.5638 | 1327.1672 | 1278.7706 | 1230.374 | 1181.9774 | 1133.5808 | 1085.1842 | 1036.7876 | 988.391 | 939.9944 | 891.5978 | 0 | 0 | 0 | 0 | 0 | 0 | 0 | 0 | 0 | 0 | 0 | 0
|  | 2039 | 1716.3604 | [19 empty] | 2562.9967 | 2416.0346 | 2270.5979 | 2164.209 | 2072.463 | 1991.6992 | 1932.8999 | 1885.0827 | 1406.6669 | 1837.2656 | 1789.4484 | 1741.6313 | 1693.8142 | 1645.997 | 1598.1799 | 871.078 | 1550.3627 | 1502.5456 | 1454.7284 | 1406.9113 | 1359.0941 | 1311.277 | 1263.4599 | 1215.6427 | 1167.8256 | 1120.0084 | 1072.1913 | 1024.3741 | 976.557 | 928.7398 | 880.9227 | 0 | 0 | 0 | 0 | 0 | 0 | 0 | 0 | 0 | 0 | 0
|  | 2040 | 1695.53 | [20 empty] | 2531.8913 | 2386.7128 | 2243.0411 | 2137.9434 | 2047.3109 | 1967.5273 | 1909.4416 | 1421.0073 | 1862.2047 | 1814.9679 | 1767.7311 | 1720.4943 | 1673.2575 | 1626.0206 | 1578.7838 | 860.5063 | 1531.547 | 1484.3102 | 1437.0734 | 1389.8365 | 1342.5997 | 1295.3629 | 1248.1261 | 1200.8893 | 1153.6524 | 1106.4156 | 1059.1788 | 1011.942 | 964.7052 | 917.4683 | 870.2315 | 0 | 0 | 0 | 0 | 0 | 0 | 0 | 0 | 0 | 0
|  | 2041 | 1674.6684 | [21 empty] | 2500.7391 | 2357.3469 | 2215.443 | 2111.6383 | 2022.121 | 1943.319 | 1434.7985 | 1885.948 | 1839.2923 | 1792.6367 | 1745.9811 | 1699.3255 | 1652.6698 | 1606.0142 | 1559.3586 | 849.9187 | 1512.703 | 1466.0474 | 1419.3917 | 1372.7361 | 1326.0805 | 1279.4249 | 1232.7692 | 1186.1136 | 1139.458 | 1092.8024 | 1046.1468 | 999.4911 | 952.8355 | 906.1799 | 859.5243 | 0 | 0 | 0 | 0 | 0 | 0 | 0 | 0 | 0
|  | 2042 | 1653.7754 | [22 empty] | 2469.5402 | 2327.9369 | 2187.8033 | 2085.2938 | 1996.8932 | 1448.7031 | 1919.0744 | 1862.4191 | 1816.3455 | 1770.272 | 1724.1984 | 1678.1249 | 1632.0513 | 1585.9778 | 1539.9042 | 839.3152 | 1493.8307 | 1447.7571 | 1401.6836 | 1355.61 | 1309.5365 | 1263.4629 | 1217.3894 | 1171.3158 | 1125.2423 | 1079.1687 | 1033.0951 | 987.0216 | 940.948 | 894.8745 | 848.8009 | 0 | 0 | 0 | 0 | 0 | 0 | 0 | 0
|  | 2043 | 1632.8511 | [23 empty] | 2438.2945 | 2298.4828 | 2160.1223 | 2058.9097 | 1463.912 | 1971.6276 | 1894.7934 | 1838.8549 | 1793.3643 | 1747.8737 | 1702.3831 | 1656.8925 | 1611.4019 | 1565.9113 | 1520.4207 | 828.6958 | 1474.9301 | 1429.4395 | 1383.9488 | 1338.4582 | 1292.9676 | 1247.477 | 1201.9864 | 1156.4958 | 1111.0052 | 1065.5146 | 1020.024 | 974.5334 | 929.0428 | 883.5521 | 838.0615 | 0 | 0 | 0 | 0 | 0 | 0 | 0
|  | 2044 | 1611.8955 | [24 empty] | 2407.002 | 2268.9847 | 2132.3998 | 1480.7806 | 2032.4862 | 1946.3242 | 1870.4761 | 1815.2555 | 1770.3487 | 1725.4419 | 1680.5351 | 1635.6283 | 1590.7215 | 1545.8148 | 1500.908 | 818.0605 | 1456.0012 | 1411.0944 | 1366.1876 | 1321.2808 | 1276.374 | 1231.4672 | 1186.5604 | 1141.6536 | 1096.7468 | 1051.84 | 1006.9332 | 962.0264 | 917.1196 | 872.2129 | 827.3061 | 0 | 0 | 0 | 0 | 0 | 0
|  | 2045 | 1590.9086 | [25 empty] | 2375.6627 | 2239.4424 | 1499.7967 | 2104.6359 | 2006.0231 | 1920.983 | 1846.1224 | 1791.6208 | 1747.2987 | 1702.9766 | 1658.6545 | 1614.3324 | 1570.0103 | 1525.6882 | 1481.3661 | 807.4094 | 1437.044 | 1392.7219 | 1348.3998 | 1304.0777 | 1259.7556 | 1215.4335 | 1171.1113 | 1126.7892 | 1082.4671 | 1038.145 | 993.8229 | 949.5008 | 905.1787 | 860.8566 | 816.5345 | 0 | 0 | 0 | 0 | 0
|  | 2046 | 1569.8903 | [26 empty] | 2344.2767 | 1522.6613 | 2209.856 | 2076.8305 | 1979.5206 | 1895.604 | 1821.7324 | 1767.9508 | 1724.2143 | 1680.4778 | 1636.7412 | 1593.0047 | 1549.2681 | 1505.5316 | 1461.795 | 796.7423 | 1418.0585 | 1374.3219 | 1330.5854 | 1286.8489 | 1243.1123 | 1199.3758 | 1155.6392 | 1111.9027 | 1068.1661 | 1024.4296 | 980.693 | 936.9565 | 893.22 | 849.4834 | 805.7469 | 0 | 0 | 0 | 0
|  | 2047 | 1548.8407 | [27 empty] | 1548.8407 | 2312.8439 | 2180.2256 | 2048.9837 | 1952.9785 | 1870.1871 | 1797.306 | 1744.2456 | 1701.0955 | 1657.9454 | 1614.7953 | 1571.6452 | 1528.495 | 1485.3449 | 1442.1948 | 786.0593 | 1399.0447 | 1355.8946 | 1312.7445 | 1269.5944 | 1226.4443 | 1183.2942 | 1140.144 | 1096.9939 | 1053.8438 | 1010.6937 | 967.5436 | 924.3935 | 881.2434 | 838.0933 | 794.9432 | 0 | 0 | 0
|  | 2048 | 1527.7598 | [27 empty] | 1527.7598 |  | 2281.3643 | 2150.551 | 2021.0955 | 1926.397 | 1844.7324 | 1772.8433 | 1720.5051 | 1677.9423 | 1635.3795 | 1592.8167 | 1550.2539 | 1507.6911 | 1465.1283 | 1422.5654 | 775.3604 | 1380.0026 | 1337.4398 | 1294.877 | 1252.3142 | 1209.7514 | 1167.1886 | 1124.6258 | 1082.063 | 1039.5002 | 996.9374 | 954.3746 | 911.8118 | 869.249 | 826.6862 | 784.1234 | 0 | 0
|  | 2049 | 1506.6476 | [27 empty] | 1506.6476 |  |  | 2249.838 | 2120.8324 | 1993.1658 | 1899.776 | 1819.2399 | 1748.3443 | 1696.7293 | 1654.7547 | 1612.78 | 1570.8054 | 1528.8308 | 1486.8562 | 1444.8815 | 1402.9069 | 764.6457 | 1360.9323 | 1318.9577 | 1276.983 | 1235.0084 | 1193.0338 | 1151.0591 | 1109.0845 | 1067.1099 | 1025.1353 | 983.1606 | 941.186 | 899.2114 | 857.2368 | 815.2621 | 773.2875 | 0
|  | 2050 | 1485.504 | [27 empty] | 1485.504 |  |  |  | 2218.2648 | 2091.0697 | 1965.1947 | 1873.1154 | 1793.7096 | 1723.8089 | 1672.9182 | 1631.5326 | 1590.1471 | 1548.7615 | 1507.3759 | 1465.9903 | 1424.6048 | 1383.2192 | 753.915 | 1341.8336 | 1300.448 | 1259.0625 | 1217.6769 | 1176.2913 | 1134.9057 | 1093.5202 | 1052.1346 | 1010.749 | 969.3634 | 927.9779 | 886.5923 | 845.2067 | 803.8211 | 762.4356

## WY West Wind
Wyoming West Wind FINANCIALS
($ 1000s Unless Otherwise Indicated)
| Calendar Year of Fin. Close |  |  | 2020 | 2021 | 2022 | 2023 | 2024 | 2025 | 2026 | 2027 | 2028 | 2029 | 2030 | 2031 | 2032 | 2033 | 2034 | 2035 | 2036 | 2037 | 2038 | 2039 | 2040 | 2041 | 2042 | 2043 | 2044 | 2045 | 2046 | 2047 | 2048 | 2049 | 2050 | 2051 | 2052 | 2053 | 2054 | 2055 | 2056 | 2057 | 2058 | 2059 | 2060 | 2061 | 2062 | 2063 | 2064 | 2065 | 2066 | 2067 | 2068 | 2069 | 2070 | 2071 | 2072 | 2073 | 2074 | 2075
| Operating Year |  | 0 | 1 | 2 | 3 | 4 | 5 | 6 | 7 | 8 | 9 | 10 | 11 | 12 | 13 | 14 | 15 | 16 | 17 | 18 | 19 | 20 | 21 | 22 | 23 | 24 | 25 | 26 | 27 | 28 | 29 | 30 | 31 | 32 | 33 | 34 | 35 | 36 | 37 | 38 | 39 | 40 | 41 | 42 | 43 | 44 | 45 | 46 | 47 | 48 | 49 | 50 | 51 | 52 | 53 | 54 | 55 | 56
| Calendar Year | Capital Invest.
| 2020 | 592874.276
| Gross plant |  | 2020 1: 592874.276; 2021 2: 592874.276; 2022 3: 592874.276; 2023 4: 592874.276; 2024 5: 592874.276; 2025 6: 592874.276; 2026 7: 592874.276; 2027 8: 592874.276; 2028 9: 592874.276; 2029 10: 592874.276; 2030 11: 592874.276; 2031 12: 592874.276; 2032 13: 592874.276; 2033 14: 592874.276; 2034 15: 592874.276; 2035 16: 592874.276; 2036 17: 592874.276; 2037 18: 592874.276; 2038 19: 592874.276; 2039 20: 592874.276; 2040 21: 592874.276; 2041 22: 592874.276; 2042 23: 592874.276; 2043 24: 592874.276; 2044 25: 592874.276; 2045 26: 592874.276; 2046 27: 592874.276; 2047 28: 592874.276; 2048 29: 592874.276; 2049 30: 592874.276
| Accumulated Deprectiation |  | 2020 1: 19762.4759; 2021 2: 39524.9517; 2022 3: 59287.4276; 2023 4: 79049.9035; 2024 5: 98812.3793; 2025 6: 118574.8552; 2026 7: 138337.3311; 2027 8: 158099.8069; 2028 9: 177862.2828; 2029 10: 197624.7587; 2030 11: 217387.2345; 2031 12: 237149.7104; 2032 13: 256912.1863; 2033 14: 276674.6621; 2034 15: 276674.6621; 2035 16: 296437.138; 2036 17: 316199.6139; 2037 18: 335962.0897; 2038 19: 355724.5656; 2039 20: 375487.0415; 2040 21: 395249.5173; 2041 22: 415011.9932; 2042 23: 434774.469; 2043 24: 454536.9449; 2044 25: 474299.4208; 2045 26: 494061.8966; 2046 27: 513824.3725; 2047 28: 533586.8484; 2048 29: 553349.3242; 2049 30: 573111.8001
| Net book value |  | 2020 1: 573111.8001; 2021 2: 553349.3242; 2022 3: 533586.8484; 2023 4: 513824.3725; 2024 5: 494061.8966; 2025 6: 474299.4208; 2026 7: 454536.9449; 2027 8: 434774.469; 2028 9: 415011.9932; 2029 10: 395249.5173; 2030 11: 375487.0415; 2031 12: 355724.5656; 2032 13: 335962.0897; 2033 14: 316199.6139; 2034 15: 316199.6139; 2035 16: 296437.138; 2036 17: 276674.6621; 2037 18: 256912.1863; 2038 19: 237149.7104; 2039 20: 217387.2345; 2040 21: 197624.7587; 2041 22: 177862.2828; 2042 23: 158099.8069; 2043 24: 138337.3311; 2044 25: 118574.8552; 2045 26: 98812.3793; 2046 27: 79049.9035; 2047 28: 59287.4276; 2048 29: 39524.9517; 2049 30: 19762.4759
| Accumulated deffered income tax |  | 2020 1: -20750.5997; 2021 2: -56441.6311; 2022 3: -76196.2019; 2023 4: -86388.8965; 2024 5: -96581.5911; 2025 6: -99602.8784; 2026 7: -95452.7584; 2027 8: -91302.6385; 2028 9: -87152.5186; 2029 10: -83002.3986; 2030 11: -78852.2787; 2031 12: -74702.1588; 2032 13: -70552.0388; 2033 14: -66401.9189; 2034 15: -66401.9189; 2035 16: -62251.799; 2036 17: -58101.679; 2037 18: -53951.5591; 2038 19: -49801.4392; 2039 20: -45651.3193; 2040 21: -41501.1993; 2041 22: -37351.0794; 2042 23: -33200.9595; 2043 24: -29050.8395; 2044 25: -24900.7196; 2045 26: -20750.5997; 2046 27: -16600.4797; 2047 28: -12450.3598; 2048 29: -8300.2399; 2049 30: -4150.1199
| Rate Base |  | 2020 1: 552361.2005; 2021 2: 496907.6932; 2022 3: 457390.6464; 2023 4: 427435.476; 2024 5: 397480.3056; 2025 6: 374696.5424; 2026 7: 359084.1865; 2027 8: 343471.8305; 2028 9: 327859.4746; 2029 10: 312247.1187; 2030 11: 296634.7627; 2031 12: 281022.4068; 2032 13: 265410.0509; 2033 14: 249797.6949; 2034 15: 249797.6949; 2035 16: 234185.339; 2036 17: 218572.9831; 2037 18: 202960.6271; 2038 19: 187348.2712; 2039 20: 171735.9153; 2040 21: 156123.5593; 2041 22: 140511.2034; 2042 23: 124898.8475; 2043 24: 109286.4915; 2044 25: 93674.1356; 2045 26: 78061.7797; 2046 27: 62449.4237; 2047 28: 46837.0678; 2048 29: 31224.7119; 2049 30: 15612.3559
| Average rate base |  | 2020 1: 572617.7382; 2021 2: 524634.4468; 2022 3: 477149.1698; 2023 4: 442413.0612; 2024 5: 412457.8908; 2025 6: 386088.424; 2026 7: 366890.3645; 2027 8: 351278.0085; 2028 9: 335665.6526; 2029 10: 320053.2966; 2030 11: 304440.9407; 2031 12: 288828.5848; 2032 13: 273216.2288; 2033 14: 257603.8729; 2034 15: 249797.6949; 2035 16: 241991.517; 2036 17: 226379.161; 2037 18: 210766.8051; 2038 19: 195154.4492; 2039 20: 179542.0932; 2040 21: 163929.7373; 2041 22: 148317.3814; 2042 23: 132705.0254; 2043 24: 117092.6695; 2044 25: 101480.3136; 2045 26: 85867.9576; 2046 27: 70255.6017; 2047 28: 54643.2458; 2048 29: 39030.8898; 2049 30: 23418.5339
| Pre-tax Return | 0.086076 | 2020 1: 49288.6154; 2021 2: 45158.4081; 2022 3: 41071.0678; 2023 4: 38081.1243; 2024 5: 35502.7045; 2025 6: 33232.9276; 2026 7: 31580.4364; 2027 8: 30236.5881; 2028 9: 28892.7397; 2029 10: 27548.8914; 2030 11: 26205.043; 2031 12: 24861.1946; 2032 13: 23517.3463; 2033 14: 22173.4979; 2034 15: 21501.5737; 2035 16: 20829.6496; 2036 17: 19485.8012; 2037 18: 18141.9528; 2038 19: 16798.1045; 2039 20: 15454.2561; 2040 21: 14110.4078; 2041 22: 12766.5594; 2042 23: 11422.7111; 2043 24: 10078.8627; 2044 25: 8735.0143; 2045 26: 7391.166; 2046 27: 6047.3176; 2047 28: 4703.4693; 2048 29: 3359.6209; 2049 30: 2015.7725
| Book Depreciation |  | 2020 1: 19762.4759; 2021 2: 19762.4759; 2022 3: 19762.4759; 2023 4: 19762.4759; 2024 5: 19762.4759; 2025 6: 19762.4759; 2026 7: 19762.4759; 2027 8: 19762.4759; 2028 9: 19762.4759; 2029 10: 19762.4759; 2030 11: 19762.4759; 2031 12: 19762.4759; 2032 13: 19762.4759; 2033 14: 19762.4759; 2034 15: 0; 2035 16: 19762.4759; 2036 17: 19762.4759; 2037 18: 19762.4759; 2038 19: 19762.4759; 2039 20: 19762.4759; 2040 21: 19762.4759; 2041 22: 19762.4759; 2042 23: 19762.4759; 2043 24: 19762.4759; 2044 25: 19762.4759; 2045 26: 19762.4759; 2046 27: 19762.4759; 2047 28: 19762.4759; 2048 29: 19762.4759; 2049 30: 19762.4759
| Insurance |  | 2020 1: 283.9868; 2021 2: 283.9868; 2022 3: 283.9868; 2023 4: 283.9868; 2024 5: 283.9868; 2025 6: 283.9868; 2026 7: 283.9868; 2027 8: 283.9868; 2028 9: 283.9868; 2029 10: 283.9868; 2030 11: 283.9868; 2031 12: 283.9868; 2032 13: 283.9868; 2033 14: 283.9868; 2034 15: 283.9868; 2035 16: 283.9868; 2036 17: 283.9868; 2037 18: 283.9868; 2038 19: 283.9868; 2039 20: 283.9868; 2040 21: 283.9868; 2041 22: 283.9868; 2042 23: 283.9868; 2043 24: 283.9868; 2044 25: 283.9868; 2045 26: 283.9868; 2046 27: 283.9868; 2047 28: 283.9868; 2048 29: 283.9868; 2049 30: 283.9868
| Property Taxes |  | 2020 1: 2695.13; 2021 2: 2695.13; 2022 3: 2695.13; 2023 4: 2695.13; 2024 5: 2695.13; 2025 6: 2695.13; 2026 7: 2695.13; 2027 8: 2695.13; 2028 9: 2695.13; 2029 10: 2695.13; 2030 11: 2695.13; 2031 12: 2695.13; 2032 13: 2695.13; 2033 14: 2695.13; 2034 15: 2695.13; 2035 16: 2695.13; 2036 17: 2695.13; 2037 18: 2695.13; 2038 19: 2695.13; 2039 20: 2695.13; 2040 21: 2695.13; 2041 22: 2695.13; 2042 23: 2695.13; 2043 24: 2695.13; 2044 25: 2695.13; 2045 26: 2695.13; 2046 27: 2695.13; 2047 28: 2695.13; 2048 29: 2695.13; 2049 30: 2695.13
| Revenue Requirement |  | 2020 1: 72030.2081; 2021 2: 67900.0007; 2022 3: 63812.6604; 2023 4: 60822.7169; 2024 5: 58244.2972; 2025 6: 55974.5203; 2026 7: 54322.0291; 2027 8: 52978.1807; 2028 9: 51634.3323; 2029 10: 50290.484; 2030 11: 48946.6356; 2031 12: 47602.7873; 2032 13: 46258.9389; 2033 14: 44915.0906; 2034 15: 24480.6905; 2035 16: 43571.2422; 2036 17: 42227.3938; 2037 18: 40883.5455; 2038 19: 39539.6971; 2039 20: 38195.8488; 2040 21: 36852.0004; 2041 22: 35508.152; 2042 23: 34164.3037; 2043 24: 32820.4553; 2044 25: 31476.607; 2045 26: 30132.7586; 2046 27: 28788.9102; 2047 28: 27445.0619; 2048 29: 26101.2135; 2049 30: 24757.3652
| Book Depreciation |  | 2020 1: 19762.4759; 2021 2: 19762.4759; 2022 3: 19762.4759; 2023 4: 19762.4759; 2024 5: 19762.4759; 2025 6: 19762.4759; 2026 7: 19762.4759; 2027 8: 19762.4759; 2028 9: 19762.4759; 2029 10: 19762.4759; 2030 11: 19762.4759; 2031 12: 19762.4759; 2032 13: 19762.4759; 2033 14: 19762.4759; 2035 16: 19762.4759; 2036 17: 19762.4759; 2037 18: 19762.4759; 2038 19: 19762.4759; 2039 20: 19762.4759; 2040 21: 19762.4759; 2041 22: 19762.4759; 2042 23: 19762.4759; 2043 24: 19762.4759; 2044 25: 19762.4759; 2045 26: 19762.4759; 2046 27: 19762.4759; 2047 28: 19762.4759; 2048 29: 19762.4759; 2049 30: 19762.4759
| Tax Depreciation |  | 2020 1: 118574.8552; 2021 2: 189719.7683; 2022 3: 113831.861; 2023 4: 68299.1166; 2024 5: 68299.1166; 2025 6: 34149.5583; 2026 7: 0; 2027 8: 0; 2028 9: 0; 2029 10: 0; 2030 11: 0; 2031 12: 0; 2032 13: 0; 2033 14: 0; 2035 16: 0; 2036 17: 0; 2037 18: 0; 2038 19: 0; 2039 20: 0; 2040 21: 0; 2041 22: 0; 2042 23: 0; 2043 24: 0; 2044 25: 0; 2045 26: 0; 2046 27: 0; 2047 28: 0; 2048 29: 0; 2049 30: 0
| Difference between book and tax |  | 2020 1: -98812.3793; 2021 2: -169957.2924; 2022 3: -94069.3851; 2023 4: -48536.6407; 2024 5: -48536.6407; 2025 6: -14387.0824; 2026 7: 19762.4759; 2027 8: 19762.4759; 2028 9: 19762.4759; 2029 10: 19762.4759; 2030 11: 19762.4759; 2031 12: 19762.4759; 2032 13: 19762.4759; 2033 14: 19762.4759; 2034 15: 0; 2035 16: 19762.4759; 2036 17: 19762.4759; 2037 18: 19762.4759; 2038 19: 19762.4759; 2039 20: 19762.4759; 2040 21: 19762.4759; 2041 22: 19762.4759; 2042 23: 19762.4759; 2043 24: 19762.4759; 2044 25: 19762.4759; 2045 26: 19762.4759; 2046 27: 19762.4759; 2047 28: 19762.4759; 2048 29: 19762.4759; 2049 30: 19762.4759
| Tax rate |  | 2020 1: -20750.5997; 2021 2: -35691.0314; 2022 3: -19754.5709; 2023 4: -10192.6946; 2024 5: -10192.6946; 2025 6: -3021.2873; 2026 7: 4150.1199; 2027 8: 4150.1199; 2028 9: 4150.1199; 2029 10: 4150.1199; 2030 11: 4150.1199; 2031 12: 4150.1199; 2032 13: 4150.1199; 2033 14: 4150.1199; 2034 15: 0; 2035 16: 4150.1199; 2036 17: 4150.1199; 2037 18: 4150.1199; 2038 19: 4150.1199; 2039 20: 4150.1199; 2040 21: 4150.1199; 2041 22: 4150.1199; 2042 23: 4150.1199; 2043 24: 4150.1199; 2044 25: 4150.1199; 2045 26: 4150.1199; 2046 27: 4150.1199; 2047 28: 4150.1199; 2048 29: 4150.1199; 2049 30: 4150.1199
Depreciation Tables
|  | 5 | 2020 1: 20%; 2021 2: 32%; 2022 3: 19.2%; 2023 4: 11.52%; 2024 5: 11.52%; 2025 6: 5.76%; 2026 7: 0%; 2027 8: 0%; 2028 9: 0%; 2029 10: 0%; 2030 11: 0%; 2031 12: 0%; 2032 13: 0%; 2033 14: 0%; 2034 15: 0%; 2035 16: 0%; 2036 17: 0%; 2037 18: 0%; 2038 19: 0%; 2039 20: 0%; 2040 21: 0%
|  | 5 | 0: 1; 2020 1: 20%; 2021 2: 32%; 2022 3: 19.2%; 2023 4: 11.52%; 2024 5: 11.52%; 2025 6: 5.76%
|  | 10 | 0: 0; 2020 1: 10%; 2021 2: 18%; 2022 3: 14.4%; 2023 4: 11.52%; 2024 5: 9.22%; 2025 6: 7.37%; 2026 7: 6.55%; 2027 8: 6.55%; 2028 9: 6.56%; 2029 10: 6.55%; 2030 11: 3.28%
|  | 15 | 0: 0; 2020 1: 5%; 2021 2: 9.5%; 2022 3: 8.55%; 2023 4: 7.7%; 2024 5: 6.93%; 2025 6: 6.23%; 2026 7: 5.9%; 2027 8: 5.9%; 2028 9: 5.91%; 2029 10: 5.9%; 2030 11: 5.91%; 2031 12: 5.9%; 2032 13: 5.91%; 2033 14: 5.9%; 2034 15: 5.91%; 2035 16: 2.95%
|  | 20 | 0: 0; 2020 1: 3.75%; 2021 2: 7.219%; 2022 3: 6.677%; 2023 4: 6.177%; 2024 5: 5.713%; 2025 6: 5.285%; 2026 7: 4.888%; 2027 8: 4.522%; 2028 9: 4.462%; 2029 10: 4.461%; 2030 11: 4.462%; 2031 12: 4.461%; 2032 13: 4.462%; 2033 14: 4.461%; 2034 15: 4.462%; 2035 16: 4.461%; 2036 17: 4.462%; 2037 18: 4.461%; 2038 19: 4.462%; 2039 20: 4.461%; 2040 21: 2.231%
Revenue Requirement by vintage year
2012 $000
|  |  |  | 2020 | 2021 | 2022 | 2023 | 2024 | 2025 | 2026 | 2027 | 2028 | 2029 | 2030 | 2031 | 2032 | 2033 | 2034 | 2035 | 2036 | 2037 | 2038 | 2039 | 2040 | 2041 | 2042 | 2043 | 2044 | 2045 | 2046 | 2047 | 2048 | 2049 | 2050 | 2051 | 2052 | 2053 | 2054 | 2055 | 2056 | 2057 | 2058 | 2059 | 2060 | 2061 | 2062 | 2063 | 2064 | 2065 | 2066 | 2067 | 2068 | 2069 | 2070 | 2071 | 2072 | 2073 | 2074 | 2075
|  | 2020 | 0% | 72030.2081 | 67900.0007 | 63812.6604 | 60822.7169 | 58244.2972 | 55974.5203 | 54322.0291 | 52978.1807 | 51634.3323 | 50290.484 | 48946.6356 | 47602.7873 | 46258.9389 | 44915.0906 | 24480.6905 | 43571.2422 | 42227.3938 | 40883.5455 | 39539.6971 | 38195.8488 | 36852.0004 | 35508.152 | 34164.3037 | 32820.4553 | 31476.607 | 30132.7586 | 28788.9102 | 27445.0619 | 26101.2135 | 24757.3652 | 0 | 0 | 0 | 0 | 0 | 0 | 0 | 0 | 0 | 0 | 0 | 0 | 0 | 0 | 0 | 0 | 0 | 0 | 0 | 0 | 0 | 0 | 0 | 0 | 0 | 0
|  | 2021 | -1.739% |  | 70777.5088 | 66719.1311 | 62702.875 | 59764.9305 | 57231.3529 | 55001.0504 | 53377.2981 | 52056.821 | 50736.344 | 49415.8669 | 48095.3898 | 46774.9127 | 45454.4356 | 44133.9585 | 24054.9394 | 42813.4815 | 41493.0044 | 40172.5273 | 38852.0502 | 37531.5731 | 36211.096 | 34890.619 | 33570.1419 | 32249.6648 | 30929.1877 | 29608.7106 | 28288.2335 | 26967.7565 | 25647.2794 | 24326.8023 | 0 | 0 | 0 | 0 | 0 | 0 | 0 | 0 | 0 | 0 | 0 | 0 | 0 | 0 | 0 | 0 | 0 | 0 | 0 | 0 | 0 | 0 | 0 | 0 | 0
|  | 2022 | -1.835% |  |  | 69478.8389 | 65494.9269 | 61552.3635 | 58668.3263 | 56181.2363 | 53991.8568 | 52397.8982 | 51101.65 | 49805.4019 | 48509.1537 | 47212.9056 | 45916.6574 | 44620.4093 | 43324.1611 | 23613.5643 | 42027.913 | 40731.6648 | 39435.4167 | 38139.1686 | 36842.9204 | 35546.6723 | 34250.4241 | 32954.176 | 31657.9278 | 30361.6797 | 29065.4315 | 27769.1834 | 26472.9352 | 25176.6871 | 23880.439 | 0 | 0 | 0 | 0 | 0 | 0 | 0 | 0 | 0 | 0 | 0 | 0 | 0 | 0 | 0 | 0 | 0 | 0 | 0 | 0 | 0 | 0 | 0 | 0
|  | 2023 | -1.869% |  |  |  | 68180.169 | 64270.7227 | 60401.8521 | 57571.7221 | 55131.1197 | 52982.6632 | 51418.4982 | 50146.479 | 48874.4598 | 47602.4406 | 46330.4214 | 45058.4022 | 43786.3829 | 42514.3637 | 23172.1893 | 41242.3445 | 39970.3253 | 38698.3061 | 37426.2869 | 36154.2677 | 34882.2485 | 33610.2293 | 32338.2101 | 31066.1909 | 29794.1717 | 28522.1524 | 27250.1332 | 25978.114 | 24706.0948 | 23434.0756 | 0 | 0 | 0 | 0 | 0 | 0 | 0 | 0 | 0 | 0 | 0 | 0 | 0 | 0 | 0 | 0 | 0 | 0 | 0 | 0 | 0 | 0 | 0
|  | 2024 | -1.905% |  |  |  |  | 66881.4991 | 63046.5184 | 59251.3406 | 56475.1178 | 54081.0032 | 51973.4696 | 50439.0982 | 49191.308 | 47943.5177 | 46695.7274 | 45447.9371 | 44200.1469 | 42952.3566 | 41704.5663 | 22730.8143 | 40456.7761 | 39208.9858 | 37961.1955 | 36713.4052 | 35465.615 | 34217.8247 | 32970.0344 | 31722.2442 | 30474.4539 | 29226.6636 | 27978.8733 | 26731.0831 | 25483.2928 | 24235.5025 | 22987.7123 | 0 | 0 | 0 | 0 | 0 | 0 | 0 | 0 | 0 | 0 | 0 | 0 | 0 | 0 | 0 | 0 | 0 | 0 | 0 | 0 | 0 | 0
|  | 2025 | -1.942% | [5 empty] | 65582.8293 | 61822.3142 | 58100.8291 | 55378.5136 | 53030.8866 | 50964.276 | 49459.6983 | 48236.1369 | 47012.5756 | 45789.0143 | 44565.4529 | 43341.8916 | 42118.3303 | 40894.7689 | 22289.4392 | 39671.2076 | 38447.6463 | 37224.0849 | 36000.5236 | 34776.9623 | 33553.4009 | 32329.8396 | 31106.2783 | 29882.7169 | 28659.1556 | 27435.5943 | 26212.0329 | 24988.4716 | 23764.9103 | 22541.3489 | 0 | 0 | 0 | 0 | 0 | 0 | 0 | 0 | 0 | 0 | 0 | 0 | 0 | 0 | 0 | 0 | 0 | 0 | 0 | 0 | 0
|  | 2026 | -1.98% | [6 empty] | 64284.1594 | 60598.1099 | 56950.3177 | 54281.9094 | 51980.77 | 49955.0824 | 48480.2983 | 47280.9659 | 46081.6335 | 44882.3011 | 43682.9687 | 42483.6363 | 41284.3039 | 40084.9715 | 21848.0642 | 38885.6391 | 37686.3067 | 36486.9743 | 35287.6419 | 34088.3095 | 32888.9771 | 31689.6447 | 30490.3124 | 29290.98 | 28091.6476 | 26892.3152 | 25692.9828 | 24493.6504 | 23294.318 | 22094.9856 | 0 | 0 | 0 | 0 | 0 | 0 | 0 | 0 | 0 | 0 | 0 | 0 | 0 | 0 | 0 | 0 | 0 | 0 | 0 | 0
|  | 2027 | -2.02% | [7 empty] | 62985.4895 | 59373.9057 | 55799.8062 | 53185.3051 | 50930.6535 | 48945.8888 | 47500.8983 | 46325.7949 | 45150.6914 | 43975.588 | 42800.4845 | 41625.381 | 40450.2776 | 39275.1741 | 21406.6892 | 38100.0707 | 36924.9672 | 35749.8637 | 34574.7603 | 33399.6568 | 32224.5534 | 31049.4499 | 29874.3464 | 28699.243 | 27524.1395 | 26349.0361 | 25173.9326 | 23998.8291 | 22823.7257 | 21648.6222 | 0 | 0 | 0 | 0 | 0 | 0 | 0 | 0 | 0 | 0 | 0 | 0 | 0 | 0 | 0 | 0 | 0 | 0 | 0
|  | 2028 | -2.062% | [8 empty] | 61686.8196 | 58149.7014 | 54649.2947 | 52088.7009 | 49880.5369 | 47936.6953 | 46521.4984 | 45370.6238 | 44219.7493 | 43068.8748 | 41918.0003 | 40767.1258 | 39616.2512 | 38465.3767 | 20965.3141 | 37314.5022 | 36163.6277 | 35012.7531 | 33861.8786 | 32711.0041 | 31560.1296 | 30409.2551 | 29258.3805 | 28107.506 | 26956.6315 | 25805.757 | 24654.8825 | 23504.0079 | 22353.1334 | 21202.2589 | 0 | 0 | 0 | 0 | 0 | 0 | 0 | 0 | 0 | 0 | 0 | 0 | 0 | 0 | 0 | 0 | 0 | 0
|  | 2029 | -2.105% | [9 empty] | 60388.1497 | 56925.4972 | 53498.7833 | 50992.0967 | 48830.4203 | 46927.5017 | 45542.0984 | 44415.4528 | 43288.8072 | 42162.1616 | 41035.5161 | 39908.8705 | 38782.2249 | 37655.5793 | 20523.9391 | 36528.9337 | 35402.2881 | 34275.6426 | 33148.997 | 32022.3514 | 30895.7058 | 29769.0602 | 28642.4146 | 27515.769 | 26389.1235 | 25262.4779 | 24135.8323 | 23009.1867 | 21882.5411 | 20755.8955 | 0 | 0 | 0 | 0 | 0 | 0 | 0 | 0 | 0 | 0 | 0 | 0 | 0 | 0 | 0 | 0 | 0
|  | 2030 | -2.151% | [10 empty] | 59089.4798 | 55701.293 | 52348.2718 | 49895.4924 | 47780.3038 | 45918.3081 | 44562.6984 | 43460.2818 | 42357.8651 | 41255.4485 | 40153.0318 | 39050.6152 | 37948.1986 | 36845.7819 | 20082.5641 | 35743.3653 | 34640.9486 | 33538.532 | 32436.1153 | 31333.6987 | 30231.282 | 29128.8654 | 28026.4487 | 26924.0321 | 25821.6154 | 24719.1988 | 23616.7821 | 22514.3655 | 21411.9488 | 20309.5322 | 0 | 0 | 0 | 0 | 0 | 0 | 0 | 0 | 0 | 0 | 0 | 0 | 0 | 0 | 0 | 0
|  | 2031 | -1.08% | [11 empty] | 58451.2438 | 55099.6533 | 51782.8487 | 49356.5623 | 47264.2201 | 45422.3362 | 44081.3687 | 42990.8595 | 41900.3502 | 40809.841 | 39719.3317 | 38628.8225 | 37538.3133 | 36447.804 | 19865.6487 | 35357.2948 | 34266.7855 | 33176.2763 | 32085.767 | 30995.2578 | 29904.7485 | 28814.2393 | 27723.73 | 26633.2208 | 25542.7115 | 24452.2023 | 23361.693 | 22271.1838 | 21180.6745 | 20090.1653 | 0 | 0 | 0 | 0 | 0 | 0 | 0 | 0 | 0 | 0 | 0 | 0 | 0 | 0 | 0
|  | 2032 | -1.094% | [12 empty] | 57812.0348 | 54497.0965 | 51216.5638 | 48816.8106 | 46747.3498 | 44925.6083 | 43599.3053 | 42520.7216 | 41442.1379 | 40363.5542 | 39284.9705 | 38206.3868 | 37127.8031 | 36049.2194 | 19648.4027 | 34970.6358 | 33892.0521 | 32813.4684 | 31734.8847 | 30656.301 | 29577.7173 | 28499.1336 | 27420.5499 | 26341.9662 | 25263.3825 | 24184.7988 | 23106.2151 | 22027.6314 | 20949.0477 | 19870.464 | 0 | 0 | 0 | 0 | 0 | 0 | 0 | 0 | 0 | 0 | 0 | 0 | 0 | 0
|  | 2033 | -1.107% | [13 empty] | 57171.8529 | 53893.6227 | 50649.4169 | 48276.2374 | 46229.6928 | 44428.1243 | 43116.5082 | 42049.8682 | 40983.2282 | 39916.5882 | 38849.9482 | 37783.3082 | 36716.6682 | 35650.0282 | 19430.826 | 34583.3882 | 33516.7482 | 32450.1083 | 31383.4683 | 30316.8283 | 29250.1883 | 28183.5483 | 27116.9083 | 26050.2683 | 24983.6283 | 23916.9883 | 22850.3483 | 21783.7083 | 20717.0683 | 19650.4283 | 0 | 0 | 0 | 0 | 0 | 0 | 0 | 0 | 0 | 0 | 0 | 0 | 0
|  | 2034 | -1.121% | [14 empty] | 56530.6982 | 53289.2317 | 50081.4081 | 47734.8427 | 45711.2491 | 43929.8844 | 42632.9774 | 41578.2992 | 40523.6211 | 39468.9429 | 38414.2648 | 37359.5867 | 36304.9085 | 35250.2304 | 19212.9186 | 34195.5522 | 33140.8741 | 32086.1959 | 31031.5178 | 29976.8397 | 28922.1615 | 27867.4834 | 26812.8052 | 25758.1271 | 24703.449 | 23648.7708 | 22594.0927 | 21539.4145 | 20484.7364 | 19430.0582 | 0 | 0 | 0 | 0 | 0 | 0 | 0 | 0 | 0 | 0 | 0 | 0
|  | 2035 | -1.136% | [15 empty] | 55888.5705 | 52683.9236 | 49512.5374 | 47192.6265 | 45192.0187 | 43430.8884 | 42148.7128 | 41106.0147 | 40063.3165 | 39020.6184 | 37977.9203 | 36935.2221 | 35892.524 | 34849.8258 | 18994.6806 | 33807.1277 | 32764.4296 | 31721.7314 | 30679.0333 | 29636.3352 | 28593.637 | 27550.9389 | 26508.2407 | 25465.5426 | 24422.8445 | 23380.1463 | 22337.4482 | 21294.7501 | 20252.0519 | 19209.3538 | 0 | 0 | 0 | 0 | 0 | 0 | 0 | 0 | 0 | 0 | 0
|  | 2036 | -1.151% | [16 empty] | 55245.47 | 52077.6984 | 48942.8049 | 46649.5887 | 44672.0016 | 42931.1363 | 41663.7145 | 40633.0146 | 39602.3146 | 38571.6146 | 37540.9146 | 36510.2146 | 35479.5146 | 34448.8147 | 18776.112 | 33418.1147 | 32387.4147 | 31356.7147 | 30326.0147 | 29295.3148 | 28264.6148 | 27233.9148 | 26203.2148 | 25172.5148 | 24141.8148 | 23111.1149 | 22080.4149 | 21049.7149 | 20019.0149 | 18988.3149 | 0 | 0 | 0 | 0 | 0 | 0 | 0 | 0 | 0 | 0
|  | 2037 | -1.166% | [17 empty] | 54601.3966 | 51470.5561 | 48372.2104 | 46105.7295 | 44151.1978 | 42430.6282 | 41177.9826 | 40159.2989 | 39140.6152 | 38121.9315 | 37103.2479 | 36084.5642 | 35065.8805 | 34047.1968 | 18557.2127 | 33028.5132 | 32009.8295 | 30991.1458 | 29972.4621 | 28953.7784 | 27935.0948 | 26916.4111 | 25897.7274 | 24879.0437 | 23860.3601 | 22841.6764 | 21822.9927 | 20804.309 | 19785.6254 | 18766.9417 | 0 | 0 | 0 | 0 | 0 | 0 | 0 | 0 | 0
|  | 2038 | -1.181% | [18 empty] | 53956.3503 | 50862.4967 | 47800.754 | 45561.0487 | 43629.6074 | 41929.3641 | 40691.5169 | 39684.8677 | 38678.2184 | 37671.5692 | 36664.92 | 35658.2708 | 34651.6216 | 33644.9723 | 18337.9827 | 32638.3231 | 31631.6739 | 30625.0247 | 29618.3755 | 28611.7262 | 27605.077 | 26598.4278 | 25591.7786 | 24585.1294 | 23578.4801 | 22571.8309 | 21565.1817 | 20558.5325 | 19551.8833 | 18545.234 | 0 | 0 | 0 | 0 | 0 | 0 | 0 | 0
|  | 2039 | -1.197% | [19 empty] | 53310.3311 | 50253.5202 | 47228.4357 | 45015.5464 | 43107.2302 | 41427.344 | 40204.3175 | 39209.7209 | 38215.1242 | 37220.5276 | 36225.931 | 35231.3344 | 34236.7378 | 33242.1412 | 18118.4221 | 32247.5446 | 31252.948 | 30258.3514 | 29263.7547 | 28269.1581 | 27274.5615 | 26279.9649 | 25285.3683 | 24290.7717 | 23296.1751 | 22301.5785 | 21306.9818 | 20312.3852 | 19317.7886 | 18323.192 | 0 | 0 | 0 | 0 | 0 | 0 | 0
|  | 2040 | -1.214% | [20 empty] | 52663.3389 | 49643.6266 | 46655.2555 | 44469.2226 | 42584.0664 | 40924.5678 | 39716.3844 | 38733.8585 | 37751.3326 | 36768.8068 | 35786.2809 | 34803.7551 | 33821.2292 | 32838.7034 | 17898.5309 | 31856.1775 | 30873.6517 | 29891.1258 | 28908.6 | 27926.0741 | 26943.5483 | 25961.0224 | 24978.4966 | 23995.9707 | 23013.4449 | 22030.919 | 21048.3932 | 20065.8673 | 19083.3414 | 18100.8156 | 0 | 0 | 0 | 0 | 0 | 0
|  | 2041 | -1.23% | [21 empty] | 52015.3739 | 49032.8159 | 46081.2135 | 43922.0773 | 42060.1159 | 40421.0356 | 39227.7175 | 38257.2806 | 37286.8436 | 36316.4067 | 35345.9698 | 34375.5328 | 33405.0959 | 32434.6589 | 17678.3089 | 31464.222 | 30493.785 | 29523.3481 | 28552.9112 | 27582.4742 | 26612.0373 | 25641.6003 | 24671.1634 | 23700.7264 | 22730.2895 | 21759.8526 | 20789.4156 | 19818.9787 | 18848.5417 | 17878.1048 | 0 | 0 | 0 | 0 | 0
|  | 2042 | -1.248% | [22 empty] | 51366.4361 | 48421.088 | 45506.3095 | 43374.1104 | 41535.3786 | 39916.7473 | 38738.317 | 37779.9871 | 36821.6572 | 35863.3273 | 34904.9975 | 33946.6676 | 32988.3377 | 32030.0078 | 17457.7564 | 31071.6779 | 30113.348 | 29155.0182 | 28196.6883 | 27238.3584 | 26280.0285 | 25321.6986 | 24363.3688 | 23405.0389 | 22446.709 | 21488.3791 | 20530.0492 | 19571.7193 | 18613.3895 | 17655.0596 | 0 | 0 | 0 | 0
|  | 2043 | -1.265% | 2043: 50716.5253; 2044: 47808.4431; 2045: 44930.5436; 2046: 42825.3221; 2047: 41009.8547; 2048: 39411.7031; 2049: 38248.1827; 2050: 37301.9781; 2051: 36355.7734; 2052: 35409.5687; 2053: 34463.364; 2054: 33517.1594; 2055: 32570.9547; 2056: 31624.75; 2057: 17236.8731; 2058: 30678.5454; 2059: 29732.3407; 2060: 28786.136; 2061: 27839.9314; 2062: 26893.7267; 2063: 25947.522; 2064: 25001.3173; 2065: 24055.1127; 2066: 23108.908; 2067: 22162.7033; 2068: 21216.4987; 2069: 20270.294; 2070: 19324.0893; 2071: 18377.8847; 2072: 17431.68; 2073: 0; 2074: 0; 2075: 0
|  | 2044 | -1.283% | 2044: 50065.6416; 2045: 47194.881; 2046: 44353.9158; 2047: 42275.7122; 2048: 40483.5441; 2049: 38905.9028; 2050: 37757.3148; 2051: 36823.2534; 2052: 35889.1921; 2053: 34955.1308; 2054: 34021.0695; 2055: 33087.0082; 2056: 32152.9469; 2057: 31218.8856; 2058: 17015.6593; 2059: 30284.8243; 2060: 29350.763; 2061: 28416.7017; 2062: 27482.6404; 2063: 26548.5791; 2064: 25614.5178; 2065: 24680.4565; 2066: 23746.3952; 2067: 22812.3338; 2068: 21878.2725; 2069: 20944.2112; 2070: 20010.1499; 2071: 19076.0886; 2072: 18142.0273; 2073: 17207.966; 2074: 0; 2075: 0
|  | 2045 | -1.302% | 2045: 49413.785; 2046: 46580.4019; 2047: 43776.4261; 2048: 41725.2808; 2049: 39956.4468; 2050: 38399.3464; 2051: 37265.7131; 2052: 36343.8133; 2053: 35421.9135; 2054: 34500.0137; 2055: 33578.1139; 2056: 32656.2141; 2057: 31734.3143; 2058: 30812.4145; 2059: 16794.1147; 2060: 29890.5147; 2061: 28968.6149; 2062: 28046.7151; 2063: 27124.8154; 2064: 26202.9156; 2065: 25281.0158; 2066: 24359.116; 2067: 23437.2162; 2068: 22515.3164; 2069: 21593.4166; 2070: 20671.5168; 2071: 19749.617; 2072: 18827.7172; 2073: 17905.8174; 2074: 16983.9176; 2075: 0
|  | 2046 | -1.321% | 2046: 48760.9556; 2047: 45965.0056; 2048: 43198.0746; 2049: 41174.0279; 2050: 39428.5628; 2051: 37892.034; 2052: 36773.3777; 2053: 35863.6576; 2054: 34953.9374; 2055: 34044.2173; 2056: 33134.4972; 2057: 32224.777; 2058: 31315.0569; 2059: 30405.3368; 2060: 16572.2395; 2061: 29495.6167; 2062: 28585.8965; 2063: 27676.1764; 2064: 26766.4563; 2065: 25856.7361; 2066: 24947.016; 2067: 24037.2959; 2068: 23127.5758; 2069: 22217.8556; 2070: 21308.1355; 2071: 20398.4154; 2072: 19488.6952; 2073: 18578.9751; 2074: 17669.255; 2075: 16759.5349 | 0 | 0 | 0 | 0
|  | 2047 | -1.341% | 2047: 48107.1532; 2048: 45348.6922; 2049: 42618.8611; 2050: 40621.9535; 2051: 38899.8922; 2052: 37383.9656; 2053: 36280.3086; 2054: 35382.7863; 2055: 34485.2639; 2056: 33587.7416; 2057: 32690.2193; 2058: 31792.697; 2059: 30895.1747; 2060: 29997.6524; 2061: 16350.0337; 2062: 29100.1301; 2063: 28202.6078; 2064: 27305.0854; 2065: 26407.5631; 2066: 25510.0408; 2067: 24612.5185; 2068: 23714.9962; 2069: 22817.4739; 2070: 21919.9516; 2071: 21022.4293; 2072: 20124.907; 2073: 19227.3846; 2074: 18329.8623; 2075: 17432.34 | 16534.8177 | 0 | 0 | 0
|  | 2048 | -1.361% | 2048: 47452.378; 2049: 44731.4618; 2050: 42038.7857; 2051: 40069.0575; 2052: 38370.4348; 2053: 36875.1412; 2054: 35786.5058; 2055: 34901.1994; 2056: 34015.8931; 2057: 33130.5867; 2058: 32245.2804; 2059: 31359.974; 2060: 30474.6677; 2061: 29589.3613; 2062: 16127.4972; 2063: 28704.055; 2064: 27818.7486; 2065: 26933.4423; 2066: 26048.136; 2067: 25162.8296; 2068: 24277.5233; 2069: 23392.2169; 2070: 22506.9106; 2071: 21621.6042; 2072: 20736.2979; 2073: 19850.9915; 2074: 18965.6852; 2075: 18080.3788 | 17195.0725 | 16309.7662 | 0 | 0
|  | 2049 | -1.382% | 2049: 46796.6298; 2050: 44113.3142; 2051: 41457.8484; 2052: 39515.3401; 2053: 37840.1908; 2054: 36365.5607; 2055: 35291.9692; 2056: 34418.897; 2057: 33545.8248; 2058: 32672.7525; 2059: 31799.6803; 2060: 30926.6081; 2061: 30053.5359; 2062: 29180.4636; 2063: 15904.63; 2064: 28307.3914; 2065: 27434.3192; 2066: 26561.2469; 2067: 25688.1747; 2068: 24815.1025; 2069: 23942.0303; 2070: 23068.958; 2071: 22195.8858; 2072: 21322.8136; 2073: 20449.7414; 2074: 19576.6691; 2075: 18703.5969 | 17830.5247 | 16957.4524 | 16084.3802 | 0
|  | 2050 | -1.403% | 2050: 46139.9088; 2051: 43494.2495; 2052: 40876.0492; 2053: 38960.8011; 2054: 37309.16; 2055: 35855.2242; 2056: 34796.699; 2057: 33935.879; 2058: 33075.0591; 2059: 32214.2391; 2060: 31353.4191; 2061: 30492.5992; 2062: 29631.7792; 2063: 28770.9593; 2064: 15681.4322; 2065: 27910.1393; 2066: 27049.3193; 2067: 26188.4994; 2068: 25327.6794; 2069: 24466.8595; 2070: 23606.0395; 2071: 22745.2196; 2072: 21884.3996; 2073: 21023.5796; 2074: 20162.7597; 2075: 19301.9397 | 18441.1198 | 17580.2998 | 16719.4798 | 15858.6599
Revenue Requirement by vintage year
2012 $/MW-wk
| Aurora Input |  | Levelized Cost | 2020 | 2021 | 2022 | 2023 | 2024 | 2025 | 2026 | 2027 | 2028 | 2029 | 2030 | 2031 | 2032 | 2033 | 2034 | 2035 | 2036 | 2037 | 2038 | 2039 | 2040 | 2041 | 2042 | 2043 | 2044 | 2045 | 2046 | 2047 | 2048 | 2049 | 2050 | 2051 | 2052 | 2053 | 2054 | 2055 | 2056 | 2057 | 2058 | 2059 | 2060 | 2061 | 2062 | 2063 | 2064 | 2065 | 2066 | 2067 | 2068 | 2069 | 2070 | 2071 | 2072 | 2073 | 2074 | 2075 | 2076 | 2077 | 2078 | 2079
|  | 2020 | 2319.0588 | 3462.9908 | 3264.4231 | 3067.9164 | 2924.1691 | 2800.2066 | 2691.0827 | 2611.636 | 2547.0279 | 2482.4198 | 2417.8117 | 2353.2036 | 2288.5955 | 2223.9874 | 2159.3794 | 1176.9563 | 2094.7713 | 2030.1632 | 1965.5551 | 1900.947 | 1836.3389 | 1771.7308 | 1707.1227 | 1642.5146 | 1577.9065 | 1513.2984 | 1448.6903 | 1384.0822 | 1319.4741 | 1254.866 | 1190.2579 | 0 | 0 | 0 | 0 | 0 | 0 | 0 | 0 | 0 | 0 | 0 | 0 | 0 | 0 | 0 | 0 | 0 | 0 | 0 | 0 | 0 | 0 | 0 | 0 | 0 | 0 | 0 | 0 | 0 | 0
|  | 2021 | 2278.7274 |  | 3402.7648 | 3207.6505 | 3014.5613 | 2873.314 | 2751.5073 | 2644.2813 | 2566.2163 | 2502.7318 | 2439.2473 | 2375.7628 | 2312.2784 | 2248.7939 | 2185.3094 | 2121.8249 | 1156.4875 | 2058.3405 | 1994.856 | 1931.3715 | 1867.887 | 1804.4026 | 1740.9181 | 1677.4336 | 1613.9491 | 1550.4647 | 1486.9802 | 1423.4957 | 1360.0112 | 1296.5268 | 1233.0423 | 1169.5578 | 0 | 0 | 0 | 0 | 0 | 0 | 0 | 0 | 0 | 0 | 0 | 0 | 0 | 0 | 0 | 0 | 0 | 0 | 0 | 0 | 0 | 0 | 0 | 0 | 0 | 0 | 0 | 0 | 0
|  | 2022 | 2236.9159 |  |  | 3340.3288 | 3148.7946 | 2959.2482 | 2820.5926 | 2701.021 | 2595.7623 | 2519.1297 | 2456.8101 | 2394.4905 | 2332.1709 | 2269.8512 | 2207.5316 | 2145.212 | 2082.8924 | 1135.2675 | 2020.5727 | 1958.2531 | 1895.9335 | 1833.6139 | 1771.2943 | 1708.9746 | 1646.655 | 1584.3354 | 1522.0158 | 1459.6961 | 1397.3765 | 1335.0569 | 1272.7373 | 1210.4176 | 1148.098 | 0 | 0 | 0 | 0 | 0 | 0 | 0 | 0 | 0 | 0 | 0 | 0 | 0 | 0 | 0 | 0 | 0 | 0 | 0 | 0 | 0 | 0 | 0 | 0 | 0 | 0 | 0 | 0
|  | 2023 | 2195.1043 |  |  |  | 3277.8927 | 3089.9386 | 2903.9352 | 2767.8713 | 2650.5346 | 2547.2434 | 2472.0432 | 2410.8884 | 2349.7336 | 2288.5789 | 2227.4241 | 2166.2693 | 2105.1146 | 2043.9598 | 1114.0476 | 1982.805 | 1921.6503 | 1860.4955 | 1799.3407 | 1738.1859 | 1677.0312 | 1615.8764 | 1554.7216 | 1493.5669 | 1432.4121 | 1371.2573 | 1310.1026 | 1248.9478 | 1187.793 | 1126.6383 | 0 | 0 | 0 | 0 | 0 | 0 | 0 | 0 | 0 | 0 | 0 | 0 | 0 | 0 | 0 | 0 | 0 | 0 | 0 | 0 | 0 | 0 | 0 | 0 | 0 | 0 | 0
|  | 2024 | 2153.2928 |  |  |  |  | 3215.4567 | 3031.0826 | 2848.6221 | 2715.1499 | 2600.0482 | 2498.7245 | 2424.9566 | 2364.9667 | 2304.9768 | 2244.9869 | 2184.997 | 2125.0071 | 2065.0171 | 2005.0272 | 1092.8276 | 1945.0373 | 1885.0474 | 1825.0575 | 1765.0676 | 1705.0776 | 1645.0877 | 1585.0978 | 1525.1079 | 1465.118 | 1405.1281 | 1345.1381 | 1285.1482 | 1225.1583 | 1165.1684 | 1105.1785 | 0 | 0 | 0 | 0 | 0 | 0 | 0 | 0 | 0 | 0 | 0 | 0 | 0 | 0 | 0 | 0 | 0 | 0 | 0 | 0 | 0 | 0 | 0 | 0 | 0 | 0
|  | 2025 | 2111.4813 | [5 empty] | 3153.0206 | 2972.2266 | 2793.3091 | 2662.4285 | 2549.5619 | 2450.2056 | 2377.8701 | 2319.045 | 2260.22 | 2201.3949 | 2142.5699 | 2083.7448 | 2024.9197 | 1966.0947 | 1071.6077 | 1907.2696 | 1848.4445 | 1789.6195 | 1730.7944 | 1671.9693 | 1613.1443 | 1554.3192 | 1495.4941 | 1436.6691 | 1377.844 | 1319.019 | 1260.1939 | 1201.3688 | 1142.5438 | 1083.7187 | 0 | 0 | 0 | 0 | 0 | 0 | 0 | 0 | 0 | 0 | 0 | 0 | 0 | 0 | 0 | 0 | 0 | 0 | 0 | 0 | 0 | 0 | 0 | 0 | 0
|  | 2026 | 2069.6698 | [6 empty] | 3090.5846 | 2913.3707 | 2737.996 | 2609.7072 | 2499.0755 | 2401.6867 | 2330.7836 | 2273.1234 | 2215.4631 | 2157.8029 | 2100.1427 | 2042.4825 | 1984.8223 | 1927.1621 | 1050.3877 | 1869.5019 | 1811.8417 | 1754.1815 | 1696.5212 | 1638.861 | 1581.2008 | 1523.5406 | 1465.8804 | 1408.2202 | 1350.56 | 1292.8998 | 1235.2396 | 1177.5793 | 1119.9191 | 1062.2589 | 0 | 0 | 0 | 0 | 0 | 0 | 0 | 0 | 0 | 0 | 0 | 0 | 0 | 0 | 0 | 0 | 0 | 0 | 0 | 0 | 0 | 0 | 0 | 0
|  | 2027 | 2027.8583 | [7 empty] | 3028.1485 | 2854.5147 | 2682.683 | 2556.9858 | 2448.5891 | 2353.1677 | 2283.697 | 2227.2017 | 2170.7063 | 2114.211 | 2057.7156 | 2001.2202 | 1944.7249 | 1888.2295 | 1029.1677 | 1831.7342 | 1775.2388 | 1718.7434 | 1662.2481 | 1605.7527 | 1549.2574 | 1492.762 | 1436.2667 | 1379.7713 | 1323.2759 | 1266.7806 | 1210.2852 | 1153.7899 | 1097.2945 | 1040.7991 | 0 | 0 | 0 | 0 | 0 | 0 | 0 | 0 | 0 | 0 | 0 | 0 | 0 | 0 | 0 | 0 | 0 | 0 | 0 | 0 | 0 | 0 | 0
|  | 2028 | 1986.0468 | [8 empty] | 2965.7125 | 2795.6587 | 2627.3699 | 2504.2645 | 2398.1027 | 2304.6488 | 2236.6105 | 2181.28 | 2125.9495 | 2070.619 | 2015.2885 | 1959.958 | 1904.6275 | 1849.297 | 1007.9478 | 1793.9665 | 1738.6359 | 1683.3054 | 1627.9749 | 1572.6444 | 1517.3139 | 1461.9834 | 1406.6529 | 1351.3224 | 1295.9919 | 1240.6614 | 1185.3309 | 1130.0004 | 1074.6699 | 1019.3394 | 0 | 0 | 0 | 0 | 0 | 0 | 0 | 0 | 0 | 0 | 0 | 0 | 0 | 0 | 0 | 0 | 0 | 0 | 0 | 0 | 0 | 0
|  | 2029 | 1944.2353 | [9 empty] | 2903.2764 | 2736.8028 | 2572.0569 | 2451.5431 | 2347.6164 | 2256.1299 | 2189.524 | 2135.3583 | 2081.1927 | 2027.027 | 1972.8613 | 1918.6957 | 1864.53 | 1810.3644 | 986.7278 | 1756.1987 | 1702.0331 | 1647.8674 | 1593.7018 | 1539.5361 | 1485.3705 | 1431.2048 | 1377.0392 | 1322.8735 | 1268.7079 | 1214.5422 | 1160.3766 | 1106.2109 | 1052.0452 | 997.8796 | 0 | 0 | 0 | 0 | 0 | 0 | 0 | 0 | 0 | 0 | 0 | 0 | 0 | 0 | 0 | 0 | 0 | 0 | 0 | 0 | 0
|  | 2030 | 1902.4238 | [10 empty] | 2840.8404 | 2677.9468 | 2516.7438 | 2398.8218 | 2297.13 | 2207.611 | 2142.4374 | 2089.4366 | 2036.4358 | 1983.435 | 1930.4342 | 1877.4334 | 1824.4326 | 1771.4318 | 965.5079 | 1718.431 | 1665.4302 | 1612.4294 | 1559.4286 | 1506.4278 | 1453.427 | 1400.4262 | 1347.4254 | 1294.4246 | 1241.4238 | 1188.423 | 1135.4222 | 1082.4214 | 1029.4206 | 976.4198 | 0 | 0 | 0 | 0 | 0 | 0 | 0 | 0 | 0 | 0 | 0 | 0 | 0 | 0 | 0 | 0 | 0 | 0 | 0 | 0
|  | 2031 | 1881.8753 | [11 empty] | 2810.1559 | 2649.0218 | 2489.56 | 2372.9116 | 2272.3183 | 2183.7662 | 2119.2966 | 2066.8682 | 2014.4399 | 1962.0116 | 1909.5833 | 1857.1549 | 1804.7266 | 1752.2983 | 955.0793 | 1699.8699 | 1647.4416 | 1595.0133 | 1542.585 | 1490.1566 | 1437.7283 | 1385.3 | 1332.8716 | 1280.4433 | 1228.015 | 1175.5866 | 1123.1583 | 1070.73 | 1018.3017 | 965.8733 | 0 | 0 | 0 | 0 | 0 | 0 | 0 | 0 | 0 | 0 | 0 | 0 | 0 | 0 | 0 | 0 | 0 | 0 | 0
|  | 2032 | 1861.2956 | [12 empty] | 2779.4247 | 2620.0527 | 2462.3348 | 2346.962 | 2247.4687 | 2159.885 | 2096.1204 | 2044.2655 | 1992.4105 | 1940.5555 | 1888.7005 | 1836.8455 | 1784.9905 | 1733.1356 | 944.6347 | 1681.2806 | 1629.4256 | 1577.5706 | 1525.7156 | 1473.8606 | 1422.0056 | 1370.1507 | 1318.2957 | 1266.4407 | 1214.5857 | 1162.7307 | 1110.8757 | 1059.0207 | 1007.1658 | 955.3108 | 0 | 0 | 0 | 0 | 0 | 0 | 0 | 0 | 0 | 0 | 0 | 0 | 0 | 0 | 0 | 0 | 0 | 0
|  | 2033 | 1840.6845 | [13 empty] | 2748.6468 | 2591.0396 | 2435.0681 | 2320.973 | 2222.5814 | 2135.9675 | 2072.909 | 2021.6283 | 1970.3475 | 1919.0667 | 1867.786 | 1816.5052 | 1765.2244 | 1713.9437 | 934.1743 | 1662.6629 | 1611.3821 | 1560.1014 | 1508.8206 | 1457.5398 | 1406.2591 | 1354.9783 | 1303.6975 | 1252.4167 | 1201.136 | 1149.8552 | 1098.5744 | 1047.2937 | 996.0129 | 944.7321 | 0 | 0 | 0 | 0 | 0 | 0 | 0 | 0 | 0 | 0 | 0 | 0 | 0 | 0 | 0 | 0 | 0
|  | 2034 | 1820.0421 | [14 empty] | 2717.822 | 2561.9823 | 2407.76 | 2294.9444 | 2197.6562 | 2112.0137 | 2049.6624 | 1998.9567 | 1948.251 | 1897.5453 | 1846.8397 | 1796.134 | 1745.4283 | 1694.7226 | 923.698 | 1644.0169 | 1593.3113 | 1542.6056 | 1491.8999 | 1441.1942 | 1390.4885 | 1339.7829 | 1289.0772 | 1238.3715 | 1187.6658 | 1136.9601 | 1086.2545 | 1035.5488 | 984.8431 | 934.1374 | 0 | 0 | 0 | 0 | 0 | 0 | 0 | 0 | 0 | 0 | 0 | 0 | 0 | 0 | 0 | 0
|  | 2035 | 1799.3684 | [15 empty] | 2686.9505 | 2532.8809 | 2380.4105 | 2268.8763 | 2172.6932 | 2088.0235 | 2026.3804 | 1976.2507 | 1926.121 | 1875.9913 | 1825.8616 | 1775.7318 | 1725.6021 | 1675.4724 | 913.2058 | 1625.3427 | 1575.213 | 1525.0832 | 1474.9535 | 1424.8238 | 1374.6941 | 1324.5644 | 1274.4347 | 1224.3049 | 1174.1752 | 1124.0455 | 1073.9158 | 1023.7861 | 973.6563 | 923.5266 | 0 | 0 | 0 | 0 | 0 | 0 | 0 | 0 | 0 | 0 | 0 | 0 | 0 | 0 | 0
|  | 2036 | 1778.6634 | [16 empty] | 2656.0322 | 2503.7355 | 2353.0195 | 2242.7687 | 2147.6924 | 2063.9969 | 2003.0632 | 1953.5103 | 1903.9574 | 1854.4045 | 1804.8517 | 1755.2988 | 1705.7459 | 1656.193 | 902.6977 | 1606.6401 | 1557.0872 | 1507.5344 | 1457.9815 | 1408.4286 | 1358.8757 | 1309.3228 | 1259.7699 | 1210.2171 | 1160.6642 | 1111.1113 | 1061.5584 | 1012.0055 | 962.4526 | 912.8998 | 0 | 0 | 0 | 0 | 0 | 0 | 0 | 0 | 0 | 0 | 0 | 0 | 0 | 0
|  | 2037 | 1757.927 | [17 empty] | 2625.0671 | 2474.546 | 2325.587 | 2216.6216 | 2122.6537 | 2039.934 | 1979.7107 | 1930.7355 | 1881.7603 | 1832.7852 | 1783.81 | 1734.8348 | 1685.8596 | 1636.8845 | 892.1737 | 1587.9093 | 1538.9341 | 1489.9589 | 1440.9838 | 1392.0086 | 1343.0334 | 1294.0582 | 1245.083 | 1196.1079 | 1147.1327 | 1098.1575 | 1049.1823 | 1000.2072 | 951.232 | 902.2568 | 0 | 0 | 0 | 0 | 0 | 0 | 0 | 0 | 0 | 0 | 0 | 0 | 0
|  | 2038 | 1737.1594 | [18 empty] | 2594.0553 | 2445.3123 | 2298.1132 | 2190.435 | 2097.5773 | 2015.8348 | 1956.3229 | 1907.9263 | 1859.5297 | 1811.1331 | 1762.7365 | 1714.3399 | 1665.9433 | 1617.5467 | 881.6338 | 1569.1501 | 1520.7536 | 1472.357 | 1423.9604 | 1375.5638 | 1327.1672 | 1278.7706 | 1230.374 | 1181.9774 | 1133.5808 | 1085.1842 | 1036.7876 | 988.391 | 939.9944 | 891.5978 | 0 | 0 | 0 | 0 | 0 | 0 | 0 | 0 | 0 | 0 | 0 | 0
|  | 2039 | 1716.3604 | [19 empty] | 2562.9967 | 2416.0346 | 2270.5979 | 2164.209 | 2072.463 | 1991.6992 | 1932.8999 | 1885.0827 | 1837.2656 | 1789.4484 | 1741.6313 | 1693.8142 | 1645.997 | 1598.1799 | 871.078 | 1550.3627 | 1502.5456 | 1454.7284 | 1406.9113 | 1359.0941 | 1311.277 | 1263.4599 | 1215.6427 | 1167.8256 | 1120.0084 | 1072.1913 | 1024.3741 | 976.557 | 928.7398 | 880.9227 | 0 | 0 | 0 | 0 | 0 | 0 | 0 | 0 | 0 | 0 | 0
|  | 2040 | 1695.53 | [20 empty] | 2531.8913 | 2386.7128 | 2243.0411 | 2137.9434 | 2047.3109 | 1967.5273 | 1909.4416 | 1862.2047 | 1814.9679 | 1767.7311 | 1720.4943 | 1673.2575 | 1626.0206 | 1578.7838 | 860.5063 | 1531.547 | 1484.3102 | 1437.0734 | 1389.8365 | 1342.5997 | 1295.3629 | 1248.1261 | 1200.8893 | 1153.6524 | 1106.4156 | 1059.1788 | 1011.942 | 964.7052 | 917.4683 | 870.2315 | 0 | 0 | 0 | 0 | 0 | 0 | 0 | 0 | 0 | 0
|  | 2041 | 1674.6684 | [21 empty] | 2500.7391 | 2357.3469 | 2215.443 | 2111.6383 | 2022.121 | 1943.319 | 1885.948 | 1839.2923 | 1792.6367 | 1745.9811 | 1699.3255 | 1652.6698 | 1606.0142 | 1559.3586 | 849.9187 | 1512.703 | 1466.0474 | 1419.3917 | 1372.7361 | 1326.0805 | 1279.4249 | 1232.7692 | 1186.1136 | 1139.458 | 1092.8024 | 1046.1468 | 999.4911 | 952.8355 | 906.1799 | 859.5243 | 0 | 0 | 0 | 0 | 0 | 0 | 0 | 0 | 0
|  | 2042 | 1653.7754 | [22 empty] | 2469.5402 | 2327.9369 | 2187.8033 | 2085.2938 | 1996.8932 | 1919.0744 | 1862.4191 | 1816.3455 | 1770.272 | 1724.1984 | 1678.1249 | 1632.0513 | 1585.9778 | 1539.9042 | 839.3152 | 1493.8307 | 1447.7571 | 1401.6836 | 1355.61 | 1309.5365 | 1263.4629 | 1217.3894 | 1171.3158 | 1125.2423 | 1079.1687 | 1033.0951 | 987.0216 | 940.948 | 894.8745 | 848.8009 | 0 | 0 | 0 | 0 | 0 | 0 | 0 | 0
|  | 2043 | 1632.8511 | [23 empty] | 2438.2945 | 2298.4828 | 2160.1223 | 2058.9097 | 1971.6276 | 1894.7934 | 1838.8549 | 1793.3643 | 1747.8737 | 1702.3831 | 1656.8925 | 1611.4019 | 1565.9113 | 1520.4207 | 828.6958 | 1474.9301 | 1429.4395 | 1383.9488 | 1338.4582 | 1292.9676 | 1247.477 | 1201.9864 | 1156.4958 | 1111.0052 | 1065.5146 | 1020.024 | 974.5334 | 929.0428 | 883.5521 | 838.0615 | 0 | 0 | 0 | 0 | 0 | 0 | 0
|  | 2044 | 1611.8955 | [24 empty] | 2407.002 | 2268.9847 | 2132.3998 | 2032.4862 | 1946.3242 | 1870.4761 | 1815.2555 | 1770.3487 | 1725.4419 | 1680.5351 | 1635.6283 | 1590.7215 | 1545.8148 | 1500.908 | 818.0605 | 1456.0012 | 1411.0944 | 1366.1876 | 1321.2808 | 1276.374 | 1231.4672 | 1186.5604 | 1141.6536 | 1096.7468 | 1051.84 | 1006.9332 | 962.0264 | 917.1196 | 872.2129 | 827.3061 | 0 | 0 | 0 | 0 | 0 | 0
|  | 2045 | 1590.9086 | 2045: 2375.6627; 2046: 2239.4424; 2047: 2104.6359; 2048: 2006.0231; 2049: 1920.983; 2050: 1846.1224; 2051: 1791.6208; 2052: 1747.2987; 2053: 1702.9766; 2054: 1658.6545; 2055: 1614.3324; 2056: 1570.0103; 2057: 1525.6882; 2058: 1481.3661; 2059: 807.4094; 2060: 1437.044; 2061: 1392.7219; 2062: 1348.3998; 2063: 1304.0777; 2064: 1259.7556; 2065: 1215.4335; 2066: 1171.1113; 2067: 1126.7892; 2068: 1082.4671; 2069: 1038.145; 2070: 993.8229; 2071: 949.5008; 2072: 905.1787; 2073: 860.8566; 2074: 816.5345; 2075: 0; 2076: 0; 2077: 0; 2078: 0; 2079: 0
|  | 2046 | 1569.8903 | 2046: 2344.2767; 2047: 2209.856; 2048: 2076.8305; 2049: 1979.5206; 2050: 1895.604; 2051: 1821.7324; 2052: 1767.9508; 2053: 1724.2143; 2054: 1680.4778; 2055: 1636.7412; 2056: 1593.0047; 2057: 1549.2681; 2058: 1505.5316; 2059: 1461.795; 2060: 796.7423; 2061: 1418.0585; 2062: 1374.3219; 2063: 1330.5854; 2064: 1286.8489; 2065: 1243.1123; 2066: 1199.3758; 2067: 1155.6392; 2068: 1111.9027; 2069: 1068.1661; 2070: 1024.4296; 2071: 980.693; 2072: 936.9565; 2073: 893.22; 2074: 849.4834; 2075: 805.7469; 2076: 0; 2077: 0; 2078: 0; 2079: 0
|  | 2047 | 1548.8407 | 2047: 2312.8439; 2048: 2180.2256; 2049: 2048.9837; 2050: 1952.9785; 2051: 1870.1871; 2052: 1797.306; 2053: 1744.2456; 2054: 1701.0955; 2055: 1657.9454; 2056: 1614.7953; 2057: 1571.6452; 2058: 1528.495; 2059: 1485.3449; 2060: 1442.1948; 2061: 786.0593; 2062: 1399.0447; 2063: 1355.8946; 2064: 1312.7445; 2065: 1269.5944; 2066: 1226.4443; 2067: 1183.2942; 2068: 1140.144; 2069: 1096.9939; 2070: 1053.8438; 2071: 1010.6937; 2072: 967.5436; 2073: 924.3935; 2074: 881.2434; 2075: 838.0933; 2076: 794.9432; 2077: 0; 2078: 0; 2079: 0
|  | 2048 | 1527.7598 | 2048: 2281.3643; 2049: 2150.551; 2050: 2021.0955; 2051: 1926.397; 2052: 1844.7324; 2053: 1772.8433; 2054: 1720.5051; 2055: 1677.9423; 2056: 1635.3795; 2057: 1592.8167; 2058: 1550.2539; 2059: 1507.6911; 2060: 1465.1283; 2061: 1422.5654; 2062: 775.3604; 2063: 1380.0026; 2064: 1337.4398; 2065: 1294.877; 2066: 1252.3142; 2067: 1209.7514; 2068: 1167.1886; 2069: 1124.6258; 2070: 1082.063; 2071: 1039.5002; 2072: 996.9374; 2073: 954.3746; 2074: 911.8118; 2075: 869.249; 2076: 826.6862; 2077: 784.1234; 2078: 0; 2079: 0
|  | 2049 | 1506.6476 | 2049: 2249.838; 2050: 2120.8324; 2051: 1993.1658; 2052: 1899.776; 2053: 1819.2399; 2054: 1748.3443; 2055: 1696.7293; 2056: 1654.7547; 2057: 1612.78; 2058: 1570.8054; 2059: 1528.8308; 2060: 1486.8562; 2061: 1444.8815; 2062: 1402.9069; 2063: 764.6457; 2064: 1360.9323; 2065: 1318.9577; 2066: 1276.983; 2067: 1235.0084; 2068: 1193.0338; 2069: 1151.0591; 2070: 1109.0845; 2071: 1067.1099; 2072: 1025.1353; 2073: 983.1606; 2074: 941.186; 2075: 899.2114; 2076: 857.2368; 2077: 815.2621; 2078: 773.2875; 2079: 0
|  | 2050 | 1485.504 | 2050: 2218.2648; 2051: 2091.0697; 2052: 1965.1947; 2053: 1873.1154; 2054: 1793.7096; 2055: 1723.8089; 2056: 1672.9182; 2057: 1631.5326; 2058: 1590.1471; 2059: 1548.7615; 2060: 1507.3759; 2061: 1465.9903; 2062: 1424.6048; 2063: 1383.2192; 2064: 753.915; 2065: 1341.8336; 2066: 1300.448; 2067: 1259.0625; 2068: 1217.6769; 2069: 1176.2913; 2070: 1134.9057; 2071: 1093.5202; 2072: 1052.1346; 2073: 1010.749; 2074: 969.3634; 2075: 927.9779; 2076: 886.5923; 2077: 845.2067; 2078: 803.8211; 2079: 762.4356
|  | Annual Change (%) |  | 0% | -1.739% | -1.835% | -1.869% | -1.905% | -1.942% | -1.98% | -2.02% | -2.062% | -2.105% | -2.151% | -1.08% | -1.094% | -1.107% | -1.121% | -1.136% | -1.151% | -1.166% | -1.181% | -1.197% | -1.214% | -1.23% | -1.248% | -1.265% | -1.283% | -1.302% | -1.321% | -1.341% | -1.361% | -1.382% | -1.403% | 0% | 0% | 0% | 0% | 0% | 0% | 0% | 0% | 0% | 0% | 0% | 0% | 0% | 0% | 0% | 0% | 0% | 0% | 0% | 0% | 0% | 0% | 0% | 0% | 0%
|  | Levelized Capital Cost ($/MW-wk) |  | 2319.0588 | 2278.7274 | 2236.9159 | 2195.1043 | 2153.2928 | 2111.4813 | 2069.6698 | 2027.8583 | 1986.0468 | 1944.2353 | 1902.4238 | 1881.8753 | 1861.2956 | 1840.6845 | 1820.0421 | 1799.3684 | 1778.6634 | 1757.927 | 1737.1594 | 1716.3604 | 1695.53 | 1674.6684 | 1653.7754 | 1632.8511 | 1611.8955 | 1590.9086 | 1569.8903 | 1548.8407 | 1527.7598 | 1506.6476 | 1485.504 | 1485.504 | 1485.504 | 1485.504 | 1485.504 | 1485.504 | 1485.504 | 1485.504 | 1485.504 | 1485.504 | 1485.504 | 1485.504 | 1485.504 | 1485.504 | 1485.504 | 1485.504 | 1485.504 | 1485.504 | 1485.504 | 1485.504 | 1485.504 | 1485.504 | 1485.504 | 1485.504 | 1485.504 | 1485.504
|  | Economic Life | 30
|  | check s/b 0 | 0
Revenue Requirement by vintage year
2012 $/MW-wk
| Aurora Input |  | Levelized Cost | 2020 | 2021 | 2022 | 2023 | 2024 | 2025 | 2026 | 2027 | 2028 | 2029 | 2030 | 2031 | 2032 | 2033 | 2034 | 2035 | 2036 | 2037 | 2038 | 2039 | 2040 | 2041 | 2042 | 2043 | 2044 | 2045 | 2046 | Levelized | 2047 | 2048 | 2049 | 2050 | 2051 | 2052 | 2053 | 2054 | 2055 | 2056 | 2057 | 2058 | 2059 | 2060 | 2061 | 2062 | 2063 | 2064 | 2065 | 2066 | 2067 | 2068 | 2069 | 2070 | 2071 | 2072 | 2073 | 2074 | 2075 | 2076 | 2077 | 2078 | 2079
|  | 2020 | 2319.0588 | 3462.9908 | 3264.4231 | 3067.9164 | 2924.1691 | 2800.2066 | 2691.0827 | 2611.636 | 2547.0279 | 2482.4198 | 2417.8117 | 2353.2036 | 2288.5955 | 2223.9874 | 2159.3794 | 1176.9563 | 2094.7713 | 2030.1632 | 1965.5551 | 1900.947 | 1836.3389 | 1771.7308 | 1707.1227 | 1642.5146 | 1577.9065 | 1513.2984 | 1448.6903 | 1384.0822 | 1256.6789 | 1319.4741 | 1254.866 | 1190.2579 | 0 | 0 | 0 | 0 | 0 | 0 | 0 | 0 | 0 | 0 | 0 | 0 | 0 | 0 | 0 | 0 | 0 | 0 | 0 | 0 | 0 | 0 | 0 | 0 | 0 | 0 | 0 | 0 | 0 | 0
|  | 2021 | 2278.7274 |  | 3402.7648 | 3207.6505 | 3014.5613 | 2873.314 | 2751.5073 | 2644.2813 | 2566.2163 | 2502.7318 | 2439.2473 | 2375.7628 | 2312.2784 | 2248.7939 | 2185.3094 | 2121.8249 | 1156.4875 | 2058.3405 | 1994.856 | 1931.3715 | 1867.887 | 1804.4026 | 1740.9181 | 1677.4336 | 1613.9491 | 1550.4647 | 1486.9802 | 1423.4957 | 1268.1238 | 1360.0112 | 1296.5268 | 1233.0423 | 1169.5578 | 0 | 0 | 0 | 0 | 0 | 0 | 0 | 0 | 0 | 0 | 0 | 0 | 0 | 0 | 0 | 0 | 0 | 0 | 0 | 0 | 0 | 0 | 0 | 0 | 0 | 0 | 0 | 0 | 0
|  | 2022 | 2236.9159 |  |  | 3340.3288 | 3148.7946 | 2959.2482 | 2820.5926 | 2701.021 | 2595.7623 | 2519.1297 | 2456.8101 | 2394.4905 | 2332.1709 | 2269.8512 | 2207.5316 | 2145.212 | 2082.8924 | 1135.2675 | 2020.5727 | 1958.2531 | 1895.9335 | 1833.6139 | 1771.2943 | 1708.9746 | 1646.655 | 1584.3354 | 1522.0158 | 1459.6961 | 1277.9807 | 1397.3765 | 1335.0569 | 1272.7373 | 1210.4176 | 1148.098 | 0 | 0 | 0 | 0 | 0 | 0 | 0 | 0 | 0 | 0 | 0 | 0 | 0 | 0 | 0 | 0 | 0 | 0 | 0 | 0 | 0 | 0 | 0 | 0 | 0 | 0 | 0 | 0
|  | 2023 | 2195.1043 |  |  |  | 3277.8927 | 3089.9386 | 2903.9352 | 2767.8713 | 2650.5346 | 2547.2434 | 2472.0432 | 2410.8884 | 2349.7336 | 2288.5789 | 2227.4241 | 2166.2693 | 2105.1146 | 2043.9598 | 1114.0476 | 1982.805 | 1921.6503 | 1860.4955 | 1799.3407 | 1738.1859 | 1677.0312 | 1615.8764 | 1554.7216 | 1493.5669 | 1287.0265 | 1432.4121 | 1371.2573 | 1310.1026 | 1248.9478 | 1187.793 | 1126.6383 | 0 | 0 | 0 | 0 | 0 | 0 | 0 | 0 | 0 | 0 | 0 | 0 | 0 | 0 | 0 | 0 | 0 | 0 | 0 | 0 | 0 | 0 | 0 | 0 | 0 | 0 | 0
|  | 2024 | 2153.2928 |  |  |  |  | 3215.4567 | 3031.0826 | 2848.6221 | 2715.1499 | 2600.0482 | 2498.7245 | 2424.9566 | 2364.9667 | 2304.9768 | 2244.9869 | 2184.997 | 2125.0071 | 2065.0171 | 2005.0272 | 1092.8276 | 1945.0373 | 1885.0474 | 1825.0575 | 1765.0676 | 1705.0776 | 1645.0877 | 1585.0978 | 1525.1079 | 1295.2359 | 1465.118 | 1405.1281 | 1345.1381 | 1285.1482 | 1225.1583 | 1165.1684 | 1105.1785 | 0 | 0 | 0 | 0 | 0 | 0 | 0 | 0 | 0 | 0 | 0 | 0 | 0 | 0 | 0 | 0 | 0 | 0 | 0 | 0 | 0 | 0 | 0 | 0 | 0 | 0
|  | 2025 | 2111.4813 | [5 empty] | 3153.0206 | 2972.2266 | 2793.3091 | 2662.4285 | 2549.5619 | 2450.2056 | 2377.8701 | 2319.045 | 2260.22 | 2201.3949 | 2142.5699 | 2083.7448 | 2024.9197 | 1966.0947 | 1071.6077 | 1907.2696 | 1848.4445 | 1789.6195 | 1730.7944 | 1671.9693 | 1613.1443 | 1554.3192 | 1302.5837 | 1495.4941 | 1436.6691 | 1377.844 | 1319.019 | 1260.1939 | 1201.3688 | 1142.5438 | 1083.7187 | 0 | 0 | 0 | 0 | 0 | 0 | 0 | 0 | 0 | 0 | 0 | 0 | 0 | 0 | 0 | 0 | 0 | 0 | 0 | 0 | 0 | 0 | 0 | 0 | 0
|  | 2026 | 2069.6698 | [6 empty] | 3090.5846 | 2913.3707 | 2737.996 | 2609.7072 | 2499.0755 | 2401.6867 | 2330.7836 | 2273.1234 | 2215.4631 | 2157.8029 | 2100.1427 | 2042.4825 | 1984.8223 | 1927.1621 | 1050.3877 | 1869.5019 | 1811.8417 | 1754.1815 | 1696.5212 | 1638.861 | 1581.2008 | 1309.0444 | 1523.5406 | 1465.8804 | 1408.2202 | 1350.56 | 1292.8998 | 1235.2396 | 1177.5793 | 1119.9191 | 1062.2589 | 0 | 0 | 0 | 0 | 0 | 0 | 0 | 0 | 0 | 0 | 0 | 0 | 0 | 0 | 0 | 0 | 0 | 0 | 0 | 0 | 0 | 0 | 0 | 0
|  | 2027 | 2027.8583 | [7 empty] | 3028.1485 | 2854.5147 | 2682.683 | 2556.9858 | 2448.5891 | 2353.1677 | 2283.697 | 2227.2017 | 2170.7063 | 2114.211 | 2057.7156 | 2001.2202 | 1944.7249 | 1888.2295 | 1029.1677 | 1831.7342 | 1775.2388 | 1718.7434 | 1662.2481 | 1605.7527 | 1314.5928 | 1549.2574 | 1492.762 | 1436.2667 | 1379.7713 | 1323.2759 | 1266.7806 | 1210.2852 | 1153.7899 | 1097.2945 | 1040.7991 | 0 | 0 | 0 | 0 | 0 | 0 | 0 | 0 | 0 | 0 | 0 | 0 | 0 | 0 | 0 | 0 | 0 | 0 | 0 | 0 | 0 | 0 | 0
|  | 2028 | 1986.0468 | [8 empty] | 2965.7125 | 2795.6587 | 2627.3699 | 2504.2645 | 2398.1027 | 2304.6488 | 2236.6105 | 2181.28 | 2125.9495 | 2070.619 | 2015.2885 | 1959.958 | 1904.6275 | 1849.297 | 1007.9478 | 1793.9665 | 1738.6359 | 1683.3054 | 1627.9749 | 1319.2032 | 1572.6444 | 1517.3139 | 1461.9834 | 1406.6529 | 1351.3224 | 1295.9919 | 1240.6614 | 1185.3309 | 1130.0004 | 1074.6699 | 1019.3394 | 0 | 0 | 0 | 0 | 0 | 0 | 0 | 0 | 0 | 0 | 0 | 0 | 0 | 0 | 0 | 0 | 0 | 0 | 0 | 0 | 0 | 0
|  | 2029 | 1944.2353 | [9 empty] | 2903.2764 | 2736.8028 | 2572.0569 | 2451.5431 | 2347.6164 | 2256.1299 | 2189.524 | 2135.3583 | 2081.1927 | 2027.027 | 1972.8613 | 1918.6957 | 1864.53 | 1810.3644 | 986.7278 | 1756.1987 | 1702.0331 | 1647.8674 | 1322.8502 | 1593.7018 | 1539.5361 | 1485.3705 | 1431.2048 | 1377.0392 | 1322.8735 | 1268.7079 | 1214.5422 | 1160.3766 | 1106.2109 | 1052.0452 | 997.8796 | 0 | 0 | 0 | 0 | 0 | 0 | 0 | 0 | 0 | 0 | 0 | 0 | 0 | 0 | 0 | 0 | 0 | 0 | 0 | 0 | 0
|  | 2030 | 1902.4238 | [10 empty] | 2840.8404 | 2677.9468 | 2516.7438 | 2398.8218 | 2297.13 | 2207.611 | 2142.4374 | 2089.4366 | 2036.4358 | 1983.435 | 1930.4342 | 1877.4334 | 1824.4326 | 1771.4318 | 965.5079 | 1718.431 | 1665.4302 | 1325.5084 | 1612.4294 | 1559.4286 | 1506.4278 | 1453.427 | 1400.4262 | 1347.4254 | 1294.4246 | 1241.4238 | 1188.423 | 1135.4222 | 1082.4214 | 1029.4206 | 976.4198 | 0 | 0 | 0 | 0 | 0 | 0 | 0 | 0 | 0 | 0 | 0 | 0 | 0 | 0 | 0 | 0 | 0 | 0 | 0 | 0
|  | 2031 | 1881.8753 | [11 empty] | 2810.1559 | 2649.0218 | 2489.56 | 2372.9116 | 2272.3183 | 2183.7662 | 2119.2966 | 2066.8682 | 2014.4399 | 1962.0116 | 1909.5833 | 1857.1549 | 1804.7266 | 1752.2983 | 955.0793 | 1699.8699 | 1342.319 | 1647.4416 | 1595.0133 | 1542.585 | 1490.1566 | 1437.7283 | 1385.3 | 1332.8716 | 1280.4433 | 1228.015 | 1175.5866 | 1123.1583 | 1070.73 | 1018.3017 | 965.8733 | 0 | 0 | 0 | 0 | 0 | 0 | 0 | 0 | 0 | 0 | 0 | 0 | 0 | 0 | 0 | 0 | 0 | 0 | 0
|  | 2032 | 1861.2956 | [12 empty] | 2779.4247 | 2620.0527 | 2462.3348 | 2346.962 | 2247.4687 | 2159.885 | 2096.1204 | 2044.2655 | 1992.4105 | 1940.5555 | 1888.7005 | 1836.8455 | 1784.9905 | 1733.1356 | 944.6347 | 1358.7784 | 1681.2806 | 1629.4256 | 1577.5706 | 1525.7156 | 1473.8606 | 1422.0056 | 1370.1507 | 1318.2957 | 1266.4407 | 1214.5857 | 1162.7307 | 1110.8757 | 1059.0207 | 1007.1658 | 955.3108 | 0 | 0 | 0 | 0 | 0 | 0 | 0 | 0 | 0 | 0 | 0 | 0 | 0 | 0 | 0 | 0 | 0 | 0
|  | 2033 | 1840.6845 | [13 empty] | 2748.6468 | 2591.0396 | 2435.0681 | 2320.973 | 2222.5814 | 2135.9675 | 2072.909 | 2021.6283 | 1970.3475 | 1919.0667 | 1867.786 | 1816.5052 | 1765.2244 | 1713.9437 | 1309.2827 | 934.1743 | 1662.6629 | 1611.3821 | 1560.1014 | 1508.8206 | 1457.5398 | 1406.2591 | 1354.9783 | 1303.6975 | 1252.4167 | 1201.136 | 1149.8552 | 1098.5744 | 1047.2937 | 996.0129 | 944.7321 | 0 | 0 | 0 | 0 | 0 | 0 | 0 | 0 | 0 | 0 | 0 | 0 | 0 | 0 | 0 | 0 | 0
|  | 2034 | 1820.0421 | [14 empty] | 2717.822 | 2561.9823 | 2407.76 | 2294.9444 | 2197.6562 | 2112.0137 | 2049.6624 | 1998.9567 | 1948.251 | 1897.5453 | 1846.8397 | 1796.134 | 1745.4283 | 1326.8714 | 1694.7226 | 923.698 | 1644.0169 | 1593.3113 | 1542.6056 | 1491.8999 | 1441.1942 | 1390.4885 | 1339.7829 | 1289.0772 | 1238.3715 | 1187.6658 | 1136.9601 | 1086.2545 | 1035.5488 | 984.8431 | 934.1374 | 0 | 0 | 0 | 0 | 0 | 0 | 0 | 0 | 0 | 0 | 0 | 0 | 0 | 0 | 0 | 0
|  | 2035 | 1799.3684 | [15 empty] | 2686.9505 | 2532.8809 | 2380.4105 | 2268.8763 | 2172.6932 | 2088.0235 | 2026.3804 | 1976.2507 | 1926.121 | 1875.9913 | 1825.8616 | 1775.7318 | 1343.9085 | 1725.6021 | 1675.4724 | 913.2058 | 1625.3427 | 1575.213 | 1525.0832 | 1474.9535 | 1424.8238 | 1374.6941 | 1324.5644 | 1274.4347 | 1224.3049 | 1174.1752 | 1124.0455 | 1073.9158 | 1023.7861 | 973.6563 | 923.5266 | 0 | 0 | 0 | 0 | 0 | 0 | 0 | 0 | 0 | 0 | 0 | 0 | 0 | 0 | 0
|  | 2036 | 1778.6634 | [16 empty] | 2656.0322 | 2503.7355 | 2353.0195 | 2242.7687 | 2147.6924 | 2063.9969 | 2003.0632 | 1953.5103 | 1903.9574 | 1854.4045 | 1804.8517 | 1360.4038 | 1755.2988 | 1705.7459 | 1656.193 | 902.6977 | 1606.6401 | 1557.0872 | 1507.5344 | 1457.9815 | 1408.4286 | 1358.8757 | 1309.3228 | 1259.7699 | 1210.2171 | 1160.6642 | 1111.1113 | 1061.5584 | 1012.0055 | 962.4526 | 912.8998 | 0 | 0 | 0 | 0 | 0 | 0 | 0 | 0 | 0 | 0 | 0 | 0 | 0 | 0
|  | 2037 | 1757.927 | [17 empty] | 2625.0671 | 2474.546 | 2325.587 | 2216.6216 | 2122.6537 | 2039.934 | 1979.7107 | 1930.7355 | 1881.7603 | 1832.7852 | 1376.3619 | 1783.81 | 1734.8348 | 1685.8596 | 1636.8845 | 892.1737 | 1587.9093 | 1538.9341 | 1489.9589 | 1440.9838 | 1392.0086 | 1343.0334 | 1294.0582 | 1245.083 | 1196.1079 | 1147.1327 | 1098.1575 | 1049.1823 | 1000.2072 | 951.232 | 902.2568 | 0 | 0 | 0 | 0 | 0 | 0 | 0 | 0 | 0 | 0 | 0 | 0 | 0
|  | 2038 | 1737.1594 | [18 empty] | 2594.0553 | 2445.3123 | 2298.1132 | 2190.435 | 2097.5773 | 2015.8348 | 1956.3229 | 1907.9263 | 1859.5297 | 1391.7837 | 1811.1331 | 1762.7365 | 1714.3399 | 1665.9433 | 1617.5467 | 881.6338 | 1569.1501 | 1520.7536 | 1472.357 | 1423.9604 | 1375.5638 | 1327.1672 | 1278.7706 | 1230.374 | 1181.9774 | 1133.5808 | 1085.1842 | 1036.7876 | 988.391 | 939.9944 | 891.5978 | 0 | 0 | 0 | 0 | 0 | 0 | 0 | 0 | 0 | 0 | 0 | 0
|  | 2039 | 1716.3604 | [19 empty] | 2562.9967 | 2416.0346 | 2270.5979 | 2164.209 | 2072.463 | 1991.6992 | 1932.8999 | 1885.0827 | 1406.6669 | 1837.2656 | 1789.4484 | 1741.6313 | 1693.8142 | 1645.997 | 1598.1799 | 871.078 | 1550.3627 | 1502.5456 | 1454.7284 | 1406.9113 | 1359.0941 | 1311.277 | 1263.4599 | 1215.6427 | 1167.8256 | 1120.0084 | 1072.1913 | 1024.3741 | 976.557 | 928.7398 | 880.9227 | 0 | 0 | 0 | 0 | 0 | 0 | 0 | 0 | 0 | 0 | 0
|  | 2040 | 1695.53 | [20 empty] | 2531.8913 | 2386.7128 | 2243.0411 | 2137.9434 | 2047.3109 | 1967.5273 | 1909.4416 | 1421.0073 | 1862.2047 | 1814.9679 | 1767.7311 | 1720.4943 | 1673.2575 | 1626.0206 | 1578.7838 | 860.5063 | 1531.547 | 1484.3102 | 1437.0734 | 1389.8365 | 1342.5997 | 1295.3629 | 1248.1261 | 1200.8893 | 1153.6524 | 1106.4156 | 1059.1788 | 1011.942 | 964.7052 | 917.4683 | 870.2315 | 0 | 0 | 0 | 0 | 0 | 0 | 0 | 0 | 0 | 0
|  | 2041 | 1674.6684 | [21 empty] | 2500.7391 | 2357.3469 | 2215.443 | 2111.6383 | 2022.121 | 1943.319 | 1434.7985 | 1885.948 | 1839.2923 | 1792.6367 | 1745.9811 | 1699.3255 | 1652.6698 | 1606.0142 | 1559.3586 | 849.9187 | 1512.703 | 1466.0474 | 1419.3917 | 1372.7361 | 1326.0805 | 1279.4249 | 1232.7692 | 1186.1136 | 1139.458 | 1092.8024 | 1046.1468 | 999.4911 | 952.8355 | 906.1799 | 859.5243 | 0 | 0 | 0 | 0 | 0 | 0 | 0 | 0 | 0
|  | 2042 | 1653.7754 | [22 empty] | 2469.5402 | 2327.9369 | 2187.8033 | 2085.2938 | 1996.8932 | 1448.7031 | 1919.0744 | 1862.4191 | 1816.3455 | 1770.272 | 1724.1984 | 1678.1249 | 1632.0513 | 1585.9778 | 1539.9042 | 839.3152 | 1493.8307 | 1447.7571 | 1401.6836 | 1355.61 | 1309.5365 | 1263.4629 | 1217.3894 | 1171.3158 | 1125.2423 | 1079.1687 | 1033.0951 | 987.0216 | 940.948 | 894.8745 | 848.8009 | 0 | 0 | 0 | 0 | 0 | 0 | 0 | 0
|  | 2043 | 1632.8511 | [23 empty] | 2438.2945 | 2298.4828 | 2160.1223 | 2058.9097 | 1463.912 | 1971.6276 | 1894.7934 | 1838.8549 | 1793.3643 | 1747.8737 | 1702.3831 | 1656.8925 | 1611.4019 | 1565.9113 | 1520.4207 | 828.6958 | 1474.9301 | 1429.4395 | 1383.9488 | 1338.4582 | 1292.9676 | 1247.477 | 1201.9864 | 1156.4958 | 1111.0052 | 1065.5146 | 1020.024 | 974.5334 | 929.0428 | 883.5521 | 838.0615 | 0 | 0 | 0 | 0 | 0 | 0 | 0
|  | 2044 | 1611.8955 | [24 empty] | 2407.002 | 2268.9847 | 2132.3998 | 1480.7806 | 2032.4862 | 1946.3242 | 1870.4761 | 1815.2555 | 1770.3487 | 1725.4419 | 1680.5351 | 1635.6283 | 1590.7215 | 1545.8148 | 1500.908 | 818.0605 | 1456.0012 | 1411.0944 | 1366.1876 | 1321.2808 | 1276.374 | 1231.4672 | 1186.5604 | 1141.6536 | 1096.7468 | 1051.84 | 1006.9332 | 962.0264 | 917.1196 | 872.2129 | 827.3061 | 0 | 0 | 0 | 0 | 0 | 0
|  | 2045 | 1590.9086 | [25 empty] | 2375.6627 | 2239.4424 | 1499.7967 | 2104.6359 | 2006.0231 | 1920.983 | 1846.1224 | 1791.6208 | 1747.2987 | 1702.9766 | 1658.6545 | 1614.3324 | 1570.0103 | 1525.6882 | 1481.3661 | 807.4094 | 1437.044 | 1392.7219 | 1348.3998 | 1304.0777 | 1259.7556 | 1215.4335 | 1171.1113 | 1126.7892 | 1082.4671 | 1038.145 | 993.8229 | 949.5008 | 905.1787 | 860.8566 | 816.5345 | 0 | 0 | 0 | 0 | 0
|  | 2046 | 1569.8903 | [26 empty] | 2344.2767 | 1522.6613 | 2209.856 | 2076.8305 | 1979.5206 | 1895.604 | 1821.7324 | 1767.9508 | 1724.2143 | 1680.4778 | 1636.7412 | 1593.0047 | 1549.2681 | 1505.5316 | 1461.795 | 796.7423 | 1418.0585 | 1374.3219 | 1330.5854 | 1286.8489 | 1243.1123 | 1199.3758 | 1155.6392 | 1111.9027 | 1068.1661 | 1024.4296 | 980.693 | 936.9565 | 893.22 | 849.4834 | 805.7469 | 0 | 0 | 0 | 0
|  | 2047 | 1548.8407 | [27 empty] | 1548.8407 | 2312.8439 | 2180.2256 | 2048.9837 | 1952.9785 | 1870.1871 | 1797.306 | 1744.2456 | 1701.0955 | 1657.9454 | 1614.7953 | 1571.6452 | 1528.495 | 1485.3449 | 1442.1948 | 786.0593 | 1399.0447 | 1355.8946 | 1312.7445 | 1269.5944 | 1226.4443 | 1183.2942 | 1140.144 | 1096.9939 | 1053.8438 | 1010.6937 | 967.5436 | 924.3935 | 881.2434 | 838.0933 | 794.9432 | 0 | 0 | 0
|  | 2048 | 1527.7598 | [27 empty] | 1527.7598 |  | 2281.3643 | 2150.551 | 2021.0955 | 1926.397 | 1844.7324 | 1772.8433 | 1720.5051 | 1677.9423 | 1635.3795 | 1592.8167 | 1550.2539 | 1507.6911 | 1465.1283 | 1422.5654 | 775.3604 | 1380.0026 | 1337.4398 | 1294.877 | 1252.3142 | 1209.7514 | 1167.1886 | 1124.6258 | 1082.063 | 1039.5002 | 996.9374 | 954.3746 | 911.8118 | 869.249 | 826.6862 | 784.1234 | 0 | 0
|  | 2049 | 1506.6476 | [27 empty] | 1506.6476 |  |  | 2249.838 | 2120.8324 | 1993.1658 | 1899.776 | 1819.2399 | 1748.3443 | 1696.7293 | 1654.7547 | 1612.78 | 1570.8054 | 1528.8308 | 1486.8562 | 1444.8815 | 1402.9069 | 764.6457 | 1360.9323 | 1318.9577 | 1276.983 | 1235.0084 | 1193.0338 | 1151.0591 | 1109.0845 | 1067.1099 | 1025.1353 | 983.1606 | 941.186 | 899.2114 | 857.2368 | 815.2621 | 773.2875 | 0
|  | 2050 | 1485.504 | [27 empty] | 1485.504 |  |  |  | 2218.2648 | 2091.0697 | 1965.1947 | 1873.1154 | 1793.7096 | 1723.8089 | 1672.9182 | 1631.5326 | 1590.1471 | 1548.7615 | 1507.3759 | 1465.9903 | 1424.6048 | 1383.2192 | 753.915 | 1341.8336 | 1300.448 | 1259.0625 | 1217.6769 | 1176.2913 | 1134.9057 | 1093.5202 | 1052.1346 | 1010.749 | 969.3634 | 927.9779 | 886.5923 | 845.2067 | 803.8211 | 762.4356

## WY East Wind
Wyoming East Wind FINANCIALS
($ 1000s Unless Otherwise Indicated)
| Calendar Year of Fin. Close |  |  | 2020 | 2021 | 2022 | 2023 | 2024 | 2025 | 2026 | 2027 | 2028 | 2029 | 2030 | 2031 | 2032 | 2033 | 2034 | 2035 | 2036 | 2037 | 2038 | 2039 | 2040 | 2041 | 2042 | 2043 | 2044 | 2045 | 2046 | 2047 | 2048 | 2049 | 2050 | 2051 | 2052 | 2053 | 2054 | 2055 | 2056 | 2057 | 2058 | 2059 | 2060 | 2061 | 2062 | 2063 | 2064 | 2065 | 2066 | 2067 | 2068 | 2069 | 2070 | 2071 | 2072 | 2073 | 2074 | 2075
| Operating Year |  | 0 | 1 | 2 | 3 | 4 | 5 | 6 | 7 | 8 | 9 | 10 | 11 | 12 | 13 | 14 | 15 | 16 | 17 | 18 | 19 | 20 | 21 | 22 | 23 | 24 | 25 | 26 | 27 | 28 | 29 | 30 | 31 | 32 | 33 | 34 | 35 | 36 | 37 | 38 | 39 | 40 | 41 | 42 | 43 | 44 | 45 | 46 | 47 | 48 | 49 | 50 | 51 | 52 | 53 | 54 | 55 | 56
| Calendar Year | Capital Invest.
| 2020 | 592874.276
| Gross plant |  | 2020 1: 592874.276; 2021 2: 592874.276; 2022 3: 592874.276; 2023 4: 592874.276; 2024 5: 592874.276; 2025 6: 592874.276; 2026 7: 592874.276; 2027 8: 592874.276; 2028 9: 592874.276; 2029 10: 592874.276; 2030 11: 592874.276; 2031 12: 592874.276; 2032 13: 592874.276; 2033 14: 592874.276; 2034 15: 592874.276; 2035 16: 592874.276; 2036 17: 592874.276; 2037 18: 592874.276; 2038 19: 592874.276; 2039 20: 592874.276; 2040 21: 592874.276; 2041 22: 592874.276; 2042 23: 592874.276; 2043 24: 592874.276; 2044 25: 592874.276; 2045 26: 592874.276; 2046 27: 592874.276; 2047 28: 592874.276; 2048 29: 592874.276; 2049 30: 592874.276
| Accumulated Deprectiation |  | 2020 1: 19762.4759; 2021 2: 39524.9517; 2022 3: 59287.4276; 2023 4: 79049.9035; 2024 5: 98812.3793; 2025 6: 118574.8552; 2026 7: 138337.3311; 2027 8: 158099.8069; 2028 9: 177862.2828; 2029 10: 197624.7587; 2030 11: 217387.2345; 2031 12: 237149.7104; 2032 13: 256912.1863; 2033 14: 276674.6621; 2034 15: 276674.6621; 2035 16: 296437.138; 2036 17: 316199.6139; 2037 18: 335962.0897; 2038 19: 355724.5656; 2039 20: 375487.0415; 2040 21: 395249.5173; 2041 22: 415011.9932; 2042 23: 434774.469; 2043 24: 454536.9449; 2044 25: 474299.4208; 2045 26: 494061.8966; 2046 27: 513824.3725; 2047 28: 533586.8484; 2048 29: 553349.3242; 2049 30: 573111.8001
| Net book value |  | 2020 1: 573111.8001; 2021 2: 553349.3242; 2022 3: 533586.8484; 2023 4: 513824.3725; 2024 5: 494061.8966; 2025 6: 474299.4208; 2026 7: 454536.9449; 2027 8: 434774.469; 2028 9: 415011.9932; 2029 10: 395249.5173; 2030 11: 375487.0415; 2031 12: 355724.5656; 2032 13: 335962.0897; 2033 14: 316199.6139; 2034 15: 316199.6139; 2035 16: 296437.138; 2036 17: 276674.6621; 2037 18: 256912.1863; 2038 19: 237149.7104; 2039 20: 217387.2345; 2040 21: 197624.7587; 2041 22: 177862.2828; 2042 23: 158099.8069; 2043 24: 138337.3311; 2044 25: 118574.8552; 2045 26: 98812.3793; 2046 27: 79049.9035; 2047 28: 59287.4276; 2048 29: 39524.9517; 2049 30: 19762.4759
| Accumulated deffered income tax |  | 2020 1: -20750.5997; 2021 2: -56441.6311; 2022 3: -76196.2019; 2023 4: -86388.8965; 2024 5: -96581.5911; 2025 6: -99602.8784; 2026 7: -95452.7584; 2027 8: -91302.6385; 2028 9: -87152.5186; 2029 10: -83002.3986; 2030 11: -78852.2787; 2031 12: -74702.1588; 2032 13: -70552.0388; 2033 14: -66401.9189; 2034 15: -66401.9189; 2035 16: -62251.799; 2036 17: -58101.679; 2037 18: -53951.5591; 2038 19: -49801.4392; 2039 20: -45651.3193; 2040 21: -41501.1993; 2041 22: -37351.0794; 2042 23: -33200.9595; 2043 24: -29050.8395; 2044 25: -24900.7196; 2045 26: -20750.5997; 2046 27: -16600.4797; 2047 28: -12450.3598; 2048 29: -8300.2399; 2049 30: -4150.1199
| Rate Base |  | 2020 1: 552361.2005; 2021 2: 496907.6932; 2022 3: 457390.6464; 2023 4: 427435.476; 2024 5: 397480.3056; 2025 6: 374696.5424; 2026 7: 359084.1865; 2027 8: 343471.8305; 2028 9: 327859.4746; 2029 10: 312247.1187; 2030 11: 296634.7627; 2031 12: 281022.4068; 2032 13: 265410.0509; 2033 14: 249797.6949; 2034 15: 249797.6949; 2035 16: 234185.339; 2036 17: 218572.9831; 2037 18: 202960.6271; 2038 19: 187348.2712; 2039 20: 171735.9153; 2040 21: 156123.5593; 2041 22: 140511.2034; 2042 23: 124898.8475; 2043 24: 109286.4915; 2044 25: 93674.1356; 2045 26: 78061.7797; 2046 27: 62449.4237; 2047 28: 46837.0678; 2048 29: 31224.7119; 2049 30: 15612.3559
| Average rate base |  | 2020 1: 572617.7382; 2021 2: 524634.4468; 2022 3: 477149.1698; 2023 4: 442413.0612; 2024 5: 412457.8908; 2025 6: 386088.424; 2026 7: 366890.3645; 2027 8: 351278.0085; 2028 9: 335665.6526; 2029 10: 320053.2966; 2030 11: 304440.9407; 2031 12: 288828.5848; 2032 13: 273216.2288; 2033 14: 257603.8729; 2034 15: 249797.6949; 2035 16: 241991.517; 2036 17: 226379.161; 2037 18: 210766.8051; 2038 19: 195154.4492; 2039 20: 179542.0932; 2040 21: 163929.7373; 2041 22: 148317.3814; 2042 23: 132705.0254; 2043 24: 117092.6695; 2044 25: 101480.3136; 2045 26: 85867.9576; 2046 27: 70255.6017; 2047 28: 54643.2458; 2048 29: 39030.8898; 2049 30: 23418.5339
| Pre-tax Return | 0.086076 | 2020 1: 49288.6154; 2021 2: 45158.4081; 2022 3: 41071.0678; 2023 4: 38081.1243; 2024 5: 35502.7045; 2025 6: 33232.9276; 2026 7: 31580.4364; 2027 8: 30236.5881; 2028 9: 28892.7397; 2029 10: 27548.8914; 2030 11: 26205.043; 2031 12: 24861.1946; 2032 13: 23517.3463; 2033 14: 22173.4979; 2034 15: 21501.5737; 2035 16: 20829.6496; 2036 17: 19485.8012; 2037 18: 18141.9528; 2038 19: 16798.1045; 2039 20: 15454.2561; 2040 21: 14110.4078; 2041 22: 12766.5594; 2042 23: 11422.7111; 2043 24: 10078.8627; 2044 25: 8735.0143; 2045 26: 7391.166; 2046 27: 6047.3176; 2047 28: 4703.4693; 2048 29: 3359.6209; 2049 30: 2015.7725
| Book Depreciation |  | 2020 1: 19762.4759; 2021 2: 19762.4759; 2022 3: 19762.4759; 2023 4: 19762.4759; 2024 5: 19762.4759; 2025 6: 19762.4759; 2026 7: 19762.4759; 2027 8: 19762.4759; 2028 9: 19762.4759; 2029 10: 19762.4759; 2030 11: 19762.4759; 2031 12: 19762.4759; 2032 13: 19762.4759; 2033 14: 19762.4759; 2034 15: 0; 2035 16: 19762.4759; 2036 17: 19762.4759; 2037 18: 19762.4759; 2038 19: 19762.4759; 2039 20: 19762.4759; 2040 21: 19762.4759; 2041 22: 19762.4759; 2042 23: 19762.4759; 2043 24: 19762.4759; 2044 25: 19762.4759; 2045 26: 19762.4759; 2046 27: 19762.4759; 2047 28: 19762.4759; 2048 29: 19762.4759; 2049 30: 19762.4759
| Insurance |  | 2020 1: 283.9868; 2021 2: 283.9868; 2022 3: 283.9868; 2023 4: 283.9868; 2024 5: 283.9868; 2025 6: 283.9868; 2026 7: 283.9868; 2027 8: 283.9868; 2028 9: 283.9868; 2029 10: 283.9868; 2030 11: 283.9868; 2031 12: 283.9868; 2032 13: 283.9868; 2033 14: 283.9868; 2034 15: 283.9868; 2035 16: 283.9868; 2036 17: 283.9868; 2037 18: 283.9868; 2038 19: 283.9868; 2039 20: 283.9868; 2040 21: 283.9868; 2041 22: 283.9868; 2042 23: 283.9868; 2043 24: 283.9868; 2044 25: 283.9868; 2045 26: 283.9868; 2046 27: 283.9868; 2047 28: 283.9868; 2048 29: 283.9868; 2049 30: 283.9868
| Property Taxes |  | 2020 1: 2695.13; 2021 2: 2695.13; 2022 3: 2695.13; 2023 4: 2695.13; 2024 5: 2695.13; 2025 6: 2695.13; 2026 7: 2695.13; 2027 8: 2695.13; 2028 9: 2695.13; 2029 10: 2695.13; 2030 11: 2695.13; 2031 12: 2695.13; 2032 13: 2695.13; 2033 14: 2695.13; 2034 15: 2695.13; 2035 16: 2695.13; 2036 17: 2695.13; 2037 18: 2695.13; 2038 19: 2695.13; 2039 20: 2695.13; 2040 21: 2695.13; 2041 22: 2695.13; 2042 23: 2695.13; 2043 24: 2695.13; 2044 25: 2695.13; 2045 26: 2695.13; 2046 27: 2695.13; 2047 28: 2695.13; 2048 29: 2695.13; 2049 30: 2695.13
| Revenue Requirement |  | 2020 1: 72030.2081; 2021 2: 67900.0007; 2022 3: 63812.6604; 2023 4: 60822.7169; 2024 5: 58244.2972; 2025 6: 55974.5203; 2026 7: 54322.0291; 2027 8: 52978.1807; 2028 9: 51634.3323; 2029 10: 50290.484; 2030 11: 48946.6356; 2031 12: 47602.7873; 2032 13: 46258.9389; 2033 14: 44915.0906; 2034 15: 24480.6905; 2035 16: 43571.2422; 2036 17: 42227.3938; 2037 18: 40883.5455; 2038 19: 39539.6971; 2039 20: 38195.8488; 2040 21: 36852.0004; 2041 22: 35508.152; 2042 23: 34164.3037; 2043 24: 32820.4553; 2044 25: 31476.607; 2045 26: 30132.7586; 2046 27: 28788.9102; 2047 28: 27445.0619; 2048 29: 26101.2135; 2049 30: 24757.3652
| Book Depreciation |  | 2020 1: 19762.4759; 2021 2: 19762.4759; 2022 3: 19762.4759; 2023 4: 19762.4759; 2024 5: 19762.4759; 2025 6: 19762.4759; 2026 7: 19762.4759; 2027 8: 19762.4759; 2028 9: 19762.4759; 2029 10: 19762.4759; 2030 11: 19762.4759; 2031 12: 19762.4759; 2032 13: 19762.4759; 2033 14: 19762.4759; 2035 16: 19762.4759; 2036 17: 19762.4759; 2037 18: 19762.4759; 2038 19: 19762.4759; 2039 20: 19762.4759; 2040 21: 19762.4759; 2041 22: 19762.4759; 2042 23: 19762.4759; 2043 24: 19762.4759; 2044 25: 19762.4759; 2045 26: 19762.4759; 2046 27: 19762.4759; 2047 28: 19762.4759; 2048 29: 19762.4759; 2049 30: 19762.4759
| Tax Depreciation |  | 2020 1: 118574.8552; 2021 2: 189719.7683; 2022 3: 113831.861; 2023 4: 68299.1166; 2024 5: 68299.1166; 2025 6: 34149.5583; 2026 7: 0; 2027 8: 0; 2028 9: 0; 2029 10: 0; 2030 11: 0; 2031 12: 0; 2032 13: 0; 2033 14: 0; 2035 16: 0; 2036 17: 0; 2037 18: 0; 2038 19: 0; 2039 20: 0; 2040 21: 0; 2041 22: 0; 2042 23: 0; 2043 24: 0; 2044 25: 0; 2045 26: 0; 2046 27: 0; 2047 28: 0; 2048 29: 0; 2049 30: 0
| Difference between book and tax |  | 2020 1: -98812.3793; 2021 2: -169957.2924; 2022 3: -94069.3851; 2023 4: -48536.6407; 2024 5: -48536.6407; 2025 6: -14387.0824; 2026 7: 19762.4759; 2027 8: 19762.4759; 2028 9: 19762.4759; 2029 10: 19762.4759; 2030 11: 19762.4759; 2031 12: 19762.4759; 2032 13: 19762.4759; 2033 14: 19762.4759; 2034 15: 0; 2035 16: 19762.4759; 2036 17: 19762.4759; 2037 18: 19762.4759; 2038 19: 19762.4759; 2039 20: 19762.4759; 2040 21: 19762.4759; 2041 22: 19762.4759; 2042 23: 19762.4759; 2043 24: 19762.4759; 2044 25: 19762.4759; 2045 26: 19762.4759; 2046 27: 19762.4759; 2047 28: 19762.4759; 2048 29: 19762.4759; 2049 30: 19762.4759
| Tax rate |  | 2020 1: -20750.5997; 2021 2: -35691.0314; 2022 3: -19754.5709; 2023 4: -10192.6946; 2024 5: -10192.6946; 2025 6: -3021.2873; 2026 7: 4150.1199; 2027 8: 4150.1199; 2028 9: 4150.1199; 2029 10: 4150.1199; 2030 11: 4150.1199; 2031 12: 4150.1199; 2032 13: 4150.1199; 2033 14: 4150.1199; 2034 15: 0; 2035 16: 4150.1199; 2036 17: 4150.1199; 2037 18: 4150.1199; 2038 19: 4150.1199; 2039 20: 4150.1199; 2040 21: 4150.1199; 2041 22: 4150.1199; 2042 23: 4150.1199; 2043 24: 4150.1199; 2044 25: 4150.1199; 2045 26: 4150.1199; 2046 27: 4150.1199; 2047 28: 4150.1199; 2048 29: 4150.1199; 2049 30: 4150.1199
Depreciation Tables
|  | 5 | 2020 1: 20%; 2021 2: 32%; 2022 3: 19.2%; 2023 4: 11.52%; 2024 5: 11.52%; 2025 6: 5.76%; 2026 7: 0%; 2027 8: 0%; 2028 9: 0%; 2029 10: 0%; 2030 11: 0%; 2031 12: 0%; 2032 13: 0%; 2033 14: 0%; 2034 15: 0%; 2035 16: 0%; 2036 17: 0%; 2037 18: 0%; 2038 19: 0%; 2039 20: 0%; 2040 21: 0%
|  | 5 | 0: 1; 2020 1: 20%; 2021 2: 32%; 2022 3: 19.2%; 2023 4: 11.52%; 2024 5: 11.52%; 2025 6: 5.76%
|  | 10 | 0: 0; 2020 1: 10%; 2021 2: 18%; 2022 3: 14.4%; 2023 4: 11.52%; 2024 5: 9.22%; 2025 6: 7.37%; 2026 7: 6.55%; 2027 8: 6.55%; 2028 9: 6.56%; 2029 10: 6.55%; 2030 11: 3.28%
|  | 15 | 0: 0; 2020 1: 5%; 2021 2: 9.5%; 2022 3: 8.55%; 2023 4: 7.7%; 2024 5: 6.93%; 2025 6: 6.23%; 2026 7: 5.9%; 2027 8: 5.9%; 2028 9: 5.91%; 2029 10: 5.9%; 2030 11: 5.91%; 2031 12: 5.9%; 2032 13: 5.91%; 2033 14: 5.9%; 2034 15: 5.91%; 2035 16: 2.95%
|  | 20 | 0: 0; 2020 1: 3.75%; 2021 2: 7.219%; 2022 3: 6.677%; 2023 4: 6.177%; 2024 5: 5.713%; 2025 6: 5.285%; 2026 7: 4.888%; 2027 8: 4.522%; 2028 9: 4.462%; 2029 10: 4.461%; 2030 11: 4.462%; 2031 12: 4.461%; 2032 13: 4.462%; 2033 14: 4.461%; 2034 15: 4.462%; 2035 16: 4.461%; 2036 17: 4.462%; 2037 18: 4.461%; 2038 19: 4.462%; 2039 20: 4.461%; 2040 21: 2.231%
Revenue Requirement by vintage year
2012 $000
|  |  |  | 2020 | 2021 | 2022 | 2023 | 2024 | 2025 | 2026 | 2027 | 2028 | 2029 | 2030 | 2031 | 2032 | 2033 | 2034 | 2035 | 2036 | 2037 | 2038 | 2039 | 2040 | 2041 | 2042 | 2043 | 2044 | 2045 | 2046 | 2047 | 2048 | 2049 | 2050 | 2051 | 2052 | 2053 | 2054 | 2055 | 2056 | 2057 | 2058 | 2059 | 2060 | 2061 | 2062 | 2063 | 2064 | 2065 | 2066 | 2067 | 2068 | 2069 | 2070 | 2071 | 2072 | 2073 | 2074 | 2075
|  | 2020 | 0% | 72030.2081 | 67900.0007 | 63812.6604 | 60822.7169 | 58244.2972 | 55974.5203 | 54322.0291 | 52978.1807 | 51634.3323 | 50290.484 | 48946.6356 | 47602.7873 | 46258.9389 | 44915.0906 | 24480.6905 | 43571.2422 | 42227.3938 | 40883.5455 | 39539.6971 | 38195.8488 | 36852.0004 | 35508.152 | 34164.3037 | 32820.4553 | 31476.607 | 30132.7586 | 28788.9102 | 27445.0619 | 26101.2135 | 24757.3652 | 0 | 0 | 0 | 0 | 0 | 0 | 0 | 0 | 0 | 0 | 0 | 0 | 0 | 0 | 0 | 0 | 0 | 0 | 0 | 0 | 0 | 0 | 0 | 0 | 0 | 0
|  | 2021 | -1.739% |  | 70777.5088 | 66719.1311 | 62702.875 | 59764.9305 | 57231.3529 | 55001.0504 | 53377.2981 | 52056.821 | 50736.344 | 49415.8669 | 48095.3898 | 46774.9127 | 45454.4356 | 44133.9585 | 24054.9394 | 42813.4815 | 41493.0044 | 40172.5273 | 38852.0502 | 37531.5731 | 36211.096 | 34890.619 | 33570.1419 | 32249.6648 | 30929.1877 | 29608.7106 | 28288.2335 | 26967.7565 | 25647.2794 | 24326.8023 | 0 | 0 | 0 | 0 | 0 | 0 | 0 | 0 | 0 | 0 | 0 | 0 | 0 | 0 | 0 | 0 | 0 | 0 | 0 | 0 | 0 | 0 | 0 | 0 | 0
|  | 2022 | -1.835% |  |  | 69478.8389 | 65494.9269 | 61552.3635 | 58668.3263 | 56181.2363 | 53991.8568 | 52397.8982 | 51101.65 | 49805.4019 | 48509.1537 | 47212.9056 | 45916.6574 | 44620.4093 | 43324.1611 | 23613.5643 | 42027.913 | 40731.6648 | 39435.4167 | 38139.1686 | 36842.9204 | 35546.6723 | 34250.4241 | 32954.176 | 31657.9278 | 30361.6797 | 29065.4315 | 27769.1834 | 26472.9352 | 25176.6871 | 23880.439 | 0 | 0 | 0 | 0 | 0 | 0 | 0 | 0 | 0 | 0 | 0 | 0 | 0 | 0 | 0 | 0 | 0 | 0 | 0 | 0 | 0 | 0 | 0 | 0
|  | 2023 | -1.869% |  |  |  | 68180.169 | 64270.7227 | 60401.8521 | 57571.7221 | 55131.1197 | 52982.6632 | 51418.4982 | 50146.479 | 48874.4598 | 47602.4406 | 46330.4214 | 45058.4022 | 43786.3829 | 42514.3637 | 23172.1893 | 41242.3445 | 39970.3253 | 38698.3061 | 37426.2869 | 36154.2677 | 34882.2485 | 33610.2293 | 32338.2101 | 31066.1909 | 29794.1717 | 28522.1524 | 27250.1332 | 25978.114 | 24706.0948 | 23434.0756 | 0 | 0 | 0 | 0 | 0 | 0 | 0 | 0 | 0 | 0 | 0 | 0 | 0 | 0 | 0 | 0 | 0 | 0 | 0 | 0 | 0 | 0 | 0
|  | 2024 | -1.905% |  |  |  |  | 66881.4991 | 63046.5184 | 59251.3406 | 56475.1178 | 54081.0032 | 51973.4696 | 50439.0982 | 49191.308 | 47943.5177 | 46695.7274 | 45447.9371 | 44200.1469 | 42952.3566 | 41704.5663 | 22730.8143 | 40456.7761 | 39208.9858 | 37961.1955 | 36713.4052 | 35465.615 | 34217.8247 | 32970.0344 | 31722.2442 | 30474.4539 | 29226.6636 | 27978.8733 | 26731.0831 | 25483.2928 | 24235.5025 | 22987.7123 | 0 | 0 | 0 | 0 | 0 | 0 | 0 | 0 | 0 | 0 | 0 | 0 | 0 | 0 | 0 | 0 | 0 | 0 | 0 | 0 | 0 | 0
|  | 2025 | -1.942% | [5 empty] | 65582.8293 | 61822.3142 | 58100.8291 | 55378.5136 | 53030.8866 | 50964.276 | 49459.6983 | 48236.1369 | 47012.5756 | 45789.0143 | 44565.4529 | 43341.8916 | 42118.3303 | 40894.7689 | 22289.4392 | 39671.2076 | 38447.6463 | 37224.0849 | 36000.5236 | 34776.9623 | 33553.4009 | 32329.8396 | 31106.2783 | 29882.7169 | 28659.1556 | 27435.5943 | 26212.0329 | 24988.4716 | 23764.9103 | 22541.3489 | 0 | 0 | 0 | 0 | 0 | 0 | 0 | 0 | 0 | 0 | 0 | 0 | 0 | 0 | 0 | 0 | 0 | 0 | 0 | 0 | 0
|  | 2026 | -1.98% | [6 empty] | 64284.1594 | 60598.1099 | 56950.3177 | 54281.9094 | 51980.77 | 49955.0824 | 48480.2983 | 47280.9659 | 46081.6335 | 44882.3011 | 43682.9687 | 42483.6363 | 41284.3039 | 40084.9715 | 21848.0642 | 38885.6391 | 37686.3067 | 36486.9743 | 35287.6419 | 34088.3095 | 32888.9771 | 31689.6447 | 30490.3124 | 29290.98 | 28091.6476 | 26892.3152 | 25692.9828 | 24493.6504 | 23294.318 | 22094.9856 | 0 | 0 | 0 | 0 | 0 | 0 | 0 | 0 | 0 | 0 | 0 | 0 | 0 | 0 | 0 | 0 | 0 | 0 | 0 | 0
|  | 2027 | -2.02% | [7 empty] | 62985.4895 | 59373.9057 | 55799.8062 | 53185.3051 | 50930.6535 | 48945.8888 | 47500.8983 | 46325.7949 | 45150.6914 | 43975.588 | 42800.4845 | 41625.381 | 40450.2776 | 39275.1741 | 21406.6892 | 38100.0707 | 36924.9672 | 35749.8637 | 34574.7603 | 33399.6568 | 32224.5534 | 31049.4499 | 29874.3464 | 28699.243 | 27524.1395 | 26349.0361 | 25173.9326 | 23998.8291 | 22823.7257 | 21648.6222 | 0 | 0 | 0 | 0 | 0 | 0 | 0 | 0 | 0 | 0 | 0 | 0 | 0 | 0 | 0 | 0 | 0 | 0 | 0
|  | 2028 | -2.062% | [8 empty] | 61686.8196 | 58149.7014 | 54649.2947 | 52088.7009 | 49880.5369 | 47936.6953 | 46521.4984 | 45370.6238 | 44219.7493 | 43068.8748 | 41918.0003 | 40767.1258 | 39616.2512 | 38465.3767 | 20965.3141 | 37314.5022 | 36163.6277 | 35012.7531 | 33861.8786 | 32711.0041 | 31560.1296 | 30409.2551 | 29258.3805 | 28107.506 | 26956.6315 | 25805.757 | 24654.8825 | 23504.0079 | 22353.1334 | 21202.2589 | 0 | 0 | 0 | 0 | 0 | 0 | 0 | 0 | 0 | 0 | 0 | 0 | 0 | 0 | 0 | 0 | 0 | 0
|  | 2029 | -2.105% | [9 empty] | 60388.1497 | 56925.4972 | 53498.7833 | 50992.0967 | 48830.4203 | 46927.5017 | 45542.0984 | 44415.4528 | 43288.8072 | 42162.1616 | 41035.5161 | 39908.8705 | 38782.2249 | 37655.5793 | 20523.9391 | 36528.9337 | 35402.2881 | 34275.6426 | 33148.997 | 32022.3514 | 30895.7058 | 29769.0602 | 28642.4146 | 27515.769 | 26389.1235 | 25262.4779 | 24135.8323 | 23009.1867 | 21882.5411 | 20755.8955 | 0 | 0 | 0 | 0 | 0 | 0 | 0 | 0 | 0 | 0 | 0 | 0 | 0 | 0 | 0 | 0 | 0
|  | 2030 | -2.151% | [10 empty] | 59089.4798 | 55701.293 | 52348.2718 | 49895.4924 | 47780.3038 | 45918.3081 | 44562.6984 | 43460.2818 | 42357.8651 | 41255.4485 | 40153.0318 | 39050.6152 | 37948.1986 | 36845.7819 | 20082.5641 | 35743.3653 | 34640.9486 | 33538.532 | 32436.1153 | 31333.6987 | 30231.282 | 29128.8654 | 28026.4487 | 26924.0321 | 25821.6154 | 24719.1988 | 23616.7821 | 22514.3655 | 21411.9488 | 20309.5322 | 0 | 0 | 0 | 0 | 0 | 0 | 0 | 0 | 0 | 0 | 0 | 0 | 0 | 0 | 0 | 0
|  | 2031 | -1.08% | [11 empty] | 58451.2438 | 55099.6533 | 51782.8487 | 49356.5623 | 47264.2201 | 45422.3362 | 44081.3687 | 42990.8595 | 41900.3502 | 40809.841 | 39719.3317 | 38628.8225 | 37538.3133 | 36447.804 | 19865.6487 | 35357.2948 | 34266.7855 | 33176.2763 | 32085.767 | 30995.2578 | 29904.7485 | 28814.2393 | 27723.73 | 26633.2208 | 25542.7115 | 24452.2023 | 23361.693 | 22271.1838 | 21180.6745 | 20090.1653 | 0 | 0 | 0 | 0 | 0 | 0 | 0 | 0 | 0 | 0 | 0 | 0 | 0 | 0 | 0
|  | 2032 | -1.094% | [12 empty] | 57812.0348 | 54497.0965 | 51216.5638 | 48816.8106 | 46747.3498 | 44925.6083 | 43599.3053 | 42520.7216 | 41442.1379 | 40363.5542 | 39284.9705 | 38206.3868 | 37127.8031 | 36049.2194 | 19648.4027 | 34970.6358 | 33892.0521 | 32813.4684 | 31734.8847 | 30656.301 | 29577.7173 | 28499.1336 | 27420.5499 | 26341.9662 | 25263.3825 | 24184.7988 | 23106.2151 | 22027.6314 | 20949.0477 | 19870.464 | 0 | 0 | 0 | 0 | 0 | 0 | 0 | 0 | 0 | 0 | 0 | 0 | 0 | 0
|  | 2033 | -1.107% | [13 empty] | 57171.8529 | 53893.6227 | 50649.4169 | 48276.2374 | 46229.6928 | 44428.1243 | 43116.5082 | 42049.8682 | 40983.2282 | 39916.5882 | 38849.9482 | 37783.3082 | 36716.6682 | 35650.0282 | 19430.826 | 34583.3882 | 33516.7482 | 32450.1083 | 31383.4683 | 30316.8283 | 29250.1883 | 28183.5483 | 27116.9083 | 26050.2683 | 24983.6283 | 23916.9883 | 22850.3483 | 21783.7083 | 20717.0683 | 19650.4283 | 0 | 0 | 0 | 0 | 0 | 0 | 0 | 0 | 0 | 0 | 0 | 0 | 0
|  | 2034 | -1.121% | [14 empty] | 56530.6982 | 53289.2317 | 50081.4081 | 47734.8427 | 45711.2491 | 43929.8844 | 42632.9774 | 41578.2992 | 40523.6211 | 39468.9429 | 38414.2648 | 37359.5867 | 36304.9085 | 35250.2304 | 19212.9186 | 34195.5522 | 33140.8741 | 32086.1959 | 31031.5178 | 29976.8397 | 28922.1615 | 27867.4834 | 26812.8052 | 25758.1271 | 24703.449 | 23648.7708 | 22594.0927 | 21539.4145 | 20484.7364 | 19430.0582 | 0 | 0 | 0 | 0 | 0 | 0 | 0 | 0 | 0 | 0 | 0 | 0
|  | 2035 | -1.136% | [15 empty] | 55888.5705 | 52683.9236 | 49512.5374 | 47192.6265 | 45192.0187 | 43430.8884 | 42148.7128 | 41106.0147 | 40063.3165 | 39020.6184 | 37977.9203 | 36935.2221 | 35892.524 | 34849.8258 | 18994.6806 | 33807.1277 | 32764.4296 | 31721.7314 | 30679.0333 | 29636.3352 | 28593.637 | 27550.9389 | 26508.2407 | 25465.5426 | 24422.8445 | 23380.1463 | 22337.4482 | 21294.7501 | 20252.0519 | 19209.3538 | 0 | 0 | 0 | 0 | 0 | 0 | 0 | 0 | 0 | 0 | 0
|  | 2036 | -1.151% | [16 empty] | 55245.47 | 52077.6984 | 48942.8049 | 46649.5887 | 44672.0016 | 42931.1363 | 41663.7145 | 40633.0146 | 39602.3146 | 38571.6146 | 37540.9146 | 36510.2146 | 35479.5146 | 34448.8147 | 18776.112 | 33418.1147 | 32387.4147 | 31356.7147 | 30326.0147 | 29295.3148 | 28264.6148 | 27233.9148 | 26203.2148 | 25172.5148 | 24141.8148 | 23111.1149 | 22080.4149 | 21049.7149 | 20019.0149 | 18988.3149 | 0 | 0 | 0 | 0 | 0 | 0 | 0 | 0 | 0 | 0
|  | 2037 | -1.166% | [17 empty] | 54601.3966 | 51470.5561 | 48372.2104 | 46105.7295 | 44151.1978 | 42430.6282 | 41177.9826 | 40159.2989 | 39140.6152 | 38121.9315 | 37103.2479 | 36084.5642 | 35065.8805 | 34047.1968 | 18557.2127 | 33028.5132 | 32009.8295 | 30991.1458 | 29972.4621 | 28953.7784 | 27935.0948 | 26916.4111 | 25897.7274 | 24879.0437 | 23860.3601 | 22841.6764 | 21822.9927 | 20804.309 | 19785.6254 | 18766.9417 | 0 | 0 | 0 | 0 | 0 | 0 | 0 | 0 | 0
|  | 2038 | -1.181% | [18 empty] | 53956.3503 | 50862.4967 | 47800.754 | 45561.0487 | 43629.6074 | 41929.3641 | 40691.5169 | 39684.8677 | 38678.2184 | 37671.5692 | 36664.92 | 35658.2708 | 34651.6216 | 33644.9723 | 18337.9827 | 32638.3231 | 31631.6739 | 30625.0247 | 29618.3755 | 28611.7262 | 27605.077 | 26598.4278 | 25591.7786 | 24585.1294 | 23578.4801 | 22571.8309 | 21565.1817 | 20558.5325 | 19551.8833 | 18545.234 | 0 | 0 | 0 | 0 | 0 | 0 | 0 | 0
|  | 2039 | -1.197% | [19 empty] | 53310.3311 | 50253.5202 | 47228.4357 | 45015.5464 | 43107.2302 | 41427.344 | 40204.3175 | 39209.7209 | 38215.1242 | 37220.5276 | 36225.931 | 35231.3344 | 34236.7378 | 33242.1412 | 18118.4221 | 32247.5446 | 31252.948 | 30258.3514 | 29263.7547 | 28269.1581 | 27274.5615 | 26279.9649 | 25285.3683 | 24290.7717 | 23296.1751 | 22301.5785 | 21306.9818 | 20312.3852 | 19317.7886 | 18323.192 | 0 | 0 | 0 | 0 | 0 | 0 | 0
|  | 2040 | -1.214% | [20 empty] | 52663.3389 | 49643.6266 | 46655.2555 | 44469.2226 | 42584.0664 | 40924.5678 | 39716.3844 | 38733.8585 | 37751.3326 | 36768.8068 | 35786.2809 | 34803.7551 | 33821.2292 | 32838.7034 | 17898.5309 | 31856.1775 | 30873.6517 | 29891.1258 | 28908.6 | 27926.0741 | 26943.5483 | 25961.0224 | 24978.4966 | 23995.9707 | 23013.4449 | 22030.919 | 21048.3932 | 20065.8673 | 19083.3414 | 18100.8156 | 0 | 0 | 0 | 0 | 0 | 0
|  | 2041 | -1.23% | [21 empty] | 52015.3739 | 49032.8159 | 46081.2135 | 43922.0773 | 42060.1159 | 40421.0356 | 39227.7175 | 38257.2806 | 37286.8436 | 36316.4067 | 35345.9698 | 34375.5328 | 33405.0959 | 32434.6589 | 17678.3089 | 31464.222 | 30493.785 | 29523.3481 | 28552.9112 | 27582.4742 | 26612.0373 | 25641.6003 | 24671.1634 | 23700.7264 | 22730.2895 | 21759.8526 | 20789.4156 | 19818.9787 | 18848.5417 | 17878.1048 | 0 | 0 | 0 | 0 | 0
|  | 2042 | -1.248% | [22 empty] | 51366.4361 | 48421.088 | 45506.3095 | 43374.1104 | 41535.3786 | 39916.7473 | 38738.317 | 37779.9871 | 36821.6572 | 35863.3273 | 34904.9975 | 33946.6676 | 32988.3377 | 32030.0078 | 17457.7564 | 31071.6779 | 30113.348 | 29155.0182 | 28196.6883 | 27238.3584 | 26280.0285 | 25321.6986 | 24363.3688 | 23405.0389 | 22446.709 | 21488.3791 | 20530.0492 | 19571.7193 | 18613.3895 | 17655.0596 | 0 | 0 | 0 | 0
|  | 2043 | -1.265% | 2043: 50716.5253; 2044: 47808.4431; 2045: 44930.5436; 2046: 42825.3221; 2047: 41009.8547; 2048: 39411.7031; 2049: 38248.1827; 2050: 37301.9781; 2051: 36355.7734; 2052: 35409.5687; 2053: 34463.364; 2054: 33517.1594; 2055: 32570.9547; 2056: 31624.75; 2057: 17236.8731; 2058: 30678.5454; 2059: 29732.3407; 2060: 28786.136; 2061: 27839.9314; 2062: 26893.7267; 2063: 25947.522; 2064: 25001.3173; 2065: 24055.1127; 2066: 23108.908; 2067: 22162.7033; 2068: 21216.4987; 2069: 20270.294; 2070: 19324.0893; 2071: 18377.8847; 2072: 17431.68; 2073: 0; 2074: 0; 2075: 0
|  | 2044 | -1.283% | 2044: 50065.6416; 2045: 47194.881; 2046: 44353.9158; 2047: 42275.7122; 2048: 40483.5441; 2049: 38905.9028; 2050: 37757.3148; 2051: 36823.2534; 2052: 35889.1921; 2053: 34955.1308; 2054: 34021.0695; 2055: 33087.0082; 2056: 32152.9469; 2057: 31218.8856; 2058: 17015.6593; 2059: 30284.8243; 2060: 29350.763; 2061: 28416.7017; 2062: 27482.6404; 2063: 26548.5791; 2064: 25614.5178; 2065: 24680.4565; 2066: 23746.3952; 2067: 22812.3338; 2068: 21878.2725; 2069: 20944.2112; 2070: 20010.1499; 2071: 19076.0886; 2072: 18142.0273; 2073: 17207.966; 2074: 0; 2075: 0
|  | 2045 | -1.302% | 2045: 49413.785; 2046: 46580.4019; 2047: 43776.4261; 2048: 41725.2808; 2049: 39956.4468; 2050: 38399.3464; 2051: 37265.7131; 2052: 36343.8133; 2053: 35421.9135; 2054: 34500.0137; 2055: 33578.1139; 2056: 32656.2141; 2057: 31734.3143; 2058: 30812.4145; 2059: 16794.1147; 2060: 29890.5147; 2061: 28968.6149; 2062: 28046.7151; 2063: 27124.8154; 2064: 26202.9156; 2065: 25281.0158; 2066: 24359.116; 2067: 23437.2162; 2068: 22515.3164; 2069: 21593.4166; 2070: 20671.5168; 2071: 19749.617; 2072: 18827.7172; 2073: 17905.8174; 2074: 16983.9176; 2075: 0
|  | 2046 | -1.321% | 2046: 48760.9556; 2047: 45965.0056; 2048: 43198.0746; 2049: 41174.0279; 2050: 39428.5628; 2051: 37892.034; 2052: 36773.3777; 2053: 35863.6576; 2054: 34953.9374; 2055: 34044.2173; 2056: 33134.4972; 2057: 32224.777; 2058: 31315.0569; 2059: 30405.3368; 2060: 16572.2395; 2061: 29495.6167; 2062: 28585.8965; 2063: 27676.1764; 2064: 26766.4563; 2065: 25856.7361; 2066: 24947.016; 2067: 24037.2959; 2068: 23127.5758; 2069: 22217.8556; 2070: 21308.1355; 2071: 20398.4154; 2072: 19488.6952; 2073: 18578.9751; 2074: 17669.255; 2075: 16759.5349 | 0 | 0 | 0 | 0
|  | 2047 | -1.341% | 2047: 48107.1532; 2048: 45348.6922; 2049: 42618.8611; 2050: 40621.9535; 2051: 38899.8922; 2052: 37383.9656; 2053: 36280.3086; 2054: 35382.7863; 2055: 34485.2639; 2056: 33587.7416; 2057: 32690.2193; 2058: 31792.697; 2059: 30895.1747; 2060: 29997.6524; 2061: 16350.0337; 2062: 29100.1301; 2063: 28202.6078; 2064: 27305.0854; 2065: 26407.5631; 2066: 25510.0408; 2067: 24612.5185; 2068: 23714.9962; 2069: 22817.4739; 2070: 21919.9516; 2071: 21022.4293; 2072: 20124.907; 2073: 19227.3846; 2074: 18329.8623; 2075: 17432.34 | 16534.8177 | 0 | 0 | 0
|  | 2048 | -1.361% | 2048: 47452.378; 2049: 44731.4618; 2050: 42038.7857; 2051: 40069.0575; 2052: 38370.4348; 2053: 36875.1412; 2054: 35786.5058; 2055: 34901.1994; 2056: 34015.8931; 2057: 33130.5867; 2058: 32245.2804; 2059: 31359.974; 2060: 30474.6677; 2061: 29589.3613; 2062: 16127.4972; 2063: 28704.055; 2064: 27818.7486; 2065: 26933.4423; 2066: 26048.136; 2067: 25162.8296; 2068: 24277.5233; 2069: 23392.2169; 2070: 22506.9106; 2071: 21621.6042; 2072: 20736.2979; 2073: 19850.9915; 2074: 18965.6852; 2075: 18080.3788 | 17195.0725 | 16309.7662 | 0 | 0
|  | 2049 | -1.382% | 2049: 46796.6298; 2050: 44113.3142; 2051: 41457.8484; 2052: 39515.3401; 2053: 37840.1908; 2054: 36365.5607; 2055: 35291.9692; 2056: 34418.897; 2057: 33545.8248; 2058: 32672.7525; 2059: 31799.6803; 2060: 30926.6081; 2061: 30053.5359; 2062: 29180.4636; 2063: 15904.63; 2064: 28307.3914; 2065: 27434.3192; 2066: 26561.2469; 2067: 25688.1747; 2068: 24815.1025; 2069: 23942.0303; 2070: 23068.958; 2071: 22195.8858; 2072: 21322.8136; 2073: 20449.7414; 2074: 19576.6691; 2075: 18703.5969 | 17830.5247 | 16957.4524 | 16084.3802 | 0
|  | 2050 | -1.403% | 2050: 46139.9088; 2051: 43494.2495; 2052: 40876.0492; 2053: 38960.8011; 2054: 37309.16; 2055: 35855.2242; 2056: 34796.699; 2057: 33935.879; 2058: 33075.0591; 2059: 32214.2391; 2060: 31353.4191; 2061: 30492.5992; 2062: 29631.7792; 2063: 28770.9593; 2064: 15681.4322; 2065: 27910.1393; 2066: 27049.3193; 2067: 26188.4994; 2068: 25327.6794; 2069: 24466.8595; 2070: 23606.0395; 2071: 22745.2196; 2072: 21884.3996; 2073: 21023.5796; 2074: 20162.7597; 2075: 19301.9397 | 18441.1198 | 17580.2998 | 16719.4798 | 15858.6599
Revenue Requirement by vintage year
2012 $/MW-wk
| Aurora Input |  | Levelized Cost | 2020 | 2021 | 2022 | 2023 | 2024 | 2025 | 2026 | 2027 | 2028 | 2029 | 2030 | 2031 | 2032 | 2033 | 2034 | 2035 | 2036 | 2037 | 2038 | 2039 | 2040 | 2041 | 2042 | 2043 | 2044 | 2045 | 2046 | 2047 | 2048 | 2049 | 2050 | 2051 | 2052 | 2053 | 2054 | 2055 | 2056 | 2057 | 2058 | 2059 | 2060 | 2061 | 2062 | 2063 | 2064 | 2065 | 2066 | 2067 | 2068 | 2069 | 2070 | 2071 | 2072 | 2073 | 2074 | 2075 | 2076 | 2077 | 2078 | 2079
|  | 2020 | 2319.0588 | 3462.9908 | 3264.4231 | 3067.9164 | 2924.1691 | 2800.2066 | 2691.0827 | 2611.636 | 2547.0279 | 2482.4198 | 2417.8117 | 2353.2036 | 2288.5955 | 2223.9874 | 2159.3794 | 1176.9563 | 2094.7713 | 2030.1632 | 1965.5551 | 1900.947 | 1836.3389 | 1771.7308 | 1707.1227 | 1642.5146 | 1577.9065 | 1513.2984 | 1448.6903 | 1384.0822 | 1319.4741 | 1254.866 | 1190.2579 | 0 | 0 | 0 | 0 | 0 | 0 | 0 | 0 | 0 | 0 | 0 | 0 | 0 | 0 | 0 | 0 | 0 | 0 | 0 | 0 | 0 | 0 | 0 | 0 | 0 | 0 | 0 | 0 | 0 | 0
|  | 2021 | 2278.7274 |  | 3402.7648 | 3207.6505 | 3014.5613 | 2873.314 | 2751.5073 | 2644.2813 | 2566.2163 | 2502.7318 | 2439.2473 | 2375.7628 | 2312.2784 | 2248.7939 | 2185.3094 | 2121.8249 | 1156.4875 | 2058.3405 | 1994.856 | 1931.3715 | 1867.887 | 1804.4026 | 1740.9181 | 1677.4336 | 1613.9491 | 1550.4647 | 1486.9802 | 1423.4957 | 1360.0112 | 1296.5268 | 1233.0423 | 1169.5578 | 0 | 0 | 0 | 0 | 0 | 0 | 0 | 0 | 0 | 0 | 0 | 0 | 0 | 0 | 0 | 0 | 0 | 0 | 0 | 0 | 0 | 0 | 0 | 0 | 0 | 0 | 0 | 0 | 0
|  | 2022 | 2236.9159 |  |  | 3340.3288 | 3148.7946 | 2959.2482 | 2820.5926 | 2701.021 | 2595.7623 | 2519.1297 | 2456.8101 | 2394.4905 | 2332.1709 | 2269.8512 | 2207.5316 | 2145.212 | 2082.8924 | 1135.2675 | 2020.5727 | 1958.2531 | 1895.9335 | 1833.6139 | 1771.2943 | 1708.9746 | 1646.655 | 1584.3354 | 1522.0158 | 1459.6961 | 1397.3765 | 1335.0569 | 1272.7373 | 1210.4176 | 1148.098 | 0 | 0 | 0 | 0 | 0 | 0 | 0 | 0 | 0 | 0 | 0 | 0 | 0 | 0 | 0 | 0 | 0 | 0 | 0 | 0 | 0 | 0 | 0 | 0 | 0 | 0 | 0 | 0
|  | 2023 | 2195.1043 |  |  |  | 3277.8927 | 3089.9386 | 2903.9352 | 2767.8713 | 2650.5346 | 2547.2434 | 2472.0432 | 2410.8884 | 2349.7336 | 2288.5789 | 2227.4241 | 2166.2693 | 2105.1146 | 2043.9598 | 1114.0476 | 1982.805 | 1921.6503 | 1860.4955 | 1799.3407 | 1738.1859 | 1677.0312 | 1615.8764 | 1554.7216 | 1493.5669 | 1432.4121 | 1371.2573 | 1310.1026 | 1248.9478 | 1187.793 | 1126.6383 | 0 | 0 | 0 | 0 | 0 | 0 | 0 | 0 | 0 | 0 | 0 | 0 | 0 | 0 | 0 | 0 | 0 | 0 | 0 | 0 | 0 | 0 | 0 | 0 | 0 | 0 | 0
|  | 2024 | 2153.2928 |  |  |  |  | 3215.4567 | 3031.0826 | 2848.6221 | 2715.1499 | 2600.0482 | 2498.7245 | 2424.9566 | 2364.9667 | 2304.9768 | 2244.9869 | 2184.997 | 2125.0071 | 2065.0171 | 2005.0272 | 1092.8276 | 1945.0373 | 1885.0474 | 1825.0575 | 1765.0676 | 1705.0776 | 1645.0877 | 1585.0978 | 1525.1079 | 1465.118 | 1405.1281 | 1345.1381 | 1285.1482 | 1225.1583 | 1165.1684 | 1105.1785 | 0 | 0 | 0 | 0 | 0 | 0 | 0 | 0 | 0 | 0 | 0 | 0 | 0 | 0 | 0 | 0 | 0 | 0 | 0 | 0 | 0 | 0 | 0 | 0 | 0 | 0
|  | 2025 | 2111.4813 | [5 empty] | 3153.0206 | 2972.2266 | 2793.3091 | 2662.4285 | 2549.5619 | 2450.2056 | 2377.8701 | 2319.045 | 2260.22 | 2201.3949 | 2142.5699 | 2083.7448 | 2024.9197 | 1966.0947 | 1071.6077 | 1907.2696 | 1848.4445 | 1789.6195 | 1730.7944 | 1671.9693 | 1613.1443 | 1554.3192 | 1495.4941 | 1436.6691 | 1377.844 | 1319.019 | 1260.1939 | 1201.3688 | 1142.5438 | 1083.7187 | 0 | 0 | 0 | 0 | 0 | 0 | 0 | 0 | 0 | 0 | 0 | 0 | 0 | 0 | 0 | 0 | 0 | 0 | 0 | 0 | 0 | 0 | 0 | 0 | 0
|  | 2026 | 2069.6698 | [6 empty] | 3090.5846 | 2913.3707 | 2737.996 | 2609.7072 | 2499.0755 | 2401.6867 | 2330.7836 | 2273.1234 | 2215.4631 | 2157.8029 | 2100.1427 | 2042.4825 | 1984.8223 | 1927.1621 | 1050.3877 | 1869.5019 | 1811.8417 | 1754.1815 | 1696.5212 | 1638.861 | 1581.2008 | 1523.5406 | 1465.8804 | 1408.2202 | 1350.56 | 1292.8998 | 1235.2396 | 1177.5793 | 1119.9191 | 1062.2589 | 0 | 0 | 0 | 0 | 0 | 0 | 0 | 0 | 0 | 0 | 0 | 0 | 0 | 0 | 0 | 0 | 0 | 0 | 0 | 0 | 0 | 0 | 0 | 0
|  | 2027 | 2027.8583 | [7 empty] | 3028.1485 | 2854.5147 | 2682.683 | 2556.9858 | 2448.5891 | 2353.1677 | 2283.697 | 2227.2017 | 2170.7063 | 2114.211 | 2057.7156 | 2001.2202 | 1944.7249 | 1888.2295 | 1029.1677 | 1831.7342 | 1775.2388 | 1718.7434 | 1662.2481 | 1605.7527 | 1549.2574 | 1492.762 | 1436.2667 | 1379.7713 | 1323.2759 | 1266.7806 | 1210.2852 | 1153.7899 | 1097.2945 | 1040.7991 | 0 | 0 | 0 | 0 | 0 | 0 | 0 | 0 | 0 | 0 | 0 | 0 | 0 | 0 | 0 | 0 | 0 | 0 | 0 | 0 | 0 | 0 | 0
|  | 2028 | 1986.0468 | [8 empty] | 2965.7125 | 2795.6587 | 2627.3699 | 2504.2645 | 2398.1027 | 2304.6488 | 2236.6105 | 2181.28 | 2125.9495 | 2070.619 | 2015.2885 | 1959.958 | 1904.6275 | 1849.297 | 1007.9478 | 1793.9665 | 1738.6359 | 1683.3054 | 1627.9749 | 1572.6444 | 1517.3139 | 1461.9834 | 1406.6529 | 1351.3224 | 1295.9919 | 1240.6614 | 1185.3309 | 1130.0004 | 1074.6699 | 1019.3394 | 0 | 0 | 0 | 0 | 0 | 0 | 0 | 0 | 0 | 0 | 0 | 0 | 0 | 0 | 0 | 0 | 0 | 0 | 0 | 0 | 0 | 0
|  | 2029 | 1944.2353 | [9 empty] | 2903.2764 | 2736.8028 | 2572.0569 | 2451.5431 | 2347.6164 | 2256.1299 | 2189.524 | 2135.3583 | 2081.1927 | 2027.027 | 1972.8613 | 1918.6957 | 1864.53 | 1810.3644 | 986.7278 | 1756.1987 | 1702.0331 | 1647.8674 | 1593.7018 | 1539.5361 | 1485.3705 | 1431.2048 | 1377.0392 | 1322.8735 | 1268.7079 | 1214.5422 | 1160.3766 | 1106.2109 | 1052.0452 | 997.8796 | 0 | 0 | 0 | 0 | 0 | 0 | 0 | 0 | 0 | 0 | 0 | 0 | 0 | 0 | 0 | 0 | 0 | 0 | 0 | 0 | 0
|  | 2030 | 1902.4238 | [10 empty] | 2840.8404 | 2677.9468 | 2516.7438 | 2398.8218 | 2297.13 | 2207.611 | 2142.4374 | 2089.4366 | 2036.4358 | 1983.435 | 1930.4342 | 1877.4334 | 1824.4326 | 1771.4318 | 965.5079 | 1718.431 | 1665.4302 | 1612.4294 | 1559.4286 | 1506.4278 | 1453.427 | 1400.4262 | 1347.4254 | 1294.4246 | 1241.4238 | 1188.423 | 1135.4222 | 1082.4214 | 1029.4206 | 976.4198 | 0 | 0 | 0 | 0 | 0 | 0 | 0 | 0 | 0 | 0 | 0 | 0 | 0 | 0 | 0 | 0 | 0 | 0 | 0 | 0
|  | 2031 | 1881.8753 | [11 empty] | 2810.1559 | 2649.0218 | 2489.56 | 2372.9116 | 2272.3183 | 2183.7662 | 2119.2966 | 2066.8682 | 2014.4399 | 1962.0116 | 1909.5833 | 1857.1549 | 1804.7266 | 1752.2983 | 955.0793 | 1699.8699 | 1647.4416 | 1595.0133 | 1542.585 | 1490.1566 | 1437.7283 | 1385.3 | 1332.8716 | 1280.4433 | 1228.015 | 1175.5866 | 1123.1583 | 1070.73 | 1018.3017 | 965.8733 | 0 | 0 | 0 | 0 | 0 | 0 | 0 | 0 | 0 | 0 | 0 | 0 | 0 | 0 | 0 | 0 | 0 | 0 | 0
|  | 2032 | 1861.2956 | [12 empty] | 2779.4247 | 2620.0527 | 2462.3348 | 2346.962 | 2247.4687 | 2159.885 | 2096.1204 | 2044.2655 | 1992.4105 | 1940.5555 | 1888.7005 | 1836.8455 | 1784.9905 | 1733.1356 | 944.6347 | 1681.2806 | 1629.4256 | 1577.5706 | 1525.7156 | 1473.8606 | 1422.0056 | 1370.1507 | 1318.2957 | 1266.4407 | 1214.5857 | 1162.7307 | 1110.8757 | 1059.0207 | 1007.1658 | 955.3108 | 0 | 0 | 0 | 0 | 0 | 0 | 0 | 0 | 0 | 0 | 0 | 0 | 0 | 0 | 0 | 0 | 0 | 0
|  | 2033 | 1840.6845 | [13 empty] | 2748.6468 | 2591.0396 | 2435.0681 | 2320.973 | 2222.5814 | 2135.9675 | 2072.909 | 2021.6283 | 1970.3475 | 1919.0667 | 1867.786 | 1816.5052 | 1765.2244 | 1713.9437 | 934.1743 | 1662.6629 | 1611.3821 | 1560.1014 | 1508.8206 | 1457.5398 | 1406.2591 | 1354.9783 | 1303.6975 | 1252.4167 | 1201.136 | 1149.8552 | 1098.5744 | 1047.2937 | 996.0129 | 944.7321 | 0 | 0 | 0 | 0 | 0 | 0 | 0 | 0 | 0 | 0 | 0 | 0 | 0 | 0 | 0 | 0 | 0
|  | 2034 | 1820.0421 | [14 empty] | 2717.822 | 2561.9823 | 2407.76 | 2294.9444 | 2197.6562 | 2112.0137 | 2049.6624 | 1998.9567 | 1948.251 | 1897.5453 | 1846.8397 | 1796.134 | 1745.4283 | 1694.7226 | 923.698 | 1644.0169 | 1593.3113 | 1542.6056 | 1491.8999 | 1441.1942 | 1390.4885 | 1339.7829 | 1289.0772 | 1238.3715 | 1187.6658 | 1136.9601 | 1086.2545 | 1035.5488 | 984.8431 | 934.1374 | 0 | 0 | 0 | 0 | 0 | 0 | 0 | 0 | 0 | 0 | 0 | 0 | 0 | 0 | 0 | 0
|  | 2035 | 1799.3684 | [15 empty] | 2686.9505 | 2532.8809 | 2380.4105 | 2268.8763 | 2172.6932 | 2088.0235 | 2026.3804 | 1976.2507 | 1926.121 | 1875.9913 | 1825.8616 | 1775.7318 | 1725.6021 | 1675.4724 | 913.2058 | 1625.3427 | 1575.213 | 1525.0832 | 1474.9535 | 1424.8238 | 1374.6941 | 1324.5644 | 1274.4347 | 1224.3049 | 1174.1752 | 1124.0455 | 1073.9158 | 1023.7861 | 973.6563 | 923.5266 | 0 | 0 | 0 | 0 | 0 | 0 | 0 | 0 | 0 | 0 | 0 | 0 | 0 | 0 | 0
|  | 2036 | 1778.6634 | [16 empty] | 2656.0322 | 2503.7355 | 2353.0195 | 2242.7687 | 2147.6924 | 2063.9969 | 2003.0632 | 1953.5103 | 1903.9574 | 1854.4045 | 1804.8517 | 1755.2988 | 1705.7459 | 1656.193 | 902.6977 | 1606.6401 | 1557.0872 | 1507.5344 | 1457.9815 | 1408.4286 | 1358.8757 | 1309.3228 | 1259.7699 | 1210.2171 | 1160.6642 | 1111.1113 | 1061.5584 | 1012.0055 | 962.4526 | 912.8998 | 0 | 0 | 0 | 0 | 0 | 0 | 0 | 0 | 0 | 0 | 0 | 0 | 0 | 0
|  | 2037 | 1757.927 | [17 empty] | 2625.0671 | 2474.546 | 2325.587 | 2216.6216 | 2122.6537 | 2039.934 | 1979.7107 | 1930.7355 | 1881.7603 | 1832.7852 | 1783.81 | 1734.8348 | 1685.8596 | 1636.8845 | 892.1737 | 1587.9093 | 1538.9341 | 1489.9589 | 1440.9838 | 1392.0086 | 1343.0334 | 1294.0582 | 1245.083 | 1196.1079 | 1147.1327 | 1098.1575 | 1049.1823 | 1000.2072 | 951.232 | 902.2568 | 0 | 0 | 0 | 0 | 0 | 0 | 0 | 0 | 0 | 0 | 0 | 0 | 0
|  | 2038 | 1737.1594 | [18 empty] | 2594.0553 | 2445.3123 | 2298.1132 | 2190.435 | 2097.5773 | 2015.8348 | 1956.3229 | 1907.9263 | 1859.5297 | 1811.1331 | 1762.7365 | 1714.3399 | 1665.9433 | 1617.5467 | 881.6338 | 1569.1501 | 1520.7536 | 1472.357 | 1423.9604 | 1375.5638 | 1327.1672 | 1278.7706 | 1230.374 | 1181.9774 | 1133.5808 | 1085.1842 | 1036.7876 | 988.391 | 939.9944 | 891.5978 | 0 | 0 | 0 | 0 | 0 | 0 | 0 | 0 | 0 | 0 | 0 | 0
|  | 2039 | 1716.3604 | [19 empty] | 2562.9967 | 2416.0346 | 2270.5979 | 2164.209 | 2072.463 | 1991.6992 | 1932.8999 | 1885.0827 | 1837.2656 | 1789.4484 | 1741.6313 | 1693.8142 | 1645.997 | 1598.1799 | 871.078 | 1550.3627 | 1502.5456 | 1454.7284 | 1406.9113 | 1359.0941 | 1311.277 | 1263.4599 | 1215.6427 | 1167.8256 | 1120.0084 | 1072.1913 | 1024.3741 | 976.557 | 928.7398 | 880.9227 | 0 | 0 | 0 | 0 | 0 | 0 | 0 | 0 | 0 | 0 | 0
|  | 2040 | 1695.53 | [20 empty] | 2531.8913 | 2386.7128 | 2243.0411 | 2137.9434 | 2047.3109 | 1967.5273 | 1909.4416 | 1862.2047 | 1814.9679 | 1767.7311 | 1720.4943 | 1673.2575 | 1626.0206 | 1578.7838 | 860.5063 | 1531.547 | 1484.3102 | 1437.0734 | 1389.8365 | 1342.5997 | 1295.3629 | 1248.1261 | 1200.8893 | 1153.6524 | 1106.4156 | 1059.1788 | 1011.942 | 964.7052 | 917.4683 | 870.2315 | 0 | 0 | 0 | 0 | 0 | 0 | 0 | 0 | 0 | 0
|  | 2041 | 1674.6684 | [21 empty] | 2500.7391 | 2357.3469 | 2215.443 | 2111.6383 | 2022.121 | 1943.319 | 1885.948 | 1839.2923 | 1792.6367 | 1745.9811 | 1699.3255 | 1652.6698 | 1606.0142 | 1559.3586 | 849.9187 | 1512.703 | 1466.0474 | 1419.3917 | 1372.7361 | 1326.0805 | 1279.4249 | 1232.7692 | 1186.1136 | 1139.458 | 1092.8024 | 1046.1468 | 999.4911 | 952.8355 | 906.1799 | 859.5243 | 0 | 0 | 0 | 0 | 0 | 0 | 0 | 0 | 0
|  | 2042 | 1653.7754 | [22 empty] | 2469.5402 | 2327.9369 | 2187.8033 | 2085.2938 | 1996.8932 | 1919.0744 | 1862.4191 | 1816.3455 | 1770.272 | 1724.1984 | 1678.1249 | 1632.0513 | 1585.9778 | 1539.9042 | 839.3152 | 1493.8307 | 1447.7571 | 1401.6836 | 1355.61 | 1309.5365 | 1263.4629 | 1217.3894 | 1171.3158 | 1125.2423 | 1079.1687 | 1033.0951 | 987.0216 | 940.948 | 894.8745 | 848.8009 | 0 | 0 | 0 | 0 | 0 | 0 | 0 | 0
|  | 2043 | 1632.8511 | [23 empty] | 2438.2945 | 2298.4828 | 2160.1223 | 2058.9097 | 1971.6276 | 1894.7934 | 1838.8549 | 1793.3643 | 1747.8737 | 1702.3831 | 1656.8925 | 1611.4019 | 1565.9113 | 1520.4207 | 828.6958 | 1474.9301 | 1429.4395 | 1383.9488 | 1338.4582 | 1292.9676 | 1247.477 | 1201.9864 | 1156.4958 | 1111.0052 | 1065.5146 | 1020.024 | 974.5334 | 929.0428 | 883.5521 | 838.0615 | 0 | 0 | 0 | 0 | 0 | 0 | 0
|  | 2044 | 1611.8955 | [24 empty] | 2407.002 | 2268.9847 | 2132.3998 | 2032.4862 | 1946.3242 | 1870.4761 | 1815.2555 | 1770.3487 | 1725.4419 | 1680.5351 | 1635.6283 | 1590.7215 | 1545.8148 | 1500.908 | 818.0605 | 1456.0012 | 1411.0944 | 1366.1876 | 1321.2808 | 1276.374 | 1231.4672 | 1186.5604 | 1141.6536 | 1096.7468 | 1051.84 | 1006.9332 | 962.0264 | 917.1196 | 872.2129 | 827.3061 | 0 | 0 | 0 | 0 | 0 | 0
|  | 2045 | 1590.9086 | 2045: 2375.6627; 2046: 2239.4424; 2047: 2104.6359; 2048: 2006.0231; 2049: 1920.983; 2050: 1846.1224; 2051: 1791.6208; 2052: 1747.2987; 2053: 1702.9766; 2054: 1658.6545; 2055: 1614.3324; 2056: 1570.0103; 2057: 1525.6882; 2058: 1481.3661; 2059: 807.4094; 2060: 1437.044; 2061: 1392.7219; 2062: 1348.3998; 2063: 1304.0777; 2064: 1259.7556; 2065: 1215.4335; 2066: 1171.1113; 2067: 1126.7892; 2068: 1082.4671; 2069: 1038.145; 2070: 993.8229; 2071: 949.5008; 2072: 905.1787; 2073: 860.8566; 2074: 816.5345; 2075: 0; 2076: 0; 2077: 0; 2078: 0; 2079: 0
|  | 2046 | 1569.8903 | 2046: 2344.2767; 2047: 2209.856; 2048: 2076.8305; 2049: 1979.5206; 2050: 1895.604; 2051: 1821.7324; 2052: 1767.9508; 2053: 1724.2143; 2054: 1680.4778; 2055: 1636.7412; 2056: 1593.0047; 2057: 1549.2681; 2058: 1505.5316; 2059: 1461.795; 2060: 796.7423; 2061: 1418.0585; 2062: 1374.3219; 2063: 1330.5854; 2064: 1286.8489; 2065: 1243.1123; 2066: 1199.3758; 2067: 1155.6392; 2068: 1111.9027; 2069: 1068.1661; 2070: 1024.4296; 2071: 980.693; 2072: 936.9565; 2073: 893.22; 2074: 849.4834; 2075: 805.7469; 2076: 0; 2077: 0; 2078: 0; 2079: 0
|  | 2047 | 1548.8407 | 2047: 2312.8439; 2048: 2180.2256; 2049: 2048.9837; 2050: 1952.9785; 2051: 1870.1871; 2052: 1797.306; 2053: 1744.2456; 2054: 1701.0955; 2055: 1657.9454; 2056: 1614.7953; 2057: 1571.6452; 2058: 1528.495; 2059: 1485.3449; 2060: 1442.1948; 2061: 786.0593; 2062: 1399.0447; 2063: 1355.8946; 2064: 1312.7445; 2065: 1269.5944; 2066: 1226.4443; 2067: 1183.2942; 2068: 1140.144; 2069: 1096.9939; 2070: 1053.8438; 2071: 1010.6937; 2072: 967.5436; 2073: 924.3935; 2074: 881.2434; 2075: 838.0933; 2076: 794.9432; 2077: 0; 2078: 0; 2079: 0
|  | 2048 | 1527.7598 | 2048: 2281.3643; 2049: 2150.551; 2050: 2021.0955; 2051: 1926.397; 2052: 1844.7324; 2053: 1772.8433; 2054: 1720.5051; 2055: 1677.9423; 2056: 1635.3795; 2057: 1592.8167; 2058: 1550.2539; 2059: 1507.6911; 2060: 1465.1283; 2061: 1422.5654; 2062: 775.3604; 2063: 1380.0026; 2064: 1337.4398; 2065: 1294.877; 2066: 1252.3142; 2067: 1209.7514; 2068: 1167.1886; 2069: 1124.6258; 2070: 1082.063; 2071: 1039.5002; 2072: 996.9374; 2073: 954.3746; 2074: 911.8118; 2075: 869.249; 2076: 826.6862; 2077: 784.1234; 2078: 0; 2079: 0
|  | 2049 | 1506.6476 | 2049: 2249.838; 2050: 2120.8324; 2051: 1993.1658; 2052: 1899.776; 2053: 1819.2399; 2054: 1748.3443; 2055: 1696.7293; 2056: 1654.7547; 2057: 1612.78; 2058: 1570.8054; 2059: 1528.8308; 2060: 1486.8562; 2061: 1444.8815; 2062: 1402.9069; 2063: 764.6457; 2064: 1360.9323; 2065: 1318.9577; 2066: 1276.983; 2067: 1235.0084; 2068: 1193.0338; 2069: 1151.0591; 2070: 1109.0845; 2071: 1067.1099; 2072: 1025.1353; 2073: 983.1606; 2074: 941.186; 2075: 899.2114; 2076: 857.2368; 2077: 815.2621; 2078: 773.2875; 2079: 0
|  | 2050 | 1485.504 | 2050: 2218.2648; 2051: 2091.0697; 2052: 1965.1947; 2053: 1873.1154; 2054: 1793.7096; 2055: 1723.8089; 2056: 1672.9182; 2057: 1631.5326; 2058: 1590.1471; 2059: 1548.7615; 2060: 1507.3759; 2061: 1465.9903; 2062: 1424.6048; 2063: 1383.2192; 2064: 753.915; 2065: 1341.8336; 2066: 1300.448; 2067: 1259.0625; 2068: 1217.6769; 2069: 1176.2913; 2070: 1134.9057; 2071: 1093.5202; 2072: 1052.1346; 2073: 1010.749; 2074: 969.3634; 2075: 927.9779; 2076: 886.5923; 2077: 845.2067; 2078: 803.8211; 2079: 762.4356
|  | Annual Change (%) |  | 0% | -1.739% | -1.835% | -1.869% | -1.905% | -1.942% | -1.98% | -2.02% | -2.062% | -2.105% | -2.151% | -1.08% | -1.094% | -1.107% | -1.121% | -1.136% | -1.151% | -1.166% | -1.181% | -1.197% | -1.214% | -1.23% | -1.248% | -1.265% | -1.283% | -1.302% | -1.321% | -1.341% | -1.361% | -1.382% | -1.403% | 0% | 0% | 0% | 0% | 0% | 0% | 0% | 0% | 0% | 0% | 0% | 0% | 0% | 0% | 0% | 0% | 0% | 0% | 0% | 0% | 0% | 0% | 0% | 0% | 0%
|  | Levelized Capital Cost ($/MW-wk) |  | 2319.0588 | 2278.7274 | 2236.9159 | 2195.1043 | 2153.2928 | 2111.4813 | 2069.6698 | 2027.8583 | 1986.0468 | 1944.2353 | 1902.4238 | 1881.8753 | 1861.2956 | 1840.6845 | 1820.0421 | 1799.3684 | 1778.6634 | 1757.927 | 1737.1594 | 1716.3604 | 1695.53 | 1674.6684 | 1653.7754 | 1632.8511 | 1611.8955 | 1590.9086 | 1569.8903 | 1548.8407 | 1527.7598 | 1506.6476 | 1485.504 | 1485.504 | 1485.504 | 1485.504 | 1485.504 | 1485.504 | 1485.504 | 1485.504 | 1485.504 | 1485.504 | 1485.504 | 1485.504 | 1485.504 | 1485.504 | 1485.504 | 1485.504 | 1485.504 | 1485.504 | 1485.504 | 1485.504 | 1485.504 | 1485.504 | 1485.504 | 1485.504 | 1485.504 | 1485.504
|  | Economic Life | 30
|  | check s/b 0 | 0
Revenue Requirement by vintage year
2012 $/MW-wk
| Aurora Input |  | Levelized Cost | 2020 | 2021 | 2022 | 2023 | 2024 | 2025 | 2026 | 2027 | 2028 | 2029 | 2030 | 2031 | 2032 | 2033 | 2034 | 2035 | 2036 | 2037 | 2038 | 2039 | 2040 | 2041 | 2042 | 2043 | 2044 | 2045 | 2046 | Levelized | 2047 | 2048 | 2049 | 2050 | 2051 | 2052 | 2053 | 2054 | 2055 | 2056 | 2057 | 2058 | 2059 | 2060 | 2061 | 2062 | 2063 | 2064 | 2065 | 2066 | 2067 | 2068 | 2069 | 2070 | 2071 | 2072 | 2073 | 2074 | 2075 | 2076 | 2077 | 2078 | 2079
|  | 2020 | 2319.0588 | 3462.9908 | 3264.4231 | 3067.9164 | 2924.1691 | 2800.2066 | 2691.0827 | 2611.636 | 2547.0279 | 2482.4198 | 2417.8117 | 2353.2036 | 2288.5955 | 2223.9874 | 2159.3794 | 1176.9563 | 2094.7713 | 2030.1632 | 1965.5551 | 1900.947 | 1836.3389 | 1771.7308 | 1707.1227 | 1642.5146 | 1577.9065 | 1513.2984 | 1448.6903 | 1384.0822 | 1256.6789 | 1319.4741 | 1254.866 | 1190.2579 | 0 | 0 | 0 | 0 | 0 | 0 | 0 | 0 | 0 | 0 | 0 | 0 | 0 | 0 | 0 | 0 | 0 | 0 | 0 | 0 | 0 | 0 | 0 | 0 | 0 | 0 | 0 | 0 | 0 | 0
|  | 2021 | 2278.7274 |  | 3402.7648 | 3207.6505 | 3014.5613 | 2873.314 | 2751.5073 | 2644.2813 | 2566.2163 | 2502.7318 | 2439.2473 | 2375.7628 | 2312.2784 | 2248.7939 | 2185.3094 | 2121.8249 | 1156.4875 | 2058.3405 | 1994.856 | 1931.3715 | 1867.887 | 1804.4026 | 1740.9181 | 1677.4336 | 1613.9491 | 1550.4647 | 1486.9802 | 1423.4957 | 1268.1238 | 1360.0112 | 1296.5268 | 1233.0423 | 1169.5578 | 0 | 0 | 0 | 0 | 0 | 0 | 0 | 0 | 0 | 0 | 0 | 0 | 0 | 0 | 0 | 0 | 0 | 0 | 0 | 0 | 0 | 0 | 0 | 0 | 0 | 0 | 0 | 0 | 0
|  | 2022 | 2236.9159 |  |  | 3340.3288 | 3148.7946 | 2959.2482 | 2820.5926 | 2701.021 | 2595.7623 | 2519.1297 | 2456.8101 | 2394.4905 | 2332.1709 | 2269.8512 | 2207.5316 | 2145.212 | 2082.8924 | 1135.2675 | 2020.5727 | 1958.2531 | 1895.9335 | 1833.6139 | 1771.2943 | 1708.9746 | 1646.655 | 1584.3354 | 1522.0158 | 1459.6961 | 1277.9807 | 1397.3765 | 1335.0569 | 1272.7373 | 1210.4176 | 1148.098 | 0 | 0 | 0 | 0 | 0 | 0 | 0 | 0 | 0 | 0 | 0 | 0 | 0 | 0 | 0 | 0 | 0 | 0 | 0 | 0 | 0 | 0 | 0 | 0 | 0 | 0 | 0 | 0
|  | 2023 | 2195.1043 |  |  |  | 3277.8927 | 3089.9386 | 2903.9352 | 2767.8713 | 2650.5346 | 2547.2434 | 2472.0432 | 2410.8884 | 2349.7336 | 2288.5789 | 2227.4241 | 2166.2693 | 2105.1146 | 2043.9598 | 1114.0476 | 1982.805 | 1921.6503 | 1860.4955 | 1799.3407 | 1738.1859 | 1677.0312 | 1615.8764 | 1554.7216 | 1493.5669 | 1287.0265 | 1432.4121 | 1371.2573 | 1310.1026 | 1248.9478 | 1187.793 | 1126.6383 | 0 | 0 | 0 | 0 | 0 | 0 | 0 | 0 | 0 | 0 | 0 | 0 | 0 | 0 | 0 | 0 | 0 | 0 | 0 | 0 | 0 | 0 | 0 | 0 | 0 | 0 | 0
|  | 2024 | 2153.2928 |  |  |  |  | 3215.4567 | 3031.0826 | 2848.6221 | 2715.1499 | 2600.0482 | 2498.7245 | 2424.9566 | 2364.9667 | 2304.9768 | 2244.9869 | 2184.997 | 2125.0071 | 2065.0171 | 2005.0272 | 1092.8276 | 1945.0373 | 1885.0474 | 1825.0575 | 1765.0676 | 1705.0776 | 1645.0877 | 1585.0978 | 1525.1079 | 1295.2359 | 1465.118 | 1405.1281 | 1345.1381 | 1285.1482 | 1225.1583 | 1165.1684 | 1105.1785 | 0 | 0 | 0 | 0 | 0 | 0 | 0 | 0 | 0 | 0 | 0 | 0 | 0 | 0 | 0 | 0 | 0 | 0 | 0 | 0 | 0 | 0 | 0 | 0 | 0 | 0
|  | 2025 | 2111.4813 | [5 empty] | 3153.0206 | 2972.2266 | 2793.3091 | 2662.4285 | 2549.5619 | 2450.2056 | 2377.8701 | 2319.045 | 2260.22 | 2201.3949 | 2142.5699 | 2083.7448 | 2024.9197 | 1966.0947 | 1071.6077 | 1907.2696 | 1848.4445 | 1789.6195 | 1730.7944 | 1671.9693 | 1613.1443 | 1554.3192 | 1302.5837 | 1495.4941 | 1436.6691 | 1377.844 | 1319.019 | 1260.1939 | 1201.3688 | 1142.5438 | 1083.7187 | 0 | 0 | 0 | 0 | 0 | 0 | 0 | 0 | 0 | 0 | 0 | 0 | 0 | 0 | 0 | 0 | 0 | 0 | 0 | 0 | 0 | 0 | 0 | 0 | 0
|  | 2026 | 2069.6698 | [6 empty] | 3090.5846 | 2913.3707 | 2737.996 | 2609.7072 | 2499.0755 | 2401.6867 | 2330.7836 | 2273.1234 | 2215.4631 | 2157.8029 | 2100.1427 | 2042.4825 | 1984.8223 | 1927.1621 | 1050.3877 | 1869.5019 | 1811.8417 | 1754.1815 | 1696.5212 | 1638.861 | 1581.2008 | 1309.0444 | 1523.5406 | 1465.8804 | 1408.2202 | 1350.56 | 1292.8998 | 1235.2396 | 1177.5793 | 1119.9191 | 1062.2589 | 0 | 0 | 0 | 0 | 0 | 0 | 0 | 0 | 0 | 0 | 0 | 0 | 0 | 0 | 0 | 0 | 0 | 0 | 0 | 0 | 0 | 0 | 0 | 0
|  | 2027 | 2027.8583 | [7 empty] | 3028.1485 | 2854.5147 | 2682.683 | 2556.9858 | 2448.5891 | 2353.1677 | 2283.697 | 2227.2017 | 2170.7063 | 2114.211 | 2057.7156 | 2001.2202 | 1944.7249 | 1888.2295 | 1029.1677 | 1831.7342 | 1775.2388 | 1718.7434 | 1662.2481 | 1605.7527 | 1314.5928 | 1549.2574 | 1492.762 | 1436.2667 | 1379.7713 | 1323.2759 | 1266.7806 | 1210.2852 | 1153.7899 | 1097.2945 | 1040.7991 | 0 | 0 | 0 | 0 | 0 | 0 | 0 | 0 | 0 | 0 | 0 | 0 | 0 | 0 | 0 | 0 | 0 | 0 | 0 | 0 | 0 | 0 | 0
|  | 2028 | 1986.0468 | [8 empty] | 2965.7125 | 2795.6587 | 2627.3699 | 2504.2645 | 2398.1027 | 2304.6488 | 2236.6105 | 2181.28 | 2125.9495 | 2070.619 | 2015.2885 | 1959.958 | 1904.6275 | 1849.297 | 1007.9478 | 1793.9665 | 1738.6359 | 1683.3054 | 1627.9749 | 1319.2032 | 1572.6444 | 1517.3139 | 1461.9834 | 1406.6529 | 1351.3224 | 1295.9919 | 1240.6614 | 1185.3309 | 1130.0004 | 1074.6699 | 1019.3394 | 0 | 0 | 0 | 0 | 0 | 0 | 0 | 0 | 0 | 0 | 0 | 0 | 0 | 0 | 0 | 0 | 0 | 0 | 0 | 0 | 0 | 0
|  | 2029 | 1944.2353 | [9 empty] | 2903.2764 | 2736.8028 | 2572.0569 | 2451.5431 | 2347.6164 | 2256.1299 | 2189.524 | 2135.3583 | 2081.1927 | 2027.027 | 1972.8613 | 1918.6957 | 1864.53 | 1810.3644 | 986.7278 | 1756.1987 | 1702.0331 | 1647.8674 | 1322.8502 | 1593.7018 | 1539.5361 | 1485.3705 | 1431.2048 | 1377.0392 | 1322.8735 | 1268.7079 | 1214.5422 | 1160.3766 | 1106.2109 | 1052.0452 | 997.8796 | 0 | 0 | 0 | 0 | 0 | 0 | 0 | 0 | 0 | 0 | 0 | 0 | 0 | 0 | 0 | 0 | 0 | 0 | 0 | 0 | 0
|  | 2030 | 1902.4238 | [10 empty] | 2840.8404 | 2677.9468 | 2516.7438 | 2398.8218 | 2297.13 | 2207.611 | 2142.4374 | 2089.4366 | 2036.4358 | 1983.435 | 1930.4342 | 1877.4334 | 1824.4326 | 1771.4318 | 965.5079 | 1718.431 | 1665.4302 | 1325.5084 | 1612.4294 | 1559.4286 | 1506.4278 | 1453.427 | 1400.4262 | 1347.4254 | 1294.4246 | 1241.4238 | 1188.423 | 1135.4222 | 1082.4214 | 1029.4206 | 976.4198 | 0 | 0 | 0 | 0 | 0 | 0 | 0 | 0 | 0 | 0 | 0 | 0 | 0 | 0 | 0 | 0 | 0 | 0 | 0 | 0
|  | 2031 | 1881.8753 | [11 empty] | 2810.1559 | 2649.0218 | 2489.56 | 2372.9116 | 2272.3183 | 2183.7662 | 2119.2966 | 2066.8682 | 2014.4399 | 1962.0116 | 1909.5833 | 1857.1549 | 1804.7266 | 1752.2983 | 955.0793 | 1699.8699 | 1342.319 | 1647.4416 | 1595.0133 | 1542.585 | 1490.1566 | 1437.7283 | 1385.3 | 1332.8716 | 1280.4433 | 1228.015 | 1175.5866 | 1123.1583 | 1070.73 | 1018.3017 | 965.8733 | 0 | 0 | 0 | 0 | 0 | 0 | 0 | 0 | 0 | 0 | 0 | 0 | 0 | 0 | 0 | 0 | 0 | 0 | 0
|  | 2032 | 1861.2956 | [12 empty] | 2779.4247 | 2620.0527 | 2462.3348 | 2346.962 | 2247.4687 | 2159.885 | 2096.1204 | 2044.2655 | 1992.4105 | 1940.5555 | 1888.7005 | 1836.8455 | 1784.9905 | 1733.1356 | 944.6347 | 1358.7784 | 1681.2806 | 1629.4256 | 1577.5706 | 1525.7156 | 1473.8606 | 1422.0056 | 1370.1507 | 1318.2957 | 1266.4407 | 1214.5857 | 1162.7307 | 1110.8757 | 1059.0207 | 1007.1658 | 955.3108 | 0 | 0 | 0 | 0 | 0 | 0 | 0 | 0 | 0 | 0 | 0 | 0 | 0 | 0 | 0 | 0 | 0 | 0
|  | 2033 | 1840.6845 | [13 empty] | 2748.6468 | 2591.0396 | 2435.0681 | 2320.973 | 2222.5814 | 2135.9675 | 2072.909 | 2021.6283 | 1970.3475 | 1919.0667 | 1867.786 | 1816.5052 | 1765.2244 | 1713.9437 | 1309.2827 | 934.1743 | 1662.6629 | 1611.3821 | 1560.1014 | 1508.8206 | 1457.5398 | 1406.2591 | 1354.9783 | 1303.6975 | 1252.4167 | 1201.136 | 1149.8552 | 1098.5744 | 1047.2937 | 996.0129 | 944.7321 | 0 | 0 | 0 | 0 | 0 | 0 | 0 | 0 | 0 | 0 | 0 | 0 | 0 | 0 | 0 | 0 | 0
|  | 2034 | 1820.0421 | [14 empty] | 2717.822 | 2561.9823 | 2407.76 | 2294.9444 | 2197.6562 | 2112.0137 | 2049.6624 | 1998.9567 | 1948.251 | 1897.5453 | 1846.8397 | 1796.134 | 1745.4283 | 1326.8714 | 1694.7226 | 923.698 | 1644.0169 | 1593.3113 | 1542.6056 | 1491.8999 | 1441.1942 | 1390.4885 | 1339.7829 | 1289.0772 | 1238.3715 | 1187.6658 | 1136.9601 | 1086.2545 | 1035.5488 | 984.8431 | 934.1374 | 0 | 0 | 0 | 0 | 0 | 0 | 0 | 0 | 0 | 0 | 0 | 0 | 0 | 0 | 0 | 0
|  | 2035 | 1799.3684 | [15 empty] | 2686.9505 | 2532.8809 | 2380.4105 | 2268.8763 | 2172.6932 | 2088.0235 | 2026.3804 | 1976.2507 | 1926.121 | 1875.9913 | 1825.8616 | 1775.7318 | 1343.9085 | 1725.6021 | 1675.4724 | 913.2058 | 1625.3427 | 1575.213 | 1525.0832 | 1474.9535 | 1424.8238 | 1374.6941 | 1324.5644 | 1274.4347 | 1224.3049 | 1174.1752 | 1124.0455 | 1073.9158 | 1023.7861 | 973.6563 | 923.5266 | 0 | 0 | 0 | 0 | 0 | 0 | 0 | 0 | 0 | 0 | 0 | 0 | 0 | 0 | 0
|  | 2036 | 1778.6634 | [16 empty] | 2656.0322 | 2503.7355 | 2353.0195 | 2242.7687 | 2147.6924 | 2063.9969 | 2003.0632 | 1953.5103 | 1903.9574 | 1854.4045 | 1804.8517 | 1360.4038 | 1755.2988 | 1705.7459 | 1656.193 | 902.6977 | 1606.6401 | 1557.0872 | 1507.5344 | 1457.9815 | 1408.4286 | 1358.8757 | 1309.3228 | 1259.7699 | 1210.2171 | 1160.6642 | 1111.1113 | 1061.5584 | 1012.0055 | 962.4526 | 912.8998 | 0 | 0 | 0 | 0 | 0 | 0 | 0 | 0 | 0 | 0 | 0 | 0 | 0 | 0
|  | 2037 | 1757.927 | [17 empty] | 2625.0671 | 2474.546 | 2325.587 | 2216.6216 | 2122.6537 | 2039.934 | 1979.7107 | 1930.7355 | 1881.7603 | 1832.7852 | 1376.3619 | 1783.81 | 1734.8348 | 1685.8596 | 1636.8845 | 892.1737 | 1587.9093 | 1538.9341 | 1489.9589 | 1440.9838 | 1392.0086 | 1343.0334 | 1294.0582 | 1245.083 | 1196.1079 | 1147.1327 | 1098.1575 | 1049.1823 | 1000.2072 | 951.232 | 902.2568 | 0 | 0 | 0 | 0 | 0 | 0 | 0 | 0 | 0 | 0 | 0 | 0 | 0
|  | 2038 | 1737.1594 | [18 empty] | 2594.0553 | 2445.3123 | 2298.1132 | 2190.435 | 2097.5773 | 2015.8348 | 1956.3229 | 1907.9263 | 1859.5297 | 1391.7837 | 1811.1331 | 1762.7365 | 1714.3399 | 1665.9433 | 1617.5467 | 881.6338 | 1569.1501 | 1520.7536 | 1472.357 | 1423.9604 | 1375.5638 | 1327.1672 | 1278.7706 | 1230.374 | 1181.9774 | 1133.5808 | 1085.1842 | 1036.7876 | 988.391 | 939.9944 | 891.5978 | 0 | 0 | 0 | 0 | 0 | 0 | 0 | 0 | 0 | 0 | 0 | 0
|  | 2039 | 1716.3604 | [19 empty] | 2562.9967 | 2416.0346 | 2270.5979 | 2164.209 | 2072.463 | 1991.6992 | 1932.8999 | 1885.0827 | 1406.6669 | 1837.2656 | 1789.4484 | 1741.6313 | 1693.8142 | 1645.997 | 1598.1799 | 871.078 | 1550.3627 | 1502.5456 | 1454.7284 | 1406.9113 | 1359.0941 | 1311.277 | 1263.4599 | 1215.6427 | 1167.8256 | 1120.0084 | 1072.1913 | 1024.3741 | 976.557 | 928.7398 | 880.9227 | 0 | 0 | 0 | 0 | 0 | 0 | 0 | 0 | 0 | 0 | 0
|  | 2040 | 1695.53 | [20 empty] | 2531.8913 | 2386.7128 | 2243.0411 | 2137.9434 | 2047.3109 | 1967.5273 | 1909.4416 | 1421.0073 | 1862.2047 | 1814.9679 | 1767.7311 | 1720.4943 | 1673.2575 | 1626.0206 | 1578.7838 | 860.5063 | 1531.547 | 1484.3102 | 1437.0734 | 1389.8365 | 1342.5997 | 1295.3629 | 1248.1261 | 1200.8893 | 1153.6524 | 1106.4156 | 1059.1788 | 1011.942 | 964.7052 | 917.4683 | 870.2315 | 0 | 0 | 0 | 0 | 0 | 0 | 0 | 0 | 0 | 0
|  | 2041 | 1674.6684 | [21 empty] | 2500.7391 | 2357.3469 | 2215.443 | 2111.6383 | 2022.121 | 1943.319 | 1434.7985 | 1885.948 | 1839.2923 | 1792.6367 | 1745.9811 | 1699.3255 | 1652.6698 | 1606.0142 | 1559.3586 | 849.9187 | 1512.703 | 1466.0474 | 1419.3917 | 1372.7361 | 1326.0805 | 1279.4249 | 1232.7692 | 1186.1136 | 1139.458 | 1092.8024 | 1046.1468 | 999.4911 | 952.8355 | 906.1799 | 859.5243 | 0 | 0 | 0 | 0 | 0 | 0 | 0 | 0 | 0
|  | 2042 | 1653.7754 | [22 empty] | 2469.5402 | 2327.9369 | 2187.8033 | 2085.2938 | 1996.8932 | 1448.7031 | 1919.0744 | 1862.4191 | 1816.3455 | 1770.272 | 1724.1984 | 1678.1249 | 1632.0513 | 1585.9778 | 1539.9042 | 839.3152 | 1493.8307 | 1447.7571 | 1401.6836 | 1355.61 | 1309.5365 | 1263.4629 | 1217.3894 | 1171.3158 | 1125.2423 | 1079.1687 | 1033.0951 | 987.0216 | 940.948 | 894.8745 | 848.8009 | 0 | 0 | 0 | 0 | 0 | 0 | 0 | 0
|  | 2043 | 1632.8511 | [23 empty] | 2438.2945 | 2298.4828 | 2160.1223 | 2058.9097 | 1463.912 | 1971.6276 | 1894.7934 | 1838.8549 | 1793.3643 | 1747.8737 | 1702.3831 | 1656.8925 | 1611.4019 | 1565.9113 | 1520.4207 | 828.6958 | 1474.9301 | 1429.4395 | 1383.9488 | 1338.4582 | 1292.9676 | 1247.477 | 1201.9864 | 1156.4958 | 1111.0052 | 1065.5146 | 1020.024 | 974.5334 | 929.0428 | 883.5521 | 838.0615 | 0 | 0 | 0 | 0 | 0 | 0 | 0
|  | 2044 | 1611.8955 | [24 empty] | 2407.002 | 2268.9847 | 2132.3998 | 1480.7806 | 2032.4862 | 1946.3242 | 1870.4761 | 1815.2555 | 1770.3487 | 1725.4419 | 1680.5351 | 1635.6283 | 1590.7215 | 1545.8148 | 1500.908 | 818.0605 | 1456.0012 | 1411.0944 | 1366.1876 | 1321.2808 | 1276.374 | 1231.4672 | 1186.5604 | 1141.6536 | 1096.7468 | 1051.84 | 1006.9332 | 962.0264 | 917.1196 | 872.2129 | 827.3061 | 0 | 0 | 0 | 0 | 0 | 0
|  | 2045 | 1590.9086 | [25 empty] | 2375.6627 | 2239.4424 | 1499.7967 | 2104.6359 | 2006.0231 | 1920.983 | 1846.1224 | 1791.6208 | 1747.2987 | 1702.9766 | 1658.6545 | 1614.3324 | 1570.0103 | 1525.6882 | 1481.3661 | 807.4094 | 1437.044 | 1392.7219 | 1348.3998 | 1304.0777 | 1259.7556 | 1215.4335 | 1171.1113 | 1126.7892 | 1082.4671 | 1038.145 | 993.8229 | 949.5008 | 905.1787 | 860.8566 | 816.5345 | 0 | 0 | 0 | 0 | 0
|  | 2046 | 1569.8903 | [26 empty] | 2344.2767 | 1522.6613 | 2209.856 | 2076.8305 | 1979.5206 | 1895.604 | 1821.7324 | 1767.9508 | 1724.2143 | 1680.4778 | 1636.7412 | 1593.0047 | 1549.2681 | 1505.5316 | 1461.795 | 796.7423 | 1418.0585 | 1374.3219 | 1330.5854 | 1286.8489 | 1243.1123 | 1199.3758 | 1155.6392 | 1111.9027 | 1068.1661 | 1024.4296 | 980.693 | 936.9565 | 893.22 | 849.4834 | 805.7469 | 0 | 0 | 0 | 0
|  | 2047 | 1548.8407 | [27 empty] | 1548.8407 | 2312.8439 | 2180.2256 | 2048.9837 | 1952.9785 | 1870.1871 | 1797.306 | 1744.2456 | 1701.0955 | 1657.9454 | 1614.7953 | 1571.6452 | 1528.495 | 1485.3449 | 1442.1948 | 786.0593 | 1399.0447 | 1355.8946 | 1312.7445 | 1269.5944 | 1226.4443 | 1183.2942 | 1140.144 | 1096.9939 | 1053.8438 | 1010.6937 | 967.5436 | 924.3935 | 881.2434 | 838.0933 | 794.9432 | 0 | 0 | 0
|  | 2048 | 1527.7598 | [27 empty] | 1527.7598 |  | 2281.3643 | 2150.551 | 2021.0955 | 1926.397 | 1844.7324 | 1772.8433 | 1720.5051 | 1677.9423 | 1635.3795 | 1592.8167 | 1550.2539 | 1507.6911 | 1465.1283 | 1422.5654 | 775.3604 | 1380.0026 | 1337.4398 | 1294.877 | 1252.3142 | 1209.7514 | 1167.1886 | 1124.6258 | 1082.063 | 1039.5002 | 996.9374 | 954.3746 | 911.8118 | 869.249 | 826.6862 | 784.1234 | 0 | 0
|  | 2049 | 1506.6476 | [27 empty] | 1506.6476 |  |  | 2249.838 | 2120.8324 | 1993.1658 | 1899.776 | 1819.2399 | 1748.3443 | 1696.7293 | 1654.7547 | 1612.78 | 1570.8054 | 1528.8308 | 1486.8562 | 1444.8815 | 1402.9069 | 764.6457 | 1360.9323 | 1318.9577 | 1276.983 | 1235.0084 | 1193.0338 | 1151.0591 | 1109.0845 | 1067.1099 | 1025.1353 | 983.1606 | 941.186 | 899.2114 | 857.2368 | 815.2621 | 773.2875 | 0
|  | 2050 | 1485.504 | [27 empty] | 1485.504 |  |  |  | 2218.2648 | 2091.0697 | 1965.1947 | 1873.1154 | 1793.7096 | 1723.8089 | 1672.9182 | 1631.5326 | 1590.1471 | 1548.7615 | 1507.3759 | 1465.9903 | 1424.6048 | 1383.2192 | 753.915 | 1341.8336 | 1300.448 | 1259.0625 | 1217.6769 | 1176.2913 | 1134.9057 | 1093.5202 | 1052.1346 | 1010.749 | 969.3634 | 927.9779 | 886.5923 | 845.2067 | 803.8211 | 762.4356

## MT Wind
Montana Wind FINANCIALS
($ 1000s Unless Otherwise Indicated)
| Calendar Year of Fin. Close |  |  | 2020 | 2021 | 2022 | 2023 | 2024 | 2025 | 2026 | 2027 | 2028 | 2029 | 2030 | 2031 | 2032 | 2033 | 2034 | 2035 | 2036 | 2037 | 2038 | 2039 | 2040 | 2041 | 2042 | 2043 | 2044 | 2045 | 2046 | 2047 | 2048 | 2049 | 2050 | 2051 | 2052 | 2053 | 2054 | 2055 | 2056 | 2057 | 2058 | 2059 | 2060 | 2061 | 2062 | 2063 | 2064 | 2065 | 2066 | 2067 | 2068 | 2069 | 2070 | 2071 | 2072 | 2073 | 2074 | 2075
| Operating Year |  | 0 | 1 | 2 | 3 | 4 | 5 | 6 | 7 | 8 | 9 | 10 | 11 | 12 | 13 | 14 | 15 | 16 | 17 | 18 | 19 | 20 | 21 | 22 | 23 | 24 | 25 | 26 | 27 | 28 | 29 | 30 | 31 | 32 | 33 | 34 | 35 | 36 | 37 | 38 | 39 | 40 | 41 | 42 | 43 | 44 | 45 | 46 | 47 | 48 | 49 | 50 | 51 | 52 | 53 | 54 | 55 | 56
| Calendar Year | Capital Invest.
| 2020 | 296437.138
| Gross plant |  | 2020 1: 296437.138; 2021 2: 296437.138; 2022 3: 296437.138; 2023 4: 296437.138; 2024 5: 296437.138; 2025 6: 296437.138; 2026 7: 296437.138; 2027 8: 296437.138; 2028 9: 296437.138; 2029 10: 296437.138; 2030 11: 296437.138; 2031 12: 296437.138; 2032 13: 296437.138; 2033 14: 296437.138; 2034 15: 296437.138; 2035 16: 296437.138; 2036 17: 296437.138; 2037 18: 296437.138; 2038 19: 296437.138; 2039 20: 296437.138; 2040 21: 296437.138; 2041 22: 296437.138; 2042 23: 296437.138; 2043 24: 296437.138; 2044 25: 296437.138; 2045 26: 296437.138; 2046 27: 296437.138; 2047 28: 296437.138; 2048 29: 296437.138; 2049 30: 296437.138
| Accumulated Deprectiation |  | 2020 1: 9881.2379; 2021 2: 19762.4759; 2022 3: 29643.7138; 2023 4: 39524.9517; 2024 5: 49406.1897; 2025 6: 59287.4276; 2026 7: 69168.6655; 2027 8: 79049.9035; 2028 9: 88931.1414; 2029 10: 98812.3793; 2030 11: 108693.6173; 2031 12: 118574.8552; 2032 13: 128456.0931; 2033 14: 138337.3311; 2034 15: 138337.3311; 2035 16: 148218.569; 2036 17: 158099.8069; 2037 18: 167981.0449; 2038 19: 177862.2828; 2039 20: 187743.5207; 2040 21: 197624.7587; 2041 22: 207505.9966; 2042 23: 217387.2345; 2043 24: 227268.4725; 2044 25: 237149.7104; 2045 26: 247030.9483; 2046 27: 256912.1863; 2047 28: 266793.4242; 2048 29: 276674.6621; 2049 30: 286555.9001
| Net book value |  | 2020 1: 286555.9001; 2021 2: 276674.6621; 2022 3: 266793.4242; 2023 4: 256912.1863; 2024 5: 247030.9483; 2025 6: 237149.7104; 2026 7: 227268.4725; 2027 8: 217387.2345; 2028 9: 207505.9966; 2029 10: 197624.7587; 2030 11: 187743.5207; 2031 12: 177862.2828; 2032 13: 167981.0449; 2033 14: 158099.8069; 2034 15: 158099.8069; 2035 16: 148218.569; 2036 17: 138337.3311; 2037 18: 128456.0931; 2038 19: 118574.8552; 2039 20: 108693.6173; 2040 21: 98812.3793; 2041 22: 88931.1414; 2042 23: 79049.9035; 2043 24: 69168.6655; 2044 25: 59287.4276; 2045 26: 49406.1897; 2046 27: 39524.9517; 2047 28: 29643.7138; 2048 29: 19762.4759; 2049 30: 9881.2379
| Accumulated deffered income tax |  | 2020 1: -10375.2998; 2021 2: -28220.8155; 2022 3: -38098.101; 2023 4: -43194.4483; 2024 5: -48290.7955; 2025 6: -49801.4392; 2026 7: -47726.3792; 2027 8: -45651.3193; 2028 9: -43576.2593; 2029 10: -41501.1993; 2030 11: -39426.1394; 2031 12: -37351.0794; 2032 13: -35276.0194; 2033 14: -33200.9595; 2034 15: -33200.9595; 2035 16: -31125.8995; 2036 17: -29050.8395; 2037 18: -26975.7796; 2038 19: -24900.7196; 2039 20: -22825.6596; 2040 21: -20750.5997; 2041 22: -18675.5397; 2042 23: -16600.4797; 2043 24: -14525.4198; 2044 25: -12450.3598; 2045 26: -10375.2998; 2046 27: -8300.2399; 2047 28: -6225.1799; 2048 29: -4150.1199; 2049 30: -2075.06
| Rate Base |  | 2020 1: 276180.6002; 2021 2: 248453.8466; 2022 3: 228695.3232; 2023 4: 213717.738; 2024 5: 198740.1528; 2025 6: 187348.2712; 2026 7: 179542.0932; 2027 8: 171735.9153; 2028 9: 163929.7373; 2029 10: 156123.5593; 2030 11: 148317.3814; 2031 12: 140511.2034; 2032 13: 132705.0254; 2033 14: 124898.8475; 2034 15: 124898.8475; 2035 16: 117092.6695; 2036 17: 109286.4915; 2037 18: 101480.3136; 2038 19: 93674.1356; 2039 20: 85867.9576; 2040 21: 78061.7797; 2041 22: 70255.6017; 2042 23: 62449.4237; 2043 24: 54643.2458; 2044 25: 46837.0678; 2045 26: 39030.8898; 2046 27: 31224.7119; 2047 28: 23418.5339; 2048 29: 15612.3559; 2049 30: 7806.178
| Average rate base |  | 2020 1: 286308.8691; 2021 2: 262317.2234; 2022 3: 238574.5849; 2023 4: 221206.5306; 2024 5: 206228.9454; 2025 6: 193044.212; 2026 7: 183445.1822; 2027 8: 175639.0043; 2028 9: 167832.8263; 2029 10: 160026.6483; 2030 11: 152220.4704; 2031 12: 144414.2924; 2032 13: 136608.1144; 2033 14: 128801.9365; 2034 15: 124898.8475; 2035 16: 120995.7585; 2036 17: 113189.5805; 2037 18: 105383.4026; 2038 19: 97577.2246; 2039 20: 89771.0466; 2040 21: 81964.8687; 2041 22: 74158.6907; 2042 23: 66352.5127; 2043 24: 58546.3348; 2044 25: 50740.1568; 2045 26: 42933.9788; 2046 27: 35127.8009; 2047 28: 27321.6229; 2048 29: 19515.4449; 2049 30: 11709.267
| Pre-tax Return | 0.086076 | 2020 1: 24644.3077; 2021 2: 22579.204; 2022 3: 20535.5339; 2023 4: 19040.5621; 2024 5: 17751.3523; 2025 6: 16616.4638; 2026 7: 15790.2182; 2027 8: 15118.294; 2028 9: 14446.3699; 2029 10: 13774.4457; 2030 11: 13102.5215; 2031 12: 12430.5973; 2032 13: 11758.6731; 2033 14: 11086.749; 2034 15: 10750.7869; 2035 16: 10414.8248; 2036 17: 9742.9006; 2037 18: 9070.9764; 2038 19: 8399.0522; 2039 20: 7727.1281; 2040 21: 7055.2039; 2041 22: 6383.2797; 2042 23: 5711.3555; 2043 24: 5039.4313; 2044 25: 4367.5072; 2045 26: 3695.583; 2046 27: 3023.6588; 2047 28: 2351.7346; 2048 29: 1679.8104; 2049 30: 1007.8863
| Book Depreciation |  | 2020 1: 9881.2379; 2021 2: 9881.2379; 2022 3: 9881.2379; 2023 4: 9881.2379; 2024 5: 9881.2379; 2025 6: 9881.2379; 2026 7: 9881.2379; 2027 8: 9881.2379; 2028 9: 9881.2379; 2029 10: 9881.2379; 2030 11: 9881.2379; 2031 12: 9881.2379; 2032 13: 9881.2379; 2033 14: 9881.2379; 2034 15: 0; 2035 16: 9881.2379; 2036 17: 9881.2379; 2037 18: 9881.2379; 2038 19: 9881.2379; 2039 20: 9881.2379; 2040 21: 9881.2379; 2041 22: 9881.2379; 2042 23: 9881.2379; 2043 24: 9881.2379; 2044 25: 9881.2379; 2045 26: 9881.2379; 2046 27: 9881.2379; 2047 28: 9881.2379; 2048 29: 9881.2379; 2049 30: 9881.2379
| Insurance |  | 2020 1: 141.9934; 2021 2: 141.9934; 2022 3: 141.9934; 2023 4: 141.9934; 2024 5: 141.9934; 2025 6: 141.9934; 2026 7: 141.9934; 2027 8: 141.9934; 2028 9: 141.9934; 2029 10: 141.9934; 2030 11: 141.9934; 2031 12: 141.9934; 2032 13: 141.9934; 2033 14: 141.9934; 2034 15: 141.9934; 2035 16: 141.9934; 2036 17: 141.9934; 2037 18: 141.9934; 2038 19: 141.9934; 2039 20: 141.9934; 2040 21: 141.9934; 2041 22: 141.9934; 2042 23: 141.9934; 2043 24: 141.9934; 2044 25: 141.9934; 2045 26: 141.9934; 2046 27: 141.9934; 2047 28: 141.9934; 2048 29: 141.9934; 2049 30: 141.9934
| Property Taxes |  | 2020 1: 1347.565; 2021 2: 1347.565; 2022 3: 1347.565; 2023 4: 1347.565; 2024 5: 1347.565; 2025 6: 1347.565; 2026 7: 1347.565; 2027 8: 1347.565; 2028 9: 1347.565; 2029 10: 1347.565; 2030 11: 1347.565; 2031 12: 1347.565; 2032 13: 1347.565; 2033 14: 1347.565; 2034 15: 1347.565; 2035 16: 1347.565; 2036 17: 1347.565; 2037 18: 1347.565; 2038 19: 1347.565; 2039 20: 1347.565; 2040 21: 1347.565; 2041 22: 1347.565; 2042 23: 1347.565; 2043 24: 1347.565; 2044 25: 1347.565; 2045 26: 1347.565; 2046 27: 1347.565; 2047 28: 1347.565; 2048 29: 1347.565; 2049 30: 1347.565
| Revenue Requirement |  | 2020 1: 36015.104; 2021 2: 33950.0004; 2022 3: 31906.3302; 2023 4: 30411.3584; 2024 5: 29122.1486; 2025 6: 27987.2601; 2026 7: 27161.0145; 2027 8: 26489.0904; 2028 9: 25817.1662; 2029 10: 25145.242; 2030 11: 24473.3178; 2031 12: 23801.3936; 2032 13: 23129.4695; 2033 14: 22457.5453; 2034 15: 12240.3453; 2035 16: 21785.6211; 2036 17: 21113.6969; 2037 18: 20441.7727; 2038 19: 19769.8486; 2039 20: 19097.9244; 2040 21: 18426.0002; 2041 22: 17754.076; 2042 23: 17082.1518; 2043 24: 16410.2277; 2044 25: 15738.3035; 2045 26: 15066.3793; 2046 27: 14394.4551; 2047 28: 13722.5309; 2048 29: 13050.6068; 2049 30: 12378.6826
| Book Depreciation |  | 2020 1: 9881.2379; 2021 2: 9881.2379; 2022 3: 9881.2379; 2023 4: 9881.2379; 2024 5: 9881.2379; 2025 6: 9881.2379; 2026 7: 9881.2379; 2027 8: 9881.2379; 2028 9: 9881.2379; 2029 10: 9881.2379; 2030 11: 9881.2379; 2031 12: 9881.2379; 2032 13: 9881.2379; 2033 14: 9881.2379; 2035 16: 9881.2379; 2036 17: 9881.2379; 2037 18: 9881.2379; 2038 19: 9881.2379; 2039 20: 9881.2379; 2040 21: 9881.2379; 2041 22: 9881.2379; 2042 23: 9881.2379; 2043 24: 9881.2379; 2044 25: 9881.2379; 2045 26: 9881.2379; 2046 27: 9881.2379; 2047 28: 9881.2379; 2048 29: 9881.2379; 2049 30: 9881.2379
| Tax Depreciation |  | 2020 1: 59287.4276; 2021 2: 94859.8842; 2022 3: 56915.9305; 2023 4: 34149.5583; 2024 5: 34149.5583; 2025 6: 17074.7791; 2026 7: 0; 2027 8: 0; 2028 9: 0; 2029 10: 0; 2030 11: 0; 2031 12: 0; 2032 13: 0; 2033 14: 0; 2035 16: 0; 2036 17: 0; 2037 18: 0; 2038 19: 0; 2039 20: 0; 2040 21: 0; 2041 22: 0; 2042 23: 0; 2043 24: 0; 2044 25: 0; 2045 26: 0; 2046 27: 0; 2047 28: 0; 2048 29: 0; 2049 30: 0
| Difference between book and tax |  | 2020 1: -49406.1897; 2021 2: -84978.6462; 2022 3: -47034.6926; 2023 4: -24268.3204; 2024 5: -24268.3204; 2025 6: -7193.5412; 2026 7: 9881.2379; 2027 8: 9881.2379; 2028 9: 9881.2379; 2029 10: 9881.2379; 2030 11: 9881.2379; 2031 12: 9881.2379; 2032 13: 9881.2379; 2033 14: 9881.2379; 2034 15: 0; 2035 16: 9881.2379; 2036 17: 9881.2379; 2037 18: 9881.2379; 2038 19: 9881.2379; 2039 20: 9881.2379; 2040 21: 9881.2379; 2041 22: 9881.2379; 2042 23: 9881.2379; 2043 24: 9881.2379; 2044 25: 9881.2379; 2045 26: 9881.2379; 2046 27: 9881.2379; 2047 28: 9881.2379; 2048 29: 9881.2379; 2049 30: 9881.2379
| Tax rate |  | 2020 1: -10375.2998; 2021 2: -17845.5157; 2022 3: -9877.2854; 2023 4: -5096.3473; 2024 5: -5096.3473; 2025 6: -1510.6437; 2026 7: 2075.06; 2027 8: 2075.06; 2028 9: 2075.06; 2029 10: 2075.06; 2030 11: 2075.06; 2031 12: 2075.06; 2032 13: 2075.06; 2033 14: 2075.06; 2034 15: 0; 2035 16: 2075.06; 2036 17: 2075.06; 2037 18: 2075.06; 2038 19: 2075.06; 2039 20: 2075.06; 2040 21: 2075.06; 2041 22: 2075.06; 2042 23: 2075.06; 2043 24: 2075.06; 2044 25: 2075.06; 2045 26: 2075.06; 2046 27: 2075.06; 2047 28: 2075.06; 2048 29: 2075.06; 2049 30: 2075.06
Depreciation Tables
|  | 5 | 2020 1: 20%; 2021 2: 32%; 2022 3: 19.2%; 2023 4: 11.52%; 2024 5: 11.52%; 2025 6: 5.76%; 2026 7: 0%; 2027 8: 0%; 2028 9: 0%; 2029 10: 0%; 2030 11: 0%; 2031 12: 0%; 2032 13: 0%; 2033 14: 0%; 2034 15: 0%; 2035 16: 0%; 2036 17: 0%; 2037 18: 0%; 2038 19: 0%; 2039 20: 0%; 2040 21: 0%
|  | 5 | 0: 1; 2020 1: 20%; 2021 2: 32%; 2022 3: 19.2%; 2023 4: 11.52%; 2024 5: 11.52%; 2025 6: 5.76%
|  | 10 | 0: 0; 2020 1: 10%; 2021 2: 18%; 2022 3: 14.4%; 2023 4: 11.52%; 2024 5: 9.22%; 2025 6: 7.37%; 2026 7: 6.55%; 2027 8: 6.55%; 2028 9: 6.56%; 2029 10: 6.55%; 2030 11: 3.28%
|  | 15 | 0: 0; 2020 1: 5%; 2021 2: 9.5%; 2022 3: 8.55%; 2023 4: 7.7%; 2024 5: 6.93%; 2025 6: 6.23%; 2026 7: 5.9%; 2027 8: 5.9%; 2028 9: 5.91%; 2029 10: 5.9%; 2030 11: 5.91%; 2031 12: 5.9%; 2032 13: 5.91%; 2033 14: 5.9%; 2034 15: 5.91%; 2035 16: 2.95%
|  | 20 | 0: 0; 2020 1: 3.75%; 2021 2: 7.219%; 2022 3: 6.677%; 2023 4: 6.177%; 2024 5: 5.713%; 2025 6: 5.285%; 2026 7: 4.888%; 2027 8: 4.522%; 2028 9: 4.462%; 2029 10: 4.461%; 2030 11: 4.462%; 2031 12: 4.461%; 2032 13: 4.462%; 2033 14: 4.461%; 2034 15: 4.462%; 2035 16: 4.461%; 2036 17: 4.462%; 2037 18: 4.461%; 2038 19: 4.462%; 2039 20: 4.461%; 2040 21: 2.231%
Revenue Requirement by vintage year
2012 $000
|  |  |  | 2020 | 2021 | 2022 | 2023 | 2024 | 2025 | 2026 | 2027 | 2028 | 2029 | 2030 | 2031 | 2032 | 2033 | 2034 | 2035 | 2036 | 2037 | 2038 | 2039 | 2040 | 2041 | 2042 | 2043 | 2044 | 2045 | 2046 | 2047 | 2048 | 2049 | 2050 | 2051 | 2052 | 2053 | 2054 | 2055 | 2056 | 2057 | 2058 | 2059 | 2060 | 2061 | 2062 | 2063 | 2064 | 2065 | 2066 | 2067 | 2068 | 2069 | 2070 | 2071 | 2072 | 2073 | 2074 | 2075
|  | 2020 | 0% | 36015.104 | 33950.0004 | 31906.3302 | 30411.3584 | 29122.1486 | 27987.2601 | 27161.0145 | 26489.0904 | 25817.1662 | 25145.242 | 24473.3178 | 23801.3936 | 23129.4695 | 22457.5453 | 12240.3453 | 21785.6211 | 21113.6969 | 20441.7727 | 19769.8486 | 19097.9244 | 18426.0002 | 17754.076 | 17082.1518 | 16410.2277 | 15738.3035 | 15066.3793 | 14394.4551 | 13722.5309 | 13050.6068 | 12378.6826 | 0 | 0 | 0 | 0 | 0 | 0 | 0 | 0 | 0 | 0 | 0 | 0 | 0 | 0 | 0 | 0 | 0 | 0 | 0 | 0 | 0 | 0 | 0 | 0 | 0 | 0
|  | 2021 | -1.739% |  | 35388.7544 | 33359.5656 | 31351.4375 | 29882.4653 | 28615.6764 | 27500.5252 | 26688.6491 | 26028.4105 | 25368.172 | 24707.9334 | 24047.6949 | 23387.4564 | 22727.2178 | 22066.9793 | 12027.4697 | 21406.7407 | 20746.5022 | 20086.2636 | 19426.0251 | 18765.7866 | 18105.548 | 17445.3095 | 16785.0709 | 16124.8324 | 15464.5939 | 14804.3553 | 14144.1168 | 13483.8782 | 12823.6397 | 12163.4011 | 0 | 0 | 0 | 0 | 0 | 0 | 0 | 0 | 0 | 0 | 0 | 0 | 0 | 0 | 0 | 0 | 0 | 0 | 0 | 0 | 0 | 0 | 0 | 0 | 0
|  | 2022 | -1.835% |  |  | 34739.4195 | 32747.4634 | 30776.1818 | 29334.1631 | 28090.6181 | 26995.9284 | 26198.9491 | 25550.825 | 24902.7009 | 24254.5769 | 23606.4528 | 22958.3287 | 22310.2046 | 21662.0806 | 11806.7822 | 21013.9565 | 20365.8324 | 19717.7084 | 19069.5843 | 18421.4602 | 17773.3361 | 17125.2121 | 16477.088 | 15828.9639 | 15180.8398 | 14532.7158 | 13884.5917 | 13236.4676 | 12588.3436 | 11940.2195 | 0 | 0 | 0 | 0 | 0 | 0 | 0 | 0 | 0 | 0 | 0 | 0 | 0 | 0 | 0 | 0 | 0 | 0 | 0 | 0 | 0 | 0 | 0 | 0
|  | 2023 | -1.869% |  |  |  | 34090.0845 | 32135.3613 | 30200.926 | 28785.861 | 27565.5599 | 26491.3316 | 25709.2491 | 25073.2395 | 24437.2299 | 23801.2203 | 23165.2107 | 22529.2011 | 21893.1915 | 21257.1819 | 11586.0947 | 20621.1723 | 19985.1627 | 19349.1531 | 18713.1435 | 18077.1338 | 17441.1242 | 16805.1146 | 16169.105 | 15533.0954 | 14897.0858 | 14261.0762 | 13625.0666 | 12989.057 | 12353.0474 | 11717.0378 | 0 | 0 | 0 | 0 | 0 | 0 | 0 | 0 | 0 | 0 | 0 | 0 | 0 | 0 | 0 | 0 | 0 | 0 | 0 | 0 | 0 | 0 | 0
|  | 2024 | -1.905% |  |  |  |  | 33440.7496 | 31523.2592 | 29625.6703 | 28237.5589 | 27040.5016 | 25986.7348 | 25219.5491 | 24595.654 | 23971.7588 | 23347.8637 | 22723.9686 | 22100.0734 | 21476.1783 | 20852.2832 | 11365.4071 | 20228.388 | 19604.4929 | 18980.5978 | 18356.7026 | 17732.8075 | 17108.9124 | 16485.0172 | 15861.1221 | 15237.2269 | 14613.3318 | 13989.4367 | 13365.5415 | 12741.6464 | 12117.7513 | 11493.8561 | 0 | 0 | 0 | 0 | 0 | 0 | 0 | 0 | 0 | 0 | 0 | 0 | 0 | 0 | 0 | 0 | 0 | 0 | 0 | 0 | 0 | 0
|  | 2025 | -1.942% | [5 empty] | 32791.4146 | 30911.1571 | 29050.4146 | 27689.2568 | 26515.4433 | 25482.138 | 24729.8491 | 24118.0685 | 23506.2878 | 22894.5071 | 22282.7265 | 21670.9458 | 21059.1651 | 20447.3845 | 11144.7196 | 19835.6038 | 19223.8231 | 18612.0425 | 18000.2618 | 17388.4811 | 16776.7005 | 16164.9198 | 15553.1391 | 14941.3585 | 14329.5778 | 13717.7971 | 13106.0165 | 12494.2358 | 11882.4551 | 11270.6745 | 0 | 0 | 0 | 0 | 0 | 0 | 0 | 0 | 0 | 0 | 0 | 0 | 0 | 0 | 0 | 0 | 0 | 0 | 0 | 0 | 0
|  | 2026 | -1.98% | [6 empty] | 32142.0797 | 30299.055 | 28475.1588 | 27140.9547 | 25990.385 | 24977.5412 | 24240.1491 | 23640.483 | 23040.8168 | 22441.1506 | 21841.4844 | 21241.8182 | 20642.152 | 20042.4858 | 10924.0321 | 19442.8196 | 18843.1534 | 18243.4872 | 17643.821 | 17044.1548 | 16444.4886 | 15844.8224 | 15245.1562 | 14645.49 | 14045.8238 | 13446.1576 | 12846.4914 | 12246.8252 | 11647.159 | 11047.4928 | 0 | 0 | 0 | 0 | 0 | 0 | 0 | 0 | 0 | 0 | 0 | 0 | 0 | 0 | 0 | 0 | 0 | 0 | 0 | 0
|  | 2027 | -2.02% | [7 empty] | 31492.7447 | 29686.9528 | 27899.9031 | 26592.6526 | 25465.3267 | 24472.9444 | 23750.4492 | 23162.8974 | 22575.3457 | 21987.794 | 21400.2422 | 20812.6905 | 20225.1388 | 19637.5871 | 10703.3446 | 19050.0353 | 18462.4836 | 17874.9319 | 17287.3801 | 16699.8284 | 16112.2767 | 15524.725 | 14937.1732 | 14349.6215 | 13762.0698 | 13174.518 | 12586.9663 | 11999.4146 | 11411.8628 | 10824.3111 | 0 | 0 | 0 | 0 | 0 | 0 | 0 | 0 | 0 | 0 | 0 | 0 | 0 | 0 | 0 | 0 | 0 | 0 | 0
|  | 2028 | -2.062% | [8 empty] | 30843.4098 | 29074.8507 | 27324.6474 | 26044.3505 | 24940.2684 | 23968.3476 | 23260.7492 | 22685.3119 | 22109.8747 | 21534.4374 | 20959.0001 | 20383.5629 | 19808.1256 | 19232.6884 | 10482.6571 | 18657.2511 | 18081.8138 | 17506.3766 | 16930.9393 | 16355.5021 | 15780.0648 | 15204.6275 | 14629.1903 | 14053.753 | 13478.3157 | 12902.8785 | 12327.4412 | 11752.004 | 11176.5667 | 10601.1294 | 0 | 0 | 0 | 0 | 0 | 0 | 0 | 0 | 0 | 0 | 0 | 0 | 0 | 0 | 0 | 0 | 0 | 0
|  | 2029 | -2.105% | [9 empty] | 30194.0749 | 28462.7486 | 26749.3916 | 25496.0483 | 24415.2102 | 23463.7508 | 22771.0492 | 22207.7264 | 21644.4036 | 21081.0808 | 20517.758 | 19954.4352 | 19391.1124 | 18827.7897 | 10261.9695 | 18264.4669 | 17701.1441 | 17137.8213 | 16574.4985 | 16011.1757 | 15447.8529 | 14884.5301 | 14321.2073 | 13757.8845 | 13194.5617 | 12631.2389 | 12067.9161 | 11504.5934 | 10941.2706 | 10377.9478 | 0 | 0 | 0 | 0 | 0 | 0 | 0 | 0 | 0 | 0 | 0 | 0 | 0 | 0 | 0 | 0 | 0
|  | 2030 | -2.151% | [10 empty] | 29544.7399 | 27850.6465 | 26174.1359 | 24947.7462 | 23890.1519 | 22959.154 | 22281.3492 | 21730.1409 | 21178.9326 | 20627.7242 | 20076.5159 | 19525.3076 | 18974.0993 | 18422.891 | 10041.282 | 17871.6826 | 17320.4743 | 16769.266 | 16218.0577 | 15666.8493 | 15115.641 | 14564.4327 | 14013.2244 | 13462.016 | 12910.8077 | 12359.5994 | 11808.3911 | 11257.1827 | 10705.9744 | 10154.7661 | 0 | 0 | 0 | 0 | 0 | 0 | 0 | 0 | 0 | 0 | 0 | 0 | 0 | 0 | 0 | 0
|  | 2031 | -1.08% | [11 empty] | 29225.6219 | 27549.8267 | 25891.4244 | 24678.2811 | 23632.1101 | 22711.1681 | 22040.6844 | 21495.4297 | 20950.1751 | 20404.9205 | 19859.6659 | 19314.4112 | 18769.1566 | 18223.902 | 9932.8243 | 17678.6474 | 17133.3928 | 16588.1381 | 16042.8835 | 15497.6289 | 14952.3743 | 14407.1196 | 13861.865 | 13316.6104 | 12771.3558 | 12226.1011 | 11680.8465 | 11135.5919 | 10590.3373 | 10045.0826 | 0 | 0 | 0 | 0 | 0 | 0 | 0 | 0 | 0 | 0 | 0 | 0 | 0 | 0 | 0
|  | 2032 | -1.094% | [12 empty] | 28906.0174 | 27248.5483 | 25608.2819 | 24408.4053 | 23373.6749 | 22462.8041 | 21799.6527 | 21260.3608 | 20721.069 | 20181.7771 | 19642.4853 | 19103.1934 | 18563.9016 | 18024.6097 | 9824.2013 | 17485.3179 | 16946.026 | 16406.7342 | 15867.4423 | 15328.1505 | 14788.8586 | 14249.5668 | 13710.2749 | 13170.9831 | 12631.6912 | 12092.3994 | 11553.1075 | 11013.8157 | 10474.5238 | 9935.232 | 0 | 0 | 0 | 0 | 0 | 0 | 0 | 0 | 0 | 0 | 0 | 0 | 0 | 0
|  | 2033 | -1.107% | [13 empty] | 28585.9265 | 26946.8113 | 25324.7084 | 24138.1187 | 23114.8464 | 22214.0622 | 21558.2541 | 21024.9341 | 20491.6141 | 19958.2941 | 19424.9741 | 18891.6541 | 18358.3341 | 17825.0141 | 9715.413 | 17291.6941 | 16758.3741 | 16225.0541 | 15691.7341 | 15158.4141 | 14625.0941 | 14091.7741 | 13558.4541 | 13025.1341 | 12491.8141 | 11958.4941 | 11425.1742 | 10891.8542 | 10358.5342 | 9825.2142 | 0 | 0 | 0 | 0 | 0 | 0 | 0 | 0 | 0 | 0 | 0 | 0 | 0
|  | 2034 | -1.121% | [14 empty] | 28265.3491 | 26644.6158 | 25040.7041 | 23867.4213 | 22855.6245 | 21964.9422 | 21316.4887 | 20789.1496 | 20261.8105 | 19734.4715 | 19207.1324 | 18679.7933 | 18152.4543 | 17625.1152 | 9606.4593 | 17097.7761 | 16570.437 | 16043.098 | 15515.7589 | 14988.4198 | 14461.0808 | 13933.7417 | 13406.4026 | 12879.0635 | 12351.7245 | 11824.3854 | 11297.0463 | 10769.7073 | 10242.3682 | 9715.0291 | 0 | 0 | 0 | 0 | 0 | 0 | 0 | 0 | 0 | 0 | 0 | 0
|  | 2035 | -1.136% | [15 empty] | 27944.2853 | 26341.9618 | 24756.2687 | 23596.3132 | 22596.0094 | 21715.4442 | 21074.3564 | 20553.0073 | 20031.6583 | 19510.3092 | 18988.9601 | 18467.6111 | 17946.262 | 17424.9129 | 9497.3403 | 16903.5639 | 16382.2148 | 15860.8657 | 15339.5166 | 14818.1676 | 14296.8185 | 13775.4694 | 13254.1204 | 12732.7713 | 12211.4222 | 11690.0732 | 11168.7241 | 10647.375 | 10126.026 | 9604.6769 | 0 | 0 | 0 | 0 | 0 | 0 | 0 | 0 | 0 | 0 | 0
|  | 2036 | -1.151% | [16 empty] | 27622.735 | 26038.8492 | 24471.4024 | 23324.7944 | 22336.0008 | 21465.5682 | 20831.8573 | 20316.5073 | 19801.1573 | 19285.8073 | 18770.4573 | 18255.1073 | 17739.7573 | 17224.4073 | 9388.056 | 16709.0573 | 16193.7073 | 15678.3574 | 15163.0074 | 14647.6574 | 14132.3074 | 13616.9574 | 13101.6074 | 12586.2574 | 12070.9074 | 11555.5574 | 11040.2074 | 10524.8574 | 10009.5075 | 9494.1575 | 0 | 0 | 0 | 0 | 0 | 0 | 0 | 0 | 0 | 0
|  | 2037 | -1.166% | [17 empty] | 27300.6983 | 25735.2781 | 24186.1052 | 23052.8647 | 22075.5989 | 21215.3141 | 20588.9913 | 20079.6494 | 19570.3076 | 19060.9658 | 18551.6239 | 18042.2821 | 17532.9403 | 17023.5984 | 9278.6063 | 16514.2566 | 16004.9147 | 15495.5729 | 14986.2311 | 14476.8892 | 13967.5474 | 13458.2055 | 12948.8637 | 12439.5219 | 11930.18 | 11420.8382 | 10911.4964 | 10402.1545 | 9892.8127 | 9383.4708 | 0 | 0 | 0 | 0 | 0 | 0 | 0 | 0 | 0
|  | 2038 | -1.181% | [18 empty] | 26978.1751 | 25431.2484 | 23900.377 | 22780.5243 | 21814.8037 | 20964.6821 | 20345.7584 | 19842.4338 | 19339.1092 | 18835.7846 | 18332.46 | 17829.1354 | 17325.8108 | 16822.4862 | 9168.9914 | 16319.1616 | 15815.8369 | 15312.5123 | 14809.1877 | 14305.8631 | 13802.5385 | 13299.2139 | 12795.8893 | 12292.5647 | 11789.2401 | 11285.9155 | 10782.5909 | 10279.2662 | 9775.9416 | 9272.617 | 0 | 0 | 0 | 0 | 0 | 0 | 0 | 0
|  | 2039 | -1.197% | [19 empty] | 26655.1655 | 25126.7601 | 23614.2179 | 22507.7732 | 21553.6151 | 20713.672 | 20102.1587 | 19604.8604 | 19107.5621 | 18610.2638 | 18112.9655 | 17615.6672 | 17118.3689 | 16621.0706 | 9059.2111 | 16123.7723 | 15626.474 | 15129.1757 | 14631.8774 | 14134.5791 | 13637.2808 | 13139.9825 | 12642.6841 | 12145.3858 | 11648.0875 | 11150.7892 | 10653.4909 | 10156.1926 | 9658.8943 | 9161.596 | 0 | 0 | 0 | 0 | 0 | 0 | 0
|  | 2040 | -1.214% | [20 empty] | 26331.6695 | 24821.8133 | 23327.6278 | 22234.6113 | 21292.0332 | 20462.2839 | 19858.1922 | 19366.9293 | 18875.6663 | 18384.4034 | 17893.1405 | 17401.8775 | 16910.6146 | 16419.3517 | 8949.2654 | 15928.0888 | 15436.8258 | 14945.5629 | 14454.3 | 13963.0371 | 13471.7741 | 12980.5112 | 12489.2483 | 11997.9854 | 11506.7224 | 11015.4595 | 10524.1966 | 10032.9336 | 9541.6707 | 9050.4078 | 0 | 0 | 0 | 0 | 0 | 0
|  | 2041 | -1.23% | [21 empty] | 26007.687 | 24516.4079 | 23040.6067 | 21961.0386 | 21030.0579 | 20210.5178 | 19613.8588 | 19128.6403 | 18643.4218 | 18158.2033 | 17672.9849 | 17187.7664 | 16702.5479 | 16217.3295 | 8839.1545 | 15732.111 | 15246.8925 | 14761.674 | 14276.4556 | 13791.2371 | 13306.0186 | 12820.8002 | 12335.5817 | 11850.3632 | 11365.1447 | 10879.9263 | 10394.7078 | 9909.4893 | 9424.2709 | 8939.0524 | 0 | 0 | 0 | 0 | 0
|  | 2042 | -1.248% | [22 empty] | 25683.218 | 24210.544 | 22753.1547 | 21687.0552 | 20767.6893 | 19958.3737 | 19369.1585 | 18889.9935 | 18410.8286 | 17931.6637 | 17452.4987 | 16973.3338 | 16494.1688 | 16015.0039 | 8728.8782 | 15535.839 | 15056.674 | 14577.5091 | 14098.3441 | 13619.1792 | 13140.0143 | 12660.8493 | 12181.6844 | 11702.5194 | 11223.3545 | 10744.1896 | 10265.0246 | 9785.8597 | 9306.6947 | 8827.5298 | 0 | 0 | 0 | 0
|  | 2043 | -1.265% | 2043: 25358.2626; 2044: 23904.2215; 2045: 22465.2718; 2046: 21412.661; 2047: 20504.9274; 2048: 19705.8515; 2049: 19124.0914; 2050: 18650.989; 2051: 18177.8867; 2052: 17704.7844; 2053: 17231.682; 2054: 16758.5797; 2055: 16285.4774; 2056: 15812.375; 2057: 8618.4366; 2058: 15339.2727; 2059: 14866.1703; 2060: 14393.068; 2061: 13919.9657; 2062: 13446.8633; 2063: 12973.761; 2064: 12500.6587; 2065: 12027.5563; 2066: 11554.454; 2067: 11081.3517; 2068: 10608.2493; 2069: 10135.147; 2070: 9662.0447; 2071: 9188.9423; 2072: 8715.84; 2073: 0; 2074: 0; 2075: 0
|  | 2044 | -1.283% | 2044: 25032.8208; 2045: 23597.4405; 2046: 22176.9579; 2047: 21137.8561; 2048: 20241.7721; 2049: 19452.9514; 2050: 18878.6574; 2051: 18411.6267; 2052: 17944.5961; 2053: 17477.5654; 2054: 17010.5348; 2055: 16543.5041; 2056: 16076.4735; 2057: 15609.4428; 2058: 8507.8296; 2059: 15142.4122; 2060: 14675.3815; 2061: 14208.3508; 2062: 13741.3202; 2063: 13274.2895; 2064: 12807.2589; 2065: 12340.2282; 2066: 11873.1976; 2067: 11406.1669; 2068: 10939.1363; 2069: 10472.1056; 2070: 10005.075; 2071: 9538.0443; 2072: 9071.0137; 2073: 8603.983; 2074: 0; 2075: 0
|  | 2045 | -1.302% | 2045: 24706.8925; 2046: 23290.2009; 2047: 21888.2131; 2048: 20862.6404; 2049: 19978.2234; 2050: 19199.6732; 2051: 18632.8565; 2052: 18171.9066; 2053: 17710.9567; 2054: 17250.0068; 2055: 16789.057; 2056: 16328.1071; 2057: 15867.1572; 2058: 15406.2073; 2059: 8397.0574; 2060: 14945.2574; 2061: 14484.3075; 2062: 14023.3576; 2063: 13562.4077; 2064: 13101.4578; 2065: 12640.5079; 2066: 12179.558; 2067: 11718.6081; 2068: 11257.6582; 2069: 10796.7083; 2070: 10335.7584; 2071: 9874.8085; 2072: 9413.8586; 2073: 8952.9087; 2074: 8491.9588; 2075: 0
|  | 2046 | -1.321% | 2046: 24380.4778; 2047: 22982.5028; 2048: 21599.0373; 2049: 20587.0139; 2050: 19714.2814; 2051: 18946.017; 2052: 18386.6888; 2053: 17931.8288; 2054: 17476.9687; 2055: 17022.1086; 2056: 16567.2486; 2057: 16112.3885; 2058: 15657.5285; 2059: 15202.6684; 2060: 8286.1198; 2061: 14747.8083; 2062: 14292.9483; 2063: 13838.0882; 2064: 13383.2281; 2065: 12928.3681; 2066: 12473.508; 2067: 12018.6479; 2068: 11563.7879; 2069: 11108.9278; 2070: 10654.0678; 2071: 10199.2077; 2072: 9744.3476; 2073: 9289.4876; 2074: 8834.6275; 2075: 8379.7674 | 0 | 0 | 0 | 0
|  | 2047 | -1.341% | 2047: 24053.5766; 2048: 22674.3461; 2049: 21309.4305; 2050: 20310.9767; 2051: 19449.9461; 2052: 18691.9828; 2053: 18140.1543; 2054: 17691.3931; 2055: 17242.632; 2056: 16793.8708; 2057: 16345.1097; 2058: 15896.3485; 2059: 15447.5873; 2060: 14998.8262; 2061: 8175.0168; 2062: 14550.065; 2063: 14101.3039; 2064: 13652.5427; 2065: 13203.7816; 2066: 12755.0204; 2067: 12306.2593; 2068: 11857.4981; 2069: 11408.7369; 2070: 10959.9758; 2071: 10511.2146; 2072: 10062.4535; 2073: 9613.6923; 2074: 9164.9312; 2075: 8716.17 | 8267.4089 | 0 | 0 | 0
|  | 2048 | -1.361% | 2048: 23726.189; 2049: 22365.7309; 2050: 21019.3929; 2051: 20034.5288; 2052: 19185.2174; 2053: 18437.5706; 2054: 17893.2529; 2055: 17450.5997; 2056: 17007.9465; 2057: 16565.2934; 2058: 16122.6402; 2059: 15679.987; 2060: 15237.3338; 2061: 14794.6807; 2062: 8063.7486; 2063: 14352.0275; 2064: 13909.3743; 2065: 13466.7211; 2066: 13024.068; 2067: 12581.4148; 2068: 12138.7616; 2069: 11696.1085; 2070: 11253.4553; 2071: 10810.8021; 2072: 10368.1489; 2073: 9925.4958; 2074: 9482.8426; 2075: 9040.1894 | 8597.5362 | 8154.8831 | 0 | 0
|  | 2049 | -1.382% | 2049: 23398.3149; 2050: 22056.6571; 2051: 20728.9242; 2052: 19757.67; 2053: 18920.0954; 2054: 18182.7804; 2055: 17645.9846; 2056: 17209.4485; 2057: 16772.9124; 2058: 16336.3763; 2059: 15899.8402; 2060: 15463.304; 2061: 15026.7679; 2062: 14590.2318; 2063: 7952.315; 2064: 14153.6957; 2065: 13717.1596; 2066: 13280.6235; 2067: 12844.0874; 2068: 12407.5512; 2069: 11971.0151; 2070: 11534.479; 2071: 11097.9429; 2072: 10661.4068; 2073: 10224.8707; 2074: 9788.3346; 2075: 9351.7984 | 8915.2623 | 8478.7262 | 8042.1901 | 0
|  | 2050 | -1.403% | 2050: 23069.9544; 2051: 21747.1247; 2052: 20438.0246; 2053: 19480.4006; 2054: 18654.58; 2055: 17927.6121; 2056: 17398.3495; 2057: 16967.9395; 2058: 16537.5295; 2059: 16107.1195; 2060: 15676.7096; 2061: 15246.2996; 2062: 14815.8896; 2063: 14385.4796; 2064: 7840.7161; 2065: 13955.0697; 2066: 13524.6597; 2067: 13094.2497; 2068: 12663.8397; 2069: 12233.4297; 2070: 11803.0198; 2071: 11372.6098; 2072: 10942.1998; 2073: 10511.7898; 2074: 10081.3798; 2075: 9650.9699 | 9220.5599 | 8790.1499 | 8359.7399 | 7929.3299
Revenue Requirement by vintage year
2012 $/MW-wk
| Aurora Input |  | Levelized Cost | 2020 | 2021 | 2022 | 2023 | 2024 | 2025 | 2026 | 2027 | 2028 | 2029 | 2030 | 2031 | 2032 | 2033 | 2034 | 2035 | 2036 | 2037 | 2038 | 2039 | 2040 | 2041 | 2042 | 2043 | 2044 | 2045 | 2046 | 2047 | 2048 | 2049 | 2050 | 2051 | 2052 | 2053 | 2054 | 2055 | 2056 | 2057 | 2058 | 2059 | 2060 | 2061 | 2062 | 2063 | 2064 | 2065 | 2066 | 2067 | 2068 | 2069 | 2070 | 2071 | 2072 | 2073 | 2074 | 2075
|  | 2020 | 2319.0588 | 3462.9908 | 3264.4231 | 3067.9164 | 2924.1691 | 2800.2066 | 2691.0827 | 2611.636 | 2547.0279 | 2482.4198 | 2417.8117 | 2353.2036 | 2288.5955 | 2223.9874 | 2159.3794 | 1176.9563 | 2094.7713 | 2030.1632 | 1965.5551 | 1900.947 | 1836.3389 | 1771.7308 | 1707.1227 | 1642.5146 | 1577.9065 | 1513.2984 | 1448.6903 | 1384.0822 | 1319.4741 | 1254.866 | 1190.2579 | 0 | 0 | 0 | 0 | 0 | 0 | 0 | 0 | 0 | 0 | 0 | 0 | 0 | 0 | 0 | 0 | 0 | 0 | 0 | 0 | 0 | 0 | 0 | 0 | 0 | 0
|  | 2021 | 2278.7274 |  | 3402.7648 | 3207.6505 | 3014.5613 | 2873.314 | 2751.5073 | 2644.2813 | 2566.2163 | 2502.7318 | 2439.2473 | 2375.7628 | 2312.2784 | 2248.7939 | 2185.3094 | 2121.8249 | 1156.4875 | 2058.3405 | 1994.856 | 1931.3715 | 1867.887 | 1804.4026 | 1740.9181 | 1677.4336 | 1613.9491 | 1550.4647 | 1486.9802 | 1423.4957 | 1360.0112 | 1296.5268 | 1233.0423 | 1169.5578 | 0 | 0 | 0 | 0 | 0 | 0 | 0 | 0 | 0 | 0 | 0 | 0 | 0 | 0 | 0 | 0 | 0 | 0 | 0 | 0 | 0 | 0 | 0 | 0 | 0
|  | 2022 | 2236.9159 |  |  | 3340.3288 | 3148.7946 | 2959.2482 | 2820.5926 | 2701.021 | 2595.7623 | 2519.1297 | 2456.8101 | 2394.4905 | 2332.1709 | 2269.8512 | 2207.5316 | 2145.212 | 2082.8924 | 1135.2675 | 2020.5727 | 1958.2531 | 1895.9335 | 1833.6139 | 1771.2943 | 1708.9746 | 1646.655 | 1584.3354 | 1522.0158 | 1459.6961 | 1397.3765 | 1335.0569 | 1272.7373 | 1210.4176 | 1148.098 | 0 | 0 | 0 | 0 | 0 | 0 | 0 | 0 | 0 | 0 | 0 | 0 | 0 | 0 | 0 | 0 | 0 | 0 | 0 | 0 | 0 | 0 | 0 | 0
|  | 2023 | 2195.1043 |  |  |  | 3277.8927 | 3089.9386 | 2903.9352 | 2767.8713 | 2650.5346 | 2547.2434 | 2472.0432 | 2410.8884 | 2349.7336 | 2288.5789 | 2227.4241 | 2166.2693 | 2105.1146 | 2043.9598 | 1114.0476 | 1982.805 | 1921.6503 | 1860.4955 | 1799.3407 | 1738.1859 | 1677.0312 | 1615.8764 | 1554.7216 | 1493.5669 | 1432.4121 | 1371.2573 | 1310.1026 | 1248.9478 | 1187.793 | 1126.6383 | 0 | 0 | 0 | 0 | 0 | 0 | 0 | 0 | 0 | 0 | 0 | 0 | 0 | 0 | 0 | 0 | 0 | 0 | 0 | 0 | 0 | 0 | 0
|  | 2024 | 2153.2928 |  |  |  |  | 3215.4567 | 3031.0826 | 2848.6221 | 2715.1499 | 2600.0482 | 2498.7245 | 2424.9566 | 2364.9667 | 2304.9768 | 2244.9869 | 2184.997 | 2125.0071 | 2065.0171 | 2005.0272 | 1092.8276 | 1945.0373 | 1885.0474 | 1825.0575 | 1765.0676 | 1705.0776 | 1645.0877 | 1585.0978 | 1525.1079 | 1465.118 | 1405.1281 | 1345.1381 | 1285.1482 | 1225.1583 | 1165.1684 | 1105.1785 | 0 | 0 | 0 | 0 | 0 | 0 | 0 | 0 | 0 | 0 | 0 | 0 | 0 | 0 | 0 | 0 | 0 | 0 | 0 | 0 | 0 | 0
|  | 2025 | 2111.4813 | [5 empty] | 3153.0206 | 2972.2266 | 2793.3091 | 2662.4285 | 2549.5619 | 2450.2056 | 2377.8701 | 2319.045 | 2260.22 | 2201.3949 | 2142.5699 | 2083.7448 | 2024.9197 | 1966.0947 | 1071.6077 | 1907.2696 | 1848.4445 | 1789.6195 | 1730.7944 | 1671.9693 | 1613.1443 | 1554.3192 | 1495.4941 | 1436.6691 | 1377.844 | 1319.019 | 1260.1939 | 1201.3688 | 1142.5438 | 1083.7187 | 0 | 0 | 0 | 0 | 0 | 0 | 0 | 0 | 0 | 0 | 0 | 0 | 0 | 0 | 0 | 0 | 0 | 0 | 0 | 0 | 0
|  | 2026 | 2069.6698 | [6 empty] | 3090.5846 | 2913.3707 | 2737.996 | 2609.7072 | 2499.0755 | 2401.6867 | 2330.7836 | 2273.1234 | 2215.4631 | 2157.8029 | 2100.1427 | 2042.4825 | 1984.8223 | 1927.1621 | 1050.3877 | 1869.5019 | 1811.8417 | 1754.1815 | 1696.5212 | 1638.861 | 1581.2008 | 1523.5406 | 1465.8804 | 1408.2202 | 1350.56 | 1292.8998 | 1235.2396 | 1177.5793 | 1119.9191 | 1062.2589 | 0 | 0 | 0 | 0 | 0 | 0 | 0 | 0 | 0 | 0 | 0 | 0 | 0 | 0 | 0 | 0 | 0 | 0 | 0 | 0
|  | 2027 | 2027.8583 | [7 empty] | 3028.1485 | 2854.5147 | 2682.683 | 2556.9858 | 2448.5891 | 2353.1677 | 2283.697 | 2227.2017 | 2170.7063 | 2114.211 | 2057.7156 | 2001.2202 | 1944.7249 | 1888.2295 | 1029.1677 | 1831.7342 | 1775.2388 | 1718.7434 | 1662.2481 | 1605.7527 | 1549.2574 | 1492.762 | 1436.2667 | 1379.7713 | 1323.2759 | 1266.7806 | 1210.2852 | 1153.7899 | 1097.2945 | 1040.7991 | 0 | 0 | 0 | 0 | 0 | 0 | 0 | 0 | 0 | 0 | 0 | 0 | 0 | 0 | 0 | 0 | 0 | 0 | 0
|  | 2028 | 1986.0468 | [8 empty] | 2965.7125 | 2795.6587 | 2627.3699 | 2504.2645 | 2398.1027 | 2304.6488 | 2236.6105 | 2181.28 | 2125.9495 | 2070.619 | 2015.2885 | 1959.958 | 1904.6275 | 1849.297 | 1007.9478 | 1793.9665 | 1738.6359 | 1683.3054 | 1627.9749 | 1572.6444 | 1517.3139 | 1461.9834 | 1406.6529 | 1351.3224 | 1295.9919 | 1240.6614 | 1185.3309 | 1130.0004 | 1074.6699 | 1019.3394 | 0 | 0 | 0 | 0 | 0 | 0 | 0 | 0 | 0 | 0 | 0 | 0 | 0 | 0 | 0 | 0 | 0 | 0
|  | 2029 | 1944.2353 | [9 empty] | 2903.2764 | 2736.8028 | 2572.0569 | 2451.5431 | 2347.6164 | 2256.1299 | 2189.524 | 2135.3583 | 2081.1927 | 2027.027 | 1972.8613 | 1918.6957 | 1864.53 | 1810.3644 | 986.7278 | 1756.1987 | 1702.0331 | 1647.8674 | 1593.7018 | 1539.5361 | 1485.3705 | 1431.2048 | 1377.0392 | 1322.8735 | 1268.7079 | 1214.5422 | 1160.3766 | 1106.2109 | 1052.0452 | 997.8796 | 0 | 0 | 0 | 0 | 0 | 0 | 0 | 0 | 0 | 0 | 0 | 0 | 0 | 0 | 0 | 0 | 0
|  | 2030 | 1902.4238 | [10 empty] | 2840.8404 | 2677.9468 | 2516.7438 | 2398.8218 | 2297.13 | 2207.611 | 2142.4374 | 2089.4366 | 2036.4358 | 1983.435 | 1930.4342 | 1877.4334 | 1824.4326 | 1771.4318 | 965.5079 | 1718.431 | 1665.4302 | 1612.4294 | 1559.4286 | 1506.4278 | 1453.427 | 1400.4262 | 1347.4254 | 1294.4246 | 1241.4238 | 1188.423 | 1135.4222 | 1082.4214 | 1029.4206 | 976.4198 | 0 | 0 | 0 | 0 | 0 | 0 | 0 | 0 | 0 | 0 | 0 | 0 | 0 | 0 | 0 | 0
|  | 2031 | 1881.8753 | [11 empty] | 2810.1559 | 2649.0218 | 2489.56 | 2372.9116 | 2272.3183 | 2183.7662 | 2119.2966 | 2066.8682 | 2014.4399 | 1962.0116 | 1909.5833 | 1857.1549 | 1804.7266 | 1752.2983 | 955.0793 | 1699.8699 | 1647.4416 | 1595.0133 | 1542.585 | 1490.1566 | 1437.7283 | 1385.3 | 1332.8716 | 1280.4433 | 1228.015 | 1175.5866 | 1123.1583 | 1070.73 | 1018.3017 | 965.8733 | 0 | 0 | 0 | 0 | 0 | 0 | 0 | 0 | 0 | 0 | 0 | 0 | 0 | 0 | 0
|  | 2032 | 1861.2956 | [12 empty] | 2779.4247 | 2620.0527 | 2462.3348 | 2346.962 | 2247.4687 | 2159.885 | 2096.1204 | 2044.2655 | 1992.4105 | 1940.5555 | 1888.7005 | 1836.8455 | 1784.9905 | 1733.1356 | 944.6347 | 1681.2806 | 1629.4256 | 1577.5706 | 1525.7156 | 1473.8606 | 1422.0056 | 1370.1507 | 1318.2957 | 1266.4407 | 1214.5857 | 1162.7307 | 1110.8757 | 1059.0207 | 1007.1658 | 955.3108 | 0 | 0 | 0 | 0 | 0 | 0 | 0 | 0 | 0 | 0 | 0 | 0 | 0 | 0
|  | 2033 | 1840.6845 | [13 empty] | 2748.6468 | 2591.0396 | 2435.0681 | 2320.973 | 2222.5814 | 2135.9675 | 2072.909 | 2021.6283 | 1970.3475 | 1919.0667 | 1867.786 | 1816.5052 | 1765.2244 | 1713.9437 | 934.1743 | 1662.6629 | 1611.3821 | 1560.1014 | 1508.8206 | 1457.5398 | 1406.2591 | 1354.9783 | 1303.6975 | 1252.4167 | 1201.136 | 1149.8552 | 1098.5744 | 1047.2937 | 996.0129 | 944.7321 | 0 | 0 | 0 | 0 | 0 | 0 | 0 | 0 | 0 | 0 | 0 | 0 | 0
|  | 2034 | 1820.0421 | [14 empty] | 2717.822 | 2561.9823 | 2407.76 | 2294.9444 | 2197.6562 | 2112.0137 | 2049.6624 | 1998.9567 | 1948.251 | 1897.5453 | 1846.8397 | 1796.134 | 1745.4283 | 1694.7226 | 923.698 | 1644.0169 | 1593.3113 | 1542.6056 | 1491.8999 | 1441.1942 | 1390.4885 | 1339.7829 | 1289.0772 | 1238.3715 | 1187.6658 | 1136.9601 | 1086.2545 | 1035.5488 | 984.8431 | 934.1374 | 0 | 0 | 0 | 0 | 0 | 0 | 0 | 0 | 0 | 0 | 0 | 0
|  | 2035 | 1799.3684 | [15 empty] | 2686.9505 | 2532.8809 | 2380.4105 | 2268.8763 | 2172.6932 | 2088.0235 | 2026.3804 | 1976.2507 | 1926.121 | 1875.9913 | 1825.8616 | 1775.7318 | 1725.6021 | 1675.4724 | 913.2058 | 1625.3427 | 1575.213 | 1525.0832 | 1474.9535 | 1424.8238 | 1374.6941 | 1324.5644 | 1274.4347 | 1224.3049 | 1174.1752 | 1124.0455 | 1073.9158 | 1023.7861 | 973.6563 | 923.5266 | 0 | 0 | 0 | 0 | 0 | 0 | 0 | 0 | 0 | 0 | 0
|  | 2036 | 1778.6634 | [16 empty] | 2656.0322 | 2503.7355 | 2353.0195 | 2242.7687 | 2147.6924 | 2063.9969 | 2003.0632 | 1953.5103 | 1903.9574 | 1854.4045 | 1804.8517 | 1755.2988 | 1705.7459 | 1656.193 | 902.6977 | 1606.6401 | 1557.0872 | 1507.5344 | 1457.9815 | 1408.4286 | 1358.8757 | 1309.3228 | 1259.7699 | 1210.2171 | 1160.6642 | 1111.1113 | 1061.5584 | 1012.0055 | 962.4526 | 912.8998 | 0 | 0 | 0 | 0 | 0 | 0 | 0 | 0 | 0 | 0
|  | 2037 | 1757.927 | [17 empty] | 2625.0671 | 2474.546 | 2325.587 | 2216.6216 | 2122.6537 | 2039.934 | 1979.7107 | 1930.7355 | 1881.7603 | 1832.7852 | 1783.81 | 1734.8348 | 1685.8596 | 1636.8845 | 892.1737 | 1587.9093 | 1538.9341 | 1489.9589 | 1440.9838 | 1392.0086 | 1343.0334 | 1294.0582 | 1245.083 | 1196.1079 | 1147.1327 | 1098.1575 | 1049.1823 | 1000.2072 | 951.232 | 902.2568 | 0 | 0 | 0 | 0 | 0 | 0 | 0 | 0 | 0
|  | 2038 | 1737.1594 | [18 empty] | 2594.0553 | 2445.3123 | 2298.1132 | 2190.435 | 2097.5773 | 2015.8348 | 1956.3229 | 1907.9263 | 1859.5297 | 1811.1331 | 1762.7365 | 1714.3399 | 1665.9433 | 1617.5467 | 881.6338 | 1569.1501 | 1520.7536 | 1472.357 | 1423.9604 | 1375.5638 | 1327.1672 | 1278.7706 | 1230.374 | 1181.9774 | 1133.5808 | 1085.1842 | 1036.7876 | 988.391 | 939.9944 | 891.5978 | 0 | 0 | 0 | 0 | 0 | 0 | 0 | 0
|  | 2039 | 1716.3604 | [19 empty] | 2562.9967 | 2416.0346 | 2270.5979 | 2164.209 | 2072.463 | 1991.6992 | 1932.8999 | 1885.0827 | 1837.2656 | 1789.4484 | 1741.6313 | 1693.8142 | 1645.997 | 1598.1799 | 871.078 | 1550.3627 | 1502.5456 | 1454.7284 | 1406.9113 | 1359.0941 | 1311.277 | 1263.4599 | 1215.6427 | 1167.8256 | 1120.0084 | 1072.1913 | 1024.3741 | 976.557 | 928.7398 | 880.9227 | 0 | 0 | 0 | 0 | 0 | 0 | 0
|  | 2040 | 1695.53 | [20 empty] | 2531.8913 | 2386.7128 | 2243.0411 | 2137.9434 | 2047.3109 | 1967.5273 | 1909.4416 | 1862.2047 | 1814.9679 | 1767.7311 | 1720.4943 | 1673.2575 | 1626.0206 | 1578.7838 | 860.5063 | 1531.547 | 1484.3102 | 1437.0734 | 1389.8365 | 1342.5997 | 1295.3629 | 1248.1261 | 1200.8893 | 1153.6524 | 1106.4156 | 1059.1788 | 1011.942 | 964.7052 | 917.4683 | 870.2315 | 0 | 0 | 0 | 0 | 0 | 0
|  | 2041 | 1674.6684 | [21 empty] | 2500.7391 | 2357.3469 | 2215.443 | 2111.6383 | 2022.121 | 1943.319 | 1885.948 | 1839.2923 | 1792.6367 | 1745.9811 | 1699.3255 | 1652.6698 | 1606.0142 | 1559.3586 | 849.9187 | 1512.703 | 1466.0474 | 1419.3917 | 1372.7361 | 1326.0805 | 1279.4249 | 1232.7692 | 1186.1136 | 1139.458 | 1092.8024 | 1046.1468 | 999.4911 | 952.8355 | 906.1799 | 859.5243 | 0 | 0 | 0 | 0 | 0
|  | 2042 | 1653.7754 | [22 empty] | 2469.5402 | 2327.9369 | 2187.8033 | 2085.2938 | 1996.8932 | 1919.0744 | 1862.4191 | 1816.3455 | 1770.272 | 1724.1984 | 1678.1249 | 1632.0513 | 1585.9778 | 1539.9042 | 839.3152 | 1493.8307 | 1447.7571 | 1401.6836 | 1355.61 | 1309.5365 | 1263.4629 | 1217.3894 | 1171.3158 | 1125.2423 | 1079.1687 | 1033.0951 | 987.0216 | 940.948 | 894.8745 | 848.8009 | 0 | 0 | 0 | 0
|  | 2043 | 1632.8511 | 2043: 2438.2945; 2044: 2298.4828; 2045: 2160.1223; 2046: 2058.9097; 2047: 1971.6276; 2048: 1894.7934; 2049: 1838.8549; 2050: 1793.3643; 2051: 1747.8737; 2052: 1702.3831; 2053: 1656.8925; 2054: 1611.4019; 2055: 1565.9113; 2056: 1520.4207; 2057: 828.6958; 2058: 1474.9301; 2059: 1429.4395; 2060: 1383.9488; 2061: 1338.4582; 2062: 1292.9676; 2063: 1247.477; 2064: 1201.9864; 2065: 1156.4958; 2066: 1111.0052; 2067: 1065.5146; 2068: 1020.024; 2069: 974.5334; 2070: 929.0428; 2071: 883.5521; 2072: 838.0615; 2073: 0; 2074: 0; 2075: 0
|  | 2044 | 1611.8955 | 2044: 2407.002; 2045: 2268.9847; 2046: 2132.3998; 2047: 2032.4862; 2048: 1946.3242; 2049: 1870.4761; 2050: 1815.2555; 2051: 1770.3487; 2052: 1725.4419; 2053: 1680.5351; 2054: 1635.6283; 2055: 1590.7215; 2056: 1545.8148; 2057: 1500.908; 2058: 818.0605; 2059: 1456.0012; 2060: 1411.0944; 2061: 1366.1876; 2062: 1321.2808; 2063: 1276.374; 2064: 1231.4672; 2065: 1186.5604; 2066: 1141.6536; 2067: 1096.7468; 2068: 1051.84; 2069: 1006.9332; 2070: 962.0264; 2071: 917.1196; 2072: 872.2129; 2073: 827.3061; 2074: 0; 2075: 0
|  | 2045 | 1590.9086 | 2045: 2375.6627; 2046: 2239.4424; 2047: 2104.6359; 2048: 2006.0231; 2049: 1920.983; 2050: 1846.1224; 2051: 1791.6208; 2052: 1747.2987; 2053: 1702.9766; 2054: 1658.6545; 2055: 1614.3324; 2056: 1570.0103; 2057: 1525.6882; 2058: 1481.3661; 2059: 807.4094; 2060: 1437.044; 2061: 1392.7219; 2062: 1348.3998; 2063: 1304.0777; 2064: 1259.7556; 2065: 1215.4335; 2066: 1171.1113; 2067: 1126.7892; 2068: 1082.4671; 2069: 1038.145; 2070: 993.8229; 2071: 949.5008; 2072: 905.1787; 2073: 860.8566; 2074: 816.5345; 2075: 0
|  | 2046 | 1569.8903 | 2046: 2344.2767; 2047: 2209.856; 2048: 2076.8305; 2049: 1979.5206; 2050: 1895.604; 2051: 1821.7324; 2052: 1767.9508; 2053: 1724.2143; 2054: 1680.4778; 2055: 1636.7412; 2056: 1593.0047; 2057: 1549.2681; 2058: 1505.5316; 2059: 1461.795; 2060: 796.7423; 2061: 1418.0585; 2062: 1374.3219; 2063: 1330.5854; 2064: 1286.8489; 2065: 1243.1123; 2066: 1199.3758; 2067: 1155.6392; 2068: 1111.9027; 2069: 1068.1661; 2070: 1024.4296; 2071: 980.693; 2072: 936.9565; 2073: 893.22; 2074: 849.4834; 2075: 805.7469 | 0 | 0 | 0 | 0
|  | 2047 | 1548.8407 | 2047: 2312.8439; 2048: 2180.2256; 2049: 2048.9837; 2050: 1952.9785; 2051: 1870.1871; 2052: 1797.306; 2053: 1744.2456; 2054: 1701.0955; 2055: 1657.9454; 2056: 1614.7953; 2057: 1571.6452; 2058: 1528.495; 2059: 1485.3449; 2060: 1442.1948; 2061: 786.0593; 2062: 1399.0447; 2063: 1355.8946; 2064: 1312.7445; 2065: 1269.5944; 2066: 1226.4443; 2067: 1183.2942; 2068: 1140.144; 2069: 1096.9939; 2070: 1053.8438; 2071: 1010.6937; 2072: 967.5436; 2073: 924.3935; 2074: 881.2434; 2075: 838.0933 | 794.9432 | 0 | 0 | 0
|  | 2048 | 1527.7598 | 2048: 2281.3643; 2049: 2150.551; 2050: 2021.0955; 2051: 1926.397; 2052: 1844.7324; 2053: 1772.8433; 2054: 1720.5051; 2055: 1677.9423; 2056: 1635.3795; 2057: 1592.8167; 2058: 1550.2539; 2059: 1507.6911; 2060: 1465.1283; 2061: 1422.5654; 2062: 775.3604; 2063: 1380.0026; 2064: 1337.4398; 2065: 1294.877; 2066: 1252.3142; 2067: 1209.7514; 2068: 1167.1886; 2069: 1124.6258; 2070: 1082.063; 2071: 1039.5002; 2072: 996.9374; 2073: 954.3746; 2074: 911.8118; 2075: 869.249 | 826.6862 | 784.1234 | 0 | 0
|  | 2049 | 1506.6476 | 2049: 2249.838; 2050: 2120.8324; 2051: 1993.1658; 2052: 1899.776; 2053: 1819.2399; 2054: 1748.3443; 2055: 1696.7293; 2056: 1654.7547; 2057: 1612.78; 2058: 1570.8054; 2059: 1528.8308; 2060: 1486.8562; 2061: 1444.8815; 2062: 1402.9069; 2063: 764.6457; 2064: 1360.9323; 2065: 1318.9577; 2066: 1276.983; 2067: 1235.0084; 2068: 1193.0338; 2069: 1151.0591; 2070: 1109.0845; 2071: 1067.1099; 2072: 1025.1353; 2073: 983.1606; 2074: 941.186; 2075: 899.2114 | 857.2368 | 815.2621 | 773.2875 | 0
|  | 2050 | 1485.504 | 2050: 2218.2648; 2051: 2091.0697; 2052: 1965.1947; 2053: 1873.1154; 2054: 1793.7096; 2055: 1723.8089; 2056: 1672.9182; 2057: 1631.5326; 2058: 1590.1471; 2059: 1548.7615; 2060: 1507.3759; 2061: 1465.9903; 2062: 1424.6048; 2063: 1383.2192; 2064: 753.915; 2065: 1341.8336; 2066: 1300.448; 2067: 1259.0625; 2068: 1217.6769; 2069: 1176.2913; 2070: 1134.9057; 2071: 1093.5202; 2072: 1052.1346; 2073: 1010.749; 2074: 969.3634; 2075: 927.9779 | 886.5923 | 845.2067 | 803.8211 | 762.4356
|  | Annual Change (%) |  | 0% | -1.739% | -1.835% | -1.869% | -1.905% | -1.942% | -1.98% | -2.02% | -2.062% | -2.105% | -2.151% | -1.08% | -1.094% | -1.107% | -1.121% | -1.136% | -1.151% | -1.166% | -1.181% | -1.197% | -1.214% | -1.23% | -1.248% | -1.265% | -1.283% | -1.302% | -1.321% | -1.341% | -1.361% | -1.382% | -1.403% | 0% | 0% | 0% | 0% | 0% | 0% | 0% | 0% | 0% | 0% | 0% | 0% | 0% | 0% | 0% | 0% | 0% | 0% | 0% | 0% | 0% | 0% | 0% | 0% | 0%
|  | Levelized Capital Cost ($/MW-wk) |  | 2319.0588 | 2278.7274 | 2236.9159 | 2195.1043 | 2153.2928 | 2111.4813 | 2069.6698 | 2027.8583 | 1986.0468 | 1944.2353 | 1902.4238 | 1881.8753 | 1861.2956 | 1840.6845 | 1820.0421 | 1799.3684 | 1778.6634 | 1757.927 | 1737.1594 | 1716.3604 | 1695.53 | 1674.6684 | 1653.7754 | 1632.8511 | 1611.8955 | 1590.9086 | 1569.8903 | 1548.8407 | 1527.7598 | 1506.6476 | 1485.504 | 1485.504 | 1485.504 | 1485.504 | 1485.504 | 1485.504 | 1485.504 | 1485.504 | 1485.504 | 1485.504 | 1485.504 | 1485.504 | 1485.504 | 1485.504 | 1485.504 | 1485.504 | 1485.504 | 1485.504 | 1485.504 | 1485.504 | 1485.504 | 1485.504 | 1485.504 | 1485.504 | 1485.504 | 1485.504
|  | Economic Life | 30
|  | check s/b 0 | 0
Revenue Requirement by vintage year
2012 $/MW-wk
| Aurora Input |  | Levelized Cost | 2020 | 2021 | 2022 | 2023 | 2024 | 2025 | 2026 | 2027 | 2028 | 2029 | 2030 | 2031 | 2032 | 2033 | 2034 | 2035 | 2036 | 2037 | 2038 | 2039 | 2040 | 2041 | 2042 | 2043 | 2044 | 2045 | 2046 | Levelized | 2047 | 2048 | 2049 | 2050 | 2051 | 2052 | 2053 | 2054 | 2055 | 2056 | 2057 | 2058 | 2059 | 2060 | 2061 | 2062 | 2063 | 2064 | 2065 | 2066 | 2067 | 2068 | 2069 | 2070 | 2071 | 2072 | 2073 | 2074 | 2075 | 2076 | 2077 | 2078 | 2079
|  | 2020 | 2319.0588 | 3462.9908 | 3264.4231 | 3067.9164 | 2924.1691 | 2800.2066 | 2691.0827 | 2611.636 | 2547.0279 | 2482.4198 | 2417.8117 | 2353.2036 | 2288.5955 | 2223.9874 | 2159.3794 | 1176.9563 | 2094.7713 | 2030.1632 | 1965.5551 | 1900.947 | 1836.3389 | 1771.7308 | 1707.1227 | 1642.5146 | 1577.9065 | 1513.2984 | 1448.6903 | 1384.0822 | 1256.6789 | 1319.4741 | 1254.866 | 1190.2579 | 0 | 0 | 0 | 0 | 0 | 0 | 0 | 0 | 0 | 0 | 0 | 0 | 0 | 0 | 0 | 0 | 0 | 0 | 0 | 0 | 0 | 0 | 0 | 0 | 0 | 0 | 0 | 0 | 0 | 0
|  | 2021 | 2278.7274 |  | 3402.7648 | 3207.6505 | 3014.5613 | 2873.314 | 2751.5073 | 2644.2813 | 2566.2163 | 2502.7318 | 2439.2473 | 2375.7628 | 2312.2784 | 2248.7939 | 2185.3094 | 2121.8249 | 1156.4875 | 2058.3405 | 1994.856 | 1931.3715 | 1867.887 | 1804.4026 | 1740.9181 | 1677.4336 | 1613.9491 | 1550.4647 | 1486.9802 | 1423.4957 | 1268.1238 | 1360.0112 | 1296.5268 | 1233.0423 | 1169.5578 | 0 | 0 | 0 | 0 | 0 | 0 | 0 | 0 | 0 | 0 | 0 | 0 | 0 | 0 | 0 | 0 | 0 | 0 | 0 | 0 | 0 | 0 | 0 | 0 | 0 | 0 | 0 | 0 | 0
|  | 2022 | 2236.9159 |  |  | 3340.3288 | 3148.7946 | 2959.2482 | 2820.5926 | 2701.021 | 2595.7623 | 2519.1297 | 2456.8101 | 2394.4905 | 2332.1709 | 2269.8512 | 2207.5316 | 2145.212 | 2082.8924 | 1135.2675 | 2020.5727 | 1958.2531 | 1895.9335 | 1833.6139 | 1771.2943 | 1708.9746 | 1646.655 | 1584.3354 | 1522.0158 | 1459.6961 | 1277.9807 | 1397.3765 | 1335.0569 | 1272.7373 | 1210.4176 | 1148.098 | 0 | 0 | 0 | 0 | 0 | 0 | 0 | 0 | 0 | 0 | 0 | 0 | 0 | 0 | 0 | 0 | 0 | 0 | 0 | 0 | 0 | 0 | 0 | 0 | 0 | 0 | 0 | 0
|  | 2023 | 2195.1043 |  |  |  | 3277.8927 | 3089.9386 | 2903.9352 | 2767.8713 | 2650.5346 | 2547.2434 | 2472.0432 | 2410.8884 | 2349.7336 | 2288.5789 | 2227.4241 | 2166.2693 | 2105.1146 | 2043.9598 | 1114.0476 | 1982.805 | 1921.6503 | 1860.4955 | 1799.3407 | 1738.1859 | 1677.0312 | 1615.8764 | 1554.7216 | 1493.5669 | 1287.0265 | 1432.4121 | 1371.2573 | 1310.1026 | 1248.9478 | 1187.793 | 1126.6383 | 0 | 0 | 0 | 0 | 0 | 0 | 0 | 0 | 0 | 0 | 0 | 0 | 0 | 0 | 0 | 0 | 0 | 0 | 0 | 0 | 0 | 0 | 0 | 0 | 0 | 0 | 0
|  | 2024 | 2153.2928 |  |  |  |  | 3215.4567 | 3031.0826 | 2848.6221 | 2715.1499 | 2600.0482 | 2498.7245 | 2424.9566 | 2364.9667 | 2304.9768 | 2244.9869 | 2184.997 | 2125.0071 | 2065.0171 | 2005.0272 | 1092.8276 | 1945.0373 | 1885.0474 | 1825.0575 | 1765.0676 | 1705.0776 | 1645.0877 | 1585.0978 | 1525.1079 | 1295.2359 | 1465.118 | 1405.1281 | 1345.1381 | 1285.1482 | 1225.1583 | 1165.1684 | 1105.1785 | 0 | 0 | 0 | 0 | 0 | 0 | 0 | 0 | 0 | 0 | 0 | 0 | 0 | 0 | 0 | 0 | 0 | 0 | 0 | 0 | 0 | 0 | 0 | 0 | 0 | 0
|  | 2025 | 2111.4813 | [5 empty] | 3153.0206 | 2972.2266 | 2793.3091 | 2662.4285 | 2549.5619 | 2450.2056 | 2377.8701 | 2319.045 | 2260.22 | 2201.3949 | 2142.5699 | 2083.7448 | 2024.9197 | 1966.0947 | 1071.6077 | 1907.2696 | 1848.4445 | 1789.6195 | 1730.7944 | 1671.9693 | 1613.1443 | 1554.3192 | 1302.5837 | 1495.4941 | 1436.6691 | 1377.844 | 1319.019 | 1260.1939 | 1201.3688 | 1142.5438 | 1083.7187 | 0 | 0 | 0 | 0 | 0 | 0 | 0 | 0 | 0 | 0 | 0 | 0 | 0 | 0 | 0 | 0 | 0 | 0 | 0 | 0 | 0 | 0 | 0 | 0 | 0
|  | 2026 | 2069.6698 | [6 empty] | 3090.5846 | 2913.3707 | 2737.996 | 2609.7072 | 2499.0755 | 2401.6867 | 2330.7836 | 2273.1234 | 2215.4631 | 2157.8029 | 2100.1427 | 2042.4825 | 1984.8223 | 1927.1621 | 1050.3877 | 1869.5019 | 1811.8417 | 1754.1815 | 1696.5212 | 1638.861 | 1581.2008 | 1309.0444 | 1523.5406 | 1465.8804 | 1408.2202 | 1350.56 | 1292.8998 | 1235.2396 | 1177.5793 | 1119.9191 | 1062.2589 | 0 | 0 | 0 | 0 | 0 | 0 | 0 | 0 | 0 | 0 | 0 | 0 | 0 | 0 | 0 | 0 | 0 | 0 | 0 | 0 | 0 | 0 | 0 | 0
|  | 2027 | 2027.8583 | [7 empty] | 3028.1485 | 2854.5147 | 2682.683 | 2556.9858 | 2448.5891 | 2353.1677 | 2283.697 | 2227.2017 | 2170.7063 | 2114.211 | 2057.7156 | 2001.2202 | 1944.7249 | 1888.2295 | 1029.1677 | 1831.7342 | 1775.2388 | 1718.7434 | 1662.2481 | 1605.7527 | 1314.5928 | 1549.2574 | 1492.762 | 1436.2667 | 1379.7713 | 1323.2759 | 1266.7806 | 1210.2852 | 1153.7899 | 1097.2945 | 1040.7991 | 0 | 0 | 0 | 0 | 0 | 0 | 0 | 0 | 0 | 0 | 0 | 0 | 0 | 0 | 0 | 0 | 0 | 0 | 0 | 0 | 0 | 0 | 0
|  | 2028 | 1986.0468 | [8 empty] | 2965.7125 | 2795.6587 | 2627.3699 | 2504.2645 | 2398.1027 | 2304.6488 | 2236.6105 | 2181.28 | 2125.9495 | 2070.619 | 2015.2885 | 1959.958 | 1904.6275 | 1849.297 | 1007.9478 | 1793.9665 | 1738.6359 | 1683.3054 | 1627.9749 | 1319.2032 | 1572.6444 | 1517.3139 | 1461.9834 | 1406.6529 | 1351.3224 | 1295.9919 | 1240.6614 | 1185.3309 | 1130.0004 | 1074.6699 | 1019.3394 | 0 | 0 | 0 | 0 | 0 | 0 | 0 | 0 | 0 | 0 | 0 | 0 | 0 | 0 | 0 | 0 | 0 | 0 | 0 | 0 | 0 | 0
|  | 2029 | 1944.2353 | [9 empty] | 2903.2764 | 2736.8028 | 2572.0569 | 2451.5431 | 2347.6164 | 2256.1299 | 2189.524 | 2135.3583 | 2081.1927 | 2027.027 | 1972.8613 | 1918.6957 | 1864.53 | 1810.3644 | 986.7278 | 1756.1987 | 1702.0331 | 1647.8674 | 1322.8502 | 1593.7018 | 1539.5361 | 1485.3705 | 1431.2048 | 1377.0392 | 1322.8735 | 1268.7079 | 1214.5422 | 1160.3766 | 1106.2109 | 1052.0452 | 997.8796 | 0 | 0 | 0 | 0 | 0 | 0 | 0 | 0 | 0 | 0 | 0 | 0 | 0 | 0 | 0 | 0 | 0 | 0 | 0 | 0 | 0
|  | 2030 | 1902.4238 | [10 empty] | 2840.8404 | 2677.9468 | 2516.7438 | 2398.8218 | 2297.13 | 2207.611 | 2142.4374 | 2089.4366 | 2036.4358 | 1983.435 | 1930.4342 | 1877.4334 | 1824.4326 | 1771.4318 | 965.5079 | 1718.431 | 1665.4302 | 1325.5084 | 1612.4294 | 1559.4286 | 1506.4278 | 1453.427 | 1400.4262 | 1347.4254 | 1294.4246 | 1241.4238 | 1188.423 | 1135.4222 | 1082.4214 | 1029.4206 | 976.4198 | 0 | 0 | 0 | 0 | 0 | 0 | 0 | 0 | 0 | 0 | 0 | 0 | 0 | 0 | 0 | 0 | 0 | 0 | 0 | 0
|  | 2031 | 1881.8753 | [11 empty] | 2810.1559 | 2649.0218 | 2489.56 | 2372.9116 | 2272.3183 | 2183.7662 | 2119.2966 | 2066.8682 | 2014.4399 | 1962.0116 | 1909.5833 | 1857.1549 | 1804.7266 | 1752.2983 | 955.0793 | 1699.8699 | 1342.319 | 1647.4416 | 1595.0133 | 1542.585 | 1490.1566 | 1437.7283 | 1385.3 | 1332.8716 | 1280.4433 | 1228.015 | 1175.5866 | 1123.1583 | 1070.73 | 1018.3017 | 965.8733 | 0 | 0 | 0 | 0 | 0 | 0 | 0 | 0 | 0 | 0 | 0 | 0 | 0 | 0 | 0 | 0 | 0 | 0 | 0
|  | 2032 | 1861.2956 | [12 empty] | 2779.4247 | 2620.0527 | 2462.3348 | 2346.962 | 2247.4687 | 2159.885 | 2096.1204 | 2044.2655 | 1992.4105 | 1940.5555 | 1888.7005 | 1836.8455 | 1784.9905 | 1733.1356 | 944.6347 | 1358.7784 | 1681.2806 | 1629.4256 | 1577.5706 | 1525.7156 | 1473.8606 | 1422.0056 | 1370.1507 | 1318.2957 | 1266.4407 | 1214.5857 | 1162.7307 | 1110.8757 | 1059.0207 | 1007.1658 | 955.3108 | 0 | 0 | 0 | 0 | 0 | 0 | 0 | 0 | 0 | 0 | 0 | 0 | 0 | 0 | 0 | 0 | 0 | 0
|  | 2033 | 1840.6845 | [13 empty] | 2748.6468 | 2591.0396 | 2435.0681 | 2320.973 | 2222.5814 | 2135.9675 | 2072.909 | 2021.6283 | 1970.3475 | 1919.0667 | 1867.786 | 1816.5052 | 1765.2244 | 1713.9437 | 1309.2827 | 934.1743 | 1662.6629 | 1611.3821 | 1560.1014 | 1508.8206 | 1457.5398 | 1406.2591 | 1354.9783 | 1303.6975 | 1252.4167 | 1201.136 | 1149.8552 | 1098.5744 | 1047.2937 | 996.0129 | 944.7321 | 0 | 0 | 0 | 0 | 0 | 0 | 0 | 0 | 0 | 0 | 0 | 0 | 0 | 0 | 0 | 0 | 0
|  | 2034 | 1820.0421 | [14 empty] | 2717.822 | 2561.9823 | 2407.76 | 2294.9444 | 2197.6562 | 2112.0137 | 2049.6624 | 1998.9567 | 1948.251 | 1897.5453 | 1846.8397 | 1796.134 | 1745.4283 | 1326.8714 | 1694.7226 | 923.698 | 1644.0169 | 1593.3113 | 1542.6056 | 1491.8999 | 1441.1942 | 1390.4885 | 1339.7829 | 1289.0772 | 1238.3715 | 1187.6658 | 1136.9601 | 1086.2545 | 1035.5488 | 984.8431 | 934.1374 | 0 | 0 | 0 | 0 | 0 | 0 | 0 | 0 | 0 | 0 | 0 | 0 | 0 | 0 | 0 | 0
|  | 2035 | 1799.3684 | [15 empty] | 2686.9505 | 2532.8809 | 2380.4105 | 2268.8763 | 2172.6932 | 2088.0235 | 2026.3804 | 1976.2507 | 1926.121 | 1875.9913 | 1825.8616 | 1775.7318 | 1343.9085 | 1725.6021 | 1675.4724 | 913.2058 | 1625.3427 | 1575.213 | 1525.0832 | 1474.9535 | 1424.8238 | 1374.6941 | 1324.5644 | 1274.4347 | 1224.3049 | 1174.1752 | 1124.0455 | 1073.9158 | 1023.7861 | 973.6563 | 923.5266 | 0 | 0 | 0 | 0 | 0 | 0 | 0 | 0 | 0 | 0 | 0 | 0 | 0 | 0 | 0
|  | 2036 | 1778.6634 | [16 empty] | 2656.0322 | 2503.7355 | 2353.0195 | 2242.7687 | 2147.6924 | 2063.9969 | 2003.0632 | 1953.5103 | 1903.9574 | 1854.4045 | 1804.8517 | 1360.4038 | 1755.2988 | 1705.7459 | 1656.193 | 902.6977 | 1606.6401 | 1557.0872 | 1507.5344 | 1457.9815 | 1408.4286 | 1358.8757 | 1309.3228 | 1259.7699 | 1210.2171 | 1160.6642 | 1111.1113 | 1061.5584 | 1012.0055 | 962.4526 | 912.8998 | 0 | 0 | 0 | 0 | 0 | 0 | 0 | 0 | 0 | 0 | 0 | 0 | 0 | 0
|  | 2037 | 1757.927 | [17 empty] | 2625.0671 | 2474.546 | 2325.587 | 2216.6216 | 2122.6537 | 2039.934 | 1979.7107 | 1930.7355 | 1881.7603 | 1832.7852 | 1376.3619 | 1783.81 | 1734.8348 | 1685.8596 | 1636.8845 | 892.1737 | 1587.9093 | 1538.9341 | 1489.9589 | 1440.9838 | 1392.0086 | 1343.0334 | 1294.0582 | 1245.083 | 1196.1079 | 1147.1327 | 1098.1575 | 1049.1823 | 1000.2072 | 951.232 | 902.2568 | 0 | 0 | 0 | 0 | 0 | 0 | 0 | 0 | 0 | 0 | 0 | 0 | 0
|  | 2038 | 1737.1594 | [18 empty] | 2594.0553 | 2445.3123 | 2298.1132 | 2190.435 | 2097.5773 | 2015.8348 | 1956.3229 | 1907.9263 | 1859.5297 | 1391.7837 | 1811.1331 | 1762.7365 | 1714.3399 | 1665.9433 | 1617.5467 | 881.6338 | 1569.1501 | 1520.7536 | 1472.357 | 1423.9604 | 1375.5638 | 1327.1672 | 1278.7706 | 1230.374 | 1181.9774 | 1133.5808 | 1085.1842 | 1036.7876 | 988.391 | 939.9944 | 891.5978 | 0 | 0 | 0 | 0 | 0 | 0 | 0 | 0 | 0 | 0 | 0 | 0
|  | 2039 | 1716.3604 | [19 empty] | 2562.9967 | 2416.0346 | 2270.5979 | 2164.209 | 2072.463 | 1991.6992 | 1932.8999 | 1885.0827 | 1406.6669 | 1837.2656 | 1789.4484 | 1741.6313 | 1693.8142 | 1645.997 | 1598.1799 | 871.078 | 1550.3627 | 1502.5456 | 1454.7284 | 1406.9113 | 1359.0941 | 1311.277 | 1263.4599 | 1215.6427 | 1167.8256 | 1120.0084 | 1072.1913 | 1024.3741 | 976.557 | 928.7398 | 880.9227 | 0 | 0 | 0 | 0 | 0 | 0 | 0 | 0 | 0 | 0 | 0
|  | 2040 | 1695.53 | [20 empty] | 2531.8913 | 2386.7128 | 2243.0411 | 2137.9434 | 2047.3109 | 1967.5273 | 1909.4416 | 1421.0073 | 1862.2047 | 1814.9679 | 1767.7311 | 1720.4943 | 1673.2575 | 1626.0206 | 1578.7838 | 860.5063 | 1531.547 | 1484.3102 | 1437.0734 | 1389.8365 | 1342.5997 | 1295.3629 | 1248.1261 | 1200.8893 | 1153.6524 | 1106.4156 | 1059.1788 | 1011.942 | 964.7052 | 917.4683 | 870.2315 | 0 | 0 | 0 | 0 | 0 | 0 | 0 | 0 | 0 | 0
|  | 2041 | 1674.6684 | [21 empty] | 2500.7391 | 2357.3469 | 2215.443 | 2111.6383 | 2022.121 | 1943.319 | 1434.7985 | 1885.948 | 1839.2923 | 1792.6367 | 1745.9811 | 1699.3255 | 1652.6698 | 1606.0142 | 1559.3586 | 849.9187 | 1512.703 | 1466.0474 | 1419.3917 | 1372.7361 | 1326.0805 | 1279.4249 | 1232.7692 | 1186.1136 | 1139.458 | 1092.8024 | 1046.1468 | 999.4911 | 952.8355 | 906.1799 | 859.5243 | 0 | 0 | 0 | 0 | 0 | 0 | 0 | 0 | 0
|  | 2042 | 1653.7754 | [22 empty] | 2469.5402 | 2327.9369 | 2187.8033 | 2085.2938 | 1996.8932 | 1448.7031 | 1919.0744 | 1862.4191 | 1816.3455 | 1770.272 | 1724.1984 | 1678.1249 | 1632.0513 | 1585.9778 | 1539.9042 | 839.3152 | 1493.8307 | 1447.7571 | 1401.6836 | 1355.61 | 1309.5365 | 1263.4629 | 1217.3894 | 1171.3158 | 1125.2423 | 1079.1687 | 1033.0951 | 987.0216 | 940.948 | 894.8745 | 848.8009 | 0 | 0 | 0 | 0 | 0 | 0 | 0 | 0
|  | 2043 | 1632.8511 | [23 empty] | 2438.2945 | 2298.4828 | 2160.1223 | 2058.9097 | 1463.912 | 1971.6276 | 1894.7934 | 1838.8549 | 1793.3643 | 1747.8737 | 1702.3831 | 1656.8925 | 1611.4019 | 1565.9113 | 1520.4207 | 828.6958 | 1474.9301 | 1429.4395 | 1383.9488 | 1338.4582 | 1292.9676 | 1247.477 | 1201.9864 | 1156.4958 | 1111.0052 | 1065.5146 | 1020.024 | 974.5334 | 929.0428 | 883.5521 | 838.0615 | 0 | 0 | 0 | 0 | 0 | 0 | 0
|  | 2044 | 1611.8955 | [24 empty] | 2407.002 | 2268.9847 | 2132.3998 | 1480.7806 | 2032.4862 | 1946.3242 | 1870.4761 | 1815.2555 | 1770.3487 | 1725.4419 | 1680.5351 | 1635.6283 | 1590.7215 | 1545.8148 | 1500.908 | 818.0605 | 1456.0012 | 1411.0944 | 1366.1876 | 1321.2808 | 1276.374 | 1231.4672 | 1186.5604 | 1141.6536 | 1096.7468 | 1051.84 | 1006.9332 | 962.0264 | 917.1196 | 872.2129 | 827.3061 | 0 | 0 | 0 | 0 | 0 | 0
|  | 2045 | 1590.9086 | [25 empty] | 2375.6627 | 2239.4424 | 1499.7967 | 2104.6359 | 2006.0231 | 1920.983 | 1846.1224 | 1791.6208 | 1747.2987 | 1702.9766 | 1658.6545 | 1614.3324 | 1570.0103 | 1525.6882 | 1481.3661 | 807.4094 | 1437.044 | 1392.7219 | 1348.3998 | 1304.0777 | 1259.7556 | 1215.4335 | 1171.1113 | 1126.7892 | 1082.4671 | 1038.145 | 993.8229 | 949.5008 | 905.1787 | 860.8566 | 816.5345 | 0 | 0 | 0 | 0 | 0
|  | 2046 | 1569.8903 | [26 empty] | 2344.2767 | 1522.6613 | 2209.856 | 2076.8305 | 1979.5206 | 1895.604 | 1821.7324 | 1767.9508 | 1724.2143 | 1680.4778 | 1636.7412 | 1593.0047 | 1549.2681 | 1505.5316 | 1461.795 | 796.7423 | 1418.0585 | 1374.3219 | 1330.5854 | 1286.8489 | 1243.1123 | 1199.3758 | 1155.6392 | 1111.9027 | 1068.1661 | 1024.4296 | 980.693 | 936.9565 | 893.22 | 849.4834 | 805.7469 | 0 | 0 | 0 | 0
|  | 2047 | 1548.8407 | [27 empty] | 1548.8407 | 2312.8439 | 2180.2256 | 2048.9837 | 1952.9785 | 1870.1871 | 1797.306 | 1744.2456 | 1701.0955 | 1657.9454 | 1614.7953 | 1571.6452 | 1528.495 | 1485.3449 | 1442.1948 | 786.0593 | 1399.0447 | 1355.8946 | 1312.7445 | 1269.5944 | 1226.4443 | 1183.2942 | 1140.144 | 1096.9939 | 1053.8438 | 1010.6937 | 967.5436 | 924.3935 | 881.2434 | 838.0933 | 794.9432 | 0 | 0 | 0
|  | 2048 | 1527.7598 | [27 empty] | 1527.7598 |  | 2281.3643 | 2150.551 | 2021.0955 | 1926.397 | 1844.7324 | 1772.8433 | 1720.5051 | 1677.9423 | 1635.3795 | 1592.8167 | 1550.2539 | 1507.6911 | 1465.1283 | 1422.5654 | 775.3604 | 1380.0026 | 1337.4398 | 1294.877 | 1252.3142 | 1209.7514 | 1167.1886 | 1124.6258 | 1082.063 | 1039.5002 | 996.9374 | 954.3746 | 911.8118 | 869.249 | 826.6862 | 784.1234 | 0 | 0
|  | 2049 | 1506.6476 | [27 empty] | 1506.6476 |  |  | 2249.838 | 2120.8324 | 1993.1658 | 1899.776 | 1819.2399 | 1748.3443 | 1696.7293 | 1654.7547 | 1612.78 | 1570.8054 | 1528.8308 | 1486.8562 | 1444.8815 | 1402.9069 | 764.6457 | 1360.9323 | 1318.9577 | 1276.983 | 1235.0084 | 1193.0338 | 1151.0591 | 1109.0845 | 1067.1099 | 1025.1353 | 983.1606 | 941.186 | 899.2114 | 857.2368 | 815.2621 | 773.2875 | 0
|  | 2050 | 1485.504 | [27 empty] | 1485.504 |  |  |  | 2218.2648 | 2091.0697 | 1965.1947 | 1873.1154 | 1793.7096 | 1723.8089 | 1672.9182 | 1631.5326 | 1590.1471 | 1548.7615 | 1507.3759 | 1465.9903 | 1424.6048 | 1383.2192 | 753.915 | 1341.8336 | 1300.448 | 1259.0625 | 1217.6769 | 1176.2913 | 1134.9057 | 1093.5202 | 1052.1346 | 1010.749 | 969.3634 | 927.9779 | 886.5923 | 845.2067 | 803.8211 | 762.4356

## Offshore Wind
Offshore Wind FINANCIALS
($ 1000s Unless Otherwise Indicated)
| Calendar Year of Fin. Close |  |  | 2020 | 2021 | 2022 | 2023 | 2024 | 2025 | 2026 | 2027 | 2028 | 2029 | 2030 | 2031 | 2032 | 2033 | 2034 | 2035 | 2036 | 2037 | 2038 | 2039 | 2040 | 2041 | 2042 | 2043 | 2044 | 2045 | 2046 | 2047 | 2048 | 2049 | 2050 | 2051 | 2052 | 2053 | 2054 | 2055 | 2056 | 2057 | 2058 | 2059 | 2060 | 2061 | 2062 | 2063 | 2064 | 2065 | 2066 | 2067 | 2068 | 2069 | 2070 | 2071 | 2072 | 2073 | 2074 | 2075
| Operating Year |  | 0 | 1 | 2 | 3 | 4 | 5 | 6 | 7 | 8 | 9 | 10 | 11 | 12 | 13 | 14 | 15 | 16 | 17 | 18 | 19 | 20 | 21 | 22 | 23 | 24 | 25 | 26 | 27 | 28 | 29 | 30 | 31 | 32 | 33 | 34 | 35 | 36 | 37 | 38 | 39 | 40 | 41 | 42 | 43 | 44 | 45 | 46 | 47 | 48 | 49 | 50 | 51 | 52 | 53 | 54 | 55 | 56
| Calendar Year | Capital Invest.
| 2020 | 460371.0781
| Gross plant |  | 2020 1: 460371.0781; 2021 2: 460371.0781; 2022 3: 460371.0781; 2023 4: 460371.0781; 2024 5: 460371.0781; 2025 6: 460371.0781; 2026 7: 460371.0781; 2027 8: 460371.0781; 2028 9: 460371.0781; 2029 10: 460371.0781; 2030 11: 460371.0781; 2031 12: 460371.0781; 2032 13: 460371.0781; 2033 14: 460371.0781; 2034 15: 460371.0781; 2035 16: 460371.0781; 2036 17: 460371.0781; 2037 18: 460371.0781; 2038 19: 460371.0781; 2039 20: 460371.0781; 2040 21: 460371.0781; 2041 22: 460371.0781; 2042 23: 460371.0781; 2043 24: 460371.0781; 2044 25: 460371.0781; 2045 26: 460371.0781; 2046 27: 460371.0781; 2047 28: 460371.0781; 2048 29: 460371.0781; 2049 30: 460371.0781
| Accumulated Deprectiation |  | 2020 1: 15345.7026; 2021 2: 30691.4052; 2022 3: 46037.1078; 2023 4: 61382.8104; 2024 5: 76728.513; 2025 6: 92074.2156; 2026 7: 107419.9182; 2027 8: 122765.6208; 2028 9: 138111.3234; 2029 10: 153457.026; 2030 11: 168802.7287; 2031 12: 184148.4313; 2032 13: 199494.1339; 2033 14: 214839.8365; 2034 15: 214839.8365; 2035 16: 230185.5391; 2036 17: 245531.2417; 2037 18: 260876.9443; 2038 19: 276222.6469; 2039 20: 291568.3495; 2040 21: 306914.0521; 2041 22: 322259.7547; 2042 23: 337605.4573; 2043 24: 352951.1599; 2044 25: 368296.8625; 2045 26: 383642.5651; 2046 27: 398988.2677; 2047 28: 414333.9703; 2048 29: 429679.6729; 2049 30: 445025.3755
| Net book value |  | 2020 1: 445025.3755; 2021 2: 429679.6729; 2022 3: 414333.9703; 2023 4: 398988.2677; 2024 5: 383642.5651; 2025 6: 368296.8625; 2026 7: 352951.1599; 2027 8: 337605.4573; 2028 9: 322259.7547; 2029 10: 306914.0521; 2030 11: 291568.3495; 2031 12: 276222.6469; 2032 13: 260876.9443; 2033 14: 245531.2417; 2034 15: 245531.2417; 2035 16: 230185.5391; 2036 17: 214839.8365; 2037 18: 199494.1339; 2038 19: 184148.4313; 2039 20: 168802.7287; 2040 21: 153457.026; 2041 22: 138111.3234; 2042 23: 122765.6208; 2043 24: 107419.9182; 2044 25: 92074.2156; 2045 26: 76728.513; 2046 27: 61382.8104; 2047 28: 46037.1078; 2048 29: 30691.4052; 2049 30: 15345.7026
| Accumulated deffered income tax |  | 2020 1: -16112.9877; 2021 2: -43827.3266; 2022 3: -59166.891; 2023 4: -67081.5905; 2024 5: -74996.2901; 2025 6: -77342.3411; 2026 7: -74119.7436; 2027 8: -70897.146; 2028 9: -67674.5485; 2029 10: -64451.9509; 2030 11: -61229.3534; 2031 12: -58006.7558; 2032 13: -54784.1583; 2033 14: -51561.5608; 2034 15: -51561.5608; 2035 16: -48338.9632; 2036 17: -45116.3657; 2037 18: -41893.7681; 2038 19: -38671.1706; 2039 20: -35448.573; 2040 21: -32225.9755; 2041 22: -29003.3779; 2042 23: -25780.7804; 2043 24: -22558.1828; 2044 25: -19335.5853; 2045 26: -16112.9877; 2046 27: -12890.3902; 2047 28: -9667.7926; 2048 29: -6445.1951; 2049 30: -3222.5975
| Rate Base |  | 2020 1: 428912.3878; 2021 2: 385852.3463; 2022 3: 355167.0794; 2023 4: 331906.6772; 2024 5: 308646.275; 2025 6: 290954.5214; 2026 7: 278831.4163; 2027 8: 266708.3113; 2028 9: 254585.2062; 2029 10: 242462.1012; 2030 11: 230338.9961; 2031 12: 218215.891; 2032 13: 206092.786; 2033 14: 193969.6809; 2034 15: 193969.6809; 2035 16: 181846.5759; 2036 17: 169723.4708; 2037 18: 157600.3658; 2038 19: 145477.2607; 2039 20: 133354.1556; 2040 21: 121231.0506; 2041 22: 109107.9455; 2042 23: 96984.8405; 2043 24: 84861.7354; 2044 25: 72738.6303; 2045 26: 60615.5253; 2046 27: 48492.4202; 2047 28: 36369.3152; 2048 29: 24246.2101; 2049 30: 12123.1051
| Average rate base |  | 2020 1: 444641.733; 2021 2: 407382.367; 2022 3: 370509.7128; 2023 4: 343536.8783; 2024 5: 320276.4761; 2025 6: 299800.3982; 2026 7: 284892.9689; 2027 8: 272769.8638; 2028 9: 260646.7587; 2029 10: 248523.6537; 2030 11: 236400.5486; 2031 12: 224277.4436; 2032 13: 212154.3385; 2033 14: 200031.2335; 2034 15: 193969.6809; 2035 16: 187908.1284; 2036 17: 175785.0233; 2037 18: 163661.9183; 2038 19: 151538.8132; 2039 20: 139415.7082; 2040 21: 127292.6031; 2041 22: 115169.498; 2042 23: 103046.393; 2043 24: 90923.2879; 2044 25: 78800.1829; 2045 26: 66677.0778; 2046 27: 54553.9728; 2047 28: 42430.8677; 2048 29: 30307.7626; 2049 30: 18184.6576
| Pre-tax Return | 0.086076 | 2020 1: 38272.9593; 2021 2: 35065.824; 2022 3: 31891.9753; 2023 4: 29570.2629; 2024 5: 27568.1017; 2025 6: 25805.6039; 2026 7: 24522.4328; 2027 8: 23478.925; 2028 9: 22435.4172; 2029 10: 21391.9094; 2030 11: 20348.4017; 2031 12: 19304.8939; 2032 13: 18261.3861; 2033 14: 17217.8783; 2034 15: 16696.1244; 2035 16: 16174.3705; 2036 17: 15130.8628; 2037 18: 14087.355; 2038 19: 13043.8472; 2039 20: 12000.3394; 2040 21: 10956.8317; 2041 22: 9913.3239; 2042 23: 8869.8161; 2043 24: 7826.3083; 2044 25: 6782.8006; 2045 26: 5739.2928; 2046 27: 4695.785; 2047 28: 3652.2772; 2048 29: 2608.7694; 2049 30: 1565.2617
| Book Depreciation |  | 2020 1: 15345.7026; 2021 2: 15345.7026; 2022 3: 15345.7026; 2023 4: 15345.7026; 2024 5: 15345.7026; 2025 6: 15345.7026; 2026 7: 15345.7026; 2027 8: 15345.7026; 2028 9: 15345.7026; 2029 10: 15345.7026; 2030 11: 15345.7026; 2031 12: 15345.7026; 2032 13: 15345.7026; 2033 14: 15345.7026; 2034 15: 0; 2035 16: 15345.7026; 2036 17: 15345.7026; 2037 18: 15345.7026; 2038 19: 15345.7026; 2039 20: 15345.7026; 2040 21: 15345.7026; 2041 22: 15345.7026; 2042 23: 15345.7026; 2043 24: 15345.7026; 2044 25: 15345.7026; 2045 26: 15345.7026; 2046 27: 15345.7026; 2047 28: 15345.7026; 2048 29: 15345.7026; 2049 30: 15345.7026
| Insurance |  | 2020 1: 220.5177; 2021 2: 220.5177; 2022 3: 220.5177; 2023 4: 220.5177; 2024 5: 220.5177; 2025 6: 220.5177; 2026 7: 220.5177; 2027 8: 220.5177; 2028 9: 220.5177; 2029 10: 220.5177; 2030 11: 220.5177; 2031 12: 220.5177; 2032 13: 220.5177; 2033 14: 220.5177; 2034 15: 220.5177; 2035 16: 220.5177; 2036 17: 220.5177; 2037 18: 220.5177; 2038 19: 220.5177; 2039 20: 220.5177; 2040 21: 220.5177; 2041 22: 220.5177; 2042 23: 220.5177; 2043 24: 220.5177; 2044 25: 220.5177; 2045 26: 220.5177; 2046 27: 220.5177; 2047 28: 220.5177; 2048 29: 220.5177; 2049 30: 220.5177
| Property Taxes |  | 2020 1: 2092.7875; 2021 2: 2092.7875; 2022 3: 2092.7875; 2023 4: 2092.7875; 2024 5: 2092.7875; 2025 6: 2092.7875; 2026 7: 2092.7875; 2027 8: 2092.7875; 2028 9: 2092.7875; 2029 10: 2092.7875; 2030 11: 2092.7875; 2031 12: 2092.7875; 2032 13: 2092.7875; 2033 14: 2092.7875; 2034 15: 2092.7875; 2035 16: 2092.7875; 2036 17: 2092.7875; 2037 18: 2092.7875; 2038 19: 2092.7875; 2039 20: 2092.7875; 2040 21: 2092.7875; 2041 22: 2092.7875; 2042 23: 2092.7875; 2043 24: 2092.7875; 2044 25: 2092.7875; 2045 26: 2092.7875; 2046 27: 2092.7875; 2047 28: 2092.7875; 2048 29: 2092.7875; 2049 30: 2092.7875
| Revenue Requirement |  | 2020 1: 55931.9672; 2021 2: 52724.8319; 2022 3: 49550.9832; 2023 4: 47229.2708; 2024 5: 45227.1096; 2025 6: 43464.6118; 2026 7: 42181.4407; 2027 8: 41137.9329; 2028 9: 40094.4251; 2029 10: 39050.9173; 2030 11: 38007.4095; 2031 12: 36963.9018; 2032 13: 35920.394; 2033 14: 34876.8862; 2034 15: 19009.4297; 2035 16: 33833.3784; 2036 17: 32789.8707; 2037 18: 31746.3629; 2038 19: 30702.8551; 2039 20: 29659.3473; 2040 21: 28615.8396; 2041 22: 27572.3318; 2042 23: 26528.824; 2043 24: 25485.3162; 2044 25: 24441.8084; 2045 26: 23398.3007; 2046 27: 22354.7929; 2047 28: 21311.2851; 2048 29: 20267.7773; 2049 30: 19224.2696
| Book Depreciation |  | 2020 1: 15345.7026; 2021 2: 15345.7026; 2022 3: 15345.7026; 2023 4: 15345.7026; 2024 5: 15345.7026; 2025 6: 15345.7026; 2026 7: 15345.7026; 2027 8: 15345.7026; 2028 9: 15345.7026; 2029 10: 15345.7026; 2030 11: 15345.7026; 2031 12: 15345.7026; 2032 13: 15345.7026; 2033 14: 15345.7026; 2035 16: 15345.7026; 2036 17: 15345.7026; 2037 18: 15345.7026; 2038 19: 15345.7026; 2039 20: 15345.7026; 2040 21: 15345.7026; 2041 22: 15345.7026; 2042 23: 15345.7026; 2043 24: 15345.7026; 2044 25: 15345.7026; 2045 26: 15345.7026; 2046 27: 15345.7026; 2047 28: 15345.7026; 2048 29: 15345.7026; 2049 30: 15345.7026
| Tax Depreciation |  | 2020 1: 92074.2156; 2021 2: 147318.745; 2022 3: 88391.247; 2023 4: 53034.7482; 2024 5: 53034.7482; 2025 6: 26517.3741; 2026 7: 0; 2027 8: 0; 2028 9: 0; 2029 10: 0; 2030 11: 0; 2031 12: 0; 2032 13: 0; 2033 14: 0; 2035 16: 0; 2036 17: 0; 2037 18: 0; 2038 19: 0; 2039 20: 0; 2040 21: 0; 2041 22: 0; 2042 23: 0; 2043 24: 0; 2044 25: 0; 2045 26: 0; 2046 27: 0; 2047 28: 0; 2048 29: 0; 2049 30: 0
| Difference between book and tax |  | 2020 1: -76728.513; 2021 2: -131973.0424; 2022 3: -73045.5444; 2023 4: -37689.0456; 2024 5: -37689.0456; 2025 6: -11171.6715; 2026 7: 15345.7026; 2027 8: 15345.7026; 2028 9: 15345.7026; 2029 10: 15345.7026; 2030 11: 15345.7026; 2031 12: 15345.7026; 2032 13: 15345.7026; 2033 14: 15345.7026; 2034 15: 0; 2035 16: 15345.7026; 2036 17: 15345.7026; 2037 18: 15345.7026; 2038 19: 15345.7026; 2039 20: 15345.7026; 2040 21: 15345.7026; 2041 22: 15345.7026; 2042 23: 15345.7026; 2043 24: 15345.7026; 2044 25: 15345.7026; 2045 26: 15345.7026; 2046 27: 15345.7026; 2047 28: 15345.7026; 2048 29: 15345.7026; 2049 30: 15345.7026
| Tax rate |  | 2020 1: -16112.9877; 2021 2: -27714.3389; 2022 3: -15339.5643; 2023 4: -7914.6996; 2024 5: -7914.6996; 2025 6: -2346.051; 2026 7: 3222.5975; 2027 8: 3222.5975; 2028 9: 3222.5975; 2029 10: 3222.5975; 2030 11: 3222.5975; 2031 12: 3222.5975; 2032 13: 3222.5975; 2033 14: 3222.5975; 2034 15: 0; 2035 16: 3222.5975; 2036 17: 3222.5975; 2037 18: 3222.5975; 2038 19: 3222.5975; 2039 20: 3222.5975; 2040 21: 3222.5975; 2041 22: 3222.5975; 2042 23: 3222.5975; 2043 24: 3222.5975; 2044 25: 3222.5975; 2045 26: 3222.5975; 2046 27: 3222.5975; 2047 28: 3222.5975; 2048 29: 3222.5975; 2049 30: 3222.5975
Depreciation Tables
|  | 5 | 2020 1: 20%; 2021 2: 32%; 2022 3: 19.2%; 2023 4: 11.52%; 2024 5: 11.52%; 2025 6: 5.76%; 2026 7: 0%; 2027 8: 0%; 2028 9: 0%; 2029 10: 0%; 2030 11: 0%; 2031 12: 0%; 2032 13: 0%; 2033 14: 0%; 2034 15: 0%; 2035 16: 0%; 2036 17: 0%; 2037 18: 0%; 2038 19: 0%; 2039 20: 0%; 2040 21: 0%
|  | 5 | 0: 1; 2020 1: 20%; 2021 2: 32%; 2022 3: 19.2%; 2023 4: 11.52%; 2024 5: 11.52%; 2025 6: 5.76%
|  | 10 | 0: 0; 2020 1: 10%; 2021 2: 18%; 2022 3: 14.4%; 2023 4: 11.52%; 2024 5: 9.22%; 2025 6: 7.37%; 2026 7: 6.55%; 2027 8: 6.55%; 2028 9: 6.56%; 2029 10: 6.55%; 2030 11: 3.28%
|  | 15 | 0: 0; 2020 1: 5%; 2021 2: 9.5%; 2022 3: 8.55%; 2023 4: 7.7%; 2024 5: 6.93%; 2025 6: 6.23%; 2026 7: 5.9%; 2027 8: 5.9%; 2028 9: 5.91%; 2029 10: 5.9%; 2030 11: 5.91%; 2031 12: 5.9%; 2032 13: 5.91%; 2033 14: 5.9%; 2034 15: 5.91%; 2035 16: 2.95%
|  | 20 | 0: 0; 2020 1: 3.75%; 2021 2: 7.219%; 2022 3: 6.677%; 2023 4: 6.177%; 2024 5: 5.713%; 2025 6: 5.285%; 2026 7: 4.888%; 2027 8: 4.522%; 2028 9: 4.462%; 2029 10: 4.461%; 2030 11: 4.462%; 2031 12: 4.461%; 2032 13: 4.462%; 2033 14: 4.461%; 2034 15: 4.462%; 2035 16: 4.461%; 2036 17: 4.462%; 2037 18: 4.461%; 2038 19: 4.462%; 2039 20: 4.461%; 2040 21: 2.231%
Revenue Requirement by vintage year
2012 $000
|  |  |  | 2020 | 2021 | 2022 | 2023 | 2024 | 2025 | 2026 | 2027 | 2028 | 2029 | 2030 | 2031 | 2032 | 2033 | 2034 | 2035 | 2036 | 2037 | 2038 | 2039 | 2040 | 2041 | 2042 | 2043 | 2044 | 2045 | 2046 | 2047 | 2048 | 2049 | 2050 | 2051 | 2052 | 2053 | 2054 | 2055 | 2056 | 2057 | 2058 | 2059 | 2060 | 2061 | 2062 | 2063 | 2064 | 2065 | 2066 | 2067 | 2068 | 2069 | 2070 | 2071 | 2072 | 2073 | 2074 | 2075
|  | 2020 | 0% | 55931.9672 | 52724.8319 | 49550.9832 | 47229.2708 | 45227.1096 | 43464.6118 | 42181.4407 | 41137.9329 | 40094.4251 | 39050.9173 | 38007.4095 | 36963.9018 | 35920.394 | 34876.8862 | 19009.4297 | 33833.3784 | 32789.8707 | 31746.3629 | 30702.8551 | 29659.3473 | 28615.8396 | 27572.3318 | 26528.824 | 25485.3162 | 24441.8084 | 23398.3007 | 22354.7929 | 21311.2851 | 20267.7773 | 19224.2696 | 0 | 0 | 0 | 0 | 0 | 0 | 0 | 0 | 0 | 0 | 0 | 0 | 0 | 0 | 0 | 0 | 0 | 0 | 0 | 0 | 0 | 0 | 0 | 0 | 0 | 0
|  | 2021 | -3.988% |  | 53701.2052 | 50621.9816 | 47574.7171 | 45345.6027 | 43423.2947 | 41731.0914 | 40499.0976 | 39497.2086 | 38495.3195 | 37493.4305 | 36491.5414 | 35489.6524 | 34487.7634 | 33485.8743 | 18251.2673 | 32483.9853 | 31482.0962 | 30480.2072 | 29478.3181 | 28476.4291 | 27474.54 | 26472.651 | 25470.7619 | 24468.8729 | 23466.9838 | 22465.0948 | 21463.2058 | 20461.3167 | 19459.4277 | 18457.5386 | 0 | 0 | 0 | 0 | 0 | 0 | 0 | 0 | 0 | 0 | 0 | 0 | 0 | 0 | 0 | 0 | 0 | 0 | 0 | 0 | 0 | 0 | 0 | 0 | 0
|  | 2022 | -4.154% |  |  | 51470.4432 | 48519.1314 | 45598.451 | 43461.9346 | 41619.4798 | 39997.5711 | 38816.7546 | 37856.4843 | 36896.214 | 35935.9437 | 34975.6733 | 34015.403 | 33055.1327 | 32094.8624 | 17493.105 | 31134.5921 | 30174.3218 | 29214.0515 | 28253.7811 | 27293.5108 | 26333.2405 | 25372.9702 | 24412.6999 | 23452.4296 | 22492.1593 | 21531.8889 | 20571.6186 | 19611.3483 | 18651.078 | 17690.8077 | 0 | 0 | 0 | 0 | 0 | 0 | 0 | 0 | 0 | 0 | 0 | 0 | 0 | 0 | 0 | 0 | 0 | 0 | 0 | 0 | 0 | 0 | 0 | 0
|  | 2023 | -4.154% |  |  |  | 49332.3476 | 46503.6341 | 43704.2795 | 41656.5146 | 39890.5958 | 38336.0616 | 37204.2966 | 36283.9161 | 35363.5357 | 34443.1552 | 33522.7748 | 32602.3944 | 31682.0139 | 30761.6335 | 16766.4368 | 29841.2531 | 28920.8726 | 28000.4922 | 27080.1117 | 26159.7313 | 25239.3509 | 24318.9704 | 23398.59 | 22478.2096 | 21557.8291 | 20637.4487 | 19717.0682 | 18796.6878 | 17876.3074 | 16955.9269 | 0 | 0 | 0 | 0 | 0 | 0 | 0 | 0 | 0 | 0 | 0 | 0 | 0 | 0 | 0 | 0 | 0 | 0 | 0 | 0 | 0 | 0 | 0
|  | 2024 | -4.154% |  |  |  |  | 47283.0691 | 44571.8611 | 41888.7924 | 39926.0922 | 38233.5301 | 36743.5716 | 35658.8204 | 34776.6728 | 33894.5252 | 33012.3776 | 32130.23 | 31248.0824 | 30365.9349 | 29483.7873 | 16069.9547 | 28601.6397 | 27719.4921 | 26837.3445 | 25955.1969 | 25073.0493 | 24190.9017 | 23308.7541 | 22426.6065 | 21544.4589 | 20662.3113 | 19780.1637 | 18898.0161 | 18015.8685 | 17133.7209 | 16251.5733 | 0 | 0 | 0 | 0 | 0 | 0 | 0 | 0 | 0 | 0 | 0 | 0 | 0 | 0 | 0 | 0 | 0 | 0 | 0 | 0 | 0 | 0
|  | 2025 | -4.154% | [5 empty] | 45318.9182 | 42720.3344 | 40148.7211 | 38267.5519 | 36645.2993 | 35217.2341 | 34177.5438 | 33332.0408 | 32486.5379 | 31641.0349 | 30795.532 | 29950.029 | 29104.526 | 28259.0231 | 15402.4046 | 27413.5201 | 26568.0172 | 25722.5142 | 24877.0113 | 24031.5083 | 23186.0054 | 22340.5024 | 21494.9994 | 20649.4965 | 19803.9935 | 18958.4906 | 18112.9876 | 17267.4847 | 16421.9817 | 15576.4788 | 0 | 0 | 0 | 0 | 0 | 0 | 0 | 0 | 0 | 0 | 0 | 0 | 0 | 0 | 0 | 0 | 0 | 0 | 0 | 0 | 0
|  | 2026 | -4.154% | [6 empty] | 43436.3585 | 40945.7206 | 38480.9328 | 36677.9079 | 35123.0441 | 33754.3011 | 32757.7997 | 31947.4192 | 31137.0387 | 30326.6581 | 29516.2776 | 28705.897 | 27895.5165 | 27085.1359 | 14762.5847 | 26274.7554 | 25464.3748 | 24653.9943 | 23843.6138 | 23033.2332 | 22222.8527 | 21412.4721 | 20602.0916 | 19791.711 | 18981.3305 | 18170.95 | 17360.5694 | 16550.1889 | 15739.8083 | 14929.4278 | 0 | 0 | 0 | 0 | 0 | 0 | 0 | 0 | 0 | 0 | 0 | 0 | 0 | 0 | 0 | 0 | 0 | 0 | 0 | 0
|  | 2027 | -4.154% | [7 empty] | 41632.0009 | 39244.8248 | 36882.4249 | 35154.2981 | 33664.0237 | 32352.1387 | 31397.0322 | 30620.3151 | 29843.598 | 29066.8809 | 28290.1637 | 27513.4466 | 26736.7295 | 25960.0124 | 14149.3431 | 25183.2952 | 24406.5781 | 23629.861 | 22853.1439 | 22076.4267 | 21299.7096 | 20522.9925 | 19746.2754 | 18969.5582 | 18192.8411 | 17416.124 | 16639.4069 | 15862.6897 | 15085.9726 | 14309.2555 | 0 | 0 | 0 | 0 | 0 | 0 | 0 | 0 | 0 | 0 | 0 | 0 | 0 | 0 | 0 | 0 | 0 | 0 | 0
|  | 2028 | -4.154% | [8 empty] | 39902.5968 | 37614.5846 | 35350.3194 | 33693.9794 | 32265.6114 | 31008.2224 | 30092.7914 | 29348.3393 | 28603.8872 | 27859.4351 | 27114.983 | 26370.5309 | 25626.0788 | 24881.6267 | 13561.5758 | 24137.1746 | 23392.7225 | 22648.2704 | 21903.8183 | 21159.3662 | 20414.9141 | 19670.4621 | 18926.01 | 18181.5579 | 17437.1058 | 16692.6537 | 15948.2016 | 15203.7495 | 14459.2974 | 13714.8453 | 0 | 0 | 0 | 0 | 0 | 0 | 0 | 0 | 0 | 0 | 0 | 0 | 0 | 0 | 0 | 0 | 0 | 0
|  | 2029 | -4.154% | [9 empty] | 38245.0326 | 36052.065 | 33881.8579 | 32294.3228 | 30925.2896 | 29720.1328 | 28842.729 | 28129.2017 | 27415.6743 | 26702.1469 | 25988.6196 | 25275.0922 | 24561.5648 | 23848.0375 | 12998.2244 | 23134.5101 | 22420.9828 | 21707.4554 | 20993.928 | 20280.4007 | 19566.8733 | 18853.346 | 18139.8186 | 17426.2912 | 16712.7639 | 15999.2365 | 15285.7092 | 14572.1818 | 13858.6544 | 13145.1271 | 0 | 0 | 0 | 0 | 0 | 0 | 0 | 0 | 0 | 0 | 0 | 0 | 0 | 0 | 0 | 0 | 0
|  | 2030 | -4.154% | [10 empty] | 36656.324 | 34554.4528 | 32474.3968 | 30952.8082 | 29640.645 | 28485.5508 | 27644.5946 | 26960.7073 | 26276.8201 | 25592.9328 | 24909.0456 | 24225.1583 | 23541.2711 | 22857.3838 | 12458.2748 | 22173.4966 | 21489.6093 | 20805.7221 | 20121.8348 | 19437.9476 | 18754.0603 | 18070.1731 | 17386.2858 | 16702.3986 | 16018.5113 | 15334.6241 | 14650.7368 | 13966.8496 | 13282.9623 | 12599.0751 | 0 | 0 | 0 | 0 | 0 | 0 | 0 | 0 | 0 | 0 | 0 | 0 | 0 | 0 | 0 | 0
|  | 2031 | -4.154% | [11 empty] | 35133.6108 | 33119.0519 | 31125.4019 | 29667.0206 | 28409.3649 | 27302.2536 | 26496.2309 | 25840.7525 | 25185.2741 | 24529.7957 | 23874.3174 | 23218.839 | 22563.3606 | 21907.8822 | 11940.7548 | 21252.4038 | 20596.9254 | 19941.447 | 19285.9686 | 18630.4902 | 17975.0118 | 17319.5334 | 16664.055 | 16008.5766 | 15353.0982 | 14697.6198 | 14042.1414 | 13386.663 | 12731.1846 | 12075.7062 | 0 | 0 | 0 | 0 | 0 | 0 | 0 | 0 | 0 | 0 | 0 | 0 | 0 | 0 | 0
|  | 2032 | -4.154% | [12 empty] | 33674.1515 | 31743.2779 | 29832.4446 | 28434.6448 | 27229.2326 | 26168.1109 | 25395.5706 | 24767.321 | 24139.0713 | 23510.8217 | 22882.572 | 22254.3224 | 21626.0727 | 20997.8231 | 11444.7327 | 20369.5734 | 19741.3238 | 19113.0741 | 18484.8244 | 17856.5748 | 17228.3251 | 16600.0755 | 15971.8258 | 15343.5762 | 14715.3265 | 14087.0769 | 13458.8272 | 12830.5776 | 12202.3279 | 11574.0783 | 0 | 0 | 0 | 0 | 0 | 0 | 0 | 0 | 0 | 0 | 0 | 0 | 0 | 0
|  | 2033 | -4.154% | [13 empty] | 32275.3185 | 30424.6539 | 28593.1971 | 27253.4623 | 26098.1232 | 25081.0808 | 24340.632 | 23738.48 | 23136.328 | 22534.176 | 21932.024 | 21329.872 | 20727.72 | 20125.568 | 10969.3156 | 19523.416 | 18921.264 | 18319.112 | 17716.96 | 17114.808 | 16512.656 | 15910.504 | 15308.352 | 14706.2 | 14104.048 | 13501.896 | 12899.744 | 12297.592 | 11695.44 | 11093.288 | 0 | 0 | 0 | 0 | 0 | 0 | 0 | 0 | 0 | 0 | 0 | 0 | 0
|  | 2034 | -4.154% | [14 empty] | 30934.5934 | 29160.8059 | 27405.4283 | 26121.3464 | 25014.0004 | 24039.2062 | 23329.5159 | 22752.3774 | 22175.239 | 21598.1005 | 21020.9621 | 20443.8236 | 19866.6852 | 19289.5467 | 10513.6474 | 18712.4083 | 18135.2698 | 17558.1314 | 16980.9929 | 16403.8545 | 15826.716 | 15249.5776 | 14672.4391 | 14095.3007 | 13518.1622 | 12941.0238 | 12363.8853 | 11786.7469 | 11209.6084 | 10632.47 | 0 | 0 | 0 | 0 | 0 | 0 | 0 | 0 | 0 | 0 | 0 | 0
|  | 2035 | -4.154% | [15 empty] | 29649.5624 | 27949.4584 | 26266.9997 | 25036.2589 | 23974.9123 | 23040.6114 | 22360.4017 | 21807.2378 | 21254.0738 | 20700.9098 | 20147.7459 | 19594.5819 | 19041.4179 | 18488.2539 | 10076.9077 | 17935.09 | 17381.926 | 16828.762 | 16275.5981 | 15722.4341 | 15169.2701 | 14616.1062 | 14062.9422 | 13509.7782 | 12956.6143 | 12403.4503 | 11850.2863 | 11297.1224 | 10743.9584 | 10190.7944 | 0 | 0 | 0 | 0 | 0 | 0 | 0 | 0 | 0 | 0 | 0
|  | 2036 | -4.154% | [16 empty] | 28417.9119 | 26788.4307 | 25175.8617 | 23996.2462 | 22978.9882 | 22083.4984 | 21431.5448 | 20901.3594 | 20371.174 | 19840.9887 | 19310.8033 | 18780.6179 | 18250.4325 | 17720.2471 | 9658.3104 | 17190.0617 | 16659.8763 | 16129.6909 | 15599.5055 | 15069.3201 | 14539.1347 | 14008.9493 | 13478.7639 | 12948.5785 | 12418.3931 | 11888.2078 | 11358.0224 | 10827.837 | 10297.6516 | 9767.4662 | 0 | 0 | 0 | 0 | 0 | 0 | 0 | 0 | 0 | 0
|  | 2037 | -4.154% | [17 empty] | 27237.4244 | 25675.6323 | 24130.0499 | 22999.4359 | 22024.4351 | 21166.1441 | 20541.2729 | 20033.1115 | 19524.9502 | 19016.7888 | 18508.6275 | 18000.4661 | 17492.3048 | 16984.1434 | 9257.1016 | 16475.9821 | 15967.8207 | 15459.6594 | 14951.498 | 14443.3366 | 13935.1753 | 13427.0139 | 12918.8526 | 12410.6912 | 11902.5299 | 11394.3685 | 10886.2072 | 10378.0458 | 9869.8845 | 9361.7231 | 0 | 0 | 0 | 0 | 0 | 0 | 0 | 0 | 0
|  | 2038 | -4.154% | [18 empty] | 26105.9747 | 24609.0599 | 23127.6814 | 22044.0334 | 21109.5343 | 20286.897 | 19687.9831 | 19200.9309 | 18713.8787 | 18226.8265 | 17739.7743 | 17252.7221 | 16765.6699 | 16278.6177 | 8872.5592 | 15791.5655 | 15304.5133 | 14817.4611 | 14330.4089 | 13843.3567 | 13356.3045 | 12869.2523 | 12382.2001 | 11895.1479 | 11408.0957 | 10921.0435 | 10433.9913 | 9946.9391 | 9459.8869 | 8972.8347 | 0 | 0 | 0 | 0 | 0 | 0 | 0 | 0
|  | 2039 | -4.154% | [19 empty] | 25021.5258 | 23586.7932 | 22166.9515 | 21128.3185 | 20232.6388 | 19444.174 | 18870.1392 | 18403.3192 | 17936.4993 | 17469.6794 | 17002.8595 | 16536.0395 | 16069.2196 | 15602.3997 | 8503.9908 | 15135.5798 | 14668.7598 | 14201.9399 | 13735.12 | 13268.3001 | 12801.4801 | 12334.6602 | 11867.8403 | 11401.0204 | 10934.2004 | 10467.3805 | 10000.5606 | 9533.7407 | 9066.9207 | 8600.1008 | 0 | 0 | 0 | 0 | 0 | 0 | 0
|  | 2040 | -4.154% | [20 empty] | 23982.1251 | 22606.9916 | 21246.1306 | 20250.6427 | 19392.1697 | 18636.458 | 18086.2687 | 17638.8406 | 17191.4125 | 16743.9844 | 16296.5563 | 15849.1282 | 15401.7001 | 14954.272 | 8150.7328 | 14506.8439 | 14059.4158 | 13611.9876 | 13164.5595 | 12717.1314 | 12269.7033 | 11822.2752 | 11374.8471 | 10927.419 | 10479.9909 | 10032.5628 | 9585.1347 | 9137.7066 | 8690.2785 | 8242.8504 | 0 | 0 | 0 | 0 | 0 | 0
|  | 2041 | -4.154% | [21 empty] | 22985.9014 | 21667.8913 | 20363.5608 | 19409.4257 | 18586.614 | 17862.2947 | 17334.9604 | 16906.1186 | 16477.2768 | 16048.4349 | 15619.5931 | 15190.7513 | 14761.9095 | 14333.0676 | 7812.1493 | 13904.2258 | 13475.384 | 13046.5422 | 12617.7003 | 12188.8585 | 11760.0167 | 11331.1749 | 10902.333 | 10473.4912 | 10044.6494 | 9615.8076 | 9186.9657 | 8758.1239 | 8329.2821 | 7900.4403 | 0 | 0 | 0 | 0 | 0
|  | 2042 | -4.154% | [22 empty] | 22031.0611 | 20767.8015 | 19517.6532 | 18603.1532 | 17814.5212 | 17120.2904 | 16614.8616 | 16203.834 | 15792.8064 | 15381.7788 | 14970.7512 | 14559.7235 | 14148.6959 | 13737.6683 | 7487.6306 | 13326.6407 | 12915.613 | 12504.5854 | 12093.5578 | 11682.5302 | 11271.5025 | 10860.4749 | 10449.4473 | 10038.4197 | 9627.392 | 9216.3644 | 8805.3368 | 8394.3092 | 7983.2815 | 7572.2539 | 0 | 0 | 0 | 0
|  | 2043 | -4.154% | 2043: 21115.8851; 2044: 19905.1017; 2045: 18706.8848; 2046: 17830.3733; 2047: 17074.5014; 2048: 16409.109; 2049: 15924.676; 2050: 15530.7226; 2051: 15136.7691; 2052: 14742.8157; 2053: 14348.8623; 2054: 13954.9088; 2055: 13560.9554; 2056: 13167.002; 2057: 7176.5925; 2058: 12773.0485; 2059: 12379.0951; 2060: 11985.1417; 2061: 11591.1883; 2062: 11197.2348; 2063: 10803.2814; 2064: 10409.328; 2065: 10015.3745; 2066: 9621.4211; 2067: 9227.4677; 2068: 8833.5142; 2069: 8439.5608; 2070: 8045.6074; 2071: 7651.654; 2072: 7257.7005; 2073: 0; 2074: 0; 2075: 0
|  | 2044 | -4.154% | 2044: 20238.7258; 2045: 19078.2386; 2046: 17929.796; 2047: 17089.695; 2048: 16365.2222; 2049: 15727.4704; 2050: 15263.1608; 2051: 14885.5723; 2052: 14507.9838; 2053: 14130.3953; 2054: 13752.8068; 2055: 13375.2183; 2056: 12997.6298; 2057: 12620.0413; 2058: 6878.4749; 2059: 12242.4528; 2060: 11864.8643; 2061: 11487.2758; 2062: 11109.6873; 2063: 10732.0988; 2064: 10354.5103; 2065: 9976.9218; 2066: 9599.3333; 2067: 9221.7448; 2068: 8844.1563; 2069: 8466.5678; 2070: 8088.9793; 2071: 7711.3908; 2072: 7333.8023; 2073: 6956.2138; 2074: 0; 2075: 0
|  | 2045 | -4.154% | 2045: 19398.0038; 2046: 18285.7236; 2047: 17184.9876; 2048: 16379.7846; 2049: 15685.4066; 2050: 15074.1472; 2051: 14629.1252; 2052: 14267.2218; 2053: 13905.3184; 2054: 13543.415; 2055: 13181.5116; 2056: 12819.6083; 2057: 12457.7049; 2058: 12095.8015; 2059: 6592.7413; 2060: 11733.8981; 2061: 11371.9948; 2062: 11010.0914; 2063: 10648.188; 2064: 10286.2846; 2065: 9924.3812; 2066: 9562.4779; 2067: 9200.5745; 2068: 8838.6711; 2069: 8476.7677; 2070: 8114.8643; 2071: 7752.961; 2072: 7391.0576; 2073: 7029.1542; 2074: 6667.2508; 2075: 0
|  | 2046 | -4.154% | 2046: 18592.2057; 2047: 17526.1299; 2048: 16471.1188; 2049: 15699.3641; 2050: 15033.8307; 2051: 14447.9632; 2052: 14021.4275; 2053: 13674.5577; 2054: 13327.6879; 2055: 12980.818; 2056: 12633.9482; 2057: 12287.0784; 2058: 11940.2086; 2059: 11593.3388; 2060: 6318.8771; 2061: 11246.469; 2062: 10899.5991; 2063: 10552.7293; 2064: 10205.8595; 2065: 9858.9897; 2066: 9512.1199; 2067: 9165.25; 2068: 8818.3802; 2069: 8471.5104; 2070: 8124.6406; 2071: 7777.7708; 2072: 7430.901; 2073: 7084.0311; 2074: 6737.1613; 2075: 6390.2915 | 0 | 0 | 0 | 0
|  | 2047 | -4.154% | 2047: 17819.8807; 2048: 16798.0899; 2049: 15786.9042; 2050: 15047.2085; 2051: 14409.3215; 2052: 13847.7911; 2053: 13438.9738; 2054: 13106.513; 2055: 12774.0523; 2056: 12441.5915; 2057: 12109.1307; 2058: 11776.67; 2059: 11444.2092; 2060: 11111.7485; 2061: 6056.3893; 2062: 10779.2877; 2063: 10446.827; 2064: 10114.3662; 2065: 9781.9055; 2066: 9449.4447; 2067: 9116.9839; 2068: 8784.5232; 2069: 8452.0624; 2070: 8119.6017; 2071: 7787.1409; 2072: 7454.6802; 2073: 7122.2194; 2074: 6789.7586; 2075: 6457.2979 | 6124.8371 | 0 | 0 | 0
|  | 2048 | -4.154% | 2048: 17079.6382; 2049: 16100.2929; 2050: 15131.1121; 2051: 14422.1435; 2052: 13810.7545; 2053: 13272.5502; 2054: 12880.7153; 2055: 12562.0651; 2056: 12243.4148; 2057: 11924.7646; 2058: 11606.1143; 2059: 11287.4641; 2060: 10968.8138; 2061: 10650.1636; 2062: 5804.8054; 2063: 10331.5133; 2064: 10012.8631; 2065: 9694.2128; 2066: 9375.5626; 2067: 9056.9123; 2068: 8738.2621; 2069: 8419.6118; 2070: 8100.9616; 2071: 7782.3113; 2072: 7463.6611; 2073: 7145.0108; 2074: 6826.3606; 2075: 6507.7103 | 6189.0601 | 5870.4098 | 0 | 0
|  | 2049 | -4.154% | 2049: 16370.1456; 2050: 15431.4826; 2051: 14502.5618; 2052: 13823.044; 2053: 13237.0522; 2054: 12721.2051; 2055: 12345.6471; 2056: 12040.2336; 2057: 11734.8202; 2058: 11429.4067; 2059: 11123.9933; 2060: 10818.5799; 2061: 10513.1664; 2062: 10207.753; 2063: 5563.6722; 2064: 9902.3396; 2065: 9596.9261; 2066: 9291.5127; 2067: 8986.0993; 2068: 8680.6858; 2069: 8375.2724; 2070: 8069.859; 2071: 7764.4455; 2072: 7459.0321; 2073: 7153.6186; 2074: 6848.2052; 2075: 6542.7918 | 6237.3783 | 5931.9649 | 5626.5515 | 0
|  | 2050 | -4.154% | 2050: 15690.1255; 2051: 14790.4548; 2052: 13900.1216; 2053: 13248.8311; 2054: 12687.1816; 2055: 12192.7629; 2056: 11832.8057; 2057: 11540.0792; 2058: 11247.3527; 2059: 10954.6262; 2060: 10661.8997; 2061: 10369.1733; 2062: 10076.4468; 2063: 9783.7203; 2064: 5332.5558; 2065: 9490.9938; 2066: 9198.2673; 2067: 8905.5408; 2068: 8612.8144; 2069: 8320.0879; 2070: 8027.3614; 2071: 7734.6349; 2072: 7441.9084; 2073: 7149.182; 2074: 6856.4555; 2075: 6563.729 | 6271.0025 | 5978.276 | 5685.5495 | 5392.8231
Revenue Requirement by vintage year
2012 $/MW-wk
| Aurora Input |  | Levelized Cost | 2020 | 2021 | 2022 | 2023 | 2024 | 2025 | 2026 | 2027 | 2028 | 2029 | 2030 | 2031 | 2032 | 2033 | 2034 | 2035 | 2036 | 2037 | 2038 | 2039 | 2040 | 2041 | 2042 | 2043 | 2044 | 2045 | 2046 | 2047 | 2048 | 2049 | 2050 | 2051 | 2052 | 2053 | 2054 | 2055 | 2056 | 2057 | 2058 | 2059 | 2060 | 2061 | 2062 | 2063 | 2064 | 2065 | 2066 | 2067 | 2068 | 2069 | 2070 | 2071 | 2072 | 2073 | 2074 | 2075
|  | 2020 | 7203.0625 | 10756.1475 | 10139.3907 | 9529.0352 | 9082.5521 | 8697.5211 | 8358.5792 | 8111.8155 | 7911.1409 | 7710.4664 | 7509.7918 | 7309.1172 | 7108.4426 | 6907.7681 | 6707.0935 | 3655.6596 | 6506.4189 | 6305.7444 | 6105.0698 | 5904.3952 | 5703.7206 | 5503.0461 | 5302.3715 | 5101.6969 | 4901.0224 | 4700.3478 | 4499.6732 | 4298.9986 | 4098.3241 | 3897.6495 | 3696.9749 | 0 | 0 | 0 | 0 | 0 | 0 | 0 | 0 | 0 | 0 | 0 | 0 | 0 | 0 | 0 | 0 | 0 | 0 | 0 | 0 | 0 | 0 | 0 | 0 | 0 | 0
|  | 2021 | 6915.7792 |  | 10327.1548 | 9734.9965 | 9148.9841 | 8720.3082 | 8350.6336 | 8025.2099 | 7788.288 | 7595.617 | 7402.9461 | 7210.2751 | 7017.6041 | 6824.9332 | 6632.2622 | 6439.5912 | 3509.8591 | 6246.9202 | 6054.2493 | 5861.5783 | 5668.9073 | 5476.2364 | 5283.5654 | 5090.8944 | 4898.2235 | 4705.5525 | 4512.8815 | 4320.2105 | 4127.5396 | 3934.8686 | 3742.1976 | 3549.5267 | 0 | 0 | 0 | 0 | 0 | 0 | 0 | 0 | 0 | 0 | 0 | 0 | 0 | 0 | 0 | 0 | 0 | 0 | 0 | 0 | 0 | 0 | 0 | 0 | 0
|  | 2022 | 6628.4959 |  |  | 9898.1622 | 9330.6022 | 8768.9329 | 8358.0644 | 8003.7461 | 7691.8406 | 7464.7605 | 7280.0931 | 7095.4258 | 6910.7584 | 6726.091 | 6541.4237 | 6356.7563 | 6172.0889 | 3364.0586 | 5987.4216 | 5802.7542 | 5618.0868 | 5433.4195 | 5248.7521 | 5064.0847 | 4879.4173 | 4694.75 | 4510.0826 | 4325.4152 | 4140.7479 | 3956.0805 | 3771.4131 | 3586.7458 | 3402.0784 | 0 | 0 | 0 | 0 | 0 | 0 | 0 | 0 | 0 | 0 | 0 | 0 | 0 | 0 | 0 | 0 | 0 | 0 | 0 | 0 | 0 | 0 | 0 | 0
|  | 2023 | 6353.1465 |  |  |  | 9486.9899 | 8943.0066 | 8404.6691 | 8010.8682 | 7671.2684 | 7372.3195 | 7154.6724 | 6977.6762 | 6800.6799 | 6623.6837 | 6446.6875 | 6269.6912 | 6092.695 | 5915.6987 | 3224.3148 | 5738.7025 | 5561.7063 | 5384.71 | 5207.7138 | 5030.7176 | 4853.7213 | 4676.7251 | 4499.7288 | 4322.7326 | 4145.7364 | 3968.7401 | 3791.7439 | 3614.7477 | 3437.7514 | 3260.7552 | 0 | 0 | 0 | 0 | 0 | 0 | 0 | 0 | 0 | 0 | 0 | 0 | 0 | 0 | 0 | 0 | 0 | 0 | 0 | 0 | 0 | 0 | 0
|  | 2024 | 6089.2352 |  |  |  |  | 9092.8979 | 8571.5117 | 8055.537 | 7678.0946 | 7352.6019 | 7066.0715 | 6857.4655 | 6687.8217 | 6518.1779 | 6348.5342 | 6178.8904 | 6009.2466 | 5839.6029 | 5669.9591 | 3090.3759 | 5500.3153 | 5330.6716 | 5161.0278 | 4991.384 | 4821.7402 | 4652.0965 | 4482.4527 | 4312.8089 | 4143.1652 | 3973.5214 | 3803.8776 | 3634.2339 | 3464.5901 | 3294.9463 | 3125.3026 | 0 | 0 | 0 | 0 | 0 | 0 | 0 | 0 | 0 | 0 | 0 | 0 | 0 | 0 | 0 | 0 | 0 | 0 | 0 | 0 | 0 | 0
|  | 2025 | 5836.2867 | [5 empty] | 8715.1766 | 8215.4489 | 7720.9079 | 7359.1446 | 7047.1729 | 6772.545 | 6572.6046 | 6410.0078 | 6247.4111 | 6084.8144 | 5922.2177 | 5759.621 | 5597.0242 | 5434.4275 | 2962.0009 | 5271.8308 | 5109.2341 | 4946.6373 | 4784.0406 | 4621.4439 | 4458.8472 | 4296.2505 | 4133.6537 | 3971.057 | 3808.4603 | 3645.8636 | 3483.2669 | 3320.6701 | 3158.0734 | 2995.4767 | 0 | 0 | 0 | 0 | 0 | 0 | 0 | 0 | 0 | 0 | 0 | 0 | 0 | 0 | 0 | 0 | 0 | 0 | 0 | 0 | 0
|  | 2026 | 5593.8459 | [6 empty] | 8353.1459 | 7874.177 | 7400.1794 | 7053.4438 | 6754.4316 | 6491.2117 | 6299.5769 | 6143.7345 | 5987.892 | 5832.0496 | 5676.2072 | 5520.3648 | 5364.5224 | 5208.68 | 2838.9586 | 5052.8376 | 4896.9952 | 4741.1528 | 4585.3103 | 4429.4679 | 4273.6255 | 4117.7831 | 3961.9407 | 3806.0983 | 3650.2559 | 3494.4135 | 3338.571 | 3182.7286 | 3026.8862 | 2871.0438 | 0 | 0 | 0 | 0 | 0 | 0 | 0 | 0 | 0 | 0 | 0 | 0 | 0 | 0 | 0 | 0 | 0 | 0 | 0 | 0
|  | 2027 | 5361.4761 | [7 empty] | 8006.154 | 7547.0817 | 7092.774 | 6760.4419 | 6473.8507 | 6221.5651 | 6037.8908 | 5888.5221 | 5739.1535 | 5589.7848 | 5440.4161 | 5291.0474 | 5141.6787 | 4992.3101 | 2721.0275 | 4842.9414 | 4693.5727 | 4544.204 | 4394.8354 | 4245.4667 | 4096.098 | 3946.7293 | 3797.3606 | 3647.992 | 3498.6233 | 3349.2546 | 3199.8859 | 3050.5173 | 2901.1486 | 2751.7799 | 0 | 0 | 0 | 0 | 0 | 0 | 0 | 0 | 0 | 0 | 0 | 0 | 0 | 0 | 0 | 0 | 0 | 0 | 0
|  | 2028 | 5138.759 | [8 empty] | 7673.5763 | 7233.574 | 6798.1383 | 6479.6114 | 6204.9253 | 5963.1197 | 5787.0753 | 5643.9114 | 5500.7475 | 5357.5837 | 5214.4198 | 5071.2559 | 4928.0921 | 4784.9282 | 2607.9953 | 4641.7643 | 4498.6005 | 4355.4366 | 4212.2728 | 4069.1089 | 3925.945 | 3782.7812 | 3639.6173 | 3496.4534 | 3353.2896 | 3210.1257 | 3066.9618 | 2923.798 | 2780.6341 | 2637.4703 | 0 | 0 | 0 | 0 | 0 | 0 | 0 | 0 | 0 | 0 | 0 | 0 | 0 | 0 | 0 | 0 | 0 | 0
|  | 2029 | 4925.2936 | [9 empty] | 7354.814 | 6933.0894 | 6515.7419 | 6210.4467 | 5947.1711 | 5715.4102 | 5546.6787 | 5409.4619 | 5272.2451 | 5135.0283 | 4997.8115 | 4860.5947 | 4723.3779 | 4586.1611 | 2499.6585 | 4448.9443 | 4311.7275 | 4174.5107 | 4037.2939 | 3900.0771 | 3762.8603 | 3625.6435 | 3488.4267 | 3351.2099 | 3213.9931 | 3076.7763 | 2939.5595 | 2802.3427 | 2665.1259 | 2527.9091 | 0 | 0 | 0 | 0 | 0 | 0 | 0 | 0 | 0 | 0 | 0 | 0 | 0 | 0 | 0 | 0 | 0
|  | 2030 | 4720.6956 | [10 empty] | 7049.2931 | 6645.0871 | 6245.0763 | 5952.4631 | 5700.124 | 5477.9905 | 5316.2682 | 5184.7514 | 5053.2346 | 4921.7178 | 4790.2011 | 4658.6843 | 4527.1675 | 4395.6507 | 2395.8221 | 4264.134 | 4132.6172 | 4001.1004 | 3869.5836 | 3738.0668 | 3606.5501 | 3475.0333 | 3343.5165 | 3211.9997 | 3080.4829 | 2948.9662 | 2817.4494 | 2685.9326 | 2554.4158 | 2422.8991 | 0 | 0 | 0 | 0 | 0 | 0 | 0 | 0 | 0 | 0 | 0 | 0 | 0 | 0 | 0 | 0
|  | 2031 | 4524.5967 | [11 empty] | 6756.4636 | 6369.0484 | 5985.6542 | 5705.1963 | 5463.3394 | 5250.4334 | 5095.429 | 4969.3755 | 4843.322 | 4717.2684 | 4591.2149 | 4465.1613 | 4339.1078 | 4213.0543 | 2296.299 | 4087.0007 | 3960.9472 | 3834.8936 | 3708.8401 | 3582.7866 | 3456.733 | 3330.6795 | 3204.626 | 3078.5724 | 2952.5189 | 2826.4653 | 2700.4118 | 2574.3583 | 2448.3047 | 2322.2512 | 0 | 0 | 0 | 0 | 0 | 0 | 0 | 0 | 0 | 0 | 0 | 0 | 0 | 0 | 0
|  | 2032 | 4336.6438 | [12 empty] | 6475.7984 | 6104.4765 | 5737.0086 | 5468.2009 | 5236.3909 | 5032.329 | 4883.7636 | 4762.9463 | 4642.1291 | 4521.3119 | 4400.4946 | 4279.6774 | 4158.8601 | 4038.0429 | 2200.9101 | 3917.2257 | 3796.4084 | 3675.5912 | 3554.7739 | 3433.9567 | 3313.1394 | 3192.3222 | 3071.505 | 2950.6877 | 2829.8705 | 2709.0532 | 2588.236 | 2467.4188 | 2346.6015 | 2225.7843 | 0 | 0 | 0 | 0 | 0 | 0 | 0 | 0 | 0 | 0 | 0 | 0 | 0 | 0
|  | 2033 | 4156.4985 | [13 empty] | 6206.792 | 5850.895 | 5498.6918 | 5241.0504 | 5018.8698 | 4823.2848 | 4680.8908 | 4565.0923 | 4449.2939 | 4333.4954 | 4217.6969 | 4101.8985 | 3986.1 | 3870.3015 | 2109.4838 | 3754.5031 | 3638.7046 | 3522.9062 | 3407.1077 | 3291.3092 | 3175.5108 | 3059.7123 | 2943.9139 | 2828.1154 | 2712.3169 | 2596.5185 | 2480.72 | 2364.9215 | 2249.1231 | 2133.3246 | 0 | 0 | 0 | 0 | 0 | 0 | 0 | 0 | 0 | 0 | 0 | 0 | 0
|  | 2034 | 3983.8364 | [14 empty] | 5948.9603 | 5607.8473 | 5270.2747 | 5023.3358 | 4810.3847 | 4622.9243 | 4486.4454 | 4375.4572 | 4264.469 | 4153.4809 | 4042.4927 | 3931.5045 | 3820.5164 | 3709.5282 | 2021.8553 | 3598.5401 | 3487.5519 | 3376.5637 | 3265.5756 | 3154.5874 | 3043.5992 | 2932.6111 | 2821.6229 | 2710.6347 | 2599.6466 | 2488.6584 | 2377.6703 | 2266.6821 | 2155.6939 | 2044.7058 | 0 | 0 | 0 | 0 | 0 | 0 | 0 | 0 | 0 | 0 | 0 | 0
|  | 2035 | 3818.3468 | [15 empty] | 5701.8389 | 5374.8959 | 5051.3461 | 4814.6652 | 4610.5601 | 4430.8868 | 4300.0773 | 4193.6996 | 4087.3219 | 3980.9442 | 3874.5665 | 3768.1888 | 3661.8111 | 3555.4335 | 1937.8669 | 3449.0558 | 3342.6781 | 3236.3004 | 3129.9227 | 3023.545 | 2917.1673 | 2810.7896 | 2704.412 | 2598.0343 | 2491.6566 | 2385.2789 | 2278.9012 | 2172.5235 | 2066.1458 | 1959.7682 | 0 | 0 | 0 | 0 | 0 | 0 | 0 | 0 | 0 | 0 | 0
|  | 2036 | 3659.7317 | [16 empty] | 5464.983 | 5151.6213 | 4841.5119 | 4614.6627 | 4419.0362 | 4246.8266 | 4121.4509 | 4019.4922 | 3917.5335 | 3815.5747 | 3713.616 | 3611.6573 | 3509.6986 | 3407.7398 | 1857.3674 | 3305.7811 | 3203.8224 | 3101.8636 | 2999.9049 | 2897.9462 | 2795.9874 | 2694.0287 | 2592.07 | 2490.1113 | 2388.1525 | 2286.1938 | 2184.2351 | 2082.2763 | 1980.3176 | 1878.3589 | 0 | 0 | 0 | 0 | 0 | 0 | 0 | 0 | 0 | 0
|  | 2037 | 3507.7055 | [17 empty] | 5237.9662 | 4937.6216 | 4640.3942 | 4422.9684 | 4235.4683 | 4070.4123 | 3950.2448 | 3852.5215 | 3754.7981 | 3657.0748 | 3559.3514 | 3461.6281 | 3363.9048 | 3266.1814 | 1780.2119 | 3168.4581 | 3070.7348 | 2973.0114 | 2875.2881 | 2777.5647 | 2679.8414 | 2582.1181 | 2484.3947 | 2386.6714 | 2288.9481 | 2191.2247 | 2093.5014 | 1995.778 | 1898.0547 | 1800.3314 | 0 | 0 | 0 | 0 | 0 | 0 | 0 | 0 | 0
|  | 2038 | 3361.9945 | [18 empty] | 5020.3798 | 4732.5115 | 4447.631 | 4239.2372 | 4059.5258 | 3901.3263 | 3786.1506 | 3692.4867 | 3598.8228 | 3505.1589 | 3411.4951 | 3317.8312 | 3224.1673 | 3130.5034 | 1706.2614 | 3036.8395 | 2943.1756 | 2849.5117 | 2755.8479 | 2662.184 | 2568.5201 | 2474.8562 | 2381.1923 | 2287.5284 | 2193.8646 | 2100.2007 | 2006.5368 | 1912.8729 | 1819.209 | 1725.5451 | 0 | 0 | 0 | 0 | 0 | 0 | 0 | 0
|  | 2039 | 3222.3364 | [19 empty] | 4811.8319 | 4535.9218 | 4262.8753 | 4063.1382 | 3890.8921 | 3739.2642 | 3628.8729 | 3539.0999 | 3449.3268 | 3359.5537 | 3269.7807 | 3180.0076 | 3090.2345 | 3000.4615 | 1635.3829 | 2910.6884 | 2820.9154 | 2731.1423 | 2641.3692 | 2551.5962 | 2461.8231 | 2372.05 | 2282.277 | 2192.5039 | 2102.7309 | 2012.9578 | 1923.1847 | 1833.4117 | 1743.6386 | 1653.8655 | 0 | 0 | 0 | 0 | 0 | 0 | 0
|  | 2040 | 3088.4797 | [20 empty] | 4611.9471 | 4347.4984 | 4085.7943 | 3894.3544 | 3729.2634 | 3583.9342 | 3478.1286 | 3392.0847 | 3306.0409 | 3219.997 | 3133.9531 | 3047.9093 | 2961.8654 | 2875.8215 | 1567.4486 | 2789.7777 | 2703.7338 | 2617.6899 | 2531.6461 | 2445.6022 | 2359.5583 | 2273.5145 | 2187.4706 | 2101.4267 | 2015.3829 | 1929.339 | 1843.2951 | 1757.2513 | 1671.2074 | 1585.1635 | 0 | 0 | 0 | 0 | 0 | 0
|  | 2041 | 2960.1835 | [21 empty] | 4420.3657 | 4166.9022 | 3916.0694 | 3732.5819 | 3574.3488 | 3435.0567 | 3333.6462 | 3251.1766 | 3168.7071 | 3086.2375 | 3003.7679 | 2921.2983 | 2838.8287 | 2756.3592 | 1502.3364 | 2673.8896 | 2591.42 | 2508.9504 | 2426.4808 | 2344.0113 | 2261.5417 | 2179.0721 | 2096.6025 | 2014.1329 | 1931.6633 | 1849.1938 | 1766.7242 | 1684.2546 | 1601.785 | 1519.3154 | 0 | 0 | 0 | 0 | 0
|  | 2042 | 2837.2167 | [22 empty] | 4236.7425 | 3993.808 | 3753.3948 | 3577.5295 | 3425.8695 | 3292.3635 | 3195.1657 | 3116.1219 | 3037.0782 | 2958.0344 | 2878.9906 | 2799.9468 | 2720.9031 | 2641.8593 | 1439.929 | 2562.8155 | 2483.7717 | 2404.728 | 2325.6842 | 2246.6404 | 2167.5966 | 2088.5529 | 2009.5091 | 1930.4653 | 1851.4215 | 1772.3778 | 1693.334 | 1614.2902 | 1535.2464 | 1456.2027 | 0 | 0 | 0 | 0
|  | 2043 | 2719.358 | 2043: 4060.7471; 2044: 3827.9042; 2045: 3597.4778; 2046: 3428.918; 2047: 3283.558; 2048: 3155.5979; 2049: 3062.4377; 2050: 2986.6774; 2051: 2910.9171; 2052: 2835.1569; 2053: 2759.3966; 2054: 2683.6363; 2055: 2607.876; 2056: 2532.1158; 2057: 1380.1139; 2058: 2456.3555; 2059: 2380.5952; 2060: 2304.8349; 2061: 2229.0747; 2062: 2153.3144; 2063: 2077.5541; 2064: 2001.7938; 2065: 1926.0336; 2066: 1850.2733; 2067: 1774.513; 2068: 1698.7527; 2069: 1622.9925; 2070: 1547.2322; 2071: 1471.4719; 2072: 1395.7116; 2073: 0; 2074: 0; 2075: 0
|  | 2044 | 2606.3951 | 2044: 3892.0626; 2045: 3668.892; 2046: 3448.0377; 2047: 3286.4798; 2048: 3147.1581; 2049: 3024.5135; 2050: 2935.2232; 2051: 2862.6101; 2052: 2789.9969; 2053: 2717.3837; 2054: 2644.7705; 2055: 2572.1574; 2056: 2499.5442; 2057: 2426.931; 2058: 1322.7836; 2059: 2354.3178; 2060: 2281.7047; 2061: 2209.0915; 2062: 2136.4783; 2063: 2063.8652; 2064: 1991.252; 2065: 1918.6388; 2066: 1846.0256; 2067: 1773.4125; 2068: 1700.7993; 2069: 1628.1861; 2070: 1555.5729; 2071: 1482.9598; 2072: 1410.3466; 2073: 1337.7334; 2074: 0; 2075: 0
|  | 2045 | 2498.1248 | 2045: 3730.3854; 2046: 3516.4853; 2047: 3304.8053; 2048: 3149.9586; 2049: 3016.4243; 2050: 2898.8745; 2051: 2813.2933; 2052: 2743.6965; 2053: 2674.0997; 2054: 2604.5029; 2055: 2534.9061; 2056: 2465.3093; 2057: 2395.7125; 2058: 2326.1157; 2059: 1267.8349; 2060: 2256.5189; 2061: 2186.9221; 2062: 2117.3253; 2063: 2047.7285; 2064: 1978.1317; 2065: 1908.5349; 2066: 1838.938; 2067: 1769.3412; 2068: 1699.7444; 2069: 1630.1476; 2070: 1560.5508; 2071: 1490.954; 2072: 1421.3572; 2073: 1351.7604; 2074: 1282.1636; 2075: 0 | 0 | 0 | 0 | 0
|  | 2046 | 2394.352 | 2046: 3575.4242; 2047: 3370.4096; 2048: 3167.5228; 2049: 3019.1085; 2050: 2891.1213; 2051: 2778.4545; 2052: 2696.4284; 2053: 2629.7226; 2054: 2563.0169; 2055: 2496.3112; 2056: 2429.6054; 2057: 2362.8997; 2058: 2296.194; 2059: 2229.4882; 2060: 1215.1687; 2061: 2162.7825; 2062: 2096.0768; 2063: 2029.371; 2064: 1962.6653; 2065: 1895.9596; 2066: 1829.2538; 2067: 1762.5481; 2068: 1695.8424; 2069: 1629.1366; 2070: 1562.4309; 2071: 1495.7251; 2072: 1429.0194; 2073: 1362.3137; 2074: 1295.6079; 2075: 1228.9022 | 0 | 0 | 0 | 0
|  | 2047 | 2294.89 | 2047: 3426.9001; 2048: 3230.4019; 2049: 3035.9431; 2050: 2893.6939; 2051: 2771.0234; 2052: 2663.0367; 2053: 2584.418; 2054: 2520.4833; 2055: 2456.5485; 2056: 2392.6137; 2057: 2328.679; 2058: 2264.7442; 2059: 2200.8095; 2060: 2136.8747; 2061: 1164.6903; 2062: 2072.9399; 2063: 2009.0052; 2064: 1945.0704; 2065: 1881.1357; 2066: 1817.2009; 2067: 1753.2661; 2068: 1689.3314; 2069: 1625.3966; 2070: 1561.4619; 2071: 1497.5271; 2072: 1433.5923; 2073: 1369.6576; 2074: 1305.7228; 2075: 1241.7881 | 1177.8533 | 0 | 0 | 0
|  | 2048 | 2199.5597 | 2048: 3284.5458; 2049: 3096.2102; 2050: 2909.8293; 2051: 2773.4891; 2052: 2655.9143; 2053: 2552.4135; 2054: 2477.0606; 2055: 2415.7817; 2056: 2354.5028; 2057: 2293.224; 2058: 2231.9451; 2059: 2170.6662; 2060: 2109.3873; 2061: 2048.1084; 2062: 1116.3087; 2063: 1986.8295; 2064: 1925.5506; 2065: 1864.2717; 2066: 1802.9928; 2067: 1741.7139; 2068: 1680.435; 2069: 1619.1561; 2070: 1557.8772; 2071: 1496.5983; 2072: 1435.3194; 2073: 1374.0405; 2074: 1312.7616; 2075: 1251.4828 | 1190.2039 | 1128.925 | 0 | 0
|  | 2049 | 2108.1894 | 2049: 3148.1049; 2050: 2967.5928; 2051: 2788.9542; 2052: 2658.2777; 2053: 2545.587; 2054: 2446.3856; 2055: 2374.1629; 2056: 2315.4295; 2057: 2256.6962; 2058: 2197.9628; 2059: 2139.2295; 2060: 2080.4961; 2061: 2021.7628; 2062: 1963.0294; 2063: 1069.937; 2064: 1904.2961; 2065: 1845.5627; 2066: 1786.8294; 2067: 1728.096; 2068: 1669.3627; 2069: 1610.6293; 2070: 1551.896; 2071: 1493.1626; 2072: 1434.4292; 2073: 1375.6959; 2074: 1316.9625; 2075: 1258.2292 | 1199.4958 | 1140.7625 | 1082.0291 | 0
|  | 2050 | 2020.6147 | 2050: 3017.3318; 2051: 2844.3182; 2052: 2673.1003; 2053: 2547.8521; 2054: 2439.8426; 2055: 2344.7621; 2056: 2275.5396; 2057: 2219.246; 2058: 2162.9524; 2059: 2106.6589; 2060: 2050.3653; 2061: 1994.0718; 2062: 1937.7782; 2063: 1881.4847; 2064: 1025.4915; 2065: 1825.1911; 2066: 1768.8976; 2067: 1712.604; 2068: 1656.3105; 2069: 1600.0169; 2070: 1543.7233; 2071: 1487.4298; 2072: 1431.1362; 2073: 1374.8427; 2074: 1318.5491; 2075: 1262.2556 | 1205.962 | 1149.6685 | 1093.3749 | 1037.0814
|  | Annual Change (%) |  | 0% | -3.988% | -4.154% | -4.154% | -4.154% | -4.154% | -4.154% | -4.154% | -4.154% | -4.154% | -4.154% | -4.154% | -4.154% | -4.154% | -4.154% | -4.154% | -4.154% | -4.154% | -4.154% | -4.154% | -4.154% | -4.154% | -4.154% | -4.154% | -4.154% | -4.154% | -4.154% | -4.154% | -4.154% | -4.154% | -4.154% | -4.154% | -4.154% | -4.154% | 0% | 0% | 0% | 0% | 0% | 0% | 0% | 0% | 0% | 0% | 0% | 0% | 0% | 0% | 0% | 0% | 0% | 0% | 0% | 0% | 0% | 0%
|  | Levelized Capital Cost ($/MW-wk) |  | 7203.0625 | 6915.7792 | 6628.4959 | 6353.1465 | 6089.2352 | 5836.2867 | 5593.8459 | 5361.4761 | 5138.759 | 4925.2936 | 4720.6956 | 4524.5967 | 4336.6438 | 4156.4985 | 3983.8364 | 3818.3468 | 3659.7317 | 3507.7055 | 3361.9945 | 3222.3364 | 3088.4797 | 2960.1835 | 2837.2167 | 2719.358 | 2606.3951 | 2498.1248 | 2394.352 | 2294.89 | 2199.5597 | 2108.1894 | 2020.6147 | 1936.6778 | 1856.2277 | 1779.1195 | 1779.1195 | 1779.1195 | 1779.1195 | 1779.1195 | 1779.1195 | 1779.1195 | 1779.1195 | 1779.1195 | 1779.1195 | 1779.1195 | 1779.1195 | 1779.1195 | 1779.1195 | 1779.1195 | 1779.1195 | 1779.1195 | 1779.1195 | 1779.1195 | 1779.1195 | 1779.1195 | 1779.1195 | 1779.1195
|  | Economic Life | 30
|  | check s/b 0 | 0
Revenue Requirement by vintage year
2012 $/MW-wk
| Aurora Input |  | Levelized Cost | 2020 | 2021 | 2022 | 2023 | 2024 | 2025 | 2026 | 2027 | 2028 | 2029 | 2030 | 2031 | 2032 | 2033 | 2034 | 2035 | 2036 | 2037 | 2038 | 2039 | 2040 | 2041 | 2042 | 2043 | 2044 | 2045 | 2046 | Levelized | 2047 | 2048 | 2049 | 2050 | 2051 | 2052 | 2053 | 2054 | 2055 | 2056 | 2057 | 2058 | 2059 | 2060 | 2061 | 2062 | 2063 | 2064 | 2065 | 2066 | 2067 | 2068 | 2069 | 2070 | 2071 | 2072 | 2073 | 2074 | 2075 | 2076 | 2077 | 2078 | 2079
|  | 2020 | 7203.0625 | 10756.1475 | 10139.3907 | 9529.0352 | 9082.5521 | 8697.5211 | 8358.5792 | 8111.8155 | 7911.1409 | 7710.4664 | 7509.7918 | 7309.1172 | 7108.4426 | 6907.7681 | 6707.0935 | 3655.6596 | 6506.4189 | 6305.7444 | 6105.0698 | 5904.3952 | 5703.7206 | 5503.0461 | 5302.3715 | 5101.6969 | 4901.0224 | 4700.3478 | 4499.6732 | 4298.9986 | 3903.2802 | 4098.3241 | 3897.6495 | 3696.9749 | 0 | 0 | 0 | 0 | 0 | 0 | 0 | 0 | 0 | 0 | 0 | 0 | 0 | 0 | 0 | 0 | 0 | 0 | 0 | 0 | 0 | 0 | 0 | 0 | 0 | 0 | 0 | 0 | 0 | 0
|  | 2021 | 6915.7792 |  | 10327.1548 | 9734.9965 | 9148.9841 | 8720.3082 | 8350.6336 | 8025.2099 | 7788.288 | 7595.617 | 7402.9461 | 7210.2751 | 7017.6041 | 6824.9332 | 6632.2622 | 6439.5912 | 3509.8591 | 6246.9202 | 6054.2493 | 5861.5783 | 5668.9073 | 5476.2364 | 5283.5654 | 5090.8944 | 4898.2235 | 4705.5525 | 4512.8815 | 4320.2105 | 3848.6676 | 4127.5396 | 3934.8686 | 3742.1976 | 3549.5267 | 0 | 0 | 0 | 0 | 0 | 0 | 0 | 0 | 0 | 0 | 0 | 0 | 0 | 0 | 0 | 0 | 0 | 0 | 0 | 0 | 0 | 0 | 0 | 0 | 0 | 0 | 0 | 0 | 0
|  | 2022 | 6628.4959 |  |  | 9898.1622 | 9330.6022 | 8768.9329 | 8358.0644 | 8003.7461 | 7691.8406 | 7464.7605 | 7280.0931 | 7095.4258 | 6910.7584 | 6726.091 | 6541.4237 | 6356.7563 | 6172.0889 | 3364.0586 | 5987.4216 | 5802.7542 | 5618.0868 | 5433.4195 | 5248.7521 | 5064.0847 | 4879.4173 | 4694.75 | 4510.0826 | 4325.4152 | 3786.9506 | 4140.7479 | 3956.0805 | 3771.4131 | 3586.7458 | 3402.0784 | 0 | 0 | 0 | 0 | 0 | 0 | 0 | 0 | 0 | 0 | 0 | 0 | 0 | 0 | 0 | 0 | 0 | 0 | 0 | 0 | 0 | 0 | 0 | 0 | 0 | 0 | 0 | 0
|  | 2023 | 6353.1465 |  |  |  | 9486.9899 | 8943.0066 | 8404.6691 | 8010.8682 | 7671.2684 | 7372.3195 | 7154.6724 | 6977.6762 | 6800.6799 | 6623.6837 | 6446.6875 | 6269.6912 | 6092.695 | 5915.6987 | 3224.3148 | 5738.7025 | 5561.7063 | 5384.71 | 5207.7138 | 5030.7176 | 4853.7213 | 4676.7251 | 4499.7288 | 4322.7326 | 3724.9563 | 4145.7364 | 3968.7401 | 3791.7439 | 3614.7477 | 3437.7514 | 3260.7552 | 0 | 0 | 0 | 0 | 0 | 0 | 0 | 0 | 0 | 0 | 0 | 0 | 0 | 0 | 0 | 0 | 0 | 0 | 0 | 0 | 0 | 0 | 0 | 0 | 0 | 0 | 0
|  | 2024 | 6089.2352 |  |  |  |  | 9092.8979 | 8571.5117 | 8055.537 | 7678.0946 | 7352.6019 | 7066.0715 | 6857.4655 | 6687.8217 | 6518.1779 | 6348.5342 | 6178.8904 | 6009.2466 | 5839.6029 | 5669.9591 | 3090.3759 | 5500.3153 | 5330.6716 | 5161.0278 | 4991.384 | 4821.7402 | 4652.0965 | 4482.4527 | 4312.8089 | 3662.7606 | 4143.1652 | 3973.5214 | 3803.8776 | 3634.2339 | 3464.5901 | 3294.9463 | 3125.3026 | 0 | 0 | 0 | 0 | 0 | 0 | 0 | 0 | 0 | 0 | 0 | 0 | 0 | 0 | 0 | 0 | 0 | 0 | 0 | 0 | 0 | 0 | 0 | 0 | 0 | 0
|  | 2025 | 5836.2867 | [5 empty] | 8715.1766 | 8215.4489 | 7720.9079 | 7359.1446 | 7047.1729 | 6772.545 | 6572.6046 | 6410.0078 | 6247.4111 | 6084.8144 | 5922.2177 | 5759.621 | 5597.0242 | 5434.4275 | 2962.0009 | 5271.8308 | 5109.2341 | 4946.6373 | 4784.0406 | 4621.4439 | 4458.8472 | 4296.2505 | 3600.4353 | 4133.6537 | 3971.057 | 3808.4603 | 3645.8636 | 3483.2669 | 3320.6701 | 3158.0734 | 2995.4767 | 0 | 0 | 0 | 0 | 0 | 0 | 0 | 0 | 0 | 0 | 0 | 0 | 0 | 0 | 0 | 0 | 0 | 0 | 0 | 0 | 0 | 0 | 0 | 0 | 0
|  | 2026 | 5593.8459 | [6 empty] | 8353.1459 | 7874.177 | 7400.1794 | 7053.4438 | 6754.4316 | 6491.2117 | 6299.5769 | 6143.7345 | 5987.892 | 5832.0496 | 5676.2072 | 5520.3648 | 5364.5224 | 5208.68 | 2838.9586 | 5052.8376 | 4896.9952 | 4741.1528 | 4585.3103 | 4429.4679 | 4273.6255 | 3538.0488 | 4117.7831 | 3961.9407 | 3806.0983 | 3650.2559 | 3494.4135 | 3338.571 | 3182.7286 | 3026.8862 | 2871.0438 | 0 | 0 | 0 | 0 | 0 | 0 | 0 | 0 | 0 | 0 | 0 | 0 | 0 | 0 | 0 | 0 | 0 | 0 | 0 | 0 | 0 | 0 | 0 | 0
|  | 2027 | 5361.4761 | [7 empty] | 8006.154 | 7547.0817 | 7092.774 | 6760.4419 | 6473.8507 | 6221.5651 | 6037.8908 | 5888.5221 | 5739.1535 | 5589.7848 | 5440.4161 | 5291.0474 | 5141.6787 | 4992.3101 | 2721.0275 | 4842.9414 | 4693.5727 | 4544.204 | 4394.8354 | 4245.4667 | 3475.6657 | 4096.098 | 3946.7293 | 3797.3606 | 3647.992 | 3498.6233 | 3349.2546 | 3199.8859 | 3050.5173 | 2901.1486 | 2751.7799 | 0 | 0 | 0 | 0 | 0 | 0 | 0 | 0 | 0 | 0 | 0 | 0 | 0 | 0 | 0 | 0 | 0 | 0 | 0 | 0 | 0 | 0 | 0
|  | 2028 | 5138.759 | [8 empty] | 7673.5763 | 7233.574 | 6798.1383 | 6479.6114 | 6204.9253 | 5963.1197 | 5787.0753 | 5643.9114 | 5500.7475 | 5357.5837 | 5214.4198 | 5071.2559 | 4928.0921 | 4784.9282 | 2607.9953 | 4641.7643 | 4498.6005 | 4355.4366 | 4212.2728 | 3413.3471 | 4069.1089 | 3925.945 | 3782.7812 | 3639.6173 | 3496.4534 | 3353.2896 | 3210.1257 | 3066.9618 | 2923.798 | 2780.6341 | 2637.4703 | 0 | 0 | 0 | 0 | 0 | 0 | 0 | 0 | 0 | 0 | 0 | 0 | 0 | 0 | 0 | 0 | 0 | 0 | 0 | 0 | 0 | 0
|  | 2029 | 4925.2936 | [9 empty] | 7354.814 | 6933.0894 | 6515.7419 | 6210.4467 | 5947.1711 | 5715.4102 | 5546.6787 | 5409.4619 | 5272.2451 | 5135.0283 | 4997.8115 | 4860.5947 | 4723.3779 | 4586.1611 | 2499.6585 | 4448.9443 | 4311.7275 | 4174.5107 | 3351.1508 | 4037.2939 | 3900.0771 | 3762.8603 | 3625.6435 | 3488.4267 | 3351.2099 | 3213.9931 | 3076.7763 | 2939.5595 | 2802.3427 | 2665.1259 | 2527.9091 | 0 | 0 | 0 | 0 | 0 | 0 | 0 | 0 | 0 | 0 | 0 | 0 | 0 | 0 | 0 | 0 | 0 | 0 | 0 | 0 | 0
|  | 2030 | 4720.6956 | [10 empty] | 7049.2931 | 6645.0871 | 6245.0763 | 5952.4631 | 5700.124 | 5477.9905 | 5316.2682 | 5184.7514 | 5053.2346 | 4921.7178 | 4790.2011 | 4658.6843 | 4527.1675 | 4395.6507 | 2395.8221 | 4264.134 | 4132.6172 | 3289.1313 | 4001.1004 | 3869.5836 | 3738.0668 | 3606.5501 | 3475.0333 | 3343.5165 | 3211.9997 | 3080.4829 | 2948.9662 | 2817.4494 | 2685.9326 | 2554.4158 | 2422.8991 | 0 | 0 | 0 | 0 | 0 | 0 | 0 | 0 | 0 | 0 | 0 | 0 | 0 | 0 | 0 | 0 | 0 | 0 | 0 | 0
|  | 2031 | 4524.5967 | [11 empty] | 6756.4636 | 6369.0484 | 5985.6542 | 5705.1963 | 5463.3394 | 5250.4334 | 5095.429 | 4969.3755 | 4843.322 | 4717.2684 | 4591.2149 | 4465.1613 | 4339.1078 | 4213.0543 | 2296.299 | 4087.0007 | 3227.3402 | 3960.9472 | 3834.8936 | 3708.8401 | 3582.7866 | 3456.733 | 3330.6795 | 3204.626 | 3078.5724 | 2952.5189 | 2826.4653 | 2700.4118 | 2574.3583 | 2448.3047 | 2322.2512 | 0 | 0 | 0 | 0 | 0 | 0 | 0 | 0 | 0 | 0 | 0 | 0 | 0 | 0 | 0 | 0 | 0 | 0 | 0
|  | 2032 | 4336.6438 | [12 empty] | 6475.7984 | 6104.4765 | 5737.0086 | 5468.2009 | 5236.3909 | 5032.329 | 4883.7636 | 4762.9463 | 4642.1291 | 4521.3119 | 4400.4946 | 4279.6774 | 4158.8601 | 4038.0429 | 2200.9101 | 3165.8259 | 3917.2257 | 3796.4084 | 3675.5912 | 3554.7739 | 3433.9567 | 3313.1394 | 3192.3222 | 3071.505 | 2950.6877 | 2829.8705 | 2709.0532 | 2588.236 | 2467.4188 | 2346.6015 | 2225.7843 | 0 | 0 | 0 | 0 | 0 | 0 | 0 | 0 | 0 | 0 | 0 | 0 | 0 | 0 | 0 | 0 | 0 | 0
|  | 2033 | 4156.4985 | [13 empty] | 6206.792 | 5850.895 | 5498.6918 | 5241.0504 | 5018.8698 | 4823.2848 | 4680.8908 | 4565.0923 | 4449.2939 | 4333.4954 | 4217.6969 | 4101.8985 | 3986.1 | 3870.3015 | 2956.526 | 2109.4838 | 3754.5031 | 3638.7046 | 3522.9062 | 3407.1077 | 3291.3092 | 3175.5108 | 3059.7123 | 2943.9139 | 2828.1154 | 2712.3169 | 2596.5185 | 2480.72 | 2364.9215 | 2249.1231 | 2133.3246 | 0 | 0 | 0 | 0 | 0 | 0 | 0 | 0 | 0 | 0 | 0 | 0 | 0 | 0 | 0 | 0 | 0
|  | 2034 | 3983.8364 | [14 empty] | 5948.9603 | 5607.8473 | 5270.2747 | 5023.3358 | 4810.3847 | 4622.9243 | 4486.4454 | 4375.4572 | 4264.469 | 4153.4809 | 4042.4927 | 3931.5045 | 3820.5164 | 2904.3495 | 3709.5282 | 2021.8553 | 3598.5401 | 3487.5519 | 3376.5637 | 3265.5756 | 3154.5874 | 3043.5992 | 2932.6111 | 2821.6229 | 2710.6347 | 2599.6466 | 2488.6584 | 2377.6703 | 2266.6821 | 2155.6939 | 2044.7058 | 0 | 0 | 0 | 0 | 0 | 0 | 0 | 0 | 0 | 0 | 0 | 0 | 0 | 0 | 0 | 0
|  | 2035 | 3818.3468 | [15 empty] | 5701.8389 | 5374.8959 | 5051.3461 | 4814.6652 | 4610.5601 | 4430.8868 | 4300.0773 | 4193.6996 | 4087.3219 | 3980.9442 | 3874.5665 | 3768.1888 | 2851.8389 | 3661.8111 | 3555.4335 | 1937.8669 | 3449.0558 | 3342.6781 | 3236.3004 | 3129.9227 | 3023.545 | 2917.1673 | 2810.7896 | 2704.412 | 2598.0343 | 2491.6566 | 2385.2789 | 2278.9012 | 2172.5235 | 2066.1458 | 1959.7682 | 0 | 0 | 0 | 0 | 0 | 0 | 0 | 0 | 0 | 0 | 0 | 0 | 0 | 0 | 0
|  | 2036 | 3659.7317 | [16 empty] | 5464.983 | 5151.6213 | 4841.5119 | 4614.6627 | 4419.0362 | 4246.8266 | 4121.4509 | 4019.4922 | 3917.5335 | 3815.5747 | 3713.616 | 2799.1317 | 3611.6573 | 3509.6986 | 3407.7398 | 1857.3674 | 3305.7811 | 3203.8224 | 3101.8636 | 2999.9049 | 2897.9462 | 2795.9874 | 2694.0287 | 2592.07 | 2490.1113 | 2388.1525 | 2286.1938 | 2184.2351 | 2082.2763 | 1980.3176 | 1878.3589 | 0 | 0 | 0 | 0 | 0 | 0 | 0 | 0 | 0 | 0 | 0 | 0 | 0 | 0
|  | 2037 | 3507.7055 | [17 empty] | 5237.9662 | 4937.6216 | 4640.3942 | 4422.9684 | 4235.4683 | 4070.4123 | 3950.2448 | 3852.5215 | 3754.7981 | 3657.0748 | 2746.344 | 3559.3514 | 3461.6281 | 3363.9048 | 3266.1814 | 1780.2119 | 3168.4581 | 3070.7348 | 2973.0114 | 2875.2881 | 2777.5647 | 2679.8414 | 2582.1181 | 2484.3947 | 2386.6714 | 2288.9481 | 2191.2247 | 2093.5014 | 1995.778 | 1898.0547 | 1800.3314 | 0 | 0 | 0 | 0 | 0 | 0 | 0 | 0 | 0 | 0 | 0 | 0 | 0
|  | 2038 | 3361.9945 | [18 empty] | 5020.3798 | 4732.5115 | 4447.631 | 4239.2372 | 4059.5258 | 3901.3263 | 3786.1506 | 3692.4867 | 3598.8228 | 2693.575 | 3505.1589 | 3411.4951 | 3317.8312 | 3224.1673 | 3130.5034 | 1706.2614 | 3036.8395 | 2943.1756 | 2849.5117 | 2755.8479 | 2662.184 | 2568.5201 | 2474.8562 | 2381.1923 | 2287.5284 | 2193.8646 | 2100.2007 | 2006.5368 | 1912.8729 | 1819.209 | 1725.5451 | 0 | 0 | 0 | 0 | 0 | 0 | 0 | 0 | 0 | 0 | 0 | 0
|  | 2039 | 3222.3364 | [19 empty] | 4811.8319 | 4535.9218 | 4262.8753 | 4063.1382 | 3890.8921 | 3739.2642 | 3628.8729 | 3539.0999 | 2640.9105 | 3449.3268 | 3359.5537 | 3269.7807 | 3180.0076 | 3090.2345 | 3000.4615 | 1635.3829 | 2910.6884 | 2820.9154 | 2731.1423 | 2641.3692 | 2551.5962 | 2461.8231 | 2372.05 | 2282.277 | 2192.5039 | 2102.7309 | 2012.9578 | 1923.1847 | 1833.4117 | 1743.6386 | 1653.8655 | 0 | 0 | 0 | 0 | 0 | 0 | 0 | 0 | 0 | 0 | 0
|  | 2040 | 3088.4797 | [20 empty] | 4611.9471 | 4347.4984 | 4085.7943 | 3894.3544 | 3729.2634 | 3583.9342 | 3478.1286 | 2588.4249 | 3392.0847 | 3306.0409 | 3219.997 | 3133.9531 | 3047.9093 | 2961.8654 | 2875.8215 | 1567.4486 | 2789.7777 | 2703.7338 | 2617.6899 | 2531.6461 | 2445.6022 | 2359.5583 | 2273.5145 | 2187.4706 | 2101.4267 | 2015.3829 | 1929.339 | 1843.2951 | 1757.2513 | 1671.2074 | 1585.1635 | 0 | 0 | 0 | 0 | 0 | 0 | 0 | 0 | 0 | 0
|  | 2041 | 2960.1835 | [21 empty] | 4420.3657 | 4166.9022 | 3916.0694 | 3732.5819 | 3574.3488 | 3435.0567 | 2536.1837 | 3333.6462 | 3251.1766 | 3168.7071 | 3086.2375 | 3003.7679 | 2921.2983 | 2838.8287 | 2756.3592 | 1502.3364 | 2673.8896 | 2591.42 | 2508.9504 | 2426.4808 | 2344.0113 | 2261.5417 | 2179.0721 | 2096.6025 | 2014.1329 | 1931.6633 | 1849.1938 | 1766.7242 | 1684.2546 | 1601.785 | 1519.3154 | 0 | 0 | 0 | 0 | 0 | 0 | 0 | 0 | 0
|  | 2042 | 2837.2167 | [22 empty] | 4236.7425 | 3993.808 | 3753.3948 | 3577.5295 | 3425.8695 | 2485.3946 | 3292.3635 | 3195.1657 | 3116.1219 | 3037.0782 | 2958.0344 | 2878.9906 | 2799.9468 | 2720.9031 | 2641.8593 | 1439.929 | 2562.8155 | 2483.7717 | 2404.728 | 2325.6842 | 2246.6404 | 2167.5966 | 2088.5529 | 2009.5091 | 1930.4653 | 1851.4215 | 1772.3778 | 1693.334 | 1614.2902 | 1535.2464 | 1456.2027 | 0 | 0 | 0 | 0 | 0 | 0 | 0 | 0
|  | 2043 | 2719.358 | [23 empty] | 4060.7471 | 3827.9042 | 3597.4778 | 3428.918 | 2438.0059 | 3283.558 | 3155.5979 | 3062.4377 | 2986.6774 | 2910.9171 | 2835.1569 | 2759.3966 | 2683.6363 | 2607.876 | 2532.1158 | 1380.1139 | 2456.3555 | 2380.5952 | 2304.8349 | 2229.0747 | 2153.3144 | 2077.5541 | 2001.7938 | 1926.0336 | 1850.2733 | 1774.513 | 1698.7527 | 1622.9925 | 1547.2322 | 1471.4719 | 1395.7116 | 0 | 0 | 0 | 0 | 0 | 0 | 0
|  | 2044 | 2606.3951 | [24 empty] | 3892.0626 | 3668.892 | 3448.0377 | 2394.3856 | 3286.4798 | 3147.1581 | 3024.5135 | 2935.2232 | 2862.6101 | 2789.9969 | 2717.3837 | 2644.7705 | 2572.1574 | 2499.5442 | 2426.931 | 1322.7836 | 2354.3178 | 2281.7047 | 2209.0915 | 2136.4783 | 2063.8652 | 1991.252 | 1918.6388 | 1846.0256 | 1773.4125 | 1700.7993 | 1628.1861 | 1555.5729 | 1482.9598 | 1410.3466 | 1337.7334 | 0 | 0 | 0 | 0 | 0 | 0
|  | 2045 | 2498.1248 | [25 empty] | 3730.3854 | 3516.4853 | 2355.0564 | 3304.8053 | 3149.9586 | 3016.4243 | 2898.8745 | 2813.2933 | 2743.6965 | 2674.0997 | 2604.5029 | 2534.9061 | 2465.3093 | 2395.7125 | 2326.1157 | 1267.8349 | 2256.5189 | 2186.9221 | 2117.3253 | 2047.7285 | 1978.1317 | 1908.5349 | 1838.938 | 1769.3412 | 1699.7444 | 1630.1476 | 1560.5508 | 1490.954 | 1421.3572 | 1351.7604 | 1282.1636 | 0 | 0 | 0 | 0 | 0
|  | 2046 | 2394.352 | [26 empty] | 3575.4242 | 2322.3197 | 3370.4096 | 3167.5228 | 3019.1085 | 2891.1213 | 2778.4545 | 2696.4284 | 2629.7226 | 2563.0169 | 2496.3112 | 2429.6054 | 2362.8997 | 2296.194 | 2229.4882 | 1215.1687 | 2162.7825 | 2096.0768 | 2029.371 | 1962.6653 | 1895.9596 | 1829.2538 | 1762.5481 | 1695.8424 | 1629.1366 | 1562.4309 | 1495.7251 | 1429.0194 | 1362.3137 | 1295.6079 | 1228.9022 | 0 | 0 | 0 | 0
|  | 2047 | 2294.89 | [27 empty] | 2294.89 | 3426.9001 | 3230.4019 | 3035.9431 | 2893.6939 | 2771.0234 | 2663.0367 | 2584.418 | 2520.4833 | 2456.5485 | 2392.6137 | 2328.679 | 2264.7442 | 2200.8095 | 2136.8747 | 1164.6903 | 2072.9399 | 2009.0052 | 1945.0704 | 1881.1357 | 1817.2009 | 1753.2661 | 1689.3314 | 1625.3966 | 1561.4619 | 1497.5271 | 1433.5923 | 1369.6576 | 1305.7228 | 1241.7881 | 1177.8533 | 0 | 0 | 0
|  | 2048 | 2199.5597 | [27 empty] | 2199.5597 |  | 3284.5458 | 3096.2102 | 2909.8293 | 2773.4891 | 2655.9143 | 2552.4135 | 2477.0606 | 2415.7817 | 2354.5028 | 2293.224 | 2231.9451 | 2170.6662 | 2109.3873 | 2048.1084 | 1116.3087 | 1986.8295 | 1925.5506 | 1864.2717 | 1802.9928 | 1741.7139 | 1680.435 | 1619.1561 | 1557.8772 | 1496.5983 | 1435.3194 | 1374.0405 | 1312.7616 | 1251.4828 | 1190.2039 | 1128.925 | 0 | 0
|  | 2049 | 2108.1894 | [27 empty] | 2108.1894 |  |  | 3148.1049 | 2967.5928 | 2788.9542 | 2658.2777 | 2545.587 | 2446.3856 | 2374.1629 | 2315.4295 | 2256.6962 | 2197.9628 | 2139.2295 | 2080.4961 | 2021.7628 | 1963.0294 | 1069.937 | 1904.2961 | 1845.5627 | 1786.8294 | 1728.096 | 1669.3627 | 1610.6293 | 1551.896 | 1493.1626 | 1434.4292 | 1375.6959 | 1316.9625 | 1258.2292 | 1199.4958 | 1140.7625 | 1082.0291 | 0
|  | 2050 | 2020.6147 | [27 empty] | 2020.6147 |  |  |  | 3017.3318 | 2844.3182 | 2673.1003 | 2547.8521 | 2439.8426 | 2344.7621 | 2275.5396 | 2219.246 | 2162.9524 | 2106.6589 | 2050.3653 | 1994.0718 | 1937.7782 | 1881.4847 | 1025.4915 | 1825.1911 | 1768.8976 | 1712.604 | 1656.3105 | 1600.0169 | 1543.7233 | 1487.4298 | 1431.1362 | 1374.8427 | 1318.5491 | 1262.2556 | 1205.962 | 1149.6685 | 1093.3749 | 1037.0814

## Solar with ITC Levelized Costs
|  |  | 30% | 30% | 30% | 30% | 24% | 19% | 10% | 10% | 10% | 10% | 10% | 10% | 10% | 10% | 10% | 10% | 10% | 10% | 10% | 10% | 10% | 10% | 10% | 10% | 10% | 10% | 10% | 10% | 10% | 10% | 10% | 10% | 10% | 10% | 10% | 10% | 10% | 10% | 10% | 10% | 10% | 10% | 10% | 10% | 10% | 10% | 10% | 10% | 10% | 10% | 10% | 10% | 10% | 10% | 10% | 10%
Solar Financials
|  |  | 2020 | 2021 | 2022 | 2023 | 2024 | 2025 | 2026 | 2027 | 2028 | 2029 | 2030 | 2031 | 2032 | 2033 | 2034 | 2035 | 2036 | 2037 | 2038 | 2039 | 2040 | 2041 | 2042 | 2043 | 2044 | 2045 | 2046 | 2047 | 2048 | 2049 | 2050 | 2051 | 2052 | 2053 | 2054 | 2055 | 2056 | 2057 | 2058 | 2059 | 2060 | 2061 | 2062 | 2063 | 2064 | 2065 | 2066 | 2067 | 2068 | 2069 | 2070 | 2071 | 2072 | 2073 | 2074 | 2075
No ITC | Levelized Capital Cost ($/MW-wk) |  | 2157.3185 | 2117.506 | 2074.5225 | 2031.5389 | 1988.5553 | 1945.5718 | 1902.5882 | 1859.6046 | 1816.6211 | 1773.6375 | 1730.654 | 1711.467 | 1692.2801 | 1673.0932 | 1653.9063 | 1634.7194 | 1615.5324 | 1596.3455 | 1577.1586 | 1557.9717 | 1538.7848 | 1522.1492 | 1505.5137 | 1488.8782 | 1472.2427 | 1455.6072 | 1438.9717 | 1422.3362 | 1405.7007 | 1389.0652 | 1372.4296 | 1372.4296 | 1372.4296 | 1372.4296 | 1372.4296 | 1372.4296 | 1372.4296 | 1372.4296 | 1372.4296 | 1372.4296 | 1372.4296 | 1372.4296 | 1372.4296 | 1372.4296 | 1372.4296 | 1372.4296 | 1372.4296 | 1372.4296 | 1372.4296 | 1372.4296 | 1372.4296 | 1372.4296 | 1372.4296 | 1372.4296 | 1372.4296 | 1372.4296
ITC @ 30% | Levelized Capital Cost ($/MW-wk) |  | 1722.2856 | 1690.5015 | 1656.1858 | 1621.8701 | 1587.5543 | 1553.2386 | 1518.9228 | 1484.6071 | 1450.2914 | 1415.9756 | 1381.6599 | 1366.3421 | 1351.0243 | 1335.7065 | 1320.3887 | 1305.0709 | 1289.7531 | 1274.4354 | 1259.1176 | 1243.7998 | 1228.482 | 1215.2011 | 1201.9202 | 1188.6393 | 1175.3584 | 1162.0775 | 1148.7967 | 1135.5158 | 1122.2349 | 1108.954 | 1095.6731 | 1095.6731 | 1095.6731 | 1095.6731 | 1095.6731 | 1095.6731 | 1095.6731 | 1095.6731 | 1095.6731 | 1095.6731 | 1095.6731 | 1095.6731 | 1095.6731 | 1095.6731 | 1095.6731 | 1095.6731 | 1095.6731 | 1095.6731 | 1095.6731 | 1095.6731 | 1095.6731 | 1095.6731 | 1095.6731 | 1095.6731 | 1095.6731 | 1095.6731
ITC @ 26% | Levelized Capital Cost ($/MW-wk) |  | 1780.29 | 1747.4355 | 1711.964 | 1676.4926 | 1641.0211 | 1605.5497 | 1570.0782 | 1534.6068 | 1499.1353 | 1463.6639 | 1428.1924 | 1412.3588 | 1396.5251 | 1380.6914 | 1364.8577 | 1349.0241 | 1333.1904 | 1317.3567 | 1301.523 | 1285.6894 | 1269.8557 | 1256.1275 | 1242.3993 | 1228.6712 | 1214.943 | 1201.2148 | 1187.4867 | 1173.7585 | 1160.0303 | 1146.3022 | 1132.574 | 1132.574 | 1132.574 | 1132.574 | 1132.574 | 1132.574 | 1132.574 | 1132.574 | 1132.574 | 1132.574 | 1132.574 | 1132.574 | 1132.574 | 1132.574 | 1132.574 | 1132.574 | 1132.574 | 1132.574 | 1132.574 | 1132.574 | 1132.574 | 1132.574 | 1132.574 | 1132.574 | 1132.574 | 1132.574
ITC @ 22% | Levelized Capital Cost ($/MW-wk) |  | 1838.2944 | 1804.3694 | 1767.7422 | 1731.1151 | 1694.4879 | 1657.8608 | 1621.2336 | 1584.6065 | 1547.9793 | 1511.3521 | 1474.725 | 1458.3754 | 1442.0259 | 1425.6763 | 1409.3267 | 1392.9772 | 1376.6276 | 1360.2781 | 1343.9285 | 1327.5789 | 1311.2294 | 1297.0539 | 1282.8785 | 1268.703 | 1254.5276 | 1240.3521 | 1226.1767 | 1212.0012 | 1197.8258 | 1183.6503 | 1169.4749 | 1169.4749 | 1169.4749 | 1169.4749 | 1169.4749 | 1169.4749 | 1169.4749 | 1169.4749 | 1169.4749 | 1169.4749 | 1169.4749 | 1169.4749 | 1169.4749 | 1169.4749 | 1169.4749 | 1169.4749 | 1169.4749 | 1169.4749 | 1169.4749 | 1169.4749 | 1169.4749 | 1169.4749 | 1169.4749 | 1169.4749 | 1169.4749 | 1169.4749
ITC @ 10% | Levelized Capital Cost ($/MW-wk) |  | 2001.3775 | 1964.4429 | 1924.5664 | 1884.6899 | 1844.8134 | 1804.9369 | 1765.0604 | 1725.1838 | 1685.3073 | 1645.4308 | 1605.5543 | 1587.7543 | 1569.9543 | 1552.1543 | 1534.3543 | 1516.5543 | 1498.7543 | 1480.9543 | 1463.1543 | 1445.3543 | 1427.5543 | 1412.1213 | 1396.6882 | 1381.2552 | 1365.8222 | 1350.3892 | 1334.9562 | 1319.5232 | 1304.0901 | 1288.6571 | 1273.2241 | 1273.2241 | 1273.2241 | 1273.2241 | 1273.2241 | 1273.2241 | 1273.2241 | 1273.2241 | 1273.2241 | 1273.2241 | 1273.2241 | 1273.2241 | 1273.2241 | 1273.2241 | 1273.2241 | 1273.2241 | 1273.2241 | 1273.2241 | 1273.2241 | 1273.2241 | 1273.2241 | 1273.2241 | 1273.2241 | 1273.2241 | 1273.2241 | 1273.2241
| To Aurora Solar Capital Costs with ITC |  | 2020 | 2021 | 2022 | 2023 | 2024 | 2025 | 2026 | 2027 | 2028 | 2029 | 2030 | 2031 | 2032 | 2033 | 2034 | 2035 | 2036 | 2037 | 2038 | 2039 | 2040 | 2041 | 2042 | 2043 | 2044 | 2045 | 2046 | 2047 | 2048 | 2049 | 2050 | 2051 | 2052 | 2053 | 2054 | 2055 | 2056 | 2057 | 2058 | 2059 | 2060 | 2061 | 2062 | 2063 | 2064 | 2065 | 2066 | 2067 | 2068 | 2069 | 2070 | 2071 | 2072 | 2073 | 2074 | 2075
Blended ITC | Levelized Capital Cost ($/MW-wk) |  | 1722.2856 | 1690.5015 | 1656.1858 | 1621.8701 | 1641.0211 | 1657.8608 | 1765.0604 | 1725.1838 | 1685.3073 | 1645.4308 | 1605.5543 | 1587.7543 | 1569.9543 | 1552.1543 | 1534.3543 | 1516.5543 | 1498.7543 | 1480.9543 | 1463.1543 | 1445.3543 | 1427.5543 | 1412.1213 | 1396.6882 | 1381.2552 | 1365.8222 | 1350.3892 | 1334.9562 | 1319.5232 | 1304.0901 | 1288.6571 | 1273.2241 | 1273.2241 | 1273.2241 | 1273.2241 | 1273.2241 | 1273.2241 | 1273.2241 | 1273.2241 | 1273.2241 | 1273.2241 | 1273.2241 | 1273.2241 | 1273.2241 | 1273.2241 | 1273.2241 | 1273.2241 | 1273.2241 | 1273.2241 | 1273.2241 | 1273.2241 | 1273.2241 | 1273.2241 | 1273.2241 | 1273.2241 | 1273.2241 | 1273.2241
|  | check s/b 0 | 2020: 0
|  | Change | -435.0328 | -427.0045 | -418.3367 | -409.6688 | -347.5342 | -287.711 | -137.5279 | -134.4208 | -131.3138 | -128.2067 | -125.0997 | -123.7127 | -122.3258 | -120.9389 | -119.552 | -118.1651 | -116.7781 | -115.3912 | -114.0043 | -112.6174 | -111.2305 | -110.028 | -108.8255 | -107.623 | -106.4205 | -105.218 | -104.0155 | -102.813 | -101.6105 | -100.408 | -99.2055 | -99.2055 | -99.2055 | -99.2055 | -99.2055 | -99.2055 | -99.2055 | -99.2055 | -99.2055 | -99.2055 | -99.2055 | -99.2055 | -99.2055 | -99.2055 | -99.2055 | -99.2055 | -99.2055 | -99.2055 | -99.2055 | -99.2055 | -99.2055 | -99.2055 | -99.2055 | -99.2055 | -99.2055 | -99.2055
|  | % Change | -20.17% | -20.17% | -20.17% | -20.17% | -17.48% | -14.79% | -7.228% | -7.228% | -7.228% | -7.228% | -7.228% | -7.228% | -7.228% | -7.228% | -7.228% | -7.228% | -7.228% | -7.228% | -7.228% | -7.228% | -7.228% | -7.228% | -7.228% | -7.228% | -7.228% | -7.228% | -7.228% | -7.228% | -7.228% | -7.228% | -7.228% | -7.228% | -7.228% | -7.228% | -7.228% | -7.228% | -7.228% | -7.228% | -7.228% | -7.228% | -7.228% | -7.228% | -7.228% | -7.228% | -7.228% | -7.228% | -7.228% | -7.228% | -7.228% | -7.228% | -7.228% | -7.228% | -7.228% | -7.228% | -7.228% | -7.228%
| 30% | Change | -435.0328 | -427.0045 | -418.3367 | -409.6688 | -401.001 | -392.3332 | -383.6654 | -374.9975 | -366.3297 | -357.6619 | -348.9941 | -345.1249 | -341.2558 | -337.3867 | -333.5175 | -329.6484 | -325.7793 | -321.9102 | -318.041 | -314.1719 | -310.3028 | -306.9482 | -303.5935 | -300.2389 | -296.8843 | -293.5297 | -290.175 | -286.8204 | -283.4658 | -280.1112 | -276.7565 | -276.7565 | -276.7565 | -276.7565 | -276.7565 | -276.7565 | -276.7565 | -276.7565 | -276.7565 | -276.7565 | -276.7565 | -276.7565 | -276.7565 | -276.7565 | -276.7565 | -276.7565 | -276.7565 | -276.7565 | -276.7565 | -276.7565 | -276.7565 | -276.7565 | -276.7565 | -276.7565 | -276.7565 | -276.7565
2020-2023 |  | % Change | -20.17% | -20.17% | -20.17% | -20.17% | -20.17% | -20.17% | -20.17% | -20.17% | -20.17% | -20.17% | -20.17% | -20.17% | -20.17% | -20.17% | -20.17% | -20.17% | -20.17% | -20.17% | -20.17% | -20.17% | -20.17% | -20.17% | -20.17% | -20.17% | -20.17% | -20.17% | -20.17% | -20.17% | -20.17% | -20.17% | -20.17% | -20.17% | -20.17% | -20.17% | -20.17% | -20.17% | -20.17% | -20.17% | -20.17% | -20.17% | -20.17% | -20.17% | -20.17% | -20.17% | -20.17% | -20.17% | -20.17% | -20.17% | -20.17% | -20.17% | -20.17% | -20.17% | -20.17% | -20.17% | -20.17% | -20.17%
2024
2025 | 26% | Change | -377.0285 | -370.0706 | -362.5584 | -355.0463 | -347.5342 | -340.0221 | -332.51 | -324.9979 | -317.4857 | -309.9736 | -302.4615 | -299.1083 | -295.755 | -292.4018 | -289.0485 | -285.6953 | -282.3421 | -278.9888 | -275.6356 | -272.2823 | -268.9291 | -266.0217 | -263.1144 | -260.2071 | -257.2997 | -254.3924 | -251.485 | -248.5777 | -245.6703 | -242.763 | -239.8557 | -239.8557 | -239.8557 | -239.8557 | -239.8557 | -239.8557 | -239.8557 | -239.8557 | -239.8557 | -239.8557 | -239.8557 | -239.8557 | -239.8557 | -239.8557 | -239.8557 | -239.8557 | -239.8557 | -239.8557 | -239.8557 | -239.8557 | -239.8557 | -239.8557 | -239.8557 | -239.8557 | -239.8557 | -239.8557
Start 2026 |  | % Change | -17.48% | -17.48% | -17.48% | -17.48% | -17.48% | -17.48% | -17.48% | -17.48% | -17.48% | -17.48% | -17.48% | -17.48% | -17.48% | -17.48% | -17.48% | -17.48% | -17.48% | -17.48% | -17.48% | -17.48% | -17.48% | -17.48% | -17.48% | -17.48% | -17.48% | -17.48% | -17.48% | -17.48% | -17.48% | -17.48% | -17.48% | -17.48% | -17.48% | -17.48% | -17.48% | -17.48% | -17.48% | -17.48% | -17.48% | -17.48% | -17.48% | -17.48% | -17.48% | -17.48% | -17.48% | -17.48% | -17.48% | -17.48% | -17.48% | -17.48% | -17.48% | -17.48% | -17.48% | -17.48% | -17.48% | -17.48%
| 22% | Change | -319.0241 | -313.1366 | -306.7802 | -300.4238 | -294.0674 | -287.711 | -281.3546 | -274.9982 | -268.6418 | -262.2854 | -255.929 | -253.0916 | -250.2543 | -247.4169 | -244.5795 | -241.7422 | -238.9048 | -236.0675 | -233.2301 | -230.3927 | -227.5554 | -225.0953 | -222.6353 | -220.1752 | -217.7151 | -215.2551 | -212.795 | -210.335 | -207.8749 | -205.4148 | -202.9548 | -202.9548 | -202.9548 | -202.9548 | -202.9548 | -202.9548 | -202.9548 | -202.9548 | -202.9548 | -202.9548 | -202.9548 | -202.9548 | -202.9548 | -202.9548 | -202.9548 | -202.9548 | -202.9548 | -202.9548 | -202.9548 | -202.9548 | -202.9548 | -202.9548 | -202.9548 | -202.9548 | -202.9548 | -202.9548
|  | % Change | -14.79% | -14.79% | -14.79% | -14.79% | -14.79% | -14.79% | -14.79% | -14.79% | -14.79% | -14.79% | -14.79% | -14.79% | -14.79% | -14.79% | -14.79% | -14.79% | -14.79% | -14.79% | -14.79% | -14.79% | -14.79% | -14.79% | -14.79% | -14.79% | -14.79% | -14.79% | -14.79% | -14.79% | -14.79% | -14.79% | -14.79% | -14.79% | -14.79% | -14.79% | -14.79% | -14.79% | -14.79% | -14.79% | -14.79% | -14.79% | -14.79% | -14.79% | -14.79% | -14.79% | -14.79% | -14.79% | -14.79% | -14.79% | -14.79% | -14.79% | -14.79% | -14.79% | -14.79% | -14.79% | -14.79% | -14.79%
| 10% | Change | -155.9409 | -153.0631 | -149.9561 | -146.849 | -143.742 | -140.6349 | -137.5279 | -134.4208 | -131.3138 | -128.2067 | -125.0997 | -123.7127 | -122.3258 | -120.9389 | -119.552 | -118.1651 | -116.7781 | -115.3912 | -114.0043 | -112.6174 | -111.2305 | -110.028 | -108.8255 | -107.623 | -106.4205 | -105.218 | -104.0155 | -102.813 | -101.6105 | -100.408 | -99.2055 | -99.2055 | -99.2055 | -99.2055 | -99.2055 | -99.2055 | -99.2055 | -99.2055 | -99.2055 | -99.2055 | -99.2055 | -99.2055 | -99.2055 | -99.2055 | -99.2055 | -99.2055 | -99.2055 | -99.2055 | -99.2055 | -99.2055 | -99.2055 | -99.2055 | -99.2055 | -99.2055 | -99.2055 | -99.2055
|  | % Change | -7.228% | -7.228% | -7.228% | -7.228% | -7.228% | -7.228% | -7.228% | -7.228% | -7.228% | -7.228% | -7.228% | -7.228% | -7.228% | -7.228% | -7.228% | -7.228% | -7.228% | -7.228% | -7.228% | -7.228% | -7.228% | -7.228% | -7.228% | -7.228% | -7.228% | -7.228% | -7.228% | -7.228% | -7.228% | -7.228% | -7.228% | -7.228% | -7.228% | -7.228% | -7.228% | -7.228% | -7.228% | -7.228% | -7.228% | -7.228% | -7.228% | -7.228% | -7.228% | -7.228% | -7.228% | -7.228% | -7.228% | -7.228% | -7.228% | -7.228% | -7.228% | -7.228% | -7.228% | -7.228% | -7.228% | -7.228%

## Solar + Battery w ITC Lev Costs
|  |  |  | 30% | 30% | 30% | 30% | 24% | 19% | 10% | 10% | 10% | 10% | 10% | 10% | 10% | 10% | 10% | 10% | 10% | 10% | 10% | 10% | 10% | 10% | 10% | 10% | 10% | 10% | 10% | 10% | 10% | 10% | 10% | 10% | 10% | 10% | 10% | 10% | 10% | 10% | 10% | 10% | 10% | 10% | 10% | 10% | 10% | 10% | 10% | 10% | 10% | 10% | 10% | 10% | 10% | 10% | 10% | 10%
Solar with ITC Financials
|  |  |  | 2020 | 2021 | 2022 | 2023 | 2024 | 2025 | 2026 | 2027 | 2028 | 2029 | 2030 | 2031 | 2032 | 2033 | 2034 | 2035 | 2036 | 2037 | 2038 | 2039 | 2040 | 2041 | 2042 | 2043 | 2044 | 2045 | 2046 | 2047 | 2048 | 2049 | 2050 | 2051 | 2052 | 2053 | 2054 | 2055 | 2056 | 2057 | 2058 | 2059 | 2060 | 2061 | 2062 | 2063 | 2064 | 2065 | 2066 | 2067 | 2068 | 2069 | 2070 | 2071 | 2072 | 2073 | 2074 | 2075
No ITC |  | Levelized Capital Cost ($/MW-wk) |  | 2157.3185 | 2117.506 | 2074.5225 | 2031.5389 | 1988.5553 | 1945.5718 | 1902.5882 | 1859.6046 | 1816.6211 | 1773.6375 | 1730.654 | 1711.467 | 1692.2801 | 1673.0932 | 1653.9063 | 1634.7194 | 1615.5324 | 1596.3455 | 1577.1586 | 1557.9717 | 1538.7848 | 1522.1492 | 1505.5137 | 1488.8782 | 1472.2427 | 1455.6072 | 1438.9717 | 1422.3362 | 1405.7007 | 1389.0652 | 1372.4296 | 1372.4296 | 1372.4296 | 1372.4296 | 1372.4296 | 1372.4296 | 1372.4296 | 1372.4296 | 1372.4296 | 1372.4296 | 1372.4296 | 1372.4296 | 1372.4296 | 1372.4296 | 1372.4296 | 1372.4296 | 1372.4296 | 1372.4296 | 1372.4296 | 1372.4296 | 1372.4296 | 1372.4296 | 1372.4296 | 1372.4296 | 1372.4296 | 1372.4296 |  |  |  |  | Overnight Capital Cost
ITC @ 30% |  | Levelized Capital Cost ($/MW-wk) |  | 1722.2856 | 1690.5015 | 1656.1858 | 1621.8701 | 1587.5543 | 1553.2386 | 1518.9228 | 1484.6071 | 1450.2914 | 1415.9756 | 1381.6599 | 1366.3421 | 1351.0243 | 1335.7065 | 1320.3887 | 1305.0709 | 1289.7531 | 1274.4354 | 1259.1176 | 1243.7998 | 1228.482 | 1215.2011 | 1201.9202 | 1188.6393 | 1175.3584 | 1162.0775 | 1148.7967 | 1135.5158 | 1122.2349 | 1108.954 | 1095.6731 | 1095.6731 | 1095.6731 | 1095.6731 | 1095.6731 | 1095.6731 | 1095.6731 | 1095.6731 | 1095.6731 | 1095.6731 | 1095.6731 | 1095.6731 | 1095.6731 | 1095.6731 | 1095.6731 | 1095.6731 | 1095.6731 | 1095.6731 | 1095.6731 | 1095.6731 | 1095.6731 | 1095.6731 | 1095.6731 | 1095.6731 | 1095.6731 | 1095.6731 |  |  |  |  | Technology Vintage (Year): Online date, minus the construction time
ITC @ 24% |  | Levelized Capital Cost ($/MW-wk) |  | 1780.29 | 1747.4355 | 1711.964 | 1676.4926 | 1641.0211 | 1605.5497 | 1570.0782 | 1534.6068 | 1499.1353 | 1463.6639 | 1428.1924 | 1412.3588 | 1396.5251 | 1380.6914 | 1364.8577 | 1349.0241 | 1333.1904 | 1317.3567 | 1301.523 | 1285.6894 | 1269.8557 | 1256.1275 | 1242.3993 | 1228.6712 | 1214.943 | 1201.2148 | 1187.4867 | 1173.7585 | 1160.0303 | 1146.3022 | 1132.574 | 1132.574 | 1132.574 | 1132.574 | 1132.574 | 1132.574 | 1132.574 | 1132.574 | 1132.574 | 1132.574 | 1132.574 | 1132.574 | 1132.574 | 1132.574 | 1132.574 | 1132.574 | 1132.574 | 1132.574 | 1132.574 | 1132.574 | 1132.574 | 1132.574 | 1132.574 | 1132.574 | 1132.574 | 1132.574 |  |  |  |  | Overnight Cost ($/kW) | 2012 | 2013 | 2014 | 2015 | 2016 | 2017 | 2018 | 2019 | 2020 | 2021 | 2022 | 2023 | 2024 | 2025
ITC @ 19% |  | Levelized Capital Cost ($/MW-wk) |  | 1838.2944 | 1804.3694 | 1767.7422 | 1731.1151 | 1694.4879 | 1657.8608 | 1621.2336 | 1584.6065 | 1547.9793 | 1511.3521 | 1474.725 | 1458.3754 | 1442.0259 | 1425.6763 | 1409.3267 | 1392.9772 | 1376.6276 | 1360.2781 | 1343.9285 | 1327.5789 | 1311.2294 | 1297.0539 | 1282.8785 | 1268.703 | 1254.5276 | 1240.3521 | 1226.1767 | 1212.0012 | 1197.8258 | 1183.6503 | 1169.4749 | 1169.4749 | 1169.4749 | 1169.4749 | 1169.4749 | 1169.4749 | 1169.4749 | 1169.4749 | 1169.4749 | 1169.4749 | 1169.4749 | 1169.4749 | 1169.4749 | 1169.4749 | 1169.4749 | 1169.4749 | 1169.4749 | 1169.4749 | 1169.4749 | 1169.4749 | 1169.4749 | 1169.4749 | 1169.4749 | 1169.4749 | 1169.4749 | 1169.4749 |  |  |  |  | E3 2019 Paired with Solar |  |  | 5169.9407 |  | 3092.301 |  | 1328.7231
ITC @ 10% |  | Levelized Capital Cost ($/MW-wk) |  | 2001.3775 | 1964.4429 | 1924.5664 | 1884.6899 | 1844.8134 | 1804.9369 | 1765.0604 | 1725.1838 | 1685.3073 | 1645.4308 | 1605.5543 | 1587.7543 | 1569.9543 | 1552.1543 | 1534.3543 | 1516.5543 | 1498.7543 | 1480.9543 | 1463.1543 | 1445.3543 | 1427.5543 | 1412.1213 | 1396.6882 | 1381.2552 | 1365.8222 | 1350.3892 | 1334.9562 | 1319.5232 | 1304.0901 | 1288.6571 | 1273.2241 | 1273.2241 | 1273.2241 | 1273.2241 | 1273.2241 | 1273.2241 | 1273.2241 | 1273.2241 | 1273.2241 | 1273.2241 | 1273.2241 | 1273.2241 | 1273.2241 | 1273.2241 | 1273.2241 | 1273.2241 | 1273.2241 | 1273.2241 | 1273.2241 | 1273.2241 | 1273.2241 | 1273.2241 | 1273.2241 | 1273.2241 | 1273.2241 | 1273.2241 |  |  |  |  | Lazard High Paired with Solar | [6 empty] | 2089.2359
[64 empty] | Lazard Low Paired with Solar | [6 empty] | 1506.5304
[64 empty] | PGE 2019 IRP: 100 MW Solar + 25 MW, 4 Hour Battery | [6 empty] | 2219.3541
[64 empty] | PAC 2019 pre-IRP: 50 MW ID Solar + 10 MW, 2 Hr Battery | [9 empty] | 1573.2081
|  | To Aurora Solar Capital Costs with ITC |  | 2020 | 2021 | 2022 | 2023 | 2024 | 2025 | 2026 | 2027 | 2028 | 2029 | 2030 | 2031 | 2032 | 2033 | 2034 | 2035 | 2036 | 2037 | 2038 | 2039 | 2040 | 2041 | 2042 | 2043 | 2044 | 2045 | 2046 | 2047 | 2048 | 2049 | 2050 | 2051 | 2052 | 2053 | 2054 | 2055 | 2056 | 2057 | 2058 | 2059 | 2060 | 2061 | 2062 | 2063 | 2064 | 2065 | 2066 | 2067 | 2068 | 2069 | 2070 | 2071 | 2072 | 2073 | 2074 | 2075 |  |  |  |  | PAC 2019 pre-IRP: 200 MW ID Solar + 50 MW, 2 Hr Battery | [9 empty] | 1420.5258
Blended ITC |  | Levelized Capital Cost ($/MW-wk) |  | 1722.2856 | 1690.5015 | 1656.1858 | 1621.8701 | 1641.0211 | 1657.8608 | 1765.0604 | 1725.1838 | 1685.3073 | 1645.4308 | 1605.5543 | 1587.7543 | 1569.9543 | 1552.1543 | 1534.3543 | 1516.5543 | 1498.7543 | 1480.9543 | 1463.1543 | 1445.3543 | 1427.5543 | 1412.1213 | 1396.6882 | 1381.2552 | 1365.8222 | 1350.3892 | 1334.9562 | 1319.5232 | 1304.0901 | 1288.6571 | 1273.2241 | 1273.2241 | 1273.2241 | 1273.2241 | 1273.2241 | 1273.2241 | 1273.2241 | 1273.2241 | 1273.2241 | 1273.2241 | 1273.2241 | 1273.2241 | 1273.2241 | 1273.2241 | 1273.2241 | 1273.2241 | 1273.2241 | 1273.2241 | 1273.2241 | 1273.2241 | 1273.2241 | 1273.2241 | 1273.2241 | 1273.2241 | 1273.2241 | 1273.2241 |  |  |  |  | PAC 2019 pre-IRP: 50 MW ID Solar + 10 MW, 4 Hr Battery | [9 empty] | 1696.9002
[64 empty] | PAC 2019 pre-IRP: 200 MW ID Solar + 50 MW, 4 Hr Battery | [9 empty] | 1559.6793
[64 empty] | PSE 2019 IRP Solar + 2hr Li-IonBattery | [6 empty] | 0
[64 empty] | NPCC GRAC Reference Plant | [9 empty] | 2568
2hr Li-On Battery for Solar with ITC Financials | [63 empty] | PSE 2021 IRP Reference Plant | [8 empty] | 2984.7382 | 2861.9987 | 2796.086 | 2742.2529 | 2703.7052 | 2667.3473
|  |  |  | 2020 | 2021 | 2022 | 2023 | 2024 | 2025 | 2026 | 2027 | 2028 | 2029 | 2030 | 2031 | 2032 | 2033 | 2034 | 2035 | 2036 | 2037 | 2038 | 2039 | 2040 | 2041 | 2042 | 2043 | 2044 | 2045 | 2046 | 2047 | 2048 | 2049 | 2050 | 2051 | 2052 | 2053 | 2054 | 2055 | 2056 | 2057 | 2058 | 2059 | 2060 | 2061 | 2062 | 2063 | 2064 | 2065 | 2066 | 2067 | 2068 | 2069 | 2070 | 2071 | 2072 | 2073 | 2074 | 2075
No ITC |  | Levelized Capital Cost ($/MW-wk) |  | 1505.3832 | 1403.8106 | 1331.0177 | 1258.2248 | 1185.4318 | 1112.6389 | 1076.4804 | 1040.322 | 1004.1635 | 968.0051 | 931.8466 | 920.1986 | 908.5505 | 896.9024 | 885.2543 | 873.6062 | 861.9581 | 850.3101 | 838.662 | 827.0139 | 815.3658 | 803.7177 | 792.0697 | 780.4216 | 768.7735 | 757.1254 | 745.4773 | 733.8292 | 722.1812 | 710.5331 | 698.885 | 698.885 | 698.885 | 698.885 | 698.885 | 698.885 | 698.885 | 698.885 | 698.885 | 698.885 | 698.885 | 698.885 | 698.885 | 698.885 | 698.885 | 698.885 | 698.885 | 698.885 | 698.885 | 698.885 | 698.885 | 698.885 | 698.885 | 698.885 | 698.885 | 698.885
ITC @ 30% |  | Levelized Capital Cost ($/MW-wk) |  | 2634.8784 | 2533.0767 | 2449.7359 | 2366.3951 | 2283.0543 | 2199.7135 | 2142.7726 | 2085.8316 | 2028.8907 | 1971.9497 | 1915.0088 | 1892.8288 | 1870.6489 | 1848.4689 | 1826.289 | 1804.109 | 1781.9291 | 1759.7491 | 1737.5692 | 1715.3892 | 1693.2093 | 1672.8625 | 1652.5158 | 1632.1691 | 1611.8223 | 1591.4756 | 1571.1289 | 1550.7821 | 1530.4354 | 1510.0887 | 1489.7419 | 1489.7419 | 1489.7419 | 1489.7419 | 1489.7419 | 1489.7419 | 1489.7419 | 1489.7419 | 1489.7419 | 1489.7419 | 1489.7419 | 1489.7419 | 1489.7419 | 1489.7419 | 1489.7419 | 1489.7419 | 1489.7419 | 1489.7419 | 1489.7419 | 1489.7419 | 1489.7419 | 1489.7419 | 1489.7419 | 1489.7419 | 1489.7419 | 1489.7419
ITC @ 26% |  | Levelized Capital Cost ($/MW-wk) |  | 2723.6177 | 2618.3875 | 2532.2399 | 2446.0923 | 2359.9447 | 2273.7971 | 2214.9384 | 2156.0798 | 2097.2211 | 2038.3625 | 1979.5038 | 1956.5769 | 1933.6499 | 1910.723 | 1887.796 | 1864.8691 | 1841.9422 | 1819.0152 | 1796.0883 | 1773.1613 | 1750.2344 | 1729.2024 | 1708.1704 | 1687.1384 | 1666.1064 | 1645.0745 | 1624.0425 | 1603.0105 | 1581.9785 | 1560.9465 | 1539.9145 | 1539.9145 | 1539.9145 | 1539.9145 | 1539.9145 | 1539.9145 | 1539.9145 | 1539.9145 | 1539.9145 | 1539.9145 | 1539.9145 | 1539.9145 | 1539.9145 | 1539.9145 | 1539.9145 | 1539.9145 | 1539.9145 | 1539.9145 | 1539.9145 | 1539.9145 | 1539.9145 | 1539.9145 | 1539.9145 | 1539.9145 | 1539.9145 | 1539.9145
ITC @ 22% |  | Levelized Capital Cost ($/MW-wk) |  | 2812.3571 | 2703.6983 | 2614.7439 | 2525.7895 | 2436.835 | 2347.8806 | 2287.1043 | 2226.3279 | 2165.5516 | 2104.7752 | 2043.9989 | 2020.3249 | 1996.651 | 1972.9771 | 1949.3031 | 1925.6292 | 1901.9552 | 1878.2813 | 1854.6074 | 1830.9334 | 1807.2595 | 1785.5423 | 1763.825 | 1742.1078 | 1720.3906 | 1698.6733 | 1676.9561 | 1655.2389 | 1633.5216 | 1611.8044 | 1590.0871 | 1590.0871 | 1590.0871 | 1590.0871 | 1590.0871 | 1590.0871 | 1590.0871 | 1590.0871 | 1590.0871 | 1590.0871 | 1590.0871 | 1590.0871 | 1590.0871 | 1590.0871 | 1590.0871 | 1590.0871 | 1590.0871 | 1590.0871 | 1590.0871 | 1590.0871 | 1590.0871 | 1590.0871 | 1590.0871 | 1590.0871 | 1590.0871 | 1590.0871
ITC @ 10% |  | Levelized Capital Cost ($/MW-wk) |  | 3078.5751 | 2959.6307 | 2862.2558 | 2764.8809 | 2667.5061 | 2570.1312 | 2503.6018 | 2437.0723 | 2370.5429 | 2304.0134 | 2237.484 | 2211.5691 | 2185.6542 | 2159.7393 | 2133.8244 | 2107.9094 | 2081.9945 | 2056.0796 | 2030.1647 | 2004.2498 | 1978.3349 | 1954.5619 | 1930.7889 | 1907.0159 | 1883.2429 | 1859.4699 | 1835.6969 | 1811.9239 | 1788.1509 | 1764.378 | 1740.605 | 1740.605 | 1740.605 | 1740.605 | 1740.605 | 1740.605 | 1740.605 | 1740.605 | 1740.605 | 1740.605 | 1740.605 | 1740.605 | 1740.605 | 1740.605 | 1740.605 | 1740.605 | 1740.605 | 1740.605 | 1740.605 | 1740.605 | 1740.605 | 1740.605 | 1740.605 | 1740.605 | 1740.605 | 1740.605
Battery for Solar |  | To Aurora Solar Capital Costs with ITC |  | 2020 | 2021 | 2022 | 2023 | 2024 | 2025 | 2026 | 2027 | 2028 | 2029 | 2030 | 2031 | 2032 | 2033 |  | 2035 | 2036 | 2037 | 2038 | 2039 | 2040 | 2041 | 2042 | 2043 | 2044 | 2045 | 2046 | 2047 | 2048 | 2049 | 2050 | 2051 | 2052 | 2053 | 2054 | 2055 | 2056 | 2057 | 2058 | 2059 | 2060 | 2061 | 2062 | 2063 | 2064 | 2065 | 2066 | 2067 | 2068 | 2069 | 2070 | 2071 | 2072 | 2073 | 2074 | 2075
Blended ITC |  | Levelized Capital Cost ($/MW-wk) |  | 2634.8784 | 2533.0767 | 2449.7359 | 2366.3951 | 2359.9447 | 2347.8806 | 2503.6018 | 2437.0723 | 2370.5429 | 2304.0134 | 2237.484 | 2211.5691 | 2185.6542 | 2159.7393 | 2133.8244 | 2107.9094 | 2081.9945 | 2056.0796 | 2030.1647 | 2004.2498 | 1978.3349 | 1954.5619 | 1930.7889 | 1907.0159 | 1883.2429 | 1859.4699 | 1835.6969 | 1811.9239 | 1788.1509 | 1764.378 | 1740.605 | 1740.605 | 1740.605 | 1740.605 | 1740.605 | 1740.605 | 1740.605 | 1740.605 | 1740.605 | 1740.605 | 1740.605 | 1740.605 | 1740.605 | 1740.605 | 1740.605 | 1740.605 | 1740.605 | 1740.605 | 1740.605 | 1740.605 | 1740.605 | 1740.605 | 1740.605 | 1740.605 | 1740.605 | 1740.605
Revenue Requirement by vintage year
2012 $/MW-wk
| Aurora Input |  | Levelized Cost | 2020 | 2021 | 2022 | 2023 | 2024 | 2025 | 2026 | 2027 | 2028 | 2029 | 2030 | 2031 | 2032 | 2033 | 2034 | 2035 | 2036 | 2037 | 2038 | 2039 | 2040 | 2041 | 2042 | 2043 | 2044 | 2045 | 2046 | 2047 | 2048 | 2049 | 2050 | 2051 | 2052 | 2053 | 2054 | 2055 | 2056 | 2057 | 2058 | 2059 | 2060 | 2061 | 2062 | 2063 | 2064 | 2065 | 2066 | 2067 | 2068 | 2069 | 2070 | 2071 | 2072 | 2073 | 2074 | 2075
|  | 2020 | 4357.164 | 2020: 6871.1241; 2021: 6446.2877; 2022: 6025.5619; 2023: 5710.0669; 2024: 5434.0334; 2025: 5187.596; 2026: 5000.351; 2027: 4842.7021; 2028: 4685.0532; 2029: 4527.4043; 2030: 4369.7555; 2031: 4212.1066; 2032: 4054.4577; 2033: 3896.8088; 2034: 3739.1599; 2035: 3581.5111; 2036: 3423.8622; 2037: 3266.2133; 2038: 3108.5644; 2039: 2950.9156
|  | 2021 | 4223.5782 | 2021: 6660.4631; 2022: 6248.6518; 2023: 5840.8249; 2024: 5535.0026; 2025: 5267.432; 2026: 5028.5501; 2027: 4847.0458; 2028: 4694.2303; 2029: 4541.4147; 2030: 4388.5992; 2031: 4235.7837; 2032: 4082.9681; 2033: 3930.1526; 2034: 3777.337; 2035: 3624.5215; 2036: 3471.706; 2037: 3318.8904; 2038: 3166.0749; 2039: 3013.2593; 2040: 2860.4438
|  | 2022 | 4105.9217 | 2022: 6474.9221; 2023: 6074.5826; 2024: 5678.1166; 2025: 5380.8136; 2026: 5120.6967; 2027: 4888.4694; 2028: 4712.0213; 2029: 4563.4628; 2030: 4414.9042; 2031: 4266.3457; 2032: 4117.7871; 2033: 3969.2286; 2034: 3820.67; 2035: 3672.1115; 2036: 3523.5529; 2037: 3374.9944; 2038: 3226.4358; 2039: 3077.8773; 2040: 2929.3187; 2041: 2780.7602
|  | 2023 | 3988.2652 | 2023: 6289.3811; 2024: 5900.5134; 2025: 5515.4083; 2026: 5226.6247; 2027: 4973.9615; 2028: 4748.3888; 2029: 4576.9968; 2030: 4432.6952; 2031: 4288.3937; 2032: 4144.0921; 2033: 3999.7906; 2034: 3855.489; 2035: 3711.1875; 2036: 3566.8859; 2037: 3422.5844; 2038: 3278.2828; 2039: 3133.9813; 2040: 2989.6797; 2041: 2845.3782; 2042: 2701.0766
|  | 2024 | 4000.9658 | 2024: 6252.4685; 2025: 5870.204; 2026: 5491.6769; 2027: 5208.8292; 2028: 4961.8614; 2029: 4741.8033; 2030: 4575.5649; 2031: 4436.2363; 2032: 4296.9078; 2033: 4157.5792; 2034: 4018.2506; 2035: 3878.9221; 2036: 3739.5935; 2037: 3600.2649; 2038: 3460.9363; 2039: 3321.6078; 2040: 3182.2792; 2041: 3042.9506; 2042: 2903.6221; 2043: 2764.2935
|  | 2025 | 4005.7414 | 2025: 6206.5201; 2026: 5831.1547; 2027: 5459.4964; 2028: 5182.7418; 2029: 4941.5761; 2030: 4727.102; 2031: 4566.0113; 2032: 4431.6121; 2033: 4297.213; 2034: 4162.8139; 2035: 4028.4148; 2036: 3894.0157; 2037: 3759.6166; 2038: 3625.2175; 2039: 3490.8184; 2040: 3356.4192; 2041: 3222.0201; 2042: 3087.621; 2043: 2953.2219; 2044: 2818.8228
|  | 2026 | 4268.6621 | [6 empty] | 6477.4215 | 6097.3656 | 5721.1705 | 5443.8139 | 5203.5216 | 4991.0277 | 4834.1304 | 4705.0314 | 4575.9323 | 4446.8333 | 4317.7343 | 4188.6353 | 4059.5362 | 3930.4372 | 3801.3382 | 3672.2392 | 3543.1401 | 3414.0411 | 3284.9421 | 3155.843 | 3033.8221 | 2918.8793 | 2803.9365 | 2688.9936 | 2574.0508 | 2459.108 | 2344.1652 | 2229.2223 | 2114.2795 | 1999.3367 | 0 | 0 | 0 | 0 | 0 | 0 | 0 | 0 | 0 | 0 | 0 | 0 | 0 | 0
|  | 2027 | 4162.2562 | [6 empty] | 0 | 6315.9913 | 5945.4072 | 5578.5876 | 5308.1433 | 5073.8396 | 4866.6414 | 4713.6543 | 4587.7727 | 4461.8911 | 4336.0094 | 4210.1278 | 4084.2462 | 3958.3646 | 3832.4829 | 3706.6013 | 3580.7197 | 3454.8381 | 3328.9564 | 3203.0748 | 3077.1932 | 2958.2016 | 2846.1 | 2733.9984 | 2621.8968 | 2509.7952 | 2397.6936 | 2285.592 | 2173.4904 | 2061.3888 | 1949.2872 | 0 | 0 | 0 | 0 | 0 | 0 | 0 | 0 | 0 | 0 | 0 | 0 | 0
|  | 2028 | 4055.8502 | [6 empty] | 0 | 0 | 6154.5612 | 5793.4488 | 5436.0048 | 5172.4727 | 4944.1576 | 4742.2552 | 4593.1782 | 4470.514 | 4347.8498 | 4225.1855 | 4102.5213 | 3979.8571 | 3857.1929 | 3734.5287 | 3611.8644 | 3489.2002 | 3366.536 | 3243.8718 | 3121.2076 | 2998.5433 | 2882.581 | 2773.3207 | 2664.0603 | 2554.7999 | 2445.5395 | 2336.2792 | 2227.0188 | 2117.7584 | 2008.498 | 1899.2376 | 0 | 0 | 0 | 0 | 0 | 0 | 0 | 0 | 0 | 0 | 0 | 0
|  | 2029 | 3949.4443 | [6 empty] | 0 | 0 | 0 | 5993.131 | 5641.4903 | 5293.4219 | 5036.8021 | 4814.4755 | 4617.8689 | 4472.7021 | 4353.2553 | 4233.8085 | 4114.3617 | 3994.9149 | 3875.468 | 3756.0212 | 3636.5744 | 3517.1276 | 3397.6808 | 3278.2339 | 3158.7871 | 3039.3403 | 2919.8935 | 2806.9605 | 2700.5414 | 2594.1222 | 2487.703 | 2381.2839 | 2274.8647 | 2168.4456 | 2062.0264 | 1955.6073 | 1849.1881 | 0 | 0 | 0 | 0 | 0 | 0 | 0 | 0 | 0 | 0 | 0
|  | 2030 | 3843.0383 | [6 empty] | 0 | 0 | 0 | 0 | 5831.7009 | 5489.5319 | 5150.839 | 4901.1315 | 4684.7935 | 4493.4826 | 4352.226 | 4235.9966 | 4119.7672 | 4003.5378 | 3887.3084 | 3771.079 | 3654.8495 | 3538.6201 | 3422.3907 | 3306.1613 | 3189.9319 | 3073.7025 | 2957.4731 | 2841.2436 | 2731.34 | 2627.762 | 2524.1841 | 2420.6062 | 2317.0282 | 2213.4503 | 2109.8724 | 2006.2945 | 1902.7165 | 1799.1386 | 0 | 0 | 0 | 0 | 0 | 0 | 0 | 0 | 0 | 0
|  | 2031 | 3799.3234 | [6 empty] | 0 | 0 | 0 | 0 | 0 | 5765.3686 | 5427.0916 | 5092.2511 | 4845.3839 | 4631.5066 | 4442.3718 | 4302.7219 | 4187.8146 | 4072.9072 | 3957.9998 | 3843.0924 | 3728.1851 | 3613.2777 | 3498.3703 | 3383.463 | 3268.5556 | 3153.6482 | 3038.7408 | 2923.8335 | 2808.9261 | 2700.2712 | 2597.8688 | 2495.4664 | 2393.064 | 2290.6615 | 2188.2591 | 2085.8567 | 1983.4543 | 1881.0519 | 1778.6494 | 0 | 0 | 0 | 0 | 0 | 0 | 0 | 0 | 0
|  | 2032 | 3755.6085 | [6 empty] | 0 | 0 | 0 | 0 | 0 | 0 | 5699.0363 | 5364.6513 | 5033.6632 | 4789.6363 | 4578.2197 | 4391.2609 | 4253.2178 | 4139.6325 | 4026.0472 | 3912.4618 | 3798.8765 | 3685.2912 | 3571.7059 | 3458.1205 | 3344.5352 | 3230.9499 | 3117.3645 | 3003.7792 | 2890.1939 | 2776.6086 | 2669.2024 | 2567.9755 | 2466.7486 | 2365.5217 | 2264.2948 | 2163.0679 | 2061.841 | 1960.6141 | 1859.3872 | 1758.1603 | 0 | 0 | 0 | 0 | 0 | 0 | 0 | 0
|  | 2033 | 3711.8936 | [6 empty] | 0 | 0 | 0 | 0 | 0 | 0 | 0 | 5632.704 | 5302.211 | 4975.0753 | 4733.8887 | 4524.9328 | 4340.1501 | 4203.7137 | 4091.4504 | 3979.1871 | 3866.9239 | 3754.6606 | 3642.3973 | 3530.134 | 3417.8707 | 3305.6074 | 3193.3442 | 3081.0809 | 2968.8176 | 2856.5543 | 2744.291 | 2638.1337 | 2538.0823 | 2438.0309 | 2337.9795 | 2237.9281 | 2137.8767 | 2037.8253 | 1937.7739 | 1837.7225 | 1737.6711 | 0 | 0 | 0 | 0 | 0 | 0 | 0
|  | 2034 | 3668.1787 | [6 empty] | 0 | 0 | 0 | 0 | 0 | 0 | 0 | 0 | 5566.3717 | 5239.7706 | 4916.4875 | 4678.1411 | 4471.6459 | 4289.0393 | 4154.2096 | 4043.2684 | 3932.3271 | 3821.3859 | 3710.4446 | 3599.5034 | 3488.5622 | 3377.6209 | 3266.6797 | 3155.7384 | 3044.7972 | 2933.856 | 2822.9147 | 2711.9735 | 2607.0649 | 2508.189 | 2409.3132 | 2310.4373 | 2211.5614 | 2112.6855 | 2013.8096 | 1914.9338 | 1816.0579 | 1717.182 | 0 | 0 | 0 | 0 | 0 | 0
|  | 2035 | 3624.4637 | [6 empty] | 0 | 0 | 0 | 0 | 0 | 0 | 0 | 0 | 0 | 5500.0394 | 5177.3303 | 4857.8996 | 4622.3935 | 4418.3591 | 4237.9285 | 4104.7055 | 3995.0863 | 3885.4671 | 3775.8479 | 3666.2287 | 3556.6095 | 3446.9903 | 3337.3711 | 3227.7519 | 3118.1327 | 3008.5135 | 2898.8943 | 2789.2751 | 2679.6559 | 2575.9962 | 2478.2958 | 2380.5954 | 2282.8951 | 2185.1947 | 2087.4943 | 1989.7939 | 1892.0936 | 1794.3932 | 1696.6928 | 0 | 0 | 0 | 0 | 0
|  | 2036 | 3580.7488 | [6 empty] | 0 | 0 | 0 | 0 | 0 | 0 | 0 | 0 | 0 | 0 | 5433.7071 | 5114.89 | 4799.3117 | 4566.6459 | 4365.0722 | 4186.8176 | 4055.2014 | 3946.9042 | 3838.6071 | 3730.3099 | 3622.0128 | 3513.7156 | 3405.4185 | 3297.1213 | 3188.8242 | 3080.527 | 2972.2299 | 2863.9327 | 2755.6356 | 2647.3384 | 2544.9274 | 2448.4025 | 2351.8777 | 2255.3528 | 2158.828 | 2062.3031 | 1965.7783 | 1869.2534 | 1772.7285 | 1676.2037 | 0 | 0 | 0 | 0
|  | 2037 | 3537.0339 | [6 empty] | 0 | 0 | 0 | 0 | 0 | 0 | 0 | 0 | 0 | 0 | 0 | 5367.3748 | 5052.4497 | 4740.7238 | 4510.8983 | 4311.7853 | 4135.7068 | 4005.6973 | 3898.7221 | 3791.747 | 3684.7719 | 3577.7968 | 3470.8217 | 3363.8466 | 3256.8715 | 3149.8964 | 3042.9213 | 2935.9462 | 2828.9711 | 2721.996 | 2615.0209 | 2513.8586 | 2418.5093 | 2323.1599 | 2227.8106 | 2132.4613 | 2037.1119 | 1941.7626 | 1846.4132 | 1751.0639 | 1655.7145 | 0 | 0 | 0
|  | 2038 | 3493.319 | [6 empty] | 0 | 0 | 0 | 0 | 0 | 0 | 0 | 0 | 0 | 0 | 0 | 0 | 5301.0425 | 4990.0094 | 4682.1359 | 4455.1507 | 4258.4984 | 4084.596 | 3956.1931 | 3850.5401 | 3744.887 | 3639.234 | 3533.5809 | 3427.9278 | 3322.2748 | 3216.6217 | 3110.9686 | 3005.3156 | 2899.6625 | 2794.0095 | 2688.3564 | 2582.7033 | 2482.7899 | 2388.616 | 2294.4422 | 2200.2684 | 2106.0945 | 2011.9207 | 1917.7469 | 1823.573 | 1729.3992 | 1635.2254 | 0 | 0
|  | 2039 | 3449.6041 | [6 empty] | 0 | 0 | 0 | 0 | 0 | 0 | 0 | 0 | 0 | 0 | 0 | 0 | 0 | 5234.7102 | 4927.569 | 4623.5481 | 4399.4031 | 4205.2116 | 4033.4852 | 3906.689 | 3802.358 | 3698.027 | 3593.696 | 3489.365 | 3385.0339 | 3280.7029 | 3176.3719 | 3072.0409 | 2967.7099 | 2863.3788 | 2759.0478 | 2654.7168 | 2550.3858 | 2451.7211 | 2358.7228 | 2265.7245 | 2172.7262 | 2079.7278 | 1986.7295 | 1893.7312 | 1800.7329 | 1707.7346 | 1614.7362 | 0
|  | 2040 | 3405.8892 | [6 empty] | 0 | 0 | 0 | 0 | 0 | 0 | 0 | 0 | 0 | 0 | 0 | 0 | 0 | 0 | 5168.3779 | 4865.1287 | 4564.9602 | 4343.6555 | 4151.9247 | 3982.3744 | 3857.1849 | 3754.1759 | 3651.167 | 3548.158 | 3445.149 | 3342.14 | 3239.1311 | 3136.1221 | 3033.1131 | 2930.1041 | 2827.0952 | 2724.0862 | 2621.0772 | 2518.0682 | 2420.6524 | 2328.8295 | 2237.0067 | 2145.1839 | 2053.3611 | 1961.5383 | 1869.7155 | 1777.8927 | 1686.0699 | 1594.2471
|  | 2041 | 3366.6832 | [6 empty] | 0 | 0 | 0 | 0 | 0 | 0 | 0 | 0 | 0 | 0 | 0 | 0 | 0 | 0 | 0 | 5108.8917 | 4809.1328 | 4512.4191 | 4293.6615 | 4104.1375 | 3936.5386 | 3812.7901 | 3710.9667 | 3609.1433 | 3507.32 | 3405.4966 | 3303.6732 | 3201.8498 | 3100.0265 | 2998.2031 | 2896.3797 | 2794.5563 | 2692.7329 | 2590.9096 | 2489.0862 | 2392.7887 | 2302.017 | 2211.2454 | 2120.4738 | 2029.7021 | 1938.9305 | 1848.1589 | 1757.3872 | 1666.6156
|  | 2042 | 3327.4772 | [6 empty] | 0 | 0 | 0 | 0 | 0 | 0 | 0 | 0 | 0 | 0 | 0 | 0 | 0 | 0 | 0 | 0 | 5049.4055 | 4753.1369 | 4459.8781 | 4243.6676 | 4056.3503 | 3890.7029 | 3768.3953 | 3667.7575 | 3567.1197 | 3466.4819 | 3365.8442 | 3265.2064 | 3164.5686 | 3063.9308 | 2963.293 | 2862.6552 | 2762.0175 | 2661.3797 | 2560.7419 | 2460.1041 | 2364.925 | 2275.2045 | 2185.4841 | 2095.7636 | 2006.0432 | 1916.3227 | 1826.6023 | 1736.8818
|  | 2043 | 3288.2711 | [6 empty] | 0 | 0 | 0 | 0 | 0 | 0 | 0 | 0 | 0 | 0 | 0 | 0 | 0 | 0 | 0 | 0 | 0 | 4989.9193 | 4697.141 | 4407.337 | 4193.6737 | 4008.5632 | 3844.8672 | 3724.0005 | 3624.5483 | 3525.0961 | 3425.6439 | 3326.1917 | 3226.7395 | 3127.2874 | 3027.8352 | 2928.383 | 2828.9308 | 2729.4786 | 2630.0264 | 2530.5742 | 2431.1221 | 2337.0613 | 2248.392 | 2159.7228 | 2071.0535 | 1982.3842 | 1893.7149 | 1805.0456
|  | 2044 | 3249.0651 | [6 empty] | 0 | 0 | 0 | 0 | 0 | 0 | 0 | 0 | 0 | 0 | 0 | 0 | 0 | 0 | 0 | 0 | 0 | 0 | 4930.4332 | 4641.1452 | 4354.7959 | 4143.6798 | 3960.776 | 3799.0315 | 3679.6057 | 3581.3391 | 3483.0725 | 3384.8059 | 3286.5393 | 3188.2727 | 3090.0061 | 2991.7395 | 2893.4729 | 2795.2063 | 2696.9398 | 2598.6732 | 2500.4066 | 2402.14 | 2309.1976 | 2221.5795 | 2133.9614 | 2046.3433 | 1958.7252 | 1871.1071
|  | 2045 | 3209.8591 | [6 empty] | 0 | 0 | 0 | 0 | 0 | 0 | 0 | 0 | 0 | 0 | 0 | 0 | 0 | 0 | 0 | 0 | 0 | 0 | 0 | 4870.947 | 4585.1493 | 4302.2549 | 4093.6859 | 3912.9889 | 3753.1958 | 3635.2108 | 3538.1298 | 3441.0489 | 3343.9679 | 3246.8869 | 3149.8059 | 3052.7249 | 2955.6439 | 2858.5629 | 2761.4819 | 2664.4009 | 2567.3199 | 2470.2389 | 2373.1579 | 2281.334 | 2194.767 | 2108.2001 | 2021.6332 | 1935.0663
|  | 2046 | 3170.6531 | [6 empty] | 0 | 0 | 0 | 0 | 0 | 0 | 0 | 0 | 0 | 0 | 0 | 0 | 0 | 0 | 0 | 0 | 0 | 0 | 0 | 0 | 4811.4608 | 4529.1534 | 4249.7138 | 4043.692 | 3865.2017 | 3707.3601 | 3590.816 | 3494.9206 | 3399.0252 | 3303.1298 | 3207.2344 | 3111.339 | 3015.4436 | 2919.5482 | 2823.6528 | 2727.7575 | 2631.8621 | 2535.9667 | 2440.0713 | 2344.1759 | 2253.4703 | 2167.9545 | 2082.4388 | 1996.923
|  | 2047 | 3131.4471 | [6 empty] | 0 | 0 | 0 | 0 | 0 | 0 | 0 | 0 | 0 | 0 | 0 | 0 | 0 | 0 | 0 | 0 | 0 | 0 | 0 | 0 | 0 | 4751.9746 | 4473.1575 | 4197.1728 | 3993.698 | 3817.4145 | 3661.5244 | 3546.4212 | 3451.7114 | 3357.0016 | 3262.2918 | 3167.582 | 3072.8722 | 2978.1624 | 2883.4526 | 2788.7428 | 2694.033 | 2599.3232 | 2504.6134 | 2409.9036 | 2315.1938 | 2225.6066 | 2141.142 | 2056.6775
|  | 2048 | 3092.2411 | [6 empty] | 0 | 0 | 0 | 0 | 0 | 0 | 0 | 0 | 0 | 0 | 0 | 0 | 0 | 0 | 0 | 0 | 0 | 0 | 0 | 0 | 0 | 0 | 4692.4885 | 4417.1616 | 4144.6317 | 3943.7041 | 3769.6274 | 3615.6887 | 3502.0264 | 3408.5022 | 3314.978 | 3221.4538 | 3127.9296 | 3034.4054 | 2940.8812 | 2847.357 | 2753.8328 | 2660.3086 | 2566.7844 | 2473.2601 | 2379.7359 | 2286.2117 | 2197.7429 | 2114.3295
|  | 2049 | 3053.0351 | [6 empty] | 0 | 0 | 0 | 0 | 0 | 0 | 0 | 0 | 0 | 0 | 0 | 0 | 0 | 0 | 0 | 0 | 0 | 0 | 0 | 0 | 0 | 0 | 0 | 4633.0023 | 4361.1657 | 4092.0907 | 3893.7102 | 3721.8402 | 3569.853 | 3457.6316 | 3365.293 | 3272.9544 | 3180.6158 | 3088.2771 | 2995.9385 | 2903.5999 | 2811.2613 | 2718.9227 | 2626.5841 | 2534.2455 | 2441.9069 | 2349.5683 | 2257.2297 | 2169.8793
|  | 2050 | 3013.8291 | [6 empty] | 0 | 0 | 0 | 0 | 0 | 0 | 0 | 0 | 0 | 0 | 0 | 0 | 0 | 0 | 0 | 0 | 0 | 0 | 0 | 0 | 0 | 0 | 0 | 0 | 4573.5161 | 4305.1698 | 4039.5496 | 3843.7163 | 3674.053 | 3524.0173 | 3413.2368 | 3322.0837 | 3230.9307 | 3139.7777 | 3048.6247 | 2957.4717 | 2866.3187 | 2775.1657 | 2684.0127 | 2592.8597 | 2501.7066 | 2410.5536 | 2319.4006 | 2228.2476
SOLAR ITC |  |  |  | 0% | -1.845% | -2.03% | -2.072% | -2.116% | -2.162% | -2.209% | -2.259% | -2.311% | -2.366% | -2.423% | -1.109% | -1.121% | -1.134% | -1.147% | -1.16% | -1.174% | -1.188% | -1.202% | -1.217% | -1.232% | -1.081% | -1.093% | -1.105% | -1.117% | -1.13% | -1.143% | -1.156% | -1.17% | -1.183% | -1.198% | 0% | 0% | 0% | 0% | 0% | 0% | 0% | 0% | 0% | 0% | 0% | 0% | 0% | 0% | 0% | 0% | 0% | 0% | 0% | 0% | 0% | 0% | 0% | 0% | 0%
BATTERY ITC |  |  |  | 0% | -3.864% | -3.29% | -3.402% | -3.522% | -3.65% | -2.589% | -2.657% | -2.73% | -2.807% | -2.888% | -1.158% | -1.172% | -1.186% | -1.2% | -1.214% | -1.229% | -1.245% | -1.26% | -1.276% | -1.293% | -1.202% | -1.216% | -1.231% | -1.247% | -1.262% | -1.278% | -1.295% | -1.312% | -1.329% | -1.347% | 0% | 0% | 0% | 0% | 0% | 0% | 0% | 0% | 0% | 0% | 0% | 0% | 0% | 0% | 0% | 0% | 0% | 0% | 0% | 0% | 0% | 0% | 0% | 0% | 0%
|  | Annual Change (%) |  | 0% | -2.249% | -2.282% | -2.338% | -2.397% | -2.459% | -2.285% | -2.339% | -2.395% | -2.454% | -2.516% | -1.119% | -1.131% | -1.144% | -1.157% | -1.171% | -1.185% | -1.199% | -1.214% | -1.229% | -1.244% | -1.105% | -1.118% | -1.13% | -1.143% | -1.156% | -1.17% | -1.184% | -1.198% | -1.213% | -1.228% | 0% | 0% | 0% | 0% | 0% | 0% | 0% | 0% | 0% | 0% | 0% | 0% | 0% | 0% | 0% | 0% | 0% | 0% | 0% | 0% | 0% | 0% | 0% | 0% | 0%
|  | Levelized Capital Cost ($/MW-wk) |  | 4357.164 | 4259.1674 | 4161.9753 | 4064.6689 | 3967.238 | 3869.6709 | 3781.243 | 3692.8057 | 3604.3583 | 3515.9 | 3427.43 | 3389.0919 | 3350.7538 | 3312.4155 | 3274.0771 | 3235.7385 | 3197.3997 | 3159.0608 | 3120.7217 | 3082.3824 | 3044.043 | 3010.4003 | 2976.7568 | 2943.1126 | 2909.4677 | 2875.8219 | 2842.1753 | 2808.5278 | 2774.8795 | 2741.2302 | 2707.5799 | 2707.5799 | 2707.5799 | 2707.5799 | 2707.5799 | 2707.5799 | 2707.5799 | 2707.5799 | 2707.5799 | 2707.5799 | 2707.5799 | 2707.5799 | 2707.5799 | 2707.5799 | 2707.5799 | 2707.5799 | 2707.5799 | 2707.5799 | 2707.5799 | 2707.5799 | 2707.5799 | 2707.5799 | 2707.5799 | 2707.5799 | 2707.5799 | 2707.5799
|  | Economic Life | 30
|  |  |  | Solar | 100 | MW
|  |  |  | 2Hr Li-Ion | 25 | MW
|  |  |  | Total | 125 | MW
Revenue Requirement by vintage year
2012 $/MW-wk
| Aurora Input |  | Levelized Cost | 2020 | 2021 | 2022 | 2023 | 2024 | 2025 | 2026 | 2027 | 2028 | 2029 | 2030 | 2031 | 2032 | 2033 | 2034 | 2035 | 2036 | 2037 | 2038 | 2039 | 2040 | 2041 | 2042 | 2043 | 2044 | 2045 | 2046 | Levelized | 2047 | 2048 | 2049 | 2050 | 2051 | 2052 | 2053 | 2054 | 2055 | 2056 | 2057 | 2058 | 2059 | 2060 | 2061 | 2062 | 2063 | 2064 | 2065 | 2066 | 2067 | 2068 | 2069 | 2070 | 2071 | 2072 | 2073 | 2074 | 2075
| 0% | 2020 | 4357.164 | 6871.1241 | 6446.2877 | 6025.5619 | 5710.0669 | 5434.0334 | 5187.596 | 5000.351 | 4842.7021 | 4685.0532 | 4527.4043 | 4369.7555 | 4212.1066 | 4054.4577 | 3896.8088 | 3739.1599 | 3581.5111 | 3423.8622 | 3266.2133 | 3108.5644 | 2950.9156 | 0
| -1.845% | 2021 | 4223.5782 | 0 | 6660.4631 | 6248.6518 | 5840.8249 | 5535.0026 | 5267.432 | 5028.5501 | 4847.0458 | 4694.2303 | 4541.4147 | 4388.5992 | 4235.7837 | 4082.9681 | 3930.1526 | 3777.337 | 3624.5215 | 3471.706 | 3318.8904 | 3166.0749 | 3013.2593 | 2860.4438 | 0
| -2.03% | 2022 | 4105.9217 | 0 | 0 | 6474.9221 | 6074.5826 | 5678.1166 | 5380.8136 | 5120.6967 | 4888.4694 | 4712.0213 | 4563.4628 | 4414.9042 | 4266.3457 | 4117.7871 | 3969.2286 | 3820.67 | 3672.1115 | 3523.5529 | 3374.9944 | 3226.4358 | 3077.8773 | 2929.3187 | 2780.7602 | 0
| -2.072% | 2023 | 3988.2652 | 0 | 0 | 0 | 6289.3811 | 5900.5134 | 5515.4083 | 5226.6247 | 4973.9615 | 4748.3888 | 4576.9968 | 4432.6952 | 4288.3937 | 4144.0921 | 3999.7906 | 3855.489 | 3711.1875 | 3566.8859 | 3422.5844 | 3278.2828 | 3133.9813 | 2989.6797 | 2845.3782 | 2701.0766 | 0
| -2.116% | 2024 | 4000.9658 | 0 | 0 | 0 | 0 | 6252.4685 | 5870.204 | 5491.6769 | 5208.8292 | 4961.8614 | 4741.8033 | 4575.5649 | 4436.2363 | 4296.9078 | 4157.5792 | 4018.2506 | 3878.9221 | 3739.5935 | 3600.2649 | 3460.9363 | 3321.6078 | 3182.2792 | 3042.9506 | 2903.6221 | 2764.2935
| -2.162% | 2025 | 4005.7414 | 0 | 0 | 0 | 0 | 0 | 6206.5201 | 5831.1547 | 5459.4964 | 5182.7418 | 4941.5761 | 4727.102 | 4566.0113 | 4431.6121 | 4297.213 | 4162.8139 | 4028.4148 | 3894.0157 | 3759.6166 | 3625.2175 | 3490.8184 | 3356.4192 | 3222.0201 | 3087.621 | 2953.2219 | 2818.8228 | 0
| -2.209% | 2026 | 4268.6621 | 0 | 0 | 0 | 0 | 0 | 0 | 6477.4215 | 6097.3656 | 5721.1705 | 5443.8139 | 5203.5216 | 4991.0277 | 4834.1304 | 4705.0314 | 4575.9323 | 4446.8333 | 4317.7343 | 4188.6353 | 4059.5362 | 3930.4372 | 3801.3382 | 3672.2392 | 3543.1401 | 3414.0411 | 3284.9421 | 3155.843 | 3033.8221 |  | 2918.8793 | 2803.9365 | 2688.9936 | 2574.0508 | 2459.108 | 2344.1652 | 2229.2223 | 2114.2795 | 1999.3367 | 0 | 0 | 0 | 0 | 0 | 0 | 0 | 0 | 0 | 0 | 0 | 0 | 0 | 0 | 0 | 0 | 0 | 0 | 0 | 0 | 0 | 0 | 0 | 0 | 0
| -2.259% | 2027 | 4162.2562 | 0 | 0 | 0 | 0 | 0 | 0 | 0 | 6315.9913 | 5945.4072 | 5578.5876 | 5308.1433 | 5073.8396 | 4866.6414 | 4713.6543 | 4587.7727 | 4461.8911 | 4336.0094 | 4210.1278 | 4084.2462 | 3958.3646 | 3832.4829 | 3706.6013 | 3580.7197 | 3454.8381 | 3328.9564 | 3203.0748 | 3077.1932 |  | 2958.2016 | 2846.1 | 2733.9984 | 2621.8968 | 2509.7952 | 2397.6936 | 2285.592 | 2173.4904 | 2061.3888 | 1949.2872 | 0 | 0 | 0 | 0 | 0 | 0 | 0 | 0 | 0 | 0 | 0 | 0 | 0 | 0 | 0 | 0 | 0 | 0 | 0 | 0 | 0 | 0 | 0 | 0
| -2.311% | 2028 | 4055.8502 | 0 | 0 | 0 | 0 | 0 | 0 | 0 | 0 | 6154.5612 | 5793.4488 | 5436.0048 | 5172.4727 | 4944.1576 | 4742.2552 | 4593.1782 | 4470.514 | 4347.8498 | 4225.1855 | 4102.5213 | 3979.8571 | 3857.1929 | 3734.5287 | 3611.8644 | 3489.2002 | 3366.536 | 3243.8718 | 3121.2076 | 2998.5433 | 2998.5433 | 2882.581 | 2773.3207 | 2664.0603 | 2554.7999 | 2445.5395 | 2336.2792 | 2227.0188 | 2117.7584 | 2008.498 | 1899.2376 | 0 | 0 | 0 | 0 | 0 | 0 | 0 | 0 | 0 | 0 | 0 | 0 | 0 | 0 | 0 | 0 | 0 | 0 | 0 | 0 | 0 | 0 | 0
| -2.366% | 2029 | 3949.4443 | 0 | 0 | 0 | 0 | 0 | 0 | 0 | 0 | 0 | 5993.131 | 5641.4903 | 5293.4219 | 5036.8021 | 4814.4755 | 4617.8689 | 4472.7021 | 4353.2553 | 4233.8085 | 4114.3617 | 3994.9149 | 3875.468 | 3756.0212 | 3636.5744 | 3517.1276 | 3397.6808 | 3278.2339 | 3158.7871 | 2980.8739 | 3039.3403 | 2919.8935 | 2806.9605 | 2700.5414 | 2594.1222 | 2487.703 | 2381.2839 | 2274.8647 | 2168.4456 | 2062.0264 | 1955.6073 | 1849.1881 | 0 | 0 | 0 | 0 | 0 | 0 | 0 | 0 | 0 | 0 | 0 | 0 | 0 | 0 | 0 | 0 | 0 | 0 | 0 | 0 | 0 | 0
| -2.423% | 2030 | 3843.0383 | 0 | 0 | 0 | 0 | 0 | 0 | 0 | 0 | 0 | 0 | 5831.7009 | 5489.5319 | 5150.839 | 4901.1315 | 4684.7935 | 4493.4826 | 4352.226 | 4235.9966 | 4119.7672 | 4003.5378 | 3887.3084 | 3771.079 | 3654.8495 | 3538.6201 | 3422.3907 | 3306.1613 | 3189.9319 | 2960.7344 | 3073.7025 | 2957.4731 | 2841.2436 | 2731.34 | 2627.762 | 2524.1841 | 2420.6062 | 2317.0282 | 2213.4503 | 2109.8724 | 2006.2945 | 1902.7165 | 1799.1386 | 0 | 0 | 0 | 0 | 0 | 0 | 0 | 0 | 0 | 0 | 0 | 0 | 0 | 0 | 0 | 0 | 0 | 0 | 0 | 0 | 0
| -1.109% | 2031 | 3799.3234 | 0 | 0 | 0 | 0 | 0 | 0 | 0 | 0 | 0 | 0 | 0 | 5765.3686 | 5427.0916 | 5092.2511 | 4845.3839 | 4631.5066 | 4442.3718 | 4302.7219 | 4187.8146 | 4072.9072 | 3957.9998 | 3843.0924 | 3728.1851 | 3613.2777 | 3498.3703 | 3383.463 | 3268.5556 | 2987.3313 | 3153.6482 | 3038.7408 | 2923.8335 | 2808.9261 | 2700.2712 | 2597.8688 | 2495.4664 | 2393.064 | 2290.6615 | 2188.2591 | 2085.8567 | 1983.4543 | 1881.0519 | 1778.6494 | 0 | 0 | 0 | 0 | 0 | 0 | 0 | 0 | 0 | 0 | 0 | 0 | 0 | 0 | 0 | 0 | 0 | 0 | 0 | 0
| -1.121% | 2032 | 3755.6085 | 0 | 0 | 0 | 0 | 0 | 0 | 0 | 0 | 0 | 0 | 0 | 0 | 5699.0363 | 5364.6513 | 5033.6632 | 4789.6363 | 4578.2197 | 4391.2609 | 4253.2178 | 4139.6325 | 4026.0472 | 3912.4618 | 3798.8765 | 3685.2912 | 3571.7059 | 3458.1205 | 3344.5352 | 3013.336 | 3230.9499 | 3117.3645 | 3003.7792 | 2890.1939 | 2776.6086 | 2669.2024 | 2567.9755 | 2466.7486 | 2365.5217 | 2264.2948 | 2163.0679 | 2061.841 | 1960.6141 | 1859.3872 | 1758.1603 | 0 | 0 | 0 | 0 | 0 | 0 | 0 | 0 | 0 | 0 | 0 | 0 | 0 | 0 | 0 | 0 | 0 | 0 | 0
| -1.134% | 2033 | 3711.8936 | 0 | 0 | 0 | 0 | 0 | 0 | 0 | 0 | 0 | 0 | 0 | 0 | 0 | 5632.704 | 5302.211 | 4975.0753 | 4733.8887 | 4524.9328 | 4340.1501 | 4203.7137 | 4091.4504 | 3979.1871 | 3866.9239 | 3754.6606 | 3642.3973 | 3530.134 | 3417.8707 | 3038.7196 | 3305.6074 | 3193.3442 | 3081.0809 | 2968.8176 | 2856.5543 | 2744.291 | 2638.1337 | 2538.0823 | 2438.0309 | 2337.9795 | 2237.9281 | 2137.8767 | 2037.8253 | 1937.7739 | 1837.7225 | 1737.6711 | 0 | 0 | 0 | 0 | 0 | 0 | 0 | 0 | 0 | 0 | 0 | 0 | 0 | 0 | 0 | 0 | 0 | 0
| -1.147% | 2034 | 3668.1787 | 0 | 0 | 0 | 0 | 0 | 0 | 0 | 0 | 0 | 0 | 0 | 0 | 0 | 0 | 5566.3717 | 5239.7706 | 4916.4875 | 4678.1411 | 4471.6459 | 4289.0393 | 4154.2096 | 4043.2684 | 3932.3271 | 3821.3859 | 3710.4446 | 3599.5034 | 3488.5622 | 3063.4527 | 3377.6209 | 3266.6797 | 3155.7384 | 3044.7972 | 2933.856 | 2822.9147 | 2711.9735 | 2607.0649 | 2508.189 | 2409.3132 | 2310.4373 | 2211.5614 | 2112.6855 | 2013.8096 | 1914.9338 | 1816.0579 | 1717.182 | 0 | 0 | 0 | 0 | 0 | 0 | 0 | 0 | 0 | 0 | 0 | 0 | 0 | 0 | 0 | 0 | 0
| -1.16% | 2035 | 3624.4637 | 0 | 0 | 0 | 0 | 0 | 0 | 0 | 0 | 0 | 0 | 0 | 0 | 0 | 0 | 0 | 5500.0394 | 5177.3303 | 4857.8996 | 4622.3935 | 4418.3591 | 4237.9285 | 4104.7055 | 3995.0863 | 3885.4671 | 3775.8479 | 3666.2287 | 3556.6095 | 3087.506 | 3446.9903 | 3337.3711 | 3227.7519 | 3118.1327 | 3008.5135 | 2898.8943 | 2789.2751 | 2679.6559 | 2575.9962 | 2478.2958 | 2380.5954 | 2282.8951 | 2185.1947 | 2087.4943 | 1989.7939 | 1892.0936 | 1794.3932 | 1696.6928 | 0 | 0 | 0 | 0 | 0 | 0 | 0 | 0 | 0 | 0 | 0 | 0 | 0 | 0 | 0 | 0
| -1.174% | 2036 | 3580.7488 | 0 | 0 | 0 | 0 | 0 | 0 | 0 | 0 | 0 | 0 | 0 | 0 | 0 | 0 | 0 | 0 | 5433.7071 | 5114.89 | 4799.3117 | 4566.6459 | 4365.0722 | 4186.8176 | 4055.2014 | 3946.9042 | 3838.6071 | 3730.3099 | 3622.0128 | 3110.8499 | 3513.7156 | 3405.4185 | 3297.1213 | 3188.8242 | 3080.527 | 2972.2299 | 2863.9327 | 2755.6356 | 2647.3384 | 2544.9274 | 2448.4025 | 2351.8777 | 2255.3528 | 2158.828 | 2062.3031 | 1965.7783 | 1869.2534 | 1772.7285 | 1676.2037 | 0 | 0 | 0 | 0 | 0 | 0 | 0 | 0 | 0 | 0 | 0 | 0 | 0 | 0 | 0
| -1.188% | 2037 | 3537.0339 | 0 | 0 | 0 | 0 | 0 | 0 | 0 | 0 | 0 | 0 | 0 | 0 | 0 | 0 | 0 | 0 | 0 | 5367.3748 | 5052.4497 | 4740.7238 | 4510.8983 | 4311.7853 | 4135.7068 | 4005.6973 | 3898.7221 | 3791.747 | 3684.7719 | 3133.4546 | 3577.7968 | 3470.8217 | 3363.8466 | 3256.8715 | 3149.8964 | 3042.9213 | 2935.9462 | 2828.9711 | 2721.996 | 2615.0209 | 2513.8586 | 2418.5093 | 2323.1599 | 2227.8106 | 2132.4613 | 2037.1119 | 1941.7626 | 1846.4132 | 1751.0639 | 1655.7145 | 0 | 0 | 0 | 0 | 0 | 0 | 0 | 0 | 0 | 0 | 0 | 0 | 0 | 0
| -1.202% | 2038 | 3493.319 | 0 | 0 | 0 | 0 | 0 | 0 | 0 | 0 | 0 | 0 | 0 | 0 | 0 | 0 | 0 | 0 | 0 | 0 | 5301.0425 | 4990.0094 | 4682.1359 | 4455.1507 | 4258.4984 | 4084.596 | 3956.1931 | 3850.5401 | 3744.887 | 3155.2903 | 3639.234 | 3533.5809 | 3427.9278 | 3322.2748 | 3216.6217 | 3110.9686 | 3005.3156 | 2899.6625 | 2794.0095 | 2688.3564 | 2582.7033 | 2482.7899 | 2388.616 | 2294.4422 | 2200.2684 | 2106.0945 | 2011.9207 | 1917.7469 | 1823.573 | 1729.3992 | 1635.2254 | 0 | 0 | 0 | 0 | 0 | 0 | 0 | 0 | 0 | 0 | 0 | 0 | 0
| -1.217% | 2039 | 3449.6041 | 0 | 0 | 0 | 0 | 0 | 0 | 0 | 0 | 0 | 0 | 0 | 0 | 0 | 0 | 0 | 0 | 0 | 0 | 0 | 5234.7102 | 4927.569 | 4623.5481 | 4399.4031 | 4205.2116 | 4033.4852 | 3906.689 | 3802.358 | 3176.327 | 3698.027 | 3593.696 | 3489.365 | 3385.0339 | 3280.7029 | 3176.3719 | 3072.0409 | 2967.7099 | 2863.3788 | 2759.0478 | 2654.7168 | 2550.3858 | 2451.7211 | 2358.7228 | 2265.7245 | 2172.7262 | 2079.7278 | 1986.7295 | 1893.7312 | 1800.7329 | 1707.7346 | 1614.7362 | 0 | 0 | 0 | 0 | 0 | 0 | 0 | 0 | 0 | 0 | 0 | 0
| -1.232% | 2040 | 3405.8892 | 0 | 0 | 0 | 0 | 0 | 0 | 0 | 0 | 0 | 0 | 0 | 0 | 0 | 0 | 0 | 0 | 0 | 0 | 0 | 0 | 5168.3779 | 4865.1287 | 4564.9602 | 4343.6555 | 4151.9247 | 3982.3744 | 3857.1849 | 3196.5345 | 3754.1759 | 3651.167 | 3548.158 | 3445.149 | 3342.14 | 3239.1311 | 3136.1221 | 3033.1131 | 2930.1041 | 2827.0952 | 2724.0862 | 2621.0772 | 2518.0682 | 2420.6524 | 2328.8295 | 2237.0067 | 2145.1839 | 2053.3611 | 1961.5383 | 1869.7155 | 1777.8927 | 1686.0699 | 1594.2471 | 0 | 0 | 0 | 0 | 0 | 0 | 0 | 0 | 0 | 0 | 0
| -1.081% | 2041 | 3366.6832 | 0 | 0 | 0 | 0 | 0 | 0 | 0 | 0 | 0 | 0 | 0 | 0 | 0 | 0 | 0 | 0 | 0 | 0 | 0 | 0 | 0 | 5108.8917 | 4809.1328 | 4512.4191 | 4293.6615 | 4104.1375 | 3936.5386 | 3220.1979 | 3812.7901 | 3710.9667 | 3609.1433 | 3507.32 | 3405.4966 | 3303.6732 | 3201.8498 | 3100.0265 | 2998.2031 | 2896.3797 | 2794.5563 | 2692.7329 | 2590.9096 | 2489.0862 | 2392.7887 | 2302.017 | 2211.2454 | 2120.4738 | 2029.7021 | 1938.9305 | 1848.1589 | 1757.3872 | 1666.6156 | 0 | 0 | 0 | 0 | 0 | 0 | 0 | 0 | 0 | 0 | 0
| -1.093% | 2042 | 3327.4772 | 0 | 0 | 0 | 0 | 0 | 0 | 0 | 0 | 0 | 0 | 0 | 0 | 0 | 0 | 0 | 0 | 0 | 0 | 0 | 0 | 0 | 0 | 5049.4055 | 4753.1369 | 4459.8781 | 4243.6676 | 4056.3503 | 3245.0437 | 3890.7029 | 3768.3953 | 3667.7575 | 3567.1197 | 3466.4819 | 3365.8442 | 3265.2064 | 3164.5686 | 3063.9308 | 2963.293 | 2862.6552 | 2762.0175 | 2661.3797 | 2560.7419 | 2460.1041 | 2364.925 | 2275.2045 | 2185.4841 | 2095.7636 | 2006.0432 | 1916.3227 | 1826.6023 | 1736.8818 | 0 | 0 | 0 | 0 | 0 | 0 | 0 | 0 | 0 | 0 | 0
| -1.105% | 2043 | 3288.2711 | 0 | 0 | 0 | 0 | 0 | 0 | 0 | 0 | 0 | 0 | 0 | 0 | 0 | 0 | 0 | 0 | 0 | 0 | 0 | 0 | 0 | 0 | 0 | 4989.9193 | 4697.141 | 4407.337 | 4193.6737 | 3274.252 | 4008.5632 | 3844.8672 | 3724.0005 | 3624.5483 | 3525.0961 | 3425.6439 | 3326.1917 | 3226.7395 | 3127.2874 | 3027.8352 | 2928.383 | 2828.9308 | 2729.4786 | 2630.0264 | 2530.5742 | 2431.1221 | 2337.0613 | 2248.392 | 2159.7228 | 2071.0535 | 1982.3842 | 1893.7149 | 1805.0456 | 0 | 0 | 0 | 0 | 0 | 0 | 0 | 0 | 0 | 0 | 0
| -1.117% | 2044 | 3249.0651 | 0 | 0 | 0 | 0 | 0 | 0 | 0 | 0 | 0 | 0 | 0 | 0 | 0 | 0 | 0 | 0 | 0 | 0 | 0 | 0 | 0 | 0 | 0 | 0 | 4930.4332 | 4641.1452 | 4354.7959 | 3308.49 | 4143.6798 | 3960.776 | 3799.0315 | 3679.6057 | 3581.3391 | 3483.0725 | 3384.8059 | 3286.5393 | 3188.2727 | 3090.0061 | 2991.7395 | 2893.4729 | 2795.2063 | 2696.9398 | 2598.6732 | 2500.4066 | 2402.14 | 2309.1976 | 2221.5795 | 2133.9614 | 2046.3433 | 1958.7252 | 1871.1071 | 0 | 0 | 0 | 0 | 0 | 0 | 0 | 0 | 0 | 0 | 0
| -1.13% | 2045 | 3209.8591 | 0 | 0 | 0 | 0 | 0 | 0 | 0 | 0 | 0 | 0 | 0 | 0 | 0 | 0 | 0 | 0 | 0 | 0 | 0 | 0 | 0 | 0 | 0 | 0 | 0 | 4870.947 | 4585.1493 | 3348.7813 | 4302.2549 | 4093.6859 | 3912.9889 | 3753.1958 | 3635.2108 | 3538.1298 | 3441.0489 | 3343.9679 | 3246.8869 | 3149.8059 | 3052.7249 | 2955.6439 | 2858.5629 | 2761.4819 | 2664.4009 | 2567.3199 | 2470.2389 | 2373.1579 | 2281.334 | 2194.767 | 2108.2001 | 2021.6332 | 1935.0663 | 0 | 0 | 0 | 0 | 0 | 0 | 0 | 0 | 0 | 0 | 0
| -1.143% | 2046 | 3170.6531 | 0 | 0 | 0 | 0 | 0 | 0 | 0 | 0 | 0 | 0 | 0 | 0 | 0 | 0 | 0 | 0 | 0 | 0 | 0 | 0 | 0 | 0 | 0 | 0 | 0 | 0 | 4811.4608 | 3399.3233 | 4529.1534 | 4249.7138 | 4043.692 | 3865.2017 | 3707.3601 | 3590.816 | 3494.9206 | 3399.0252 | 3303.1298 | 3207.2344 | 3111.339 | 3015.4436 | 2919.5482 | 2823.6528 | 2727.7575 | 2631.8621 | 2535.9667 | 2440.0713 | 2344.1759 | 2253.4703 | 2167.9545 | 2082.4388 | 1996.923 | 0 | 0 | 0 | 0 | 0 | 0 | 0 | 0 | 0 | 0 | 0
| -1.156% | 2047 | 3131.4471 | 0 | 0 | 0 | 0 | 0 | 0 | 0 | 0 | 0 | 0 | 0 | 0 | 0 | 0 | 0 | 0 | 0 | 0 | 0 | 0 | 0 | 0 | 0 | 0 | 0 | 0 | 0 | 3458.3194 | 4751.9746 | 4473.1575 | 4197.1728 | 3993.698 | 3817.4145 | 3661.5244 | 3546.4212 | 3451.7114 | 3357.0016 | 3262.2918 | 3167.582 | 3072.8722 | 2978.1624 | 2883.4526 | 2788.7428 | 2694.033 | 2599.3232 | 2504.6134 | 2409.9036 | 2315.1938 | 2225.6066 | 2141.142 | 2056.6775 | 0 | 0 | 0 | 0 | 0 | 0 | 0 | 0 | 0 | 0 | 0
| -1.17% | 2048 | 3092.2411 | 0 | 0 | 0 | 0 | 0 | 0 | 0 | 0 | 0 | 0 | 0 | 0 | 0 | 0 | 0 | 0 | 0 | 0 | 0 | 0 | 0 | 0 | 0 | 0 | 0 | 0 | 0 | 3415.0275 | 0 | 4692.4885 | 4417.1616 | 4144.6317 | 3943.7041 | 3769.6274 | 3615.6887 | 3502.0264 | 3408.5022 | 3314.978 | 3221.4538 | 3127.9296 | 3034.4054 | 2940.8812 | 2847.357 | 2753.8328 | 2660.3086 | 2566.7844 | 2473.2601 | 2379.7359 | 2286.2117 | 2197.7429 | 2114.3295 | 0 | 0 | 0 | 0 | 0 | 0 | 0 | 0 | 0 | 0 | 0
| -1.183% | 2049 | 3053.0351 | 0 | 0 | 0 | 0 | 0 | 0 | 0 | 0 | 0 | 0 | 0 | 0 | 0 | 0 | 0 | 0 | 0 | 0 | 0 | 0 | 0 | 0 | 0 | 0 | 0 | 0 | 0 | 3371.7356 | 0 | 0 | 4633.0023 | 4361.1657 | 4092.0907 | 3893.7102 | 3721.8402 | 3569.853 | 3457.6316 | 3365.293 | 3272.9544 | 3180.6158 | 3088.2771 | 2995.9385 | 2903.5999 | 2811.2613 | 2718.9227 | 2626.5841 | 2534.2455 | 2441.9069 | 2349.5683 | 2257.2297 | 2169.8793 | 0 | 0 | 0 | 0 | 0 | 0 | 0 | 0 | 0 | 0 | 0
| -1.198% | 2050 | 3013.8291 | 0 | 0 | 0 | 0 | 0 | 0 | 0 | 0 | 0 | 0 | 0 | 0 | 0 | 0 | 0 | 0 | 0 | 0 | 0 | 0 | 0 | 0 | 0 | 0 | 0 | 0 | 0 | 3328.4436 | 0 | 0 | 0 | 4573.5161 | 4305.1698 | 4039.5496 | 3843.7163 | 3674.053 | 3524.0173 | 3413.2368 | 3322.0837 | 3230.9307 | 3139.7777 | 3048.6247 | 2957.4717 | 2866.3187 | 2775.1657 | 2684.0127 | 2592.8597 | 2501.7066 | 2410.5536 | 2319.4006 | 2228.2476 | 0 | 0 | 0 | 0 | 0 | 0 | 0 | 0 | 0 | 0 | 0

## Solar_No ITC
Solar FINANCIALS
($ 1000s Unless Otherwise Indicated)
| Calendar Year of Fin. Close |  |  | 2020 | 2021 | 2022 | 2023 | 2024 | 2025 | 2026 | 2027 | 2028 | 2029 | 2030 | 2031 | 2032 | 2033 | 2034 | 2035 | 2036 | 2037 | 2038 | 2039 | 2040 | 2041 | 2042 | 2043 | 2044 | 2045 | 2046 | 2047 | 2048 | 2049
| Operating Year |  | 0 | 1 | 2 | 3 | 4 | 5 | 6 | 7 | 8 | 9 | 10 | 11 | 12 | 13 | 14 | 15 | 16 | 17 | 18 | 19 | 20 | 21 | 22 | 23 | 24 | 25 | 26 | 27 | 28 | 29 | 30
| Calendar Year | Capital Invest.
| 2020 | 137476.1508
| Gross plant |  |  | 137476.1508 | 137476.1508 | 137476.1508 | 137476.1508 | 137476.1508 | 137476.1508 | 137476.1508 | 137476.1508 | 137476.1508 | 137476.1508 | 137476.1508 | 137476.1508 | 137476.1508 | 137476.1508 | 137476.1508 | 137476.1508 | 137476.1508 | 137476.1508 | 137476.1508 | 137476.1508 | 137476.1508 | 137476.1508 | 137476.1508 | 137476.1508 | 137476.1508 | 137476.1508 | 137476.1508 | 137476.1508 | 137476.1508 | 137476.1508
| Accumulated Deprectiation |  |  | 4582.5384 | 9165.0767 | 13747.6151 | 18330.1534 | 22912.6918 | 27495.2302 | 32077.7685 | 36660.3069 | 41242.8452 | 45825.3836 | 50407.9219 | 54990.4603 | 59572.9987 | 64155.537 | 68738.0754 | 73320.6137 | 77903.1521 | 82485.6905 | 87068.2288 | 91650.7672 | 96233.3055 | 100815.8439 | 105398.3823 | 109980.9206 | 114563.459 | 119145.9973 | 123728.5357 | 128311.0741 | 132893.6124 | 137476.1508
| Net book value |  |  | 132893.6124 | 128311.0741 | 123728.5357 | 119145.9973 | 114563.459 | 109980.9206 | 105398.3823 | 100815.8439 | 96233.3055 | 91650.7672 | 87068.2288 | 82485.6905 | 77903.1521 | 73320.6137 | 68738.0754 | 64155.537 | 59572.9987 | 54990.4603 | 50407.9219 | 45825.3836 | 41242.8452 | 36660.3069 | 32077.7685 | 27495.2302 | 22912.6918 | 18330.1534 | 13747.6151 | 9165.0767 | 4582.5384 | 0
ITC
| Accumulated deffered income tax |  |  | -4811.6653 | -13087.7296 | -17668.4349 | -20031.9249 | -22395.4149 | -23095.9933 | -22133.6603 | -21171.3272 | -20208.9942 | -19246.6611 | -18284.3281 | -17321.995 | -16359.6619 | -15397.3289 | -14434.9958 | -13472.6628 | -12510.3297 | -11547.9967 | -10585.6636 | -9623.3306 | -8660.9975 | -7698.6644 | -6736.3314 | -5773.9983 | -4811.6653 | -3849.3322 | -2886.9992 | -1924.6661 | -962.3331 | 4.7748e-12
| Rate Base |  |  | 128081.9471 | 115223.3445 | 106060.1008 | 99114.0725 | 92168.0441 | 86884.9273 | 83264.722 | 79644.5167 | 76024.3114 | 72404.1061 | 68783.9008 | 65163.6955 | 61543.4902 | 57923.2849 | 54303.0796 | 50682.8743 | 47062.6689 | 43442.4636 | 39822.2583 | 36202.053 | 32581.8477 | 28961.6424 | 25341.4371 | 21721.2318 | 18101.0265 | 14480.8212 | 10860.6159 | 7240.4106 | 3620.2053 | 4.7748e-12
| Average rate base |  |  | 132779.049 | 121652.6458 | 110641.7226 | 102587.0866 | 95641.0583 | 89526.4857 | 85074.8246 | 81454.6193 | 77834.414 | 74214.2087 | 70594.0034 | 66973.7981 | 63353.5928 | 59733.3875 | 56113.1822 | 52492.9769 | 48872.7716 | 45252.5663 | 41632.361 | 38012.1557 | 34391.9504 | 30771.7451 | 27151.5398 | 23531.3345 | 19911.1292 | 16290.9239 | 12670.7186 | 9050.5133 | 5430.308 | 1810.1027
| Pre-tax Return | 0.086076 |  | 11429.0827 | 10471.367 | 9523.5913 | 8830.2809 | 8232.3949 | 7706.0772 | 7322.8963 | 7011.2837 | 6699.6711 | 6388.0585 | 6076.4459 | 5764.8333 | 5453.2206 | 5141.608 | 4829.9954 | 4518.3828 | 4206.7702 | 3895.1576 | 3583.545 | 3271.9324 | 2960.3198 | 2648.7072 | 2337.0946 | 2025.482 | 1713.8693 | 1402.2567 | 1090.6441 | 779.0315 | 467.4189 | 155.8063
| Book Depreciation |  |  | 4582.5384 | 4582.5384 | 4582.5384 | 4582.5384 | 4582.5384 | 4582.5384 | 4582.5384 | 4582.5384 | 4582.5384 | 4582.5384 | 4582.5384 | 4582.5384 | 4582.5384 | 4582.5384 | 4582.5384 | 4582.5384 | 4582.5384 | 4582.5384 | 4582.5384 | 4582.5384 | 4582.5384 | 4582.5384 | 4582.5384 | 4582.5384 | 4582.5384 | 4582.5384 | 4582.5384 | 4582.5384 | 4582.5384 | 4582.5384
| Insurance |  |  | 65.8511 | 65.8511 | 65.8511 | 65.8511 | 65.8511 | 65.8511 | 65.8511 | 65.8511 | 65.8511 | 65.8511 | 65.8511 | 65.8511 | 65.8511 | 65.8511 | 65.8511 | 65.8511 | 65.8511 | 65.8511 | 65.8511 | 65.8511 | 65.8511 | 65.8511 | 65.8511 | 65.8511 | 65.8511 | 65.8511 | 65.8511 | 65.8511 | 65.8511 | 65.8511
ITC Amort - Grossed for Taxes
| Property Taxes |  |  | 624.9488 | 624.9488 | 624.9488 | 624.9488 | 624.9488 | 624.9488 | 624.9488 | 624.9488 | 624.9488 | 624.9488 | 624.9488 | 624.9488 | 624.9488 | 624.9488 | 624.9488 | 624.9488 | 624.9488 | 624.9488 | 624.9488 | 624.9488 | 624.9488 | 624.9488 | 624.9488 | 624.9488 | 624.9488 | 624.9488 | 624.9488 | 624.9488 | 624.9488 | 624.9488
| Revenue Requirement |  |  | 16702.421 | 15744.7053 | 14796.9296 | 14103.6192 | 13505.7332 | 12979.4155 | 12596.2346 | 12284.622 | 11973.0094 | 11661.3968 | 11349.7841 | 11038.1715 | 10726.5589 | 10414.9463 | 10103.3337 | 9791.7211 | 9480.1085 | 9168.4959 | 8856.8833 | 8545.2707 | 8233.6581 | 7922.0455 | 7610.4328 | 7298.8202 | 6987.2076 | 6675.595 | 6363.9824 | 6052.3698 | 5740.7572 | 5429.1446
| Book Depreciation |  |  | 4582.5384 | 4582.5384 | 4582.5384 | 4582.5384 | 4582.5384 | 4582.5384 | 4582.5384 | 4582.5384 | 4582.5384 | 4582.5384 | 4582.5384 | 4582.5384 | 4582.5384 | 4582.5384 | 4582.5384 | 4582.5384 | 4582.5384 | 4582.5384 | 4582.5384 | 4582.5384 | 4582.5384 | 4582.5384 | 4582.5384 | 4582.5384 | 4582.5384 | 4582.5384 | 4582.5384 | 4582.5384 | 4582.5384 | 4582.5384
| Tax Depreciation |  |  | 27495.2302 | 43992.3682 | 26395.4209 | 15837.2526 | 15837.2526 | 7918.6263 | 0 | 0 | 0 | 0 | 0 | 0 | 0 | 0 | 0 | 0 | 0 | 0 | 0 | 0 | 0 | 0 | 0 | 0 | 0 | 0 | 0 | 0 | 0 | 0
| Difference between book and tax |  |  | -22912.6918 | -39409.8299 | -21812.8826 | -11254.7142 | -11254.7142 | -3336.0879 | 4582.5384 | 4582.5384 | 4582.5384 | 4582.5384 | 4582.5384 | 4582.5384 | 4582.5384 | 4582.5384 | 4582.5384 | 4582.5384 | 4582.5384 | 4582.5384 | 4582.5384 | 4582.5384 | 4582.5384 | 4582.5384 | 4582.5384 | 4582.5384 | 4582.5384 | 4582.5384 | 4582.5384 | 4582.5384 | 4582.5384 | 4582.5384
| Tax rate |  |  | -4811.6653 | -8276.0643 | -4580.7053 | -2363.49 | -2363.49 | -700.5785 | 962.3331 | 962.3331 | 962.3331 | 962.3331 | 962.3331 | 962.3331 | 962.3331 | 962.3331 | 962.3331 | 962.3331 | 962.3331 | 962.3331 | 962.3331 | 962.3331 | 962.3331 | 962.3331 | 962.3331 | 962.3331 | 962.3331 | 962.3331 | 962.3331 | 962.3331 | 962.3331 | 962.3331
Depreciation Tables
|  | 5 |  | 20% | 32% | 19.2% | 11.52% | 11.52% | 5.76% | 0% | 0% | 0% | 0% | 0% | 0% | 0% | 0% | 0% | 0% | 0% | 0% | 0% | 0% | 0%
|  | 5 | 0: 1; 2020 1: 20%; 2021 2: 32%; 2022 3: 19.2%; 2023 4: 11.52%; 2024 5: 11.52%; 2025 6: 5.76%
|  | 10 | 0: 0; 2020 1: 10%; 2021 2: 18%; 2022 3: 14.4%; 2023 4: 11.52%; 2024 5: 9.22%; 2025 6: 7.37%; 2026 7: 6.55%; 2027 8: 6.55%; 2028 9: 6.56%; 2029 10: 6.55%; 2030 11: 3.28%
|  | 15 | 0: 0; 2020 1: 5%; 2021 2: 9.5%; 2022 3: 8.55%; 2023 4: 7.7%; 2024 5: 6.93%; 2025 6: 6.23%; 2026 7: 5.9%; 2027 8: 5.9%; 2028 9: 5.91%; 2029 10: 5.9%; 2030 11: 5.91%; 2031 12: 5.9%; 2032 13: 5.91%; 2033 14: 5.9%; 2034 15: 5.91%; 2035 16: 2.95%
|  | 20 | 0 | 3.75% | 7.219% | 6.677% | 6.177% | 5.713% | 5.285% | 4.888% | 4.522% | 4.462% | 4.461% | 4.462% | 4.461% | 4.462% | 4.461% | 4.462% | 4.461% | 4.462% | 4.461% | 4.462% | 4.461% | 2.231%
Revenue Requirement by vintage year
2012 $000
|  |  |  | 2020 | 2021 | 2022 | 2023 | 2024 | 2025 | 2026 | 2027 | 2028 | 2029 | 2030 | 2031 | 2032 | 2033 | 2034 | 2035 | 2036 | 2037 | 2038 | 2039 | 2040 | 2041 | 2042 | 2043 | 2044 | 2045 | 2046 | 2047 | 2048 | 2049 | 2050 | 2051 | 2052 | 2053 | 2054 | 2055 | 2056 | 2057 | 2058 | 2059 | 2060 | 2061 | 2062 | 2063 | 2064 | 2065 | 2066 | 2067 | 2068 | 2069 | 2070 | 2071 | 2072 | 2073 | 2074 | 2075
|  | 2020 | 0% | 16702.421 | 15744.7053 | 14796.9296 | 14103.6192 | 13505.7332 | 12979.4155 | 12596.2346 | 12284.622 | 11973.0094 | 11661.3968 | 11349.7841 | 11038.1715 | 10726.5589 | 10414.9463 | 10103.3337 | 9791.7211 | 9480.1085 | 9168.4959 | 8856.8833 | 8545.2707 | 8233.6581 | 7922.0455 | 7610.4328 | 7298.8202 | 6987.2076 | 6675.595 | 6363.9824 | 6052.3698 | 5740.7572 | 5429.1446 | 0 | 0 | 0 | 0 | 0 | 0 | 0 | 0 | 0 | 0 | 0 | 0 | 0 | 0 | 0 | 0 | 0 | 0 | 0 | 0 | 0 | 0 | 0 | 0 | 0 | 0
|  | 2021 | -1.845% |  | 16394.1846 | 15454.1431 | 14523.8583 | 13843.3426 | 13256.4903 | 12739.8857 | 12363.7762 | 12057.9143 | 11752.0523 | 11446.1904 | 11140.3285 | 10834.4666 | 10528.6046 | 10222.7427 | 9916.8808 | 9611.0189 | 9305.1569 | 8999.295 | 8693.4331 | 8387.5712 | 8081.7092 | 7775.8473 | 7469.9854 | 7164.1235 | 6858.2615 | 6552.3996 | 6246.5377 | 5940.6758 | 5634.8139 | 5328.9519 | 0 | 0 | 0 | 0 | 0 | 0 | 0 | 0 | 0 | 0 | 0 | 0 | 0 | 0 | 0 | 0 | 0 | 0 | 0 | 0 | 0 | 0 | 0 | 0 | 0
|  | 2022 | -2.03% |  |  | 16061.3966 | 15140.4372 | 14229.0364 | 13562.3346 | 12987.3949 | 12481.2769 | 12112.8021 | 11813.1489 | 11513.4957 | 11213.8425 | 10914.1893 | 10614.5362 | 10314.883 | 10015.2298 | 9715.5766 | 9415.9234 | 9116.2702 | 8816.617 | 8516.9638 | 8217.3106 | 7917.6575 | 7618.0043 | 7318.3511 | 7018.6979 | 6719.0447 | 6419.3915 | 6119.7383 | 5820.0851 | 5520.4319 | 5220.7788 | 0 | 0 | 0 | 0 | 0 | 0 | 0 | 0 | 0 | 0 | 0 | 0 | 0 | 0 | 0 | 0 | 0 | 0 | 0 | 0 | 0 | 0 | 0 | 0
|  | 2023 | -2.072% |  |  |  | 15728.6087 | 14826.7313 | 13934.2144 | 13281.3265 | 12718.2995 | 12222.6681 | 11861.828 | 11568.3836 | 11274.9391 | 10981.4946 | 10688.0502 | 10394.6057 | 10101.1613 | 9807.7168 | 9514.2724 | 9220.8279 | 8927.3835 | 8633.939 | 8340.4946 | 8047.0501 | 7753.6057 | 7460.1612 | 7166.7168 | 6873.2723 | 6579.8279 | 6286.3834 | 5992.9389 | 5699.4945 | 5406.05 | 5112.6056 | 0 | 0 | 0 | 0 | 0 | 0 | 0 | 0 | 0 | 0 | 0 | 0 | 0 | 0 | 0 | 0 | 0 | 0 | 0 | 0 | 0 | 0 | 0
|  | 2024 | -2.116% |  |  |  |  | 15395.8208 | 14513.0254 | 13639.3925 | 13000.3185 | 12449.2041 | 11964.0593 | 11610.8539 | 11323.6182 | 11036.3825 | 10749.1468 | 10461.911 | 10174.6753 | 9887.4396 | 9600.2039 | 9312.9682 | 9025.7325 | 8738.4967 | 8451.261 | 8164.0253 | 7876.7896 | 7589.5539 | 7302.3182 | 7015.0824 | 6727.8467 | 6440.611 | 6153.3753 | 5866.1396 | 5578.9039 | 5291.6681 | 5004.4324 | 0 | 0 | 0 | 0 | 0 | 0 | 0 | 0 | 0 | 0 | 0 | 0 | 0 | 0 | 0 | 0 | 0 | 0 | 0 | 0 | 0 | 0
|  | 2025 | -2.162% | [5 empty] | 15063.0328 | 14199.3195 | 13344.5706 | 12719.3105 | 12180.1087 | 11705.4505 | 11359.8798 | 11078.8528 | 10797.8259 | 10516.7989 | 10235.7719 | 9954.7449 | 9673.7179 | 9392.691 | 9111.664 | 8830.637 | 8549.61 | 8268.583 | 7987.556 | 7706.5291 | 7425.5021 | 7144.4751 | 6863.4481 | 6582.4211 | 6301.3942 | 6020.3672 | 5739.3402 | 5458.3132 | 5177.2862 | 4896.2593 | 0 | 0 | 0 | 0 | 0 | 0 | 0 | 0 | 0 | 0 | 0 | 0 | 0 | 0 | 0 | 0 | 0 | 0 | 0 | 0 | 0
|  | 2026 | -2.209% | [6 empty] | 14730.2449 | 13885.6136 | 13049.7487 | 12438.3025 | 11911.0132 | 11446.8417 | 11108.9057 | 10834.0875 | 10559.2692 | 10284.451 | 10009.6328 | 9734.8145 | 9459.9963 | 9185.178 | 8910.3598 | 8635.5415 | 8360.7233 | 8085.905 | 7811.0868 | 7536.2685 | 7261.4503 | 6986.632 | 6711.8138 | 6436.9956 | 6162.1773 | 5887.3591 | 5612.5408 | 5337.7226 | 5062.9043 | 4788.0861 | 0 | 0 | 0 | 0 | 0 | 0 | 0 | 0 | 0 | 0 | 0 | 0 | 0 | 0 | 0 | 0 | 0 | 0 | 0 | 0
|  | 2027 | -2.259% | [7 empty] | 14397.457 | 13571.9077 | 12754.9268 | 12157.2945 | 11641.9178 | 11188.2329 | 10857.9316 | 10589.3221 | 10320.7126 | 10052.1031 | 9783.4936 | 9514.8841 | 9246.2746 | 8977.6651 | 8709.0556 | 8440.4461 | 8171.8365 | 7903.227 | 7634.6175 | 7366.008 | 7097.3985 | 6828.789 | 6560.1795 | 6291.57 | 6022.9605 | 5754.351 | 5485.7414 | 5217.1319 | 4948.5224 | 4679.9129 | 0 | 0 | 0 | 0 | 0 | 0 | 0 | 0 | 0 | 0 | 0 | 0 | 0 | 0 | 0 | 0 | 0 | 0 | 0
|  | 2028 | -2.311% | [8 empty] | 14064.669 | 13258.2018 | 12460.1049 | 11876.2864 | 11372.8224 | 10929.6242 | 10606.9576 | 10344.5568 | 10082.156 | 9819.7552 | 9557.3545 | 9294.9537 | 9032.5529 | 8770.1521 | 8507.7514 | 8245.3506 | 7982.9498 | 7720.549 | 7458.1483 | 7195.7475 | 6933.3467 | 6670.9459 | 6408.5452 | 6146.1444 | 5883.7436 | 5621.3428 | 5358.9421 | 5096.5413 | 4834.1405 | 4571.7397 | 0 | 0 | 0 | 0 | 0 | 0 | 0 | 0 | 0 | 0 | 0 | 0 | 0 | 0 | 0 | 0 | 0 | 0
|  | 2029 | -2.366% | [9 empty] | 13731.8811 | 12944.4959 | 12165.283 | 11595.2784 | 11103.727 | 10671.0154 | 10355.9835 | 10099.7914 | 9843.5994 | 9587.4074 | 9331.2153 | 9075.0233 | 8818.8312 | 8562.6392 | 8306.4472 | 8050.2551 | 7794.0631 | 7537.871 | 7281.679 | 7025.487 | 6769.2949 | 6513.1029 | 6256.9108 | 6000.7188 | 5744.5268 | 5488.3347 | 5232.1427 | 4975.9507 | 4719.7586 | 4463.5666 | 0 | 0 | 0 | 0 | 0 | 0 | 0 | 0 | 0 | 0 | 0 | 0 | 0 | 0 | 0 | 0 | 0
|  | 2030 | -2.423% | [10 empty] | 13399.0932 | 12630.79 | 11870.4611 | 11314.2704 | 10834.6315 | 10412.4066 | 10105.0094 | 9855.0261 | 9605.0428 | 9355.0595 | 9105.0762 | 8855.0929 | 8605.1096 | 8355.1263 | 8105.143 | 7855.1597 | 7605.1763 | 7355.193 | 7105.2097 | 6855.2264 | 6605.2431 | 6355.2598 | 6105.2765 | 5855.2932 | 5605.3099 | 5355.3266 | 5105.3433 | 4855.36 | 4605.3767 | 4355.3934 | 0 | 0 | 0 | 0 | 0 | 0 | 0 | 0 | 0 | 0 | 0 | 0 | 0 | 0 | 0 | 0
|  | 2031 | -1.109% | [11 empty] | 13250.5439 | 12490.7586 | 11738.859 | 11188.8346 | 10714.5132 | 10296.9693 | 9992.98 | 9745.7682 | 9498.5563 | 9251.3445 | 9004.1326 | 8756.9207 | 8509.7089 | 8262.497 | 8015.2852 | 7768.0733 | 7520.8614 | 7273.6496 | 7026.4377 | 6779.2259 | 6532.014 | 6284.8021 | 6037.5903 | 5790.3784 | 5543.1666 | 5295.9547 | 5048.7428 | 4801.531 | 4554.3191 | 4307.1073 | 0 | 0 | 0 | 0 | 0 | 0 | 0 | 0 | 0 | 0 | 0 | 0 | 0 | 0 | 0
|  | 2032 | -1.121% | [12 empty] | 13101.9947 | 12350.7272 | 11607.257 | 11063.3987 | 10594.3949 | 10181.532 | 9880.9507 | 9636.5103 | 9392.0699 | 9147.6295 | 8903.189 | 8658.7486 | 8414.3082 | 8169.8678 | 7925.4274 | 7680.987 | 7436.5465 | 7192.1061 | 6947.6657 | 6703.2253 | 6458.7849 | 6214.3445 | 5969.904 | 5725.4636 | 5481.0232 | 5236.5828 | 4992.1424 | 4747.702 | 4503.2616 | 4258.8211 | 0 | 0 | 0 | 0 | 0 | 0 | 0 | 0 | 0 | 0 | 0 | 0 | 0 | 0
|  | 2033 | -1.134% | [13 empty] | 12953.4454 | 12210.6957 | 11475.655 | 10937.9629 | 10474.2766 | 10066.0947 | 9768.9214 | 9527.2524 | 9285.5834 | 9043.9145 | 8802.2455 | 8560.5765 | 8318.9075 | 8077.2386 | 7835.5696 | 7593.9006 | 7352.2316 | 7110.5627 | 6868.8937 | 6627.2247 | 6385.5558 | 6143.8868 | 5902.2178 | 5660.5488 | 5418.8799 | 5177.2109 | 4935.5419 | 4693.8729 | 4452.204 | 4210.535 | 0 | 0 | 0 | 0 | 0 | 0 | 0 | 0 | 0 | 0 | 0 | 0 | 0
|  | 2034 | -1.147% | [14 empty] | 12804.8962 | 12070.6643 | 11344.0529 | 10812.5271 | 10354.1583 | 9950.6574 | 9656.892 | 9417.9945 | 9179.097 | 8940.1994 | 8701.3019 | 8462.4044 | 8223.5069 | 7984.6093 | 7745.7118 | 7506.8143 | 7267.9167 | 7029.0192 | 6790.1217 | 6551.2242 | 6312.3266 | 6073.4291 | 5834.5316 | 5595.634 | 5356.7365 | 5117.839 | 4878.9415 | 4640.0439 | 4401.1464 | 4162.2489 | 0 | 0 | 0 | 0 | 0 | 0 | 0 | 0 | 0 | 0 | 0 | 0
|  | 2035 | -1.16% | [15 empty] | 12656.3469 | 11930.6328 | 11212.4509 | 10687.0913 | 10234.04 | 9835.2201 | 9544.8627 | 9308.7366 | 9072.6105 | 8836.4844 | 8600.3584 | 8364.2323 | 8128.1062 | 7891.9801 | 7655.854 | 7419.7279 | 7183.6018 | 6947.4758 | 6711.3497 | 6475.2236 | 6239.0975 | 6002.9714 | 5766.8453 | 5530.7192 | 5294.5932 | 5058.4671 | 4822.341 | 4586.2149 | 4350.0888 | 4113.9627 | 0 | 0 | 0 | 0 | 0 | 0 | 0 | 0 | 0 | 0 | 0
|  | 2036 | -1.174% | [16 empty] | 12507.7977 | 11790.6014 | 11080.8488 | 10561.6554 | 10113.9217 | 9719.7828 | 9432.8334 | 9199.4787 | 8966.1241 | 8732.7694 | 8499.4148 | 8266.0602 | 8032.7055 | 7799.3509 | 7565.9962 | 7332.6416 | 7099.2869 | 6865.9323 | 6632.5777 | 6399.223 | 6165.8684 | 5932.5137 | 5699.1591 | 5465.8045 | 5232.4498 | 4999.0952 | 4765.7405 | 4532.3859 | 4299.0312 | 4065.6766 | 0 | 0 | 0 | 0 | 0 | 0 | 0 | 0 | 0 | 0
|  | 2037 | -1.188% | [17 empty] | 12359.2484 | 11650.57 | 10949.2468 | 10436.2196 | 9993.8034 | 9604.3455 | 9320.804 | 9090.2208 | 8859.6376 | 8629.0544 | 8398.4712 | 8167.888 | 7937.3048 | 7706.7216 | 7476.1384 | 7245.5552 | 7014.972 | 6784.3888 | 6553.8056 | 6323.2224 | 6092.6392 | 5862.0561 | 5631.4729 | 5400.8897 | 5170.3065 | 4939.7233 | 4709.1401 | 4478.5569 | 4247.9737 | 4017.3905 | 0 | 0 | 0 | 0 | 0 | 0 | 0 | 0 | 0
|  | 2038 | -1.202% | [18 empty] | 12210.6992 | 11510.5385 | 10817.6447 | 10310.7838 | 9873.6851 | 9488.9082 | 9208.7747 | 8980.9629 | 8753.1512 | 8525.3394 | 8297.5277 | 8069.7159 | 7841.9042 | 7614.0924 | 7386.2807 | 7158.4689 | 6930.6571 | 6702.8454 | 6475.0336 | 6247.2219 | 6019.4101 | 5791.5984 | 5563.7866 | 5335.9749 | 5108.1631 | 4880.3514 | 4652.5396 | 4424.7278 | 4196.9161 | 3969.1043 | 0 | 0 | 0 | 0 | 0 | 0 | 0 | 0
|  | 2039 | -1.217% | [19 empty] | 12062.15 | 11370.5071 | 10686.0427 | 10185.3479 | 9753.5668 | 9373.4709 | 9096.7453 | 8871.705 | 8646.6647 | 8421.6244 | 8196.5841 | 7971.5438 | 7746.5035 | 7521.4632 | 7296.4229 | 7071.3826 | 6846.3422 | 6621.3019 | 6396.2616 | 6171.2213 | 5946.181 | 5721.1407 | 5496.1004 | 5271.0601 | 5046.0198 | 4820.9794 | 4595.9391 | 4370.8988 | 4145.8585 | 3920.8182 | 0 | 0 | 0 | 0 | 0 | 0 | 0
Revenue Requirement by vintage year
2012 $/MW-wk
| Aurora Input |  | Levelized Cost | 2020 | 2021 | 2022 | 2023 | 2024 | 2025 | 2026 | 2027 | 2028 | 2029 | 2030 | 2031 | 2032 | 2033 | 2034 | 2035 | 2036 | 2037 | 2038 | 2039 | 2040 | 2041 | 2042 | 2043 | 2044 | 2045 | 2046 | 2047 | 2048 | 2049 | 2050 | 2051 | 2052 | 2053 | 2054 | 2055 | 2056 | 2057 | 2058 | 2059 | 2060 | 2061 | 2062 | 2063 | 2064 | 2065 | 2066 | 2067 | 2068 | 2069 | 2070 | 2071 | 2072 | 2073 | 2074 | 2075
|  | 2020 | 2157.3185 | 3212.004 | 3027.8279 | 2845.5634 | 2712.2345 | 2597.2564 | 2496.0414 | 2422.3528 | 2362.4273 | 2302.5018 | 2242.5763 | 2182.6508 | 2122.7253 | 2062.7998 | 2002.8743 | 1942.9488 | 1883.0233 | 1823.0978 | 1763.1723 | 1703.2468 | 1643.3213 | 1583.3958 | 1523.4703 | 1463.5448 | 1403.6193 | 1343.6938 | 1283.7683 | 1223.8428 | 1163.9173 | 1103.9918 | 1044.0663 | 0 | 0 | 0 | 0 | 0 | 0 | 0 | 0 | 0 | 0 | 0 | 0 | 0 | 0 | 0 | 0 | 0 | 0 | 0 | 0 | 0 | 0 | 0 | 0 | 0 | 0
|  | 2021 | 2117.506 |  | 3152.7278 | 2971.9506 | 2793.0497 | 2662.1813 | 2549.3251 | 2449.978 | 2377.6493 | 2318.8297 | 2260.0101 | 2201.1905 | 2142.3709 | 2083.5513 | 2024.7317 | 1965.9121 | 1907.0925 | 1848.2729 | 1789.4533 | 1730.6337 | 1671.8141 | 1612.9945 | 1554.1749 | 1495.3553 | 1436.5357 | 1377.7161 | 1318.8965 | 1260.0769 | 1201.2573 | 1142.4376 | 1083.618 | 1024.7984 | 0 | 0 | 0 | 0 | 0 | 0 | 0 | 0 | 0 | 0 | 0 | 0 | 0 | 0 | 0 | 0 | 0 | 0 | 0 | 0 | 0 | 0 | 0 | 0 | 0
|  | 2022 | 2074.5225 |  |  | 3088.7301 | 2911.6225 | 2736.3531 | 2608.1413 | 2497.5759 | 2400.2456 | 2329.385 | 2271.7594 | 2214.1338 | 2156.5082 | 2098.8826 | 2041.257 | 1983.6313 | 1926.0057 | 1868.3801 | 1810.7545 | 1753.1289 | 1695.5033 | 1637.8777 | 1580.252 | 1522.6264 | 1465.0008 | 1407.3752 | 1349.7496 | 1292.124 | 1234.4984 | 1176.8728 | 1119.2471 | 1061.6215 | 1003.9959 | 0 | 0 | 0 | 0 | 0 | 0 | 0 | 0 | 0 | 0 | 0 | 0 | 0 | 0 | 0 | 0 | 0 | 0 | 0 | 0 | 0 | 0 | 0 | 0
|  | 2023 | 2031.5389 |  |  |  | 3024.7324 | 2851.2945 | 2679.6566 | 2554.1013 | 2445.8268 | 2350.5131 | 2281.1208 | 2224.6891 | 2168.2575 | 2111.8259 | 2055.3943 | 1998.9626 | 1942.531 | 1886.0994 | 1829.6678 | 1773.2361 | 1716.8045 | 1660.3729 | 1603.9413 | 1547.5096 | 1491.078 | 1434.6464 | 1378.2148 | 1321.7831 | 1265.3515 | 1208.9199 | 1152.4883 | 1096.0566 | 1039.625 | 983.1934 | 0 | 0 | 0 | 0 | 0 | 0 | 0 | 0 | 0 | 0 | 0 | 0 | 0 | 0 | 0 | 0 | 0 | 0 | 0 | 0 | 0 | 0 | 0
|  | 2024 | 1988.5553 |  |  |  |  | 2960.7348 | 2790.9664 | 2622.9601 | 2500.0613 | 2394.0777 | 2300.7806 | 2232.8565 | 2177.6189 | 2122.3812 | 2067.1436 | 2011.906 | 1956.6683 | 1901.4307 | 1846.1931 | 1790.9554 | 1735.7178 | 1680.4801 | 1625.2425 | 1570.0049 | 1514.7672 | 1459.5296 | 1404.292 | 1349.0543 | 1293.8167 | 1238.579 | 1183.3414 | 1128.1038 | 1072.8661 | 1017.6285 | 962.3908 | 0 | 0 | 0 | 0 | 0 | 0 | 0 | 0 | 0 | 0 | 0 | 0 | 0 | 0 | 0 | 0 | 0 | 0 | 0 | 0 | 0 | 0
|  | 2025 | 1945.5718 | [5 empty] | 2896.7371 | 2730.6384 | 2566.2636 | 2446.0212 | 2342.3286 | 2251.0482 | 2184.5923 | 2130.5486 | 2076.505 | 2022.4613 | 1968.4177 | 1914.374 | 1860.3304 | 1806.2867 | 1752.2431 | 1698.1994 | 1644.1558 | 1590.1121 | 1536.0685 | 1482.0248 | 1427.9812 | 1373.9375 | 1319.8939 | 1265.8502 | 1211.8066 | 1157.7629 | 1103.7193 | 1049.6756 | 995.632 | 941.5883 | 0 | 0 | 0 | 0 | 0 | 0 | 0 | 0 | 0 | 0 | 0 | 0 | 0 | 0 | 0 | 0 | 0 | 0 | 0 | 0 | 0
|  | 2026 | 1902.5882 | [6 empty] | 2832.7394 | 2670.3103 | 2509.5671 | 2391.9812 | 2290.5795 | 2201.3157 | 2136.328 | 2083.4784 | 2030.6287 | 1977.779 | 1924.9294 | 1872.0797 | 1819.2301 | 1766.3804 | 1713.5307 | 1660.6811 | 1607.8314 | 1554.9817 | 1502.1321 | 1449.2824 | 1396.4327 | 1343.5831 | 1290.7334 | 1237.8838 | 1185.0341 | 1132.1844 | 1079.3348 | 1026.4851 | 973.6354 | 920.7858 | 0 | 0 | 0 | 0 | 0 | 0 | 0 | 0 | 0 | 0 | 0 | 0 | 0 | 0 | 0 | 0 | 0 | 0 | 0 | 0
|  | 2027 | 1859.6046 | [7 empty] | 2768.7417 | 2609.9823 | 2452.8705 | 2337.9412 | 2238.8303 | 2151.5833 | 2088.0638 | 2036.4081 | 1984.7524 | 1933.0968 | 1881.4411 | 1829.7854 | 1778.1297 | 1726.4741 | 1674.8184 | 1623.1627 | 1571.507 | 1519.8514 | 1468.1957 | 1416.54 | 1364.8843 | 1313.2287 | 1261.573 | 1209.9173 | 1158.2616 | 1106.606 | 1054.9503 | 1003.2946 | 951.6389 | 899.9833 | 0 | 0 | 0 | 0 | 0 | 0 | 0 | 0 | 0 | 0 | 0 | 0 | 0 | 0 | 0 | 0 | 0 | 0 | 0
|  | 2028 | 1816.6211 | [8 empty] | 2704.744 | 2549.6542 | 2396.174 | 2283.9012 | 2187.0812 | 2101.8508 | 2039.7995 | 1989.3378 | 1938.8762 | 1888.4145 | 1837.9528 | 1787.4911 | 1737.0294 | 1686.5677 | 1636.106 | 1585.6443 | 1535.1827 | 1484.721 | 1434.2593 | 1383.7976 | 1333.3359 | 1282.8742 | 1232.4125 | 1181.9508 | 1131.4892 | 1081.0275 | 1030.5658 | 980.1041 | 929.6424 | 879.1807 | 0 | 0 | 0 | 0 | 0 | 0 | 0 | 0 | 0 | 0 | 0 | 0 | 0 | 0 | 0 | 0 | 0 | 0
|  | 2029 | 1773.6375 | [9 empty] | 2640.7464 | 2489.3261 | 2339.4775 | 2229.8612 | 2135.3321 | 2052.1183 | 1991.5353 | 1942.2676 | 1892.9999 | 1843.7322 | 1794.4645 | 1745.1968 | 1695.9291 | 1646.6614 | 1597.3937 | 1548.126 | 1498.8583 | 1449.5906 | 1400.3229 | 1351.0552 | 1301.7875 | 1252.5198 | 1203.2521 | 1153.9844 | 1104.7167 | 1055.449 | 1006.1813 | 956.9136 | 907.6459 | 858.3782 | 0 | 0 | 0 | 0 | 0 | 0 | 0 | 0 | 0 | 0 | 0 | 0 | 0 | 0 | 0 | 0 | 0
|  | 2030 | 1730.654 | [10 empty] | 2576.7487 | 2428.9981 | 2282.781 | 2175.8212 | 2083.583 | 2002.3859 | 1943.271 | 1895.1973 | 1847.1236 | 1799.0499 | 1750.9762 | 1702.9025 | 1654.8288 | 1606.755 | 1558.6813 | 1510.6076 | 1462.5339 | 1414.4602 | 1366.3865 | 1318.3128 | 1270.2391 | 1222.1654 | 1174.0916 | 1126.0179 | 1077.9442 | 1029.8705 | 981.7968 | 933.7231 | 885.6494 | 837.5757 | 0 | 0 | 0 | 0 | 0 | 0 | 0 | 0 | 0 | 0 | 0 | 0 | 0 | 0 | 0 | 0
|  | 2031 | 1711.467 | [11 empty] | 2548.1815 | 2402.069 | 2257.4729 | 2151.699 | 2060.4833 | 1980.1864 | 1921.7269 | 1874.1862 | 1826.6454 | 1779.1047 | 1731.564 | 1684.0232 | 1636.4825 | 1588.9417 | 1541.401 | 1493.8603 | 1446.3195 | 1398.7788 | 1351.238 | 1303.6973 | 1256.1565 | 1208.6158 | 1161.0751 | 1113.5343 | 1065.9936 | 1018.4528 | 970.9121 | 923.3713 | 875.8306 | 828.2899 | 0 | 0 | 0 | 0 | 0 | 0 | 0 | 0 | 0 | 0 | 0 | 0 | 0 | 0 | 0
|  | 2032 | 1692.2801 | [12 empty] | 2519.6144 | 2375.1398 | 2232.1648 | 2127.5767 | 2037.3836 | 1957.9869 | 1900.1828 | 1853.1751 | 1806.1673 | 1759.1595 | 1712.1517 | 1665.144 | 1618.1362 | 1571.1284 | 1524.1206 | 1477.1129 | 1430.1051 | 1383.0973 | 1336.0896 | 1289.0818 | 1242.074 | 1195.0662 | 1148.0585 | 1101.0507 | 1054.0429 | 1007.0352 | 960.0274 | 913.0196 | 866.0118 | 819.0041 | 0 | 0 | 0 | 0 | 0 | 0 | 0 | 0 | 0 | 0 | 0 | 0 | 0 | 0
|  | 2033 | 1673.0932 | [13 empty] | 2491.0472 | 2348.2107 | 2206.8567 | 2103.4544 | 2014.284 | 1935.7874 | 1878.6387 | 1832.1639 | 1785.6891 | 1739.2143 | 1692.7395 | 1646.2647 | 1599.7899 | 1553.3151 | 1506.8403 | 1460.3655 | 1413.8907 | 1367.4159 | 1320.9411 | 1274.4663 | 1227.9915 | 1181.5167 | 1135.0419 | 1088.5671 | 1042.0923 | 995.6175 | 949.1427 | 902.6679 | 856.1931 | 809.7183 | 0 | 0 | 0 | 0 | 0 | 0 | 0 | 0 | 0 | 0 | 0 | 0 | 0
|  | 2034 | 1653.9063 | [14 empty] | 2462.48 | 2321.2816 | 2181.5486 | 2079.3321 | 1991.1843 | 1913.588 | 1857.0946 | 1811.1528 | 1765.211 | 1719.2691 | 1673.3273 | 1627.3855 | 1581.4436 | 1535.5018 | 1489.56 | 1443.6181 | 1397.6763 | 1351.7345 | 1305.7926 | 1259.8508 | 1213.909 | 1167.9671 | 1122.0253 | 1076.0835 | 1030.1416 | 984.1998 | 938.258 | 892.3161 | 846.3743 | 800.4325 | 0 | 0 | 0 | 0 | 0 | 0 | 0 | 0 | 0 | 0 | 0 | 0
|  | 2035 | 1634.7194 | [15 empty] | 2433.9129 | 2294.3525 | 2156.2406 | 2055.2099 | 1968.0846 | 1891.3885 | 1835.5505 | 1790.1417 | 1744.7328 | 1699.3239 | 1653.9151 | 1608.5062 | 1563.0973 | 1517.6885 | 1472.2796 | 1426.8708 | 1381.4619 | 1336.053 | 1290.6442 | 1245.2353 | 1199.8264 | 1154.4176 | 1109.0087 | 1063.5999 | 1018.191 | 972.7821 | 927.3733 | 881.9644 | 836.5555 | 791.1467 | 0 | 0 | 0 | 0 | 0 | 0 | 0 | 0 | 0 | 0 | 0
|  | 2036 | 1615.5324 | [16 empty] | 2405.3457 | 2267.4233 | 2130.9325 | 2031.0876 | 1944.9849 | 1869.189 | 1814.0064 | 1769.1305 | 1724.2546 | 1679.3787 | 1634.5028 | 1589.627 | 1544.7511 | 1499.8752 | 1454.9993 | 1410.1234 | 1365.2475 | 1320.3716 | 1275.4957 | 1230.6198 | 1185.7439 | 1140.868 | 1095.9921 | 1051.1162 | 1006.2403 | 961.3645 | 916.4886 | 871.6127 | 826.7368 | 781.8609 | 0 | 0 | 0 | 0 | 0 | 0 | 0 | 0 | 0 | 0
|  | 2037 | 1596.3455 | [17 empty] | 2376.7785 | 2240.4942 | 2105.6244 | 2006.9653 | 1921.8853 | 1846.9895 | 1792.4623 | 1748.1194 | 1703.7765 | 1659.4335 | 1615.0906 | 1570.7477 | 1526.4048 | 1482.0619 | 1437.7189 | 1393.376 | 1349.0331 | 1304.6902 | 1260.3472 | 1216.0043 | 1171.6614 | 1127.3185 | 1082.9755 | 1038.6326 | 994.2897 | 949.9468 | 905.6039 | 861.2609 | 816.918 | 772.5751 | 0 | 0 | 0 | 0 | 0 | 0 | 0 | 0 | 0
|  | 2038 | 1577.1586 | [18 empty] | 2348.2114 | 2213.5651 | 2080.3163 | 1982.843 | 1898.7856 | 1824.79 | 1770.9182 | 1727.1083 | 1683.2983 | 1639.4884 | 1595.6784 | 1551.8684 | 1508.0585 | 1464.2485 | 1420.4386 | 1376.6286 | 1332.8187 | 1289.0087 | 1245.1988 | 1201.3888 | 1157.5789 | 1113.7689 | 1069.959 | 1026.149 | 982.3391 | 938.5291 | 894.7192 | 850.9092 | 807.0992 | 763.2893 | 0 | 0 | 0 | 0 | 0 | 0 | 0 | 0
|  | 2039 | 1557.9717 | [19 empty] | 2319.6442 | 2186.636 | 2055.0082 | 1958.7208 | 1875.6859 | 1802.5906 | 1749.3741 | 1706.0971 | 1662.8201 | 1619.5432 | 1576.2662 | 1532.9892 | 1489.7122 | 1446.4352 | 1403.1582 | 1359.8813 | 1316.6043 | 1273.3273 | 1230.0503 | 1186.7733 | 1143.4963 | 1100.2194 | 1056.9424 | 1013.6654 | 970.3884 | 927.1114 | 883.8344 | 840.5575 | 797.2805 | 754.0035 | 0 | 0 | 0 | 0 | 0 | 0 | 0
|  | Annual Change (%) |  | 0% | -1.845% | -2.03% | -2.072% | -2.116% | -2.162% | -2.209% | -2.259% | -2.311% | -2.366% | -2.423% | -1.109% | -1.121% | -1.134% | -1.147% | -1.16% | -1.174% | -1.188% | -1.202% | -1.217% | -1.232% | -1.081% | -1.093% | -1.105% | -1.117% | -1.13% | -1.143% | -1.156% | -1.17% | -1.183% | -1.198% | 0% | 0% | 0% | 0% | 0% | 0% | 0% | 0% | 0% | 0% | 0% | 0% | 0% | 0% | 0% | 0% | 0% | 0% | 0% | 0% | 0% | 0% | 0% | 0% | 0%
|  | Levelized Capital Cost ($/MW-wk) |  | 2157.3185 | 2117.506 | 2074.5225 | 2031.5389 | 1988.5553 | 1945.5718 | 1902.5882 | 1859.6046 | 1816.6211 | 1773.6375 | 1730.654 | 1711.467 | 1692.2801 | 1673.0932 | 1653.9063 | 1634.7194 | 1615.5324 | 1596.3455 | 1577.1586 | 1557.9717 | 1538.7848 | 1522.1492 | 1505.5137 | 1488.8782 | 1472.2427 | 1455.6072 | 1438.9717 | 1422.3362 | 1405.7007 | 1389.0652 | 1372.4296 | 1372.4296 | 1372.4296 | 1372.4296 | 1372.4296 | 1372.4296 | 1372.4296 | 1372.4296 | 1372.4296 | 1372.4296 | 1372.4296 | 1372.4296 | 1372.4296 | 1372.4296 | 1372.4296 | 1372.4296 | 1372.4296 | 1372.4296 | 1372.4296 | 1372.4296 | 1372.4296 | 1372.4296 | 1372.4296 | 1372.4296 | 1372.4296 | 1372.4296
|  | Economic Life | 30
|  | check s/b 0 | 0

## ID Solar ITC 2020-2023 30%
Solar FINANCIALS
($ 1000s Unless Otherwise Indicated)
| Calendar Year of Fin. Close |  |  | 2020 | 2021 | 2022 | 2023 | 2024 | 2025 | 2026 | 2027 | 2028 | 2029 | 2030 | 2031 | 2032 | 2033 | 2034 | 2035 | 2036 | 2037 | 2038 | 2039 | 2040 | 2041 | 2042 | 2043 | 2044 | 2045 | 2046 | 2047 | 2048 | 2049
| Operating Year |  | 0 | 1 | 2 | 3 | 4 | 5 | 6 | 7 | 8 | 9 | 10 | 11 | 12 | 13 | 14 | 15 | 16 | 17 | 18 | 19 | 20 | 21 | 22 | 23 | 24 | 25 | 26 | 27 | 28 | 29 | 30
| Calendar Year | Capital Invest.
| 2020 | 549904.6031
| Gross plant |  |  | 549904.6031 | 549904.6031 | 549904.6031 | 549904.6031 | 549904.6031 | 549904.6031 | 549904.6031 | 549904.6031 | 549904.6031 | 549904.6031 | 549904.6031 | 549904.6031 | 549904.6031 | 549904.6031 | 549904.6031 | 549904.6031 | 549904.6031 | 549904.6031 | 549904.6031 | 549904.6031 | 549904.6031 | 549904.6031 | 549904.6031 | 549904.6031 | 549904.6031 | 549904.6031 | 549904.6031 | 549904.6031 | 549904.6031 | 549904.6031
| Accumulated Deprectiation |  |  | 18330.1534 | 36660.3069 | 54990.4603 | 73320.6137 | 91650.7672 | 109980.9206 | 128311.0741 | 146641.2275 | 164971.3809 | 183301.5344 | 201631.6878 | 219961.8412 | 238291.9947 | 256622.1481 | 274952.3015 | 293282.455 | 311612.6084 | 329942.7618 | 348272.9153 | 366603.0687 | 384933.2222 | 403263.3756 | 421593.529 | 439923.6825 | 458253.8359 | 476583.9893 | 494914.1428 | 513244.2962 | 531574.4496 | 549904.6031
| Net book value |  |  | 531574.4496 | 513244.2962 | 494914.1428 | 476583.9893 | 458253.8359 | 439923.6825 | 421593.529 | 403263.3756 | 384933.2222 | 366603.0687 | 348272.9153 | 329942.7618 | 311612.6084 | 293282.455 | 274952.3015 | 256622.1481 | 238291.9947 | 219961.8412 | 201631.6878 | 183301.5344 | 164971.3809 | 146641.2275 | 128311.0741 | 109980.9206 | 91650.7672 | 73320.6137 | 54990.4603 | 36660.3069 | 18330.1534 | 0
| ITC |  |  | 0 | 0 | 0 | 0 | 0 | 0 | 0 | 0 | 0 | 0 | 0 | 0 | 0 | 0 | 0 | 0 | 0 | 0 | 0 | 0 | 8248.569 | 16497.1381 | 24745.7071 | 32994.2762 | 41242.8452 | 49491.4143 | 57739.9833 | 65988.5524 | 74237.1214 | 82485.6905
| Accumulated deffered income tax |  |  | -16359.6619 | -44498.2805 | -60072.6786 | -68108.5446 | -76144.4105 | -78526.3773 | -75254.4449 | -71982.5125 | -68710.5802 | -65438.6478 | -62166.7154 | -58894.783 | -55622.8506 | -52350.9182 | -49078.9858 | -45807.0534 | -42535.121 | -39263.1887 | -35991.2563 | -32719.3239 | -29447.3915 | -26175.4591 | -22903.5267 | -19631.5943 | -16359.6619 | -13087.7296 | -9815.7972 | -6543.8648 | -3271.9324 | -3.2742e-11
| Rate Base |  |  | 515214.7877 | 468746.0157 | 434841.4641 | 408475.4447 | 382109.4254 | 361397.3051 | 346339.0841 | 331280.863 | 316222.642 | 301164.421 | 286106.1999 | 271047.9789 | 255989.7578 | 240931.5368 | 225873.3157 | 210815.0947 | 195756.8736 | 180698.6526 | 165640.4315 | 150582.2105 | 143772.5585 | 136962.9065 | 130153.2545 | 123343.6025 | 116533.9505 | 109724.2985 | 102914.6465 | 96104.9945 | 89295.3425 | 82485.6905
| Average rate base |  |  | 532559.6954 | 491980.4017 | 451793.7399 | 421658.4544 | 395292.4351 | 371753.3653 | 353868.1946 | 338809.9736 | 323751.7525 | 308693.5315 | 293635.3104 | 278577.0894 | 263518.8683 | 248460.6473 | 233402.4262 | 218344.2052 | 203285.9841 | 188227.7631 | 173169.542 | 158111.321 | 147177.3845 | 140367.7325 | 133558.0805 | 126748.4285 | 119938.7765 | 113129.1245 | 106319.4725 | 99509.8205 | 92700.1685 | 85890.5165
| Pre-tax Return | 0.086076 |  | 45840.5814 | 42347.6801 | 38888.5751 | 36294.6518 | 34025.1716 | 31999.0238 | 30459.5408 | 29163.3901 | 27867.2395 | 26571.0888 | 25274.9381 | 23978.7874 | 22682.6368 | 21386.4861 | 20090.3354 | 18794.1848 | 17498.0341 | 16201.8834 | 14905.7327 | 13609.5821 | 12668.4331 | 12082.2858 | 11496.1386 | 10909.9913 | 10323.8441 | 9737.6968 | 9151.5495 | 8565.4023 | 7979.255 | 7393.1077
| Book Depreciation |  |  | 18330.1534 | 18330.1534 | 18330.1534 | 18330.1534 | 18330.1534 | 18330.1534 | 18330.1534 | 18330.1534 | 18330.1534 | 18330.1534 | 18330.1534 | 18330.1534 | 18330.1534 | 18330.1534 | 18330.1534 | 18330.1534 | 18330.1534 | 18330.1534 | 18330.1534 | 18330.1534 | 18330.1534 | 18330.1534 | 18330.1534 | 18330.1534 | 18330.1534 | 18330.1534 | 18330.1534 | 18330.1534 | 18330.1534 | 18330.1534
| Insurance |  |  | 263.4043 | 263.4043 | 263.4043 | 263.4043 | 263.4043 | 263.4043 | 263.4043 | 263.4043 | 263.4043 | 263.4043 | 263.4043 | 263.4043 | 263.4043 | 263.4043 | 263.4043 | 263.4043 | 263.4043 | 263.4043 | 263.4043 | 263.4043 | 263.4043 | 263.4043 | 263.4043 | 263.4043 | 263.4043 | 263.4043 | 263.4043 | 263.4043 | 263.4043 | 263.4043
| ITC Amort - Grossed for Taxes |  |  | -10441.2266 | -10441.2266 | -10441.2266 | -10441.2266 | -10441.2266 | -10441.2266 | -10441.2266 | -10441.2266 | -10441.2266 | -10441.2266 | -10441.2266 | -10441.2266 | -10441.2266 | -10441.2266 | -10441.2266 | -10441.2266 | -10441.2266 | -10441.2266 | -10441.2266 | -10441.2266 | -10441.2266 | -10441.2266 | -10441.2266 | -10441.2266 | -10441.2266 | -10441.2266 | -10441.2266 | -10441.2266 | -10441.2266 | -10441.2266
| Property Taxes |  |  | 2499.7954 | 2499.7954 | 2499.7954 | 2499.7954 | 2499.7954 | 2499.7954 | 2499.7954 | 2499.7954 | 2499.7954 | 2499.7954 | 2499.7954 | 2499.7954 | 2499.7954 | 2499.7954 | 2499.7954 | 2499.7954 | 2499.7954 | 2499.7954 | 2499.7954 | 2499.7954 | 2499.7954 | 2499.7954 | 2499.7954 | 2499.7954 | 2499.7954 | 2499.7954 | 2499.7954 | 2499.7954 | 2499.7954 | 2499.7954
| Revenue Requirement |  |  | 56492.7079 | 52999.8066 | 49540.7016 | 46946.7783 | 44677.2981 | 42651.1503 | 41111.6673 | 39815.5166 | 38519.366 | 37223.2153 | 35927.0646 | 34630.9139 | 33334.7633 | 32038.6126 | 30742.4619 | 29446.3112 | 28150.1606 | 26854.0099 | 25557.8592 | 24261.7086 | 23320.5596 | 22734.4123 | 22148.2651 | 21562.1178 | 20975.9705 | 20389.8233 | 19803.676 | 19217.5288 | 18631.3815 | 18045.2342
| Book Depreciation |  |  | 18330.1534 | 18330.1534 | 18330.1534 | 18330.1534 | 18330.1534 | 18330.1534 | 18330.1534 | 18330.1534 | 18330.1534 | 18330.1534 | 18330.1534 | 18330.1534 | 18330.1534 | 18330.1534 | 18330.1534 | 18330.1534 | 18330.1534 | 18330.1534 | 18330.1534 | 18330.1534 | 18330.1534 | 18330.1534 | 18330.1534 | 18330.1534 | 18330.1534 | 18330.1534 | 18330.1534 | 18330.1534 | 18330.1534 | 18330.1534
| Tax Depreciation |  |  | 109980.9206 | 175969.473 | 105581.6838 | 63349.0103 | 63349.0103 | 31674.5051 | 0 | 0 | 0 | 0 | 0 | 0 | 0 | 0 | 0 | 0 | 0 | 0 | 0 | 0 | 0 | 0 | 0 | 0 | 0 | 0 | 0 | 0 | 0 | 0
| Difference between book and tax |  |  | -91650.7672 | -157639.3195 | -87251.5304 | -45018.8568 | -45018.8568 | -13344.3517 | 18330.1534 | 18330.1534 | 18330.1534 | 18330.1534 | 18330.1534 | 18330.1534 | 18330.1534 | 18330.1534 | 18330.1534 | 18330.1534 | 18330.1534 | 18330.1534 | 18330.1534 | 18330.1534 | 18330.1534 | 18330.1534 | 18330.1534 | 18330.1534 | 18330.1534 | 18330.1534 | 18330.1534 | 18330.1534 | 18330.1534 | 18330.1534
| Tax rate |  |  | -19246.6611 | -33104.2571 | -18322.8214 | -9453.9599 | -9453.9599 | -2802.3139 | 3849.3322 | 3849.3322 | 3849.3322 | 3849.3322 | 3849.3322 | 3849.3322 | 3849.3322 | 3849.3322 | 3849.3322 | 3849.3322 | 3849.3322 | 3849.3322 | 3849.3322 | 3849.3322 | 3849.3322 | 3849.3322 | 3849.3322 | 3849.3322 | 3849.3322 | 3849.3322 | 3849.3322 | 3849.3322 | 3849.3322 | 3849.3322
Depreciation Tables
|  | 5 |  | 20% | 32% | 19.2% | 11.52% | 11.52% | 5.76% | 0% | 0% | 0% | 0% | 0% | 0% | 0% | 0% | 0% | 0% | 0% | 0% | 0% | 0% | 0%
|  | 5 | 0: 1; 2020 1: 20%; 2021 2: 32%; 2022 3: 19.2%; 2023 4: 11.52%; 2024 5: 11.52%; 2025 6: 5.76%
|  | 10 | 0: 0; 2020 1: 10%; 2021 2: 18%; 2022 3: 14.4%; 2023 4: 11.52%; 2024 5: 9.22%; 2025 6: 7.37%; 2026 7: 6.55%; 2027 8: 6.55%; 2028 9: 6.56%; 2029 10: 6.55%; 2030 11: 3.28%
|  | 15 | 0: 0; 2020 1: 5%; 2021 2: 9.5%; 2022 3: 8.55%; 2023 4: 7.7%; 2024 5: 6.93%; 2025 6: 6.23%; 2026 7: 5.9%; 2027 8: 5.9%; 2028 9: 5.91%; 2029 10: 5.9%; 2030 11: 5.91%; 2031 12: 5.9%; 2032 13: 5.91%; 2033 14: 5.9%; 2034 15: 5.91%; 2035 16: 2.95%
|  | 20 | 0 | 3.75% | 7.219% | 6.677% | 6.177% | 5.713% | 5.285% | 4.888% | 4.522% | 4.462% | 4.461% | 4.462% | 4.461% | 4.462% | 4.461% | 4.462% | 4.461% | 4.462% | 4.461% | 4.462% | 4.461% | 2.231%
Revenue Requirement by vintage year
2012 $000
|  |  |  | 2020 | 2021 | 2022 | 2023 | 2024 | 2025 | 2026 | 2027 | 2028 | 2029 | 2030 | 2031 | 2032 | 2033 | 2034 | 2035 | 2036 | 2037 | 2038 | 2039 | 2040 | 2041 | 2042 | 2043 | 2044 | 2045 | 2046 | 2047 | 2048 | 2049 | 2050 | 2051 | 2052 | 2053 | 2054 | 2055 | 2056 | 2057 | 2058 | 2059 | 2060 | 2061 | 2062 | 2063 | 2064 | 2065 | 2066 | 2067 | 2068 | 2069 | 2070 | 2071 | 2072 | 2073 | 2074 | 2075
|  | 2020 | 0% | 56492.7079 | 52999.8066 | 49540.7016 | 46946.7783 | 44677.2981 | 42651.1503 | 41111.6673 | 39815.5166 | 38519.366 | 37223.2153 | 35927.0646 | 34630.9139 | 33334.7633 | 32038.6126 | 30742.4619 | 29446.3112 | 28150.1606 | 26854.0099 | 25557.8592 | 24261.7086 | 23320.5596 | 22734.4123 | 22148.2651 | 21562.1178 | 20975.9705 | 20389.8233 | 19803.676 | 19217.5288 | 18631.3815 | 18045.2342 | 0 | 0 | 0 | 0 | 0 | 0 | 0 | 0 | 0 | 0 | 0 | 0 | 0 | 0 | 0 | 0 | 0 | 0 | 0 | 0 | 0 | 0 | 0 | 0 | 0 | 0
|  | 2021 | -1.845% |  | 55450.1579 | 52021.7167 | 48626.448 | 46080.3945 | 43852.7967 | 41864.0407 | 40352.9682 | 39080.7374 | 37808.5067 | 36536.2759 | 35264.0452 | 33991.8145 | 32719.5837 | 31447.353 | 30175.1223 | 28902.8915 | 27630.6608 | 26358.43 | 25086.1993 | 23813.9686 | 22890.1881 | 22314.858 | 21739.5278 | 21164.1977 | 20588.8675 | 20013.5374 | 19438.2072 | 18862.8771 | 18287.5469 | 17712.2168 | 0 | 0 | 0 | 0 | 0 | 0 | 0 | 0 | 0 | 0 | 0 | 0 | 0 | 0 | 0 | 0 | 0 | 0 | 0 | 0 | 0 | 0 | 0 | 0 | 0
|  | 2022 | -2.03% |  |  | 54324.5671 | 50965.7203 | 47639.3727 | 45145.0019 | 42962.6224 | 41014.2364 | 39533.8374 | 38287.4319 | 37041.0263 | 35794.6208 | 34548.2152 | 33301.8097 | 32055.4042 | 30808.9986 | 29562.5931 | 28316.1875 | 27069.782 | 25823.3764 | 24576.9709 | 23330.5654 | 22425.5369 | 21861.8854 | 21298.234 | 20734.5826 | 20170.9311 | 19607.2797 | 19043.6282 | 18479.9768 | 17916.3253 | 17352.6739 | 0 | 0 | 0 | 0 | 0 | 0 | 0 | 0 | 0 | 0 | 0 | 0 | 0 | 0 | 0 | 0 | 0 | 0 | 0 | 0 | 0 | 0 | 0 | 0
|  | 2023 | -2.072% |  |  |  | 53198.9762 | 49909.7239 | 46652.2974 | 44209.6093 | 42072.4481 | 40164.4322 | 38714.7066 | 37494.1263 | 36273.5459 | 35052.9656 | 33832.3853 | 32611.8049 | 31391.2246 | 30170.6442 | 28950.0639 | 27729.4835 | 26508.9032 | 25288.3228 | 24067.7425 | 22847.1622 | 21960.8856 | 21408.9129 | 20856.9402 | 20304.9674 | 19752.9947 | 19201.022 | 18649.0492 | 18097.0765 | 17545.1038 | 16993.131 | 0 | 0 | 0 | 0 | 0 | 0 | 0 | 0 | 0 | 0 | 0 | 0 | 0 | 0 | 0 | 0 | 0 | 0 | 0 | 0 | 0 | 0 | 0
|  | 2024 | -2.116% |  |  |  |  | 52073.3854 | 48853.7276 | 45665.222 | 43274.2167 | 41182.2738 | 39314.6279 | 37895.5759 | 36700.8207 | 35506.0656 | 34311.3104 | 33116.5553 | 31921.8001 | 30727.045 | 29532.2898 | 28337.5347 | 27142.7795 | 25948.0244 | 24753.2692 | 23558.5141 | 22363.7589 | 21496.2344 | 20955.9403 | 20415.6463 | 19875.3523 | 19335.0583 | 18794.7643 | 18254.4702 | 17714.1762 | 17173.8822 | 16633.5882 | 0 | 0 | 0 | 0 | 0 | 0 | 0 | 0 | 0 | 0 | 0 | 0 | 0 | 0 | 0 | 0 | 0 | 0 | 0 | 0 | 0 | 0
|  | 2025 | -2.162% | [5 empty] | 50947.7946 | 47797.7312 | 44678.1467 | 42338.824 | 40292.0995 | 38464.8237 | 37076.4451 | 35907.5152 | 34738.5852 | 33569.6553 | 32400.7253 | 31231.7953 | 30062.8654 | 28893.9354 | 27725.0055 | 26556.0755 | 25387.1456 | 24218.2156 | 23049.2857 | 21880.3557 | 21031.5831 | 20502.9678 | 19974.3525 | 19445.7372 | 18917.1219 | 18388.5066 | 17859.8912 | 17331.2759 | 16802.6606 | 16274.0453 | 0 | 0 | 0 | 0 | 0 | 0 | 0 | 0 | 0 | 0 | 0 | 0 | 0 | 0 | 0 | 0 | 0 | 0 | 0 | 0 | 0
|  | 2026 | -2.209% | [6 empty] | 49822.2038 | 46741.7348 | 43691.0714 | 41403.4314 | 39401.9253 | 37615.0194 | 36257.3143 | 35114.2096 | 33971.1048 | 32828.0001 | 31684.8953 | 30541.7906 | 29398.6858 | 28255.5811 | 27112.4763 | 25969.3715 | 24826.2668 | 23683.162 | 22540.0573 | 21396.9525 | 20566.9319 | 20049.9953 | 19533.0587 | 19016.1221 | 18499.1855 | 17982.2489 | 17465.3123 | 16948.3757 | 16431.4391 | 15914.5025 | 0 | 0 | 0 | 0 | 0 | 0 | 0 | 0 | 0 | 0 | 0 | 0 | 0 | 0 | 0 | 0 | 0 | 0 | 0 | 0
|  | 2027 | -2.259% | [7 empty] | 48696.613 | 45685.7384 | 42703.996 | 40468.0388 | 38511.751 | 36765.2152 | 35438.1836 | 34320.904 | 33203.6245 | 32086.3449 | 30969.0653 | 29851.7858 | 28734.5062 | 27617.2267 | 26499.9471 | 25382.6676 | 24265.388 | 23148.1084 | 22030.8289 | 20913.5493 | 20102.2806 | 19597.0227 | 19091.7648 | 18586.5069 | 18081.249 | 17575.9912 | 17070.7333 | 16565.4754 | 16060.2175 | 15554.9596 | 0 | 0 | 0 | 0 | 0 | 0 | 0 | 0 | 0 | 0 | 0 | 0 | 0 | 0 | 0 | 0 | 0 | 0 | 0
|  | 2028 | -2.311% | [8 empty] | 47571.0222 | 44629.742 | 41716.9207 | 39532.6462 | 37621.5767 | 35915.411 | 34619.0528 | 33527.5985 | 32436.1441 | 31344.6897 | 30253.2354 | 29161.781 | 28070.3266 | 26978.8723 | 25887.4179 | 24795.9636 | 23704.5092 | 22613.0548 | 21521.6005 | 20430.1461 | 19637.6293 | 19144.0502 | 18650.471 | 18156.8918 | 17663.3126 | 17169.7335 | 16676.1543 | 16182.5751 | 15688.9959 | 15195.4167 | 0 | 0 | 0 | 0 | 0 | 0 | 0 | 0 | 0 | 0 | 0 | 0 | 0 | 0 | 0 | 0 | 0 | 0
|  | 2029 | -2.366% | [9 empty] | 46445.4314 | 43573.7456 | 40729.8454 | 38597.2535 | 36731.4024 | 35065.6067 | 33799.922 | 32734.2929 | 31668.6637 | 30603.0346 | 29537.4054 | 28471.7762 | 27406.1471 | 26340.5179 | 25274.8887 | 24209.2596 | 23143.6304 | 22078.0012 | 21012.3721 | 19946.7429 | 19172.9781 | 18691.0776 | 18209.1772 | 17727.2767 | 17245.3762 | 16763.4757 | 16281.5753 | 15799.6748 | 15317.7743 | 14835.8739 | 0 | 0 | 0 | 0 | 0 | 0 | 0 | 0 | 0 | 0 | 0 | 0 | 0 | 0 | 0 | 0 | 0
|  | 2030 | -2.423% | [10 empty] | 45319.8406 | 42517.7492 | 39742.77 | 37661.8609 | 35841.2281 | 34215.8025 | 32980.7913 | 31940.9873 | 30901.1833 | 29861.3794 | 28821.5754 | 27781.7714 | 26741.9675 | 25702.1635 | 24662.3595 | 23622.5556 | 22582.7516 | 21542.9476 | 20503.1437 | 19463.3397 | 18708.3268 | 18238.1051 | 17767.8833 | 17297.6616 | 16827.4398 | 16357.218 | 15886.9963 | 15416.7745 | 14946.5528 | 14476.331 | 0 | 0 | 0 | 0 | 0 | 0 | 0 | 0 | 0 | 0 | 0 | 0 | 0 | 0 | 0 | 0
|  | 2031 | -1.109% | [11 empty] | 44817.4015 | 42046.3756 | 39302.1612 | 37244.3221 | 35443.8738 | 33836.4685 | 32615.1493 | 31586.8731 | 30558.5969 | 29530.3208 | 28502.0446 | 27473.7684 | 26445.4923 | 25417.2161 | 24388.9399 | 23360.6638 | 22332.3876 | 21304.1114 | 20275.8353 | 19247.5591 | 18500.9167 | 18035.9081 | 17570.8994 | 17105.8908 | 16640.8821 | 16175.8735 | 15710.8649 | 15245.8562 | 14780.8476 | 14315.839 | 0 | 0 | 0 | 0 | 0 | 0 | 0 | 0 | 0 | 0 | 0 | 0 | 0 | 0 | 0
|  | 2032 | -1.121% | [12 empty] | 44314.9624 | 41575.0019 | 38861.5524 | 36826.7833 | 35046.5195 | 33457.1345 | 32249.5072 | 31232.7589 | 30216.0105 | 29199.2621 | 28182.5138 | 27165.7654 | 26149.017 | 25132.2687 | 24115.5203 | 23098.7719 | 22082.0236 | 21065.2752 | 20048.5269 | 19031.7785 | 18293.5065 | 17833.711 | 17373.9155 | 16914.12 | 16454.3245 | 15994.529 | 15534.7334 | 15074.9379 | 14615.1424 | 14155.3469 | 0 | 0 | 0 | 0 | 0 | 0 | 0 | 0 | 0 | 0 | 0 | 0 | 0 | 0
|  | 2033 | -1.134% | [13 empty] | 43812.5233 | 41103.6283 | 38420.9436 | 36409.2446 | 34649.1652 | 33077.8005 | 31883.8652 | 30878.6446 | 29873.4241 | 28868.2035 | 27862.9829 | 26857.7624 | 25852.5418 | 24847.3213 | 23842.1007 | 22836.8801 | 21831.6596 | 20826.439 | 19821.2184 | 18815.9979 | 18086.0964 | 17631.514 | 17176.9316 | 16722.3492 | 16267.7668 | 15813.1844 | 15358.602 | 14904.0196 | 14449.4372 | 13994.8548 | 0 | 0 | 0 | 0 | 0 | 0 | 0 | 0 | 0 | 0 | 0 | 0 | 0
|  | 2034 | -1.147% | [14 empty] | 43310.0842 | 40632.2546 | 37980.3348 | 35991.7058 | 34251.8108 | 32698.4665 | 31518.2232 | 30524.5304 | 29530.8376 | 28537.1449 | 27543.4521 | 26549.7594 | 25556.0666 | 24562.3738 | 23568.6811 | 22574.9883 | 21581.2956 | 20587.6028 | 19593.91 | 18600.2173 | 17878.6863 | 17429.317 | 16979.9477 | 16530.5784 | 16081.2092 | 15631.8399 | 15182.4706 | 14733.1013 | 14283.7321 | 13834.3628 | 0 | 0 | 0 | 0 | 0 | 0 | 0 | 0 | 0 | 0 | 0 | 0
|  | 2035 | -1.16% | [15 empty] | 42807.6451 | 40160.8809 | 37539.726 | 35574.167 | 33854.4565 | 32319.1325 | 31152.5811 | 30170.4162 | 29188.2512 | 28206.0862 | 27223.9213 | 26241.7563 | 25259.5914 | 24277.4264 | 23295.2615 | 22313.0965 | 21330.9315 | 20348.7666 | 19366.6016 | 18384.4367 | 17671.2761 | 17227.12 | 16782.9638 | 16338.8076 | 15894.6515 | 15450.4953 | 15006.3392 | 14562.183 | 14118.0269 | 13673.8707 | 0 | 0 | 0 | 0 | 0 | 0 | 0 | 0 | 0 | 0 | 0
|  | 2036 | -1.174% | [16 empty] | 42305.206 | 39689.5073 | 37099.1172 | 35156.6282 | 33457.1022 | 31939.7984 | 30786.9391 | 29816.3019 | 28845.6648 | 27875.0276 | 26904.3905 | 25933.7533 | 24963.1162 | 23992.479 | 23021.8418 | 22051.2047 | 21080.5675 | 20109.9304 | 19139.2932 | 18168.6561 | 17463.866 | 17024.9229 | 16585.9799 | 16147.0369 | 15708.0938 | 15269.1508 | 14830.2078 | 14391.2647 | 13952.3217 | 13513.3787 | 0 | 0 | 0 | 0 | 0 | 0 | 0 | 0 | 0 | 0
|  | 2037 | -1.188% | [17 empty] | 41802.767 | 39218.1336 | 36658.5083 | 34739.0894 | 33059.7479 | 31560.4644 | 30421.2971 | 29462.1877 | 28503.0783 | 27543.969 | 26584.8596 | 25625.7503 | 24666.6409 | 23707.5316 | 22748.4222 | 21789.3129 | 20830.2035 | 19871.0942 | 18911.9848 | 17952.8755 | 17256.4558 | 16822.7259 | 16388.996 | 15955.2661 | 15521.5362 | 15087.8063 | 14654.0763 | 14220.3464 | 13786.6165 | 13352.8866 | 0 | 0 | 0 | 0 | 0 | 0 | 0 | 0 | 0
|  | 2038 | -1.202% | [18 empty] | 41300.3279 | 38746.76 | 36217.8995 | 34321.5507 | 32662.3936 | 31181.1304 | 30055.655 | 29108.0735 | 28160.4919 | 27212.9104 | 26265.3288 | 25317.7473 | 24370.1657 | 23422.5842 | 22475.0026 | 21527.4211 | 20579.8395 | 19632.258 | 18684.6764 | 17737.0949 | 17049.0457 | 16620.5289 | 16192.0121 | 15763.4953 | 15334.9785 | 14906.4617 | 14477.9449 | 14049.4281 | 13620.9113 | 13192.3945 | 0 | 0 | 0 | 0 | 0 | 0 | 0 | 0
|  | 2039 | -1.217% | [19 empty] | 40797.8888 | 38275.3863 | 35777.2907 | 33904.0119 | 32265.0393 | 30801.7964 | 29690.013 | 28753.9592 | 27817.9055 | 26881.8517 | 25945.798 | 25009.7442 | 24073.6905 | 23137.6367 | 22201.583 | 21265.5292 | 20329.4755 | 19393.4217 | 18457.368 | 17521.3143 | 16841.6355 | 16418.3319 | 15995.0282 | 15571.7245 | 15148.4208 | 14725.1172 | 14301.8135 | 13878.5098 | 13455.2062 | 13031.9025 | 0 | 0 | 0 | 0 | 0 | 0 | 0
Revenue Requirement by vintage year
2012 $/MW-wk
| Aurora Input |  | Levelized Cost | 2020 | 2021 | 2022 | 2023 | 2024 | 2025 | 2026 | 2027 | 2028 | 2029 | 2030 | 2031 | 2032 | 2033 | 2034 | 2035 | 2036 | 2037 | 2038 | 2039 | 2040 | 2041 | 2042 | 2043 | 2044 | 2045 | 2046 | 2047 | 2048 | 2049 | 2050 | 2051 | 2052 | 2053 | 2054 | 2055 | 2056 | 2057 | 2058 | 2059 | 2060 | 2061 | 2062 | 2063 | 2064 | 2065 | 2066 | 2067 | 2068 | 2069 | 2070 | 2071 | 2072 | 2073 | 2074 | 2075
|  | 2020 | 1722.2856 | 2715.9956 | 2548.0676 | 2381.7645 | 2257.0566 | 2147.947 | 2050.5361 | 1976.5225 | 1914.2075 | 1851.8926 | 1789.5777 | 1727.2627 | 1664.9478 | 1602.6328 | 1540.3179 | 1478.003 | 1415.688 | 1353.3731 | 1291.0582 | 1228.7432 | 1166.4283 | 1121.1807 | 1093.0006 | 1064.8204 | 1036.6403 | 1008.4601 | 980.28 | 952.0998 | 923.9197 | 895.7395 | 867.5593 | 0 | 0 | 0 | 0 | 0 | 0 | 0 | 0 | 0 | 0 | 0 | 0 | 0 | 0 | 0 | 0 | 0 | 0 | 0 | 0 | 0 | 0 | 0 | 0 | 0 | 0
|  | 2021 | 1690.5015 |  | 2665.873 | 2501.0441 | 2337.81 | 2215.4036 | 2108.3075 | 2012.6943 | 1940.0465 | 1878.8816 | 1817.7167 | 1756.5517 | 1695.3868 | 1634.2218 | 1573.0569 | 1511.892 | 1450.727 | 1389.5621 | 1328.3972 | 1267.2322 | 1206.0673 | 1144.9023 | 1100.4898 | 1072.8297 | 1045.1696 | 1017.5095 | 989.8494 | 962.1893 | 934.5292 | 906.8691 | 879.209 | 851.5489 | 0 | 0 | 0 | 0 | 0 | 0 | 0 | 0 | 0 | 0 | 0 | 0 | 0 | 0 | 0 | 0 | 0 | 0 | 0 | 0 | 0 | 0 | 0 | 0 | 0
|  | 2022 | 1656.1858 |  |  | 2611.758 | 2450.275 | 2290.3545 | 2170.4328 | 2065.5107 | 1971.8383 | 1900.6653 | 1840.7419 | 1780.8186 | 1720.8952 | 1660.9719 | 1601.0485 | 1541.1252 | 1481.2019 | 1421.2785 | 1361.3552 | 1301.4318 | 1241.5085 | 1181.5851 | 1121.6618 | 1078.1508 | 1051.0522 | 1023.9536 | 996.8549 | 969.7563 | 942.6577 | 915.559 | 888.4604 | 861.3618 | 834.2632 | 0 | 0 | 0 | 0 | 0 | 0 | 0 | 0 | 0 | 0 | 0 | 0 | 0 | 0 | 0 | 0 | 0 | 0 | 0 | 0 | 0 | 0 | 0 | 0
|  | 2023 | 1621.8701 |  |  |  | 2557.6431 | 2399.506 | 2242.8989 | 2125.462 | 2022.7139 | 1930.9823 | 1861.284 | 1802.6022 | 1743.9205 | 1685.2387 | 1626.557 | 1567.8752 | 1509.1935 | 1450.5117 | 1391.83 | 1333.1482 | 1274.4665 | 1215.7848 | 1157.103 | 1098.4213 | 1055.8118 | 1029.2747 | 1002.7375 | 976.2004 | 949.6632 | 923.1261 | 896.5889 | 870.0518 | 843.5146 | 816.9775 | 0 | 0 | 0 | 0 | 0 | 0 | 0 | 0 | 0 | 0 | 0 | 0 | 0 | 0 | 0 | 0 | 0 | 0 | 0 | 0 | 0 | 0 | 0
|  | 2024 | 1587.5543 |  |  |  |  | 2503.5281 | 2348.7369 | 2195.4434 | 2080.4912 | 1979.917 | 1890.1263 | 1821.9027 | 1764.4625 | 1707.0224 | 1649.5822 | 1592.1421 | 1534.7019 | 1477.2618 | 1419.8216 | 1362.3815 | 1304.9413 | 1247.5012 | 1190.061 | 1132.6209 | 1075.1807 | 1033.4728 | 1007.4971 | 981.5215 | 955.5458 | 929.5701 | 903.5944 | 877.6188 | 851.6431 | 825.6674 | 799.6917 | 0 | 0 | 0 | 0 | 0 | 0 | 0 | 0 | 0 | 0 | 0 | 0 | 0 | 0 | 0 | 0 | 0 | 0 | 0 | 0 | 0 | 0
|  | 2025 | 1553.2386 | [5 empty] | 2449.4132 | 2297.9678 | 2147.9878 | 2035.5204 | 1937.1202 | 1849.2704 | 1782.5214 | 1726.3228 | 1670.1243 | 1613.9257 | 1557.7272 | 1501.5286 | 1445.3301 | 1389.1315 | 1332.933 | 1276.7344 | 1220.5358 | 1164.3373 | 1108.1387 | 1051.9402 | 1011.1338 | 985.7196 | 960.3054 | 934.8912 | 909.477 | 884.0628 | 858.6486 | 833.2344 | 807.8202 | 782.406 | 0 | 0 | 0 | 0 | 0 | 0 | 0 | 0 | 0 | 0 | 0 | 0 | 0 | 0 | 0 | 0 | 0 | 0 | 0 | 0 | 0
|  | 2026 | 1518.9228 | [6 empty] | 2395.2983 | 2247.1988 | 2100.5323 | 1990.5496 | 1894.3233 | 1808.4144 | 1743.1401 | 1688.1832 | 1633.2262 | 1578.2692 | 1523.3123 | 1468.3553 | 1413.3984 | 1358.4414 | 1303.4844 | 1248.5275 | 1193.5705 | 1138.6136 | 1083.6566 | 1028.6996 | 988.7948 | 963.9421 | 939.0894 | 914.2366 | 889.3839 | 864.5312 | 839.6785 | 814.8258 | 789.973 | 765.1203 | 0 | 0 | 0 | 0 | 0 | 0 | 0 | 0 | 0 | 0 | 0 | 0 | 0 | 0 | 0 | 0 | 0 | 0 | 0 | 0
|  | 2027 | 1484.6071 | [7 empty] | 2341.1833 | 2196.4297 | 2053.0767 | 1945.5788 | 1851.5265 | 1767.5584 | 1703.7588 | 1650.0435 | 1596.3281 | 1542.6127 | 1488.8974 | 1435.182 | 1381.4666 | 1327.7513 | 1274.0359 | 1220.3206 | 1166.6052 | 1112.8898 | 1059.1745 | 1005.4591 | 966.4558 | 942.1646 | 917.8733 | 893.5821 | 869.2908 | 844.9996 | 820.7083 | 796.4171 | 772.1258 | 747.8346 | 0 | 0 | 0 | 0 | 0 | 0 | 0 | 0 | 0 | 0 | 0 | 0 | 0 | 0 | 0 | 0 | 0 | 0 | 0
|  | 2028 | 1450.2914 | [8 empty] | 2287.0684 | 2145.6607 | 2005.6212 | 1900.608 | 1808.7296 | 1726.7024 | 1664.3775 | 1611.9038 | 1559.43 | 1506.9562 | 1454.4825 | 1402.0087 | 1349.5349 | 1297.0612 | 1244.5874 | 1192.1136 | 1139.6399 | 1087.1661 | 1034.6923 | 982.2186 | 944.1168 | 920.387 | 896.6573 | 872.9275 | 849.1977 | 825.468 | 801.7382 | 778.0084 | 754.2786 | 730.5489 | 0 | 0 | 0 | 0 | 0 | 0 | 0 | 0 | 0 | 0 | 0 | 0 | 0 | 0 | 0 | 0 | 0 | 0
|  | 2029 | 1415.9756 | [9 empty] | 2232.9534 | 2094.8916 | 1958.1656 | 1855.6372 | 1765.9328 | 1685.8465 | 1624.9963 | 1573.7641 | 1522.5319 | 1471.2997 | 1420.0676 | 1368.8354 | 1317.6032 | 1266.3711 | 1215.1389 | 1163.9067 | 1112.6745 | 1061.4424 | 1010.2102 | 958.978 | 921.7778 | 898.6095 | 875.4412 | 852.2729 | 829.1046 | 805.9363 | 782.768 | 759.5998 | 736.4315 | 713.2632 | 0 | 0 | 0 | 0 | 0 | 0 | 0 | 0 | 0 | 0 | 0 | 0 | 0 | 0 | 0 | 0 | 0
|  | 2030 | 1381.6599 | [10 empty] | 2178.8385 | 2044.1226 | 1910.7101 | 1810.6664 | 1723.136 | 1644.9905 | 1585.615 | 1535.6244 | 1485.6338 | 1435.6432 | 1385.6527 | 1335.6621 | 1285.6715 | 1235.6809 | 1185.6904 | 1135.6998 | 1085.7092 | 1035.7186 | 985.7281 | 935.7375 | 899.4388 | 876.832 | 854.2252 | 831.6183 | 809.0115 | 786.4047 | 763.7979 | 741.1911 | 718.5843 | 695.9775 | 0 | 0 | 0 | 0 | 0 | 0 | 0 | 0 | 0 | 0 | 0 | 0 | 0 | 0 | 0 | 0
|  | 2031 | 1366.3421 | [11 empty] | 2154.6828 | 2021.4604 | 1889.527 | 1790.5924 | 1704.0324 | 1626.7533 | 1568.036 | 1518.5997 | 1469.1633 | 1419.727 | 1370.2906 | 1320.8543 | 1271.4179 | 1221.9815 | 1172.5452 | 1123.1088 | 1073.6725 | 1024.2361 | 974.7998 | 925.3634 | 889.4671 | 867.111 | 844.7548 | 822.3986 | 800.0424 | 777.6862 | 755.33 | 732.9739 | 710.6177 | 688.2615 | 0 | 0 | 0 | 0 | 0 | 0 | 0 | 0 | 0 | 0 | 0 | 0 | 0 | 0 | 0
|  | 2032 | 1351.0243 | [12 empty] | 2130.527 | 1998.7982 | 1868.3439 | 1770.5184 | 1684.9288 | 1608.5161 | 1550.4571 | 1501.5749 | 1452.6928 | 1403.8107 | 1354.9285 | 1306.0464 | 1257.1643 | 1208.2821 | 1159.4 | 1110.5179 | 1061.6357 | 1012.7536 | 963.8715 | 914.9894 | 879.4955 | 857.39 | 835.2844 | 813.1788 | 791.0733 | 768.9677 | 746.8622 | 724.7566 | 702.6511 | 680.5455 | 0 | 0 | 0 | 0 | 0 | 0 | 0 | 0 | 0 | 0 | 0 | 0 | 0 | 0
|  | 2033 | 1335.7065 | [13 empty] | 2106.3713 | 1976.136 | 1847.1607 | 1750.4445 | 1665.8252 | 1590.2789 | 1532.8781 | 1484.5502 | 1436.2223 | 1387.8944 | 1339.5665 | 1291.2386 | 1242.9107 | 1194.5828 | 1146.2548 | 1097.9269 | 1049.599 | 1001.2711 | 952.9432 | 904.6153 | 869.5239 | 847.6689 | 825.814 | 803.9591 | 782.1042 | 760.2493 | 738.3943 | 716.5394 | 694.6845 | 672.8296 | 0 | 0 | 0 | 0 | 0 | 0 | 0 | 0 | 0 | 0 | 0 | 0 | 0
|  | 2034 | 1320.3887 | [14 empty] | 2082.2156 | 1953.4738 | 1825.9776 | 1730.3705 | 1646.7217 | 1572.0417 | 1515.2992 | 1467.5255 | 1419.7518 | 1371.9781 | 1324.2044 | 1276.4307 | 1228.657 | 1180.8834 | 1133.1097 | 1085.336 | 1037.5623 | 989.7886 | 942.0149 | 894.2412 | 859.5522 | 837.9479 | 816.3436 | 794.7393 | 773.1351 | 751.5308 | 729.9265 | 708.3222 | 686.7179 | 665.1136 | 0 | 0 | 0 | 0 | 0 | 0 | 0 | 0 | 0 | 0 | 0 | 0
|  | 2035 | 1305.0709 | [15 empty] | 2058.0599 | 1930.8116 | 1804.7945 | 1710.2965 | 1627.6181 | 1553.8044 | 1497.7202 | 1450.5008 | 1403.2813 | 1356.0618 | 1308.8424 | 1261.6229 | 1214.4034 | 1167.184 | 1119.9645 | 1072.745 | 1025.5256 | 978.3061 | 931.0866 | 883.8671 | 849.5806 | 828.2269 | 806.8733 | 785.5196 | 764.1659 | 742.8123 | 721.4586 | 700.105 | 678.7513 | 657.3976 | 0 | 0 | 0 | 0 | 0 | 0 | 0 | 0 | 0 | 0 | 0
|  | 2036 | 1289.7531 | [16 empty] | 2033.9041 | 1908.1494 | 1783.6114 | 1690.2225 | 1608.5145 | 1535.5672 | 1480.1413 | 1433.4761 | 1386.8108 | 1340.1456 | 1293.4803 | 1246.8151 | 1200.1498 | 1153.4846 | 1106.8193 | 1060.1541 | 1013.4888 | 966.8236 | 920.1583 | 873.4931 | 839.6089 | 818.5059 | 797.4029 | 776.2998 | 755.1968 | 734.0938 | 712.9908 | 691.8877 | 670.7847 | 649.6817 | 0 | 0 | 0 | 0 | 0 | 0 | 0 | 0 | 0 | 0
|  | 2037 | 1274.4354 | [17 empty] | 2009.7484 | 1885.4872 | 1762.4283 | 1670.1485 | 1589.411 | 1517.33 | 1462.5624 | 1416.4513 | 1370.3403 | 1324.2293 | 1278.1183 | 1232.0072 | 1185.8962 | 1139.7852 | 1093.6741 | 1047.5631 | 1001.4521 | 955.3411 | 909.23 | 863.119 | 829.6373 | 808.7849 | 787.9325 | 767.0801 | 746.2277 | 725.3753 | 704.5229 | 683.6705 | 662.8181 | 641.9657 | 0 | 0 | 0 | 0 | 0 | 0 | 0 | 0 | 0
|  | 2038 | 1259.1176 | [18 empty] | 1985.5927 | 1862.825 | 1741.2452 | 1650.0746 | 1570.3074 | 1499.0928 | 1444.9834 | 1399.4266 | 1353.8698 | 1308.313 | 1262.7562 | 1217.1994 | 1171.6426 | 1126.0858 | 1080.529 | 1034.9722 | 989.4154 | 943.8586 | 898.3018 | 852.7449 | 819.6657 | 799.0639 | 778.4621 | 757.8604 | 737.2586 | 716.6568 | 696.055 | 675.4533 | 654.8515 | 634.2497 | 0 | 0 | 0 | 0 | 0 | 0 | 0 | 0
|  | 2039 | 1243.7998 | [19 empty] | 1961.437 | 1840.1628 | 1720.0621 | 1630.0006 | 1551.2038 | 1480.8556 | 1427.4045 | 1382.4019 | 1337.3993 | 1292.3967 | 1247.3941 | 1202.3916 | 1157.389 | 1112.3864 | 1067.3838 | 1022.3812 | 977.3786 | 932.376 | 887.3735 | 842.3709 | 809.694 | 789.3429 | 768.9917 | 748.6406 | 728.2895 | 707.9383 | 687.5872 | 667.236 | 646.8849 | 626.5338 | 0 | 0 | 0 | 0 | 0 | 0 | 0
|  | Annual Change (%) |  | 0% | -1.845% | -2.03% | -2.072% | -2.116% | -2.162% | -2.209% | -2.259% | -2.311% | -2.366% | -2.423% | -1.109% | -1.121% | -1.134% | -1.147% | -1.16% | -1.174% | -1.188% | -1.202% | -1.217% | -1.232% | -1.081% | -1.093% | -1.105% | -1.117% | -1.13% | -1.143% | -1.156% | -1.17% | -1.183% | -1.198% | 0% | 0% | 0% | 0% | 0% | 0% | 0% | 0% | 0% | 0% | 0% | 0% | 0% | 0% | 0% | 0% | 0% | 0% | 0% | 0% | 0% | 0% | 0% | 0% | 0%
|  | Levelized Capital Cost ($/MW-wk) |  | 1722.2856 | 1690.5015 | 1656.1858 | 1621.8701 | 1587.5543 | 1553.2386 | 1518.9228 | 1484.6071 | 1450.2914 | 1415.9756 | 1381.6599 | 1366.3421 | 1351.0243 | 1335.7065 | 1320.3887 | 1305.0709 | 1289.7531 | 1274.4354 | 1259.1176 | 1243.7998 | 1228.482 | 1215.2011 | 1201.9202 | 1188.6393 | 1175.3584 | 1162.0775 | 1148.7967 | 1135.5158 | 1122.2349 | 1108.954 | 1095.6731 | 1095.6731 | 1095.6731 | 1095.6731 | 1095.6731 | 1095.6731 | 1095.6731 | 1095.6731 | 1095.6731 | 1095.6731 | 1095.6731 | 1095.6731 | 1095.6731 | 1095.6731 | 1095.6731 | 1095.6731 | 1095.6731 | 1095.6731 | 1095.6731 | 1095.6731 | 1095.6731 | 1095.6731 | 1095.6731 | 1095.6731 | 1095.6731 | 1095.6731
|  | Economic Life | 30
|  | check s/b 0 | 0
itc
|  |  |  | 30% | 30% | 30% | 30% | 26% | 22% | 10% | 10% | 10% | 10% | 10% | 10% | 10% | 10% | 10% | 10% | 10% | 10% | 10% | 10% | 10% | 10% | 10% | 10% | 10% | 10% | 10% | 10% | 10% | 10% | 10% | 10% | 10% | 10% | 10% | 10% | 10% | 10% | 10% | 10% | 10% | 10% | 10% | 10% | 10% | 10% | 10% | 10% | 10% | 10% | 10% | 10% | 10% | 10% | 10% | 10%
ITC
| Revenue Requirement by vintage year | 0 | 0 | 0 | 0 | 0 | 0 | 0 | 0 | 0 | 0 | 0 | 0 | 0 | 0 | 0 | 0 | 0 | 0 | 0 | 0 | 0 | 0 | 0 | 0 | 0 | 0 | 0 | 0 | 0 |  | 0 | 0 | 0 | 0 | 0 | 0 | 0 | 0 | 0 | 0 | 0 | 0 | 0 | 0 | 0 | 0 | 0 | 0 | 0 | 0 | 0 | 0 | 0 | 0 | 0 | 0 | 0 | 0 | 0
| 2012 $/MW-wk | 0 | 0 | 0 | 0 | 0 | 0 | 0 | 0 | 0 | 0 | 0 | 0 | 0 | 0 | 0 | 0 | 0 | 0 | 0 | 0 | 0 | 0 | 0 | 0 | 0 | 0 | 0 | 0 | 0 |  | 0 | 0 | 0 | 0 | 0 | 0 | 0 | 0 | 0 | 0 | 0 | 0 | 0 | 0 | 0 | 0 | 0 | 0 | 0 | 0 | 0 | 0 | 0 | 0 | 0 | 0 | 0 | 0 | 0
| Aurora Input | 0 | Levelized Cost | 2020 | 2021 | 2022 | 2023 | 2024 | 2025 | 2026 | 2027 | 2028 | 2029 | 2030 | 2031 | 2032 | 2033 | 2034 | 2035 | 2036 | 2037 | 2038 | 2039 | 2040 | 2041 | 2042 | 2043 | 2044 | 2045 | 2046 | Levelized | 2047 | 2048 | 2049 | 2050 | 2051 | 2052 | 2053 | 2054 | 2055 | 2056 | 2057 | 2058 | 2059 | 2060 | 2061 | 2062 | 2063 | 2064 | 2065 | 2066 | 2067 | 2068 | 2069 | 2070 | 2071 | 2072 | 2073 | 2074 | 2075
| 0 | 2020 | 1722.2856 | 2715.9956 | 2548.0676 | 2381.7645 | 2257.0566 | 2147.947 | 2050.5361 | 1976.5225 | 1914.2075 | 1851.8926 | 1789.5777 | 1727.2627 | 1664.9478 | 1602.6328 | 1540.3179 | 1478.003 | 1415.688 | 1353.3731 | 1291.0582 | 1228.7432 | 1166.4283 | 1121.1807 | 1093.0006 | 1064.8204 | 1036.6403 | 1008.4601 | 980.28 | 952.0998 | 896.5302 | 923.9197 | 895.7395 | 867.5593 | 0 | 0 | 0 | 0 | 0 | 0 | 0 | 0 | 0 | 0 | 0 | 0 | 0 | 0 | 0 | 0 | 0 | 0 | 0 | 0 | 0 | 0 | 0 | 0 | 0 | 0
| 0 | 2021 | 1690.5015 | 0 | 2665.873 | 2501.0441 | 2337.81 | 2215.4036 | 2108.3075 | 2012.6943 | 1940.0465 | 1878.8816 | 1817.7167 | 1756.5517 | 1695.3868 | 1634.2218 | 1573.0569 | 1511.892 | 1450.727 | 1389.5621 | 1328.3972 | 1267.2322 | 1206.0673 | 1144.9023 | 1100.4898 | 1072.8297 | 1045.1696 | 1017.5095 | 989.8494 | 962.1893 | 894.494 | 934.5292 | 906.8691 | 879.209 | 851.5489 | 0 | 0 | 0 | 0 | 0 | 0 | 0 | 0 | 0 | 0 | 0 | 0 | 0 | 0 | 0 | 0 | 0 | 0 | 0 | 0 | 0 | 0 | 0 | 0 | 0
| 0 | 2022 | 1656.1858 | 0 | 0 | 2611.758 | 2450.275 | 2290.3545 | 2170.4328 | 2065.5107 | 1971.8383 | 1900.6653 | 1840.7419 | 1780.8186 | 1720.8952 | 1660.9719 | 1601.0485 | 1541.1252 | 1481.2019 | 1421.2785 | 1361.3552 | 1301.4318 | 1241.5085 | 1181.5851 | 1121.6618 | 1078.1508 | 1051.0522 | 1023.9536 | 996.8549 | 969.7563 | 890.7404 | 942.6577 | 915.559 | 888.4604 | 861.3618 | 834.2632 | 0 | 0 | 0 | 0 | 0 | 0 | 0 | 0 | 0 | 0 | 0 | 0 | 0 | 0 | 0 | 0 | 0 | 0 | 0 | 0 | 0 | 0 | 0 | 0
| 0 | 2023 | 1621.8701 | 0 | 0 | 0 | 2557.6431 | 2399.506 | 2242.8989 | 2125.462 | 2022.7139 | 1930.9823 | 1861.284 | 1802.6022 | 1743.9205 | 1685.2387 | 1626.557 | 1567.8752 | 1509.1935 | 1450.5117 | 1391.83 | 1333.1482 | 1274.4665 | 1215.7848 | 1157.103 | 1098.4213 | 1055.8118 | 1029.2747 | 1002.7375 | 976.2004 | 886.5754 | 949.6632 | 923.1261 | 896.5889 | 870.0518 | 843.5146 | 816.9775 | 0 | 0 | 0 | 0 | 0 | 0 | 0 | 0 | 0 | 0 | 0 | 0 | 0 | 0 | 0 | 0 | 0 | 0 | 0 | 0 | 0 | 0 | 0
| 0 | 2024 | 1587.5543 | 0 | 0 | 0 | 0 | 2503.5281 | 2348.7369 | 2195.4434 | 2080.4912 | 1979.917 | 1890.1263 | 1821.9027 | 1764.4625 | 1707.0224 | 1649.5822 | 1592.1421 | 1534.7019 | 1477.2618 | 1419.8216 | 1362.3815 | 1304.9413 | 1247.5012 | 1190.061 | 1132.6209 | 1075.1807 | 1033.4728 | 1007.4971 | 981.5215 | 881.9867 | 955.5458 | 929.5701 | 903.5944 | 877.6188 | 851.6431 | 825.6674 | 799.6917 | 0 | 0 | 0 | 0 | 0 | 0 | 0 | 0 | 0 | 0 | 0 | 0 | 0 | 0 | 0 | 0 | 0 | 0 | 0 | 0 | 0 | 0
| 0 | 2025 | 1553.2386 | 0 | 0 | 0 | 0 | 0 | 2449.4132 | 2297.9678 | 2147.9878 | 2035.5204 | 1937.1202 | 1849.2704 | 1782.5214 | 1726.3228 | 1670.1243 | 1613.9257 | 1557.7272 | 1501.5286 | 1445.3301 | 1389.1315 | 1332.933 | 1276.7344 | 1220.5358 | 1164.3373 | 1108.1387 | 1051.9402 | 1011.1338 | 985.7196 | 876.9623 | 960.3054 | 934.8912 | 909.477 | 884.0628 | 858.6486 | 833.2344 | 807.8202 | 782.406 | 0 | 0 | 0 | 0 | 0 | 0 | 0 | 0 | 0 | 0 | 0 | 0 | 0 | 0 | 0 | 0 | 0 | 0 | 0 | 0 | 0
| 0 | 2026 | 1518.9228 | 0 | 0 | 0 | 0 | 0 | 0 | 2395.2983 | 2247.1988 | 2100.5323 | 1990.5496 | 1894.3233 | 1808.4144 | 1743.1401 | 1688.1832 | 1633.2262 | 1578.2692 | 1523.3123 | 1468.3553 | 1413.3984 | 1358.4414 | 1303.4844 | 1248.5275 | 1193.5705 | 1138.6136 | 1083.6566 | 1028.6996 | 988.7948 | 871.4899 | 963.9421 | 939.0894 | 914.2366 | 889.3839 | 864.5312 | 839.6785 | 814.8258 | 789.973 | 765.1203 | 0 | 0 | 0 | 0 | 0 | 0 | 0 | 0 | 0 | 0 | 0 | 0 | 0 | 0 | 0 | 0 | 0 | 0 | 0 | 0
| 0 | 2027 | 1484.6071 | 0 | 0 | 0 | 0 | 0 | 0 | 0 | 2341.1833 | 2196.4297 | 2053.0767 | 1945.5788 | 1851.5265 | 1767.5584 | 1703.7588 | 1650.0435 | 1596.3281 | 1542.6127 | 1488.8974 | 1435.182 | 1381.4666 | 1327.7513 | 1274.0359 | 1220.3206 | 1166.6052 | 1112.8898 | 1059.1745 | 1005.4591 | 865.5573 | 966.4558 | 942.1646 | 917.8733 | 893.5821 | 869.2908 | 844.9996 | 820.7083 | 796.4171 | 772.1258 | 747.8346 | 0 | 0 | 0 | 0 | 0 | 0 | 0 | 0 | 0 | 0 | 0 | 0 | 0 | 0 | 0 | 0 | 0 | 0 | 0
| 0 | 2028 | 1450.2914 | 0 | 0 | 0 | 0 | 0 | 0 | 0 | 0 | 2287.0684 | 2145.6607 | 2005.6212 | 1900.608 | 1808.7296 | 1726.7024 | 1664.3775 | 1611.9038 | 1559.43 | 1506.9562 | 1454.4825 | 1402.0087 | 1349.5349 | 1297.0612 | 1244.5874 | 1192.1136 | 1139.6399 | 1087.1661 | 1034.6923 | 860.7509 | 982.2186 | 944.1168 | 920.387 | 896.6573 | 872.9275 | 849.1977 | 825.468 | 801.7382 | 778.0084 | 754.2786 | 730.5489 | 0 | 0 | 0 | 0 | 0 | 0 | 0 | 0 | 0 | 0 | 0 | 0 | 0 | 0 | 0 | 0 | 0 | 0
| 0 | 2029 | 1415.9756 | 0 | 0 | 0 | 0 | 0 | 0 | 0 | 0 | 0 | 2232.9534 | 2094.8916 | 1958.1656 | 1855.6372 | 1765.9328 | 1685.8465 | 1624.9963 | 1573.7641 | 1522.5319 | 1471.2997 | 1420.0676 | 1368.8354 | 1317.6032 | 1266.3711 | 1215.1389 | 1163.9067 | 1112.6745 | 1061.4424 | 858.037 | 1010.2102 | 958.978 | 921.7778 | 898.6095 | 875.4412 | 852.2729 | 829.1046 | 805.9363 | 782.768 | 759.5998 | 736.4315 | 713.2632 | 0 | 0 | 0 | 0 | 0 | 0 | 0 | 0 | 0 | 0 | 0 | 0 | 0 | 0 | 0 | 0 | 0
| 0 | 2030 | 1381.6599 | 0 | 0 | 0 | 0 | 0 | 0 | 0 | 0 | 0 | 0 | 2178.8385 | 2044.1226 | 1910.7101 | 1810.6664 | 1723.136 | 1644.9905 | 1585.615 | 1535.6244 | 1485.6338 | 1435.6432 | 1385.6527 | 1335.6621 | 1285.6715 | 1235.6809 | 1185.6904 | 1135.6998 | 1085.7092 | 856.6559 | 1035.7186 | 985.7281 | 935.7375 | 899.4388 | 876.832 | 854.2252 | 831.6183 | 809.0115 | 786.4047 | 763.7979 | 741.1911 | 718.5843 | 695.9775 | 0 | 0 | 0 | 0 | 0 | 0 | 0 | 0 | 0 | 0 | 0 | 0 | 0 | 0 | 0 | 0
| 0 | 2031 | 1366.3421 | 0 | 0 | 0 | 0 | 0 | 0 | 0 | 0 | 0 | 0 | 0 | 2154.6828 | 2021.4604 | 1889.527 | 1790.5924 | 1704.0324 | 1626.7533 | 1568.036 | 1518.5997 | 1469.1633 | 1419.727 | 1370.2906 | 1320.8543 | 1271.4179 | 1221.9815 | 1172.5452 | 1123.1088 | 868.1276 | 1073.6725 | 1024.2361 | 974.7998 | 925.3634 | 889.4671 | 867.111 | 844.7548 | 822.3986 | 800.0424 | 777.6862 | 755.33 | 732.9739 | 710.6177 | 688.2615 | 0 | 0 | 0 | 0 | 0 | 0 | 0 | 0 | 0 | 0 | 0 | 0 | 0 | 0 | 0
| 0 | 2032 | 1351.0243 | 0 | 0 | 0 | 0 | 0 | 0 | 0 | 0 | 0 | 0 | 0 | 0 | 2130.527 | 1998.7982 | 1868.3439 | 1770.5184 | 1684.9288 | 1608.5161 | 1550.4571 | 1501.5749 | 1452.6928 | 1403.8107 | 1354.9285 | 1306.0464 | 1257.1643 | 1208.2821 | 1159.4 | 880.595 | 1110.5179 | 1061.6357 | 1012.7536 | 963.8715 | 914.9894 | 879.4955 | 857.39 | 835.2844 | 813.1788 | 791.0733 | 768.9677 | 746.8622 | 724.7566 | 702.6511 | 680.5455 | 0 | 0 | 0 | 0 | 0 | 0 | 0 | 0 | 0 | 0 | 0 | 0 | 0 | 0
| 0 | 2033 | 1335.7065 | 0 | 0 | 0 | 0 | 0 | 0 | 0 | 0 | 0 | 0 | 0 | 0 | 0 | 2106.3713 | 1976.136 | 1847.1607 | 1750.4445 | 1665.8252 | 1590.2789 | 1532.8781 | 1484.5502 | 1436.2223 | 1387.8944 | 1339.5665 | 1291.2386 | 1242.9107 | 1194.5828 | 893.7962 | 1146.2548 | 1097.9269 | 1049.599 | 1001.2711 | 952.9432 | 904.6153 | 869.5239 | 847.6689 | 825.814 | 803.9591 | 782.1042 | 760.2493 | 738.3943 | 716.5394 | 694.6845 | 672.8296 | 0 | 0 | 0 | 0 | 0 | 0 | 0 | 0 | 0 | 0 | 0 | 0 | 0
| 0 | 2034 | 1320.3887 | 0 | 0 | 0 | 0 | 0 | 0 | 0 | 0 | 0 | 0 | 0 | 0 | 0 | 0 | 2082.2156 | 1953.4738 | 1825.9776 | 1730.3705 | 1646.7217 | 1572.0417 | 1515.2992 | 1467.5255 | 1419.7518 | 1371.9781 | 1324.2044 | 1276.4307 | 1228.657 | 907.5277 | 1180.8834 | 1133.1097 | 1085.336 | 1037.5623 | 989.7886 | 942.0149 | 894.2412 | 859.5522 | 837.9479 | 816.3436 | 794.7393 | 773.1351 | 751.5308 | 729.9265 | 708.3222 | 686.7179 | 665.1136 | 0 | 0 | 0 | 0 | 0 | 0 | 0 | 0 | 0 | 0 | 0 | 0
| 0 | 2035 | 1305.0709 | 0 | 0 | 0 | 0 | 0 | 0 | 0 | 0 | 0 | 0 | 0 | 0 | 0 | 0 | 0 | 2058.0599 | 1930.8116 | 1804.7945 | 1710.2965 | 1627.6181 | 1553.8044 | 1497.7202 | 1450.5008 | 1403.2813 | 1356.0618 | 1308.8424 | 1261.6229 | 921.6285 | 1214.4034 | 1167.184 | 1119.9645 | 1072.745 | 1025.5256 | 978.3061 | 931.0866 | 883.8671 | 849.5806 | 828.2269 | 806.8733 | 785.5196 | 764.1659 | 742.8123 | 721.4586 | 700.105 | 678.7513 | 657.3976 | 0 | 0 | 0 | 0 | 0 | 0 | 0 | 0 | 0 | 0 | 0
| 0 | 2036 | 1289.7531 | 0 | 0 | 0 | 0 | 0 | 0 | 0 | 0 | 0 | 0 | 0 | 0 | 0 | 0 | 0 | 0 | 2033.9041 | 1908.1494 | 1783.6114 | 1690.2225 | 1608.5145 | 1535.5672 | 1480.1413 | 1433.4761 | 1386.8108 | 1340.1456 | 1293.4803 | 935.9685 | 1246.8151 | 1200.1498 | 1153.4846 | 1106.8193 | 1060.1541 | 1013.4888 | 966.8236 | 920.1583 | 873.4931 | 839.6089 | 818.5059 | 797.4029 | 776.2998 | 755.1968 | 734.0938 | 712.9908 | 691.8877 | 670.7847 | 649.6817 | 0 | 0 | 0 | 0 | 0 | 0 | 0 | 0 | 0 | 0
| 0 | 2037 | 1274.4354 | 0 | 0 | 0 | 0 | 0 | 0 | 0 | 0 | 0 | 0 | 0 | 0 | 0 | 0 | 0 | 0 | 0 | 2009.7484 | 1885.4872 | 1762.4283 | 1670.1485 | 1589.411 | 1517.33 | 1462.5624 | 1416.4513 | 1370.3403 | 1324.2293 | 950.4412 | 1278.1183 | 1232.0072 | 1185.8962 | 1139.7852 | 1093.6741 | 1047.5631 | 1001.4521 | 955.3411 | 909.23 | 863.119 | 829.6373 | 808.7849 | 787.9325 | 767.0801 | 746.2277 | 725.3753 | 704.5229 | 683.6705 | 662.8181 | 641.9657 | 0 | 0 | 0 | 0 | 0 | 0 | 0 | 0 | 0
| 0 | 2038 | 1259.1176 | 0 | 0 | 0 | 0 | 0 | 0 | 0 | 0 | 0 | 0 | 0 | 0 | 0 | 0 | 0 | 0 | 0 | 0 | 1985.5927 | 1862.825 | 1741.2452 | 1650.0746 | 1570.3074 | 1499.0928 | 1444.9834 | 1399.4266 | 1353.8698 | 964.9579 | 1308.313 | 1262.7562 | 1217.1994 | 1171.6426 | 1126.0858 | 1080.529 | 1034.9722 | 989.4154 | 943.8586 | 898.3018 | 852.7449 | 819.6657 | 799.0639 | 778.4621 | 757.8604 | 737.2586 | 716.6568 | 696.055 | 675.4533 | 654.8515 | 634.2497 | 0 | 0 | 0 | 0 | 0 | 0 | 0 | 0
| 0 | 2039 | 1243.7998 | 0 | 0 | 0 | 0 | 0 | 0 | 0 | 0 | 0 | 0 | 0 | 0 | 0 | 0 | 0 | 0 | 0 | 0 | 0 | 1961.437 | 1840.1628 | 1720.0621 | 1630.0006 | 1551.2038 | 1480.8556 | 1427.4045 | 1382.4019 | 979.4437 | 1337.3993 | 1292.3967 | 1247.3941 | 1202.3916 | 1157.389 | 1112.3864 | 1067.3838 | 1022.3812 | 977.3786 | 932.376 | 887.3735 | 842.3709 | 809.694 | 789.3429 | 768.9917 | 748.6406 | 728.2895 | 707.9383 | 687.5872 | 667.236 | 646.8849 | 626.5338 | 0 | 0 | 0 | 0 | 0 | 0 | 0
| 2020-2023 | 30% |  | 164971.3809 | [27 empty] | 2064: 0; 2065: 0; 2066: 0; 2067: 0; 2068: 0; 2069: 0; 2070: 0; 2071: 0; 2072: 0; 2073: 0; 2074: 0
| 2024 | 26% |  | 142975.1968 | [36 empty] | 0 | 0 | 0 | 0 | 0 | 0 | 0 | 0 | 0 | 0 | 0 | 0 | 0 | 0 | 0 | 0 | 0 | 0 | 0
| 2025 | 22% |  | 120979.0127 | [36 empty] | 0 | 0 | 0 | 0 | 0 | 0 | 0 | 0 | 0 | 0 | 0 | 0 | 0 | 0 | 0 | 0 | 0 | 0 | 0
| Start 2026 | 10% |  | 54990.4603 | [36 empty] | 0 | 0 | 0 | 0 | 0 | 0 | 0 | 0 | 0 | 0 | 0 | 0 | 0 | 0 | 0 | 0 | 0 | 0 | 0
[41 empty] | 0 | 0 | 0 | 0 | 0 | 0 | 0 | 0 | 0 | 0 | 0 | 0 | 0 | 0 | 0 | 0 | 0 | 0 | 0
[41 empty] | 0 | 0 | 0 | 0 | 0 | 0 | 0 | 0 | 0 | 0 | 0 | 0 | 0 | 0 | 0 | 0 | 0 | 0 | 0
Amortization
|  | 30% |  | 8248.569 | 8248.569 | 8248.569 | 8248.569 | 8248.569 | 8248.569 | 8248.569 | 8248.569 | 8248.569 | 8248.569 | 8248.569 | 8248.569 | 8248.569 | 8248.569 | 8248.569 | 8248.569 | 8248.569 | 8248.569 | 8248.569 | 8248.569 | 8248.569 | 8248.569 | 8248.569 | 8248.569 | 8248.569 | 8248.569 | 8248.569 | 8248.569 | 8248.569 | 8248.569 | 8248.569 | 8248.569 | 8248.569 | 8248.569 | 8248.569 | 8248.569 | 8248.569 | 8248.569 | 8248.569 | 8248.569 | 8248.569 | 8248.569 | 8248.569 | 8248.569 | 8248.569 | 8248.569 | 8248.569 | 8248.569 | 8248.569 | 8248.569 | 8248.569 | 8248.569 | 8248.569 | 8248.569 | 8248.569 | 8248.569
|  | 26% |  | 7148.7598 | 7148.7598 | 7148.7598 | 7148.7598 | 7148.7598 | 7148.7598 | 7148.7598 | 7148.7598 | 7148.7598 | 7148.7598 | 7148.7598 | 7148.7598 | 7148.7598 | 7148.7598 | 7148.7598 | 7148.7598 | 7148.7598 | 7148.7598 | 7148.7598 | 7148.7598 | 7148.7598 | 7148.7598 | 7148.7598 | 7148.7598 | 7148.7598 | 7148.7598 | 7148.7598 | 7148.7598 | 7148.7598 | 7148.7598 | 7148.7598 | 7148.7598 | 7148.7598 | 7148.7598 | 7148.7598 | 7148.7598 | 7148.7598 | 7148.7598 | 7148.7598 | 7148.7598 | 7148.7598 | 7148.7598 | 7148.7598 | 7148.7598 | 7148.7598 | 7148.7598 | 7148.7598 | 7148.7598 | 7148.7598 | 7148.7598 | 7148.7598 | 7148.7598 | 7148.7598 | 7148.7598 | 7148.7598 | 7148.7598
|  | 22% |  | 6048.9506 | 6048.9506 | 6048.9506 | 6048.9506 | 6048.9506 | 6048.9506 | 6048.9506 | 6048.9506 | 6048.9506 | 6048.9506 | 6048.9506 | 6048.9506 | 6048.9506 | 6048.9506 | 6048.9506 | 6048.9506 | 6048.9506 | 6048.9506 | 6048.9506 | 6048.9506 | 6048.9506 | 6048.9506 | 6048.9506 | 6048.9506 | 6048.9506 | 6048.9506 | 6048.9506 | 6048.9506 | 6048.9506 | 6048.9506 | 6048.9506 | 6048.9506 | 6048.9506 | 6048.9506 | 6048.9506 | 6048.9506 | 6048.9506 | 6048.9506 | 6048.9506 | 6048.9506 | 6048.9506 | 6048.9506 | 6048.9506 | 6048.9506 | 6048.9506 | 6048.9506 | 6048.9506 | 6048.9506 | 6048.9506 | 6048.9506 | 6048.9506 | 6048.9506 | 6048.9506 | 6048.9506 | 6048.9506 | 6048.9506
|  | 10% |  | 2749.523 | 2749.523 | 2749.523 | 2749.523 | 2749.523 | 2749.523 | 2749.523 | 2749.523 | 2749.523 | 2749.523 | 2749.523 | 2749.523 | 2749.523 | 2749.523 | 2749.523 | 2749.523 | 2749.523 | 2749.523 | 2749.523 | 2749.523 | 2749.523 | 2749.523 | 2749.523 | 2749.523 | 2749.523 | 2749.523 | 2749.523 | 2749.523 | 2749.523 | 2749.523 | 2749.523 | 2749.523 | 2749.523 | 2749.523 | 2749.523 | 2749.523 | 2749.523 | 2749.523 | 2749.523 | 2749.523 | 2749.523 | 2749.523 | 2749.523 | 2749.523 | 2749.523 | 2749.523 | 2749.523 | 2749.523 | 2749.523 | 2749.523 | 2749.523 | 2749.523 | 2749.523 | 2749.523 | 2749.523 | 2749.523
|  |  |  | 2020 | 2021 | 2022 | 2023 | 2024 | 2025 | 2026 | 2027 | 2028 | 2029 | 2030 | 2031 | 2032 | 2033 | 2034 | 2035 | 2036 | 2037 | 2038 | 2039 | 2040 | 2041 | 2042 | 2043 | 2044 | 2045 | 2046 | 2047 | 2048 | 2049 | 2050 | 2051 | 2052 | 2053 | 2054 | 2055 | 2056 | 2057 | 2058 | 2059 | 2060 | 2061 | 2062 | 2063 | 2064 | 2065 | 2066 | 2067 | 2068 | 2069 | 2070 | 2071 | 2072 | 2073 | 2074 | 2075
|  | ITC Base |  | 164971.3809 | 164971.3809 | 164971.3809 | 164971.3809 | 164971.3809 | 164971.3809 | 164971.3809 | 164971.3809 | 164971.3809 | 164971.3809 | 164971.3809 | 164971.3809 | 164971.3809 | 164971.3809 | 164971.3809 | 164971.3809 | 164971.3809 | 164971.3809 | 164971.3809 | 164971.3809 | 164971.3809 | 164971.3809 | 164971.3809 | 164971.3809 | 164971.3809 | 164971.3809 | 164971.3809 | 164971.3809 | 164971.3809 | 164971.3809 | 164971.3809 | 164971.3809 | 164971.3809 | 164971.3809 | 164971.3809 | 164971.3809 | 164971.3809 | 164971.3809 | 164971.3809 | 164971.3809 | 164971.3809 | 164971.3809 | 164971.3809 | 164971.3809 | 164971.3809 | 164971.3809 | 164971.3809 | 164971.3809 | 164971.3809 | 164971.3809 | 164971.3809 | 164971.3809 | 164971.3809 | 164971.3809 | 164971.3809 | 164971.3809
|  | Accum ITC Amort |  | 8248.569 | 16497.1381 | 24745.7071 | 32994.2762 | 41242.8452 | 49491.4143 | 57739.9833 | 65988.5524 | 74237.1214 | 82485.6905 | 90734.2595 | 98982.8286 | 107231.3976 | 115479.9666 | 123728.5357 | 131977.1047 | 140225.6738 | 148474.2428 | 156722.8119 | 164971.3809 | 173219.95 | 181468.519 | 189717.0881 | 197965.6571 | 206214.2262 | 214462.7952 | 222711.3642 | 230959.9333 | 239208.5023 | 247457.0714 | 255705.6404 | 263954.2095 | 272202.7785 | 280451.3476 | 288699.9166 | 296948.4857 | 305197.0547 | 313445.6238 | 321694.1928 | 329942.7618 | 338191.3309 | 346439.8999 | 354688.469 | 362937.038 | 371185.6071 | 379434.1761 | 387682.7452 | 395931.3142 | 404179.8833 | 412428.4523 | 420677.0214 | 428925.5904 | 437174.1594 | 445422.7285 | 453671.2975 | 461919.8666
|  | Ratebase |  | 156722.8119 | 148474.2428 | 140225.6738 | 131977.1047 | 123728.5357 | 115479.9666 | 107231.3976 | 98982.8286 | 90734.2595 | 82485.6905 | 74237.1214 | 65988.5524 | 57739.9833 | 49491.4143 | 41242.8452 | 32994.2762 | 24745.7071 | 16497.1381 | 8248.569 | 0 | -8248.569 | -16497.1381 | -24745.7071 | -32994.2762 | -41242.8452 | -49491.4143 | -57739.9833 | -65988.5524 | -74237.1214 | -82485.6905 | -90734.2595 | -98982.8286 | -107231.3976 | -115479.9666 | -123728.5357 | -131977.1047 | -140225.6738 | -148474.2428 | -156722.8119 | -164971.3809 | -173219.95 | -181468.519 | -189717.0881 | -197965.6571 | -206214.2262 | -214462.7952 | -222711.3642 | -230959.9333 | -239208.5023 | -247457.0714 | -255705.6404 | -263954.2095 | -272202.7785 | -280451.3476 | -288699.9166 | -296948.4857
|  | Tax Basis |  | 467418.9126 | 467418.9126 | 467418.9126 | 467418.9126 | 467418.9126 | 467418.9126 | 467418.9126 | 467418.9126 | 467418.9126 | 467418.9126 | 467418.9126 | 467418.9126 | 467418.9126 | 467418.9126 | 467418.9126 | 467418.9126 | 467418.9126 | 467418.9126 | 467418.9126 | 467418.9126 | 467418.9126 | 467418.9126 | 467418.9126 | 467418.9126 | 467418.9126 | 467418.9126 | 467418.9126 | 467418.9126 | 467418.9126 | 467418.9126 | 467418.9126 | 467418.9126 | 467418.9126 | 467418.9126 | 467418.9126 | 467418.9126 | 467418.9126 | 467418.9126 | 467418.9126 | 467418.9126 | 467418.9126 | 467418.9126 | 467418.9126 | 467418.9126 | 467418.9126 | 467418.9126 | 467418.9126 | 467418.9126 | 467418.9126 | 467418.9126 | 467418.9126 | 467418.9126 | 467418.9126 | 467418.9126 | 467418.9126 | 467418.9126
|  | Book Depreciation |  | 15580.6304 | 15580.6304 | 15580.6304 | 15580.6304 | 15580.6304 | 15580.6304 | 15580.6304 | 15580.6304 | 15580.6304 | 15580.6304 | 15580.6304 | 15580.6304 | 15580.6304 | 15580.6304 | 15580.6304 | 15580.6304 | 15580.6304 | 15580.6304 | 15580.6304 | 15580.6304 | 15580.6304 | 15580.6304 | 15580.6304 | 15580.6304 | 15580.6304 | 15580.6304 | 15580.6304 | 15580.6304 | 15580.6304 | 15580.6304 | 15580.6304 | 15580.6304 | 15580.6304 | 15580.6304 | 15580.6304 | 15580.6304 | 15580.6304 | 15580.6304 | 15580.6304 | 15580.6304 | 15580.6304 | 15580.6304 | 15580.6304 | 15580.6304 | 15580.6304 | 15580.6304 | 15580.6304 | 15580.6304 | 15580.6304 | 15580.6304 | 15580.6304 | 15580.6304 | 15580.6304 | 15580.6304 | 15580.6304 | 15580.6304
|  | Tax Depreciation |  | 93483.7825 | 149574.052 | 89744.4312 | 53846.6587 | 53846.6587 | 26923.3294 | 0 | 0 | 0 | 0 | 0 | 0 | 0 | 0 | 0 | 0 | 0 | 0 | 0 | 0 | 0 | 0 | 0 | 0 | 0 | 0 | 0 | 0 | 0 | 0 | 0 | 0 | 0 | 0 | 0 | 0 | 0 | 0 | 0 | 0 | 0 | 0 | 0 | 0 | 0 | 0 | 0 | 0 | 0 | 0 | 0 | 0 | 0 | 0 | 0 | 0
|  | Difference between book and tax |  | -77903.1521 | -133993.4216 | -74163.8008 | -38266.0283 | -38266.0283 | -11342.6989 | 15580.6304 | 15580.6304 | 15580.6304 | 15580.6304 | 15580.6304 | 15580.6304 | 15580.6304 | 15580.6304 | 15580.6304 | 15580.6304 | 15580.6304 | 15580.6304 | 15580.6304 | 15580.6304 | 15580.6304 | 15580.6304 | 15580.6304 | 15580.6304 | 15580.6304 | 15580.6304 | 15580.6304 | 15580.6304 | 15580.6304 | 15580.6304 | 15580.6304 | 15580.6304 | 15580.6304 | 15580.6304 | 15580.6304 | 15580.6304 | 15580.6304 | 15580.6304 | 15580.6304 | 15580.6304 | 15580.6304 | 15580.6304 | 15580.6304 | 15580.6304 | 15580.6304 | 15580.6304 | 15580.6304 | 15580.6304 | 15580.6304 | 15580.6304 | 15580.6304 | 15580.6304 | 15580.6304 | 15580.6304 | 15580.6304 | 15580.6304
|  | Deferred Tax |  | -16359.6619 | -28138.6185 | -15574.3982 | -8035.8659 | -8035.8659 | -2381.9668 | 3271.9324 | 3271.9324 | 3271.9324 | 3271.9324 | 3271.9324 | 3271.9324 | 3271.9324 | 3271.9324 | 3271.9324 | 3271.9324 | 3271.9324 | 3271.9324 | 3271.9324 | 3271.9324 | 3271.9324 | 3271.9324 | 3271.9324 | 3271.9324 | 3271.9324 | 3271.9324 | 3271.9324 | 3271.9324 | 3271.9324 | 3271.9324 | 3271.9324 | 3271.9324 | 3271.9324 | 3271.9324 | 3271.9324 | 3271.9324 | 3271.9324 | 3271.9324 | 3271.9324 | 3271.9324 | 3271.9324 | 3271.9324 | 3271.9324 | 3271.9324 | 3271.9324 | 3271.9324 | 3271.9324 | 3271.9324 | 3271.9324 | 3271.9324 | 3271.9324 | 3271.9324 | 3271.9324 | 3271.9324 | 3271.9324 | 3271.9324
|  | Accum Defered Tax |  | -16359.6619 | -44498.2805 | -60072.6786 | -68108.5446 | -76144.4105 | -78526.3773 | -75254.4449 | -71982.5125 | -68710.5802 | -65438.6478 | -62166.7154 | -58894.783 | -55622.8506 | -52350.9182 | -49078.9858 | -45807.0534 | -42535.121 | -39263.1887 | -35991.2563 | -32719.3239 | -29447.3915 | -26175.4591 | -22903.5267 | -19631.5943 | -16359.6619 | -13087.7296 | -9815.7972 | -6543.8648 | -3271.9324 | -3.2742e-11 | 3271.9324 | 6543.8648 | 9815.7972 | 13087.7296 | 16359.6619 | 19631.5943 | 22903.5267 | 26175.4591 | 29447.3915 | 32719.3239 | 35991.2563 | 39263.1887 | 42535.121 | 45807.0534 | 49078.9858 | 52350.9182 | 55622.8506 | 58894.783 | 62166.7154 | 65438.6478 | 68710.5802 | 71982.5125 | 75254.4449 | 78526.3773 | 81798.3097 | 85070.2421
|  | Revenue Requirement |  | 56492.7079 | 52999.8066 | 49540.7016 | 46946.7783 | 44677.2981 | 42651.1503 | 41111.6673 | 39815.5166 | 38519.366 | 37223.2153 | 35927.0646 | 34630.9139 | 33334.7633 | 32038.6126 | 30742.4619 | 29446.3112 | 28150.1606 | 26854.0099 | 25557.8592 | 24261.7086 | 23320.5596 | 22734.4123 | 22148.2651 | 21562.1178 | 20975.9705 | 20389.8233 | 19803.676 | 19217.5288 | 18631.3815 | 18045.2342 | 0 | 0 | 0 | 0 | 0 | 0 | 0 | 0 | 0 | 0 | 0 | 0 | 0 | 0 | 0 | 0 | 0 | 0 | 0 | 0 | 0 | 0 | 0 | 0 | 0 | 0
|  | Depreciation |  | 18330.1534 | 18330.1534 | 18330.1534 | 18330.1534 | 18330.1534 | 18330.1534 | 18330.1534 | 18330.1534 | 18330.1534 | 18330.1534 | 18330.1534 | 18330.1534 | 18330.1534 | 18330.1534 | 18330.1534 | 18330.1534 | 18330.1534 | 18330.1534 | 18330.1534 | 18330.1534 | 18330.1534 | 18330.1534 | 18330.1534 | 18330.1534 | 18330.1534 | 18330.1534 | 18330.1534 | 18330.1534 | 18330.1534 | 18330.1534 | 0 | 0 | 0 | 0 | 0 | 0 | 0 | 0 | 0 | 0 | 0 | 0 | 0 | 0 | 0 | 0 | 0 | 0 | 0 | 0 | 0 | 0 | 0 | 0 | 0 | 0
|  | Insurance |  | 263.4043 | 263.4043 | 263.4043 | 263.4043 | 263.4043 | 263.4043 | 263.4043 | 263.4043 | 263.4043 | 263.4043 | 263.4043 | 263.4043 | 263.4043 | 263.4043 | 263.4043 | 263.4043 | 263.4043 | 263.4043 | 263.4043 | 263.4043 | 263.4043 | 263.4043 | 263.4043 | 263.4043 | 263.4043 | 263.4043 | 263.4043 | 263.4043 | 263.4043 | 263.4043 | 0 | 0 | 0 | 0 | 0 | 0 | 0 | 0 | 0 | 0 | 0 | 0 | 0 | 0 | 0 | 0 | 0 | 0 | 0 | 0 | 0 | 0 | 0 | 0 | 0 | 0
|  | Property Taxes |  | 2499.7954 | 2499.7954 | 2499.7954 | 2499.7954 | 2499.7954 | 2499.7954 | 2499.7954 | 2499.7954 | 2499.7954 | 2499.7954 | 2499.7954 | 2499.7954 | 2499.7954 | 2499.7954 | 2499.7954 | 2499.7954 | 2499.7954 | 2499.7954 | 2499.7954 | 2499.7954 | 2499.7954 | 2499.7954 | 2499.7954 | 2499.7954 | 2499.7954 | 2499.7954 | 2499.7954 | 2499.7954 | 2499.7954 | 2499.7954 | 0 | 0 | 0 | 0 | 0 | 0 | 0 | 0 | 0 | 0 | 0 | 0 | 0 | 0 | 0 | 0 | 0 | 0 | 0 | 0 | 0 | 0 | 0 | 0 | 0 | 0
|  | Current Taxes |  | -11812.7966 | -26403.9019 | -12348.8782 | -4024.7407 | -4501.3315 | 1724.8236 | 8053.1782 | 7780.9866 | 7508.7949 | 7236.6033 | 6964.4116 | 6692.22 | 6420.0283 | 6147.8367 | 5875.6451 | 5603.4534 | 5331.2618 | 5059.0701 | 4786.8785 | 4514.6869 | 4317.0456 | 4193.9547 | 4070.8637 | 3947.7728 | 3824.6819 | 3701.591 | 3578.5 | 3455.4091 | 3332.3182 | 3209.2273 | 0 | 0 | 0 | 0 | 0 | 0 | 0 | 0 | 0 | 0 | 0 | 0 | 0 | 0 | 0 | 0 | 0 | 0 | 0 | 0 | 0 | 0 | 0 | 0 | 0 | 0
|  | DFIT |  |  | 33104.2571 | 18322.8214 |  | 9453.9599 | 2802.3139 | -3849.3322 | -3849.3322 | -3849.3322 | -3849.3322 | -3849.3322 | -3849.3322 | -3849.3322 | -3849.3322 | -3849.3322 | -3849.3322 | -3849.3322 | -3849.3322 | -3849.3322 | -3849.3322 | -3849.3322 | -3849.3322 | -3849.3322 | -3849.3322 | -3849.3322 | -3849.3322 | -3849.3322 | -3849.3322 | -3849.3322 | -3849.3322 | 0 | 0 | 0 | 0 | 0 | 0 | 0 | 0 | 0 | 0 | 0 | 0 | 0 | 0 | 0 | 0 | 0 | 0 | 0 | 0 | 0 | 0 | 0 | 0 | 0 | 0
|  | ITC |  | -8248.569 | -8248.569 | -8248.569 | -8248.569 | -8248.569 | -8248.569 | -8248.569 | -8248.569 | -8248.569 | -8248.569 | -8248.569 | -8248.569 | -8248.569 | -8248.569 | -8248.569 | -8248.569 | -8248.569 | -8248.569 | -8248.569 | -8248.569 | -8248.569 | -8248.569 | -8248.569 | -8248.569 | -8248.569 | -8248.569 | -8248.569 | -8248.569 | -8248.569 | -8248.569 | -8248.569 | -8248.569 | -8248.569 | -8248.569 | -8248.569 | -8248.569 | -8248.569 | -8248.569 | -8248.569 | -8248.569 | -8248.569 | -8248.569 | -8248.569 | -8248.569 | -8248.569 | -8248.569 | -8248.569 | -8248.569 | -8248.569 | -8248.569 | -8248.569 | -8248.569 | -8248.569 | -8248.569 | -8248.569 | -8248.569
|  | Total Operating Expenses |  | 1031.9875 | 19545.1393 | 18818.7273 | 8820.0434 | 17797.4125 | 17371.9215 | 17048.6301 | 16776.4384 | 16504.2468 | 16232.0551 | 15959.8635 | 15687.6719 | 15415.4802 | 15143.2886 | 14871.0969 | 14598.9053 | 14326.7137 | 14054.522 | 13782.3304 | 13510.1387 | 13312.4974 | 13189.4065 | 13066.3156 | 12943.2247 | 12820.1337 | 12697.0428 | 12573.9519 | 12450.861 | 12327.7701 | 12204.6791 | -8248.569 | -8248.569 | -8248.569 | -8248.569 | -8248.569 | -8248.569 | -8248.569 | -8248.569 | -8248.569 | -8248.569 | -8248.569 | -8248.569 | -8248.569 | -8248.569 | -8248.569 | -8248.569 | -8248.569 | -8248.569 | -8248.569 | -8248.569 | -8248.569 | -8248.569 | -8248.569 | -8248.569 | -8248.569 | -8248.569
|  | Operating |  | 55460.7204 | 33454.6673 | 30721.9743 | 38126.7348 | 26879.8856 | 25279.2288 | 24063.0372 | 23039.0782 | 22015.1192 | 20991.1601 | 19967.2011 | 18943.2421 | 17919.283 | 16895.324 | 15871.365 | 14847.406 | 13823.4469 | 12799.4879 | 11775.5289 | 10751.5698 | 10008.0621 | 9545.0058 | 9081.9495 | 8618.8931 | 8155.8368 | 7692.7805 | 7229.7241 | 6766.6678 | 6303.6115 | 5840.5551 | 8248.569 | 8248.569 | 8248.569 | 8248.569 | 8248.569 | 8248.569 | 8248.569 | 8248.569 | 8248.569 | 8248.569 | 8248.569 | 8248.569 | 8248.569 | 8248.569 | 8248.569 | 8248.569 | 8248.569 | 8248.569 | 8248.569 | 8248.569 | 8248.569 | 8248.569 | 8248.569 | 8248.569 | 8248.569 | 8248.569
|  | Ratebase |  | 532559.6954 | 491980.4017 | 451793.7399 | 421658.4544 | 395292.4351 | 371753.3653 | 353868.1946 | 338809.9736 | 323751.7525 | 308693.5315 | 293635.3104 | 278577.0894 | 263518.8683 | 248460.6473 | 233402.4262 | 218344.2052 | 203285.9841 | 188227.7631 | 173169.542 | 158111.321 | 147177.3845 | 140367.7325 | 133558.0805 | 126748.4285 | 119938.7765 | 113129.1245 | 106319.4725 | 99509.8205 | 92700.1685 | 85890.5165 | 0 | 0 | 0 | 0 | 0 | 0 | 0 | 0 | 0 | 0 | 0 | 0 | 0 | 0 | 0 | 0 | 0 | 0 | 0 | 0 | 0 | 0 | 0 | 0 | 0 | 0
|  | Return on Ratebase |  | 10.41% | 6.8% | 6.8% | 9.042% | 6.8% | 6.8% | 6.8% | 6.8% | 6.8% | 6.8% | 6.8% | 6.8% | 6.8% | 6.8% | 6.8% | 6.8% | 6.8% | 6.8% | 6.8% | 6.8% | 6.8% | 6.8% | 6.8% | 6.8% | 6.8% | 6.8% | 6.8% | 6.8% | 6.8% | 6.8% | #DIV/0! | #DIV/0! | #DIV/0! | #DIV/0! | #DIV/0! | #DIV/0! | #DIV/0! | #DIV/0! | #DIV/0! | #DIV/0! | #DIV/0! | #DIV/0! | #DIV/0! | #DIV/0! | #DIV/0! | #DIV/0! | #DIV/0! | #DIV/0! | #DIV/0! | #DIV/0! | #DIV/0! | #DIV/0! | #DIV/0! | #DIV/0! | #DIV/0! | #DIV/0!
|  | Revenue Requirement |  | 56492.7079 | 52999.8066 | 49540.7016 | 46946.7783 | 44677.2981 | 42651.1503 | 41111.6673 | 39815.5166 | 38519.366 | 37223.2153 | 35927.0646 | 34630.9139 | 33334.7633 | 32038.6126 | 30742.4619 | 29446.3112 | 28150.1606 | 26854.0099 | 25557.8592 | 24261.7086 | 23320.5596 | 22734.4123 | 22148.2651 | 21562.1178 | 20975.9705 | 20389.8233 | 19803.676 | 19217.5288 | 18631.3815 | 18045.2342 | 0 | 0 | 0 | 0 | 0 | 0 | 0 | 0 | 0 | 0 | 0 | 0 | 0 | 0 | 0 | 0 | 0 | 0 | 0 | 0 | 0 | 0 | 0 | 0 | 0 | 0
|  | Tax Depreciation |  | 109980.9206 | 175969.473 | 105581.6838 | 63349.0103 | 63349.0103 | 31674.5051 | 0 | 0 | 0 | 0 | 0 | 0 | 0 | 0 | 0 | 0 | 0 | 0 | 0 | 0 | 0 | 0 | 0 | 0 | 0 | 0 | 0 | 0 | 0 | 0 | 0 | 0 | 0 | 0 | 0 | 0 | 0 | 0 | 0 | 0 | 0 | 0 | 0 | 0 | 0 | 0 | 0 | 0 | 0 | 0 | 0 | 0 | 0 | 0 | 0 | 0
|  | Propety Taxes |  | 263.4043 | 263.4043 | 263.4043 | 263.4043 | 263.4043 | 263.4043 | 263.4043 | 263.4043 | 263.4043 | 263.4043 | 263.4043 | 263.4043 | 263.4043 | 263.4043 | 263.4043 | 263.4043 | 263.4043 | 263.4043 | 263.4043 | 263.4043 | 263.4043 | 263.4043 | 263.4043 | 263.4043 | 263.4043 | 263.4043 | 263.4043 | 263.4043 | 263.4043 | 263.4043 | 0 | 0 | 0 | 0 | 0 | 0 | 0 | 0 | 0 | 0 | 0 | 0 | 0 | 0 | 0 | 0 | 0 | 0 | 0 | 0 | 0 | 0 | 0 | 0 | 0 | 0
|  | Insurance |  | 2499.7954 | 2499.7954 | 2499.7954 | 2499.7954 | 2499.7954 | 2499.7954 | 2499.7954 | 2499.7954 | 2499.7954 | 2499.7954 | 2499.7954 | 2499.7954 | 2499.7954 | 2499.7954 | 2499.7954 | 2499.7954 | 2499.7954 | 2499.7954 | 2499.7954 | 2499.7954 | 2499.7954 | 2499.7954 | 2499.7954 | 2499.7954 | 2499.7954 | 2499.7954 | 2499.7954 | 2499.7954 | 2499.7954 | 2499.7954 | 0 | 0 | 0 | 0 | 0 | 0 | 0 | 0 | 0 | 0 | 0 | 0 | 0 | 0 | 0 | 0 | 0 | 0 | 0 | 0 | 0 | 0 | 0 | 0 | 0 | 0
|  | Expenses |  | 112744.1203 | 178732.6727 | 108344.8835 | 66112.21 | 66112.21 | 34437.7048 | 2763.1997 | 2763.1997 | 2763.1997 | 2763.1997 | 2763.1997 | 2763.1997 | 2763.1997 | 2763.1997 | 2763.1997 | 2763.1997 | 2763.1997 | 2763.1997 | 2763.1997 | 2763.1997 | 2763.1997 | 2763.1997 | 2763.1997 | 2763.1997 | 2763.1997 | 2763.1997 | 2763.1997 | 2763.1997 | 2763.1997 | 2763.1997 | 0 | 0 | 0 | 0 | 0 | 0 | 0 | 0 | 0 | 0 | 0 | 0 | 0 | 0 | 0 | 0 | 0 | 0 | 0 | 0 | 0 | 0 | 0 | 0 | 0 | 0
|  | Taxble Income |  | -56251.4124 | -125732.866 | -58804.1819 | -19165.4317 | -21434.9119 | 8213.4455 | 38348.4676 | 37052.3169 | 35756.1663 | 34460.0156 | 33163.8649 | 31867.7142 | 30571.5636 | 29275.4129 | 27979.2622 | 26683.1115 | 25386.9609 | 24090.8102 | 22794.6595 | 21498.5089 | 20557.3599 | 19971.2126 | 19385.0654 | 18798.9181 | 18212.7708 | 17626.6236 | 17040.4763 | 16454.3291 | 15868.1818 | 15282.0345 | 0 | 0 | 0 | 0 | 0 | 0 | 0 | 0 | 0 | 0 | 0 | 0 | 0 | 0 | 0 | 0 | 0 | 0 | 0 | 0 | 0 | 0 | 0 | 0 | 0 | 0
|  | Tax Rate |  | 21% | 21% | 21% | 21% | 21% | 21% | 21% | 21% | 21% | 21% | 21% | 21% | 21% | 21% | 21% | 21% | 21% | 21% | 21% | 21% | 21% | 21% | 21% | 21% | 21% | 21% | 21% | 21% | 21% | 21% | 21% | 21% | 21% | 21% | 21% | 21% | 21% | 21% | 21% | 21% | 21% | 21% | 21% | 21% | 21% | 21% | 21% | 21% | 21% | 21% | 21% | 21% | 21% | 21% | 21% | 21%
|  | Taxes |  | -11812.7966 | -26403.9019 | -12348.8782 | -4024.7407 | -4501.3315 | 1724.8236 | 8053.1782 | 7780.9866 | 7508.7949 | 7236.6033 | 6964.4116 | 6692.22 | 6420.0283 | 6147.8367 | 5875.6451 | 5603.4534 | 5331.2618 | 5059.0701 | 4786.8785 | 4514.6869 | 4317.0456 | 4193.9547 | 4070.8637 | 3947.7728 | 3824.6819 | 3701.591 | 3578.5 | 3455.4091 | 3332.3182 | 3209.2273 | 0 | 0 | 0 | 0 | 0 | 0 | 0 | 0 | 0 | 0 | 0 | 0 | 0 | 0 | 0 | 0 | 0 | 0 | 0 | 0 | 0 | 0 | 0 | 0 | 0 | 0

## ID Solar ITC 2024 26%
Solar FINANCIALS
($ 1000s Unless Otherwise Indicated)
| Calendar Year of Fin. Close |  |  | 2020 | 2021 | 2022 | 2023 | 2024 | 2025 | 2026 | 2027 | 2028 | 2029 | 2030 | 2031 | 2032 | 2033 | 2034 | 2035 | 2036 | 2037 | 2038 | 2039 | 2040 | 2041 | 2042 | 2043 | 2044 | 2045 | 2046 | 2047 | 2048 | 2049
| Operating Year |  | 0 | 1 | 2 | 3 | 4 | 5 | 6 | 7 | 8 | 9 | 10 | 11 | 12 | 13 | 14 | 15 | 16 | 17 | 18 | 19 | 20 | 21 | 22 | 23 | 24 | 25 | 26 | 27 | 28 | 29 | 30
| Calendar Year | Capital Invest.
| 2020 | 549904.6031
| Gross plant |  |  | 549904.6031 | 549904.6031 | 549904.6031 | 549904.6031 | 549904.6031 | 549904.6031 | 549904.6031 | 549904.6031 | 549904.6031 | 549904.6031 | 549904.6031 | 549904.6031 | 549904.6031 | 549904.6031 | 549904.6031 | 549904.6031 | 549904.6031 | 549904.6031 | 549904.6031 | 549904.6031 | 549904.6031 | 549904.6031 | 549904.6031 | 549904.6031 | 549904.6031 | 549904.6031 | 549904.6031 | 549904.6031 | 549904.6031 | 549904.6031
| Accumulated Deprectiation |  |  | 18330.1534 | 36660.3069 | 54990.4603 | 73320.6137 | 91650.7672 | 109980.9206 | 128311.0741 | 146641.2275 | 164971.3809 | 183301.5344 | 201631.6878 | 219961.8412 | 238291.9947 | 256622.1481 | 274952.3015 | 293282.455 | 311612.6084 | 329942.7618 | 348272.9153 | 366603.0687 | 384933.2222 | 403263.3756 | 421593.529 | 439923.6825 | 458253.8359 | 476583.9893 | 494914.1428 | 513244.2962 | 531574.4496 | 549904.6031
| Net book value |  |  | 531574.4496 | 513244.2962 | 494914.1428 | 476583.9893 | 458253.8359 | 439923.6825 | 421593.529 | 403263.3756 | 384933.2222 | 366603.0687 | 348272.9153 | 329942.7618 | 311612.6084 | 293282.455 | 274952.3015 | 256622.1481 | 238291.9947 | 219961.8412 | 201631.6878 | 183301.5344 | 164971.3809 | 146641.2275 | 128311.0741 | 109980.9206 | 91650.7672 | 73320.6137 | 54990.4603 | 36660.3069 | 18330.1534 | 0
| ITC |  |  | 0 | 0 | 0 | 0 | 0 | 0 | 0 | 0 | 0 | 0 | 0 | 0 | 0 | 0 | 0 | 0 | 0 | 0 | 0 | 0 | 7148.7598 | 14297.5197 | 21446.2795 | 28595.0394 | 35743.7992 | 42892.559 | 50041.3189 | 57190.0787 | 64338.8386 | 71487.5984
| Accumulated deffered income tax |  |  | -16744.5952 | -45545.2988 | -61486.1534 | -69711.0986 | -77936.0437 | -80374.0568 | -77025.1378 | -73676.2187 | -70327.2997 | -66978.3807 | -63629.4616 | -60280.5426 | -56931.6236 | -53582.7045 | -50233.7855 | -46884.8665 | -43535.9474 | -40187.0284 | -36838.1094 | -33489.1903 | -30140.2713 | -26791.3523 | -23442.4332 | -20093.5142 | -16744.5952 | -13395.6761 | -10046.7571 | -6697.8381 | -3348.919 | -3.638e-11
| Rate Base |  |  | 514829.8545 | 467698.9974 | 433427.9893 | 406872.8908 | 380317.7922 | 359549.6257 | 344568.3913 | 329587.1569 | 314605.9225 | 299624.6881 | 284643.4537 | 269662.2193 | 254680.9849 | 239699.7505 | 224718.516 | 209737.2816 | 194756.0472 | 179774.8128 | 164793.5784 | 149812.344 | 141979.8695 | 134147.3949 | 126314.9203 | 118482.4458 | 110649.9712 | 102817.4967 | 94985.0221 | 87152.5475 | 79320.073 | 71487.5984
| Average rate base |  |  | 532367.2288 | 491264.4259 | 450563.4933 | 420150.44 | 393595.3415 | 369933.7089 | 352059.0085 | 337077.7741 | 322096.5397 | 307115.3053 | 292134.0709 | 277152.8365 | 262171.6021 | 247190.3677 | 232209.1333 | 217227.8988 | 202246.6644 | 187265.43 | 172284.1956 | 157302.9612 | 145896.1068 | 138063.6322 | 130231.1576 | 122398.6831 | 114566.2085 | 106733.7339 | 98901.2594 | 91068.7848 | 83236.3102 | 75403.8357
| Pre-tax Return | 0.086076 |  | 45824.0146 | 42286.0519 | 38782.6804 | 36164.848 | 33879.0927 | 31842.3952 | 30303.8134 | 29014.2894 | 27724.7654 | 26435.2415 | 25145.7175 | 23856.1935 | 22566.6695 | 21277.1456 | 19987.6216 | 18698.0976 | 17408.5736 | 16119.0497 | 14829.5257 | 13540.0017 | 12558.1459 | 11883.9582 | 11209.7705 | 10535.5828 | 9861.3952 | 9187.2075 | 8513.0198 | 7838.8321 | 7164.6444 | 6490.4567
| Book Depreciation |  |  | 18330.1534 | 18330.1534 | 18330.1534 | 18330.1534 | 18330.1534 | 18330.1534 | 18330.1534 | 18330.1534 | 18330.1534 | 18330.1534 | 18330.1534 | 18330.1534 | 18330.1534 | 18330.1534 | 18330.1534 | 18330.1534 | 18330.1534 | 18330.1534 | 18330.1534 | 18330.1534 | 18330.1534 | 18330.1534 | 18330.1534 | 18330.1534 | 18330.1534 | 18330.1534 | 18330.1534 | 18330.1534 | 18330.1534 | 18330.1534
| Insurance |  |  | 263.4043 | 263.4043 | 263.4043 | 263.4043 | 263.4043 | 263.4043 | 263.4043 | 263.4043 | 263.4043 | 263.4043 | 263.4043 | 263.4043 | 263.4043 | 263.4043 | 263.4043 | 263.4043 | 263.4043 | 263.4043 | 263.4043 | 263.4043 | 263.4043 | 263.4043 | 263.4043 | 263.4043 | 263.4043 | 263.4043 | 263.4043 | 263.4043 | 263.4043 | 263.4043
| ITC Amort - Grossed for Taxes |  |  | -9049.0631 | -9049.0631 | -9049.0631 | -9049.0631 | -9049.0631 | -9049.0631 | -9049.0631 | -9049.0631 | -9049.0631 | -9049.0631 | -9049.0631 | -9049.0631 | -9049.0631 | -9049.0631 | -9049.0631 | -9049.0631 | -9049.0631 | -9049.0631 | -9049.0631 | -9049.0631 | -9049.0631 | -9049.0631 | -9049.0631 | -9049.0631 | -9049.0631 | -9049.0631 | -9049.0631 | -9049.0631 | -9049.0631 | -9049.0631
| Property Taxes |  |  | 2499.7954 | 2499.7954 | 2499.7954 | 2499.7954 | 2499.7954 | 2499.7954 | 2499.7954 | 2499.7954 | 2499.7954 | 2499.7954 | 2499.7954 | 2499.7954 | 2499.7954 | 2499.7954 | 2499.7954 | 2499.7954 | 2499.7954 | 2499.7954 | 2499.7954 | 2499.7954 | 2499.7954 | 2499.7954 | 2499.7954 | 2499.7954 | 2499.7954 | 2499.7954 | 2499.7954 | 2499.7954 | 2499.7954 | 2499.7954
| Revenue Requirement |  |  | 57868.3047 | 54330.3419 | 50826.9705 | 48209.1381 | 45923.3827 | 43886.6852 | 42348.1034 | 41058.5795 | 39769.0555 | 38479.5315 | 37190.0075 | 35900.4836 | 34610.9596 | 33321.4356 | 32031.9116 | 30742.3877 | 29452.8637 | 28163.3397 | 26873.8158 | 25584.2918 | 24602.4359 | 23928.2483 | 23254.0606 | 22579.8729 | 21905.6852 | 21231.4975 | 20557.3098 | 19883.1222 | 19208.9345 | 18534.7468
| Book Depreciation |  |  | 18330.1534 | 18330.1534 | 18330.1534 | 18330.1534 | 18330.1534 | 18330.1534 | 18330.1534 | 18330.1534 | 18330.1534 | 18330.1534 | 18330.1534 | 18330.1534 | 18330.1534 | 18330.1534 | 18330.1534 | 18330.1534 | 18330.1534 | 18330.1534 | 18330.1534 | 18330.1534 | 18330.1534 | 18330.1534 | 18330.1534 | 18330.1534 | 18330.1534 | 18330.1534 | 18330.1534 | 18330.1534 | 18330.1534 | 18330.1534
| Tax Depreciation |  |  | 109980.9206 | 175969.473 | 105581.6838 | 63349.0103 | 63349.0103 | 31674.5051 | 0 | 0 | 0 | 0 | 0 | 0 | 0 | 0 | 0 | 0 | 0 | 0 | 0 | 0 | 0 | 0 | 0 | 0 | 0 | 0 | 0 | 0 | 0 | 0
| Difference between book and tax |  |  | -91650.7672 | -157639.3195 | -87251.5304 | -45018.8568 | -45018.8568 | -13344.3517 | 18330.1534 | 18330.1534 | 18330.1534 | 18330.1534 | 18330.1534 | 18330.1534 | 18330.1534 | 18330.1534 | 18330.1534 | 18330.1534 | 18330.1534 | 18330.1534 | 18330.1534 | 18330.1534 | 18330.1534 | 18330.1534 | 18330.1534 | 18330.1534 | 18330.1534 | 18330.1534 | 18330.1534 | 18330.1534 | 18330.1534 | 18330.1534
| Tax rate |  |  | -19246.6611 | -33104.2571 | -18322.8214 | -9453.9599 | -9453.9599 | -2802.3139 | 3849.3322 | 3849.3322 | 3849.3322 | 3849.3322 | 3849.3322 | 3849.3322 | 3849.3322 | 3849.3322 | 3849.3322 | 3849.3322 | 3849.3322 | 3849.3322 | 3849.3322 | 3849.3322 | 3849.3322 | 3849.3322 | 3849.3322 | 3849.3322 | 3849.3322 | 3849.3322 | 3849.3322 | 3849.3322 | 3849.3322 | 3849.3322
Depreciation Tables
|  | 5 |  | 20% | 32% | 19.2% | 11.52% | 11.52% | 5.76% | 0% | 0% | 0% | 0% | 0% | 0% | 0% | 0% | 0% | 0% | 0% | 0% | 0% | 0% | 0%
|  | 5 | 0: 1; 2020 1: 20%; 2021 2: 32%; 2022 3: 19.2%; 2023 4: 11.52%; 2024 5: 11.52%; 2025 6: 5.76%
|  | 10 | 0: 0; 2020 1: 10%; 2021 2: 18%; 2022 3: 14.4%; 2023 4: 11.52%; 2024 5: 9.22%; 2025 6: 7.37%; 2026 7: 6.55%; 2027 8: 6.55%; 2028 9: 6.56%; 2029 10: 6.55%; 2030 11: 3.28%
|  | 15 | 0: 0; 2020 1: 5%; 2021 2: 9.5%; 2022 3: 8.55%; 2023 4: 7.7%; 2024 5: 6.93%; 2025 6: 6.23%; 2026 7: 5.9%; 2027 8: 5.9%; 2028 9: 5.91%; 2029 10: 5.9%; 2030 11: 5.91%; 2031 12: 5.9%; 2032 13: 5.91%; 2033 14: 5.9%; 2034 15: 5.91%; 2035 16: 2.95%
|  | 20 | 0 | 3.75% | 7.219% | 6.677% | 6.177% | 5.713% | 5.285% | 4.888% | 4.522% | 4.462% | 4.461% | 4.462% | 4.461% | 4.462% | 4.461% | 4.462% | 4.461% | 4.462% | 4.461% | 4.462% | 4.461% | 2.231%
Revenue Requirement by vintage year
2012 $000
|  |  |  | 2020 | 2021 | 2022 | 2023 | 2024 | 2025 | 2026 | 2027 | 2028 | 2029 | 2030 | 2031 | 2032 | 2033 | 2034 | 2035 | 2036 | 2037 | 2038 | 2039 | 2040 | 2041 | 2042 | 2043 | 2044 | 2045 | 2046 | 2047 | 2048 | 2049 | 2050 | 2051 | 2052 | 2053 | 2054 | 2055 | 2056 | 2057 | 2058 | 2059 | 2060 | 2061 | 2062 | 2063 | 2064 | 2065 | 2066 | 2067 | 2068 | 2069 | 2070 | 2071 | 2072 | 2073 | 2074 | 2075
|  | 2020 | 0% | 57868.3047 | 54330.3419 | 50826.9705 | 48209.1381 | 45923.3827 | 43886.6852 | 42348.1034 | 41058.5795 | 39769.0555 | 38479.5315 | 37190.0075 | 35900.4836 | 34610.9596 | 33321.4356 | 32031.9116 | 30742.3877 | 29452.8637 | 28163.3397 | 26873.8158 | 25584.2918 | 24602.4359 | 23928.2483 | 23254.0606 | 22579.8729 | 21905.6852 | 21231.4975 | 20557.3098 | 19883.1222 | 19208.9345 | 18534.7468 | 0 | 0 | 0 | 0 | 0 | 0 | 0 | 0 | 0 | 0 | 0 | 0 | 0 | 0 | 0 | 0 | 0 | 0 | 0 | 0 | 0 | 0 | 0 | 0 | 0 | 0
|  | 2021 | -1.845% |  | 56800.3686 | 53327.6975 | 49888.9794 | 47319.458 | 45075.8853 | 43076.7743 | 41566.5864 | 40300.86 | 39035.1337 | 37769.4074 | 36503.681 | 35237.9547 | 33972.2284 | 32706.502 | 31440.7757 | 30175.0494 | 28909.323 | 27643.5967 | 26377.8704 | 25112.1441 | 24148.408 | 23486.6622 | 22824.9163 | 22163.1705 | 21501.4247 | 20839.6789 | 20177.933 | 19516.1872 | 18854.4414 | 18192.6956 | 0 | 0 | 0 | 0 | 0 | 0 | 0 | 0 | 0 | 0 | 0 | 0 | 0 | 0 | 0 | 0 | 0 | 0 | 0 | 0 | 0 | 0 | 0 | 0 | 0
|  | 2022 | -2.03% |  |  | 55647.3697 | 52245.1908 | 48876.2757 | 46358.9134 | 44160.8834 | 42202.3526 | 40722.8202 | 39482.787 | 38242.7539 | 37002.7207 | 35762.6875 | 34522.6543 | 33282.6212 | 32042.588 | 30802.5548 | 29562.5217 | 28322.4885 | 27082.4553 | 25842.4222 | 24602.389 | 23658.2159 | 23009.903 | 22361.59 | 21713.2771 | 21064.9641 | 20416.6512 | 19768.3382 | 19120.0253 | 18471.7123 | 17823.3994 | 0 | 0 | 0 | 0 | 0 | 0 | 0 | 0 | 0 | 0 | 0 | 0 | 0 | 0 | 0 | 0 | 0 | 0 | 0 | 0 | 0 | 0 | 0 | 0
|  | 2023 | -2.072% |  |  |  | 54494.3707 | 51162.6841 | 47863.5721 | 45398.3689 | 43245.8814 | 41327.9309 | 39879.054 | 38664.714 | 37450.374 | 36236.034 | 35021.694 | 33807.354 | 32593.014 | 31378.674 | 30164.334 | 28949.994 | 27735.654 | 26521.3139 | 25306.9739 | 24092.6339 | 23168.0239 | 22533.1438 | 21898.2637 | 21263.3837 | 20628.5036 | 19993.6235 | 19358.7434 | 18723.8634 | 18088.9833 | 17454.1032 | 0 | 0 | 0 | 0 | 0 | 0 | 0 | 0 | 0 | 0 | 0 | 0 | 0 | 0 | 0 | 0 | 0 | 0 | 0 | 0 | 0 | 0 | 0
|  | 2024 | -2.116% |  |  |  |  | 53341.3718 | 50080.1774 | 46850.8684 | 44437.8243 | 42330.8795 | 40453.5092 | 39035.2878 | 37846.641 | 36657.9942 | 35469.3473 | 34280.7005 | 33092.0536 | 31903.4068 | 30714.7599 | 29526.1131 | 28337.4662 | 27148.8194 | 25960.1726 | 24771.5257 | 23582.8789 | 22677.8318 | 22056.3846 | 21434.9374 | 20813.4902 | 20192.043 | 19570.5958 | 18949.1486 | 18327.7014 | 17706.2542 | 17084.807 | 0 | 0 | 0 | 0 | 0 | 0 | 0 | 0 | 0 | 0 | 0 | 0 | 0 | 0 | 0 | 0 | 0 | 0 | 0 | 0 | 0 | 0
|  | 2025 | -2.162% | [5 empty] | 52188.3729 | 48997.6708 | 45838.1648 | 43477.2798 | 41415.8776 | 39579.0875 | 38191.5217 | 37028.568 | 35865.6143 | 34702.6606 | 33539.7069 | 32376.7533 | 31213.7996 | 30050.8459 | 28887.8922 | 27724.9385 | 26561.9849 | 25399.0312 | 24236.0775 | 23073.1238 | 22187.6398 | 21579.6255 | 20971.6112 | 20363.5968 | 19755.5825 | 19147.5682 | 18539.5539 | 17931.5395 | 17323.5252 | 16715.5109 | 0 | 0 | 0 | 0 | 0 | 0 | 0 | 0 | 0 | 0 | 0 | 0 | 0 | 0 | 0 | 0 | 0 | 0 | 0 | 0 | 0
|  | 2026 | -2.209% | [6 empty] | 51035.3739 | 47915.1641 | 44825.4612 | 42516.7352 | 40500.8756 | 38704.6658 | 37347.7555 | 36210.495 | 35073.2345 | 33935.9739 | 32798.7134 | 31661.4529 | 30524.1924 | 29386.9319 | 28249.6713 | 27112.4108 | 25975.1503 | 24837.8898 | 23700.6293 | 22563.3687 | 21697.4478 | 21102.8663 | 20508.2849 | 19913.7034 | 19319.122 | 18724.5405 | 18129.9591 | 17535.3776 | 16940.7962 | 16346.2147 | 0 | 0 | 0 | 0 | 0 | 0 | 0 | 0 | 0 | 0 | 0 | 0 | 0 | 0 | 0 | 0 | 0 | 0 | 0 | 0
|  | 2027 | -2.259% | [7 empty] | 49882.375 | 46832.6574 | 43812.7575 | 41556.1907 | 39585.8737 | 37830.2441 | 36503.9893 | 35392.422 | 34280.8546 | 33169.2872 | 32057.7199 | 30946.1525 | 29834.5852 | 28723.0178 | 27611.4505 | 26499.8831 | 25388.3158 | 24276.7484 | 23165.181 | 22053.6137 | 21207.2557 | 20626.1071 | 20044.9586 | 19463.81 | 18882.6614 | 18301.5128 | 17720.3643 | 17139.2157 | 16558.0671 | 15976.9185 | 0 | 0 | 0 | 0 | 0 | 0 | 0 | 0 | 0 | 0 | 0 | 0 | 0 | 0 | 0 | 0 | 0 | 0 | 0
|  | 2028 | -2.311% | [8 empty] | 48729.376 | 45750.1507 | 42800.0539 | 40595.6461 | 38670.8717 | 36955.8224 | 35660.2231 | 34574.3489 | 33488.4747 | 32402.6006 | 31316.7264 | 30230.8522 | 29144.978 | 28059.1038 | 26973.2296 | 25887.3554 | 24801.4812 | 23715.607 | 22629.7328 | 21543.8586 | 20717.0637 | 20149.348 | 19581.6323 | 19013.9166 | 18446.2009 | 17878.4852 | 17310.7695 | 16743.0538 | 16175.3381 | 15607.6224 | 0 | 0 | 0 | 0 | 0 | 0 | 0 | 0 | 0 | 0 | 0 | 0 | 0 | 0 | 0 | 0 | 0 | 0
|  | 2029 | -2.366% | [9 empty] | 47576.3771 | 44667.644 | 41787.3502 | 39635.1015 | 37755.8698 | 36081.4007 | 34816.457 | 33756.2759 | 32696.0949 | 31635.9139 | 30575.7328 | 29515.5518 | 28455.3708 | 27395.1897 | 26335.0087 | 25274.8277 | 24214.6467 | 23154.4656 | 22094.2846 | 21034.1036 | 20226.8716 | 19672.5888 | 19118.306 | 18564.0232 | 18009.7403 | 17455.4575 | 16901.1747 | 16346.8918 | 15792.609 | 15238.3262 | 0 | 0 | 0 | 0 | 0 | 0 | 0 | 0 | 0 | 0 | 0 | 0 | 0 | 0 | 0 | 0 | 0
|  | 2030 | -2.423% | [10 empty] | 46423.3782 | 43585.1374 | 40774.6466 | 38674.557 | 36840.8678 | 35206.979 | 33972.6908 | 32938.2029 | 31903.715 | 30869.2272 | 29834.7393 | 28800.2514 | 27765.7636 | 26731.2757 | 25696.7878 | 24662.3 | 23627.8121 | 22593.3242 | 21558.8364 | 20524.3485 | 19736.6796 | 19195.8296 | 18654.9797 | 18114.1297 | 17573.2798 | 17032.4298 | 16491.5799 | 15950.7299 | 15409.88 | 14869.03 | 0 | 0 | 0 | 0 | 0 | 0 | 0 | 0 | 0 | 0 | 0 | 0 | 0 | 0 | 0 | 0
|  | 2031 | -1.109% | [11 empty] | 45908.7047 | 43101.9301 | 40322.5979 | 38245.7909 | 36432.431 | 34816.6563 | 33596.052 | 32573.033 | 31550.014 | 30526.995 | 29503.976 | 28480.957 | 27457.938 | 26434.919 | 25411.9 | 24388.881 | 23365.862 | 22342.843 | 21319.824 | 20296.805 | 19517.8686 | 18983.0148 | 18448.161 | 17913.3072 | 17378.4534 | 16843.5995 | 16308.7457 | 15773.8919 | 15239.0381 | 14704.1843 | 0 | 0 | 0 | 0 | 0 | 0 | 0 | 0 | 0 | 0 | 0 | 0 | 0 | 0 | 0
|  | 2032 | -1.121% | [12 empty] | 45394.0312 | 42618.7228 | 39870.5491 | 37817.0249 | 36023.9942 | 34426.3336 | 33219.4133 | 32207.8632 | 31196.313 | 30184.7629 | 29173.2128 | 28161.6626 | 27150.1125 | 26138.5623 | 25127.0122 | 24115.4621 | 23103.9119 | 22092.3618 | 21080.8117 | 20069.2615 | 19299.0576 | 18770.1999 | 18241.3423 | 17712.4846 | 17183.6269 | 16654.7693 | 16125.9116 | 15597.0539 | 15068.1963 | 14539.3386 | 0 | 0 | 0 | 0 | 0 | 0 | 0 | 0 | 0 | 0 | 0 | 0 | 0 | 0
|  | 2033 | -1.134% | [13 empty] | 44879.3578 | 42135.5155 | 39418.5004 | 37388.2588 | 35615.5573 | 34036.0109 | 32842.7746 | 31842.6933 | 30842.612 | 29842.5307 | 28842.4495 | 27842.3682 | 26842.2869 | 25842.2057 | 24842.1244 | 23842.0431 | 22841.9618 | 21841.8806 | 20841.7993 | 19841.718 | 19080.2466 | 18557.3851 | 18034.5236 | 17511.662 | 16988.8005 | 16465.939 | 15943.0774 | 15420.2159 | 14897.3544 | 14374.4929 | 0 | 0 | 0 | 0 | 0 | 0 | 0 | 0 | 0 | 0 | 0 | 0 | 0
|  | 2034 | -1.147% | [14 empty] | 44364.6843 | 41652.3083 | 38966.4517 | 36959.4928 | 35207.1205 | 33645.6882 | 32466.1358 | 31477.5234 | 30488.911 | 29500.2986 | 28511.6862 | 27523.0738 | 26534.4614 | 25545.849 | 24557.2366 | 23568.6242 | 22580.0117 | 21591.3993 | 20602.7869 | 19614.1745 | 18861.4356 | 18344.5702 | 17827.7049 | 17310.8395 | 16793.9741 | 16277.1087 | 15760.2433 | 15243.3779 | 14726.5125 | 14209.6471 | 0 | 0 | 0 | 0 | 0 | 0 | 0 | 0 | 0 | 0 | 0 | 0
|  | 2035 | -1.16% | [15 empty] | 43850.0108 | 41169.101 | 38514.403 | 36530.7267 | 34798.6837 | 33255.3655 | 32089.4971 | 31112.3535 | 30135.21 | 29158.0664 | 28180.9229 | 27203.7794 | 26226.6358 | 25249.4923 | 24272.3487 | 23295.2052 | 22318.0617 | 21340.9181 | 20363.7746 | 19386.631 | 18642.6246 | 18131.7554 | 17620.8861 | 17110.0169 | 16599.1476 | 16088.2784 | 15577.4092 | 15066.5399 | 14555.6707 | 14044.8014 | 0 | 0 | 0 | 0 | 0 | 0 | 0 | 0 | 0 | 0 | 0
|  | 2036 | -1.174% | [16 empty] | 43335.3373 | 40685.8937 | 38062.3542 | 36101.9607 | 34390.2468 | 32865.0428 | 31712.8583 | 30747.1837 | 29781.509 | 28815.8343 | 27850.1596 | 26884.4849 | 25918.8103 | 24953.1356 | 23987.4609 | 23021.7862 | 22056.1116 | 21090.4369 | 20124.7622 | 19159.0875 | 18423.8136 | 17918.9405 | 17414.0674 | 16909.1943 | 16404.3212 | 15899.4481 | 15394.575 | 14889.7019 | 14384.8288 | 13879.9557 | 0 | 0 | 0 | 0 | 0 | 0 | 0 | 0 | 0 | 0
|  | 2037 | -1.188% | [17 empty] | 42820.6639 | 40202.6864 | 37610.3055 | 35673.1946 | 33981.81 | 32474.7201 | 31336.2196 | 30382.0138 | 29427.808 | 28473.6022 | 27519.3963 | 26565.1905 | 25610.9847 | 24656.7789 | 23702.5731 | 22748.3673 | 21794.1615 | 20839.9557 | 19885.7499 | 18931.544 | 18205.0027 | 17706.1257 | 17207.2487 | 16708.3718 | 16209.4948 | 15710.6178 | 15211.7409 | 14712.8639 | 14213.9869 | 13715.11 | 0 | 0 | 0 | 0 | 0 | 0 | 0 | 0 | 0
|  | 2038 | -1.202% | [18 empty] | 42305.9904 | 39719.4792 | 37158.2568 | 35244.4286 | 33573.3732 | 32084.3974 | 30959.5808 | 30016.8439 | 29074.107 | 28131.37 | 27188.6331 | 26245.8961 | 25303.1592 | 24360.4222 | 23417.6853 | 22474.9483 | 21532.2114 | 20589.4744 | 19646.7375 | 18704.0005 | 17986.1917 | 17493.3108 | 17000.43 | 16507.5492 | 16014.6684 | 15521.7875 | 15028.9067 | 14536.0259 | 14043.1451 | 13550.2642 | 0 | 0 | 0 | 0 | 0 | 0 | 0 | 0
|  | 2039 | -1.217% | [19 empty] | 41791.3169 | 39236.2719 | 36706.2081 | 34815.6625 | 33164.9364 | 31694.0747 | 30582.9421 | 29651.674 | 28720.4059 | 27789.1379 | 26857.8698 | 25926.6017 | 24995.3336 | 24064.0655 | 23132.7975 | 22201.5294 | 21270.2613 | 20338.9932 | 19407.7251 | 18476.457 | 17767.3807 | 17280.496 | 16793.6113 | 16306.7266 | 15819.8419 | 15332.9573 | 14846.0726 | 14359.1879 | 13872.3032 | 13385.4185 | 0 | 0 | 0 | 0 | 0 | 0 | 0
Revenue Requirement by vintage year
2012 $/MW-wk
| Aurora Input |  | Levelized Cost | 2020 | 2021 | 2022 | 2023 | 2024 | 2025 | 2026 | 2027 | 2028 | 2029 | 2030 | 2031 | 2032 | 2033 | 2034 | 2035 | 2036 | 2037 | 2038 | 2039 | 2040 | 2041 | 2042 | 2043 | 2044 | 2045 | 2046 | 2047 | 2048 | 2049 | 2050 | 2051 | 2052 | 2053 | 2054 | 2055 | 2056 | 2057 | 2058 | 2059 | 2060 | 2061 | 2062 | 2063 | 2064 | 2065 | 2066 | 2067 | 2068 | 2069 | 2070 | 2071 | 2072 | 2073 | 2074 | 2075
|  | 2020 | 1780.29 | 2782.13 | 2612.0357 | 2443.6044 | 2317.747 | 2207.8549 | 2109.9368 | 2035.9665 | 1973.9702 | 1911.9738 | 1849.9775 | 1787.9811 | 1725.9848 | 1663.9884 | 1601.9921 | 1539.9958 | 1477.9994 | 1416.0031 | 1354.0067 | 1292.0104 | 1230.014 | 1182.8094 | 1150.3966 | 1117.9837 | 1085.5708 | 1053.1579 | 1020.7451 | 988.3322 | 955.9193 | 923.5065 | 891.0936 | 0 | 0 | 0 | 0 | 0 | 0 | 0 | 0 | 0 | 0 | 0 | 0 | 0 | 0 | 0 | 0 | 0 | 0 | 0 | 0 | 0 | 0 | 0 | 0 | 0 | 0
|  | 2021 | 1747.4355 |  | 2730.787 | 2563.8316 | 2398.5086 | 2274.9739 | 2167.1099 | 2070.9988 | 1998.3936 | 1937.5413 | 1876.6891 | 1815.8369 | 1754.9847 | 1694.1324 | 1633.2802 | 1572.428 | 1511.5758 | 1450.7235 | 1389.8713 | 1329.0191 | 1268.1668 | 1207.3146 | 1160.9812 | 1129.1664 | 1097.3517 | 1065.537 | 1033.7223 | 1001.9076 | 970.0929 | 938.2782 | 906.4635 | 874.6488 | 0 | 0 | 0 | 0 | 0 | 0 | 0 | 0 | 0 | 0 | 0 | 0 | 0 | 0 | 0 | 0 | 0 | 0 | 0 | 0 | 0 | 0 | 0 | 0 | 0
|  | 2022 | 1711.964 |  |  | 2675.3543 | 2511.788 | 2349.8209 | 2228.7939 | 2123.1194 | 2028.9593 | 1957.8279 | 1898.2109 | 1838.5939 | 1778.977 | 1719.36 | 1659.743 | 1600.126 | 1540.509 | 1480.8921 | 1421.2751 | 1361.6581 | 1302.0411 | 1242.4241 | 1182.8072 | 1137.4142 | 1106.2453 | 1075.0764 | 1043.9076 | 1012.7387 | 981.5698 | 950.4009 | 919.232 | 888.0631 | 856.8942 | 0 | 0 | 0 | 0 | 0 | 0 | 0 | 0 | 0 | 0 | 0 | 0 | 0 | 0 | 0 | 0 | 0 | 0 | 0 | 0 | 0 | 0 | 0 | 0
|  | 2023 | 1676.4926 |  |  |  | 2619.9217 | 2459.7444 | 2301.1333 | 2182.6139 | 2079.1289 | 1986.9198 | 1917.2622 | 1858.8805 | 1800.4988 | 1742.117 | 1683.7353 | 1625.3536 | 1566.9718 | 1508.5901 | 1450.2084 | 1391.8266 | 1333.4449 | 1275.0632 | 1216.6814 | 1158.2997 | 1113.8473 | 1083.3242 | 1052.8011 | 1022.2781 | 991.755 | 961.2319 | 930.7088 | 900.1857 | 869.6627 | 839.1396 | 0 | 0 | 0 | 0 | 0 | 0 | 0 | 0 | 0 | 0 | 0 | 0 | 0 | 0 | 0 | 0 | 0 | 0 | 0 | 0 | 0 | 0 | 0
|  | 2024 | 1641.0211 |  |  |  |  | 2564.489 | 2407.7008 | 2252.4456 | 2136.4339 | 2035.1384 | 1944.8802 | 1876.6965 | 1819.55 | 1762.4036 | 1705.2571 | 1648.1106 | 1590.9641 | 1533.8176 | 1476.6712 | 1419.5247 | 1362.3782 | 1305.2317 | 1248.0852 | 1190.9387 | 1133.7923 | 1090.2804 | 1060.4031 | 1030.5258 | 1000.6486 | 970.7713 | 940.894 | 911.0168 | 881.1395 | 851.2622 | 821.385 | 0 | 0 | 0 | 0 | 0 | 0 | 0 | 0 | 0 | 0 | 0 | 0 | 0 | 0 | 0 | 0 | 0 | 0 | 0 | 0 | 0 | 0
|  | 2025 | 1605.5497 | [5 empty] | 2509.0564 | 2355.6572 | 2203.7579 | 2090.2538 | 1991.148 | 1902.8407 | 1836.1308 | 1780.2196 | 1724.3084 | 1668.3971 | 1612.4859 | 1556.5747 | 1500.6634 | 1444.7522 | 1388.841 | 1332.9297 | 1277.0185 | 1221.1073 | 1165.196 | 1109.2848 | 1066.7135 | 1037.482 | 1008.2505 | 979.0191 | 949.7876 | 920.5562 | 891.3247 | 862.0932 | 832.8618 | 803.6303 | 0 | 0 | 0 | 0 | 0 | 0 | 0 | 0 | 0 | 0 | 0 | 0 | 0 | 0 | 0 | 0 | 0 | 0 | 0 | 0 | 0
|  | 2026 | 1570.0782 | [6 empty] | 2453.6237 | 2303.6137 | 2155.0702 | 2044.0738 | 1947.1575 | 1860.8012 | 1795.5652 | 1740.8892 | 1686.2132 | 1631.5372 | 1576.8612 | 1522.1852 | 1467.5092 | 1412.8333 | 1358.1573 | 1303.4813 | 1248.8053 | 1194.1293 | 1139.4533 | 1084.7773 | 1043.1465 | 1014.5609 | 985.9752 | 957.3896 | 928.8039 | 900.2183 | 871.6326 | 843.047 | 814.4614 | 785.8757 | 0 | 0 | 0 | 0 | 0 | 0 | 0 | 0 | 0 | 0 | 0 | 0 | 0 | 0 | 0 | 0 | 0 | 0 | 0 | 0
|  | 2027 | 1534.6068 | [7 empty] | 2398.1911 | 2251.5701 | 2106.3826 | 1997.8938 | 1903.167 | 1818.7617 | 1754.9995 | 1701.5587 | 1648.118 | 1594.6773 | 1541.2365 | 1487.7958 | 1434.3551 | 1380.9143 | 1327.4736 | 1274.0328 | 1220.5921 | 1167.1514 | 1113.7106 | 1060.2699 | 1019.5796 | 991.6398 | 963.6999 | 935.7601 | 907.8203 | 879.8804 | 851.9406 | 824.0008 | 796.0609 | 768.1211 | 0 | 0 | 0 | 0 | 0 | 0 | 0 | 0 | 0 | 0 | 0 | 0 | 0 | 0 | 0 | 0 | 0 | 0 | 0
|  | 2028 | 1499.1353 | [8 empty] | 2342.7585 | 2199.5265 | 2057.6949 | 1951.7138 | 1859.1765 | 1776.7222 | 1714.4338 | 1662.2283 | 1610.0228 | 1557.8173 | 1505.6118 | 1453.4064 | 1401.2009 | 1348.9954 | 1296.7899 | 1244.5844 | 1192.3789 | 1140.1734 | 1087.9679 | 1035.7624 | 996.0127 | 968.7187 | 941.4246 | 914.1306 | 886.8366 | 859.5426 | 832.2485 | 804.9545 | 777.6605 | 750.3665 | 0 | 0 | 0 | 0 | 0 | 0 | 0 | 0 | 0 | 0 | 0 | 0 | 0 | 0 | 0 | 0 | 0 | 0
|  | 2029 | 1463.6639 | [9 empty] | 2287.3258 | 2147.4829 | 2009.0072 | 1905.5337 | 1815.186 | 1734.6827 | 1673.8681 | 1622.8979 | 1571.9276 | 1520.9574 | 1469.9872 | 1419.0169 | 1368.0467 | 1317.0764 | 1266.1062 | 1215.1359 | 1164.1657 | 1113.1955 | 1062.2252 | 1011.255 | 972.4458 | 945.7975 | 919.1493 | 892.5011 | 865.8529 | 839.2047 | 812.5565 | 785.9083 | 759.26 | 732.6118 | 0 | 0 | 0 | 0 | 0 | 0 | 0 | 0 | 0 | 0 | 0 | 0 | 0 | 0 | 0 | 0 | 0
|  | 2030 | 1428.1924 | [10 empty] | 2231.8932 | 2095.4393 | 1960.3195 | 1859.3537 | 1771.1956 | 1692.6432 | 1633.3024 | 1583.5674 | 1533.8325 | 1484.0975 | 1434.3625 | 1384.6275 | 1334.8925 | 1285.1575 | 1235.4225 | 1185.6875 | 1135.9525 | 1086.2175 | 1036.4825 | 986.7475 | 948.8788 | 922.8764 | 896.874 | 870.8716 | 844.8692 | 818.8668 | 792.8644 | 766.862 | 740.8596 | 714.8572 | 0 | 0 | 0 | 0 | 0 | 0 | 0 | 0 | 0 | 0 | 0 | 0 | 0 | 0 | 0 | 0
|  | 2031 | 1412.3588 | [11 empty] | 2207.1493 | 2072.2082 | 1938.5864 | 1838.7399 | 1751.5592 | 1673.8777 | 1615.1948 | 1566.0112 | 1516.8276 | 1467.644 | 1418.4604 | 1369.2768 | 1320.0932 | 1270.9096 | 1221.726 | 1172.5424 | 1123.3588 | 1074.1751 | 1024.9915 | 975.8079 | 938.3591 | 912.6449 | 886.9308 | 861.2167 | 835.5026 | 809.7884 | 784.0743 | 758.3602 | 732.6461 | 706.9319 | 0 | 0 | 0 | 0 | 0 | 0 | 0 | 0 | 0 | 0 | 0 | 0 | 0 | 0 | 0
|  | 2032 | 1396.5251 | [12 empty] | 2182.4053 | 2048.9771 | 1916.8533 | 1818.1262 | 1731.9228 | 1655.1122 | 1597.0872 | 1548.455 | 1499.8227 | 1451.1905 | 1402.5583 | 1353.9261 | 1305.2939 | 1256.6617 | 1208.0294 | 1159.3972 | 1110.765 | 1062.1328 | 1013.5006 | 964.8683 | 927.8393 | 902.4135 | 876.9876 | 851.5618 | 826.1359 | 800.7101 | 775.2842 | 749.8584 | 724.4325 | 699.0067 | 0 | 0 | 0 | 0 | 0 | 0 | 0 | 0 | 0 | 0 | 0 | 0 | 0 | 0
|  | 2033 | 1380.6914 | [13 empty] | 2157.6614 | 2025.7459 | 1895.1202 | 1797.5124 | 1712.2864 | 1636.3467 | 1578.9795 | 1530.8987 | 1482.8179 | 1434.7371 | 1386.6562 | 1338.5754 | 1290.4946 | 1242.4137 | 1194.3329 | 1146.2521 | 1098.1712 | 1050.0904 | 1002.0096 | 953.9288 | 917.3195 | 892.182 | 867.0444 | 841.9068 | 816.7693 | 791.6317 | 766.4941 | 741.3565 | 716.219 | 691.0814 | 0 | 0 | 0 | 0 | 0 | 0 | 0 | 0 | 0 | 0 | 0 | 0 | 0
|  | 2034 | 1364.8577 | [14 empty] | 2132.9175 | 2002.5148 | 1873.3871 | 1776.8987 | 1692.65 | 1617.5812 | 1560.8719 | 1513.3425 | 1465.813 | 1418.2836 | 1370.7541 | 1323.2247 | 1275.6953 | 1228.1658 | 1180.6364 | 1133.1069 | 1085.5775 | 1038.048 | 990.5186 | 942.9892 | 906.7998 | 881.9505 | 857.1012 | 832.2519 | 807.4026 | 782.5533 | 757.704 | 732.8547 | 708.0054 | 683.1561 | 0 | 0 | 0 | 0 | 0 | 0 | 0 | 0 | 0 | 0 | 0 | 0
|  | 2035 | 1349.0241 | [15 empty] | 2108.1736 | 1979.2837 | 1851.654 | 1756.2849 | 1673.0136 | 1598.8156 | 1542.7643 | 1495.7862 | 1448.8082 | 1401.8301 | 1354.8521 | 1307.874 | 1260.896 | 1213.9179 | 1166.9398 | 1119.9618 | 1072.9837 | 1026.0057 | 979.0276 | 932.0496 | 896.28 | 871.719 | 847.158 | 822.597 | 798.0359 | 773.4749 | 748.9139 | 724.3529 | 699.7919 | 675.2308 | 0 | 0 | 0 | 0 | 0 | 0 | 0 | 0 | 0 | 0 | 0
|  | 2036 | 1333.1904 | [16 empty] | 2083.4297 | 1956.0526 | 1829.9209 | 1735.6712 | 1653.3773 | 1580.0501 | 1524.6567 | 1478.23 | 1431.8033 | 1385.3766 | 1338.95 | 1292.5233 | 1246.0966 | 1199.67 | 1153.2433 | 1106.8166 | 1060.39 | 1013.9633 | 967.5366 | 921.11 | 885.7603 | 861.4875 | 837.2148 | 812.942 | 788.6693 | 764.3965 | 740.1238 | 715.8511 | 691.5783 | 667.3056 | 0 | 0 | 0 | 0 | 0 | 0 | 0 | 0 | 0 | 0
|  | 2037 | 1317.3567 | [17 empty] | 2058.6858 | 1932.8215 | 1808.1878 | 1715.0574 | 1633.7409 | 1561.2846 | 1506.549 | 1460.6737 | 1414.7985 | 1368.9232 | 1323.0479 | 1277.1726 | 1231.2973 | 1185.4221 | 1139.5468 | 1093.6715 | 1047.7962 | 1001.9209 | 956.0457 | 910.1704 | 875.2405 | 851.256 | 827.2716 | 803.2871 | 779.3026 | 755.3182 | 731.3337 | 707.3492 | 683.3648 | 659.3803 | 0 | 0 | 0 | 0 | 0 | 0 | 0 | 0 | 0
|  | 2038 | 1301.523 | [18 empty] | 2033.9418 | 1909.5903 | 1786.4547 | 1694.4437 | 1614.1045 | 1542.5191 | 1488.4414 | 1443.1175 | 1397.7936 | 1352.4697 | 1307.1458 | 1261.8219 | 1216.498 | 1171.1741 | 1125.8503 | 1080.5264 | 1035.2025 | 989.8786 | 944.5547 | 899.2308 | 864.7208 | 841.0246 | 817.3284 | 793.6322 | 769.936 | 746.2398 | 722.5436 | 698.8474 | 675.1512 | 651.455 | 0 | 0 | 0 | 0 | 0 | 0 | 0 | 0
|  | 2039 | 1285.6894 | [19 empty] | 2009.1979 | 1886.3592 | 1764.7215 | 1673.8299 | 1594.4681 | 1523.7536 | 1470.3338 | 1425.5613 | 1380.7887 | 1336.0162 | 1291.2437 | 1246.4712 | 1201.6987 | 1156.9262 | 1112.1537 | 1067.3812 | 1022.6087 | 977.8362 | 933.0637 | 888.2912 | 854.201 | 830.7931 | 807.3852 | 783.9772 | 760.5693 | 737.1614 | 713.7535 | 690.3456 | 666.9377 | 643.5297 | 0 | 0 | 0 | 0 | 0 | 0 | 0
|  | Annual Change (%) |  | 0% | -1.845% | -2.03% | -2.072% | -2.116% | -2.162% | -2.209% | -2.259% | -2.311% | -2.366% | -2.423% | -1.109% | -1.121% | -1.134% | -1.147% | -1.16% | -1.174% | -1.188% | -1.202% | -1.217% | -1.232% | -1.081% | -1.093% | -1.105% | -1.117% | -1.13% | -1.143% | -1.156% | -1.17% | -1.183% | -1.198% | 0% | 0% | 0% | 0% | 0% | 0% | 0% | 0% | 0% | 0% | 0% | 0% | 0% | 0% | 0% | 0% | 0% | 0% | 0% | 0% | 0% | 0% | 0% | 0% | 0%
|  | Levelized Capital Cost ($/MW-wk) |  | 1780.29 | 1747.4355 | 1711.964 | 1676.4926 | 1641.0211 | 1605.5497 | 1570.0782 | 1534.6068 | 1499.1353 | 1463.6639 | 1428.1924 | 1412.3588 | 1396.5251 | 1380.6914 | 1364.8577 | 1349.0241 | 1333.1904 | 1317.3567 | 1301.523 | 1285.6894 | 1269.8557 | 1256.1275 | 1242.3993 | 1228.6712 | 1214.943 | 1201.2148 | 1187.4867 | 1173.7585 | 1160.0303 | 1146.3022 | 1132.574 | 1132.574 | 1132.574 | 1132.574 | 1132.574 | 1132.574 | 1132.574 | 1132.574 | 1132.574 | 1132.574 | 1132.574 | 1132.574 | 1132.574 | 1132.574 | 1132.574 | 1132.574 | 1132.574 | 1132.574 | 1132.574 | 1132.574 | 1132.574 | 1132.574 | 1132.574 | 1132.574 | 1132.574 | 1132.574
|  | Economic Life | 30
|  | check s/b 0 | 0
itc
|  |  |  | 30% | 30% | 30% | 30% | 26% | 22% | 10% | 10% | 10% | 10% | 10% | 10% | 10% | 10% | 10% | 10% | 10% | 10% | 10% | 10% | 10% | 10% | 10% | 10% | 10% | 10% | 10% | 10% | 10% | 10% | 10% | 10% | 10% | 10% | 10% | 10% | 10% | 10% | 10% | 10% | 10% | 10% | 10% | 10% | 10% | 10% | 10% | 10% | 10% | 10% | 10% | 10% | 10% | 10% | 10% | 10%
ITC
| Revenue Requirement by vintage year | 0 | 0 | 0 | 0 | 0 | 0 | 0 | 0 | 0 | 0 | 0 | 0 | 0 | 0 | 0 | 0 | 0 | 0 | 0 | 0 | 0 | 0 | 0 | 0 | 0 | 0 | 0 | 0 | 0 |  | 0 | 0 | 0 | 0 | 0 | 0 | 0 | 0 | 0 | 0 | 0 | 0 | 0 | 0 | 0 | 0 | 0 | 0 | 0 | 0 | 0 | 0 | 0 | 0 | 0 | 0 | 0 | 0 | 0
| 2012 $/MW-wk | 0 | 0 | 0 | 0 | 0 | 0 | 0 | 0 | 0 | 0 | 0 | 0 | 0 | 0 | 0 | 0 | 0 | 0 | 0 | 0 | 0 | 0 | 0 | 0 | 0 | 0 | 0 | 0 | 0 |  | 0 | 0 | 0 | 0 | 0 | 0 | 0 | 0 | 0 | 0 | 0 | 0 | 0 | 0 | 0 | 0 | 0 | 0 | 0 | 0 | 0 | 0 | 0 | 0 | 0 | 0 | 0 | 0 | 0
| Aurora Input | 0 | Levelized Cost | 2020 | 2021 | 2022 | 2023 | 2024 | 2025 | 2026 | 2027 | 2028 | 2029 | 2030 | 2031 | 2032 | 2033 | 2034 | 2035 | 2036 | 2037 | 2038 | 2039 | 2040 | 2041 | 2042 | 2043 | 2044 | 2045 | 2046 | Levelized | 2047 | 2048 | 2049 | 2050 | 2051 | 2052 | 2053 | 2054 | 2055 | 2056 | 2057 | 2058 | 2059 | 2060 | 2061 | 2062 | 2063 | 2064 | 2065 | 2066 | 2067 | 2068 | 2069 | 2070 | 2071 | 2072 | 2073 | 2074 | 2075
| 0 | 2020 | 1780.29 | 2782.13 | 2612.0357 | 2443.6044 | 2317.747 | 2207.8549 | 2109.9368 | 2035.9665 | 1973.9702 | 1911.9738 | 1849.9775 | 1787.9811 | 1725.9848 | 1663.9884 | 1601.9921 | 1539.9958 | 1477.9994 | 1416.0031 | 1354.0067 | 1292.0104 | 1230.014 | 1182.8094 | 1150.3966 | 1117.9837 | 1085.5708 | 1053.1579 | 1020.7451 | 988.3322 | 924.4159 | 955.9193 | 923.5065 | 891.0936 | 0 | 0 | 0 | 0 | 0 | 0 | 0 | 0 | 0 | 0 | 0 | 0 | 0 | 0 | 0 | 0 | 0 | 0 | 0 | 0 | 0 | 0 | 0 | 0 | 0 | 0
| 0 | 2021 | 1747.4355 | 0 | 2730.787 | 2563.8316 | 2398.5086 | 2274.9739 | 2167.1099 | 2070.9988 | 1998.3936 | 1937.5413 | 1876.6891 | 1815.8369 | 1754.9847 | 1694.1324 | 1633.2802 | 1572.428 | 1511.5758 | 1450.7235 | 1389.8713 | 1329.0191 | 1268.1668 | 1207.3146 | 1160.9812 | 1129.1664 | 1097.3517 | 1065.537 | 1033.7223 | 1001.9076 | 924.0443 | 970.0929 | 938.2782 | 906.4635 | 874.6488 | 0 | 0 | 0 | 0 | 0 | 0 | 0 | 0 | 0 | 0 | 0 | 0 | 0 | 0 | 0 | 0 | 0 | 0 | 0 | 0 | 0 | 0 | 0 | 0 | 0
| 0 | 2022 | 1711.964 | 0 | 0 | 2675.3543 | 2511.788 | 2349.8209 | 2228.7939 | 2123.1194 | 2028.9593 | 1957.8279 | 1898.2109 | 1838.5939 | 1778.977 | 1719.36 | 1659.743 | 1600.126 | 1540.509 | 1480.8921 | 1421.2751 | 1361.6581 | 1302.0411 | 1242.4241 | 1182.8072 | 1137.4142 | 1106.2453 | 1075.0764 | 1043.9076 | 1012.7387 | 921.8545 | 981.5698 | 950.4009 | 919.232 | 888.0631 | 856.8942 | 0 | 0 | 0 | 0 | 0 | 0 | 0 | 0 | 0 | 0 | 0 | 0 | 0 | 0 | 0 | 0 | 0 | 0 | 0 | 0 | 0 | 0 | 0 | 0
| 0 | 2023 | 1676.4926 | 0 | 0 | 0 | 2619.9217 | 2459.7444 | 2301.1333 | 2182.6139 | 2079.1289 | 1986.9198 | 1917.2622 | 1858.8805 | 1800.4988 | 1742.117 | 1683.7353 | 1625.3536 | 1566.9718 | 1508.5901 | 1450.2084 | 1391.8266 | 1333.4449 | 1275.0632 | 1216.6814 | 1158.2997 | 1113.8473 | 1083.3242 | 1052.8011 | 1022.2781 | 919.1913 | 991.755 | 961.2319 | 930.7088 | 900.1857 | 869.6627 | 839.1396 | 0 | 0 | 0 | 0 | 0 | 0 | 0 | 0 | 0 | 0 | 0 | 0 | 0 | 0 | 0 | 0 | 0 | 0 | 0 | 0 | 0 | 0 | 0
| 0 | 2024 | 1641.0211 | 0 | 0 | 0 | 0 | 2564.489 | 2407.7008 | 2252.4456 | 2136.4339 | 2035.1384 | 1944.8802 | 1876.6965 | 1819.55 | 1762.4036 | 1705.2571 | 1648.1106 | 1590.9641 | 1533.8176 | 1476.6712 | 1419.5247 | 1362.3782 | 1305.2317 | 1248.0852 | 1190.9387 | 1133.7923 | 1090.2804 | 1060.4031 | 1030.5258 | 916.0408 | 1000.6486 | 970.7713 | 940.894 | 911.0168 | 881.1395 | 851.2622 | 821.385 | 0 | 0 | 0 | 0 | 0 | 0 | 0 | 0 | 0 | 0 | 0 | 0 | 0 | 0 | 0 | 0 | 0 | 0 | 0 | 0 | 0 | 0
| 0 | 2025 | 1605.5497 | 0 | 0 | 0 | 0 | 0 | 2509.0564 | 2355.6572 | 2203.7579 | 2090.2538 | 1991.148 | 1902.8407 | 1836.1308 | 1780.2196 | 1724.3084 | 1668.3971 | 1612.4859 | 1556.5747 | 1500.6634 | 1444.7522 | 1388.841 | 1332.9297 | 1277.0185 | 1221.1073 | 1165.196 | 1109.2848 | 1066.7135 | 1037.482 | 912.3891 | 1008.2505 | 979.0191 | 949.7876 | 920.5562 | 891.3247 | 862.0932 | 832.8618 | 803.6303 | 0 | 0 | 0 | 0 | 0 | 0 | 0 | 0 | 0 | 0 | 0 | 0 | 0 | 0 | 0 | 0 | 0 | 0 | 0 | 0 | 0
| 0 | 2026 | 1570.0782 | 0 | 0 | 0 | 0 | 0 | 0 | 2453.6237 | 2303.6137 | 2155.0702 | 2044.0738 | 1947.1575 | 1860.8012 | 1795.5652 | 1740.8892 | 1686.2132 | 1631.5372 | 1576.8612 | 1522.1852 | 1467.5092 | 1412.8333 | 1358.1573 | 1303.4813 | 1248.8053 | 1194.1293 | 1139.4533 | 1084.7773 | 1043.1465 | 908.2222 | 1014.5609 | 985.9752 | 957.3896 | 928.8039 | 900.2183 | 871.6326 | 843.047 | 814.4614 | 785.8757 | 0 | 0 | 0 | 0 | 0 | 0 | 0 | 0 | 0 | 0 | 0 | 0 | 0 | 0 | 0 | 0 | 0 | 0 | 0 | 0
| 0 | 2027 | 1534.6068 | 0 | 0 | 0 | 0 | 0 | 0 | 0 | 2398.1911 | 2251.5701 | 2106.3826 | 1997.8938 | 1903.167 | 1818.7617 | 1754.9995 | 1701.5587 | 1648.118 | 1594.6773 | 1541.2365 | 1487.7958 | 1434.3551 | 1380.9143 | 1327.4736 | 1274.0328 | 1220.5921 | 1167.1514 | 1113.7106 | 1060.2699 | 903.526 | 1019.5796 | 991.6398 | 963.6999 | 935.7601 | 907.8203 | 879.8804 | 851.9406 | 824.0008 | 796.0609 | 768.1211 | 0 | 0 | 0 | 0 | 0 | 0 | 0 | 0 | 0 | 0 | 0 | 0 | 0 | 0 | 0 | 0 | 0 | 0 | 0
| 0 | 2028 | 1499.1353 | 0 | 0 | 0 | 0 | 0 | 0 | 0 | 0 | 2342.7585 | 2199.5265 | 2057.6949 | 1951.7138 | 1859.1765 | 1776.7222 | 1714.4338 | 1662.2283 | 1610.0228 | 1557.8173 | 1505.6118 | 1453.4064 | 1401.2009 | 1348.9954 | 1296.7899 | 1244.5844 | 1192.3789 | 1140.1734 | 1087.9679 | 899.6718 | 1035.7624 | 996.0127 | 968.7187 | 941.4246 | 914.1306 | 886.8366 | 859.5426 | 832.2485 | 804.9545 | 777.6605 | 750.3665 | 0 | 0 | 0 | 0 | 0 | 0 | 0 | 0 | 0 | 0 | 0 | 0 | 0 | 0 | 0 | 0 | 0 | 0
| 0 | 2029 | 1463.6639 | 0 | 0 | 0 | 0 | 0 | 0 | 0 | 0 | 0 | 2287.3258 | 2147.4829 | 2009.0072 | 1905.5337 | 1815.186 | 1734.6827 | 1673.8681 | 1622.8979 | 1571.9276 | 1520.9574 | 1469.9872 | 1419.0169 | 1368.0467 | 1317.0764 | 1266.1062 | 1215.1359 | 1164.1657 | 1113.1955 | 897.4939 | 1062.2252 | 1011.255 | 972.4458 | 945.7975 | 919.1493 | 892.5011 | 865.8529 | 839.2047 | 812.5565 | 785.9083 | 759.26 | 732.6118 | 0 | 0 | 0 | 0 | 0 | 0 | 0 | 0 | 0 | 0 | 0 | 0 | 0 | 0 | 0 | 0 | 0
| 0 | 2030 | 1428.1924 | 0 | 0 | 0 | 0 | 0 | 0 | 0 | 0 | 0 | 0 | 2231.8932 | 2095.4393 | 1960.3195 | 1859.3537 | 1771.1956 | 1692.6432 | 1633.3024 | 1583.5674 | 1533.8325 | 1484.0975 | 1434.3625 | 1384.6275 | 1334.8925 | 1285.1575 | 1235.4225 | 1185.6875 | 1135.9525 | 896.33 | 1086.2175 | 1036.4825 | 986.7475 | 948.8788 | 922.8764 | 896.874 | 870.8716 | 844.8692 | 818.8668 | 792.8644 | 766.862 | 740.8596 | 714.8572 | 0 | 0 | 0 | 0 | 0 | 0 | 0 | 0 | 0 | 0 | 0 | 0 | 0 | 0 | 0 | 0
| 0 | 2031 | 1412.3588 | 0 | 0 | 0 | 0 | 0 | 0 | 0 | 0 | 0 | 0 | 0 | 2207.1493 | 2072.2082 | 1938.5864 | 1838.7399 | 1751.5592 | 1673.8777 | 1615.1948 | 1566.0112 | 1516.8276 | 1467.644 | 1418.4604 | 1369.2768 | 1320.0932 | 1270.9096 | 1221.726 | 1172.5424 | 908.3295 | 1123.3588 | 1074.1751 | 1024.9915 | 975.8079 | 938.3591 | 912.6449 | 886.9308 | 861.2167 | 835.5026 | 809.7884 | 784.0743 | 758.3602 | 732.6461 | 706.9319 | 0 | 0 | 0 | 0 | 0 | 0 | 0 | 0 | 0 | 0 | 0 | 0 | 0 | 0 | 0
| 0 | 2032 | 1396.5251 | 0 | 0 | 0 | 0 | 0 | 0 | 0 | 0 | 0 | 0 | 0 | 0 | 2182.4053 | 2048.9771 | 1916.8533 | 1818.1262 | 1731.9228 | 1655.1122 | 1597.0872 | 1548.455 | 1499.8227 | 1451.1905 | 1402.5583 | 1353.9261 | 1305.2939 | 1256.6617 | 1208.0294 | 921.15 | 1159.3972 | 1110.765 | 1062.1328 | 1013.5006 | 964.8683 | 927.8393 | 902.4135 | 876.9876 | 851.5618 | 826.1359 | 800.7101 | 775.2842 | 749.8584 | 724.4325 | 699.0067 | 0 | 0 | 0 | 0 | 0 | 0 | 0 | 0 | 0 | 0 | 0 | 0 | 0 | 0
| 0 | 2033 | 1380.6914 | 0 | 0 | 0 | 0 | 0 | 0 | 0 | 0 | 0 | 0 | 0 | 0 | 0 | 2157.6614 | 2025.7459 | 1895.1202 | 1797.5124 | 1712.2864 | 1636.3467 | 1578.9795 | 1530.8987 | 1482.8179 | 1434.7371 | 1386.6562 | 1338.5754 | 1290.4946 | 1242.4137 | 934.5628 | 1194.3329 | 1146.2521 | 1098.1712 | 1050.0904 | 1002.0096 | 953.9288 | 917.3195 | 892.182 | 867.0444 | 841.9068 | 816.7693 | 791.6317 | 766.4941 | 741.3565 | 716.219 | 691.0814 | 0 | 0 | 0 | 0 | 0 | 0 | 0 | 0 | 0 | 0 | 0 | 0 | 0
| 0 | 2034 | 1364.8577 | 0 | 0 | 0 | 0 | 0 | 0 | 0 | 0 | 0 | 0 | 0 | 0 | 0 | 0 | 2132.9175 | 2002.5148 | 1873.3871 | 1776.8987 | 1692.65 | 1617.5812 | 1560.8719 | 1513.3425 | 1465.813 | 1418.2836 | 1370.7541 | 1323.2247 | 1275.6953 | 948.39 | 1228.1658 | 1180.6364 | 1133.1069 | 1085.5775 | 1038.048 | 990.5186 | 942.9892 | 906.7998 | 881.9505 | 857.1012 | 832.2519 | 807.4026 | 782.5533 | 757.704 | 732.8547 | 708.0054 | 683.1561 | 0 | 0 | 0 | 0 | 0 | 0 | 0 | 0 | 0 | 0 | 0 | 0
| 0 | 2035 | 1349.0241 | 0 | 0 | 0 | 0 | 0 | 0 | 0 | 0 | 0 | 0 | 0 | 0 | 0 | 0 | 0 | 2108.1736 | 1979.2837 | 1851.654 | 1756.2849 | 1673.0136 | 1598.8156 | 1542.7643 | 1495.7862 | 1448.8082 | 1401.8301 | 1354.8521 | 1307.874 | 962.4904 | 1260.896 | 1213.9179 | 1166.9398 | 1119.9618 | 1072.9837 | 1026.0057 | 979.0276 | 932.0496 | 896.28 | 871.719 | 847.158 | 822.597 | 798.0359 | 773.4749 | 748.9139 | 724.3529 | 699.7919 | 675.2308 | 0 | 0 | 0 | 0 | 0 | 0 | 0 | 0 | 0 | 0 | 0
| 0 | 2036 | 1333.1904 | 0 | 0 | 0 | 0 | 0 | 0 | 0 | 0 | 0 | 0 | 0 | 0 | 0 | 0 | 0 | 0 | 2083.4297 | 1956.0526 | 1829.9209 | 1735.6712 | 1653.3773 | 1580.0501 | 1524.6567 | 1478.23 | 1431.8033 | 1385.3766 | 1338.95 | 976.7496 | 1292.5233 | 1246.0966 | 1199.67 | 1153.2433 | 1106.8166 | 1060.39 | 1013.9633 | 967.5366 | 921.11 | 885.7603 | 861.4875 | 837.2148 | 812.942 | 788.6693 | 764.3965 | 740.1238 | 715.8511 | 691.5783 | 667.3056 | 0 | 0 | 0 | 0 | 0 | 0 | 0 | 0 | 0 | 0
| 0 | 2037 | 1317.3567 | 0 | 0 | 0 | 0 | 0 | 0 | 0 | 0 | 0 | 0 | 0 | 0 | 0 | 0 | 0 | 0 | 0 | 2058.6858 | 1932.8215 | 1808.1878 | 1715.0574 | 1633.7409 | 1561.2846 | 1506.549 | 1460.6737 | 1414.7985 | 1368.9232 | 991.0735 | 1323.0479 | 1277.1726 | 1231.2973 | 1185.4221 | 1139.5468 | 1093.6715 | 1047.7962 | 1001.9209 | 956.0457 | 910.1704 | 875.2405 | 851.256 | 827.2716 | 803.2871 | 779.3026 | 755.3182 | 731.3337 | 707.3492 | 683.3648 | 659.3803 | 0 | 0 | 0 | 0 | 0 | 0 | 0 | 0 | 0
| 0 | 2038 | 1301.523 | 0 | 0 | 0 | 0 | 0 | 0 | 0 | 0 | 0 | 0 | 0 | 0 | 0 | 0 | 0 | 0 | 0 | 0 | 2033.9418 | 1909.5903 | 1786.4547 | 1694.4437 | 1614.1045 | 1542.5191 | 1488.4414 | 1443.1175 | 1397.7936 | 1005.3838 | 1352.4697 | 1307.1458 | 1261.8219 | 1216.498 | 1171.1741 | 1125.8503 | 1080.5264 | 1035.2025 | 989.8786 | 944.5547 | 899.2308 | 864.7208 | 841.0246 | 817.3284 | 793.6322 | 769.936 | 746.2398 | 722.5436 | 698.8474 | 675.1512 | 651.455 | 0 | 0 | 0 | 0 | 0 | 0 | 0 | 0
| 0 | 2039 | 1285.6894 | 0 | 0 | 0 | 0 | 0 | 0 | 0 | 0 | 0 | 0 | 0 | 0 | 0 | 0 | 0 | 0 | 0 | 0 | 0 | 2009.1979 | 1886.3592 | 1764.7215 | 1673.8299 | 1594.4681 | 1523.7536 | 1470.3338 | 1425.5613 | 1019.6136 | 1380.7887 | 1336.0162 | 1291.2437 | 1246.4712 | 1201.6987 | 1156.9262 | 1112.1537 | 1067.3812 | 1022.6087 | 977.8362 | 933.0637 | 888.2912 | 854.201 | 830.7931 | 807.3852 | 783.9772 | 760.5693 | 737.1614 | 713.7535 | 690.3456 | 666.9377 | 643.5297 | 0 | 0 | 0 | 0 | 0 | 0 | 0
| 2020-2023 | 30% |  | 164971.3809 | [27 empty] | 2064: 0; 2065: 0; 2066: 0; 2067: 0; 2068: 0; 2069: 0; 2070: 0; 2071: 0; 2072: 0; 2073: 0; 2074: 0
| 2024 | 26% |  | 142975.1968 | [36 empty] | 0 | 0 | 0 | 0 | 0 | 0 | 0 | 0 | 0 | 0 | 0 | 0 | 0 | 0 | 0 | 0 | 0 | 0 | 0
| 2025 | 22% |  | 120979.0127 | [36 empty] | 0 | 0 | 0 | 0 | 0 | 0 | 0 | 0 | 0 | 0 | 0 | 0 | 0 | 0 | 0 | 0 | 0 | 0 | 0
| Start 2026 | 10% |  | 54990.4603 | [36 empty] | 0 | 0 | 0 | 0 | 0 | 0 | 0 | 0 | 0 | 0 | 0 | 0 | 0 | 0 | 0 | 0 | 0 | 0 | 0
[41 empty] | 0 | 0 | 0 | 0 | 0 | 0 | 0 | 0 | 0 | 0 | 0 | 0 | 0 | 0 | 0 | 0 | 0 | 0 | 0
[41 empty] | 0 | 0 | 0 | 0 | 0 | 0 | 0 | 0 | 0 | 0 | 0 | 0 | 0 | 0 | 0 | 0 | 0 | 0 | 0
Amortization
|  | 30% |  | 8248.569 | 8248.569 | 8248.569 | 8248.569 | 8248.569 | 8248.569 | 8248.569 | 8248.569 | 8248.569 | 8248.569 | 8248.569 | 8248.569 | 8248.569 | 8248.569 | 8248.569 | 8248.569 | 8248.569 | 8248.569 | 8248.569 | 8248.569 | 8248.569 | 8248.569 | 8248.569 | 8248.569 | 8248.569 | 8248.569 | 8248.569 | 8248.569 | 8248.569 | 8248.569 | 8248.569 | 8248.569 | 8248.569 | 8248.569 | 8248.569 | 8248.569 | 8248.569 | 8248.569 | 8248.569 | 8248.569 | 8248.569 | 8248.569 | 8248.569 | 8248.569 | 8248.569 | 8248.569 | 8248.569 | 8248.569 | 8248.569 | 8248.569 | 8248.569 | 8248.569 | 8248.569 | 8248.569 | 8248.569 | 8248.569
|  | 26% |  | 7148.7598 | 7148.7598 | 7148.7598 | 7148.7598 | 7148.7598 | 7148.7598 | 7148.7598 | 7148.7598 | 7148.7598 | 7148.7598 | 7148.7598 | 7148.7598 | 7148.7598 | 7148.7598 | 7148.7598 | 7148.7598 | 7148.7598 | 7148.7598 | 7148.7598 | 7148.7598 | 7148.7598 | 7148.7598 | 7148.7598 | 7148.7598 | 7148.7598 | 7148.7598 | 7148.7598 | 7148.7598 | 7148.7598 | 7148.7598 | 7148.7598 | 7148.7598 | 7148.7598 | 7148.7598 | 7148.7598 | 7148.7598 | 7148.7598 | 7148.7598 | 7148.7598 | 7148.7598 | 7148.7598 | 7148.7598 | 7148.7598 | 7148.7598 | 7148.7598 | 7148.7598 | 7148.7598 | 7148.7598 | 7148.7598 | 7148.7598 | 7148.7598 | 7148.7598 | 7148.7598 | 7148.7598 | 7148.7598 | 7148.7598
|  | 22% |  | 6048.9506 | 6048.9506 | 6048.9506 | 6048.9506 | 6048.9506 | 6048.9506 | 6048.9506 | 6048.9506 | 6048.9506 | 6048.9506 | 6048.9506 | 6048.9506 | 6048.9506 | 6048.9506 | 6048.9506 | 6048.9506 | 6048.9506 | 6048.9506 | 6048.9506 | 6048.9506 | 6048.9506 | 6048.9506 | 6048.9506 | 6048.9506 | 6048.9506 | 6048.9506 | 6048.9506 | 6048.9506 | 6048.9506 | 6048.9506 | 6048.9506 | 6048.9506 | 6048.9506 | 6048.9506 | 6048.9506 | 6048.9506 | 6048.9506 | 6048.9506 | 6048.9506 | 6048.9506 | 6048.9506 | 6048.9506 | 6048.9506 | 6048.9506 | 6048.9506 | 6048.9506 | 6048.9506 | 6048.9506 | 6048.9506 | 6048.9506 | 6048.9506 | 6048.9506 | 6048.9506 | 6048.9506 | 6048.9506 | 6048.9506
|  | 10% |  | 2749.523 | 2749.523 | 2749.523 | 2749.523 | 2749.523 | 2749.523 | 2749.523 | 2749.523 | 2749.523 | 2749.523 | 2749.523 | 2749.523 | 2749.523 | 2749.523 | 2749.523 | 2749.523 | 2749.523 | 2749.523 | 2749.523 | 2749.523 | 2749.523 | 2749.523 | 2749.523 | 2749.523 | 2749.523 | 2749.523 | 2749.523 | 2749.523 | 2749.523 | 2749.523 | 2749.523 | 2749.523 | 2749.523 | 2749.523 | 2749.523 | 2749.523 | 2749.523 | 2749.523 | 2749.523 | 2749.523 | 2749.523 | 2749.523 | 2749.523 | 2749.523 | 2749.523 | 2749.523 | 2749.523 | 2749.523 | 2749.523 | 2749.523 | 2749.523 | 2749.523 | 2749.523 | 2749.523 | 2749.523 | 2749.523
|  |  |  | 2020 | 2021 | 2022 | 2023 | 2024 | 2025 | 2026 | 2027 | 2028 | 2029 | 2030 | 2031 | 2032 | 2033 | 2034 | 2035 | 2036 | 2037 | 2038 | 2039 | 2040 | 2041 | 2042 | 2043 | 2044 | 2045 | 2046 | 2047 | 2048 | 2049 | 2050 | 2051 | 2052 | 2053 | 2054 | 2055 | 2056 | 2057 | 2058 | 2059 | 2060 | 2061 | 2062 | 2063 | 2064 | 2065 | 2066 | 2067 | 2068 | 2069 | 2070 | 2071 | 2072 | 2073 | 2074 | 2075
|  | ITC Base |  | 142975.1968 | 142975.1968 | 142975.1968 | 142975.1968 | 142975.1968 | 142975.1968 | 142975.1968 | 142975.1968 | 142975.1968 | 142975.1968 | 142975.1968 | 142975.1968 | 142975.1968 | 142975.1968 | 142975.1968 | 142975.1968 | 142975.1968 | 142975.1968 | 142975.1968 | 142975.1968 | 142975.1968 | 142975.1968 | 142975.1968 | 142975.1968 | 142975.1968 | 142975.1968 | 142975.1968 | 142975.1968 | 142975.1968 | 142975.1968 | 142975.1968 | 142975.1968 | 142975.1968 | 142975.1968 | 142975.1968 | 142975.1968 | 142975.1968 | 142975.1968 | 142975.1968 | 142975.1968 | 142975.1968 | 142975.1968 | 142975.1968 | 142975.1968 | 142975.1968 | 142975.1968 | 142975.1968 | 142975.1968 | 142975.1968 | 142975.1968 | 142975.1968 | 142975.1968 | 142975.1968 | 142975.1968 | 142975.1968 | 142975.1968
|  | Accum ITC Amort |  | 7148.7598 | 14297.5197 | 21446.2795 | 28595.0394 | 35743.7992 | 42892.559 | 50041.3189 | 57190.0787 | 64338.8386 | 71487.5984 | 78636.3582 | 85785.1181 | 92933.8779 | 100082.6378 | 107231.3976 | 114380.1574 | 121528.9173 | 128677.6771 | 135826.437 | 142975.1968 | 150123.9566 | 157272.7165 | 164421.4763 | 171570.2362 | 178718.996 | 185867.7558 | 193016.5157 | 200165.2755 | 207314.0354 | 214462.7952 | 221611.555 | 228760.3149 | 235909.0747 | 243057.8346 | 250206.5944 | 257355.3542 | 264504.1141 | 271652.8739 | 278801.6338 | 285950.3936 | 293099.1534 | 300247.9133 | 307396.6731 | 314545.433 | 321694.1928 | 328842.9526 | 335991.7125 | 343140.4723 | 350289.2322 | 357437.992 | 364586.7518 | 371735.5117 | 378884.2715 | 386033.0314 | 393181.7912 | 400330.551
|  | Ratebase |  | 135826.437 | 128677.6771 | 121528.9173 | 114380.1574 | 107231.3976 | 100082.6378 | 92933.8779 | 85785.1181 | 78636.3582 | 71487.5984 | 64338.8386 | 57190.0787 | 50041.3189 | 42892.559 | 35743.7992 | 28595.0394 | 21446.2795 | 14297.5197 | 7148.7598 | 0 | -7148.7598 | -14297.5197 | -21446.2795 | -28595.0394 | -35743.7992 | -42892.559 | -50041.3189 | -57190.0787 | -64338.8386 | -71487.5984 | -78636.3582 | -85785.1181 | -92933.8779 | -100082.6378 | -107231.3976 | -114380.1574 | -121528.9173 | -128677.6771 | -135826.437 | -142975.1968 | -150123.9566 | -157272.7165 | -164421.4763 | -171570.2362 | -178718.996 | -185867.7558 | -193016.5157 | -200165.2755 | -207314.0354 | -214462.7952 | -221611.555 | -228760.3149 | -235909.0747 | -243057.8346 | -250206.5944 | -257355.3542
|  | Tax Basis |  | 478417.0047 | 478417.0047 | 478417.0047 | 478417.0047 | 478417.0047 | 478417.0047 | 478417.0047 | 478417.0047 | 478417.0047 | 478417.0047 | 478417.0047 | 478417.0047 | 478417.0047 | 478417.0047 | 478417.0047 | 478417.0047 | 478417.0047 | 478417.0047 | 478417.0047 | 478417.0047 | 478417.0047 | 478417.0047 | 478417.0047 | 478417.0047 | 478417.0047 | 478417.0047 | 478417.0047 | 478417.0047 | 478417.0047 | 478417.0047 | 478417.0047 | 478417.0047 | 478417.0047 | 478417.0047 | 478417.0047 | 478417.0047 | 478417.0047 | 478417.0047 | 478417.0047 | 478417.0047 | 478417.0047 | 478417.0047 | 478417.0047 | 478417.0047 | 478417.0047 | 478417.0047 | 478417.0047 | 478417.0047 | 478417.0047 | 478417.0047 | 478417.0047 | 478417.0047 | 478417.0047 | 478417.0047 | 478417.0047 | 478417.0047
|  | Book Depreciation |  | 15947.2335 | 15947.2335 | 15947.2335 | 15947.2335 | 15947.2335 | 15947.2335 | 15947.2335 | 15947.2335 | 15947.2335 | 15947.2335 | 15947.2335 | 15947.2335 | 15947.2335 | 15947.2335 | 15947.2335 | 15947.2335 | 15947.2335 | 15947.2335 | 15947.2335 | 15947.2335 | 15947.2335 | 15947.2335 | 15947.2335 | 15947.2335 | 15947.2335 | 15947.2335 | 15947.2335 | 15947.2335 | 15947.2335 | 15947.2335 | 15947.2335 | 15947.2335 | 15947.2335 | 15947.2335 | 15947.2335 | 15947.2335 | 15947.2335 | 15947.2335 | 15947.2335 | 15947.2335 | 15947.2335 | 15947.2335 | 15947.2335 | 15947.2335 | 15947.2335 | 15947.2335 | 15947.2335 | 15947.2335 | 15947.2335 | 15947.2335 | 15947.2335 | 15947.2335 | 15947.2335 | 15947.2335 | 15947.2335 | 15947.2335
|  | Tax Depreciation |  | 95683.4009 | 153093.4415 | 91856.0649 | 55113.6389 | 55113.6389 | 27556.8195 | 0 | 0 | 0 | 0 | 0 | 0 | 0 | 0 | 0 | 0 | 0 | 0 | 0 | 0 | 0 | 0 | 0 | 0 | 0 | 0 | 0 | 0 | 0 | 0 | 0 | 0 | 0 | 0 | 0 | 0 | 0 | 0 | 0 | 0 | 0 | 0 | 0 | 0 | 0 | 0 | 0 | 0 | 0 | 0 | 0 | 0 | 0 | 0 | 0 | 0
|  | Difference between book and tax |  | -79736.1674 | -137146.208 | -75908.8314 | -39166.4054 | -39166.4054 | -11609.586 | 15947.2335 | 15947.2335 | 15947.2335 | 15947.2335 | 15947.2335 | 15947.2335 | 15947.2335 | 15947.2335 | 15947.2335 | 15947.2335 | 15947.2335 | 15947.2335 | 15947.2335 | 15947.2335 | 15947.2335 | 15947.2335 | 15947.2335 | 15947.2335 | 15947.2335 | 15947.2335 | 15947.2335 | 15947.2335 | 15947.2335 | 15947.2335 | 15947.2335 | 15947.2335 | 15947.2335 | 15947.2335 | 15947.2335 | 15947.2335 | 15947.2335 | 15947.2335 | 15947.2335 | 15947.2335 | 15947.2335 | 15947.2335 | 15947.2335 | 15947.2335 | 15947.2335 | 15947.2335 | 15947.2335 | 15947.2335 | 15947.2335 | 15947.2335 | 15947.2335 | 15947.2335 | 15947.2335 | 15947.2335 | 15947.2335 | 15947.2335
|  | Deferred Tax |  | -16744.5952 | -28800.7037 | -15940.8546 | -8224.9451 | -8224.9451 | -2438.0131 | 3348.919 | 3348.919 | 3348.919 | 3348.919 | 3348.919 | 3348.919 | 3348.919 | 3348.919 | 3348.919 | 3348.919 | 3348.919 | 3348.919 | 3348.919 | 3348.919 | 3348.919 | 3348.919 | 3348.919 | 3348.919 | 3348.919 | 3348.919 | 3348.919 | 3348.919 | 3348.919 | 3348.919 | 3348.919 | 3348.919 | 3348.919 | 3348.919 | 3348.919 | 3348.919 | 3348.919 | 3348.919 | 3348.919 | 3348.919 | 3348.919 | 3348.919 | 3348.919 | 3348.919 | 3348.919 | 3348.919 | 3348.919 | 3348.919 | 3348.919 | 3348.919 | 3348.919 | 3348.919 | 3348.919 | 3348.919 | 3348.919 | 3348.919
|  | Accum Defered Tax |  | -16744.5952 | -45545.2988 | -61486.1534 | -69711.0986 | -77936.0437 | -80374.0568 | -77025.1378 | -73676.2187 | -70327.2997 | -66978.3807 | -63629.4616 | -60280.5426 | -56931.6236 | -53582.7045 | -50233.7855 | -46884.8665 | -43535.9474 | -40187.0284 | -36838.1094 | -33489.1903 | -30140.2713 | -26791.3523 | -23442.4332 | -20093.5142 | -16744.5952 | -13395.6761 | -10046.7571 | -6697.8381 | -3348.919 | -3.638e-11 | 3348.919 | 6697.8381 | 10046.7571 | 13395.6761 | 16744.5952 | 20093.5142 | 23442.4332 | 26791.3523 | 30140.2713 | 33489.1903 | 36838.1094 | 40187.0284 | 43535.9474 | 46884.8665 | 50233.7855 | 53582.7045 | 56931.6236 | 60280.5426 | 63629.4616 | 66978.3807 | 70327.2997 | 73676.2187 | 77025.1378 | 80374.0568 | 83722.9758 | 87071.8949
|  | Revenue Requirement |  | 57868.3047 | 54330.3419 | 50826.9705 | 48209.1381 | 45923.3827 | 43886.6852 | 42348.1034 | 41058.5795 | 39769.0555 | 38479.5315 | 37190.0075 | 35900.4836 | 34610.9596 | 33321.4356 | 32031.9116 | 30742.3877 | 29452.8637 | 28163.3397 | 26873.8158 | 25584.2918 | 24602.4359 | 23928.2483 | 23254.0606 | 22579.8729 | 21905.6852 | 21231.4975 | 20557.3098 | 19883.1222 | 19208.9345 | 18534.7468 | 0 | 0 | 0 | 0 | 0 | 0 | 0 | 0 | 0 | 0 | 0 | 0 | 0 | 0 | 0 | 0 | 0 | 0 | 0 | 0 | 0 | 0 | 0 | 0 | 0 | 0
|  | Depreciation |  | 18330.1534 | 18330.1534 | 18330.1534 | 18330.1534 | 18330.1534 | 18330.1534 | 18330.1534 | 18330.1534 | 18330.1534 | 18330.1534 | 18330.1534 | 18330.1534 | 18330.1534 | 18330.1534 | 18330.1534 | 18330.1534 | 18330.1534 | 18330.1534 | 18330.1534 | 18330.1534 | 18330.1534 | 18330.1534 | 18330.1534 | 18330.1534 | 18330.1534 | 18330.1534 | 18330.1534 | 18330.1534 | 18330.1534 | 18330.1534 | 0 | 0 | 0 | 0 | 0 | 0 | 0 | 0 | 0 | 0 | 0 | 0 | 0 | 0 | 0 | 0 | 0 | 0 | 0 | 0 | 0 | 0 | 0 | 0 | 0 | 0
|  | Insurance |  | 263.4043 | 263.4043 | 263.4043 | 263.4043 | 263.4043 | 263.4043 | 263.4043 | 263.4043 | 263.4043 | 263.4043 | 263.4043 | 263.4043 | 263.4043 | 263.4043 | 263.4043 | 263.4043 | 263.4043 | 263.4043 | 263.4043 | 263.4043 | 263.4043 | 263.4043 | 263.4043 | 263.4043 | 263.4043 | 263.4043 | 263.4043 | 263.4043 | 263.4043 | 263.4043 | 0 | 0 | 0 | 0 | 0 | 0 | 0 | 0 | 0 | 0 | 0 | 0 | 0 | 0 | 0 | 0 | 0 | 0 | 0 | 0 | 0 | 0 | 0 | 0 | 0 | 0
|  | Property Taxes |  | 2499.7954 | 2499.7954 | 2499.7954 | 2499.7954 | 2499.7954 | 2499.7954 | 2499.7954 | 2499.7954 | 2499.7954 | 2499.7954 | 2499.7954 | 2499.7954 | 2499.7954 | 2499.7954 | 2499.7954 | 2499.7954 | 2499.7954 | 2499.7954 | 2499.7954 | 2499.7954 | 2499.7954 | 2499.7954 | 2499.7954 | 2499.7954 | 2499.7954 | 2499.7954 | 2499.7954 | 2499.7954 | 2499.7954 | 2499.7954 | 0 | 0 | 0 | 0 | 0 | 0 | 0 | 0 | 0 | 0 | 0 | 0 | 0 | 0 | 0 | 0 | 0 | 0 | 0 | 0 | 0 | 0 | 0 | 0 | 0 | 0
|  | Current Taxes |  | -11523.9213 | -26124.4895 | -12078.7617 | -3759.6451 | -4239.6537 | 1984.2859 | 8312.8298 | 8042.0297 | 7771.2297 | 7500.4297 | 7229.6296 | 6958.8296 | 6688.0296 | 6417.2295 | 6146.4295 | 5875.6295 | 5604.8294 | 5334.0294 | 5063.2294 | 4792.4293 | 4586.2396 | 4444.6602 | 4303.0808 | 4161.5014 | 4019.922 | 3878.3425 | 3736.7631 | 3595.1837 | 3453.6043 | 3312.0249 | 0 | 0 | 0 | 0 | 0 | 0 | 0 | 0 | 0 | 0 | 0 | 0 | 0 | 0 | 0 | 0 | 0 | 0 | 0 | 0 | 0 | 0 | 0 | 0 | 0 | 0
|  | DFIT |  |  | 33104.2571 | 18322.8214 |  | 9453.9599 | 2802.3139 | -3849.3322 | -3849.3322 | -3849.3322 | -3849.3322 | -3849.3322 | -3849.3322 | -3849.3322 | -3849.3322 | -3849.3322 | -3849.3322 | -3849.3322 | -3849.3322 | -3849.3322 | -3849.3322 | -3849.3322 | -3849.3322 | -3849.3322 | -3849.3322 | -3849.3322 | -3849.3322 | -3849.3322 | -3849.3322 | -3849.3322 | -3849.3322 | 0 | 0 | 0 | 0 | 0 | 0 | 0 | 0 | 0 | 0 | 0 | 0 | 0 | 0 | 0 | 0 | 0 | 0 | 0 | 0 | 0 | 0 | 0 | 0 | 0 | 0
|  | ITC |  | -7148.7598 | -7148.7598 | -7148.7598 | -7148.7598 | -7148.7598 | -7148.7598 | -7148.7598 | -7148.7598 | -7148.7598 | -7148.7598 | -7148.7598 | -7148.7598 | -7148.7598 | -7148.7598 | -7148.7598 | -7148.7598 | -7148.7598 | -7148.7598 | -7148.7598 | -7148.7598 | -7148.7598 | -7148.7598 | -7148.7598 | -7148.7598 | -7148.7598 | -7148.7598 | -7148.7598 | -7148.7598 | -7148.7598 | -7148.7598 | -7148.7598 | -7148.7598 | -7148.7598 | -7148.7598 | -7148.7598 | -7148.7598 | -7148.7598 | -7148.7598 | -7148.7598 | -7148.7598 | -7148.7598 | -7148.7598 | -7148.7598 | -7148.7598 | -7148.7598 | -7148.7598 | -7148.7598 | -7148.7598 | -7148.7598 | -7148.7598 | -7148.7598 | -7148.7598 | -7148.7598 | -7148.7598 | -7148.7598 | -7148.7598
|  | Total Operating Expenses |  | 2420.672 | 20924.3609 | 20188.6529 | 10184.9482 | 19158.8995 | 18731.193 | 18408.0909 | 18137.2908 | 17866.4908 | 17595.6908 | 17324.8907 | 17054.0907 | 16783.2907 | 16512.4906 | 16241.6906 | 15970.8906 | 15700.0905 | 15429.2905 | 15158.4904 | 14887.6904 | 14681.5007 | 14539.9213 | 14398.3419 | 14256.7624 | 14115.183 | 13973.6036 | 13832.0242 | 13690.4448 | 13548.8654 | 13407.286 | -7148.7598 | -7148.7598 | -7148.7598 | -7148.7598 | -7148.7598 | -7148.7598 | -7148.7598 | -7148.7598 | -7148.7598 | -7148.7598 | -7148.7598 | -7148.7598 | -7148.7598 | -7148.7598 | -7148.7598 | -7148.7598 | -7148.7598 | -7148.7598 | -7148.7598 | -7148.7598 | -7148.7598 | -7148.7598 | -7148.7598 | -7148.7598 | -7148.7598 | -7148.7598
|  | Operating |  | 55447.6327 | 33405.981 | 30638.3175 | 38024.1899 | 26764.4832 | 25155.4922 | 23940.0126 | 22921.2886 | 21902.5647 | 20883.8408 | 19865.1168 | 18846.3929 | 17827.6689 | 16808.945 | 15790.2211 | 14771.4971 | 13752.7732 | 12734.0492 | 11715.3253 | 10696.6014 | 9920.9353 | 9388.327 | 8855.7187 | 8323.1104 | 7790.5022 | 7257.8939 | 6725.2856 | 6192.6774 | 5660.0691 | 5127.4608 | 7148.7598 | 7148.7598 | 7148.7598 | 7148.7598 | 7148.7598 | 7148.7598 | 7148.7598 | 7148.7598 | 7148.7598 | 7148.7598 | 7148.7598 | 7148.7598 | 7148.7598 | 7148.7598 | 7148.7598 | 7148.7598 | 7148.7598 | 7148.7598 | 7148.7598 | 7148.7598 | 7148.7598 | 7148.7598 | 7148.7598 | 7148.7598 | 7148.7598 | 7148.7598
|  | Ratebase |  | 532367.2288 | 491264.4259 | 450563.4933 | 420150.44 | 393595.3415 | 369933.7089 | 352059.0085 | 337077.7741 | 322096.5397 | 307115.3053 | 292134.0709 | 277152.8365 | 262171.6021 | 247190.3677 | 232209.1333 | 217227.8988 | 202246.6644 | 187265.43 | 172284.1956 | 157302.9612 | 145896.1068 | 138063.6322 | 130231.1576 | 122398.6831 | 114566.2085 | 106733.7339 | 98901.2594 | 91068.7848 | 83236.3102 | 75403.8357 | 0 | 0 | 0 | 0 | 0 | 0 | 0 | 0 | 0 | 0 | 0 | 0 | 0 | 0 | 0 | 0 | 0 | 0 | 0 | 0 | 0 | 0 | 0 | 0 | 0 | 0
|  | Return on Ratebase |  | 10.42% | 6.8% | 6.8% | 9.05% | 6.8% | 6.8% | 6.8% | 6.8% | 6.8% | 6.8% | 6.8% | 6.8% | 6.8% | 6.8% | 6.8% | 6.8% | 6.8% | 6.8% | 6.8% | 6.8% | 6.8% | 6.8% | 6.8% | 6.8% | 6.8% | 6.8% | 6.8% | 6.8% | 6.8% | 6.8% | #DIV/0! | #DIV/0! | #DIV/0! | #DIV/0! | #DIV/0! | #DIV/0! | #DIV/0! | #DIV/0! | #DIV/0! | #DIV/0! | #DIV/0! | #DIV/0! | #DIV/0! | #DIV/0! | #DIV/0! | #DIV/0! | #DIV/0! | #DIV/0! | #DIV/0! | #DIV/0! | #DIV/0! | #DIV/0! | #DIV/0! | #DIV/0! | #DIV/0! | #DIV/0!
|  | Revenue Requirement |  | 57868.3047 | 54330.3419 | 50826.9705 | 48209.1381 | 45923.3827 | 43886.6852 | 42348.1034 | 41058.5795 | 39769.0555 | 38479.5315 | 37190.0075 | 35900.4836 | 34610.9596 | 33321.4356 | 32031.9116 | 30742.3877 | 29452.8637 | 28163.3397 | 26873.8158 | 25584.2918 | 24602.4359 | 23928.2483 | 23254.0606 | 22579.8729 | 21905.6852 | 21231.4975 | 20557.3098 | 19883.1222 | 19208.9345 | 18534.7468 | 0 | 0 | 0 | 0 | 0 | 0 | 0 | 0 | 0 | 0 | 0 | 0 | 0 | 0 | 0 | 0 | 0 | 0 | 0 | 0 | 0 | 0 | 0 | 0 | 0 | 0
|  | Tax Depreciation |  | 109980.9206 | 175969.473 | 105581.6838 | 63349.0103 | 63349.0103 | 31674.5051 | 0 | 0 | 0 | 0 | 0 | 0 | 0 | 0 | 0 | 0 | 0 | 0 | 0 | 0 | 0 | 0 | 0 | 0 | 0 | 0 | 0 | 0 | 0 | 0 | 0 | 0 | 0 | 0 | 0 | 0 | 0 | 0 | 0 | 0 | 0 | 0 | 0 | 0 | 0 | 0 | 0 | 0 | 0 | 0 | 0 | 0 | 0 | 0 | 0 | 0
|  | Propety Taxes |  | 263.4043 | 263.4043 | 263.4043 | 263.4043 | 263.4043 | 263.4043 | 263.4043 | 263.4043 | 263.4043 | 263.4043 | 263.4043 | 263.4043 | 263.4043 | 263.4043 | 263.4043 | 263.4043 | 263.4043 | 263.4043 | 263.4043 | 263.4043 | 263.4043 | 263.4043 | 263.4043 | 263.4043 | 263.4043 | 263.4043 | 263.4043 | 263.4043 | 263.4043 | 263.4043 | 0 | 0 | 0 | 0 | 0 | 0 | 0 | 0 | 0 | 0 | 0 | 0 | 0 | 0 | 0 | 0 | 0 | 0 | 0 | 0 | 0 | 0 | 0 | 0 | 0 | 0
|  | Insurance |  | 2499.7954 | 2499.7954 | 2499.7954 | 2499.7954 | 2499.7954 | 2499.7954 | 2499.7954 | 2499.7954 | 2499.7954 | 2499.7954 | 2499.7954 | 2499.7954 | 2499.7954 | 2499.7954 | 2499.7954 | 2499.7954 | 2499.7954 | 2499.7954 | 2499.7954 | 2499.7954 | 2499.7954 | 2499.7954 | 2499.7954 | 2499.7954 | 2499.7954 | 2499.7954 | 2499.7954 | 2499.7954 | 2499.7954 | 2499.7954 | 0 | 0 | 0 | 0 | 0 | 0 | 0 | 0 | 0 | 0 | 0 | 0 | 0 | 0 | 0 | 0 | 0 | 0 | 0 | 0 | 0 | 0 | 0 | 0 | 0 | 0
|  | Expenses |  | 112744.1203 | 178732.6727 | 108344.8835 | 66112.21 | 66112.21 | 34437.7048 | 2763.1997 | 2763.1997 | 2763.1997 | 2763.1997 | 2763.1997 | 2763.1997 | 2763.1997 | 2763.1997 | 2763.1997 | 2763.1997 | 2763.1997 | 2763.1997 | 2763.1997 | 2763.1997 | 2763.1997 | 2763.1997 | 2763.1997 | 2763.1997 | 2763.1997 | 2763.1997 | 2763.1997 | 2763.1997 | 2763.1997 | 2763.1997 | 0 | 0 | 0 | 0 | 0 | 0 | 0 | 0 | 0 | 0 | 0 | 0 | 0 | 0 | 0 | 0 | 0 | 0 | 0 | 0 | 0 | 0 | 0 | 0 | 0 | 0
|  | Taxble Income |  | -54875.8156 | -124402.3308 | -57517.913 | -17903.0719 | -20188.8272 | 9448.9804 | 39584.9037 | 38295.3798 | 37005.8558 | 35716.3318 | 34426.8078 | 33137.2839 | 31847.7599 | 30558.2359 | 29268.7119 | 27979.188 | 26689.664 | 25400.14 | 24110.616 | 22821.0921 | 21839.2362 | 21165.0486 | 20490.8609 | 19816.6732 | 19142.4855 | 18468.2978 | 17794.1101 | 17119.9225 | 16445.7348 | 15771.5471 | 0 | 0 | 0 | 0 | 0 | 0 | 0 | 0 | 0 | 0 | 0 | 0 | 0 | 0 | 0 | 0 | 0 | 0 | 0 | 0 | 0 | 0 | 0 | 0 | 0 | 0
|  | Tax Rate |  | 21% | 21% | 21% | 21% | 21% | 21% | 21% | 21% | 21% | 21% | 21% | 21% | 21% | 21% | 21% | 21% | 21% | 21% | 21% | 21% | 21% | 21% | 21% | 21% | 21% | 21% | 21% | 21% | 21% | 21% | 21% | 21% | 21% | 21% | 21% | 21% | 21% | 21% | 21% | 21% | 21% | 21% | 21% | 21% | 21% | 21% | 21% | 21% | 21% | 21% | 21% | 21% | 21% | 21% | 21% | 21%
|  | Taxes |  | -11523.9213 | -26124.4895 | -12078.7617 | -3759.6451 | -4239.6537 | 1984.2859 | 8312.8298 | 8042.0297 | 7771.2297 | 7500.4297 | 7229.6296 | 6958.8296 | 6688.0296 | 6417.2295 | 6146.4295 | 5875.6295 | 5604.8294 | 5334.0294 | 5063.2294 | 4792.4293 | 4586.2396 | 4444.6602 | 4303.0808 | 4161.5014 | 4019.922 | 3878.3425 | 3736.7631 | 3595.1837 | 3453.6043 | 3312.0249 | 0 | 0 | 0 | 0 | 0 | 0 | 0 | 0 | 0 | 0 | 0 | 0 | 0 | 0 | 0 | 0 | 0 | 0 | 0 | 0 | 0 | 0 | 0 | 0 | 0 | 0

## ID Solar ITC 2025 22%
Solar FINANCIALS
($ 1000s Unless Otherwise Indicated)
| Calendar Year of Fin. Close |  |  | 2020 | 2021 | 2022 | 2023 | 2024 | 2025 | 2026 | 2027 | 2028 | 2029 | 2030 | 2031 | 2032 | 2033 | 2034 | 2035 | 2036 | 2037 | 2038 | 2039 | 2040 | 2041 | 2042 | 2043 | 2044 | 2045 | 2046 | 2047 | 2048 | 2049
| Operating Year |  | 0 | 1 | 2 | 3 | 4 | 5 | 6 | 7 | 8 | 9 | 10 | 11 | 12 | 13 | 14 | 15 | 16 | 17 | 18 | 19 | 20 | 21 | 22 | 23 | 24 | 25 | 26 | 27 | 28 | 29 | 30
| Calendar Year | Capital Invest.
| 2020 | 549904.6031
| Gross plant |  |  | 549904.6031 | 549904.6031 | 549904.6031 | 549904.6031 | 549904.6031 | 549904.6031 | 549904.6031 | 549904.6031 | 549904.6031 | 549904.6031 | 549904.6031 | 549904.6031 | 549904.6031 | 549904.6031 | 549904.6031 | 549904.6031 | 549904.6031 | 549904.6031 | 549904.6031 | 549904.6031 | 549904.6031 | 549904.6031 | 549904.6031 | 549904.6031 | 549904.6031 | 549904.6031 | 549904.6031 | 549904.6031 | 549904.6031 | 549904.6031
| Accumulated Deprectiation |  |  | 18330.1534 | 36660.3069 | 54990.4603 | 73320.6137 | 91650.7672 | 109980.9206 | 128311.0741 | 146641.2275 | 164971.3809 | 183301.5344 | 201631.6878 | 219961.8412 | 238291.9947 | 256622.1481 | 274952.3015 | 293282.455 | 311612.6084 | 329942.7618 | 348272.9153 | 366603.0687 | 384933.2222 | 403263.3756 | 421593.529 | 439923.6825 | 458253.8359 | 476583.9893 | 494914.1428 | 513244.2962 | 531574.4496 | 549904.6031
| Net book value |  |  | 531574.4496 | 513244.2962 | 494914.1428 | 476583.9893 | 458253.8359 | 439923.6825 | 421593.529 | 403263.3756 | 384933.2222 | 366603.0687 | 348272.9153 | 329942.7618 | 311612.6084 | 293282.455 | 274952.3015 | 256622.1481 | 238291.9947 | 219961.8412 | 201631.6878 | 183301.5344 | 164971.3809 | 146641.2275 | 128311.0741 | 109980.9206 | 91650.7672 | 73320.6137 | 54990.4603 | 36660.3069 | 18330.1534 | 0
| ITC |  |  | 0 | 0 | 0 | 0 | 0 | 0 | 0 | 0 | 0 | 0 | 0 | 0 | 0 | 0 | 0 | 0 | 0 | 0 | 0 | 0 | 6048.9506 | 12097.9013 | 18146.8519 | 24195.8025 | 30244.7532 | 36293.7038 | 42342.6544 | 48391.6051 | 54440.5557 | 60489.5063
| Accumulated deffered income tax |  |  | -17129.5284 | -46592.3172 | -62899.6282 | -71313.6526 | -79727.6769 | -82221.7363 | -78795.8306 | -75369.9249 | -71944.0192 | -68518.1135 | -65092.2079 | -61666.3022 | -58240.3965 | -54814.4908 | -51388.5852 | -47962.6795 | -44536.7738 | -41110.8681 | -37684.9624 | -34259.0568 | -30833.1511 | -27407.2454 | -23981.3397 | -20555.4341 | -17129.5284 | -13703.6227 | -10277.717 | -6851.8114 | -3425.9057 | -1.9099e-11
| Rate Base |  |  | 514444.9213 | 466651.979 | 432014.5145 | 405270.3368 | 378526.159 | 357701.9462 | 342797.6985 | 327893.4507 | 312989.2029 | 298084.9552 | 283180.7074 | 268276.4597 | 253372.2119 | 238467.9641 | 223563.7164 | 208659.4686 | 193755.2209 | 178850.9731 | 163946.7253 | 149042.4776 | 140187.1805 | 131331.8833 | 122476.5862 | 113621.2891 | 104765.992 | 95910.6948 | 87055.3977 | 78200.1006 | 69344.8035 | 60489.5063
| Average rate base |  |  | 532174.7622 | 490548.4501 | 449333.2468 | 418642.4257 | 391898.2479 | 368114.0526 | 350249.8223 | 335345.5746 | 320441.3268 | 305537.0791 | 290632.8313 | 275728.5835 | 260824.3358 | 245920.088 | 231015.8403 | 216111.5925 | 201207.3447 | 186303.097 | 171398.8492 | 156494.6015 | 144614.829 | 135759.5319 | 126904.2348 | 118048.9377 | 109193.6405 | 100338.3434 | 91483.0463 | 82627.7492 | 73772.452 | 64917.1549
| Pre-tax Return | 0.086076 |  | 45807.4479 | 42224.4236 | 38676.7858 | 36035.0442 | 33733.0137 | 31685.7666 | 30148.086 | 28865.1887 | 27582.2914 | 26299.3941 | 25016.4969 | 23733.5996 | 22450.7023 | 21167.805 | 19884.9078 | 18602.0105 | 17319.1132 | 16036.2159 | 14753.3187 | 13470.4214 | 12447.8587 | 11685.6306 | 10923.4025 | 10161.1744 | 9398.9463 | 8636.7182 | 7874.4901 | 7112.262 | 6350.0338 | 5587.8057
| Book Depreciation |  |  | 18330.1534 | 18330.1534 | 18330.1534 | 18330.1534 | 18330.1534 | 18330.1534 | 18330.1534 | 18330.1534 | 18330.1534 | 18330.1534 | 18330.1534 | 18330.1534 | 18330.1534 | 18330.1534 | 18330.1534 | 18330.1534 | 18330.1534 | 18330.1534 | 18330.1534 | 18330.1534 | 18330.1534 | 18330.1534 | 18330.1534 | 18330.1534 | 18330.1534 | 18330.1534 | 18330.1534 | 18330.1534 | 18330.1534 | 18330.1534
| Insurance |  |  | 263.4043 | 263.4043 | 263.4043 | 263.4043 | 263.4043 | 263.4043 | 263.4043 | 263.4043 | 263.4043 | 263.4043 | 263.4043 | 263.4043 | 263.4043 | 263.4043 | 263.4043 | 263.4043 | 263.4043 | 263.4043 | 263.4043 | 263.4043 | 263.4043 | 263.4043 | 263.4043 | 263.4043 | 263.4043 | 263.4043 | 263.4043 | 263.4043 | 263.4043 | 263.4043
| ITC Amort - Grossed for Taxes |  |  | -7656.8995 | -7656.8995 | -7656.8995 | -7656.8995 | -7656.8995 | -7656.8995 | -7656.8995 | -7656.8995 | -7656.8995 | -7656.8995 | -7656.8995 | -7656.8995 | -7656.8995 | -7656.8995 | -7656.8995 | -7656.8995 | -7656.8995 | -7656.8995 | -7656.8995 | -7656.8995 | -7656.8995 | -7656.8995 | -7656.8995 | -7656.8995 | -7656.8995 | -7656.8995 | -7656.8995 | -7656.8995 | -7656.8995 | -7656.8995
| Property Taxes |  |  | 2499.7954 | 2499.7954 | 2499.7954 | 2499.7954 | 2499.7954 | 2499.7954 | 2499.7954 | 2499.7954 | 2499.7954 | 2499.7954 | 2499.7954 | 2499.7954 | 2499.7954 | 2499.7954 | 2499.7954 | 2499.7954 | 2499.7954 | 2499.7954 | 2499.7954 | 2499.7954 | 2499.7954 | 2499.7954 | 2499.7954 | 2499.7954 | 2499.7954 | 2499.7954 | 2499.7954 | 2499.7954 | 2499.7954 | 2499.7954
| Revenue Requirement |  |  | 59243.9015 | 55660.8772 | 52113.2394 | 49471.4978 | 47169.4673 | 45122.2202 | 43584.5396 | 42301.6423 | 41018.745 | 39735.8477 | 38452.9505 | 37170.0532 | 35887.1559 | 34604.2586 | 33321.3614 | 32038.4641 | 30755.5668 | 29472.6695 | 28189.7723 | 26906.875 | 25884.3123 | 25122.0842 | 24359.8561 | 23597.628 | 22835.3999 | 22073.1718 | 21310.9437 | 20548.7156 | 19786.4874 | 19024.2593
| Book Depreciation |  |  | 18330.1534 | 18330.1534 | 18330.1534 | 18330.1534 | 18330.1534 | 18330.1534 | 18330.1534 | 18330.1534 | 18330.1534 | 18330.1534 | 18330.1534 | 18330.1534 | 18330.1534 | 18330.1534 | 18330.1534 | 18330.1534 | 18330.1534 | 18330.1534 | 18330.1534 | 18330.1534 | 18330.1534 | 18330.1534 | 18330.1534 | 18330.1534 | 18330.1534 | 18330.1534 | 18330.1534 | 18330.1534 | 18330.1534 | 18330.1534
| Tax Depreciation |  |  | 109980.9206 | 175969.473 | 105581.6838 | 63349.0103 | 63349.0103 | 31674.5051 | 0 | 0 | 0 | 0 | 0 | 0 | 0 | 0 | 0 | 0 | 0 | 0 | 0 | 0 | 0 | 0 | 0 | 0 | 0 | 0 | 0 | 0 | 0 | 0
| Difference between book and tax |  |  | -91650.7672 | -157639.3195 | -87251.5304 | -45018.8568 | -45018.8568 | -13344.3517 | 18330.1534 | 18330.1534 | 18330.1534 | 18330.1534 | 18330.1534 | 18330.1534 | 18330.1534 | 18330.1534 | 18330.1534 | 18330.1534 | 18330.1534 | 18330.1534 | 18330.1534 | 18330.1534 | 18330.1534 | 18330.1534 | 18330.1534 | 18330.1534 | 18330.1534 | 18330.1534 | 18330.1534 | 18330.1534 | 18330.1534 | 18330.1534
| Tax rate |  |  | -19246.6611 | -33104.2571 | -18322.8214 | -9453.9599 | -9453.9599 | -2802.3139 | 3849.3322 | 3849.3322 | 3849.3322 | 3849.3322 | 3849.3322 | 3849.3322 | 3849.3322 | 3849.3322 | 3849.3322 | 3849.3322 | 3849.3322 | 3849.3322 | 3849.3322 | 3849.3322 | 3849.3322 | 3849.3322 | 3849.3322 | 3849.3322 | 3849.3322 | 3849.3322 | 3849.3322 | 3849.3322 | 3849.3322 | 3849.3322
Depreciation Tables
|  | 5 |  | 20% | 32% | 19.2% | 11.52% | 11.52% | 5.76% | 0% | 0% | 0% | 0% | 0% | 0% | 0% | 0% | 0% | 0% | 0% | 0% | 0% | 0% | 0%
|  | 5 | 0: 1; 2020 1: 20%; 2021 2: 32%; 2022 3: 19.2%; 2023 4: 11.52%; 2024 5: 11.52%; 2025 6: 5.76%
|  | 10 | 0: 0; 2020 1: 10%; 2021 2: 18%; 2022 3: 14.4%; 2023 4: 11.52%; 2024 5: 9.22%; 2025 6: 7.37%; 2026 7: 6.55%; 2027 8: 6.55%; 2028 9: 6.56%; 2029 10: 6.55%; 2030 11: 3.28%
|  | 15 | 0: 0; 2020 1: 5%; 2021 2: 9.5%; 2022 3: 8.55%; 2023 4: 7.7%; 2024 5: 6.93%; 2025 6: 6.23%; 2026 7: 5.9%; 2027 8: 5.9%; 2028 9: 5.91%; 2029 10: 5.9%; 2030 11: 5.91%; 2031 12: 5.9%; 2032 13: 5.91%; 2033 14: 5.9%; 2034 15: 5.91%; 2035 16: 2.95%
|  | 20 | 0 | 3.75% | 7.219% | 6.677% | 6.177% | 5.713% | 5.285% | 4.888% | 4.522% | 4.462% | 4.461% | 4.462% | 4.461% | 4.462% | 4.461% | 4.462% | 4.461% | 4.462% | 4.461% | 4.462% | 4.461% | 2.231%
Revenue Requirement by vintage year
2012 $000
|  |  |  | 2020 | 2021 | 2022 | 2023 | 2024 | 2025 | 2026 | 2027 | 2028 | 2029 | 2030 | 2031 | 2032 | 2033 | 2034 | 2035 | 2036 | 2037 | 2038 | 2039 | 2040 | 2041 | 2042 | 2043 | 2044 | 2045 | 2046 | 2047 | 2048 | 2049 | 2050 | 2051 | 2052 | 2053 | 2054 | 2055 | 2056 | 2057 | 2058 | 2059 | 2060 | 2061 | 2062 | 2063 | 2064 | 2065 | 2066 | 2067 | 2068 | 2069 | 2070 | 2071 | 2072 | 2073 | 2074 | 2075
|  | 2020 | 0% | 59243.9015 | 55660.8772 | 52113.2394 | 49471.4978 | 47169.4673 | 45122.2202 | 43584.5396 | 42301.6423 | 41018.745 | 39735.8477 | 38452.9505 | 37170.0532 | 35887.1559 | 34604.2586 | 33321.3614 | 32038.4641 | 30755.5668 | 29472.6695 | 28189.7723 | 26906.875 | 25884.3123 | 25122.0842 | 24359.8561 | 23597.628 | 22835.3999 | 22073.1718 | 21310.9437 | 20548.7156 | 19786.4874 | 19024.2593 | 0 | 0 | 0 | 0 | 0 | 0 | 0 | 0 | 0 | 0 | 0 | 0 | 0 | 0 | 0 | 0 | 0 | 0 | 0 | 0 | 0 | 0 | 0 | 0 | 0 | 0
|  | 2021 | -1.845% |  | 58150.5793 | 54633.6783 | 51151.5107 | 48558.5214 | 46298.974 | 44289.5079 | 42780.2046 | 41520.9827 | 40261.7607 | 39002.5388 | 37743.3169 | 36484.0949 | 35224.873 | 33965.6511 | 32706.4292 | 31447.2072 | 30187.9853 | 28928.7634 | 27669.5415 | 26410.3195 | 25406.6278 | 24658.4663 | 23910.3048 | 23162.1433 | 22413.9818 | 21665.8203 | 20917.6588 | 20169.4973 | 19421.3358 | 18673.1744 | 0 | 0 | 0 | 0 | 0 | 0 | 0 | 0 | 0 | 0 | 0 | 0 | 0 | 0 | 0 | 0 | 0 | 0 | 0 | 0 | 0 | 0 | 0 | 0 | 0
|  | 2022 | -2.03% |  |  | 56970.1723 | 53524.6613 | 50113.1788 | 47572.8249 | 45359.1444 | 43390.4687 | 41911.803 | 40678.1422 | 39444.4814 | 38210.8206 | 36977.1598 | 35743.499 | 34509.8382 | 33276.1774 | 32042.5166 | 30808.8558 | 29575.195 | 28341.5342 | 27107.8734 | 25874.2126 | 24890.895 | 24157.9205 | 23424.9461 | 22691.9716 | 21958.9972 | 21226.0227 | 20493.0482 | 19760.0738 | 19027.0993 | 18294.1249 | 0 | 0 | 0 | 0 | 0 | 0 | 0 | 0 | 0 | 0 | 0 | 0 | 0 | 0 | 0 | 0 | 0 | 0 | 0 | 0 | 0 | 0 | 0 | 0
|  | 2023 | -2.072% |  |  |  | 55789.7652 | 52415.6443 | 49074.8468 | 46587.1285 | 44419.3148 | 42491.4296 | 41043.4014 | 39835.3017 | 38627.2021 | 37419.1024 | 36211.0027 | 35002.9031 | 33794.8034 | 32586.7037 | 31378.6041 | 30170.5044 | 28962.4047 | 27754.305 | 26546.2054 | 25338.1057 | 24375.1622 | 23657.3747 | 22939.5873 | 22221.7999 | 21504.0125 | 20786.2251 | 20068.4377 | 19350.6502 | 18632.8628 | 17915.0754 | 0 | 0 | 0 | 0 | 0 | 0 | 0 | 0 | 0 | 0 | 0 | 0 | 0 | 0 | 0 | 0 | 0 | 0 | 0 | 0 | 0 | 0 | 0
|  | 2024 | -2.116% |  |  |  |  | 54609.3581 | 51306.6273 | 48036.5149 | 45601.432 | 43479.4852 | 41592.3904 | 40174.9998 | 38992.4613 | 37809.9227 | 36627.3842 | 35444.8457 | 34262.3071 | 33079.7686 | 31897.23 | 30714.6915 | 29532.153 | 28349.6144 | 27167.0759 | 25984.5373 | 24801.9988 | 23859.4293 | 23156.829 | 22454.2286 | 21751.6282 | 21049.0278 | 20346.4274 | 19643.8271 | 18941.2267 | 18238.6263 | 17536.0259 | 0 | 0 | 0 | 0 | 0 | 0 | 0 | 0 | 0 | 0 | 0 | 0 | 0 | 0 | 0 | 0 | 0 | 0 | 0 | 0 | 0 | 0
|  | 2025 | -2.162% | [5 empty] | 53428.9511 | 50197.6104 | 46998.1829 | 44615.7355 | 42539.6556 | 40693.3513 | 39306.5982 | 38149.6208 | 36992.6434 | 35835.666 | 34678.6886 | 33521.7112 | 32364.7338 | 31207.7563 | 30050.7789 | 28893.8015 | 27736.8241 | 26579.8467 | 25422.8693 | 24265.8919 | 23343.6965 | 22656.2832 | 21968.8698 | 21281.4565 | 20594.0431 | 19906.6298 | 19219.2165 | 18531.8031 | 17844.3898 | 17156.9764 | 0 | 0 | 0 | 0 | 0 | 0 | 0 | 0 | 0 | 0 | 0 | 0 | 0 | 0 | 0 | 0 | 0 | 0 | 0 | 0 | 0
|  | 2026 | -2.209% | [6 empty] | 52248.544 | 49088.5934 | 45959.851 | 43630.039 | 41599.826 | 39794.3121 | 38438.1966 | 37306.7804 | 36175.3641 | 35043.9478 | 33912.5315 | 32781.1152 | 31649.6989 | 30518.2827 | 29386.8664 | 28255.4501 | 27124.0338 | 25992.6175 | 24861.2012 | 23729.785 | 22827.9637 | 22155.7374 | 21483.5111 | 20811.2848 | 20139.0585 | 19466.8322 | 18794.6059 | 18122.3796 | 17450.1533 | 16777.927 | 0 | 0 | 0 | 0 | 0 | 0 | 0 | 0 | 0 | 0 | 0 | 0 | 0 | 0 | 0 | 0 | 0 | 0 | 0 | 0
|  | 2027 | -2.259% | [7 empty] | 51068.137 | 47979.5764 | 44921.519 | 42644.3425 | 40659.9964 | 38895.273 | 37569.795 | 36463.9399 | 35358.0847 | 34252.2296 | 33146.3744 | 32040.5193 | 30934.6641 | 29828.809 | 28722.9538 | 27617.0987 | 26511.2435 | 25405.3884 | 24299.5332 | 23193.6781 | 22312.2308 | 21655.1916 | 20998.1523 | 20341.1131 | 19684.0738 | 19027.0345 | 18369.9953 | 17712.956 | 17055.9167 | 16398.8775 | 0 | 0 | 0 | 0 | 0 | 0 | 0 | 0 | 0 | 0 | 0 | 0 | 0 | 0 | 0 | 0 | 0 | 0 | 0
|  | 2028 | -2.311% | [8 empty] | 49887.7299 | 46870.5594 | 43883.1871 | 41658.646 | 39720.1668 | 37996.2338 | 36701.3935 | 35621.0994 | 34540.8054 | 33460.5114 | 32380.2174 | 31299.9233 | 30219.6293 | 29139.3353 | 28059.0413 | 26978.7472 | 25898.4532 | 24818.1592 | 23737.8652 | 22657.5711 | 21796.498 | 21154.6458 | 20512.7936 | 19870.9413 | 19229.0891 | 18587.2369 | 17945.3847 | 17303.5324 | 16661.6802 | 16019.828 | 0 | 0 | 0 | 0 | 0 | 0 | 0 | 0 | 0 | 0 | 0 | 0 | 0 | 0 | 0 | 0 | 0 | 0
|  | 2029 | -2.366% | [9 empty] | 48707.3228 | 45761.5425 | 42844.8551 | 40672.9496 | 38780.3372 | 37097.1946 | 35832.9919 | 34778.259 | 33723.5261 | 32668.7932 | 31614.0603 | 30559.3274 | 29504.5945 | 28449.8616 | 27395.1287 | 26340.3958 | 25285.6629 | 24230.93 | 23176.1971 | 22121.4642 | 21280.7652 | 20654.1 | 20027.4348 | 19400.7696 | 18774.1044 | 18147.4393 | 17520.7741 | 16894.1089 | 16267.4437 | 15640.7785 | 0 | 0 | 0 | 0 | 0 | 0 | 0 | 0 | 0 | 0 | 0 | 0 | 0 | 0 | 0 | 0 | 0
|  | 2030 | -2.423% | [10 empty] | 47526.9158 | 44652.5255 | 41806.5232 | 39687.2531 | 37840.5076 | 36198.1555 | 34964.5903 | 33935.4185 | 32906.2467 | 31877.075 | 30847.9032 | 29818.7314 | 28789.5597 | 27760.3879 | 26731.2161 | 25702.0444 | 24672.8726 | 23643.7008 | 22614.5291 | 21585.3573 | 20765.0324 | 20153.5542 | 19542.0761 | 18930.5979 | 18319.1198 | 17707.6416 | 17096.1635 | 16484.6853 | 15873.2072 | 15261.729 | 0 | 0 | 0 | 0 | 0 | 0 | 0 | 0 | 0 | 0 | 0 | 0 | 0 | 0 | 0 | 0
|  | 2031 | -1.109% | [11 empty] | 47000.0079 | 44157.4846 | 41343.0345 | 39247.2598 | 37420.9882 | 35796.8441 | 34576.9548 | 33559.193 | 32541.4312 | 31523.6693 | 30505.9075 | 29488.1456 | 28470.3838 | 27452.622 | 26434.8601 | 25417.0983 | 24399.3364 | 23381.5746 | 22363.8128 | 21346.0509 | 20534.8205 | 19930.1215 | 19325.4225 | 18720.7236 | 18116.0246 | 17511.3256 | 16906.6266 | 16301.9276 | 15697.2286 | 15092.5297 | 0 | 0 | 0 | 0 | 0 | 0 | 0 | 0 | 0 | 0 | 0 | 0 | 0 | 0 | 0
|  | 2032 | -1.121% | [12 empty] | 46473.1001 | 43662.4437 | 40879.5459 | 38807.2664 | 37001.4689 | 35395.5327 | 34189.3194 | 33182.9675 | 32176.6156 | 31170.2636 | 30163.9117 | 29157.5598 | 28151.2079 | 27144.856 | 26138.5041 | 25132.1522 | 24125.8003 | 23119.4484 | 22113.0965 | 21106.7445 | 20304.6087 | 19706.6889 | 19108.769 | 18510.8492 | 17912.9294 | 17315.0096 | 16717.0897 | 16119.1699 | 15521.2501 | 14923.3303 | 0 | 0 | 0 | 0 | 0 | 0 | 0 | 0 | 0 | 0 | 0 | 0 | 0 | 0
|  | 2033 | -1.134% | [13 empty] | 45946.1922 | 43167.4028 | 40416.0573 | 38367.2731 | 36581.9495 | 34994.2213 | 33801.6839 | 32806.7419 | 31811.8 | 30816.858 | 29821.916 | 28826.974 | 27832.032 | 26837.0901 | 25842.1481 | 24847.2061 | 23852.2641 | 22857.3221 | 21862.3801 | 20867.4382 | 20074.3968 | 19483.2562 | 18892.1155 | 18300.9748 | 17709.8342 | 17118.6935 | 16527.5529 | 15936.4122 | 15345.2715 | 14754.1309 | 0 | 0 | 0 | 0 | 0 | 0 | 0 | 0 | 0 | 0 | 0 | 0 | 0
|  | 2034 | -1.147% | [14 empty] | 45419.2844 | 42672.3619 | 39952.5686 | 37927.2798 | 36162.4302 | 34592.9099 | 33414.0485 | 32430.5164 | 31446.9844 | 30463.4523 | 29479.9203 | 28496.3882 | 27512.8562 | 26529.3241 | 25545.792 | 24562.26 | 23578.7279 | 22595.1959 | 21611.6638 | 20628.1318 | 19844.185 | 19259.8235 | 18675.462 | 18091.1005 | 17506.739 | 16922.3775 | 16338.016 | 15753.6545 | 15169.293 | 14584.9315 | 0 | 0 | 0 | 0 | 0 | 0 | 0 | 0 | 0 | 0 | 0 | 0
|  | 2035 | -1.16% | [15 empty] | 44892.3765 | 42177.3211 | 39489.08 | 37487.2865 | 35742.9108 | 34191.5985 | 33026.413 | 32054.2909 | 31082.1688 | 30110.0467 | 29137.9245 | 28165.8024 | 27193.6803 | 26221.5581 | 25249.436 | 24277.3139 | 23305.1918 | 22333.0696 | 21360.9475 | 20388.8254 | 19613.9732 | 19036.3908 | 18458.8085 | 17881.2261 | 17303.6438 | 16726.0615 | 16148.4791 | 15570.8968 | 14993.3144 | 14415.7321 | 0 | 0 | 0 | 0 | 0 | 0 | 0 | 0 | 0 | 0 | 0
|  | 2036 | -1.174% | [16 empty] | 44365.4686 | 41682.2802 | 39025.5913 | 37047.2931 | 35323.3915 | 33790.2871 | 32638.7776 | 31678.0654 | 30717.3532 | 29756.641 | 28795.9288 | 27835.2166 | 26874.5044 | 25913.7922 | 24953.08 | 23992.3678 | 23031.6556 | 22070.9434 | 21110.2312 | 20149.519 | 19383.7613 | 18812.9581 | 18242.155 | 17671.3518 | 17100.5486 | 16529.7454 | 15958.9423 | 15388.1391 | 14817.3359 | 14246.5327 | 0 | 0 | 0 | 0 | 0 | 0 | 0 | 0 | 0 | 0
|  | 2037 | -1.188% | [17 empty] | 43838.5608 | 41187.2393 | 38562.1027 | 36607.2998 | 34903.8721 | 33388.9758 | 32251.1421 | 31301.8399 | 30352.5376 | 29403.2353 | 28453.933 | 27504.6308 | 26555.3285 | 25606.0262 | 24656.724 | 23707.4217 | 22758.1194 | 21808.8172 | 20859.5149 | 19910.2126 | 19153.5495 | 18589.5255 | 18025.5014 | 17461.4774 | 16897.4534 | 16333.4294 | 15769.4054 | 15205.3814 | 14641.3574 | 14077.3333 | 0 | 0 | 0 | 0 | 0 | 0 | 0 | 0 | 0
|  | 2038 | -1.202% | [18 empty] | 43311.6529 | 40692.1984 | 38098.614 | 36167.3065 | 34484.3528 | 32987.6644 | 31863.5067 | 30925.6143 | 29987.722 | 29049.8297 | 28111.9373 | 27174.045 | 26236.1526 | 25298.2603 | 24360.3679 | 23422.4756 | 22484.5833 | 21546.6909 | 20608.7986 | 19670.9062 | 18923.3376 | 18366.0928 | 17808.8479 | 17251.6031 | 16694.3582 | 16137.1134 | 15579.8685 | 15022.6237 | 14465.3788 | 13908.134 | 0 | 0 | 0 | 0 | 0 | 0 | 0 | 0
|  | 2039 | -1.217% | [19 empty] | 42784.7451 | 40197.1575 | 37635.1254 | 35727.3132 | 34064.8334 | 32586.353 | 31475.8712 | 30549.3888 | 29622.9064 | 28696.424 | 27769.9416 | 26843.4592 | 25916.9767 | 24990.4943 | 24064.0119 | 23137.5295 | 22211.0471 | 21284.5647 | 20358.0823 | 19431.5998 | 18693.1258 | 18142.6601 | 17592.1944 | 17041.7287 | 16491.263 | 15940.7973 | 15390.3316 | 14839.8659 | 14289.4003 | 13738.9346 | 0 | 0 | 0 | 0 | 0 | 0 | 0
Revenue Requirement by vintage year
2012 $/MW-wk
| Aurora Input |  | Levelized Cost | 2020 | 2021 | 2022 | 2023 | 2024 | 2025 | 2026 | 2027 | 2028 | 2029 | 2030 | 2031 | 2032 | 2033 | 2034 | 2035 | 2036 | 2037 | 2038 | 2039 | 2040 | 2041 | 2042 | 2043 | 2044 | 2045 | 2046 | 2047 | 2048 | 2049 | 2050 | 2051 | 2052 | 2053 | 2054 | 2055 | 2056 | 2057 | 2058 | 2059 | 2060 | 2061 | 2062 | 2063 | 2064 | 2065 | 2066 | 2067 | 2068 | 2069 | 2070 | 2071 | 2072 | 2073 | 2074 | 2075
|  | 2020 | 1838.2944 | 2848.2645 | 2676.0037 | 2505.4442 | 2378.4374 | 2267.7629 | 2169.3375 | 2095.4106 | 2033.7328 | 1972.055 | 1910.3773 | 1848.6995 | 1787.0218 | 1725.344 | 1663.6663 | 1601.9885 | 1540.3108 | 1478.633 | 1416.9553 | 1355.2775 | 1293.5998 | 1244.4381 | 1207.7925 | 1171.1469 | 1134.5013 | 1097.8558 | 1061.2102 | 1024.5646 | 987.919 | 951.2734 | 914.6279 | 0 | 0 | 0 | 0 | 0 | 0 | 0 | 0 | 0 | 0 | 0 | 0 | 0 | 0 | 0 | 0 | 0 | 0 | 0 | 0 | 0 | 0 | 0 | 0 | 0 | 0
|  | 2021 | 1804.3694 |  | 2795.7009 | 2626.6191 | 2459.2072 | 2334.5443 | 2225.9122 | 2129.3033 | 2056.7406 | 1996.2011 | 1935.6616 | 1875.1221 | 1814.5825 | 1754.043 | 1693.5035 | 1632.964 | 1572.4245 | 1511.885 | 1451.3454 | 1390.8059 | 1330.2664 | 1269.7269 | 1221.4725 | 1185.5032 | 1149.5339 | 1113.5646 | 1077.5953 | 1041.626 | 1005.6567 | 969.6874 | 933.7181 | 897.7488 | 0 | 0 | 0 | 0 | 0 | 0 | 0 | 0 | 0 | 0 | 0 | 0 | 0 | 0 | 0 | 0 | 0 | 0 | 0 | 0 | 0 | 0 | 0 | 0 | 0
|  | 2022 | 1767.7422 |  |  | 2738.9506 | 2573.301 | 2409.2874 | 2287.155 | 2180.7281 | 2086.0802 | 2014.9905 | 1955.6799 | 1896.3693 | 1837.0587 | 1777.7481 | 1718.4375 | 1659.1268 | 1599.8162 | 1540.5056 | 1481.195 | 1421.8844 | 1362.5738 | 1303.2631 | 1243.9525 | 1196.6776 | 1161.4385 | 1126.1993 | 1090.9602 | 1055.721 | 1020.4819 | 985.2427 | 950.0035 | 914.7644 | 879.5252 | 0 | 0 | 0 | 0 | 0 | 0 | 0 | 0 | 0 | 0 | 0 | 0 | 0 | 0 | 0 | 0 | 0 | 0 | 0 | 0 | 0 | 0 | 0 | 0
|  | 2023 | 1731.1151 |  |  |  | 2682.2003 | 2519.9829 | 2359.3676 | 2239.7658 | 2135.544 | 2042.8572 | 1973.2405 | 1915.1587 | 1857.077 | 1798.9953 | 1740.9136 | 1682.8319 | 1624.7502 | 1566.6684 | 1508.5867 | 1450.505 | 1392.4233 | 1334.3416 | 1276.2599 | 1218.1782 | 1171.8828 | 1137.3738 | 1102.8648 | 1068.3558 | 1033.8468 | 999.3377 | 964.8287 | 930.3197 | 895.8107 | 861.3017 | 0 | 0 | 0 | 0 | 0 | 0 | 0 | 0 | 0 | 0 | 0 | 0 | 0 | 0 | 0 | 0 | 0 | 0 | 0 | 0 | 0 | 0 | 0
|  | 2024 | 1694.4879 |  |  |  |  | 2625.4499 | 2466.6648 | 2309.4478 | 2192.3765 | 2090.3599 | 1999.6342 | 1931.4904 | 1874.6376 | 1817.7847 | 1760.9319 | 1704.0791 | 1647.2263 | 1590.3735 | 1533.5207 | 1476.6679 | 1419.815 | 1362.9622 | 1306.1094 | 1249.2566 | 1192.4038 | 1147.0879 | 1113.3091 | 1079.5302 | 1045.7514 | 1011.9725 | 978.1936 | 944.4148 | 910.6359 | 876.857 | 843.0782 | 0 | 0 | 0 | 0 | 0 | 0 | 0 | 0 | 0 | 0 | 0 | 0 | 0 | 0 | 0 | 0 | 0 | 0 | 0 | 0 | 0 | 0
|  | 2025 | 1657.8608 | [5 empty] | 2568.6996 | 2413.3467 | 2259.528 | 2144.9873 | 2045.1757 | 1956.4111 | 1889.7403 | 1834.1164 | 1778.4925 | 1722.8686 | 1667.2446 | 1611.6207 | 1555.9968 | 1500.3729 | 1444.749 | 1389.1251 | 1333.5012 | 1277.8772 | 1222.2533 | 1166.6294 | 1122.2931 | 1089.2444 | 1056.1957 | 1023.1469 | 990.0982 | 957.0495 | 924.0008 | 890.9521 | 857.9034 | 824.8546 | 0 | 0 | 0 | 0 | 0 | 0 | 0 | 0 | 0 | 0 | 0 | 0 | 0 | 0 | 0 | 0 | 0 | 0 | 0 | 0 | 0
|  | 2026 | 1621.2336 | [6 empty] | 2511.9492 | 2360.0285 | 2209.6082 | 2097.598 | 1999.9916 | 1913.1881 | 1847.9902 | 1793.5952 | 1739.2002 | 1684.8052 | 1630.4102 | 1576.0152 | 1521.6201 | 1467.2251 | 1412.8301 | 1358.4351 | 1304.0401 | 1249.6451 | 1195.2501 | 1140.855 | 1097.4983 | 1065.1797 | 1032.8611 | 1000.5425 | 968.224 | 935.9054 | 903.5868 | 871.2682 | 838.9497 | 806.6311 | 0 | 0 | 0 | 0 | 0 | 0 | 0 | 0 | 0 | 0 | 0 | 0 | 0 | 0 | 0 | 0 | 0 | 0 | 0 | 0
|  | 2027 | 1584.6065 | [7 empty] | 2455.1989 | 2306.7104 | 2159.6884 | 2050.2088 | 1954.8075 | 1869.965 | 1806.2401 | 1753.074 | 1699.9079 | 1646.7418 | 1593.5757 | 1540.4096 | 1487.2435 | 1434.0774 | 1380.9112 | 1327.7451 | 1274.579 | 1221.4129 | 1168.2468 | 1115.0807 | 1072.7034 | 1041.115 | 1009.5266 | 977.9381 | 946.3497 | 914.7613 | 883.1728 | 851.5844 | 819.996 | 788.4076 | 0 | 0 | 0 | 0 | 0 | 0 | 0 | 0 | 0 | 0 | 0 | 0 | 0 | 0 | 0 | 0 | 0 | 0 | 0
|  | 2028 | 1547.9793 | [8 empty] | 2398.4486 | 2253.3923 | 2109.7686 | 2002.8195 | 1909.6234 | 1826.742 | 1764.4901 | 1712.5529 | 1660.6156 | 1608.6784 | 1556.7412 | 1504.804 | 1452.8668 | 1400.9296 | 1348.9924 | 1297.0552 | 1245.1179 | 1193.1807 | 1141.2435 | 1089.3063 | 1047.9086 | 1017.0503 | 986.192 | 955.3337 | 924.4754 | 893.6172 | 862.7589 | 831.9006 | 801.0423 | 770.184 | 0 | 0 | 0 | 0 | 0 | 0 | 0 | 0 | 0 | 0 | 0 | 0 | 0 | 0 | 0 | 0 | 0 | 0
|  | 2029 | 1511.3521 | [9 empty] | 2341.6982 | 2200.0742 | 2059.8488 | 1955.4303 | 1864.4393 | 1783.519 | 1722.74 | 1672.0317 | 1621.3234 | 1570.6151 | 1519.9067 | 1469.1984 | 1418.4901 | 1367.7818 | 1317.0735 | 1266.3652 | 1215.6569 | 1164.9486 | 1114.2402 | 1063.5319 | 1023.1137 | 992.9856 | 962.8574 | 932.7293 | 902.6012 | 872.473 | 842.3449 | 812.2168 | 782.0886 | 751.9605 | 0 | 0 | 0 | 0 | 0 | 0 | 0 | 0 | 0 | 0 | 0 | 0 | 0 | 0 | 0 | 0 | 0
|  | 2030 | 1474.725 | [10 empty] | 2284.9479 | 2146.756 | 2009.929 | 1908.041 | 1819.2552 | 1740.2959 | 1680.9899 | 1631.5105 | 1582.0311 | 1532.5517 | 1483.0723 | 1433.5929 | 1384.1134 | 1334.634 | 1285.1546 | 1235.6752 | 1186.1958 | 1136.7164 | 1087.237 | 1037.7576 | 998.3189 | 968.9209 | 939.5229 | 910.1249 | 880.7269 | 851.3289 | 821.9309 | 792.5329 | 763.135 | 733.737 | 0 | 0 | 0 | 0 | 0 | 0 | 0 | 0 | 0 | 0 | 0 | 0 | 0 | 0 | 0 | 0
|  | 2031 | 1458.3754 | [11 empty] | 2259.6158 | 2122.956 | 1987.6459 | 1886.8875 | 1799.086 | 1721.0021 | 1662.3536 | 1613.4227 | 1564.4919 | 1515.561 | 1466.6302 | 1417.6993 | 1368.7685 | 1319.8376 | 1270.9067 | 1221.9759 | 1173.045 | 1124.1142 | 1075.1833 | 1026.2524 | 987.251 | 958.1789 | 929.1069 | 900.0348 | 870.9627 | 841.8907 | 812.8186 | 783.7465 | 754.6745 | 725.6024 | 0 | 0 | 0 | 0 | 0 | 0 | 0 | 0 | 0 | 0 | 0 | 0 | 0 | 0 | 0
|  | 2032 | 1442.0259 | [12 empty] | 2234.2837 | 2099.1559 | 1965.3628 | 1865.734 | 1778.9168 | 1701.7083 | 1643.7173 | 1595.335 | 1546.9527 | 1498.5704 | 1450.1881 | 1401.8058 | 1353.4235 | 1305.0412 | 1256.6589 | 1208.2765 | 1159.8942 | 1111.5119 | 1063.1296 | 1014.7473 | 976.1831 | 947.437 | 918.6908 | 889.9447 | 861.1985 | 832.4524 | 803.7062 | 774.9601 | 746.2139 | 717.4678 | 0 | 0 | 0 | 0 | 0 | 0 | 0 | 0 | 0 | 0 | 0 | 0 | 0 | 0
|  | 2033 | 1425.6763 | [13 empty] | 2208.9515 | 2075.3559 | 1943.0797 | 1844.5804 | 1758.7476 | 1682.4145 | 1625.081 | 1577.2472 | 1529.4135 | 1481.5797 | 1433.746 | 1385.9122 | 1338.0785 | 1290.2447 | 1242.411 | 1194.5772 | 1146.7435 | 1098.9097 | 1051.076 | 1003.2422 | 965.1152 | 936.695 | 908.2748 | 879.8546 | 851.4343 | 823.0141 | 794.5939 | 766.1737 | 737.7534 | 709.3332 | 0 | 0 | 0 | 0 | 0 | 0 | 0 | 0 | 0 | 0 | 0 | 0 | 0
|  | 2034 | 1409.3267 | [14 empty] | 2183.6194 | 2051.5559 | 1920.7966 | 1823.4269 | 1738.5784 | 1663.1207 | 1606.4446 | 1559.1594 | 1511.8742 | 1464.5891 | 1417.3039 | 1370.0187 | 1322.7335 | 1275.4483 | 1228.1631 | 1180.8779 | 1133.5927 | 1086.3075 | 1039.0223 | 991.7371 | 954.0474 | 925.9531 | 897.8587 | 869.7644 | 841.6701 | 813.5758 | 785.4815 | 757.3872 | 729.2929 | 701.1986 | 0 | 0 | 0 | 0 | 0 | 0 | 0 | 0 | 0 | 0 | 0 | 0
|  | 2035 | 1392.9772 | [15 empty] | 2158.2873 | 2027.7558 | 1898.5135 | 1802.2734 | 1718.4092 | 1643.8269 | 1587.8083 | 1541.0717 | 1494.335 | 1447.5984 | 1400.8618 | 1354.1251 | 1307.3885 | 1260.6518 | 1213.9152 | 1167.1786 | 1120.4419 | 1073.7053 | 1026.9686 | 980.232 | 942.9795 | 915.2111 | 887.4427 | 859.6743 | 831.906 | 804.1376 | 776.3692 | 748.6008 | 720.8324 | 693.064 | 0 | 0 | 0 | 0 | 0 | 0 | 0 | 0 | 0 | 0 | 0
|  | 2036 | 1376.6276 | [16 empty] | 2132.9552 | 2003.9558 | 1876.2304 | 1781.1199 | 1698.24 | 1624.533 | 1569.172 | 1522.9839 | 1476.7958 | 1430.6077 | 1384.4197 | 1338.2316 | 1292.0435 | 1245.8554 | 1199.6673 | 1153.4792 | 1107.2911 | 1061.103 | 1014.915 | 968.7269 | 931.9116 | 904.4691 | 877.0267 | 849.5842 | 822.1418 | 794.6993 | 767.2568 | 739.8144 | 712.3719 | 684.9295 | 0 | 0 | 0 | 0 | 0 | 0 | 0 | 0 | 0 | 0
|  | 2037 | 1360.2781 | [17 empty] | 2107.6231 | 1980.1557 | 1853.9472 | 1759.9663 | 1678.0708 | 1605.2392 | 1550.5357 | 1504.8961 | 1459.2566 | 1413.6171 | 1367.9776 | 1322.338 | 1276.6985 | 1231.059 | 1185.4194 | 1139.7799 | 1094.1404 | 1048.5008 | 1002.8613 | 957.2218 | 920.8437 | 893.7272 | 866.6106 | 839.4941 | 812.3776 | 785.261 | 758.1445 | 731.028 | 703.9114 | 676.7949 | 0 | 0 | 0 | 0 | 0 | 0 | 0 | 0 | 0
|  | 2038 | 1343.9285 | [18 empty] | 2082.291 | 1956.3557 | 1831.6641 | 1738.8128 | 1657.9016 | 1585.9454 | 1531.8994 | 1486.8084 | 1441.7174 | 1396.6264 | 1351.5354 | 1306.4445 | 1261.3535 | 1216.2625 | 1171.1715 | 1126.0806 | 1080.9896 | 1035.8986 | 990.8076 | 945.7166 | 909.7758 | 882.9852 | 856.1946 | 829.404 | 802.6134 | 775.8228 | 749.0321 | 722.2415 | 695.4509 | 668.6603 | 0 | 0 | 0 | 0 | 0 | 0 | 0 | 0
|  | 2039 | 1327.5789 | [19 empty] | 2056.9589 | 1932.5556 | 1809.381 | 1717.6593 | 1637.7324 | 1566.6516 | 1513.263 | 1468.7206 | 1424.1782 | 1379.6358 | 1335.0933 | 1290.5509 | 1246.0085 | 1201.4661 | 1156.9236 | 1112.3812 | 1067.8388 | 1023.2964 | 978.754 | 934.2115 | 898.708 | 872.2433 | 845.7786 | 819.3139 | 792.8492 | 766.3845 | 739.9198 | 713.4551 | 686.9904 | 660.5257 | 0 | 0 | 0 | 0 | 0 | 0 | 0
|  | Annual Change (%) |  | 0% | -1.845% | -2.03% | -2.072% | -2.116% | -2.162% | -2.209% | -2.259% | -2.311% | -2.366% | -2.423% | -1.109% | -1.121% | -1.134% | -1.147% | -1.16% | -1.174% | -1.188% | -1.202% | -1.217% | -1.232% | -1.081% | -1.093% | -1.105% | -1.117% | -1.13% | -1.143% | -1.156% | -1.17% | -1.183% | -1.198% | 0% | 0% | 0% | 0% | 0% | 0% | 0% | 0% | 0% | 0% | 0% | 0% | 0% | 0% | 0% | 0% | 0% | 0% | 0% | 0% | 0% | 0% | 0% | 0% | 0%
|  | Levelized Capital Cost ($/MW-wk) |  | 1838.2944 | 1804.3694 | 1767.7422 | 1731.1151 | 1694.4879 | 1657.8608 | 1621.2336 | 1584.6065 | 1547.9793 | 1511.3521 | 1474.725 | 1458.3754 | 1442.0259 | 1425.6763 | 1409.3267 | 1392.9772 | 1376.6276 | 1360.2781 | 1343.9285 | 1327.5789 | 1311.2294 | 1297.0539 | 1282.8785 | 1268.703 | 1254.5276 | 1240.3521 | 1226.1767 | 1212.0012 | 1197.8258 | 1183.6503 | 1169.4749 | 1169.4749 | 1169.4749 | 1169.4749 | 1169.4749 | 1169.4749 | 1169.4749 | 1169.4749 | 1169.4749 | 1169.4749 | 1169.4749 | 1169.4749 | 1169.4749 | 1169.4749 | 1169.4749 | 1169.4749 | 1169.4749 | 1169.4749 | 1169.4749 | 1169.4749 | 1169.4749 | 1169.4749 | 1169.4749 | 1169.4749 | 1169.4749 | 1169.4749
|  | Economic Life | 30
|  | check s/b 0 | 0
itc
|  |  |  | 30% | 30% | 30% | 30% | 26% | 22% | 10% | 10% | 10% | 10% | 10% | 10% | 10% | 10% | 10% | 10% | 10% | 10% | 10% | 10% | 10% | 10% | 10% | 10% | 10% | 10% | 10% | 10% | 10% | 10% | 10% | 10% | 10% | 10% | 10% | 10% | 10% | 10% | 10% | 10% | 10% | 10% | 10% | 10% | 10% | 10% | 10% | 10% | 10% | 10% | 10% | 10% | 10% | 10% | 10% | 10%
ITC
| Revenue Requirement by vintage year | 0 | 0 | 0 | 0 | 0 | 0 | 0 | 0 | 0 | 0 | 0 | 0 | 0 | 0 | 0 | 0 | 0 | 0 | 0 | 0 | 0 | 0 | 0 | 0 | 0 | 0 | 0 | 0 | 0 |  | 0 | 0 | 0 | 0 | 0 | 0 | 0 | 0 | 0 | 0 | 0 | 0 | 0 | 0 | 0 | 0 | 0 | 0 | 0 | 0 | 0 | 0 | 0 | 0 | 0 | 0 | 0 | 0 | 0
| 2012 $/MW-wk | 0 | 0 | 0 | 0 | 0 | 0 | 0 | 0 | 0 | 0 | 0 | 0 | 0 | 0 | 0 | 0 | 0 | 0 | 0 | 0 | 0 | 0 | 0 | 0 | 0 | 0 | 0 | 0 | 0 |  | 0 | 0 | 0 | 0 | 0 | 0 | 0 | 0 | 0 | 0 | 0 | 0 | 0 | 0 | 0 | 0 | 0 | 0 | 0 | 0 | 0 | 0 | 0 | 0 | 0 | 0 | 0 | 0 | 0
| Aurora Input | 0 | Levelized Cost | 2020 | 2021 | 2022 | 2023 | 2024 | 2025 | 2026 | 2027 | 2028 | 2029 | 2030 | 2031 | 2032 | 2033 | 2034 | 2035 | 2036 | 2037 | 2038 | 2039 | 2040 | 2041 | 2042 | 2043 | 2044 | 2045 | 2046 | Levelized | 2047 | 2048 | 2049 | 2050 | 2051 | 2052 | 2053 | 2054 | 2055 | 2056 | 2057 | 2058 | 2059 | 2060 | 2061 | 2062 | 2063 | 2064 | 2065 | 2066 | 2067 | 2068 | 2069 | 2070 | 2071 | 2072 | 2073 | 2074 | 2075
| 0 | 2020 | 1838.2944 | 2848.2645 | 2676.0037 | 2505.4442 | 2378.4374 | 2267.7629 | 2169.3375 | 2095.4106 | 2033.7328 | 1972.055 | 1910.3773 | 1848.6995 | 1787.0218 | 1725.344 | 1663.6663 | 1601.9885 | 1540.3108 | 1478.633 | 1416.9553 | 1355.2775 | 1293.5998 | 1244.4381 | 1207.7925 | 1171.1469 | 1134.5013 | 1097.8558 | 1061.2102 | 1024.5646 | 952.3017 | 987.919 | 951.2734 | 914.6279 | 0 | 0 | 0 | 0 | 0 | 0 | 0 | 0 | 0 | 0 | 0 | 0 | 0 | 0 | 0 | 0 | 0 | 0 | 0 | 0 | 0 | 0 | 0 | 0 | 0 | 0
| 0 | 2021 | 1804.3694 | 0 | 2795.7009 | 2626.6191 | 2459.2072 | 2334.5443 | 2225.9122 | 2129.3033 | 2056.7406 | 1996.2011 | 1935.6616 | 1875.1221 | 1814.5825 | 1754.043 | 1693.5035 | 1632.964 | 1572.4245 | 1511.885 | 1451.3454 | 1390.8059 | 1330.2664 | 1269.7269 | 1221.4725 | 1185.5032 | 1149.5339 | 1113.5646 | 1077.5953 | 1041.626 | 953.5947 | 1005.6567 | 969.6874 | 933.7181 | 897.7488 | 0 | 0 | 0 | 0 | 0 | 0 | 0 | 0 | 0 | 0 | 0 | 0 | 0 | 0 | 0 | 0 | 0 | 0 | 0 | 0 | 0 | 0 | 0 | 0 | 0
| 0 | 2022 | 1767.7422 | 0 | 0 | 2738.9506 | 2573.301 | 2409.2874 | 2287.155 | 2180.7281 | 2086.0802 | 2014.9905 | 1955.6799 | 1896.3693 | 1837.0587 | 1777.7481 | 1718.4375 | 1659.1268 | 1599.8162 | 1540.5056 | 1481.195 | 1421.8844 | 1362.5738 | 1303.2631 | 1243.9525 | 1196.6776 | 1161.4385 | 1126.1993 | 1090.9602 | 1055.721 | 952.9685 | 1020.4819 | 985.2427 | 950.0035 | 914.7644 | 879.5252 | 0 | 0 | 0 | 0 | 0 | 0 | 0 | 0 | 0 | 0 | 0 | 0 | 0 | 0 | 0 | 0 | 0 | 0 | 0 | 0 | 0 | 0 | 0 | 0
| 0 | 2023 | 1731.1151 | 0 | 0 | 0 | 2682.2003 | 2519.9829 | 2359.3676 | 2239.7658 | 2135.544 | 2042.8572 | 1973.2405 | 1915.1587 | 1857.077 | 1798.9953 | 1740.9136 | 1682.8319 | 1624.7502 | 1566.6684 | 1508.5867 | 1450.505 | 1392.4233 | 1334.3416 | 1276.2599 | 1218.1782 | 1171.8828 | 1137.3738 | 1102.8648 | 1068.3558 | 951.8071 | 1033.8468 | 999.3377 | 964.8287 | 930.3197 | 895.8107 | 861.3017 | 0 | 0 | 0 | 0 | 0 | 0 | 0 | 0 | 0 | 0 | 0 | 0 | 0 | 0 | 0 | 0 | 0 | 0 | 0 | 0 | 0 | 0 | 0
| 0 | 2024 | 1694.4879 | 0 | 0 | 0 | 0 | 2625.4499 | 2466.6648 | 2309.4478 | 2192.3765 | 2090.3599 | 1999.6342 | 1931.4904 | 1874.6376 | 1817.7847 | 1760.9319 | 1704.0791 | 1647.2263 | 1590.3735 | 1533.5207 | 1476.6679 | 1419.815 | 1362.9622 | 1306.1094 | 1249.2566 | 1192.4038 | 1147.0879 | 1113.3091 | 1079.5302 | 950.0949 | 1045.7514 | 1011.9725 | 978.1936 | 944.4148 | 910.6359 | 876.857 | 843.0782 | 0 | 0 | 0 | 0 | 0 | 0 | 0 | 0 | 0 | 0 | 0 | 0 | 0 | 0 | 0 | 0 | 0 | 0 | 0 | 0 | 0 | 0
| 0 | 2025 | 1657.8608 | 0 | 0 | 0 | 0 | 0 | 2568.6996 | 2413.3467 | 2259.528 | 2144.9873 | 2045.1757 | 1956.4111 | 1889.7403 | 1834.1164 | 1778.4925 | 1722.8686 | 1667.2446 | 1611.6207 | 1555.9968 | 1500.3729 | 1444.749 | 1389.1251 | 1333.5012 | 1277.8772 | 1222.2533 | 1166.6294 | 1122.2931 | 1089.2444 | 947.816 | 1056.1957 | 1023.1469 | 990.0982 | 957.0495 | 924.0008 | 890.9521 | 857.9034 | 824.8546 | 0 | 0 | 0 | 0 | 0 | 0 | 0 | 0 | 0 | 0 | 0 | 0 | 0 | 0 | 0 | 0 | 0 | 0 | 0 | 0 | 0
| 0 | 2026 | 1621.2336 | 0 | 0 | 0 | 0 | 0 | 0 | 2511.9492 | 2360.0285 | 2209.6082 | 2097.598 | 1999.9916 | 1913.1881 | 1847.9902 | 1793.5952 | 1739.2002 | 1684.8052 | 1630.4102 | 1576.0152 | 1521.6201 | 1467.2251 | 1412.8301 | 1358.4351 | 1304.0401 | 1249.6451 | 1195.2501 | 1140.855 | 1097.4983 | 944.9545 | 1065.1797 | 1032.8611 | 1000.5425 | 968.224 | 935.9054 | 903.5868 | 871.2682 | 838.9497 | 806.6311 | 0 | 0 | 0 | 0 | 0 | 0 | 0 | 0 | 0 | 0 | 0 | 0 | 0 | 0 | 0 | 0 | 0 | 0 | 0 | 0
| 0 | 2027 | 1584.6065 | 0 | 0 | 0 | 0 | 0 | 0 | 0 | 2455.1989 | 2306.7104 | 2159.6884 | 2050.2088 | 1954.8075 | 1869.965 | 1806.2401 | 1753.074 | 1699.9079 | 1646.7418 | 1593.5757 | 1540.4096 | 1487.2435 | 1434.0774 | 1380.9112 | 1327.7451 | 1274.579 | 1221.4129 | 1168.2468 | 1115.0807 | 941.4946 | 1072.7034 | 1041.115 | 1009.5266 | 977.9381 | 946.3497 | 914.7613 | 883.1728 | 851.5844 | 819.996 | 788.4076 | 0 | 0 | 0 | 0 | 0 | 0 | 0 | 0 | 0 | 0 | 0 | 0 | 0 | 0 | 0 | 0 | 0 | 0 | 0
| 0 | 2028 | 1547.9793 | 0 | 0 | 0 | 0 | 0 | 0 | 0 | 0 | 2398.4486 | 2253.3923 | 2109.7686 | 2002.8195 | 1909.6234 | 1826.742 | 1764.4901 | 1712.5529 | 1660.6156 | 1608.6784 | 1556.7412 | 1504.804 | 1452.8668 | 1400.9296 | 1348.9924 | 1297.0552 | 1245.1179 | 1193.1807 | 1141.2435 | 938.5928 | 1089.3063 | 1047.9086 | 1017.0503 | 986.192 | 955.3337 | 924.4754 | 893.6172 | 862.7589 | 831.9006 | 801.0423 | 770.184 | 0 | 0 | 0 | 0 | 0 | 0 | 0 | 0 | 0 | 0 | 0 | 0 | 0 | 0 | 0 | 0 | 0 | 0
| 0 | 2029 | 1511.3521 | 0 | 0 | 0 | 0 | 0 | 0 | 0 | 0 | 0 | 2341.6982 | 2200.0742 | 2059.8488 | 1955.4303 | 1864.4393 | 1783.519 | 1722.74 | 1672.0317 | 1621.3234 | 1570.6151 | 1519.9067 | 1469.1984 | 1418.4901 | 1367.7818 | 1317.0735 | 1266.3652 | 1215.6569 | 1164.9486 | 936.9507 | 1114.2402 | 1063.5319 | 1023.1137 | 992.9856 | 962.8574 | 932.7293 | 902.6012 | 872.473 | 842.3449 | 812.2168 | 782.0886 | 751.9605 | 0 | 0 | 0 | 0 | 0 | 0 | 0 | 0 | 0 | 0 | 0 | 0 | 0 | 0 | 0 | 0 | 0
| 0 | 2030 | 1474.725 | 0 | 0 | 0 | 0 | 0 | 0 | 0 | 0 | 0 | 0 | 2284.9479 | 2146.756 | 2009.929 | 1908.041 | 1819.2552 | 1740.2959 | 1680.9899 | 1631.5105 | 1582.0311 | 1532.5517 | 1483.0723 | 1433.5929 | 1384.1134 | 1334.634 | 1285.1546 | 1235.6752 | 1186.1958 | 936.0042 | 1136.7164 | 1087.237 | 1037.7576 | 998.3189 | 968.9209 | 939.5229 | 910.1249 | 880.7269 | 851.3289 | 821.9309 | 792.5329 | 763.135 | 733.737 | 0 | 0 | 0 | 0 | 0 | 0 | 0 | 0 | 0 | 0 | 0 | 0 | 0 | 0 | 0 | 0
| 0 | 2031 | 1458.3754 | 0 | 0 | 0 | 0 | 0 | 0 | 0 | 0 | 0 | 0 | 0 | 2259.6158 | 2122.956 | 1987.6459 | 1886.8875 | 1799.086 | 1721.0021 | 1662.3536 | 1613.4227 | 1564.4919 | 1515.561 | 1466.6302 | 1417.6993 | 1368.7685 | 1319.8376 | 1270.9067 | 1221.9759 | 948.5313 | 1173.045 | 1124.1142 | 1075.1833 | 1026.2524 | 987.251 | 958.1789 | 929.1069 | 900.0348 | 870.9627 | 841.8907 | 812.8186 | 783.7465 | 754.6745 | 725.6024 | 0 | 0 | 0 | 0 | 0 | 0 | 0 | 0 | 0 | 0 | 0 | 0 | 0 | 0 | 0
| 0 | 2032 | 1442.0259 | 0 | 0 | 0 | 0 | 0 | 0 | 0 | 0 | 0 | 0 | 0 | 0 | 2234.2837 | 2099.1559 | 1965.3628 | 1865.734 | 1778.9168 | 1701.7083 | 1643.7173 | 1595.335 | 1546.9527 | 1498.5704 | 1450.1881 | 1401.8058 | 1353.4235 | 1305.0412 | 1256.6589 | 961.7049 | 1208.2765 | 1159.8942 | 1111.5119 | 1063.1296 | 1014.7473 | 976.1831 | 947.437 | 918.6908 | 889.9447 | 861.1985 | 832.4524 | 803.7062 | 774.9601 | 746.2139 | 717.4678 | 0 | 0 | 0 | 0 | 0 | 0 | 0 | 0 | 0 | 0 | 0 | 0 | 0 | 0
| 0 | 2033 | 1425.6763 | 0 | 0 | 0 | 0 | 0 | 0 | 0 | 0 | 0 | 0 | 0 | 0 | 0 | 2208.9515 | 2075.3559 | 1943.0797 | 1844.5804 | 1758.7476 | 1682.4145 | 1625.081 | 1577.2472 | 1529.4135 | 1481.5797 | 1433.746 | 1385.9122 | 1338.0785 | 1290.2447 | 975.3294 | 1242.411 | 1194.5772 | 1146.7435 | 1098.9097 | 1051.076 | 1003.2422 | 965.1152 | 936.695 | 908.2748 | 879.8546 | 851.4343 | 823.0141 | 794.5939 | 766.1737 | 737.7534 | 709.3332 | 0 | 0 | 0 | 0 | 0 | 0 | 0 | 0 | 0 | 0 | 0 | 0 | 0
| 0 | 2034 | 1409.3267 | 0 | 0 | 0 | 0 | 0 | 0 | 0 | 0 | 0 | 0 | 0 | 0 | 0 | 0 | 2183.6194 | 2051.5559 | 1920.7966 | 1823.4269 | 1738.5784 | 1663.1207 | 1606.4446 | 1559.1594 | 1511.8742 | 1464.5891 | 1417.3039 | 1370.0187 | 1322.7335 | 989.2524 | 1275.4483 | 1228.1631 | 1180.8779 | 1133.5927 | 1086.3075 | 1039.0223 | 991.7371 | 954.0474 | 925.9531 | 897.8587 | 869.7644 | 841.6701 | 813.5758 | 785.4815 | 757.3872 | 729.2929 | 701.1986 | 0 | 0 | 0 | 0 | 0 | 0 | 0 | 0 | 0 | 0 | 0 | 0
| 0 | 2035 | 1392.9772 | 0 | 0 | 0 | 0 | 0 | 0 | 0 | 0 | 0 | 0 | 0 | 0 | 0 | 0 | 0 | 2158.2873 | 2027.7558 | 1898.5135 | 1802.2734 | 1718.4092 | 1643.8269 | 1587.8083 | 1541.0717 | 1494.335 | 1447.5984 | 1400.8618 | 1354.1251 | 1003.3523 | 1307.3885 | 1260.6518 | 1213.9152 | 1167.1786 | 1120.4419 | 1073.7053 | 1026.9686 | 980.232 | 942.9795 | 915.2111 | 887.4427 | 859.6743 | 831.906 | 804.1376 | 776.3692 | 748.6008 | 720.8324 | 693.064 | 0 | 0 | 0 | 0 | 0 | 0 | 0 | 0 | 0 | 0 | 0
| 0 | 2036 | 1376.6276 | 0 | 0 | 0 | 0 | 0 | 0 | 0 | 0 | 0 | 0 | 0 | 0 | 0 | 0 | 0 | 0 | 2132.9552 | 2003.9558 | 1876.2304 | 1781.1199 | 1698.24 | 1624.533 | 1569.172 | 1522.9839 | 1476.7958 | 1430.6077 | 1384.4197 | 1017.5307 | 1338.2316 | 1292.0435 | 1245.8554 | 1199.6673 | 1153.4792 | 1107.2911 | 1061.103 | 1014.915 | 968.7269 | 931.9116 | 904.4691 | 877.0267 | 849.5842 | 822.1418 | 794.6993 | 767.2568 | 739.8144 | 712.3719 | 684.9295 | 0 | 0 | 0 | 0 | 0 | 0 | 0 | 0 | 0 | 0
| 0 | 2037 | 1360.2781 | 0 | 0 | 0 | 0 | 0 | 0 | 0 | 0 | 0 | 0 | 0 | 0 | 0 | 0 | 0 | 0 | 0 | 2107.6231 | 1980.1557 | 1853.9472 | 1759.9663 | 1678.0708 | 1605.2392 | 1550.5357 | 1504.8961 | 1459.2566 | 1413.6171 | 1031.7059 | 1367.9776 | 1322.338 | 1276.6985 | 1231.059 | 1185.4194 | 1139.7799 | 1094.1404 | 1048.5008 | 1002.8613 | 957.2218 | 920.8437 | 893.7272 | 866.6106 | 839.4941 | 812.3776 | 785.261 | 758.1445 | 731.028 | 703.9114 | 676.7949 | 0 | 0 | 0 | 0 | 0 | 0 | 0 | 0 | 0
| 0 | 2038 | 1343.9285 | 0 | 0 | 0 | 0 | 0 | 0 | 0 | 0 | 0 | 0 | 0 | 0 | 0 | 0 | 0 | 0 | 0 | 0 | 2082.291 | 1956.3557 | 1831.6641 | 1738.8128 | 1657.9016 | 1585.9454 | 1531.8994 | 1486.8084 | 1441.7174 | 1045.8096 | 1396.6264 | 1351.5354 | 1306.4445 | 1261.3535 | 1216.2625 | 1171.1715 | 1126.0806 | 1080.9896 | 1035.8986 | 990.8076 | 945.7166 | 909.7758 | 882.9852 | 856.1946 | 829.404 | 802.6134 | 775.8228 | 749.0321 | 722.2415 | 695.4509 | 668.6603 | 0 | 0 | 0 | 0 | 0 | 0 | 0 | 0
| 0 | 2039 | 1327.5789 | 0 | 0 | 0 | 0 | 0 | 0 | 0 | 0 | 0 | 0 | 0 | 0 | 0 | 0 | 0 | 0 | 0 | 0 | 0 | 2056.9589 | 1932.5556 | 1809.381 | 1717.6593 | 1637.7324 | 1566.6516 | 1513.263 | 1468.7206 | 1059.7836 | 1424.1782 | 1379.6358 | 1335.0933 | 1290.5509 | 1246.0085 | 1201.4661 | 1156.9236 | 1112.3812 | 1067.8388 | 1023.2964 | 978.754 | 934.2115 | 898.708 | 872.2433 | 845.7786 | 819.3139 | 792.8492 | 766.3845 | 739.9198 | 713.4551 | 686.9904 | 660.5257 | 0 | 0 | 0 | 0 | 0 | 0 | 0
| 2020-2023 | 30% |  | 164971.3809 | [27 empty] | 2064: 0; 2065: 0; 2066: 0; 2067: 0; 2068: 0; 2069: 0; 2070: 0; 2071: 0; 2072: 0; 2073: 0; 2074: 0
| 2024 | 26% |  | 142975.1968 | [36 empty] | 0 | 0 | 0 | 0 | 0 | 0 | 0 | 0 | 0 | 0 | 0 | 0 | 0 | 0 | 0 | 0 | 0 | 0 | 0
| 2025 | 22% |  | 120979.0127 | [36 empty] | 0 | 0 | 0 | 0 | 0 | 0 | 0 | 0 | 0 | 0 | 0 | 0 | 0 | 0 | 0 | 0 | 0 | 0 | 0
| Start 2026 | 10% |  | 54990.4603 | [36 empty] | 0 | 0 | 0 | 0 | 0 | 0 | 0 | 0 | 0 | 0 | 0 | 0 | 0 | 0 | 0 | 0 | 0 | 0 | 0
[41 empty] | 0 | 0 | 0 | 0 | 0 | 0 | 0 | 0 | 0 | 0 | 0 | 0 | 0 | 0 | 0 | 0 | 0 | 0 | 0
[41 empty] | 0 | 0 | 0 | 0 | 0 | 0 | 0 | 0 | 0 | 0 | 0 | 0 | 0 | 0 | 0 | 0 | 0 | 0 | 0
Amortization
|  | 30% |  | 8248.569 | 8248.569 | 8248.569 | 8248.569 | 8248.569 | 8248.569 | 8248.569 | 8248.569 | 8248.569 | 8248.569 | 8248.569 | 8248.569 | 8248.569 | 8248.569 | 8248.569 | 8248.569 | 8248.569 | 8248.569 | 8248.569 | 8248.569 | 8248.569 | 8248.569 | 8248.569 | 8248.569 | 8248.569 | 8248.569 | 8248.569 | 8248.569 | 8248.569 | 8248.569 | 8248.569 | 8248.569 | 8248.569 | 8248.569 | 8248.569 | 8248.569 | 8248.569 | 8248.569 | 8248.569 | 8248.569 | 8248.569 | 8248.569 | 8248.569 | 8248.569 | 8248.569 | 8248.569 | 8248.569 | 8248.569 | 8248.569 | 8248.569 | 8248.569 | 8248.569 | 8248.569 | 8248.569 | 8248.569 | 8248.569
|  | 26% |  | 7148.7598 | 7148.7598 | 7148.7598 | 7148.7598 | 7148.7598 | 7148.7598 | 7148.7598 | 7148.7598 | 7148.7598 | 7148.7598 | 7148.7598 | 7148.7598 | 7148.7598 | 7148.7598 | 7148.7598 | 7148.7598 | 7148.7598 | 7148.7598 | 7148.7598 | 7148.7598 | 7148.7598 | 7148.7598 | 7148.7598 | 7148.7598 | 7148.7598 | 7148.7598 | 7148.7598 | 7148.7598 | 7148.7598 | 7148.7598 | 7148.7598 | 7148.7598 | 7148.7598 | 7148.7598 | 7148.7598 | 7148.7598 | 7148.7598 | 7148.7598 | 7148.7598 | 7148.7598 | 7148.7598 | 7148.7598 | 7148.7598 | 7148.7598 | 7148.7598 | 7148.7598 | 7148.7598 | 7148.7598 | 7148.7598 | 7148.7598 | 7148.7598 | 7148.7598 | 7148.7598 | 7148.7598 | 7148.7598 | 7148.7598
|  | 22% |  | 6048.9506 | 6048.9506 | 6048.9506 | 6048.9506 | 6048.9506 | 6048.9506 | 6048.9506 | 6048.9506 | 6048.9506 | 6048.9506 | 6048.9506 | 6048.9506 | 6048.9506 | 6048.9506 | 6048.9506 | 6048.9506 | 6048.9506 | 6048.9506 | 6048.9506 | 6048.9506 | 6048.9506 | 6048.9506 | 6048.9506 | 6048.9506 | 6048.9506 | 6048.9506 | 6048.9506 | 6048.9506 | 6048.9506 | 6048.9506 | 6048.9506 | 6048.9506 | 6048.9506 | 6048.9506 | 6048.9506 | 6048.9506 | 6048.9506 | 6048.9506 | 6048.9506 | 6048.9506 | 6048.9506 | 6048.9506 | 6048.9506 | 6048.9506 | 6048.9506 | 6048.9506 | 6048.9506 | 6048.9506 | 6048.9506 | 6048.9506 | 6048.9506 | 6048.9506 | 6048.9506 | 6048.9506 | 6048.9506 | 6048.9506
|  | 10% |  | 2749.523 | 2749.523 | 2749.523 | 2749.523 | 2749.523 | 2749.523 | 2749.523 | 2749.523 | 2749.523 | 2749.523 | 2749.523 | 2749.523 | 2749.523 | 2749.523 | 2749.523 | 2749.523 | 2749.523 | 2749.523 | 2749.523 | 2749.523 | 2749.523 | 2749.523 | 2749.523 | 2749.523 | 2749.523 | 2749.523 | 2749.523 | 2749.523 | 2749.523 | 2749.523 | 2749.523 | 2749.523 | 2749.523 | 2749.523 | 2749.523 | 2749.523 | 2749.523 | 2749.523 | 2749.523 | 2749.523 | 2749.523 | 2749.523 | 2749.523 | 2749.523 | 2749.523 | 2749.523 | 2749.523 | 2749.523 | 2749.523 | 2749.523 | 2749.523 | 2749.523 | 2749.523 | 2749.523 | 2749.523 | 2749.523
|  |  |  | 2020 | 2021 | 2022 | 2023 | 2024 | 2025 | 2026 | 2027 | 2028 | 2029 | 2030 | 2031 | 2032 | 2033 | 2034 | 2035 | 2036 | 2037 | 2038 | 2039 | 2040 | 2041 | 2042 | 2043 | 2044 | 2045 | 2046 | 2047 | 2048 | 2049 | 2050 | 2051 | 2052 | 2053 | 2054 | 2055 | 2056 | 2057 | 2058 | 2059 | 2060 | 2061 | 2062 | 2063 | 2064 | 2065 | 2066 | 2067 | 2068 | 2069 | 2070 | 2071 | 2072 | 2073 | 2074 | 2075
|  | ITC Base |  | 120979.0127 | 120979.0127 | 120979.0127 | 120979.0127 | 120979.0127 | 120979.0127 | 120979.0127 | 120979.0127 | 120979.0127 | 120979.0127 | 120979.0127 | 120979.0127 | 120979.0127 | 120979.0127 | 120979.0127 | 120979.0127 | 120979.0127 | 120979.0127 | 120979.0127 | 120979.0127 | 120979.0127 | 120979.0127 | 120979.0127 | 120979.0127 | 120979.0127 | 120979.0127 | 120979.0127 | 120979.0127 | 120979.0127 | 120979.0127 | 120979.0127 | 120979.0127 | 120979.0127 | 120979.0127 | 120979.0127 | 120979.0127 | 120979.0127 | 120979.0127 | 120979.0127 | 120979.0127 | 120979.0127 | 120979.0127 | 120979.0127 | 120979.0127 | 120979.0127 | 120979.0127 | 120979.0127 | 120979.0127 | 120979.0127 | 120979.0127 | 120979.0127 | 120979.0127 | 120979.0127 | 120979.0127 | 120979.0127 | 120979.0127
|  | Accum ITC Amort |  | 6048.9506 | 12097.9013 | 18146.8519 | 24195.8025 | 30244.7532 | 36293.7038 | 42342.6544 | 48391.6051 | 54440.5557 | 60489.5063 | 66538.457 | 72587.4076 | 78636.3582 | 84685.3089 | 90734.2595 | 96783.2101 | 102832.1608 | 108881.1114 | 114930.062 | 120979.0127 | 127027.9633 | 133076.9139 | 139125.8646 | 145174.8152 | 151223.7658 | 157272.7165 | 163321.6671 | 169370.6177 | 175419.5684 | 181468.519 | 187517.4697 | 193566.4203 | 199615.3709 | 205664.3216 | 211713.2722 | 217762.2228 | 223811.1735 | 229860.1241 | 235909.0747 | 241958.0254 | 248006.976 | 254055.9266 | 260104.8773 | 266153.8279 | 272202.7785 | 278251.7292 | 284300.6798 | 290349.6304 | 296398.5811 | 302447.5317 | 308496.4823 | 314545.433 | 320594.3836 | 326643.3342 | 332692.2849 | 338741.2355
|  | Ratebase |  | 114930.062 | 108881.1114 | 102832.1608 | 96783.2101 | 90734.2595 | 84685.3089 | 78636.3582 | 72587.4076 | 66538.457 | 60489.5063 | 54440.5557 | 48391.6051 | 42342.6544 | 36293.7038 | 30244.7532 | 24195.8025 | 18146.8519 | 12097.9013 | 6048.9506 | 0 | -6048.9506 | -12097.9013 | -18146.8519 | -24195.8025 | -30244.7532 | -36293.7038 | -42342.6544 | -48391.6051 | -54440.5557 | -60489.5063 | -66538.457 | -72587.4076 | -78636.3582 | -84685.3089 | -90734.2595 | -96783.2101 | -102832.1608 | -108881.1114 | -114930.062 | -120979.0127 | -127027.9633 | -133076.9139 | -139125.8646 | -145174.8152 | -151223.7658 | -157272.7165 | -163321.6671 | -169370.6177 | -175419.5684 | -181468.519 | -187517.4697 | -193566.4203 | -199615.3709 | -205664.3216 | -211713.2722 | -217762.2228
|  | Tax Basis |  | 489415.0967 | 489415.0967 | 489415.0967 | 489415.0967 | 489415.0967 | 489415.0967 | 489415.0967 | 489415.0967 | 489415.0967 | 489415.0967 | 489415.0967 | 489415.0967 | 489415.0967 | 489415.0967 | 489415.0967 | 489415.0967 | 489415.0967 | 489415.0967 | 489415.0967 | 489415.0967 | 489415.0967 | 489415.0967 | 489415.0967 | 489415.0967 | 489415.0967 | 489415.0967 | 489415.0967 | 489415.0967 | 489415.0967 | 489415.0967 | 489415.0967 | 489415.0967 | 489415.0967 | 489415.0967 | 489415.0967 | 489415.0967 | 489415.0967 | 489415.0967 | 489415.0967 | 489415.0967 | 489415.0967 | 489415.0967 | 489415.0967 | 489415.0967 | 489415.0967 | 489415.0967 | 489415.0967 | 489415.0967 | 489415.0967 | 489415.0967 | 489415.0967 | 489415.0967 | 489415.0967 | 489415.0967 | 489415.0967 | 489415.0967
|  | Book Depreciation |  | 16313.8366 | 16313.8366 | 16313.8366 | 16313.8366 | 16313.8366 | 16313.8366 | 16313.8366 | 16313.8366 | 16313.8366 | 16313.8366 | 16313.8366 | 16313.8366 | 16313.8366 | 16313.8366 | 16313.8366 | 16313.8366 | 16313.8366 | 16313.8366 | 16313.8366 | 16313.8366 | 16313.8366 | 16313.8366 | 16313.8366 | 16313.8366 | 16313.8366 | 16313.8366 | 16313.8366 | 16313.8366 | 16313.8366 | 16313.8366 | 16313.8366 | 16313.8366 | 16313.8366 | 16313.8366 | 16313.8366 | 16313.8366 | 16313.8366 | 16313.8366 | 16313.8366 | 16313.8366 | 16313.8366 | 16313.8366 | 16313.8366 | 16313.8366 | 16313.8366 | 16313.8366 | 16313.8366 | 16313.8366 | 16313.8366 | 16313.8366 | 16313.8366 | 16313.8366 | 16313.8366 | 16313.8366 | 16313.8366 | 16313.8366
|  | Tax Depreciation |  | 97883.0193 | 156612.831 | 93967.6986 | 56380.6191 | 56380.6191 | 28190.3096 | 0 | 0 | 0 | 0 | 0 | 0 | 0 | 0 | 0 | 0 | 0 | 0 | 0 | 0 | 0 | 0 | 0 | 0 | 0 | 0 | 0 | 0 | 0 | 0 | 0 | 0 | 0 | 0 | 0 | 0 | 0 | 0 | 0 | 0 | 0 | 0 | 0 | 0 | 0 | 0 | 0 | 0 | 0 | 0 | 0 | 0 | 0 | 0 | 0 | 0
|  | Difference between book and tax |  | -81569.1828 | -140298.9944 | -77653.862 | -40066.7826 | -40066.7826 | -11876.473 | 16313.8366 | 16313.8366 | 16313.8366 | 16313.8366 | 16313.8366 | 16313.8366 | 16313.8366 | 16313.8366 | 16313.8366 | 16313.8366 | 16313.8366 | 16313.8366 | 16313.8366 | 16313.8366 | 16313.8366 | 16313.8366 | 16313.8366 | 16313.8366 | 16313.8366 | 16313.8366 | 16313.8366 | 16313.8366 | 16313.8366 | 16313.8366 | 16313.8366 | 16313.8366 | 16313.8366 | 16313.8366 | 16313.8366 | 16313.8366 | 16313.8366 | 16313.8366 | 16313.8366 | 16313.8366 | 16313.8366 | 16313.8366 | 16313.8366 | 16313.8366 | 16313.8366 | 16313.8366 | 16313.8366 | 16313.8366 | 16313.8366 | 16313.8366 | 16313.8366 | 16313.8366 | 16313.8366 | 16313.8366 | 16313.8366 | 16313.8366
|  | Deferred Tax |  | -17129.5284 | -29462.7888 | -16307.311 | -8414.0243 | -8414.0243 | -2494.0593 | 3425.9057 | 3425.9057 | 3425.9057 | 3425.9057 | 3425.9057 | 3425.9057 | 3425.9057 | 3425.9057 | 3425.9057 | 3425.9057 | 3425.9057 | 3425.9057 | 3425.9057 | 3425.9057 | 3425.9057 | 3425.9057 | 3425.9057 | 3425.9057 | 3425.9057 | 3425.9057 | 3425.9057 | 3425.9057 | 3425.9057 | 3425.9057 | 3425.9057 | 3425.9057 | 3425.9057 | 3425.9057 | 3425.9057 | 3425.9057 | 3425.9057 | 3425.9057 | 3425.9057 | 3425.9057 | 3425.9057 | 3425.9057 | 3425.9057 | 3425.9057 | 3425.9057 | 3425.9057 | 3425.9057 | 3425.9057 | 3425.9057 | 3425.9057 | 3425.9057 | 3425.9057 | 3425.9057 | 3425.9057 | 3425.9057 | 3425.9057
|  | Accum Defered Tax |  | -17129.5284 | -46592.3172 | -62899.6282 | -71313.6526 | -79727.6769 | -82221.7363 | -78795.8306 | -75369.9249 | -71944.0192 | -68518.1135 | -65092.2079 | -61666.3022 | -58240.3965 | -54814.4908 | -51388.5852 | -47962.6795 | -44536.7738 | -41110.8681 | -37684.9624 | -34259.0568 | -30833.1511 | -27407.2454 | -23981.3397 | -20555.4341 | -17129.5284 | -13703.6227 | -10277.717 | -6851.8114 | -3425.9057 | -1.9099e-11 | 3425.9057 | 6851.8114 | 10277.717 | 13703.6227 | 17129.5284 | 20555.4341 | 23981.3397 | 27407.2454 | 30833.1511 | 34259.0568 | 37684.9624 | 41110.8681 | 44536.7738 | 47962.6795 | 51388.5852 | 54814.4908 | 58240.3965 | 61666.3022 | 65092.2079 | 68518.1135 | 71944.0192 | 75369.9249 | 78795.8306 | 82221.7363 | 85647.6419 | 89073.5476
|  | Revenue Requirement |  | 59243.9015 | 55660.8772 | 52113.2394 | 49471.4978 | 47169.4673 | 45122.2202 | 43584.5396 | 42301.6423 | 41018.745 | 39735.8477 | 38452.9505 | 37170.0532 | 35887.1559 | 34604.2586 | 33321.3614 | 32038.4641 | 30755.5668 | 29472.6695 | 28189.7723 | 26906.875 | 25884.3123 | 25122.0842 | 24359.8561 | 23597.628 | 22835.3999 | 22073.1718 | 21310.9437 | 20548.7156 | 19786.4874 | 19024.2593 | 0 | 0 | 0 | 0 | 0 | 0 | 0 | 0 | 0 | 0 | 0 | 0 | 0 | 0 | 0 | 0 | 0 | 0 | 0 | 0 | 0 | 0 | 0 | 0 | 0 | 0
|  | Depreciation |  | 18330.1534 | 18330.1534 | 18330.1534 | 18330.1534 | 18330.1534 | 18330.1534 | 18330.1534 | 18330.1534 | 18330.1534 | 18330.1534 | 18330.1534 | 18330.1534 | 18330.1534 | 18330.1534 | 18330.1534 | 18330.1534 | 18330.1534 | 18330.1534 | 18330.1534 | 18330.1534 | 18330.1534 | 18330.1534 | 18330.1534 | 18330.1534 | 18330.1534 | 18330.1534 | 18330.1534 | 18330.1534 | 18330.1534 | 18330.1534 | 0 | 0 | 0 | 0 | 0 | 0 | 0 | 0 | 0 | 0 | 0 | 0 | 0 | 0 | 0 | 0 | 0 | 0 | 0 | 0 | 0 | 0 | 0 | 0 | 0 | 0
|  | Insurance |  | 263.4043 | 263.4043 | 263.4043 | 263.4043 | 263.4043 | 263.4043 | 263.4043 | 263.4043 | 263.4043 | 263.4043 | 263.4043 | 263.4043 | 263.4043 | 263.4043 | 263.4043 | 263.4043 | 263.4043 | 263.4043 | 263.4043 | 263.4043 | 263.4043 | 263.4043 | 263.4043 | 263.4043 | 263.4043 | 263.4043 | 263.4043 | 263.4043 | 263.4043 | 263.4043 | 0 | 0 | 0 | 0 | 0 | 0 | 0 | 0 | 0 | 0 | 0 | 0 | 0 | 0 | 0 | 0 | 0 | 0 | 0 | 0 | 0 | 0 | 0 | 0 | 0 | 0
|  | Property Taxes |  | 2499.7954 | 2499.7954 | 2499.7954 | 2499.7954 | 2499.7954 | 2499.7954 | 2499.7954 | 2499.7954 | 2499.7954 | 2499.7954 | 2499.7954 | 2499.7954 | 2499.7954 | 2499.7954 | 2499.7954 | 2499.7954 | 2499.7954 | 2499.7954 | 2499.7954 | 2499.7954 | 2499.7954 | 2499.7954 | 2499.7954 | 2499.7954 | 2499.7954 | 2499.7954 | 2499.7954 | 2499.7954 | 2499.7954 | 2499.7954 | 0 | 0 | 0 | 0 | 0 | 0 | 0 | 0 | 0 | 0 | 0 | 0 | 0 | 0 | 0 | 0 | 0 | 0 | 0 | 0 | 0 | 0 | 0 | 0 | 0 | 0
|  | Current Taxes |  | -11235.046 | -25845.0771 | -11808.6453 | -3494.5495 | -3977.976 | 2243.7482 | 8572.4814 | 8303.0729 | 8033.6645 | 7764.2561 | 7494.8477 | 7225.4392 | 6956.0308 | 6686.6224 | 6417.214 | 6147.8055 | 5878.3971 | 5608.9887 | 5339.5802 | 5070.1718 | 4855.4336 | 4695.3657 | 4535.2978 | 4375.2299 | 4215.162 | 4055.0941 | 3895.0262 | 3734.9583 | 3574.8904 | 3414.8225 | 0 | 0 | 0 | 0 | 0 | 0 | 0 | 0 | 0 | 0 | 0 | 0 | 0 | 0 | 0 | 0 | 0 | 0 | 0 | 0 | 0 | 0 | 0 | 0 | 0 | 0
|  | DFIT |  |  | 33104.2571 | 18322.8214 |  | 9453.9599 | 2802.3139 | -3849.3322 | -3849.3322 | -3849.3322 | -3849.3322 | -3849.3322 | -3849.3322 | -3849.3322 | -3849.3322 | -3849.3322 | -3849.3322 | -3849.3322 | -3849.3322 | -3849.3322 | -3849.3322 | -3849.3322 | -3849.3322 | -3849.3322 | -3849.3322 | -3849.3322 | -3849.3322 | -3849.3322 | -3849.3322 | -3849.3322 | -3849.3322 | 0 | 0 | 0 | 0 | 0 | 0 | 0 | 0 | 0 | 0 | 0 | 0 | 0 | 0 | 0 | 0 | 0 | 0 | 0 | 0 | 0 | 0 | 0 | 0 | 0 | 0
|  | ITC |  | -6048.9506 | -6048.9506 | -6048.9506 | -6048.9506 | -6048.9506 | -6048.9506 | -6048.9506 | -6048.9506 | -6048.9506 | -6048.9506 | -6048.9506 | -6048.9506 | -6048.9506 | -6048.9506 | -6048.9506 | -6048.9506 | -6048.9506 | -6048.9506 | -6048.9506 | -6048.9506 | -6048.9506 | -6048.9506 | -6048.9506 | -6048.9506 | -6048.9506 | -6048.9506 | -6048.9506 | -6048.9506 | -6048.9506 | -6048.9506 | -6048.9506 | -6048.9506 | -6048.9506 | -6048.9506 | -6048.9506 | -6048.9506 | -6048.9506 | -6048.9506 | -6048.9506 | -6048.9506 | -6048.9506 | -6048.9506 | -6048.9506 | -6048.9506 | -6048.9506 | -6048.9506 | -6048.9506 | -6048.9506 | -6048.9506 | -6048.9506 | -6048.9506 | -6048.9506 | -6048.9506 | -6048.9506 | -6048.9506 | -6048.9506
|  | Total Operating Expenses |  | 3809.3566 | 22303.5825 | 21558.5786 | 11549.853 | 20520.3865 | 20090.4646 | 19767.5517 | 19498.1432 | 19228.7348 | 18959.3264 | 18689.9179 | 18420.5095 | 18151.1011 | 17881.6927 | 17612.2842 | 17342.8758 | 17073.4674 | 16804.059 | 16534.6505 | 16265.2421 | 16050.5039 | 15890.436 | 15730.3681 | 15570.3002 | 15410.2323 | 15250.1644 | 15090.0965 | 14930.0286 | 14769.9607 | 14609.8928 | -6048.9506 | -6048.9506 | -6048.9506 | -6048.9506 | -6048.9506 | -6048.9506 | -6048.9506 | -6048.9506 | -6048.9506 | -6048.9506 | -6048.9506 | -6048.9506 | -6048.9506 | -6048.9506 | -6048.9506 | -6048.9506 | -6048.9506 | -6048.9506 | -6048.9506 | -6048.9506 | -6048.9506 | -6048.9506 | -6048.9506 | -6048.9506 | -6048.9506 | -6048.9506
|  | Operating |  | 55434.5449 | 33357.2946 | 30554.6608 | 37921.6449 | 26649.0809 | 25031.7556 | 23816.9879 | 22803.4991 | 21790.0102 | 20776.5214 | 19763.0325 | 18749.5437 | 17736.0548 | 16722.566 | 15709.0771 | 14695.5883 | 13682.0994 | 12668.6106 | 11655.1217 | 10641.6329 | 9833.8084 | 9231.6482 | 8629.488 | 8027.3278 | 7425.1676 | 6823.0074 | 6220.8471 | 5618.6869 | 5016.5267 | 4414.3665 | 6048.9506 | 6048.9506 | 6048.9506 | 6048.9506 | 6048.9506 | 6048.9506 | 6048.9506 | 6048.9506 | 6048.9506 | 6048.9506 | 6048.9506 | 6048.9506 | 6048.9506 | 6048.9506 | 6048.9506 | 6048.9506 | 6048.9506 | 6048.9506 | 6048.9506 | 6048.9506 | 6048.9506 | 6048.9506 | 6048.9506 | 6048.9506 | 6048.9506 | 6048.9506
|  | Ratebase |  | 532174.7622 | 490548.4501 | 449333.2468 | 418642.4257 | 391898.2479 | 368114.0526 | 350249.8223 | 335345.5746 | 320441.3268 | 305537.0791 | 290632.8313 | 275728.5835 | 260824.3358 | 245920.088 | 231015.8403 | 216111.5925 | 201207.3447 | 186303.097 | 171398.8492 | 156494.6015 | 144614.829 | 135759.5319 | 126904.2348 | 118048.9377 | 109193.6405 | 100338.3434 | 91483.0463 | 82627.7492 | 73772.452 | 64917.1549 | 0 | 0 | 0 | 0 | 0 | 0 | 0 | 0 | 0 | 0 | 0 | 0 | 0 | 0 | 0 | 0 | 0 | 0 | 0 | 0 | 0 | 0 | 0 | 0 | 0 | 0
|  | Return on Ratebase |  | 10.42% | 6.8% | 6.8% | 9.058% | 6.8% | 6.8% | 6.8% | 6.8% | 6.8% | 6.8% | 6.8% | 6.8% | 6.8% | 6.8% | 6.8% | 6.8% | 6.8% | 6.8% | 6.8% | 6.8% | 6.8% | 6.8% | 6.8% | 6.8% | 6.8% | 6.8% | 6.8% | 6.8% | 6.8% | 6.8% | #DIV/0! | #DIV/0! | #DIV/0! | #DIV/0! | #DIV/0! | #DIV/0! | #DIV/0! | #DIV/0! | #DIV/0! | #DIV/0! | #DIV/0! | #DIV/0! | #DIV/0! | #DIV/0! | #DIV/0! | #DIV/0! | #DIV/0! | #DIV/0! | #DIV/0! | #DIV/0! | #DIV/0! | #DIV/0! | #DIV/0! | #DIV/0! | #DIV/0! | #DIV/0!
|  | Revenue Requirement |  | 59243.9015 | 55660.8772 | 52113.2394 | 49471.4978 | 47169.4673 | 45122.2202 | 43584.5396 | 42301.6423 | 41018.745 | 39735.8477 | 38452.9505 | 37170.0532 | 35887.1559 | 34604.2586 | 33321.3614 | 32038.4641 | 30755.5668 | 29472.6695 | 28189.7723 | 26906.875 | 25884.3123 | 25122.0842 | 24359.8561 | 23597.628 | 22835.3999 | 22073.1718 | 21310.9437 | 20548.7156 | 19786.4874 | 19024.2593 | 0 | 0 | 0 | 0 | 0 | 0 | 0 | 0 | 0 | 0 | 0 | 0 | 0 | 0 | 0 | 0 | 0 | 0 | 0 | 0 | 0 | 0 | 0 | 0 | 0 | 0
|  | Tax Depreciation |  | 109980.9206 | 175969.473 | 105581.6838 | 63349.0103 | 63349.0103 | 31674.5051 | 0 | 0 | 0 | 0 | 0 | 0 | 0 | 0 | 0 | 0 | 0 | 0 | 0 | 0 | 0 | 0 | 0 | 0 | 0 | 0 | 0 | 0 | 0 | 0 | 0 | 0 | 0 | 0 | 0 | 0 | 0 | 0 | 0 | 0 | 0 | 0 | 0 | 0 | 0 | 0 | 0 | 0 | 0 | 0 | 0 | 0 | 0 | 0 | 0 | 0
|  | Propety Taxes |  | 263.4043 | 263.4043 | 263.4043 | 263.4043 | 263.4043 | 263.4043 | 263.4043 | 263.4043 | 263.4043 | 263.4043 | 263.4043 | 263.4043 | 263.4043 | 263.4043 | 263.4043 | 263.4043 | 263.4043 | 263.4043 | 263.4043 | 263.4043 | 263.4043 | 263.4043 | 263.4043 | 263.4043 | 263.4043 | 263.4043 | 263.4043 | 263.4043 | 263.4043 | 263.4043 | 0 | 0 | 0 | 0 | 0 | 0 | 0 | 0 | 0 | 0 | 0 | 0 | 0 | 0 | 0 | 0 | 0 | 0 | 0 | 0 | 0 | 0 | 0 | 0 | 0 | 0
|  | Insurance |  | 2499.7954 | 2499.7954 | 2499.7954 | 2499.7954 | 2499.7954 | 2499.7954 | 2499.7954 | 2499.7954 | 2499.7954 | 2499.7954 | 2499.7954 | 2499.7954 | 2499.7954 | 2499.7954 | 2499.7954 | 2499.7954 | 2499.7954 | 2499.7954 | 2499.7954 | 2499.7954 | 2499.7954 | 2499.7954 | 2499.7954 | 2499.7954 | 2499.7954 | 2499.7954 | 2499.7954 | 2499.7954 | 2499.7954 | 2499.7954 | 0 | 0 | 0 | 0 | 0 | 0 | 0 | 0 | 0 | 0 | 0 | 0 | 0 | 0 | 0 | 0 | 0 | 0 | 0 | 0 | 0 | 0 | 0 | 0 | 0 | 0
|  | Expenses |  | 112744.1203 | 178732.6727 | 108344.8835 | 66112.21 | 66112.21 | 34437.7048 | 2763.1997 | 2763.1997 | 2763.1997 | 2763.1997 | 2763.1997 | 2763.1997 | 2763.1997 | 2763.1997 | 2763.1997 | 2763.1997 | 2763.1997 | 2763.1997 | 2763.1997 | 2763.1997 | 2763.1997 | 2763.1997 | 2763.1997 | 2763.1997 | 2763.1997 | 2763.1997 | 2763.1997 | 2763.1997 | 2763.1997 | 2763.1997 | 0 | 0 | 0 | 0 | 0 | 0 | 0 | 0 | 0 | 0 | 0 | 0 | 0 | 0 | 0 | 0 | 0 | 0 | 0 | 0 | 0 | 0 | 0 | 0 | 0 | 0
|  | Taxble Income |  | -53500.2188 | -123071.7955 | -56231.6441 | -16640.7121 | -18942.7426 | 10684.5153 | 40821.3399 | 39538.4426 | 38255.5453 | 36972.648 | 35689.7508 | 34406.8535 | 33123.9562 | 31841.0589 | 30558.1617 | 29275.2644 | 27992.3671 | 26709.4698 | 25426.5726 | 24143.6753 | 23121.1126 | 22358.8845 | 21596.6564 | 20834.4283 | 20072.2002 | 19309.9721 | 18547.744 | 17785.5159 | 17023.2877 | 16261.0596 | 0 | 0 | 0 | 0 | 0 | 0 | 0 | 0 | 0 | 0 | 0 | 0 | 0 | 0 | 0 | 0 | 0 | 0 | 0 | 0 | 0 | 0 | 0 | 0 | 0 | 0
|  | Tax Rate |  | 0.21 | 0.21 | 0.21 | 0.21 | 0.21 | 0.21 | 0.21 | 0.21 | 0.21 | 0.21 | 0.21 | 0.21 | 0.21 | 0.21 | 0.21 | 0.21 | 0.21 | 0.21 | 0.21 | 0.21 | 0.21 | 0.21 | 0.21 | 0.21 | 0.21 | 0.21 | 0.21 | 0.21 | 0.21 | 0.21 | 0.21 | 0.21 | 0.21 | 0.21 | 0.21 | 0.21 | 0.21 | 0.21 | 0.21 | 0.21 | 0.21 | 0.21 | 0.21 | 0.21 | 0.21 | 0.21 | 0.21 | 0.21 | 0.21 | 0.21 | 0.21 | 0.21 | 0.21 | 0.21 | 0.21 | 0.21
|  | Taxes |  | -11235.046 | -25845.0771 | -11808.6453 | -3494.5495 | -3977.976 | 2243.7482 | 8572.4814 | 8303.0729 | 8033.6645 | 7764.2561 | 7494.8477 | 7225.4392 | 6956.0308 | 6686.6224 | 6417.214 | 6147.8055 | 5878.3971 | 5608.9887 | 5339.5802 | 5070.1718 | 4855.4336 | 4695.3657 | 4535.2978 | 4375.2299 | 4215.162 | 4055.0941 | 3895.0262 | 3734.9583 | 3574.8904 | 3414.8225 | 0 | 0 | 0 | 0 | 0 | 0 | 0 | 0 | 0 | 0 | 0 | 0 | 0 | 0 | 0 | 0 | 0 | 0 | 0 | 0 | 0 | 0 | 0 | 0 | 0 | 0

## ID Solar ITC >2025 10%
Solar FINANCIALS
($ 1000s Unless Otherwise Indicated)
| Calendar Year of Fin. Close |  |  | 2020 | 2021 | 2022 | 2023 | 2024 | 2025 | 2026 | 2027 | 2028 | 2029 | 2030 | 2031 | 2032 | 2033 | 2034 | 2035 | 2036 | 2037 | 2038 | 2039 | 2040 | 2041 | 2042 | 2043 | 2044 | 2045 | 2046 | 2047 | 2048 | 2049 | 2050 | 2051 | 2052 | 2053 | 2054 | 2055 | 2056 | 2057 | 2058 | 2059 | 2060 | 2061 | 2062 | 2063 | 2064 | 2065 | 2066 | 2067 | 2068 | 2069 | 2070 | 2071 | 2072 | 2073 | 2074 | 2075
| Operating Year |  | 0 | 1 | 2 | 3 | 4 | 5 | 6 | 7 | 8 | 9 | 10 | 11 | 12 | 13 | 14 | 15 | 16 | 17 | 18 | 19 | 20 | 21 | 22 | 23 | 24 | 25 | 26 | 27 | 28 | 29 | 30 | 31 | 32 | 33 | 34 | 35 | 36 | 37 | 38 | 39 | 40 | 41 | 42 | 43 | 44 | 45 | 46 | 47 | 48 | 49 | 50 | 51 | 52 | 53 | 54 | 55 | 56
| Calendar Year | Capital Invest.
| 2020 | 549904.6031
| Gross plant |  | 2020 1: 549904.6031; 2021 2: 549904.6031; 2022 3: 549904.6031; 2023 4: 549904.6031; 2024 5: 549904.6031; 2025 6: 549904.6031; 2026 7: 549904.6031; 2027 8: 549904.6031; 2028 9: 549904.6031; 2029 10: 549904.6031; 2030 11: 549904.6031; 2031 12: 549904.6031; 2032 13: 549904.6031; 2033 14: 549904.6031; 2034 15: 549904.6031; 2035 16: 549904.6031; 2036 17: 549904.6031; 2037 18: 549904.6031; 2038 19: 549904.6031; 2039 20: 549904.6031; 2040 21: 549904.6031; 2041 22: 549904.6031; 2042 23: 549904.6031; 2043 24: 549904.6031; 2044 25: 549904.6031; 2045 26: 549904.6031; 2046 27: 549904.6031; 2047 28: 549904.6031; 2048 29: 549904.6031; 2049 30: 549904.6031
| Accumulated Deprectiation |  | 2020 1: 18330.1534; 2021 2: 36660.3069; 2022 3: 54990.4603; 2023 4: 73320.6137; 2024 5: 91650.7672; 2025 6: 109980.9206; 2026 7: 128311.0741; 2027 8: 146641.2275; 2028 9: 164971.3809; 2029 10: 183301.5344; 2030 11: 201631.6878; 2031 12: 219961.8412; 2032 13: 238291.9947; 2033 14: 256622.1481; 2034 15: 274952.3015; 2035 16: 293282.455; 2036 17: 311612.6084; 2037 18: 329942.7618; 2038 19: 348272.9153; 2039 20: 366603.0687; 2040 21: 384933.2222; 2041 22: 403263.3756; 2042 23: 421593.529; 2043 24: 439923.6825; 2044 25: 458253.8359; 2045 26: 476583.9893; 2046 27: 494914.1428; 2047 28: 513244.2962; 2048 29: 531574.4496; 2049 30: 549904.6031
| Net book value |  | 2020 1: 531574.4496; 2021 2: 513244.2962; 2022 3: 494914.1428; 2023 4: 476583.9893; 2024 5: 458253.8359; 2025 6: 439923.6825; 2026 7: 421593.529; 2027 8: 403263.3756; 2028 9: 384933.2222; 2029 10: 366603.0687; 2030 11: 348272.9153; 2031 12: 329942.7618; 2032 13: 311612.6084; 2033 14: 293282.455; 2034 15: 274952.3015; 2035 16: 256622.1481; 2036 17: 238291.9947; 2037 18: 219961.8412; 2038 19: 201631.6878; 2039 20: 183301.5344; 2040 21: 164971.3809; 2041 22: 146641.2275; 2042 23: 128311.0741; 2043 24: 109980.9206; 2044 25: 91650.7672; 2045 26: 73320.6137; 2046 27: 54990.4603; 2047 28: 36660.3069; 2048 29: 18330.1534; 2049 30: 0
| ITC |  | 2020 1: 0; 2021 2: 0; 2022 3: 0; 2023 4: 0; 2024 5: 0; 2025 6: 0; 2026 7: 0; 2027 8: 0; 2028 9: 0; 2029 10: 0; 2030 11: 0; 2031 12: 0; 2032 13: 0; 2033 14: 0; 2034 15: 0; 2035 16: 0; 2036 17: 0; 2037 18: 0; 2038 19: 0; 2039 20: 0; 2040 21: 0; 2041 22: 0; 2042 23: 0; 2043 24: 0; 2044 25: 0; 2045 26: 0; 2046 27: 0; 2047 28: 0; 2048 29: 0; 2049 30: 0
| Accumulated deffered income tax |  | 2020 1: -18284.3281; 2021 2: -49733.3723; 2022 3: -67140.0526; 2023 4: -76121.3145; 2024 5: -85102.5765; 2025 6: -87764.7747; 2026 7: -84107.909; 2027 8: -80451.0434; 2028 9: -76794.1778; 2029 10: -73137.3122; 2030 11: -69480.4466; 2031 12: -65823.581; 2032 13: -62166.7154; 2033 14: -58509.8498; 2034 15: -54852.9842; 2035 16: -51196.1185; 2036 17: -47539.2529; 2037 18: -43882.3873; 2038 19: -40225.5217; 2039 20: -36568.6561; 2040 21: -32911.7905; 2041 22: -29254.9249; 2042 23: -25598.0593; 2043 24: -21941.1937; 2044 25: -18284.3281; 2045 26: -14627.4624; 2046 27: -10970.5968; 2047 28: -7313.7312; 2048 29: -3656.8656; 2049 30: -5.457e-12
| Rate Base |  | 2020 1: 513290.1216; 2021 2: 463510.9239; 2022 3: 427774.0902; 2023 4: 400462.6748; 2024 5: 373151.2594; 2025 6: 352158.9078; 2026 7: 337485.62; 2027 8: 322812.3322; 2028 9: 308139.0443; 2029 10: 293465.7565; 2030 11: 278792.4687; 2031 12: 264119.1809; 2032 13: 249445.893; 2033 14: 234772.6052; 2034 15: 220099.3174; 2035 16: 205426.0296; 2036 17: 190752.7417; 2037 18: 176079.4539; 2038 19: 161406.1661; 2039 20: 146732.8783; 2040 21: 132059.5904; 2041 22: 117386.3026; 2042 23: 102713.0148; 2043 24: 88039.727; 2044 25: 73366.4391; 2045 26: 58693.1513; 2046 27: 44019.8635; 2047 28: 29346.5757; 2048 29: 14673.2878; 2049 30: -5.457e-12
| Average rate base |  | 2020 1: 531597.3623; 2021 2: 488400.5227; 2022 3: 445642.507; 2023 4: 414118.3825; 2024 5: 386806.9671; 2025 6: 362655.0836; 2026 7: 344822.2639; 2027 8: 330148.9761; 2028 9: 315475.6882; 2029 10: 300802.4004; 2030 11: 286129.1126; 2031 12: 271455.8248; 2032 13: 256782.5369; 2033 14: 242109.2491; 2034 15: 227435.9613; 2035 16: 212762.6735; 2036 17: 198089.3856; 2037 18: 183416.0978; 2038 19: 168742.81; 2039 20: 154069.5222; 2040 21: 139396.2343; 2041 22: 124722.9465; 2042 23: 110049.6587; 2043 24: 95376.3709; 2044 25: 80703.083; 2045 26: 66029.7952; 2046 27: 51356.5074; 2047 28: 36683.2196; 2048 29: 22009.9317; 2049 30: 7336.6439
| Pre-tax Return | 0.086076 | 2020 1: 45757.7476; 2021 2: 42039.5387; 2022 3: 38359.1019; 2023 4: 35645.6329; 2024 5: 33294.7769; 2025 6: 31215.8806; 2026 7: 29680.9037; 2027 8: 28417.8865; 2028 9: 27154.8694; 2029 10: 25891.8522; 2030 11: 24628.835; 2031 12: 23365.8178; 2032 13: 22102.8006; 2033 14: 20839.7835; 2034 15: 19576.7663; 2035 16: 18313.7491; 2036 17: 17050.7319; 2037 18: 15787.7147; 2038 19: 14524.6976; 2039 20: 13261.6804; 2040 21: 11998.6632; 2041 22: 10735.646; 2042 23: 9472.6288; 2043 24: 8209.6117; 2044 25: 6946.5945; 2045 26: 5683.5773; 2046 27: 4420.5601; 2047 28: 3157.5429; 2048 29: 1894.5258; 2049 30: 631.5086
| Book Depreciation |  | 2020 1: 18330.1534; 2021 2: 18330.1534; 2022 3: 18330.1534; 2023 4: 18330.1534; 2024 5: 18330.1534; 2025 6: 18330.1534; 2026 7: 18330.1534; 2027 8: 18330.1534; 2028 9: 18330.1534; 2029 10: 18330.1534; 2030 11: 18330.1534; 2031 12: 18330.1534; 2032 13: 18330.1534; 2033 14: 18330.1534; 2034 15: 18330.1534; 2035 16: 18330.1534; 2036 17: 18330.1534; 2037 18: 18330.1534; 2038 19: 18330.1534; 2039 20: 18330.1534; 2040 21: 18330.1534; 2041 22: 18330.1534; 2042 23: 18330.1534; 2043 24: 18330.1534; 2044 25: 18330.1534; 2045 26: 18330.1534; 2046 27: 18330.1534; 2047 28: 18330.1534; 2048 29: 18330.1534; 2049 30: 18330.1534
| Insurance |  | 2020 1: 263.4043; 2021 2: 263.4043; 2022 3: 263.4043; 2023 4: 263.4043; 2024 5: 263.4043; 2025 6: 263.4043; 2026 7: 263.4043; 2027 8: 263.4043; 2028 9: 263.4043; 2029 10: 263.4043; 2030 11: 263.4043; 2031 12: 263.4043; 2032 13: 263.4043; 2033 14: 263.4043; 2034 15: 263.4043; 2035 16: 263.4043; 2036 17: 263.4043; 2037 18: 263.4043; 2038 19: 263.4043; 2039 20: 263.4043; 2040 21: 263.4043; 2041 22: 263.4043; 2042 23: 263.4043; 2043 24: 263.4043; 2044 25: 263.4043; 2045 26: 263.4043; 2046 27: 263.4043; 2047 28: 263.4043; 2048 29: 263.4043; 2049 30: 263.4043
| ITC Amort - Grossed for Taxes |  | 2020 1: -3480.4089; 2021 2: -3480.4089; 2022 3: -3480.4089; 2023 4: -3480.4089; 2024 5: -3480.4089; 2025 6: -3480.4089; 2026 7: -3480.4089; 2027 8: -3480.4089; 2028 9: -3480.4089; 2029 10: -3480.4089; 2030 11: -3480.4089; 2031 12: -3480.4089; 2032 13: -3480.4089; 2033 14: -3480.4089; 2034 15: -3480.4089; 2035 16: -3480.4089; 2036 17: -3480.4089; 2037 18: -3480.4089; 2038 19: -3480.4089; 2039 20: -3480.4089; 2040 21: -3480.4089; 2041 22: -3480.4089; 2042 23: -3480.4089; 2043 24: -3480.4089; 2044 25: -3480.4089; 2045 26: -3480.4089; 2046 27: -3480.4089; 2047 28: -3480.4089; 2048 29: -3480.4089; 2049 30: -3480.4089
| Property Taxes |  | 2020 1: 2499.7954; 2021 2: 2499.7954; 2022 3: 2499.7954; 2023 4: 2499.7954; 2024 5: 2499.7954; 2025 6: 2499.7954; 2026 7: 2499.7954; 2027 8: 2499.7954; 2028 9: 2499.7954; 2029 10: 2499.7954; 2030 11: 2499.7954; 2031 12: 2499.7954; 2032 13: 2499.7954; 2033 14: 2499.7954; 2034 15: 2499.7954; 2035 16: 2499.7954; 2036 17: 2499.7954; 2037 18: 2499.7954; 2038 19: 2499.7954; 2039 20: 2499.7954; 2040 21: 2499.7954; 2041 22: 2499.7954; 2042 23: 2499.7954; 2043 24: 2499.7954; 2044 25: 2499.7954; 2045 26: 2499.7954; 2046 27: 2499.7954; 2047 28: 2499.7954; 2048 29: 2499.7954; 2049 30: 2499.7954
| Revenue Requirement |  | 2020 1: 63370.6919; 2021 2: 59652.4829; 2022 3: 55972.0461; 2023 4: 53258.5772; 2024 5: 50907.7212; 2025 6: 48828.8249; 2026 7: 47293.848; 2027 8: 46030.8308; 2028 9: 44767.8136; 2029 10: 43504.7964; 2030 11: 42241.7793; 2031 12: 40978.7621; 2032 13: 39715.7449; 2033 14: 38452.7277; 2034 15: 37189.7105; 2035 16: 35926.6934; 2036 17: 34663.6762; 2037 18: 33400.659; 2038 19: 32137.6418; 2039 20: 30874.6246; 2040 21: 29611.6075; 2041 22: 28348.5903; 2042 23: 27085.5731; 2043 24: 25822.5559; 2044 25: 24559.5387; 2045 26: 23296.5216; 2046 27: 22033.5044; 2047 28: 20770.4872; 2048 29: 19507.47; 2049 30: 18244.4528
| Book Depreciation |  | 2020 1: 18330.1534; 2021 2: 18330.1534; 2022 3: 18330.1534; 2023 4: 18330.1534; 2024 5: 18330.1534; 2025 6: 18330.1534; 2026 7: 18330.1534; 2027 8: 18330.1534; 2028 9: 18330.1534; 2029 10: 18330.1534; 2030 11: 18330.1534; 2031 12: 18330.1534; 2032 13: 18330.1534; 2033 14: 18330.1534; 2034 15: 18330.1534; 2035 16: 18330.1534; 2036 17: 18330.1534; 2037 18: 18330.1534; 2038 19: 18330.1534; 2039 20: 18330.1534; 2040 21: 18330.1534; 2041 22: 18330.1534; 2042 23: 18330.1534; 2043 24: 18330.1534; 2044 25: 18330.1534; 2045 26: 18330.1534; 2046 27: 18330.1534; 2047 28: 18330.1534; 2048 29: 18330.1534; 2049 30: 18330.1534
| Tax Depreciation |  | 2020 1: 109980.9206; 2021 2: 175969.473; 2022 3: 105581.6838; 2023 4: 63349.0103; 2024 5: 63349.0103; 2025 6: 31674.5051; 2026 7: 0; 2027 8: 0; 2028 9: 0; 2029 10: 0; 2030 11: 0; 2031 12: 0; 2032 13: 0; 2033 14: 0; 2034 15: 0; 2035 16: 0; 2036 17: 0; 2037 18: 0; 2038 19: 0; 2039 20: 0; 2040 21: 0; 2041 22: 0; 2042 23: 0; 2043 24: 0; 2044 25: 0; 2045 26: 0; 2046 27: 0; 2047 28: 0; 2048 29: 0; 2049 30: 0
| Difference between book and tax |  | 2020 1: -91650.7672; 2021 2: -157639.3195; 2022 3: -87251.5304; 2023 4: -45018.8568; 2024 5: -45018.8568; 2025 6: -13344.3517; 2026 7: 18330.1534; 2027 8: 18330.1534; 2028 9: 18330.1534; 2029 10: 18330.1534; 2030 11: 18330.1534; 2031 12: 18330.1534; 2032 13: 18330.1534; 2033 14: 18330.1534; 2034 15: 18330.1534; 2035 16: 18330.1534; 2036 17: 18330.1534; 2037 18: 18330.1534; 2038 19: 18330.1534; 2039 20: 18330.1534; 2040 21: 18330.1534; 2041 22: 18330.1534; 2042 23: 18330.1534; 2043 24: 18330.1534; 2044 25: 18330.1534; 2045 26: 18330.1534; 2046 27: 18330.1534; 2047 28: 18330.1534; 2048 29: 18330.1534; 2049 30: 18330.1534
| Tax rate |  | 2020 1: -19246.6611; 2021 2: -33104.2571; 2022 3: -18322.8214; 2023 4: -9453.9599; 2024 5: -9453.9599; 2025 6: -2802.3139; 2026 7: 3849.3322; 2027 8: 3849.3322; 2028 9: 3849.3322; 2029 10: 3849.3322; 2030 11: 3849.3322; 2031 12: 3849.3322; 2032 13: 3849.3322; 2033 14: 3849.3322; 2034 15: 3849.3322; 2035 16: 3849.3322; 2036 17: 3849.3322; 2037 18: 3849.3322; 2038 19: 3849.3322; 2039 20: 3849.3322; 2040 21: 3849.3322; 2041 22: 3849.3322; 2042 23: 3849.3322; 2043 24: 3849.3322; 2044 25: 3849.3322; 2045 26: 3849.3322; 2046 27: 3849.3322; 2047 28: 3849.3322; 2048 29: 3849.3322; 2049 30: 3849.3322
Depreciation Tables
|  | 5 | 2020 1: 20%; 2021 2: 32%; 2022 3: 19.2%; 2023 4: 11.52%; 2024 5: 11.52%; 2025 6: 5.76%; 2026 7: 0%; 2027 8: 0%; 2028 9: 0%; 2029 10: 0%; 2030 11: 0%; 2031 12: 0%; 2032 13: 0%; 2033 14: 0%; 2034 15: 0%; 2035 16: 0%; 2036 17: 0%; 2037 18: 0%; 2038 19: 0%; 2039 20: 0%; 2040 21: 0%
|  | 5 | 0: 1; 2020 1: 20%; 2021 2: 32%; 2022 3: 19.2%; 2023 4: 11.52%; 2024 5: 11.52%; 2025 6: 5.76%
|  | 10 | 0: 0; 2020 1: 10%; 2021 2: 18%; 2022 3: 14.4%; 2023 4: 11.52%; 2024 5: 9.22%; 2025 6: 7.37%; 2026 7: 6.55%; 2027 8: 6.55%; 2028 9: 6.56%; 2029 10: 6.55%; 2030 11: 3.28%
|  | 15 | 0: 0; 2020 1: 5%; 2021 2: 9.5%; 2022 3: 8.55%; 2023 4: 7.7%; 2024 5: 6.93%; 2025 6: 6.23%; 2026 7: 5.9%; 2027 8: 5.9%; 2028 9: 5.91%; 2029 10: 5.9%; 2030 11: 5.91%; 2031 12: 5.9%; 2032 13: 5.91%; 2033 14: 5.9%; 2034 15: 5.91%; 2035 16: 2.95%
|  | 20 | 0: 0; 2020 1: 3.75%; 2021 2: 7.219%; 2022 3: 6.677%; 2023 4: 6.177%; 2024 5: 5.713%; 2025 6: 5.285%; 2026 7: 4.888%; 2027 8: 4.522%; 2028 9: 4.462%; 2029 10: 4.461%; 2030 11: 4.462%; 2031 12: 4.461%; 2032 13: 4.462%; 2033 14: 4.461%; 2034 15: 4.462%; 2035 16: 4.461%; 2036 17: 4.462%; 2037 18: 4.461%; 2038 19: 4.462%; 2039 20: 4.461%; 2040 21: 2.231%
Revenue Requirement by vintage year
2012 $000
|  |  |  | 2020 | 2021 | 2022 | 2023 | 2024 | 2025 | 2026 | 2027 | 2028 | 2029 | 2030 | 2031 | 2032 | 2033 | 2034 | 2035 | 2036 | 2037 | 2038 | 2039 | 2040 | 2041 | 2042 | 2043 | 2044 | 2045 | 2046 | 2047 | 2048 | 2049 | 2050 | 2051 | 2052 | 2053 | 2054 | 2055 | 2056 | 2057 | 2058 | 2059 | 2060 | 2061 | 2062 | 2063 | 2064 | 2065 | 2066 | 2067 | 2068 | 2069 | 2070 | 2071 | 2072 | 2073 | 2074 | 2075
|  | 2020 | 0% | 63370.6919 | 59652.4829 | 55972.0461 | 53258.5772 | 50907.7212 | 48828.8249 | 47293.848 | 46030.8308 | 44767.8136 | 43504.7964 | 42241.7793 | 40978.7621 | 39715.7449 | 38452.7277 | 37189.7105 | 35926.6934 | 34663.6762 | 33400.659 | 32137.6418 | 30874.6246 | 29611.6075 | 28348.5903 | 27085.5731 | 25822.5559 | 24559.5387 | 23296.5216 | 22033.5044 | 20770.4872 | 19507.47 | 18244.4528 | 0 | 0 | 0 | 0 | 0 | 0 | 0 | 0 | 0 | 0 | 0 | 0 | 0 | 0 | 0 | 0 | 0 | 0 | 0 | 0 | 0 | 0 | 0 | 0 | 0 | 0
|  | 2021 | -1.845% |  | 62201.2115 | 58551.6206 | 54939.1047 | 52275.7117 | 49968.2398 | 47927.7087 | 46421.0592 | 45181.3505 | 43941.6418 | 42701.9331 | 41462.2244 | 40222.5157 | 38982.8069 | 37743.0982 | 36503.3895 | 35263.6808 | 34023.9721 | 32784.2634 | 31544.5547 | 30304.846 | 29065.1373 | 27825.4286 | 26585.7198 | 25346.0111 | 24106.3024 | 22866.5937 | 21626.885 | 20387.1763 | 19147.4676 | 17907.7589 | 0 | 0 | 0 | 0 | 0 | 0 | 0 | 0 | 0 | 0 | 0 | 0 | 0 | 0 | 0 | 0 | 0 | 0 | 0 | 0 | 0 | 0 | 0 | 0 | 0
|  | 2022 | -2.03% |  |  | 60938.5801 | 57363.0727 | 53823.8879 | 51214.5595 | 48953.9273 | 46954.8172 | 45478.7514 | 44264.2077 | 43049.664 | 41835.1203 | 40620.5767 | 39406.033 | 38191.4893 | 36976.9456 | 35762.4019 | 34547.8582 | 33333.3146 | 32118.7709 | 30904.2272 | 29689.6835 | 28475.1398 | 27260.5961 | 26046.0525 | 24831.5088 | 23616.9651 | 22402.4214 | 21187.8777 | 19973.334 | 18758.7904 | 17544.2467 | 0 | 0 | 0 | 0 | 0 | 0 | 0 | 0 | 0 | 0 | 0 | 0 | 0 | 0 | 0 | 0 | 0 | 0 | 0 | 0 | 0 | 0 | 0 | 0
|  | 2023 | -2.072% |  |  |  | 59675.9486 | 56174.5248 | 52708.671 | 50153.4072 | 47939.6147 | 45981.9257 | 44536.4436 | 43347.0649 | 42157.6862 | 40968.3076 | 39778.9289 | 38589.5503 | 37400.1716 | 36210.793 | 35021.4143 | 33832.0357 | 32642.657 | 31453.2783 | 30263.8997 | 29074.521 | 27885.1424 | 26695.7637 | 25506.3851 | 24317.0064 | 23127.6278 | 21938.2491 | 20748.8704 | 19559.4918 | 18370.1131 | 17180.7345 | 0 | 0 | 0 | 0 | 0 | 0 | 0 | 0 | 0 | 0 | 0 | 0 | 0 | 0 | 0 | 0 | 0 | 0 | 0 | 0 | 0 | 0 | 0
|  | 2024 | -2.116% |  |  |  |  | 58413.3172 | 54985.977 | 51593.4541 | 49092.2549 | 46925.3022 | 45009.0342 | 43594.1357 | 42429.9221 | 41265.7085 | 40101.4948 | 38937.2812 | 37773.0676 | 36608.854 | 35444.6403 | 34280.4267 | 33116.2131 | 31951.9994 | 30787.7858 | 29623.5722 | 28459.3586 | 27295.1449 | 26130.9313 | 24966.7177 | 23802.504 | 22638.2904 | 21474.0768 | 20309.8632 | 19145.6495 | 17981.4359 | 16817.2223 | 0 | 0 | 0 | 0 | 0 | 0 | 0 | 0 | 0 | 0 | 0 | 0 | 0 | 0 | 0 | 0 | 0 | 0 | 0 | 0 | 0 | 0
|  | 2025 | -2.162% | [5 empty] | 57150.6858 | 53797.4291 | 50478.2372 | 48031.1027 | 45910.9896 | 44036.1426 | 42651.8279 | 41512.7793 | 40373.7307 | 39234.6821 | 38095.6335 | 36956.5849 | 35817.5363 | 34678.4877 | 33539.4391 | 32400.3905 | 31261.3419 | 30122.2933 | 28983.2447 | 27844.1961 | 26705.1475 | 25566.0989 | 24427.0503 | 23288.0017 | 22148.9531 | 21009.9045 | 19870.8559 | 18731.8073 | 17592.7587 | 16453.7101 | 0 | 0 | 0 | 0 | 0 | 0 | 0 | 0 | 0 | 0 | 0 | 0 | 0 | 0 | 0 | 0 | 0 | 0 | 0 | 0 | 0
|  | 2026 | -2.209% | [6 empty] | 55888.0543 | 52608.8813 | 49363.0204 | 46969.9504 | 44896.677 | 43063.2511 | 41709.5201 | 40595.6365 | 39481.7529 | 38367.8694 | 37253.9858 | 36140.1022 | 35026.2186 | 33912.3351 | 32798.4515 | 31684.5679 | 30570.6843 | 29456.8008 | 28342.9172 | 27229.0336 | 26115.15 | 25001.2665 | 23887.3829 | 22773.4993 | 21659.6157 | 20545.7322 | 19431.8486 | 18317.965 | 17204.0815 | 16090.1979 | 0 | 0 | 0 | 0 | 0 | 0 | 0 | 0 | 0 | 0 | 0 | 0 | 0 | 0 | 0 | 0 | 0 | 0 | 0 | 0
|  | 2027 | -2.259% | [7 empty] | 54625.4229 | 51420.3334 | 48247.8035 | 45908.7981 | 43882.3645 | 42090.3596 | 40767.2123 | 39678.4937 | 38589.7752 | 37501.0566 | 36412.3381 | 35323.6195 | 34234.901 | 33146.1824 | 32057.4639 | 30968.7453 | 29880.0268 | 28791.3082 | 27702.5897 | 26613.8711 | 25525.1526 | 24436.4341 | 23347.7155 | 22258.997 | 21170.2784 | 20081.5599 | 18992.8413 | 17904.1228 | 16815.4042 | 15726.6857 | 0 | 0 | 0 | 0 | 0 | 0 | 0 | 0 | 0 | 0 | 0 | 0 | 0 | 0 | 0 | 0 | 0 | 0 | 0
|  | 2028 | -2.311% | [8 empty] | 53362.7915 | 50231.7856 | 47132.5866 | 44847.6459 | 42868.0519 | 41117.4681 | 39824.9044 | 38761.3509 | 37697.7974 | 36634.2439 | 35570.6904 | 34507.1368 | 33443.5833 | 32380.0298 | 31316.4763 | 30252.9228 | 29189.3692 | 28125.8157 | 27062.2622 | 25998.7087 | 24935.1552 | 23871.6016 | 22808.0481 | 21744.4946 | 20680.9411 | 19617.3876 | 18553.834 | 17490.2805 | 16426.727 | 15363.1735 | 0 | 0 | 0 | 0 | 0 | 0 | 0 | 0 | 0 | 0 | 0 | 0 | 0 | 0 | 0 | 0 | 0 | 0
|  | 2029 | -2.366% | [9 empty] | 52100.1601 | 49043.2377 | 46017.3698 | 43786.4936 | 41853.7393 | 40144.5765 | 38882.5966 | 37844.2081 | 36805.8196 | 35767.4311 | 34729.0426 | 33690.6541 | 32652.2656 | 31613.8772 | 30575.4887 | 29537.1002 | 28498.7117 | 27460.3232 | 26421.9347 | 25383.5462 | 24345.1577 | 23306.7692 | 22268.3807 | 21229.9922 | 20191.6037 | 19153.2152 | 18114.8268 | 17076.4383 | 16038.0498 | 14999.6613 | 0 | 0 | 0 | 0 | 0 | 0 | 0 | 0 | 0 | 0 | 0 | 0 | 0 | 0 | 0 | 0 | 0
|  | 2030 | -2.423% | [10 empty] | 50837.5286 | 47854.6899 | 44902.1529 | 42725.3413 | 40839.4268 | 39171.685 | 37940.2888 | 36927.0653 | 35913.8418 | 34900.6184 | 33887.3949 | 32874.1715 | 31860.948 | 30847.7245 | 29834.5011 | 28821.2776 | 27808.0541 | 26794.8307 | 25781.6072 | 24768.3837 | 23755.1603 | 22741.9368 | 21728.7133 | 20715.4899 | 19702.2664 | 18689.0429 | 17675.8195 | 16662.596 | 15649.3725 | 14636.1491 | 0 | 0 | 0 | 0 | 0 | 0 | 0 | 0 | 0 | 0 | 0 | 0 | 0 | 0 | 0 | 0
|  | 2031 | -1.109% | [11 empty] | 50273.9176 | 47324.1481 | 44404.3445 | 42251.6662 | 40386.6599 | 38737.4075 | 37519.6632 | 36517.6729 | 35515.6825 | 34513.6922 | 33511.7018 | 32509.7115 | 31507.7211 | 30505.7308 | 29503.7404 | 28501.7501 | 27499.7597 | 26497.7694 | 25495.779 | 24493.7887 | 23491.7983 | 22489.808 | 21487.8176 | 20485.8273 | 19483.8369 | 18481.8466 | 17479.8562 | 16477.8659 | 15475.8755 | 14473.8852 | 0 | 0 | 0 | 0 | 0 | 0 | 0 | 0 | 0 | 0 | 0 | 0 | 0 | 0 | 0
|  | 2032 | -1.121% | [12 empty] | 49710.3066 | 46793.6064 | 43906.5361 | 41777.9911 | 39933.893 | 38303.1301 | 37099.0376 | 36108.2804 | 35117.5232 | 34126.7659 | 33136.0087 | 32145.2515 | 31154.4942 | 30163.737 | 29172.9798 | 28182.2225 | 27191.4653 | 26200.7081 | 25209.9509 | 24219.1936 | 23228.4364 | 22237.6792 | 21246.9219 | 20256.1647 | 19265.4075 | 18274.6502 | 17283.893 | 16293.1358 | 15302.3785 | 14311.6213 | 0 | 0 | 0 | 0 | 0 | 0 | 0 | 0 | 0 | 0 | 0 | 0 | 0 | 0
|  | 2033 | -1.134% | [13 empty] | 49146.6956 | 46263.0647 | 43408.7277 | 41304.3159 | 39481.126 | 37868.8526 | 36678.412 | 35698.8879 | 34719.3638 | 33739.8397 | 32760.3156 | 31780.7915 | 30801.2674 | 29821.7433 | 28842.2191 | 27862.695 | 26883.1709 | 25903.6468 | 24924.1227 | 23944.5986 | 22965.0745 | 21985.5503 | 21006.0262 | 20026.5021 | 19046.978 | 18067.4539 | 17087.9298 | 16108.4057 | 15128.8815 | 14149.3574 | 0 | 0 | 0 | 0 | 0 | 0 | 0 | 0 | 0 | 0 | 0 | 0 | 0
|  | 2034 | -1.147% | [14 empty] | 48583.0846 | 45732.523 | 42910.9194 | 40830.6408 | 39028.3591 | 37434.5751 | 36257.7865 | 35289.4955 | 34321.2045 | 33352.9135 | 32384.6225 | 31416.3315 | 30448.0405 | 29479.7495 | 28511.4585 | 27543.1675 | 26574.8765 | 25606.5855 | 24638.2945 | 23670.0035 | 22701.7125 | 21733.4215 | 20765.1305 | 19796.8395 | 18828.5485 | 17860.2575 | 16891.9665 | 15923.6755 | 14955.3845 | 13987.0935 | 0 | 0 | 0 | 0 | 0 | 0 | 0 | 0 | 0 | 0 | 0 | 0
|  | 2035 | -1.16% | [15 empty] | 48019.4735 | 45201.9812 | 42413.111 | 40356.9657 | 38575.5922 | 37000.2977 | 35837.1609 | 34880.103 | 33923.0451 | 32965.9873 | 32008.9294 | 31051.8715 | 30094.8136 | 29137.7557 | 28180.6979 | 27223.64 | 26266.5821 | 25309.5242 | 24352.4663 | 23395.4085 | 22438.3506 | 21481.2927 | 20524.2348 | 19567.1769 | 18610.1191 | 17653.0612 | 16696.0033 | 15738.9454 | 14781.8875 | 13824.8297 | 0 | 0 | 0 | 0 | 0 | 0 | 0 | 0 | 0 | 0 | 0
|  | 2036 | -1.174% | [16 empty] | 47455.8625 | 44671.4395 | 41915.3026 | 39883.2905 | 38122.8253 | 36566.0202 | 35416.5353 | 34470.7106 | 33524.8858 | 32579.061 | 31633.2363 | 30687.4115 | 29741.5867 | 28795.762 | 27849.9372 | 26904.1125 | 25958.2877 | 25012.4629 | 24066.6382 | 23120.8134 | 22174.9886 | 21229.1639 | 20283.3391 | 19337.5144 | 18391.6896 | 17445.8648 | 16500.0401 | 15554.2153 | 14608.3905 | 13662.5658 | 0 | 0 | 0 | 0 | 0 | 0 | 0 | 0 | 0 | 0
|  | 2037 | -1.188% | [17 empty] | 46892.2515 | 44140.8978 | 41417.4942 | 39409.6154 | 37670.0584 | 36131.7427 | 34995.9097 | 34061.3181 | 33126.7265 | 32192.1348 | 31257.5432 | 30322.9515 | 29388.3599 | 28453.7682 | 27519.1766 | 26584.5849 | 25649.9933 | 24715.4016 | 23780.81 | 22846.2183 | 21911.6267 | 20977.0351 | 20042.4434 | 19107.8518 | 18173.2601 | 17238.6685 | 16304.0768 | 15369.4852 | 14434.8935 | 13500.3019 | 0 | 0 | 0 | 0 | 0 | 0 | 0 | 0 | 0
|  | 2038 | -1.202% | [18 empty] | 46328.6405 | 43610.356 | 40919.6858 | 38935.9403 | 37217.2915 | 35697.4653 | 34575.2842 | 33651.9256 | 32728.5671 | 31805.2086 | 30881.8501 | 29958.4915 | 29035.133 | 28111.7745 | 27188.4159 | 26265.0574 | 25341.6989 | 24418.3404 | 23494.9818 | 22571.6233 | 21648.2648 | 20724.9062 | 19801.5477 | 18878.1892 | 17954.8306 | 17031.4721 | 16108.1136 | 15184.7551 | 14261.3965 | 13338.038 | 0 | 0 | 0 | 0 | 0 | 0 | 0 | 0
|  | 2039 | -1.217% | [19 empty] | 45765.0295 | 43079.8143 | 40421.8774 | 38462.2651 | 36764.5246 | 35263.1878 | 34154.6586 | 33242.5332 | 32330.4078 | 31418.2824 | 30506.1569 | 29594.0315 | 28681.9061 | 27769.7807 | 26857.6553 | 25945.5299 | 25033.4045 | 24121.2791 | 23209.1536 | 22297.0282 | 21384.9028 | 20472.7774 | 19560.652 | 18648.5266 | 17736.4012 | 16824.2758 | 15912.1504 | 15000.0249 | 14087.8995 | 13175.7741 | 0 | 0 | 0 | 0 | 0 | 0 | 0
|  | 2040 | -1.232% | [20 empty] | 45201.4184 | 42549.2726 | 39924.069 | 37988.59 | 36311.7577 | 34828.9103 | 33734.033 | 32833.1407 | 31932.2484 | 31031.3561 | 30130.4638 | 29229.5715 | 28328.6792 | 27427.787 | 26526.8947 | 25626.0024 | 24725.1101 | 23824.2178 | 22923.3255 | 22022.4332 | 21121.5409 | 20220.6486 | 19319.7563 | 18418.864 | 17517.9717 | 16617.0794 | 15716.1871 | 14815.2948 | 13914.4025 | 13013.5102 | 0 | 0 | 0 | 0 | 0 | 0
|  | 2041 | -1.081% | [21 empty] | 44712.7545 | 42089.2804 | 39492.4575 | 37577.9025 | 35919.1981 | 34452.3816 | 33369.3408 | 32478.1878 | 31587.0349 | 30695.882 | 29804.7291 | 28913.5762 | 28022.4233 | 27131.2703 | 26240.1174 | 25348.9645 | 24457.8116 | 23566.6587 | 22675.5057 | 21784.3528 | 20893.1999 | 20002.047 | 19110.8941 | 18219.7411 | 17328.5882 | 16437.4353 | 15546.2824 | 14655.1295 | 13763.9766 | 12872.8236 | 0 | 0 | 0 | 0 | 0
|  | 2042 | -1.093% | [22 empty] | 44224.0905 | 41629.2883 | 39060.8459 | 37167.2151 | 35526.6386 | 34075.8528 | 33004.6485 | 32123.235 | 31241.8214 | 30360.4079 | 29478.9943 | 28597.5808 | 27716.1673 | 26834.7537 | 25953.3402 | 25071.9266 | 24190.5131 | 23309.0996 | 22427.686 | 21546.2725 | 20664.8589 | 19783.4454 | 18902.0318 | 18020.6183 | 17139.2048 | 16257.7912 | 15376.3777 | 14494.9641 | 13613.5506 | 12732.137 | 0 | 0 | 0 | 0
|  | 2043 | -1.105% | 2043: 43735.4265; 2044: 41169.2962; 2045: 38629.2344; 2046: 36756.5276; 2047: 35134.079; 2048: 33699.324; 2049: 32639.9563; 2050: 31768.2821; 2051: 30896.6079; 2052: 30024.9338; 2053: 29153.2596; 2054: 28281.5854; 2055: 27409.9113; 2056: 26538.2371; 2057: 25666.5629; 2058: 24794.8888; 2059: 23923.2146; 2060: 23051.5404; 2061: 22179.8663; 2062: 21308.1921; 2063: 20436.5179; 2064: 19564.8438; 2065: 18693.1696; 2066: 17821.4954; 2067: 16949.8213; 2068: 16078.1471; 2069: 15206.4729; 2070: 14334.7988; 2071: 13463.1246; 2072: 12591.4504; 2073: 0; 2074: 0; 2075: 0
|  | 2044 | -1.117% | 2044: 43246.7625; 2045: 40709.304; 2046: 38197.6228; 2047: 36345.8402; 2048: 34741.5195; 2049: 33322.7953; 2050: 32275.264; 2051: 31413.3292; 2052: 30551.3944; 2053: 29689.4597; 2054: 28827.5249; 2055: 27965.5901; 2056: 27103.6553; 2057: 26241.7205; 2058: 25379.7857; 2059: 24517.8509; 2060: 23655.9161; 2061: 22793.9813; 2062: 21932.0465; 2063: 21070.1117; 2064: 20208.177; 2065: 19346.2422; 2066: 18484.3074; 2067: 17622.3726; 2068: 16760.4378; 2069: 15898.503; 2070: 15036.5682; 2071: 14174.6334; 2072: 13312.6986; 2073: 12450.7638; 2074: 0; 2075: 0
|  | 2045 | -1.13% | 2045: 42758.0985; 2046: 40249.3119; 2047: 37766.0113; 2048: 35935.1527; 2049: 34348.9599; 2050: 32946.2665; 2051: 31910.5718; 2052: 31058.3764; 2053: 30206.1809; 2054: 29353.9855; 2055: 28501.7901; 2056: 27649.5947; 2057: 26797.3993; 2058: 25945.2039; 2059: 25093.0085; 2060: 24240.813; 2061: 23388.6176; 2062: 22536.4222; 2063: 21684.2268; 2064: 20832.0314; 2065: 19979.836; 2066: 19127.6406; 2067: 18275.4451; 2068: 17423.2497; 2069: 16571.0543; 2070: 15718.8589; 2071: 14866.6635; 2072: 14014.4681; 2073: 13162.2727; 2074: 12310.0772; 2075: 0
|  | 2046 | -1.143% | 2046: 42269.4345; 2047: 39789.3197; 2048: 37334.3997; 2049: 35524.4653; 2050: 33956.4004; 2051: 32569.7378; 2052: 31545.8795; 2053: 30703.4235; 2054: 29860.9674; 2055: 29018.5114; 2056: 28176.0554; 2057: 27333.5993; 2058: 26491.1433; 2059: 25648.6873; 2060: 24806.2312; 2061: 23963.7752; 2062: 23121.3191; 2063: 22278.8631; 2064: 21436.4071; 2065: 20593.951; 2066: 19751.495; 2067: 18909.039; 2068: 18066.5829; 2069: 17224.1269; 2070: 16381.6708; 2071: 15539.2148; 2072: 14696.7588; 2073: 13854.3027; 2074: 13011.8467; 2075: 12169.3907 | 0 | 0 | 0 | 0
|  | 2047 | -1.156% | 2047: 41780.7706; 2048: 39329.3276; 2049: 36902.7881; 2050: 35113.7778; 2051: 33563.8409; 2052: 32193.209; 2053: 31181.1873; 2054: 30348.4706; 2055: 29515.754; 2056: 28683.0373; 2057: 27850.3206; 2058: 27017.604; 2059: 26184.8873; 2060: 25352.1706; 2061: 24519.454; 2062: 23686.7373; 2063: 22854.0207; 2064: 22021.304; 2065: 21188.5873; 2066: 20355.8707; 2067: 19523.154; 2068: 18690.4373; 2069: 17857.7207; 2070: 17025.004; 2071: 16192.2874; 2072: 15359.5707; 2073: 14526.854; 2074: 13694.1374; 2075: 12861.4207 | 12028.7041 | 0 | 0 | 0
|  | 2048 | -1.17% | 2048: 41292.1066; 2049: 38869.3355; 2050: 36471.1766; 2051: 34703.0903; 2052: 33171.2813; 2053: 31816.6802; 2054: 30816.495; 2055: 29993.5177; 2056: 29170.5405; 2057: 28347.5632; 2058: 27524.5859; 2059: 26701.6086; 2060: 25878.6313; 2061: 25055.654; 2062: 24232.6767; 2063: 23409.6995; 2064: 22586.7222; 2065: 21763.7449; 2066: 20940.7676; 2067: 20117.7903; 2068: 19294.813; 2069: 18471.8357; 2070: 17648.8585; 2071: 16825.8812; 2072: 16002.9039; 2073: 15179.9266; 2074: 14356.9493; 2075: 13533.972 | 12710.9947 | 11888.0175 | 0 | 0
|  | 2049 | -1.183% | 2049: 40803.4426; 2050: 38409.3433; 2051: 36039.565; 2052: 34292.4029; 2053: 32778.7218; 2054: 31440.1515; 2055: 30451.8028; 2056: 29638.5649; 2057: 28825.327; 2058: 28012.089; 2059: 27198.8511; 2060: 26385.6132; 2061: 25572.3753; 2062: 24759.1374; 2063: 23945.8995; 2064: 23132.6616; 2065: 22319.4237; 2066: 21506.1858; 2067: 20692.9479; 2068: 19879.71; 2069: 19066.472; 2070: 18253.2341; 2071: 17439.9962; 2072: 16626.7583; 2073: 15813.5204; 2074: 15000.2825; 2075: 14187.0446 | 13373.8067 | 12560.5688 | 11747.3309 | 0
|  | 2050 | -1.198% | 2050: 40314.7786; 2051: 37949.3512; 2052: 35607.9535; 2053: 33881.7154; 2054: 32386.1622; 2055: 31063.6227; 2056: 30087.1105; 2057: 29283.612; 2058: 28480.1135; 2059: 27676.6149; 2060: 26873.1164; 2061: 26069.6179; 2062: 25266.1193; 2063: 24462.6208; 2064: 23659.1223; 2065: 22855.6237; 2066: 22052.1252; 2067: 21248.6267; 2068: 20445.1281; 2069: 19641.6296; 2070: 18838.1311; 2071: 18034.6325; 2072: 17231.134; 2073: 16427.6355; 2074: 15624.1369; 2075: 14820.6384 | 14017.1399 | 13213.6413 | 12410.1428 | 11606.6443
Revenue Requirement by vintage year
2012 $/MW-wk
| Aurora Input |  | Levelized Cost | 2020 | 2021 | 2022 | 2023 | 2024 | 2025 | 2026 | 2027 | 2028 | 2029 | 2030 | 2031 | 2032 | 2033 | 2034 | 2035 | 2036 | 2037 | 2038 | 2039 | 2040 | 2041 | 2042 | 2043 | 2044 | 2045 | 2046 | 2047 | 2048 | 2049 | 2050 | 2051 | 2052 | 2053 | 2054 | 2055 | 2056 | 2057 | 2058 | 2059 | 2060 | 2061 | 2062 | 2063 | 2064 | 2065 | 2066 | 2067 | 2068 | 2069 | 2070 | 2071 | 2072 | 2073 | 2074 | 2075
|  | 2020 | 2001.3775 | 3046.6679 | 2867.9078 | 2690.9638 | 2560.5085 | 2447.4866 | 2347.5397 | 2273.7427 | 2213.0207 | 2152.2987 | 2091.5768 | 2030.8548 | 1970.1328 | 1909.4108 | 1848.6888 | 1787.9669 | 1727.2449 | 1666.5229 | 1605.8009 | 1545.0789 | 1484.357 | 1423.635 | 1362.913 | 1302.191 | 1241.469 | 1180.7471 | 1120.0251 | 1059.3031 | 998.5811 | 937.8591 | 877.1372 | 0 | 0 | 0 | 0 | 0 | 0 | 0 | 0 | 0 | 0 | 0 | 0 | 0 | 0 | 0 | 0 | 0 | 0 | 0 | 0 | 0 | 0 | 0 | 0 | 0 | 0
|  | 2021 | 1964.4429 |  | 2990.4429 | 2814.9818 | 2641.3031 | 2513.2554 | 2402.3192 | 2304.2168 | 2231.7817 | 2172.1803 | 2112.5789 | 2052.9776 | 1993.3762 | 1933.7748 | 1874.1734 | 1814.572 | 1754.9707 | 1695.3693 | 1635.7679 | 1576.1665 | 1516.5651 | 1456.9637 | 1397.3624 | 1337.761 | 1278.1596 | 1218.5582 | 1158.9568 | 1099.3555 | 1039.7541 | 980.1527 | 920.5513 | 860.9499 | 0 | 0 | 0 | 0 | 0 | 0 | 0 | 0 | 0 | 0 | 0 | 0 | 0 | 0 | 0 | 0 | 0 | 0 | 0 | 0 | 0 | 0 | 0 | 0 | 0
|  | 2022 | 1924.5664 |  |  | 2929.7394 | 2757.84 | 2587.6869 | 2462.2384 | 2353.5542 | 2257.4431 | 2186.4784 | 2128.0869 | 2069.6954 | 2011.3039 | 1952.9123 | 1894.5208 | 1836.1293 | 1777.7378 | 1719.3462 | 1660.9547 | 1602.5632 | 1544.1717 | 1485.7802 | 1427.3886 | 1368.9971 | 1310.6056 | 1252.2141 | 1193.8225 | 1135.431 | 1077.0395 | 1018.648 | 960.2564 | 901.8649 | 843.4734 | 0 | 0 | 0 | 0 | 0 | 0 | 0 | 0 | 0 | 0 | 0 | 0 | 0 | 0 | 0 | 0 | 0 | 0 | 0 | 0 | 0 | 0 | 0 | 0
|  | 2023 | 1884.6899 |  |  |  | 2869.036 | 2700.6983 | 2534.0707 | 2411.2215 | 2304.7892 | 2210.6695 | 2141.1752 | 2083.9935 | 2026.8118 | 1969.6302 | 1912.4485 | 1855.2668 | 1798.0852 | 1740.9035 | 1683.7218 | 1626.5402 | 1569.3585 | 1512.1768 | 1454.9952 | 1397.8135 | 1340.6318 | 1283.4502 | 1226.2685 | 1169.0868 | 1111.9052 | 1054.7235 | 997.5418 | 940.3602 | 883.1785 | 825.9968 | 0 | 0 | 0 | 0 | 0 | 0 | 0 | 0 | 0 | 0 | 0 | 0 | 0 | 0 | 0 | 0 | 0 | 0 | 0 | 0 | 0 | 0 | 0
|  | 2024 | 1844.8134 |  |  |  |  | 2808.3326 | 2643.5566 | 2480.4545 | 2360.2046 | 2256.0241 | 2163.8959 | 2095.8719 | 2039.9001 | 1983.9283 | 1927.9565 | 1871.9847 | 1816.0129 | 1760.0411 | 1704.0692 | 1648.0974 | 1592.1256 | 1536.1538 | 1480.182 | 1424.2102 | 1368.2384 | 1312.2666 | 1256.2948 | 1200.323 | 1144.3512 | 1088.3793 | 1032.4075 | 976.4357 | 920.4639 | 864.4921 | 808.5203 | 0 | 0 | 0 | 0 | 0 | 0 | 0 | 0 | 0 | 0 | 0 | 0 | 0 | 0 | 0 | 0 | 0 | 0 | 0 | 0 | 0 | 0
|  | 2025 | 1804.9369 | [5 empty] | 2747.6291 | 2586.4149 | 2426.8383 | 2309.1876 | 2207.2591 | 2117.1222 | 2050.5686 | 1995.8067 | 1941.0447 | 1886.2828 | 1831.5208 | 1776.7589 | 1721.9969 | 1667.235 | 1612.473 | 1557.7111 | 1502.9491 | 1448.1872 | 1393.4252 | 1338.6633 | 1283.9013 | 1229.1394 | 1174.3774 | 1119.6155 | 1064.8535 | 1010.0916 | 955.3296 | 900.5677 | 845.8057 | 791.0438 | 0 | 0 | 0 | 0 | 0 | 0 | 0 | 0 | 0 | 0 | 0 | 0 | 0 | 0 | 0 | 0 | 0 | 0 | 0 | 0 | 0
|  | 2026 | 1765.0604 | [6 empty] | 2686.9257 | 2529.2731 | 2373.2221 | 2258.1707 | 2158.4941 | 2070.3486 | 2005.2654 | 1951.7133 | 1898.1612 | 1844.6091 | 1791.057 | 1737.5049 | 1683.9528 | 1630.4007 | 1576.8486 | 1523.2965 | 1469.7444 | 1416.1923 | 1362.6402 | 1309.0882 | 1255.5361 | 1201.984 | 1148.4319 | 1094.8798 | 1041.3277 | 987.7756 | 934.2235 | 880.6714 | 827.1193 | 773.5672 | 0 | 0 | 0 | 0 | 0 | 0 | 0 | 0 | 0 | 0 | 0 | 0 | 0 | 0 | 0 | 0 | 0 | 0 | 0 | 0
|  | 2027 | 1725.1838 | [7 empty] | 2626.2223 | 2472.1314 | 2319.6059 | 2207.1538 | 2109.7291 | 2023.575 | 1959.9621 | 1907.6199 | 1855.2777 | 1802.9354 | 1750.5932 | 1698.2509 | 1645.9087 | 1593.5665 | 1541.2242 | 1488.882 | 1436.5397 | 1384.1975 | 1331.8553 | 1279.513 | 1227.1708 | 1174.8286 | 1122.4863 | 1070.1441 | 1017.8018 | 965.4596 | 913.1174 | 860.7751 | 808.4329 | 756.0907 | 0 | 0 | 0 | 0 | 0 | 0 | 0 | 0 | 0 | 0 | 0 | 0 | 0 | 0 | 0 | 0 | 0 | 0 | 0
|  | 2028 | 1685.3073 | [8 empty] | 2565.5188 | 2414.9897 | 2265.9897 | 2156.1368 | 2060.964 | 1976.8013 | 1914.6589 | 1863.5265 | 1812.3941 | 1761.2617 | 1710.1293 | 1658.997 | 1607.8646 | 1556.7322 | 1505.5998 | 1454.4674 | 1403.3351 | 1352.2027 | 1301.0703 | 1249.9379 | 1198.8055 | 1147.6732 | 1096.5408 | 1045.4084 | 994.276 | 943.1436 | 892.0113 | 840.8789 | 789.7465 | 738.6141 | 0 | 0 | 0 | 0 | 0 | 0 | 0 | 0 | 0 | 0 | 0 | 0 | 0 | 0 | 0 | 0 | 0 | 0
|  | 2029 | 1645.4308 | [9 empty] | 2504.8154 | 2357.848 | 2212.3735 | 2105.1199 | 2012.199 | 1930.0277 | 1869.3556 | 1819.4331 | 1769.5106 | 1719.588 | 1669.6655 | 1619.743 | 1569.8205 | 1519.8979 | 1469.9754 | 1420.0529 | 1370.1304 | 1320.2078 | 1270.2853 | 1220.3628 | 1170.4403 | 1120.5178 | 1070.5952 | 1020.6727 | 970.7502 | 920.8277 | 870.9051 | 820.9826 | 771.0601 | 721.1376 | 0 | 0 | 0 | 0 | 0 | 0 | 0 | 0 | 0 | 0 | 0 | 0 | 0 | 0 | 0 | 0 | 0
|  | 2030 | 1605.5543 | [10 empty] | 2444.112 | 2300.7062 | 2158.7574 | 2054.1029 | 1963.434 | 1883.2541 | 1824.0523 | 1775.3397 | 1726.627 | 1677.9143 | 1629.2017 | 1580.489 | 1531.7763 | 1483.0637 | 1434.351 | 1385.6383 | 1336.9257 | 1288.213 | 1239.5003 | 1190.7877 | 1142.075 | 1093.3623 | 1044.6497 | 995.937 | 947.2243 | 898.5117 | 849.799 | 801.0863 | 752.3737 | 703.661 | 0 | 0 | 0 | 0 | 0 | 0 | 0 | 0 | 0 | 0 | 0 | 0 | 0 | 0 | 0 | 0
|  | 2031 | 1587.7543 | [11 empty] | 2417.0153 | 2275.1994 | 2134.8243 | 2031.3301 | 1941.6663 | 1862.3754 | 1803.83 | 1755.6573 | 1707.4847 | 1659.3121 | 1611.1395 | 1562.9669 | 1514.7943 | 1466.6217 | 1418.4491 | 1370.2764 | 1322.1038 | 1273.9312 | 1225.7586 | 1177.586 | 1129.4134 | 1081.2408 | 1033.0682 | 984.8955 | 936.7229 | 888.5503 | 840.3777 | 792.2051 | 744.0325 | 695.8599 | 0 | 0 | 0 | 0 | 0 | 0 | 0 | 0 | 0 | 0 | 0 | 0 | 0 | 0 | 0
|  | 2032 | 1569.9543 | [12 empty] | 2389.9186 | 2249.6926 | 2110.8912 | 2008.5573 | 1919.8987 | 1841.4966 | 1783.6076 | 1735.975 | 1688.3425 | 1640.7099 | 1593.0773 | 1545.4448 | 1497.8122 | 1450.1797 | 1402.5471 | 1354.9145 | 1307.282 | 1259.6494 | 1212.0169 | 1164.3843 | 1116.7517 | 1069.1192 | 1021.4866 | 973.8541 | 926.2215 | 878.589 | 830.9564 | 783.3238 | 735.6913 | 688.0587 | 0 | 0 | 0 | 0 | 0 | 0 | 0 | 0 | 0 | 0 | 0 | 0 | 0 | 0
|  | 2033 | 1552.1543 | [13 empty] | 2362.8219 | 2224.1858 | 2086.9581 | 1985.7844 | 1898.1311 | 1820.6179 | 1763.3852 | 1716.2927 | 1669.2002 | 1622.1077 | 1575.0152 | 1527.9227 | 1480.8302 | 1433.7377 | 1386.6452 | 1339.5526 | 1292.4601 | 1245.3676 | 1198.2751 | 1151.1826 | 1104.0901 | 1056.9976 | 1009.9051 | 962.8126 | 915.7201 | 868.6276 | 821.5351 | 774.4426 | 727.3501 | 680.2576 | 0 | 0 | 0 | 0 | 0 | 0 | 0 | 0 | 0 | 0 | 0 | 0 | 0
|  | 2034 | 1534.3543 | [14 empty] | 2335.7252 | 2198.679 | 2063.025 | 1963.0116 | 1876.3634 | 1799.7392 | 1743.1628 | 1696.6104 | 1650.0579 | 1603.5055 | 1556.953 | 1510.4006 | 1463.8481 | 1417.2956 | 1370.7432 | 1324.1907 | 1277.6383 | 1231.0858 | 1184.5334 | 1137.9809 | 1091.4285 | 1044.876 | 998.3236 | 951.7711 | 905.2187 | 858.6662 | 812.1138 | 765.5613 | 719.0089 | 672.4564 | 0 | 0 | 0 | 0 | 0 | 0 | 0 | 0 | 0 | 0 | 0 | 0
|  | 2035 | 1516.5543 | [15 empty] | 2308.6285 | 2173.1722 | 2039.0919 | 1940.2387 | 1854.5958 | 1778.8605 | 1722.9404 | 1676.928 | 1630.9156 | 1584.9032 | 1538.8908 | 1492.8784 | 1446.866 | 1400.8536 | 1354.8412 | 1308.8288 | 1262.8164 | 1216.804 | 1170.7917 | 1124.7793 | 1078.7669 | 1032.7545 | 986.7421 | 940.7297 | 894.7173 | 848.7049 | 802.6925 | 756.6801 | 710.6677 | 664.6553 | 0 | 0 | 0 | 0 | 0 | 0 | 0 | 0 | 0 | 0 | 0
|  | 2036 | 1498.7543 | [16 empty] | 2281.5319 | 2147.6654 | 2015.1588 | 1917.4659 | 1832.8281 | 1757.9817 | 1702.718 | 1657.2457 | 1611.7734 | 1566.301 | 1520.8287 | 1475.3563 | 1429.884 | 1384.4116 | 1338.9393 | 1293.4669 | 1247.9946 | 1202.5223 | 1157.0499 | 1111.5776 | 1066.1052 | 1020.6329 | 975.1605 | 929.6882 | 884.2158 | 838.7435 | 793.2712 | 747.7988 | 702.3265 | 656.8541 | 0 | 0 | 0 | 0 | 0 | 0 | 0 | 0 | 0 | 0
|  | 2037 | 1480.9543 | [17 empty] | 2254.4352 | 2122.1585 | 1991.2257 | 1894.693 | 1811.0605 | 1737.103 | 1682.4957 | 1637.5634 | 1592.6311 | 1547.6988 | 1502.7665 | 1457.8342 | 1412.9019 | 1367.9696 | 1323.0373 | 1278.105 | 1233.1728 | 1188.2405 | 1143.3082 | 1098.3759 | 1053.4436 | 1008.5113 | 963.579 | 918.6467 | 873.7144 | 828.7821 | 783.8498 | 738.9176 | 693.9853 | 649.053 | 0 | 0 | 0 | 0 | 0 | 0 | 0 | 0 | 0
|  | 2038 | 1463.1543 | [18 empty] | 2227.3385 | 2096.6517 | 1967.2926 | 1871.9202 | 1789.2929 | 1716.2243 | 1662.2733 | 1617.881 | 1573.4888 | 1529.0966 | 1484.7043 | 1440.3121 | 1395.9199 | 1351.5276 | 1307.1354 | 1262.7431 | 1218.3509 | 1173.9587 | 1129.5664 | 1085.1742 | 1040.782 | 996.3897 | 951.9975 | 907.6052 | 863.213 | 818.8208 | 774.4285 | 730.0363 | 685.6441 | 641.2518 | 0 | 0 | 0 | 0 | 0 | 0 | 0 | 0
|  | 2039 | 1445.3543 | [19 empty] | 2200.2418 | 2071.1449 | 1943.3595 | 1849.1474 | 1767.5252 | 1695.3456 | 1642.0509 | 1598.1987 | 1554.3465 | 1510.4943 | 1466.6422 | 1422.79 | 1378.9378 | 1335.0856 | 1291.2334 | 1247.3812 | 1203.5291 | 1159.6769 | 1115.8247 | 1071.9725 | 1028.1203 | 984.2681 | 940.416 | 896.5638 | 852.7116 | 808.8594 | 765.0072 | 721.155 | 677.3029 | 633.4507 | 0 | 0 | 0 | 0 | 0 | 0 | 0
|  | 2040 | 1427.5543 | [20 empty] | 2173.1451 | 2045.6381 | 1919.4264 | 1826.3745 | 1745.7576 | 1674.4668 | 1621.8285 | 1578.5164 | 1535.2043 | 1491.8921 | 1448.58 | 1405.2679 | 1361.9557 | 1318.6436 | 1275.3315 | 1232.0193 | 1188.7072 | 1145.3951 | 1102.083 | 1058.7708 | 1015.4587 | 972.1466 | 928.8344 | 885.5223 | 842.2102 | 798.898 | 755.5859 | 712.2738 | 668.9617 | 625.6495 | 0 | 0 | 0 | 0 | 0 | 0
|  | 2041 | 1412.1213 | [21 empty] | 2149.6517 | 2023.5231 | 1898.6758 | 1806.6299 | 1726.8845 | 1656.3645 | 1604.2952 | 1561.4513 | 1518.6074 | 1475.7636 | 1432.9197 | 1390.0758 | 1347.2319 | 1304.388 | 1261.5441 | 1218.7002 | 1175.8563 | 1133.0124 | 1090.1685 | 1047.3247 | 1004.4808 | 961.6369 | 918.793 | 875.9491 | 833.1052 | 790.2613 | 747.4174 | 704.5735 | 661.7296 | 618.8858 | 0 | 0 | 0 | 0 | 0
|  | 2042 | 1396.6882 | [22 empty] | 2126.1582 | 2001.4081 | 1877.9253 | 1786.8853 | 1708.0115 | 1638.2622 | 1586.7619 | 1544.3863 | 1502.0106 | 1459.635 | 1417.2593 | 1374.8837 | 1332.508 | 1290.1324 | 1247.7567 | 1205.3811 | 1163.0054 | 1120.6298 | 1078.2541 | 1035.8785 | 993.5028 | 951.1272 | 908.7515 | 866.3759 | 824.0002 | 781.6246 | 739.2489 | 696.8733 | 654.4976 | 612.122 | 0 | 0 | 0 | 0
|  | 2043 | 1381.2552 | 2043: 2102.6647; 2044: 1979.2931; 2045: 1857.1747; 2046: 1767.1408; 2047: 1689.1384; 2048: 1620.1598; 2049: 1569.2287; 2050: 1527.3213; 2051: 1485.4138; 2052: 1443.5064; 2053: 1401.599; 2054: 1359.6916; 2055: 1317.7842; 2056: 1275.8768; 2057: 1233.9694; 2058: 1192.062; 2059: 1150.1545; 2060: 1108.2471; 2061: 1066.3397; 2062: 1024.4323; 2063: 982.5249; 2064: 940.6175; 2065: 898.7101; 2066: 856.8027; 2067: 814.8953; 2068: 772.9878; 2069: 731.0804; 2070: 689.173; 2071: 647.2656; 2072: 605.3582; 2073: 0; 2074: 0; 2075: 0
|  | 2044 | 1365.8222 | 2044: 2079.1713; 2045: 1957.1781; 2046: 1836.4242; 2047: 1747.3962; 2048: 1670.2654; 2049: 1602.0575; 2050: 1551.6954; 2051: 1510.2562; 2052: 1468.817; 2053: 1427.3779; 2054: 1385.9387; 2055: 1344.4995; 2056: 1303.0603; 2057: 1261.6212; 2058: 1220.182; 2059: 1178.7428; 2060: 1137.3037; 2061: 1095.8645; 2062: 1054.4253; 2063: 1012.9861; 2064: 971.547; 2065: 930.1078; 2066: 888.6686; 2067: 847.2295; 2068: 805.7903; 2069: 764.3511; 2070: 722.9119; 2071: 681.4728; 2072: 640.0336; 2073: 598.5944; 2074: 0; 2075: 0
|  | 2045 | 1350.3892 | 2045: 2055.6778; 2046: 1935.0631; 2047: 1815.6736; 2048: 1727.6516; 2049: 1651.3923; 2050: 1583.9551; 2051: 1534.1621; 2052: 1493.1912; 2053: 1452.2202; 2054: 1411.2493; 2055: 1370.2784; 2056: 1329.3074; 2057: 1288.3365; 2058: 1247.3656; 2059: 1206.3946; 2060: 1165.4237; 2061: 1124.4528; 2062: 1083.4818; 2063: 1042.5109; 2064: 1001.54; 2065: 960.569; 2066: 919.5981; 2067: 878.6272; 2068: 837.6562; 2069: 796.6853; 2070: 755.7144; 2071: 714.7434; 2072: 673.7725; 2073: 632.8016; 2074: 591.8306; 2075: 0 | 0 | 0 | 0 | 0
|  | 2046 | 1334.9562 | 2046: 2032.1844; 2047: 1912.9481; 2048: 1794.9231; 2049: 1707.907; 2050: 1632.5193; 2051: 1565.8528; 2052: 1516.6288; 2053: 1476.1261; 2054: 1435.6234; 2055: 1395.1207; 2056: 1354.618; 2057: 1314.1154; 2058: 1273.6127; 2059: 1233.11; 2060: 1192.6073; 2061: 1152.1046; 2062: 1111.6019; 2063: 1071.0992; 2064: 1030.5965; 2065: 990.0938; 2066: 949.5911; 2067: 909.0884; 2068: 868.5857; 2069: 828.083; 2070: 787.5803; 2071: 747.0776; 2072: 706.5749; 2073: 666.0722; 2074: 625.5696; 2075: 585.0669 | 0 | 0 | 0 | 0
|  | 2047 | 1319.5232 | 2047: 2008.6909; 2048: 1890.8331; 2049: 1774.1725; 2050: 1688.1624; 2051: 1613.6462; 2052: 1547.7504; 2053: 1499.0955; 2054: 1459.0611; 2055: 1419.0266; 2056: 1378.9922; 2057: 1338.9577; 2058: 1298.9233; 2059: 1258.8888; 2060: 1218.8544; 2061: 1178.8199; 2062: 1138.7854; 2063: 1098.751; 2064: 1058.7165; 2065: 1018.6821; 2066: 978.6476; 2067: 938.6132; 2068: 898.5787; 2069: 858.5443; 2070: 818.5098; 2071: 778.4754; 2072: 738.4409; 2073: 698.4064; 2074: 658.372; 2075: 618.3375 | 578.3031 | 0 | 0 | 0
|  | 2048 | 1304.0901 | 2048: 1985.1974; 2049: 1868.7181; 2050: 1753.422; 2051: 1668.4178; 2052: 1594.7731; 2053: 1529.6481; 2054: 1481.5623; 2055: 1441.996; 2056: 1402.4298; 2057: 1362.8636; 2058: 1323.2974; 2059: 1283.7312; 2060: 1244.165; 2061: 1204.5988; 2062: 1165.0325; 2063: 1125.4663; 2064: 1085.9001; 2065: 1046.3339; 2066: 1006.7677; 2067: 967.2015; 2068: 927.6352; 2069: 888.069; 2070: 848.5028; 2071: 808.9366; 2072: 769.3704; 2073: 729.8042; 2074: 690.2379; 2075: 650.6717 | 611.1055 | 571.5393 | 0 | 0
|  | 2049 | 1288.6571 | 2049: 1961.704; 2050: 1846.603; 2051: 1732.6714; 2052: 1648.6732; 2053: 1575.9001; 2054: 1511.5457; 2055: 1464.029; 2056: 1424.931; 2057: 1385.833; 2058: 1346.7351; 2059: 1307.6371; 2060: 1268.5391; 2061: 1229.4411; 2062: 1190.3431; 2063: 1151.2452; 2064: 1112.1472; 2065: 1073.0492; 2066: 1033.9512; 2067: 994.8533; 2068: 955.7553; 2069: 916.6573; 2070: 877.5593; 2071: 838.4614; 2072: 799.3634; 2073: 760.2654; 2074: 721.1674; 2075: 682.0695 | 642.9715 | 603.8735 | 564.7755 | 0
|  | 2050 | 1273.2241 | 2050: 1938.2105; 2051: 1824.488; 2052: 1711.9208; 2053: 1628.9286; 2054: 1557.027; 2055: 1493.4434; 2056: 1446.4957; 2057: 1407.866; 2058: 1369.2362; 2059: 1330.6065; 2060: 1291.9767; 2061: 1253.347; 2062: 1214.7173; 2063: 1176.0875; 2064: 1137.4578; 2065: 1098.8281; 2066: 1060.1983; 2067: 1021.5686; 2068: 982.9389; 2069: 944.3091; 2070: 905.6794; 2071: 867.0496; 2072: 828.4199; 2073: 789.7902; 2074: 751.1604; 2075: 712.5307 | 673.901 | 635.2712 | 596.6415 | 558.0117
|  | Annual Change (%) |  | 0% | -1.845% | -2.03% | -2.072% | -2.116% | -2.162% | -2.209% | -2.259% | -2.311% | -2.366% | -2.423% | -1.109% | -1.121% | -1.134% | -1.147% | -1.16% | -1.174% | -1.188% | -1.202% | -1.217% | -1.232% | -1.081% | -1.093% | -1.105% | -1.117% | -1.13% | -1.143% | -1.156% | -1.17% | -1.183% | -1.198% | 0% | 0% | 0% | 0% | 0% | 0% | 0% | 0% | 0% | 0% | 0% | 0% | 0% | 0% | 0% | 0% | 0% | 0% | 0% | 0% | 0% | 0% | 0% | 0% | 0%
|  | Levelized Capital Cost ($/MW-wk) |  | 2001.3775 | 1964.4429 | 1924.5664 | 1884.6899 | 1844.8134 | 1804.9369 | 1765.0604 | 1725.1838 | 1685.3073 | 1645.4308 | 1605.5543 | 1587.7543 | 1569.9543 | 1552.1543 | 1534.3543 | 1516.5543 | 1498.7543 | 1480.9543 | 1463.1543 | 1445.3543 | 1427.5543 | 1412.1213 | 1396.6882 | 1381.2552 | 1365.8222 | 1350.3892 | 1334.9562 | 1319.5232 | 1304.0901 | 1288.6571 | 1273.2241 | 1273.2241 | 1273.2241 | 1273.2241 | 1273.2241 | 1273.2241 | 1273.2241 | 1273.2241 | 1273.2241 | 1273.2241 | 1273.2241 | 1273.2241 | 1273.2241 | 1273.2241 | 1273.2241 | 1273.2241 | 1273.2241 | 1273.2241 | 1273.2241 | 1273.2241 | 1273.2241 | 1273.2241 | 1273.2241 | 1273.2241 | 1273.2241 | 1273.2241
|  | Economic Life | 30
|  | check s/b 0 | 0
itc
Revenue Requirement by vintage year
2012 $/MW-wk
| Aurora Input |  | Levelized Cost | 2020 | 2021 | 2022 | 2023 | 2024 | 2025 | 2026 | 2027 | 2028 | 2029 | 2030 | 2031 | 2032 | 2033 | 2034 | 2035 | 2036 | 2037 | 2038 | 2039 | 2040 | 2041 | 2042 | 2043 | 2044 | 2045 | 2046 | Levelized | 2047 | 2048 | 2049 | 2050 | 2051 | 2052 | 2053 | 2054 | 2055 | 2056 | 2057 | 2058 | 2059 | 2060 | 2061 | 2062 | 2063 | 2064 | 2065 | 2066 | 2067 | 2068 | 2069 | 2070 | 2071 | 2072 | 2073 | 2074 | 2075 | 2076 | 2077 | 2078 | 2079
|  | 2020 | 2001.3775 | 3046.6679 | 2867.9078 | 2690.9638 | 2560.5085 | 2447.4866 | 2347.5397 | 2273.7427 | 2213.0207 | 2152.2987 | 2091.5768 | 2030.8548 | 1970.1328 | 1909.4108 | 1848.6888 | 1787.9669 | 1727.2449 | 1666.5229 | 1605.8009 | 1545.0789 | 1484.357 | 1423.635 | 1362.913 | 1302.191 | 1241.469 | 1180.7471 | 1120.0251 | 1059.3031 | 2675.826 | 998.5811 | 937.8591 | 877.1372 | 0 | 0 | 0 | 0 | 0 | 0 | 0 | 0 | 0 | 0 | 0 | 0 | 0 | 0 | 0 | 0 | 0 | 0 | 0 | 0 | 0 | 0 | 0 | 0 | 0 | 0 | 0 | 0 | 0 | 0
|  | 2021 | 1964.4429 |  | 3046.6679 | 2867.9078 | 2690.9638 | 2560.5085 | 2447.4866 | 2347.5397 | 2273.7427 | 2213.0207 | 2152.2987 | 2091.5768 | 2030.8548 | 1970.1328 | 1909.4108 | 1848.6888 | 1787.9669 | 1727.2449 | 1666.5229 | 1605.8009 | 1545.0789 | 1484.357 | 1423.635 | 1362.913 | 1302.191 | 1241.469 | 1180.7471 | 1120.0251 | 1864.3819 | 1059.3031 | 998.5811 | 937.8591 | 877.1372 | 0 | 0 | 0 | 0 | 0 | 0 | 0 | 0 | 0 | 0 | 0 | 0 | 0 | 0 | 0 | 0 | 0 | 0 | 0 | 0 | 0 | 0 | 0 | 0 | 0 | 0 | 0 | 0 | 0
|  | 2022 | 1924.5664 |  |  | 3046.6679 | 2867.9078 | 2690.9638 | 2560.5085 | 2447.4866 | 2347.5397 | 2273.7427 | 2213.0207 | 2152.2987 | 2091.5768 | 2030.8548 | 1970.1328 | 1909.4108 | 1848.6888 | 1787.9669 | 1727.2449 | 1666.5229 | 1605.8009 | 1545.0789 | 1484.357 | 1423.635 | 1362.913 | 1302.191 | 1241.469 | 1180.7471 | 2359.318 | 1120.0251 | 1059.3031 | 998.5811 | 937.8591 | 877.1372 | 0 | 0 | 0 | 0 | 0 | 0 | 0 | 0 | 0 | 0 | 0 | 0 | 0 | 0 | 0 | 0 | 0 | 0 | 0 | 0 | 0 | 0 | 0 | 0 | 0 | 0 | 0 | 0
|  | 2023 | 1884.6899 |  |  |  | 2990.4429 | 2814.9818 | 2641.3031 | 2513.2554 | 2402.3192 | 2304.2168 | 2231.7817 | 2172.1803 | 2112.5789 | 2052.9776 | 1993.3762 | 1933.7748 | 1874.1734 | 1814.572 | 1754.9707 | 1695.3693 | 1635.7679 | 1576.1665 | 1516.5651 | 1456.9637 | 1397.3624 | 1337.761 | 1278.1596 | 1218.5582 | 2811.9796 | 1158.9568 | 1099.3555 | 1039.7541 | 980.1527 | 920.5513 | 860.9499 | 0 | 0 | 0 | 0 | 0 | 0 | 0 | 0 | 0 | 0 | 0 | 0 | 0 | 0 | 0 | 0 | 0 | 0 | 0 | 0 | 0 | 0 | 0 | 0 | 0 | 0 | 0
|  | 2024 | 1844.8134 |  |  |  |  | 2929.7394 | 2757.84 | 2587.6869 | 2462.2384 | 2353.5542 | 2257.4431 | 2186.4784 | 2128.0869 | 2069.6954 | 2011.3039 | 1952.9123 | 1894.5208 | 1836.1293 | 1777.7378 | 1719.3462 | 1660.9547 | 1602.5632 | 1544.1717 | 1485.7802 | 1427.3886 | 1368.9971 | 1310.6056 | 1252.2141 | 3250.7967 | 1193.8225 | 1135.431 | 1077.0395 | 1018.648 | 960.2564 | 901.8649 | 843.4734 | 0 | 0 | 0 | 0 | 0 | 0 | 0 | 0 | 0 | 0 | 0 | 0 | 0 | 0 | 0 | 0 | 0 | 0 | 0 | 0 | 0 | 0 | 0 | 0 | 0 | 0
|  | 2025 | 1804.9369 | [5 empty] | 2869.036 | 2700.6983 | 2534.0707 | 2411.2215 | 2304.7892 | 2210.6695 | 2141.1752 | 2083.9935 | 2026.8118 | 1969.6302 | 1912.4485 | 1855.2668 | 1798.0852 | 1740.9035 | 1683.7218 | 1626.5402 | 1569.3585 | 1512.1768 | 1454.9952 | 1397.8135 | 1340.6318 | 1283.4502 | 2503.3993 | 1226.2685 | 1169.0868 | 1111.9052 | 1054.7235 | 997.5418 | 940.3602 | 883.1785 | 825.9968 | 0 | 0 | 0 | 0 | 0 | 0 | 0 | 0 | 0 | 0 | 0 | 0 | 0 | 0 | 0 | 0 | 0 | 0 | 0 | 0 | 0 | 0 | 0 | 0 | 0
|  | 2026 | 1765.0604 | [6 empty] | 2808.3326 | 2643.5566 | 2480.4545 | 2360.2046 | 2256.0241 | 2163.8959 | 2095.8719 | 2039.9001 | 1983.9283 | 1927.9565 | 1871.9847 | 1816.0129 | 1760.0411 | 1704.0692 | 1648.0974 | 1592.1256 | 1536.1538 | 1480.182 | 1424.2102 | 1368.2384 | 1312.2666 | 2132.7887 | 1256.2948 | 1200.323 | 1144.3512 | 1088.3793 | 1032.4075 | 976.4357 | 920.4639 | 864.4921 | 808.5203 | 0 | 0 | 0 | 0 | 0 | 0 | 0 | 0 | 0 | 0 | 0 | 0 | 0 | 0 | 0 | 0 | 0 | 0 | 0 | 0 | 0 | 0 | 0 | 0
|  | 2027 | 1725.1838 | [7 empty] | 2747.6291 | 2586.4149 | 2426.8383 | 2309.1876 | 2207.2591 | 2117.1222 | 2050.5686 | 1995.8067 | 1941.0447 | 1886.2828 | 1831.5208 | 1776.7589 | 1721.9969 | 1667.235 | 1612.473 | 1557.7111 | 1502.9491 | 1448.1872 | 1393.4252 | 1338.6633 | 1178.985 | 1283.9013 | 1229.1394 | 1174.3774 | 1119.6155 | 1064.8535 | 1010.0916 | 955.3296 | 900.5677 | 845.8057 | 791.0438 | 0 | 0 | 0 | 0 | 0 | 0 | 0 | 0 | 0 | 0 | 0 | 0 | 0 | 0 | 0 | 0 | 0 | 0 | 0 | 0 | 0 | 0 | 0
|  | 2028 | 1685.3073 | [8 empty] | 2686.9257 | 2529.2731 | 2373.2221 | 2258.1707 | 2158.4941 | 2070.3486 | 2005.2654 | 1951.7133 | 1898.1612 | 1844.6091 | 1791.057 | 1737.5049 | 1683.9528 | 1630.4007 | 1576.8486 | 1523.2965 | 1469.7444 | 1416.1923 | 1362.6402 | 1309.0882 | 1309.0882 | 1255.5361 | 1201.984 | 1148.4319 | 1094.8798 | 1041.3277 | 987.7756 | 934.2235 | 880.6714 | 827.1193 | 773.5672 | 0 | 0 | 0 | 0 | 0 | 0 | 0 | 0 | 0 | 0 | 0 | 0 | 0 | 0 | 0 | 0 | 0 | 0 | 0 | 0 | 0 | 0
|  | 2029 | 1645.4308 | [9 empty] | 2626.2223 | 2472.1314 | 2319.6059 | 2207.1538 | 2109.7291 | 2023.575 | 1959.9621 | 1907.6199 | 1855.2777 | 1802.9354 | 1750.5932 | 1698.2509 | 1645.9087 | 1593.5665 | 1541.2242 | 1488.882 | 1436.5397 | 1384.1975 | 1306.235 | 1331.8553 | 1279.513 | 1227.1708 | 1174.8286 | 1122.4863 | 1070.1441 | 1017.8018 | 965.4596 | 913.1174 | 860.7751 | 808.4329 | 756.0907 | 0 | 0 | 0 | 0 | 0 | 0 | 0 | 0 | 0 | 0 | 0 | 0 | 0 | 0 | 0 | 0 | 0 | 0 | 0 | 0 | 0
|  | 2030 | 1605.5543 | [10 empty] | 2565.5188 | 2414.9897 | 2265.9897 | 2156.1368 | 2060.964 | 1976.8013 | 1914.6589 | 1863.5265 | 1812.3941 | 1761.2617 | 1710.1293 | 1658.997 | 1607.8646 | 1556.7322 | 1505.5998 | 1454.4674 | 1403.3351 | 1302.505 | 1352.2027 | 1301.0703 | 1249.9379 | 1198.8055 | 1147.6732 | 1096.5408 | 1045.4084 | 994.276 | 943.1436 | 892.0113 | 840.8789 | 789.7465 | 738.6141 | 0 | 0 | 0 | 0 | 0 | 0 | 0 | 0 | 0 | 0 | 0 | 0 | 0 | 0 | 0 | 0 | 0 | 0 | 0 | 0
|  | 2031 | 1587.7543 | [11 empty] | 2504.8154 | 2357.848 | 2212.3735 | 2105.1199 | 2012.199 | 1930.0277 | 1869.3556 | 1819.4331 | 1769.5106 | 1719.588 | 1669.6655 | 1619.743 | 1569.8205 | 1519.8979 | 1469.9754 | 1420.0529 | 1297.8725 | 1370.1304 | 1320.2078 | 1270.2853 | 1220.3628 | 1170.4403 | 1120.5178 | 1070.5952 | 1020.6727 | 970.7502 | 920.8277 | 870.9051 | 820.9826 | 771.0601 | 721.1376 | 0 | 0 | 0 | 0 | 0 | 0 | 0 | 0 | 0 | 0 | 0 | 0 | 0 | 0 | 0 | 0 | 0 | 0 | 0
|  | 2032 | 1569.9543 | [12 empty] | 2444.112 | 2300.7062 | 2158.7574 | 2054.1029 | 1963.434 | 1883.2541 | 1824.0523 | 1775.3397 | 1726.627 | 1677.9143 | 1629.2017 | 1580.489 | 1531.7763 | 1483.0637 | 1434.351 | 1292.3116 | 1385.6383 | 1336.9257 | 1288.213 | 1239.5003 | 1190.7877 | 1142.075 | 1093.3623 | 1044.6497 | 995.937 | 947.2243 | 898.5117 | 849.799 | 801.0863 | 752.3737 | 703.661 | 0 | 0 | 0 | 0 | 0 | 0 | 0 | 0 | 0 | 0 | 0 | 0 | 0 | 0 | 0 | 0 | 0 | 0
|  | 2033 | 1552.1543 | [13 empty] | 2417.0153 | 2275.1994 | 2134.8243 | 2031.3301 | 1941.6663 | 1862.3754 | 1803.83 | 1755.6573 | 1707.4847 | 1659.3121 | 1611.1395 | 1562.9669 | 1514.7943 | 1466.6217 | 1303.9264 | 1418.4491 | 1370.2764 | 1322.1038 | 1273.9312 | 1225.7586 | 1177.586 | 1129.4134 | 1081.2408 | 1033.0682 | 984.8955 | 936.7229 | 888.5503 | 840.3777 | 792.2051 | 744.0325 | 695.8599 | 0 | 0 | 0 | 0 | 0 | 0 | 0 | 0 | 0 | 0 | 0 | 0 | 0 | 0 | 0 | 0 | 0
|  | 2034 | 1534.3543 | [14 empty] | 2389.9186 | 2249.6926 | 2110.8912 | 2008.5573 | 1919.8987 | 1841.4966 | 1783.6076 | 1735.975 | 1688.3425 | 1640.7099 | 1593.0773 | 1545.4448 | 1497.8122 | 1315.2917 | 1450.1797 | 1402.5471 | 1354.9145 | 1307.282 | 1259.6494 | 1212.0169 | 1164.3843 | 1116.7517 | 1069.1192 | 1021.4866 | 973.8541 | 926.2215 | 878.589 | 830.9564 | 783.3238 | 735.6913 | 688.0587 | 0 | 0 | 0 | 0 | 0 | 0 | 0 | 0 | 0 | 0 | 0 | 0 | 0 | 0 | 0 | 0
|  | 2035 | 1516.5543 | [15 empty] | 2362.8219 | 2224.1858 | 2086.9581 | 1985.7844 | 1898.1311 | 1820.6179 | 1763.3852 | 1716.2927 | 1669.2002 | 1622.1077 | 1575.0152 | 1527.9227 | 1326.3954 | 1480.8302 | 1433.7377 | 1386.6452 | 1339.5526 | 1292.4601 | 1245.3676 | 1198.2751 | 1151.1826 | 1104.0901 | 1056.9976 | 1009.9051 | 962.8126 | 915.7201 | 868.6276 | 821.5351 | 774.4426 | 727.3501 | 680.2576 | 0 | 0 | 0 | 0 | 0 | 0 | 0 | 0 | 0 | 0 | 0 | 0 | 0 | 0 | 0
|  | 2036 | 1498.7543 | [16 empty] | 2335.7252 | 2198.679 | 2063.025 | 1963.0116 | 1876.3634 | 1799.7392 | 1743.1628 | 1696.6104 | 1650.0579 | 1603.5055 | 1556.953 | 1337.2253 | 1510.4006 | 1463.8481 | 1417.2956 | 1370.7432 | 1324.1907 | 1277.6383 | 1231.0858 | 1184.5334 | 1137.9809 | 1091.4285 | 1044.876 | 998.3236 | 951.7711 | 905.2187 | 858.6662 | 812.1138 | 765.5613 | 719.0089 | 672.4564 | 0 | 0 | 0 | 0 | 0 | 0 | 0 | 0 | 0 | 0 | 0 | 0 | 0 | 0
|  | 2037 | 1480.9543 | [17 empty] | 2308.6285 | 2173.1722 | 2039.0919 | 1940.2387 | 1854.5958 | 1778.8605 | 1722.9404 | 1676.928 | 1630.9156 | 1584.9032 | 1347.7693 | 1538.8908 | 1492.8784 | 1446.866 | 1400.8536 | 1354.8412 | 1308.8288 | 1262.8164 | 1216.804 | 1170.7917 | 1124.7793 | 1078.7669 | 1032.7545 | 986.7421 | 940.7297 | 894.7173 | 848.7049 | 802.6925 | 756.6801 | 710.6677 | 664.6553 | 0 | 0 | 0 | 0 | 0 | 0 | 0 | 0 | 0 | 0 | 0 | 0 | 0
|  | 2038 | 1463.1543 | [18 empty] | 2281.5319 | 2147.6654 | 2015.1588 | 1917.4659 | 1832.8281 | 1757.9817 | 1702.718 | 1657.2457 | 1611.7734 | 1358.015 | 1566.301 | 1520.8287 | 1475.3563 | 1429.884 | 1384.4116 | 1338.9393 | 1293.4669 | 1247.9946 | 1202.5223 | 1157.0499 | 1111.5776 | 1066.1052 | 1020.6329 | 975.1605 | 929.6882 | 884.2158 | 838.7435 | 793.2712 | 747.7988 | 702.3265 | 656.8541 | 0 | 0 | 0 | 0 | 0 | 0 | 0 | 0 | 0 | 0 | 0 | 0
|  | 2039 | 1445.3543 | [19 empty] | 2254.4352 | 2122.1585 | 1991.2257 | 1894.693 | 1811.0605 | 1737.103 | 1682.4957 | 1637.5634 | 1367.9503 | 1592.6311 | 1547.6988 | 1502.7665 | 1457.8342 | 1412.9019 | 1367.9696 | 1323.0373 | 1278.105 | 1233.1728 | 1188.2405 | 1143.3082 | 1098.3759 | 1053.4436 | 1008.5113 | 963.579 | 918.6467 | 873.7144 | 828.7821 | 783.8498 | 738.9176 | 693.9853 | 649.053 | 0 | 0 | 0 | 0 | 0 | 0 | 0 | 0 | 0 | 0 | 0
|  | 2040 | 1427.5543 | [20 empty] | 2227.3385 | 2096.6517 | 1967.2926 | 1871.9202 | 1789.2929 | 1716.2243 | 1662.2733 | 1377.5627 | 1617.881 | 1573.4888 | 1529.0966 | 1484.7043 | 1440.3121 | 1395.9199 | 1351.5276 | 1307.1354 | 1262.7431 | 1218.3509 | 1173.9587 | 1129.5664 | 1085.1742 | 1040.782 | 996.3897 | 951.9975 | 907.6052 | 863.213 | 818.8208 | 774.4285 | 730.0363 | 685.6441 | 641.2518 | 0 | 0 | 0 | 0 | 0 | 0 | 0 | 0 | 0 | 0
|  | 2041 | 1412.1213 | [21 empty] | 2200.2418 | 2071.1449 | 1943.3595 | 1849.1474 | 1767.5252 | 1695.3456 | 1386.8397 | 1642.0509 | 1598.1987 | 1554.3465 | 1510.4943 | 1466.6422 | 1422.79 | 1378.9378 | 1335.0856 | 1291.2334 | 1247.3812 | 1203.5291 | 1159.6769 | 1115.8247 | 1071.9725 | 1028.1203 | 984.2681 | 940.416 | 896.5638 | 852.7116 | 808.8594 | 765.0072 | 721.155 | 677.3029 | 633.4507 | 0 | 0 | 0 | 0 | 0 | 0 | 0 | 0 | 0
|  | 2042 | 1396.6882 | [22 empty] | 2173.1451 | 2045.6381 | 1919.4264 | 1826.3745 | 1745.7576 | 1396.5903 | 1674.4668 | 1621.8285 | 1578.5164 | 1535.2043 | 1491.8921 | 1448.58 | 1405.2679 | 1361.9557 | 1318.6436 | 1275.3315 | 1232.0193 | 1188.7072 | 1145.3951 | 1102.083 | 1058.7708 | 1015.4587 | 972.1466 | 928.8344 | 885.5223 | 842.2102 | 798.898 | 755.5859 | 712.2738 | 668.9617 | 625.6495 | 0 | 0 | 0 | 0 | 0 | 0 | 0 | 0
|  | 2043 | 1381.2552 | [23 empty] | 2149.6517 | 2023.5231 | 1898.6758 | 1806.6299 | 1410.5441 | 1726.8845 | 1656.3645 | 1604.2952 | 1561.4513 | 1518.6074 | 1475.7636 | 1432.9197 | 1390.0758 | 1347.2319 | 1304.388 | 1261.5441 | 1218.7002 | 1175.8563 | 1133.0124 | 1090.1685 | 1047.3247 | 1004.4808 | 961.6369 | 918.793 | 875.9491 | 833.1052 | 790.2613 | 747.4174 | 704.5735 | 661.7296 | 618.8858 | 0 | 0 | 0 | 0 | 0 | 0 | 0
|  | 2044 | 1365.8222 | [24 empty] | 2126.1582 | 2001.4081 | 1877.9253 | 1426.7252 | 1786.8853 | 1708.0115 | 1638.2622 | 1586.7619 | 1544.3863 | 1502.0106 | 1459.635 | 1417.2593 | 1374.8837 | 1332.508 | 1290.1324 | 1247.7567 | 1205.3811 | 1163.0054 | 1120.6298 | 1078.2541 | 1035.8785 | 993.5028 | 951.1272 | 908.7515 | 866.3759 | 824.0002 | 781.6246 | 739.2489 | 696.8733 | 654.4976 | 612.122 | 0 | 0 | 0 | 0 | 0 | 0
|  | 2045 | 1350.3892 | [25 empty] | 2102.6647 | 1979.2931 | 1445.5842 | 1857.1747 | 1767.1408 | 1689.1384 | 1620.1598 | 1569.2287 | 1527.3213 | 1485.4138 | 1443.5064 | 1401.599 | 1359.6916 | 1317.7842 | 1275.8768 | 1233.9694 | 1192.062 | 1150.1545 | 1108.2471 | 1066.3397 | 1024.4323 | 982.5249 | 940.6175 | 898.7101 | 856.8027 | 814.8953 | 772.9878 | 731.0804 | 689.173 | 647.2656 | 605.3582 | 0 | 0 | 0 | 0 | 0
|  | 2046 | 1334.9562 | [26 empty] | 2079.1713 | 1468.9458 | 1957.1781 | 1836.4242 | 1747.3962 | 1670.2654 | 1602.0575 | 1551.6954 | 1510.2562 | 1468.817 | 1427.3779 | 1385.9387 | 1344.4995 | 1303.0603 | 1261.6212 | 1220.182 | 1178.7428 | 1137.3037 | 1095.8645 | 1054.4253 | 1012.9861 | 971.547 | 930.1078 | 888.6686 | 847.2295 | 805.7903 | 764.3511 | 722.9119 | 681.4728 | 640.0336 | 598.5944 | 0 | 0 | 0 | 0
|  | 2047 | 1319.5232 | [27 empty] | 1496.0498 | 2055.6778 | 1935.0631 | 1815.6736 | 1727.6516 | 1651.3923 | 1583.9551 | 1534.1621 | 1493.1912 | 1452.2202 | 1411.2493 | 1370.2784 | 1329.3074 | 1288.3365 | 1247.3656 | 1206.3946 | 1165.4237 | 1124.4528 | 1083.4818 | 1042.5109 | 1001.54 | 960.569 | 919.5981 | 878.6272 | 837.6562 | 796.6853 | 755.7144 | 714.7434 | 673.7725 | 632.8016 | 591.8306 | 0 | 0 | 0
|  | 2048 | 1304.0901 | [27 empty] | 1478.9521 |  | 2032.1844 | 1912.9481 | 1794.9231 | 1707.907 | 1632.5193 | 1565.8528 | 1516.6288 | 1476.1261 | 1435.6234 | 1395.1207 | 1354.618 | 1314.1154 | 1273.6127 | 1233.11 | 1192.6073 | 1152.1046 | 1111.6019 | 1071.0992 | 1030.5965 | 990.0938 | 949.5911 | 909.0884 | 868.5857 | 828.083 | 787.5803 | 747.0776 | 706.5749 | 666.0722 | 625.5696 | 585.0669 | 0 | 0
|  | 2049 | 1288.6571 | [27 empty] | 1461.8543 |  |  | 2008.6909 | 1890.8331 | 1774.1725 | 1688.1624 | 1613.6462 | 1547.7504 | 1499.0955 | 1459.0611 | 1419.0266 | 1378.9922 | 1338.9577 | 1298.9233 | 1258.8888 | 1218.8544 | 1178.8199 | 1138.7854 | 1098.751 | 1058.7165 | 1018.6821 | 978.6476 | 938.6132 | 898.5787 | 858.5443 | 818.5098 | 778.4754 | 738.4409 | 698.4064 | 658.372 | 618.3375 | 578.3031 | 0
|  | 2050 | 1273.2241 | [27 empty] | 1444.7566 |  |  |  | 1985.1974 | 1868.7181 | 1753.422 | 1668.4178 | 1594.7731 | 1529.6481 | 1481.5623 | 1441.996 | 1402.4298 | 1362.8636 | 1323.2974 | 1283.7312 | 1244.165 | 1204.5988 | 1165.0325 | 1125.4663 | 1085.9001 | 1046.3339 | 1006.7677 | 967.2015 | 927.6352 | 888.069 | 848.5028 | 808.9366 | 769.3704 | 729.8042 | 690.2379 | 650.6717 | 611.1055 | 571.5393
|  |  |  | 30% | 30% | 30% | 30% | 26% | 22% | 10% | 10% | 10% | 10% | 10% | 10% | 10% | 10% | 10% | 10% | 10% | 10% | 10% | 10% | 10% | 10% | 10% | 10% | 10% | 10% | 10% | 10% | 10% | 10% | 10% | 10% | 10% | 10% | 10% | 10% | 10% | 10% | 10% | 10% | 10% | 10% | 10% | 10% | 10% | 10% | 10% | 10% | 10% | 10% | 10% | 10% | 10% | 10% | 10% | 10%
ITC
| 2020-2023 | 30% |  | 164971.3809 | [27 empty] | 2064: 0; 2065: 0; 2066: 0; 2067: 0; 2068: 0; 2069: 0; 2070: 0; 2071: 0; 2072: 0
| 2024 | 26% |  | 142975.1968 | [27 empty] | 2056: 0; 2057: 0; 2058: 0; 2059: 0; 2060: 0; 2061: 0; 2062: 0; 2063: 0; 2064: 0; 2065: 0; 2066: 0; 2067: 0; 2068: 0; 2069: 0; 2070: 0; 2071: 0; 2072: 0; 2073: 0; 2074: 0
| 2025 | 22% |  | 120979.0127 | [27 empty] | 2056: 0; 2057: 0; 2058: 0; 2059: 0; 2060: 0; 2061: 0; 2062: 0; 2063: 0; 2064: 0; 2065: 0; 2066: 0; 2067: 0; 2068: 0; 2069: 0; 2070: 0; 2071: 0; 2072: 0; 2073: 0; 2074: 0
| Start 2026 | 10% |  | 54990.4603 | [27 empty] | 2056: 0; 2057: 0; 2058: 0; 2059: 0; 2060: 0; 2061: 0; 2062: 0; 2063: 0; 2064: 0; 2065: 0; 2066: 0; 2067: 0; 2068: 0; 2069: 0; 2070: 0; 2071: 0; 2072: 0; 2073: 0; 2074: 0
[41 empty] | 0 | 0 | 0 | 0 | 0 | 0 | 0 | 0 | 0 | 0 | 0 | 0 | 0 | 0 | 0 | 0 | 0 | 0 | 0
[41 empty] | 0 | 0 | 0 | 0 | 0 | 0 | 0 | 0 | 0 | 0 | 0 | 0 | 0 | 0 | 0 | 0 | 0 | 0 | 0
Amortization
|  | 30% |  | 8248.569 | 8248.569 | 8248.569 | 8248.569 | 8248.569 | 8248.569 | 8248.569 | 8248.569 | 8248.569 | 8248.569 | 8248.569 | 8248.569 | 8248.569 | 8248.569 | 8248.569 | 8248.569 | 8248.569 | 8248.569 | 8248.569 | 8248.569 | 8248.569 | 8248.569 | 8248.569 | 8248.569 | 8248.569 | 8248.569 | 8248.569 | 8248.569 | 8248.569 | 8248.569 | 8248.569 | 8248.569 | 8248.569 | 8248.569 | 8248.569 | 8248.569 | 8248.569 | 8248.569 | 8248.569 | 8248.569 | 8248.569 | 8248.569 | 8248.569 | 8248.569 | 8248.569 | 8248.569 | 8248.569 | 8248.569 | 8248.569 | 8248.569 | 8248.569 | 8248.569 | 8248.569 | 8248.569 | 8248.569 | 8248.569
|  | 26% |  | 7148.7598 | 7148.7598 | 7148.7598 | 7148.7598 | 7148.7598 | 7148.7598 | 7148.7598 | 7148.7598 | 7148.7598 | 7148.7598 | 7148.7598 | 7148.7598 | 7148.7598 | 7148.7598 | 7148.7598 | 7148.7598 | 7148.7598 | 7148.7598 | 7148.7598 | 7148.7598 | 7148.7598 | 7148.7598 | 7148.7598 | 7148.7598 | 7148.7598 | 7148.7598 | 7148.7598 | 7148.7598 | 7148.7598 | 7148.7598 | 7148.7598 | 7148.7598 | 7148.7598 | 7148.7598 | 7148.7598 | 7148.7598 | 7148.7598 | 7148.7598 | 7148.7598 | 7148.7598 | 7148.7598 | 7148.7598 | 7148.7598 | 7148.7598 | 7148.7598 | 7148.7598 | 7148.7598 | 7148.7598 | 7148.7598 | 7148.7598 | 7148.7598 | 7148.7598 | 7148.7598 | 7148.7598 | 7148.7598 | 7148.7598
|  | 22% |  | 6048.9506 | 6048.9506 | 6048.9506 | 6048.9506 | 6048.9506 | 6048.9506 | 6048.9506 | 6048.9506 | 6048.9506 | 6048.9506 | 6048.9506 | 6048.9506 | 6048.9506 | 6048.9506 | 6048.9506 | 6048.9506 | 6048.9506 | 6048.9506 | 6048.9506 | 6048.9506 | 6048.9506 | 6048.9506 | 6048.9506 | 6048.9506 | 6048.9506 | 6048.9506 | 6048.9506 | 6048.9506 | 6048.9506 | 6048.9506 | 6048.9506 | 6048.9506 | 6048.9506 | 6048.9506 | 6048.9506 | 6048.9506 | 6048.9506 | 6048.9506 | 6048.9506 | 6048.9506 | 6048.9506 | 6048.9506 | 6048.9506 | 6048.9506 | 6048.9506 | 6048.9506 | 6048.9506 | 6048.9506 | 6048.9506 | 6048.9506 | 6048.9506 | 6048.9506 | 6048.9506 | 6048.9506 | 6048.9506 | 6048.9506
|  | 10% |  | 2749.523 | 2749.523 | 2749.523 | 2749.523 | 2749.523 | 2749.523 | 2749.523 | 2749.523 | 2749.523 | 2749.523 | 2749.523 | 2749.523 | 2749.523 | 2749.523 | 2749.523 | 2749.523 | 2749.523 | 2749.523 | 2749.523 | 2749.523 | 2749.523 | 2749.523 | 2749.523 | 2749.523 | 2749.523 | 2749.523 | 2749.523 | 2749.523 | 2749.523 | 2749.523 | 2749.523 | 2749.523 | 2749.523 | 2749.523 | 2749.523 | 2749.523 | 2749.523 | 2749.523 | 2749.523 | 2749.523 | 2749.523 | 2749.523 | 2749.523 | 2749.523 | 2749.523 | 2749.523 | 2749.523 | 2749.523 | 2749.523 | 2749.523 | 2749.523 | 2749.523 | 2749.523 | 2749.523 | 2749.523 | 2749.523
|  |  |  | 2020 | 2021 | 2022 | 2023 | 2024 | 2025 | 2026 | 2027 | 2028 | 2029 | 2030 | 2031 | 2032 | 2033 | 2034 | 2035 | 2036 | 2037 | 2038 | 2039 | 2040 | 2041 | 2042 | 2043 | 2044 | 2045 | 2046 | 2047 | 2048 | 2049 | 2050 | 2051 | 2052 | 2053 | 2054 | 2055 | 2056 | 2057 | 2058 | 2059 | 2060 | 2061 | 2062 | 2063 | 2064 | 2065 | 2066 | 2067 | 2068 | 2069 | 2070 | 2071 | 2072 | 2073 | 2074 | 2075
|  | ITC Base |  | 54990.4603 | 54990.4603 | 54990.4603 | 54990.4603 | 54990.4603 | 54990.4603 | 54990.4603 | 54990.4603 | 54990.4603 | 54990.4603 | 54990.4603 | 54990.4603 | 54990.4603 | 54990.4603 | 54990.4603 | 54990.4603 | 54990.4603 | 54990.4603 | 54990.4603 | 54990.4603 | 54990.4603 | 54990.4603 | 54990.4603 | 54990.4603 | 54990.4603 | 54990.4603 | 54990.4603 | 54990.4603 | 54990.4603 | 54990.4603 | 54990.4603 | 54990.4603 | 54990.4603 | 54990.4603 | 54990.4603 | 54990.4603 | 54990.4603 | 54990.4603 | 54990.4603 | 54990.4603 | 54990.4603 | 54990.4603 | 54990.4603 | 54990.4603 | 54990.4603 | 54990.4603 | 54990.4603 | 54990.4603 | 54990.4603 | 54990.4603 | 54990.4603 | 54990.4603 | 54990.4603 | 54990.4603 | 54990.4603 | 54990.4603
|  | Accum ITC Amort |  | 2749.523 | 5499.046 | 8248.569 | 10998.0921 | 13747.6151 | 16497.1381 | 19246.6611 | 21996.1841 | 24745.7071 | 27495.2302 | 30244.7532 | 32994.2762 | 35743.7992 | 38493.3222 | 41242.8452 | 43992.3682 | 46741.8913 | 49491.4143 | 52240.9373 | 54990.4603 | 57739.9833 | 60489.5063 | 63239.0294 | 65988.5524 | 68738.0754 | 71487.5984 | 74237.1214 | 76986.6444 | 79736.1674 | 82485.6905 | 85235.2135 | 87984.7365 | 90734.2595 | 93483.7825 | 96233.3055 | 98982.8286 | 101732.3516 | 104481.8746 | 107231.3976 | 109980.9206 | 112730.4436 | 115479.9666 | 118229.4897 | 120979.0127 | 123728.5357 | 126478.0587 | 129227.5817 | 131977.1047 | 134726.6278 | 137476.1508 | 140225.6738 | 142975.1968 | 145724.7198 | 148474.2428 | 151223.7658 | 153973.2889
|  | Ratebase |  | 52240.9373 | 49491.4143 | 46741.8913 | 43992.3682 | 41242.8452 | 38493.3222 | 35743.7992 | 32994.2762 | 30244.7532 | 27495.2302 | 24745.7071 | 21996.1841 | 19246.6611 | 16497.1381 | 13747.6151 | 10998.0921 | 8248.569 | 5499.046 | 2749.523 | 0 | -2749.523 | -5499.046 | -8248.569 | -10998.0921 | -13747.6151 | -16497.1381 | -19246.6611 | -21996.1841 | -24745.7071 | -27495.2302 | -30244.7532 | -32994.2762 | -35743.7992 | -38493.3222 | -41242.8452 | -43992.3682 | -46741.8913 | -49491.4143 | -52240.9373 | -54990.4603 | -57739.9833 | -60489.5063 | -63239.0294 | -65988.5524 | -68738.0754 | -71487.5984 | -74237.1214 | -76986.6444 | -79736.1674 | -82485.6905 | -85235.2135 | -87984.7365 | -90734.2595 | -93483.7825 | -96233.3055 | -98982.8286
|  | Tax Basis |  | 522409.3729 | 522409.3729 | 522409.3729 | 522409.3729 | 522409.3729 | 522409.3729 | 522409.3729 | 522409.3729 | 522409.3729 | 522409.3729 | 522409.3729 | 522409.3729 | 522409.3729 | 522409.3729 | 522409.3729 | 522409.3729 | 522409.3729 | 522409.3729 | 522409.3729 | 522409.3729 | 522409.3729 | 522409.3729 | 522409.3729 | 522409.3729 | 522409.3729 | 522409.3729 | 522409.3729 | 522409.3729 | 522409.3729 | 522409.3729 | 522409.3729 | 522409.3729 | 522409.3729 | 522409.3729 | 522409.3729 | 522409.3729 | 522409.3729 | 522409.3729 | 522409.3729 | 522409.3729 | 522409.3729 | 522409.3729 | 522409.3729 | 522409.3729 | 522409.3729 | 522409.3729 | 522409.3729 | 522409.3729 | 522409.3729 | 522409.3729 | 522409.3729 | 522409.3729 | 522409.3729 | 522409.3729 | 522409.3729 | 522409.3729
|  | Book Depreciation |  | 17413.6458 | 17413.6458 | 17413.6458 | 17413.6458 | 17413.6458 | 17413.6458 | 17413.6458 | 17413.6458 | 17413.6458 | 17413.6458 | 17413.6458 | 17413.6458 | 17413.6458 | 17413.6458 | 17413.6458 | 17413.6458 | 17413.6458 | 17413.6458 | 17413.6458 | 17413.6458 | 17413.6458 | 17413.6458 | 17413.6458 | 17413.6458 | 17413.6458 | 17413.6458 | 17413.6458 | 17413.6458 | 17413.6458 | 17413.6458 | 17413.6458 | 17413.6458 | 17413.6458 | 17413.6458 | 17413.6458 | 17413.6458 | 17413.6458 | 17413.6458 | 17413.6458 | 17413.6458 | 17413.6458 | 17413.6458 | 17413.6458 | 17413.6458 | 17413.6458 | 17413.6458 | 17413.6458 | 17413.6458 | 17413.6458 | 17413.6458 | 17413.6458 | 17413.6458 | 17413.6458 | 17413.6458 | 17413.6458 | 17413.6458
|  | Tax Depreciation |  | 104481.8746 | 167170.9993 | 100302.5996 | 60181.5598 | 60181.5598 | 30090.7799 | 0 | 0 | 0 | 0 | 0 | 0 | 0 | 0 | 0 | 0 | 0 | 0 | 0 | 0 | 0 | 0 | 0 | 0 | 0 | 0 | 0 | 0 | 0 | 0 | 0 | 0 | 0 | 0 | 0 | 0 | 0 | 0 | 0 | 0 | 0 | 0 | 0 | 0 | 0 | 0 | 0 | 0 | 0 | 0 | 0 | 0 | 0 | 0 | 0 | 0
|  | Difference between book and tax |  | -87068.2288 | -149757.3536 | -82888.9538 | -42767.914 | -42767.914 | -12677.1341 | 17413.6458 | 17413.6458 | 17413.6458 | 17413.6458 | 17413.6458 | 17413.6458 | 17413.6458 | 17413.6458 | 17413.6458 | 17413.6458 | 17413.6458 | 17413.6458 | 17413.6458 | 17413.6458 | 17413.6458 | 17413.6458 | 17413.6458 | 17413.6458 | 17413.6458 | 17413.6458 | 17413.6458 | 17413.6458 | 17413.6458 | 17413.6458 | 17413.6458 | 17413.6458 | 17413.6458 | 17413.6458 | 17413.6458 | 17413.6458 | 17413.6458 | 17413.6458 | 17413.6458 | 17413.6458 | 17413.6458 | 17413.6458 | 17413.6458 | 17413.6458 | 17413.6458 | 17413.6458 | 17413.6458 | 17413.6458 | 17413.6458 | 17413.6458 | 17413.6458 | 17413.6458 | 17413.6458 | 17413.6458 | 17413.6458 | 17413.6458
|  | Deferred Tax |  | -18284.3281 | -31449.0443 | -17406.6803 | -8981.2619 | -8981.2619 | -2662.1982 | 3656.8656 | 3656.8656 | 3656.8656 | 3656.8656 | 3656.8656 | 3656.8656 | 3656.8656 | 3656.8656 | 3656.8656 | 3656.8656 | 3656.8656 | 3656.8656 | 3656.8656 | 3656.8656 | 3656.8656 | 3656.8656 | 3656.8656 | 3656.8656 | 3656.8656 | 3656.8656 | 3656.8656 | 3656.8656 | 3656.8656 | 3656.8656 | 3656.8656 | 3656.8656 | 3656.8656 | 3656.8656 | 3656.8656 | 3656.8656 | 3656.8656 | 3656.8656 | 3656.8656 | 3656.8656 | 3656.8656 | 3656.8656 | 3656.8656 | 3656.8656 | 3656.8656 | 3656.8656 | 3656.8656 | 3656.8656 | 3656.8656 | 3656.8656 | 3656.8656 | 3656.8656 | 3656.8656 | 3656.8656 | 3656.8656 | 3656.8656
|  | Accum Defered Tax |  | -18284.3281 | -49733.3723 | -67140.0526 | -76121.3145 | -85102.5765 | -87764.7747 | -84107.909 | -80451.0434 | -76794.1778 | -73137.3122 | -69480.4466 | -65823.581 | -62166.7154 | -58509.8498 | -54852.9842 | -51196.1185 | -47539.2529 | -43882.3873 | -40225.5217 | -36568.6561 | -32911.7905 | -29254.9249 | -25598.0593 | -21941.1937 | -18284.3281 | -14627.4624 | -10970.5968 | -7313.7312 | -3656.8656 | -5.457e-12 | 3656.8656 | 7313.7312 | 10970.5968 | 14627.4624 | 18284.3281 | 21941.1937 | 25598.0593 | 29254.9249 | 32911.7905 | 36568.6561 | 40225.5217 | 43882.3873 | 47539.2529 | 51196.1185 | 54852.9842 | 58509.8498 | 62166.7154 | 65823.581 | 69480.4466 | 73137.3122 | 76794.1778 | 80451.0434 | 84107.909 | 87764.7747 | 91421.6403 | 95078.5059
|  | Revenue Requirement |  | 63370.6919 | 59652.4829 | 55972.0461 | 53258.5772 | 50907.7212 | 48828.8249 | 47293.848 | 46030.8308 | 44767.8136 | 43504.7964 | 42241.7793 | 40978.7621 | 39715.7449 | 38452.7277 | 37189.7105 | 35926.6934 | 34663.6762 | 33400.659 | 32137.6418 | 30874.6246 | 29611.6075 | 28348.5903 | 27085.5731 | 25822.5559 | 24559.5387 | 23296.5216 | 22033.5044 | 20770.4872 | 19507.47 | 18244.4528 | 0 | 0 | 0 | 0 | 0 | 0 | 0 | 0 | 0 | 0 | 0 | 0 | 0 | 0 | 0 | 0 | 0 | 0 | 0 | 0 | 0 | 0 | 0 | 0 | 0 | 0
|  | Depreciation |  | 18330.1534 | 18330.1534 | 18330.1534 | 18330.1534 | 18330.1534 | 18330.1534 | 18330.1534 | 18330.1534 | 18330.1534 | 18330.1534 | 18330.1534 | 18330.1534 | 18330.1534 | 18330.1534 | 18330.1534 | 18330.1534 | 18330.1534 | 18330.1534 | 18330.1534 | 18330.1534 | 18330.1534 | 18330.1534 | 18330.1534 | 18330.1534 | 18330.1534 | 18330.1534 | 18330.1534 | 18330.1534 | 18330.1534 | 18330.1534 | 0 | 0 | 0 | 0 | 0 | 0 | 0 | 0 | 0 | 0 | 0 | 0 | 0 | 0 | 0 | 0 | 0 | 0 | 0 | 0 | 0 | 0 | 0 | 0 | 0 | 0
|  | Insurance |  | 263.4043 | 263.4043 | 263.4043 | 263.4043 | 263.4043 | 263.4043 | 263.4043 | 263.4043 | 263.4043 | 263.4043 | 263.4043 | 263.4043 | 263.4043 | 263.4043 | 263.4043 | 263.4043 | 263.4043 | 263.4043 | 263.4043 | 263.4043 | 263.4043 | 263.4043 | 263.4043 | 263.4043 | 263.4043 | 263.4043 | 263.4043 | 263.4043 | 263.4043 | 263.4043 | 0 | 0 | 0 | 0 | 0 | 0 | 0 | 0 | 0 | 0 | 0 | 0 | 0 | 0 | 0 | 0 | 0 | 0 | 0 | 0 | 0 | 0 | 0 | 0 | 0 | 0
|  | Property Taxes |  | 2499.7954 | 2499.7954 | 2499.7954 | 2499.7954 | 2499.7954 | 2499.7954 | 2499.7954 | 2499.7954 | 2499.7954 | 2499.7954 | 2499.7954 | 2499.7954 | 2499.7954 | 2499.7954 | 2499.7954 | 2499.7954 | 2499.7954 | 2499.7954 | 2499.7954 | 2499.7954 | 2499.7954 | 2499.7954 | 2499.7954 | 2499.7954 | 2499.7954 | 2499.7954 | 2499.7954 | 2499.7954 | 2499.7954 | 2499.7954 | 0 | 0 | 0 | 0 | 0 | 0 | 0 | 0 | 0 | 0 | 0 | 0 | 0 | 0 | 0 | 0 | 0 | 0 | 0 | 0 | 0 | 0 | 0 | 0 | 0 | 0
|  | Current Taxes |  | -10368.42 | -25006.8399 | -10998.2958 | -2699.2629 | -3192.9426 | 3022.1352 | 9351.4361 | 9086.2025 | 8820.9689 | 8555.7353 | 8290.5017 | 8025.2681 | 7760.0345 | 7494.8009 | 7229.5673 | 6964.3337 | 6699.1001 | 6433.8665 | 6168.6328 | 5903.3992 | 5638.1656 | 5372.932 | 5107.6984 | 4842.4648 | 4577.2312 | 4311.9976 | 4046.764 | 3781.5304 | 3516.2968 | 3251.0632 | 0 | 0 | 0 | 0 | 0 | 0 | 0 | 0 | 0 | 0 | 0 | 0 | 0 | 0 | 0 | 0 | 0 | 0 | 0 | 0 | 0 | 0 | 0 | 0 | 0 | 0
|  | DFIT |  |  | 33104.2571 | 18322.8214 |  | 9453.9599 | 2802.3139 | -3849.3322 | -3849.3322 | -3849.3322 | -3849.3322 | -3849.3322 | -3849.3322 | -3849.3322 | -3849.3322 | -3849.3322 | -3849.3322 | -3849.3322 | -3849.3322 | -3849.3322 | -3849.3322 | -3849.3322 | -3849.3322 | -3849.3322 | -3849.3322 | -3849.3322 | -3849.3322 | -3849.3322 | -3849.3322 | -3849.3322 | -3849.3322 | 0 | 0 | 0 | 0 | 0 | 0 | 0 | 0 | 0 | 0 | 0 | 0 | 0 | 0 | 0 | 0 | 0 | 0 | 0 | 0 | 0 | 0 | 0 | 0 | 0 | 0
|  | ITC |  | -2749.523 | -2749.523 | -2749.523 | -2749.523 | -2749.523 | -2749.523 | -2749.523 | -2749.523 | -2749.523 | -2749.523 | -2749.523 | -2749.523 | -2749.523 | -2749.523 | -2749.523 | -2749.523 | -2749.523 | -2749.523 | -2749.523 | -2749.523 | -2749.523 | -2749.523 | -2749.523 | -2749.523 | -2749.523 | -2749.523 | -2749.523 | -2749.523 | -2749.523 | -2749.523 | -2749.523 | -2749.523 | -2749.523 | -2749.523 | -2749.523 | -2749.523 | -2749.523 | -2749.523 | -2749.523 | -2749.523 | -2749.523 | -2749.523 | -2749.523 | -2749.523 | -2749.523 | -2749.523 | -2749.523 | -2749.523 | -2749.523 | -2749.523 | -2749.523 | -2749.523 | -2749.523 | -2749.523 | -2749.523 | -2749.523
|  | Total Operating Expenses |  | 7975.4102 | 26441.2474 | 25668.3557 | 15644.5672 | 24604.8474 | 24168.2792 | 23845.934 | 23580.7004 | 23315.4668 | 23050.2332 | 22784.9996 | 22519.766 | 22254.5324 | 21989.2988 | 21724.0652 | 21458.8316 | 21193.598 | 20928.3644 | 20663.1307 | 20397.8971 | 20132.6635 | 19867.4299 | 19602.1963 | 19336.9627 | 19071.7291 | 18806.4955 | 18541.2619 | 18276.0283 | 18010.7947 | 17745.5611 | -2749.523 | -2749.523 | -2749.523 | -2749.523 | -2749.523 | -2749.523 | -2749.523 | -2749.523 | -2749.523 | -2749.523 | -2749.523 | -2749.523 | -2749.523 | -2749.523 | -2749.523 | -2749.523 | -2749.523 | -2749.523 | -2749.523 | -2749.523 | -2749.523 | -2749.523 | -2749.523 | -2749.523 | -2749.523 | -2749.523
|  | Operating |  | 55395.2817 | 33211.2355 | 30303.6905 | 37614.0099 | 26302.8738 | 24660.5457 | 23447.9139 | 22450.1304 | 21452.3468 | 20454.5632 | 19456.7797 | 18458.9961 | 17461.2125 | 16463.4289 | 15465.6454 | 14467.8618 | 13470.0782 | 12472.2947 | 11474.5111 | 10476.7275 | 9478.9439 | 8481.1604 | 7483.3768 | 6485.5932 | 5487.8096 | 4490.0261 | 3492.2425 | 2494.4589 | 1496.6754 | 498.8918 | 2749.523 | 2749.523 | 2749.523 | 2749.523 | 2749.523 | 2749.523 | 2749.523 | 2749.523 | 2749.523 | 2749.523 | 2749.523 | 2749.523 | 2749.523 | 2749.523 | 2749.523 | 2749.523 | 2749.523 | 2749.523 | 2749.523 | 2749.523 | 2749.523 | 2749.523 | 2749.523 | 2749.523 | 2749.523 | 2749.523
|  | Ratebase |  | 531597.3623 | 488400.5227 | 445642.507 | 414118.3825 | 386806.9671 | 362655.0836 | 344822.2639 | 330148.9761 | 315475.6882 | 300802.4004 | 286129.1126 | 271455.8248 | 256782.5369 | 242109.2491 | 227435.9613 | 212762.6735 | 198089.3856 | 183416.0978 | 168742.81 | 154069.5222 | 139396.2343 | 124722.9465 | 110049.6587 | 95376.3709 | 80703.083 | 66029.7952 | 51356.5074 | 36683.2196 | 22009.9317 | 7336.6439 | 0 | 0 | 0 | 0 | 0 | 0 | 0 | 0 | 0 | 0 | 0 | 0 | 0 | 0 | 0 | 0 | 0 | 0 | 0 | 0 | 0 | 0 | 0 | 0 | 0 | 0
|  | Return on Ratebase |  | 10.42% | 6.8% | 6.8% | 9.083% | 6.8% | 6.8% | 6.8% | 6.8% | 6.8% | 6.8% | 6.8% | 6.8% | 6.8% | 6.8% | 6.8% | 6.8% | 6.8% | 6.8% | 6.8% | 6.8% | 6.8% | 6.8% | 6.8% | 6.8% | 6.8% | 6.8% | 6.8% | 6.8% | 6.8% | 6.8% | #DIV/0! | #DIV/0! | #DIV/0! | #DIV/0! | #DIV/0! | #DIV/0! | #DIV/0! | #DIV/0! | #DIV/0! | #DIV/0! | #DIV/0! | #DIV/0! | #DIV/0! | #DIV/0! | #DIV/0! | #DIV/0! | #DIV/0! | #DIV/0! | #DIV/0! | #DIV/0! | #DIV/0! | #DIV/0! | #DIV/0! | #DIV/0! | #DIV/0! | #DIV/0!
|  | Revenue Requirement |  | 63370.6919 | 59652.4829 | 55972.0461 | 53258.5772 | 50907.7212 | 48828.8249 | 47293.848 | 46030.8308 | 44767.8136 | 43504.7964 | 42241.7793 | 40978.7621 | 39715.7449 | 38452.7277 | 37189.7105 | 35926.6934 | 34663.6762 | 33400.659 | 32137.6418 | 30874.6246 | 29611.6075 | 28348.5903 | 27085.5731 | 25822.5559 | 24559.5387 | 23296.5216 | 22033.5044 | 20770.4872 | 19507.47 | 18244.4528 | 0 | 0 | 0 | 0 | 0 | 0 | 0 | 0 | 0 | 0 | 0 | 0 | 0 | 0 | 0 | 0 | 0 | 0 | 0 | 0 | 0 | 0 | 0 | 0 | 0 | 0
|  | Tax Depreciation |  | 109980.9206 | 175969.473 | 105581.6838 | 63349.0103 | 63349.0103 | 31674.5051 | 0 | 0 | 0 | 0 | 0 | 0 | 0 | 0 | 0 | 0 | 0 | 0 | 0 | 0 | 0 | 0 | 0 | 0 | 0 | 0 | 0 | 0 | 0 | 0 | 0 | 0 | 0 | 0 | 0 | 0 | 0 | 0 | 0 | 0 | 0 | 0 | 0 | 0 | 0 | 0 | 0 | 0 | 0 | 0 | 0 | 0 | 0 | 0 | 0 | 0
|  | Propety Taxes |  | 263.4043 | 263.4043 | 263.4043 | 263.4043 | 263.4043 | 263.4043 | 263.4043 | 263.4043 | 263.4043 | 263.4043 | 263.4043 | 263.4043 | 263.4043 | 263.4043 | 263.4043 | 263.4043 | 263.4043 | 263.4043 | 263.4043 | 263.4043 | 263.4043 | 263.4043 | 263.4043 | 263.4043 | 263.4043 | 263.4043 | 263.4043 | 263.4043 | 263.4043 | 263.4043 | 0 | 0 | 0 | 0 | 0 | 0 | 0 | 0 | 0 | 0 | 0 | 0 | 0 | 0 | 0 | 0 | 0 | 0 | 0 | 0 | 0 | 0 | 0 | 0 | 0 | 0
|  | Insurance |  | 2499.7954 | 2499.7954 | 2499.7954 | 2499.7954 | 2499.7954 | 2499.7954 | 2499.7954 | 2499.7954 | 2499.7954 | 2499.7954 | 2499.7954 | 2499.7954 | 2499.7954 | 2499.7954 | 2499.7954 | 2499.7954 | 2499.7954 | 2499.7954 | 2499.7954 | 2499.7954 | 2499.7954 | 2499.7954 | 2499.7954 | 2499.7954 | 2499.7954 | 2499.7954 | 2499.7954 | 2499.7954 | 2499.7954 | 2499.7954 | 0 | 0 | 0 | 0 | 0 | 0 | 0 | 0 | 0 | 0 | 0 | 0 | 0 | 0 | 0 | 0 | 0 | 0 | 0 | 0 | 0 | 0 | 0 | 0 | 0 | 0
|  | Expenses |  | 112744.1203 | 178732.6727 | 108344.8835 | 66112.21 | 66112.21 | 34437.7048 | 2763.1997 | 2763.1997 | 2763.1997 | 2763.1997 | 2763.1997 | 2763.1997 | 2763.1997 | 2763.1997 | 2763.1997 | 2763.1997 | 2763.1997 | 2763.1997 | 2763.1997 | 2763.1997 | 2763.1997 | 2763.1997 | 2763.1997 | 2763.1997 | 2763.1997 | 2763.1997 | 2763.1997 | 2763.1997 | 2763.1997 | 2763.1997 | 0 | 0 | 0 | 0 | 0 | 0 | 0 | 0 | 0 | 0 | 0 | 0 | 0 | 0 | 0 | 0 | 0 | 0 | 0 | 0 | 0 | 0 | 0 | 0 | 0 | 0
|  | Taxble Income |  | -49373.4284 | -119080.1898 | -52372.8374 | -12853.6328 | -15204.4888 | 14391.12 | 44530.6483 | 43267.6311 | 42004.6139 | 40741.5967 | 39478.5796 | 38215.5624 | 36952.5452 | 35689.528 | 34426.5108 | 33163.4937 | 31900.4765 | 30637.4593 | 29374.4421 | 28111.4249 | 26848.4078 | 25585.3906 | 24322.3734 | 23059.3562 | 21796.339 | 20533.3219 | 19270.3047 | 18007.2875 | 16744.2703 | 15481.2531 | 0 | 0 | 0 | 0 | 0 | 0 | 0 | 0 | 0 | 0 | 0 | 0 | 0 | 0 | 0 | 0 | 0 | 0 | 0 | 0 | 0 | 0 | 0 | 0 | 0 | 0
|  | Tax Rate |  | 0.21 | 0.21 | 0.21 | 0.21 | 0.21 | 0.21 | 0.21 | 0.21 | 0.21 | 0.21 | 0.21 | 0.21 | 0.21 | 0.21 | 0.21 | 0.21 | 0.21 | 0.21 | 0.21 | 0.21 | 0.21 | 0.21 | 0.21 | 0.21 | 0.21 | 0.21 | 0.21 | 0.21 | 0.21 | 0.21 | 0.21 | 0.21 | 0.21 | 0.21 | 0.21 | 0.21 | 0.21 | 0.21 | 0.21 | 0.21 | 0.21 | 0.21 | 0.21 | 0.21 | 0.21 | 0.21 | 0.21 | 0.21 | 0.21 | 0.21 | 0.21 | 0.21 | 0.21 | 0.21 | 0.21 | 0.21
|  | Taxes |  | -10368.42 | -25006.8399 | -10998.2958 | -2699.2629 | -3192.9426 | 3022.1352 | 9351.4361 | 9086.2025 | 8820.9689 | 8555.7353 | 8290.5017 | 8025.2681 | 7760.0345 | 7494.8009 | 7229.5673 | 6964.3337 | 6699.1001 | 6433.8665 | 6168.6328 | 5903.3992 | 5638.1656 | 5372.932 | 5107.6984 | 4842.4648 | 4577.2312 | 4311.9976 | 4046.764 | 3781.5304 | 3516.2968 | 3251.0632 | 0 | 0 | 0 | 0 | 0 | 0 | 0 | 0 | 0 | 0 | 0 | 0 | 0 | 0 | 0 | 0 | 0 | 0 | 0 | 0 | 0 | 0 | 0 | 0 | 0 | 0

## AntiWY Solar ITC 2020-2023 30%
Solar FINANCIALS
($ 1000s Unless Otherwise Indicated)
| Calendar Year of Fin. Close |  |  | 2020 | 2021 | 2022 | 2023 | 2024 | 2025 | 2026 | 2027 | 2028 | 2029 | 2030 | 2031 | 2032 | 2033 | 2034 | 2035 | 2036 | 2037 | 2038 | 2039 | 2040 | 2041 | 2042 | 2043 | 2044 | 2045 | 2046 | 2047 | 2048 | 2049
| Operating Year |  | 0 | 1 | 2 | 3 | 4 | 5 | 6 | 7 | 8 | 9 | 10 | 11 | 12 | 13 | 14 | 15 | 16 | 17 | 18 | 19 | 20 | 21 | 22 | 23 | 24 | 25 | 26 | 27 | 28 | 29 | 30
| Calendar Year | Capital Invest.
| 2020 | 549904.6031
| Gross plant |  |  | 549904.6031 | 549904.6031 | 549904.6031 | 549904.6031 | 549904.6031 | 549904.6031 | 549904.6031 | 549904.6031 | 549904.6031 | 549904.6031 | 549904.6031 | 549904.6031 | 549904.6031 | 549904.6031 | 549904.6031 | 549904.6031 | 549904.6031 | 549904.6031 | 549904.6031 | 549904.6031 | 549904.6031 | 549904.6031 | 549904.6031 | 549904.6031 | 549904.6031 | 549904.6031 | 549904.6031 | 549904.6031 | 549904.6031 | 549904.6031
| Accumulated Deprectiation |  |  | 18330.1534 | 36660.3069 | 54990.4603 | 73320.6137 | 91650.7672 | 109980.9206 | 128311.0741 | 146641.2275 | 164971.3809 | 183301.5344 | 201631.6878 | 219961.8412 | 238291.9947 | 256622.1481 | 274952.3015 | 293282.455 | 311612.6084 | 329942.7618 | 348272.9153 | 366603.0687 | 384933.2222 | 403263.3756 | 421593.529 | 439923.6825 | 458253.8359 | 476583.9893 | 494914.1428 | 513244.2962 | 531574.4496 | 549904.6031
| Net book value |  |  | 531574.4496 | 513244.2962 | 494914.1428 | 476583.9893 | 458253.8359 | 439923.6825 | 421593.529 | 403263.3756 | 384933.2222 | 366603.0687 | 348272.9153 | 329942.7618 | 311612.6084 | 293282.455 | 274952.3015 | 256622.1481 | 238291.9947 | 219961.8412 | 201631.6878 | 183301.5344 | 164971.3809 | 146641.2275 | 128311.0741 | 109980.9206 | 91650.7672 | 73320.6137 | 54990.4603 | 36660.3069 | 18330.1534 | 0
| ITC |  |  | 0 | 0 | 0 | 0 | 0 | 0 | 0 | 0 | 0 | 0 | 0 | 0 | 0 | 0 | 0 | 0 | 0 | 0 | 0 | 0 | 8248.569 | 16497.1381 | 24745.7071 | 32994.2762 | 41242.8452 | 49491.4143 | 57739.9833 | 65988.5524 | 74237.1214 | 82485.6905
| Accumulated deffered income tax |  |  | -16359.6619 | -44498.2805 | -60072.6786 | -68108.5446 | -76144.4105 | -78526.3773 | -75254.4449 | -71982.5125 | -68710.5802 | -65438.6478 | -62166.7154 | -58894.783 | -55622.8506 | -52350.9182 | -49078.9858 | -45807.0534 | -42535.121 | -39263.1887 | -35991.2563 | -32719.3239 | -29447.3915 | -26175.4591 | -22903.5267 | -19631.5943 | -16359.6619 | -13087.7296 | -9815.7972 | -6543.8648 | -3271.9324 | -3.2742e-11
| Rate Base |  |  | 515214.7877 | 468746.0157 | 434841.4641 | 408475.4447 | 382109.4254 | 361397.3051 | 346339.0841 | 331280.863 | 316222.642 | 301164.421 | 286106.1999 | 271047.9789 | 255989.7578 | 240931.5368 | 225873.3157 | 210815.0947 | 195756.8736 | 180698.6526 | 165640.4315 | 150582.2105 | 143772.5585 | 136962.9065 | 130153.2545 | 123343.6025 | 116533.9505 | 109724.2985 | 102914.6465 | 96104.9945 | 89295.3425 | 82485.6905
| Average rate base |  |  | 532559.6954 | 491980.4017 | 451793.7399 | 421658.4544 | 395292.4351 | 371753.3653 | 353868.1946 | 338809.9736 | 323751.7525 | 308693.5315 | 293635.3104 | 278577.0894 | 263518.8683 | 248460.6473 | 233402.4262 | 218344.2052 | 203285.9841 | 188227.7631 | 173169.542 | 158111.321 | 147177.3845 | 140367.7325 | 133558.0805 | 126748.4285 | 119938.7765 | 113129.1245 | 106319.4725 | 99509.8205 | 92700.1685 | 85890.5165
| Pre-tax Return | 0.086076 |  | 45840.5814 | 42347.6801 | 38888.5751 | 36294.6518 | 34025.1716 | 31999.0238 | 30459.5408 | 29163.3901 | 27867.2395 | 26571.0888 | 25274.9381 | 23978.7874 | 22682.6368 | 21386.4861 | 20090.3354 | 18794.1848 | 17498.0341 | 16201.8834 | 14905.7327 | 13609.5821 | 12668.4331 | 12082.2858 | 11496.1386 | 10909.9913 | 10323.8441 | 9737.6968 | 9151.5495 | 8565.4023 | 7979.255 | 7393.1077
| Book Depreciation |  |  | 18330.1534 | 18330.1534 | 18330.1534 | 18330.1534 | 18330.1534 | 18330.1534 | 18330.1534 | 18330.1534 | 18330.1534 | 18330.1534 | 18330.1534 | 18330.1534 | 18330.1534 | 18330.1534 | 18330.1534 | 18330.1534 | 18330.1534 | 18330.1534 | 18330.1534 | 18330.1534 | 18330.1534 | 18330.1534 | 18330.1534 | 18330.1534 | 18330.1534 | 18330.1534 | 18330.1534 | 18330.1534 | 18330.1534 | 18330.1534
| Insurance |  |  | 263.4043 | 263.4043 | 263.4043 | 263.4043 | 263.4043 | 263.4043 | 263.4043 | 263.4043 | 263.4043 | 263.4043 | 263.4043 | 263.4043 | 263.4043 | 263.4043 | 263.4043 | 263.4043 | 263.4043 | 263.4043 | 263.4043 | 263.4043 | 263.4043 | 263.4043 | 263.4043 | 263.4043 | 263.4043 | 263.4043 | 263.4043 | 263.4043 | 263.4043 | 263.4043
| ITC Amort - Grossed for Taxes |  |  | -10441.2266 | -10441.2266 | -10441.2266 | -10441.2266 | -10441.2266 | -10441.2266 | -10441.2266 | -10441.2266 | -10441.2266 | -10441.2266 | -10441.2266 | -10441.2266 | -10441.2266 | -10441.2266 | -10441.2266 | -10441.2266 | -10441.2266 | -10441.2266 | -10441.2266 | -10441.2266 | -10441.2266 | -10441.2266 | -10441.2266 | -10441.2266 | -10441.2266 | -10441.2266 | -10441.2266 | -10441.2266 | -10441.2266 | -10441.2266
| Property Taxes |  |  | 2499.7954 | 2499.7954 | 2499.7954 | 2499.7954 | 2499.7954 | 2499.7954 | 2499.7954 | 2499.7954 | 2499.7954 | 2499.7954 | 2499.7954 | 2499.7954 | 2499.7954 | 2499.7954 | 2499.7954 | 2499.7954 | 2499.7954 | 2499.7954 | 2499.7954 | 2499.7954 | 2499.7954 | 2499.7954 | 2499.7954 | 2499.7954 | 2499.7954 | 2499.7954 | 2499.7954 | 2499.7954 | 2499.7954 | 2499.7954
| Revenue Requirement |  |  | 56492.7079 | 52999.8066 | 49540.7016 | 46946.7783 | 44677.2981 | 42651.1503 | 41111.6673 | 39815.5166 | 38519.366 | 37223.2153 | 35927.0646 | 34630.9139 | 33334.7633 | 32038.6126 | 30742.4619 | 29446.3112 | 28150.1606 | 26854.0099 | 25557.8592 | 24261.7086 | 23320.5596 | 22734.4123 | 22148.2651 | 21562.1178 | 20975.9705 | 20389.8233 | 19803.676 | 19217.5288 | 18631.3815 | 18045.2342
| Book Depreciation |  |  | 18330.1534 | 18330.1534 | 18330.1534 | 18330.1534 | 18330.1534 | 18330.1534 | 18330.1534 | 18330.1534 | 18330.1534 | 18330.1534 | 18330.1534 | 18330.1534 | 18330.1534 | 18330.1534 | 18330.1534 | 18330.1534 | 18330.1534 | 18330.1534 | 18330.1534 | 18330.1534 | 18330.1534 | 18330.1534 | 18330.1534 | 18330.1534 | 18330.1534 | 18330.1534 | 18330.1534 | 18330.1534 | 18330.1534 | 18330.1534
| Tax Depreciation |  |  | 109980.9206 | 175969.473 | 105581.6838 | 63349.0103 | 63349.0103 | 31674.5051 | 0 | 0 | 0 | 0 | 0 | 0 | 0 | 0 | 0 | 0 | 0 | 0 | 0 | 0 | 0 | 0 | 0 | 0 | 0 | 0 | 0 | 0 | 0 | 0
| Difference between book and tax |  |  | -91650.7672 | -157639.3195 | -87251.5304 | -45018.8568 | -45018.8568 | -13344.3517 | 18330.1534 | 18330.1534 | 18330.1534 | 18330.1534 | 18330.1534 | 18330.1534 | 18330.1534 | 18330.1534 | 18330.1534 | 18330.1534 | 18330.1534 | 18330.1534 | 18330.1534 | 18330.1534 | 18330.1534 | 18330.1534 | 18330.1534 | 18330.1534 | 18330.1534 | 18330.1534 | 18330.1534 | 18330.1534 | 18330.1534 | 18330.1534
| Tax rate |  |  | -19246.6611 | -33104.2571 | -18322.8214 | -9453.9599 | -9453.9599 | -2802.3139 | 3849.3322 | 3849.3322 | 3849.3322 | 3849.3322 | 3849.3322 | 3849.3322 | 3849.3322 | 3849.3322 | 3849.3322 | 3849.3322 | 3849.3322 | 3849.3322 | 3849.3322 | 3849.3322 | 3849.3322 | 3849.3322 | 3849.3322 | 3849.3322 | 3849.3322 | 3849.3322 | 3849.3322 | 3849.3322 | 3849.3322 | 3849.3322
Depreciation Tables
|  | 5 |  | 20% | 32% | 19.2% | 11.52% | 11.52% | 5.76% | 0% | 0% | 0% | 0% | 0% | 0% | 0% | 0% | 0% | 0% | 0% | 0% | 0% | 0% | 0%
|  | 5 | 0: 1; 2020 1: 20%; 2021 2: 32%; 2022 3: 19.2%; 2023 4: 11.52%; 2024 5: 11.52%; 2025 6: 5.76%
|  | 10 | 0: 0; 2020 1: 10%; 2021 2: 18%; 2022 3: 14.4%; 2023 4: 11.52%; 2024 5: 9.22%; 2025 6: 7.37%; 2026 7: 6.55%; 2027 8: 6.55%; 2028 9: 6.56%; 2029 10: 6.55%; 2030 11: 3.28%
|  | 15 | 0: 0; 2020 1: 5%; 2021 2: 9.5%; 2022 3: 8.55%; 2023 4: 7.7%; 2024 5: 6.93%; 2025 6: 6.23%; 2026 7: 5.9%; 2027 8: 5.9%; 2028 9: 5.91%; 2029 10: 5.9%; 2030 11: 5.91%; 2031 12: 5.9%; 2032 13: 5.91%; 2033 14: 5.9%; 2034 15: 5.91%; 2035 16: 2.95%
|  | 20 | 0 | 3.75% | 7.219% | 6.677% | 6.177% | 5.713% | 5.285% | 4.888% | 4.522% | 4.462% | 4.461% | 4.462% | 4.461% | 4.462% | 4.461% | 4.462% | 4.461% | 4.462% | 4.461% | 4.462% | 4.461% | 2.231%
Revenue Requirement by vintage year
2012 $000
|  |  |  | 2020 | 2021 | 2022 | 2023 | 2024 | 2025 | 2026 | 2027 | 2028 | 2029 | 2030 | 2031 | 2032 | 2033 | 2034 | 2035 | 2036 | 2037 | 2038 | 2039 | 2040 | 2041 | 2042 | 2043 | 2044 | 2045 | 2046 | 2047 | 2048 | 2049 | 2050 | 2051 | 2052 | 2053 | 2054 | 2055 | 2056 | 2057 | 2058 | 2059 | 2060 | 2061 | 2062 | 2063 | 2064 | 2065 | 2066 | 2067 | 2068 | 2069 | 2070 | 2071 | 2072 | 2073 | 2074 | 2075
|  | 2020 | 0% | 56492.7079 | 52999.8066 | 49540.7016 | 46946.7783 | 44677.2981 | 42651.1503 | 41111.6673 | 39815.5166 | 38519.366 | 37223.2153 | 35927.0646 | 34630.9139 | 33334.7633 | 32038.6126 | 30742.4619 | 29446.3112 | 28150.1606 | 26854.0099 | 25557.8592 | 24261.7086 | 23320.5596 | 22734.4123 | 22148.2651 | 21562.1178 | 20975.9705 | 20389.8233 | 19803.676 | 19217.5288 | 18631.3815 | 18045.2342 | 0 | 0 | 0 | 0 | 0 | 0 | 0 | 0 | 0 | 0 | 0 | 0 | 0 | 0 | 0 | 0 | 0 | 0 | 0 | 0 | 0 | 0 | 0 | 0 | 0 | 0
|  | 2021 | -1.845% |  | 55450.1579 | 52021.7167 | 48626.448 | 46080.3945 | 43852.7967 | 41864.0407 | 40352.9682 | 39080.7374 | 37808.5067 | 36536.2759 | 35264.0452 | 33991.8145 | 32719.5837 | 31447.353 | 30175.1223 | 28902.8915 | 27630.6608 | 26358.43 | 25086.1993 | 23813.9686 | 22890.1881 | 22314.858 | 21739.5278 | 21164.1977 | 20588.8675 | 20013.5374 | 19438.2072 | 18862.8771 | 18287.5469 | 17712.2168 | 0 | 0 | 0 | 0 | 0 | 0 | 0 | 0 | 0 | 0 | 0 | 0 | 0 | 0 | 0 | 0 | 0 | 0 | 0 | 0 | 0 | 0 | 0 | 0 | 0
|  | 2022 | -2.03% |  |  | 54324.5671 | 50965.7203 | 47639.3727 | 45145.0019 | 42962.6224 | 41014.2364 | 39533.8374 | 38287.4319 | 37041.0263 | 35794.6208 | 34548.2152 | 33301.8097 | 32055.4042 | 30808.9986 | 29562.5931 | 28316.1875 | 27069.782 | 25823.3764 | 24576.9709 | 23330.5654 | 22425.5369 | 21861.8854 | 21298.234 | 20734.5826 | 20170.9311 | 19607.2797 | 19043.6282 | 18479.9768 | 17916.3253 | 17352.6739 | 0 | 0 | 0 | 0 | 0 | 0 | 0 | 0 | 0 | 0 | 0 | 0 | 0 | 0 | 0 | 0 | 0 | 0 | 0 | 0 | 0 | 0 | 0 | 0
|  | 2023 | -2.072% |  |  |  | 53198.9762 | 49909.7239 | 46652.2974 | 44209.6093 | 42072.4481 | 40164.4322 | 38714.7066 | 37494.1263 | 36273.5459 | 35052.9656 | 33832.3853 | 32611.8049 | 31391.2246 | 30170.6442 | 28950.0639 | 27729.4835 | 26508.9032 | 25288.3228 | 24067.7425 | 22847.1622 | 21960.8856 | 21408.9129 | 20856.9402 | 20304.9674 | 19752.9947 | 19201.022 | 18649.0492 | 18097.0765 | 17545.1038 | 16993.131 | 0 | 0 | 0 | 0 | 0 | 0 | 0 | 0 | 0 | 0 | 0 | 0 | 0 | 0 | 0 | 0 | 0 | 0 | 0 | 0 | 0 | 0 | 0
|  | 2024 | -2.116% |  |  |  |  | 52073.3854 | 48853.7276 | 45665.222 | 43274.2167 | 41182.2738 | 39314.6279 | 37895.5759 | 36700.8207 | 35506.0656 | 34311.3104 | 33116.5553 | 31921.8001 | 30727.045 | 29532.2898 | 28337.5347 | 27142.7795 | 25948.0244 | 24753.2692 | 23558.5141 | 22363.7589 | 21496.2344 | 20955.9403 | 20415.6463 | 19875.3523 | 19335.0583 | 18794.7643 | 18254.4702 | 17714.1762 | 17173.8822 | 16633.5882 | 0 | 0 | 0 | 0 | 0 | 0 | 0 | 0 | 0 | 0 | 0 | 0 | 0 | 0 | 0 | 0 | 0 | 0 | 0 | 0 | 0 | 0
|  | 2025 | -2.162% | [5 empty] | 50947.7946 | 47797.7312 | 44678.1467 | 42338.824 | 40292.0995 | 38464.8237 | 37076.4451 | 35907.5152 | 34738.5852 | 33569.6553 | 32400.7253 | 31231.7953 | 30062.8654 | 28893.9354 | 27725.0055 | 26556.0755 | 25387.1456 | 24218.2156 | 23049.2857 | 21880.3557 | 21031.5831 | 20502.9678 | 19974.3525 | 19445.7372 | 18917.1219 | 18388.5066 | 17859.8912 | 17331.2759 | 16802.6606 | 16274.0453 | 0 | 0 | 0 | 0 | 0 | 0 | 0 | 0 | 0 | 0 | 0 | 0 | 0 | 0 | 0 | 0 | 0 | 0 | 0 | 0 | 0
|  | 2026 | -2.209% | [6 empty] | 49822.2038 | 46741.7348 | 43691.0714 | 41403.4314 | 39401.9253 | 37615.0194 | 36257.3143 | 35114.2096 | 33971.1048 | 32828.0001 | 31684.8953 | 30541.7906 | 29398.6858 | 28255.5811 | 27112.4763 | 25969.3715 | 24826.2668 | 23683.162 | 22540.0573 | 21396.9525 | 20566.9319 | 20049.9953 | 19533.0587 | 19016.1221 | 18499.1855 | 17982.2489 | 17465.3123 | 16948.3757 | 16431.4391 | 15914.5025 | 0 | 0 | 0 | 0 | 0 | 0 | 0 | 0 | 0 | 0 | 0 | 0 | 0 | 0 | 0 | 0 | 0 | 0 | 0 | 0
|  | 2027 | -2.259% | [7 empty] | 48696.613 | 45685.7384 | 42703.996 | 40468.0388 | 38511.751 | 36765.2152 | 35438.1836 | 34320.904 | 33203.6245 | 32086.3449 | 30969.0653 | 29851.7858 | 28734.5062 | 27617.2267 | 26499.9471 | 25382.6676 | 24265.388 | 23148.1084 | 22030.8289 | 20913.5493 | 20102.2806 | 19597.0227 | 19091.7648 | 18586.5069 | 18081.249 | 17575.9912 | 17070.7333 | 16565.4754 | 16060.2175 | 15554.9596 | 0 | 0 | 0 | 0 | 0 | 0 | 0 | 0 | 0 | 0 | 0 | 0 | 0 | 0 | 0 | 0 | 0 | 0 | 0
|  | 2028 | -2.311% | [8 empty] | 47571.0222 | 44629.742 | 41716.9207 | 39532.6462 | 37621.5767 | 35915.411 | 34619.0528 | 33527.5985 | 32436.1441 | 31344.6897 | 30253.2354 | 29161.781 | 28070.3266 | 26978.8723 | 25887.4179 | 24795.9636 | 23704.5092 | 22613.0548 | 21521.6005 | 20430.1461 | 19637.6293 | 19144.0502 | 18650.471 | 18156.8918 | 17663.3126 | 17169.7335 | 16676.1543 | 16182.5751 | 15688.9959 | 15195.4167 | 0 | 0 | 0 | 0 | 0 | 0 | 0 | 0 | 0 | 0 | 0 | 0 | 0 | 0 | 0 | 0 | 0 | 0
|  | 2029 | -2.366% | [9 empty] | 46445.4314 | 43573.7456 | 40729.8454 | 38597.2535 | 36731.4024 | 35065.6067 | 33799.922 | 32734.2929 | 31668.6637 | 30603.0346 | 29537.4054 | 28471.7762 | 27406.1471 | 26340.5179 | 25274.8887 | 24209.2596 | 23143.6304 | 22078.0012 | 21012.3721 | 19946.7429 | 19172.9781 | 18691.0776 | 18209.1772 | 17727.2767 | 17245.3762 | 16763.4757 | 16281.5753 | 15799.6748 | 15317.7743 | 14835.8739 | 0 | 0 | 0 | 0 | 0 | 0 | 0 | 0 | 0 | 0 | 0 | 0 | 0 | 0 | 0 | 0 | 0
|  | 2030 | -2.423% | [10 empty] | 45319.8406 | 42517.7492 | 39742.77 | 37661.8609 | 35841.2281 | 34215.8025 | 32980.7913 | 31940.9873 | 30901.1833 | 29861.3794 | 28821.5754 | 27781.7714 | 26741.9675 | 25702.1635 | 24662.3595 | 23622.5556 | 22582.7516 | 21542.9476 | 20503.1437 | 19463.3397 | 18708.3268 | 18238.1051 | 17767.8833 | 17297.6616 | 16827.4398 | 16357.218 | 15886.9963 | 15416.7745 | 14946.5528 | 14476.331 | 0 | 0 | 0 | 0 | 0 | 0 | 0 | 0 | 0 | 0 | 0 | 0 | 0 | 0 | 0 | 0
|  | 2031 | -1.109% | [11 empty] | 44817.4015 | 42046.3756 | 39302.1612 | 37244.3221 | 35443.8738 | 33836.4685 | 32615.1493 | 31586.8731 | 30558.5969 | 29530.3208 | 28502.0446 | 27473.7684 | 26445.4923 | 25417.2161 | 24388.9399 | 23360.6638 | 22332.3876 | 21304.1114 | 20275.8353 | 19247.5591 | 18500.9167 | 18035.9081 | 17570.8994 | 17105.8908 | 16640.8821 | 16175.8735 | 15710.8649 | 15245.8562 | 14780.8476 | 14315.839 | 0 | 0 | 0 | 0 | 0 | 0 | 0 | 0 | 0 | 0 | 0 | 0 | 0 | 0 | 0
|  | 2032 | -1.121% | [12 empty] | 44314.9624 | 41575.0019 | 38861.5524 | 36826.7833 | 35046.5195 | 33457.1345 | 32249.5072 | 31232.7589 | 30216.0105 | 29199.2621 | 28182.5138 | 27165.7654 | 26149.017 | 25132.2687 | 24115.5203 | 23098.7719 | 22082.0236 | 21065.2752 | 20048.5269 | 19031.7785 | 18293.5065 | 17833.711 | 17373.9155 | 16914.12 | 16454.3245 | 15994.529 | 15534.7334 | 15074.9379 | 14615.1424 | 14155.3469 | 0 | 0 | 0 | 0 | 0 | 0 | 0 | 0 | 0 | 0 | 0 | 0 | 0 | 0
|  | 2033 | -1.134% | [13 empty] | 43812.5233 | 41103.6283 | 38420.9436 | 36409.2446 | 34649.1652 | 33077.8005 | 31883.8652 | 30878.6446 | 29873.4241 | 28868.2035 | 27862.9829 | 26857.7624 | 25852.5418 | 24847.3213 | 23842.1007 | 22836.8801 | 21831.6596 | 20826.439 | 19821.2184 | 18815.9979 | 18086.0964 | 17631.514 | 17176.9316 | 16722.3492 | 16267.7668 | 15813.1844 | 15358.602 | 14904.0196 | 14449.4372 | 13994.8548 | 0 | 0 | 0 | 0 | 0 | 0 | 0 | 0 | 0 | 0 | 0 | 0 | 0
|  | 2034 | -1.147% | [14 empty] | 43310.0842 | 40632.2546 | 37980.3348 | 35991.7058 | 34251.8108 | 32698.4665 | 31518.2232 | 30524.5304 | 29530.8376 | 28537.1449 | 27543.4521 | 26549.7594 | 25556.0666 | 24562.3738 | 23568.6811 | 22574.9883 | 21581.2956 | 20587.6028 | 19593.91 | 18600.2173 | 17878.6863 | 17429.317 | 16979.9477 | 16530.5784 | 16081.2092 | 15631.8399 | 15182.4706 | 14733.1013 | 14283.7321 | 13834.3628 | 0 | 0 | 0 | 0 | 0 | 0 | 0 | 0 | 0 | 0 | 0 | 0
|  | 2035 | -1.16% | [15 empty] | 42807.6451 | 40160.8809 | 37539.726 | 35574.167 | 33854.4565 | 32319.1325 | 31152.5811 | 30170.4162 | 29188.2512 | 28206.0862 | 27223.9213 | 26241.7563 | 25259.5914 | 24277.4264 | 23295.2615 | 22313.0965 | 21330.9315 | 20348.7666 | 19366.6016 | 18384.4367 | 17671.2761 | 17227.12 | 16782.9638 | 16338.8076 | 15894.6515 | 15450.4953 | 15006.3392 | 14562.183 | 14118.0269 | 13673.8707 | 0 | 0 | 0 | 0 | 0 | 0 | 0 | 0 | 0 | 0 | 0
|  | 2036 | -1.174% | [16 empty] | 42305.206 | 39689.5073 | 37099.1172 | 35156.6282 | 33457.1022 | 31939.7984 | 30786.9391 | 29816.3019 | 28845.6648 | 27875.0276 | 26904.3905 | 25933.7533 | 24963.1162 | 23992.479 | 23021.8418 | 22051.2047 | 21080.5675 | 20109.9304 | 19139.2932 | 18168.6561 | 17463.866 | 17024.9229 | 16585.9799 | 16147.0369 | 15708.0938 | 15269.1508 | 14830.2078 | 14391.2647 | 13952.3217 | 13513.3787 | 0 | 0 | 0 | 0 | 0 | 0 | 0 | 0 | 0 | 0
|  | 2037 | -1.188% | [17 empty] | 41802.767 | 39218.1336 | 36658.5083 | 34739.0894 | 33059.7479 | 31560.4644 | 30421.2971 | 29462.1877 | 28503.0783 | 27543.969 | 26584.8596 | 25625.7503 | 24666.6409 | 23707.5316 | 22748.4222 | 21789.3129 | 20830.2035 | 19871.0942 | 18911.9848 | 17952.8755 | 17256.4558 | 16822.7259 | 16388.996 | 15955.2661 | 15521.5362 | 15087.8063 | 14654.0763 | 14220.3464 | 13786.6165 | 13352.8866 | 0 | 0 | 0 | 0 | 0 | 0 | 0 | 0 | 0
|  | 2038 | -1.202% | [18 empty] | 41300.3279 | 38746.76 | 36217.8995 | 34321.5507 | 32662.3936 | 31181.1304 | 30055.655 | 29108.0735 | 28160.4919 | 27212.9104 | 26265.3288 | 25317.7473 | 24370.1657 | 23422.5842 | 22475.0026 | 21527.4211 | 20579.8395 | 19632.258 | 18684.6764 | 17737.0949 | 17049.0457 | 16620.5289 | 16192.0121 | 15763.4953 | 15334.9785 | 14906.4617 | 14477.9449 | 14049.4281 | 13620.9113 | 13192.3945 | 0 | 0 | 0 | 0 | 0 | 0 | 0 | 0
|  | 2039 | -1.217% | [19 empty] | 40797.8888 | 38275.3863 | 35777.2907 | 33904.0119 | 32265.0393 | 30801.7964 | 29690.013 | 28753.9592 | 27817.9055 | 26881.8517 | 25945.798 | 25009.7442 | 24073.6905 | 23137.6367 | 22201.583 | 21265.5292 | 20329.4755 | 19393.4217 | 18457.368 | 17521.3143 | 16841.6355 | 16418.3319 | 15995.0282 | 15571.7245 | 15148.4208 | 14725.1172 | 14301.8135 | 13878.5098 | 13455.2062 | 13031.9025 | 0 | 0 | 0 | 0 | 0 | 0 | 0
Revenue Requirement by vintage year
2012 $/MW-wk
| Aurora Input |  | Levelized Cost | 2020 | 2021 | 2022 | 2023 | 2024 | 2025 | 2026 | 2027 | 2028 | 2029 | 2030 | 2031 | 2032 | 2033 | 2034 | 2035 | 2036 | 2037 | 2038 | 2039 | 2040 | 2041 | 2042 | 2043 | 2044 | 2045 | 2046 | 2047 | 2048 | 2049 | 2050 | 2051 | 2052 | 2053 | 2054 | 2055 | 2056 | 2057 | 2058 | 2059 | 2060 | 2061 | 2062 | 2063 | 2064 | 2065 | 2066 | 2067 | 2068 | 2069 | 2070 | 2071 | 2072 | 2073 | 2074 | 2075
|  | 2020 | 1722.2856 | 2715.9956 | 2548.0676 | 2381.7645 | 2257.0566 | 2147.947 | 2050.5361 | 1976.5225 | 1914.2075 | 1851.8926 | 1789.5777 | 1727.2627 | 1664.9478 | 1602.6328 | 1540.3179 | 1478.003 | 1415.688 | 1353.3731 | 1291.0582 | 1228.7432 | 1166.4283 | 1121.1807 | 1093.0006 | 1064.8204 | 1036.6403 | 1008.4601 | 980.28 | 952.0998 | 923.9197 | 895.7395 | 867.5593 | 0 | 0 | 0 | 0 | 0 | 0 | 0 | 0 | 0 | 0 | 0 | 0 | 0 | 0 | 0 | 0 | 0 | 0 | 0 | 0 | 0 | 0 | 0 | 0 | 0 | 0
|  | 2021 | 1690.5015 |  | 2665.873 | 2501.0441 | 2337.81 | 2215.4036 | 2108.3075 | 2012.6943 | 1940.0465 | 1878.8816 | 1817.7167 | 1756.5517 | 1695.3868 | 1634.2218 | 1573.0569 | 1511.892 | 1450.727 | 1389.5621 | 1328.3972 | 1267.2322 | 1206.0673 | 1144.9023 | 1100.4898 | 1072.8297 | 1045.1696 | 1017.5095 | 989.8494 | 962.1893 | 934.5292 | 906.8691 | 879.209 | 851.5489 | 0 | 0 | 0 | 0 | 0 | 0 | 0 | 0 | 0 | 0 | 0 | 0 | 0 | 0 | 0 | 0 | 0 | 0 | 0 | 0 | 0 | 0 | 0 | 0 | 0
|  | 2022 | 1656.1858 |  |  | 2611.758 | 2450.275 | 2290.3545 | 2170.4328 | 2065.5107 | 1971.8383 | 1900.6653 | 1840.7419 | 1780.8186 | 1720.8952 | 1660.9719 | 1601.0485 | 1541.1252 | 1481.2019 | 1421.2785 | 1361.3552 | 1301.4318 | 1241.5085 | 1181.5851 | 1121.6618 | 1078.1508 | 1051.0522 | 1023.9536 | 996.8549 | 969.7563 | 942.6577 | 915.559 | 888.4604 | 861.3618 | 834.2632 | 0 | 0 | 0 | 0 | 0 | 0 | 0 | 0 | 0 | 0 | 0 | 0 | 0 | 0 | 0 | 0 | 0 | 0 | 0 | 0 | 0 | 0 | 0 | 0
|  | 2023 | 1621.8701 |  |  |  | 2557.6431 | 2399.506 | 2242.8989 | 2125.462 | 2022.7139 | 1930.9823 | 1861.284 | 1802.6022 | 1743.9205 | 1685.2387 | 1626.557 | 1567.8752 | 1509.1935 | 1450.5117 | 1391.83 | 1333.1482 | 1274.4665 | 1215.7848 | 1157.103 | 1098.4213 | 1055.8118 | 1029.2747 | 1002.7375 | 976.2004 | 949.6632 | 923.1261 | 896.5889 | 870.0518 | 843.5146 | 816.9775 | 0 | 0 | 0 | 0 | 0 | 0 | 0 | 0 | 0 | 0 | 0 | 0 | 0 | 0 | 0 | 0 | 0 | 0 | 0 | 0 | 0 | 0 | 0
|  | 2024 | 1587.5543 |  |  |  |  | 2503.5281 | 2348.7369 | 2195.4434 | 2080.4912 | 1979.917 | 1890.1263 | 1821.9027 | 1764.4625 | 1707.0224 | 1649.5822 | 1592.1421 | 1534.7019 | 1477.2618 | 1419.8216 | 1362.3815 | 1304.9413 | 1247.5012 | 1190.061 | 1132.6209 | 1075.1807 | 1033.4728 | 1007.4971 | 981.5215 | 955.5458 | 929.5701 | 903.5944 | 877.6188 | 851.6431 | 825.6674 | 799.6917 | 0 | 0 | 0 | 0 | 0 | 0 | 0 | 0 | 0 | 0 | 0 | 0 | 0 | 0 | 0 | 0 | 0 | 0 | 0 | 0 | 0 | 0
|  | 2025 | 1553.2386 | [5 empty] | 2449.4132 | 2297.9678 | 2147.9878 | 2035.5204 | 1937.1202 | 1849.2704 | 1782.5214 | 1726.3228 | 1670.1243 | 1613.9257 | 1557.7272 | 1501.5286 | 1445.3301 | 1389.1315 | 1332.933 | 1276.7344 | 1220.5358 | 1164.3373 | 1108.1387 | 1051.9402 | 1011.1338 | 985.7196 | 960.3054 | 934.8912 | 909.477 | 884.0628 | 858.6486 | 833.2344 | 807.8202 | 782.406 | 0 | 0 | 0 | 0 | 0 | 0 | 0 | 0 | 0 | 0 | 0 | 0 | 0 | 0 | 0 | 0 | 0 | 0 | 0 | 0 | 0
|  | 2026 | 1518.9228 | [6 empty] | 2395.2983 | 2247.1988 | 2100.5323 | 1990.5496 | 1894.3233 | 1808.4144 | 1743.1401 | 1688.1832 | 1633.2262 | 1578.2692 | 1523.3123 | 1468.3553 | 1413.3984 | 1358.4414 | 1303.4844 | 1248.5275 | 1193.5705 | 1138.6136 | 1083.6566 | 1028.6996 | 988.7948 | 963.9421 | 939.0894 | 914.2366 | 889.3839 | 864.5312 | 839.6785 | 814.8258 | 789.973 | 765.1203 | 0 | 0 | 0 | 0 | 0 | 0 | 0 | 0 | 0 | 0 | 0 | 0 | 0 | 0 | 0 | 0 | 0 | 0 | 0 | 0
|  | 2027 | 1484.6071 | [7 empty] | 2341.1833 | 2196.4297 | 2053.0767 | 1945.5788 | 1851.5265 | 1767.5584 | 1703.7588 | 1650.0435 | 1596.3281 | 1542.6127 | 1488.8974 | 1435.182 | 1381.4666 | 1327.7513 | 1274.0359 | 1220.3206 | 1166.6052 | 1112.8898 | 1059.1745 | 1005.4591 | 966.4558 | 942.1646 | 917.8733 | 893.5821 | 869.2908 | 844.9996 | 820.7083 | 796.4171 | 772.1258 | 747.8346 | 0 | 0 | 0 | 0 | 0 | 0 | 0 | 0 | 0 | 0 | 0 | 0 | 0 | 0 | 0 | 0 | 0 | 0 | 0
|  | 2028 | 1450.2914 | [8 empty] | 2287.0684 | 2145.6607 | 2005.6212 | 1900.608 | 1808.7296 | 1726.7024 | 1664.3775 | 1611.9038 | 1559.43 | 1506.9562 | 1454.4825 | 1402.0087 | 1349.5349 | 1297.0612 | 1244.5874 | 1192.1136 | 1139.6399 | 1087.1661 | 1034.6923 | 982.2186 | 944.1168 | 920.387 | 896.6573 | 872.9275 | 849.1977 | 825.468 | 801.7382 | 778.0084 | 754.2786 | 730.5489 | 0 | 0 | 0 | 0 | 0 | 0 | 0 | 0 | 0 | 0 | 0 | 0 | 0 | 0 | 0 | 0 | 0 | 0
|  | 2029 | 1415.9756 | [9 empty] | 2232.9534 | 2094.8916 | 1958.1656 | 1855.6372 | 1765.9328 | 1685.8465 | 1624.9963 | 1573.7641 | 1522.5319 | 1471.2997 | 1420.0676 | 1368.8354 | 1317.6032 | 1266.3711 | 1215.1389 | 1163.9067 | 1112.6745 | 1061.4424 | 1010.2102 | 958.978 | 921.7778 | 898.6095 | 875.4412 | 852.2729 | 829.1046 | 805.9363 | 782.768 | 759.5998 | 736.4315 | 713.2632 | 0 | 0 | 0 | 0 | 0 | 0 | 0 | 0 | 0 | 0 | 0 | 0 | 0 | 0 | 0 | 0 | 0
|  | 2030 | 1381.6599 | [10 empty] | 2178.8385 | 2044.1226 | 1910.7101 | 1810.6664 | 1723.136 | 1644.9905 | 1585.615 | 1535.6244 | 1485.6338 | 1435.6432 | 1385.6527 | 1335.6621 | 1285.6715 | 1235.6809 | 1185.6904 | 1135.6998 | 1085.7092 | 1035.7186 | 985.7281 | 935.7375 | 899.4388 | 876.832 | 854.2252 | 831.6183 | 809.0115 | 786.4047 | 763.7979 | 741.1911 | 718.5843 | 695.9775 | 0 | 0 | 0 | 0 | 0 | 0 | 0 | 0 | 0 | 0 | 0 | 0 | 0 | 0 | 0 | 0
|  | 2031 | 1366.3421 | [11 empty] | 2154.6828 | 2021.4604 | 1889.527 | 1790.5924 | 1704.0324 | 1626.7533 | 1568.036 | 1518.5997 | 1469.1633 | 1419.727 | 1370.2906 | 1320.8543 | 1271.4179 | 1221.9815 | 1172.5452 | 1123.1088 | 1073.6725 | 1024.2361 | 974.7998 | 925.3634 | 889.4671 | 867.111 | 844.7548 | 822.3986 | 800.0424 | 777.6862 | 755.33 | 732.9739 | 710.6177 | 688.2615 | 0 | 0 | 0 | 0 | 0 | 0 | 0 | 0 | 0 | 0 | 0 | 0 | 0 | 0 | 0
|  | 2032 | 1351.0243 | [12 empty] | 2130.527 | 1998.7982 | 1868.3439 | 1770.5184 | 1684.9288 | 1608.5161 | 1550.4571 | 1501.5749 | 1452.6928 | 1403.8107 | 1354.9285 | 1306.0464 | 1257.1643 | 1208.2821 | 1159.4 | 1110.5179 | 1061.6357 | 1012.7536 | 963.8715 | 914.9894 | 879.4955 | 857.39 | 835.2844 | 813.1788 | 791.0733 | 768.9677 | 746.8622 | 724.7566 | 702.6511 | 680.5455 | 0 | 0 | 0 | 0 | 0 | 0 | 0 | 0 | 0 | 0 | 0 | 0 | 0 | 0
|  | 2033 | 1335.7065 | [13 empty] | 2106.3713 | 1976.136 | 1847.1607 | 1750.4445 | 1665.8252 | 1590.2789 | 1532.8781 | 1484.5502 | 1436.2223 | 1387.8944 | 1339.5665 | 1291.2386 | 1242.9107 | 1194.5828 | 1146.2548 | 1097.9269 | 1049.599 | 1001.2711 | 952.9432 | 904.6153 | 869.5239 | 847.6689 | 825.814 | 803.9591 | 782.1042 | 760.2493 | 738.3943 | 716.5394 | 694.6845 | 672.8296 | 0 | 0 | 0 | 0 | 0 | 0 | 0 | 0 | 0 | 0 | 0 | 0 | 0
|  | 2034 | 1320.3887 | [14 empty] | 2082.2156 | 1953.4738 | 1825.9776 | 1730.3705 | 1646.7217 | 1572.0417 | 1515.2992 | 1467.5255 | 1419.7518 | 1371.9781 | 1324.2044 | 1276.4307 | 1228.657 | 1180.8834 | 1133.1097 | 1085.336 | 1037.5623 | 989.7886 | 942.0149 | 894.2412 | 859.5522 | 837.9479 | 816.3436 | 794.7393 | 773.1351 | 751.5308 | 729.9265 | 708.3222 | 686.7179 | 665.1136 | 0 | 0 | 0 | 0 | 0 | 0 | 0 | 0 | 0 | 0 | 0 | 0
|  | 2035 | 1305.0709 | [15 empty] | 2058.0599 | 1930.8116 | 1804.7945 | 1710.2965 | 1627.6181 | 1553.8044 | 1497.7202 | 1450.5008 | 1403.2813 | 1356.0618 | 1308.8424 | 1261.6229 | 1214.4034 | 1167.184 | 1119.9645 | 1072.745 | 1025.5256 | 978.3061 | 931.0866 | 883.8671 | 849.5806 | 828.2269 | 806.8733 | 785.5196 | 764.1659 | 742.8123 | 721.4586 | 700.105 | 678.7513 | 657.3976 | 0 | 0 | 0 | 0 | 0 | 0 | 0 | 0 | 0 | 0 | 0
|  | 2036 | 1289.7531 | [16 empty] | 2033.9041 | 1908.1494 | 1783.6114 | 1690.2225 | 1608.5145 | 1535.5672 | 1480.1413 | 1433.4761 | 1386.8108 | 1340.1456 | 1293.4803 | 1246.8151 | 1200.1498 | 1153.4846 | 1106.8193 | 1060.1541 | 1013.4888 | 966.8236 | 920.1583 | 873.4931 | 839.6089 | 818.5059 | 797.4029 | 776.2998 | 755.1968 | 734.0938 | 712.9908 | 691.8877 | 670.7847 | 649.6817 | 0 | 0 | 0 | 0 | 0 | 0 | 0 | 0 | 0 | 0
|  | 2037 | 1274.4354 | [17 empty] | 2009.7484 | 1885.4872 | 1762.4283 | 1670.1485 | 1589.411 | 1517.33 | 1462.5624 | 1416.4513 | 1370.3403 | 1324.2293 | 1278.1183 | 1232.0072 | 1185.8962 | 1139.7852 | 1093.6741 | 1047.5631 | 1001.4521 | 955.3411 | 909.23 | 863.119 | 829.6373 | 808.7849 | 787.9325 | 767.0801 | 746.2277 | 725.3753 | 704.5229 | 683.6705 | 662.8181 | 641.9657 | 0 | 0 | 0 | 0 | 0 | 0 | 0 | 0 | 0
|  | 2038 | 1259.1176 | [18 empty] | 1985.5927 | 1862.825 | 1741.2452 | 1650.0746 | 1570.3074 | 1499.0928 | 1444.9834 | 1399.4266 | 1353.8698 | 1308.313 | 1262.7562 | 1217.1994 | 1171.6426 | 1126.0858 | 1080.529 | 1034.9722 | 989.4154 | 943.8586 | 898.3018 | 852.7449 | 819.6657 | 799.0639 | 778.4621 | 757.8604 | 737.2586 | 716.6568 | 696.055 | 675.4533 | 654.8515 | 634.2497 | 0 | 0 | 0 | 0 | 0 | 0 | 0 | 0
|  | 2039 | 1243.7998 | [19 empty] | 1961.437 | 1840.1628 | 1720.0621 | 1630.0006 | 1551.2038 | 1480.8556 | 1427.4045 | 1382.4019 | 1337.3993 | 1292.3967 | 1247.3941 | 1202.3916 | 1157.389 | 1112.3864 | 1067.3838 | 1022.3812 | 977.3786 | 932.376 | 887.3735 | 842.3709 | 809.694 | 789.3429 | 768.9917 | 748.6406 | 728.2895 | 707.9383 | 687.5872 | 667.236 | 646.8849 | 626.5338 | 0 | 0 | 0 | 0 | 0 | 0 | 0
|  | Annual Change (%) |  | 0% | -1.845% | -2.03% | -2.072% | -2.116% | -2.162% | -2.209% | -2.259% | -2.311% | -2.366% | -2.423% | -1.109% | -1.121% | -1.134% | -1.147% | -1.16% | -1.174% | -1.188% | -1.202% | -1.217% | -1.232% | -1.081% | -1.093% | -1.105% | -1.117% | -1.13% | -1.143% | -1.156% | -1.17% | -1.183% | -1.198% | 0% | 0% | 0% | 0% | 0% | 0% | 0% | 0% | 0% | 0% | 0% | 0% | 0% | 0% | 0% | 0% | 0% | 0% | 0% | 0% | 0% | 0% | 0% | 0% | 0%
|  | Levelized Capital Cost ($/MW-wk) |  | 1722.2856 | 1690.5015 | 1656.1858 | 1621.8701 | 1587.5543 | 1553.2386 | 1518.9228 | 1484.6071 | 1450.2914 | 1415.9756 | 1381.6599 | 1366.3421 | 1351.0243 | 1335.7065 | 1320.3887 | 1305.0709 | 1289.7531 | 1274.4354 | 1259.1176 | 1243.7998 | 1228.482 | 1215.2011 | 1201.9202 | 1188.6393 | 1175.3584 | 1162.0775 | 1148.7967 | 1135.5158 | 1122.2349 | 1108.954 | 1095.6731 | 1095.6731 | 1095.6731 | 1095.6731 | 1095.6731 | 1095.6731 | 1095.6731 | 1095.6731 | 1095.6731 | 1095.6731 | 1095.6731 | 1095.6731 | 1095.6731 | 1095.6731 | 1095.6731 | 1095.6731 | 1095.6731 | 1095.6731 | 1095.6731 | 1095.6731 | 1095.6731 | 1095.6731 | 1095.6731 | 1095.6731 | 1095.6731 | 1095.6731
|  | Economic Life | 30
|  | check s/b 0 | 0
itc
|  |  |  | 30% | 30% | 30% | 30% | 26% | 22% | 10% | 10% | 10% | 10% | 10% | 10% | 10% | 10% | 10% | 10% | 10% | 10% | 10% | 10% | 10% | 10% | 10% | 10% | 10% | 10% | 10% | 10% | 10% | 10% | 10% | 10% | 10% | 10% | 10% | 10% | 10% | 10% | 10% | 10% | 10% | 10% | 10% | 10% | 10% | 10% | 10% | 10% | 10% | 10% | 10% | 10% | 10% | 10% | 10% | 10%
ITC
| Revenue Requirement by vintage year | 0 | 0 | 0 | 0 | 0 | 0 | 0 | 0 | 0 | 0 | 0 | 0 | 0 | 0 | 0 | 0 | 0 | 0 | 0 | 0 | 0 | 0 | 0 | 0 | 0 | 0 | 0 | 0 | 0 |  | 0 | 0 | 0 | 0 | 0 | 0 | 0 | 0 | 0 | 0 | 0 | 0 | 0 | 0 | 0 | 0 | 0 | 0 | 0 | 0 | 0 | 0 | 0 | 0 | 0 | 0 | 0 | 0 | 0
| 2012 $/MW-wk | 0 | 0 | 0 | 0 | 0 | 0 | 0 | 0 | 0 | 0 | 0 | 0 | 0 | 0 | 0 | 0 | 0 | 0 | 0 | 0 | 0 | 0 | 0 | 0 | 0 | 0 | 0 | 0 | 0 |  | 0 | 0 | 0 | 0 | 0 | 0 | 0 | 0 | 0 | 0 | 0 | 0 | 0 | 0 | 0 | 0 | 0 | 0 | 0 | 0 | 0 | 0 | 0 | 0 | 0 | 0 | 0 | 0 | 0
| Aurora Input | 0 | Levelized Cost | 2020 | 2021 | 2022 | 2023 | 2024 | 2025 | 2026 | 2027 | 2028 | 2029 | 2030 | 2031 | 2032 | 2033 | 2034 | 2035 | 2036 | 2037 | 2038 | 2039 | 2040 | 2041 | 2042 | 2043 | 2044 | 2045 | 2046 | Levelized | 2047 | 2048 | 2049 | 2050 | 2051 | 2052 | 2053 | 2054 | 2055 | 2056 | 2057 | 2058 | 2059 | 2060 | 2061 | 2062 | 2063 | 2064 | 2065 | 2066 | 2067 | 2068 | 2069 | 2070 | 2071 | 2072 | 2073 | 2074 | 2075
| 0 | 2020 | 1722.2856 | 2715.9956 | 2548.0676 | 2381.7645 | 2257.0566 | 2147.947 | 2050.5361 | 1976.5225 | 1914.2075 | 1851.8926 | 1789.5777 | 1727.2627 | 1664.9478 | 1602.6328 | 1540.3179 | 1478.003 | 1415.688 | 1353.3731 | 1291.0582 | 1228.7432 | 1166.4283 | 1121.1807 | 1093.0006 | 1064.8204 | 1036.6403 | 1008.4601 | 980.28 | 952.0998 | 896.5302 | 923.9197 | 895.7395 | 867.5593 | 0 | 0 | 0 | 0 | 0 | 0 | 0 | 0 | 0 | 0 | 0 | 0 | 0 | 0 | 0 | 0 | 0 | 0 | 0 | 0 | 0 | 0 | 0 | 0 | 0 | 0
| 0 | 2021 | 1690.5015 | 0 | 2665.873 | 2501.0441 | 2337.81 | 2215.4036 | 2108.3075 | 2012.6943 | 1940.0465 | 1878.8816 | 1817.7167 | 1756.5517 | 1695.3868 | 1634.2218 | 1573.0569 | 1511.892 | 1450.727 | 1389.5621 | 1328.3972 | 1267.2322 | 1206.0673 | 1144.9023 | 1100.4898 | 1072.8297 | 1045.1696 | 1017.5095 | 989.8494 | 962.1893 | 894.494 | 934.5292 | 906.8691 | 879.209 | 851.5489 | 0 | 0 | 0 | 0 | 0 | 0 | 0 | 0 | 0 | 0 | 0 | 0 | 0 | 0 | 0 | 0 | 0 | 0 | 0 | 0 | 0 | 0 | 0 | 0 | 0
| 0 | 2022 | 1656.1858 | 0 | 0 | 2611.758 | 2450.275 | 2290.3545 | 2170.4328 | 2065.5107 | 1971.8383 | 1900.6653 | 1840.7419 | 1780.8186 | 1720.8952 | 1660.9719 | 1601.0485 | 1541.1252 | 1481.2019 | 1421.2785 | 1361.3552 | 1301.4318 | 1241.5085 | 1181.5851 | 1121.6618 | 1078.1508 | 1051.0522 | 1023.9536 | 996.8549 | 969.7563 | 890.7404 | 942.6577 | 915.559 | 888.4604 | 861.3618 | 834.2632 | 0 | 0 | 0 | 0 | 0 | 0 | 0 | 0 | 0 | 0 | 0 | 0 | 0 | 0 | 0 | 0 | 0 | 0 | 0 | 0 | 0 | 0 | 0 | 0
| 0 | 2023 | 1621.8701 | 0 | 0 | 0 | 2557.6431 | 2399.506 | 2242.8989 | 2125.462 | 2022.7139 | 1930.9823 | 1861.284 | 1802.6022 | 1743.9205 | 1685.2387 | 1626.557 | 1567.8752 | 1509.1935 | 1450.5117 | 1391.83 | 1333.1482 | 1274.4665 | 1215.7848 | 1157.103 | 1098.4213 | 1055.8118 | 1029.2747 | 1002.7375 | 976.2004 | 886.5754 | 949.6632 | 923.1261 | 896.5889 | 870.0518 | 843.5146 | 816.9775 | 0 | 0 | 0 | 0 | 0 | 0 | 0 | 0 | 0 | 0 | 0 | 0 | 0 | 0 | 0 | 0 | 0 | 0 | 0 | 0 | 0 | 0 | 0
| 0 | 2024 | 1587.5543 | 0 | 0 | 0 | 0 | 2503.5281 | 2348.7369 | 2195.4434 | 2080.4912 | 1979.917 | 1890.1263 | 1821.9027 | 1764.4625 | 1707.0224 | 1649.5822 | 1592.1421 | 1534.7019 | 1477.2618 | 1419.8216 | 1362.3815 | 1304.9413 | 1247.5012 | 1190.061 | 1132.6209 | 1075.1807 | 1033.4728 | 1007.4971 | 981.5215 | 881.9867 | 955.5458 | 929.5701 | 903.5944 | 877.6188 | 851.6431 | 825.6674 | 799.6917 | 0 | 0 | 0 | 0 | 0 | 0 | 0 | 0 | 0 | 0 | 0 | 0 | 0 | 0 | 0 | 0 | 0 | 0 | 0 | 0 | 0 | 0
| 0 | 2025 | 1553.2386 | 0 | 0 | 0 | 0 | 0 | 2449.4132 | 2297.9678 | 2147.9878 | 2035.5204 | 1937.1202 | 1849.2704 | 1782.5214 | 1726.3228 | 1670.1243 | 1613.9257 | 1557.7272 | 1501.5286 | 1445.3301 | 1389.1315 | 1332.933 | 1276.7344 | 1220.5358 | 1164.3373 | 1108.1387 | 1051.9402 | 1011.1338 | 985.7196 | 876.9623 | 960.3054 | 934.8912 | 909.477 | 884.0628 | 858.6486 | 833.2344 | 807.8202 | 782.406 | 0 | 0 | 0 | 0 | 0 | 0 | 0 | 0 | 0 | 0 | 0 | 0 | 0 | 0 | 0 | 0 | 0 | 0 | 0 | 0 | 0
| 0 | 2026 | 1518.9228 | 0 | 0 | 0 | 0 | 0 | 0 | 2395.2983 | 2247.1988 | 2100.5323 | 1990.5496 | 1894.3233 | 1808.4144 | 1743.1401 | 1688.1832 | 1633.2262 | 1578.2692 | 1523.3123 | 1468.3553 | 1413.3984 | 1358.4414 | 1303.4844 | 1248.5275 | 1193.5705 | 1138.6136 | 1083.6566 | 1028.6996 | 988.7948 | 871.4899 | 963.9421 | 939.0894 | 914.2366 | 889.3839 | 864.5312 | 839.6785 | 814.8258 | 789.973 | 765.1203 | 0 | 0 | 0 | 0 | 0 | 0 | 0 | 0 | 0 | 0 | 0 | 0 | 0 | 0 | 0 | 0 | 0 | 0 | 0 | 0
| 0 | 2027 | 1484.6071 | 0 | 0 | 0 | 0 | 0 | 0 | 0 | 2341.1833 | 2196.4297 | 2053.0767 | 1945.5788 | 1851.5265 | 1767.5584 | 1703.7588 | 1650.0435 | 1596.3281 | 1542.6127 | 1488.8974 | 1435.182 | 1381.4666 | 1327.7513 | 1274.0359 | 1220.3206 | 1166.6052 | 1112.8898 | 1059.1745 | 1005.4591 | 865.5573 | 966.4558 | 942.1646 | 917.8733 | 893.5821 | 869.2908 | 844.9996 | 820.7083 | 796.4171 | 772.1258 | 747.8346 | 0 | 0 | 0 | 0 | 0 | 0 | 0 | 0 | 0 | 0 | 0 | 0 | 0 | 0 | 0 | 0 | 0 | 0 | 0
| 0 | 2028 | 1450.2914 | 0 | 0 | 0 | 0 | 0 | 0 | 0 | 0 | 2287.0684 | 2145.6607 | 2005.6212 | 1900.608 | 1808.7296 | 1726.7024 | 1664.3775 | 1611.9038 | 1559.43 | 1506.9562 | 1454.4825 | 1402.0087 | 1349.5349 | 1297.0612 | 1244.5874 | 1192.1136 | 1139.6399 | 1087.1661 | 1034.6923 | 860.7509 | 982.2186 | 944.1168 | 920.387 | 896.6573 | 872.9275 | 849.1977 | 825.468 | 801.7382 | 778.0084 | 754.2786 | 730.5489 | 0 | 0 | 0 | 0 | 0 | 0 | 0 | 0 | 0 | 0 | 0 | 0 | 0 | 0 | 0 | 0 | 0 | 0
| 0 | 2029 | 1415.9756 | 0 | 0 | 0 | 0 | 0 | 0 | 0 | 0 | 0 | 2232.9534 | 2094.8916 | 1958.1656 | 1855.6372 | 1765.9328 | 1685.8465 | 1624.9963 | 1573.7641 | 1522.5319 | 1471.2997 | 1420.0676 | 1368.8354 | 1317.6032 | 1266.3711 | 1215.1389 | 1163.9067 | 1112.6745 | 1061.4424 | 858.037 | 1010.2102 | 958.978 | 921.7778 | 898.6095 | 875.4412 | 852.2729 | 829.1046 | 805.9363 | 782.768 | 759.5998 | 736.4315 | 713.2632 | 0 | 0 | 0 | 0 | 0 | 0 | 0 | 0 | 0 | 0 | 0 | 0 | 0 | 0 | 0 | 0 | 0
| 0 | 2030 | 1381.6599 | 0 | 0 | 0 | 0 | 0 | 0 | 0 | 0 | 0 | 0 | 2178.8385 | 2044.1226 | 1910.7101 | 1810.6664 | 1723.136 | 1644.9905 | 1585.615 | 1535.6244 | 1485.6338 | 1435.6432 | 1385.6527 | 1335.6621 | 1285.6715 | 1235.6809 | 1185.6904 | 1135.6998 | 1085.7092 | 856.6559 | 1035.7186 | 985.7281 | 935.7375 | 899.4388 | 876.832 | 854.2252 | 831.6183 | 809.0115 | 786.4047 | 763.7979 | 741.1911 | 718.5843 | 695.9775 | 0 | 0 | 0 | 0 | 0 | 0 | 0 | 0 | 0 | 0 | 0 | 0 | 0 | 0 | 0 | 0
| 0 | 2031 | 1366.3421 | 0 | 0 | 0 | 0 | 0 | 0 | 0 | 0 | 0 | 0 | 0 | 2154.6828 | 2021.4604 | 1889.527 | 1790.5924 | 1704.0324 | 1626.7533 | 1568.036 | 1518.5997 | 1469.1633 | 1419.727 | 1370.2906 | 1320.8543 | 1271.4179 | 1221.9815 | 1172.5452 | 1123.1088 | 868.1276 | 1073.6725 | 1024.2361 | 974.7998 | 925.3634 | 889.4671 | 867.111 | 844.7548 | 822.3986 | 800.0424 | 777.6862 | 755.33 | 732.9739 | 710.6177 | 688.2615 | 0 | 0 | 0 | 0 | 0 | 0 | 0 | 0 | 0 | 0 | 0 | 0 | 0 | 0 | 0
| 0 | 2032 | 1351.0243 | 0 | 0 | 0 | 0 | 0 | 0 | 0 | 0 | 0 | 0 | 0 | 0 | 2130.527 | 1998.7982 | 1868.3439 | 1770.5184 | 1684.9288 | 1608.5161 | 1550.4571 | 1501.5749 | 1452.6928 | 1403.8107 | 1354.9285 | 1306.0464 | 1257.1643 | 1208.2821 | 1159.4 | 880.595 | 1110.5179 | 1061.6357 | 1012.7536 | 963.8715 | 914.9894 | 879.4955 | 857.39 | 835.2844 | 813.1788 | 791.0733 | 768.9677 | 746.8622 | 724.7566 | 702.6511 | 680.5455 | 0 | 0 | 0 | 0 | 0 | 0 | 0 | 0 | 0 | 0 | 0 | 0 | 0 | 0
| 0 | 2033 | 1335.7065 | 0 | 0 | 0 | 0 | 0 | 0 | 0 | 0 | 0 | 0 | 0 | 0 | 0 | 2106.3713 | 1976.136 | 1847.1607 | 1750.4445 | 1665.8252 | 1590.2789 | 1532.8781 | 1484.5502 | 1436.2223 | 1387.8944 | 1339.5665 | 1291.2386 | 1242.9107 | 1194.5828 | 893.7962 | 1146.2548 | 1097.9269 | 1049.599 | 1001.2711 | 952.9432 | 904.6153 | 869.5239 | 847.6689 | 825.814 | 803.9591 | 782.1042 | 760.2493 | 738.3943 | 716.5394 | 694.6845 | 672.8296 | 0 | 0 | 0 | 0 | 0 | 0 | 0 | 0 | 0 | 0 | 0 | 0 | 0
| 0 | 2034 | 1320.3887 | 0 | 0 | 0 | 0 | 0 | 0 | 0 | 0 | 0 | 0 | 0 | 0 | 0 | 0 | 2082.2156 | 1953.4738 | 1825.9776 | 1730.3705 | 1646.7217 | 1572.0417 | 1515.2992 | 1467.5255 | 1419.7518 | 1371.9781 | 1324.2044 | 1276.4307 | 1228.657 | 907.5277 | 1180.8834 | 1133.1097 | 1085.336 | 1037.5623 | 989.7886 | 942.0149 | 894.2412 | 859.5522 | 837.9479 | 816.3436 | 794.7393 | 773.1351 | 751.5308 | 729.9265 | 708.3222 | 686.7179 | 665.1136 | 0 | 0 | 0 | 0 | 0 | 0 | 0 | 0 | 0 | 0 | 0 | 0
| 0 | 2035 | 1305.0709 | 0 | 0 | 0 | 0 | 0 | 0 | 0 | 0 | 0 | 0 | 0 | 0 | 0 | 0 | 0 | 2058.0599 | 1930.8116 | 1804.7945 | 1710.2965 | 1627.6181 | 1553.8044 | 1497.7202 | 1450.5008 | 1403.2813 | 1356.0618 | 1308.8424 | 1261.6229 | 921.6285 | 1214.4034 | 1167.184 | 1119.9645 | 1072.745 | 1025.5256 | 978.3061 | 931.0866 | 883.8671 | 849.5806 | 828.2269 | 806.8733 | 785.5196 | 764.1659 | 742.8123 | 721.4586 | 700.105 | 678.7513 | 657.3976 | 0 | 0 | 0 | 0 | 0 | 0 | 0 | 0 | 0 | 0 | 0
| 0 | 2036 | 1289.7531 | 0 | 0 | 0 | 0 | 0 | 0 | 0 | 0 | 0 | 0 | 0 | 0 | 0 | 0 | 0 | 0 | 2033.9041 | 1908.1494 | 1783.6114 | 1690.2225 | 1608.5145 | 1535.5672 | 1480.1413 | 1433.4761 | 1386.8108 | 1340.1456 | 1293.4803 | 935.9685 | 1246.8151 | 1200.1498 | 1153.4846 | 1106.8193 | 1060.1541 | 1013.4888 | 966.8236 | 920.1583 | 873.4931 | 839.6089 | 818.5059 | 797.4029 | 776.2998 | 755.1968 | 734.0938 | 712.9908 | 691.8877 | 670.7847 | 649.6817 | 0 | 0 | 0 | 0 | 0 | 0 | 0 | 0 | 0 | 0
| 0 | 2037 | 1274.4354 | 0 | 0 | 0 | 0 | 0 | 0 | 0 | 0 | 0 | 0 | 0 | 0 | 0 | 0 | 0 | 0 | 0 | 2009.7484 | 1885.4872 | 1762.4283 | 1670.1485 | 1589.411 | 1517.33 | 1462.5624 | 1416.4513 | 1370.3403 | 1324.2293 | 950.4412 | 1278.1183 | 1232.0072 | 1185.8962 | 1139.7852 | 1093.6741 | 1047.5631 | 1001.4521 | 955.3411 | 909.23 | 863.119 | 829.6373 | 808.7849 | 787.9325 | 767.0801 | 746.2277 | 725.3753 | 704.5229 | 683.6705 | 662.8181 | 641.9657 | 0 | 0 | 0 | 0 | 0 | 0 | 0 | 0 | 0
| 0 | 2038 | 1259.1176 | 0 | 0 | 0 | 0 | 0 | 0 | 0 | 0 | 0 | 0 | 0 | 0 | 0 | 0 | 0 | 0 | 0 | 0 | 1985.5927 | 1862.825 | 1741.2452 | 1650.0746 | 1570.3074 | 1499.0928 | 1444.9834 | 1399.4266 | 1353.8698 | 964.9579 | 1308.313 | 1262.7562 | 1217.1994 | 1171.6426 | 1126.0858 | 1080.529 | 1034.9722 | 989.4154 | 943.8586 | 898.3018 | 852.7449 | 819.6657 | 799.0639 | 778.4621 | 757.8604 | 737.2586 | 716.6568 | 696.055 | 675.4533 | 654.8515 | 634.2497 | 0 | 0 | 0 | 0 | 0 | 0 | 0 | 0
| 0 | 2039 | 1243.7998 | 0 | 0 | 0 | 0 | 0 | 0 | 0 | 0 | 0 | 0 | 0 | 0 | 0 | 0 | 0 | 0 | 0 | 0 | 0 | 1961.437 | 1840.1628 | 1720.0621 | 1630.0006 | 1551.2038 | 1480.8556 | 1427.4045 | 1382.4019 | 979.4437 | 1337.3993 | 1292.3967 | 1247.3941 | 1202.3916 | 1157.389 | 1112.3864 | 1067.3838 | 1022.3812 | 977.3786 | 932.376 | 887.3735 | 842.3709 | 809.694 | 789.3429 | 768.9917 | 748.6406 | 728.2895 | 707.9383 | 687.5872 | 667.236 | 646.8849 | 626.5338 | 0 | 0 | 0 | 0 | 0 | 0 | 0
| 2020-2023 | 30% |  | 164971.3809 | [27 empty] | 2064: 0; 2065: 0; 2066: 0; 2067: 0; 2068: 0; 2069: 0; 2070: 0; 2071: 0; 2072: 0; 2073: 0; 2074: 0
| 2024 | 26% |  | 142975.1968 | [36 empty] | 0 | 0 | 0 | 0 | 0 | 0 | 0 | 0 | 0 | 0 | 0 | 0 | 0 | 0 | 0 | 0 | 0 | 0 | 0
| 2025 | 22% |  | 120979.0127 | [36 empty] | 0 | 0 | 0 | 0 | 0 | 0 | 0 | 0 | 0 | 0 | 0 | 0 | 0 | 0 | 0 | 0 | 0 | 0 | 0
| Start 2026 | 10% |  | 54990.4603 | [36 empty] | 0 | 0 | 0 | 0 | 0 | 0 | 0 | 0 | 0 | 0 | 0 | 0 | 0 | 0 | 0 | 0 | 0 | 0 | 0
[41 empty] | 0 | 0 | 0 | 0 | 0 | 0 | 0 | 0 | 0 | 0 | 0 | 0 | 0 | 0 | 0 | 0 | 0 | 0 | 0
[41 empty] | 0 | 0 | 0 | 0 | 0 | 0 | 0 | 0 | 0 | 0 | 0 | 0 | 0 | 0 | 0 | 0 | 0 | 0 | 0
Amortization
|  | 30% |  | 8248.569 | 8248.569 | 8248.569 | 8248.569 | 8248.569 | 8248.569 | 8248.569 | 8248.569 | 8248.569 | 8248.569 | 8248.569 | 8248.569 | 8248.569 | 8248.569 | 8248.569 | 8248.569 | 8248.569 | 8248.569 | 8248.569 | 8248.569 | 8248.569 | 8248.569 | 8248.569 | 8248.569 | 8248.569 | 8248.569 | 8248.569 | 8248.569 | 8248.569 | 8248.569 | 8248.569 | 8248.569 | 8248.569 | 8248.569 | 8248.569 | 8248.569 | 8248.569 | 8248.569 | 8248.569 | 8248.569 | 8248.569 | 8248.569 | 8248.569 | 8248.569 | 8248.569 | 8248.569 | 8248.569 | 8248.569 | 8248.569 | 8248.569 | 8248.569 | 8248.569 | 8248.569 | 8248.569 | 8248.569 | 8248.569
|  | 26% |  | 7148.7598 | 7148.7598 | 7148.7598 | 7148.7598 | 7148.7598 | 7148.7598 | 7148.7598 | 7148.7598 | 7148.7598 | 7148.7598 | 7148.7598 | 7148.7598 | 7148.7598 | 7148.7598 | 7148.7598 | 7148.7598 | 7148.7598 | 7148.7598 | 7148.7598 | 7148.7598 | 7148.7598 | 7148.7598 | 7148.7598 | 7148.7598 | 7148.7598 | 7148.7598 | 7148.7598 | 7148.7598 | 7148.7598 | 7148.7598 | 7148.7598 | 7148.7598 | 7148.7598 | 7148.7598 | 7148.7598 | 7148.7598 | 7148.7598 | 7148.7598 | 7148.7598 | 7148.7598 | 7148.7598 | 7148.7598 | 7148.7598 | 7148.7598 | 7148.7598 | 7148.7598 | 7148.7598 | 7148.7598 | 7148.7598 | 7148.7598 | 7148.7598 | 7148.7598 | 7148.7598 | 7148.7598 | 7148.7598 | 7148.7598
|  | 22% |  | 6048.9506 | 6048.9506 | 6048.9506 | 6048.9506 | 6048.9506 | 6048.9506 | 6048.9506 | 6048.9506 | 6048.9506 | 6048.9506 | 6048.9506 | 6048.9506 | 6048.9506 | 6048.9506 | 6048.9506 | 6048.9506 | 6048.9506 | 6048.9506 | 6048.9506 | 6048.9506 | 6048.9506 | 6048.9506 | 6048.9506 | 6048.9506 | 6048.9506 | 6048.9506 | 6048.9506 | 6048.9506 | 6048.9506 | 6048.9506 | 6048.9506 | 6048.9506 | 6048.9506 | 6048.9506 | 6048.9506 | 6048.9506 | 6048.9506 | 6048.9506 | 6048.9506 | 6048.9506 | 6048.9506 | 6048.9506 | 6048.9506 | 6048.9506 | 6048.9506 | 6048.9506 | 6048.9506 | 6048.9506 | 6048.9506 | 6048.9506 | 6048.9506 | 6048.9506 | 6048.9506 | 6048.9506 | 6048.9506 | 6048.9506
|  | 10% |  | 2749.523 | 2749.523 | 2749.523 | 2749.523 | 2749.523 | 2749.523 | 2749.523 | 2749.523 | 2749.523 | 2749.523 | 2749.523 | 2749.523 | 2749.523 | 2749.523 | 2749.523 | 2749.523 | 2749.523 | 2749.523 | 2749.523 | 2749.523 | 2749.523 | 2749.523 | 2749.523 | 2749.523 | 2749.523 | 2749.523 | 2749.523 | 2749.523 | 2749.523 | 2749.523 | 2749.523 | 2749.523 | 2749.523 | 2749.523 | 2749.523 | 2749.523 | 2749.523 | 2749.523 | 2749.523 | 2749.523 | 2749.523 | 2749.523 | 2749.523 | 2749.523 | 2749.523 | 2749.523 | 2749.523 | 2749.523 | 2749.523 | 2749.523 | 2749.523 | 2749.523 | 2749.523 | 2749.523 | 2749.523 | 2749.523
|  |  |  | 2020 | 2021 | 2022 | 2023 | 2024 | 2025 | 2026 | 2027 | 2028 | 2029 | 2030 | 2031 | 2032 | 2033 | 2034 | 2035 | 2036 | 2037 | 2038 | 2039 | 2040 | 2041 | 2042 | 2043 | 2044 | 2045 | 2046 | 2047 | 2048 | 2049 | 2050 | 2051 | 2052 | 2053 | 2054 | 2055 | 2056 | 2057 | 2058 | 2059 | 2060 | 2061 | 2062 | 2063 | 2064 | 2065 | 2066 | 2067 | 2068 | 2069 | 2070 | 2071 | 2072 | 2073 | 2074 | 2075
|  | ITC Base |  | 164971.3809 | 164971.3809 | 164971.3809 | 164971.3809 | 164971.3809 | 164971.3809 | 164971.3809 | 164971.3809 | 164971.3809 | 164971.3809 | 164971.3809 | 164971.3809 | 164971.3809 | 164971.3809 | 164971.3809 | 164971.3809 | 164971.3809 | 164971.3809 | 164971.3809 | 164971.3809 | 164971.3809 | 164971.3809 | 164971.3809 | 164971.3809 | 164971.3809 | 164971.3809 | 164971.3809 | 164971.3809 | 164971.3809 | 164971.3809 | 164971.3809 | 164971.3809 | 164971.3809 | 164971.3809 | 164971.3809 | 164971.3809 | 164971.3809 | 164971.3809 | 164971.3809 | 164971.3809 | 164971.3809 | 164971.3809 | 164971.3809 | 164971.3809 | 164971.3809 | 164971.3809 | 164971.3809 | 164971.3809 | 164971.3809 | 164971.3809 | 164971.3809 | 164971.3809 | 164971.3809 | 164971.3809 | 164971.3809 | 164971.3809
|  | Accum ITC Amort |  | 8248.569 | 16497.1381 | 24745.7071 | 32994.2762 | 41242.8452 | 49491.4143 | 57739.9833 | 65988.5524 | 74237.1214 | 82485.6905 | 90734.2595 | 98982.8286 | 107231.3976 | 115479.9666 | 123728.5357 | 131977.1047 | 140225.6738 | 148474.2428 | 156722.8119 | 164971.3809 | 173219.95 | 181468.519 | 189717.0881 | 197965.6571 | 206214.2262 | 214462.7952 | 222711.3642 | 230959.9333 | 239208.5023 | 247457.0714 | 255705.6404 | 263954.2095 | 272202.7785 | 280451.3476 | 288699.9166 | 296948.4857 | 305197.0547 | 313445.6238 | 321694.1928 | 329942.7618 | 338191.3309 | 346439.8999 | 354688.469 | 362937.038 | 371185.6071 | 379434.1761 | 387682.7452 | 395931.3142 | 404179.8833 | 412428.4523 | 420677.0214 | 428925.5904 | 437174.1594 | 445422.7285 | 453671.2975 | 461919.8666
|  | Ratebase |  | 156722.8119 | 148474.2428 | 140225.6738 | 131977.1047 | 123728.5357 | 115479.9666 | 107231.3976 | 98982.8286 | 90734.2595 | 82485.6905 | 74237.1214 | 65988.5524 | 57739.9833 | 49491.4143 | 41242.8452 | 32994.2762 | 24745.7071 | 16497.1381 | 8248.569 | 0 | -8248.569 | -16497.1381 | -24745.7071 | -32994.2762 | -41242.8452 | -49491.4143 | -57739.9833 | -65988.5524 | -74237.1214 | -82485.6905 | -90734.2595 | -98982.8286 | -107231.3976 | -115479.9666 | -123728.5357 | -131977.1047 | -140225.6738 | -148474.2428 | -156722.8119 | -164971.3809 | -173219.95 | -181468.519 | -189717.0881 | -197965.6571 | -206214.2262 | -214462.7952 | -222711.3642 | -230959.9333 | -239208.5023 | -247457.0714 | -255705.6404 | -263954.2095 | -272202.7785 | -280451.3476 | -288699.9166 | -296948.4857
|  | Tax Basis |  | 467418.9126 | 467418.9126 | 467418.9126 | 467418.9126 | 467418.9126 | 467418.9126 | 467418.9126 | 467418.9126 | 467418.9126 | 467418.9126 | 467418.9126 | 467418.9126 | 467418.9126 | 467418.9126 | 467418.9126 | 467418.9126 | 467418.9126 | 467418.9126 | 467418.9126 | 467418.9126 | 467418.9126 | 467418.9126 | 467418.9126 | 467418.9126 | 467418.9126 | 467418.9126 | 467418.9126 | 467418.9126 | 467418.9126 | 467418.9126 | 467418.9126 | 467418.9126 | 467418.9126 | 467418.9126 | 467418.9126 | 467418.9126 | 467418.9126 | 467418.9126 | 467418.9126 | 467418.9126 | 467418.9126 | 467418.9126 | 467418.9126 | 467418.9126 | 467418.9126 | 467418.9126 | 467418.9126 | 467418.9126 | 467418.9126 | 467418.9126 | 467418.9126 | 467418.9126 | 467418.9126 | 467418.9126 | 467418.9126 | 467418.9126
|  | Book Depreciation |  | 15580.6304 | 15580.6304 | 15580.6304 | 15580.6304 | 15580.6304 | 15580.6304 | 15580.6304 | 15580.6304 | 15580.6304 | 15580.6304 | 15580.6304 | 15580.6304 | 15580.6304 | 15580.6304 | 15580.6304 | 15580.6304 | 15580.6304 | 15580.6304 | 15580.6304 | 15580.6304 | 15580.6304 | 15580.6304 | 15580.6304 | 15580.6304 | 15580.6304 | 15580.6304 | 15580.6304 | 15580.6304 | 15580.6304 | 15580.6304 | 15580.6304 | 15580.6304 | 15580.6304 | 15580.6304 | 15580.6304 | 15580.6304 | 15580.6304 | 15580.6304 | 15580.6304 | 15580.6304 | 15580.6304 | 15580.6304 | 15580.6304 | 15580.6304 | 15580.6304 | 15580.6304 | 15580.6304 | 15580.6304 | 15580.6304 | 15580.6304 | 15580.6304 | 15580.6304 | 15580.6304 | 15580.6304 | 15580.6304 | 15580.6304
|  | Tax Depreciation |  | 93483.7825 | 149574.052 | 89744.4312 | 53846.6587 | 53846.6587 | 26923.3294 | 0 | 0 | 0 | 0 | 0 | 0 | 0 | 0 | 0 | 0 | 0 | 0 | 0 | 0 | 0 | 0 | 0 | 0 | 0 | 0 | 0 | 0 | 0 | 0 | 0 | 0 | 0 | 0 | 0 | 0 | 0 | 0 | 0 | 0 | 0 | 0 | 0 | 0 | 0 | 0 | 0 | 0 | 0 | 0 | 0 | 0 | 0 | 0 | 0 | 0
|  | Difference between book and tax |  | -77903.1521 | -133993.4216 | -74163.8008 | -38266.0283 | -38266.0283 | -11342.6989 | 15580.6304 | 15580.6304 | 15580.6304 | 15580.6304 | 15580.6304 | 15580.6304 | 15580.6304 | 15580.6304 | 15580.6304 | 15580.6304 | 15580.6304 | 15580.6304 | 15580.6304 | 15580.6304 | 15580.6304 | 15580.6304 | 15580.6304 | 15580.6304 | 15580.6304 | 15580.6304 | 15580.6304 | 15580.6304 | 15580.6304 | 15580.6304 | 15580.6304 | 15580.6304 | 15580.6304 | 15580.6304 | 15580.6304 | 15580.6304 | 15580.6304 | 15580.6304 | 15580.6304 | 15580.6304 | 15580.6304 | 15580.6304 | 15580.6304 | 15580.6304 | 15580.6304 | 15580.6304 | 15580.6304 | 15580.6304 | 15580.6304 | 15580.6304 | 15580.6304 | 15580.6304 | 15580.6304 | 15580.6304 | 15580.6304 | 15580.6304
|  | Deferred Tax |  | -16359.6619 | -28138.6185 | -15574.3982 | -8035.8659 | -8035.8659 | -2381.9668 | 3271.9324 | 3271.9324 | 3271.9324 | 3271.9324 | 3271.9324 | 3271.9324 | 3271.9324 | 3271.9324 | 3271.9324 | 3271.9324 | 3271.9324 | 3271.9324 | 3271.9324 | 3271.9324 | 3271.9324 | 3271.9324 | 3271.9324 | 3271.9324 | 3271.9324 | 3271.9324 | 3271.9324 | 3271.9324 | 3271.9324 | 3271.9324 | 3271.9324 | 3271.9324 | 3271.9324 | 3271.9324 | 3271.9324 | 3271.9324 | 3271.9324 | 3271.9324 | 3271.9324 | 3271.9324 | 3271.9324 | 3271.9324 | 3271.9324 | 3271.9324 | 3271.9324 | 3271.9324 | 3271.9324 | 3271.9324 | 3271.9324 | 3271.9324 | 3271.9324 | 3271.9324 | 3271.9324 | 3271.9324 | 3271.9324 | 3271.9324
|  | Accum Defered Tax |  | -16359.6619 | -44498.2805 | -60072.6786 | -68108.5446 | -76144.4105 | -78526.3773 | -75254.4449 | -71982.5125 | -68710.5802 | -65438.6478 | -62166.7154 | -58894.783 | -55622.8506 | -52350.9182 | -49078.9858 | -45807.0534 | -42535.121 | -39263.1887 | -35991.2563 | -32719.3239 | -29447.3915 | -26175.4591 | -22903.5267 | -19631.5943 | -16359.6619 | -13087.7296 | -9815.7972 | -6543.8648 | -3271.9324 | -3.2742e-11 | 3271.9324 | 6543.8648 | 9815.7972 | 13087.7296 | 16359.6619 | 19631.5943 | 22903.5267 | 26175.4591 | 29447.3915 | 32719.3239 | 35991.2563 | 39263.1887 | 42535.121 | 45807.0534 | 49078.9858 | 52350.9182 | 55622.8506 | 58894.783 | 62166.7154 | 65438.6478 | 68710.5802 | 71982.5125 | 75254.4449 | 78526.3773 | 81798.3097 | 85070.2421
|  | Revenue Requirement |  | 56492.7079 | 52999.8066 | 49540.7016 | 46946.7783 | 44677.2981 | 42651.1503 | 41111.6673 | 39815.5166 | 38519.366 | 37223.2153 | 35927.0646 | 34630.9139 | 33334.7633 | 32038.6126 | 30742.4619 | 29446.3112 | 28150.1606 | 26854.0099 | 25557.8592 | 24261.7086 | 23320.5596 | 22734.4123 | 22148.2651 | 21562.1178 | 20975.9705 | 20389.8233 | 19803.676 | 19217.5288 | 18631.3815 | 18045.2342 | 0 | 0 | 0 | 0 | 0 | 0 | 0 | 0 | 0 | 0 | 0 | 0 | 0 | 0 | 0 | 0 | 0 | 0 | 0 | 0 | 0 | 0 | 0 | 0 | 0 | 0
|  | Depreciation |  | 18330.1534 | 18330.1534 | 18330.1534 | 18330.1534 | 18330.1534 | 18330.1534 | 18330.1534 | 18330.1534 | 18330.1534 | 18330.1534 | 18330.1534 | 18330.1534 | 18330.1534 | 18330.1534 | 18330.1534 | 18330.1534 | 18330.1534 | 18330.1534 | 18330.1534 | 18330.1534 | 18330.1534 | 18330.1534 | 18330.1534 | 18330.1534 | 18330.1534 | 18330.1534 | 18330.1534 | 18330.1534 | 18330.1534 | 18330.1534 | 0 | 0 | 0 | 0 | 0 | 0 | 0 | 0 | 0 | 0 | 0 | 0 | 0 | 0 | 0 | 0 | 0 | 0 | 0 | 0 | 0 | 0 | 0 | 0 | 0 | 0
|  | Insurance |  | 263.4043 | 263.4043 | 263.4043 | 263.4043 | 263.4043 | 263.4043 | 263.4043 | 263.4043 | 263.4043 | 263.4043 | 263.4043 | 263.4043 | 263.4043 | 263.4043 | 263.4043 | 263.4043 | 263.4043 | 263.4043 | 263.4043 | 263.4043 | 263.4043 | 263.4043 | 263.4043 | 263.4043 | 263.4043 | 263.4043 | 263.4043 | 263.4043 | 263.4043 | 263.4043 | 0 | 0 | 0 | 0 | 0 | 0 | 0 | 0 | 0 | 0 | 0 | 0 | 0 | 0 | 0 | 0 | 0 | 0 | 0 | 0 | 0 | 0 | 0 | 0 | 0 | 0
|  | Property Taxes |  | 2499.7954 | 2499.7954 | 2499.7954 | 2499.7954 | 2499.7954 | 2499.7954 | 2499.7954 | 2499.7954 | 2499.7954 | 2499.7954 | 2499.7954 | 2499.7954 | 2499.7954 | 2499.7954 | 2499.7954 | 2499.7954 | 2499.7954 | 2499.7954 | 2499.7954 | 2499.7954 | 2499.7954 | 2499.7954 | 2499.7954 | 2499.7954 | 2499.7954 | 2499.7954 | 2499.7954 | 2499.7954 | 2499.7954 | 2499.7954 | 0 | 0 | 0 | 0 | 0 | 0 | 0 | 0 | 0 | 0 | 0 | 0 | 0 | 0 | 0 | 0 | 0 | 0 | 0 | 0 | 0 | 0 | 0 | 0 | 0 | 0
|  | Current Taxes |  | -11812.7966 | -26403.9019 | -12348.8782 | -4024.7407 | -4501.3315 | 1724.8236 | 8053.1782 | 7780.9866 | 7508.7949 | 7236.6033 | 6964.4116 | 6692.22 | 6420.0283 | 6147.8367 | 5875.6451 | 5603.4534 | 5331.2618 | 5059.0701 | 4786.8785 | 4514.6869 | 4317.0456 | 4193.9547 | 4070.8637 | 3947.7728 | 3824.6819 | 3701.591 | 3578.5 | 3455.4091 | 3332.3182 | 3209.2273 | 0 | 0 | 0 | 0 | 0 | 0 | 0 | 0 | 0 | 0 | 0 | 0 | 0 | 0 | 0 | 0 | 0 | 0 | 0 | 0 | 0 | 0 | 0 | 0 | 0 | 0
|  | DFIT |  |  | 33104.2571 | 18322.8214 |  | 9453.9599 | 2802.3139 | -3849.3322 | -3849.3322 | -3849.3322 | -3849.3322 | -3849.3322 | -3849.3322 | -3849.3322 | -3849.3322 | -3849.3322 | -3849.3322 | -3849.3322 | -3849.3322 | -3849.3322 | -3849.3322 | -3849.3322 | -3849.3322 | -3849.3322 | -3849.3322 | -3849.3322 | -3849.3322 | -3849.3322 | -3849.3322 | -3849.3322 | -3849.3322 | 0 | 0 | 0 | 0 | 0 | 0 | 0 | 0 | 0 | 0 | 0 | 0 | 0 | 0 | 0 | 0 | 0 | 0 | 0 | 0 | 0 | 0 | 0 | 0 | 0 | 0
|  | ITC |  | -8248.569 | -8248.569 | -8248.569 | -8248.569 | -8248.569 | -8248.569 | -8248.569 | -8248.569 | -8248.569 | -8248.569 | -8248.569 | -8248.569 | -8248.569 | -8248.569 | -8248.569 | -8248.569 | -8248.569 | -8248.569 | -8248.569 | -8248.569 | -8248.569 | -8248.569 | -8248.569 | -8248.569 | -8248.569 | -8248.569 | -8248.569 | -8248.569 | -8248.569 | -8248.569 | -8248.569 | -8248.569 | -8248.569 | -8248.569 | -8248.569 | -8248.569 | -8248.569 | -8248.569 | -8248.569 | -8248.569 | -8248.569 | -8248.569 | -8248.569 | -8248.569 | -8248.569 | -8248.569 | -8248.569 | -8248.569 | -8248.569 | -8248.569 | -8248.569 | -8248.569 | -8248.569 | -8248.569 | -8248.569 | -8248.569
|  | Total Operating Expenses |  | 1031.9875 | 19545.1393 | 18818.7273 | 8820.0434 | 17797.4125 | 17371.9215 | 17048.6301 | 16776.4384 | 16504.2468 | 16232.0551 | 15959.8635 | 15687.6719 | 15415.4802 | 15143.2886 | 14871.0969 | 14598.9053 | 14326.7137 | 14054.522 | 13782.3304 | 13510.1387 | 13312.4974 | 13189.4065 | 13066.3156 | 12943.2247 | 12820.1337 | 12697.0428 | 12573.9519 | 12450.861 | 12327.7701 | 12204.6791 | -8248.569 | -8248.569 | -8248.569 | -8248.569 | -8248.569 | -8248.569 | -8248.569 | -8248.569 | -8248.569 | -8248.569 | -8248.569 | -8248.569 | -8248.569 | -8248.569 | -8248.569 | -8248.569 | -8248.569 | -8248.569 | -8248.569 | -8248.569 | -8248.569 | -8248.569 | -8248.569 | -8248.569 | -8248.569 | -8248.569
|  | Operating |  | 55460.7204 | 33454.6673 | 30721.9743 | 38126.7348 | 26879.8856 | 25279.2288 | 24063.0372 | 23039.0782 | 22015.1192 | 20991.1601 | 19967.2011 | 18943.2421 | 17919.283 | 16895.324 | 15871.365 | 14847.406 | 13823.4469 | 12799.4879 | 11775.5289 | 10751.5698 | 10008.0621 | 9545.0058 | 9081.9495 | 8618.8931 | 8155.8368 | 7692.7805 | 7229.7241 | 6766.6678 | 6303.6115 | 5840.5551 | 8248.569 | 8248.569 | 8248.569 | 8248.569 | 8248.569 | 8248.569 | 8248.569 | 8248.569 | 8248.569 | 8248.569 | 8248.569 | 8248.569 | 8248.569 | 8248.569 | 8248.569 | 8248.569 | 8248.569 | 8248.569 | 8248.569 | 8248.569 | 8248.569 | 8248.569 | 8248.569 | 8248.569 | 8248.569 | 8248.569
|  | Ratebase |  | 532559.6954 | 491980.4017 | 451793.7399 | 421658.4544 | 395292.4351 | 371753.3653 | 353868.1946 | 338809.9736 | 323751.7525 | 308693.5315 | 293635.3104 | 278577.0894 | 263518.8683 | 248460.6473 | 233402.4262 | 218344.2052 | 203285.9841 | 188227.7631 | 173169.542 | 158111.321 | 147177.3845 | 140367.7325 | 133558.0805 | 126748.4285 | 119938.7765 | 113129.1245 | 106319.4725 | 99509.8205 | 92700.1685 | 85890.5165 | 0 | 0 | 0 | 0 | 0 | 0 | 0 | 0 | 0 | 0 | 0 | 0 | 0 | 0 | 0 | 0 | 0 | 0 | 0 | 0 | 0 | 0 | 0 | 0 | 0 | 0
|  | Return on Ratebase |  | 10.41% | 6.8% | 6.8% | 9.042% | 6.8% | 6.8% | 6.8% | 6.8% | 6.8% | 6.8% | 6.8% | 6.8% | 6.8% | 6.8% | 6.8% | 6.8% | 6.8% | 6.8% | 6.8% | 6.8% | 6.8% | 6.8% | 6.8% | 6.8% | 6.8% | 6.8% | 6.8% | 6.8% | 6.8% | 6.8% | #DIV/0! | #DIV/0! | #DIV/0! | #DIV/0! | #DIV/0! | #DIV/0! | #DIV/0! | #DIV/0! | #DIV/0! | #DIV/0! | #DIV/0! | #DIV/0! | #DIV/0! | #DIV/0! | #DIV/0! | #DIV/0! | #DIV/0! | #DIV/0! | #DIV/0! | #DIV/0! | #DIV/0! | #DIV/0! | #DIV/0! | #DIV/0! | #DIV/0! | #DIV/0!
|  | Revenue Requirement |  | 56492.7079 | 52999.8066 | 49540.7016 | 46946.7783 | 44677.2981 | 42651.1503 | 41111.6673 | 39815.5166 | 38519.366 | 37223.2153 | 35927.0646 | 34630.9139 | 33334.7633 | 32038.6126 | 30742.4619 | 29446.3112 | 28150.1606 | 26854.0099 | 25557.8592 | 24261.7086 | 23320.5596 | 22734.4123 | 22148.2651 | 21562.1178 | 20975.9705 | 20389.8233 | 19803.676 | 19217.5288 | 18631.3815 | 18045.2342 | 0 | 0 | 0 | 0 | 0 | 0 | 0 | 0 | 0 | 0 | 0 | 0 | 0 | 0 | 0 | 0 | 0 | 0 | 0 | 0 | 0 | 0 | 0 | 0 | 0 | 0
|  | Tax Depreciation |  | 109980.9206 | 175969.473 | 105581.6838 | 63349.0103 | 63349.0103 | 31674.5051 | 0 | 0 | 0 | 0 | 0 | 0 | 0 | 0 | 0 | 0 | 0 | 0 | 0 | 0 | 0 | 0 | 0 | 0 | 0 | 0 | 0 | 0 | 0 | 0 | 0 | 0 | 0 | 0 | 0 | 0 | 0 | 0 | 0 | 0 | 0 | 0 | 0 | 0 | 0 | 0 | 0 | 0 | 0 | 0 | 0 | 0 | 0 | 0 | 0 | 0
|  | Propety Taxes |  | 263.4043 | 263.4043 | 263.4043 | 263.4043 | 263.4043 | 263.4043 | 263.4043 | 263.4043 | 263.4043 | 263.4043 | 263.4043 | 263.4043 | 263.4043 | 263.4043 | 263.4043 | 263.4043 | 263.4043 | 263.4043 | 263.4043 | 263.4043 | 263.4043 | 263.4043 | 263.4043 | 263.4043 | 263.4043 | 263.4043 | 263.4043 | 263.4043 | 263.4043 | 263.4043 | 0 | 0 | 0 | 0 | 0 | 0 | 0 | 0 | 0 | 0 | 0 | 0 | 0 | 0 | 0 | 0 | 0 | 0 | 0 | 0 | 0 | 0 | 0 | 0 | 0 | 0
|  | Insurance |  | 2499.7954 | 2499.7954 | 2499.7954 | 2499.7954 | 2499.7954 | 2499.7954 | 2499.7954 | 2499.7954 | 2499.7954 | 2499.7954 | 2499.7954 | 2499.7954 | 2499.7954 | 2499.7954 | 2499.7954 | 2499.7954 | 2499.7954 | 2499.7954 | 2499.7954 | 2499.7954 | 2499.7954 | 2499.7954 | 2499.7954 | 2499.7954 | 2499.7954 | 2499.7954 | 2499.7954 | 2499.7954 | 2499.7954 | 2499.7954 | 0 | 0 | 0 | 0 | 0 | 0 | 0 | 0 | 0 | 0 | 0 | 0 | 0 | 0 | 0 | 0 | 0 | 0 | 0 | 0 | 0 | 0 | 0 | 0 | 0 | 0
|  | Expenses |  | 112744.1203 | 178732.6727 | 108344.8835 | 66112.21 | 66112.21 | 34437.7048 | 2763.1997 | 2763.1997 | 2763.1997 | 2763.1997 | 2763.1997 | 2763.1997 | 2763.1997 | 2763.1997 | 2763.1997 | 2763.1997 | 2763.1997 | 2763.1997 | 2763.1997 | 2763.1997 | 2763.1997 | 2763.1997 | 2763.1997 | 2763.1997 | 2763.1997 | 2763.1997 | 2763.1997 | 2763.1997 | 2763.1997 | 2763.1997 | 0 | 0 | 0 | 0 | 0 | 0 | 0 | 0 | 0 | 0 | 0 | 0 | 0 | 0 | 0 | 0 | 0 | 0 | 0 | 0 | 0 | 0 | 0 | 0 | 0 | 0
|  | Taxble Income |  | -56251.4124 | -125732.866 | -58804.1819 | -19165.4317 | -21434.9119 | 8213.4455 | 38348.4676 | 37052.3169 | 35756.1663 | 34460.0156 | 33163.8649 | 31867.7142 | 30571.5636 | 29275.4129 | 27979.2622 | 26683.1115 | 25386.9609 | 24090.8102 | 22794.6595 | 21498.5089 | 20557.3599 | 19971.2126 | 19385.0654 | 18798.9181 | 18212.7708 | 17626.6236 | 17040.4763 | 16454.3291 | 15868.1818 | 15282.0345 | 0 | 0 | 0 | 0 | 0 | 0 | 0 | 0 | 0 | 0 | 0 | 0 | 0 | 0 | 0 | 0 | 0 | 0 | 0 | 0 | 0 | 0 | 0 | 0 | 0 | 0
|  | Tax Rate |  | 21% | 21% | 21% | 21% | 21% | 21% | 21% | 21% | 21% | 21% | 21% | 21% | 21% | 21% | 21% | 21% | 21% | 21% | 21% | 21% | 21% | 21% | 21% | 21% | 21% | 21% | 21% | 21% | 21% | 21% | 21% | 21% | 21% | 21% | 21% | 21% | 21% | 21% | 21% | 21% | 21% | 21% | 21% | 21% | 21% | 21% | 21% | 21% | 21% | 21% | 21% | 21% | 21% | 21% | 21% | 21%
|  | Taxes |  | -11812.7966 | -26403.9019 | -12348.8782 | -4024.7407 | -4501.3315 | 1724.8236 | 8053.1782 | 7780.9866 | 7508.7949 | 7236.6033 | 6964.4116 | 6692.22 | 6420.0283 | 6147.8367 | 5875.6451 | 5603.4534 | 5331.2618 | 5059.0701 | 4786.8785 | 4514.6869 | 4317.0456 | 4193.9547 | 4070.8637 | 3947.7728 | 3824.6819 | 3701.591 | 3578.5 | 3455.4091 | 3332.3182 | 3209.2273 | 0 | 0 | 0 | 0 | 0 | 0 | 0 | 0 | 0 | 0 | 0 | 0 | 0 | 0 | 0 | 0 | 0 | 0 | 0 | 0 | 0 | 0 | 0 | 0 | 0 | 0

## AntiWY Solar ITC 2024 26%
Solar FINANCIALS
($ 1000s Unless Otherwise Indicated)
| Calendar Year of Fin. Close |  |  | 2020 | 2021 | 2022 | 2023 | 2024 | 2025 | 2026 | 2027 | 2028 | 2029 | 2030 | 2031 | 2032 | 2033 | 2034 | 2035 | 2036 | 2037 | 2038 | 2039 | 2040 | 2041 | 2042 | 2043 | 2044 | 2045 | 2046 | 2047 | 2048 | 2049
| Operating Year |  | 0 | 1 | 2 | 3 | 4 | 5 | 6 | 7 | 8 | 9 | 10 | 11 | 12 | 13 | 14 | 15 | 16 | 17 | 18 | 19 | 20 | 21 | 22 | 23 | 24 | 25 | 26 | 27 | 28 | 29 | 30
| Calendar Year | Capital Invest.
| 2020 | 549904.6031
| Gross plant |  |  | 549904.6031 | 549904.6031 | 549904.6031 | 549904.6031 | 549904.6031 | 549904.6031 | 549904.6031 | 549904.6031 | 549904.6031 | 549904.6031 | 549904.6031 | 549904.6031 | 549904.6031 | 549904.6031 | 549904.6031 | 549904.6031 | 549904.6031 | 549904.6031 | 549904.6031 | 549904.6031 | 549904.6031 | 549904.6031 | 549904.6031 | 549904.6031 | 549904.6031 | 549904.6031 | 549904.6031 | 549904.6031 | 549904.6031 | 549904.6031
| Accumulated Deprectiation |  |  | 18330.1534 | 36660.3069 | 54990.4603 | 73320.6137 | 91650.7672 | 109980.9206 | 128311.0741 | 146641.2275 | 164971.3809 | 183301.5344 | 201631.6878 | 219961.8412 | 238291.9947 | 256622.1481 | 274952.3015 | 293282.455 | 311612.6084 | 329942.7618 | 348272.9153 | 366603.0687 | 384933.2222 | 403263.3756 | 421593.529 | 439923.6825 | 458253.8359 | 476583.9893 | 494914.1428 | 513244.2962 | 531574.4496 | 549904.6031
| Net book value |  |  | 531574.4496 | 513244.2962 | 494914.1428 | 476583.9893 | 458253.8359 | 439923.6825 | 421593.529 | 403263.3756 | 384933.2222 | 366603.0687 | 348272.9153 | 329942.7618 | 311612.6084 | 293282.455 | 274952.3015 | 256622.1481 | 238291.9947 | 219961.8412 | 201631.6878 | 183301.5344 | 164971.3809 | 146641.2275 | 128311.0741 | 109980.9206 | 91650.7672 | 73320.6137 | 54990.4603 | 36660.3069 | 18330.1534 | 0
| ITC |  |  | 0 | 0 | 0 | 0 | 0 | 0 | 0 | 0 | 0 | 0 | 0 | 0 | 0 | 0 | 0 | 0 | 0 | 0 | 0 | 0 | 7148.7598 | 14297.5197 | 21446.2795 | 28595.0394 | 35743.7992 | 42892.559 | 50041.3189 | 57190.0787 | 64338.8386 | 71487.5984
| Accumulated deffered income tax |  |  | -16744.5952 | -45545.2988 | -61486.1534 | -69711.0986 | -77936.0437 | -80374.0568 | -77025.1378 | -73676.2187 | -70327.2997 | -66978.3807 | -63629.4616 | -60280.5426 | -56931.6236 | -53582.7045 | -50233.7855 | -46884.8665 | -43535.9474 | -40187.0284 | -36838.1094 | -33489.1903 | -30140.2713 | -26791.3523 | -23442.4332 | -20093.5142 | -16744.5952 | -13395.6761 | -10046.7571 | -6697.8381 | -3348.919 | -3.638e-11
| Rate Base |  |  | 514829.8545 | 467698.9974 | 433427.9893 | 406872.8908 | 380317.7922 | 359549.6257 | 344568.3913 | 329587.1569 | 314605.9225 | 299624.6881 | 284643.4537 | 269662.2193 | 254680.9849 | 239699.7505 | 224718.516 | 209737.2816 | 194756.0472 | 179774.8128 | 164793.5784 | 149812.344 | 141979.8695 | 134147.3949 | 126314.9203 | 118482.4458 | 110649.9712 | 102817.4967 | 94985.0221 | 87152.5475 | 79320.073 | 71487.5984
| Average rate base |  |  | 532367.2288 | 491264.4259 | 450563.4933 | 420150.44 | 393595.3415 | 369933.7089 | 352059.0085 | 337077.7741 | 322096.5397 | 307115.3053 | 292134.0709 | 277152.8365 | 262171.6021 | 247190.3677 | 232209.1333 | 217227.8988 | 202246.6644 | 187265.43 | 172284.1956 | 157302.9612 | 145896.1068 | 138063.6322 | 130231.1576 | 122398.6831 | 114566.2085 | 106733.7339 | 98901.2594 | 91068.7848 | 83236.3102 | 75403.8357
| Pre-tax Return | 0.086076 |  | 45824.0146 | 42286.0519 | 38782.6804 | 36164.848 | 33879.0927 | 31842.3952 | 30303.8134 | 29014.2894 | 27724.7654 | 26435.2415 | 25145.7175 | 23856.1935 | 22566.6695 | 21277.1456 | 19987.6216 | 18698.0976 | 17408.5736 | 16119.0497 | 14829.5257 | 13540.0017 | 12558.1459 | 11883.9582 | 11209.7705 | 10535.5828 | 9861.3952 | 9187.2075 | 8513.0198 | 7838.8321 | 7164.6444 | 6490.4567
| Book Depreciation |  |  | 18330.1534 | 18330.1534 | 18330.1534 | 18330.1534 | 18330.1534 | 18330.1534 | 18330.1534 | 18330.1534 | 18330.1534 | 18330.1534 | 18330.1534 | 18330.1534 | 18330.1534 | 18330.1534 | 18330.1534 | 18330.1534 | 18330.1534 | 18330.1534 | 18330.1534 | 18330.1534 | 18330.1534 | 18330.1534 | 18330.1534 | 18330.1534 | 18330.1534 | 18330.1534 | 18330.1534 | 18330.1534 | 18330.1534 | 18330.1534
| Insurance |  |  | 263.4043 | 263.4043 | 263.4043 | 263.4043 | 263.4043 | 263.4043 | 263.4043 | 263.4043 | 263.4043 | 263.4043 | 263.4043 | 263.4043 | 263.4043 | 263.4043 | 263.4043 | 263.4043 | 263.4043 | 263.4043 | 263.4043 | 263.4043 | 263.4043 | 263.4043 | 263.4043 | 263.4043 | 263.4043 | 263.4043 | 263.4043 | 263.4043 | 263.4043 | 263.4043
| ITC Amort - Grossed for Taxes |  |  | -9049.0631 | -9049.0631 | -9049.0631 | -9049.0631 | -9049.0631 | -9049.0631 | -9049.0631 | -9049.0631 | -9049.0631 | -9049.0631 | -9049.0631 | -9049.0631 | -9049.0631 | -9049.0631 | -9049.0631 | -9049.0631 | -9049.0631 | -9049.0631 | -9049.0631 | -9049.0631 | -9049.0631 | -9049.0631 | -9049.0631 | -9049.0631 | -9049.0631 | -9049.0631 | -9049.0631 | -9049.0631 | -9049.0631 | -9049.0631
| Property Taxes |  |  | 2499.7954 | 2499.7954 | 2499.7954 | 2499.7954 | 2499.7954 | 2499.7954 | 2499.7954 | 2499.7954 | 2499.7954 | 2499.7954 | 2499.7954 | 2499.7954 | 2499.7954 | 2499.7954 | 2499.7954 | 2499.7954 | 2499.7954 | 2499.7954 | 2499.7954 | 2499.7954 | 2499.7954 | 2499.7954 | 2499.7954 | 2499.7954 | 2499.7954 | 2499.7954 | 2499.7954 | 2499.7954 | 2499.7954 | 2499.7954
| Revenue Requirement |  |  | 57868.3047 | 54330.3419 | 50826.9705 | 48209.1381 | 45923.3827 | 43886.6852 | 42348.1034 | 41058.5795 | 39769.0555 | 38479.5315 | 37190.0075 | 35900.4836 | 34610.9596 | 33321.4356 | 32031.9116 | 30742.3877 | 29452.8637 | 28163.3397 | 26873.8158 | 25584.2918 | 24602.4359 | 23928.2483 | 23254.0606 | 22579.8729 | 21905.6852 | 21231.4975 | 20557.3098 | 19883.1222 | 19208.9345 | 18534.7468
| Book Depreciation |  |  | 18330.1534 | 18330.1534 | 18330.1534 | 18330.1534 | 18330.1534 | 18330.1534 | 18330.1534 | 18330.1534 | 18330.1534 | 18330.1534 | 18330.1534 | 18330.1534 | 18330.1534 | 18330.1534 | 18330.1534 | 18330.1534 | 18330.1534 | 18330.1534 | 18330.1534 | 18330.1534 | 18330.1534 | 18330.1534 | 18330.1534 | 18330.1534 | 18330.1534 | 18330.1534 | 18330.1534 | 18330.1534 | 18330.1534 | 18330.1534
| Tax Depreciation |  |  | 109980.9206 | 175969.473 | 105581.6838 | 63349.0103 | 63349.0103 | 31674.5051 | 0 | 0 | 0 | 0 | 0 | 0 | 0 | 0 | 0 | 0 | 0 | 0 | 0 | 0 | 0 | 0 | 0 | 0 | 0 | 0 | 0 | 0 | 0 | 0
| Difference between book and tax |  |  | -91650.7672 | -157639.3195 | -87251.5304 | -45018.8568 | -45018.8568 | -13344.3517 | 18330.1534 | 18330.1534 | 18330.1534 | 18330.1534 | 18330.1534 | 18330.1534 | 18330.1534 | 18330.1534 | 18330.1534 | 18330.1534 | 18330.1534 | 18330.1534 | 18330.1534 | 18330.1534 | 18330.1534 | 18330.1534 | 18330.1534 | 18330.1534 | 18330.1534 | 18330.1534 | 18330.1534 | 18330.1534 | 18330.1534 | 18330.1534
| Tax rate |  |  | -19246.6611 | -33104.2571 | -18322.8214 | -9453.9599 | -9453.9599 | -2802.3139 | 3849.3322 | 3849.3322 | 3849.3322 | 3849.3322 | 3849.3322 | 3849.3322 | 3849.3322 | 3849.3322 | 3849.3322 | 3849.3322 | 3849.3322 | 3849.3322 | 3849.3322 | 3849.3322 | 3849.3322 | 3849.3322 | 3849.3322 | 3849.3322 | 3849.3322 | 3849.3322 | 3849.3322 | 3849.3322 | 3849.3322 | 3849.3322
Depreciation Tables
|  | 5 |  | 20% | 32% | 19.2% | 11.52% | 11.52% | 5.76% | 0% | 0% | 0% | 0% | 0% | 0% | 0% | 0% | 0% | 0% | 0% | 0% | 0% | 0% | 0%
|  | 5 | 0: 1; 2020 1: 20%; 2021 2: 32%; 2022 3: 19.2%; 2023 4: 11.52%; 2024 5: 11.52%; 2025 6: 5.76%
|  | 10 | 0: 0; 2020 1: 10%; 2021 2: 18%; 2022 3: 14.4%; 2023 4: 11.52%; 2024 5: 9.22%; 2025 6: 7.37%; 2026 7: 6.55%; 2027 8: 6.55%; 2028 9: 6.56%; 2029 10: 6.55%; 2030 11: 3.28%
|  | 15 | 0: 0; 2020 1: 5%; 2021 2: 9.5%; 2022 3: 8.55%; 2023 4: 7.7%; 2024 5: 6.93%; 2025 6: 6.23%; 2026 7: 5.9%; 2027 8: 5.9%; 2028 9: 5.91%; 2029 10: 5.9%; 2030 11: 5.91%; 2031 12: 5.9%; 2032 13: 5.91%; 2033 14: 5.9%; 2034 15: 5.91%; 2035 16: 2.95%
|  | 20 | 0 | 3.75% | 7.219% | 6.677% | 6.177% | 5.713% | 5.285% | 4.888% | 4.522% | 4.462% | 4.461% | 4.462% | 4.461% | 4.462% | 4.461% | 4.462% | 4.461% | 4.462% | 4.461% | 4.462% | 4.461% | 2.231%
Revenue Requirement by vintage year
2012 $000
|  |  |  | 2020 | 2021 | 2022 | 2023 | 2024 | 2025 | 2026 | 2027 | 2028 | 2029 | 2030 | 2031 | 2032 | 2033 | 2034 | 2035 | 2036 | 2037 | 2038 | 2039 | 2040 | 2041 | 2042 | 2043 | 2044 | 2045 | 2046 | 2047 | 2048 | 2049 | 2050 | 2051 | 2052 | 2053 | 2054 | 2055 | 2056 | 2057 | 2058 | 2059 | 2060 | 2061 | 2062 | 2063 | 2064 | 2065 | 2066 | 2067 | 2068 | 2069 | 2070 | 2071 | 2072 | 2073 | 2074 | 2075
|  | 2020 | 0% | 57868.3047 | 54330.3419 | 50826.9705 | 48209.1381 | 45923.3827 | 43886.6852 | 42348.1034 | 41058.5795 | 39769.0555 | 38479.5315 | 37190.0075 | 35900.4836 | 34610.9596 | 33321.4356 | 32031.9116 | 30742.3877 | 29452.8637 | 28163.3397 | 26873.8158 | 25584.2918 | 24602.4359 | 23928.2483 | 23254.0606 | 22579.8729 | 21905.6852 | 21231.4975 | 20557.3098 | 19883.1222 | 19208.9345 | 18534.7468 | 0 | 0 | 0 | 0 | 0 | 0 | 0 | 0 | 0 | 0 | 0 | 0 | 0 | 0 | 0 | 0 | 0 | 0 | 0 | 0 | 0 | 0 | 0 | 0 | 0 | 0
|  | 2021 | -1.845% |  | 56800.3686 | 53327.6975 | 49888.9794 | 47319.458 | 45075.8853 | 43076.7743 | 41566.5864 | 40300.86 | 39035.1337 | 37769.4074 | 36503.681 | 35237.9547 | 33972.2284 | 32706.502 | 31440.7757 | 30175.0494 | 28909.323 | 27643.5967 | 26377.8704 | 25112.1441 | 24148.408 | 23486.6622 | 22824.9163 | 22163.1705 | 21501.4247 | 20839.6789 | 20177.933 | 19516.1872 | 18854.4414 | 18192.6956 | 0 | 0 | 0 | 0 | 0 | 0 | 0 | 0 | 0 | 0 | 0 | 0 | 0 | 0 | 0 | 0 | 0 | 0 | 0 | 0 | 0 | 0 | 0 | 0 | 0
|  | 2022 | -2.03% |  |  | 55647.3697 | 52245.1908 | 48876.2757 | 46358.9134 | 44160.8834 | 42202.3526 | 40722.8202 | 39482.787 | 38242.7539 | 37002.7207 | 35762.6875 | 34522.6543 | 33282.6212 | 32042.588 | 30802.5548 | 29562.5217 | 28322.4885 | 27082.4553 | 25842.4222 | 24602.389 | 23658.2159 | 23009.903 | 22361.59 | 21713.2771 | 21064.9641 | 20416.6512 | 19768.3382 | 19120.0253 | 18471.7123 | 17823.3994 | 0 | 0 | 0 | 0 | 0 | 0 | 0 | 0 | 0 | 0 | 0 | 0 | 0 | 0 | 0 | 0 | 0 | 0 | 0 | 0 | 0 | 0 | 0 | 0
|  | 2023 | -2.072% |  |  |  | 54494.3707 | 51162.6841 | 47863.5721 | 45398.3689 | 43245.8814 | 41327.9309 | 39879.054 | 38664.714 | 37450.374 | 36236.034 | 35021.694 | 33807.354 | 32593.014 | 31378.674 | 30164.334 | 28949.994 | 27735.654 | 26521.3139 | 25306.9739 | 24092.6339 | 23168.0239 | 22533.1438 | 21898.2637 | 21263.3837 | 20628.5036 | 19993.6235 | 19358.7434 | 18723.8634 | 18088.9833 | 17454.1032 | 0 | 0 | 0 | 0 | 0 | 0 | 0 | 0 | 0 | 0 | 0 | 0 | 0 | 0 | 0 | 0 | 0 | 0 | 0 | 0 | 0 | 0 | 0
|  | 2024 | -2.116% |  |  |  |  | 53341.3718 | 50080.1774 | 46850.8684 | 44437.8243 | 42330.8795 | 40453.5092 | 39035.2878 | 37846.641 | 36657.9942 | 35469.3473 | 34280.7005 | 33092.0536 | 31903.4068 | 30714.7599 | 29526.1131 | 28337.4662 | 27148.8194 | 25960.1726 | 24771.5257 | 23582.8789 | 22677.8318 | 22056.3846 | 21434.9374 | 20813.4902 | 20192.043 | 19570.5958 | 18949.1486 | 18327.7014 | 17706.2542 | 17084.807 | 0 | 0 | 0 | 0 | 0 | 0 | 0 | 0 | 0 | 0 | 0 | 0 | 0 | 0 | 0 | 0 | 0 | 0 | 0 | 0 | 0 | 0
|  | 2025 | -2.162% | [5 empty] | 52188.3729 | 48997.6708 | 45838.1648 | 43477.2798 | 41415.8776 | 39579.0875 | 38191.5217 | 37028.568 | 35865.6143 | 34702.6606 | 33539.7069 | 32376.7533 | 31213.7996 | 30050.8459 | 28887.8922 | 27724.9385 | 26561.9849 | 25399.0312 | 24236.0775 | 23073.1238 | 22187.6398 | 21579.6255 | 20971.6112 | 20363.5968 | 19755.5825 | 19147.5682 | 18539.5539 | 17931.5395 | 17323.5252 | 16715.5109 | 0 | 0 | 0 | 0 | 0 | 0 | 0 | 0 | 0 | 0 | 0 | 0 | 0 | 0 | 0 | 0 | 0 | 0 | 0 | 0 | 0
|  | 2026 | -2.209% | [6 empty] | 51035.3739 | 47915.1641 | 44825.4612 | 42516.7352 | 40500.8756 | 38704.6658 | 37347.7555 | 36210.495 | 35073.2345 | 33935.9739 | 32798.7134 | 31661.4529 | 30524.1924 | 29386.9319 | 28249.6713 | 27112.4108 | 25975.1503 | 24837.8898 | 23700.6293 | 22563.3687 | 21697.4478 | 21102.8663 | 20508.2849 | 19913.7034 | 19319.122 | 18724.5405 | 18129.9591 | 17535.3776 | 16940.7962 | 16346.2147 | 0 | 0 | 0 | 0 | 0 | 0 | 0 | 0 | 0 | 0 | 0 | 0 | 0 | 0 | 0 | 0 | 0 | 0 | 0 | 0
|  | 2027 | -2.259% | [7 empty] | 49882.375 | 46832.6574 | 43812.7575 | 41556.1907 | 39585.8737 | 37830.2441 | 36503.9893 | 35392.422 | 34280.8546 | 33169.2872 | 32057.7199 | 30946.1525 | 29834.5852 | 28723.0178 | 27611.4505 | 26499.8831 | 25388.3158 | 24276.7484 | 23165.181 | 22053.6137 | 21207.2557 | 20626.1071 | 20044.9586 | 19463.81 | 18882.6614 | 18301.5128 | 17720.3643 | 17139.2157 | 16558.0671 | 15976.9185 | 0 | 0 | 0 | 0 | 0 | 0 | 0 | 0 | 0 | 0 | 0 | 0 | 0 | 0 | 0 | 0 | 0 | 0 | 0
|  | 2028 | -2.311% | [8 empty] | 48729.376 | 45750.1507 | 42800.0539 | 40595.6461 | 38670.8717 | 36955.8224 | 35660.2231 | 34574.3489 | 33488.4747 | 32402.6006 | 31316.7264 | 30230.8522 | 29144.978 | 28059.1038 | 26973.2296 | 25887.3554 | 24801.4812 | 23715.607 | 22629.7328 | 21543.8586 | 20717.0637 | 20149.348 | 19581.6323 | 19013.9166 | 18446.2009 | 17878.4852 | 17310.7695 | 16743.0538 | 16175.3381 | 15607.6224 | 0 | 0 | 0 | 0 | 0 | 0 | 0 | 0 | 0 | 0 | 0 | 0 | 0 | 0 | 0 | 0 | 0 | 0
|  | 2029 | -2.366% | [9 empty] | 47576.3771 | 44667.644 | 41787.3502 | 39635.1015 | 37755.8698 | 36081.4007 | 34816.457 | 33756.2759 | 32696.0949 | 31635.9139 | 30575.7328 | 29515.5518 | 28455.3708 | 27395.1897 | 26335.0087 | 25274.8277 | 24214.6467 | 23154.4656 | 22094.2846 | 21034.1036 | 20226.8716 | 19672.5888 | 19118.306 | 18564.0232 | 18009.7403 | 17455.4575 | 16901.1747 | 16346.8918 | 15792.609 | 15238.3262 | 0 | 0 | 0 | 0 | 0 | 0 | 0 | 0 | 0 | 0 | 0 | 0 | 0 | 0 | 0 | 0 | 0
|  | 2030 | -2.423% | [10 empty] | 46423.3782 | 43585.1374 | 40774.6466 | 38674.557 | 36840.8678 | 35206.979 | 33972.6908 | 32938.2029 | 31903.715 | 30869.2272 | 29834.7393 | 28800.2514 | 27765.7636 | 26731.2757 | 25696.7878 | 24662.3 | 23627.8121 | 22593.3242 | 21558.8364 | 20524.3485 | 19736.6796 | 19195.8296 | 18654.9797 | 18114.1297 | 17573.2798 | 17032.4298 | 16491.5799 | 15950.7299 | 15409.88 | 14869.03 | 0 | 0 | 0 | 0 | 0 | 0 | 0 | 0 | 0 | 0 | 0 | 0 | 0 | 0 | 0 | 0
|  | 2031 | -1.109% | [11 empty] | 45908.7047 | 43101.9301 | 40322.5979 | 38245.7909 | 36432.431 | 34816.6563 | 33596.052 | 32573.033 | 31550.014 | 30526.995 | 29503.976 | 28480.957 | 27457.938 | 26434.919 | 25411.9 | 24388.881 | 23365.862 | 22342.843 | 21319.824 | 20296.805 | 19517.8686 | 18983.0148 | 18448.161 | 17913.3072 | 17378.4534 | 16843.5995 | 16308.7457 | 15773.8919 | 15239.0381 | 14704.1843 | 0 | 0 | 0 | 0 | 0 | 0 | 0 | 0 | 0 | 0 | 0 | 0 | 0 | 0 | 0
|  | 2032 | -1.121% | [12 empty] | 45394.0312 | 42618.7228 | 39870.5491 | 37817.0249 | 36023.9942 | 34426.3336 | 33219.4133 | 32207.8632 | 31196.313 | 30184.7629 | 29173.2128 | 28161.6626 | 27150.1125 | 26138.5623 | 25127.0122 | 24115.4621 | 23103.9119 | 22092.3618 | 21080.8117 | 20069.2615 | 19299.0576 | 18770.1999 | 18241.3423 | 17712.4846 | 17183.6269 | 16654.7693 | 16125.9116 | 15597.0539 | 15068.1963 | 14539.3386 | 0 | 0 | 0 | 0 | 0 | 0 | 0 | 0 | 0 | 0 | 0 | 0 | 0 | 0
|  | 2033 | -1.134% | [13 empty] | 44879.3578 | 42135.5155 | 39418.5004 | 37388.2588 | 35615.5573 | 34036.0109 | 32842.7746 | 31842.6933 | 30842.612 | 29842.5307 | 28842.4495 | 27842.3682 | 26842.2869 | 25842.2057 | 24842.1244 | 23842.0431 | 22841.9618 | 21841.8806 | 20841.7993 | 19841.718 | 19080.2466 | 18557.3851 | 18034.5236 | 17511.662 | 16988.8005 | 16465.939 | 15943.0774 | 15420.2159 | 14897.3544 | 14374.4929 | 0 | 0 | 0 | 0 | 0 | 0 | 0 | 0 | 0 | 0 | 0 | 0 | 0
|  | 2034 | -1.147% | [14 empty] | 44364.6843 | 41652.3083 | 38966.4517 | 36959.4928 | 35207.1205 | 33645.6882 | 32466.1358 | 31477.5234 | 30488.911 | 29500.2986 | 28511.6862 | 27523.0738 | 26534.4614 | 25545.849 | 24557.2366 | 23568.6242 | 22580.0117 | 21591.3993 | 20602.7869 | 19614.1745 | 18861.4356 | 18344.5702 | 17827.7049 | 17310.8395 | 16793.9741 | 16277.1087 | 15760.2433 | 15243.3779 | 14726.5125 | 14209.6471 | 0 | 0 | 0 | 0 | 0 | 0 | 0 | 0 | 0 | 0 | 0 | 0
|  | 2035 | -1.16% | [15 empty] | 43850.0108 | 41169.101 | 38514.403 | 36530.7267 | 34798.6837 | 33255.3655 | 32089.4971 | 31112.3535 | 30135.21 | 29158.0664 | 28180.9229 | 27203.7794 | 26226.6358 | 25249.4923 | 24272.3487 | 23295.2052 | 22318.0617 | 21340.9181 | 20363.7746 | 19386.631 | 18642.6246 | 18131.7554 | 17620.8861 | 17110.0169 | 16599.1476 | 16088.2784 | 15577.4092 | 15066.5399 | 14555.6707 | 14044.8014 | 0 | 0 | 0 | 0 | 0 | 0 | 0 | 0 | 0 | 0 | 0
|  | 2036 | -1.174% | [16 empty] | 43335.3373 | 40685.8937 | 38062.3542 | 36101.9607 | 34390.2468 | 32865.0428 | 31712.8583 | 30747.1837 | 29781.509 | 28815.8343 | 27850.1596 | 26884.4849 | 25918.8103 | 24953.1356 | 23987.4609 | 23021.7862 | 22056.1116 | 21090.4369 | 20124.7622 | 19159.0875 | 18423.8136 | 17918.9405 | 17414.0674 | 16909.1943 | 16404.3212 | 15899.4481 | 15394.575 | 14889.7019 | 14384.8288 | 13879.9557 | 0 | 0 | 0 | 0 | 0 | 0 | 0 | 0 | 0 | 0
|  | 2037 | -1.188% | [17 empty] | 42820.6639 | 40202.6864 | 37610.3055 | 35673.1946 | 33981.81 | 32474.7201 | 31336.2196 | 30382.0138 | 29427.808 | 28473.6022 | 27519.3963 | 26565.1905 | 25610.9847 | 24656.7789 | 23702.5731 | 22748.3673 | 21794.1615 | 20839.9557 | 19885.7499 | 18931.544 | 18205.0027 | 17706.1257 | 17207.2487 | 16708.3718 | 16209.4948 | 15710.6178 | 15211.7409 | 14712.8639 | 14213.9869 | 13715.11 | 0 | 0 | 0 | 0 | 0 | 0 | 0 | 0 | 0
|  | 2038 | -1.202% | [18 empty] | 42305.9904 | 39719.4792 | 37158.2568 | 35244.4286 | 33573.3732 | 32084.3974 | 30959.5808 | 30016.8439 | 29074.107 | 28131.37 | 27188.6331 | 26245.8961 | 25303.1592 | 24360.4222 | 23417.6853 | 22474.9483 | 21532.2114 | 20589.4744 | 19646.7375 | 18704.0005 | 17986.1917 | 17493.3108 | 17000.43 | 16507.5492 | 16014.6684 | 15521.7875 | 15028.9067 | 14536.0259 | 14043.1451 | 13550.2642 | 0 | 0 | 0 | 0 | 0 | 0 | 0 | 0
|  | 2039 | -1.217% | [19 empty] | 41791.3169 | 39236.2719 | 36706.2081 | 34815.6625 | 33164.9364 | 31694.0747 | 30582.9421 | 29651.674 | 28720.4059 | 27789.1379 | 26857.8698 | 25926.6017 | 24995.3336 | 24064.0655 | 23132.7975 | 22201.5294 | 21270.2613 | 20338.9932 | 19407.7251 | 18476.457 | 17767.3807 | 17280.496 | 16793.6113 | 16306.7266 | 15819.8419 | 15332.9573 | 14846.0726 | 14359.1879 | 13872.3032 | 13385.4185 | 0 | 0 | 0 | 0 | 0 | 0 | 0
Revenue Requirement by vintage year
2012 $/MW-wk
| Aurora Input |  | Levelized Cost | 2020 | 2021 | 2022 | 2023 | 2024 | 2025 | 2026 | 2027 | 2028 | 2029 | 2030 | 2031 | 2032 | 2033 | 2034 | 2035 | 2036 | 2037 | 2038 | 2039 | 2040 | 2041 | 2042 | 2043 | 2044 | 2045 | 2046 | 2047 | 2048 | 2049 | 2050 | 2051 | 2052 | 2053 | 2054 | 2055 | 2056 | 2057 | 2058 | 2059 | 2060 | 2061 | 2062 | 2063 | 2064 | 2065 | 2066 | 2067 | 2068 | 2069 | 2070 | 2071 | 2072 | 2073 | 2074 | 2075
|  | 2020 | 1780.29 | 2782.13 | 2612.0357 | 2443.6044 | 2317.747 | 2207.8549 | 2109.9368 | 2035.9665 | 1973.9702 | 1911.9738 | 1849.9775 | 1787.9811 | 1725.9848 | 1663.9884 | 1601.9921 | 1539.9958 | 1477.9994 | 1416.0031 | 1354.0067 | 1292.0104 | 1230.014 | 1182.8094 | 1150.3966 | 1117.9837 | 1085.5708 | 1053.1579 | 1020.7451 | 988.3322 | 955.9193 | 923.5065 | 891.0936 | 0 | 0 | 0 | 0 | 0 | 0 | 0 | 0 | 0 | 0 | 0 | 0 | 0 | 0 | 0 | 0 | 0 | 0 | 0 | 0 | 0 | 0 | 0 | 0 | 0 | 0
|  | 2021 | 1747.4355 |  | 2730.787 | 2563.8316 | 2398.5086 | 2274.9739 | 2167.1099 | 2070.9988 | 1998.3936 | 1937.5413 | 1876.6891 | 1815.8369 | 1754.9847 | 1694.1324 | 1633.2802 | 1572.428 | 1511.5758 | 1450.7235 | 1389.8713 | 1329.0191 | 1268.1668 | 1207.3146 | 1160.9812 | 1129.1664 | 1097.3517 | 1065.537 | 1033.7223 | 1001.9076 | 970.0929 | 938.2782 | 906.4635 | 874.6488 | 0 | 0 | 0 | 0 | 0 | 0 | 0 | 0 | 0 | 0 | 0 | 0 | 0 | 0 | 0 | 0 | 0 | 0 | 0 | 0 | 0 | 0 | 0 | 0 | 0
|  | 2022 | 1711.964 |  |  | 2675.3543 | 2511.788 | 2349.8209 | 2228.7939 | 2123.1194 | 2028.9593 | 1957.8279 | 1898.2109 | 1838.5939 | 1778.977 | 1719.36 | 1659.743 | 1600.126 | 1540.509 | 1480.8921 | 1421.2751 | 1361.6581 | 1302.0411 | 1242.4241 | 1182.8072 | 1137.4142 | 1106.2453 | 1075.0764 | 1043.9076 | 1012.7387 | 981.5698 | 950.4009 | 919.232 | 888.0631 | 856.8942 | 0 | 0 | 0 | 0 | 0 | 0 | 0 | 0 | 0 | 0 | 0 | 0 | 0 | 0 | 0 | 0 | 0 | 0 | 0 | 0 | 0 | 0 | 0 | 0
|  | 2023 | 1676.4926 |  |  |  | 2619.9217 | 2459.7444 | 2301.1333 | 2182.6139 | 2079.1289 | 1986.9198 | 1917.2622 | 1858.8805 | 1800.4988 | 1742.117 | 1683.7353 | 1625.3536 | 1566.9718 | 1508.5901 | 1450.2084 | 1391.8266 | 1333.4449 | 1275.0632 | 1216.6814 | 1158.2997 | 1113.8473 | 1083.3242 | 1052.8011 | 1022.2781 | 991.755 | 961.2319 | 930.7088 | 900.1857 | 869.6627 | 839.1396 | 0 | 0 | 0 | 0 | 0 | 0 | 0 | 0 | 0 | 0 | 0 | 0 | 0 | 0 | 0 | 0 | 0 | 0 | 0 | 0 | 0 | 0 | 0
|  | 2024 | 1641.0211 |  |  |  |  | 2564.489 | 2407.7008 | 2252.4456 | 2136.4339 | 2035.1384 | 1944.8802 | 1876.6965 | 1819.55 | 1762.4036 | 1705.2571 | 1648.1106 | 1590.9641 | 1533.8176 | 1476.6712 | 1419.5247 | 1362.3782 | 1305.2317 | 1248.0852 | 1190.9387 | 1133.7923 | 1090.2804 | 1060.4031 | 1030.5258 | 1000.6486 | 970.7713 | 940.894 | 911.0168 | 881.1395 | 851.2622 | 821.385 | 0 | 0 | 0 | 0 | 0 | 0 | 0 | 0 | 0 | 0 | 0 | 0 | 0 | 0 | 0 | 0 | 0 | 0 | 0 | 0 | 0 | 0
|  | 2025 | 1605.5497 | [5 empty] | 2509.0564 | 2355.6572 | 2203.7579 | 2090.2538 | 1991.148 | 1902.8407 | 1836.1308 | 1780.2196 | 1724.3084 | 1668.3971 | 1612.4859 | 1556.5747 | 1500.6634 | 1444.7522 | 1388.841 | 1332.9297 | 1277.0185 | 1221.1073 | 1165.196 | 1109.2848 | 1066.7135 | 1037.482 | 1008.2505 | 979.0191 | 949.7876 | 920.5562 | 891.3247 | 862.0932 | 832.8618 | 803.6303 | 0 | 0 | 0 | 0 | 0 | 0 | 0 | 0 | 0 | 0 | 0 | 0 | 0 | 0 | 0 | 0 | 0 | 0 | 0 | 0 | 0
|  | 2026 | 1570.0782 | [6 empty] | 2453.6237 | 2303.6137 | 2155.0702 | 2044.0738 | 1947.1575 | 1860.8012 | 1795.5652 | 1740.8892 | 1686.2132 | 1631.5372 | 1576.8612 | 1522.1852 | 1467.5092 | 1412.8333 | 1358.1573 | 1303.4813 | 1248.8053 | 1194.1293 | 1139.4533 | 1084.7773 | 1043.1465 | 1014.5609 | 985.9752 | 957.3896 | 928.8039 | 900.2183 | 871.6326 | 843.047 | 814.4614 | 785.8757 | 0 | 0 | 0 | 0 | 0 | 0 | 0 | 0 | 0 | 0 | 0 | 0 | 0 | 0 | 0 | 0 | 0 | 0 | 0 | 0
|  | 2027 | 1534.6068 | [7 empty] | 2398.1911 | 2251.5701 | 2106.3826 | 1997.8938 | 1903.167 | 1818.7617 | 1754.9995 | 1701.5587 | 1648.118 | 1594.6773 | 1541.2365 | 1487.7958 | 1434.3551 | 1380.9143 | 1327.4736 | 1274.0328 | 1220.5921 | 1167.1514 | 1113.7106 | 1060.2699 | 1019.5796 | 991.6398 | 963.6999 | 935.7601 | 907.8203 | 879.8804 | 851.9406 | 824.0008 | 796.0609 | 768.1211 | 0 | 0 | 0 | 0 | 0 | 0 | 0 | 0 | 0 | 0 | 0 | 0 | 0 | 0 | 0 | 0 | 0 | 0 | 0
|  | 2028 | 1499.1353 | [8 empty] | 2342.7585 | 2199.5265 | 2057.6949 | 1951.7138 | 1859.1765 | 1776.7222 | 1714.4338 | 1662.2283 | 1610.0228 | 1557.8173 | 1505.6118 | 1453.4064 | 1401.2009 | 1348.9954 | 1296.7899 | 1244.5844 | 1192.3789 | 1140.1734 | 1087.9679 | 1035.7624 | 996.0127 | 968.7187 | 941.4246 | 914.1306 | 886.8366 | 859.5426 | 832.2485 | 804.9545 | 777.6605 | 750.3665 | 0 | 0 | 0 | 0 | 0 | 0 | 0 | 0 | 0 | 0 | 0 | 0 | 0 | 0 | 0 | 0 | 0 | 0
|  | 2029 | 1463.6639 | [9 empty] | 2287.3258 | 2147.4829 | 2009.0072 | 1905.5337 | 1815.186 | 1734.6827 | 1673.8681 | 1622.8979 | 1571.9276 | 1520.9574 | 1469.9872 | 1419.0169 | 1368.0467 | 1317.0764 | 1266.1062 | 1215.1359 | 1164.1657 | 1113.1955 | 1062.2252 | 1011.255 | 972.4458 | 945.7975 | 919.1493 | 892.5011 | 865.8529 | 839.2047 | 812.5565 | 785.9083 | 759.26 | 732.6118 | 0 | 0 | 0 | 0 | 0 | 0 | 0 | 0 | 0 | 0 | 0 | 0 | 0 | 0 | 0 | 0 | 0
|  | 2030 | 1428.1924 | [10 empty] | 2231.8932 | 2095.4393 | 1960.3195 | 1859.3537 | 1771.1956 | 1692.6432 | 1633.3024 | 1583.5674 | 1533.8325 | 1484.0975 | 1434.3625 | 1384.6275 | 1334.8925 | 1285.1575 | 1235.4225 | 1185.6875 | 1135.9525 | 1086.2175 | 1036.4825 | 986.7475 | 948.8788 | 922.8764 | 896.874 | 870.8716 | 844.8692 | 818.8668 | 792.8644 | 766.862 | 740.8596 | 714.8572 | 0 | 0 | 0 | 0 | 0 | 0 | 0 | 0 | 0 | 0 | 0 | 0 | 0 | 0 | 0 | 0
|  | 2031 | 1412.3588 | [11 empty] | 2207.1493 | 2072.2082 | 1938.5864 | 1838.7399 | 1751.5592 | 1673.8777 | 1615.1948 | 1566.0112 | 1516.8276 | 1467.644 | 1418.4604 | 1369.2768 | 1320.0932 | 1270.9096 | 1221.726 | 1172.5424 | 1123.3588 | 1074.1751 | 1024.9915 | 975.8079 | 938.3591 | 912.6449 | 886.9308 | 861.2167 | 835.5026 | 809.7884 | 784.0743 | 758.3602 | 732.6461 | 706.9319 | 0 | 0 | 0 | 0 | 0 | 0 | 0 | 0 | 0 | 0 | 0 | 0 | 0 | 0 | 0
|  | 2032 | 1396.5251 | [12 empty] | 2182.4053 | 2048.9771 | 1916.8533 | 1818.1262 | 1731.9228 | 1655.1122 | 1597.0872 | 1548.455 | 1499.8227 | 1451.1905 | 1402.5583 | 1353.9261 | 1305.2939 | 1256.6617 | 1208.0294 | 1159.3972 | 1110.765 | 1062.1328 | 1013.5006 | 964.8683 | 927.8393 | 902.4135 | 876.9876 | 851.5618 | 826.1359 | 800.7101 | 775.2842 | 749.8584 | 724.4325 | 699.0067 | 0 | 0 | 0 | 0 | 0 | 0 | 0 | 0 | 0 | 0 | 0 | 0 | 0 | 0
|  | 2033 | 1380.6914 | [13 empty] | 2157.6614 | 2025.7459 | 1895.1202 | 1797.5124 | 1712.2864 | 1636.3467 | 1578.9795 | 1530.8987 | 1482.8179 | 1434.7371 | 1386.6562 | 1338.5754 | 1290.4946 | 1242.4137 | 1194.3329 | 1146.2521 | 1098.1712 | 1050.0904 | 1002.0096 | 953.9288 | 917.3195 | 892.182 | 867.0444 | 841.9068 | 816.7693 | 791.6317 | 766.4941 | 741.3565 | 716.219 | 691.0814 | 0 | 0 | 0 | 0 | 0 | 0 | 0 | 0 | 0 | 0 | 0 | 0 | 0
|  | 2034 | 1364.8577 | [14 empty] | 2132.9175 | 2002.5148 | 1873.3871 | 1776.8987 | 1692.65 | 1617.5812 | 1560.8719 | 1513.3425 | 1465.813 | 1418.2836 | 1370.7541 | 1323.2247 | 1275.6953 | 1228.1658 | 1180.6364 | 1133.1069 | 1085.5775 | 1038.048 | 990.5186 | 942.9892 | 906.7998 | 881.9505 | 857.1012 | 832.2519 | 807.4026 | 782.5533 | 757.704 | 732.8547 | 708.0054 | 683.1561 | 0 | 0 | 0 | 0 | 0 | 0 | 0 | 0 | 0 | 0 | 0 | 0
|  | 2035 | 1349.0241 | [15 empty] | 2108.1736 | 1979.2837 | 1851.654 | 1756.2849 | 1673.0136 | 1598.8156 | 1542.7643 | 1495.7862 | 1448.8082 | 1401.8301 | 1354.8521 | 1307.874 | 1260.896 | 1213.9179 | 1166.9398 | 1119.9618 | 1072.9837 | 1026.0057 | 979.0276 | 932.0496 | 896.28 | 871.719 | 847.158 | 822.597 | 798.0359 | 773.4749 | 748.9139 | 724.3529 | 699.7919 | 675.2308 | 0 | 0 | 0 | 0 | 0 | 0 | 0 | 0 | 0 | 0 | 0
|  | 2036 | 1333.1904 | [16 empty] | 2083.4297 | 1956.0526 | 1829.9209 | 1735.6712 | 1653.3773 | 1580.0501 | 1524.6567 | 1478.23 | 1431.8033 | 1385.3766 | 1338.95 | 1292.5233 | 1246.0966 | 1199.67 | 1153.2433 | 1106.8166 | 1060.39 | 1013.9633 | 967.5366 | 921.11 | 885.7603 | 861.4875 | 837.2148 | 812.942 | 788.6693 | 764.3965 | 740.1238 | 715.8511 | 691.5783 | 667.3056 | 0 | 0 | 0 | 0 | 0 | 0 | 0 | 0 | 0 | 0
|  | 2037 | 1317.3567 | [17 empty] | 2058.6858 | 1932.8215 | 1808.1878 | 1715.0574 | 1633.7409 | 1561.2846 | 1506.549 | 1460.6737 | 1414.7985 | 1368.9232 | 1323.0479 | 1277.1726 | 1231.2973 | 1185.4221 | 1139.5468 | 1093.6715 | 1047.7962 | 1001.9209 | 956.0457 | 910.1704 | 875.2405 | 851.256 | 827.2716 | 803.2871 | 779.3026 | 755.3182 | 731.3337 | 707.3492 | 683.3648 | 659.3803 | 0 | 0 | 0 | 0 | 0 | 0 | 0 | 0 | 0
|  | 2038 | 1301.523 | [18 empty] | 2033.9418 | 1909.5903 | 1786.4547 | 1694.4437 | 1614.1045 | 1542.5191 | 1488.4414 | 1443.1175 | 1397.7936 | 1352.4697 | 1307.1458 | 1261.8219 | 1216.498 | 1171.1741 | 1125.8503 | 1080.5264 | 1035.2025 | 989.8786 | 944.5547 | 899.2308 | 864.7208 | 841.0246 | 817.3284 | 793.6322 | 769.936 | 746.2398 | 722.5436 | 698.8474 | 675.1512 | 651.455 | 0 | 0 | 0 | 0 | 0 | 0 | 0 | 0
|  | 2039 | 1285.6894 | [19 empty] | 2009.1979 | 1886.3592 | 1764.7215 | 1673.8299 | 1594.4681 | 1523.7536 | 1470.3338 | 1425.5613 | 1380.7887 | 1336.0162 | 1291.2437 | 1246.4712 | 1201.6987 | 1156.9262 | 1112.1537 | 1067.3812 | 1022.6087 | 977.8362 | 933.0637 | 888.2912 | 854.201 | 830.7931 | 807.3852 | 783.9772 | 760.5693 | 737.1614 | 713.7535 | 690.3456 | 666.9377 | 643.5297 | 0 | 0 | 0 | 0 | 0 | 0 | 0
|  | Annual Change (%) |  | 0% | -1.845% | -2.03% | -2.072% | -2.116% | -2.162% | -2.209% | -2.259% | -2.311% | -2.366% | -2.423% | -1.109% | -1.121% | -1.134% | -1.147% | -1.16% | -1.174% | -1.188% | -1.202% | -1.217% | -1.232% | -1.081% | -1.093% | -1.105% | -1.117% | -1.13% | -1.143% | -1.156% | -1.17% | -1.183% | -1.198% | 0% | 0% | 0% | 0% | 0% | 0% | 0% | 0% | 0% | 0% | 0% | 0% | 0% | 0% | 0% | 0% | 0% | 0% | 0% | 0% | 0% | 0% | 0% | 0% | 0%
|  | Levelized Capital Cost ($/MW-wk) |  | 1780.29 | 1747.4355 | 1711.964 | 1676.4926 | 1641.0211 | 1605.5497 | 1570.0782 | 1534.6068 | 1499.1353 | 1463.6639 | 1428.1924 | 1412.3588 | 1396.5251 | 1380.6914 | 1364.8577 | 1349.0241 | 1333.1904 | 1317.3567 | 1301.523 | 1285.6894 | 1269.8557 | 1256.1275 | 1242.3993 | 1228.6712 | 1214.943 | 1201.2148 | 1187.4867 | 1173.7585 | 1160.0303 | 1146.3022 | 1132.574 | 1132.574 | 1132.574 | 1132.574 | 1132.574 | 1132.574 | 1132.574 | 1132.574 | 1132.574 | 1132.574 | 1132.574 | 1132.574 | 1132.574 | 1132.574 | 1132.574 | 1132.574 | 1132.574 | 1132.574 | 1132.574 | 1132.574 | 1132.574 | 1132.574 | 1132.574 | 1132.574 | 1132.574 | 1132.574
|  | Economic Life | 30
|  | check s/b 0 | 0
itc
|  |  |  | 30% | 30% | 30% | 30% | 26% | 22% | 10% | 10% | 10% | 10% | 10% | 10% | 10% | 10% | 10% | 10% | 10% | 10% | 10% | 10% | 10% | 10% | 10% | 10% | 10% | 10% | 10% | 10% | 10% | 10% | 10% | 10% | 10% | 10% | 10% | 10% | 10% | 10% | 10% | 10% | 10% | 10% | 10% | 10% | 10% | 10% | 10% | 10% | 10% | 10% | 10% | 10% | 10% | 10% | 10% | 10%
ITC
| Revenue Requirement by vintage year | 0 | 0 | 0 | 0 | 0 | 0 | 0 | 0 | 0 | 0 | 0 | 0 | 0 | 0 | 0 | 0 | 0 | 0 | 0 | 0 | 0 | 0 | 0 | 0 | 0 | 0 | 0 | 0 | 0 |  | 0 | 0 | 0 | 0 | 0 | 0 | 0 | 0 | 0 | 0 | 0 | 0 | 0 | 0 | 0 | 0 | 0 | 0 | 0 | 0 | 0 | 0 | 0 | 0 | 0 | 0 | 0 | 0 | 0
| 2012 $/MW-wk | 0 | 0 | 0 | 0 | 0 | 0 | 0 | 0 | 0 | 0 | 0 | 0 | 0 | 0 | 0 | 0 | 0 | 0 | 0 | 0 | 0 | 0 | 0 | 0 | 0 | 0 | 0 | 0 | 0 |  | 0 | 0 | 0 | 0 | 0 | 0 | 0 | 0 | 0 | 0 | 0 | 0 | 0 | 0 | 0 | 0 | 0 | 0 | 0 | 0 | 0 | 0 | 0 | 0 | 0 | 0 | 0 | 0 | 0
| Aurora Input | 0 | Levelized Cost | 2020 | 2021 | 2022 | 2023 | 2024 | 2025 | 2026 | 2027 | 2028 | 2029 | 2030 | 2031 | 2032 | 2033 | 2034 | 2035 | 2036 | 2037 | 2038 | 2039 | 2040 | 2041 | 2042 | 2043 | 2044 | 2045 | 2046 | Levelized | 2047 | 2048 | 2049 | 2050 | 2051 | 2052 | 2053 | 2054 | 2055 | 2056 | 2057 | 2058 | 2059 | 2060 | 2061 | 2062 | 2063 | 2064 | 2065 | 2066 | 2067 | 2068 | 2069 | 2070 | 2071 | 2072 | 2073 | 2074 | 2075
| 0 | 2020 | 1780.29 | 2782.13 | 2612.0357 | 2443.6044 | 2317.747 | 2207.8549 | 2109.9368 | 2035.9665 | 1973.9702 | 1911.9738 | 1849.9775 | 1787.9811 | 1725.9848 | 1663.9884 | 1601.9921 | 1539.9958 | 1477.9994 | 1416.0031 | 1354.0067 | 1292.0104 | 1230.014 | 1182.8094 | 1150.3966 | 1117.9837 | 1085.5708 | 1053.1579 | 1020.7451 | 988.3322 | 924.4159 | 955.9193 | 923.5065 | 891.0936 | 0 | 0 | 0 | 0 | 0 | 0 | 0 | 0 | 0 | 0 | 0 | 0 | 0 | 0 | 0 | 0 | 0 | 0 | 0 | 0 | 0 | 0 | 0 | 0 | 0 | 0
| 0 | 2021 | 1747.4355 | 0 | 2730.787 | 2563.8316 | 2398.5086 | 2274.9739 | 2167.1099 | 2070.9988 | 1998.3936 | 1937.5413 | 1876.6891 | 1815.8369 | 1754.9847 | 1694.1324 | 1633.2802 | 1572.428 | 1511.5758 | 1450.7235 | 1389.8713 | 1329.0191 | 1268.1668 | 1207.3146 | 1160.9812 | 1129.1664 | 1097.3517 | 1065.537 | 1033.7223 | 1001.9076 | 924.0443 | 970.0929 | 938.2782 | 906.4635 | 874.6488 | 0 | 0 | 0 | 0 | 0 | 0 | 0 | 0 | 0 | 0 | 0 | 0 | 0 | 0 | 0 | 0 | 0 | 0 | 0 | 0 | 0 | 0 | 0 | 0 | 0
| 0 | 2022 | 1711.964 | 0 | 0 | 2675.3543 | 2511.788 | 2349.8209 | 2228.7939 | 2123.1194 | 2028.9593 | 1957.8279 | 1898.2109 | 1838.5939 | 1778.977 | 1719.36 | 1659.743 | 1600.126 | 1540.509 | 1480.8921 | 1421.2751 | 1361.6581 | 1302.0411 | 1242.4241 | 1182.8072 | 1137.4142 | 1106.2453 | 1075.0764 | 1043.9076 | 1012.7387 | 921.8545 | 981.5698 | 950.4009 | 919.232 | 888.0631 | 856.8942 | 0 | 0 | 0 | 0 | 0 | 0 | 0 | 0 | 0 | 0 | 0 | 0 | 0 | 0 | 0 | 0 | 0 | 0 | 0 | 0 | 0 | 0 | 0 | 0
| 0 | 2023 | 1676.4926 | 0 | 0 | 0 | 2619.9217 | 2459.7444 | 2301.1333 | 2182.6139 | 2079.1289 | 1986.9198 | 1917.2622 | 1858.8805 | 1800.4988 | 1742.117 | 1683.7353 | 1625.3536 | 1566.9718 | 1508.5901 | 1450.2084 | 1391.8266 | 1333.4449 | 1275.0632 | 1216.6814 | 1158.2997 | 1113.8473 | 1083.3242 | 1052.8011 | 1022.2781 | 919.1913 | 991.755 | 961.2319 | 930.7088 | 900.1857 | 869.6627 | 839.1396 | 0 | 0 | 0 | 0 | 0 | 0 | 0 | 0 | 0 | 0 | 0 | 0 | 0 | 0 | 0 | 0 | 0 | 0 | 0 | 0 | 0 | 0 | 0
| 0 | 2024 | 1641.0211 | 0 | 0 | 0 | 0 | 2564.489 | 2407.7008 | 2252.4456 | 2136.4339 | 2035.1384 | 1944.8802 | 1876.6965 | 1819.55 | 1762.4036 | 1705.2571 | 1648.1106 | 1590.9641 | 1533.8176 | 1476.6712 | 1419.5247 | 1362.3782 | 1305.2317 | 1248.0852 | 1190.9387 | 1133.7923 | 1090.2804 | 1060.4031 | 1030.5258 | 916.0408 | 1000.6486 | 970.7713 | 940.894 | 911.0168 | 881.1395 | 851.2622 | 821.385 | 0 | 0 | 0 | 0 | 0 | 0 | 0 | 0 | 0 | 0 | 0 | 0 | 0 | 0 | 0 | 0 | 0 | 0 | 0 | 0 | 0 | 0
| 0 | 2025 | 1605.5497 | 0 | 0 | 0 | 0 | 0 | 2509.0564 | 2355.6572 | 2203.7579 | 2090.2538 | 1991.148 | 1902.8407 | 1836.1308 | 1780.2196 | 1724.3084 | 1668.3971 | 1612.4859 | 1556.5747 | 1500.6634 | 1444.7522 | 1388.841 | 1332.9297 | 1277.0185 | 1221.1073 | 1165.196 | 1109.2848 | 1066.7135 | 1037.482 | 912.3891 | 1008.2505 | 979.0191 | 949.7876 | 920.5562 | 891.3247 | 862.0932 | 832.8618 | 803.6303 | 0 | 0 | 0 | 0 | 0 | 0 | 0 | 0 | 0 | 0 | 0 | 0 | 0 | 0 | 0 | 0 | 0 | 0 | 0 | 0 | 0
| 0 | 2026 | 1570.0782 | 0 | 0 | 0 | 0 | 0 | 0 | 2453.6237 | 2303.6137 | 2155.0702 | 2044.0738 | 1947.1575 | 1860.8012 | 1795.5652 | 1740.8892 | 1686.2132 | 1631.5372 | 1576.8612 | 1522.1852 | 1467.5092 | 1412.8333 | 1358.1573 | 1303.4813 | 1248.8053 | 1194.1293 | 1139.4533 | 1084.7773 | 1043.1465 | 908.2222 | 1014.5609 | 985.9752 | 957.3896 | 928.8039 | 900.2183 | 871.6326 | 843.047 | 814.4614 | 785.8757 | 0 | 0 | 0 | 0 | 0 | 0 | 0 | 0 | 0 | 0 | 0 | 0 | 0 | 0 | 0 | 0 | 0 | 0 | 0 | 0
| 0 | 2027 | 1534.6068 | 0 | 0 | 0 | 0 | 0 | 0 | 0 | 2398.1911 | 2251.5701 | 2106.3826 | 1997.8938 | 1903.167 | 1818.7617 | 1754.9995 | 1701.5587 | 1648.118 | 1594.6773 | 1541.2365 | 1487.7958 | 1434.3551 | 1380.9143 | 1327.4736 | 1274.0328 | 1220.5921 | 1167.1514 | 1113.7106 | 1060.2699 | 903.526 | 1019.5796 | 991.6398 | 963.6999 | 935.7601 | 907.8203 | 879.8804 | 851.9406 | 824.0008 | 796.0609 | 768.1211 | 0 | 0 | 0 | 0 | 0 | 0 | 0 | 0 | 0 | 0 | 0 | 0 | 0 | 0 | 0 | 0 | 0 | 0 | 0
| 0 | 2028 | 1499.1353 | 0 | 0 | 0 | 0 | 0 | 0 | 0 | 0 | 2342.7585 | 2199.5265 | 2057.6949 | 1951.7138 | 1859.1765 | 1776.7222 | 1714.4338 | 1662.2283 | 1610.0228 | 1557.8173 | 1505.6118 | 1453.4064 | 1401.2009 | 1348.9954 | 1296.7899 | 1244.5844 | 1192.3789 | 1140.1734 | 1087.9679 | 899.6718 | 1035.7624 | 996.0127 | 968.7187 | 941.4246 | 914.1306 | 886.8366 | 859.5426 | 832.2485 | 804.9545 | 777.6605 | 750.3665 | 0 | 0 | 0 | 0 | 0 | 0 | 0 | 0 | 0 | 0 | 0 | 0 | 0 | 0 | 0 | 0 | 0 | 0
| 0 | 2029 | 1463.6639 | 0 | 0 | 0 | 0 | 0 | 0 | 0 | 0 | 0 | 2287.3258 | 2147.4829 | 2009.0072 | 1905.5337 | 1815.186 | 1734.6827 | 1673.8681 | 1622.8979 | 1571.9276 | 1520.9574 | 1469.9872 | 1419.0169 | 1368.0467 | 1317.0764 | 1266.1062 | 1215.1359 | 1164.1657 | 1113.1955 | 897.4939 | 1062.2252 | 1011.255 | 972.4458 | 945.7975 | 919.1493 | 892.5011 | 865.8529 | 839.2047 | 812.5565 | 785.9083 | 759.26 | 732.6118 | 0 | 0 | 0 | 0 | 0 | 0 | 0 | 0 | 0 | 0 | 0 | 0 | 0 | 0 | 0 | 0 | 0
| 0 | 2030 | 1428.1924 | 0 | 0 | 0 | 0 | 0 | 0 | 0 | 0 | 0 | 0 | 2231.8932 | 2095.4393 | 1960.3195 | 1859.3537 | 1771.1956 | 1692.6432 | 1633.3024 | 1583.5674 | 1533.8325 | 1484.0975 | 1434.3625 | 1384.6275 | 1334.8925 | 1285.1575 | 1235.4225 | 1185.6875 | 1135.9525 | 896.33 | 1086.2175 | 1036.4825 | 986.7475 | 948.8788 | 922.8764 | 896.874 | 870.8716 | 844.8692 | 818.8668 | 792.8644 | 766.862 | 740.8596 | 714.8572 | 0 | 0 | 0 | 0 | 0 | 0 | 0 | 0 | 0 | 0 | 0 | 0 | 0 | 0 | 0 | 0
| 0 | 2031 | 1412.3588 | 0 | 0 | 0 | 0 | 0 | 0 | 0 | 0 | 0 | 0 | 0 | 2207.1493 | 2072.2082 | 1938.5864 | 1838.7399 | 1751.5592 | 1673.8777 | 1615.1948 | 1566.0112 | 1516.8276 | 1467.644 | 1418.4604 | 1369.2768 | 1320.0932 | 1270.9096 | 1221.726 | 1172.5424 | 908.3295 | 1123.3588 | 1074.1751 | 1024.9915 | 975.8079 | 938.3591 | 912.6449 | 886.9308 | 861.2167 | 835.5026 | 809.7884 | 784.0743 | 758.3602 | 732.6461 | 706.9319 | 0 | 0 | 0 | 0 | 0 | 0 | 0 | 0 | 0 | 0 | 0 | 0 | 0 | 0 | 0
| 0 | 2032 | 1396.5251 | 0 | 0 | 0 | 0 | 0 | 0 | 0 | 0 | 0 | 0 | 0 | 0 | 2182.4053 | 2048.9771 | 1916.8533 | 1818.1262 | 1731.9228 | 1655.1122 | 1597.0872 | 1548.455 | 1499.8227 | 1451.1905 | 1402.5583 | 1353.9261 | 1305.2939 | 1256.6617 | 1208.0294 | 921.15 | 1159.3972 | 1110.765 | 1062.1328 | 1013.5006 | 964.8683 | 927.8393 | 902.4135 | 876.9876 | 851.5618 | 826.1359 | 800.7101 | 775.2842 | 749.8584 | 724.4325 | 699.0067 | 0 | 0 | 0 | 0 | 0 | 0 | 0 | 0 | 0 | 0 | 0 | 0 | 0 | 0
| 0 | 2033 | 1380.6914 | 0 | 0 | 0 | 0 | 0 | 0 | 0 | 0 | 0 | 0 | 0 | 0 | 0 | 2157.6614 | 2025.7459 | 1895.1202 | 1797.5124 | 1712.2864 | 1636.3467 | 1578.9795 | 1530.8987 | 1482.8179 | 1434.7371 | 1386.6562 | 1338.5754 | 1290.4946 | 1242.4137 | 934.5628 | 1194.3329 | 1146.2521 | 1098.1712 | 1050.0904 | 1002.0096 | 953.9288 | 917.3195 | 892.182 | 867.0444 | 841.9068 | 816.7693 | 791.6317 | 766.4941 | 741.3565 | 716.219 | 691.0814 | 0 | 0 | 0 | 0 | 0 | 0 | 0 | 0 | 0 | 0 | 0 | 0 | 0
| 0 | 2034 | 1364.8577 | 0 | 0 | 0 | 0 | 0 | 0 | 0 | 0 | 0 | 0 | 0 | 0 | 0 | 0 | 2132.9175 | 2002.5148 | 1873.3871 | 1776.8987 | 1692.65 | 1617.5812 | 1560.8719 | 1513.3425 | 1465.813 | 1418.2836 | 1370.7541 | 1323.2247 | 1275.6953 | 948.39 | 1228.1658 | 1180.6364 | 1133.1069 | 1085.5775 | 1038.048 | 990.5186 | 942.9892 | 906.7998 | 881.9505 | 857.1012 | 832.2519 | 807.4026 | 782.5533 | 757.704 | 732.8547 | 708.0054 | 683.1561 | 0 | 0 | 0 | 0 | 0 | 0 | 0 | 0 | 0 | 0 | 0 | 0
| 0 | 2035 | 1349.0241 | 0 | 0 | 0 | 0 | 0 | 0 | 0 | 0 | 0 | 0 | 0 | 0 | 0 | 0 | 0 | 2108.1736 | 1979.2837 | 1851.654 | 1756.2849 | 1673.0136 | 1598.8156 | 1542.7643 | 1495.7862 | 1448.8082 | 1401.8301 | 1354.8521 | 1307.874 | 962.4904 | 1260.896 | 1213.9179 | 1166.9398 | 1119.9618 | 1072.9837 | 1026.0057 | 979.0276 | 932.0496 | 896.28 | 871.719 | 847.158 | 822.597 | 798.0359 | 773.4749 | 748.9139 | 724.3529 | 699.7919 | 675.2308 | 0 | 0 | 0 | 0 | 0 | 0 | 0 | 0 | 0 | 0 | 0
| 0 | 2036 | 1333.1904 | 0 | 0 | 0 | 0 | 0 | 0 | 0 | 0 | 0 | 0 | 0 | 0 | 0 | 0 | 0 | 0 | 2083.4297 | 1956.0526 | 1829.9209 | 1735.6712 | 1653.3773 | 1580.0501 | 1524.6567 | 1478.23 | 1431.8033 | 1385.3766 | 1338.95 | 976.7496 | 1292.5233 | 1246.0966 | 1199.67 | 1153.2433 | 1106.8166 | 1060.39 | 1013.9633 | 967.5366 | 921.11 | 885.7603 | 861.4875 | 837.2148 | 812.942 | 788.6693 | 764.3965 | 740.1238 | 715.8511 | 691.5783 | 667.3056 | 0 | 0 | 0 | 0 | 0 | 0 | 0 | 0 | 0 | 0
| 0 | 2037 | 1317.3567 | 0 | 0 | 0 | 0 | 0 | 0 | 0 | 0 | 0 | 0 | 0 | 0 | 0 | 0 | 0 | 0 | 0 | 2058.6858 | 1932.8215 | 1808.1878 | 1715.0574 | 1633.7409 | 1561.2846 | 1506.549 | 1460.6737 | 1414.7985 | 1368.9232 | 991.0735 | 1323.0479 | 1277.1726 | 1231.2973 | 1185.4221 | 1139.5468 | 1093.6715 | 1047.7962 | 1001.9209 | 956.0457 | 910.1704 | 875.2405 | 851.256 | 827.2716 | 803.2871 | 779.3026 | 755.3182 | 731.3337 | 707.3492 | 683.3648 | 659.3803 | 0 | 0 | 0 | 0 | 0 | 0 | 0 | 0 | 0
| 0 | 2038 | 1301.523 | 0 | 0 | 0 | 0 | 0 | 0 | 0 | 0 | 0 | 0 | 0 | 0 | 0 | 0 | 0 | 0 | 0 | 0 | 2033.9418 | 1909.5903 | 1786.4547 | 1694.4437 | 1614.1045 | 1542.5191 | 1488.4414 | 1443.1175 | 1397.7936 | 1005.3838 | 1352.4697 | 1307.1458 | 1261.8219 | 1216.498 | 1171.1741 | 1125.8503 | 1080.5264 | 1035.2025 | 989.8786 | 944.5547 | 899.2308 | 864.7208 | 841.0246 | 817.3284 | 793.6322 | 769.936 | 746.2398 | 722.5436 | 698.8474 | 675.1512 | 651.455 | 0 | 0 | 0 | 0 | 0 | 0 | 0 | 0
| 0 | 2039 | 1285.6894 | 0 | 0 | 0 | 0 | 0 | 0 | 0 | 0 | 0 | 0 | 0 | 0 | 0 | 0 | 0 | 0 | 0 | 0 | 0 | 2009.1979 | 1886.3592 | 1764.7215 | 1673.8299 | 1594.4681 | 1523.7536 | 1470.3338 | 1425.5613 | 1019.6136 | 1380.7887 | 1336.0162 | 1291.2437 | 1246.4712 | 1201.6987 | 1156.9262 | 1112.1537 | 1067.3812 | 1022.6087 | 977.8362 | 933.0637 | 888.2912 | 854.201 | 830.7931 | 807.3852 | 783.9772 | 760.5693 | 737.1614 | 713.7535 | 690.3456 | 666.9377 | 643.5297 | 0 | 0 | 0 | 0 | 0 | 0 | 0
| 2020-2023 | 30% |  | 164971.3809 | [27 empty] | 2064: 0; 2065: 0; 2066: 0; 2067: 0; 2068: 0; 2069: 0; 2070: 0; 2071: 0; 2072: 0; 2073: 0; 2074: 0
| 2024 | 26% |  | 142975.1968 | [36 empty] | 0 | 0 | 0 | 0 | 0 | 0 | 0 | 0 | 0 | 0 | 0 | 0 | 0 | 0 | 0 | 0 | 0 | 0 | 0
| 2025 | 22% |  | 120979.0127 | [36 empty] | 0 | 0 | 0 | 0 | 0 | 0 | 0 | 0 | 0 | 0 | 0 | 0 | 0 | 0 | 0 | 0 | 0 | 0 | 0
| Start 2026 | 10% |  | 54990.4603 | [36 empty] | 0 | 0 | 0 | 0 | 0 | 0 | 0 | 0 | 0 | 0 | 0 | 0 | 0 | 0 | 0 | 0 | 0 | 0 | 0
[41 empty] | 0 | 0 | 0 | 0 | 0 | 0 | 0 | 0 | 0 | 0 | 0 | 0 | 0 | 0 | 0 | 0 | 0 | 0 | 0
[41 empty] | 0 | 0 | 0 | 0 | 0 | 0 | 0 | 0 | 0 | 0 | 0 | 0 | 0 | 0 | 0 | 0 | 0 | 0 | 0
Amortization
|  | 30% |  | 8248.569 | 8248.569 | 8248.569 | 8248.569 | 8248.569 | 8248.569 | 8248.569 | 8248.569 | 8248.569 | 8248.569 | 8248.569 | 8248.569 | 8248.569 | 8248.569 | 8248.569 | 8248.569 | 8248.569 | 8248.569 | 8248.569 | 8248.569 | 8248.569 | 8248.569 | 8248.569 | 8248.569 | 8248.569 | 8248.569 | 8248.569 | 8248.569 | 8248.569 | 8248.569 | 8248.569 | 8248.569 | 8248.569 | 8248.569 | 8248.569 | 8248.569 | 8248.569 | 8248.569 | 8248.569 | 8248.569 | 8248.569 | 8248.569 | 8248.569 | 8248.569 | 8248.569 | 8248.569 | 8248.569 | 8248.569 | 8248.569 | 8248.569 | 8248.569 | 8248.569 | 8248.569 | 8248.569 | 8248.569 | 8248.569
|  | 26% |  | 7148.7598 | 7148.7598 | 7148.7598 | 7148.7598 | 7148.7598 | 7148.7598 | 7148.7598 | 7148.7598 | 7148.7598 | 7148.7598 | 7148.7598 | 7148.7598 | 7148.7598 | 7148.7598 | 7148.7598 | 7148.7598 | 7148.7598 | 7148.7598 | 7148.7598 | 7148.7598 | 7148.7598 | 7148.7598 | 7148.7598 | 7148.7598 | 7148.7598 | 7148.7598 | 7148.7598 | 7148.7598 | 7148.7598 | 7148.7598 | 7148.7598 | 7148.7598 | 7148.7598 | 7148.7598 | 7148.7598 | 7148.7598 | 7148.7598 | 7148.7598 | 7148.7598 | 7148.7598 | 7148.7598 | 7148.7598 | 7148.7598 | 7148.7598 | 7148.7598 | 7148.7598 | 7148.7598 | 7148.7598 | 7148.7598 | 7148.7598 | 7148.7598 | 7148.7598 | 7148.7598 | 7148.7598 | 7148.7598 | 7148.7598
|  | 22% |  | 6048.9506 | 6048.9506 | 6048.9506 | 6048.9506 | 6048.9506 | 6048.9506 | 6048.9506 | 6048.9506 | 6048.9506 | 6048.9506 | 6048.9506 | 6048.9506 | 6048.9506 | 6048.9506 | 6048.9506 | 6048.9506 | 6048.9506 | 6048.9506 | 6048.9506 | 6048.9506 | 6048.9506 | 6048.9506 | 6048.9506 | 6048.9506 | 6048.9506 | 6048.9506 | 6048.9506 | 6048.9506 | 6048.9506 | 6048.9506 | 6048.9506 | 6048.9506 | 6048.9506 | 6048.9506 | 6048.9506 | 6048.9506 | 6048.9506 | 6048.9506 | 6048.9506 | 6048.9506 | 6048.9506 | 6048.9506 | 6048.9506 | 6048.9506 | 6048.9506 | 6048.9506 | 6048.9506 | 6048.9506 | 6048.9506 | 6048.9506 | 6048.9506 | 6048.9506 | 6048.9506 | 6048.9506 | 6048.9506 | 6048.9506
|  | 10% |  | 2749.523 | 2749.523 | 2749.523 | 2749.523 | 2749.523 | 2749.523 | 2749.523 | 2749.523 | 2749.523 | 2749.523 | 2749.523 | 2749.523 | 2749.523 | 2749.523 | 2749.523 | 2749.523 | 2749.523 | 2749.523 | 2749.523 | 2749.523 | 2749.523 | 2749.523 | 2749.523 | 2749.523 | 2749.523 | 2749.523 | 2749.523 | 2749.523 | 2749.523 | 2749.523 | 2749.523 | 2749.523 | 2749.523 | 2749.523 | 2749.523 | 2749.523 | 2749.523 | 2749.523 | 2749.523 | 2749.523 | 2749.523 | 2749.523 | 2749.523 | 2749.523 | 2749.523 | 2749.523 | 2749.523 | 2749.523 | 2749.523 | 2749.523 | 2749.523 | 2749.523 | 2749.523 | 2749.523 | 2749.523 | 2749.523
|  |  |  | 2020 | 2021 | 2022 | 2023 | 2024 | 2025 | 2026 | 2027 | 2028 | 2029 | 2030 | 2031 | 2032 | 2033 | 2034 | 2035 | 2036 | 2037 | 2038 | 2039 | 2040 | 2041 | 2042 | 2043 | 2044 | 2045 | 2046 | 2047 | 2048 | 2049 | 2050 | 2051 | 2052 | 2053 | 2054 | 2055 | 2056 | 2057 | 2058 | 2059 | 2060 | 2061 | 2062 | 2063 | 2064 | 2065 | 2066 | 2067 | 2068 | 2069 | 2070 | 2071 | 2072 | 2073 | 2074 | 2075
|  | ITC Base |  | 142975.1968 | 142975.1968 | 142975.1968 | 142975.1968 | 142975.1968 | 142975.1968 | 142975.1968 | 142975.1968 | 142975.1968 | 142975.1968 | 142975.1968 | 142975.1968 | 142975.1968 | 142975.1968 | 142975.1968 | 142975.1968 | 142975.1968 | 142975.1968 | 142975.1968 | 142975.1968 | 142975.1968 | 142975.1968 | 142975.1968 | 142975.1968 | 142975.1968 | 142975.1968 | 142975.1968 | 142975.1968 | 142975.1968 | 142975.1968 | 142975.1968 | 142975.1968 | 142975.1968 | 142975.1968 | 142975.1968 | 142975.1968 | 142975.1968 | 142975.1968 | 142975.1968 | 142975.1968 | 142975.1968 | 142975.1968 | 142975.1968 | 142975.1968 | 142975.1968 | 142975.1968 | 142975.1968 | 142975.1968 | 142975.1968 | 142975.1968 | 142975.1968 | 142975.1968 | 142975.1968 | 142975.1968 | 142975.1968 | 142975.1968
|  | Accum ITC Amort |  | 7148.7598 | 14297.5197 | 21446.2795 | 28595.0394 | 35743.7992 | 42892.559 | 50041.3189 | 57190.0787 | 64338.8386 | 71487.5984 | 78636.3582 | 85785.1181 | 92933.8779 | 100082.6378 | 107231.3976 | 114380.1574 | 121528.9173 | 128677.6771 | 135826.437 | 142975.1968 | 150123.9566 | 157272.7165 | 164421.4763 | 171570.2362 | 178718.996 | 185867.7558 | 193016.5157 | 200165.2755 | 207314.0354 | 214462.7952 | 221611.555 | 228760.3149 | 235909.0747 | 243057.8346 | 250206.5944 | 257355.3542 | 264504.1141 | 271652.8739 | 278801.6338 | 285950.3936 | 293099.1534 | 300247.9133 | 307396.6731 | 314545.433 | 321694.1928 | 328842.9526 | 335991.7125 | 343140.4723 | 350289.2322 | 357437.992 | 364586.7518 | 371735.5117 | 378884.2715 | 386033.0314 | 393181.7912 | 400330.551
|  | Ratebase |  | 135826.437 | 128677.6771 | 121528.9173 | 114380.1574 | 107231.3976 | 100082.6378 | 92933.8779 | 85785.1181 | 78636.3582 | 71487.5984 | 64338.8386 | 57190.0787 | 50041.3189 | 42892.559 | 35743.7992 | 28595.0394 | 21446.2795 | 14297.5197 | 7148.7598 | 0 | -7148.7598 | -14297.5197 | -21446.2795 | -28595.0394 | -35743.7992 | -42892.559 | -50041.3189 | -57190.0787 | -64338.8386 | -71487.5984 | -78636.3582 | -85785.1181 | -92933.8779 | -100082.6378 | -107231.3976 | -114380.1574 | -121528.9173 | -128677.6771 | -135826.437 | -142975.1968 | -150123.9566 | -157272.7165 | -164421.4763 | -171570.2362 | -178718.996 | -185867.7558 | -193016.5157 | -200165.2755 | -207314.0354 | -214462.7952 | -221611.555 | -228760.3149 | -235909.0747 | -243057.8346 | -250206.5944 | -257355.3542
|  | Tax Basis |  | 478417.0047 | 478417.0047 | 478417.0047 | 478417.0047 | 478417.0047 | 478417.0047 | 478417.0047 | 478417.0047 | 478417.0047 | 478417.0047 | 478417.0047 | 478417.0047 | 478417.0047 | 478417.0047 | 478417.0047 | 478417.0047 | 478417.0047 | 478417.0047 | 478417.0047 | 478417.0047 | 478417.0047 | 478417.0047 | 478417.0047 | 478417.0047 | 478417.0047 | 478417.0047 | 478417.0047 | 478417.0047 | 478417.0047 | 478417.0047 | 478417.0047 | 478417.0047 | 478417.0047 | 478417.0047 | 478417.0047 | 478417.0047 | 478417.0047 | 478417.0047 | 478417.0047 | 478417.0047 | 478417.0047 | 478417.0047 | 478417.0047 | 478417.0047 | 478417.0047 | 478417.0047 | 478417.0047 | 478417.0047 | 478417.0047 | 478417.0047 | 478417.0047 | 478417.0047 | 478417.0047 | 478417.0047 | 478417.0047 | 478417.0047
|  | Book Depreciation |  | 15947.2335 | 15947.2335 | 15947.2335 | 15947.2335 | 15947.2335 | 15947.2335 | 15947.2335 | 15947.2335 | 15947.2335 | 15947.2335 | 15947.2335 | 15947.2335 | 15947.2335 | 15947.2335 | 15947.2335 | 15947.2335 | 15947.2335 | 15947.2335 | 15947.2335 | 15947.2335 | 15947.2335 | 15947.2335 | 15947.2335 | 15947.2335 | 15947.2335 | 15947.2335 | 15947.2335 | 15947.2335 | 15947.2335 | 15947.2335 | 15947.2335 | 15947.2335 | 15947.2335 | 15947.2335 | 15947.2335 | 15947.2335 | 15947.2335 | 15947.2335 | 15947.2335 | 15947.2335 | 15947.2335 | 15947.2335 | 15947.2335 | 15947.2335 | 15947.2335 | 15947.2335 | 15947.2335 | 15947.2335 | 15947.2335 | 15947.2335 | 15947.2335 | 15947.2335 | 15947.2335 | 15947.2335 | 15947.2335 | 15947.2335
|  | Tax Depreciation |  | 95683.4009 | 153093.4415 | 91856.0649 | 55113.6389 | 55113.6389 | 27556.8195 | 0 | 0 | 0 | 0 | 0 | 0 | 0 | 0 | 0 | 0 | 0 | 0 | 0 | 0 | 0 | 0 | 0 | 0 | 0 | 0 | 0 | 0 | 0 | 0 | 0 | 0 | 0 | 0 | 0 | 0 | 0 | 0 | 0 | 0 | 0 | 0 | 0 | 0 | 0 | 0 | 0 | 0 | 0 | 0 | 0 | 0 | 0 | 0 | 0 | 0
|  | Difference between book and tax |  | -79736.1674 | -137146.208 | -75908.8314 | -39166.4054 | -39166.4054 | -11609.586 | 15947.2335 | 15947.2335 | 15947.2335 | 15947.2335 | 15947.2335 | 15947.2335 | 15947.2335 | 15947.2335 | 15947.2335 | 15947.2335 | 15947.2335 | 15947.2335 | 15947.2335 | 15947.2335 | 15947.2335 | 15947.2335 | 15947.2335 | 15947.2335 | 15947.2335 | 15947.2335 | 15947.2335 | 15947.2335 | 15947.2335 | 15947.2335 | 15947.2335 | 15947.2335 | 15947.2335 | 15947.2335 | 15947.2335 | 15947.2335 | 15947.2335 | 15947.2335 | 15947.2335 | 15947.2335 | 15947.2335 | 15947.2335 | 15947.2335 | 15947.2335 | 15947.2335 | 15947.2335 | 15947.2335 | 15947.2335 | 15947.2335 | 15947.2335 | 15947.2335 | 15947.2335 | 15947.2335 | 15947.2335 | 15947.2335 | 15947.2335
|  | Deferred Tax |  | -16744.5952 | -28800.7037 | -15940.8546 | -8224.9451 | -8224.9451 | -2438.0131 | 3348.919 | 3348.919 | 3348.919 | 3348.919 | 3348.919 | 3348.919 | 3348.919 | 3348.919 | 3348.919 | 3348.919 | 3348.919 | 3348.919 | 3348.919 | 3348.919 | 3348.919 | 3348.919 | 3348.919 | 3348.919 | 3348.919 | 3348.919 | 3348.919 | 3348.919 | 3348.919 | 3348.919 | 3348.919 | 3348.919 | 3348.919 | 3348.919 | 3348.919 | 3348.919 | 3348.919 | 3348.919 | 3348.919 | 3348.919 | 3348.919 | 3348.919 | 3348.919 | 3348.919 | 3348.919 | 3348.919 | 3348.919 | 3348.919 | 3348.919 | 3348.919 | 3348.919 | 3348.919 | 3348.919 | 3348.919 | 3348.919 | 3348.919
|  | Accum Defered Tax |  | -16744.5952 | -45545.2988 | -61486.1534 | -69711.0986 | -77936.0437 | -80374.0568 | -77025.1378 | -73676.2187 | -70327.2997 | -66978.3807 | -63629.4616 | -60280.5426 | -56931.6236 | -53582.7045 | -50233.7855 | -46884.8665 | -43535.9474 | -40187.0284 | -36838.1094 | -33489.1903 | -30140.2713 | -26791.3523 | -23442.4332 | -20093.5142 | -16744.5952 | -13395.6761 | -10046.7571 | -6697.8381 | -3348.919 | -3.638e-11 | 3348.919 | 6697.8381 | 10046.7571 | 13395.6761 | 16744.5952 | 20093.5142 | 23442.4332 | 26791.3523 | 30140.2713 | 33489.1903 | 36838.1094 | 40187.0284 | 43535.9474 | 46884.8665 | 50233.7855 | 53582.7045 | 56931.6236 | 60280.5426 | 63629.4616 | 66978.3807 | 70327.2997 | 73676.2187 | 77025.1378 | 80374.0568 | 83722.9758 | 87071.8949
|  | Revenue Requirement |  | 57868.3047 | 54330.3419 | 50826.9705 | 48209.1381 | 45923.3827 | 43886.6852 | 42348.1034 | 41058.5795 | 39769.0555 | 38479.5315 | 37190.0075 | 35900.4836 | 34610.9596 | 33321.4356 | 32031.9116 | 30742.3877 | 29452.8637 | 28163.3397 | 26873.8158 | 25584.2918 | 24602.4359 | 23928.2483 | 23254.0606 | 22579.8729 | 21905.6852 | 21231.4975 | 20557.3098 | 19883.1222 | 19208.9345 | 18534.7468 | 0 | 0 | 0 | 0 | 0 | 0 | 0 | 0 | 0 | 0 | 0 | 0 | 0 | 0 | 0 | 0 | 0 | 0 | 0 | 0 | 0 | 0 | 0 | 0 | 0 | 0
|  | Depreciation |  | 18330.1534 | 18330.1534 | 18330.1534 | 18330.1534 | 18330.1534 | 18330.1534 | 18330.1534 | 18330.1534 | 18330.1534 | 18330.1534 | 18330.1534 | 18330.1534 | 18330.1534 | 18330.1534 | 18330.1534 | 18330.1534 | 18330.1534 | 18330.1534 | 18330.1534 | 18330.1534 | 18330.1534 | 18330.1534 | 18330.1534 | 18330.1534 | 18330.1534 | 18330.1534 | 18330.1534 | 18330.1534 | 18330.1534 | 18330.1534 | 0 | 0 | 0 | 0 | 0 | 0 | 0 | 0 | 0 | 0 | 0 | 0 | 0 | 0 | 0 | 0 | 0 | 0 | 0 | 0 | 0 | 0 | 0 | 0 | 0 | 0
|  | Insurance |  | 263.4043 | 263.4043 | 263.4043 | 263.4043 | 263.4043 | 263.4043 | 263.4043 | 263.4043 | 263.4043 | 263.4043 | 263.4043 | 263.4043 | 263.4043 | 263.4043 | 263.4043 | 263.4043 | 263.4043 | 263.4043 | 263.4043 | 263.4043 | 263.4043 | 263.4043 | 263.4043 | 263.4043 | 263.4043 | 263.4043 | 263.4043 | 263.4043 | 263.4043 | 263.4043 | 0 | 0 | 0 | 0 | 0 | 0 | 0 | 0 | 0 | 0 | 0 | 0 | 0 | 0 | 0 | 0 | 0 | 0 | 0 | 0 | 0 | 0 | 0 | 0 | 0 | 0
|  | Property Taxes |  | 2499.7954 | 2499.7954 | 2499.7954 | 2499.7954 | 2499.7954 | 2499.7954 | 2499.7954 | 2499.7954 | 2499.7954 | 2499.7954 | 2499.7954 | 2499.7954 | 2499.7954 | 2499.7954 | 2499.7954 | 2499.7954 | 2499.7954 | 2499.7954 | 2499.7954 | 2499.7954 | 2499.7954 | 2499.7954 | 2499.7954 | 2499.7954 | 2499.7954 | 2499.7954 | 2499.7954 | 2499.7954 | 2499.7954 | 2499.7954 | 0 | 0 | 0 | 0 | 0 | 0 | 0 | 0 | 0 | 0 | 0 | 0 | 0 | 0 | 0 | 0 | 0 | 0 | 0 | 0 | 0 | 0 | 0 | 0 | 0 | 0
|  | Current Taxes |  | -11523.9213 | -26124.4895 | -12078.7617 | -3759.6451 | -4239.6537 | 1984.2859 | 8312.8298 | 8042.0297 | 7771.2297 | 7500.4297 | 7229.6296 | 6958.8296 | 6688.0296 | 6417.2295 | 6146.4295 | 5875.6295 | 5604.8294 | 5334.0294 | 5063.2294 | 4792.4293 | 4586.2396 | 4444.6602 | 4303.0808 | 4161.5014 | 4019.922 | 3878.3425 | 3736.7631 | 3595.1837 | 3453.6043 | 3312.0249 | 0 | 0 | 0 | 0 | 0 | 0 | 0 | 0 | 0 | 0 | 0 | 0 | 0 | 0 | 0 | 0 | 0 | 0 | 0 | 0 | 0 | 0 | 0 | 0 | 0 | 0
|  | DFIT |  |  | 33104.2571 | 18322.8214 |  | 9453.9599 | 2802.3139 | -3849.3322 | -3849.3322 | -3849.3322 | -3849.3322 | -3849.3322 | -3849.3322 | -3849.3322 | -3849.3322 | -3849.3322 | -3849.3322 | -3849.3322 | -3849.3322 | -3849.3322 | -3849.3322 | -3849.3322 | -3849.3322 | -3849.3322 | -3849.3322 | -3849.3322 | -3849.3322 | -3849.3322 | -3849.3322 | -3849.3322 | -3849.3322 | 0 | 0 | 0 | 0 | 0 | 0 | 0 | 0 | 0 | 0 | 0 | 0 | 0 | 0 | 0 | 0 | 0 | 0 | 0 | 0 | 0 | 0 | 0 | 0 | 0 | 0
|  | ITC |  | -7148.7598 | -7148.7598 | -7148.7598 | -7148.7598 | -7148.7598 | -7148.7598 | -7148.7598 | -7148.7598 | -7148.7598 | -7148.7598 | -7148.7598 | -7148.7598 | -7148.7598 | -7148.7598 | -7148.7598 | -7148.7598 | -7148.7598 | -7148.7598 | -7148.7598 | -7148.7598 | -7148.7598 | -7148.7598 | -7148.7598 | -7148.7598 | -7148.7598 | -7148.7598 | -7148.7598 | -7148.7598 | -7148.7598 | -7148.7598 | -7148.7598 | -7148.7598 | -7148.7598 | -7148.7598 | -7148.7598 | -7148.7598 | -7148.7598 | -7148.7598 | -7148.7598 | -7148.7598 | -7148.7598 | -7148.7598 | -7148.7598 | -7148.7598 | -7148.7598 | -7148.7598 | -7148.7598 | -7148.7598 | -7148.7598 | -7148.7598 | -7148.7598 | -7148.7598 | -7148.7598 | -7148.7598 | -7148.7598 | -7148.7598
|  | Total Operating Expenses |  | 2420.672 | 20924.3609 | 20188.6529 | 10184.9482 | 19158.8995 | 18731.193 | 18408.0909 | 18137.2908 | 17866.4908 | 17595.6908 | 17324.8907 | 17054.0907 | 16783.2907 | 16512.4906 | 16241.6906 | 15970.8906 | 15700.0905 | 15429.2905 | 15158.4904 | 14887.6904 | 14681.5007 | 14539.9213 | 14398.3419 | 14256.7624 | 14115.183 | 13973.6036 | 13832.0242 | 13690.4448 | 13548.8654 | 13407.286 | -7148.7598 | -7148.7598 | -7148.7598 | -7148.7598 | -7148.7598 | -7148.7598 | -7148.7598 | -7148.7598 | -7148.7598 | -7148.7598 | -7148.7598 | -7148.7598 | -7148.7598 | -7148.7598 | -7148.7598 | -7148.7598 | -7148.7598 | -7148.7598 | -7148.7598 | -7148.7598 | -7148.7598 | -7148.7598 | -7148.7598 | -7148.7598 | -7148.7598 | -7148.7598
|  | Operating |  | 55447.6327 | 33405.981 | 30638.3175 | 38024.1899 | 26764.4832 | 25155.4922 | 23940.0126 | 22921.2886 | 21902.5647 | 20883.8408 | 19865.1168 | 18846.3929 | 17827.6689 | 16808.945 | 15790.2211 | 14771.4971 | 13752.7732 | 12734.0492 | 11715.3253 | 10696.6014 | 9920.9353 | 9388.327 | 8855.7187 | 8323.1104 | 7790.5022 | 7257.8939 | 6725.2856 | 6192.6774 | 5660.0691 | 5127.4608 | 7148.7598 | 7148.7598 | 7148.7598 | 7148.7598 | 7148.7598 | 7148.7598 | 7148.7598 | 7148.7598 | 7148.7598 | 7148.7598 | 7148.7598 | 7148.7598 | 7148.7598 | 7148.7598 | 7148.7598 | 7148.7598 | 7148.7598 | 7148.7598 | 7148.7598 | 7148.7598 | 7148.7598 | 7148.7598 | 7148.7598 | 7148.7598 | 7148.7598 | 7148.7598
|  | Ratebase |  | 532367.2288 | 491264.4259 | 450563.4933 | 420150.44 | 393595.3415 | 369933.7089 | 352059.0085 | 337077.7741 | 322096.5397 | 307115.3053 | 292134.0709 | 277152.8365 | 262171.6021 | 247190.3677 | 232209.1333 | 217227.8988 | 202246.6644 | 187265.43 | 172284.1956 | 157302.9612 | 145896.1068 | 138063.6322 | 130231.1576 | 122398.6831 | 114566.2085 | 106733.7339 | 98901.2594 | 91068.7848 | 83236.3102 | 75403.8357 | 0 | 0 | 0 | 0 | 0 | 0 | 0 | 0 | 0 | 0 | 0 | 0 | 0 | 0 | 0 | 0 | 0 | 0 | 0 | 0 | 0 | 0 | 0 | 0 | 0 | 0
|  | Return on Ratebase |  | 10.42% | 6.8% | 6.8% | 9.05% | 6.8% | 6.8% | 6.8% | 6.8% | 6.8% | 6.8% | 6.8% | 6.8% | 6.8% | 6.8% | 6.8% | 6.8% | 6.8% | 6.8% | 6.8% | 6.8% | 6.8% | 6.8% | 6.8% | 6.8% | 6.8% | 6.8% | 6.8% | 6.8% | 6.8% | 6.8% | #DIV/0! | #DIV/0! | #DIV/0! | #DIV/0! | #DIV/0! | #DIV/0! | #DIV/0! | #DIV/0! | #DIV/0! | #DIV/0! | #DIV/0! | #DIV/0! | #DIV/0! | #DIV/0! | #DIV/0! | #DIV/0! | #DIV/0! | #DIV/0! | #DIV/0! | #DIV/0! | #DIV/0! | #DIV/0! | #DIV/0! | #DIV/0! | #DIV/0! | #DIV/0!
|  | Revenue Requirement |  | 57868.3047 | 54330.3419 | 50826.9705 | 48209.1381 | 45923.3827 | 43886.6852 | 42348.1034 | 41058.5795 | 39769.0555 | 38479.5315 | 37190.0075 | 35900.4836 | 34610.9596 | 33321.4356 | 32031.9116 | 30742.3877 | 29452.8637 | 28163.3397 | 26873.8158 | 25584.2918 | 24602.4359 | 23928.2483 | 23254.0606 | 22579.8729 | 21905.6852 | 21231.4975 | 20557.3098 | 19883.1222 | 19208.9345 | 18534.7468 | 0 | 0 | 0 | 0 | 0 | 0 | 0 | 0 | 0 | 0 | 0 | 0 | 0 | 0 | 0 | 0 | 0 | 0 | 0 | 0 | 0 | 0 | 0 | 0 | 0 | 0
|  | Tax Depreciation |  | 109980.9206 | 175969.473 | 105581.6838 | 63349.0103 | 63349.0103 | 31674.5051 | 0 | 0 | 0 | 0 | 0 | 0 | 0 | 0 | 0 | 0 | 0 | 0 | 0 | 0 | 0 | 0 | 0 | 0 | 0 | 0 | 0 | 0 | 0 | 0 | 0 | 0 | 0 | 0 | 0 | 0 | 0 | 0 | 0 | 0 | 0 | 0 | 0 | 0 | 0 | 0 | 0 | 0 | 0 | 0 | 0 | 0 | 0 | 0 | 0 | 0
|  | Propety Taxes |  | 263.4043 | 263.4043 | 263.4043 | 263.4043 | 263.4043 | 263.4043 | 263.4043 | 263.4043 | 263.4043 | 263.4043 | 263.4043 | 263.4043 | 263.4043 | 263.4043 | 263.4043 | 263.4043 | 263.4043 | 263.4043 | 263.4043 | 263.4043 | 263.4043 | 263.4043 | 263.4043 | 263.4043 | 263.4043 | 263.4043 | 263.4043 | 263.4043 | 263.4043 | 263.4043 | 0 | 0 | 0 | 0 | 0 | 0 | 0 | 0 | 0 | 0 | 0 | 0 | 0 | 0 | 0 | 0 | 0 | 0 | 0 | 0 | 0 | 0 | 0 | 0 | 0 | 0
|  | Insurance |  | 2499.7954 | 2499.7954 | 2499.7954 | 2499.7954 | 2499.7954 | 2499.7954 | 2499.7954 | 2499.7954 | 2499.7954 | 2499.7954 | 2499.7954 | 2499.7954 | 2499.7954 | 2499.7954 | 2499.7954 | 2499.7954 | 2499.7954 | 2499.7954 | 2499.7954 | 2499.7954 | 2499.7954 | 2499.7954 | 2499.7954 | 2499.7954 | 2499.7954 | 2499.7954 | 2499.7954 | 2499.7954 | 2499.7954 | 2499.7954 | 0 | 0 | 0 | 0 | 0 | 0 | 0 | 0 | 0 | 0 | 0 | 0 | 0 | 0 | 0 | 0 | 0 | 0 | 0 | 0 | 0 | 0 | 0 | 0 | 0 | 0
|  | Expenses |  | 112744.1203 | 178732.6727 | 108344.8835 | 66112.21 | 66112.21 | 34437.7048 | 2763.1997 | 2763.1997 | 2763.1997 | 2763.1997 | 2763.1997 | 2763.1997 | 2763.1997 | 2763.1997 | 2763.1997 | 2763.1997 | 2763.1997 | 2763.1997 | 2763.1997 | 2763.1997 | 2763.1997 | 2763.1997 | 2763.1997 | 2763.1997 | 2763.1997 | 2763.1997 | 2763.1997 | 2763.1997 | 2763.1997 | 2763.1997 | 0 | 0 | 0 | 0 | 0 | 0 | 0 | 0 | 0 | 0 | 0 | 0 | 0 | 0 | 0 | 0 | 0 | 0 | 0 | 0 | 0 | 0 | 0 | 0 | 0 | 0
|  | Taxble Income |  | -54875.8156 | -124402.3308 | -57517.913 | -17903.0719 | -20188.8272 | 9448.9804 | 39584.9037 | 38295.3798 | 37005.8558 | 35716.3318 | 34426.8078 | 33137.2839 | 31847.7599 | 30558.2359 | 29268.7119 | 27979.188 | 26689.664 | 25400.14 | 24110.616 | 22821.0921 | 21839.2362 | 21165.0486 | 20490.8609 | 19816.6732 | 19142.4855 | 18468.2978 | 17794.1101 | 17119.9225 | 16445.7348 | 15771.5471 | 0 | 0 | 0 | 0 | 0 | 0 | 0 | 0 | 0 | 0 | 0 | 0 | 0 | 0 | 0 | 0 | 0 | 0 | 0 | 0 | 0 | 0 | 0 | 0 | 0 | 0
|  | Tax Rate |  | 21% | 21% | 21% | 21% | 21% | 21% | 21% | 21% | 21% | 21% | 21% | 21% | 21% | 21% | 21% | 21% | 21% | 21% | 21% | 21% | 21% | 21% | 21% | 21% | 21% | 21% | 21% | 21% | 21% | 21% | 21% | 21% | 21% | 21% | 21% | 21% | 21% | 21% | 21% | 21% | 21% | 21% | 21% | 21% | 21% | 21% | 21% | 21% | 21% | 21% | 21% | 21% | 21% | 21% | 21% | 21%
|  | Taxes |  | -11523.9213 | -26124.4895 | -12078.7617 | -3759.6451 | -4239.6537 | 1984.2859 | 8312.8298 | 8042.0297 | 7771.2297 | 7500.4297 | 7229.6296 | 6958.8296 | 6688.0296 | 6417.2295 | 6146.4295 | 5875.6295 | 5604.8294 | 5334.0294 | 5063.2294 | 4792.4293 | 4586.2396 | 4444.6602 | 4303.0808 | 4161.5014 | 4019.922 | 3878.3425 | 3736.7631 | 3595.1837 | 3453.6043 | 3312.0249 | 0 | 0 | 0 | 0 | 0 | 0 | 0 | 0 | 0 | 0 | 0 | 0 | 0 | 0 | 0 | 0 | 0 | 0 | 0 | 0 | 0 | 0 | 0 | 0 | 0 | 0

## AntiWY Solar ITC 2025 22%
Solar FINANCIALS
($ 1000s Unless Otherwise Indicated)
| Calendar Year of Fin. Close |  |  | 2020 | 2021 | 2022 | 2023 | 2024 | 2025 | 2026 | 2027 | 2028 | 2029 | 2030 | 2031 | 2032 | 2033 | 2034 | 2035 | 2036 | 2037 | 2038 | 2039 | 2040 | 2041 | 2042 | 2043 | 2044 | 2045 | 2046 | 2047 | 2048 | 2049
| Operating Year |  | 0 | 1 | 2 | 3 | 4 | 5 | 6 | 7 | 8 | 9 | 10 | 11 | 12 | 13 | 14 | 15 | 16 | 17 | 18 | 19 | 20 | 21 | 22 | 23 | 24 | 25 | 26 | 27 | 28 | 29 | 30
| Calendar Year | Capital Invest.
| 2020 | 549904.6031
| Gross plant |  |  | 549904.6031 | 549904.6031 | 549904.6031 | 549904.6031 | 549904.6031 | 549904.6031 | 549904.6031 | 549904.6031 | 549904.6031 | 549904.6031 | 549904.6031 | 549904.6031 | 549904.6031 | 549904.6031 | 549904.6031 | 549904.6031 | 549904.6031 | 549904.6031 | 549904.6031 | 549904.6031 | 549904.6031 | 549904.6031 | 549904.6031 | 549904.6031 | 549904.6031 | 549904.6031 | 549904.6031 | 549904.6031 | 549904.6031 | 549904.6031
| Accumulated Deprectiation |  |  | 18330.1534 | 36660.3069 | 54990.4603 | 73320.6137 | 91650.7672 | 109980.9206 | 128311.0741 | 146641.2275 | 164971.3809 | 183301.5344 | 201631.6878 | 219961.8412 | 238291.9947 | 256622.1481 | 274952.3015 | 293282.455 | 311612.6084 | 329942.7618 | 348272.9153 | 366603.0687 | 384933.2222 | 403263.3756 | 421593.529 | 439923.6825 | 458253.8359 | 476583.9893 | 494914.1428 | 513244.2962 | 531574.4496 | 549904.6031
| Net book value |  |  | 531574.4496 | 513244.2962 | 494914.1428 | 476583.9893 | 458253.8359 | 439923.6825 | 421593.529 | 403263.3756 | 384933.2222 | 366603.0687 | 348272.9153 | 329942.7618 | 311612.6084 | 293282.455 | 274952.3015 | 256622.1481 | 238291.9947 | 219961.8412 | 201631.6878 | 183301.5344 | 164971.3809 | 146641.2275 | 128311.0741 | 109980.9206 | 91650.7672 | 73320.6137 | 54990.4603 | 36660.3069 | 18330.1534 | 0
| ITC |  |  | 0 | 0 | 0 | 0 | 0 | 0 | 0 | 0 | 0 | 0 | 0 | 0 | 0 | 0 | 0 | 0 | 0 | 0 | 0 | 0 | 6048.9506 | 12097.9013 | 18146.8519 | 24195.8025 | 30244.7532 | 36293.7038 | 42342.6544 | 48391.6051 | 54440.5557 | 60489.5063
| Accumulated deffered income tax |  |  | -17129.5284 | -46592.3172 | -62899.6282 | -71313.6526 | -79727.6769 | -82221.7363 | -78795.8306 | -75369.9249 | -71944.0192 | -68518.1135 | -65092.2079 | -61666.3022 | -58240.3965 | -54814.4908 | -51388.5852 | -47962.6795 | -44536.7738 | -41110.8681 | -37684.9624 | -34259.0568 | -30833.1511 | -27407.2454 | -23981.3397 | -20555.4341 | -17129.5284 | -13703.6227 | -10277.717 | -6851.8114 | -3425.9057 | -1.9099e-11
| Rate Base |  |  | 514444.9213 | 466651.979 | 432014.5145 | 405270.3368 | 378526.159 | 357701.9462 | 342797.6985 | 327893.4507 | 312989.2029 | 298084.9552 | 283180.7074 | 268276.4597 | 253372.2119 | 238467.9641 | 223563.7164 | 208659.4686 | 193755.2209 | 178850.9731 | 163946.7253 | 149042.4776 | 140187.1805 | 131331.8833 | 122476.5862 | 113621.2891 | 104765.992 | 95910.6948 | 87055.3977 | 78200.1006 | 69344.8035 | 60489.5063
| Average rate base |  |  | 532174.7622 | 490548.4501 | 449333.2468 | 418642.4257 | 391898.2479 | 368114.0526 | 350249.8223 | 335345.5746 | 320441.3268 | 305537.0791 | 290632.8313 | 275728.5835 | 260824.3358 | 245920.088 | 231015.8403 | 216111.5925 | 201207.3447 | 186303.097 | 171398.8492 | 156494.6015 | 144614.829 | 135759.5319 | 126904.2348 | 118048.9377 | 109193.6405 | 100338.3434 | 91483.0463 | 82627.7492 | 73772.452 | 64917.1549
| Pre-tax Return | 0.086076 |  | 45807.4479 | 42224.4236 | 38676.7858 | 36035.0442 | 33733.0137 | 31685.7666 | 30148.086 | 28865.1887 | 27582.2914 | 26299.3941 | 25016.4969 | 23733.5996 | 22450.7023 | 21167.805 | 19884.9078 | 18602.0105 | 17319.1132 | 16036.2159 | 14753.3187 | 13470.4214 | 12447.8587 | 11685.6306 | 10923.4025 | 10161.1744 | 9398.9463 | 8636.7182 | 7874.4901 | 7112.262 | 6350.0338 | 5587.8057
| Book Depreciation |  |  | 18330.1534 | 18330.1534 | 18330.1534 | 18330.1534 | 18330.1534 | 18330.1534 | 18330.1534 | 18330.1534 | 18330.1534 | 18330.1534 | 18330.1534 | 18330.1534 | 18330.1534 | 18330.1534 | 18330.1534 | 18330.1534 | 18330.1534 | 18330.1534 | 18330.1534 | 18330.1534 | 18330.1534 | 18330.1534 | 18330.1534 | 18330.1534 | 18330.1534 | 18330.1534 | 18330.1534 | 18330.1534 | 18330.1534 | 18330.1534
| Insurance |  |  | 263.4043 | 263.4043 | 263.4043 | 263.4043 | 263.4043 | 263.4043 | 263.4043 | 263.4043 | 263.4043 | 263.4043 | 263.4043 | 263.4043 | 263.4043 | 263.4043 | 263.4043 | 263.4043 | 263.4043 | 263.4043 | 263.4043 | 263.4043 | 263.4043 | 263.4043 | 263.4043 | 263.4043 | 263.4043 | 263.4043 | 263.4043 | 263.4043 | 263.4043 | 263.4043
| ITC Amort - Grossed for Taxes |  |  | -7656.8995 | -7656.8995 | -7656.8995 | -7656.8995 | -7656.8995 | -7656.8995 | -7656.8995 | -7656.8995 | -7656.8995 | -7656.8995 | -7656.8995 | -7656.8995 | -7656.8995 | -7656.8995 | -7656.8995 | -7656.8995 | -7656.8995 | -7656.8995 | -7656.8995 | -7656.8995 | -7656.8995 | -7656.8995 | -7656.8995 | -7656.8995 | -7656.8995 | -7656.8995 | -7656.8995 | -7656.8995 | -7656.8995 | -7656.8995
| Property Taxes |  |  | 2499.7954 | 2499.7954 | 2499.7954 | 2499.7954 | 2499.7954 | 2499.7954 | 2499.7954 | 2499.7954 | 2499.7954 | 2499.7954 | 2499.7954 | 2499.7954 | 2499.7954 | 2499.7954 | 2499.7954 | 2499.7954 | 2499.7954 | 2499.7954 | 2499.7954 | 2499.7954 | 2499.7954 | 2499.7954 | 2499.7954 | 2499.7954 | 2499.7954 | 2499.7954 | 2499.7954 | 2499.7954 | 2499.7954 | 2499.7954
| Revenue Requirement |  |  | 59243.9015 | 55660.8772 | 52113.2394 | 49471.4978 | 47169.4673 | 45122.2202 | 43584.5396 | 42301.6423 | 41018.745 | 39735.8477 | 38452.9505 | 37170.0532 | 35887.1559 | 34604.2586 | 33321.3614 | 32038.4641 | 30755.5668 | 29472.6695 | 28189.7723 | 26906.875 | 25884.3123 | 25122.0842 | 24359.8561 | 23597.628 | 22835.3999 | 22073.1718 | 21310.9437 | 20548.7156 | 19786.4874 | 19024.2593
| Book Depreciation |  |  | 18330.1534 | 18330.1534 | 18330.1534 | 18330.1534 | 18330.1534 | 18330.1534 | 18330.1534 | 18330.1534 | 18330.1534 | 18330.1534 | 18330.1534 | 18330.1534 | 18330.1534 | 18330.1534 | 18330.1534 | 18330.1534 | 18330.1534 | 18330.1534 | 18330.1534 | 18330.1534 | 18330.1534 | 18330.1534 | 18330.1534 | 18330.1534 | 18330.1534 | 18330.1534 | 18330.1534 | 18330.1534 | 18330.1534 | 18330.1534
| Tax Depreciation |  |  | 109980.9206 | 175969.473 | 105581.6838 | 63349.0103 | 63349.0103 | 31674.5051 | 0 | 0 | 0 | 0 | 0 | 0 | 0 | 0 | 0 | 0 | 0 | 0 | 0 | 0 | 0 | 0 | 0 | 0 | 0 | 0 | 0 | 0 | 0 | 0
| Difference between book and tax |  |  | -91650.7672 | -157639.3195 | -87251.5304 | -45018.8568 | -45018.8568 | -13344.3517 | 18330.1534 | 18330.1534 | 18330.1534 | 18330.1534 | 18330.1534 | 18330.1534 | 18330.1534 | 18330.1534 | 18330.1534 | 18330.1534 | 18330.1534 | 18330.1534 | 18330.1534 | 18330.1534 | 18330.1534 | 18330.1534 | 18330.1534 | 18330.1534 | 18330.1534 | 18330.1534 | 18330.1534 | 18330.1534 | 18330.1534 | 18330.1534
| Tax rate |  |  | -19246.6611 | -33104.2571 | -18322.8214 | -9453.9599 | -9453.9599 | -2802.3139 | 3849.3322 | 3849.3322 | 3849.3322 | 3849.3322 | 3849.3322 | 3849.3322 | 3849.3322 | 3849.3322 | 3849.3322 | 3849.3322 | 3849.3322 | 3849.3322 | 3849.3322 | 3849.3322 | 3849.3322 | 3849.3322 | 3849.3322 | 3849.3322 | 3849.3322 | 3849.3322 | 3849.3322 | 3849.3322 | 3849.3322 | 3849.3322
Depreciation Tables
|  | 5 |  | 20% | 32% | 19.2% | 11.52% | 11.52% | 5.76% | 0% | 0% | 0% | 0% | 0% | 0% | 0% | 0% | 0% | 0% | 0% | 0% | 0% | 0% | 0%
|  | 5 | 0: 1; 2020 1: 20%; 2021 2: 32%; 2022 3: 19.2%; 2023 4: 11.52%; 2024 5: 11.52%; 2025 6: 5.76%
|  | 10 | 0: 0; 2020 1: 10%; 2021 2: 18%; 2022 3: 14.4%; 2023 4: 11.52%; 2024 5: 9.22%; 2025 6: 7.37%; 2026 7: 6.55%; 2027 8: 6.55%; 2028 9: 6.56%; 2029 10: 6.55%; 2030 11: 3.28%
|  | 15 | 0: 0; 2020 1: 5%; 2021 2: 9.5%; 2022 3: 8.55%; 2023 4: 7.7%; 2024 5: 6.93%; 2025 6: 6.23%; 2026 7: 5.9%; 2027 8: 5.9%; 2028 9: 5.91%; 2029 10: 5.9%; 2030 11: 5.91%; 2031 12: 5.9%; 2032 13: 5.91%; 2033 14: 5.9%; 2034 15: 5.91%; 2035 16: 2.95%
|  | 20 | 0 | 3.75% | 7.219% | 6.677% | 6.177% | 5.713% | 5.285% | 4.888% | 4.522% | 4.462% | 4.461% | 4.462% | 4.461% | 4.462% | 4.461% | 4.462% | 4.461% | 4.462% | 4.461% | 4.462% | 4.461% | 2.231%
Revenue Requirement by vintage year
2012 $000
|  |  |  | 2020 | 2021 | 2022 | 2023 | 2024 | 2025 | 2026 | 2027 | 2028 | 2029 | 2030 | 2031 | 2032 | 2033 | 2034 | 2035 | 2036 | 2037 | 2038 | 2039 | 2040 | 2041 | 2042 | 2043 | 2044 | 2045 | 2046 | 2047 | 2048 | 2049 | 2050 | 2051 | 2052 | 2053 | 2054 | 2055 | 2056 | 2057 | 2058 | 2059 | 2060 | 2061 | 2062 | 2063 | 2064 | 2065 | 2066 | 2067 | 2068 | 2069 | 2070 | 2071 | 2072 | 2073 | 2074 | 2075
|  | 2020 | 0% | 59243.9015 | 55660.8772 | 52113.2394 | 49471.4978 | 47169.4673 | 45122.2202 | 43584.5396 | 42301.6423 | 41018.745 | 39735.8477 | 38452.9505 | 37170.0532 | 35887.1559 | 34604.2586 | 33321.3614 | 32038.4641 | 30755.5668 | 29472.6695 | 28189.7723 | 26906.875 | 25884.3123 | 25122.0842 | 24359.8561 | 23597.628 | 22835.3999 | 22073.1718 | 21310.9437 | 20548.7156 | 19786.4874 | 19024.2593 | 0 | 0 | 0 | 0 | 0 | 0 | 0 | 0 | 0 | 0 | 0 | 0 | 0 | 0 | 0 | 0 | 0 | 0 | 0 | 0 | 0 | 0 | 0 | 0 | 0 | 0
|  | 2021 | -1.845% |  | 58150.5793 | 54633.6783 | 51151.5107 | 48558.5214 | 46298.974 | 44289.5079 | 42780.2046 | 41520.9827 | 40261.7607 | 39002.5388 | 37743.3169 | 36484.0949 | 35224.873 | 33965.6511 | 32706.4292 | 31447.2072 | 30187.9853 | 28928.7634 | 27669.5415 | 26410.3195 | 25406.6278 | 24658.4663 | 23910.3048 | 23162.1433 | 22413.9818 | 21665.8203 | 20917.6588 | 20169.4973 | 19421.3358 | 18673.1744 | 0 | 0 | 0 | 0 | 0 | 0 | 0 | 0 | 0 | 0 | 0 | 0 | 0 | 0 | 0 | 0 | 0 | 0 | 0 | 0 | 0 | 0 | 0 | 0 | 0
|  | 2022 | -2.03% |  |  | 56970.1723 | 53524.6613 | 50113.1788 | 47572.8249 | 45359.1444 | 43390.4687 | 41911.803 | 40678.1422 | 39444.4814 | 38210.8206 | 36977.1598 | 35743.499 | 34509.8382 | 33276.1774 | 32042.5166 | 30808.8558 | 29575.195 | 28341.5342 | 27107.8734 | 25874.2126 | 24890.895 | 24157.9205 | 23424.9461 | 22691.9716 | 21958.9972 | 21226.0227 | 20493.0482 | 19760.0738 | 19027.0993 | 18294.1249 | 0 | 0 | 0 | 0 | 0 | 0 | 0 | 0 | 0 | 0 | 0 | 0 | 0 | 0 | 0 | 0 | 0 | 0 | 0 | 0 | 0 | 0 | 0 | 0
|  | 2023 | -2.072% |  |  |  | 55789.7652 | 52415.6443 | 49074.8468 | 46587.1285 | 44419.3148 | 42491.4296 | 41043.4014 | 39835.3017 | 38627.2021 | 37419.1024 | 36211.0027 | 35002.9031 | 33794.8034 | 32586.7037 | 31378.6041 | 30170.5044 | 28962.4047 | 27754.305 | 26546.2054 | 25338.1057 | 24375.1622 | 23657.3747 | 22939.5873 | 22221.7999 | 21504.0125 | 20786.2251 | 20068.4377 | 19350.6502 | 18632.8628 | 17915.0754 | 0 | 0 | 0 | 0 | 0 | 0 | 0 | 0 | 0 | 0 | 0 | 0 | 0 | 0 | 0 | 0 | 0 | 0 | 0 | 0 | 0 | 0 | 0
|  | 2024 | -2.116% |  |  |  |  | 54609.3581 | 51306.6273 | 48036.5149 | 45601.432 | 43479.4852 | 41592.3904 | 40174.9998 | 38992.4613 | 37809.9227 | 36627.3842 | 35444.8457 | 34262.3071 | 33079.7686 | 31897.23 | 30714.6915 | 29532.153 | 28349.6144 | 27167.0759 | 25984.5373 | 24801.9988 | 23859.4293 | 23156.829 | 22454.2286 | 21751.6282 | 21049.0278 | 20346.4274 | 19643.8271 | 18941.2267 | 18238.6263 | 17536.0259 | 0 | 0 | 0 | 0 | 0 | 0 | 0 | 0 | 0 | 0 | 0 | 0 | 0 | 0 | 0 | 0 | 0 | 0 | 0 | 0 | 0 | 0
|  | 2025 | -2.162% | [5 empty] | 53428.9511 | 50197.6104 | 46998.1829 | 44615.7355 | 42539.6556 | 40693.3513 | 39306.5982 | 38149.6208 | 36992.6434 | 35835.666 | 34678.6886 | 33521.7112 | 32364.7338 | 31207.7563 | 30050.7789 | 28893.8015 | 27736.8241 | 26579.8467 | 25422.8693 | 24265.8919 | 23343.6965 | 22656.2832 | 21968.8698 | 21281.4565 | 20594.0431 | 19906.6298 | 19219.2165 | 18531.8031 | 17844.3898 | 17156.9764 | 0 | 0 | 0 | 0 | 0 | 0 | 0 | 0 | 0 | 0 | 0 | 0 | 0 | 0 | 0 | 0 | 0 | 0 | 0 | 0 | 0
|  | 2026 | -2.209% | [6 empty] | 52248.544 | 49088.5934 | 45959.851 | 43630.039 | 41599.826 | 39794.3121 | 38438.1966 | 37306.7804 | 36175.3641 | 35043.9478 | 33912.5315 | 32781.1152 | 31649.6989 | 30518.2827 | 29386.8664 | 28255.4501 | 27124.0338 | 25992.6175 | 24861.2012 | 23729.785 | 22827.9637 | 22155.7374 | 21483.5111 | 20811.2848 | 20139.0585 | 19466.8322 | 18794.6059 | 18122.3796 | 17450.1533 | 16777.927 | 0 | 0 | 0 | 0 | 0 | 0 | 0 | 0 | 0 | 0 | 0 | 0 | 0 | 0 | 0 | 0 | 0 | 0 | 0 | 0
|  | 2027 | -2.259% | [7 empty] | 51068.137 | 47979.5764 | 44921.519 | 42644.3425 | 40659.9964 | 38895.273 | 37569.795 | 36463.9399 | 35358.0847 | 34252.2296 | 33146.3744 | 32040.5193 | 30934.6641 | 29828.809 | 28722.9538 | 27617.0987 | 26511.2435 | 25405.3884 | 24299.5332 | 23193.6781 | 22312.2308 | 21655.1916 | 20998.1523 | 20341.1131 | 19684.0738 | 19027.0345 | 18369.9953 | 17712.956 | 17055.9167 | 16398.8775 | 0 | 0 | 0 | 0 | 0 | 0 | 0 | 0 | 0 | 0 | 0 | 0 | 0 | 0 | 0 | 0 | 0 | 0 | 0
|  | 2028 | -2.311% | [8 empty] | 49887.7299 | 46870.5594 | 43883.1871 | 41658.646 | 39720.1668 | 37996.2338 | 36701.3935 | 35621.0994 | 34540.8054 | 33460.5114 | 32380.2174 | 31299.9233 | 30219.6293 | 29139.3353 | 28059.0413 | 26978.7472 | 25898.4532 | 24818.1592 | 23737.8652 | 22657.5711 | 21796.498 | 21154.6458 | 20512.7936 | 19870.9413 | 19229.0891 | 18587.2369 | 17945.3847 | 17303.5324 | 16661.6802 | 16019.828 | 0 | 0 | 0 | 0 | 0 | 0 | 0 | 0 | 0 | 0 | 0 | 0 | 0 | 0 | 0 | 0 | 0 | 0
|  | 2029 | -2.366% | [9 empty] | 48707.3228 | 45761.5425 | 42844.8551 | 40672.9496 | 38780.3372 | 37097.1946 | 35832.9919 | 34778.259 | 33723.5261 | 32668.7932 | 31614.0603 | 30559.3274 | 29504.5945 | 28449.8616 | 27395.1287 | 26340.3958 | 25285.6629 | 24230.93 | 23176.1971 | 22121.4642 | 21280.7652 | 20654.1 | 20027.4348 | 19400.7696 | 18774.1044 | 18147.4393 | 17520.7741 | 16894.1089 | 16267.4437 | 15640.7785 | 0 | 0 | 0 | 0 | 0 | 0 | 0 | 0 | 0 | 0 | 0 | 0 | 0 | 0 | 0 | 0 | 0
|  | 2030 | -2.423% | [10 empty] | 47526.9158 | 44652.5255 | 41806.5232 | 39687.2531 | 37840.5076 | 36198.1555 | 34964.5903 | 33935.4185 | 32906.2467 | 31877.075 | 30847.9032 | 29818.7314 | 28789.5597 | 27760.3879 | 26731.2161 | 25702.0444 | 24672.8726 | 23643.7008 | 22614.5291 | 21585.3573 | 20765.0324 | 20153.5542 | 19542.0761 | 18930.5979 | 18319.1198 | 17707.6416 | 17096.1635 | 16484.6853 | 15873.2072 | 15261.729 | 0 | 0 | 0 | 0 | 0 | 0 | 0 | 0 | 0 | 0 | 0 | 0 | 0 | 0 | 0 | 0
|  | 2031 | -1.109% | [11 empty] | 47000.0079 | 44157.4846 | 41343.0345 | 39247.2598 | 37420.9882 | 35796.8441 | 34576.9548 | 33559.193 | 32541.4312 | 31523.6693 | 30505.9075 | 29488.1456 | 28470.3838 | 27452.622 | 26434.8601 | 25417.0983 | 24399.3364 | 23381.5746 | 22363.8128 | 21346.0509 | 20534.8205 | 19930.1215 | 19325.4225 | 18720.7236 | 18116.0246 | 17511.3256 | 16906.6266 | 16301.9276 | 15697.2286 | 15092.5297 | 0 | 0 | 0 | 0 | 0 | 0 | 0 | 0 | 0 | 0 | 0 | 0 | 0 | 0 | 0
|  | 2032 | -1.121% | [12 empty] | 46473.1001 | 43662.4437 | 40879.5459 | 38807.2664 | 37001.4689 | 35395.5327 | 34189.3194 | 33182.9675 | 32176.6156 | 31170.2636 | 30163.9117 | 29157.5598 | 28151.2079 | 27144.856 | 26138.5041 | 25132.1522 | 24125.8003 | 23119.4484 | 22113.0965 | 21106.7445 | 20304.6087 | 19706.6889 | 19108.769 | 18510.8492 | 17912.9294 | 17315.0096 | 16717.0897 | 16119.1699 | 15521.2501 | 14923.3303 | 0 | 0 | 0 | 0 | 0 | 0 | 0 | 0 | 0 | 0 | 0 | 0 | 0 | 0
|  | 2033 | -1.134% | [13 empty] | 45946.1922 | 43167.4028 | 40416.0573 | 38367.2731 | 36581.9495 | 34994.2213 | 33801.6839 | 32806.7419 | 31811.8 | 30816.858 | 29821.916 | 28826.974 | 27832.032 | 26837.0901 | 25842.1481 | 24847.2061 | 23852.2641 | 22857.3221 | 21862.3801 | 20867.4382 | 20074.3968 | 19483.2562 | 18892.1155 | 18300.9748 | 17709.8342 | 17118.6935 | 16527.5529 | 15936.4122 | 15345.2715 | 14754.1309 | 0 | 0 | 0 | 0 | 0 | 0 | 0 | 0 | 0 | 0 | 0 | 0 | 0
|  | 2034 | -1.147% | [14 empty] | 45419.2844 | 42672.3619 | 39952.5686 | 37927.2798 | 36162.4302 | 34592.9099 | 33414.0485 | 32430.5164 | 31446.9844 | 30463.4523 | 29479.9203 | 28496.3882 | 27512.8562 | 26529.3241 | 25545.792 | 24562.26 | 23578.7279 | 22595.1959 | 21611.6638 | 20628.1318 | 19844.185 | 19259.8235 | 18675.462 | 18091.1005 | 17506.739 | 16922.3775 | 16338.016 | 15753.6545 | 15169.293 | 14584.9315 | 0 | 0 | 0 | 0 | 0 | 0 | 0 | 0 | 0 | 0 | 0 | 0
|  | 2035 | -1.16% | [15 empty] | 44892.3765 | 42177.3211 | 39489.08 | 37487.2865 | 35742.9108 | 34191.5985 | 33026.413 | 32054.2909 | 31082.1688 | 30110.0467 | 29137.9245 | 28165.8024 | 27193.6803 | 26221.5581 | 25249.436 | 24277.3139 | 23305.1918 | 22333.0696 | 21360.9475 | 20388.8254 | 19613.9732 | 19036.3908 | 18458.8085 | 17881.2261 | 17303.6438 | 16726.0615 | 16148.4791 | 15570.8968 | 14993.3144 | 14415.7321 | 0 | 0 | 0 | 0 | 0 | 0 | 0 | 0 | 0 | 0 | 0
|  | 2036 | -1.174% | [16 empty] | 44365.4686 | 41682.2802 | 39025.5913 | 37047.2931 | 35323.3915 | 33790.2871 | 32638.7776 | 31678.0654 | 30717.3532 | 29756.641 | 28795.9288 | 27835.2166 | 26874.5044 | 25913.7922 | 24953.08 | 23992.3678 | 23031.6556 | 22070.9434 | 21110.2312 | 20149.519 | 19383.7613 | 18812.9581 | 18242.155 | 17671.3518 | 17100.5486 | 16529.7454 | 15958.9423 | 15388.1391 | 14817.3359 | 14246.5327 | 0 | 0 | 0 | 0 | 0 | 0 | 0 | 0 | 0 | 0
|  | 2037 | -1.188% | [17 empty] | 43838.5608 | 41187.2393 | 38562.1027 | 36607.2998 | 34903.8721 | 33388.9758 | 32251.1421 | 31301.8399 | 30352.5376 | 29403.2353 | 28453.933 | 27504.6308 | 26555.3285 | 25606.0262 | 24656.724 | 23707.4217 | 22758.1194 | 21808.8172 | 20859.5149 | 19910.2126 | 19153.5495 | 18589.5255 | 18025.5014 | 17461.4774 | 16897.4534 | 16333.4294 | 15769.4054 | 15205.3814 | 14641.3574 | 14077.3333 | 0 | 0 | 0 | 0 | 0 | 0 | 0 | 0 | 0
|  | 2038 | -1.202% | [18 empty] | 43311.6529 | 40692.1984 | 38098.614 | 36167.3065 | 34484.3528 | 32987.6644 | 31863.5067 | 30925.6143 | 29987.722 | 29049.8297 | 28111.9373 | 27174.045 | 26236.1526 | 25298.2603 | 24360.3679 | 23422.4756 | 22484.5833 | 21546.6909 | 20608.7986 | 19670.9062 | 18923.3376 | 18366.0928 | 17808.8479 | 17251.6031 | 16694.3582 | 16137.1134 | 15579.8685 | 15022.6237 | 14465.3788 | 13908.134 | 0 | 0 | 0 | 0 | 0 | 0 | 0 | 0
|  | 2039 | -1.217% | [19 empty] | 42784.7451 | 40197.1575 | 37635.1254 | 35727.3132 | 34064.8334 | 32586.353 | 31475.8712 | 30549.3888 | 29622.9064 | 28696.424 | 27769.9416 | 26843.4592 | 25916.9767 | 24990.4943 | 24064.0119 | 23137.5295 | 22211.0471 | 21284.5647 | 20358.0823 | 19431.5998 | 18693.1258 | 18142.6601 | 17592.1944 | 17041.7287 | 16491.263 | 15940.7973 | 15390.3316 | 14839.8659 | 14289.4003 | 13738.9346 | 0 | 0 | 0 | 0 | 0 | 0 | 0
Revenue Requirement by vintage year
2012 $/MW-wk
| Aurora Input |  | Levelized Cost | 2020 | 2021 | 2022 | 2023 | 2024 | 2025 | 2026 | 2027 | 2028 | 2029 | 2030 | 2031 | 2032 | 2033 | 2034 | 2035 | 2036 | 2037 | 2038 | 2039 | 2040 | 2041 | 2042 | 2043 | 2044 | 2045 | 2046 | 2047 | 2048 | 2049 | 2050 | 2051 | 2052 | 2053 | 2054 | 2055 | 2056 | 2057 | 2058 | 2059 | 2060 | 2061 | 2062 | 2063 | 2064 | 2065 | 2066 | 2067 | 2068 | 2069 | 2070 | 2071 | 2072 | 2073 | 2074 | 2075
|  | 2020 | 1838.2944 | 2848.2645 | 2676.0037 | 2505.4442 | 2378.4374 | 2267.7629 | 2169.3375 | 2095.4106 | 2033.7328 | 1972.055 | 1910.3773 | 1848.6995 | 1787.0218 | 1725.344 | 1663.6663 | 1601.9885 | 1540.3108 | 1478.633 | 1416.9553 | 1355.2775 | 1293.5998 | 1244.4381 | 1207.7925 | 1171.1469 | 1134.5013 | 1097.8558 | 1061.2102 | 1024.5646 | 987.919 | 951.2734 | 914.6279 | 0 | 0 | 0 | 0 | 0 | 0 | 0 | 0 | 0 | 0 | 0 | 0 | 0 | 0 | 0 | 0 | 0 | 0 | 0 | 0 | 0 | 0 | 0 | 0 | 0 | 0
|  | 2021 | 1804.3694 |  | 2795.7009 | 2626.6191 | 2459.2072 | 2334.5443 | 2225.9122 | 2129.3033 | 2056.7406 | 1996.2011 | 1935.6616 | 1875.1221 | 1814.5825 | 1754.043 | 1693.5035 | 1632.964 | 1572.4245 | 1511.885 | 1451.3454 | 1390.8059 | 1330.2664 | 1269.7269 | 1221.4725 | 1185.5032 | 1149.5339 | 1113.5646 | 1077.5953 | 1041.626 | 1005.6567 | 969.6874 | 933.7181 | 897.7488 | 0 | 0 | 0 | 0 | 0 | 0 | 0 | 0 | 0 | 0 | 0 | 0 | 0 | 0 | 0 | 0 | 0 | 0 | 0 | 0 | 0 | 0 | 0 | 0 | 0
|  | 2022 | 1767.7422 |  |  | 2738.9506 | 2573.301 | 2409.2874 | 2287.155 | 2180.7281 | 2086.0802 | 2014.9905 | 1955.6799 | 1896.3693 | 1837.0587 | 1777.7481 | 1718.4375 | 1659.1268 | 1599.8162 | 1540.5056 | 1481.195 | 1421.8844 | 1362.5738 | 1303.2631 | 1243.9525 | 1196.6776 | 1161.4385 | 1126.1993 | 1090.9602 | 1055.721 | 1020.4819 | 985.2427 | 950.0035 | 914.7644 | 879.5252 | 0 | 0 | 0 | 0 | 0 | 0 | 0 | 0 | 0 | 0 | 0 | 0 | 0 | 0 | 0 | 0 | 0 | 0 | 0 | 0 | 0 | 0 | 0 | 0
|  | 2023 | 1731.1151 |  |  |  | 2682.2003 | 2519.9829 | 2359.3676 | 2239.7658 | 2135.544 | 2042.8572 | 1973.2405 | 1915.1587 | 1857.077 | 1798.9953 | 1740.9136 | 1682.8319 | 1624.7502 | 1566.6684 | 1508.5867 | 1450.505 | 1392.4233 | 1334.3416 | 1276.2599 | 1218.1782 | 1171.8828 | 1137.3738 | 1102.8648 | 1068.3558 | 1033.8468 | 999.3377 | 964.8287 | 930.3197 | 895.8107 | 861.3017 | 0 | 0 | 0 | 0 | 0 | 0 | 0 | 0 | 0 | 0 | 0 | 0 | 0 | 0 | 0 | 0 | 0 | 0 | 0 | 0 | 0 | 0 | 0
|  | 2024 | 1694.4879 |  |  |  |  | 2625.4499 | 2466.6648 | 2309.4478 | 2192.3765 | 2090.3599 | 1999.6342 | 1931.4904 | 1874.6376 | 1817.7847 | 1760.9319 | 1704.0791 | 1647.2263 | 1590.3735 | 1533.5207 | 1476.6679 | 1419.815 | 1362.9622 | 1306.1094 | 1249.2566 | 1192.4038 | 1147.0879 | 1113.3091 | 1079.5302 | 1045.7514 | 1011.9725 | 978.1936 | 944.4148 | 910.6359 | 876.857 | 843.0782 | 0 | 0 | 0 | 0 | 0 | 0 | 0 | 0 | 0 | 0 | 0 | 0 | 0 | 0 | 0 | 0 | 0 | 0 | 0 | 0 | 0 | 0
|  | 2025 | 1657.8608 | [5 empty] | 2568.6996 | 2413.3467 | 2259.528 | 2144.9873 | 2045.1757 | 1956.4111 | 1889.7403 | 1834.1164 | 1778.4925 | 1722.8686 | 1667.2446 | 1611.6207 | 1555.9968 | 1500.3729 | 1444.749 | 1389.1251 | 1333.5012 | 1277.8772 | 1222.2533 | 1166.6294 | 1122.2931 | 1089.2444 | 1056.1957 | 1023.1469 | 990.0982 | 957.0495 | 924.0008 | 890.9521 | 857.9034 | 824.8546 | 0 | 0 | 0 | 0 | 0 | 0 | 0 | 0 | 0 | 0 | 0 | 0 | 0 | 0 | 0 | 0 | 0 | 0 | 0 | 0 | 0
|  | 2026 | 1621.2336 | [6 empty] | 2511.9492 | 2360.0285 | 2209.6082 | 2097.598 | 1999.9916 | 1913.1881 | 1847.9902 | 1793.5952 | 1739.2002 | 1684.8052 | 1630.4102 | 1576.0152 | 1521.6201 | 1467.2251 | 1412.8301 | 1358.4351 | 1304.0401 | 1249.6451 | 1195.2501 | 1140.855 | 1097.4983 | 1065.1797 | 1032.8611 | 1000.5425 | 968.224 | 935.9054 | 903.5868 | 871.2682 | 838.9497 | 806.6311 | 0 | 0 | 0 | 0 | 0 | 0 | 0 | 0 | 0 | 0 | 0 | 0 | 0 | 0 | 0 | 0 | 0 | 0 | 0 | 0
|  | 2027 | 1584.6065 | [7 empty] | 2455.1989 | 2306.7104 | 2159.6884 | 2050.2088 | 1954.8075 | 1869.965 | 1806.2401 | 1753.074 | 1699.9079 | 1646.7418 | 1593.5757 | 1540.4096 | 1487.2435 | 1434.0774 | 1380.9112 | 1327.7451 | 1274.579 | 1221.4129 | 1168.2468 | 1115.0807 | 1072.7034 | 1041.115 | 1009.5266 | 977.9381 | 946.3497 | 914.7613 | 883.1728 | 851.5844 | 819.996 | 788.4076 | 0 | 0 | 0 | 0 | 0 | 0 | 0 | 0 | 0 | 0 | 0 | 0 | 0 | 0 | 0 | 0 | 0 | 0 | 0
|  | 2028 | 1547.9793 | [8 empty] | 2398.4486 | 2253.3923 | 2109.7686 | 2002.8195 | 1909.6234 | 1826.742 | 1764.4901 | 1712.5529 | 1660.6156 | 1608.6784 | 1556.7412 | 1504.804 | 1452.8668 | 1400.9296 | 1348.9924 | 1297.0552 | 1245.1179 | 1193.1807 | 1141.2435 | 1089.3063 | 1047.9086 | 1017.0503 | 986.192 | 955.3337 | 924.4754 | 893.6172 | 862.7589 | 831.9006 | 801.0423 | 770.184 | 0 | 0 | 0 | 0 | 0 | 0 | 0 | 0 | 0 | 0 | 0 | 0 | 0 | 0 | 0 | 0 | 0 | 0
|  | 2029 | 1511.3521 | [9 empty] | 2341.6982 | 2200.0742 | 2059.8488 | 1955.4303 | 1864.4393 | 1783.519 | 1722.74 | 1672.0317 | 1621.3234 | 1570.6151 | 1519.9067 | 1469.1984 | 1418.4901 | 1367.7818 | 1317.0735 | 1266.3652 | 1215.6569 | 1164.9486 | 1114.2402 | 1063.5319 | 1023.1137 | 992.9856 | 962.8574 | 932.7293 | 902.6012 | 872.473 | 842.3449 | 812.2168 | 782.0886 | 751.9605 | 0 | 0 | 0 | 0 | 0 | 0 | 0 | 0 | 0 | 0 | 0 | 0 | 0 | 0 | 0 | 0 | 0
|  | 2030 | 1474.725 | [10 empty] | 2284.9479 | 2146.756 | 2009.929 | 1908.041 | 1819.2552 | 1740.2959 | 1680.9899 | 1631.5105 | 1582.0311 | 1532.5517 | 1483.0723 | 1433.5929 | 1384.1134 | 1334.634 | 1285.1546 | 1235.6752 | 1186.1958 | 1136.7164 | 1087.237 | 1037.7576 | 998.3189 | 968.9209 | 939.5229 | 910.1249 | 880.7269 | 851.3289 | 821.9309 | 792.5329 | 763.135 | 733.737 | 0 | 0 | 0 | 0 | 0 | 0 | 0 | 0 | 0 | 0 | 0 | 0 | 0 | 0 | 0 | 0
|  | 2031 | 1458.3754 | [11 empty] | 2259.6158 | 2122.956 | 1987.6459 | 1886.8875 | 1799.086 | 1721.0021 | 1662.3536 | 1613.4227 | 1564.4919 | 1515.561 | 1466.6302 | 1417.6993 | 1368.7685 | 1319.8376 | 1270.9067 | 1221.9759 | 1173.045 | 1124.1142 | 1075.1833 | 1026.2524 | 987.251 | 958.1789 | 929.1069 | 900.0348 | 870.9627 | 841.8907 | 812.8186 | 783.7465 | 754.6745 | 725.6024 | 0 | 0 | 0 | 0 | 0 | 0 | 0 | 0 | 0 | 0 | 0 | 0 | 0 | 0 | 0
|  | 2032 | 1442.0259 | [12 empty] | 2234.2837 | 2099.1559 | 1965.3628 | 1865.734 | 1778.9168 | 1701.7083 | 1643.7173 | 1595.335 | 1546.9527 | 1498.5704 | 1450.1881 | 1401.8058 | 1353.4235 | 1305.0412 | 1256.6589 | 1208.2765 | 1159.8942 | 1111.5119 | 1063.1296 | 1014.7473 | 976.1831 | 947.437 | 918.6908 | 889.9447 | 861.1985 | 832.4524 | 803.7062 | 774.9601 | 746.2139 | 717.4678 | 0 | 0 | 0 | 0 | 0 | 0 | 0 | 0 | 0 | 0 | 0 | 0 | 0 | 0
|  | 2033 | 1425.6763 | [13 empty] | 2208.9515 | 2075.3559 | 1943.0797 | 1844.5804 | 1758.7476 | 1682.4145 | 1625.081 | 1577.2472 | 1529.4135 | 1481.5797 | 1433.746 | 1385.9122 | 1338.0785 | 1290.2447 | 1242.411 | 1194.5772 | 1146.7435 | 1098.9097 | 1051.076 | 1003.2422 | 965.1152 | 936.695 | 908.2748 | 879.8546 | 851.4343 | 823.0141 | 794.5939 | 766.1737 | 737.7534 | 709.3332 | 0 | 0 | 0 | 0 | 0 | 0 | 0 | 0 | 0 | 0 | 0 | 0 | 0
|  | 2034 | 1409.3267 | [14 empty] | 2183.6194 | 2051.5559 | 1920.7966 | 1823.4269 | 1738.5784 | 1663.1207 | 1606.4446 | 1559.1594 | 1511.8742 | 1464.5891 | 1417.3039 | 1370.0187 | 1322.7335 | 1275.4483 | 1228.1631 | 1180.8779 | 1133.5927 | 1086.3075 | 1039.0223 | 991.7371 | 954.0474 | 925.9531 | 897.8587 | 869.7644 | 841.6701 | 813.5758 | 785.4815 | 757.3872 | 729.2929 | 701.1986 | 0 | 0 | 0 | 0 | 0 | 0 | 0 | 0 | 0 | 0 | 0 | 0
|  | 2035 | 1392.9772 | [15 empty] | 2158.2873 | 2027.7558 | 1898.5135 | 1802.2734 | 1718.4092 | 1643.8269 | 1587.8083 | 1541.0717 | 1494.335 | 1447.5984 | 1400.8618 | 1354.1251 | 1307.3885 | 1260.6518 | 1213.9152 | 1167.1786 | 1120.4419 | 1073.7053 | 1026.9686 | 980.232 | 942.9795 | 915.2111 | 887.4427 | 859.6743 | 831.906 | 804.1376 | 776.3692 | 748.6008 | 720.8324 | 693.064 | 0 | 0 | 0 | 0 | 0 | 0 | 0 | 0 | 0 | 0 | 0
|  | 2036 | 1376.6276 | [16 empty] | 2132.9552 | 2003.9558 | 1876.2304 | 1781.1199 | 1698.24 | 1624.533 | 1569.172 | 1522.9839 | 1476.7958 | 1430.6077 | 1384.4197 | 1338.2316 | 1292.0435 | 1245.8554 | 1199.6673 | 1153.4792 | 1107.2911 | 1061.103 | 1014.915 | 968.7269 | 931.9116 | 904.4691 | 877.0267 | 849.5842 | 822.1418 | 794.6993 | 767.2568 | 739.8144 | 712.3719 | 684.9295 | 0 | 0 | 0 | 0 | 0 | 0 | 0 | 0 | 0 | 0
|  | 2037 | 1360.2781 | [17 empty] | 2107.6231 | 1980.1557 | 1853.9472 | 1759.9663 | 1678.0708 | 1605.2392 | 1550.5357 | 1504.8961 | 1459.2566 | 1413.6171 | 1367.9776 | 1322.338 | 1276.6985 | 1231.059 | 1185.4194 | 1139.7799 | 1094.1404 | 1048.5008 | 1002.8613 | 957.2218 | 920.8437 | 893.7272 | 866.6106 | 839.4941 | 812.3776 | 785.261 | 758.1445 | 731.028 | 703.9114 | 676.7949 | 0 | 0 | 0 | 0 | 0 | 0 | 0 | 0 | 0
|  | 2038 | 1343.9285 | [18 empty] | 2082.291 | 1956.3557 | 1831.6641 | 1738.8128 | 1657.9016 | 1585.9454 | 1531.8994 | 1486.8084 | 1441.7174 | 1396.6264 | 1351.5354 | 1306.4445 | 1261.3535 | 1216.2625 | 1171.1715 | 1126.0806 | 1080.9896 | 1035.8986 | 990.8076 | 945.7166 | 909.7758 | 882.9852 | 856.1946 | 829.404 | 802.6134 | 775.8228 | 749.0321 | 722.2415 | 695.4509 | 668.6603 | 0 | 0 | 0 | 0 | 0 | 0 | 0 | 0
|  | 2039 | 1327.5789 | [19 empty] | 2056.9589 | 1932.5556 | 1809.381 | 1717.6593 | 1637.7324 | 1566.6516 | 1513.263 | 1468.7206 | 1424.1782 | 1379.6358 | 1335.0933 | 1290.5509 | 1246.0085 | 1201.4661 | 1156.9236 | 1112.3812 | 1067.8388 | 1023.2964 | 978.754 | 934.2115 | 898.708 | 872.2433 | 845.7786 | 819.3139 | 792.8492 | 766.3845 | 739.9198 | 713.4551 | 686.9904 | 660.5257 | 0 | 0 | 0 | 0 | 0 | 0 | 0
|  | Annual Change (%) |  | 0% | -1.845% | -2.03% | -2.072% | -2.116% | -2.162% | -2.209% | -2.259% | -2.311% | -2.366% | -2.423% | -1.109% | -1.121% | -1.134% | -1.147% | -1.16% | -1.174% | -1.188% | -1.202% | -1.217% | -1.232% | -1.081% | -1.093% | -1.105% | -1.117% | -1.13% | -1.143% | -1.156% | -1.17% | -1.183% | -1.198% | 0% | 0% | 0% | 0% | 0% | 0% | 0% | 0% | 0% | 0% | 0% | 0% | 0% | 0% | 0% | 0% | 0% | 0% | 0% | 0% | 0% | 0% | 0% | 0% | 0%
|  | Levelized Capital Cost ($/MW-wk) |  | 1838.2944 | 1804.3694 | 1767.7422 | 1731.1151 | 1694.4879 | 1657.8608 | 1621.2336 | 1584.6065 | 1547.9793 | 1511.3521 | 1474.725 | 1458.3754 | 1442.0259 | 1425.6763 | 1409.3267 | 1392.9772 | 1376.6276 | 1360.2781 | 1343.9285 | 1327.5789 | 1311.2294 | 1297.0539 | 1282.8785 | 1268.703 | 1254.5276 | 1240.3521 | 1226.1767 | 1212.0012 | 1197.8258 | 1183.6503 | 1169.4749 | 1169.4749 | 1169.4749 | 1169.4749 | 1169.4749 | 1169.4749 | 1169.4749 | 1169.4749 | 1169.4749 | 1169.4749 | 1169.4749 | 1169.4749 | 1169.4749 | 1169.4749 | 1169.4749 | 1169.4749 | 1169.4749 | 1169.4749 | 1169.4749 | 1169.4749 | 1169.4749 | 1169.4749 | 1169.4749 | 1169.4749 | 1169.4749 | 1169.4749
|  | Economic Life | 30
|  | check s/b 0 | 0
itc
|  |  |  | 30% | 30% | 30% | 30% | 26% | 22% | 10% | 10% | 10% | 10% | 10% | 10% | 10% | 10% | 10% | 10% | 10% | 10% | 10% | 10% | 10% | 10% | 10% | 10% | 10% | 10% | 10% | 10% | 10% | 10% | 10% | 10% | 10% | 10% | 10% | 10% | 10% | 10% | 10% | 10% | 10% | 10% | 10% | 10% | 10% | 10% | 10% | 10% | 10% | 10% | 10% | 10% | 10% | 10% | 10% | 10%
ITC
| Revenue Requirement by vintage year | 0 | 0 | 0 | 0 | 0 | 0 | 0 | 0 | 0 | 0 | 0 | 0 | 0 | 0 | 0 | 0 | 0 | 0 | 0 | 0 | 0 | 0 | 0 | 0 | 0 | 0 | 0 | 0 | 0 |  | 0 | 0 | 0 | 0 | 0 | 0 | 0 | 0 | 0 | 0 | 0 | 0 | 0 | 0 | 0 | 0 | 0 | 0 | 0 | 0 | 0 | 0 | 0 | 0 | 0 | 0 | 0 | 0 | 0
| 2012 $/MW-wk | 0 | 0 | 0 | 0 | 0 | 0 | 0 | 0 | 0 | 0 | 0 | 0 | 0 | 0 | 0 | 0 | 0 | 0 | 0 | 0 | 0 | 0 | 0 | 0 | 0 | 0 | 0 | 0 | 0 |  | 0 | 0 | 0 | 0 | 0 | 0 | 0 | 0 | 0 | 0 | 0 | 0 | 0 | 0 | 0 | 0 | 0 | 0 | 0 | 0 | 0 | 0 | 0 | 0 | 0 | 0 | 0 | 0 | 0
| Aurora Input | 0 | Levelized Cost | 2020 | 2021 | 2022 | 2023 | 2024 | 2025 | 2026 | 2027 | 2028 | 2029 | 2030 | 2031 | 2032 | 2033 | 2034 | 2035 | 2036 | 2037 | 2038 | 2039 | 2040 | 2041 | 2042 | 2043 | 2044 | 2045 | 2046 | Levelized | 2047 | 2048 | 2049 | 2050 | 2051 | 2052 | 2053 | 2054 | 2055 | 2056 | 2057 | 2058 | 2059 | 2060 | 2061 | 2062 | 2063 | 2064 | 2065 | 2066 | 2067 | 2068 | 2069 | 2070 | 2071 | 2072 | 2073 | 2074 | 2075
| 0 | 2020 | 1838.2944 | 2848.2645 | 2676.0037 | 2505.4442 | 2378.4374 | 2267.7629 | 2169.3375 | 2095.4106 | 2033.7328 | 1972.055 | 1910.3773 | 1848.6995 | 1787.0218 | 1725.344 | 1663.6663 | 1601.9885 | 1540.3108 | 1478.633 | 1416.9553 | 1355.2775 | 1293.5998 | 1244.4381 | 1207.7925 | 1171.1469 | 1134.5013 | 1097.8558 | 1061.2102 | 1024.5646 | 952.3017 | 987.919 | 951.2734 | 914.6279 | 0 | 0 | 0 | 0 | 0 | 0 | 0 | 0 | 0 | 0 | 0 | 0 | 0 | 0 | 0 | 0 | 0 | 0 | 0 | 0 | 0 | 0 | 0 | 0 | 0 | 0
| 0 | 2021 | 1804.3694 | 0 | 2795.7009 | 2626.6191 | 2459.2072 | 2334.5443 | 2225.9122 | 2129.3033 | 2056.7406 | 1996.2011 | 1935.6616 | 1875.1221 | 1814.5825 | 1754.043 | 1693.5035 | 1632.964 | 1572.4245 | 1511.885 | 1451.3454 | 1390.8059 | 1330.2664 | 1269.7269 | 1221.4725 | 1185.5032 | 1149.5339 | 1113.5646 | 1077.5953 | 1041.626 | 953.5947 | 1005.6567 | 969.6874 | 933.7181 | 897.7488 | 0 | 0 | 0 | 0 | 0 | 0 | 0 | 0 | 0 | 0 | 0 | 0 | 0 | 0 | 0 | 0 | 0 | 0 | 0 | 0 | 0 | 0 | 0 | 0 | 0
| 0 | 2022 | 1767.7422 | 0 | 0 | 2738.9506 | 2573.301 | 2409.2874 | 2287.155 | 2180.7281 | 2086.0802 | 2014.9905 | 1955.6799 | 1896.3693 | 1837.0587 | 1777.7481 | 1718.4375 | 1659.1268 | 1599.8162 | 1540.5056 | 1481.195 | 1421.8844 | 1362.5738 | 1303.2631 | 1243.9525 | 1196.6776 | 1161.4385 | 1126.1993 | 1090.9602 | 1055.721 | 952.9685 | 1020.4819 | 985.2427 | 950.0035 | 914.7644 | 879.5252 | 0 | 0 | 0 | 0 | 0 | 0 | 0 | 0 | 0 | 0 | 0 | 0 | 0 | 0 | 0 | 0 | 0 | 0 | 0 | 0 | 0 | 0 | 0 | 0
| 0 | 2023 | 1731.1151 | 0 | 0 | 0 | 2682.2003 | 2519.9829 | 2359.3676 | 2239.7658 | 2135.544 | 2042.8572 | 1973.2405 | 1915.1587 | 1857.077 | 1798.9953 | 1740.9136 | 1682.8319 | 1624.7502 | 1566.6684 | 1508.5867 | 1450.505 | 1392.4233 | 1334.3416 | 1276.2599 | 1218.1782 | 1171.8828 | 1137.3738 | 1102.8648 | 1068.3558 | 951.8071 | 1033.8468 | 999.3377 | 964.8287 | 930.3197 | 895.8107 | 861.3017 | 0 | 0 | 0 | 0 | 0 | 0 | 0 | 0 | 0 | 0 | 0 | 0 | 0 | 0 | 0 | 0 | 0 | 0 | 0 | 0 | 0 | 0 | 0
| 0 | 2024 | 1694.4879 | 0 | 0 | 0 | 0 | 2625.4499 | 2466.6648 | 2309.4478 | 2192.3765 | 2090.3599 | 1999.6342 | 1931.4904 | 1874.6376 | 1817.7847 | 1760.9319 | 1704.0791 | 1647.2263 | 1590.3735 | 1533.5207 | 1476.6679 | 1419.815 | 1362.9622 | 1306.1094 | 1249.2566 | 1192.4038 | 1147.0879 | 1113.3091 | 1079.5302 | 950.0949 | 1045.7514 | 1011.9725 | 978.1936 | 944.4148 | 910.6359 | 876.857 | 843.0782 | 0 | 0 | 0 | 0 | 0 | 0 | 0 | 0 | 0 | 0 | 0 | 0 | 0 | 0 | 0 | 0 | 0 | 0 | 0 | 0 | 0 | 0
| 0 | 2025 | 1657.8608 | 0 | 0 | 0 | 0 | 0 | 2568.6996 | 2413.3467 | 2259.528 | 2144.9873 | 2045.1757 | 1956.4111 | 1889.7403 | 1834.1164 | 1778.4925 | 1722.8686 | 1667.2446 | 1611.6207 | 1555.9968 | 1500.3729 | 1444.749 | 1389.1251 | 1333.5012 | 1277.8772 | 1222.2533 | 1166.6294 | 1122.2931 | 1089.2444 | 947.816 | 1056.1957 | 1023.1469 | 990.0982 | 957.0495 | 924.0008 | 890.9521 | 857.9034 | 824.8546 | 0 | 0 | 0 | 0 | 0 | 0 | 0 | 0 | 0 | 0 | 0 | 0 | 0 | 0 | 0 | 0 | 0 | 0 | 0 | 0 | 0
| 0 | 2026 | 1621.2336 | 0 | 0 | 0 | 0 | 0 | 0 | 2511.9492 | 2360.0285 | 2209.6082 | 2097.598 | 1999.9916 | 1913.1881 | 1847.9902 | 1793.5952 | 1739.2002 | 1684.8052 | 1630.4102 | 1576.0152 | 1521.6201 | 1467.2251 | 1412.8301 | 1358.4351 | 1304.0401 | 1249.6451 | 1195.2501 | 1140.855 | 1097.4983 | 944.9545 | 1065.1797 | 1032.8611 | 1000.5425 | 968.224 | 935.9054 | 903.5868 | 871.2682 | 838.9497 | 806.6311 | 0 | 0 | 0 | 0 | 0 | 0 | 0 | 0 | 0 | 0 | 0 | 0 | 0 | 0 | 0 | 0 | 0 | 0 | 0 | 0
| 0 | 2027 | 1584.6065 | 0 | 0 | 0 | 0 | 0 | 0 | 0 | 2455.1989 | 2306.7104 | 2159.6884 | 2050.2088 | 1954.8075 | 1869.965 | 1806.2401 | 1753.074 | 1699.9079 | 1646.7418 | 1593.5757 | 1540.4096 | 1487.2435 | 1434.0774 | 1380.9112 | 1327.7451 | 1274.579 | 1221.4129 | 1168.2468 | 1115.0807 | 941.4946 | 1072.7034 | 1041.115 | 1009.5266 | 977.9381 | 946.3497 | 914.7613 | 883.1728 | 851.5844 | 819.996 | 788.4076 | 0 | 0 | 0 | 0 | 0 | 0 | 0 | 0 | 0 | 0 | 0 | 0 | 0 | 0 | 0 | 0 | 0 | 0 | 0
| 0 | 2028 | 1547.9793 | 0 | 0 | 0 | 0 | 0 | 0 | 0 | 0 | 2398.4486 | 2253.3923 | 2109.7686 | 2002.8195 | 1909.6234 | 1826.742 | 1764.4901 | 1712.5529 | 1660.6156 | 1608.6784 | 1556.7412 | 1504.804 | 1452.8668 | 1400.9296 | 1348.9924 | 1297.0552 | 1245.1179 | 1193.1807 | 1141.2435 | 938.5928 | 1089.3063 | 1047.9086 | 1017.0503 | 986.192 | 955.3337 | 924.4754 | 893.6172 | 862.7589 | 831.9006 | 801.0423 | 770.184 | 0 | 0 | 0 | 0 | 0 | 0 | 0 | 0 | 0 | 0 | 0 | 0 | 0 | 0 | 0 | 0 | 0 | 0
| 0 | 2029 | 1511.3521 | 0 | 0 | 0 | 0 | 0 | 0 | 0 | 0 | 0 | 2341.6982 | 2200.0742 | 2059.8488 | 1955.4303 | 1864.4393 | 1783.519 | 1722.74 | 1672.0317 | 1621.3234 | 1570.6151 | 1519.9067 | 1469.1984 | 1418.4901 | 1367.7818 | 1317.0735 | 1266.3652 | 1215.6569 | 1164.9486 | 936.9507 | 1114.2402 | 1063.5319 | 1023.1137 | 992.9856 | 962.8574 | 932.7293 | 902.6012 | 872.473 | 842.3449 | 812.2168 | 782.0886 | 751.9605 | 0 | 0 | 0 | 0 | 0 | 0 | 0 | 0 | 0 | 0 | 0 | 0 | 0 | 0 | 0 | 0 | 0
| 0 | 2030 | 1474.725 | 0 | 0 | 0 | 0 | 0 | 0 | 0 | 0 | 0 | 0 | 2284.9479 | 2146.756 | 2009.929 | 1908.041 | 1819.2552 | 1740.2959 | 1680.9899 | 1631.5105 | 1582.0311 | 1532.5517 | 1483.0723 | 1433.5929 | 1384.1134 | 1334.634 | 1285.1546 | 1235.6752 | 1186.1958 | 936.0042 | 1136.7164 | 1087.237 | 1037.7576 | 998.3189 | 968.9209 | 939.5229 | 910.1249 | 880.7269 | 851.3289 | 821.9309 | 792.5329 | 763.135 | 733.737 | 0 | 0 | 0 | 0 | 0 | 0 | 0 | 0 | 0 | 0 | 0 | 0 | 0 | 0 | 0 | 0
| 0 | 2031 | 1458.3754 | 0 | 0 | 0 | 0 | 0 | 0 | 0 | 0 | 0 | 0 | 0 | 2259.6158 | 2122.956 | 1987.6459 | 1886.8875 | 1799.086 | 1721.0021 | 1662.3536 | 1613.4227 | 1564.4919 | 1515.561 | 1466.6302 | 1417.6993 | 1368.7685 | 1319.8376 | 1270.9067 | 1221.9759 | 948.5313 | 1173.045 | 1124.1142 | 1075.1833 | 1026.2524 | 987.251 | 958.1789 | 929.1069 | 900.0348 | 870.9627 | 841.8907 | 812.8186 | 783.7465 | 754.6745 | 725.6024 | 0 | 0 | 0 | 0 | 0 | 0 | 0 | 0 | 0 | 0 | 0 | 0 | 0 | 0 | 0
| 0 | 2032 | 1442.0259 | 0 | 0 | 0 | 0 | 0 | 0 | 0 | 0 | 0 | 0 | 0 | 0 | 2234.2837 | 2099.1559 | 1965.3628 | 1865.734 | 1778.9168 | 1701.7083 | 1643.7173 | 1595.335 | 1546.9527 | 1498.5704 | 1450.1881 | 1401.8058 | 1353.4235 | 1305.0412 | 1256.6589 | 961.7049 | 1208.2765 | 1159.8942 | 1111.5119 | 1063.1296 | 1014.7473 | 976.1831 | 947.437 | 918.6908 | 889.9447 | 861.1985 | 832.4524 | 803.7062 | 774.9601 | 746.2139 | 717.4678 | 0 | 0 | 0 | 0 | 0 | 0 | 0 | 0 | 0 | 0 | 0 | 0 | 0 | 0
| 0 | 2033 | 1425.6763 | 0 | 0 | 0 | 0 | 0 | 0 | 0 | 0 | 0 | 0 | 0 | 0 | 0 | 2208.9515 | 2075.3559 | 1943.0797 | 1844.5804 | 1758.7476 | 1682.4145 | 1625.081 | 1577.2472 | 1529.4135 | 1481.5797 | 1433.746 | 1385.9122 | 1338.0785 | 1290.2447 | 975.3294 | 1242.411 | 1194.5772 | 1146.7435 | 1098.9097 | 1051.076 | 1003.2422 | 965.1152 | 936.695 | 908.2748 | 879.8546 | 851.4343 | 823.0141 | 794.5939 | 766.1737 | 737.7534 | 709.3332 | 0 | 0 | 0 | 0 | 0 | 0 | 0 | 0 | 0 | 0 | 0 | 0 | 0
| 0 | 2034 | 1409.3267 | 0 | 0 | 0 | 0 | 0 | 0 | 0 | 0 | 0 | 0 | 0 | 0 | 0 | 0 | 2183.6194 | 2051.5559 | 1920.7966 | 1823.4269 | 1738.5784 | 1663.1207 | 1606.4446 | 1559.1594 | 1511.8742 | 1464.5891 | 1417.3039 | 1370.0187 | 1322.7335 | 989.2524 | 1275.4483 | 1228.1631 | 1180.8779 | 1133.5927 | 1086.3075 | 1039.0223 | 991.7371 | 954.0474 | 925.9531 | 897.8587 | 869.7644 | 841.6701 | 813.5758 | 785.4815 | 757.3872 | 729.2929 | 701.1986 | 0 | 0 | 0 | 0 | 0 | 0 | 0 | 0 | 0 | 0 | 0 | 0
| 0 | 2035 | 1392.9772 | 0 | 0 | 0 | 0 | 0 | 0 | 0 | 0 | 0 | 0 | 0 | 0 | 0 | 0 | 0 | 2158.2873 | 2027.7558 | 1898.5135 | 1802.2734 | 1718.4092 | 1643.8269 | 1587.8083 | 1541.0717 | 1494.335 | 1447.5984 | 1400.8618 | 1354.1251 | 1003.3523 | 1307.3885 | 1260.6518 | 1213.9152 | 1167.1786 | 1120.4419 | 1073.7053 | 1026.9686 | 980.232 | 942.9795 | 915.2111 | 887.4427 | 859.6743 | 831.906 | 804.1376 | 776.3692 | 748.6008 | 720.8324 | 693.064 | 0 | 0 | 0 | 0 | 0 | 0 | 0 | 0 | 0 | 0 | 0
| 0 | 2036 | 1376.6276 | 0 | 0 | 0 | 0 | 0 | 0 | 0 | 0 | 0 | 0 | 0 | 0 | 0 | 0 | 0 | 0 | 2132.9552 | 2003.9558 | 1876.2304 | 1781.1199 | 1698.24 | 1624.533 | 1569.172 | 1522.9839 | 1476.7958 | 1430.6077 | 1384.4197 | 1017.5307 | 1338.2316 | 1292.0435 | 1245.8554 | 1199.6673 | 1153.4792 | 1107.2911 | 1061.103 | 1014.915 | 968.7269 | 931.9116 | 904.4691 | 877.0267 | 849.5842 | 822.1418 | 794.6993 | 767.2568 | 739.8144 | 712.3719 | 684.9295 | 0 | 0 | 0 | 0 | 0 | 0 | 0 | 0 | 0 | 0
| 0 | 2037 | 1360.2781 | 0 | 0 | 0 | 0 | 0 | 0 | 0 | 0 | 0 | 0 | 0 | 0 | 0 | 0 | 0 | 0 | 0 | 2107.6231 | 1980.1557 | 1853.9472 | 1759.9663 | 1678.0708 | 1605.2392 | 1550.5357 | 1504.8961 | 1459.2566 | 1413.6171 | 1031.7059 | 1367.9776 | 1322.338 | 1276.6985 | 1231.059 | 1185.4194 | 1139.7799 | 1094.1404 | 1048.5008 | 1002.8613 | 957.2218 | 920.8437 | 893.7272 | 866.6106 | 839.4941 | 812.3776 | 785.261 | 758.1445 | 731.028 | 703.9114 | 676.7949 | 0 | 0 | 0 | 0 | 0 | 0 | 0 | 0 | 0
| 0 | 2038 | 1343.9285 | 0 | 0 | 0 | 0 | 0 | 0 | 0 | 0 | 0 | 0 | 0 | 0 | 0 | 0 | 0 | 0 | 0 | 0 | 2082.291 | 1956.3557 | 1831.6641 | 1738.8128 | 1657.9016 | 1585.9454 | 1531.8994 | 1486.8084 | 1441.7174 | 1045.8096 | 1396.6264 | 1351.5354 | 1306.4445 | 1261.3535 | 1216.2625 | 1171.1715 | 1126.0806 | 1080.9896 | 1035.8986 | 990.8076 | 945.7166 | 909.7758 | 882.9852 | 856.1946 | 829.404 | 802.6134 | 775.8228 | 749.0321 | 722.2415 | 695.4509 | 668.6603 | 0 | 0 | 0 | 0 | 0 | 0 | 0 | 0
| 0 | 2039 | 1327.5789 | 0 | 0 | 0 | 0 | 0 | 0 | 0 | 0 | 0 | 0 | 0 | 0 | 0 | 0 | 0 | 0 | 0 | 0 | 0 | 2056.9589 | 1932.5556 | 1809.381 | 1717.6593 | 1637.7324 | 1566.6516 | 1513.263 | 1468.7206 | 1059.7836 | 1424.1782 | 1379.6358 | 1335.0933 | 1290.5509 | 1246.0085 | 1201.4661 | 1156.9236 | 1112.3812 | 1067.8388 | 1023.2964 | 978.754 | 934.2115 | 898.708 | 872.2433 | 845.7786 | 819.3139 | 792.8492 | 766.3845 | 739.9198 | 713.4551 | 686.9904 | 660.5257 | 0 | 0 | 0 | 0 | 0 | 0 | 0
| 2020-2023 | 30% |  | 164971.3809 | [27 empty] | 2064: 0; 2065: 0; 2066: 0; 2067: 0; 2068: 0; 2069: 0; 2070: 0; 2071: 0; 2072: 0; 2073: 0; 2074: 0
| 2024 | 26% |  | 142975.1968 | [36 empty] | 0 | 0 | 0 | 0 | 0 | 0 | 0 | 0 | 0 | 0 | 0 | 0 | 0 | 0 | 0 | 0 | 0 | 0 | 0
| 2025 | 22% |  | 120979.0127 | [36 empty] | 0 | 0 | 0 | 0 | 0 | 0 | 0 | 0 | 0 | 0 | 0 | 0 | 0 | 0 | 0 | 0 | 0 | 0 | 0
| Start 2026 | 10% |  | 54990.4603 | [36 empty] | 0 | 0 | 0 | 0 | 0 | 0 | 0 | 0 | 0 | 0 | 0 | 0 | 0 | 0 | 0 | 0 | 0 | 0 | 0
[41 empty] | 0 | 0 | 0 | 0 | 0 | 0 | 0 | 0 | 0 | 0 | 0 | 0 | 0 | 0 | 0 | 0 | 0 | 0 | 0
[41 empty] | 0 | 0 | 0 | 0 | 0 | 0 | 0 | 0 | 0 | 0 | 0 | 0 | 0 | 0 | 0 | 0 | 0 | 0 | 0
Amortization
|  | 30% |  | 8248.569 | 8248.569 | 8248.569 | 8248.569 | 8248.569 | 8248.569 | 8248.569 | 8248.569 | 8248.569 | 8248.569 | 8248.569 | 8248.569 | 8248.569 | 8248.569 | 8248.569 | 8248.569 | 8248.569 | 8248.569 | 8248.569 | 8248.569 | 8248.569 | 8248.569 | 8248.569 | 8248.569 | 8248.569 | 8248.569 | 8248.569 | 8248.569 | 8248.569 | 8248.569 | 8248.569 | 8248.569 | 8248.569 | 8248.569 | 8248.569 | 8248.569 | 8248.569 | 8248.569 | 8248.569 | 8248.569 | 8248.569 | 8248.569 | 8248.569 | 8248.569 | 8248.569 | 8248.569 | 8248.569 | 8248.569 | 8248.569 | 8248.569 | 8248.569 | 8248.569 | 8248.569 | 8248.569 | 8248.569 | 8248.569
|  | 26% |  | 7148.7598 | 7148.7598 | 7148.7598 | 7148.7598 | 7148.7598 | 7148.7598 | 7148.7598 | 7148.7598 | 7148.7598 | 7148.7598 | 7148.7598 | 7148.7598 | 7148.7598 | 7148.7598 | 7148.7598 | 7148.7598 | 7148.7598 | 7148.7598 | 7148.7598 | 7148.7598 | 7148.7598 | 7148.7598 | 7148.7598 | 7148.7598 | 7148.7598 | 7148.7598 | 7148.7598 | 7148.7598 | 7148.7598 | 7148.7598 | 7148.7598 | 7148.7598 | 7148.7598 | 7148.7598 | 7148.7598 | 7148.7598 | 7148.7598 | 7148.7598 | 7148.7598 | 7148.7598 | 7148.7598 | 7148.7598 | 7148.7598 | 7148.7598 | 7148.7598 | 7148.7598 | 7148.7598 | 7148.7598 | 7148.7598 | 7148.7598 | 7148.7598 | 7148.7598 | 7148.7598 | 7148.7598 | 7148.7598 | 7148.7598
|  | 22% |  | 6048.9506 | 6048.9506 | 6048.9506 | 6048.9506 | 6048.9506 | 6048.9506 | 6048.9506 | 6048.9506 | 6048.9506 | 6048.9506 | 6048.9506 | 6048.9506 | 6048.9506 | 6048.9506 | 6048.9506 | 6048.9506 | 6048.9506 | 6048.9506 | 6048.9506 | 6048.9506 | 6048.9506 | 6048.9506 | 6048.9506 | 6048.9506 | 6048.9506 | 6048.9506 | 6048.9506 | 6048.9506 | 6048.9506 | 6048.9506 | 6048.9506 | 6048.9506 | 6048.9506 | 6048.9506 | 6048.9506 | 6048.9506 | 6048.9506 | 6048.9506 | 6048.9506 | 6048.9506 | 6048.9506 | 6048.9506 | 6048.9506 | 6048.9506 | 6048.9506 | 6048.9506 | 6048.9506 | 6048.9506 | 6048.9506 | 6048.9506 | 6048.9506 | 6048.9506 | 6048.9506 | 6048.9506 | 6048.9506 | 6048.9506
|  | 10% |  | 2749.523 | 2749.523 | 2749.523 | 2749.523 | 2749.523 | 2749.523 | 2749.523 | 2749.523 | 2749.523 | 2749.523 | 2749.523 | 2749.523 | 2749.523 | 2749.523 | 2749.523 | 2749.523 | 2749.523 | 2749.523 | 2749.523 | 2749.523 | 2749.523 | 2749.523 | 2749.523 | 2749.523 | 2749.523 | 2749.523 | 2749.523 | 2749.523 | 2749.523 | 2749.523 | 2749.523 | 2749.523 | 2749.523 | 2749.523 | 2749.523 | 2749.523 | 2749.523 | 2749.523 | 2749.523 | 2749.523 | 2749.523 | 2749.523 | 2749.523 | 2749.523 | 2749.523 | 2749.523 | 2749.523 | 2749.523 | 2749.523 | 2749.523 | 2749.523 | 2749.523 | 2749.523 | 2749.523 | 2749.523 | 2749.523
|  |  |  | 2020 | 2021 | 2022 | 2023 | 2024 | 2025 | 2026 | 2027 | 2028 | 2029 | 2030 | 2031 | 2032 | 2033 | 2034 | 2035 | 2036 | 2037 | 2038 | 2039 | 2040 | 2041 | 2042 | 2043 | 2044 | 2045 | 2046 | 2047 | 2048 | 2049 | 2050 | 2051 | 2052 | 2053 | 2054 | 2055 | 2056 | 2057 | 2058 | 2059 | 2060 | 2061 | 2062 | 2063 | 2064 | 2065 | 2066 | 2067 | 2068 | 2069 | 2070 | 2071 | 2072 | 2073 | 2074 | 2075
|  | ITC Base |  | 120979.0127 | 120979.0127 | 120979.0127 | 120979.0127 | 120979.0127 | 120979.0127 | 120979.0127 | 120979.0127 | 120979.0127 | 120979.0127 | 120979.0127 | 120979.0127 | 120979.0127 | 120979.0127 | 120979.0127 | 120979.0127 | 120979.0127 | 120979.0127 | 120979.0127 | 120979.0127 | 120979.0127 | 120979.0127 | 120979.0127 | 120979.0127 | 120979.0127 | 120979.0127 | 120979.0127 | 120979.0127 | 120979.0127 | 120979.0127 | 120979.0127 | 120979.0127 | 120979.0127 | 120979.0127 | 120979.0127 | 120979.0127 | 120979.0127 | 120979.0127 | 120979.0127 | 120979.0127 | 120979.0127 | 120979.0127 | 120979.0127 | 120979.0127 | 120979.0127 | 120979.0127 | 120979.0127 | 120979.0127 | 120979.0127 | 120979.0127 | 120979.0127 | 120979.0127 | 120979.0127 | 120979.0127 | 120979.0127 | 120979.0127
|  | Accum ITC Amort |  | 6048.9506 | 12097.9013 | 18146.8519 | 24195.8025 | 30244.7532 | 36293.7038 | 42342.6544 | 48391.6051 | 54440.5557 | 60489.5063 | 66538.457 | 72587.4076 | 78636.3582 | 84685.3089 | 90734.2595 | 96783.2101 | 102832.1608 | 108881.1114 | 114930.062 | 120979.0127 | 127027.9633 | 133076.9139 | 139125.8646 | 145174.8152 | 151223.7658 | 157272.7165 | 163321.6671 | 169370.6177 | 175419.5684 | 181468.519 | 187517.4697 | 193566.4203 | 199615.3709 | 205664.3216 | 211713.2722 | 217762.2228 | 223811.1735 | 229860.1241 | 235909.0747 | 241958.0254 | 248006.976 | 254055.9266 | 260104.8773 | 266153.8279 | 272202.7785 | 278251.7292 | 284300.6798 | 290349.6304 | 296398.5811 | 302447.5317 | 308496.4823 | 314545.433 | 320594.3836 | 326643.3342 | 332692.2849 | 338741.2355
|  | Ratebase |  | 114930.062 | 108881.1114 | 102832.1608 | 96783.2101 | 90734.2595 | 84685.3089 | 78636.3582 | 72587.4076 | 66538.457 | 60489.5063 | 54440.5557 | 48391.6051 | 42342.6544 | 36293.7038 | 30244.7532 | 24195.8025 | 18146.8519 | 12097.9013 | 6048.9506 | 0 | -6048.9506 | -12097.9013 | -18146.8519 | -24195.8025 | -30244.7532 | -36293.7038 | -42342.6544 | -48391.6051 | -54440.5557 | -60489.5063 | -66538.457 | -72587.4076 | -78636.3582 | -84685.3089 | -90734.2595 | -96783.2101 | -102832.1608 | -108881.1114 | -114930.062 | -120979.0127 | -127027.9633 | -133076.9139 | -139125.8646 | -145174.8152 | -151223.7658 | -157272.7165 | -163321.6671 | -169370.6177 | -175419.5684 | -181468.519 | -187517.4697 | -193566.4203 | -199615.3709 | -205664.3216 | -211713.2722 | -217762.2228
|  | Tax Basis |  | 489415.0967 | 489415.0967 | 489415.0967 | 489415.0967 | 489415.0967 | 489415.0967 | 489415.0967 | 489415.0967 | 489415.0967 | 489415.0967 | 489415.0967 | 489415.0967 | 489415.0967 | 489415.0967 | 489415.0967 | 489415.0967 | 489415.0967 | 489415.0967 | 489415.0967 | 489415.0967 | 489415.0967 | 489415.0967 | 489415.0967 | 489415.0967 | 489415.0967 | 489415.0967 | 489415.0967 | 489415.0967 | 489415.0967 | 489415.0967 | 489415.0967 | 489415.0967 | 489415.0967 | 489415.0967 | 489415.0967 | 489415.0967 | 489415.0967 | 489415.0967 | 489415.0967 | 489415.0967 | 489415.0967 | 489415.0967 | 489415.0967 | 489415.0967 | 489415.0967 | 489415.0967 | 489415.0967 | 489415.0967 | 489415.0967 | 489415.0967 | 489415.0967 | 489415.0967 | 489415.0967 | 489415.0967 | 489415.0967 | 489415.0967
|  | Book Depreciation |  | 16313.8366 | 16313.8366 | 16313.8366 | 16313.8366 | 16313.8366 | 16313.8366 | 16313.8366 | 16313.8366 | 16313.8366 | 16313.8366 | 16313.8366 | 16313.8366 | 16313.8366 | 16313.8366 | 16313.8366 | 16313.8366 | 16313.8366 | 16313.8366 | 16313.8366 | 16313.8366 | 16313.8366 | 16313.8366 | 16313.8366 | 16313.8366 | 16313.8366 | 16313.8366 | 16313.8366 | 16313.8366 | 16313.8366 | 16313.8366 | 16313.8366 | 16313.8366 | 16313.8366 | 16313.8366 | 16313.8366 | 16313.8366 | 16313.8366 | 16313.8366 | 16313.8366 | 16313.8366 | 16313.8366 | 16313.8366 | 16313.8366 | 16313.8366 | 16313.8366 | 16313.8366 | 16313.8366 | 16313.8366 | 16313.8366 | 16313.8366 | 16313.8366 | 16313.8366 | 16313.8366 | 16313.8366 | 16313.8366 | 16313.8366
|  | Tax Depreciation |  | 97883.0193 | 156612.831 | 93967.6986 | 56380.6191 | 56380.6191 | 28190.3096 | 0 | 0 | 0 | 0 | 0 | 0 | 0 | 0 | 0 | 0 | 0 | 0 | 0 | 0 | 0 | 0 | 0 | 0 | 0 | 0 | 0 | 0 | 0 | 0 | 0 | 0 | 0 | 0 | 0 | 0 | 0 | 0 | 0 | 0 | 0 | 0 | 0 | 0 | 0 | 0 | 0 | 0 | 0 | 0 | 0 | 0 | 0 | 0 | 0 | 0
|  | Difference between book and tax |  | -81569.1828 | -140298.9944 | -77653.862 | -40066.7826 | -40066.7826 | -11876.473 | 16313.8366 | 16313.8366 | 16313.8366 | 16313.8366 | 16313.8366 | 16313.8366 | 16313.8366 | 16313.8366 | 16313.8366 | 16313.8366 | 16313.8366 | 16313.8366 | 16313.8366 | 16313.8366 | 16313.8366 | 16313.8366 | 16313.8366 | 16313.8366 | 16313.8366 | 16313.8366 | 16313.8366 | 16313.8366 | 16313.8366 | 16313.8366 | 16313.8366 | 16313.8366 | 16313.8366 | 16313.8366 | 16313.8366 | 16313.8366 | 16313.8366 | 16313.8366 | 16313.8366 | 16313.8366 | 16313.8366 | 16313.8366 | 16313.8366 | 16313.8366 | 16313.8366 | 16313.8366 | 16313.8366 | 16313.8366 | 16313.8366 | 16313.8366 | 16313.8366 | 16313.8366 | 16313.8366 | 16313.8366 | 16313.8366 | 16313.8366
|  | Deferred Tax |  | -17129.5284 | -29462.7888 | -16307.311 | -8414.0243 | -8414.0243 | -2494.0593 | 3425.9057 | 3425.9057 | 3425.9057 | 3425.9057 | 3425.9057 | 3425.9057 | 3425.9057 | 3425.9057 | 3425.9057 | 3425.9057 | 3425.9057 | 3425.9057 | 3425.9057 | 3425.9057 | 3425.9057 | 3425.9057 | 3425.9057 | 3425.9057 | 3425.9057 | 3425.9057 | 3425.9057 | 3425.9057 | 3425.9057 | 3425.9057 | 3425.9057 | 3425.9057 | 3425.9057 | 3425.9057 | 3425.9057 | 3425.9057 | 3425.9057 | 3425.9057 | 3425.9057 | 3425.9057 | 3425.9057 | 3425.9057 | 3425.9057 | 3425.9057 | 3425.9057 | 3425.9057 | 3425.9057 | 3425.9057 | 3425.9057 | 3425.9057 | 3425.9057 | 3425.9057 | 3425.9057 | 3425.9057 | 3425.9057 | 3425.9057
|  | Accum Defered Tax |  | -17129.5284 | -46592.3172 | -62899.6282 | -71313.6526 | -79727.6769 | -82221.7363 | -78795.8306 | -75369.9249 | -71944.0192 | -68518.1135 | -65092.2079 | -61666.3022 | -58240.3965 | -54814.4908 | -51388.5852 | -47962.6795 | -44536.7738 | -41110.8681 | -37684.9624 | -34259.0568 | -30833.1511 | -27407.2454 | -23981.3397 | -20555.4341 | -17129.5284 | -13703.6227 | -10277.717 | -6851.8114 | -3425.9057 | -1.9099e-11 | 3425.9057 | 6851.8114 | 10277.717 | 13703.6227 | 17129.5284 | 20555.4341 | 23981.3397 | 27407.2454 | 30833.1511 | 34259.0568 | 37684.9624 | 41110.8681 | 44536.7738 | 47962.6795 | 51388.5852 | 54814.4908 | 58240.3965 | 61666.3022 | 65092.2079 | 68518.1135 | 71944.0192 | 75369.9249 | 78795.8306 | 82221.7363 | 85647.6419 | 89073.5476
|  | Revenue Requirement |  | 59243.9015 | 55660.8772 | 52113.2394 | 49471.4978 | 47169.4673 | 45122.2202 | 43584.5396 | 42301.6423 | 41018.745 | 39735.8477 | 38452.9505 | 37170.0532 | 35887.1559 | 34604.2586 | 33321.3614 | 32038.4641 | 30755.5668 | 29472.6695 | 28189.7723 | 26906.875 | 25884.3123 | 25122.0842 | 24359.8561 | 23597.628 | 22835.3999 | 22073.1718 | 21310.9437 | 20548.7156 | 19786.4874 | 19024.2593 | 0 | 0 | 0 | 0 | 0 | 0 | 0 | 0 | 0 | 0 | 0 | 0 | 0 | 0 | 0 | 0 | 0 | 0 | 0 | 0 | 0 | 0 | 0 | 0 | 0 | 0
|  | Depreciation |  | 18330.1534 | 18330.1534 | 18330.1534 | 18330.1534 | 18330.1534 | 18330.1534 | 18330.1534 | 18330.1534 | 18330.1534 | 18330.1534 | 18330.1534 | 18330.1534 | 18330.1534 | 18330.1534 | 18330.1534 | 18330.1534 | 18330.1534 | 18330.1534 | 18330.1534 | 18330.1534 | 18330.1534 | 18330.1534 | 18330.1534 | 18330.1534 | 18330.1534 | 18330.1534 | 18330.1534 | 18330.1534 | 18330.1534 | 18330.1534 | 0 | 0 | 0 | 0 | 0 | 0 | 0 | 0 | 0 | 0 | 0 | 0 | 0 | 0 | 0 | 0 | 0 | 0 | 0 | 0 | 0 | 0 | 0 | 0 | 0 | 0
|  | Insurance |  | 263.4043 | 263.4043 | 263.4043 | 263.4043 | 263.4043 | 263.4043 | 263.4043 | 263.4043 | 263.4043 | 263.4043 | 263.4043 | 263.4043 | 263.4043 | 263.4043 | 263.4043 | 263.4043 | 263.4043 | 263.4043 | 263.4043 | 263.4043 | 263.4043 | 263.4043 | 263.4043 | 263.4043 | 263.4043 | 263.4043 | 263.4043 | 263.4043 | 263.4043 | 263.4043 | 0 | 0 | 0 | 0 | 0 | 0 | 0 | 0 | 0 | 0 | 0 | 0 | 0 | 0 | 0 | 0 | 0 | 0 | 0 | 0 | 0 | 0 | 0 | 0 | 0 | 0
|  | Property Taxes |  | 2499.7954 | 2499.7954 | 2499.7954 | 2499.7954 | 2499.7954 | 2499.7954 | 2499.7954 | 2499.7954 | 2499.7954 | 2499.7954 | 2499.7954 | 2499.7954 | 2499.7954 | 2499.7954 | 2499.7954 | 2499.7954 | 2499.7954 | 2499.7954 | 2499.7954 | 2499.7954 | 2499.7954 | 2499.7954 | 2499.7954 | 2499.7954 | 2499.7954 | 2499.7954 | 2499.7954 | 2499.7954 | 2499.7954 | 2499.7954 | 0 | 0 | 0 | 0 | 0 | 0 | 0 | 0 | 0 | 0 | 0 | 0 | 0 | 0 | 0 | 0 | 0 | 0 | 0 | 0 | 0 | 0 | 0 | 0 | 0 | 0
|  | Current Taxes |  | -11235.046 | -25845.0771 | -11808.6453 | -3494.5495 | -3977.976 | 2243.7482 | 8572.4814 | 8303.0729 | 8033.6645 | 7764.2561 | 7494.8477 | 7225.4392 | 6956.0308 | 6686.6224 | 6417.214 | 6147.8055 | 5878.3971 | 5608.9887 | 5339.5802 | 5070.1718 | 4855.4336 | 4695.3657 | 4535.2978 | 4375.2299 | 4215.162 | 4055.0941 | 3895.0262 | 3734.9583 | 3574.8904 | 3414.8225 | 0 | 0 | 0 | 0 | 0 | 0 | 0 | 0 | 0 | 0 | 0 | 0 | 0 | 0 | 0 | 0 | 0 | 0 | 0 | 0 | 0 | 0 | 0 | 0 | 0 | 0
|  | DFIT |  |  | 33104.2571 | 18322.8214 |  | 9453.9599 | 2802.3139 | -3849.3322 | -3849.3322 | -3849.3322 | -3849.3322 | -3849.3322 | -3849.3322 | -3849.3322 | -3849.3322 | -3849.3322 | -3849.3322 | -3849.3322 | -3849.3322 | -3849.3322 | -3849.3322 | -3849.3322 | -3849.3322 | -3849.3322 | -3849.3322 | -3849.3322 | -3849.3322 | -3849.3322 | -3849.3322 | -3849.3322 | -3849.3322 | 0 | 0 | 0 | 0 | 0 | 0 | 0 | 0 | 0 | 0 | 0 | 0 | 0 | 0 | 0 | 0 | 0 | 0 | 0 | 0 | 0 | 0 | 0 | 0 | 0 | 0
|  | ITC |  | -6048.9506 | -6048.9506 | -6048.9506 | -6048.9506 | -6048.9506 | -6048.9506 | -6048.9506 | -6048.9506 | -6048.9506 | -6048.9506 | -6048.9506 | -6048.9506 | -6048.9506 | -6048.9506 | -6048.9506 | -6048.9506 | -6048.9506 | -6048.9506 | -6048.9506 | -6048.9506 | -6048.9506 | -6048.9506 | -6048.9506 | -6048.9506 | -6048.9506 | -6048.9506 | -6048.9506 | -6048.9506 | -6048.9506 | -6048.9506 | -6048.9506 | -6048.9506 | -6048.9506 | -6048.9506 | -6048.9506 | -6048.9506 | -6048.9506 | -6048.9506 | -6048.9506 | -6048.9506 | -6048.9506 | -6048.9506 | -6048.9506 | -6048.9506 | -6048.9506 | -6048.9506 | -6048.9506 | -6048.9506 | -6048.9506 | -6048.9506 | -6048.9506 | -6048.9506 | -6048.9506 | -6048.9506 | -6048.9506 | -6048.9506
|  | Total Operating Expenses |  | 3809.3566 | 22303.5825 | 21558.5786 | 11549.853 | 20520.3865 | 20090.4646 | 19767.5517 | 19498.1432 | 19228.7348 | 18959.3264 | 18689.9179 | 18420.5095 | 18151.1011 | 17881.6927 | 17612.2842 | 17342.8758 | 17073.4674 | 16804.059 | 16534.6505 | 16265.2421 | 16050.5039 | 15890.436 | 15730.3681 | 15570.3002 | 15410.2323 | 15250.1644 | 15090.0965 | 14930.0286 | 14769.9607 | 14609.8928 | -6048.9506 | -6048.9506 | -6048.9506 | -6048.9506 | -6048.9506 | -6048.9506 | -6048.9506 | -6048.9506 | -6048.9506 | -6048.9506 | -6048.9506 | -6048.9506 | -6048.9506 | -6048.9506 | -6048.9506 | -6048.9506 | -6048.9506 | -6048.9506 | -6048.9506 | -6048.9506 | -6048.9506 | -6048.9506 | -6048.9506 | -6048.9506 | -6048.9506 | -6048.9506
|  | Operating |  | 55434.5449 | 33357.2946 | 30554.6608 | 37921.6449 | 26649.0809 | 25031.7556 | 23816.9879 | 22803.4991 | 21790.0102 | 20776.5214 | 19763.0325 | 18749.5437 | 17736.0548 | 16722.566 | 15709.0771 | 14695.5883 | 13682.0994 | 12668.6106 | 11655.1217 | 10641.6329 | 9833.8084 | 9231.6482 | 8629.488 | 8027.3278 | 7425.1676 | 6823.0074 | 6220.8471 | 5618.6869 | 5016.5267 | 4414.3665 | 6048.9506 | 6048.9506 | 6048.9506 | 6048.9506 | 6048.9506 | 6048.9506 | 6048.9506 | 6048.9506 | 6048.9506 | 6048.9506 | 6048.9506 | 6048.9506 | 6048.9506 | 6048.9506 | 6048.9506 | 6048.9506 | 6048.9506 | 6048.9506 | 6048.9506 | 6048.9506 | 6048.9506 | 6048.9506 | 6048.9506 | 6048.9506 | 6048.9506 | 6048.9506
|  | Ratebase |  | 532174.7622 | 490548.4501 | 449333.2468 | 418642.4257 | 391898.2479 | 368114.0526 | 350249.8223 | 335345.5746 | 320441.3268 | 305537.0791 | 290632.8313 | 275728.5835 | 260824.3358 | 245920.088 | 231015.8403 | 216111.5925 | 201207.3447 | 186303.097 | 171398.8492 | 156494.6015 | 144614.829 | 135759.5319 | 126904.2348 | 118048.9377 | 109193.6405 | 100338.3434 | 91483.0463 | 82627.7492 | 73772.452 | 64917.1549 | 0 | 0 | 0 | 0 | 0 | 0 | 0 | 0 | 0 | 0 | 0 | 0 | 0 | 0 | 0 | 0 | 0 | 0 | 0 | 0 | 0 | 0 | 0 | 0 | 0 | 0
|  | Return on Ratebase |  | 10.42% | 6.8% | 6.8% | 9.058% | 6.8% | 6.8% | 6.8% | 6.8% | 6.8% | 6.8% | 6.8% | 6.8% | 6.8% | 6.8% | 6.8% | 6.8% | 6.8% | 6.8% | 6.8% | 6.8% | 6.8% | 6.8% | 6.8% | 6.8% | 6.8% | 6.8% | 6.8% | 6.8% | 6.8% | 6.8% | #DIV/0! | #DIV/0! | #DIV/0! | #DIV/0! | #DIV/0! | #DIV/0! | #DIV/0! | #DIV/0! | #DIV/0! | #DIV/0! | #DIV/0! | #DIV/0! | #DIV/0! | #DIV/0! | #DIV/0! | #DIV/0! | #DIV/0! | #DIV/0! | #DIV/0! | #DIV/0! | #DIV/0! | #DIV/0! | #DIV/0! | #DIV/0! | #DIV/0! | #DIV/0!
|  | Revenue Requirement |  | 59243.9015 | 55660.8772 | 52113.2394 | 49471.4978 | 47169.4673 | 45122.2202 | 43584.5396 | 42301.6423 | 41018.745 | 39735.8477 | 38452.9505 | 37170.0532 | 35887.1559 | 34604.2586 | 33321.3614 | 32038.4641 | 30755.5668 | 29472.6695 | 28189.7723 | 26906.875 | 25884.3123 | 25122.0842 | 24359.8561 | 23597.628 | 22835.3999 | 22073.1718 | 21310.9437 | 20548.7156 | 19786.4874 | 19024.2593 | 0 | 0 | 0 | 0 | 0 | 0 | 0 | 0 | 0 | 0 | 0 | 0 | 0 | 0 | 0 | 0 | 0 | 0 | 0 | 0 | 0 | 0 | 0 | 0 | 0 | 0
|  | Tax Depreciation |  | 109980.9206 | 175969.473 | 105581.6838 | 63349.0103 | 63349.0103 | 31674.5051 | 0 | 0 | 0 | 0 | 0 | 0 | 0 | 0 | 0 | 0 | 0 | 0 | 0 | 0 | 0 | 0 | 0 | 0 | 0 | 0 | 0 | 0 | 0 | 0 | 0 | 0 | 0 | 0 | 0 | 0 | 0 | 0 | 0 | 0 | 0 | 0 | 0 | 0 | 0 | 0 | 0 | 0 | 0 | 0 | 0 | 0 | 0 | 0 | 0 | 0
|  | Propety Taxes |  | 263.4043 | 263.4043 | 263.4043 | 263.4043 | 263.4043 | 263.4043 | 263.4043 | 263.4043 | 263.4043 | 263.4043 | 263.4043 | 263.4043 | 263.4043 | 263.4043 | 263.4043 | 263.4043 | 263.4043 | 263.4043 | 263.4043 | 263.4043 | 263.4043 | 263.4043 | 263.4043 | 263.4043 | 263.4043 | 263.4043 | 263.4043 | 263.4043 | 263.4043 | 263.4043 | 0 | 0 | 0 | 0 | 0 | 0 | 0 | 0 | 0 | 0 | 0 | 0 | 0 | 0 | 0 | 0 | 0 | 0 | 0 | 0 | 0 | 0 | 0 | 0 | 0 | 0
|  | Insurance |  | 2499.7954 | 2499.7954 | 2499.7954 | 2499.7954 | 2499.7954 | 2499.7954 | 2499.7954 | 2499.7954 | 2499.7954 | 2499.7954 | 2499.7954 | 2499.7954 | 2499.7954 | 2499.7954 | 2499.7954 | 2499.7954 | 2499.7954 | 2499.7954 | 2499.7954 | 2499.7954 | 2499.7954 | 2499.7954 | 2499.7954 | 2499.7954 | 2499.7954 | 2499.7954 | 2499.7954 | 2499.7954 | 2499.7954 | 2499.7954 | 0 | 0 | 0 | 0 | 0 | 0 | 0 | 0 | 0 | 0 | 0 | 0 | 0 | 0 | 0 | 0 | 0 | 0 | 0 | 0 | 0 | 0 | 0 | 0 | 0 | 0
|  | Expenses |  | 112744.1203 | 178732.6727 | 108344.8835 | 66112.21 | 66112.21 | 34437.7048 | 2763.1997 | 2763.1997 | 2763.1997 | 2763.1997 | 2763.1997 | 2763.1997 | 2763.1997 | 2763.1997 | 2763.1997 | 2763.1997 | 2763.1997 | 2763.1997 | 2763.1997 | 2763.1997 | 2763.1997 | 2763.1997 | 2763.1997 | 2763.1997 | 2763.1997 | 2763.1997 | 2763.1997 | 2763.1997 | 2763.1997 | 2763.1997 | 0 | 0 | 0 | 0 | 0 | 0 | 0 | 0 | 0 | 0 | 0 | 0 | 0 | 0 | 0 | 0 | 0 | 0 | 0 | 0 | 0 | 0 | 0 | 0 | 0 | 0
|  | Taxble Income |  | -53500.2188 | -123071.7955 | -56231.6441 | -16640.7121 | -18942.7426 | 10684.5153 | 40821.3399 | 39538.4426 | 38255.5453 | 36972.648 | 35689.7508 | 34406.8535 | 33123.9562 | 31841.0589 | 30558.1617 | 29275.2644 | 27992.3671 | 26709.4698 | 25426.5726 | 24143.6753 | 23121.1126 | 22358.8845 | 21596.6564 | 20834.4283 | 20072.2002 | 19309.9721 | 18547.744 | 17785.5159 | 17023.2877 | 16261.0596 | 0 | 0 | 0 | 0 | 0 | 0 | 0 | 0 | 0 | 0 | 0 | 0 | 0 | 0 | 0 | 0 | 0 | 0 | 0 | 0 | 0 | 0 | 0 | 0 | 0 | 0
|  | Tax Rate |  | 0.21 | 0.21 | 0.21 | 0.21 | 0.21 | 0.21 | 0.21 | 0.21 | 0.21 | 0.21 | 0.21 | 0.21 | 0.21 | 0.21 | 0.21 | 0.21 | 0.21 | 0.21 | 0.21 | 0.21 | 0.21 | 0.21 | 0.21 | 0.21 | 0.21 | 0.21 | 0.21 | 0.21 | 0.21 | 0.21 | 0.21 | 0.21 | 0.21 | 0.21 | 0.21 | 0.21 | 0.21 | 0.21 | 0.21 | 0.21 | 0.21 | 0.21 | 0.21 | 0.21 | 0.21 | 0.21 | 0.21 | 0.21 | 0.21 | 0.21 | 0.21 | 0.21 | 0.21 | 0.21 | 0.21 | 0.21
|  | Taxes |  | -11235.046 | -25845.0771 | -11808.6453 | -3494.5495 | -3977.976 | 2243.7482 | 8572.4814 | 8303.0729 | 8033.6645 | 7764.2561 | 7494.8477 | 7225.4392 | 6956.0308 | 6686.6224 | 6417.214 | 6147.8055 | 5878.3971 | 5608.9887 | 5339.5802 | 5070.1718 | 4855.4336 | 4695.3657 | 4535.2978 | 4375.2299 | 4215.162 | 4055.0941 | 3895.0262 | 3734.9583 | 3574.8904 | 3414.8225 | 0 | 0 | 0 | 0 | 0 | 0 | 0 | 0 | 0 | 0 | 0 | 0 | 0 | 0 | 0 | 0 | 0 | 0 | 0 | 0 | 0 | 0 | 0 | 0 | 0 | 0

## AntiWY Solar ITC >2025 10%
Solar FINANCIALS
($ 1000s Unless Otherwise Indicated)
| Calendar Year of Fin. Close |  |  | 2020 | 2021 | 2022 | 2023 | 2024 | 2025 | 2026 | 2027 | 2028 | 2029 | 2030 | 2031 | 2032 | 2033 | 2034 | 2035 | 2036 | 2037 | 2038 | 2039 | 2040 | 2041 | 2042 | 2043 | 2044 | 2045 | 2046 | 2047 | 2048 | 2049 | 2050 | 2051 | 2052 | 2053 | 2054 | 2055 | 2056 | 2057 | 2058 | 2059 | 2060 | 2061 | 2062 | 2063 | 2064 | 2065 | 2066 | 2067 | 2068 | 2069 | 2070 | 2071 | 2072 | 2073 | 2074 | 2075
| Operating Year |  | 0 | 1 | 2 | 3 | 4 | 5 | 6 | 7 | 8 | 9 | 10 | 11 | 12 | 13 | 14 | 15 | 16 | 17 | 18 | 19 | 20 | 21 | 22 | 23 | 24 | 25 | 26 | 27 | 28 | 29 | 30 | 31 | 32 | 33 | 34 | 35 | 36 | 37 | 38 | 39 | 40 | 41 | 42 | 43 | 44 | 45 | 46 | 47 | 48 | 49 | 50 | 51 | 52 | 53 | 54 | 55 | 56
| Calendar Year | Capital Invest.
| 2020 | 549904.6031
| Gross plant |  | 2020 1: 549904.6031; 2021 2: 549904.6031; 2022 3: 549904.6031; 2023 4: 549904.6031; 2024 5: 549904.6031; 2025 6: 549904.6031; 2026 7: 549904.6031; 2027 8: 549904.6031; 2028 9: 549904.6031; 2029 10: 549904.6031; 2030 11: 549904.6031; 2031 12: 549904.6031; 2032 13: 549904.6031; 2033 14: 549904.6031; 2034 15: 549904.6031; 2035 16: 549904.6031; 2036 17: 549904.6031; 2037 18: 549904.6031; 2038 19: 549904.6031; 2039 20: 549904.6031; 2040 21: 549904.6031; 2041 22: 549904.6031; 2042 23: 549904.6031; 2043 24: 549904.6031; 2044 25: 549904.6031; 2045 26: 549904.6031; 2046 27: 549904.6031; 2047 28: 549904.6031; 2048 29: 549904.6031; 2049 30: 549904.6031
| Accumulated Deprectiation |  | 2020 1: 18330.1534; 2021 2: 36660.3069; 2022 3: 54990.4603; 2023 4: 73320.6137; 2024 5: 91650.7672; 2025 6: 109980.9206; 2026 7: 128311.0741; 2027 8: 146641.2275; 2028 9: 164971.3809; 2029 10: 183301.5344; 2030 11: 201631.6878; 2031 12: 219961.8412; 2032 13: 238291.9947; 2033 14: 256622.1481; 2034 15: 274952.3015; 2035 16: 293282.455; 2036 17: 311612.6084; 2037 18: 329942.7618; 2038 19: 348272.9153; 2039 20: 366603.0687; 2040 21: 384933.2222; 2041 22: 403263.3756; 2042 23: 421593.529; 2043 24: 439923.6825; 2044 25: 458253.8359; 2045 26: 476583.9893; 2046 27: 494914.1428; 2047 28: 513244.2962; 2048 29: 531574.4496; 2049 30: 549904.6031
| Net book value |  | 2020 1: 531574.4496; 2021 2: 513244.2962; 2022 3: 494914.1428; 2023 4: 476583.9893; 2024 5: 458253.8359; 2025 6: 439923.6825; 2026 7: 421593.529; 2027 8: 403263.3756; 2028 9: 384933.2222; 2029 10: 366603.0687; 2030 11: 348272.9153; 2031 12: 329942.7618; 2032 13: 311612.6084; 2033 14: 293282.455; 2034 15: 274952.3015; 2035 16: 256622.1481; 2036 17: 238291.9947; 2037 18: 219961.8412; 2038 19: 201631.6878; 2039 20: 183301.5344; 2040 21: 164971.3809; 2041 22: 146641.2275; 2042 23: 128311.0741; 2043 24: 109980.9206; 2044 25: 91650.7672; 2045 26: 73320.6137; 2046 27: 54990.4603; 2047 28: 36660.3069; 2048 29: 18330.1534; 2049 30: 0
| ITC |  | 2020 1: 0; 2021 2: 0; 2022 3: 0; 2023 4: 0; 2024 5: 0; 2025 6: 0; 2026 7: 0; 2027 8: 0; 2028 9: 0; 2029 10: 0; 2030 11: 0; 2031 12: 0; 2032 13: 0; 2033 14: 0; 2034 15: 0; 2035 16: 0; 2036 17: 0; 2037 18: 0; 2038 19: 0; 2039 20: 0; 2040 21: 0; 2041 22: 0; 2042 23: 0; 2043 24: 0; 2044 25: 0; 2045 26: 0; 2046 27: 0; 2047 28: 0; 2048 29: 0; 2049 30: 0
| Accumulated deffered income tax |  | 2020 1: -18284.3281; 2021 2: -49733.3723; 2022 3: -67140.0526; 2023 4: -76121.3145; 2024 5: -85102.5765; 2025 6: -87764.7747; 2026 7: -84107.909; 2027 8: -80451.0434; 2028 9: -76794.1778; 2029 10: -73137.3122; 2030 11: -69480.4466; 2031 12: -65823.581; 2032 13: -62166.7154; 2033 14: -58509.8498; 2034 15: -54852.9842; 2035 16: -51196.1185; 2036 17: -47539.2529; 2037 18: -43882.3873; 2038 19: -40225.5217; 2039 20: -36568.6561; 2040 21: -32911.7905; 2041 22: -29254.9249; 2042 23: -25598.0593; 2043 24: -21941.1937; 2044 25: -18284.3281; 2045 26: -14627.4624; 2046 27: -10970.5968; 2047 28: -7313.7312; 2048 29: -3656.8656; 2049 30: -5.457e-12
| Rate Base |  | 2020 1: 513290.1216; 2021 2: 463510.9239; 2022 3: 427774.0902; 2023 4: 400462.6748; 2024 5: 373151.2594; 2025 6: 352158.9078; 2026 7: 337485.62; 2027 8: 322812.3322; 2028 9: 308139.0443; 2029 10: 293465.7565; 2030 11: 278792.4687; 2031 12: 264119.1809; 2032 13: 249445.893; 2033 14: 234772.6052; 2034 15: 220099.3174; 2035 16: 205426.0296; 2036 17: 190752.7417; 2037 18: 176079.4539; 2038 19: 161406.1661; 2039 20: 146732.8783; 2040 21: 132059.5904; 2041 22: 117386.3026; 2042 23: 102713.0148; 2043 24: 88039.727; 2044 25: 73366.4391; 2045 26: 58693.1513; 2046 27: 44019.8635; 2047 28: 29346.5757; 2048 29: 14673.2878; 2049 30: -5.457e-12
| Average rate base |  | 2020 1: 531597.3623; 2021 2: 488400.5227; 2022 3: 445642.507; 2023 4: 414118.3825; 2024 5: 386806.9671; 2025 6: 362655.0836; 2026 7: 344822.2639; 2027 8: 330148.9761; 2028 9: 315475.6882; 2029 10: 300802.4004; 2030 11: 286129.1126; 2031 12: 271455.8248; 2032 13: 256782.5369; 2033 14: 242109.2491; 2034 15: 227435.9613; 2035 16: 212762.6735; 2036 17: 198089.3856; 2037 18: 183416.0978; 2038 19: 168742.81; 2039 20: 154069.5222; 2040 21: 139396.2343; 2041 22: 124722.9465; 2042 23: 110049.6587; 2043 24: 95376.3709; 2044 25: 80703.083; 2045 26: 66029.7952; 2046 27: 51356.5074; 2047 28: 36683.2196; 2048 29: 22009.9317; 2049 30: 7336.6439
| Pre-tax Return | 0.086076 | 2020 1: 45757.7476; 2021 2: 42039.5387; 2022 3: 38359.1019; 2023 4: 35645.6329; 2024 5: 33294.7769; 2025 6: 31215.8806; 2026 7: 29680.9037; 2027 8: 28417.8865; 2028 9: 27154.8694; 2029 10: 25891.8522; 2030 11: 24628.835; 2031 12: 23365.8178; 2032 13: 22102.8006; 2033 14: 20839.7835; 2034 15: 19576.7663; 2035 16: 18313.7491; 2036 17: 17050.7319; 2037 18: 15787.7147; 2038 19: 14524.6976; 2039 20: 13261.6804; 2040 21: 11998.6632; 2041 22: 10735.646; 2042 23: 9472.6288; 2043 24: 8209.6117; 2044 25: 6946.5945; 2045 26: 5683.5773; 2046 27: 4420.5601; 2047 28: 3157.5429; 2048 29: 1894.5258; 2049 30: 631.5086
| Book Depreciation |  | 2020 1: 18330.1534; 2021 2: 18330.1534; 2022 3: 18330.1534; 2023 4: 18330.1534; 2024 5: 18330.1534; 2025 6: 18330.1534; 2026 7: 18330.1534; 2027 8: 18330.1534; 2028 9: 18330.1534; 2029 10: 18330.1534; 2030 11: 18330.1534; 2031 12: 18330.1534; 2032 13: 18330.1534; 2033 14: 18330.1534; 2034 15: 18330.1534; 2035 16: 18330.1534; 2036 17: 18330.1534; 2037 18: 18330.1534; 2038 19: 18330.1534; 2039 20: 18330.1534; 2040 21: 18330.1534; 2041 22: 18330.1534; 2042 23: 18330.1534; 2043 24: 18330.1534; 2044 25: 18330.1534; 2045 26: 18330.1534; 2046 27: 18330.1534; 2047 28: 18330.1534; 2048 29: 18330.1534; 2049 30: 18330.1534
| Insurance |  | 2020 1: 263.4043; 2021 2: 263.4043; 2022 3: 263.4043; 2023 4: 263.4043; 2024 5: 263.4043; 2025 6: 263.4043; 2026 7: 263.4043; 2027 8: 263.4043; 2028 9: 263.4043; 2029 10: 263.4043; 2030 11: 263.4043; 2031 12: 263.4043; 2032 13: 263.4043; 2033 14: 263.4043; 2034 15: 263.4043; 2035 16: 263.4043; 2036 17: 263.4043; 2037 18: 263.4043; 2038 19: 263.4043; 2039 20: 263.4043; 2040 21: 263.4043; 2041 22: 263.4043; 2042 23: 263.4043; 2043 24: 263.4043; 2044 25: 263.4043; 2045 26: 263.4043; 2046 27: 263.4043; 2047 28: 263.4043; 2048 29: 263.4043; 2049 30: 263.4043
| ITC Amort - Grossed for Taxes |  | 2020 1: -3480.4089; 2021 2: -3480.4089; 2022 3: -3480.4089; 2023 4: -3480.4089; 2024 5: -3480.4089; 2025 6: -3480.4089; 2026 7: -3480.4089; 2027 8: -3480.4089; 2028 9: -3480.4089; 2029 10: -3480.4089; 2030 11: -3480.4089; 2031 12: -3480.4089; 2032 13: -3480.4089; 2033 14: -3480.4089; 2034 15: -3480.4089; 2035 16: -3480.4089; 2036 17: -3480.4089; 2037 18: -3480.4089; 2038 19: -3480.4089; 2039 20: -3480.4089; 2040 21: -3480.4089; 2041 22: -3480.4089; 2042 23: -3480.4089; 2043 24: -3480.4089; 2044 25: -3480.4089; 2045 26: -3480.4089; 2046 27: -3480.4089; 2047 28: -3480.4089; 2048 29: -3480.4089; 2049 30: -3480.4089
| Property Taxes |  | 2020 1: 2499.7954; 2021 2: 2499.7954; 2022 3: 2499.7954; 2023 4: 2499.7954; 2024 5: 2499.7954; 2025 6: 2499.7954; 2026 7: 2499.7954; 2027 8: 2499.7954; 2028 9: 2499.7954; 2029 10: 2499.7954; 2030 11: 2499.7954; 2031 12: 2499.7954; 2032 13: 2499.7954; 2033 14: 2499.7954; 2034 15: 2499.7954; 2035 16: 2499.7954; 2036 17: 2499.7954; 2037 18: 2499.7954; 2038 19: 2499.7954; 2039 20: 2499.7954; 2040 21: 2499.7954; 2041 22: 2499.7954; 2042 23: 2499.7954; 2043 24: 2499.7954; 2044 25: 2499.7954; 2045 26: 2499.7954; 2046 27: 2499.7954; 2047 28: 2499.7954; 2048 29: 2499.7954; 2049 30: 2499.7954
| Revenue Requirement |  | 2020 1: 63370.6919; 2021 2: 59652.4829; 2022 3: 55972.0461; 2023 4: 53258.5772; 2024 5: 50907.7212; 2025 6: 48828.8249; 2026 7: 47293.848; 2027 8: 46030.8308; 2028 9: 44767.8136; 2029 10: 43504.7964; 2030 11: 42241.7793; 2031 12: 40978.7621; 2032 13: 39715.7449; 2033 14: 38452.7277; 2034 15: 37189.7105; 2035 16: 35926.6934; 2036 17: 34663.6762; 2037 18: 33400.659; 2038 19: 32137.6418; 2039 20: 30874.6246; 2040 21: 29611.6075; 2041 22: 28348.5903; 2042 23: 27085.5731; 2043 24: 25822.5559; 2044 25: 24559.5387; 2045 26: 23296.5216; 2046 27: 22033.5044; 2047 28: 20770.4872; 2048 29: 19507.47; 2049 30: 18244.4528
| Book Depreciation |  | 2020 1: 18330.1534; 2021 2: 18330.1534; 2022 3: 18330.1534; 2023 4: 18330.1534; 2024 5: 18330.1534; 2025 6: 18330.1534; 2026 7: 18330.1534; 2027 8: 18330.1534; 2028 9: 18330.1534; 2029 10: 18330.1534; 2030 11: 18330.1534; 2031 12: 18330.1534; 2032 13: 18330.1534; 2033 14: 18330.1534; 2034 15: 18330.1534; 2035 16: 18330.1534; 2036 17: 18330.1534; 2037 18: 18330.1534; 2038 19: 18330.1534; 2039 20: 18330.1534; 2040 21: 18330.1534; 2041 22: 18330.1534; 2042 23: 18330.1534; 2043 24: 18330.1534; 2044 25: 18330.1534; 2045 26: 18330.1534; 2046 27: 18330.1534; 2047 28: 18330.1534; 2048 29: 18330.1534; 2049 30: 18330.1534
| Tax Depreciation |  | 2020 1: 109980.9206; 2021 2: 175969.473; 2022 3: 105581.6838; 2023 4: 63349.0103; 2024 5: 63349.0103; 2025 6: 31674.5051; 2026 7: 0; 2027 8: 0; 2028 9: 0; 2029 10: 0; 2030 11: 0; 2031 12: 0; 2032 13: 0; 2033 14: 0; 2034 15: 0; 2035 16: 0; 2036 17: 0; 2037 18: 0; 2038 19: 0; 2039 20: 0; 2040 21: 0; 2041 22: 0; 2042 23: 0; 2043 24: 0; 2044 25: 0; 2045 26: 0; 2046 27: 0; 2047 28: 0; 2048 29: 0; 2049 30: 0
| Difference between book and tax |  | 2020 1: -91650.7672; 2021 2: -157639.3195; 2022 3: -87251.5304; 2023 4: -45018.8568; 2024 5: -45018.8568; 2025 6: -13344.3517; 2026 7: 18330.1534; 2027 8: 18330.1534; 2028 9: 18330.1534; 2029 10: 18330.1534; 2030 11: 18330.1534; 2031 12: 18330.1534; 2032 13: 18330.1534; 2033 14: 18330.1534; 2034 15: 18330.1534; 2035 16: 18330.1534; 2036 17: 18330.1534; 2037 18: 18330.1534; 2038 19: 18330.1534; 2039 20: 18330.1534; 2040 21: 18330.1534; 2041 22: 18330.1534; 2042 23: 18330.1534; 2043 24: 18330.1534; 2044 25: 18330.1534; 2045 26: 18330.1534; 2046 27: 18330.1534; 2047 28: 18330.1534; 2048 29: 18330.1534; 2049 30: 18330.1534
| Tax rate |  | 2020 1: -19246.6611; 2021 2: -33104.2571; 2022 3: -18322.8214; 2023 4: -9453.9599; 2024 5: -9453.9599; 2025 6: -2802.3139; 2026 7: 3849.3322; 2027 8: 3849.3322; 2028 9: 3849.3322; 2029 10: 3849.3322; 2030 11: 3849.3322; 2031 12: 3849.3322; 2032 13: 3849.3322; 2033 14: 3849.3322; 2034 15: 3849.3322; 2035 16: 3849.3322; 2036 17: 3849.3322; 2037 18: 3849.3322; 2038 19: 3849.3322; 2039 20: 3849.3322; 2040 21: 3849.3322; 2041 22: 3849.3322; 2042 23: 3849.3322; 2043 24: 3849.3322; 2044 25: 3849.3322; 2045 26: 3849.3322; 2046 27: 3849.3322; 2047 28: 3849.3322; 2048 29: 3849.3322; 2049 30: 3849.3322
Depreciation Tables
|  | 5 | 2020 1: 20%; 2021 2: 32%; 2022 3: 19.2%; 2023 4: 11.52%; 2024 5: 11.52%; 2025 6: 5.76%; 2026 7: 0%; 2027 8: 0%; 2028 9: 0%; 2029 10: 0%; 2030 11: 0%; 2031 12: 0%; 2032 13: 0%; 2033 14: 0%; 2034 15: 0%; 2035 16: 0%; 2036 17: 0%; 2037 18: 0%; 2038 19: 0%; 2039 20: 0%; 2040 21: 0%
|  | 5 | 0: 1; 2020 1: 20%; 2021 2: 32%; 2022 3: 19.2%; 2023 4: 11.52%; 2024 5: 11.52%; 2025 6: 5.76%
|  | 10 | 0: 0; 2020 1: 10%; 2021 2: 18%; 2022 3: 14.4%; 2023 4: 11.52%; 2024 5: 9.22%; 2025 6: 7.37%; 2026 7: 6.55%; 2027 8: 6.55%; 2028 9: 6.56%; 2029 10: 6.55%; 2030 11: 3.28%
|  | 15 | 0: 0; 2020 1: 5%; 2021 2: 9.5%; 2022 3: 8.55%; 2023 4: 7.7%; 2024 5: 6.93%; 2025 6: 6.23%; 2026 7: 5.9%; 2027 8: 5.9%; 2028 9: 5.91%; 2029 10: 5.9%; 2030 11: 5.91%; 2031 12: 5.9%; 2032 13: 5.91%; 2033 14: 5.9%; 2034 15: 5.91%; 2035 16: 2.95%
|  | 20 | 0: 0; 2020 1: 3.75%; 2021 2: 7.219%; 2022 3: 6.677%; 2023 4: 6.177%; 2024 5: 5.713%; 2025 6: 5.285%; 2026 7: 4.888%; 2027 8: 4.522%; 2028 9: 4.462%; 2029 10: 4.461%; 2030 11: 4.462%; 2031 12: 4.461%; 2032 13: 4.462%; 2033 14: 4.461%; 2034 15: 4.462%; 2035 16: 4.461%; 2036 17: 4.462%; 2037 18: 4.461%; 2038 19: 4.462%; 2039 20: 4.461%; 2040 21: 2.231%
Revenue Requirement by vintage year
2012 $000
|  |  |  | 2020 | 2021 | 2022 | 2023 | 2024 | 2025 | 2026 | 2027 | 2028 | 2029 | 2030 | 2031 | 2032 | 2033 | 2034 | 2035 | 2036 | 2037 | 2038 | 2039 | 2040 | 2041 | 2042 | 2043 | 2044 | 2045 | 2046 | 2047 | 2048 | 2049 | 2050 | 2051 | 2052 | 2053 | 2054 | 2055 | 2056 | 2057 | 2058 | 2059 | 2060 | 2061 | 2062 | 2063 | 2064 | 2065 | 2066 | 2067 | 2068 | 2069 | 2070 | 2071 | 2072 | 2073 | 2074 | 2075
|  | 2020 | 0% | 63370.6919 | 59652.4829 | 55972.0461 | 53258.5772 | 50907.7212 | 48828.8249 | 47293.848 | 46030.8308 | 44767.8136 | 43504.7964 | 42241.7793 | 40978.7621 | 39715.7449 | 38452.7277 | 37189.7105 | 35926.6934 | 34663.6762 | 33400.659 | 32137.6418 | 30874.6246 | 29611.6075 | 28348.5903 | 27085.5731 | 25822.5559 | 24559.5387 | 23296.5216 | 22033.5044 | 20770.4872 | 19507.47 | 18244.4528 | 0 | 0 | 0 | 0 | 0 | 0 | 0 | 0 | 0 | 0 | 0 | 0 | 0 | 0 | 0 | 0 | 0 | 0 | 0 | 0 | 0 | 0 | 0 | 0 | 0 | 0
|  | 2021 | -1.845% |  | 62201.2115 | 58551.6206 | 54939.1047 | 52275.7117 | 49968.2398 | 47927.7087 | 46421.0592 | 45181.3505 | 43941.6418 | 42701.9331 | 41462.2244 | 40222.5157 | 38982.8069 | 37743.0982 | 36503.3895 | 35263.6808 | 34023.9721 | 32784.2634 | 31544.5547 | 30304.846 | 29065.1373 | 27825.4286 | 26585.7198 | 25346.0111 | 24106.3024 | 22866.5937 | 21626.885 | 20387.1763 | 19147.4676 | 17907.7589 | 0 | 0 | 0 | 0 | 0 | 0 | 0 | 0 | 0 | 0 | 0 | 0 | 0 | 0 | 0 | 0 | 0 | 0 | 0 | 0 | 0 | 0 | 0 | 0 | 0
|  | 2022 | -2.03% |  |  | 60938.5801 | 57363.0727 | 53823.8879 | 51214.5595 | 48953.9273 | 46954.8172 | 45478.7514 | 44264.2077 | 43049.664 | 41835.1203 | 40620.5767 | 39406.033 | 38191.4893 | 36976.9456 | 35762.4019 | 34547.8582 | 33333.3146 | 32118.7709 | 30904.2272 | 29689.6835 | 28475.1398 | 27260.5961 | 26046.0525 | 24831.5088 | 23616.9651 | 22402.4214 | 21187.8777 | 19973.334 | 18758.7904 | 17544.2467 | 0 | 0 | 0 | 0 | 0 | 0 | 0 | 0 | 0 | 0 | 0 | 0 | 0 | 0 | 0 | 0 | 0 | 0 | 0 | 0 | 0 | 0 | 0 | 0
|  | 2023 | -2.072% |  |  |  | 59675.9486 | 56174.5248 | 52708.671 | 50153.4072 | 47939.6147 | 45981.9257 | 44536.4436 | 43347.0649 | 42157.6862 | 40968.3076 | 39778.9289 | 38589.5503 | 37400.1716 | 36210.793 | 35021.4143 | 33832.0357 | 32642.657 | 31453.2783 | 30263.8997 | 29074.521 | 27885.1424 | 26695.7637 | 25506.3851 | 24317.0064 | 23127.6278 | 21938.2491 | 20748.8704 | 19559.4918 | 18370.1131 | 17180.7345 | 0 | 0 | 0 | 0 | 0 | 0 | 0 | 0 | 0 | 0 | 0 | 0 | 0 | 0 | 0 | 0 | 0 | 0 | 0 | 0 | 0 | 0 | 0
|  | 2024 | -2.116% |  |  |  |  | 58413.3172 | 54985.977 | 51593.4541 | 49092.2549 | 46925.3022 | 45009.0342 | 43594.1357 | 42429.9221 | 41265.7085 | 40101.4948 | 38937.2812 | 37773.0676 | 36608.854 | 35444.6403 | 34280.4267 | 33116.2131 | 31951.9994 | 30787.7858 | 29623.5722 | 28459.3586 | 27295.1449 | 26130.9313 | 24966.7177 | 23802.504 | 22638.2904 | 21474.0768 | 20309.8632 | 19145.6495 | 17981.4359 | 16817.2223 | 0 | 0 | 0 | 0 | 0 | 0 | 0 | 0 | 0 | 0 | 0 | 0 | 0 | 0 | 0 | 0 | 0 | 0 | 0 | 0 | 0 | 0
|  | 2025 | -2.162% | [5 empty] | 57150.6858 | 53797.4291 | 50478.2372 | 48031.1027 | 45910.9896 | 44036.1426 | 42651.8279 | 41512.7793 | 40373.7307 | 39234.6821 | 38095.6335 | 36956.5849 | 35817.5363 | 34678.4877 | 33539.4391 | 32400.3905 | 31261.3419 | 30122.2933 | 28983.2447 | 27844.1961 | 26705.1475 | 25566.0989 | 24427.0503 | 23288.0017 | 22148.9531 | 21009.9045 | 19870.8559 | 18731.8073 | 17592.7587 | 16453.7101 | 0 | 0 | 0 | 0 | 0 | 0 | 0 | 0 | 0 | 0 | 0 | 0 | 0 | 0 | 0 | 0 | 0 | 0 | 0 | 0 | 0
|  | 2026 | -2.209% | [6 empty] | 55888.0543 | 52608.8813 | 49363.0204 | 46969.9504 | 44896.677 | 43063.2511 | 41709.5201 | 40595.6365 | 39481.7529 | 38367.8694 | 37253.9858 | 36140.1022 | 35026.2186 | 33912.3351 | 32798.4515 | 31684.5679 | 30570.6843 | 29456.8008 | 28342.9172 | 27229.0336 | 26115.15 | 25001.2665 | 23887.3829 | 22773.4993 | 21659.6157 | 20545.7322 | 19431.8486 | 18317.965 | 17204.0815 | 16090.1979 | 0 | 0 | 0 | 0 | 0 | 0 | 0 | 0 | 0 | 0 | 0 | 0 | 0 | 0 | 0 | 0 | 0 | 0 | 0 | 0
|  | 2027 | -2.259% | [7 empty] | 54625.4229 | 51420.3334 | 48247.8035 | 45908.7981 | 43882.3645 | 42090.3596 | 40767.2123 | 39678.4937 | 38589.7752 | 37501.0566 | 36412.3381 | 35323.6195 | 34234.901 | 33146.1824 | 32057.4639 | 30968.7453 | 29880.0268 | 28791.3082 | 27702.5897 | 26613.8711 | 25525.1526 | 24436.4341 | 23347.7155 | 22258.997 | 21170.2784 | 20081.5599 | 18992.8413 | 17904.1228 | 16815.4042 | 15726.6857 | 0 | 0 | 0 | 0 | 0 | 0 | 0 | 0 | 0 | 0 | 0 | 0 | 0 | 0 | 0 | 0 | 0 | 0 | 0
|  | 2028 | -2.311% | [8 empty] | 53362.7915 | 50231.7856 | 47132.5866 | 44847.6459 | 42868.0519 | 41117.4681 | 39824.9044 | 38761.3509 | 37697.7974 | 36634.2439 | 35570.6904 | 34507.1368 | 33443.5833 | 32380.0298 | 31316.4763 | 30252.9228 | 29189.3692 | 28125.8157 | 27062.2622 | 25998.7087 | 24935.1552 | 23871.6016 | 22808.0481 | 21744.4946 | 20680.9411 | 19617.3876 | 18553.834 | 17490.2805 | 16426.727 | 15363.1735 | 0 | 0 | 0 | 0 | 0 | 0 | 0 | 0 | 0 | 0 | 0 | 0 | 0 | 0 | 0 | 0 | 0 | 0
|  | 2029 | -2.366% | [9 empty] | 52100.1601 | 49043.2377 | 46017.3698 | 43786.4936 | 41853.7393 | 40144.5765 | 38882.5966 | 37844.2081 | 36805.8196 | 35767.4311 | 34729.0426 | 33690.6541 | 32652.2656 | 31613.8772 | 30575.4887 | 29537.1002 | 28498.7117 | 27460.3232 | 26421.9347 | 25383.5462 | 24345.1577 | 23306.7692 | 22268.3807 | 21229.9922 | 20191.6037 | 19153.2152 | 18114.8268 | 17076.4383 | 16038.0498 | 14999.6613 | 0 | 0 | 0 | 0 | 0 | 0 | 0 | 0 | 0 | 0 | 0 | 0 | 0 | 0 | 0 | 0 | 0
|  | 2030 | -2.423% | [10 empty] | 50837.5286 | 47854.6899 | 44902.1529 | 42725.3413 | 40839.4268 | 39171.685 | 37940.2888 | 36927.0653 | 35913.8418 | 34900.6184 | 33887.3949 | 32874.1715 | 31860.948 | 30847.7245 | 29834.5011 | 28821.2776 | 27808.0541 | 26794.8307 | 25781.6072 | 24768.3837 | 23755.1603 | 22741.9368 | 21728.7133 | 20715.4899 | 19702.2664 | 18689.0429 | 17675.8195 | 16662.596 | 15649.3725 | 14636.1491 | 0 | 0 | 0 | 0 | 0 | 0 | 0 | 0 | 0 | 0 | 0 | 0 | 0 | 0 | 0 | 0
|  | 2031 | -1.109% | [11 empty] | 50273.9176 | 47324.1481 | 44404.3445 | 42251.6662 | 40386.6599 | 38737.4075 | 37519.6632 | 36517.6729 | 35515.6825 | 34513.6922 | 33511.7018 | 32509.7115 | 31507.7211 | 30505.7308 | 29503.7404 | 28501.7501 | 27499.7597 | 26497.7694 | 25495.779 | 24493.7887 | 23491.7983 | 22489.808 | 21487.8176 | 20485.8273 | 19483.8369 | 18481.8466 | 17479.8562 | 16477.8659 | 15475.8755 | 14473.8852 | 0 | 0 | 0 | 0 | 0 | 0 | 0 | 0 | 0 | 0 | 0 | 0 | 0 | 0 | 0
|  | 2032 | -1.121% | [12 empty] | 49710.3066 | 46793.6064 | 43906.5361 | 41777.9911 | 39933.893 | 38303.1301 | 37099.0376 | 36108.2804 | 35117.5232 | 34126.7659 | 33136.0087 | 32145.2515 | 31154.4942 | 30163.737 | 29172.9798 | 28182.2225 | 27191.4653 | 26200.7081 | 25209.9509 | 24219.1936 | 23228.4364 | 22237.6792 | 21246.9219 | 20256.1647 | 19265.4075 | 18274.6502 | 17283.893 | 16293.1358 | 15302.3785 | 14311.6213 | 0 | 0 | 0 | 0 | 0 | 0 | 0 | 0 | 0 | 0 | 0 | 0 | 0 | 0
|  | 2033 | -1.134% | [13 empty] | 49146.6956 | 46263.0647 | 43408.7277 | 41304.3159 | 39481.126 | 37868.8526 | 36678.412 | 35698.8879 | 34719.3638 | 33739.8397 | 32760.3156 | 31780.7915 | 30801.2674 | 29821.7433 | 28842.2191 | 27862.695 | 26883.1709 | 25903.6468 | 24924.1227 | 23944.5986 | 22965.0745 | 21985.5503 | 21006.0262 | 20026.5021 | 19046.978 | 18067.4539 | 17087.9298 | 16108.4057 | 15128.8815 | 14149.3574 | 0 | 0 | 0 | 0 | 0 | 0 | 0 | 0 | 0 | 0 | 0 | 0 | 0
|  | 2034 | -1.147% | [14 empty] | 48583.0846 | 45732.523 | 42910.9194 | 40830.6408 | 39028.3591 | 37434.5751 | 36257.7865 | 35289.4955 | 34321.2045 | 33352.9135 | 32384.6225 | 31416.3315 | 30448.0405 | 29479.7495 | 28511.4585 | 27543.1675 | 26574.8765 | 25606.5855 | 24638.2945 | 23670.0035 | 22701.7125 | 21733.4215 | 20765.1305 | 19796.8395 | 18828.5485 | 17860.2575 | 16891.9665 | 15923.6755 | 14955.3845 | 13987.0935 | 0 | 0 | 0 | 0 | 0 | 0 | 0 | 0 | 0 | 0 | 0 | 0
|  | 2035 | -1.16% | [15 empty] | 48019.4735 | 45201.9812 | 42413.111 | 40356.9657 | 38575.5922 | 37000.2977 | 35837.1609 | 34880.103 | 33923.0451 | 32965.9873 | 32008.9294 | 31051.8715 | 30094.8136 | 29137.7557 | 28180.6979 | 27223.64 | 26266.5821 | 25309.5242 | 24352.4663 | 23395.4085 | 22438.3506 | 21481.2927 | 20524.2348 | 19567.1769 | 18610.1191 | 17653.0612 | 16696.0033 | 15738.9454 | 14781.8875 | 13824.8297 | 0 | 0 | 0 | 0 | 0 | 0 | 0 | 0 | 0 | 0 | 0
|  | 2036 | -1.174% | [16 empty] | 47455.8625 | 44671.4395 | 41915.3026 | 39883.2905 | 38122.8253 | 36566.0202 | 35416.5353 | 34470.7106 | 33524.8858 | 32579.061 | 31633.2363 | 30687.4115 | 29741.5867 | 28795.762 | 27849.9372 | 26904.1125 | 25958.2877 | 25012.4629 | 24066.6382 | 23120.8134 | 22174.9886 | 21229.1639 | 20283.3391 | 19337.5144 | 18391.6896 | 17445.8648 | 16500.0401 | 15554.2153 | 14608.3905 | 13662.5658 | 0 | 0 | 0 | 0 | 0 | 0 | 0 | 0 | 0 | 0
|  | 2037 | -1.188% | [17 empty] | 46892.2515 | 44140.8978 | 41417.4942 | 39409.6154 | 37670.0584 | 36131.7427 | 34995.9097 | 34061.3181 | 33126.7265 | 32192.1348 | 31257.5432 | 30322.9515 | 29388.3599 | 28453.7682 | 27519.1766 | 26584.5849 | 25649.9933 | 24715.4016 | 23780.81 | 22846.2183 | 21911.6267 | 20977.0351 | 20042.4434 | 19107.8518 | 18173.2601 | 17238.6685 | 16304.0768 | 15369.4852 | 14434.8935 | 13500.3019 | 0 | 0 | 0 | 0 | 0 | 0 | 0 | 0 | 0
|  | 2038 | -1.202% | [18 empty] | 46328.6405 | 43610.356 | 40919.6858 | 38935.9403 | 37217.2915 | 35697.4653 | 34575.2842 | 33651.9256 | 32728.5671 | 31805.2086 | 30881.8501 | 29958.4915 | 29035.133 | 28111.7745 | 27188.4159 | 26265.0574 | 25341.6989 | 24418.3404 | 23494.9818 | 22571.6233 | 21648.2648 | 20724.9062 | 19801.5477 | 18878.1892 | 17954.8306 | 17031.4721 | 16108.1136 | 15184.7551 | 14261.3965 | 13338.038 | 0 | 0 | 0 | 0 | 0 | 0 | 0 | 0
|  | 2039 | -1.217% | [19 empty] | 45765.0295 | 43079.8143 | 40421.8774 | 38462.2651 | 36764.5246 | 35263.1878 | 34154.6586 | 33242.5332 | 32330.4078 | 31418.2824 | 30506.1569 | 29594.0315 | 28681.9061 | 27769.7807 | 26857.6553 | 25945.5299 | 25033.4045 | 24121.2791 | 23209.1536 | 22297.0282 | 21384.9028 | 20472.7774 | 19560.652 | 18648.5266 | 17736.4012 | 16824.2758 | 15912.1504 | 15000.0249 | 14087.8995 | 13175.7741 | 0 | 0 | 0 | 0 | 0 | 0 | 0
|  | 2040 | -1.232% | [20 empty] | 45201.4184 | 42549.2726 | 39924.069 | 37988.59 | 36311.7577 | 34828.9103 | 33734.033 | 32833.1407 | 31932.2484 | 31031.3561 | 30130.4638 | 29229.5715 | 28328.6792 | 27427.787 | 26526.8947 | 25626.0024 | 24725.1101 | 23824.2178 | 22923.3255 | 22022.4332 | 21121.5409 | 20220.6486 | 19319.7563 | 18418.864 | 17517.9717 | 16617.0794 | 15716.1871 | 14815.2948 | 13914.4025 | 13013.5102 | 0 | 0 | 0 | 0 | 0 | 0
|  | 2041 | -1.081% | [21 empty] | 44712.7545 | 42089.2804 | 39492.4575 | 37577.9025 | 35919.1981 | 34452.3816 | 33369.3408 | 32478.1878 | 31587.0349 | 30695.882 | 29804.7291 | 28913.5762 | 28022.4233 | 27131.2703 | 26240.1174 | 25348.9645 | 24457.8116 | 23566.6587 | 22675.5057 | 21784.3528 | 20893.1999 | 20002.047 | 19110.8941 | 18219.7411 | 17328.5882 | 16437.4353 | 15546.2824 | 14655.1295 | 13763.9766 | 12872.8236 | 0 | 0 | 0 | 0 | 0
|  | 2042 | -1.093% | [22 empty] | 44224.0905 | 41629.2883 | 39060.8459 | 37167.2151 | 35526.6386 | 34075.8528 | 33004.6485 | 32123.235 | 31241.8214 | 30360.4079 | 29478.9943 | 28597.5808 | 27716.1673 | 26834.7537 | 25953.3402 | 25071.9266 | 24190.5131 | 23309.0996 | 22427.686 | 21546.2725 | 20664.8589 | 19783.4454 | 18902.0318 | 18020.6183 | 17139.2048 | 16257.7912 | 15376.3777 | 14494.9641 | 13613.5506 | 12732.137 | 0 | 0 | 0 | 0
|  | 2043 | -1.105% | 2043: 43735.4265; 2044: 41169.2962; 2045: 38629.2344; 2046: 36756.5276; 2047: 35134.079; 2048: 33699.324; 2049: 32639.9563; 2050: 31768.2821; 2051: 30896.6079; 2052: 30024.9338; 2053: 29153.2596; 2054: 28281.5854; 2055: 27409.9113; 2056: 26538.2371; 2057: 25666.5629; 2058: 24794.8888; 2059: 23923.2146; 2060: 23051.5404; 2061: 22179.8663; 2062: 21308.1921; 2063: 20436.5179; 2064: 19564.8438; 2065: 18693.1696; 2066: 17821.4954; 2067: 16949.8213; 2068: 16078.1471; 2069: 15206.4729; 2070: 14334.7988; 2071: 13463.1246; 2072: 12591.4504; 2073: 0; 2074: 0; 2075: 0 | 0 | 0 | 0 | 0
|  | 2044 | -1.117% | 2044: 43246.7625; 2045: 40709.304; 2046: 38197.6228; 2047: 36345.8402; 2048: 34741.5195; 2049: 33322.7953; 2050: 32275.264; 2051: 31413.3292; 2052: 30551.3944; 2053: 29689.4597; 2054: 28827.5249; 2055: 27965.5901; 2056: 27103.6553; 2057: 26241.7205; 2058: 25379.7857; 2059: 24517.8509; 2060: 23655.9161; 2061: 22793.9813; 2062: 21932.0465; 2063: 21070.1117; 2064: 20208.177; 2065: 19346.2422; 2066: 18484.3074; 2067: 17622.3726; 2068: 16760.4378; 2069: 15898.503; 2070: 15036.5682; 2071: 14174.6334; 2072: 13312.6986; 2073: 12450.7638; 2074: 0; 2075: 0 | 0 | 0 | 0 | 0
|  | 2045 | -1.13% | 2045: 42758.0985; 2046: 40249.3119; 2047: 37766.0113; 2048: 35935.1527; 2049: 34348.9599; 2050: 32946.2665; 2051: 31910.5718; 2052: 31058.3764; 2053: 30206.1809; 2054: 29353.9855; 2055: 28501.7901; 2056: 27649.5947; 2057: 26797.3993; 2058: 25945.2039; 2059: 25093.0085; 2060: 24240.813; 2061: 23388.6176; 2062: 22536.4222; 2063: 21684.2268; 2064: 20832.0314; 2065: 19979.836; 2066: 19127.6406; 2067: 18275.4451; 2068: 17423.2497; 2069: 16571.0543; 2070: 15718.8589; 2071: 14866.6635; 2072: 14014.4681; 2073: 13162.2727; 2074: 12310.0772; 2075: 0 | 0 | 0 | 0 | 0
|  | 2046 | -1.143% | 2046: 42269.4345; 2047: 39789.3197; 2048: 37334.3997; 2049: 35524.4653; 2050: 33956.4004; 2051: 32569.7378; 2052: 31545.8795; 2053: 30703.4235; 2054: 29860.9674; 2055: 29018.5114; 2056: 28176.0554; 2057: 27333.5993; 2058: 26491.1433; 2059: 25648.6873; 2060: 24806.2312; 2061: 23963.7752; 2062: 23121.3191; 2063: 22278.8631; 2064: 21436.4071; 2065: 20593.951; 2066: 19751.495; 2067: 18909.039; 2068: 18066.5829; 2069: 17224.1269; 2070: 16381.6708; 2071: 15539.2148; 2072: 14696.7588; 2073: 13854.3027; 2074: 13011.8467; 2075: 12169.3907 | 0 | 0 | 0 | 0
|  | 2047 | -1.156% | 2047: 41780.7706; 2048: 39329.3276; 2049: 36902.7881; 2050: 35113.7778; 2051: 33563.8409; 2052: 32193.209; 2053: 31181.1873; 2054: 30348.4706; 2055: 29515.754; 2056: 28683.0373; 2057: 27850.3206; 2058: 27017.604; 2059: 26184.8873; 2060: 25352.1706; 2061: 24519.454; 2062: 23686.7373; 2063: 22854.0207; 2064: 22021.304; 2065: 21188.5873; 2066: 20355.8707; 2067: 19523.154; 2068: 18690.4373; 2069: 17857.7207; 2070: 17025.004; 2071: 16192.2874; 2072: 15359.5707; 2073: 14526.854; 2074: 13694.1374; 2075: 12861.4207 | 12028.7041 | 0 | 0 | 0
|  | 2048 | -1.17% | 2048: 41292.1066; 2049: 38869.3355; 2050: 36471.1766; 2051: 34703.0903; 2052: 33171.2813; 2053: 31816.6802; 2054: 30816.495; 2055: 29993.5177; 2056: 29170.5405; 2057: 28347.5632; 2058: 27524.5859; 2059: 26701.6086; 2060: 25878.6313; 2061: 25055.654; 2062: 24232.6767; 2063: 23409.6995; 2064: 22586.7222; 2065: 21763.7449; 2066: 20940.7676; 2067: 20117.7903; 2068: 19294.813; 2069: 18471.8357; 2070: 17648.8585; 2071: 16825.8812; 2072: 16002.9039; 2073: 15179.9266; 2074: 14356.9493; 2075: 13533.972 | 12710.9947 | 11888.0175 | 0 | 0
|  | 2049 | -1.183% | 2049: 40803.4426; 2050: 38409.3433; 2051: 36039.565; 2052: 34292.4029; 2053: 32778.7218; 2054: 31440.1515; 2055: 30451.8028; 2056: 29638.5649; 2057: 28825.327; 2058: 28012.089; 2059: 27198.8511; 2060: 26385.6132; 2061: 25572.3753; 2062: 24759.1374; 2063: 23945.8995; 2064: 23132.6616; 2065: 22319.4237; 2066: 21506.1858; 2067: 20692.9479; 2068: 19879.71; 2069: 19066.472; 2070: 18253.2341; 2071: 17439.9962; 2072: 16626.7583; 2073: 15813.5204; 2074: 15000.2825; 2075: 14187.0446 | 13373.8067 | 12560.5688 | 11747.3309 | 0
|  | 2050 | -1.198% | 2050: 40314.7786; 2051: 37949.3512; 2052: 35607.9535; 2053: 33881.7154; 2054: 32386.1622; 2055: 31063.6227; 2056: 30087.1105; 2057: 29283.612; 2058: 28480.1135; 2059: 27676.6149; 2060: 26873.1164; 2061: 26069.6179; 2062: 25266.1193; 2063: 24462.6208; 2064: 23659.1223; 2065: 22855.6237; 2066: 22052.1252; 2067: 21248.6267; 2068: 20445.1281; 2069: 19641.6296; 2070: 18838.1311; 2071: 18034.6325; 2072: 17231.134; 2073: 16427.6355; 2074: 15624.1369; 2075: 14820.6384 | 14017.1399 | 13213.6413 | 12410.1428 | 11606.6443
Revenue Requirement by vintage year
2012 $/MW-wk
| Aurora Input |  | Levelized Cost | 2020 | 2021 | 2022 | 2023 | 2024 | 2025 | 2026 | 2027 | 2028 | 2029 | 2030 | 2031 | 2032 | 2033 | 2034 | 2035 | 2036 | 2037 | 2038 | 2039 | 2040 | 2041 | 2042 | 2043 | 2044 | 2045 | 2046 | 2047 | 2048 | 2049 | 2050 | 2051 | 2052 | 2053 | 2054 | 2055 | 2056 | 2057 | 2058 | 2059 | 2060 | 2061 | 2062 | 2063 | 2064 | 2065 | 2066 | 2067 | 2068 | 2069 | 2070 | 2071 | 2072 | 2073 | 2074 | 2075
|  | 2020 | 2001.3775 | 3046.6679 | 2867.9078 | 2690.9638 | 2560.5085 | 2447.4866 | 2347.5397 | 2273.7427 | 2213.0207 | 2152.2987 | 2091.5768 | 2030.8548 | 1970.1328 | 1909.4108 | 1848.6888 | 1787.9669 | 1727.2449 | 1666.5229 | 1605.8009 | 1545.0789 | 1484.357 | 1423.635 | 1362.913 | 1302.191 | 1241.469 | 1180.7471 | 1120.0251 | 1059.3031 | 998.5811 | 937.8591 | 877.1372 | 0 | 0 | 0 | 0 | 0 | 0 | 0 | 0 | 0 | 0 | 0 | 0 | 0 | 0 | 0 | 0 | 0 | 0 | 0 | 0 | 0 | 0 | 0 | 0 | 0 | 0
|  | 2021 | 1964.4429 |  | 2990.4429 | 2814.9818 | 2641.3031 | 2513.2554 | 2402.3192 | 2304.2168 | 2231.7817 | 2172.1803 | 2112.5789 | 2052.9776 | 1993.3762 | 1933.7748 | 1874.1734 | 1814.572 | 1754.9707 | 1695.3693 | 1635.7679 | 1576.1665 | 1516.5651 | 1456.9637 | 1397.3624 | 1337.761 | 1278.1596 | 1218.5582 | 1158.9568 | 1099.3555 | 1039.7541 | 980.1527 | 920.5513 | 860.9499 | 0 | 0 | 0 | 0 | 0 | 0 | 0 | 0 | 0 | 0 | 0 | 0 | 0 | 0 | 0 | 0 | 0 | 0 | 0 | 0 | 0 | 0 | 0 | 0 | 0
|  | 2022 | 1924.5664 |  |  | 2929.7394 | 2757.84 | 2587.6869 | 2462.2384 | 2353.5542 | 2257.4431 | 2186.4784 | 2128.0869 | 2069.6954 | 2011.3039 | 1952.9123 | 1894.5208 | 1836.1293 | 1777.7378 | 1719.3462 | 1660.9547 | 1602.5632 | 1544.1717 | 1485.7802 | 1427.3886 | 1368.9971 | 1310.6056 | 1252.2141 | 1193.8225 | 1135.431 | 1077.0395 | 1018.648 | 960.2564 | 901.8649 | 843.4734 | 0 | 0 | 0 | 0 | 0 | 0 | 0 | 0 | 0 | 0 | 0 | 0 | 0 | 0 | 0 | 0 | 0 | 0 | 0 | 0 | 0 | 0 | 0 | 0
|  | 2023 | 1884.6899 |  |  |  | 2869.036 | 2700.6983 | 2534.0707 | 2411.2215 | 2304.7892 | 2210.6695 | 2141.1752 | 2083.9935 | 2026.8118 | 1969.6302 | 1912.4485 | 1855.2668 | 1798.0852 | 1740.9035 | 1683.7218 | 1626.5402 | 1569.3585 | 1512.1768 | 1454.9952 | 1397.8135 | 1340.6318 | 1283.4502 | 1226.2685 | 1169.0868 | 1111.9052 | 1054.7235 | 997.5418 | 940.3602 | 883.1785 | 825.9968 | 0 | 0 | 0 | 0 | 0 | 0 | 0 | 0 | 0 | 0 | 0 | 0 | 0 | 0 | 0 | 0 | 0 | 0 | 0 | 0 | 0 | 0 | 0
|  | 2024 | 1844.8134 |  |  |  |  | 2808.3326 | 2643.5566 | 2480.4545 | 2360.2046 | 2256.0241 | 2163.8959 | 2095.8719 | 2039.9001 | 1983.9283 | 1927.9565 | 1871.9847 | 1816.0129 | 1760.0411 | 1704.0692 | 1648.0974 | 1592.1256 | 1536.1538 | 1480.182 | 1424.2102 | 1368.2384 | 1312.2666 | 1256.2948 | 1200.323 | 1144.3512 | 1088.3793 | 1032.4075 | 976.4357 | 920.4639 | 864.4921 | 808.5203 | 0 | 0 | 0 | 0 | 0 | 0 | 0 | 0 | 0 | 0 | 0 | 0 | 0 | 0 | 0 | 0 | 0 | 0 | 0 | 0 | 0 | 0
|  | 2025 | 1804.9369 | [5 empty] | 2747.6291 | 2586.4149 | 2426.8383 | 2309.1876 | 2207.2591 | 2117.1222 | 2050.5686 | 1995.8067 | 1941.0447 | 1886.2828 | 1831.5208 | 1776.7589 | 1721.9969 | 1667.235 | 1612.473 | 1557.7111 | 1502.9491 | 1448.1872 | 1393.4252 | 1338.6633 | 1283.9013 | 1229.1394 | 1174.3774 | 1119.6155 | 1064.8535 | 1010.0916 | 955.3296 | 900.5677 | 845.8057 | 791.0438 | 0 | 0 | 0 | 0 | 0 | 0 | 0 | 0 | 0 | 0 | 0 | 0 | 0 | 0 | 0 | 0 | 0 | 0 | 0 | 0 | 0
|  | 2026 | 1765.0604 | [6 empty] | 2686.9257 | 2529.2731 | 2373.2221 | 2258.1707 | 2158.4941 | 2070.3486 | 2005.2654 | 1951.7133 | 1898.1612 | 1844.6091 | 1791.057 | 1737.5049 | 1683.9528 | 1630.4007 | 1576.8486 | 1523.2965 | 1469.7444 | 1416.1923 | 1362.6402 | 1309.0882 | 1255.5361 | 1201.984 | 1148.4319 | 1094.8798 | 1041.3277 | 987.7756 | 934.2235 | 880.6714 | 827.1193 | 773.5672 | 0 | 0 | 0 | 0 | 0 | 0 | 0 | 0 | 0 | 0 | 0 | 0 | 0 | 0 | 0 | 0 | 0 | 0 | 0 | 0
|  | 2027 | 1725.1838 | [7 empty] | 2626.2223 | 2472.1314 | 2319.6059 | 2207.1538 | 2109.7291 | 2023.575 | 1959.9621 | 1907.6199 | 1855.2777 | 1802.9354 | 1750.5932 | 1698.2509 | 1645.9087 | 1593.5665 | 1541.2242 | 1488.882 | 1436.5397 | 1384.1975 | 1331.8553 | 1279.513 | 1227.1708 | 1174.8286 | 1122.4863 | 1070.1441 | 1017.8018 | 965.4596 | 913.1174 | 860.7751 | 808.4329 | 756.0907 | 0 | 0 | 0 | 0 | 0 | 0 | 0 | 0 | 0 | 0 | 0 | 0 | 0 | 0 | 0 | 0 | 0 | 0 | 0
|  | 2028 | 1685.3073 | [8 empty] | 2565.5188 | 2414.9897 | 2265.9897 | 2156.1368 | 2060.964 | 1976.8013 | 1914.6589 | 1863.5265 | 1812.3941 | 1761.2617 | 1710.1293 | 1658.997 | 1607.8646 | 1556.7322 | 1505.5998 | 1454.4674 | 1403.3351 | 1352.2027 | 1301.0703 | 1249.9379 | 1198.8055 | 1147.6732 | 1096.5408 | 1045.4084 | 994.276 | 943.1436 | 892.0113 | 840.8789 | 789.7465 | 738.6141 | 0 | 0 | 0 | 0 | 0 | 0 | 0 | 0 | 0 | 0 | 0 | 0 | 0 | 0 | 0 | 0 | 0 | 0
|  | 2029 | 1645.4308 | [9 empty] | 2504.8154 | 2357.848 | 2212.3735 | 2105.1199 | 2012.199 | 1930.0277 | 1869.3556 | 1819.4331 | 1769.5106 | 1719.588 | 1669.6655 | 1619.743 | 1569.8205 | 1519.8979 | 1469.9754 | 1420.0529 | 1370.1304 | 1320.2078 | 1270.2853 | 1220.3628 | 1170.4403 | 1120.5178 | 1070.5952 | 1020.6727 | 970.7502 | 920.8277 | 870.9051 | 820.9826 | 771.0601 | 721.1376 | 0 | 0 | 0 | 0 | 0 | 0 | 0 | 0 | 0 | 0 | 0 | 0 | 0 | 0 | 0 | 0 | 0
|  | 2030 | 1605.5543 | [10 empty] | 2444.112 | 2300.7062 | 2158.7574 | 2054.1029 | 1963.434 | 1883.2541 | 1824.0523 | 1775.3397 | 1726.627 | 1677.9143 | 1629.2017 | 1580.489 | 1531.7763 | 1483.0637 | 1434.351 | 1385.6383 | 1336.9257 | 1288.213 | 1239.5003 | 1190.7877 | 1142.075 | 1093.3623 | 1044.6497 | 995.937 | 947.2243 | 898.5117 | 849.799 | 801.0863 | 752.3737 | 703.661 | 0 | 0 | 0 | 0 | 0 | 0 | 0 | 0 | 0 | 0 | 0 | 0 | 0 | 0 | 0 | 0
|  | 2031 | 1587.7543 | [11 empty] | 2417.0153 | 2275.1994 | 2134.8243 | 2031.3301 | 1941.6663 | 1862.3754 | 1803.83 | 1755.6573 | 1707.4847 | 1659.3121 | 1611.1395 | 1562.9669 | 1514.7943 | 1466.6217 | 1418.4491 | 1370.2764 | 1322.1038 | 1273.9312 | 1225.7586 | 1177.586 | 1129.4134 | 1081.2408 | 1033.0682 | 984.8955 | 936.7229 | 888.5503 | 840.3777 | 792.2051 | 744.0325 | 695.8599 | 0 | 0 | 0 | 0 | 0 | 0 | 0 | 0 | 0 | 0 | 0 | 0 | 0 | 0 | 0
|  | 2032 | 1569.9543 | [12 empty] | 2389.9186 | 2249.6926 | 2110.8912 | 2008.5573 | 1919.8987 | 1841.4966 | 1783.6076 | 1735.975 | 1688.3425 | 1640.7099 | 1593.0773 | 1545.4448 | 1497.8122 | 1450.1797 | 1402.5471 | 1354.9145 | 1307.282 | 1259.6494 | 1212.0169 | 1164.3843 | 1116.7517 | 1069.1192 | 1021.4866 | 973.8541 | 926.2215 | 878.589 | 830.9564 | 783.3238 | 735.6913 | 688.0587 | 0 | 0 | 0 | 0 | 0 | 0 | 0 | 0 | 0 | 0 | 0 | 0 | 0 | 0
|  | 2033 | 1552.1543 | [13 empty] | 2362.8219 | 2224.1858 | 2086.9581 | 1985.7844 | 1898.1311 | 1820.6179 | 1763.3852 | 1716.2927 | 1669.2002 | 1622.1077 | 1575.0152 | 1527.9227 | 1480.8302 | 1433.7377 | 1386.6452 | 1339.5526 | 1292.4601 | 1245.3676 | 1198.2751 | 1151.1826 | 1104.0901 | 1056.9976 | 1009.9051 | 962.8126 | 915.7201 | 868.6276 | 821.5351 | 774.4426 | 727.3501 | 680.2576 | 0 | 0 | 0 | 0 | 0 | 0 | 0 | 0 | 0 | 0 | 0 | 0 | 0
|  | 2034 | 1534.3543 | [14 empty] | 2335.7252 | 2198.679 | 2063.025 | 1963.0116 | 1876.3634 | 1799.7392 | 1743.1628 | 1696.6104 | 1650.0579 | 1603.5055 | 1556.953 | 1510.4006 | 1463.8481 | 1417.2956 | 1370.7432 | 1324.1907 | 1277.6383 | 1231.0858 | 1184.5334 | 1137.9809 | 1091.4285 | 1044.876 | 998.3236 | 951.7711 | 905.2187 | 858.6662 | 812.1138 | 765.5613 | 719.0089 | 672.4564 | 0 | 0 | 0 | 0 | 0 | 0 | 0 | 0 | 0 | 0 | 0 | 0
|  | 2035 | 1516.5543 | [15 empty] | 2308.6285 | 2173.1722 | 2039.0919 | 1940.2387 | 1854.5958 | 1778.8605 | 1722.9404 | 1676.928 | 1630.9156 | 1584.9032 | 1538.8908 | 1492.8784 | 1446.866 | 1400.8536 | 1354.8412 | 1308.8288 | 1262.8164 | 1216.804 | 1170.7917 | 1124.7793 | 1078.7669 | 1032.7545 | 986.7421 | 940.7297 | 894.7173 | 848.7049 | 802.6925 | 756.6801 | 710.6677 | 664.6553 | 0 | 0 | 0 | 0 | 0 | 0 | 0 | 0 | 0 | 0 | 0
|  | 2036 | 1498.7543 | [16 empty] | 2281.5319 | 2147.6654 | 2015.1588 | 1917.4659 | 1832.8281 | 1757.9817 | 1702.718 | 1657.2457 | 1611.7734 | 1566.301 | 1520.8287 | 1475.3563 | 1429.884 | 1384.4116 | 1338.9393 | 1293.4669 | 1247.9946 | 1202.5223 | 1157.0499 | 1111.5776 | 1066.1052 | 1020.6329 | 975.1605 | 929.6882 | 884.2158 | 838.7435 | 793.2712 | 747.7988 | 702.3265 | 656.8541 | 0 | 0 | 0 | 0 | 0 | 0 | 0 | 0 | 0 | 0
|  | 2037 | 1480.9543 | [17 empty] | 2254.4352 | 2122.1585 | 1991.2257 | 1894.693 | 1811.0605 | 1737.103 | 1682.4957 | 1637.5634 | 1592.6311 | 1547.6988 | 1502.7665 | 1457.8342 | 1412.9019 | 1367.9696 | 1323.0373 | 1278.105 | 1233.1728 | 1188.2405 | 1143.3082 | 1098.3759 | 1053.4436 | 1008.5113 | 963.579 | 918.6467 | 873.7144 | 828.7821 | 783.8498 | 738.9176 | 693.9853 | 649.053 | 0 | 0 | 0 | 0 | 0 | 0 | 0 | 0 | 0
|  | 2038 | 1463.1543 | [18 empty] | 2227.3385 | 2096.6517 | 1967.2926 | 1871.9202 | 1789.2929 | 1716.2243 | 1662.2733 | 1617.881 | 1573.4888 | 1529.0966 | 1484.7043 | 1440.3121 | 1395.9199 | 1351.5276 | 1307.1354 | 1262.7431 | 1218.3509 | 1173.9587 | 1129.5664 | 1085.1742 | 1040.782 | 996.3897 | 951.9975 | 907.6052 | 863.213 | 818.8208 | 774.4285 | 730.0363 | 685.6441 | 641.2518 | 0 | 0 | 0 | 0 | 0 | 0 | 0 | 0
|  | 2039 | 1445.3543 | [19 empty] | 2200.2418 | 2071.1449 | 1943.3595 | 1849.1474 | 1767.5252 | 1695.3456 | 1642.0509 | 1598.1987 | 1554.3465 | 1510.4943 | 1466.6422 | 1422.79 | 1378.9378 | 1335.0856 | 1291.2334 | 1247.3812 | 1203.5291 | 1159.6769 | 1115.8247 | 1071.9725 | 1028.1203 | 984.2681 | 940.416 | 896.5638 | 852.7116 | 808.8594 | 765.0072 | 721.155 | 677.3029 | 633.4507 | 0 | 0 | 0 | 0 | 0 | 0 | 0
|  | 2040 | 1427.5543 | [20 empty] | 2173.1451 | 2045.6381 | 1919.4264 | 1826.3745 | 1745.7576 | 1674.4668 | 1621.8285 | 1578.5164 | 1535.2043 | 1491.8921 | 1448.58 | 1405.2679 | 1361.9557 | 1318.6436 | 1275.3315 | 1232.0193 | 1188.7072 | 1145.3951 | 1102.083 | 1058.7708 | 1015.4587 | 972.1466 | 928.8344 | 885.5223 | 842.2102 | 798.898 | 755.5859 | 712.2738 | 668.9617 | 625.6495 | 0 | 0 | 0 | 0 | 0 | 0
|  | 2041 | 1412.1213 | [21 empty] | 2149.6517 | 2023.5231 | 1898.6758 | 1806.6299 | 1726.8845 | 1656.3645 | 1604.2952 | 1561.4513 | 1518.6074 | 1475.7636 | 1432.9197 | 1390.0758 | 1347.2319 | 1304.388 | 1261.5441 | 1218.7002 | 1175.8563 | 1133.0124 | 1090.1685 | 1047.3247 | 1004.4808 | 961.6369 | 918.793 | 875.9491 | 833.1052 | 790.2613 | 747.4174 | 704.5735 | 661.7296 | 618.8858 | 0 | 0 | 0 | 0 | 0
|  | 2042 | 1396.6882 | [22 empty] | 2126.1582 | 2001.4081 | 1877.9253 | 1786.8853 | 1708.0115 | 1638.2622 | 1586.7619 | 1544.3863 | 1502.0106 | 1459.635 | 1417.2593 | 1374.8837 | 1332.508 | 1290.1324 | 1247.7567 | 1205.3811 | 1163.0054 | 1120.6298 | 1078.2541 | 1035.8785 | 993.5028 | 951.1272 | 908.7515 | 866.3759 | 824.0002 | 781.6246 | 739.2489 | 696.8733 | 654.4976 | 612.122 | 0 | 0 | 0 | 0
|  | 2043 | 1381.2552 | 2043: 2102.6647; 2044: 1979.2931; 2045: 1857.1747; 2046: 1767.1408; 2047: 1689.1384; 2048: 1620.1598; 2049: 1569.2287; 2050: 1527.3213; 2051: 1485.4138; 2052: 1443.5064; 2053: 1401.599; 2054: 1359.6916; 2055: 1317.7842; 2056: 1275.8768; 2057: 1233.9694; 2058: 1192.062; 2059: 1150.1545; 2060: 1108.2471; 2061: 1066.3397; 2062: 1024.4323; 2063: 982.5249; 2064: 940.6175; 2065: 898.7101; 2066: 856.8027; 2067: 814.8953; 2068: 772.9878; 2069: 731.0804; 2070: 689.173; 2071: 647.2656; 2072: 605.3582; 2073: 0; 2074: 0; 2075: 0
|  | 2044 | 1365.8222 | 2044: 2079.1713; 2045: 1957.1781; 2046: 1836.4242; 2047: 1747.3962; 2048: 1670.2654; 2049: 1602.0575; 2050: 1551.6954; 2051: 1510.2562; 2052: 1468.817; 2053: 1427.3779; 2054: 1385.9387; 2055: 1344.4995; 2056: 1303.0603; 2057: 1261.6212; 2058: 1220.182; 2059: 1178.7428; 2060: 1137.3037; 2061: 1095.8645; 2062: 1054.4253; 2063: 1012.9861; 2064: 971.547; 2065: 930.1078; 2066: 888.6686; 2067: 847.2295; 2068: 805.7903; 2069: 764.3511; 2070: 722.9119; 2071: 681.4728; 2072: 640.0336; 2073: 598.5944; 2074: 0; 2075: 0
|  | 2045 | 1350.3892 | 2045: 2055.6778; 2046: 1935.0631; 2047: 1815.6736; 2048: 1727.6516; 2049: 1651.3923; 2050: 1583.9551; 2051: 1534.1621; 2052: 1493.1912; 2053: 1452.2202; 2054: 1411.2493; 2055: 1370.2784; 2056: 1329.3074; 2057: 1288.3365; 2058: 1247.3656; 2059: 1206.3946; 2060: 1165.4237; 2061: 1124.4528; 2062: 1083.4818; 2063: 1042.5109; 2064: 1001.54; 2065: 960.569; 2066: 919.5981; 2067: 878.6272; 2068: 837.6562; 2069: 796.6853; 2070: 755.7144; 2071: 714.7434; 2072: 673.7725; 2073: 632.8016; 2074: 591.8306; 2075: 0 | 0 | 0 | 0 | 0
|  | 2046 | 1334.9562 | 2046: 2032.1844; 2047: 1912.9481; 2048: 1794.9231; 2049: 1707.907; 2050: 1632.5193; 2051: 1565.8528; 2052: 1516.6288; 2053: 1476.1261; 2054: 1435.6234; 2055: 1395.1207; 2056: 1354.618; 2057: 1314.1154; 2058: 1273.6127; 2059: 1233.11; 2060: 1192.6073; 2061: 1152.1046; 2062: 1111.6019; 2063: 1071.0992; 2064: 1030.5965; 2065: 990.0938; 2066: 949.5911; 2067: 909.0884; 2068: 868.5857; 2069: 828.083; 2070: 787.5803; 2071: 747.0776; 2072: 706.5749; 2073: 666.0722; 2074: 625.5696; 2075: 585.0669 | 0 | 0 | 0 | 0
|  | 2047 | 1319.5232 | 2047: 2008.6909; 2048: 1890.8331; 2049: 1774.1725; 2050: 1688.1624; 2051: 1613.6462; 2052: 1547.7504; 2053: 1499.0955; 2054: 1459.0611; 2055: 1419.0266; 2056: 1378.9922; 2057: 1338.9577; 2058: 1298.9233; 2059: 1258.8888; 2060: 1218.8544; 2061: 1178.8199; 2062: 1138.7854; 2063: 1098.751; 2064: 1058.7165; 2065: 1018.6821; 2066: 978.6476; 2067: 938.6132; 2068: 898.5787; 2069: 858.5443; 2070: 818.5098; 2071: 778.4754; 2072: 738.4409; 2073: 698.4064; 2074: 658.372; 2075: 618.3375 | 578.3031 | 0 | 0 | 0
|  | 2048 | 1304.0901 | 2048: 1985.1974; 2049: 1868.7181; 2050: 1753.422; 2051: 1668.4178; 2052: 1594.7731; 2053: 1529.6481; 2054: 1481.5623; 2055: 1441.996; 2056: 1402.4298; 2057: 1362.8636; 2058: 1323.2974; 2059: 1283.7312; 2060: 1244.165; 2061: 1204.5988; 2062: 1165.0325; 2063: 1125.4663; 2064: 1085.9001; 2065: 1046.3339; 2066: 1006.7677; 2067: 967.2015; 2068: 927.6352; 2069: 888.069; 2070: 848.5028; 2071: 808.9366; 2072: 769.3704; 2073: 729.8042; 2074: 690.2379; 2075: 650.6717 | 611.1055 | 571.5393 | 0 | 0
|  | 2049 | 1288.6571 | 2049: 1961.704; 2050: 1846.603; 2051: 1732.6714; 2052: 1648.6732; 2053: 1575.9001; 2054: 1511.5457; 2055: 1464.029; 2056: 1424.931; 2057: 1385.833; 2058: 1346.7351; 2059: 1307.6371; 2060: 1268.5391; 2061: 1229.4411; 2062: 1190.3431; 2063: 1151.2452; 2064: 1112.1472; 2065: 1073.0492; 2066: 1033.9512; 2067: 994.8533; 2068: 955.7553; 2069: 916.6573; 2070: 877.5593; 2071: 838.4614; 2072: 799.3634; 2073: 760.2654; 2074: 721.1674; 2075: 682.0695 | 642.9715 | 603.8735 | 564.7755 | 0
|  | 2050 | 1273.2241 | 2050: 1938.2105; 2051: 1824.488; 2052: 1711.9208; 2053: 1628.9286; 2054: 1557.027; 2055: 1493.4434; 2056: 1446.4957; 2057: 1407.866; 2058: 1369.2362; 2059: 1330.6065; 2060: 1291.9767; 2061: 1253.347; 2062: 1214.7173; 2063: 1176.0875; 2064: 1137.4578; 2065: 1098.8281; 2066: 1060.1983; 2067: 1021.5686; 2068: 982.9389; 2069: 944.3091; 2070: 905.6794; 2071: 867.0496; 2072: 828.4199; 2073: 789.7902; 2074: 751.1604; 2075: 712.5307 | 673.901 | 635.2712 | 596.6415 | 558.0117
|  | Annual Change (%) |  | 0% | -1.845% | -2.03% | -2.072% | -2.116% | -2.162% | -2.209% | -2.259% | -2.311% | -2.366% | -2.423% | -1.109% | -1.121% | -1.134% | -1.147% | -1.16% | -1.174% | -1.188% | -1.202% | -1.217% | -1.232% | -1.081% | -1.093% | -1.105% | -1.117% | -1.13% | -1.143% | -1.156% | -1.17% | -1.183% | -1.198% | 0% | 0% | 0% | 0% | 0% | 0% | 0% | 0% | 0% | 0% | 0% | 0% | 0% | 0% | 0% | 0% | 0% | 0% | 0% | 0% | 0% | 0% | 0% | 0% | 0%
|  | Levelized Capital Cost ($/MW-wk) |  | 2001.3775 | 1964.4429 | 1924.5664 | 1884.6899 | 1844.8134 | 1804.9369 | 1765.0604 | 1725.1838 | 1685.3073 | 1645.4308 | 1605.5543 | 1587.7543 | 1569.9543 | 1552.1543 | 1534.3543 | 1516.5543 | 1498.7543 | 1480.9543 | 1463.1543 | 1445.3543 | 1427.5543 | 1412.1213 | 1396.6882 | 1381.2552 | 1365.8222 | 1350.3892 | 1334.9562 | 1319.5232 | 1304.0901 | 1288.6571 | 1273.2241 | 1273.2241 | 1273.2241 | 1273.2241 | 1273.2241 | 1273.2241 | 1273.2241 | 1273.2241 | 1273.2241 | 1273.2241 | 1273.2241 | 1273.2241 | 1273.2241 | 1273.2241 | 1273.2241 | 1273.2241 | 1273.2241 | 1273.2241 | 1273.2241 | 1273.2241 | 1273.2241 | 1273.2241 | 1273.2241 | 1273.2241 | 1273.2241 | 1273.2241
|  | Economic Life | 30
|  | check s/b 0 | 0
itc
Revenue Requirement by vintage year
2012 $/MW-wk
| Aurora Input |  | Levelized Cost | 2020 | 2021 | 2022 | 2023 | 2024 | 2025 | 2026 | 2027 | 2028 | 2029 | 2030 | 2031 | 2032 | 2033 | 2034 | 2035 | 2036 | 2037 | 2038 | 2039 | 2040 | 2041 | 2042 | 2043 | 2044 | 2045 | 2046 | Levelized | 2047 | 2048 | 2049 | 2050 | 2051 | 2052 | 2053 | 2054 | 2055 | 2056 | 2057 | 2058 | 2059 | 2060 | 2061 | 2062 | 2063 | 2064 | 2065 | 2066 | 2067 | 2068 | 2069 | 2070 | 2071 | 2072 | 2073 | 2074 | 2075 | 2076 | 2077 | 2078 | 2079
|  | 2020 | 2034.4166 | 3046.6679 | 2867.9078 | 2690.9638 | 2560.5085 | 2447.4866 | 2347.5397 | 2273.7427 | 2213.0207 | 2152.2987 | 2091.5768 | 2030.8548 | 1970.1328 | 1909.4108 | 1848.6888 | 1787.9669 | 1727.2449 | 1666.5229 | 1605.8009 | 1545.0789 | 1484.357 | 1423.635 | 1362.913 | 1302.191 | 1241.469 | 1180.7471 | 1120.0251 | 1059.3031 | 2675.826 | 998.5811 | 937.8591 | 877.1372 | 0 | 0 | 0 | 0 | 0 | 0 | 0 | 0 | 0 | 0 | 0 | 0 | 0 | 0 | 0 | 0 | 0 | 0 | 0 | 0 | 0 | 0 | 0 | 0 | 0 | 0 | 0 | 0 | 0 | 0
|  | 2021 | 2020.0885 |  | 3046.6679 | 2867.9078 | 2690.9638 | 2560.5085 | 2447.4866 | 2347.5397 | 2273.7427 | 2213.0207 | 2152.2987 | 2091.5768 | 2030.8548 | 1970.1328 | 1909.4108 | 1848.6888 | 1787.9669 | 1727.2449 | 1666.5229 | 1605.8009 | 1545.0789 | 1484.357 | 1423.635 | 1362.913 | 1302.191 | 1241.469 | 1180.7471 | 1120.0251 | 1864.3819 | 1059.3031 | 998.5811 | 937.8591 | 877.1372 | 0 | 0 | 0 | 0 | 0 | 0 | 0 | 0 | 0 | 0 | 0 | 0 | 0 | 0 | 0 | 0 | 0 | 0 | 0 | 0 | 0 | 0 | 0 | 0 | 0 | 0 | 0 | 0 | 0
|  | 2022 | 2030.635 |  |  | 3046.6679 | 2867.9078 | 2690.9638 | 2560.5085 | 2447.4866 | 2347.5397 | 2273.7427 | 2213.0207 | 2152.2987 | 2091.5768 | 2030.8548 | 1970.1328 | 1909.4108 | 1848.6888 | 1787.9669 | 1727.2449 | 1666.5229 | 1605.8009 | 1545.0789 | 1484.357 | 1423.635 | 1362.913 | 1302.191 | 1241.469 | 1180.7471 | 2359.318 | 1120.0251 | 1059.3031 | 998.5811 | 937.8591 | 877.1372 | 0 | 0 | 0 | 0 | 0 | 0 | 0 | 0 | 0 | 0 | 0 | 0 | 0 | 0 | 0 | 0 | 0 | 0 | 0 | 0 | 0 | 0 | 0 | 0 | 0 | 0 | 0 | 0
|  | 2023 | 2004.5428 |  |  |  | 2990.4429 | 2814.9818 | 2641.3031 | 2513.2554 | 2402.3192 | 2304.2168 | 2231.7817 | 2172.1803 | 2112.5789 | 2052.9776 | 1993.3762 | 1933.7748 | 1874.1734 | 1814.572 | 1754.9707 | 1695.3693 | 1635.7679 | 1576.1665 | 1516.5651 | 1456.9637 | 1397.3624 | 1337.761 | 1278.1596 | 1218.5582 | 2811.9796 | 1158.9568 | 1099.3555 | 1039.7541 | 980.1527 | 920.5513 | 860.9499 | 0 | 0 | 0 | 0 | 0 | 0 | 0 | 0 | 0 | 0 | 0 | 0 | 0 | 0 | 0 | 0 | 0 | 0 | 0 | 0 | 0 | 0 | 0 | 0 | 0 | 0 | 0
|  | 2024 | 1976.0812 |  |  |  |  | 2929.7394 | 2757.84 | 2587.6869 | 2462.2384 | 2353.5542 | 2257.4431 | 2186.4784 | 2128.0869 | 2069.6954 | 2011.3039 | 1952.9123 | 1894.5208 | 1836.1293 | 1777.7378 | 1719.3462 | 1660.9547 | 1602.5632 | 1544.1717 | 1485.7802 | 1427.3886 | 1368.9971 | 1310.6056 | 1252.2141 | 3250.7967 | 1193.8225 | 1135.431 | 1077.0395 | 1018.648 | 960.2564 | 901.8649 | 843.4734 | 0 | 0 | 0 | 0 | 0 | 0 | 0 | 0 | 0 | 0 | 0 | 0 | 0 | 0 | 0 | 0 | 0 | 0 | 0 | 0 | 0 | 0 | 0 | 0 | 0 | 0
|  | 2025 | 1921.4925 | [5 empty] | 2869.036 | 2700.6983 | 2534.0707 | 2411.2215 | 2304.7892 | 2210.6695 | 2141.1752 | 2083.9935 | 2026.8118 | 1969.6302 | 1912.4485 | 1855.2668 | 1798.0852 | 1740.9035 | 1683.7218 | 1626.5402 | 1569.3585 | 1512.1768 | 1454.9952 | 1397.8135 | 1340.6318 | 1283.4502 | 2503.3993 | 1226.2685 | 1169.0868 | 1111.9052 | 1054.7235 | 997.5418 | 940.3602 | 883.1785 | 825.9968 | 0 | 0 | 0 | 0 | 0 | 0 | 0 | 0 | 0 | 0 | 0 | 0 | 0 | 0 | 0 | 0 | 0 | 0 | 0 | 0 | 0 | 0 | 0 | 0 | 0
|  | 2026 | 1874.4639 | [6 empty] | 2808.3326 | 2643.5566 | 2480.4545 | 2360.2046 | 2256.0241 | 2163.8959 | 2095.8719 | 2039.9001 | 1983.9283 | 1927.9565 | 1871.9847 | 1816.0129 | 1760.0411 | 1704.0692 | 1648.0974 | 1592.1256 | 1536.1538 | 1480.182 | 1424.2102 | 1368.2384 | 1312.2666 | 2132.7887 | 1256.2948 | 1200.323 | 1144.3512 | 1088.3793 | 1032.4075 | 976.4357 | 920.4639 | 864.4921 | 808.5203 | 0 | 0 | 0 | 0 | 0 | 0 | 0 | 0 | 0 | 0 | 0 | 0 | 0 | 0 | 0 | 0 | 0 | 0 | 0 | 0 | 0 | 0 | 0 | 0
|  | 2027 | 1812.2861 | [7 empty] | 2747.6291 | 2586.4149 | 2426.8383 | 2309.1876 | 2207.2591 | 2117.1222 | 2050.5686 | 1995.8067 | 1941.0447 | 1886.2828 | 1831.5208 | 1776.7589 | 1721.9969 | 1667.235 | 1612.473 | 1557.7111 | 1502.9491 | 1448.1872 | 1393.4252 | 1338.6633 | 1178.985 | 1283.9013 | 1229.1394 | 1174.3774 | 1119.6155 | 1064.8535 | 1010.0916 | 955.3296 | 900.5677 | 845.8057 | 791.0438 | 0 | 0 | 0 | 0 | 0 | 0 | 0 | 0 | 0 | 0 | 0 | 0 | 0 | 0 | 0 | 0 | 0 | 0 | 0 | 0 | 0 | 0 | 0
|  | 2028 | 1776.1144 | [8 empty] | 2686.9257 | 2529.2731 | 2373.2221 | 2258.1707 | 2158.4941 | 2070.3486 | 2005.2654 | 1951.7133 | 1898.1612 | 1844.6091 | 1791.057 | 1737.5049 | 1683.9528 | 1630.4007 | 1576.8486 | 1523.2965 | 1469.7444 | 1416.1923 | 1362.6402 | 1309.0882 | 1309.0882 | 1255.5361 | 1201.984 | 1148.4319 | 1094.8798 | 1041.3277 | 987.7756 | 934.2235 | 880.6714 | 827.1193 | 773.5672 | 0 | 0 | 0 | 0 | 0 | 0 | 0 | 0 | 0 | 0 | 0 | 0 | 0 | 0 | 0 | 0 | 0 | 0 | 0 | 0 | 0 | 0
|  | 2029 | 1736.65 | [9 empty] | 2626.2223 | 2472.1314 | 2319.6059 | 2207.1538 | 2109.7291 | 2023.575 | 1959.9621 | 1907.6199 | 1855.2777 | 1802.9354 | 1750.5932 | 1698.2509 | 1645.9087 | 1593.5665 | 1541.2242 | 1488.882 | 1436.5397 | 1384.1975 | 1306.235 | 1331.8553 | 1279.513 | 1227.1708 | 1174.8286 | 1122.4863 | 1070.1441 | 1017.8018 | 965.4596 | 913.1174 | 860.7751 | 808.4329 | 756.0907 | 0 | 0 | 0 | 0 | 0 | 0 | 0 | 0 | 0 | 0 | 0 | 0 | 0 | 0 | 0 | 0 | 0 | 0 | 0 | 0 | 0
|  | 2030 | 1697.1638 | [10 empty] | 2565.5188 | 2414.9897 | 2265.9897 | 2156.1368 | 2060.964 | 1976.8013 | 1914.6589 | 1863.5265 | 1812.3941 | 1761.2617 | 1710.1293 | 1658.997 | 1607.8646 | 1556.7322 | 1505.5998 | 1454.4674 | 1403.3351 | 1302.505 | 1352.2027 | 1301.0703 | 1249.9379 | 1198.8055 | 1147.6732 | 1096.5408 | 1045.4084 | 994.276 | 943.1436 | 892.0113 | 840.8789 | 789.7465 | 738.6141 | 0 | 0 | 0 | 0 | 0 | 0 | 0 | 0 | 0 | 0 | 0 | 0 | 0 | 0 | 0 | 0 | 0 | 0 | 0 | 0
|  | 2031 | 1657.6553 | [11 empty] | 2504.8154 | 2357.848 | 2212.3735 | 2105.1199 | 2012.199 | 1930.0277 | 1869.3556 | 1819.4331 | 1769.5106 | 1719.588 | 1669.6655 | 1619.743 | 1569.8205 | 1519.8979 | 1469.9754 | 1420.0529 | 1297.8725 | 1370.1304 | 1320.2078 | 1270.2853 | 1220.3628 | 1170.4403 | 1120.5178 | 1070.5952 | 1020.6727 | 970.7502 | 920.8277 | 870.9051 | 820.9826 | 771.0601 | 721.1376 | 0 | 0 | 0 | 0 | 0 | 0 | 0 | 0 | 0 | 0 | 0 | 0 | 0 | 0 | 0 | 0 | 0 | 0 | 0
|  | 2032 | 1618.1238 | [12 empty] | 2444.112 | 2300.7062 | 2158.7574 | 2054.1029 | 1963.434 | 1883.2541 | 1824.0523 | 1775.3397 | 1726.627 | 1677.9143 | 1629.2017 | 1580.489 | 1531.7763 | 1483.0637 | 1434.351 | 1292.3116 | 1385.6383 | 1336.9257 | 1288.213 | 1239.5003 | 1190.7877 | 1142.075 | 1093.3623 | 1044.6497 | 995.937 | 947.2243 | 898.5117 | 849.799 | 801.0863 | 752.3737 | 703.661 | 0 | 0 | 0 | 0 | 0 | 0 | 0 | 0 | 0 | 0 | 0 | 0 | 0 | 0 | 0 | 0 | 0 | 0
|  | 2033 | 1600.8269 | [13 empty] | 2417.0153 | 2275.1994 | 2134.8243 | 2031.3301 | 1941.6663 | 1862.3754 | 1803.83 | 1755.6573 | 1707.4847 | 1659.3121 | 1611.1395 | 1562.9669 | 1514.7943 | 1466.6217 | 1303.9264 | 1418.4491 | 1370.2764 | 1322.1038 | 1273.9312 | 1225.7586 | 1177.586 | 1129.4134 | 1081.2408 | 1033.0682 | 984.8955 | 936.7229 | 888.5503 | 840.3777 | 792.2051 | 744.0325 | 695.8599 | 0 | 0 | 0 | 0 | 0 | 0 | 0 | 0 | 0 | 0 | 0 | 0 | 0 | 0 | 0 | 0 | 0
|  | 2034 | 1583.5238 | [14 empty] | 2389.9186 | 2249.6926 | 2110.8912 | 2008.5573 | 1919.8987 | 1841.4966 | 1783.6076 | 1735.975 | 1688.3425 | 1640.7099 | 1593.0773 | 1545.4448 | 1497.8122 | 1315.2917 | 1450.1797 | 1402.5471 | 1354.9145 | 1307.282 | 1259.6494 | 1212.0169 | 1164.3843 | 1116.7517 | 1069.1192 | 1021.4866 | 973.8541 | 926.2215 | 878.589 | 830.9564 | 783.3238 | 735.6913 | 688.0587 | 0 | 0 | 0 | 0 | 0 | 0 | 0 | 0 | 0 | 0 | 0 | 0 | 0 | 0 | 0 | 0
|  | 2035 | 1566.2143 | [15 empty] | 2362.8219 | 2224.1858 | 2086.9581 | 1985.7844 | 1898.1311 | 1820.6179 | 1763.3852 | 1716.2927 | 1669.2002 | 1622.1077 | 1575.0152 | 1527.9227 | 1326.3954 | 1480.8302 | 1433.7377 | 1386.6452 | 1339.5526 | 1292.4601 | 1245.3676 | 1198.2751 | 1151.1826 | 1104.0901 | 1056.9976 | 1009.9051 | 962.8126 | 915.7201 | 868.6276 | 821.5351 | 774.4426 | 727.3501 | 680.2576 | 0 | 0 | 0 | 0 | 0 | 0 | 0 | 0 | 0 | 0 | 0 | 0 | 0 | 0 | 0
|  | 2036 | 1548.898 | [16 empty] | 2335.7252 | 2198.679 | 2063.025 | 1963.0116 | 1876.3634 | 1799.7392 | 1743.1628 | 1696.6104 | 1650.0579 | 1603.5055 | 1556.953 | 1337.2253 | 1510.4006 | 1463.8481 | 1417.2956 | 1370.7432 | 1324.1907 | 1277.6383 | 1231.0858 | 1184.5334 | 1137.9809 | 1091.4285 | 1044.876 | 998.3236 | 951.7711 | 905.2187 | 858.6662 | 812.1138 | 765.5613 | 719.0089 | 672.4564 | 0 | 0 | 0 | 0 | 0 | 0 | 0 | 0 | 0 | 0 | 0 | 0 | 0 | 0
|  | 2037 | 1531.5746 | [17 empty] | 2308.6285 | 2173.1722 | 2039.0919 | 1940.2387 | 1854.5958 | 1778.8605 | 1722.9404 | 1676.928 | 1630.9156 | 1584.9032 | 1347.7693 | 1538.8908 | 1492.8784 | 1446.866 | 1400.8536 | 1354.8412 | 1308.8288 | 1262.8164 | 1216.804 | 1170.7917 | 1124.7793 | 1078.7669 | 1032.7545 | 986.7421 | 940.7297 | 894.7173 | 848.7049 | 802.6925 | 756.6801 | 710.6677 | 664.6553 | 0 | 0 | 0 | 0 | 0 | 0 | 0 | 0 | 0 | 0 | 0 | 0 | 0
|  | 2038 | 1514.2438 | [18 empty] | 2281.5319 | 2147.6654 | 2015.1588 | 1917.4659 | 1832.8281 | 1757.9817 | 1702.718 | 1657.2457 | 1611.7734 | 1358.015 | 1566.301 | 1520.8287 | 1475.3563 | 1429.884 | 1384.4116 | 1338.9393 | 1293.4669 | 1247.9946 | 1202.5223 | 1157.0499 | 1111.5776 | 1066.1052 | 1020.6329 | 975.1605 | 929.6882 | 884.2158 | 838.7435 | 793.2712 | 747.7988 | 702.3265 | 656.8541 | 0 | 0 | 0 | 0 | 0 | 0 | 0 | 0 | 0 | 0 | 0 | 0
|  | 2039 | 1496.9053 | [19 empty] | 2254.4352 | 2122.1585 | 1991.2257 | 1894.693 | 1811.0605 | 1737.103 | 1682.4957 | 1637.5634 | 1367.9503 | 1592.6311 | 1547.6988 | 1502.7665 | 1457.8342 | 1412.9019 | 1367.9696 | 1323.0373 | 1278.105 | 1233.1728 | 1188.2405 | 1143.3082 | 1098.3759 | 1053.4436 | 1008.5113 | 963.579 | 918.6467 | 873.7144 | 828.7821 | 783.8498 | 738.9176 | 693.9853 | 649.053 | 0 | 0 | 0 | 0 | 0 | 0 | 0 | 0 | 0 | 0 | 0
|  | 2040 | 1479.5589 | [20 empty] | 2227.3385 | 2096.6517 | 1967.2926 | 1871.9202 | 1789.2929 | 1716.2243 | 1662.2733 | 1377.5627 | 1617.881 | 1573.4888 | 1529.0966 | 1484.7043 | 1440.3121 | 1395.9199 | 1351.5276 | 1307.1354 | 1262.7431 | 1218.3509 | 1173.9587 | 1129.5664 | 1085.1742 | 1040.782 | 996.3897 | 951.9975 | 907.6052 | 863.213 | 818.8208 | 774.4285 | 730.0363 | 685.6441 | 641.2518 | 0 | 0 | 0 | 0 | 0 | 0 | 0 | 0 | 0 | 0
|  | 2041 | 1462.2041 | [21 empty] | 2200.2418 | 2071.1449 | 1943.3595 | 1849.1474 | 1767.5252 | 1695.3456 | 1386.8397 | 1642.0509 | 1598.1987 | 1554.3465 | 1510.4943 | 1466.6422 | 1422.79 | 1378.9378 | 1335.0856 | 1291.2334 | 1247.3812 | 1203.5291 | 1159.6769 | 1115.8247 | 1071.9725 | 1028.1203 | 984.2681 | 940.416 | 896.5638 | 852.7116 | 808.8594 | 765.0072 | 721.155 | 677.3029 | 633.4507 | 0 | 0 | 0 | 0 | 0 | 0 | 0 | 0 | 0
|  | 2042 | 1444.8611 | [22 empty] | 2173.1451 | 2045.6381 | 1919.4264 | 1826.3745 | 1745.7576 | 1396.5903 | 1674.4668 | 1621.8285 | 1578.5164 | 1535.2043 | 1491.8921 | 1448.58 | 1405.2679 | 1361.9557 | 1318.6436 | 1275.3315 | 1232.0193 | 1188.7072 | 1145.3951 | 1102.083 | 1058.7708 | 1015.4587 | 972.1466 | 928.8344 | 885.5223 | 842.2102 | 798.898 | 755.5859 | 712.2738 | 668.9617 | 625.6495 | 0 | 0 | 0 | 0 | 0 | 0 | 0 | 0
|  | 2043 | 1429.9604 | [23 empty] | 2149.6517 | 2023.5231 | 1898.6758 | 1806.6299 | 1410.5441 | 1726.8845 | 1656.3645 | 1604.2952 | 1561.4513 | 1518.6074 | 1475.7636 | 1432.9197 | 1390.0758 | 1347.2319 | 1304.388 | 1261.5441 | 1218.7002 | 1175.8563 | 1133.0124 | 1090.1685 | 1047.3247 | 1004.4808 | 961.6369 | 918.793 | 875.9491 | 833.1052 | 790.2613 | 747.4174 | 704.5735 | 661.7296 | 618.8858 | 0 | 0 | 0 | 0 | 0 | 0 | 0
|  | 2044 | 1415.115 | [24 empty] | 2126.1582 | 2001.4081 | 1877.9253 | 1426.7252 | 1786.8853 | 1708.0115 | 1638.2622 | 1586.7619 | 1544.3863 | 1502.0106 | 1459.635 | 1417.2593 | 1374.8837 | 1332.508 | 1290.1324 | 1247.7567 | 1205.3811 | 1163.0054 | 1120.6298 | 1078.2541 | 1035.8785 | 993.5028 | 951.1272 | 908.7515 | 866.3759 | 824.0002 | 781.6246 | 739.2489 | 696.8733 | 654.4976 | 612.122 | 0 | 0 | 0 | 0 | 0 | 0
|  | 2045 | 1400.3358 | [25 empty] | 2102.6647 | 1979.2931 | 1445.5842 | 1857.1747 | 1767.1408 | 1689.1384 | 1620.1598 | 1569.2287 | 1527.3213 | 1485.4138 | 1443.5064 | 1401.599 | 1359.6916 | 1317.7842 | 1275.8768 | 1233.9694 | 1192.062 | 1150.1545 | 1108.2471 | 1066.3397 | 1024.4323 | 982.5249 | 940.6175 | 898.7101 | 856.8027 | 814.8953 | 772.9878 | 731.0804 | 689.173 | 647.2656 | 605.3582 | 0 | 0 | 0 | 0 | 0
|  | 2046 | 1385.6682 | [26 empty] | 2079.1713 | 1468.9458 | 1957.1781 | 1836.4242 | 1747.3962 | 1670.2654 | 1602.0575 | 1551.6954 | 1510.2562 | 1468.817 | 1427.3779 | 1385.9387 | 1344.4995 | 1303.0603 | 1261.6212 | 1220.182 | 1178.7428 | 1137.3037 | 1095.8645 | 1054.4253 | 1012.9861 | 971.547 | 930.1078 | 888.6686 | 847.2295 | 805.7903 | 764.3511 | 722.9119 | 681.4728 | 640.0336 | 598.5944 | 0 | 0 | 0 | 0
|  | 2047 | 1371.0933 | [27 empty] | 1496.0498 | 2055.6778 | 1935.0631 | 1815.6736 | 1727.6516 | 1651.3923 | 1583.9551 | 1534.1621 | 1493.1912 | 1452.2202 | 1411.2493 | 1370.2784 | 1329.3074 | 1288.3365 | 1247.3656 | 1206.3946 | 1165.4237 | 1124.4528 | 1083.4818 | 1042.5109 | 1001.54 | 960.569 | 919.5981 | 878.6272 | 837.6562 | 796.6853 | 755.7144 | 714.7434 | 673.7725 | 632.8016 | 591.8306 | 0 | 0 | 0
|  | 2048 | 1325.0364 | [27 empty] | 1478.9521 |  | 2032.1844 | 1912.9481 | 1794.9231 | 1707.907 | 1632.5193 | 1565.8528 | 1516.6288 | 1476.1261 | 1435.6234 | 1395.1207 | 1354.618 | 1314.1154 | 1273.6127 | 1233.11 | 1192.6073 | 1152.1046 | 1111.6019 | 1071.0992 | 1030.5965 | 990.0938 | 949.5911 | 909.0884 | 868.5857 | 828.083 | 787.5803 | 747.0776 | 706.5749 | 666.0722 | 625.5696 | 585.0669 | 0 | 0
|  | 2049 | 1309.7181 | [27 empty] | 1461.8543 |  |  | 2008.6909 | 1890.8331 | 1774.1725 | 1688.1624 | 1613.6462 | 1547.7504 | 1499.0955 | 1459.0611 | 1419.0266 | 1378.9922 | 1338.9577 | 1298.9233 | 1258.8888 | 1218.8544 | 1178.8199 | 1138.7854 | 1098.751 | 1058.7165 | 1018.6821 | 978.6476 | 938.6132 | 898.5787 | 858.5443 | 818.5098 | 778.4754 | 738.4409 | 698.4064 | 658.372 | 618.3375 | 578.3031 | 0
|  | 2050 | 1294.3997 | [27 empty] | 1444.7566 |  |  |  | 1985.1974 | 1868.7181 | 1753.422 | 1668.4178 | 1594.7731 | 1529.6481 | 1481.5623 | 1441.996 | 1402.4298 | 1362.8636 | 1323.2974 | 1283.7312 | 1244.165 | 1204.5988 | 1165.0325 | 1125.4663 | 1085.9001 | 1046.3339 | 1006.7677 | 967.2015 | 927.6352 | 888.069 | 848.5028 | 808.9366 | 769.3704 | 729.8042 | 690.2379 | 650.6717 | 611.1055 | 571.5393
|  |  |  | 30% | 30% | 30% | 30% | 26% | 22% | 10% | 10% | 10% | 10% | 10% | 10% | 10% | 10% | 10% | 10% | 10% | 10% | 10% | 10% | 10% | 10% | 10% | 10% | 10% | 10% | 10% | 10% | 10% | 10% | 10% | 10% | 10% | 10% | 10% | 10% | 10% | 10% | 10% | 10% | 10% | 10% | 10% | 10% | 10% | 10% | 10% | 10% | 10% | 10% | 10% | 10% | 10% | 10% | 10% | 10%
ITC
| 2020-2023 | 30% |  | 164971.3809 | [27 empty] | 2064: 0; 2065: 0; 2066: 0; 2067: 0; 2068: 0; 2069: 0; 2070: 0; 2071: 0; 2072: 0
| 2024 | 26% |  | 142975.1968 | [27 empty] | 2056: 0; 2057: 0; 2058: 0; 2059: 0; 2060: 0; 2061: 0; 2062: 0; 2063: 0; 2064: 0; 2065: 0; 2066: 0; 2067: 0; 2068: 0; 2069: 0; 2070: 0; 2071: 0; 2072: 0; 2073: 0; 2074: 0
| 2025 | 22% |  | 120979.0127 | [27 empty] | 2056: 0; 2057: 0; 2058: 0; 2059: 0; 2060: 0; 2061: 0; 2062: 0; 2063: 0; 2064: 0; 2065: 0; 2066: 0; 2067: 0; 2068: 0; 2069: 0; 2070: 0; 2071: 0; 2072: 0; 2073: 0; 2074: 0
| Start 2026 | 10% |  | 54990.4603 | [27 empty] | 2056: 0; 2057: 0; 2058: 0; 2059: 0; 2060: 0; 2061: 0; 2062: 0; 2063: 0; 2064: 0; 2065: 0; 2066: 0; 2067: 0; 2068: 0; 2069: 0; 2070: 0; 2071: 0; 2072: 0; 2073: 0; 2074: 0
[41 empty] | 0 | 0 | 0 | 0 | 0 | 0 | 0 | 0 | 0 | 0 | 0 | 0 | 0 | 0 | 0 | 0 | 0 | 0 | 0
[41 empty] | 0 | 0 | 0 | 0 | 0 | 0 | 0 | 0 | 0 | 0 | 0 | 0 | 0 | 0 | 0 | 0 | 0 | 0 | 0
Amortization
|  | 30% |  | 8248.569 | 8248.569 | 8248.569 | 8248.569 | 8248.569 | 8248.569 | 8248.569 | 8248.569 | 8248.569 | 8248.569 | 8248.569 | 8248.569 | 8248.569 | 8248.569 | 8248.569 | 8248.569 | 8248.569 | 8248.569 | 8248.569 | 8248.569 | 8248.569 | 8248.569 | 8248.569 | 8248.569 | 8248.569 | 8248.569 | 8248.569 | 8248.569 | 8248.569 | 8248.569 | 8248.569 | 8248.569 | 8248.569 | 8248.569 | 8248.569 | 8248.569 | 8248.569 | 8248.569 | 8248.569 | 8248.569 | 8248.569 | 8248.569 | 8248.569 | 8248.569 | 8248.569 | 8248.569 | 8248.569 | 8248.569 | 8248.569 | 8248.569 | 8248.569 | 8248.569 | 8248.569 | 8248.569 | 8248.569 | 8248.569
|  | 26% |  | 7148.7598 | 7148.7598 | 7148.7598 | 7148.7598 | 7148.7598 | 7148.7598 | 7148.7598 | 7148.7598 | 7148.7598 | 7148.7598 | 7148.7598 | 7148.7598 | 7148.7598 | 7148.7598 | 7148.7598 | 7148.7598 | 7148.7598 | 7148.7598 | 7148.7598 | 7148.7598 | 7148.7598 | 7148.7598 | 7148.7598 | 7148.7598 | 7148.7598 | 7148.7598 | 7148.7598 | 7148.7598 | 7148.7598 | 7148.7598 | 7148.7598 | 7148.7598 | 7148.7598 | 7148.7598 | 7148.7598 | 7148.7598 | 7148.7598 | 7148.7598 | 7148.7598 | 7148.7598 | 7148.7598 | 7148.7598 | 7148.7598 | 7148.7598 | 7148.7598 | 7148.7598 | 7148.7598 | 7148.7598 | 7148.7598 | 7148.7598 | 7148.7598 | 7148.7598 | 7148.7598 | 7148.7598 | 7148.7598 | 7148.7598
|  | 22% |  | 6048.9506 | 6048.9506 | 6048.9506 | 6048.9506 | 6048.9506 | 6048.9506 | 6048.9506 | 6048.9506 | 6048.9506 | 6048.9506 | 6048.9506 | 6048.9506 | 6048.9506 | 6048.9506 | 6048.9506 | 6048.9506 | 6048.9506 | 6048.9506 | 6048.9506 | 6048.9506 | 6048.9506 | 6048.9506 | 6048.9506 | 6048.9506 | 6048.9506 | 6048.9506 | 6048.9506 | 6048.9506 | 6048.9506 | 6048.9506 | 6048.9506 | 6048.9506 | 6048.9506 | 6048.9506 | 6048.9506 | 6048.9506 | 6048.9506 | 6048.9506 | 6048.9506 | 6048.9506 | 6048.9506 | 6048.9506 | 6048.9506 | 6048.9506 | 6048.9506 | 6048.9506 | 6048.9506 | 6048.9506 | 6048.9506 | 6048.9506 | 6048.9506 | 6048.9506 | 6048.9506 | 6048.9506 | 6048.9506 | 6048.9506
|  | 10% |  | 2749.523 | 2749.523 | 2749.523 | 2749.523 | 2749.523 | 2749.523 | 2749.523 | 2749.523 | 2749.523 | 2749.523 | 2749.523 | 2749.523 | 2749.523 | 2749.523 | 2749.523 | 2749.523 | 2749.523 | 2749.523 | 2749.523 | 2749.523 | 2749.523 | 2749.523 | 2749.523 | 2749.523 | 2749.523 | 2749.523 | 2749.523 | 2749.523 | 2749.523 | 2749.523 | 2749.523 | 2749.523 | 2749.523 | 2749.523 | 2749.523 | 2749.523 | 2749.523 | 2749.523 | 2749.523 | 2749.523 | 2749.523 | 2749.523 | 2749.523 | 2749.523 | 2749.523 | 2749.523 | 2749.523 | 2749.523 | 2749.523 | 2749.523 | 2749.523 | 2749.523 | 2749.523 | 2749.523 | 2749.523 | 2749.523
|  |  |  | 2020 | 2021 | 2022 | 2023 | 2024 | 2025 | 2026 | 2027 | 2028 | 2029 | 2030 | 2031 | 2032 | 2033 | 2034 | 2035 | 2036 | 2037 | 2038 | 2039 | 2040 | 2041 | 2042 | 2043 | 2044 | 2045 | 2046 | 2047 | 2048 | 2049 | 2050 | 2051 | 2052 | 2053 | 2054 | 2055 | 2056 | 2057 | 2058 | 2059 | 2060 | 2061 | 2062 | 2063 | 2064 | 2065 | 2066 | 2067 | 2068 | 2069 | 2070 | 2071 | 2072 | 2073 | 2074 | 2075
|  | ITC Base |  | 54990.4603 | 54990.4603 | 54990.4603 | 54990.4603 | 54990.4603 | 54990.4603 | 54990.4603 | 54990.4603 | 54990.4603 | 54990.4603 | 54990.4603 | 54990.4603 | 54990.4603 | 54990.4603 | 54990.4603 | 54990.4603 | 54990.4603 | 54990.4603 | 54990.4603 | 54990.4603 | 54990.4603 | 54990.4603 | 54990.4603 | 54990.4603 | 54990.4603 | 54990.4603 | 54990.4603 | 54990.4603 | 54990.4603 | 54990.4603 | 54990.4603 | 54990.4603 | 54990.4603 | 54990.4603 | 54990.4603 | 54990.4603 | 54990.4603 | 54990.4603 | 54990.4603 | 54990.4603 | 54990.4603 | 54990.4603 | 54990.4603 | 54990.4603 | 54990.4603 | 54990.4603 | 54990.4603 | 54990.4603 | 54990.4603 | 54990.4603 | 54990.4603 | 54990.4603 | 54990.4603 | 54990.4603 | 54990.4603 | 54990.4603
|  | Accum ITC Amort |  | 2749.523 | 5499.046 | 8248.569 | 10998.0921 | 13747.6151 | 16497.1381 | 19246.6611 | 21996.1841 | 24745.7071 | 27495.2302 | 30244.7532 | 32994.2762 | 35743.7992 | 38493.3222 | 41242.8452 | 43992.3682 | 46741.8913 | 49491.4143 | 52240.9373 | 54990.4603 | 57739.9833 | 60489.5063 | 63239.0294 | 65988.5524 | 68738.0754 | 71487.5984 | 74237.1214 | 76986.6444 | 79736.1674 | 82485.6905 | 85235.2135 | 87984.7365 | 90734.2595 | 93483.7825 | 96233.3055 | 98982.8286 | 101732.3516 | 104481.8746 | 107231.3976 | 109980.9206 | 112730.4436 | 115479.9666 | 118229.4897 | 120979.0127 | 123728.5357 | 126478.0587 | 129227.5817 | 131977.1047 | 134726.6278 | 137476.1508 | 140225.6738 | 142975.1968 | 145724.7198 | 148474.2428 | 151223.7658 | 153973.2889
|  | Ratebase |  | 52240.9373 | 49491.4143 | 46741.8913 | 43992.3682 | 41242.8452 | 38493.3222 | 35743.7992 | 32994.2762 | 30244.7532 | 27495.2302 | 24745.7071 | 21996.1841 | 19246.6611 | 16497.1381 | 13747.6151 | 10998.0921 | 8248.569 | 5499.046 | 2749.523 | 0 | -2749.523 | -5499.046 | -8248.569 | -10998.0921 | -13747.6151 | -16497.1381 | -19246.6611 | -21996.1841 | -24745.7071 | -27495.2302 | -30244.7532 | -32994.2762 | -35743.7992 | -38493.3222 | -41242.8452 | -43992.3682 | -46741.8913 | -49491.4143 | -52240.9373 | -54990.4603 | -57739.9833 | -60489.5063 | -63239.0294 | -65988.5524 | -68738.0754 | -71487.5984 | -74237.1214 | -76986.6444 | -79736.1674 | -82485.6905 | -85235.2135 | -87984.7365 | -90734.2595 | -93483.7825 | -96233.3055 | -98982.8286
|  | Tax Basis |  | 522409.3729 | 522409.3729 | 522409.3729 | 522409.3729 | 522409.3729 | 522409.3729 | 522409.3729 | 522409.3729 | 522409.3729 | 522409.3729 | 522409.3729 | 522409.3729 | 522409.3729 | 522409.3729 | 522409.3729 | 522409.3729 | 522409.3729 | 522409.3729 | 522409.3729 | 522409.3729 | 522409.3729 | 522409.3729 | 522409.3729 | 522409.3729 | 522409.3729 | 522409.3729 | 522409.3729 | 522409.3729 | 522409.3729 | 522409.3729 | 522409.3729 | 522409.3729 | 522409.3729 | 522409.3729 | 522409.3729 | 522409.3729 | 522409.3729 | 522409.3729 | 522409.3729 | 522409.3729 | 522409.3729 | 522409.3729 | 522409.3729 | 522409.3729 | 522409.3729 | 522409.3729 | 522409.3729 | 522409.3729 | 522409.3729 | 522409.3729 | 522409.3729 | 522409.3729 | 522409.3729 | 522409.3729 | 522409.3729 | 522409.3729
|  | Book Depreciation |  | 17413.6458 | 17413.6458 | 17413.6458 | 17413.6458 | 17413.6458 | 17413.6458 | 17413.6458 | 17413.6458 | 17413.6458 | 17413.6458 | 17413.6458 | 17413.6458 | 17413.6458 | 17413.6458 | 17413.6458 | 17413.6458 | 17413.6458 | 17413.6458 | 17413.6458 | 17413.6458 | 17413.6458 | 17413.6458 | 17413.6458 | 17413.6458 | 17413.6458 | 17413.6458 | 17413.6458 | 17413.6458 | 17413.6458 | 17413.6458 | 17413.6458 | 17413.6458 | 17413.6458 | 17413.6458 | 17413.6458 | 17413.6458 | 17413.6458 | 17413.6458 | 17413.6458 | 17413.6458 | 17413.6458 | 17413.6458 | 17413.6458 | 17413.6458 | 17413.6458 | 17413.6458 | 17413.6458 | 17413.6458 | 17413.6458 | 17413.6458 | 17413.6458 | 17413.6458 | 17413.6458 | 17413.6458 | 17413.6458 | 17413.6458
|  | Tax Depreciation |  | 104481.8746 | 167170.9993 | 100302.5996 | 60181.5598 | 60181.5598 | 30090.7799 | 0 | 0 | 0 | 0 | 0 | 0 | 0 | 0 | 0 | 0 | 0 | 0 | 0 | 0 | 0 | 0 | 0 | 0 | 0 | 0 | 0 | 0 | 0 | 0 | 0 | 0 | 0 | 0 | 0 | 0 | 0 | 0 | 0 | 0 | 0 | 0 | 0 | 0 | 0 | 0 | 0 | 0 | 0 | 0 | 0 | 0 | 0 | 0 | 0 | 0
|  | Difference between book and tax |  | -87068.2288 | -149757.3536 | -82888.9538 | -42767.914 | -42767.914 | -12677.1341 | 17413.6458 | 17413.6458 | 17413.6458 | 17413.6458 | 17413.6458 | 17413.6458 | 17413.6458 | 17413.6458 | 17413.6458 | 17413.6458 | 17413.6458 | 17413.6458 | 17413.6458 | 17413.6458 | 17413.6458 | 17413.6458 | 17413.6458 | 17413.6458 | 17413.6458 | 17413.6458 | 17413.6458 | 17413.6458 | 17413.6458 | 17413.6458 | 17413.6458 | 17413.6458 | 17413.6458 | 17413.6458 | 17413.6458 | 17413.6458 | 17413.6458 | 17413.6458 | 17413.6458 | 17413.6458 | 17413.6458 | 17413.6458 | 17413.6458 | 17413.6458 | 17413.6458 | 17413.6458 | 17413.6458 | 17413.6458 | 17413.6458 | 17413.6458 | 17413.6458 | 17413.6458 | 17413.6458 | 17413.6458 | 17413.6458 | 17413.6458
|  | Deferred Tax |  | -18284.3281 | -31449.0443 | -17406.6803 | -8981.2619 | -8981.2619 | -2662.1982 | 3656.8656 | 3656.8656 | 3656.8656 | 3656.8656 | 3656.8656 | 3656.8656 | 3656.8656 | 3656.8656 | 3656.8656 | 3656.8656 | 3656.8656 | 3656.8656 | 3656.8656 | 3656.8656 | 3656.8656 | 3656.8656 | 3656.8656 | 3656.8656 | 3656.8656 | 3656.8656 | 3656.8656 | 3656.8656 | 3656.8656 | 3656.8656 | 3656.8656 | 3656.8656 | 3656.8656 | 3656.8656 | 3656.8656 | 3656.8656 | 3656.8656 | 3656.8656 | 3656.8656 | 3656.8656 | 3656.8656 | 3656.8656 | 3656.8656 | 3656.8656 | 3656.8656 | 3656.8656 | 3656.8656 | 3656.8656 | 3656.8656 | 3656.8656 | 3656.8656 | 3656.8656 | 3656.8656 | 3656.8656 | 3656.8656 | 3656.8656
|  | Accum Defered Tax |  | -18284.3281 | -49733.3723 | -67140.0526 | -76121.3145 | -85102.5765 | -87764.7747 | -84107.909 | -80451.0434 | -76794.1778 | -73137.3122 | -69480.4466 | -65823.581 | -62166.7154 | -58509.8498 | -54852.9842 | -51196.1185 | -47539.2529 | -43882.3873 | -40225.5217 | -36568.6561 | -32911.7905 | -29254.9249 | -25598.0593 | -21941.1937 | -18284.3281 | -14627.4624 | -10970.5968 | -7313.7312 | -3656.8656 | -5.457e-12 | 3656.8656 | 7313.7312 | 10970.5968 | 14627.4624 | 18284.3281 | 21941.1937 | 25598.0593 | 29254.9249 | 32911.7905 | 36568.6561 | 40225.5217 | 43882.3873 | 47539.2529 | 51196.1185 | 54852.9842 | 58509.8498 | 62166.7154 | 65823.581 | 69480.4466 | 73137.3122 | 76794.1778 | 80451.0434 | 84107.909 | 87764.7747 | 91421.6403 | 95078.5059
|  | Revenue Requirement |  | 63370.6919 | 59652.4829 | 55972.0461 | 53258.5772 | 50907.7212 | 48828.8249 | 47293.848 | 46030.8308 | 44767.8136 | 43504.7964 | 42241.7793 | 40978.7621 | 39715.7449 | 38452.7277 | 37189.7105 | 35926.6934 | 34663.6762 | 33400.659 | 32137.6418 | 30874.6246 | 29611.6075 | 28348.5903 | 27085.5731 | 25822.5559 | 24559.5387 | 23296.5216 | 22033.5044 | 20770.4872 | 19507.47 | 18244.4528 | 0 | 0 | 0 | 0 | 0 | 0 | 0 | 0 | 0 | 0 | 0 | 0 | 0 | 0 | 0 | 0 | 0 | 0 | 0 | 0 | 0 | 0 | 0 | 0 | 0 | 0
|  | Depreciation |  | 18330.1534 | 18330.1534 | 18330.1534 | 18330.1534 | 18330.1534 | 18330.1534 | 18330.1534 | 18330.1534 | 18330.1534 | 18330.1534 | 18330.1534 | 18330.1534 | 18330.1534 | 18330.1534 | 18330.1534 | 18330.1534 | 18330.1534 | 18330.1534 | 18330.1534 | 18330.1534 | 18330.1534 | 18330.1534 | 18330.1534 | 18330.1534 | 18330.1534 | 18330.1534 | 18330.1534 | 18330.1534 | 18330.1534 | 18330.1534 | 0 | 0 | 0 | 0 | 0 | 0 | 0 | 0 | 0 | 0 | 0 | 0 | 0 | 0 | 0 | 0 | 0 | 0 | 0 | 0 | 0 | 0 | 0 | 0 | 0 | 0
|  | Insurance |  | 263.4043 | 263.4043 | 263.4043 | 263.4043 | 263.4043 | 263.4043 | 263.4043 | 263.4043 | 263.4043 | 263.4043 | 263.4043 | 263.4043 | 263.4043 | 263.4043 | 263.4043 | 263.4043 | 263.4043 | 263.4043 | 263.4043 | 263.4043 | 263.4043 | 263.4043 | 263.4043 | 263.4043 | 263.4043 | 263.4043 | 263.4043 | 263.4043 | 263.4043 | 263.4043 | 0 | 0 | 0 | 0 | 0 | 0 | 0 | 0 | 0 | 0 | 0 | 0 | 0 | 0 | 0 | 0 | 0 | 0 | 0 | 0 | 0 | 0 | 0 | 0 | 0 | 0
|  | Property Taxes |  | 2499.7954 | 2499.7954 | 2499.7954 | 2499.7954 | 2499.7954 | 2499.7954 | 2499.7954 | 2499.7954 | 2499.7954 | 2499.7954 | 2499.7954 | 2499.7954 | 2499.7954 | 2499.7954 | 2499.7954 | 2499.7954 | 2499.7954 | 2499.7954 | 2499.7954 | 2499.7954 | 2499.7954 | 2499.7954 | 2499.7954 | 2499.7954 | 2499.7954 | 2499.7954 | 2499.7954 | 2499.7954 | 2499.7954 | 2499.7954 | 0 | 0 | 0 | 0 | 0 | 0 | 0 | 0 | 0 | 0 | 0 | 0 | 0 | 0 | 0 | 0 | 0 | 0 | 0 | 0 | 0 | 0 | 0 | 0 | 0 | 0
|  | Current Taxes |  | -10368.42 | -25006.8399 | -10998.2958 | -2699.2629 | -3192.9426 | 3022.1352 | 9351.4361 | 9086.2025 | 8820.9689 | 8555.7353 | 8290.5017 | 8025.2681 | 7760.0345 | 7494.8009 | 7229.5673 | 6964.3337 | 6699.1001 | 6433.8665 | 6168.6328 | 5903.3992 | 5638.1656 | 5372.932 | 5107.6984 | 4842.4648 | 4577.2312 | 4311.9976 | 4046.764 | 3781.5304 | 3516.2968 | 3251.0632 | 0 | 0 | 0 | 0 | 0 | 0 | 0 | 0 | 0 | 0 | 0 | 0 | 0 | 0 | 0 | 0 | 0 | 0 | 0 | 0 | 0 | 0 | 0 | 0 | 0 | 0
|  | DFIT |  |  | 33104.2571 | 18322.8214 |  | 9453.9599 | 2802.3139 | -3849.3322 | -3849.3322 | -3849.3322 | -3849.3322 | -3849.3322 | -3849.3322 | -3849.3322 | -3849.3322 | -3849.3322 | -3849.3322 | -3849.3322 | -3849.3322 | -3849.3322 | -3849.3322 | -3849.3322 | -3849.3322 | -3849.3322 | -3849.3322 | -3849.3322 | -3849.3322 | -3849.3322 | -3849.3322 | -3849.3322 | -3849.3322 | 0 | 0 | 0 | 0 | 0 | 0 | 0 | 0 | 0 | 0 | 0 | 0 | 0 | 0 | 0 | 0 | 0 | 0 | 0 | 0 | 0 | 0 | 0 | 0 | 0 | 0
|  | ITC |  | -2749.523 | -2749.523 | -2749.523 | -2749.523 | -2749.523 | -2749.523 | -2749.523 | -2749.523 | -2749.523 | -2749.523 | -2749.523 | -2749.523 | -2749.523 | -2749.523 | -2749.523 | -2749.523 | -2749.523 | -2749.523 | -2749.523 | -2749.523 | -2749.523 | -2749.523 | -2749.523 | -2749.523 | -2749.523 | -2749.523 | -2749.523 | -2749.523 | -2749.523 | -2749.523 | -2749.523 | -2749.523 | -2749.523 | -2749.523 | -2749.523 | -2749.523 | -2749.523 | -2749.523 | -2749.523 | -2749.523 | -2749.523 | -2749.523 | -2749.523 | -2749.523 | -2749.523 | -2749.523 | -2749.523 | -2749.523 | -2749.523 | -2749.523 | -2749.523 | -2749.523 | -2749.523 | -2749.523 | -2749.523 | -2749.523
|  | Total Operating Expenses |  | 7975.4102 | 26441.2474 | 25668.3557 | 15644.5672 | 24604.8474 | 24168.2792 | 23845.934 | 23580.7004 | 23315.4668 | 23050.2332 | 22784.9996 | 22519.766 | 22254.5324 | 21989.2988 | 21724.0652 | 21458.8316 | 21193.598 | 20928.3644 | 20663.1307 | 20397.8971 | 20132.6635 | 19867.4299 | 19602.1963 | 19336.9627 | 19071.7291 | 18806.4955 | 18541.2619 | 18276.0283 | 18010.7947 | 17745.5611 | -2749.523 | -2749.523 | -2749.523 | -2749.523 | -2749.523 | -2749.523 | -2749.523 | -2749.523 | -2749.523 | -2749.523 | -2749.523 | -2749.523 | -2749.523 | -2749.523 | -2749.523 | -2749.523 | -2749.523 | -2749.523 | -2749.523 | -2749.523 | -2749.523 | -2749.523 | -2749.523 | -2749.523 | -2749.523 | -2749.523
|  | Operating |  | 55395.2817 | 33211.2355 | 30303.6905 | 37614.0099 | 26302.8738 | 24660.5457 | 23447.9139 | 22450.1304 | 21452.3468 | 20454.5632 | 19456.7797 | 18458.9961 | 17461.2125 | 16463.4289 | 15465.6454 | 14467.8618 | 13470.0782 | 12472.2947 | 11474.5111 | 10476.7275 | 9478.9439 | 8481.1604 | 7483.3768 | 6485.5932 | 5487.8096 | 4490.0261 | 3492.2425 | 2494.4589 | 1496.6754 | 498.8918 | 2749.523 | 2749.523 | 2749.523 | 2749.523 | 2749.523 | 2749.523 | 2749.523 | 2749.523 | 2749.523 | 2749.523 | 2749.523 | 2749.523 | 2749.523 | 2749.523 | 2749.523 | 2749.523 | 2749.523 | 2749.523 | 2749.523 | 2749.523 | 2749.523 | 2749.523 | 2749.523 | 2749.523 | 2749.523 | 2749.523
|  | Ratebase |  | 531597.3623 | 488400.5227 | 445642.507 | 414118.3825 | 386806.9671 | 362655.0836 | 344822.2639 | 330148.9761 | 315475.6882 | 300802.4004 | 286129.1126 | 271455.8248 | 256782.5369 | 242109.2491 | 227435.9613 | 212762.6735 | 198089.3856 | 183416.0978 | 168742.81 | 154069.5222 | 139396.2343 | 124722.9465 | 110049.6587 | 95376.3709 | 80703.083 | 66029.7952 | 51356.5074 | 36683.2196 | 22009.9317 | 7336.6439 | 0 | 0 | 0 | 0 | 0 | 0 | 0 | 0 | 0 | 0 | 0 | 0 | 0 | 0 | 0 | 0 | 0 | 0 | 0 | 0 | 0 | 0 | 0 | 0 | 0 | 0
|  | Return on Ratebase |  | 10.42% | 6.8% | 6.8% | 9.083% | 6.8% | 6.8% | 6.8% | 6.8% | 6.8% | 6.8% | 6.8% | 6.8% | 6.8% | 6.8% | 6.8% | 6.8% | 6.8% | 6.8% | 6.8% | 6.8% | 6.8% | 6.8% | 6.8% | 6.8% | 6.8% | 6.8% | 6.8% | 6.8% | 6.8% | 6.8% | #DIV/0! | #DIV/0! | #DIV/0! | #DIV/0! | #DIV/0! | #DIV/0! | #DIV/0! | #DIV/0! | #DIV/0! | #DIV/0! | #DIV/0! | #DIV/0! | #DIV/0! | #DIV/0! | #DIV/0! | #DIV/0! | #DIV/0! | #DIV/0! | #DIV/0! | #DIV/0! | #DIV/0! | #DIV/0! | #DIV/0! | #DIV/0! | #DIV/0! | #DIV/0!
|  | Revenue Requirement |  | 63370.6919 | 59652.4829 | 55972.0461 | 53258.5772 | 50907.7212 | 48828.8249 | 47293.848 | 46030.8308 | 44767.8136 | 43504.7964 | 42241.7793 | 40978.7621 | 39715.7449 | 38452.7277 | 37189.7105 | 35926.6934 | 34663.6762 | 33400.659 | 32137.6418 | 30874.6246 | 29611.6075 | 28348.5903 | 27085.5731 | 25822.5559 | 24559.5387 | 23296.5216 | 22033.5044 | 20770.4872 | 19507.47 | 18244.4528 | 0 | 0 | 0 | 0 | 0 | 0 | 0 | 0 | 0 | 0 | 0 | 0 | 0 | 0 | 0 | 0 | 0 | 0 | 0 | 0 | 0 | 0 | 0 | 0 | 0 | 0
|  | Tax Depreciation |  | 109980.9206 | 175969.473 | 105581.6838 | 63349.0103 | 63349.0103 | 31674.5051 | 0 | 0 | 0 | 0 | 0 | 0 | 0 | 0 | 0 | 0 | 0 | 0 | 0 | 0 | 0 | 0 | 0 | 0 | 0 | 0 | 0 | 0 | 0 | 0 | 0 | 0 | 0 | 0 | 0 | 0 | 0 | 0 | 0 | 0 | 0 | 0 | 0 | 0 | 0 | 0 | 0 | 0 | 0 | 0 | 0 | 0 | 0 | 0 | 0 | 0
|  | Propety Taxes |  | 263.4043 | 263.4043 | 263.4043 | 263.4043 | 263.4043 | 263.4043 | 263.4043 | 263.4043 | 263.4043 | 263.4043 | 263.4043 | 263.4043 | 263.4043 | 263.4043 | 263.4043 | 263.4043 | 263.4043 | 263.4043 | 263.4043 | 263.4043 | 263.4043 | 263.4043 | 263.4043 | 263.4043 | 263.4043 | 263.4043 | 263.4043 | 263.4043 | 263.4043 | 263.4043 | 0 | 0 | 0 | 0 | 0 | 0 | 0 | 0 | 0 | 0 | 0 | 0 | 0 | 0 | 0 | 0 | 0 | 0 | 0 | 0 | 0 | 0 | 0 | 0 | 0 | 0
|  | Insurance |  | 2499.7954 | 2499.7954 | 2499.7954 | 2499.7954 | 2499.7954 | 2499.7954 | 2499.7954 | 2499.7954 | 2499.7954 | 2499.7954 | 2499.7954 | 2499.7954 | 2499.7954 | 2499.7954 | 2499.7954 | 2499.7954 | 2499.7954 | 2499.7954 | 2499.7954 | 2499.7954 | 2499.7954 | 2499.7954 | 2499.7954 | 2499.7954 | 2499.7954 | 2499.7954 | 2499.7954 | 2499.7954 | 2499.7954 | 2499.7954 | 0 | 0 | 0 | 0 | 0 | 0 | 0 | 0 | 0 | 0 | 0 | 0 | 0 | 0 | 0 | 0 | 0 | 0 | 0 | 0 | 0 | 0 | 0 | 0 | 0 | 0
|  | Expenses |  | 112744.1203 | 178732.6727 | 108344.8835 | 66112.21 | 66112.21 | 34437.7048 | 2763.1997 | 2763.1997 | 2763.1997 | 2763.1997 | 2763.1997 | 2763.1997 | 2763.1997 | 2763.1997 | 2763.1997 | 2763.1997 | 2763.1997 | 2763.1997 | 2763.1997 | 2763.1997 | 2763.1997 | 2763.1997 | 2763.1997 | 2763.1997 | 2763.1997 | 2763.1997 | 2763.1997 | 2763.1997 | 2763.1997 | 2763.1997 | 0 | 0 | 0 | 0 | 0 | 0 | 0 | 0 | 0 | 0 | 0 | 0 | 0 | 0 | 0 | 0 | 0 | 0 | 0 | 0 | 0 | 0 | 0 | 0 | 0 | 0
|  | Taxble Income |  | -49373.4284 | -119080.1898 | -52372.8374 | -12853.6328 | -15204.4888 | 14391.12 | 44530.6483 | 43267.6311 | 42004.6139 | 40741.5967 | 39478.5796 | 38215.5624 | 36952.5452 | 35689.528 | 34426.5108 | 33163.4937 | 31900.4765 | 30637.4593 | 29374.4421 | 28111.4249 | 26848.4078 | 25585.3906 | 24322.3734 | 23059.3562 | 21796.339 | 20533.3219 | 19270.3047 | 18007.2875 | 16744.2703 | 15481.2531 | 0 | 0 | 0 | 0 | 0 | 0 | 0 | 0 | 0 | 0 | 0 | 0 | 0 | 0 | 0 | 0 | 0 | 0 | 0 | 0 | 0 | 0 | 0 | 0 | 0 | 0
|  | Tax Rate |  | 0.21 | 0.21 | 0.21 | 0.21 | 0.21 | 0.21 | 0.21 | 0.21 | 0.21 | 0.21 | 0.21 | 0.21 | 0.21 | 0.21 | 0.21 | 0.21 | 0.21 | 0.21 | 0.21 | 0.21 | 0.21 | 0.21 | 0.21 | 0.21 | 0.21 | 0.21 | 0.21 | 0.21 | 0.21 | 0.21 | 0.21 | 0.21 | 0.21 | 0.21 | 0.21 | 0.21 | 0.21 | 0.21 | 0.21 | 0.21 | 0.21 | 0.21 | 0.21 | 0.21 | 0.21 | 0.21 | 0.21 | 0.21 | 0.21 | 0.21 | 0.21 | 0.21 | 0.21 | 0.21 | 0.21 | 0.21
|  | Taxes |  | -10368.42 | -25006.8399 | -10998.2958 | -2699.2629 | -3192.9426 | 3022.1352 | 9351.4361 | 9086.2025 | 8820.9689 | 8555.7353 | 8290.5017 | 8025.2681 | 7760.0345 | 7494.8009 | 7229.5673 | 6964.3337 | 6699.1001 | 6433.8665 | 6168.6328 | 5903.3992 | 5638.1656 | 5372.932 | 5107.6984 | 4842.4648 | 4577.2312 | 4311.9976 | 4046.764 | 3781.5304 | 3516.2968 | 3251.0632 | 0 | 0 | 0 | 0 | 0 | 0 | 0 | 0 | 0 | 0 | 0 | 0 | 0 | 0 | 0 | 0 | 0 | 0 | 0 | 0 | 0 | 0 | 0 | 0 | 0 | 0

## WWY Solar ITC 2020-2023 30%
Solar FINANCIALS
($ 1000s Unless Otherwise Indicated)
| Calendar Year of Fin. Close |  |  | 2020 | 2021 | 2022 | 2023 | 2024 | 2025 | 2026 | 2027 | 2028 | 2029 | 2030 | 2031 | 2032 | 2033 | 2034 | 2035 | 2036 | 2037 | 2038 | 2039 | 2040 | 2041 | 2042 | 2043 | 2044 | 2045 | 2046 | 2047 | 2048 | 2049
| Operating Year |  | 0 | 1 | 2 | 3 | 4 | 5 | 6 | 7 | 8 | 9 | 10 | 11 | 12 | 13 | 14 | 15 | 16 | 17 | 18 | 19 | 20 | 21 | 22 | 23 | 24 | 25 | 26 | 27 | 28 | 29 | 30
| Calendar Year | Capital Invest.
| 2020 | 549904.6031
| Gross plant |  |  | 549904.6031 | 549904.6031 | 549904.6031 | 549904.6031 | 549904.6031 | 549904.6031 | 549904.6031 | 549904.6031 | 549904.6031 | 549904.6031 | 549904.6031 | 549904.6031 | 549904.6031 | 549904.6031 | 549904.6031 | 549904.6031 | 549904.6031 | 549904.6031 | 549904.6031 | 549904.6031 | 549904.6031 | 549904.6031 | 549904.6031 | 549904.6031 | 549904.6031 | 549904.6031 | 549904.6031 | 549904.6031 | 549904.6031 | 549904.6031
| Accumulated Deprectiation |  |  | 18330.1534 | 36660.3069 | 54990.4603 | 73320.6137 | 91650.7672 | 109980.9206 | 128311.0741 | 146641.2275 | 164971.3809 | 183301.5344 | 201631.6878 | 219961.8412 | 238291.9947 | 256622.1481 | 274952.3015 | 293282.455 | 311612.6084 | 329942.7618 | 348272.9153 | 366603.0687 | 384933.2222 | 403263.3756 | 421593.529 | 439923.6825 | 458253.8359 | 476583.9893 | 494914.1428 | 513244.2962 | 531574.4496 | 549904.6031
| Net book value |  |  | 531574.4496 | 513244.2962 | 494914.1428 | 476583.9893 | 458253.8359 | 439923.6825 | 421593.529 | 403263.3756 | 384933.2222 | 366603.0687 | 348272.9153 | 329942.7618 | 311612.6084 | 293282.455 | 274952.3015 | 256622.1481 | 238291.9947 | 219961.8412 | 201631.6878 | 183301.5344 | 164971.3809 | 146641.2275 | 128311.0741 | 109980.9206 | 91650.7672 | 73320.6137 | 54990.4603 | 36660.3069 | 18330.1534 | 0
| ITC |  |  | 0 | 0 | 0 | 0 | 0 | 0 | 0 | 0 | 0 | 0 | 0 | 0 | 0 | 0 | 0 | 0 | 0 | 0 | 0 | 0 | 8248.569 | 16497.1381 | 24745.7071 | 32994.2762 | 41242.8452 | 49491.4143 | 57739.9833 | 65988.5524 | 74237.1214 | 82485.6905
| Accumulated deffered income tax |  |  | -16359.6619 | -44498.2805 | -60072.6786 | -68108.5446 | -76144.4105 | -78526.3773 | -75254.4449 | -71982.5125 | -68710.5802 | -65438.6478 | -62166.7154 | -58894.783 | -55622.8506 | -52350.9182 | -49078.9858 | -45807.0534 | -42535.121 | -39263.1887 | -35991.2563 | -32719.3239 | -29447.3915 | -26175.4591 | -22903.5267 | -19631.5943 | -16359.6619 | -13087.7296 | -9815.7972 | -6543.8648 | -3271.9324 | -3.2742e-11
| Rate Base |  |  | 515214.7877 | 468746.0157 | 434841.4641 | 408475.4447 | 382109.4254 | 361397.3051 | 346339.0841 | 331280.863 | 316222.642 | 301164.421 | 286106.1999 | 271047.9789 | 255989.7578 | 240931.5368 | 225873.3157 | 210815.0947 | 195756.8736 | 180698.6526 | 165640.4315 | 150582.2105 | 143772.5585 | 136962.9065 | 130153.2545 | 123343.6025 | 116533.9505 | 109724.2985 | 102914.6465 | 96104.9945 | 89295.3425 | 82485.6905
| Average rate base |  |  | 532559.6954 | 491980.4017 | 451793.7399 | 421658.4544 | 395292.4351 | 371753.3653 | 353868.1946 | 338809.9736 | 323751.7525 | 308693.5315 | 293635.3104 | 278577.0894 | 263518.8683 | 248460.6473 | 233402.4262 | 218344.2052 | 203285.9841 | 188227.7631 | 173169.542 | 158111.321 | 147177.3845 | 140367.7325 | 133558.0805 | 126748.4285 | 119938.7765 | 113129.1245 | 106319.4725 | 99509.8205 | 92700.1685 | 85890.5165
| Pre-tax Return | 0.086076 |  | 45840.5814 | 42347.6801 | 38888.5751 | 36294.6518 | 34025.1716 | 31999.0238 | 30459.5408 | 29163.3901 | 27867.2395 | 26571.0888 | 25274.9381 | 23978.7874 | 22682.6368 | 21386.4861 | 20090.3354 | 18794.1848 | 17498.0341 | 16201.8834 | 14905.7327 | 13609.5821 | 12668.4331 | 12082.2858 | 11496.1386 | 10909.9913 | 10323.8441 | 9737.6968 | 9151.5495 | 8565.4023 | 7979.255 | 7393.1077
| Book Depreciation |  |  | 18330.1534 | 18330.1534 | 18330.1534 | 18330.1534 | 18330.1534 | 18330.1534 | 18330.1534 | 18330.1534 | 18330.1534 | 18330.1534 | 18330.1534 | 18330.1534 | 18330.1534 | 18330.1534 | 18330.1534 | 18330.1534 | 18330.1534 | 18330.1534 | 18330.1534 | 18330.1534 | 18330.1534 | 18330.1534 | 18330.1534 | 18330.1534 | 18330.1534 | 18330.1534 | 18330.1534 | 18330.1534 | 18330.1534 | 18330.1534
| Insurance |  |  | 263.4043 | 263.4043 | 263.4043 | 263.4043 | 263.4043 | 263.4043 | 263.4043 | 263.4043 | 263.4043 | 263.4043 | 263.4043 | 263.4043 | 263.4043 | 263.4043 | 263.4043 | 263.4043 | 263.4043 | 263.4043 | 263.4043 | 263.4043 | 263.4043 | 263.4043 | 263.4043 | 263.4043 | 263.4043 | 263.4043 | 263.4043 | 263.4043 | 263.4043 | 263.4043
| ITC Amort - Grossed for Taxes |  |  | -10441.2266 | -10441.2266 | -10441.2266 | -10441.2266 | -10441.2266 | -10441.2266 | -10441.2266 | -10441.2266 | -10441.2266 | -10441.2266 | -10441.2266 | -10441.2266 | -10441.2266 | -10441.2266 | -10441.2266 | -10441.2266 | -10441.2266 | -10441.2266 | -10441.2266 | -10441.2266 | -10441.2266 | -10441.2266 | -10441.2266 | -10441.2266 | -10441.2266 | -10441.2266 | -10441.2266 | -10441.2266 | -10441.2266 | -10441.2266
| Property Taxes |  |  | 2499.7954 | 2499.7954 | 2499.7954 | 2499.7954 | 2499.7954 | 2499.7954 | 2499.7954 | 2499.7954 | 2499.7954 | 2499.7954 | 2499.7954 | 2499.7954 | 2499.7954 | 2499.7954 | 2499.7954 | 2499.7954 | 2499.7954 | 2499.7954 | 2499.7954 | 2499.7954 | 2499.7954 | 2499.7954 | 2499.7954 | 2499.7954 | 2499.7954 | 2499.7954 | 2499.7954 | 2499.7954 | 2499.7954 | 2499.7954
| Revenue Requirement |  |  | 56492.7079 | 52999.8066 | 49540.7016 | 46946.7783 | 44677.2981 | 42651.1503 | 41111.6673 | 39815.5166 | 38519.366 | 37223.2153 | 35927.0646 | 34630.9139 | 33334.7633 | 32038.6126 | 30742.4619 | 29446.3112 | 28150.1606 | 26854.0099 | 25557.8592 | 24261.7086 | 23320.5596 | 22734.4123 | 22148.2651 | 21562.1178 | 20975.9705 | 20389.8233 | 19803.676 | 19217.5288 | 18631.3815 | 18045.2342
| Book Depreciation |  |  | 18330.1534 | 18330.1534 | 18330.1534 | 18330.1534 | 18330.1534 | 18330.1534 | 18330.1534 | 18330.1534 | 18330.1534 | 18330.1534 | 18330.1534 | 18330.1534 | 18330.1534 | 18330.1534 | 18330.1534 | 18330.1534 | 18330.1534 | 18330.1534 | 18330.1534 | 18330.1534 | 18330.1534 | 18330.1534 | 18330.1534 | 18330.1534 | 18330.1534 | 18330.1534 | 18330.1534 | 18330.1534 | 18330.1534 | 18330.1534
| Tax Depreciation |  |  | 109980.9206 | 175969.473 | 105581.6838 | 63349.0103 | 63349.0103 | 31674.5051 | 0 | 0 | 0 | 0 | 0 | 0 | 0 | 0 | 0 | 0 | 0 | 0 | 0 | 0 | 0 | 0 | 0 | 0 | 0 | 0 | 0 | 0 | 0 | 0
| Difference between book and tax |  |  | -91650.7672 | -157639.3195 | -87251.5304 | -45018.8568 | -45018.8568 | -13344.3517 | 18330.1534 | 18330.1534 | 18330.1534 | 18330.1534 | 18330.1534 | 18330.1534 | 18330.1534 | 18330.1534 | 18330.1534 | 18330.1534 | 18330.1534 | 18330.1534 | 18330.1534 | 18330.1534 | 18330.1534 | 18330.1534 | 18330.1534 | 18330.1534 | 18330.1534 | 18330.1534 | 18330.1534 | 18330.1534 | 18330.1534 | 18330.1534
| Tax rate |  |  | -19246.6611 | -33104.2571 | -18322.8214 | -9453.9599 | -9453.9599 | -2802.3139 | 3849.3322 | 3849.3322 | 3849.3322 | 3849.3322 | 3849.3322 | 3849.3322 | 3849.3322 | 3849.3322 | 3849.3322 | 3849.3322 | 3849.3322 | 3849.3322 | 3849.3322 | 3849.3322 | 3849.3322 | 3849.3322 | 3849.3322 | 3849.3322 | 3849.3322 | 3849.3322 | 3849.3322 | 3849.3322 | 3849.3322 | 3849.3322
Depreciation Tables
|  | 5 |  | 20% | 32% | 19.2% | 11.52% | 11.52% | 5.76% | 0% | 0% | 0% | 0% | 0% | 0% | 0% | 0% | 0% | 0% | 0% | 0% | 0% | 0% | 0%
|  | 5 | 0: 1; 2020 1: 20%; 2021 2: 32%; 2022 3: 19.2%; 2023 4: 11.52%; 2024 5: 11.52%; 2025 6: 5.76%
|  | 10 | 0: 0; 2020 1: 10%; 2021 2: 18%; 2022 3: 14.4%; 2023 4: 11.52%; 2024 5: 9.22%; 2025 6: 7.37%; 2026 7: 6.55%; 2027 8: 6.55%; 2028 9: 6.56%; 2029 10: 6.55%; 2030 11: 3.28%
|  | 15 | 0: 0; 2020 1: 5%; 2021 2: 9.5%; 2022 3: 8.55%; 2023 4: 7.7%; 2024 5: 6.93%; 2025 6: 6.23%; 2026 7: 5.9%; 2027 8: 5.9%; 2028 9: 5.91%; 2029 10: 5.9%; 2030 11: 5.91%; 2031 12: 5.9%; 2032 13: 5.91%; 2033 14: 5.9%; 2034 15: 5.91%; 2035 16: 2.95%
|  | 20 | 0 | 3.75% | 7.219% | 6.677% | 6.177% | 5.713% | 5.285% | 4.888% | 4.522% | 4.462% | 4.461% | 4.462% | 4.461% | 4.462% | 4.461% | 4.462% | 4.461% | 4.462% | 4.461% | 4.462% | 4.461% | 2.231%
Revenue Requirement by vintage year
2012 $000
|  |  |  | 2020 | 2021 | 2022 | 2023 | 2024 | 2025 | 2026 | 2027 | 2028 | 2029 | 2030 | 2031 | 2032 | 2033 | 2034 | 2035 | 2036 | 2037 | 2038 | 2039 | 2040 | 2041 | 2042 | 2043 | 2044 | 2045 | 2046 | 2047 | 2048 | 2049 | 2050 | 2051 | 2052 | 2053 | 2054 | 2055 | 2056 | 2057 | 2058 | 2059 | 2060 | 2061 | 2062 | 2063 | 2064 | 2065 | 2066 | 2067 | 2068 | 2069 | 2070 | 2071 | 2072 | 2073 | 2074 | 2075
|  | 2020 | 0% | 56492.7079 | 52999.8066 | 49540.7016 | 46946.7783 | 44677.2981 | 42651.1503 | 41111.6673 | 39815.5166 | 38519.366 | 37223.2153 | 35927.0646 | 34630.9139 | 33334.7633 | 32038.6126 | 30742.4619 | 29446.3112 | 28150.1606 | 26854.0099 | 25557.8592 | 24261.7086 | 23320.5596 | 22734.4123 | 22148.2651 | 21562.1178 | 20975.9705 | 20389.8233 | 19803.676 | 19217.5288 | 18631.3815 | 18045.2342 | 0 | 0 | 0 | 0 | 0 | 0 | 0 | 0 | 0 | 0 | 0 | 0 | 0 | 0 | 0 | 0 | 0 | 0 | 0 | 0 | 0 | 0 | 0 | 0 | 0 | 0
|  | 2021 | -1.845% |  | 55450.1579 | 52021.7167 | 48626.448 | 46080.3945 | 43852.7967 | 41864.0407 | 40352.9682 | 39080.7374 | 37808.5067 | 36536.2759 | 35264.0452 | 33991.8145 | 32719.5837 | 31447.353 | 30175.1223 | 28902.8915 | 27630.6608 | 26358.43 | 25086.1993 | 23813.9686 | 22890.1881 | 22314.858 | 21739.5278 | 21164.1977 | 20588.8675 | 20013.5374 | 19438.2072 | 18862.8771 | 18287.5469 | 17712.2168 | 0 | 0 | 0 | 0 | 0 | 0 | 0 | 0 | 0 | 0 | 0 | 0 | 0 | 0 | 0 | 0 | 0 | 0 | 0 | 0 | 0 | 0 | 0 | 0 | 0
|  | 2022 | -2.03% |  |  | 54324.5671 | 50965.7203 | 47639.3727 | 45145.0019 | 42962.6224 | 41014.2364 | 39533.8374 | 38287.4319 | 37041.0263 | 35794.6208 | 34548.2152 | 33301.8097 | 32055.4042 | 30808.9986 | 29562.5931 | 28316.1875 | 27069.782 | 25823.3764 | 24576.9709 | 23330.5654 | 22425.5369 | 21861.8854 | 21298.234 | 20734.5826 | 20170.9311 | 19607.2797 | 19043.6282 | 18479.9768 | 17916.3253 | 17352.6739 | 0 | 0 | 0 | 0 | 0 | 0 | 0 | 0 | 0 | 0 | 0 | 0 | 0 | 0 | 0 | 0 | 0 | 0 | 0 | 0 | 0 | 0 | 0 | 0
|  | 2023 | -2.072% |  |  |  | 53198.9762 | 49909.7239 | 46652.2974 | 44209.6093 | 42072.4481 | 40164.4322 | 38714.7066 | 37494.1263 | 36273.5459 | 35052.9656 | 33832.3853 | 32611.8049 | 31391.2246 | 30170.6442 | 28950.0639 | 27729.4835 | 26508.9032 | 25288.3228 | 24067.7425 | 22847.1622 | 21960.8856 | 21408.9129 | 20856.9402 | 20304.9674 | 19752.9947 | 19201.022 | 18649.0492 | 18097.0765 | 17545.1038 | 16993.131 | 0 | 0 | 0 | 0 | 0 | 0 | 0 | 0 | 0 | 0 | 0 | 0 | 0 | 0 | 0 | 0 | 0 | 0 | 0 | 0 | 0 | 0 | 0
|  | 2024 | -2.116% |  |  |  |  | 52073.3854 | 48853.7276 | 45665.222 | 43274.2167 | 41182.2738 | 39314.6279 | 37895.5759 | 36700.8207 | 35506.0656 | 34311.3104 | 33116.5553 | 31921.8001 | 30727.045 | 29532.2898 | 28337.5347 | 27142.7795 | 25948.0244 | 24753.2692 | 23558.5141 | 22363.7589 | 21496.2344 | 20955.9403 | 20415.6463 | 19875.3523 | 19335.0583 | 18794.7643 | 18254.4702 | 17714.1762 | 17173.8822 | 16633.5882 | 0 | 0 | 0 | 0 | 0 | 0 | 0 | 0 | 0 | 0 | 0 | 0 | 0 | 0 | 0 | 0 | 0 | 0 | 0 | 0 | 0 | 0
|  | 2025 | -2.162% | [5 empty] | 50947.7946 | 47797.7312 | 44678.1467 | 42338.824 | 40292.0995 | 38464.8237 | 37076.4451 | 35907.5152 | 34738.5852 | 33569.6553 | 32400.7253 | 31231.7953 | 30062.8654 | 28893.9354 | 27725.0055 | 26556.0755 | 25387.1456 | 24218.2156 | 23049.2857 | 21880.3557 | 21031.5831 | 20502.9678 | 19974.3525 | 19445.7372 | 18917.1219 | 18388.5066 | 17859.8912 | 17331.2759 | 16802.6606 | 16274.0453 | 0 | 0 | 0 | 0 | 0 | 0 | 0 | 0 | 0 | 0 | 0 | 0 | 0 | 0 | 0 | 0 | 0 | 0 | 0 | 0 | 0
|  | 2026 | -2.209% | [6 empty] | 49822.2038 | 46741.7348 | 43691.0714 | 41403.4314 | 39401.9253 | 37615.0194 | 36257.3143 | 35114.2096 | 33971.1048 | 32828.0001 | 31684.8953 | 30541.7906 | 29398.6858 | 28255.5811 | 27112.4763 | 25969.3715 | 24826.2668 | 23683.162 | 22540.0573 | 21396.9525 | 20566.9319 | 20049.9953 | 19533.0587 | 19016.1221 | 18499.1855 | 17982.2489 | 17465.3123 | 16948.3757 | 16431.4391 | 15914.5025 | 0 | 0 | 0 | 0 | 0 | 0 | 0 | 0 | 0 | 0 | 0 | 0 | 0 | 0 | 0 | 0 | 0 | 0 | 0 | 0
|  | 2027 | -2.259% | [7 empty] | 48696.613 | 45685.7384 | 42703.996 | 40468.0388 | 38511.751 | 36765.2152 | 35438.1836 | 34320.904 | 33203.6245 | 32086.3449 | 30969.0653 | 29851.7858 | 28734.5062 | 27617.2267 | 26499.9471 | 25382.6676 | 24265.388 | 23148.1084 | 22030.8289 | 20913.5493 | 20102.2806 | 19597.0227 | 19091.7648 | 18586.5069 | 18081.249 | 17575.9912 | 17070.7333 | 16565.4754 | 16060.2175 | 15554.9596 | 0 | 0 | 0 | 0 | 0 | 0 | 0 | 0 | 0 | 0 | 0 | 0 | 0 | 0 | 0 | 0 | 0 | 0 | 0
|  | 2028 | -2.311% | [8 empty] | 47571.0222 | 44629.742 | 41716.9207 | 39532.6462 | 37621.5767 | 35915.411 | 34619.0528 | 33527.5985 | 32436.1441 | 31344.6897 | 30253.2354 | 29161.781 | 28070.3266 | 26978.8723 | 25887.4179 | 24795.9636 | 23704.5092 | 22613.0548 | 21521.6005 | 20430.1461 | 19637.6293 | 19144.0502 | 18650.471 | 18156.8918 | 17663.3126 | 17169.7335 | 16676.1543 | 16182.5751 | 15688.9959 | 15195.4167 | 0 | 0 | 0 | 0 | 0 | 0 | 0 | 0 | 0 | 0 | 0 | 0 | 0 | 0 | 0 | 0 | 0 | 0
|  | 2029 | -2.366% | [9 empty] | 46445.4314 | 43573.7456 | 40729.8454 | 38597.2535 | 36731.4024 | 35065.6067 | 33799.922 | 32734.2929 | 31668.6637 | 30603.0346 | 29537.4054 | 28471.7762 | 27406.1471 | 26340.5179 | 25274.8887 | 24209.2596 | 23143.6304 | 22078.0012 | 21012.3721 | 19946.7429 | 19172.9781 | 18691.0776 | 18209.1772 | 17727.2767 | 17245.3762 | 16763.4757 | 16281.5753 | 15799.6748 | 15317.7743 | 14835.8739 | 0 | 0 | 0 | 0 | 0 | 0 | 0 | 0 | 0 | 0 | 0 | 0 | 0 | 0 | 0 | 0 | 0
|  | 2030 | -2.423% | [10 empty] | 45319.8406 | 42517.7492 | 39742.77 | 37661.8609 | 35841.2281 | 34215.8025 | 32980.7913 | 31940.9873 | 30901.1833 | 29861.3794 | 28821.5754 | 27781.7714 | 26741.9675 | 25702.1635 | 24662.3595 | 23622.5556 | 22582.7516 | 21542.9476 | 20503.1437 | 19463.3397 | 18708.3268 | 18238.1051 | 17767.8833 | 17297.6616 | 16827.4398 | 16357.218 | 15886.9963 | 15416.7745 | 14946.5528 | 14476.331 | 0 | 0 | 0 | 0 | 0 | 0 | 0 | 0 | 0 | 0 | 0 | 0 | 0 | 0 | 0 | 0
|  | 2031 | -1.109% | [11 empty] | 44817.4015 | 42046.3756 | 39302.1612 | 37244.3221 | 35443.8738 | 33836.4685 | 32615.1493 | 31586.8731 | 30558.5969 | 29530.3208 | 28502.0446 | 27473.7684 | 26445.4923 | 25417.2161 | 24388.9399 | 23360.6638 | 22332.3876 | 21304.1114 | 20275.8353 | 19247.5591 | 18500.9167 | 18035.9081 | 17570.8994 | 17105.8908 | 16640.8821 | 16175.8735 | 15710.8649 | 15245.8562 | 14780.8476 | 14315.839 | 0 | 0 | 0 | 0 | 0 | 0 | 0 | 0 | 0 | 0 | 0 | 0 | 0 | 0 | 0
|  | 2032 | -1.121% | [12 empty] | 44314.9624 | 41575.0019 | 38861.5524 | 36826.7833 | 35046.5195 | 33457.1345 | 32249.5072 | 31232.7589 | 30216.0105 | 29199.2621 | 28182.5138 | 27165.7654 | 26149.017 | 25132.2687 | 24115.5203 | 23098.7719 | 22082.0236 | 21065.2752 | 20048.5269 | 19031.7785 | 18293.5065 | 17833.711 | 17373.9155 | 16914.12 | 16454.3245 | 15994.529 | 15534.7334 | 15074.9379 | 14615.1424 | 14155.3469 | 0 | 0 | 0 | 0 | 0 | 0 | 0 | 0 | 0 | 0 | 0 | 0 | 0 | 0
|  | 2033 | -1.134% | [13 empty] | 43812.5233 | 41103.6283 | 38420.9436 | 36409.2446 | 34649.1652 | 33077.8005 | 31883.8652 | 30878.6446 | 29873.4241 | 28868.2035 | 27862.9829 | 26857.7624 | 25852.5418 | 24847.3213 | 23842.1007 | 22836.8801 | 21831.6596 | 20826.439 | 19821.2184 | 18815.9979 | 18086.0964 | 17631.514 | 17176.9316 | 16722.3492 | 16267.7668 | 15813.1844 | 15358.602 | 14904.0196 | 14449.4372 | 13994.8548 | 0 | 0 | 0 | 0 | 0 | 0 | 0 | 0 | 0 | 0 | 0 | 0 | 0
|  | 2034 | -1.147% | [14 empty] | 43310.0842 | 40632.2546 | 37980.3348 | 35991.7058 | 34251.8108 | 32698.4665 | 31518.2232 | 30524.5304 | 29530.8376 | 28537.1449 | 27543.4521 | 26549.7594 | 25556.0666 | 24562.3738 | 23568.6811 | 22574.9883 | 21581.2956 | 20587.6028 | 19593.91 | 18600.2173 | 17878.6863 | 17429.317 | 16979.9477 | 16530.5784 | 16081.2092 | 15631.8399 | 15182.4706 | 14733.1013 | 14283.7321 | 13834.3628 | 0 | 0 | 0 | 0 | 0 | 0 | 0 | 0 | 0 | 0 | 0 | 0
|  | 2035 | -1.16% | [15 empty] | 42807.6451 | 40160.8809 | 37539.726 | 35574.167 | 33854.4565 | 32319.1325 | 31152.5811 | 30170.4162 | 29188.2512 | 28206.0862 | 27223.9213 | 26241.7563 | 25259.5914 | 24277.4264 | 23295.2615 | 22313.0965 | 21330.9315 | 20348.7666 | 19366.6016 | 18384.4367 | 17671.2761 | 17227.12 | 16782.9638 | 16338.8076 | 15894.6515 | 15450.4953 | 15006.3392 | 14562.183 | 14118.0269 | 13673.8707 | 0 | 0 | 0 | 0 | 0 | 0 | 0 | 0 | 0 | 0 | 0
|  | 2036 | -1.174% | [16 empty] | 42305.206 | 39689.5073 | 37099.1172 | 35156.6282 | 33457.1022 | 31939.7984 | 30786.9391 | 29816.3019 | 28845.6648 | 27875.0276 | 26904.3905 | 25933.7533 | 24963.1162 | 23992.479 | 23021.8418 | 22051.2047 | 21080.5675 | 20109.9304 | 19139.2932 | 18168.6561 | 17463.866 | 17024.9229 | 16585.9799 | 16147.0369 | 15708.0938 | 15269.1508 | 14830.2078 | 14391.2647 | 13952.3217 | 13513.3787 | 0 | 0 | 0 | 0 | 0 | 0 | 0 | 0 | 0 | 0
|  | 2037 | -1.188% | [17 empty] | 41802.767 | 39218.1336 | 36658.5083 | 34739.0894 | 33059.7479 | 31560.4644 | 30421.2971 | 29462.1877 | 28503.0783 | 27543.969 | 26584.8596 | 25625.7503 | 24666.6409 | 23707.5316 | 22748.4222 | 21789.3129 | 20830.2035 | 19871.0942 | 18911.9848 | 17952.8755 | 17256.4558 | 16822.7259 | 16388.996 | 15955.2661 | 15521.5362 | 15087.8063 | 14654.0763 | 14220.3464 | 13786.6165 | 13352.8866 | 0 | 0 | 0 | 0 | 0 | 0 | 0 | 0 | 0
|  | 2038 | -1.202% | [18 empty] | 41300.3279 | 38746.76 | 36217.8995 | 34321.5507 | 32662.3936 | 31181.1304 | 30055.655 | 29108.0735 | 28160.4919 | 27212.9104 | 26265.3288 | 25317.7473 | 24370.1657 | 23422.5842 | 22475.0026 | 21527.4211 | 20579.8395 | 19632.258 | 18684.6764 | 17737.0949 | 17049.0457 | 16620.5289 | 16192.0121 | 15763.4953 | 15334.9785 | 14906.4617 | 14477.9449 | 14049.4281 | 13620.9113 | 13192.3945 | 0 | 0 | 0 | 0 | 0 | 0 | 0 | 0
|  | 2039 | -1.217% | [19 empty] | 40797.8888 | 38275.3863 | 35777.2907 | 33904.0119 | 32265.0393 | 30801.7964 | 29690.013 | 28753.9592 | 27817.9055 | 26881.8517 | 25945.798 | 25009.7442 | 24073.6905 | 23137.6367 | 22201.583 | 21265.5292 | 20329.4755 | 19393.4217 | 18457.368 | 17521.3143 | 16841.6355 | 16418.3319 | 15995.0282 | 15571.7245 | 15148.4208 | 14725.1172 | 14301.8135 | 13878.5098 | 13455.2062 | 13031.9025 | 0 | 0 | 0 | 0 | 0 | 0 | 0
Revenue Requirement by vintage year
2012 $/MW-wk
| Aurora Input |  | Levelized Cost | 2020 | 2021 | 2022 | 2023 | 2024 | 2025 | 2026 | 2027 | 2028 | 2029 | 2030 | 2031 | 2032 | 2033 | 2034 | 2035 | 2036 | 2037 | 2038 | 2039 | 2040 | 2041 | 2042 | 2043 | 2044 | 2045 | 2046 | 2047 | 2048 | 2049 | 2050 | 2051 | 2052 | 2053 | 2054 | 2055 | 2056 | 2057 | 2058 | 2059 | 2060 | 2061 | 2062 | 2063 | 2064 | 2065 | 2066 | 2067 | 2068 | 2069 | 2070 | 2071 | 2072 | 2073 | 2074 | 2075
|  | 2020 | 1722.2856 | 2715.9956 | 2548.0676 | 2381.7645 | 2257.0566 | 2147.947 | 2050.5361 | 1976.5225 | 1914.2075 | 1851.8926 | 1789.5777 | 1727.2627 | 1664.9478 | 1602.6328 | 1540.3179 | 1478.003 | 1415.688 | 1353.3731 | 1291.0582 | 1228.7432 | 1166.4283 | 1121.1807 | 1093.0006 | 1064.8204 | 1036.6403 | 1008.4601 | 980.28 | 952.0998 | 923.9197 | 895.7395 | 867.5593 | 0 | 0 | 0 | 0 | 0 | 0 | 0 | 0 | 0 | 0 | 0 | 0 | 0 | 0 | 0 | 0 | 0 | 0 | 0 | 0 | 0 | 0 | 0 | 0 | 0 | 0
|  | 2021 | 1690.5015 |  | 2665.873 | 2501.0441 | 2337.81 | 2215.4036 | 2108.3075 | 2012.6943 | 1940.0465 | 1878.8816 | 1817.7167 | 1756.5517 | 1695.3868 | 1634.2218 | 1573.0569 | 1511.892 | 1450.727 | 1389.5621 | 1328.3972 | 1267.2322 | 1206.0673 | 1144.9023 | 1100.4898 | 1072.8297 | 1045.1696 | 1017.5095 | 989.8494 | 962.1893 | 934.5292 | 906.8691 | 879.209 | 851.5489 | 0 | 0 | 0 | 0 | 0 | 0 | 0 | 0 | 0 | 0 | 0 | 0 | 0 | 0 | 0 | 0 | 0 | 0 | 0 | 0 | 0 | 0 | 0 | 0 | 0
|  | 2022 | 1656.1858 |  |  | 2611.758 | 2450.275 | 2290.3545 | 2170.4328 | 2065.5107 | 1971.8383 | 1900.6653 | 1840.7419 | 1780.8186 | 1720.8952 | 1660.9719 | 1601.0485 | 1541.1252 | 1481.2019 | 1421.2785 | 1361.3552 | 1301.4318 | 1241.5085 | 1181.5851 | 1121.6618 | 1078.1508 | 1051.0522 | 1023.9536 | 996.8549 | 969.7563 | 942.6577 | 915.559 | 888.4604 | 861.3618 | 834.2632 | 0 | 0 | 0 | 0 | 0 | 0 | 0 | 0 | 0 | 0 | 0 | 0 | 0 | 0 | 0 | 0 | 0 | 0 | 0 | 0 | 0 | 0 | 0 | 0
|  | 2023 | 1621.8701 |  |  |  | 2557.6431 | 2399.506 | 2242.8989 | 2125.462 | 2022.7139 | 1930.9823 | 1861.284 | 1802.6022 | 1743.9205 | 1685.2387 | 1626.557 | 1567.8752 | 1509.1935 | 1450.5117 | 1391.83 | 1333.1482 | 1274.4665 | 1215.7848 | 1157.103 | 1098.4213 | 1055.8118 | 1029.2747 | 1002.7375 | 976.2004 | 949.6632 | 923.1261 | 896.5889 | 870.0518 | 843.5146 | 816.9775 | 0 | 0 | 0 | 0 | 0 | 0 | 0 | 0 | 0 | 0 | 0 | 0 | 0 | 0 | 0 | 0 | 0 | 0 | 0 | 0 | 0 | 0 | 0
|  | 2024 | 1587.5543 |  |  |  |  | 2503.5281 | 2348.7369 | 2195.4434 | 2080.4912 | 1979.917 | 1890.1263 | 1821.9027 | 1764.4625 | 1707.0224 | 1649.5822 | 1592.1421 | 1534.7019 | 1477.2618 | 1419.8216 | 1362.3815 | 1304.9413 | 1247.5012 | 1190.061 | 1132.6209 | 1075.1807 | 1033.4728 | 1007.4971 | 981.5215 | 955.5458 | 929.5701 | 903.5944 | 877.6188 | 851.6431 | 825.6674 | 799.6917 | 0 | 0 | 0 | 0 | 0 | 0 | 0 | 0 | 0 | 0 | 0 | 0 | 0 | 0 | 0 | 0 | 0 | 0 | 0 | 0 | 0 | 0
|  | 2025 | 1553.2386 | [5 empty] | 2449.4132 | 2297.9678 | 2147.9878 | 2035.5204 | 1937.1202 | 1849.2704 | 1782.5214 | 1726.3228 | 1670.1243 | 1613.9257 | 1557.7272 | 1501.5286 | 1445.3301 | 1389.1315 | 1332.933 | 1276.7344 | 1220.5358 | 1164.3373 | 1108.1387 | 1051.9402 | 1011.1338 | 985.7196 | 960.3054 | 934.8912 | 909.477 | 884.0628 | 858.6486 | 833.2344 | 807.8202 | 782.406 | 0 | 0 | 0 | 0 | 0 | 0 | 0 | 0 | 0 | 0 | 0 | 0 | 0 | 0 | 0 | 0 | 0 | 0 | 0 | 0 | 0
|  | 2026 | 1518.9228 | [6 empty] | 2395.2983 | 2247.1988 | 2100.5323 | 1990.5496 | 1894.3233 | 1808.4144 | 1743.1401 | 1688.1832 | 1633.2262 | 1578.2692 | 1523.3123 | 1468.3553 | 1413.3984 | 1358.4414 | 1303.4844 | 1248.5275 | 1193.5705 | 1138.6136 | 1083.6566 | 1028.6996 | 988.7948 | 963.9421 | 939.0894 | 914.2366 | 889.3839 | 864.5312 | 839.6785 | 814.8258 | 789.973 | 765.1203 | 0 | 0 | 0 | 0 | 0 | 0 | 0 | 0 | 0 | 0 | 0 | 0 | 0 | 0 | 0 | 0 | 0 | 0 | 0 | 0
|  | 2027 | 1484.6071 | [7 empty] | 2341.1833 | 2196.4297 | 2053.0767 | 1945.5788 | 1851.5265 | 1767.5584 | 1703.7588 | 1650.0435 | 1596.3281 | 1542.6127 | 1488.8974 | 1435.182 | 1381.4666 | 1327.7513 | 1274.0359 | 1220.3206 | 1166.6052 | 1112.8898 | 1059.1745 | 1005.4591 | 966.4558 | 942.1646 | 917.8733 | 893.5821 | 869.2908 | 844.9996 | 820.7083 | 796.4171 | 772.1258 | 747.8346 | 0 | 0 | 0 | 0 | 0 | 0 | 0 | 0 | 0 | 0 | 0 | 0 | 0 | 0 | 0 | 0 | 0 | 0 | 0
|  | 2028 | 1450.2914 | [8 empty] | 2287.0684 | 2145.6607 | 2005.6212 | 1900.608 | 1808.7296 | 1726.7024 | 1664.3775 | 1611.9038 | 1559.43 | 1506.9562 | 1454.4825 | 1402.0087 | 1349.5349 | 1297.0612 | 1244.5874 | 1192.1136 | 1139.6399 | 1087.1661 | 1034.6923 | 982.2186 | 944.1168 | 920.387 | 896.6573 | 872.9275 | 849.1977 | 825.468 | 801.7382 | 778.0084 | 754.2786 | 730.5489 | 0 | 0 | 0 | 0 | 0 | 0 | 0 | 0 | 0 | 0 | 0 | 0 | 0 | 0 | 0 | 0 | 0 | 0
|  | 2029 | 1415.9756 | [9 empty] | 2232.9534 | 2094.8916 | 1958.1656 | 1855.6372 | 1765.9328 | 1685.8465 | 1624.9963 | 1573.7641 | 1522.5319 | 1471.2997 | 1420.0676 | 1368.8354 | 1317.6032 | 1266.3711 | 1215.1389 | 1163.9067 | 1112.6745 | 1061.4424 | 1010.2102 | 958.978 | 921.7778 | 898.6095 | 875.4412 | 852.2729 | 829.1046 | 805.9363 | 782.768 | 759.5998 | 736.4315 | 713.2632 | 0 | 0 | 0 | 0 | 0 | 0 | 0 | 0 | 0 | 0 | 0 | 0 | 0 | 0 | 0 | 0 | 0
|  | 2030 | 1381.6599 | [10 empty] | 2178.8385 | 2044.1226 | 1910.7101 | 1810.6664 | 1723.136 | 1644.9905 | 1585.615 | 1535.6244 | 1485.6338 | 1435.6432 | 1385.6527 | 1335.6621 | 1285.6715 | 1235.6809 | 1185.6904 | 1135.6998 | 1085.7092 | 1035.7186 | 985.7281 | 935.7375 | 899.4388 | 876.832 | 854.2252 | 831.6183 | 809.0115 | 786.4047 | 763.7979 | 741.1911 | 718.5843 | 695.9775 | 0 | 0 | 0 | 0 | 0 | 0 | 0 | 0 | 0 | 0 | 0 | 0 | 0 | 0 | 0 | 0
|  | 2031 | 1366.3421 | [11 empty] | 2154.6828 | 2021.4604 | 1889.527 | 1790.5924 | 1704.0324 | 1626.7533 | 1568.036 | 1518.5997 | 1469.1633 | 1419.727 | 1370.2906 | 1320.8543 | 1271.4179 | 1221.9815 | 1172.5452 | 1123.1088 | 1073.6725 | 1024.2361 | 974.7998 | 925.3634 | 889.4671 | 867.111 | 844.7548 | 822.3986 | 800.0424 | 777.6862 | 755.33 | 732.9739 | 710.6177 | 688.2615 | 0 | 0 | 0 | 0 | 0 | 0 | 0 | 0 | 0 | 0 | 0 | 0 | 0 | 0 | 0
|  | 2032 | 1351.0243 | [12 empty] | 2130.527 | 1998.7982 | 1868.3439 | 1770.5184 | 1684.9288 | 1608.5161 | 1550.4571 | 1501.5749 | 1452.6928 | 1403.8107 | 1354.9285 | 1306.0464 | 1257.1643 | 1208.2821 | 1159.4 | 1110.5179 | 1061.6357 | 1012.7536 | 963.8715 | 914.9894 | 879.4955 | 857.39 | 835.2844 | 813.1788 | 791.0733 | 768.9677 | 746.8622 | 724.7566 | 702.6511 | 680.5455 | 0 | 0 | 0 | 0 | 0 | 0 | 0 | 0 | 0 | 0 | 0 | 0 | 0 | 0
|  | 2033 | 1335.7065 | [13 empty] | 2106.3713 | 1976.136 | 1847.1607 | 1750.4445 | 1665.8252 | 1590.2789 | 1532.8781 | 1484.5502 | 1436.2223 | 1387.8944 | 1339.5665 | 1291.2386 | 1242.9107 | 1194.5828 | 1146.2548 | 1097.9269 | 1049.599 | 1001.2711 | 952.9432 | 904.6153 | 869.5239 | 847.6689 | 825.814 | 803.9591 | 782.1042 | 760.2493 | 738.3943 | 716.5394 | 694.6845 | 672.8296 | 0 | 0 | 0 | 0 | 0 | 0 | 0 | 0 | 0 | 0 | 0 | 0 | 0
|  | 2034 | 1320.3887 | [14 empty] | 2082.2156 | 1953.4738 | 1825.9776 | 1730.3705 | 1646.7217 | 1572.0417 | 1515.2992 | 1467.5255 | 1419.7518 | 1371.9781 | 1324.2044 | 1276.4307 | 1228.657 | 1180.8834 | 1133.1097 | 1085.336 | 1037.5623 | 989.7886 | 942.0149 | 894.2412 | 859.5522 | 837.9479 | 816.3436 | 794.7393 | 773.1351 | 751.5308 | 729.9265 | 708.3222 | 686.7179 | 665.1136 | 0 | 0 | 0 | 0 | 0 | 0 | 0 | 0 | 0 | 0 | 0 | 0
|  | 2035 | 1305.0709 | [15 empty] | 2058.0599 | 1930.8116 | 1804.7945 | 1710.2965 | 1627.6181 | 1553.8044 | 1497.7202 | 1450.5008 | 1403.2813 | 1356.0618 | 1308.8424 | 1261.6229 | 1214.4034 | 1167.184 | 1119.9645 | 1072.745 | 1025.5256 | 978.3061 | 931.0866 | 883.8671 | 849.5806 | 828.2269 | 806.8733 | 785.5196 | 764.1659 | 742.8123 | 721.4586 | 700.105 | 678.7513 | 657.3976 | 0 | 0 | 0 | 0 | 0 | 0 | 0 | 0 | 0 | 0 | 0
|  | 2036 | 1289.7531 | [16 empty] | 2033.9041 | 1908.1494 | 1783.6114 | 1690.2225 | 1608.5145 | 1535.5672 | 1480.1413 | 1433.4761 | 1386.8108 | 1340.1456 | 1293.4803 | 1246.8151 | 1200.1498 | 1153.4846 | 1106.8193 | 1060.1541 | 1013.4888 | 966.8236 | 920.1583 | 873.4931 | 839.6089 | 818.5059 | 797.4029 | 776.2998 | 755.1968 | 734.0938 | 712.9908 | 691.8877 | 670.7847 | 649.6817 | 0 | 0 | 0 | 0 | 0 | 0 | 0 | 0 | 0 | 0
|  | 2037 | 1274.4354 | [17 empty] | 2009.7484 | 1885.4872 | 1762.4283 | 1670.1485 | 1589.411 | 1517.33 | 1462.5624 | 1416.4513 | 1370.3403 | 1324.2293 | 1278.1183 | 1232.0072 | 1185.8962 | 1139.7852 | 1093.6741 | 1047.5631 | 1001.4521 | 955.3411 | 909.23 | 863.119 | 829.6373 | 808.7849 | 787.9325 | 767.0801 | 746.2277 | 725.3753 | 704.5229 | 683.6705 | 662.8181 | 641.9657 | 0 | 0 | 0 | 0 | 0 | 0 | 0 | 0 | 0
|  | 2038 | 1259.1176 | [18 empty] | 1985.5927 | 1862.825 | 1741.2452 | 1650.0746 | 1570.3074 | 1499.0928 | 1444.9834 | 1399.4266 | 1353.8698 | 1308.313 | 1262.7562 | 1217.1994 | 1171.6426 | 1126.0858 | 1080.529 | 1034.9722 | 989.4154 | 943.8586 | 898.3018 | 852.7449 | 819.6657 | 799.0639 | 778.4621 | 757.8604 | 737.2586 | 716.6568 | 696.055 | 675.4533 | 654.8515 | 634.2497 | 0 | 0 | 0 | 0 | 0 | 0 | 0 | 0
|  | 2039 | 1243.7998 | [19 empty] | 1961.437 | 1840.1628 | 1720.0621 | 1630.0006 | 1551.2038 | 1480.8556 | 1427.4045 | 1382.4019 | 1337.3993 | 1292.3967 | 1247.3941 | 1202.3916 | 1157.389 | 1112.3864 | 1067.3838 | 1022.3812 | 977.3786 | 932.376 | 887.3735 | 842.3709 | 809.694 | 789.3429 | 768.9917 | 748.6406 | 728.2895 | 707.9383 | 687.5872 | 667.236 | 646.8849 | 626.5338 | 0 | 0 | 0 | 0 | 0 | 0 | 0
|  | Annual Change (%) |  | 0% | -1.845% | -2.03% | -2.072% | -2.116% | -2.162% | -2.209% | -2.259% | -2.311% | -2.366% | -2.423% | -1.109% | -1.121% | -1.134% | -1.147% | -1.16% | -1.174% | -1.188% | -1.202% | -1.217% | -1.232% | -1.081% | -1.093% | -1.105% | -1.117% | -1.13% | -1.143% | -1.156% | -1.17% | -1.183% | -1.198% | 0% | 0% | 0% | 0% | 0% | 0% | 0% | 0% | 0% | 0% | 0% | 0% | 0% | 0% | 0% | 0% | 0% | 0% | 0% | 0% | 0% | 0% | 0% | 0% | 0%
|  | Levelized Capital Cost ($/MW-wk) |  | 1722.2856 | 1690.5015 | 1656.1858 | 1621.8701 | 1587.5543 | 1553.2386 | 1518.9228 | 1484.6071 | 1450.2914 | 1415.9756 | 1381.6599 | 1366.3421 | 1351.0243 | 1335.7065 | 1320.3887 | 1305.0709 | 1289.7531 | 1274.4354 | 1259.1176 | 1243.7998 | 1228.482 | 1215.2011 | 1201.9202 | 1188.6393 | 1175.3584 | 1162.0775 | 1148.7967 | 1135.5158 | 1122.2349 | 1108.954 | 1095.6731 | 1095.6731 | 1095.6731 | 1095.6731 | 1095.6731 | 1095.6731 | 1095.6731 | 1095.6731 | 1095.6731 | 1095.6731 | 1095.6731 | 1095.6731 | 1095.6731 | 1095.6731 | 1095.6731 | 1095.6731 | 1095.6731 | 1095.6731 | 1095.6731 | 1095.6731 | 1095.6731 | 1095.6731 | 1095.6731 | 1095.6731 | 1095.6731 | 1095.6731
|  | Economic Life | 30
|  | check s/b 0 | 0
itc
|  |  |  | 30% | 30% | 30% | 30% | 26% | 22% | 10% | 10% | 10% | 10% | 10% | 10% | 10% | 10% | 10% | 10% | 10% | 10% | 10% | 10% | 10% | 10% | 10% | 10% | 10% | 10% | 10% | 10% | 10% | 10% | 10% | 10% | 10% | 10% | 10% | 10% | 10% | 10% | 10% | 10% | 10% | 10% | 10% | 10% | 10% | 10% | 10% | 10% | 10% | 10% | 10% | 10% | 10% | 10% | 10% | 10%
ITC
| Revenue Requirement by vintage year | 0 | 0 | 0 | 0 | 0 | 0 | 0 | 0 | 0 | 0 | 0 | 0 | 0 | 0 | 0 | 0 | 0 | 0 | 0 | 0 | 0 | 0 | 0 | 0 | 0 | 0 | 0 | 0 | 0 |  | 0 | 0 | 0 | 0 | 0 | 0 | 0 | 0 | 0 | 0 | 0 | 0 | 0 | 0 | 0 | 0 | 0 | 0 | 0 | 0 | 0 | 0 | 0 | 0 | 0 | 0 | 0 | 0 | 0
| 2012 $/MW-wk | 0 | 0 | 0 | 0 | 0 | 0 | 0 | 0 | 0 | 0 | 0 | 0 | 0 | 0 | 0 | 0 | 0 | 0 | 0 | 0 | 0 | 0 | 0 | 0 | 0 | 0 | 0 | 0 | 0 |  | 0 | 0 | 0 | 0 | 0 | 0 | 0 | 0 | 0 | 0 | 0 | 0 | 0 | 0 | 0 | 0 | 0 | 0 | 0 | 0 | 0 | 0 | 0 | 0 | 0 | 0 | 0 | 0 | 0
| Aurora Input | 0 | Levelized Cost | 2020 | 2021 | 2022 | 2023 | 2024 | 2025 | 2026 | 2027 | 2028 | 2029 | 2030 | 2031 | 2032 | 2033 | 2034 | 2035 | 2036 | 2037 | 2038 | 2039 | 2040 | 2041 | 2042 | 2043 | 2044 | 2045 | 2046 | Levelized | 2047 | 2048 | 2049 | 2050 | 2051 | 2052 | 2053 | 2054 | 2055 | 2056 | 2057 | 2058 | 2059 | 2060 | 2061 | 2062 | 2063 | 2064 | 2065 | 2066 | 2067 | 2068 | 2069 | 2070 | 2071 | 2072 | 2073 | 2074 | 2075
| 0 | 2020 | 1722.2856 | 2715.9956 | 2548.0676 | 2381.7645 | 2257.0566 | 2147.947 | 2050.5361 | 1976.5225 | 1914.2075 | 1851.8926 | 1789.5777 | 1727.2627 | 1664.9478 | 1602.6328 | 1540.3179 | 1478.003 | 1415.688 | 1353.3731 | 1291.0582 | 1228.7432 | 1166.4283 | 1121.1807 | 1093.0006 | 1064.8204 | 1036.6403 | 1008.4601 | 980.28 | 952.0998 | 896.5302 | 923.9197 | 895.7395 | 867.5593 | 0 | 0 | 0 | 0 | 0 | 0 | 0 | 0 | 0 | 0 | 0 | 0 | 0 | 0 | 0 | 0 | 0 | 0 | 0 | 0 | 0 | 0 | 0 | 0 | 0 | 0
| 0 | 2021 | 1690.5015 | 0 | 2665.873 | 2501.0441 | 2337.81 | 2215.4036 | 2108.3075 | 2012.6943 | 1940.0465 | 1878.8816 | 1817.7167 | 1756.5517 | 1695.3868 | 1634.2218 | 1573.0569 | 1511.892 | 1450.727 | 1389.5621 | 1328.3972 | 1267.2322 | 1206.0673 | 1144.9023 | 1100.4898 | 1072.8297 | 1045.1696 | 1017.5095 | 989.8494 | 962.1893 | 894.494 | 934.5292 | 906.8691 | 879.209 | 851.5489 | 0 | 0 | 0 | 0 | 0 | 0 | 0 | 0 | 0 | 0 | 0 | 0 | 0 | 0 | 0 | 0 | 0 | 0 | 0 | 0 | 0 | 0 | 0 | 0 | 0
| 0 | 2022 | 1656.1858 | 0 | 0 | 2611.758 | 2450.275 | 2290.3545 | 2170.4328 | 2065.5107 | 1971.8383 | 1900.6653 | 1840.7419 | 1780.8186 | 1720.8952 | 1660.9719 | 1601.0485 | 1541.1252 | 1481.2019 | 1421.2785 | 1361.3552 | 1301.4318 | 1241.5085 | 1181.5851 | 1121.6618 | 1078.1508 | 1051.0522 | 1023.9536 | 996.8549 | 969.7563 | 890.7404 | 942.6577 | 915.559 | 888.4604 | 861.3618 | 834.2632 | 0 | 0 | 0 | 0 | 0 | 0 | 0 | 0 | 0 | 0 | 0 | 0 | 0 | 0 | 0 | 0 | 0 | 0 | 0 | 0 | 0 | 0 | 0 | 0
| 0 | 2023 | 1621.8701 | 0 | 0 | 0 | 2557.6431 | 2399.506 | 2242.8989 | 2125.462 | 2022.7139 | 1930.9823 | 1861.284 | 1802.6022 | 1743.9205 | 1685.2387 | 1626.557 | 1567.8752 | 1509.1935 | 1450.5117 | 1391.83 | 1333.1482 | 1274.4665 | 1215.7848 | 1157.103 | 1098.4213 | 1055.8118 | 1029.2747 | 1002.7375 | 976.2004 | 886.5754 | 949.6632 | 923.1261 | 896.5889 | 870.0518 | 843.5146 | 816.9775 | 0 | 0 | 0 | 0 | 0 | 0 | 0 | 0 | 0 | 0 | 0 | 0 | 0 | 0 | 0 | 0 | 0 | 0 | 0 | 0 | 0 | 0 | 0
| 0 | 2024 | 1587.5543 | 0 | 0 | 0 | 0 | 2503.5281 | 2348.7369 | 2195.4434 | 2080.4912 | 1979.917 | 1890.1263 | 1821.9027 | 1764.4625 | 1707.0224 | 1649.5822 | 1592.1421 | 1534.7019 | 1477.2618 | 1419.8216 | 1362.3815 | 1304.9413 | 1247.5012 | 1190.061 | 1132.6209 | 1075.1807 | 1033.4728 | 1007.4971 | 981.5215 | 881.9867 | 955.5458 | 929.5701 | 903.5944 | 877.6188 | 851.6431 | 825.6674 | 799.6917 | 0 | 0 | 0 | 0 | 0 | 0 | 0 | 0 | 0 | 0 | 0 | 0 | 0 | 0 | 0 | 0 | 0 | 0 | 0 | 0 | 0 | 0
| 0 | 2025 | 1553.2386 | 0 | 0 | 0 | 0 | 0 | 2449.4132 | 2297.9678 | 2147.9878 | 2035.5204 | 1937.1202 | 1849.2704 | 1782.5214 | 1726.3228 | 1670.1243 | 1613.9257 | 1557.7272 | 1501.5286 | 1445.3301 | 1389.1315 | 1332.933 | 1276.7344 | 1220.5358 | 1164.3373 | 1108.1387 | 1051.9402 | 1011.1338 | 985.7196 | 876.9623 | 960.3054 | 934.8912 | 909.477 | 884.0628 | 858.6486 | 833.2344 | 807.8202 | 782.406 | 0 | 0 | 0 | 0 | 0 | 0 | 0 | 0 | 0 | 0 | 0 | 0 | 0 | 0 | 0 | 0 | 0 | 0 | 0 | 0 | 0
| 0 | 2026 | 1518.9228 | 0 | 0 | 0 | 0 | 0 | 0 | 2395.2983 | 2247.1988 | 2100.5323 | 1990.5496 | 1894.3233 | 1808.4144 | 1743.1401 | 1688.1832 | 1633.2262 | 1578.2692 | 1523.3123 | 1468.3553 | 1413.3984 | 1358.4414 | 1303.4844 | 1248.5275 | 1193.5705 | 1138.6136 | 1083.6566 | 1028.6996 | 988.7948 | 871.4899 | 963.9421 | 939.0894 | 914.2366 | 889.3839 | 864.5312 | 839.6785 | 814.8258 | 789.973 | 765.1203 | 0 | 0 | 0 | 0 | 0 | 0 | 0 | 0 | 0 | 0 | 0 | 0 | 0 | 0 | 0 | 0 | 0 | 0 | 0 | 0
| 0 | 2027 | 1484.6071 | 0 | 0 | 0 | 0 | 0 | 0 | 0 | 2341.1833 | 2196.4297 | 2053.0767 | 1945.5788 | 1851.5265 | 1767.5584 | 1703.7588 | 1650.0435 | 1596.3281 | 1542.6127 | 1488.8974 | 1435.182 | 1381.4666 | 1327.7513 | 1274.0359 | 1220.3206 | 1166.6052 | 1112.8898 | 1059.1745 | 1005.4591 | 865.5573 | 966.4558 | 942.1646 | 917.8733 | 893.5821 | 869.2908 | 844.9996 | 820.7083 | 796.4171 | 772.1258 | 747.8346 | 0 | 0 | 0 | 0 | 0 | 0 | 0 | 0 | 0 | 0 | 0 | 0 | 0 | 0 | 0 | 0 | 0 | 0 | 0
| 0 | 2028 | 1450.2914 | 0 | 0 | 0 | 0 | 0 | 0 | 0 | 0 | 2287.0684 | 2145.6607 | 2005.6212 | 1900.608 | 1808.7296 | 1726.7024 | 1664.3775 | 1611.9038 | 1559.43 | 1506.9562 | 1454.4825 | 1402.0087 | 1349.5349 | 1297.0612 | 1244.5874 | 1192.1136 | 1139.6399 | 1087.1661 | 1034.6923 | 860.7509 | 982.2186 | 944.1168 | 920.387 | 896.6573 | 872.9275 | 849.1977 | 825.468 | 801.7382 | 778.0084 | 754.2786 | 730.5489 | 0 | 0 | 0 | 0 | 0 | 0 | 0 | 0 | 0 | 0 | 0 | 0 | 0 | 0 | 0 | 0 | 0 | 0
| 0 | 2029 | 1415.9756 | 0 | 0 | 0 | 0 | 0 | 0 | 0 | 0 | 0 | 2232.9534 | 2094.8916 | 1958.1656 | 1855.6372 | 1765.9328 | 1685.8465 | 1624.9963 | 1573.7641 | 1522.5319 | 1471.2997 | 1420.0676 | 1368.8354 | 1317.6032 | 1266.3711 | 1215.1389 | 1163.9067 | 1112.6745 | 1061.4424 | 858.037 | 1010.2102 | 958.978 | 921.7778 | 898.6095 | 875.4412 | 852.2729 | 829.1046 | 805.9363 | 782.768 | 759.5998 | 736.4315 | 713.2632 | 0 | 0 | 0 | 0 | 0 | 0 | 0 | 0 | 0 | 0 | 0 | 0 | 0 | 0 | 0 | 0 | 0
| 0 | 2030 | 1381.6599 | 0 | 0 | 0 | 0 | 0 | 0 | 0 | 0 | 0 | 0 | 2178.8385 | 2044.1226 | 1910.7101 | 1810.6664 | 1723.136 | 1644.9905 | 1585.615 | 1535.6244 | 1485.6338 | 1435.6432 | 1385.6527 | 1335.6621 | 1285.6715 | 1235.6809 | 1185.6904 | 1135.6998 | 1085.7092 | 856.6559 | 1035.7186 | 985.7281 | 935.7375 | 899.4388 | 876.832 | 854.2252 | 831.6183 | 809.0115 | 786.4047 | 763.7979 | 741.1911 | 718.5843 | 695.9775 | 0 | 0 | 0 | 0 | 0 | 0 | 0 | 0 | 0 | 0 | 0 | 0 | 0 | 0 | 0 | 0
| 0 | 2031 | 1366.3421 | 0 | 0 | 0 | 0 | 0 | 0 | 0 | 0 | 0 | 0 | 0 | 2154.6828 | 2021.4604 | 1889.527 | 1790.5924 | 1704.0324 | 1626.7533 | 1568.036 | 1518.5997 | 1469.1633 | 1419.727 | 1370.2906 | 1320.8543 | 1271.4179 | 1221.9815 | 1172.5452 | 1123.1088 | 868.1276 | 1073.6725 | 1024.2361 | 974.7998 | 925.3634 | 889.4671 | 867.111 | 844.7548 | 822.3986 | 800.0424 | 777.6862 | 755.33 | 732.9739 | 710.6177 | 688.2615 | 0 | 0 | 0 | 0 | 0 | 0 | 0 | 0 | 0 | 0 | 0 | 0 | 0 | 0 | 0
| 0 | 2032 | 1351.0243 | 0 | 0 | 0 | 0 | 0 | 0 | 0 | 0 | 0 | 0 | 0 | 0 | 2130.527 | 1998.7982 | 1868.3439 | 1770.5184 | 1684.9288 | 1608.5161 | 1550.4571 | 1501.5749 | 1452.6928 | 1403.8107 | 1354.9285 | 1306.0464 | 1257.1643 | 1208.2821 | 1159.4 | 880.595 | 1110.5179 | 1061.6357 | 1012.7536 | 963.8715 | 914.9894 | 879.4955 | 857.39 | 835.2844 | 813.1788 | 791.0733 | 768.9677 | 746.8622 | 724.7566 | 702.6511 | 680.5455 | 0 | 0 | 0 | 0 | 0 | 0 | 0 | 0 | 0 | 0 | 0 | 0 | 0 | 0
| 0 | 2033 | 1335.7065 | 0 | 0 | 0 | 0 | 0 | 0 | 0 | 0 | 0 | 0 | 0 | 0 | 0 | 2106.3713 | 1976.136 | 1847.1607 | 1750.4445 | 1665.8252 | 1590.2789 | 1532.8781 | 1484.5502 | 1436.2223 | 1387.8944 | 1339.5665 | 1291.2386 | 1242.9107 | 1194.5828 | 893.7962 | 1146.2548 | 1097.9269 | 1049.599 | 1001.2711 | 952.9432 | 904.6153 | 869.5239 | 847.6689 | 825.814 | 803.9591 | 782.1042 | 760.2493 | 738.3943 | 716.5394 | 694.6845 | 672.8296 | 0 | 0 | 0 | 0 | 0 | 0 | 0 | 0 | 0 | 0 | 0 | 0 | 0
| 0 | 2034 | 1320.3887 | 0 | 0 | 0 | 0 | 0 | 0 | 0 | 0 | 0 | 0 | 0 | 0 | 0 | 0 | 2082.2156 | 1953.4738 | 1825.9776 | 1730.3705 | 1646.7217 | 1572.0417 | 1515.2992 | 1467.5255 | 1419.7518 | 1371.9781 | 1324.2044 | 1276.4307 | 1228.657 | 907.5277 | 1180.8834 | 1133.1097 | 1085.336 | 1037.5623 | 989.7886 | 942.0149 | 894.2412 | 859.5522 | 837.9479 | 816.3436 | 794.7393 | 773.1351 | 751.5308 | 729.9265 | 708.3222 | 686.7179 | 665.1136 | 0 | 0 | 0 | 0 | 0 | 0 | 0 | 0 | 0 | 0 | 0 | 0
| 0 | 2035 | 1305.0709 | 0 | 0 | 0 | 0 | 0 | 0 | 0 | 0 | 0 | 0 | 0 | 0 | 0 | 0 | 0 | 2058.0599 | 1930.8116 | 1804.7945 | 1710.2965 | 1627.6181 | 1553.8044 | 1497.7202 | 1450.5008 | 1403.2813 | 1356.0618 | 1308.8424 | 1261.6229 | 921.6285 | 1214.4034 | 1167.184 | 1119.9645 | 1072.745 | 1025.5256 | 978.3061 | 931.0866 | 883.8671 | 849.5806 | 828.2269 | 806.8733 | 785.5196 | 764.1659 | 742.8123 | 721.4586 | 700.105 | 678.7513 | 657.3976 | 0 | 0 | 0 | 0 | 0 | 0 | 0 | 0 | 0 | 0 | 0
| 0 | 2036 | 1289.7531 | 0 | 0 | 0 | 0 | 0 | 0 | 0 | 0 | 0 | 0 | 0 | 0 | 0 | 0 | 0 | 0 | 2033.9041 | 1908.1494 | 1783.6114 | 1690.2225 | 1608.5145 | 1535.5672 | 1480.1413 | 1433.4761 | 1386.8108 | 1340.1456 | 1293.4803 | 935.9685 | 1246.8151 | 1200.1498 | 1153.4846 | 1106.8193 | 1060.1541 | 1013.4888 | 966.8236 | 920.1583 | 873.4931 | 839.6089 | 818.5059 | 797.4029 | 776.2998 | 755.1968 | 734.0938 | 712.9908 | 691.8877 | 670.7847 | 649.6817 | 0 | 0 | 0 | 0 | 0 | 0 | 0 | 0 | 0 | 0
| 0 | 2037 | 1274.4354 | 0 | 0 | 0 | 0 | 0 | 0 | 0 | 0 | 0 | 0 | 0 | 0 | 0 | 0 | 0 | 0 | 0 | 2009.7484 | 1885.4872 | 1762.4283 | 1670.1485 | 1589.411 | 1517.33 | 1462.5624 | 1416.4513 | 1370.3403 | 1324.2293 | 950.4412 | 1278.1183 | 1232.0072 | 1185.8962 | 1139.7852 | 1093.6741 | 1047.5631 | 1001.4521 | 955.3411 | 909.23 | 863.119 | 829.6373 | 808.7849 | 787.9325 | 767.0801 | 746.2277 | 725.3753 | 704.5229 | 683.6705 | 662.8181 | 641.9657 | 0 | 0 | 0 | 0 | 0 | 0 | 0 | 0 | 0
| 0 | 2038 | 1259.1176 | 0 | 0 | 0 | 0 | 0 | 0 | 0 | 0 | 0 | 0 | 0 | 0 | 0 | 0 | 0 | 0 | 0 | 0 | 1985.5927 | 1862.825 | 1741.2452 | 1650.0746 | 1570.3074 | 1499.0928 | 1444.9834 | 1399.4266 | 1353.8698 | 964.9579 | 1308.313 | 1262.7562 | 1217.1994 | 1171.6426 | 1126.0858 | 1080.529 | 1034.9722 | 989.4154 | 943.8586 | 898.3018 | 852.7449 | 819.6657 | 799.0639 | 778.4621 | 757.8604 | 737.2586 | 716.6568 | 696.055 | 675.4533 | 654.8515 | 634.2497 | 0 | 0 | 0 | 0 | 0 | 0 | 0 | 0
| 0 | 2039 | 1243.7998 | 0 | 0 | 0 | 0 | 0 | 0 | 0 | 0 | 0 | 0 | 0 | 0 | 0 | 0 | 0 | 0 | 0 | 0 | 0 | 1961.437 | 1840.1628 | 1720.0621 | 1630.0006 | 1551.2038 | 1480.8556 | 1427.4045 | 1382.4019 | 979.4437 | 1337.3993 | 1292.3967 | 1247.3941 | 1202.3916 | 1157.389 | 1112.3864 | 1067.3838 | 1022.3812 | 977.3786 | 932.376 | 887.3735 | 842.3709 | 809.694 | 789.3429 | 768.9917 | 748.6406 | 728.2895 | 707.9383 | 687.5872 | 667.236 | 646.8849 | 626.5338 | 0 | 0 | 0 | 0 | 0 | 0 | 0
| 2020-2023 | 30% |  | 164971.3809 | [27 empty] | 2064: 0; 2065: 0; 2066: 0; 2067: 0; 2068: 0; 2069: 0; 2070: 0; 2071: 0; 2072: 0; 2073: 0; 2074: 0
| 2024 | 26% |  | 142975.1968 | [36 empty] | 0 | 0 | 0 | 0 | 0 | 0 | 0 | 0 | 0 | 0 | 0 | 0 | 0 | 0 | 0 | 0 | 0 | 0 | 0
| 2025 | 22% |  | 120979.0127 | [36 empty] | 0 | 0 | 0 | 0 | 0 | 0 | 0 | 0 | 0 | 0 | 0 | 0 | 0 | 0 | 0 | 0 | 0 | 0 | 0
| Start 2026 | 10% |  | 54990.4603 | [36 empty] | 0 | 0 | 0 | 0 | 0 | 0 | 0 | 0 | 0 | 0 | 0 | 0 | 0 | 0 | 0 | 0 | 0 | 0 | 0
[41 empty] | 0 | 0 | 0 | 0 | 0 | 0 | 0 | 0 | 0 | 0 | 0 | 0 | 0 | 0 | 0 | 0 | 0 | 0 | 0
[41 empty] | 0 | 0 | 0 | 0 | 0 | 0 | 0 | 0 | 0 | 0 | 0 | 0 | 0 | 0 | 0 | 0 | 0 | 0 | 0
Amortization
|  | 30% |  | 8248.569 | 8248.569 | 8248.569 | 8248.569 | 8248.569 | 8248.569 | 8248.569 | 8248.569 | 8248.569 | 8248.569 | 8248.569 | 8248.569 | 8248.569 | 8248.569 | 8248.569 | 8248.569 | 8248.569 | 8248.569 | 8248.569 | 8248.569 | 8248.569 | 8248.569 | 8248.569 | 8248.569 | 8248.569 | 8248.569 | 8248.569 | 8248.569 | 8248.569 | 8248.569 | 8248.569 | 8248.569 | 8248.569 | 8248.569 | 8248.569 | 8248.569 | 8248.569 | 8248.569 | 8248.569 | 8248.569 | 8248.569 | 8248.569 | 8248.569 | 8248.569 | 8248.569 | 8248.569 | 8248.569 | 8248.569 | 8248.569 | 8248.569 | 8248.569 | 8248.569 | 8248.569 | 8248.569 | 8248.569 | 8248.569
|  | 26% |  | 7148.7598 | 7148.7598 | 7148.7598 | 7148.7598 | 7148.7598 | 7148.7598 | 7148.7598 | 7148.7598 | 7148.7598 | 7148.7598 | 7148.7598 | 7148.7598 | 7148.7598 | 7148.7598 | 7148.7598 | 7148.7598 | 7148.7598 | 7148.7598 | 7148.7598 | 7148.7598 | 7148.7598 | 7148.7598 | 7148.7598 | 7148.7598 | 7148.7598 | 7148.7598 | 7148.7598 | 7148.7598 | 7148.7598 | 7148.7598 | 7148.7598 | 7148.7598 | 7148.7598 | 7148.7598 | 7148.7598 | 7148.7598 | 7148.7598 | 7148.7598 | 7148.7598 | 7148.7598 | 7148.7598 | 7148.7598 | 7148.7598 | 7148.7598 | 7148.7598 | 7148.7598 | 7148.7598 | 7148.7598 | 7148.7598 | 7148.7598 | 7148.7598 | 7148.7598 | 7148.7598 | 7148.7598 | 7148.7598 | 7148.7598
|  | 22% |  | 6048.9506 | 6048.9506 | 6048.9506 | 6048.9506 | 6048.9506 | 6048.9506 | 6048.9506 | 6048.9506 | 6048.9506 | 6048.9506 | 6048.9506 | 6048.9506 | 6048.9506 | 6048.9506 | 6048.9506 | 6048.9506 | 6048.9506 | 6048.9506 | 6048.9506 | 6048.9506 | 6048.9506 | 6048.9506 | 6048.9506 | 6048.9506 | 6048.9506 | 6048.9506 | 6048.9506 | 6048.9506 | 6048.9506 | 6048.9506 | 6048.9506 | 6048.9506 | 6048.9506 | 6048.9506 | 6048.9506 | 6048.9506 | 6048.9506 | 6048.9506 | 6048.9506 | 6048.9506 | 6048.9506 | 6048.9506 | 6048.9506 | 6048.9506 | 6048.9506 | 6048.9506 | 6048.9506 | 6048.9506 | 6048.9506 | 6048.9506 | 6048.9506 | 6048.9506 | 6048.9506 | 6048.9506 | 6048.9506 | 6048.9506
|  | 10% |  | 2749.523 | 2749.523 | 2749.523 | 2749.523 | 2749.523 | 2749.523 | 2749.523 | 2749.523 | 2749.523 | 2749.523 | 2749.523 | 2749.523 | 2749.523 | 2749.523 | 2749.523 | 2749.523 | 2749.523 | 2749.523 | 2749.523 | 2749.523 | 2749.523 | 2749.523 | 2749.523 | 2749.523 | 2749.523 | 2749.523 | 2749.523 | 2749.523 | 2749.523 | 2749.523 | 2749.523 | 2749.523 | 2749.523 | 2749.523 | 2749.523 | 2749.523 | 2749.523 | 2749.523 | 2749.523 | 2749.523 | 2749.523 | 2749.523 | 2749.523 | 2749.523 | 2749.523 | 2749.523 | 2749.523 | 2749.523 | 2749.523 | 2749.523 | 2749.523 | 2749.523 | 2749.523 | 2749.523 | 2749.523 | 2749.523
|  |  |  | 2020 | 2021 | 2022 | 2023 | 2024 | 2025 | 2026 | 2027 | 2028 | 2029 | 2030 | 2031 | 2032 | 2033 | 2034 | 2035 | 2036 | 2037 | 2038 | 2039 | 2040 | 2041 | 2042 | 2043 | 2044 | 2045 | 2046 | 2047 | 2048 | 2049 | 2050 | 2051 | 2052 | 2053 | 2054 | 2055 | 2056 | 2057 | 2058 | 2059 | 2060 | 2061 | 2062 | 2063 | 2064 | 2065 | 2066 | 2067 | 2068 | 2069 | 2070 | 2071 | 2072 | 2073 | 2074 | 2075
|  | ITC Base |  | 164971.3809 | 164971.3809 | 164971.3809 | 164971.3809 | 164971.3809 | 164971.3809 | 164971.3809 | 164971.3809 | 164971.3809 | 164971.3809 | 164971.3809 | 164971.3809 | 164971.3809 | 164971.3809 | 164971.3809 | 164971.3809 | 164971.3809 | 164971.3809 | 164971.3809 | 164971.3809 | 164971.3809 | 164971.3809 | 164971.3809 | 164971.3809 | 164971.3809 | 164971.3809 | 164971.3809 | 164971.3809 | 164971.3809 | 164971.3809 | 164971.3809 | 164971.3809 | 164971.3809 | 164971.3809 | 164971.3809 | 164971.3809 | 164971.3809 | 164971.3809 | 164971.3809 | 164971.3809 | 164971.3809 | 164971.3809 | 164971.3809 | 164971.3809 | 164971.3809 | 164971.3809 | 164971.3809 | 164971.3809 | 164971.3809 | 164971.3809 | 164971.3809 | 164971.3809 | 164971.3809 | 164971.3809 | 164971.3809 | 164971.3809
|  | Accum ITC Amort |  | 8248.569 | 16497.1381 | 24745.7071 | 32994.2762 | 41242.8452 | 49491.4143 | 57739.9833 | 65988.5524 | 74237.1214 | 82485.6905 | 90734.2595 | 98982.8286 | 107231.3976 | 115479.9666 | 123728.5357 | 131977.1047 | 140225.6738 | 148474.2428 | 156722.8119 | 164971.3809 | 173219.95 | 181468.519 | 189717.0881 | 197965.6571 | 206214.2262 | 214462.7952 | 222711.3642 | 230959.9333 | 239208.5023 | 247457.0714 | 255705.6404 | 263954.2095 | 272202.7785 | 280451.3476 | 288699.9166 | 296948.4857 | 305197.0547 | 313445.6238 | 321694.1928 | 329942.7618 | 338191.3309 | 346439.8999 | 354688.469 | 362937.038 | 371185.6071 | 379434.1761 | 387682.7452 | 395931.3142 | 404179.8833 | 412428.4523 | 420677.0214 | 428925.5904 | 437174.1594 | 445422.7285 | 453671.2975 | 461919.8666
|  | Ratebase |  | 156722.8119 | 148474.2428 | 140225.6738 | 131977.1047 | 123728.5357 | 115479.9666 | 107231.3976 | 98982.8286 | 90734.2595 | 82485.6905 | 74237.1214 | 65988.5524 | 57739.9833 | 49491.4143 | 41242.8452 | 32994.2762 | 24745.7071 | 16497.1381 | 8248.569 | 0 | -8248.569 | -16497.1381 | -24745.7071 | -32994.2762 | -41242.8452 | -49491.4143 | -57739.9833 | -65988.5524 | -74237.1214 | -82485.6905 | -90734.2595 | -98982.8286 | -107231.3976 | -115479.9666 | -123728.5357 | -131977.1047 | -140225.6738 | -148474.2428 | -156722.8119 | -164971.3809 | -173219.95 | -181468.519 | -189717.0881 | -197965.6571 | -206214.2262 | -214462.7952 | -222711.3642 | -230959.9333 | -239208.5023 | -247457.0714 | -255705.6404 | -263954.2095 | -272202.7785 | -280451.3476 | -288699.9166 | -296948.4857
|  | Tax Basis |  | 467418.9126 | 467418.9126 | 467418.9126 | 467418.9126 | 467418.9126 | 467418.9126 | 467418.9126 | 467418.9126 | 467418.9126 | 467418.9126 | 467418.9126 | 467418.9126 | 467418.9126 | 467418.9126 | 467418.9126 | 467418.9126 | 467418.9126 | 467418.9126 | 467418.9126 | 467418.9126 | 467418.9126 | 467418.9126 | 467418.9126 | 467418.9126 | 467418.9126 | 467418.9126 | 467418.9126 | 467418.9126 | 467418.9126 | 467418.9126 | 467418.9126 | 467418.9126 | 467418.9126 | 467418.9126 | 467418.9126 | 467418.9126 | 467418.9126 | 467418.9126 | 467418.9126 | 467418.9126 | 467418.9126 | 467418.9126 | 467418.9126 | 467418.9126 | 467418.9126 | 467418.9126 | 467418.9126 | 467418.9126 | 467418.9126 | 467418.9126 | 467418.9126 | 467418.9126 | 467418.9126 | 467418.9126 | 467418.9126 | 467418.9126
|  | Book Depreciation |  | 15580.6304 | 15580.6304 | 15580.6304 | 15580.6304 | 15580.6304 | 15580.6304 | 15580.6304 | 15580.6304 | 15580.6304 | 15580.6304 | 15580.6304 | 15580.6304 | 15580.6304 | 15580.6304 | 15580.6304 | 15580.6304 | 15580.6304 | 15580.6304 | 15580.6304 | 15580.6304 | 15580.6304 | 15580.6304 | 15580.6304 | 15580.6304 | 15580.6304 | 15580.6304 | 15580.6304 | 15580.6304 | 15580.6304 | 15580.6304 | 15580.6304 | 15580.6304 | 15580.6304 | 15580.6304 | 15580.6304 | 15580.6304 | 15580.6304 | 15580.6304 | 15580.6304 | 15580.6304 | 15580.6304 | 15580.6304 | 15580.6304 | 15580.6304 | 15580.6304 | 15580.6304 | 15580.6304 | 15580.6304 | 15580.6304 | 15580.6304 | 15580.6304 | 15580.6304 | 15580.6304 | 15580.6304 | 15580.6304 | 15580.6304
|  | Tax Depreciation |  | 93483.7825 | 149574.052 | 89744.4312 | 53846.6587 | 53846.6587 | 26923.3294 | 0 | 0 | 0 | 0 | 0 | 0 | 0 | 0 | 0 | 0 | 0 | 0 | 0 | 0 | 0 | 0 | 0 | 0 | 0 | 0 | 0 | 0 | 0 | 0 | 0 | 0 | 0 | 0 | 0 | 0 | 0 | 0 | 0 | 0 | 0 | 0 | 0 | 0 | 0 | 0 | 0 | 0 | 0 | 0 | 0 | 0 | 0 | 0 | 0 | 0
|  | Difference between book and tax |  | -77903.1521 | -133993.4216 | -74163.8008 | -38266.0283 | -38266.0283 | -11342.6989 | 15580.6304 | 15580.6304 | 15580.6304 | 15580.6304 | 15580.6304 | 15580.6304 | 15580.6304 | 15580.6304 | 15580.6304 | 15580.6304 | 15580.6304 | 15580.6304 | 15580.6304 | 15580.6304 | 15580.6304 | 15580.6304 | 15580.6304 | 15580.6304 | 15580.6304 | 15580.6304 | 15580.6304 | 15580.6304 | 15580.6304 | 15580.6304 | 15580.6304 | 15580.6304 | 15580.6304 | 15580.6304 | 15580.6304 | 15580.6304 | 15580.6304 | 15580.6304 | 15580.6304 | 15580.6304 | 15580.6304 | 15580.6304 | 15580.6304 | 15580.6304 | 15580.6304 | 15580.6304 | 15580.6304 | 15580.6304 | 15580.6304 | 15580.6304 | 15580.6304 | 15580.6304 | 15580.6304 | 15580.6304 | 15580.6304 | 15580.6304
|  | Deferred Tax |  | -16359.6619 | -28138.6185 | -15574.3982 | -8035.8659 | -8035.8659 | -2381.9668 | 3271.9324 | 3271.9324 | 3271.9324 | 3271.9324 | 3271.9324 | 3271.9324 | 3271.9324 | 3271.9324 | 3271.9324 | 3271.9324 | 3271.9324 | 3271.9324 | 3271.9324 | 3271.9324 | 3271.9324 | 3271.9324 | 3271.9324 | 3271.9324 | 3271.9324 | 3271.9324 | 3271.9324 | 3271.9324 | 3271.9324 | 3271.9324 | 3271.9324 | 3271.9324 | 3271.9324 | 3271.9324 | 3271.9324 | 3271.9324 | 3271.9324 | 3271.9324 | 3271.9324 | 3271.9324 | 3271.9324 | 3271.9324 | 3271.9324 | 3271.9324 | 3271.9324 | 3271.9324 | 3271.9324 | 3271.9324 | 3271.9324 | 3271.9324 | 3271.9324 | 3271.9324 | 3271.9324 | 3271.9324 | 3271.9324 | 3271.9324
|  | Accum Defered Tax |  | -16359.6619 | -44498.2805 | -60072.6786 | -68108.5446 | -76144.4105 | -78526.3773 | -75254.4449 | -71982.5125 | -68710.5802 | -65438.6478 | -62166.7154 | -58894.783 | -55622.8506 | -52350.9182 | -49078.9858 | -45807.0534 | -42535.121 | -39263.1887 | -35991.2563 | -32719.3239 | -29447.3915 | -26175.4591 | -22903.5267 | -19631.5943 | -16359.6619 | -13087.7296 | -9815.7972 | -6543.8648 | -3271.9324 | -3.2742e-11 | 3271.9324 | 6543.8648 | 9815.7972 | 13087.7296 | 16359.6619 | 19631.5943 | 22903.5267 | 26175.4591 | 29447.3915 | 32719.3239 | 35991.2563 | 39263.1887 | 42535.121 | 45807.0534 | 49078.9858 | 52350.9182 | 55622.8506 | 58894.783 | 62166.7154 | 65438.6478 | 68710.5802 | 71982.5125 | 75254.4449 | 78526.3773 | 81798.3097 | 85070.2421
|  | Revenue Requirement |  | 56492.7079 | 52999.8066 | 49540.7016 | 46946.7783 | 44677.2981 | 42651.1503 | 41111.6673 | 39815.5166 | 38519.366 | 37223.2153 | 35927.0646 | 34630.9139 | 33334.7633 | 32038.6126 | 30742.4619 | 29446.3112 | 28150.1606 | 26854.0099 | 25557.8592 | 24261.7086 | 23320.5596 | 22734.4123 | 22148.2651 | 21562.1178 | 20975.9705 | 20389.8233 | 19803.676 | 19217.5288 | 18631.3815 | 18045.2342 | 0 | 0 | 0 | 0 | 0 | 0 | 0 | 0 | 0 | 0 | 0 | 0 | 0 | 0 | 0 | 0 | 0 | 0 | 0 | 0 | 0 | 0 | 0 | 0 | 0 | 0
|  | Depreciation |  | 18330.1534 | 18330.1534 | 18330.1534 | 18330.1534 | 18330.1534 | 18330.1534 | 18330.1534 | 18330.1534 | 18330.1534 | 18330.1534 | 18330.1534 | 18330.1534 | 18330.1534 | 18330.1534 | 18330.1534 | 18330.1534 | 18330.1534 | 18330.1534 | 18330.1534 | 18330.1534 | 18330.1534 | 18330.1534 | 18330.1534 | 18330.1534 | 18330.1534 | 18330.1534 | 18330.1534 | 18330.1534 | 18330.1534 | 18330.1534 | 0 | 0 | 0 | 0 | 0 | 0 | 0 | 0 | 0 | 0 | 0 | 0 | 0 | 0 | 0 | 0 | 0 | 0 | 0 | 0 | 0 | 0 | 0 | 0 | 0 | 0
|  | Insurance |  | 263.4043 | 263.4043 | 263.4043 | 263.4043 | 263.4043 | 263.4043 | 263.4043 | 263.4043 | 263.4043 | 263.4043 | 263.4043 | 263.4043 | 263.4043 | 263.4043 | 263.4043 | 263.4043 | 263.4043 | 263.4043 | 263.4043 | 263.4043 | 263.4043 | 263.4043 | 263.4043 | 263.4043 | 263.4043 | 263.4043 | 263.4043 | 263.4043 | 263.4043 | 263.4043 | 0 | 0 | 0 | 0 | 0 | 0 | 0 | 0 | 0 | 0 | 0 | 0 | 0 | 0 | 0 | 0 | 0 | 0 | 0 | 0 | 0 | 0 | 0 | 0 | 0 | 0
|  | Property Taxes |  | 2499.7954 | 2499.7954 | 2499.7954 | 2499.7954 | 2499.7954 | 2499.7954 | 2499.7954 | 2499.7954 | 2499.7954 | 2499.7954 | 2499.7954 | 2499.7954 | 2499.7954 | 2499.7954 | 2499.7954 | 2499.7954 | 2499.7954 | 2499.7954 | 2499.7954 | 2499.7954 | 2499.7954 | 2499.7954 | 2499.7954 | 2499.7954 | 2499.7954 | 2499.7954 | 2499.7954 | 2499.7954 | 2499.7954 | 2499.7954 | 0 | 0 | 0 | 0 | 0 | 0 | 0 | 0 | 0 | 0 | 0 | 0 | 0 | 0 | 0 | 0 | 0 | 0 | 0 | 0 | 0 | 0 | 0 | 0 | 0 | 0
|  | Current Taxes |  | -11812.7966 | -26403.9019 | -12348.8782 | -4024.7407 | -4501.3315 | 1724.8236 | 8053.1782 | 7780.9866 | 7508.7949 | 7236.6033 | 6964.4116 | 6692.22 | 6420.0283 | 6147.8367 | 5875.6451 | 5603.4534 | 5331.2618 | 5059.0701 | 4786.8785 | 4514.6869 | 4317.0456 | 4193.9547 | 4070.8637 | 3947.7728 | 3824.6819 | 3701.591 | 3578.5 | 3455.4091 | 3332.3182 | 3209.2273 | 0 | 0 | 0 | 0 | 0 | 0 | 0 | 0 | 0 | 0 | 0 | 0 | 0 | 0 | 0 | 0 | 0 | 0 | 0 | 0 | 0 | 0 | 0 | 0 | 0 | 0
|  | DFIT |  |  | 33104.2571 | 18322.8214 |  | 9453.9599 | 2802.3139 | -3849.3322 | -3849.3322 | -3849.3322 | -3849.3322 | -3849.3322 | -3849.3322 | -3849.3322 | -3849.3322 | -3849.3322 | -3849.3322 | -3849.3322 | -3849.3322 | -3849.3322 | -3849.3322 | -3849.3322 | -3849.3322 | -3849.3322 | -3849.3322 | -3849.3322 | -3849.3322 | -3849.3322 | -3849.3322 | -3849.3322 | -3849.3322 | 0 | 0 | 0 | 0 | 0 | 0 | 0 | 0 | 0 | 0 | 0 | 0 | 0 | 0 | 0 | 0 | 0 | 0 | 0 | 0 | 0 | 0 | 0 | 0 | 0 | 0
|  | ITC |  | -8248.569 | -8248.569 | -8248.569 | -8248.569 | -8248.569 | -8248.569 | -8248.569 | -8248.569 | -8248.569 | -8248.569 | -8248.569 | -8248.569 | -8248.569 | -8248.569 | -8248.569 | -8248.569 | -8248.569 | -8248.569 | -8248.569 | -8248.569 | -8248.569 | -8248.569 | -8248.569 | -8248.569 | -8248.569 | -8248.569 | -8248.569 | -8248.569 | -8248.569 | -8248.569 | -8248.569 | -8248.569 | -8248.569 | -8248.569 | -8248.569 | -8248.569 | -8248.569 | -8248.569 | -8248.569 | -8248.569 | -8248.569 | -8248.569 | -8248.569 | -8248.569 | -8248.569 | -8248.569 | -8248.569 | -8248.569 | -8248.569 | -8248.569 | -8248.569 | -8248.569 | -8248.569 | -8248.569 | -8248.569 | -8248.569
|  | Total Operating Expenses |  | 1031.9875 | 19545.1393 | 18818.7273 | 8820.0434 | 17797.4125 | 17371.9215 | 17048.6301 | 16776.4384 | 16504.2468 | 16232.0551 | 15959.8635 | 15687.6719 | 15415.4802 | 15143.2886 | 14871.0969 | 14598.9053 | 14326.7137 | 14054.522 | 13782.3304 | 13510.1387 | 13312.4974 | 13189.4065 | 13066.3156 | 12943.2247 | 12820.1337 | 12697.0428 | 12573.9519 | 12450.861 | 12327.7701 | 12204.6791 | -8248.569 | -8248.569 | -8248.569 | -8248.569 | -8248.569 | -8248.569 | -8248.569 | -8248.569 | -8248.569 | -8248.569 | -8248.569 | -8248.569 | -8248.569 | -8248.569 | -8248.569 | -8248.569 | -8248.569 | -8248.569 | -8248.569 | -8248.569 | -8248.569 | -8248.569 | -8248.569 | -8248.569 | -8248.569 | -8248.569
|  | Operating |  | 55460.7204 | 33454.6673 | 30721.9743 | 38126.7348 | 26879.8856 | 25279.2288 | 24063.0372 | 23039.0782 | 22015.1192 | 20991.1601 | 19967.2011 | 18943.2421 | 17919.283 | 16895.324 | 15871.365 | 14847.406 | 13823.4469 | 12799.4879 | 11775.5289 | 10751.5698 | 10008.0621 | 9545.0058 | 9081.9495 | 8618.8931 | 8155.8368 | 7692.7805 | 7229.7241 | 6766.6678 | 6303.6115 | 5840.5551 | 8248.569 | 8248.569 | 8248.569 | 8248.569 | 8248.569 | 8248.569 | 8248.569 | 8248.569 | 8248.569 | 8248.569 | 8248.569 | 8248.569 | 8248.569 | 8248.569 | 8248.569 | 8248.569 | 8248.569 | 8248.569 | 8248.569 | 8248.569 | 8248.569 | 8248.569 | 8248.569 | 8248.569 | 8248.569 | 8248.569
|  | Ratebase |  | 532559.6954 | 491980.4017 | 451793.7399 | 421658.4544 | 395292.4351 | 371753.3653 | 353868.1946 | 338809.9736 | 323751.7525 | 308693.5315 | 293635.3104 | 278577.0894 | 263518.8683 | 248460.6473 | 233402.4262 | 218344.2052 | 203285.9841 | 188227.7631 | 173169.542 | 158111.321 | 147177.3845 | 140367.7325 | 133558.0805 | 126748.4285 | 119938.7765 | 113129.1245 | 106319.4725 | 99509.8205 | 92700.1685 | 85890.5165 | 0 | 0 | 0 | 0 | 0 | 0 | 0 | 0 | 0 | 0 | 0 | 0 | 0 | 0 | 0 | 0 | 0 | 0 | 0 | 0 | 0 | 0 | 0 | 0 | 0 | 0
|  | Return on Ratebase |  | 10.41% | 6.8% | 6.8% | 9.042% | 6.8% | 6.8% | 6.8% | 6.8% | 6.8% | 6.8% | 6.8% | 6.8% | 6.8% | 6.8% | 6.8% | 6.8% | 6.8% | 6.8% | 6.8% | 6.8% | 6.8% | 6.8% | 6.8% | 6.8% | 6.8% | 6.8% | 6.8% | 6.8% | 6.8% | 6.8% | #DIV/0! | #DIV/0! | #DIV/0! | #DIV/0! | #DIV/0! | #DIV/0! | #DIV/0! | #DIV/0! | #DIV/0! | #DIV/0! | #DIV/0! | #DIV/0! | #DIV/0! | #DIV/0! | #DIV/0! | #DIV/0! | #DIV/0! | #DIV/0! | #DIV/0! | #DIV/0! | #DIV/0! | #DIV/0! | #DIV/0! | #DIV/0! | #DIV/0! | #DIV/0!
|  | Revenue Requirement |  | 56492.7079 | 52999.8066 | 49540.7016 | 46946.7783 | 44677.2981 | 42651.1503 | 41111.6673 | 39815.5166 | 38519.366 | 37223.2153 | 35927.0646 | 34630.9139 | 33334.7633 | 32038.6126 | 30742.4619 | 29446.3112 | 28150.1606 | 26854.0099 | 25557.8592 | 24261.7086 | 23320.5596 | 22734.4123 | 22148.2651 | 21562.1178 | 20975.9705 | 20389.8233 | 19803.676 | 19217.5288 | 18631.3815 | 18045.2342 | 0 | 0 | 0 | 0 | 0 | 0 | 0 | 0 | 0 | 0 | 0 | 0 | 0 | 0 | 0 | 0 | 0 | 0 | 0 | 0 | 0 | 0 | 0 | 0 | 0 | 0
|  | Tax Depreciation |  | 109980.9206 | 175969.473 | 105581.6838 | 63349.0103 | 63349.0103 | 31674.5051 | 0 | 0 | 0 | 0 | 0 | 0 | 0 | 0 | 0 | 0 | 0 | 0 | 0 | 0 | 0 | 0 | 0 | 0 | 0 | 0 | 0 | 0 | 0 | 0 | 0 | 0 | 0 | 0 | 0 | 0 | 0 | 0 | 0 | 0 | 0 | 0 | 0 | 0 | 0 | 0 | 0 | 0 | 0 | 0 | 0 | 0 | 0 | 0 | 0 | 0
|  | Propety Taxes |  | 263.4043 | 263.4043 | 263.4043 | 263.4043 | 263.4043 | 263.4043 | 263.4043 | 263.4043 | 263.4043 | 263.4043 | 263.4043 | 263.4043 | 263.4043 | 263.4043 | 263.4043 | 263.4043 | 263.4043 | 263.4043 | 263.4043 | 263.4043 | 263.4043 | 263.4043 | 263.4043 | 263.4043 | 263.4043 | 263.4043 | 263.4043 | 263.4043 | 263.4043 | 263.4043 | 0 | 0 | 0 | 0 | 0 | 0 | 0 | 0 | 0 | 0 | 0 | 0 | 0 | 0 | 0 | 0 | 0 | 0 | 0 | 0 | 0 | 0 | 0 | 0 | 0 | 0
|  | Insurance |  | 2499.7954 | 2499.7954 | 2499.7954 | 2499.7954 | 2499.7954 | 2499.7954 | 2499.7954 | 2499.7954 | 2499.7954 | 2499.7954 | 2499.7954 | 2499.7954 | 2499.7954 | 2499.7954 | 2499.7954 | 2499.7954 | 2499.7954 | 2499.7954 | 2499.7954 | 2499.7954 | 2499.7954 | 2499.7954 | 2499.7954 | 2499.7954 | 2499.7954 | 2499.7954 | 2499.7954 | 2499.7954 | 2499.7954 | 2499.7954 | 0 | 0 | 0 | 0 | 0 | 0 | 0 | 0 | 0 | 0 | 0 | 0 | 0 | 0 | 0 | 0 | 0 | 0 | 0 | 0 | 0 | 0 | 0 | 0 | 0 | 0
|  | Expenses |  | 112744.1203 | 178732.6727 | 108344.8835 | 66112.21 | 66112.21 | 34437.7048 | 2763.1997 | 2763.1997 | 2763.1997 | 2763.1997 | 2763.1997 | 2763.1997 | 2763.1997 | 2763.1997 | 2763.1997 | 2763.1997 | 2763.1997 | 2763.1997 | 2763.1997 | 2763.1997 | 2763.1997 | 2763.1997 | 2763.1997 | 2763.1997 | 2763.1997 | 2763.1997 | 2763.1997 | 2763.1997 | 2763.1997 | 2763.1997 | 0 | 0 | 0 | 0 | 0 | 0 | 0 | 0 | 0 | 0 | 0 | 0 | 0 | 0 | 0 | 0 | 0 | 0 | 0 | 0 | 0 | 0 | 0 | 0 | 0 | 0
|  | Taxble Income |  | -56251.4124 | -125732.866 | -58804.1819 | -19165.4317 | -21434.9119 | 8213.4455 | 38348.4676 | 37052.3169 | 35756.1663 | 34460.0156 | 33163.8649 | 31867.7142 | 30571.5636 | 29275.4129 | 27979.2622 | 26683.1115 | 25386.9609 | 24090.8102 | 22794.6595 | 21498.5089 | 20557.3599 | 19971.2126 | 19385.0654 | 18798.9181 | 18212.7708 | 17626.6236 | 17040.4763 | 16454.3291 | 15868.1818 | 15282.0345 | 0 | 0 | 0 | 0 | 0 | 0 | 0 | 0 | 0 | 0 | 0 | 0 | 0 | 0 | 0 | 0 | 0 | 0 | 0 | 0 | 0 | 0 | 0 | 0 | 0 | 0
|  | Tax Rate |  | 21% | 21% | 21% | 21% | 21% | 21% | 21% | 21% | 21% | 21% | 21% | 21% | 21% | 21% | 21% | 21% | 21% | 21% | 21% | 21% | 21% | 21% | 21% | 21% | 21% | 21% | 21% | 21% | 21% | 21% | 21% | 21% | 21% | 21% | 21% | 21% | 21% | 21% | 21% | 21% | 21% | 21% | 21% | 21% | 21% | 21% | 21% | 21% | 21% | 21% | 21% | 21% | 21% | 21% | 21% | 21%
|  | Taxes |  | -11812.7966 | -26403.9019 | -12348.8782 | -4024.7407 | -4501.3315 | 1724.8236 | 8053.1782 | 7780.9866 | 7508.7949 | 7236.6033 | 6964.4116 | 6692.22 | 6420.0283 | 6147.8367 | 5875.6451 | 5603.4534 | 5331.2618 | 5059.0701 | 4786.8785 | 4514.6869 | 4317.0456 | 4193.9547 | 4070.8637 | 3947.7728 | 3824.6819 | 3701.591 | 3578.5 | 3455.4091 | 3332.3182 | 3209.2273 | 0 | 0 | 0 | 0 | 0 | 0 | 0 | 0 | 0 | 0 | 0 | 0 | 0 | 0 | 0 | 0 | 0 | 0 | 0 | 0 | 0 | 0 | 0 | 0 | 0 | 0

## WWY Solar ITC 2024 26%
Solar FINANCIALS
($ 1000s Unless Otherwise Indicated)
| Calendar Year of Fin. Close |  |  | 2020 | 2021 | 2022 | 2023 | 2024 | 2025 | 2026 | 2027 | 2028 | 2029 | 2030 | 2031 | 2032 | 2033 | 2034 | 2035 | 2036 | 2037 | 2038 | 2039 | 2040 | 2041 | 2042 | 2043 | 2044 | 2045 | 2046 | 2047 | 2048 | 2049
| Operating Year |  | 0 | 1 | 2 | 3 | 4 | 5 | 6 | 7 | 8 | 9 | 10 | 11 | 12 | 13 | 14 | 15 | 16 | 17 | 18 | 19 | 20 | 21 | 22 | 23 | 24 | 25 | 26 | 27 | 28 | 29 | 30
| Calendar Year | Capital Invest.
| 2020 | 549904.6031
| Gross plant |  |  | 549904.6031 | 549904.6031 | 549904.6031 | 549904.6031 | 549904.6031 | 549904.6031 | 549904.6031 | 549904.6031 | 549904.6031 | 549904.6031 | 549904.6031 | 549904.6031 | 549904.6031 | 549904.6031 | 549904.6031 | 549904.6031 | 549904.6031 | 549904.6031 | 549904.6031 | 549904.6031 | 549904.6031 | 549904.6031 | 549904.6031 | 549904.6031 | 549904.6031 | 549904.6031 | 549904.6031 | 549904.6031 | 549904.6031 | 549904.6031
| Accumulated Deprectiation |  |  | 18330.1534 | 36660.3069 | 54990.4603 | 73320.6137 | 91650.7672 | 109980.9206 | 128311.0741 | 146641.2275 | 164971.3809 | 183301.5344 | 201631.6878 | 219961.8412 | 238291.9947 | 256622.1481 | 274952.3015 | 293282.455 | 311612.6084 | 329942.7618 | 348272.9153 | 366603.0687 | 384933.2222 | 403263.3756 | 421593.529 | 439923.6825 | 458253.8359 | 476583.9893 | 494914.1428 | 513244.2962 | 531574.4496 | 549904.6031
| Net book value |  |  | 531574.4496 | 513244.2962 | 494914.1428 | 476583.9893 | 458253.8359 | 439923.6825 | 421593.529 | 403263.3756 | 384933.2222 | 366603.0687 | 348272.9153 | 329942.7618 | 311612.6084 | 293282.455 | 274952.3015 | 256622.1481 | 238291.9947 | 219961.8412 | 201631.6878 | 183301.5344 | 164971.3809 | 146641.2275 | 128311.0741 | 109980.9206 | 91650.7672 | 73320.6137 | 54990.4603 | 36660.3069 | 18330.1534 | 0
| ITC |  |  | 0 | 0 | 0 | 0 | 0 | 0 | 0 | 0 | 0 | 0 | 0 | 0 | 0 | 0 | 0 | 0 | 0 | 0 | 0 | 0 | 7148.7598 | 14297.5197 | 21446.2795 | 28595.0394 | 35743.7992 | 42892.559 | 50041.3189 | 57190.0787 | 64338.8386 | 71487.5984
| Accumulated deffered income tax |  |  | -16744.5952 | -45545.2988 | -61486.1534 | -69711.0986 | -77936.0437 | -80374.0568 | -77025.1378 | -73676.2187 | -70327.2997 | -66978.3807 | -63629.4616 | -60280.5426 | -56931.6236 | -53582.7045 | -50233.7855 | -46884.8665 | -43535.9474 | -40187.0284 | -36838.1094 | -33489.1903 | -30140.2713 | -26791.3523 | -23442.4332 | -20093.5142 | -16744.5952 | -13395.6761 | -10046.7571 | -6697.8381 | -3348.919 | -3.638e-11
| Rate Base |  |  | 514829.8545 | 467698.9974 | 433427.9893 | 406872.8908 | 380317.7922 | 359549.6257 | 344568.3913 | 329587.1569 | 314605.9225 | 299624.6881 | 284643.4537 | 269662.2193 | 254680.9849 | 239699.7505 | 224718.516 | 209737.2816 | 194756.0472 | 179774.8128 | 164793.5784 | 149812.344 | 141979.8695 | 134147.3949 | 126314.9203 | 118482.4458 | 110649.9712 | 102817.4967 | 94985.0221 | 87152.5475 | 79320.073 | 71487.5984
| Average rate base |  |  | 532367.2288 | 491264.4259 | 450563.4933 | 420150.44 | 393595.3415 | 369933.7089 | 352059.0085 | 337077.7741 | 322096.5397 | 307115.3053 | 292134.0709 | 277152.8365 | 262171.6021 | 247190.3677 | 232209.1333 | 217227.8988 | 202246.6644 | 187265.43 | 172284.1956 | 157302.9612 | 145896.1068 | 138063.6322 | 130231.1576 | 122398.6831 | 114566.2085 | 106733.7339 | 98901.2594 | 91068.7848 | 83236.3102 | 75403.8357
| Pre-tax Return | 0.086076 |  | 45824.0146 | 42286.0519 | 38782.6804 | 36164.848 | 33879.0927 | 31842.3952 | 30303.8134 | 29014.2894 | 27724.7654 | 26435.2415 | 25145.7175 | 23856.1935 | 22566.6695 | 21277.1456 | 19987.6216 | 18698.0976 | 17408.5736 | 16119.0497 | 14829.5257 | 13540.0017 | 12558.1459 | 11883.9582 | 11209.7705 | 10535.5828 | 9861.3952 | 9187.2075 | 8513.0198 | 7838.8321 | 7164.6444 | 6490.4567
| Book Depreciation |  |  | 18330.1534 | 18330.1534 | 18330.1534 | 18330.1534 | 18330.1534 | 18330.1534 | 18330.1534 | 18330.1534 | 18330.1534 | 18330.1534 | 18330.1534 | 18330.1534 | 18330.1534 | 18330.1534 | 18330.1534 | 18330.1534 | 18330.1534 | 18330.1534 | 18330.1534 | 18330.1534 | 18330.1534 | 18330.1534 | 18330.1534 | 18330.1534 | 18330.1534 | 18330.1534 | 18330.1534 | 18330.1534 | 18330.1534 | 18330.1534
| Insurance |  |  | 263.4043 | 263.4043 | 263.4043 | 263.4043 | 263.4043 | 263.4043 | 263.4043 | 263.4043 | 263.4043 | 263.4043 | 263.4043 | 263.4043 | 263.4043 | 263.4043 | 263.4043 | 263.4043 | 263.4043 | 263.4043 | 263.4043 | 263.4043 | 263.4043 | 263.4043 | 263.4043 | 263.4043 | 263.4043 | 263.4043 | 263.4043 | 263.4043 | 263.4043 | 263.4043
| ITC Amort - Grossed for Taxes |  |  | -9049.0631 | -9049.0631 | -9049.0631 | -9049.0631 | -9049.0631 | -9049.0631 | -9049.0631 | -9049.0631 | -9049.0631 | -9049.0631 | -9049.0631 | -9049.0631 | -9049.0631 | -9049.0631 | -9049.0631 | -9049.0631 | -9049.0631 | -9049.0631 | -9049.0631 | -9049.0631 | -9049.0631 | -9049.0631 | -9049.0631 | -9049.0631 | -9049.0631 | -9049.0631 | -9049.0631 | -9049.0631 | -9049.0631 | -9049.0631
| Property Taxes |  |  | 2499.7954 | 2499.7954 | 2499.7954 | 2499.7954 | 2499.7954 | 2499.7954 | 2499.7954 | 2499.7954 | 2499.7954 | 2499.7954 | 2499.7954 | 2499.7954 | 2499.7954 | 2499.7954 | 2499.7954 | 2499.7954 | 2499.7954 | 2499.7954 | 2499.7954 | 2499.7954 | 2499.7954 | 2499.7954 | 2499.7954 | 2499.7954 | 2499.7954 | 2499.7954 | 2499.7954 | 2499.7954 | 2499.7954 | 2499.7954
| Revenue Requirement |  |  | 57868.3047 | 54330.3419 | 50826.9705 | 48209.1381 | 45923.3827 | 43886.6852 | 42348.1034 | 41058.5795 | 39769.0555 | 38479.5315 | 37190.0075 | 35900.4836 | 34610.9596 | 33321.4356 | 32031.9116 | 30742.3877 | 29452.8637 | 28163.3397 | 26873.8158 | 25584.2918 | 24602.4359 | 23928.2483 | 23254.0606 | 22579.8729 | 21905.6852 | 21231.4975 | 20557.3098 | 19883.1222 | 19208.9345 | 18534.7468
| Book Depreciation |  |  | 18330.1534 | 18330.1534 | 18330.1534 | 18330.1534 | 18330.1534 | 18330.1534 | 18330.1534 | 18330.1534 | 18330.1534 | 18330.1534 | 18330.1534 | 18330.1534 | 18330.1534 | 18330.1534 | 18330.1534 | 18330.1534 | 18330.1534 | 18330.1534 | 18330.1534 | 18330.1534 | 18330.1534 | 18330.1534 | 18330.1534 | 18330.1534 | 18330.1534 | 18330.1534 | 18330.1534 | 18330.1534 | 18330.1534 | 18330.1534
| Tax Depreciation |  |  | 109980.9206 | 175969.473 | 105581.6838 | 63349.0103 | 63349.0103 | 31674.5051 | 0 | 0 | 0 | 0 | 0 | 0 | 0 | 0 | 0 | 0 | 0 | 0 | 0 | 0 | 0 | 0 | 0 | 0 | 0 | 0 | 0 | 0 | 0 | 0
| Difference between book and tax |  |  | -91650.7672 | -157639.3195 | -87251.5304 | -45018.8568 | -45018.8568 | -13344.3517 | 18330.1534 | 18330.1534 | 18330.1534 | 18330.1534 | 18330.1534 | 18330.1534 | 18330.1534 | 18330.1534 | 18330.1534 | 18330.1534 | 18330.1534 | 18330.1534 | 18330.1534 | 18330.1534 | 18330.1534 | 18330.1534 | 18330.1534 | 18330.1534 | 18330.1534 | 18330.1534 | 18330.1534 | 18330.1534 | 18330.1534 | 18330.1534
| Tax rate |  |  | -19246.6611 | -33104.2571 | -18322.8214 | -9453.9599 | -9453.9599 | -2802.3139 | 3849.3322 | 3849.3322 | 3849.3322 | 3849.3322 | 3849.3322 | 3849.3322 | 3849.3322 | 3849.3322 | 3849.3322 | 3849.3322 | 3849.3322 | 3849.3322 | 3849.3322 | 3849.3322 | 3849.3322 | 3849.3322 | 3849.3322 | 3849.3322 | 3849.3322 | 3849.3322 | 3849.3322 | 3849.3322 | 3849.3322 | 3849.3322
Depreciation Tables
|  | 5 |  | 20% | 32% | 19.2% | 11.52% | 11.52% | 5.76% | 0% | 0% | 0% | 0% | 0% | 0% | 0% | 0% | 0% | 0% | 0% | 0% | 0% | 0% | 0%
|  | 5 | 0: 1; 2020 1: 20%; 2021 2: 32%; 2022 3: 19.2%; 2023 4: 11.52%; 2024 5: 11.52%; 2025 6: 5.76%
|  | 10 | 0: 0; 2020 1: 10%; 2021 2: 18%; 2022 3: 14.4%; 2023 4: 11.52%; 2024 5: 9.22%; 2025 6: 7.37%; 2026 7: 6.55%; 2027 8: 6.55%; 2028 9: 6.56%; 2029 10: 6.55%; 2030 11: 3.28%
|  | 15 | 0: 0; 2020 1: 5%; 2021 2: 9.5%; 2022 3: 8.55%; 2023 4: 7.7%; 2024 5: 6.93%; 2025 6: 6.23%; 2026 7: 5.9%; 2027 8: 5.9%; 2028 9: 5.91%; 2029 10: 5.9%; 2030 11: 5.91%; 2031 12: 5.9%; 2032 13: 5.91%; 2033 14: 5.9%; 2034 15: 5.91%; 2035 16: 2.95%
|  | 20 | 0 | 3.75% | 7.219% | 6.677% | 6.177% | 5.713% | 5.285% | 4.888% | 4.522% | 4.462% | 4.461% | 4.462% | 4.461% | 4.462% | 4.461% | 4.462% | 4.461% | 4.462% | 4.461% | 4.462% | 4.461% | 2.231%
Revenue Requirement by vintage year
2012 $000
|  |  |  | 2020 | 2021 | 2022 | 2023 | 2024 | 2025 | 2026 | 2027 | 2028 | 2029 | 2030 | 2031 | 2032 | 2033 | 2034 | 2035 | 2036 | 2037 | 2038 | 2039 | 2040 | 2041 | 2042 | 2043 | 2044 | 2045 | 2046 | 2047 | 2048 | 2049 | 2050 | 2051 | 2052 | 2053 | 2054 | 2055 | 2056 | 2057 | 2058 | 2059 | 2060 | 2061 | 2062 | 2063 | 2064 | 2065 | 2066 | 2067 | 2068 | 2069 | 2070 | 2071 | 2072 | 2073 | 2074 | 2075
|  | 2020 | 0% | 57868.3047 | 54330.3419 | 50826.9705 | 48209.1381 | 45923.3827 | 43886.6852 | 42348.1034 | 41058.5795 | 39769.0555 | 38479.5315 | 37190.0075 | 35900.4836 | 34610.9596 | 33321.4356 | 32031.9116 | 30742.3877 | 29452.8637 | 28163.3397 | 26873.8158 | 25584.2918 | 24602.4359 | 23928.2483 | 23254.0606 | 22579.8729 | 21905.6852 | 21231.4975 | 20557.3098 | 19883.1222 | 19208.9345 | 18534.7468 | 0 | 0 | 0 | 0 | 0 | 0 | 0 | 0 | 0 | 0 | 0 | 0 | 0 | 0 | 0 | 0 | 0 | 0 | 0 | 0 | 0 | 0 | 0 | 0 | 0 | 0
|  | 2021 | -1.845% |  | 56800.3686 | 53327.6975 | 49888.9794 | 47319.458 | 45075.8853 | 43076.7743 | 41566.5864 | 40300.86 | 39035.1337 | 37769.4074 | 36503.681 | 35237.9547 | 33972.2284 | 32706.502 | 31440.7757 | 30175.0494 | 28909.323 | 27643.5967 | 26377.8704 | 25112.1441 | 24148.408 | 23486.6622 | 22824.9163 | 22163.1705 | 21501.4247 | 20839.6789 | 20177.933 | 19516.1872 | 18854.4414 | 18192.6956 | 0 | 0 | 0 | 0 | 0 | 0 | 0 | 0 | 0 | 0 | 0 | 0 | 0 | 0 | 0 | 0 | 0 | 0 | 0 | 0 | 0 | 0 | 0 | 0 | 0
|  | 2022 | -2.03% |  |  | 55647.3697 | 52245.1908 | 48876.2757 | 46358.9134 | 44160.8834 | 42202.3526 | 40722.8202 | 39482.787 | 38242.7539 | 37002.7207 | 35762.6875 | 34522.6543 | 33282.6212 | 32042.588 | 30802.5548 | 29562.5217 | 28322.4885 | 27082.4553 | 25842.4222 | 24602.389 | 23658.2159 | 23009.903 | 22361.59 | 21713.2771 | 21064.9641 | 20416.6512 | 19768.3382 | 19120.0253 | 18471.7123 | 17823.3994 | 0 | 0 | 0 | 0 | 0 | 0 | 0 | 0 | 0 | 0 | 0 | 0 | 0 | 0 | 0 | 0 | 0 | 0 | 0 | 0 | 0 | 0 | 0 | 0
|  | 2023 | -2.072% |  |  |  | 54494.3707 | 51162.6841 | 47863.5721 | 45398.3689 | 43245.8814 | 41327.9309 | 39879.054 | 38664.714 | 37450.374 | 36236.034 | 35021.694 | 33807.354 | 32593.014 | 31378.674 | 30164.334 | 28949.994 | 27735.654 | 26521.3139 | 25306.9739 | 24092.6339 | 23168.0239 | 22533.1438 | 21898.2637 | 21263.3837 | 20628.5036 | 19993.6235 | 19358.7434 | 18723.8634 | 18088.9833 | 17454.1032 | 0 | 0 | 0 | 0 | 0 | 0 | 0 | 0 | 0 | 0 | 0 | 0 | 0 | 0 | 0 | 0 | 0 | 0 | 0 | 0 | 0 | 0 | 0
|  | 2024 | -2.116% |  |  |  |  | 53341.3718 | 50080.1774 | 46850.8684 | 44437.8243 | 42330.8795 | 40453.5092 | 39035.2878 | 37846.641 | 36657.9942 | 35469.3473 | 34280.7005 | 33092.0536 | 31903.4068 | 30714.7599 | 29526.1131 | 28337.4662 | 27148.8194 | 25960.1726 | 24771.5257 | 23582.8789 | 22677.8318 | 22056.3846 | 21434.9374 | 20813.4902 | 20192.043 | 19570.5958 | 18949.1486 | 18327.7014 | 17706.2542 | 17084.807 | 0 | 0 | 0 | 0 | 0 | 0 | 0 | 0 | 0 | 0 | 0 | 0 | 0 | 0 | 0 | 0 | 0 | 0 | 0 | 0 | 0 | 0
|  | 2025 | -2.162% | [5 empty] | 52188.3729 | 48997.6708 | 45838.1648 | 43477.2798 | 41415.8776 | 39579.0875 | 38191.5217 | 37028.568 | 35865.6143 | 34702.6606 | 33539.7069 | 32376.7533 | 31213.7996 | 30050.8459 | 28887.8922 | 27724.9385 | 26561.9849 | 25399.0312 | 24236.0775 | 23073.1238 | 22187.6398 | 21579.6255 | 20971.6112 | 20363.5968 | 19755.5825 | 19147.5682 | 18539.5539 | 17931.5395 | 17323.5252 | 16715.5109 | 0 | 0 | 0 | 0 | 0 | 0 | 0 | 0 | 0 | 0 | 0 | 0 | 0 | 0 | 0 | 0 | 0 | 0 | 0 | 0 | 0
|  | 2026 | -2.209% | [6 empty] | 51035.3739 | 47915.1641 | 44825.4612 | 42516.7352 | 40500.8756 | 38704.6658 | 37347.7555 | 36210.495 | 35073.2345 | 33935.9739 | 32798.7134 | 31661.4529 | 30524.1924 | 29386.9319 | 28249.6713 | 27112.4108 | 25975.1503 | 24837.8898 | 23700.6293 | 22563.3687 | 21697.4478 | 21102.8663 | 20508.2849 | 19913.7034 | 19319.122 | 18724.5405 | 18129.9591 | 17535.3776 | 16940.7962 | 16346.2147 | 0 | 0 | 0 | 0 | 0 | 0 | 0 | 0 | 0 | 0 | 0 | 0 | 0 | 0 | 0 | 0 | 0 | 0 | 0 | 0
|  | 2027 | -2.259% | [7 empty] | 49882.375 | 46832.6574 | 43812.7575 | 41556.1907 | 39585.8737 | 37830.2441 | 36503.9893 | 35392.422 | 34280.8546 | 33169.2872 | 32057.7199 | 30946.1525 | 29834.5852 | 28723.0178 | 27611.4505 | 26499.8831 | 25388.3158 | 24276.7484 | 23165.181 | 22053.6137 | 21207.2557 | 20626.1071 | 20044.9586 | 19463.81 | 18882.6614 | 18301.5128 | 17720.3643 | 17139.2157 | 16558.0671 | 15976.9185 | 0 | 0 | 0 | 0 | 0 | 0 | 0 | 0 | 0 | 0 | 0 | 0 | 0 | 0 | 0 | 0 | 0 | 0 | 0
|  | 2028 | -2.311% | [8 empty] | 48729.376 | 45750.1507 | 42800.0539 | 40595.6461 | 38670.8717 | 36955.8224 | 35660.2231 | 34574.3489 | 33488.4747 | 32402.6006 | 31316.7264 | 30230.8522 | 29144.978 | 28059.1038 | 26973.2296 | 25887.3554 | 24801.4812 | 23715.607 | 22629.7328 | 21543.8586 | 20717.0637 | 20149.348 | 19581.6323 | 19013.9166 | 18446.2009 | 17878.4852 | 17310.7695 | 16743.0538 | 16175.3381 | 15607.6224 | 0 | 0 | 0 | 0 | 0 | 0 | 0 | 0 | 0 | 0 | 0 | 0 | 0 | 0 | 0 | 0 | 0 | 0
|  | 2029 | -2.366% | [9 empty] | 47576.3771 | 44667.644 | 41787.3502 | 39635.1015 | 37755.8698 | 36081.4007 | 34816.457 | 33756.2759 | 32696.0949 | 31635.9139 | 30575.7328 | 29515.5518 | 28455.3708 | 27395.1897 | 26335.0087 | 25274.8277 | 24214.6467 | 23154.4656 | 22094.2846 | 21034.1036 | 20226.8716 | 19672.5888 | 19118.306 | 18564.0232 | 18009.7403 | 17455.4575 | 16901.1747 | 16346.8918 | 15792.609 | 15238.3262 | 0 | 0 | 0 | 0 | 0 | 0 | 0 | 0 | 0 | 0 | 0 | 0 | 0 | 0 | 0 | 0 | 0
|  | 2030 | -2.423% | [10 empty] | 46423.3782 | 43585.1374 | 40774.6466 | 38674.557 | 36840.8678 | 35206.979 | 33972.6908 | 32938.2029 | 31903.715 | 30869.2272 | 29834.7393 | 28800.2514 | 27765.7636 | 26731.2757 | 25696.7878 | 24662.3 | 23627.8121 | 22593.3242 | 21558.8364 | 20524.3485 | 19736.6796 | 19195.8296 | 18654.9797 | 18114.1297 | 17573.2798 | 17032.4298 | 16491.5799 | 15950.7299 | 15409.88 | 14869.03 | 0 | 0 | 0 | 0 | 0 | 0 | 0 | 0 | 0 | 0 | 0 | 0 | 0 | 0 | 0 | 0
|  | 2031 | -1.109% | [11 empty] | 45908.7047 | 43101.9301 | 40322.5979 | 38245.7909 | 36432.431 | 34816.6563 | 33596.052 | 32573.033 | 31550.014 | 30526.995 | 29503.976 | 28480.957 | 27457.938 | 26434.919 | 25411.9 | 24388.881 | 23365.862 | 22342.843 | 21319.824 | 20296.805 | 19517.8686 | 18983.0148 | 18448.161 | 17913.3072 | 17378.4534 | 16843.5995 | 16308.7457 | 15773.8919 | 15239.0381 | 14704.1843 | 0 | 0 | 0 | 0 | 0 | 0 | 0 | 0 | 0 | 0 | 0 | 0 | 0 | 0 | 0
|  | 2032 | -1.121% | [12 empty] | 45394.0312 | 42618.7228 | 39870.5491 | 37817.0249 | 36023.9942 | 34426.3336 | 33219.4133 | 32207.8632 | 31196.313 | 30184.7629 | 29173.2128 | 28161.6626 | 27150.1125 | 26138.5623 | 25127.0122 | 24115.4621 | 23103.9119 | 22092.3618 | 21080.8117 | 20069.2615 | 19299.0576 | 18770.1999 | 18241.3423 | 17712.4846 | 17183.6269 | 16654.7693 | 16125.9116 | 15597.0539 | 15068.1963 | 14539.3386 | 0 | 0 | 0 | 0 | 0 | 0 | 0 | 0 | 0 | 0 | 0 | 0 | 0 | 0
|  | 2033 | -1.134% | [13 empty] | 44879.3578 | 42135.5155 | 39418.5004 | 37388.2588 | 35615.5573 | 34036.0109 | 32842.7746 | 31842.6933 | 30842.612 | 29842.5307 | 28842.4495 | 27842.3682 | 26842.2869 | 25842.2057 | 24842.1244 | 23842.0431 | 22841.9618 | 21841.8806 | 20841.7993 | 19841.718 | 19080.2466 | 18557.3851 | 18034.5236 | 17511.662 | 16988.8005 | 16465.939 | 15943.0774 | 15420.2159 | 14897.3544 | 14374.4929 | 0 | 0 | 0 | 0 | 0 | 0 | 0 | 0 | 0 | 0 | 0 | 0 | 0
|  | 2034 | -1.147% | [14 empty] | 44364.6843 | 41652.3083 | 38966.4517 | 36959.4928 | 35207.1205 | 33645.6882 | 32466.1358 | 31477.5234 | 30488.911 | 29500.2986 | 28511.6862 | 27523.0738 | 26534.4614 | 25545.849 | 24557.2366 | 23568.6242 | 22580.0117 | 21591.3993 | 20602.7869 | 19614.1745 | 18861.4356 | 18344.5702 | 17827.7049 | 17310.8395 | 16793.9741 | 16277.1087 | 15760.2433 | 15243.3779 | 14726.5125 | 14209.6471 | 0 | 0 | 0 | 0 | 0 | 0 | 0 | 0 | 0 | 0 | 0 | 0
|  | 2035 | -1.16% | [15 empty] | 43850.0108 | 41169.101 | 38514.403 | 36530.7267 | 34798.6837 | 33255.3655 | 32089.4971 | 31112.3535 | 30135.21 | 29158.0664 | 28180.9229 | 27203.7794 | 26226.6358 | 25249.4923 | 24272.3487 | 23295.2052 | 22318.0617 | 21340.9181 | 20363.7746 | 19386.631 | 18642.6246 | 18131.7554 | 17620.8861 | 17110.0169 | 16599.1476 | 16088.2784 | 15577.4092 | 15066.5399 | 14555.6707 | 14044.8014 | 0 | 0 | 0 | 0 | 0 | 0 | 0 | 0 | 0 | 0 | 0
|  | 2036 | -1.174% | [16 empty] | 43335.3373 | 40685.8937 | 38062.3542 | 36101.9607 | 34390.2468 | 32865.0428 | 31712.8583 | 30747.1837 | 29781.509 | 28815.8343 | 27850.1596 | 26884.4849 | 25918.8103 | 24953.1356 | 23987.4609 | 23021.7862 | 22056.1116 | 21090.4369 | 20124.7622 | 19159.0875 | 18423.8136 | 17918.9405 | 17414.0674 | 16909.1943 | 16404.3212 | 15899.4481 | 15394.575 | 14889.7019 | 14384.8288 | 13879.9557 | 0 | 0 | 0 | 0 | 0 | 0 | 0 | 0 | 0 | 0
|  | 2037 | -1.188% | [17 empty] | 42820.6639 | 40202.6864 | 37610.3055 | 35673.1946 | 33981.81 | 32474.7201 | 31336.2196 | 30382.0138 | 29427.808 | 28473.6022 | 27519.3963 | 26565.1905 | 25610.9847 | 24656.7789 | 23702.5731 | 22748.3673 | 21794.1615 | 20839.9557 | 19885.7499 | 18931.544 | 18205.0027 | 17706.1257 | 17207.2487 | 16708.3718 | 16209.4948 | 15710.6178 | 15211.7409 | 14712.8639 | 14213.9869 | 13715.11 | 0 | 0 | 0 | 0 | 0 | 0 | 0 | 0 | 0
|  | 2038 | -1.202% | [18 empty] | 42305.9904 | 39719.4792 | 37158.2568 | 35244.4286 | 33573.3732 | 32084.3974 | 30959.5808 | 30016.8439 | 29074.107 | 28131.37 | 27188.6331 | 26245.8961 | 25303.1592 | 24360.4222 | 23417.6853 | 22474.9483 | 21532.2114 | 20589.4744 | 19646.7375 | 18704.0005 | 17986.1917 | 17493.3108 | 17000.43 | 16507.5492 | 16014.6684 | 15521.7875 | 15028.9067 | 14536.0259 | 14043.1451 | 13550.2642 | 0 | 0 | 0 | 0 | 0 | 0 | 0 | 0
|  | 2039 | -1.217% | [19 empty] | 41791.3169 | 39236.2719 | 36706.2081 | 34815.6625 | 33164.9364 | 31694.0747 | 30582.9421 | 29651.674 | 28720.4059 | 27789.1379 | 26857.8698 | 25926.6017 | 24995.3336 | 24064.0655 | 23132.7975 | 22201.5294 | 21270.2613 | 20338.9932 | 19407.7251 | 18476.457 | 17767.3807 | 17280.496 | 16793.6113 | 16306.7266 | 15819.8419 | 15332.9573 | 14846.0726 | 14359.1879 | 13872.3032 | 13385.4185 | 0 | 0 | 0 | 0 | 0 | 0 | 0
Revenue Requirement by vintage year
2012 $/MW-wk
| Aurora Input |  | Levelized Cost | 2020 | 2021 | 2022 | 2023 | 2024 | 2025 | 2026 | 2027 | 2028 | 2029 | 2030 | 2031 | 2032 | 2033 | 2034 | 2035 | 2036 | 2037 | 2038 | 2039 | 2040 | 2041 | 2042 | 2043 | 2044 | 2045 | 2046 | 2047 | 2048 | 2049 | 2050 | 2051 | 2052 | 2053 | 2054 | 2055 | 2056 | 2057 | 2058 | 2059 | 2060 | 2061 | 2062 | 2063 | 2064 | 2065 | 2066 | 2067 | 2068 | 2069 | 2070 | 2071 | 2072 | 2073 | 2074 | 2075
|  | 2020 | 1780.29 | 2782.13 | 2612.0357 | 2443.6044 | 2317.747 | 2207.8549 | 2109.9368 | 2035.9665 | 1973.9702 | 1911.9738 | 1849.9775 | 1787.9811 | 1725.9848 | 1663.9884 | 1601.9921 | 1539.9958 | 1477.9994 | 1416.0031 | 1354.0067 | 1292.0104 | 1230.014 | 1182.8094 | 1150.3966 | 1117.9837 | 1085.5708 | 1053.1579 | 1020.7451 | 988.3322 | 955.9193 | 923.5065 | 891.0936 | 0 | 0 | 0 | 0 | 0 | 0 | 0 | 0 | 0 | 0 | 0 | 0 | 0 | 0 | 0 | 0 | 0 | 0 | 0 | 0 | 0 | 0 | 0 | 0 | 0 | 0
|  | 2021 | 1747.4355 |  | 2730.787 | 2563.8316 | 2398.5086 | 2274.9739 | 2167.1099 | 2070.9988 | 1998.3936 | 1937.5413 | 1876.6891 | 1815.8369 | 1754.9847 | 1694.1324 | 1633.2802 | 1572.428 | 1511.5758 | 1450.7235 | 1389.8713 | 1329.0191 | 1268.1668 | 1207.3146 | 1160.9812 | 1129.1664 | 1097.3517 | 1065.537 | 1033.7223 | 1001.9076 | 970.0929 | 938.2782 | 906.4635 | 874.6488 | 0 | 0 | 0 | 0 | 0 | 0 | 0 | 0 | 0 | 0 | 0 | 0 | 0 | 0 | 0 | 0 | 0 | 0 | 0 | 0 | 0 | 0 | 0 | 0 | 0
|  | 2022 | 1711.964 |  |  | 2675.3543 | 2511.788 | 2349.8209 | 2228.7939 | 2123.1194 | 2028.9593 | 1957.8279 | 1898.2109 | 1838.5939 | 1778.977 | 1719.36 | 1659.743 | 1600.126 | 1540.509 | 1480.8921 | 1421.2751 | 1361.6581 | 1302.0411 | 1242.4241 | 1182.8072 | 1137.4142 | 1106.2453 | 1075.0764 | 1043.9076 | 1012.7387 | 981.5698 | 950.4009 | 919.232 | 888.0631 | 856.8942 | 0 | 0 | 0 | 0 | 0 | 0 | 0 | 0 | 0 | 0 | 0 | 0 | 0 | 0 | 0 | 0 | 0 | 0 | 0 | 0 | 0 | 0 | 0 | 0
|  | 2023 | 1676.4926 |  |  |  | 2619.9217 | 2459.7444 | 2301.1333 | 2182.6139 | 2079.1289 | 1986.9198 | 1917.2622 | 1858.8805 | 1800.4988 | 1742.117 | 1683.7353 | 1625.3536 | 1566.9718 | 1508.5901 | 1450.2084 | 1391.8266 | 1333.4449 | 1275.0632 | 1216.6814 | 1158.2997 | 1113.8473 | 1083.3242 | 1052.8011 | 1022.2781 | 991.755 | 961.2319 | 930.7088 | 900.1857 | 869.6627 | 839.1396 | 0 | 0 | 0 | 0 | 0 | 0 | 0 | 0 | 0 | 0 | 0 | 0 | 0 | 0 | 0 | 0 | 0 | 0 | 0 | 0 | 0 | 0 | 0
|  | 2024 | 1641.0211 |  |  |  |  | 2564.489 | 2407.7008 | 2252.4456 | 2136.4339 | 2035.1384 | 1944.8802 | 1876.6965 | 1819.55 | 1762.4036 | 1705.2571 | 1648.1106 | 1590.9641 | 1533.8176 | 1476.6712 | 1419.5247 | 1362.3782 | 1305.2317 | 1248.0852 | 1190.9387 | 1133.7923 | 1090.2804 | 1060.4031 | 1030.5258 | 1000.6486 | 970.7713 | 940.894 | 911.0168 | 881.1395 | 851.2622 | 821.385 | 0 | 0 | 0 | 0 | 0 | 0 | 0 | 0 | 0 | 0 | 0 | 0 | 0 | 0 | 0 | 0 | 0 | 0 | 0 | 0 | 0 | 0
|  | 2025 | 1605.5497 | [5 empty] | 2509.0564 | 2355.6572 | 2203.7579 | 2090.2538 | 1991.148 | 1902.8407 | 1836.1308 | 1780.2196 | 1724.3084 | 1668.3971 | 1612.4859 | 1556.5747 | 1500.6634 | 1444.7522 | 1388.841 | 1332.9297 | 1277.0185 | 1221.1073 | 1165.196 | 1109.2848 | 1066.7135 | 1037.482 | 1008.2505 | 979.0191 | 949.7876 | 920.5562 | 891.3247 | 862.0932 | 832.8618 | 803.6303 | 0 | 0 | 0 | 0 | 0 | 0 | 0 | 0 | 0 | 0 | 0 | 0 | 0 | 0 | 0 | 0 | 0 | 0 | 0 | 0 | 0
|  | 2026 | 1570.0782 | [6 empty] | 2453.6237 | 2303.6137 | 2155.0702 | 2044.0738 | 1947.1575 | 1860.8012 | 1795.5652 | 1740.8892 | 1686.2132 | 1631.5372 | 1576.8612 | 1522.1852 | 1467.5092 | 1412.8333 | 1358.1573 | 1303.4813 | 1248.8053 | 1194.1293 | 1139.4533 | 1084.7773 | 1043.1465 | 1014.5609 | 985.9752 | 957.3896 | 928.8039 | 900.2183 | 871.6326 | 843.047 | 814.4614 | 785.8757 | 0 | 0 | 0 | 0 | 0 | 0 | 0 | 0 | 0 | 0 | 0 | 0 | 0 | 0 | 0 | 0 | 0 | 0 | 0 | 0
|  | 2027 | 1534.6068 | [7 empty] | 2398.1911 | 2251.5701 | 2106.3826 | 1997.8938 | 1903.167 | 1818.7617 | 1754.9995 | 1701.5587 | 1648.118 | 1594.6773 | 1541.2365 | 1487.7958 | 1434.3551 | 1380.9143 | 1327.4736 | 1274.0328 | 1220.5921 | 1167.1514 | 1113.7106 | 1060.2699 | 1019.5796 | 991.6398 | 963.6999 | 935.7601 | 907.8203 | 879.8804 | 851.9406 | 824.0008 | 796.0609 | 768.1211 | 0 | 0 | 0 | 0 | 0 | 0 | 0 | 0 | 0 | 0 | 0 | 0 | 0 | 0 | 0 | 0 | 0 | 0 | 0
|  | 2028 | 1499.1353 | [8 empty] | 2342.7585 | 2199.5265 | 2057.6949 | 1951.7138 | 1859.1765 | 1776.7222 | 1714.4338 | 1662.2283 | 1610.0228 | 1557.8173 | 1505.6118 | 1453.4064 | 1401.2009 | 1348.9954 | 1296.7899 | 1244.5844 | 1192.3789 | 1140.1734 | 1087.9679 | 1035.7624 | 996.0127 | 968.7187 | 941.4246 | 914.1306 | 886.8366 | 859.5426 | 832.2485 | 804.9545 | 777.6605 | 750.3665 | 0 | 0 | 0 | 0 | 0 | 0 | 0 | 0 | 0 | 0 | 0 | 0 | 0 | 0 | 0 | 0 | 0 | 0
|  | 2029 | 1463.6639 | [9 empty] | 2287.3258 | 2147.4829 | 2009.0072 | 1905.5337 | 1815.186 | 1734.6827 | 1673.8681 | 1622.8979 | 1571.9276 | 1520.9574 | 1469.9872 | 1419.0169 | 1368.0467 | 1317.0764 | 1266.1062 | 1215.1359 | 1164.1657 | 1113.1955 | 1062.2252 | 1011.255 | 972.4458 | 945.7975 | 919.1493 | 892.5011 | 865.8529 | 839.2047 | 812.5565 | 785.9083 | 759.26 | 732.6118 | 0 | 0 | 0 | 0 | 0 | 0 | 0 | 0 | 0 | 0 | 0 | 0 | 0 | 0 | 0 | 0 | 0
|  | 2030 | 1428.1924 | [10 empty] | 2231.8932 | 2095.4393 | 1960.3195 | 1859.3537 | 1771.1956 | 1692.6432 | 1633.3024 | 1583.5674 | 1533.8325 | 1484.0975 | 1434.3625 | 1384.6275 | 1334.8925 | 1285.1575 | 1235.4225 | 1185.6875 | 1135.9525 | 1086.2175 | 1036.4825 | 986.7475 | 948.8788 | 922.8764 | 896.874 | 870.8716 | 844.8692 | 818.8668 | 792.8644 | 766.862 | 740.8596 | 714.8572 | 0 | 0 | 0 | 0 | 0 | 0 | 0 | 0 | 0 | 0 | 0 | 0 | 0 | 0 | 0 | 0
|  | 2031 | 1412.3588 | [11 empty] | 2207.1493 | 2072.2082 | 1938.5864 | 1838.7399 | 1751.5592 | 1673.8777 | 1615.1948 | 1566.0112 | 1516.8276 | 1467.644 | 1418.4604 | 1369.2768 | 1320.0932 | 1270.9096 | 1221.726 | 1172.5424 | 1123.3588 | 1074.1751 | 1024.9915 | 975.8079 | 938.3591 | 912.6449 | 886.9308 | 861.2167 | 835.5026 | 809.7884 | 784.0743 | 758.3602 | 732.6461 | 706.9319 | 0 | 0 | 0 | 0 | 0 | 0 | 0 | 0 | 0 | 0 | 0 | 0 | 0 | 0 | 0
|  | 2032 | 1396.5251 | [12 empty] | 2182.4053 | 2048.9771 | 1916.8533 | 1818.1262 | 1731.9228 | 1655.1122 | 1597.0872 | 1548.455 | 1499.8227 | 1451.1905 | 1402.5583 | 1353.9261 | 1305.2939 | 1256.6617 | 1208.0294 | 1159.3972 | 1110.765 | 1062.1328 | 1013.5006 | 964.8683 | 927.8393 | 902.4135 | 876.9876 | 851.5618 | 826.1359 | 800.7101 | 775.2842 | 749.8584 | 724.4325 | 699.0067 | 0 | 0 | 0 | 0 | 0 | 0 | 0 | 0 | 0 | 0 | 0 | 0 | 0 | 0
|  | 2033 | 1380.6914 | [13 empty] | 2157.6614 | 2025.7459 | 1895.1202 | 1797.5124 | 1712.2864 | 1636.3467 | 1578.9795 | 1530.8987 | 1482.8179 | 1434.7371 | 1386.6562 | 1338.5754 | 1290.4946 | 1242.4137 | 1194.3329 | 1146.2521 | 1098.1712 | 1050.0904 | 1002.0096 | 953.9288 | 917.3195 | 892.182 | 867.0444 | 841.9068 | 816.7693 | 791.6317 | 766.4941 | 741.3565 | 716.219 | 691.0814 | 0 | 0 | 0 | 0 | 0 | 0 | 0 | 0 | 0 | 0 | 0 | 0 | 0
|  | 2034 | 1364.8577 | [14 empty] | 2132.9175 | 2002.5148 | 1873.3871 | 1776.8987 | 1692.65 | 1617.5812 | 1560.8719 | 1513.3425 | 1465.813 | 1418.2836 | 1370.7541 | 1323.2247 | 1275.6953 | 1228.1658 | 1180.6364 | 1133.1069 | 1085.5775 | 1038.048 | 990.5186 | 942.9892 | 906.7998 | 881.9505 | 857.1012 | 832.2519 | 807.4026 | 782.5533 | 757.704 | 732.8547 | 708.0054 | 683.1561 | 0 | 0 | 0 | 0 | 0 | 0 | 0 | 0 | 0 | 0 | 0 | 0
|  | 2035 | 1349.0241 | [15 empty] | 2108.1736 | 1979.2837 | 1851.654 | 1756.2849 | 1673.0136 | 1598.8156 | 1542.7643 | 1495.7862 | 1448.8082 | 1401.8301 | 1354.8521 | 1307.874 | 1260.896 | 1213.9179 | 1166.9398 | 1119.9618 | 1072.9837 | 1026.0057 | 979.0276 | 932.0496 | 896.28 | 871.719 | 847.158 | 822.597 | 798.0359 | 773.4749 | 748.9139 | 724.3529 | 699.7919 | 675.2308 | 0 | 0 | 0 | 0 | 0 | 0 | 0 | 0 | 0 | 0 | 0
|  | 2036 | 1333.1904 | [16 empty] | 2083.4297 | 1956.0526 | 1829.9209 | 1735.6712 | 1653.3773 | 1580.0501 | 1524.6567 | 1478.23 | 1431.8033 | 1385.3766 | 1338.95 | 1292.5233 | 1246.0966 | 1199.67 | 1153.2433 | 1106.8166 | 1060.39 | 1013.9633 | 967.5366 | 921.11 | 885.7603 | 861.4875 | 837.2148 | 812.942 | 788.6693 | 764.3965 | 740.1238 | 715.8511 | 691.5783 | 667.3056 | 0 | 0 | 0 | 0 | 0 | 0 | 0 | 0 | 0 | 0
|  | 2037 | 1317.3567 | [17 empty] | 2058.6858 | 1932.8215 | 1808.1878 | 1715.0574 | 1633.7409 | 1561.2846 | 1506.549 | 1460.6737 | 1414.7985 | 1368.9232 | 1323.0479 | 1277.1726 | 1231.2973 | 1185.4221 | 1139.5468 | 1093.6715 | 1047.7962 | 1001.9209 | 956.0457 | 910.1704 | 875.2405 | 851.256 | 827.2716 | 803.2871 | 779.3026 | 755.3182 | 731.3337 | 707.3492 | 683.3648 | 659.3803 | 0 | 0 | 0 | 0 | 0 | 0 | 0 | 0 | 0
|  | 2038 | 1301.523 | [18 empty] | 2033.9418 | 1909.5903 | 1786.4547 | 1694.4437 | 1614.1045 | 1542.5191 | 1488.4414 | 1443.1175 | 1397.7936 | 1352.4697 | 1307.1458 | 1261.8219 | 1216.498 | 1171.1741 | 1125.8503 | 1080.5264 | 1035.2025 | 989.8786 | 944.5547 | 899.2308 | 864.7208 | 841.0246 | 817.3284 | 793.6322 | 769.936 | 746.2398 | 722.5436 | 698.8474 | 675.1512 | 651.455 | 0 | 0 | 0 | 0 | 0 | 0 | 0 | 0
|  | 2039 | 1285.6894 | [19 empty] | 2009.1979 | 1886.3592 | 1764.7215 | 1673.8299 | 1594.4681 | 1523.7536 | 1470.3338 | 1425.5613 | 1380.7887 | 1336.0162 | 1291.2437 | 1246.4712 | 1201.6987 | 1156.9262 | 1112.1537 | 1067.3812 | 1022.6087 | 977.8362 | 933.0637 | 888.2912 | 854.201 | 830.7931 | 807.3852 | 783.9772 | 760.5693 | 737.1614 | 713.7535 | 690.3456 | 666.9377 | 643.5297 | 0 | 0 | 0 | 0 | 0 | 0 | 0
|  | Annual Change (%) |  | 0% | -1.845% | -2.03% | -2.072% | -2.116% | -2.162% | -2.209% | -2.259% | -2.311% | -2.366% | -2.423% | -1.109% | -1.121% | -1.134% | -1.147% | -1.16% | -1.174% | -1.188% | -1.202% | -1.217% | -1.232% | -1.081% | -1.093% | -1.105% | -1.117% | -1.13% | -1.143% | -1.156% | -1.17% | -1.183% | -1.198% | 0% | 0% | 0% | 0% | 0% | 0% | 0% | 0% | 0% | 0% | 0% | 0% | 0% | 0% | 0% | 0% | 0% | 0% | 0% | 0% | 0% | 0% | 0% | 0% | 0%
|  | Levelized Capital Cost ($/MW-wk) |  | 1780.29 | 1747.4355 | 1711.964 | 1676.4926 | 1641.0211 | 1605.5497 | 1570.0782 | 1534.6068 | 1499.1353 | 1463.6639 | 1428.1924 | 1412.3588 | 1396.5251 | 1380.6914 | 1364.8577 | 1349.0241 | 1333.1904 | 1317.3567 | 1301.523 | 1285.6894 | 1269.8557 | 1256.1275 | 1242.3993 | 1228.6712 | 1214.943 | 1201.2148 | 1187.4867 | 1173.7585 | 1160.0303 | 1146.3022 | 1132.574 | 1132.574 | 1132.574 | 1132.574 | 1132.574 | 1132.574 | 1132.574 | 1132.574 | 1132.574 | 1132.574 | 1132.574 | 1132.574 | 1132.574 | 1132.574 | 1132.574 | 1132.574 | 1132.574 | 1132.574 | 1132.574 | 1132.574 | 1132.574 | 1132.574 | 1132.574 | 1132.574 | 1132.574 | 1132.574
|  | Economic Life | 30
|  | check s/b 0 | 0
itc
|  |  |  | 30% | 30% | 30% | 30% | 26% | 22% | 10% | 10% | 10% | 10% | 10% | 10% | 10% | 10% | 10% | 10% | 10% | 10% | 10% | 10% | 10% | 10% | 10% | 10% | 10% | 10% | 10% | 10% | 10% | 10% | 10% | 10% | 10% | 10% | 10% | 10% | 10% | 10% | 10% | 10% | 10% | 10% | 10% | 10% | 10% | 10% | 10% | 10% | 10% | 10% | 10% | 10% | 10% | 10% | 10% | 10%
ITC
| Revenue Requirement by vintage year | 0 | 0 | 0 | 0 | 0 | 0 | 0 | 0 | 0 | 0 | 0 | 0 | 0 | 0 | 0 | 0 | 0 | 0 | 0 | 0 | 0 | 0 | 0 | 0 | 0 | 0 | 0 | 0 | 0 |  | 0 | 0 | 0 | 0 | 0 | 0 | 0 | 0 | 0 | 0 | 0 | 0 | 0 | 0 | 0 | 0 | 0 | 0 | 0 | 0 | 0 | 0 | 0 | 0 | 0 | 0 | 0 | 0 | 0
| 2012 $/MW-wk | 0 | 0 | 0 | 0 | 0 | 0 | 0 | 0 | 0 | 0 | 0 | 0 | 0 | 0 | 0 | 0 | 0 | 0 | 0 | 0 | 0 | 0 | 0 | 0 | 0 | 0 | 0 | 0 | 0 |  | 0 | 0 | 0 | 0 | 0 | 0 | 0 | 0 | 0 | 0 | 0 | 0 | 0 | 0 | 0 | 0 | 0 | 0 | 0 | 0 | 0 | 0 | 0 | 0 | 0 | 0 | 0 | 0 | 0
| Aurora Input | 0 | Levelized Cost | 2020 | 2021 | 2022 | 2023 | 2024 | 2025 | 2026 | 2027 | 2028 | 2029 | 2030 | 2031 | 2032 | 2033 | 2034 | 2035 | 2036 | 2037 | 2038 | 2039 | 2040 | 2041 | 2042 | 2043 | 2044 | 2045 | 2046 | Levelized | 2047 | 2048 | 2049 | 2050 | 2051 | 2052 | 2053 | 2054 | 2055 | 2056 | 2057 | 2058 | 2059 | 2060 | 2061 | 2062 | 2063 | 2064 | 2065 | 2066 | 2067 | 2068 | 2069 | 2070 | 2071 | 2072 | 2073 | 2074 | 2075
| 0 | 2020 | 1780.29 | 2782.13 | 2612.0357 | 2443.6044 | 2317.747 | 2207.8549 | 2109.9368 | 2035.9665 | 1973.9702 | 1911.9738 | 1849.9775 | 1787.9811 | 1725.9848 | 1663.9884 | 1601.9921 | 1539.9958 | 1477.9994 | 1416.0031 | 1354.0067 | 1292.0104 | 1230.014 | 1182.8094 | 1150.3966 | 1117.9837 | 1085.5708 | 1053.1579 | 1020.7451 | 988.3322 | 924.4159 | 955.9193 | 923.5065 | 891.0936 | 0 | 0 | 0 | 0 | 0 | 0 | 0 | 0 | 0 | 0 | 0 | 0 | 0 | 0 | 0 | 0 | 0 | 0 | 0 | 0 | 0 | 0 | 0 | 0 | 0 | 0
| 0 | 2021 | 1747.4355 | 0 | 2730.787 | 2563.8316 | 2398.5086 | 2274.9739 | 2167.1099 | 2070.9988 | 1998.3936 | 1937.5413 | 1876.6891 | 1815.8369 | 1754.9847 | 1694.1324 | 1633.2802 | 1572.428 | 1511.5758 | 1450.7235 | 1389.8713 | 1329.0191 | 1268.1668 | 1207.3146 | 1160.9812 | 1129.1664 | 1097.3517 | 1065.537 | 1033.7223 | 1001.9076 | 924.0443 | 970.0929 | 938.2782 | 906.4635 | 874.6488 | 0 | 0 | 0 | 0 | 0 | 0 | 0 | 0 | 0 | 0 | 0 | 0 | 0 | 0 | 0 | 0 | 0 | 0 | 0 | 0 | 0 | 0 | 0 | 0 | 0
| 0 | 2022 | 1711.964 | 0 | 0 | 2675.3543 | 2511.788 | 2349.8209 | 2228.7939 | 2123.1194 | 2028.9593 | 1957.8279 | 1898.2109 | 1838.5939 | 1778.977 | 1719.36 | 1659.743 | 1600.126 | 1540.509 | 1480.8921 | 1421.2751 | 1361.6581 | 1302.0411 | 1242.4241 | 1182.8072 | 1137.4142 | 1106.2453 | 1075.0764 | 1043.9076 | 1012.7387 | 921.8545 | 981.5698 | 950.4009 | 919.232 | 888.0631 | 856.8942 | 0 | 0 | 0 | 0 | 0 | 0 | 0 | 0 | 0 | 0 | 0 | 0 | 0 | 0 | 0 | 0 | 0 | 0 | 0 | 0 | 0 | 0 | 0 | 0
| 0 | 2023 | 1676.4926 | 0 | 0 | 0 | 2619.9217 | 2459.7444 | 2301.1333 | 2182.6139 | 2079.1289 | 1986.9198 | 1917.2622 | 1858.8805 | 1800.4988 | 1742.117 | 1683.7353 | 1625.3536 | 1566.9718 | 1508.5901 | 1450.2084 | 1391.8266 | 1333.4449 | 1275.0632 | 1216.6814 | 1158.2997 | 1113.8473 | 1083.3242 | 1052.8011 | 1022.2781 | 919.1913 | 991.755 | 961.2319 | 930.7088 | 900.1857 | 869.6627 | 839.1396 | 0 | 0 | 0 | 0 | 0 | 0 | 0 | 0 | 0 | 0 | 0 | 0 | 0 | 0 | 0 | 0 | 0 | 0 | 0 | 0 | 0 | 0 | 0
| 0 | 2024 | 1641.0211 | 0 | 0 | 0 | 0 | 2564.489 | 2407.7008 | 2252.4456 | 2136.4339 | 2035.1384 | 1944.8802 | 1876.6965 | 1819.55 | 1762.4036 | 1705.2571 | 1648.1106 | 1590.9641 | 1533.8176 | 1476.6712 | 1419.5247 | 1362.3782 | 1305.2317 | 1248.0852 | 1190.9387 | 1133.7923 | 1090.2804 | 1060.4031 | 1030.5258 | 916.0408 | 1000.6486 | 970.7713 | 940.894 | 911.0168 | 881.1395 | 851.2622 | 821.385 | 0 | 0 | 0 | 0 | 0 | 0 | 0 | 0 | 0 | 0 | 0 | 0 | 0 | 0 | 0 | 0 | 0 | 0 | 0 | 0 | 0 | 0
| 0 | 2025 | 1605.5497 | 0 | 0 | 0 | 0 | 0 | 2509.0564 | 2355.6572 | 2203.7579 | 2090.2538 | 1991.148 | 1902.8407 | 1836.1308 | 1780.2196 | 1724.3084 | 1668.3971 | 1612.4859 | 1556.5747 | 1500.6634 | 1444.7522 | 1388.841 | 1332.9297 | 1277.0185 | 1221.1073 | 1165.196 | 1109.2848 | 1066.7135 | 1037.482 | 912.3891 | 1008.2505 | 979.0191 | 949.7876 | 920.5562 | 891.3247 | 862.0932 | 832.8618 | 803.6303 | 0 | 0 | 0 | 0 | 0 | 0 | 0 | 0 | 0 | 0 | 0 | 0 | 0 | 0 | 0 | 0 | 0 | 0 | 0 | 0 | 0
| 0 | 2026 | 1570.0782 | 0 | 0 | 0 | 0 | 0 | 0 | 2453.6237 | 2303.6137 | 2155.0702 | 2044.0738 | 1947.1575 | 1860.8012 | 1795.5652 | 1740.8892 | 1686.2132 | 1631.5372 | 1576.8612 | 1522.1852 | 1467.5092 | 1412.8333 | 1358.1573 | 1303.4813 | 1248.8053 | 1194.1293 | 1139.4533 | 1084.7773 | 1043.1465 | 908.2222 | 1014.5609 | 985.9752 | 957.3896 | 928.8039 | 900.2183 | 871.6326 | 843.047 | 814.4614 | 785.8757 | 0 | 0 | 0 | 0 | 0 | 0 | 0 | 0 | 0 | 0 | 0 | 0 | 0 | 0 | 0 | 0 | 0 | 0 | 0 | 0
| 0 | 2027 | 1534.6068 | 0 | 0 | 0 | 0 | 0 | 0 | 0 | 2398.1911 | 2251.5701 | 2106.3826 | 1997.8938 | 1903.167 | 1818.7617 | 1754.9995 | 1701.5587 | 1648.118 | 1594.6773 | 1541.2365 | 1487.7958 | 1434.3551 | 1380.9143 | 1327.4736 | 1274.0328 | 1220.5921 | 1167.1514 | 1113.7106 | 1060.2699 | 903.526 | 1019.5796 | 991.6398 | 963.6999 | 935.7601 | 907.8203 | 879.8804 | 851.9406 | 824.0008 | 796.0609 | 768.1211 | 0 | 0 | 0 | 0 | 0 | 0 | 0 | 0 | 0 | 0 | 0 | 0 | 0 | 0 | 0 | 0 | 0 | 0 | 0
| 0 | 2028 | 1499.1353 | 0 | 0 | 0 | 0 | 0 | 0 | 0 | 0 | 2342.7585 | 2199.5265 | 2057.6949 | 1951.7138 | 1859.1765 | 1776.7222 | 1714.4338 | 1662.2283 | 1610.0228 | 1557.8173 | 1505.6118 | 1453.4064 | 1401.2009 | 1348.9954 | 1296.7899 | 1244.5844 | 1192.3789 | 1140.1734 | 1087.9679 | 899.6718 | 1035.7624 | 996.0127 | 968.7187 | 941.4246 | 914.1306 | 886.8366 | 859.5426 | 832.2485 | 804.9545 | 777.6605 | 750.3665 | 0 | 0 | 0 | 0 | 0 | 0 | 0 | 0 | 0 | 0 | 0 | 0 | 0 | 0 | 0 | 0 | 0 | 0
| 0 | 2029 | 1463.6639 | 0 | 0 | 0 | 0 | 0 | 0 | 0 | 0 | 0 | 2287.3258 | 2147.4829 | 2009.0072 | 1905.5337 | 1815.186 | 1734.6827 | 1673.8681 | 1622.8979 | 1571.9276 | 1520.9574 | 1469.9872 | 1419.0169 | 1368.0467 | 1317.0764 | 1266.1062 | 1215.1359 | 1164.1657 | 1113.1955 | 897.4939 | 1062.2252 | 1011.255 | 972.4458 | 945.7975 | 919.1493 | 892.5011 | 865.8529 | 839.2047 | 812.5565 | 785.9083 | 759.26 | 732.6118 | 0 | 0 | 0 | 0 | 0 | 0 | 0 | 0 | 0 | 0 | 0 | 0 | 0 | 0 | 0 | 0 | 0
| 0 | 2030 | 1428.1924 | 0 | 0 | 0 | 0 | 0 | 0 | 0 | 0 | 0 | 0 | 2231.8932 | 2095.4393 | 1960.3195 | 1859.3537 | 1771.1956 | 1692.6432 | 1633.3024 | 1583.5674 | 1533.8325 | 1484.0975 | 1434.3625 | 1384.6275 | 1334.8925 | 1285.1575 | 1235.4225 | 1185.6875 | 1135.9525 | 896.33 | 1086.2175 | 1036.4825 | 986.7475 | 948.8788 | 922.8764 | 896.874 | 870.8716 | 844.8692 | 818.8668 | 792.8644 | 766.862 | 740.8596 | 714.8572 | 0 | 0 | 0 | 0 | 0 | 0 | 0 | 0 | 0 | 0 | 0 | 0 | 0 | 0 | 0 | 0
| 0 | 2031 | 1412.3588 | 0 | 0 | 0 | 0 | 0 | 0 | 0 | 0 | 0 | 0 | 0 | 2207.1493 | 2072.2082 | 1938.5864 | 1838.7399 | 1751.5592 | 1673.8777 | 1615.1948 | 1566.0112 | 1516.8276 | 1467.644 | 1418.4604 | 1369.2768 | 1320.0932 | 1270.9096 | 1221.726 | 1172.5424 | 908.3295 | 1123.3588 | 1074.1751 | 1024.9915 | 975.8079 | 938.3591 | 912.6449 | 886.9308 | 861.2167 | 835.5026 | 809.7884 | 784.0743 | 758.3602 | 732.6461 | 706.9319 | 0 | 0 | 0 | 0 | 0 | 0 | 0 | 0 | 0 | 0 | 0 | 0 | 0 | 0 | 0
| 0 | 2032 | 1396.5251 | 0 | 0 | 0 | 0 | 0 | 0 | 0 | 0 | 0 | 0 | 0 | 0 | 2182.4053 | 2048.9771 | 1916.8533 | 1818.1262 | 1731.9228 | 1655.1122 | 1597.0872 | 1548.455 | 1499.8227 | 1451.1905 | 1402.5583 | 1353.9261 | 1305.2939 | 1256.6617 | 1208.0294 | 921.15 | 1159.3972 | 1110.765 | 1062.1328 | 1013.5006 | 964.8683 | 927.8393 | 902.4135 | 876.9876 | 851.5618 | 826.1359 | 800.7101 | 775.2842 | 749.8584 | 724.4325 | 699.0067 | 0 | 0 | 0 | 0 | 0 | 0 | 0 | 0 | 0 | 0 | 0 | 0 | 0 | 0
| 0 | 2033 | 1380.6914 | 0 | 0 | 0 | 0 | 0 | 0 | 0 | 0 | 0 | 0 | 0 | 0 | 0 | 2157.6614 | 2025.7459 | 1895.1202 | 1797.5124 | 1712.2864 | 1636.3467 | 1578.9795 | 1530.8987 | 1482.8179 | 1434.7371 | 1386.6562 | 1338.5754 | 1290.4946 | 1242.4137 | 934.5628 | 1194.3329 | 1146.2521 | 1098.1712 | 1050.0904 | 1002.0096 | 953.9288 | 917.3195 | 892.182 | 867.0444 | 841.9068 | 816.7693 | 791.6317 | 766.4941 | 741.3565 | 716.219 | 691.0814 | 0 | 0 | 0 | 0 | 0 | 0 | 0 | 0 | 0 | 0 | 0 | 0 | 0
| 0 | 2034 | 1364.8577 | 0 | 0 | 0 | 0 | 0 | 0 | 0 | 0 | 0 | 0 | 0 | 0 | 0 | 0 | 2132.9175 | 2002.5148 | 1873.3871 | 1776.8987 | 1692.65 | 1617.5812 | 1560.8719 | 1513.3425 | 1465.813 | 1418.2836 | 1370.7541 | 1323.2247 | 1275.6953 | 948.39 | 1228.1658 | 1180.6364 | 1133.1069 | 1085.5775 | 1038.048 | 990.5186 | 942.9892 | 906.7998 | 881.9505 | 857.1012 | 832.2519 | 807.4026 | 782.5533 | 757.704 | 732.8547 | 708.0054 | 683.1561 | 0 | 0 | 0 | 0 | 0 | 0 | 0 | 0 | 0 | 0 | 0 | 0
| 0 | 2035 | 1349.0241 | 0 | 0 | 0 | 0 | 0 | 0 | 0 | 0 | 0 | 0 | 0 | 0 | 0 | 0 | 0 | 2108.1736 | 1979.2837 | 1851.654 | 1756.2849 | 1673.0136 | 1598.8156 | 1542.7643 | 1495.7862 | 1448.8082 | 1401.8301 | 1354.8521 | 1307.874 | 962.4904 | 1260.896 | 1213.9179 | 1166.9398 | 1119.9618 | 1072.9837 | 1026.0057 | 979.0276 | 932.0496 | 896.28 | 871.719 | 847.158 | 822.597 | 798.0359 | 773.4749 | 748.9139 | 724.3529 | 699.7919 | 675.2308 | 0 | 0 | 0 | 0 | 0 | 0 | 0 | 0 | 0 | 0 | 0
| 0 | 2036 | 1333.1904 | 0 | 0 | 0 | 0 | 0 | 0 | 0 | 0 | 0 | 0 | 0 | 0 | 0 | 0 | 0 | 0 | 2083.4297 | 1956.0526 | 1829.9209 | 1735.6712 | 1653.3773 | 1580.0501 | 1524.6567 | 1478.23 | 1431.8033 | 1385.3766 | 1338.95 | 976.7496 | 1292.5233 | 1246.0966 | 1199.67 | 1153.2433 | 1106.8166 | 1060.39 | 1013.9633 | 967.5366 | 921.11 | 885.7603 | 861.4875 | 837.2148 | 812.942 | 788.6693 | 764.3965 | 740.1238 | 715.8511 | 691.5783 | 667.3056 | 0 | 0 | 0 | 0 | 0 | 0 | 0 | 0 | 0 | 0
| 0 | 2037 | 1317.3567 | 0 | 0 | 0 | 0 | 0 | 0 | 0 | 0 | 0 | 0 | 0 | 0 | 0 | 0 | 0 | 0 | 0 | 2058.6858 | 1932.8215 | 1808.1878 | 1715.0574 | 1633.7409 | 1561.2846 | 1506.549 | 1460.6737 | 1414.7985 | 1368.9232 | 991.0735 | 1323.0479 | 1277.1726 | 1231.2973 | 1185.4221 | 1139.5468 | 1093.6715 | 1047.7962 | 1001.9209 | 956.0457 | 910.1704 | 875.2405 | 851.256 | 827.2716 | 803.2871 | 779.3026 | 755.3182 | 731.3337 | 707.3492 | 683.3648 | 659.3803 | 0 | 0 | 0 | 0 | 0 | 0 | 0 | 0 | 0
| 0 | 2038 | 1301.523 | 0 | 0 | 0 | 0 | 0 | 0 | 0 | 0 | 0 | 0 | 0 | 0 | 0 | 0 | 0 | 0 | 0 | 0 | 2033.9418 | 1909.5903 | 1786.4547 | 1694.4437 | 1614.1045 | 1542.5191 | 1488.4414 | 1443.1175 | 1397.7936 | 1005.3838 | 1352.4697 | 1307.1458 | 1261.8219 | 1216.498 | 1171.1741 | 1125.8503 | 1080.5264 | 1035.2025 | 989.8786 | 944.5547 | 899.2308 | 864.7208 | 841.0246 | 817.3284 | 793.6322 | 769.936 | 746.2398 | 722.5436 | 698.8474 | 675.1512 | 651.455 | 0 | 0 | 0 | 0 | 0 | 0 | 0 | 0
| 0 | 2039 | 1285.6894 | 0 | 0 | 0 | 0 | 0 | 0 | 0 | 0 | 0 | 0 | 0 | 0 | 0 | 0 | 0 | 0 | 0 | 0 | 0 | 2009.1979 | 1886.3592 | 1764.7215 | 1673.8299 | 1594.4681 | 1523.7536 | 1470.3338 | 1425.5613 | 1019.6136 | 1380.7887 | 1336.0162 | 1291.2437 | 1246.4712 | 1201.6987 | 1156.9262 | 1112.1537 | 1067.3812 | 1022.6087 | 977.8362 | 933.0637 | 888.2912 | 854.201 | 830.7931 | 807.3852 | 783.9772 | 760.5693 | 737.1614 | 713.7535 | 690.3456 | 666.9377 | 643.5297 | 0 | 0 | 0 | 0 | 0 | 0 | 0
| 2020-2023 | 30% |  | 164971.3809 | [27 empty] | 2064: 0; 2065: 0; 2066: 0; 2067: 0; 2068: 0; 2069: 0; 2070: 0; 2071: 0; 2072: 0; 2073: 0; 2074: 0
| 2024 | 26% |  | 142975.1968 | [36 empty] | 0 | 0 | 0 | 0 | 0 | 0 | 0 | 0 | 0 | 0 | 0 | 0 | 0 | 0 | 0 | 0 | 0 | 0 | 0
| 2025 | 22% |  | 120979.0127 | [36 empty] | 0 | 0 | 0 | 0 | 0 | 0 | 0 | 0 | 0 | 0 | 0 | 0 | 0 | 0 | 0 | 0 | 0 | 0 | 0
| Start 2026 | 10% |  | 54990.4603 | [36 empty] | 0 | 0 | 0 | 0 | 0 | 0 | 0 | 0 | 0 | 0 | 0 | 0 | 0 | 0 | 0 | 0 | 0 | 0 | 0
[41 empty] | 0 | 0 | 0 | 0 | 0 | 0 | 0 | 0 | 0 | 0 | 0 | 0 | 0 | 0 | 0 | 0 | 0 | 0 | 0
[41 empty] | 0 | 0 | 0 | 0 | 0 | 0 | 0 | 0 | 0 | 0 | 0 | 0 | 0 | 0 | 0 | 0 | 0 | 0 | 0
Amortization
|  | 30% |  | 8248.569 | 8248.569 | 8248.569 | 8248.569 | 8248.569 | 8248.569 | 8248.569 | 8248.569 | 8248.569 | 8248.569 | 8248.569 | 8248.569 | 8248.569 | 8248.569 | 8248.569 | 8248.569 | 8248.569 | 8248.569 | 8248.569 | 8248.569 | 8248.569 | 8248.569 | 8248.569 | 8248.569 | 8248.569 | 8248.569 | 8248.569 | 8248.569 | 8248.569 | 8248.569 | 8248.569 | 8248.569 | 8248.569 | 8248.569 | 8248.569 | 8248.569 | 8248.569 | 8248.569 | 8248.569 | 8248.569 | 8248.569 | 8248.569 | 8248.569 | 8248.569 | 8248.569 | 8248.569 | 8248.569 | 8248.569 | 8248.569 | 8248.569 | 8248.569 | 8248.569 | 8248.569 | 8248.569 | 8248.569 | 8248.569
|  | 26% |  | 7148.7598 | 7148.7598 | 7148.7598 | 7148.7598 | 7148.7598 | 7148.7598 | 7148.7598 | 7148.7598 | 7148.7598 | 7148.7598 | 7148.7598 | 7148.7598 | 7148.7598 | 7148.7598 | 7148.7598 | 7148.7598 | 7148.7598 | 7148.7598 | 7148.7598 | 7148.7598 | 7148.7598 | 7148.7598 | 7148.7598 | 7148.7598 | 7148.7598 | 7148.7598 | 7148.7598 | 7148.7598 | 7148.7598 | 7148.7598 | 7148.7598 | 7148.7598 | 7148.7598 | 7148.7598 | 7148.7598 | 7148.7598 | 7148.7598 | 7148.7598 | 7148.7598 | 7148.7598 | 7148.7598 | 7148.7598 | 7148.7598 | 7148.7598 | 7148.7598 | 7148.7598 | 7148.7598 | 7148.7598 | 7148.7598 | 7148.7598 | 7148.7598 | 7148.7598 | 7148.7598 | 7148.7598 | 7148.7598 | 7148.7598
|  | 22% |  | 6048.9506 | 6048.9506 | 6048.9506 | 6048.9506 | 6048.9506 | 6048.9506 | 6048.9506 | 6048.9506 | 6048.9506 | 6048.9506 | 6048.9506 | 6048.9506 | 6048.9506 | 6048.9506 | 6048.9506 | 6048.9506 | 6048.9506 | 6048.9506 | 6048.9506 | 6048.9506 | 6048.9506 | 6048.9506 | 6048.9506 | 6048.9506 | 6048.9506 | 6048.9506 | 6048.9506 | 6048.9506 | 6048.9506 | 6048.9506 | 6048.9506 | 6048.9506 | 6048.9506 | 6048.9506 | 6048.9506 | 6048.9506 | 6048.9506 | 6048.9506 | 6048.9506 | 6048.9506 | 6048.9506 | 6048.9506 | 6048.9506 | 6048.9506 | 6048.9506 | 6048.9506 | 6048.9506 | 6048.9506 | 6048.9506 | 6048.9506 | 6048.9506 | 6048.9506 | 6048.9506 | 6048.9506 | 6048.9506 | 6048.9506
|  | 10% |  | 2749.523 | 2749.523 | 2749.523 | 2749.523 | 2749.523 | 2749.523 | 2749.523 | 2749.523 | 2749.523 | 2749.523 | 2749.523 | 2749.523 | 2749.523 | 2749.523 | 2749.523 | 2749.523 | 2749.523 | 2749.523 | 2749.523 | 2749.523 | 2749.523 | 2749.523 | 2749.523 | 2749.523 | 2749.523 | 2749.523 | 2749.523 | 2749.523 | 2749.523 | 2749.523 | 2749.523 | 2749.523 | 2749.523 | 2749.523 | 2749.523 | 2749.523 | 2749.523 | 2749.523 | 2749.523 | 2749.523 | 2749.523 | 2749.523 | 2749.523 | 2749.523 | 2749.523 | 2749.523 | 2749.523 | 2749.523 | 2749.523 | 2749.523 | 2749.523 | 2749.523 | 2749.523 | 2749.523 | 2749.523 | 2749.523
|  |  |  | 2020 | 2021 | 2022 | 2023 | 2024 | 2025 | 2026 | 2027 | 2028 | 2029 | 2030 | 2031 | 2032 | 2033 | 2034 | 2035 | 2036 | 2037 | 2038 | 2039 | 2040 | 2041 | 2042 | 2043 | 2044 | 2045 | 2046 | 2047 | 2048 | 2049 | 2050 | 2051 | 2052 | 2053 | 2054 | 2055 | 2056 | 2057 | 2058 | 2059 | 2060 | 2061 | 2062 | 2063 | 2064 | 2065 | 2066 | 2067 | 2068 | 2069 | 2070 | 2071 | 2072 | 2073 | 2074 | 2075
|  | ITC Base |  | 142975.1968 | 142975.1968 | 142975.1968 | 142975.1968 | 142975.1968 | 142975.1968 | 142975.1968 | 142975.1968 | 142975.1968 | 142975.1968 | 142975.1968 | 142975.1968 | 142975.1968 | 142975.1968 | 142975.1968 | 142975.1968 | 142975.1968 | 142975.1968 | 142975.1968 | 142975.1968 | 142975.1968 | 142975.1968 | 142975.1968 | 142975.1968 | 142975.1968 | 142975.1968 | 142975.1968 | 142975.1968 | 142975.1968 | 142975.1968 | 142975.1968 | 142975.1968 | 142975.1968 | 142975.1968 | 142975.1968 | 142975.1968 | 142975.1968 | 142975.1968 | 142975.1968 | 142975.1968 | 142975.1968 | 142975.1968 | 142975.1968 | 142975.1968 | 142975.1968 | 142975.1968 | 142975.1968 | 142975.1968 | 142975.1968 | 142975.1968 | 142975.1968 | 142975.1968 | 142975.1968 | 142975.1968 | 142975.1968 | 142975.1968
|  | Accum ITC Amort |  | 7148.7598 | 14297.5197 | 21446.2795 | 28595.0394 | 35743.7992 | 42892.559 | 50041.3189 | 57190.0787 | 64338.8386 | 71487.5984 | 78636.3582 | 85785.1181 | 92933.8779 | 100082.6378 | 107231.3976 | 114380.1574 | 121528.9173 | 128677.6771 | 135826.437 | 142975.1968 | 150123.9566 | 157272.7165 | 164421.4763 | 171570.2362 | 178718.996 | 185867.7558 | 193016.5157 | 200165.2755 | 207314.0354 | 214462.7952 | 221611.555 | 228760.3149 | 235909.0747 | 243057.8346 | 250206.5944 | 257355.3542 | 264504.1141 | 271652.8739 | 278801.6338 | 285950.3936 | 293099.1534 | 300247.9133 | 307396.6731 | 314545.433 | 321694.1928 | 328842.9526 | 335991.7125 | 343140.4723 | 350289.2322 | 357437.992 | 364586.7518 | 371735.5117 | 378884.2715 | 386033.0314 | 393181.7912 | 400330.551
|  | Ratebase |  | 135826.437 | 128677.6771 | 121528.9173 | 114380.1574 | 107231.3976 | 100082.6378 | 92933.8779 | 85785.1181 | 78636.3582 | 71487.5984 | 64338.8386 | 57190.0787 | 50041.3189 | 42892.559 | 35743.7992 | 28595.0394 | 21446.2795 | 14297.5197 | 7148.7598 | 0 | -7148.7598 | -14297.5197 | -21446.2795 | -28595.0394 | -35743.7992 | -42892.559 | -50041.3189 | -57190.0787 | -64338.8386 | -71487.5984 | -78636.3582 | -85785.1181 | -92933.8779 | -100082.6378 | -107231.3976 | -114380.1574 | -121528.9173 | -128677.6771 | -135826.437 | -142975.1968 | -150123.9566 | -157272.7165 | -164421.4763 | -171570.2362 | -178718.996 | -185867.7558 | -193016.5157 | -200165.2755 | -207314.0354 | -214462.7952 | -221611.555 | -228760.3149 | -235909.0747 | -243057.8346 | -250206.5944 | -257355.3542
|  | Tax Basis |  | 478417.0047 | 478417.0047 | 478417.0047 | 478417.0047 | 478417.0047 | 478417.0047 | 478417.0047 | 478417.0047 | 478417.0047 | 478417.0047 | 478417.0047 | 478417.0047 | 478417.0047 | 478417.0047 | 478417.0047 | 478417.0047 | 478417.0047 | 478417.0047 | 478417.0047 | 478417.0047 | 478417.0047 | 478417.0047 | 478417.0047 | 478417.0047 | 478417.0047 | 478417.0047 | 478417.0047 | 478417.0047 | 478417.0047 | 478417.0047 | 478417.0047 | 478417.0047 | 478417.0047 | 478417.0047 | 478417.0047 | 478417.0047 | 478417.0047 | 478417.0047 | 478417.0047 | 478417.0047 | 478417.0047 | 478417.0047 | 478417.0047 | 478417.0047 | 478417.0047 | 478417.0047 | 478417.0047 | 478417.0047 | 478417.0047 | 478417.0047 | 478417.0047 | 478417.0047 | 478417.0047 | 478417.0047 | 478417.0047 | 478417.0047
|  | Book Depreciation |  | 15947.2335 | 15947.2335 | 15947.2335 | 15947.2335 | 15947.2335 | 15947.2335 | 15947.2335 | 15947.2335 | 15947.2335 | 15947.2335 | 15947.2335 | 15947.2335 | 15947.2335 | 15947.2335 | 15947.2335 | 15947.2335 | 15947.2335 | 15947.2335 | 15947.2335 | 15947.2335 | 15947.2335 | 15947.2335 | 15947.2335 | 15947.2335 | 15947.2335 | 15947.2335 | 15947.2335 | 15947.2335 | 15947.2335 | 15947.2335 | 15947.2335 | 15947.2335 | 15947.2335 | 15947.2335 | 15947.2335 | 15947.2335 | 15947.2335 | 15947.2335 | 15947.2335 | 15947.2335 | 15947.2335 | 15947.2335 | 15947.2335 | 15947.2335 | 15947.2335 | 15947.2335 | 15947.2335 | 15947.2335 | 15947.2335 | 15947.2335 | 15947.2335 | 15947.2335 | 15947.2335 | 15947.2335 | 15947.2335 | 15947.2335
|  | Tax Depreciation |  | 95683.4009 | 153093.4415 | 91856.0649 | 55113.6389 | 55113.6389 | 27556.8195 | 0 | 0 | 0 | 0 | 0 | 0 | 0 | 0 | 0 | 0 | 0 | 0 | 0 | 0 | 0 | 0 | 0 | 0 | 0 | 0 | 0 | 0 | 0 | 0 | 0 | 0 | 0 | 0 | 0 | 0 | 0 | 0 | 0 | 0 | 0 | 0 | 0 | 0 | 0 | 0 | 0 | 0 | 0 | 0 | 0 | 0 | 0 | 0 | 0 | 0
|  | Difference between book and tax |  | -79736.1674 | -137146.208 | -75908.8314 | -39166.4054 | -39166.4054 | -11609.586 | 15947.2335 | 15947.2335 | 15947.2335 | 15947.2335 | 15947.2335 | 15947.2335 | 15947.2335 | 15947.2335 | 15947.2335 | 15947.2335 | 15947.2335 | 15947.2335 | 15947.2335 | 15947.2335 | 15947.2335 | 15947.2335 | 15947.2335 | 15947.2335 | 15947.2335 | 15947.2335 | 15947.2335 | 15947.2335 | 15947.2335 | 15947.2335 | 15947.2335 | 15947.2335 | 15947.2335 | 15947.2335 | 15947.2335 | 15947.2335 | 15947.2335 | 15947.2335 | 15947.2335 | 15947.2335 | 15947.2335 | 15947.2335 | 15947.2335 | 15947.2335 | 15947.2335 | 15947.2335 | 15947.2335 | 15947.2335 | 15947.2335 | 15947.2335 | 15947.2335 | 15947.2335 | 15947.2335 | 15947.2335 | 15947.2335 | 15947.2335
|  | Deferred Tax |  | -16744.5952 | -28800.7037 | -15940.8546 | -8224.9451 | -8224.9451 | -2438.0131 | 3348.919 | 3348.919 | 3348.919 | 3348.919 | 3348.919 | 3348.919 | 3348.919 | 3348.919 | 3348.919 | 3348.919 | 3348.919 | 3348.919 | 3348.919 | 3348.919 | 3348.919 | 3348.919 | 3348.919 | 3348.919 | 3348.919 | 3348.919 | 3348.919 | 3348.919 | 3348.919 | 3348.919 | 3348.919 | 3348.919 | 3348.919 | 3348.919 | 3348.919 | 3348.919 | 3348.919 | 3348.919 | 3348.919 | 3348.919 | 3348.919 | 3348.919 | 3348.919 | 3348.919 | 3348.919 | 3348.919 | 3348.919 | 3348.919 | 3348.919 | 3348.919 | 3348.919 | 3348.919 | 3348.919 | 3348.919 | 3348.919 | 3348.919
|  | Accum Defered Tax |  | -16744.5952 | -45545.2988 | -61486.1534 | -69711.0986 | -77936.0437 | -80374.0568 | -77025.1378 | -73676.2187 | -70327.2997 | -66978.3807 | -63629.4616 | -60280.5426 | -56931.6236 | -53582.7045 | -50233.7855 | -46884.8665 | -43535.9474 | -40187.0284 | -36838.1094 | -33489.1903 | -30140.2713 | -26791.3523 | -23442.4332 | -20093.5142 | -16744.5952 | -13395.6761 | -10046.7571 | -6697.8381 | -3348.919 | -3.638e-11 | 3348.919 | 6697.8381 | 10046.7571 | 13395.6761 | 16744.5952 | 20093.5142 | 23442.4332 | 26791.3523 | 30140.2713 | 33489.1903 | 36838.1094 | 40187.0284 | 43535.9474 | 46884.8665 | 50233.7855 | 53582.7045 | 56931.6236 | 60280.5426 | 63629.4616 | 66978.3807 | 70327.2997 | 73676.2187 | 77025.1378 | 80374.0568 | 83722.9758 | 87071.8949
|  | Revenue Requirement |  | 57868.3047 | 54330.3419 | 50826.9705 | 48209.1381 | 45923.3827 | 43886.6852 | 42348.1034 | 41058.5795 | 39769.0555 | 38479.5315 | 37190.0075 | 35900.4836 | 34610.9596 | 33321.4356 | 32031.9116 | 30742.3877 | 29452.8637 | 28163.3397 | 26873.8158 | 25584.2918 | 24602.4359 | 23928.2483 | 23254.0606 | 22579.8729 | 21905.6852 | 21231.4975 | 20557.3098 | 19883.1222 | 19208.9345 | 18534.7468 | 0 | 0 | 0 | 0 | 0 | 0 | 0 | 0 | 0 | 0 | 0 | 0 | 0 | 0 | 0 | 0 | 0 | 0 | 0 | 0 | 0 | 0 | 0 | 0 | 0 | 0
|  | Depreciation |  | 18330.1534 | 18330.1534 | 18330.1534 | 18330.1534 | 18330.1534 | 18330.1534 | 18330.1534 | 18330.1534 | 18330.1534 | 18330.1534 | 18330.1534 | 18330.1534 | 18330.1534 | 18330.1534 | 18330.1534 | 18330.1534 | 18330.1534 | 18330.1534 | 18330.1534 | 18330.1534 | 18330.1534 | 18330.1534 | 18330.1534 | 18330.1534 | 18330.1534 | 18330.1534 | 18330.1534 | 18330.1534 | 18330.1534 | 18330.1534 | 0 | 0 | 0 | 0 | 0 | 0 | 0 | 0 | 0 | 0 | 0 | 0 | 0 | 0 | 0 | 0 | 0 | 0 | 0 | 0 | 0 | 0 | 0 | 0 | 0 | 0
|  | Insurance |  | 263.4043 | 263.4043 | 263.4043 | 263.4043 | 263.4043 | 263.4043 | 263.4043 | 263.4043 | 263.4043 | 263.4043 | 263.4043 | 263.4043 | 263.4043 | 263.4043 | 263.4043 | 263.4043 | 263.4043 | 263.4043 | 263.4043 | 263.4043 | 263.4043 | 263.4043 | 263.4043 | 263.4043 | 263.4043 | 263.4043 | 263.4043 | 263.4043 | 263.4043 | 263.4043 | 0 | 0 | 0 | 0 | 0 | 0 | 0 | 0 | 0 | 0 | 0 | 0 | 0 | 0 | 0 | 0 | 0 | 0 | 0 | 0 | 0 | 0 | 0 | 0 | 0 | 0
|  | Property Taxes |  | 2499.7954 | 2499.7954 | 2499.7954 | 2499.7954 | 2499.7954 | 2499.7954 | 2499.7954 | 2499.7954 | 2499.7954 | 2499.7954 | 2499.7954 | 2499.7954 | 2499.7954 | 2499.7954 | 2499.7954 | 2499.7954 | 2499.7954 | 2499.7954 | 2499.7954 | 2499.7954 | 2499.7954 | 2499.7954 | 2499.7954 | 2499.7954 | 2499.7954 | 2499.7954 | 2499.7954 | 2499.7954 | 2499.7954 | 2499.7954 | 0 | 0 | 0 | 0 | 0 | 0 | 0 | 0 | 0 | 0 | 0 | 0 | 0 | 0 | 0 | 0 | 0 | 0 | 0 | 0 | 0 | 0 | 0 | 0 | 0 | 0
|  | Current Taxes |  | -11523.9213 | -26124.4895 | -12078.7617 | -3759.6451 | -4239.6537 | 1984.2859 | 8312.8298 | 8042.0297 | 7771.2297 | 7500.4297 | 7229.6296 | 6958.8296 | 6688.0296 | 6417.2295 | 6146.4295 | 5875.6295 | 5604.8294 | 5334.0294 | 5063.2294 | 4792.4293 | 4586.2396 | 4444.6602 | 4303.0808 | 4161.5014 | 4019.922 | 3878.3425 | 3736.7631 | 3595.1837 | 3453.6043 | 3312.0249 | 0 | 0 | 0 | 0 | 0 | 0 | 0 | 0 | 0 | 0 | 0 | 0 | 0 | 0 | 0 | 0 | 0 | 0 | 0 | 0 | 0 | 0 | 0 | 0 | 0 | 0
|  | DFIT |  |  | 33104.2571 | 18322.8214 |  | 9453.9599 | 2802.3139 | -3849.3322 | -3849.3322 | -3849.3322 | -3849.3322 | -3849.3322 | -3849.3322 | -3849.3322 | -3849.3322 | -3849.3322 | -3849.3322 | -3849.3322 | -3849.3322 | -3849.3322 | -3849.3322 | -3849.3322 | -3849.3322 | -3849.3322 | -3849.3322 | -3849.3322 | -3849.3322 | -3849.3322 | -3849.3322 | -3849.3322 | -3849.3322 | 0 | 0 | 0 | 0 | 0 | 0 | 0 | 0 | 0 | 0 | 0 | 0 | 0 | 0 | 0 | 0 | 0 | 0 | 0 | 0 | 0 | 0 | 0 | 0 | 0 | 0
|  | ITC |  | -7148.7598 | -7148.7598 | -7148.7598 | -7148.7598 | -7148.7598 | -7148.7598 | -7148.7598 | -7148.7598 | -7148.7598 | -7148.7598 | -7148.7598 | -7148.7598 | -7148.7598 | -7148.7598 | -7148.7598 | -7148.7598 | -7148.7598 | -7148.7598 | -7148.7598 | -7148.7598 | -7148.7598 | -7148.7598 | -7148.7598 | -7148.7598 | -7148.7598 | -7148.7598 | -7148.7598 | -7148.7598 | -7148.7598 | -7148.7598 | -7148.7598 | -7148.7598 | -7148.7598 | -7148.7598 | -7148.7598 | -7148.7598 | -7148.7598 | -7148.7598 | -7148.7598 | -7148.7598 | -7148.7598 | -7148.7598 | -7148.7598 | -7148.7598 | -7148.7598 | -7148.7598 | -7148.7598 | -7148.7598 | -7148.7598 | -7148.7598 | -7148.7598 | -7148.7598 | -7148.7598 | -7148.7598 | -7148.7598 | -7148.7598
|  | Total Operating Expenses |  | 2420.672 | 20924.3609 | 20188.6529 | 10184.9482 | 19158.8995 | 18731.193 | 18408.0909 | 18137.2908 | 17866.4908 | 17595.6908 | 17324.8907 | 17054.0907 | 16783.2907 | 16512.4906 | 16241.6906 | 15970.8906 | 15700.0905 | 15429.2905 | 15158.4904 | 14887.6904 | 14681.5007 | 14539.9213 | 14398.3419 | 14256.7624 | 14115.183 | 13973.6036 | 13832.0242 | 13690.4448 | 13548.8654 | 13407.286 | -7148.7598 | -7148.7598 | -7148.7598 | -7148.7598 | -7148.7598 | -7148.7598 | -7148.7598 | -7148.7598 | -7148.7598 | -7148.7598 | -7148.7598 | -7148.7598 | -7148.7598 | -7148.7598 | -7148.7598 | -7148.7598 | -7148.7598 | -7148.7598 | -7148.7598 | -7148.7598 | -7148.7598 | -7148.7598 | -7148.7598 | -7148.7598 | -7148.7598 | -7148.7598
|  | Operating |  | 55447.6327 | 33405.981 | 30638.3175 | 38024.1899 | 26764.4832 | 25155.4922 | 23940.0126 | 22921.2886 | 21902.5647 | 20883.8408 | 19865.1168 | 18846.3929 | 17827.6689 | 16808.945 | 15790.2211 | 14771.4971 | 13752.7732 | 12734.0492 | 11715.3253 | 10696.6014 | 9920.9353 | 9388.327 | 8855.7187 | 8323.1104 | 7790.5022 | 7257.8939 | 6725.2856 | 6192.6774 | 5660.0691 | 5127.4608 | 7148.7598 | 7148.7598 | 7148.7598 | 7148.7598 | 7148.7598 | 7148.7598 | 7148.7598 | 7148.7598 | 7148.7598 | 7148.7598 | 7148.7598 | 7148.7598 | 7148.7598 | 7148.7598 | 7148.7598 | 7148.7598 | 7148.7598 | 7148.7598 | 7148.7598 | 7148.7598 | 7148.7598 | 7148.7598 | 7148.7598 | 7148.7598 | 7148.7598 | 7148.7598
|  | Ratebase |  | 532367.2288 | 491264.4259 | 450563.4933 | 420150.44 | 393595.3415 | 369933.7089 | 352059.0085 | 337077.7741 | 322096.5397 | 307115.3053 | 292134.0709 | 277152.8365 | 262171.6021 | 247190.3677 | 232209.1333 | 217227.8988 | 202246.6644 | 187265.43 | 172284.1956 | 157302.9612 | 145896.1068 | 138063.6322 | 130231.1576 | 122398.6831 | 114566.2085 | 106733.7339 | 98901.2594 | 91068.7848 | 83236.3102 | 75403.8357 | 0 | 0 | 0 | 0 | 0 | 0 | 0 | 0 | 0 | 0 | 0 | 0 | 0 | 0 | 0 | 0 | 0 | 0 | 0 | 0 | 0 | 0 | 0 | 0 | 0 | 0
|  | Return on Ratebase |  | 10.42% | 6.8% | 6.8% | 9.05% | 6.8% | 6.8% | 6.8% | 6.8% | 6.8% | 6.8% | 6.8% | 6.8% | 6.8% | 6.8% | 6.8% | 6.8% | 6.8% | 6.8% | 6.8% | 6.8% | 6.8% | 6.8% | 6.8% | 6.8% | 6.8% | 6.8% | 6.8% | 6.8% | 6.8% | 6.8% | #DIV/0! | #DIV/0! | #DIV/0! | #DIV/0! | #DIV/0! | #DIV/0! | #DIV/0! | #DIV/0! | #DIV/0! | #DIV/0! | #DIV/0! | #DIV/0! | #DIV/0! | #DIV/0! | #DIV/0! | #DIV/0! | #DIV/0! | #DIV/0! | #DIV/0! | #DIV/0! | #DIV/0! | #DIV/0! | #DIV/0! | #DIV/0! | #DIV/0! | #DIV/0!
|  | Revenue Requirement |  | 57868.3047 | 54330.3419 | 50826.9705 | 48209.1381 | 45923.3827 | 43886.6852 | 42348.1034 | 41058.5795 | 39769.0555 | 38479.5315 | 37190.0075 | 35900.4836 | 34610.9596 | 33321.4356 | 32031.9116 | 30742.3877 | 29452.8637 | 28163.3397 | 26873.8158 | 25584.2918 | 24602.4359 | 23928.2483 | 23254.0606 | 22579.8729 | 21905.6852 | 21231.4975 | 20557.3098 | 19883.1222 | 19208.9345 | 18534.7468 | 0 | 0 | 0 | 0 | 0 | 0 | 0 | 0 | 0 | 0 | 0 | 0 | 0 | 0 | 0 | 0 | 0 | 0 | 0 | 0 | 0 | 0 | 0 | 0 | 0 | 0
|  | Tax Depreciation |  | 109980.9206 | 175969.473 | 105581.6838 | 63349.0103 | 63349.0103 | 31674.5051 | 0 | 0 | 0 | 0 | 0 | 0 | 0 | 0 | 0 | 0 | 0 | 0 | 0 | 0 | 0 | 0 | 0 | 0 | 0 | 0 | 0 | 0 | 0 | 0 | 0 | 0 | 0 | 0 | 0 | 0 | 0 | 0 | 0 | 0 | 0 | 0 | 0 | 0 | 0 | 0 | 0 | 0 | 0 | 0 | 0 | 0 | 0 | 0 | 0 | 0
|  | Propety Taxes |  | 263.4043 | 263.4043 | 263.4043 | 263.4043 | 263.4043 | 263.4043 | 263.4043 | 263.4043 | 263.4043 | 263.4043 | 263.4043 | 263.4043 | 263.4043 | 263.4043 | 263.4043 | 263.4043 | 263.4043 | 263.4043 | 263.4043 | 263.4043 | 263.4043 | 263.4043 | 263.4043 | 263.4043 | 263.4043 | 263.4043 | 263.4043 | 263.4043 | 263.4043 | 263.4043 | 0 | 0 | 0 | 0 | 0 | 0 | 0 | 0 | 0 | 0 | 0 | 0 | 0 | 0 | 0 | 0 | 0 | 0 | 0 | 0 | 0 | 0 | 0 | 0 | 0 | 0
|  | Insurance |  | 2499.7954 | 2499.7954 | 2499.7954 | 2499.7954 | 2499.7954 | 2499.7954 | 2499.7954 | 2499.7954 | 2499.7954 | 2499.7954 | 2499.7954 | 2499.7954 | 2499.7954 | 2499.7954 | 2499.7954 | 2499.7954 | 2499.7954 | 2499.7954 | 2499.7954 | 2499.7954 | 2499.7954 | 2499.7954 | 2499.7954 | 2499.7954 | 2499.7954 | 2499.7954 | 2499.7954 | 2499.7954 | 2499.7954 | 2499.7954 | 0 | 0 | 0 | 0 | 0 | 0 | 0 | 0 | 0 | 0 | 0 | 0 | 0 | 0 | 0 | 0 | 0 | 0 | 0 | 0 | 0 | 0 | 0 | 0 | 0 | 0
|  | Expenses |  | 112744.1203 | 178732.6727 | 108344.8835 | 66112.21 | 66112.21 | 34437.7048 | 2763.1997 | 2763.1997 | 2763.1997 | 2763.1997 | 2763.1997 | 2763.1997 | 2763.1997 | 2763.1997 | 2763.1997 | 2763.1997 | 2763.1997 | 2763.1997 | 2763.1997 | 2763.1997 | 2763.1997 | 2763.1997 | 2763.1997 | 2763.1997 | 2763.1997 | 2763.1997 | 2763.1997 | 2763.1997 | 2763.1997 | 2763.1997 | 0 | 0 | 0 | 0 | 0 | 0 | 0 | 0 | 0 | 0 | 0 | 0 | 0 | 0 | 0 | 0 | 0 | 0 | 0 | 0 | 0 | 0 | 0 | 0 | 0 | 0
|  | Taxble Income |  | -54875.8156 | -124402.3308 | -57517.913 | -17903.0719 | -20188.8272 | 9448.9804 | 39584.9037 | 38295.3798 | 37005.8558 | 35716.3318 | 34426.8078 | 33137.2839 | 31847.7599 | 30558.2359 | 29268.7119 | 27979.188 | 26689.664 | 25400.14 | 24110.616 | 22821.0921 | 21839.2362 | 21165.0486 | 20490.8609 | 19816.6732 | 19142.4855 | 18468.2978 | 17794.1101 | 17119.9225 | 16445.7348 | 15771.5471 | 0 | 0 | 0 | 0 | 0 | 0 | 0 | 0 | 0 | 0 | 0 | 0 | 0 | 0 | 0 | 0 | 0 | 0 | 0 | 0 | 0 | 0 | 0 | 0 | 0 | 0
|  | Tax Rate |  | 21% | 21% | 21% | 21% | 21% | 21% | 21% | 21% | 21% | 21% | 21% | 21% | 21% | 21% | 21% | 21% | 21% | 21% | 21% | 21% | 21% | 21% | 21% | 21% | 21% | 21% | 21% | 21% | 21% | 21% | 21% | 21% | 21% | 21% | 21% | 21% | 21% | 21% | 21% | 21% | 21% | 21% | 21% | 21% | 21% | 21% | 21% | 21% | 21% | 21% | 21% | 21% | 21% | 21% | 21% | 21%
|  | Taxes |  | -11523.9213 | -26124.4895 | -12078.7617 | -3759.6451 | -4239.6537 | 1984.2859 | 8312.8298 | 8042.0297 | 7771.2297 | 7500.4297 | 7229.6296 | 6958.8296 | 6688.0296 | 6417.2295 | 6146.4295 | 5875.6295 | 5604.8294 | 5334.0294 | 5063.2294 | 4792.4293 | 4586.2396 | 4444.6602 | 4303.0808 | 4161.5014 | 4019.922 | 3878.3425 | 3736.7631 | 3595.1837 | 3453.6043 | 3312.0249 | 0 | 0 | 0 | 0 | 0 | 0 | 0 | 0 | 0 | 0 | 0 | 0 | 0 | 0 | 0 | 0 | 0 | 0 | 0 | 0 | 0 | 0 | 0 | 0 | 0 | 0

## WWY Solar ITC 2025 22%
Solar FINANCIALS
($ 1000s Unless Otherwise Indicated)
| Calendar Year of Fin. Close |  |  | 2020 | 2021 | 2022 | 2023 | 2024 | 2025 | 2026 | 2027 | 2028 | 2029 | 2030 | 2031 | 2032 | 2033 | 2034 | 2035 | 2036 | 2037 | 2038 | 2039 | 2040 | 2041 | 2042 | 2043 | 2044 | 2045 | 2046 | 2047 | 2048 | 2049
| Operating Year |  | 0 | 1 | 2 | 3 | 4 | 5 | 6 | 7 | 8 | 9 | 10 | 11 | 12 | 13 | 14 | 15 | 16 | 17 | 18 | 19 | 20 | 21 | 22 | 23 | 24 | 25 | 26 | 27 | 28 | 29 | 30
| Calendar Year | Capital Invest.
| 2020 | 549904.6031
| Gross plant |  |  | 549904.6031 | 549904.6031 | 549904.6031 | 549904.6031 | 549904.6031 | 549904.6031 | 549904.6031 | 549904.6031 | 549904.6031 | 549904.6031 | 549904.6031 | 549904.6031 | 549904.6031 | 549904.6031 | 549904.6031 | 549904.6031 | 549904.6031 | 549904.6031 | 549904.6031 | 549904.6031 | 549904.6031 | 549904.6031 | 549904.6031 | 549904.6031 | 549904.6031 | 549904.6031 | 549904.6031 | 549904.6031 | 549904.6031 | 549904.6031
| Accumulated Deprectiation |  |  | 18330.1534 | 36660.3069 | 54990.4603 | 73320.6137 | 91650.7672 | 109980.9206 | 128311.0741 | 146641.2275 | 164971.3809 | 183301.5344 | 201631.6878 | 219961.8412 | 238291.9947 | 256622.1481 | 274952.3015 | 293282.455 | 311612.6084 | 329942.7618 | 348272.9153 | 366603.0687 | 384933.2222 | 403263.3756 | 421593.529 | 439923.6825 | 458253.8359 | 476583.9893 | 494914.1428 | 513244.2962 | 531574.4496 | 549904.6031
| Net book value |  |  | 531574.4496 | 513244.2962 | 494914.1428 | 476583.9893 | 458253.8359 | 439923.6825 | 421593.529 | 403263.3756 | 384933.2222 | 366603.0687 | 348272.9153 | 329942.7618 | 311612.6084 | 293282.455 | 274952.3015 | 256622.1481 | 238291.9947 | 219961.8412 | 201631.6878 | 183301.5344 | 164971.3809 | 146641.2275 | 128311.0741 | 109980.9206 | 91650.7672 | 73320.6137 | 54990.4603 | 36660.3069 | 18330.1534 | 0
| ITC |  |  | 0 | 0 | 0 | 0 | 0 | 0 | 0 | 0 | 0 | 0 | 0 | 0 | 0 | 0 | 0 | 0 | 0 | 0 | 0 | 0 | 6048.9506 | 12097.9013 | 18146.8519 | 24195.8025 | 30244.7532 | 36293.7038 | 42342.6544 | 48391.6051 | 54440.5557 | 60489.5063
| Accumulated deffered income tax |  |  | -17129.5284 | -46592.3172 | -62899.6282 | -71313.6526 | -79727.6769 | -82221.7363 | -78795.8306 | -75369.9249 | -71944.0192 | -68518.1135 | -65092.2079 | -61666.3022 | -58240.3965 | -54814.4908 | -51388.5852 | -47962.6795 | -44536.7738 | -41110.8681 | -37684.9624 | -34259.0568 | -30833.1511 | -27407.2454 | -23981.3397 | -20555.4341 | -17129.5284 | -13703.6227 | -10277.717 | -6851.8114 | -3425.9057 | -1.9099e-11
| Rate Base |  |  | 514444.9213 | 466651.979 | 432014.5145 | 405270.3368 | 378526.159 | 357701.9462 | 342797.6985 | 327893.4507 | 312989.2029 | 298084.9552 | 283180.7074 | 268276.4597 | 253372.2119 | 238467.9641 | 223563.7164 | 208659.4686 | 193755.2209 | 178850.9731 | 163946.7253 | 149042.4776 | 140187.1805 | 131331.8833 | 122476.5862 | 113621.2891 | 104765.992 | 95910.6948 | 87055.3977 | 78200.1006 | 69344.8035 | 60489.5063
| Average rate base |  |  | 532174.7622 | 490548.4501 | 449333.2468 | 418642.4257 | 391898.2479 | 368114.0526 | 350249.8223 | 335345.5746 | 320441.3268 | 305537.0791 | 290632.8313 | 275728.5835 | 260824.3358 | 245920.088 | 231015.8403 | 216111.5925 | 201207.3447 | 186303.097 | 171398.8492 | 156494.6015 | 144614.829 | 135759.5319 | 126904.2348 | 118048.9377 | 109193.6405 | 100338.3434 | 91483.0463 | 82627.7492 | 73772.452 | 64917.1549
| Pre-tax Return | 0.086076 |  | 45807.4479 | 42224.4236 | 38676.7858 | 36035.0442 | 33733.0137 | 31685.7666 | 30148.086 | 28865.1887 | 27582.2914 | 26299.3941 | 25016.4969 | 23733.5996 | 22450.7023 | 21167.805 | 19884.9078 | 18602.0105 | 17319.1132 | 16036.2159 | 14753.3187 | 13470.4214 | 12447.8587 | 11685.6306 | 10923.4025 | 10161.1744 | 9398.9463 | 8636.7182 | 7874.4901 | 7112.262 | 6350.0338 | 5587.8057
| Book Depreciation |  |  | 18330.1534 | 18330.1534 | 18330.1534 | 18330.1534 | 18330.1534 | 18330.1534 | 18330.1534 | 18330.1534 | 18330.1534 | 18330.1534 | 18330.1534 | 18330.1534 | 18330.1534 | 18330.1534 | 18330.1534 | 18330.1534 | 18330.1534 | 18330.1534 | 18330.1534 | 18330.1534 | 18330.1534 | 18330.1534 | 18330.1534 | 18330.1534 | 18330.1534 | 18330.1534 | 18330.1534 | 18330.1534 | 18330.1534 | 18330.1534
| Insurance |  |  | 263.4043 | 263.4043 | 263.4043 | 263.4043 | 263.4043 | 263.4043 | 263.4043 | 263.4043 | 263.4043 | 263.4043 | 263.4043 | 263.4043 | 263.4043 | 263.4043 | 263.4043 | 263.4043 | 263.4043 | 263.4043 | 263.4043 | 263.4043 | 263.4043 | 263.4043 | 263.4043 | 263.4043 | 263.4043 | 263.4043 | 263.4043 | 263.4043 | 263.4043 | 263.4043
| ITC Amort - Grossed for Taxes |  |  | -7656.8995 | -7656.8995 | -7656.8995 | -7656.8995 | -7656.8995 | -7656.8995 | -7656.8995 | -7656.8995 | -7656.8995 | -7656.8995 | -7656.8995 | -7656.8995 | -7656.8995 | -7656.8995 | -7656.8995 | -7656.8995 | -7656.8995 | -7656.8995 | -7656.8995 | -7656.8995 | -7656.8995 | -7656.8995 | -7656.8995 | -7656.8995 | -7656.8995 | -7656.8995 | -7656.8995 | -7656.8995 | -7656.8995 | -7656.8995
| Property Taxes |  |  | 2499.7954 | 2499.7954 | 2499.7954 | 2499.7954 | 2499.7954 | 2499.7954 | 2499.7954 | 2499.7954 | 2499.7954 | 2499.7954 | 2499.7954 | 2499.7954 | 2499.7954 | 2499.7954 | 2499.7954 | 2499.7954 | 2499.7954 | 2499.7954 | 2499.7954 | 2499.7954 | 2499.7954 | 2499.7954 | 2499.7954 | 2499.7954 | 2499.7954 | 2499.7954 | 2499.7954 | 2499.7954 | 2499.7954 | 2499.7954
| Revenue Requirement |  |  | 59243.9015 | 55660.8772 | 52113.2394 | 49471.4978 | 47169.4673 | 45122.2202 | 43584.5396 | 42301.6423 | 41018.745 | 39735.8477 | 38452.9505 | 37170.0532 | 35887.1559 | 34604.2586 | 33321.3614 | 32038.4641 | 30755.5668 | 29472.6695 | 28189.7723 | 26906.875 | 25884.3123 | 25122.0842 | 24359.8561 | 23597.628 | 22835.3999 | 22073.1718 | 21310.9437 | 20548.7156 | 19786.4874 | 19024.2593
| Book Depreciation |  |  | 18330.1534 | 18330.1534 | 18330.1534 | 18330.1534 | 18330.1534 | 18330.1534 | 18330.1534 | 18330.1534 | 18330.1534 | 18330.1534 | 18330.1534 | 18330.1534 | 18330.1534 | 18330.1534 | 18330.1534 | 18330.1534 | 18330.1534 | 18330.1534 | 18330.1534 | 18330.1534 | 18330.1534 | 18330.1534 | 18330.1534 | 18330.1534 | 18330.1534 | 18330.1534 | 18330.1534 | 18330.1534 | 18330.1534 | 18330.1534
| Tax Depreciation |  |  | 109980.9206 | 175969.473 | 105581.6838 | 63349.0103 | 63349.0103 | 31674.5051 | 0 | 0 | 0 | 0 | 0 | 0 | 0 | 0 | 0 | 0 | 0 | 0 | 0 | 0 | 0 | 0 | 0 | 0 | 0 | 0 | 0 | 0 | 0 | 0
| Difference between book and tax |  |  | -91650.7672 | -157639.3195 | -87251.5304 | -45018.8568 | -45018.8568 | -13344.3517 | 18330.1534 | 18330.1534 | 18330.1534 | 18330.1534 | 18330.1534 | 18330.1534 | 18330.1534 | 18330.1534 | 18330.1534 | 18330.1534 | 18330.1534 | 18330.1534 | 18330.1534 | 18330.1534 | 18330.1534 | 18330.1534 | 18330.1534 | 18330.1534 | 18330.1534 | 18330.1534 | 18330.1534 | 18330.1534 | 18330.1534 | 18330.1534
| Tax rate |  |  | -19246.6611 | -33104.2571 | -18322.8214 | -9453.9599 | -9453.9599 | -2802.3139 | 3849.3322 | 3849.3322 | 3849.3322 | 3849.3322 | 3849.3322 | 3849.3322 | 3849.3322 | 3849.3322 | 3849.3322 | 3849.3322 | 3849.3322 | 3849.3322 | 3849.3322 | 3849.3322 | 3849.3322 | 3849.3322 | 3849.3322 | 3849.3322 | 3849.3322 | 3849.3322 | 3849.3322 | 3849.3322 | 3849.3322 | 3849.3322
Depreciation Tables
|  | 5 |  | 20% | 32% | 19.2% | 11.52% | 11.52% | 5.76% | 0% | 0% | 0% | 0% | 0% | 0% | 0% | 0% | 0% | 0% | 0% | 0% | 0% | 0% | 0%
|  | 5 | 0: 1; 2020 1: 20%; 2021 2: 32%; 2022 3: 19.2%; 2023 4: 11.52%; 2024 5: 11.52%; 2025 6: 5.76%
|  | 10 | 0: 0; 2020 1: 10%; 2021 2: 18%; 2022 3: 14.4%; 2023 4: 11.52%; 2024 5: 9.22%; 2025 6: 7.37%; 2026 7: 6.55%; 2027 8: 6.55%; 2028 9: 6.56%; 2029 10: 6.55%; 2030 11: 3.28%
|  | 15 | 0: 0; 2020 1: 5%; 2021 2: 9.5%; 2022 3: 8.55%; 2023 4: 7.7%; 2024 5: 6.93%; 2025 6: 6.23%; 2026 7: 5.9%; 2027 8: 5.9%; 2028 9: 5.91%; 2029 10: 5.9%; 2030 11: 5.91%; 2031 12: 5.9%; 2032 13: 5.91%; 2033 14: 5.9%; 2034 15: 5.91%; 2035 16: 2.95%
|  | 20 | 0 | 3.75% | 7.219% | 6.677% | 6.177% | 5.713% | 5.285% | 4.888% | 4.522% | 4.462% | 4.461% | 4.462% | 4.461% | 4.462% | 4.461% | 4.462% | 4.461% | 4.462% | 4.461% | 4.462% | 4.461% | 2.231%
Revenue Requirement by vintage year
2012 $000
|  |  |  | 2020 | 2021 | 2022 | 2023 | 2024 | 2025 | 2026 | 2027 | 2028 | 2029 | 2030 | 2031 | 2032 | 2033 | 2034 | 2035 | 2036 | 2037 | 2038 | 2039 | 2040 | 2041 | 2042 | 2043 | 2044 | 2045 | 2046 | 2047 | 2048 | 2049 | 2050 | 2051 | 2052 | 2053 | 2054 | 2055 | 2056 | 2057 | 2058 | 2059 | 2060 | 2061 | 2062 | 2063 | 2064 | 2065 | 2066 | 2067 | 2068 | 2069 | 2070 | 2071 | 2072 | 2073 | 2074 | 2075
|  | 2020 | 0% | 59243.9015 | 55660.8772 | 52113.2394 | 49471.4978 | 47169.4673 | 45122.2202 | 43584.5396 | 42301.6423 | 41018.745 | 39735.8477 | 38452.9505 | 37170.0532 | 35887.1559 | 34604.2586 | 33321.3614 | 32038.4641 | 30755.5668 | 29472.6695 | 28189.7723 | 26906.875 | 25884.3123 | 25122.0842 | 24359.8561 | 23597.628 | 22835.3999 | 22073.1718 | 21310.9437 | 20548.7156 | 19786.4874 | 19024.2593 | 0 | 0 | 0 | 0 | 0 | 0 | 0 | 0 | 0 | 0 | 0 | 0 | 0 | 0 | 0 | 0 | 0 | 0 | 0 | 0 | 0 | 0 | 0 | 0 | 0 | 0
|  | 2021 | -1.845% |  | 58150.5793 | 54633.6783 | 51151.5107 | 48558.5214 | 46298.974 | 44289.5079 | 42780.2046 | 41520.9827 | 40261.7607 | 39002.5388 | 37743.3169 | 36484.0949 | 35224.873 | 33965.6511 | 32706.4292 | 31447.2072 | 30187.9853 | 28928.7634 | 27669.5415 | 26410.3195 | 25406.6278 | 24658.4663 | 23910.3048 | 23162.1433 | 22413.9818 | 21665.8203 | 20917.6588 | 20169.4973 | 19421.3358 | 18673.1744 | 0 | 0 | 0 | 0 | 0 | 0 | 0 | 0 | 0 | 0 | 0 | 0 | 0 | 0 | 0 | 0 | 0 | 0 | 0 | 0 | 0 | 0 | 0 | 0 | 0
|  | 2022 | -2.03% |  |  | 56970.1723 | 53524.6613 | 50113.1788 | 47572.8249 | 45359.1444 | 43390.4687 | 41911.803 | 40678.1422 | 39444.4814 | 38210.8206 | 36977.1598 | 35743.499 | 34509.8382 | 33276.1774 | 32042.5166 | 30808.8558 | 29575.195 | 28341.5342 | 27107.8734 | 25874.2126 | 24890.895 | 24157.9205 | 23424.9461 | 22691.9716 | 21958.9972 | 21226.0227 | 20493.0482 | 19760.0738 | 19027.0993 | 18294.1249 | 0 | 0 | 0 | 0 | 0 | 0 | 0 | 0 | 0 | 0 | 0 | 0 | 0 | 0 | 0 | 0 | 0 | 0 | 0 | 0 | 0 | 0 | 0 | 0
|  | 2023 | -2.072% |  |  |  | 55789.7652 | 52415.6443 | 49074.8468 | 46587.1285 | 44419.3148 | 42491.4296 | 41043.4014 | 39835.3017 | 38627.2021 | 37419.1024 | 36211.0027 | 35002.9031 | 33794.8034 | 32586.7037 | 31378.6041 | 30170.5044 | 28962.4047 | 27754.305 | 26546.2054 | 25338.1057 | 24375.1622 | 23657.3747 | 22939.5873 | 22221.7999 | 21504.0125 | 20786.2251 | 20068.4377 | 19350.6502 | 18632.8628 | 17915.0754 | 0 | 0 | 0 | 0 | 0 | 0 | 0 | 0 | 0 | 0 | 0 | 0 | 0 | 0 | 0 | 0 | 0 | 0 | 0 | 0 | 0 | 0 | 0
|  | 2024 | -2.116% |  |  |  |  | 54609.3581 | 51306.6273 | 48036.5149 | 45601.432 | 43479.4852 | 41592.3904 | 40174.9998 | 38992.4613 | 37809.9227 | 36627.3842 | 35444.8457 | 34262.3071 | 33079.7686 | 31897.23 | 30714.6915 | 29532.153 | 28349.6144 | 27167.0759 | 25984.5373 | 24801.9988 | 23859.4293 | 23156.829 | 22454.2286 | 21751.6282 | 21049.0278 | 20346.4274 | 19643.8271 | 18941.2267 | 18238.6263 | 17536.0259 | 0 | 0 | 0 | 0 | 0 | 0 | 0 | 0 | 0 | 0 | 0 | 0 | 0 | 0 | 0 | 0 | 0 | 0 | 0 | 0 | 0 | 0
|  | 2025 | -2.162% | [5 empty] | 53428.9511 | 50197.6104 | 46998.1829 | 44615.7355 | 42539.6556 | 40693.3513 | 39306.5982 | 38149.6208 | 36992.6434 | 35835.666 | 34678.6886 | 33521.7112 | 32364.7338 | 31207.7563 | 30050.7789 | 28893.8015 | 27736.8241 | 26579.8467 | 25422.8693 | 24265.8919 | 23343.6965 | 22656.2832 | 21968.8698 | 21281.4565 | 20594.0431 | 19906.6298 | 19219.2165 | 18531.8031 | 17844.3898 | 17156.9764 | 0 | 0 | 0 | 0 | 0 | 0 | 0 | 0 | 0 | 0 | 0 | 0 | 0 | 0 | 0 | 0 | 0 | 0 | 0 | 0 | 0
|  | 2026 | -2.209% | [6 empty] | 52248.544 | 49088.5934 | 45959.851 | 43630.039 | 41599.826 | 39794.3121 | 38438.1966 | 37306.7804 | 36175.3641 | 35043.9478 | 33912.5315 | 32781.1152 | 31649.6989 | 30518.2827 | 29386.8664 | 28255.4501 | 27124.0338 | 25992.6175 | 24861.2012 | 23729.785 | 22827.9637 | 22155.7374 | 21483.5111 | 20811.2848 | 20139.0585 | 19466.8322 | 18794.6059 | 18122.3796 | 17450.1533 | 16777.927 | 0 | 0 | 0 | 0 | 0 | 0 | 0 | 0 | 0 | 0 | 0 | 0 | 0 | 0 | 0 | 0 | 0 | 0 | 0 | 0
|  | 2027 | -2.259% | [7 empty] | 51068.137 | 47979.5764 | 44921.519 | 42644.3425 | 40659.9964 | 38895.273 | 37569.795 | 36463.9399 | 35358.0847 | 34252.2296 | 33146.3744 | 32040.5193 | 30934.6641 | 29828.809 | 28722.9538 | 27617.0987 | 26511.2435 | 25405.3884 | 24299.5332 | 23193.6781 | 22312.2308 | 21655.1916 | 20998.1523 | 20341.1131 | 19684.0738 | 19027.0345 | 18369.9953 | 17712.956 | 17055.9167 | 16398.8775 | 0 | 0 | 0 | 0 | 0 | 0 | 0 | 0 | 0 | 0 | 0 | 0 | 0 | 0 | 0 | 0 | 0 | 0 | 0
|  | 2028 | -2.311% | [8 empty] | 49887.7299 | 46870.5594 | 43883.1871 | 41658.646 | 39720.1668 | 37996.2338 | 36701.3935 | 35621.0994 | 34540.8054 | 33460.5114 | 32380.2174 | 31299.9233 | 30219.6293 | 29139.3353 | 28059.0413 | 26978.7472 | 25898.4532 | 24818.1592 | 23737.8652 | 22657.5711 | 21796.498 | 21154.6458 | 20512.7936 | 19870.9413 | 19229.0891 | 18587.2369 | 17945.3847 | 17303.5324 | 16661.6802 | 16019.828 | 0 | 0 | 0 | 0 | 0 | 0 | 0 | 0 | 0 | 0 | 0 | 0 | 0 | 0 | 0 | 0 | 0 | 0
|  | 2029 | -2.366% | [9 empty] | 48707.3228 | 45761.5425 | 42844.8551 | 40672.9496 | 38780.3372 | 37097.1946 | 35832.9919 | 34778.259 | 33723.5261 | 32668.7932 | 31614.0603 | 30559.3274 | 29504.5945 | 28449.8616 | 27395.1287 | 26340.3958 | 25285.6629 | 24230.93 | 23176.1971 | 22121.4642 | 21280.7652 | 20654.1 | 20027.4348 | 19400.7696 | 18774.1044 | 18147.4393 | 17520.7741 | 16894.1089 | 16267.4437 | 15640.7785 | 0 | 0 | 0 | 0 | 0 | 0 | 0 | 0 | 0 | 0 | 0 | 0 | 0 | 0 | 0 | 0 | 0
|  | 2030 | -2.423% | [10 empty] | 47526.9158 | 44652.5255 | 41806.5232 | 39687.2531 | 37840.5076 | 36198.1555 | 34964.5903 | 33935.4185 | 32906.2467 | 31877.075 | 30847.9032 | 29818.7314 | 28789.5597 | 27760.3879 | 26731.2161 | 25702.0444 | 24672.8726 | 23643.7008 | 22614.5291 | 21585.3573 | 20765.0324 | 20153.5542 | 19542.0761 | 18930.5979 | 18319.1198 | 17707.6416 | 17096.1635 | 16484.6853 | 15873.2072 | 15261.729 | 0 | 0 | 0 | 0 | 0 | 0 | 0 | 0 | 0 | 0 | 0 | 0 | 0 | 0 | 0 | 0
|  | 2031 | -1.109% | [11 empty] | 47000.0079 | 44157.4846 | 41343.0345 | 39247.2598 | 37420.9882 | 35796.8441 | 34576.9548 | 33559.193 | 32541.4312 | 31523.6693 | 30505.9075 | 29488.1456 | 28470.3838 | 27452.622 | 26434.8601 | 25417.0983 | 24399.3364 | 23381.5746 | 22363.8128 | 21346.0509 | 20534.8205 | 19930.1215 | 19325.4225 | 18720.7236 | 18116.0246 | 17511.3256 | 16906.6266 | 16301.9276 | 15697.2286 | 15092.5297 | 0 | 0 | 0 | 0 | 0 | 0 | 0 | 0 | 0 | 0 | 0 | 0 | 0 | 0 | 0
|  | 2032 | -1.121% | [12 empty] | 46473.1001 | 43662.4437 | 40879.5459 | 38807.2664 | 37001.4689 | 35395.5327 | 34189.3194 | 33182.9675 | 32176.6156 | 31170.2636 | 30163.9117 | 29157.5598 | 28151.2079 | 27144.856 | 26138.5041 | 25132.1522 | 24125.8003 | 23119.4484 | 22113.0965 | 21106.7445 | 20304.6087 | 19706.6889 | 19108.769 | 18510.8492 | 17912.9294 | 17315.0096 | 16717.0897 | 16119.1699 | 15521.2501 | 14923.3303 | 0 | 0 | 0 | 0 | 0 | 0 | 0 | 0 | 0 | 0 | 0 | 0 | 0 | 0
|  | 2033 | -1.134% | [13 empty] | 45946.1922 | 43167.4028 | 40416.0573 | 38367.2731 | 36581.9495 | 34994.2213 | 33801.6839 | 32806.7419 | 31811.8 | 30816.858 | 29821.916 | 28826.974 | 27832.032 | 26837.0901 | 25842.1481 | 24847.2061 | 23852.2641 | 22857.3221 | 21862.3801 | 20867.4382 | 20074.3968 | 19483.2562 | 18892.1155 | 18300.9748 | 17709.8342 | 17118.6935 | 16527.5529 | 15936.4122 | 15345.2715 | 14754.1309 | 0 | 0 | 0 | 0 | 0 | 0 | 0 | 0 | 0 | 0 | 0 | 0 | 0
|  | 2034 | -1.147% | [14 empty] | 45419.2844 | 42672.3619 | 39952.5686 | 37927.2798 | 36162.4302 | 34592.9099 | 33414.0485 | 32430.5164 | 31446.9844 | 30463.4523 | 29479.9203 | 28496.3882 | 27512.8562 | 26529.3241 | 25545.792 | 24562.26 | 23578.7279 | 22595.1959 | 21611.6638 | 20628.1318 | 19844.185 | 19259.8235 | 18675.462 | 18091.1005 | 17506.739 | 16922.3775 | 16338.016 | 15753.6545 | 15169.293 | 14584.9315 | 0 | 0 | 0 | 0 | 0 | 0 | 0 | 0 | 0 | 0 | 0 | 0
|  | 2035 | -1.16% | [15 empty] | 44892.3765 | 42177.3211 | 39489.08 | 37487.2865 | 35742.9108 | 34191.5985 | 33026.413 | 32054.2909 | 31082.1688 | 30110.0467 | 29137.9245 | 28165.8024 | 27193.6803 | 26221.5581 | 25249.436 | 24277.3139 | 23305.1918 | 22333.0696 | 21360.9475 | 20388.8254 | 19613.9732 | 19036.3908 | 18458.8085 | 17881.2261 | 17303.6438 | 16726.0615 | 16148.4791 | 15570.8968 | 14993.3144 | 14415.7321 | 0 | 0 | 0 | 0 | 0 | 0 | 0 | 0 | 0 | 0 | 0
|  | 2036 | -1.174% | [16 empty] | 44365.4686 | 41682.2802 | 39025.5913 | 37047.2931 | 35323.3915 | 33790.2871 | 32638.7776 | 31678.0654 | 30717.3532 | 29756.641 | 28795.9288 | 27835.2166 | 26874.5044 | 25913.7922 | 24953.08 | 23992.3678 | 23031.6556 | 22070.9434 | 21110.2312 | 20149.519 | 19383.7613 | 18812.9581 | 18242.155 | 17671.3518 | 17100.5486 | 16529.7454 | 15958.9423 | 15388.1391 | 14817.3359 | 14246.5327 | 0 | 0 | 0 | 0 | 0 | 0 | 0 | 0 | 0 | 0
|  | 2037 | -1.188% | [17 empty] | 43838.5608 | 41187.2393 | 38562.1027 | 36607.2998 | 34903.8721 | 33388.9758 | 32251.1421 | 31301.8399 | 30352.5376 | 29403.2353 | 28453.933 | 27504.6308 | 26555.3285 | 25606.0262 | 24656.724 | 23707.4217 | 22758.1194 | 21808.8172 | 20859.5149 | 19910.2126 | 19153.5495 | 18589.5255 | 18025.5014 | 17461.4774 | 16897.4534 | 16333.4294 | 15769.4054 | 15205.3814 | 14641.3574 | 14077.3333 | 0 | 0 | 0 | 0 | 0 | 0 | 0 | 0 | 0
|  | 2038 | -1.202% | [18 empty] | 43311.6529 | 40692.1984 | 38098.614 | 36167.3065 | 34484.3528 | 32987.6644 | 31863.5067 | 30925.6143 | 29987.722 | 29049.8297 | 28111.9373 | 27174.045 | 26236.1526 | 25298.2603 | 24360.3679 | 23422.4756 | 22484.5833 | 21546.6909 | 20608.7986 | 19670.9062 | 18923.3376 | 18366.0928 | 17808.8479 | 17251.6031 | 16694.3582 | 16137.1134 | 15579.8685 | 15022.6237 | 14465.3788 | 13908.134 | 0 | 0 | 0 | 0 | 0 | 0 | 0 | 0
|  | 2039 | -1.217% | [19 empty] | 42784.7451 | 40197.1575 | 37635.1254 | 35727.3132 | 34064.8334 | 32586.353 | 31475.8712 | 30549.3888 | 29622.9064 | 28696.424 | 27769.9416 | 26843.4592 | 25916.9767 | 24990.4943 | 24064.0119 | 23137.5295 | 22211.0471 | 21284.5647 | 20358.0823 | 19431.5998 | 18693.1258 | 18142.6601 | 17592.1944 | 17041.7287 | 16491.263 | 15940.7973 | 15390.3316 | 14839.8659 | 14289.4003 | 13738.9346 | 0 | 0 | 0 | 0 | 0 | 0 | 0
Revenue Requirement by vintage year
2012 $/MW-wk
| Aurora Input |  | Levelized Cost | 2020 | 2021 | 2022 | 2023 | 2024 | 2025 | 2026 | 2027 | 2028 | 2029 | 2030 | 2031 | 2032 | 2033 | 2034 | 2035 | 2036 | 2037 | 2038 | 2039 | 2040 | 2041 | 2042 | 2043 | 2044 | 2045 | 2046 | 2047 | 2048 | 2049 | 2050 | 2051 | 2052 | 2053 | 2054 | 2055 | 2056 | 2057 | 2058 | 2059 | 2060 | 2061 | 2062 | 2063 | 2064 | 2065 | 2066 | 2067 | 2068 | 2069 | 2070 | 2071 | 2072 | 2073 | 2074 | 2075
|  | 2020 | 1838.2944 | 2848.2645 | 2676.0037 | 2505.4442 | 2378.4374 | 2267.7629 | 2169.3375 | 2095.4106 | 2033.7328 | 1972.055 | 1910.3773 | 1848.6995 | 1787.0218 | 1725.344 | 1663.6663 | 1601.9885 | 1540.3108 | 1478.633 | 1416.9553 | 1355.2775 | 1293.5998 | 1244.4381 | 1207.7925 | 1171.1469 | 1134.5013 | 1097.8558 | 1061.2102 | 1024.5646 | 987.919 | 951.2734 | 914.6279 | 0 | 0 | 0 | 0 | 0 | 0 | 0 | 0 | 0 | 0 | 0 | 0 | 0 | 0 | 0 | 0 | 0 | 0 | 0 | 0 | 0 | 0 | 0 | 0 | 0 | 0
|  | 2021 | 1804.3694 |  | 2795.7009 | 2626.6191 | 2459.2072 | 2334.5443 | 2225.9122 | 2129.3033 | 2056.7406 | 1996.2011 | 1935.6616 | 1875.1221 | 1814.5825 | 1754.043 | 1693.5035 | 1632.964 | 1572.4245 | 1511.885 | 1451.3454 | 1390.8059 | 1330.2664 | 1269.7269 | 1221.4725 | 1185.5032 | 1149.5339 | 1113.5646 | 1077.5953 | 1041.626 | 1005.6567 | 969.6874 | 933.7181 | 897.7488 | 0 | 0 | 0 | 0 | 0 | 0 | 0 | 0 | 0 | 0 | 0 | 0 | 0 | 0 | 0 | 0 | 0 | 0 | 0 | 0 | 0 | 0 | 0 | 0 | 0
|  | 2022 | 1767.7422 |  |  | 2738.9506 | 2573.301 | 2409.2874 | 2287.155 | 2180.7281 | 2086.0802 | 2014.9905 | 1955.6799 | 1896.3693 | 1837.0587 | 1777.7481 | 1718.4375 | 1659.1268 | 1599.8162 | 1540.5056 | 1481.195 | 1421.8844 | 1362.5738 | 1303.2631 | 1243.9525 | 1196.6776 | 1161.4385 | 1126.1993 | 1090.9602 | 1055.721 | 1020.4819 | 985.2427 | 950.0035 | 914.7644 | 879.5252 | 0 | 0 | 0 | 0 | 0 | 0 | 0 | 0 | 0 | 0 | 0 | 0 | 0 | 0 | 0 | 0 | 0 | 0 | 0 | 0 | 0 | 0 | 0 | 0
|  | 2023 | 1731.1151 |  |  |  | 2682.2003 | 2519.9829 | 2359.3676 | 2239.7658 | 2135.544 | 2042.8572 | 1973.2405 | 1915.1587 | 1857.077 | 1798.9953 | 1740.9136 | 1682.8319 | 1624.7502 | 1566.6684 | 1508.5867 | 1450.505 | 1392.4233 | 1334.3416 | 1276.2599 | 1218.1782 | 1171.8828 | 1137.3738 | 1102.8648 | 1068.3558 | 1033.8468 | 999.3377 | 964.8287 | 930.3197 | 895.8107 | 861.3017 | 0 | 0 | 0 | 0 | 0 | 0 | 0 | 0 | 0 | 0 | 0 | 0 | 0 | 0 | 0 | 0 | 0 | 0 | 0 | 0 | 0 | 0 | 0
|  | 2024 | 1694.4879 |  |  |  |  | 2625.4499 | 2466.6648 | 2309.4478 | 2192.3765 | 2090.3599 | 1999.6342 | 1931.4904 | 1874.6376 | 1817.7847 | 1760.9319 | 1704.0791 | 1647.2263 | 1590.3735 | 1533.5207 | 1476.6679 | 1419.815 | 1362.9622 | 1306.1094 | 1249.2566 | 1192.4038 | 1147.0879 | 1113.3091 | 1079.5302 | 1045.7514 | 1011.9725 | 978.1936 | 944.4148 | 910.6359 | 876.857 | 843.0782 | 0 | 0 | 0 | 0 | 0 | 0 | 0 | 0 | 0 | 0 | 0 | 0 | 0 | 0 | 0 | 0 | 0 | 0 | 0 | 0 | 0 | 0
|  | 2025 | 1657.8608 | [5 empty] | 2568.6996 | 2413.3467 | 2259.528 | 2144.9873 | 2045.1757 | 1956.4111 | 1889.7403 | 1834.1164 | 1778.4925 | 1722.8686 | 1667.2446 | 1611.6207 | 1555.9968 | 1500.3729 | 1444.749 | 1389.1251 | 1333.5012 | 1277.8772 | 1222.2533 | 1166.6294 | 1122.2931 | 1089.2444 | 1056.1957 | 1023.1469 | 990.0982 | 957.0495 | 924.0008 | 890.9521 | 857.9034 | 824.8546 | 0 | 0 | 0 | 0 | 0 | 0 | 0 | 0 | 0 | 0 | 0 | 0 | 0 | 0 | 0 | 0 | 0 | 0 | 0 | 0 | 0
|  | 2026 | 1621.2336 | [6 empty] | 2511.9492 | 2360.0285 | 2209.6082 | 2097.598 | 1999.9916 | 1913.1881 | 1847.9902 | 1793.5952 | 1739.2002 | 1684.8052 | 1630.4102 | 1576.0152 | 1521.6201 | 1467.2251 | 1412.8301 | 1358.4351 | 1304.0401 | 1249.6451 | 1195.2501 | 1140.855 | 1097.4983 | 1065.1797 | 1032.8611 | 1000.5425 | 968.224 | 935.9054 | 903.5868 | 871.2682 | 838.9497 | 806.6311 | 0 | 0 | 0 | 0 | 0 | 0 | 0 | 0 | 0 | 0 | 0 | 0 | 0 | 0 | 0 | 0 | 0 | 0 | 0 | 0
|  | 2027 | 1584.6065 | [7 empty] | 2455.1989 | 2306.7104 | 2159.6884 | 2050.2088 | 1954.8075 | 1869.965 | 1806.2401 | 1753.074 | 1699.9079 | 1646.7418 | 1593.5757 | 1540.4096 | 1487.2435 | 1434.0774 | 1380.9112 | 1327.7451 | 1274.579 | 1221.4129 | 1168.2468 | 1115.0807 | 1072.7034 | 1041.115 | 1009.5266 | 977.9381 | 946.3497 | 914.7613 | 883.1728 | 851.5844 | 819.996 | 788.4076 | 0 | 0 | 0 | 0 | 0 | 0 | 0 | 0 | 0 | 0 | 0 | 0 | 0 | 0 | 0 | 0 | 0 | 0 | 0
|  | 2028 | 1547.9793 | [8 empty] | 2398.4486 | 2253.3923 | 2109.7686 | 2002.8195 | 1909.6234 | 1826.742 | 1764.4901 | 1712.5529 | 1660.6156 | 1608.6784 | 1556.7412 | 1504.804 | 1452.8668 | 1400.9296 | 1348.9924 | 1297.0552 | 1245.1179 | 1193.1807 | 1141.2435 | 1089.3063 | 1047.9086 | 1017.0503 | 986.192 | 955.3337 | 924.4754 | 893.6172 | 862.7589 | 831.9006 | 801.0423 | 770.184 | 0 | 0 | 0 | 0 | 0 | 0 | 0 | 0 | 0 | 0 | 0 | 0 | 0 | 0 | 0 | 0 | 0 | 0
|  | 2029 | 1511.3521 | [9 empty] | 2341.6982 | 2200.0742 | 2059.8488 | 1955.4303 | 1864.4393 | 1783.519 | 1722.74 | 1672.0317 | 1621.3234 | 1570.6151 | 1519.9067 | 1469.1984 | 1418.4901 | 1367.7818 | 1317.0735 | 1266.3652 | 1215.6569 | 1164.9486 | 1114.2402 | 1063.5319 | 1023.1137 | 992.9856 | 962.8574 | 932.7293 | 902.6012 | 872.473 | 842.3449 | 812.2168 | 782.0886 | 751.9605 | 0 | 0 | 0 | 0 | 0 | 0 | 0 | 0 | 0 | 0 | 0 | 0 | 0 | 0 | 0 | 0 | 0
|  | 2030 | 1474.725 | [10 empty] | 2284.9479 | 2146.756 | 2009.929 | 1908.041 | 1819.2552 | 1740.2959 | 1680.9899 | 1631.5105 | 1582.0311 | 1532.5517 | 1483.0723 | 1433.5929 | 1384.1134 | 1334.634 | 1285.1546 | 1235.6752 | 1186.1958 | 1136.7164 | 1087.237 | 1037.7576 | 998.3189 | 968.9209 | 939.5229 | 910.1249 | 880.7269 | 851.3289 | 821.9309 | 792.5329 | 763.135 | 733.737 | 0 | 0 | 0 | 0 | 0 | 0 | 0 | 0 | 0 | 0 | 0 | 0 | 0 | 0 | 0 | 0
|  | 2031 | 1458.3754 | [11 empty] | 2259.6158 | 2122.956 | 1987.6459 | 1886.8875 | 1799.086 | 1721.0021 | 1662.3536 | 1613.4227 | 1564.4919 | 1515.561 | 1466.6302 | 1417.6993 | 1368.7685 | 1319.8376 | 1270.9067 | 1221.9759 | 1173.045 | 1124.1142 | 1075.1833 | 1026.2524 | 987.251 | 958.1789 | 929.1069 | 900.0348 | 870.9627 | 841.8907 | 812.8186 | 783.7465 | 754.6745 | 725.6024 | 0 | 0 | 0 | 0 | 0 | 0 | 0 | 0 | 0 | 0 | 0 | 0 | 0 | 0 | 0
|  | 2032 | 1442.0259 | [12 empty] | 2234.2837 | 2099.1559 | 1965.3628 | 1865.734 | 1778.9168 | 1701.7083 | 1643.7173 | 1595.335 | 1546.9527 | 1498.5704 | 1450.1881 | 1401.8058 | 1353.4235 | 1305.0412 | 1256.6589 | 1208.2765 | 1159.8942 | 1111.5119 | 1063.1296 | 1014.7473 | 976.1831 | 947.437 | 918.6908 | 889.9447 | 861.1985 | 832.4524 | 803.7062 | 774.9601 | 746.2139 | 717.4678 | 0 | 0 | 0 | 0 | 0 | 0 | 0 | 0 | 0 | 0 | 0 | 0 | 0 | 0
|  | 2033 | 1425.6763 | [13 empty] | 2208.9515 | 2075.3559 | 1943.0797 | 1844.5804 | 1758.7476 | 1682.4145 | 1625.081 | 1577.2472 | 1529.4135 | 1481.5797 | 1433.746 | 1385.9122 | 1338.0785 | 1290.2447 | 1242.411 | 1194.5772 | 1146.7435 | 1098.9097 | 1051.076 | 1003.2422 | 965.1152 | 936.695 | 908.2748 | 879.8546 | 851.4343 | 823.0141 | 794.5939 | 766.1737 | 737.7534 | 709.3332 | 0 | 0 | 0 | 0 | 0 | 0 | 0 | 0 | 0 | 0 | 0 | 0 | 0
|  | 2034 | 1409.3267 | [14 empty] | 2183.6194 | 2051.5559 | 1920.7966 | 1823.4269 | 1738.5784 | 1663.1207 | 1606.4446 | 1559.1594 | 1511.8742 | 1464.5891 | 1417.3039 | 1370.0187 | 1322.7335 | 1275.4483 | 1228.1631 | 1180.8779 | 1133.5927 | 1086.3075 | 1039.0223 | 991.7371 | 954.0474 | 925.9531 | 897.8587 | 869.7644 | 841.6701 | 813.5758 | 785.4815 | 757.3872 | 729.2929 | 701.1986 | 0 | 0 | 0 | 0 | 0 | 0 | 0 | 0 | 0 | 0 | 0 | 0
|  | 2035 | 1392.9772 | [15 empty] | 2158.2873 | 2027.7558 | 1898.5135 | 1802.2734 | 1718.4092 | 1643.8269 | 1587.8083 | 1541.0717 | 1494.335 | 1447.5984 | 1400.8618 | 1354.1251 | 1307.3885 | 1260.6518 | 1213.9152 | 1167.1786 | 1120.4419 | 1073.7053 | 1026.9686 | 980.232 | 942.9795 | 915.2111 | 887.4427 | 859.6743 | 831.906 | 804.1376 | 776.3692 | 748.6008 | 720.8324 | 693.064 | 0 | 0 | 0 | 0 | 0 | 0 | 0 | 0 | 0 | 0 | 0
|  | 2036 | 1376.6276 | [16 empty] | 2132.9552 | 2003.9558 | 1876.2304 | 1781.1199 | 1698.24 | 1624.533 | 1569.172 | 1522.9839 | 1476.7958 | 1430.6077 | 1384.4197 | 1338.2316 | 1292.0435 | 1245.8554 | 1199.6673 | 1153.4792 | 1107.2911 | 1061.103 | 1014.915 | 968.7269 | 931.9116 | 904.4691 | 877.0267 | 849.5842 | 822.1418 | 794.6993 | 767.2568 | 739.8144 | 712.3719 | 684.9295 | 0 | 0 | 0 | 0 | 0 | 0 | 0 | 0 | 0 | 0
|  | 2037 | 1360.2781 | [17 empty] | 2107.6231 | 1980.1557 | 1853.9472 | 1759.9663 | 1678.0708 | 1605.2392 | 1550.5357 | 1504.8961 | 1459.2566 | 1413.6171 | 1367.9776 | 1322.338 | 1276.6985 | 1231.059 | 1185.4194 | 1139.7799 | 1094.1404 | 1048.5008 | 1002.8613 | 957.2218 | 920.8437 | 893.7272 | 866.6106 | 839.4941 | 812.3776 | 785.261 | 758.1445 | 731.028 | 703.9114 | 676.7949 | 0 | 0 | 0 | 0 | 0 | 0 | 0 | 0 | 0
|  | 2038 | 1343.9285 | [18 empty] | 2082.291 | 1956.3557 | 1831.6641 | 1738.8128 | 1657.9016 | 1585.9454 | 1531.8994 | 1486.8084 | 1441.7174 | 1396.6264 | 1351.5354 | 1306.4445 | 1261.3535 | 1216.2625 | 1171.1715 | 1126.0806 | 1080.9896 | 1035.8986 | 990.8076 | 945.7166 | 909.7758 | 882.9852 | 856.1946 | 829.404 | 802.6134 | 775.8228 | 749.0321 | 722.2415 | 695.4509 | 668.6603 | 0 | 0 | 0 | 0 | 0 | 0 | 0 | 0
|  | 2039 | 1327.5789 | [19 empty] | 2056.9589 | 1932.5556 | 1809.381 | 1717.6593 | 1637.7324 | 1566.6516 | 1513.263 | 1468.7206 | 1424.1782 | 1379.6358 | 1335.0933 | 1290.5509 | 1246.0085 | 1201.4661 | 1156.9236 | 1112.3812 | 1067.8388 | 1023.2964 | 978.754 | 934.2115 | 898.708 | 872.2433 | 845.7786 | 819.3139 | 792.8492 | 766.3845 | 739.9198 | 713.4551 | 686.9904 | 660.5257 | 0 | 0 | 0 | 0 | 0 | 0 | 0
|  | Annual Change (%) |  | 0% | -1.845% | -2.03% | -2.072% | -2.116% | -2.162% | -2.209% | -2.259% | -2.311% | -2.366% | -2.423% | -1.109% | -1.121% | -1.134% | -1.147% | -1.16% | -1.174% | -1.188% | -1.202% | -1.217% | -1.232% | -1.081% | -1.093% | -1.105% | -1.117% | -1.13% | -1.143% | -1.156% | -1.17% | -1.183% | -1.198% | 0% | 0% | 0% | 0% | 0% | 0% | 0% | 0% | 0% | 0% | 0% | 0% | 0% | 0% | 0% | 0% | 0% | 0% | 0% | 0% | 0% | 0% | 0% | 0% | 0%
|  | Levelized Capital Cost ($/MW-wk) |  | 1838.2944 | 1804.3694 | 1767.7422 | 1731.1151 | 1694.4879 | 1657.8608 | 1621.2336 | 1584.6065 | 1547.9793 | 1511.3521 | 1474.725 | 1458.3754 | 1442.0259 | 1425.6763 | 1409.3267 | 1392.9772 | 1376.6276 | 1360.2781 | 1343.9285 | 1327.5789 | 1311.2294 | 1297.0539 | 1282.8785 | 1268.703 | 1254.5276 | 1240.3521 | 1226.1767 | 1212.0012 | 1197.8258 | 1183.6503 | 1169.4749 | 1169.4749 | 1169.4749 | 1169.4749 | 1169.4749 | 1169.4749 | 1169.4749 | 1169.4749 | 1169.4749 | 1169.4749 | 1169.4749 | 1169.4749 | 1169.4749 | 1169.4749 | 1169.4749 | 1169.4749 | 1169.4749 | 1169.4749 | 1169.4749 | 1169.4749 | 1169.4749 | 1169.4749 | 1169.4749 | 1169.4749 | 1169.4749 | 1169.4749
|  | Economic Life | 30
|  | check s/b 0 | 0
itc
|  |  |  | 30% | 30% | 30% | 30% | 26% | 22% | 10% | 10% | 10% | 10% | 10% | 10% | 10% | 10% | 10% | 10% | 10% | 10% | 10% | 10% | 10% | 10% | 10% | 10% | 10% | 10% | 10% | 10% | 10% | 10% | 10% | 10% | 10% | 10% | 10% | 10% | 10% | 10% | 10% | 10% | 10% | 10% | 10% | 10% | 10% | 10% | 10% | 10% | 10% | 10% | 10% | 10% | 10% | 10% | 10% | 10%
ITC
| Revenue Requirement by vintage year | 0 | 0 | 0 | 0 | 0 | 0 | 0 | 0 | 0 | 0 | 0 | 0 | 0 | 0 | 0 | 0 | 0 | 0 | 0 | 0 | 0 | 0 | 0 | 0 | 0 | 0 | 0 | 0 | 0 |  | 0 | 0 | 0 | 0 | 0 | 0 | 0 | 0 | 0 | 0 | 0 | 0 | 0 | 0 | 0 | 0 | 0 | 0 | 0 | 0 | 0 | 0 | 0 | 0 | 0 | 0 | 0 | 0 | 0
| 2012 $/MW-wk | 0 | 0 | 0 | 0 | 0 | 0 | 0 | 0 | 0 | 0 | 0 | 0 | 0 | 0 | 0 | 0 | 0 | 0 | 0 | 0 | 0 | 0 | 0 | 0 | 0 | 0 | 0 | 0 | 0 |  | 0 | 0 | 0 | 0 | 0 | 0 | 0 | 0 | 0 | 0 | 0 | 0 | 0 | 0 | 0 | 0 | 0 | 0 | 0 | 0 | 0 | 0 | 0 | 0 | 0 | 0 | 0 | 0 | 0
| Aurora Input | 0 | Levelized Cost | 2020 | 2021 | 2022 | 2023 | 2024 | 2025 | 2026 | 2027 | 2028 | 2029 | 2030 | 2031 | 2032 | 2033 | 2034 | 2035 | 2036 | 2037 | 2038 | 2039 | 2040 | 2041 | 2042 | 2043 | 2044 | 2045 | 2046 | Levelized | 2047 | 2048 | 2049 | 2050 | 2051 | 2052 | 2053 | 2054 | 2055 | 2056 | 2057 | 2058 | 2059 | 2060 | 2061 | 2062 | 2063 | 2064 | 2065 | 2066 | 2067 | 2068 | 2069 | 2070 | 2071 | 2072 | 2073 | 2074 | 2075
| 0 | 2020 | 1838.2944 | 2848.2645 | 2676.0037 | 2505.4442 | 2378.4374 | 2267.7629 | 2169.3375 | 2095.4106 | 2033.7328 | 1972.055 | 1910.3773 | 1848.6995 | 1787.0218 | 1725.344 | 1663.6663 | 1601.9885 | 1540.3108 | 1478.633 | 1416.9553 | 1355.2775 | 1293.5998 | 1244.4381 | 1207.7925 | 1171.1469 | 1134.5013 | 1097.8558 | 1061.2102 | 1024.5646 | 952.3017 | 987.919 | 951.2734 | 914.6279 | 0 | 0 | 0 | 0 | 0 | 0 | 0 | 0 | 0 | 0 | 0 | 0 | 0 | 0 | 0 | 0 | 0 | 0 | 0 | 0 | 0 | 0 | 0 | 0 | 0 | 0
| 0 | 2021 | 1804.3694 | 0 | 2795.7009 | 2626.6191 | 2459.2072 | 2334.5443 | 2225.9122 | 2129.3033 | 2056.7406 | 1996.2011 | 1935.6616 | 1875.1221 | 1814.5825 | 1754.043 | 1693.5035 | 1632.964 | 1572.4245 | 1511.885 | 1451.3454 | 1390.8059 | 1330.2664 | 1269.7269 | 1221.4725 | 1185.5032 | 1149.5339 | 1113.5646 | 1077.5953 | 1041.626 | 953.5947 | 1005.6567 | 969.6874 | 933.7181 | 897.7488 | 0 | 0 | 0 | 0 | 0 | 0 | 0 | 0 | 0 | 0 | 0 | 0 | 0 | 0 | 0 | 0 | 0 | 0 | 0 | 0 | 0 | 0 | 0 | 0 | 0
| 0 | 2022 | 1767.7422 | 0 | 0 | 2738.9506 | 2573.301 | 2409.2874 | 2287.155 | 2180.7281 | 2086.0802 | 2014.9905 | 1955.6799 | 1896.3693 | 1837.0587 | 1777.7481 | 1718.4375 | 1659.1268 | 1599.8162 | 1540.5056 | 1481.195 | 1421.8844 | 1362.5738 | 1303.2631 | 1243.9525 | 1196.6776 | 1161.4385 | 1126.1993 | 1090.9602 | 1055.721 | 952.9685 | 1020.4819 | 985.2427 | 950.0035 | 914.7644 | 879.5252 | 0 | 0 | 0 | 0 | 0 | 0 | 0 | 0 | 0 | 0 | 0 | 0 | 0 | 0 | 0 | 0 | 0 | 0 | 0 | 0 | 0 | 0 | 0 | 0
| 0 | 2023 | 1731.1151 | 0 | 0 | 0 | 2682.2003 | 2519.9829 | 2359.3676 | 2239.7658 | 2135.544 | 2042.8572 | 1973.2405 | 1915.1587 | 1857.077 | 1798.9953 | 1740.9136 | 1682.8319 | 1624.7502 | 1566.6684 | 1508.5867 | 1450.505 | 1392.4233 | 1334.3416 | 1276.2599 | 1218.1782 | 1171.8828 | 1137.3738 | 1102.8648 | 1068.3558 | 951.8071 | 1033.8468 | 999.3377 | 964.8287 | 930.3197 | 895.8107 | 861.3017 | 0 | 0 | 0 | 0 | 0 | 0 | 0 | 0 | 0 | 0 | 0 | 0 | 0 | 0 | 0 | 0 | 0 | 0 | 0 | 0 | 0 | 0 | 0
| 0 | 2024 | 1694.4879 | 0 | 0 | 0 | 0 | 2625.4499 | 2466.6648 | 2309.4478 | 2192.3765 | 2090.3599 | 1999.6342 | 1931.4904 | 1874.6376 | 1817.7847 | 1760.9319 | 1704.0791 | 1647.2263 | 1590.3735 | 1533.5207 | 1476.6679 | 1419.815 | 1362.9622 | 1306.1094 | 1249.2566 | 1192.4038 | 1147.0879 | 1113.3091 | 1079.5302 | 950.0949 | 1045.7514 | 1011.9725 | 978.1936 | 944.4148 | 910.6359 | 876.857 | 843.0782 | 0 | 0 | 0 | 0 | 0 | 0 | 0 | 0 | 0 | 0 | 0 | 0 | 0 | 0 | 0 | 0 | 0 | 0 | 0 | 0 | 0 | 0
| 0 | 2025 | 1657.8608 | 0 | 0 | 0 | 0 | 0 | 2568.6996 | 2413.3467 | 2259.528 | 2144.9873 | 2045.1757 | 1956.4111 | 1889.7403 | 1834.1164 | 1778.4925 | 1722.8686 | 1667.2446 | 1611.6207 | 1555.9968 | 1500.3729 | 1444.749 | 1389.1251 | 1333.5012 | 1277.8772 | 1222.2533 | 1166.6294 | 1122.2931 | 1089.2444 | 947.816 | 1056.1957 | 1023.1469 | 990.0982 | 957.0495 | 924.0008 | 890.9521 | 857.9034 | 824.8546 | 0 | 0 | 0 | 0 | 0 | 0 | 0 | 0 | 0 | 0 | 0 | 0 | 0 | 0 | 0 | 0 | 0 | 0 | 0 | 0 | 0
| 0 | 2026 | 1621.2336 | 0 | 0 | 0 | 0 | 0 | 0 | 2511.9492 | 2360.0285 | 2209.6082 | 2097.598 | 1999.9916 | 1913.1881 | 1847.9902 | 1793.5952 | 1739.2002 | 1684.8052 | 1630.4102 | 1576.0152 | 1521.6201 | 1467.2251 | 1412.8301 | 1358.4351 | 1304.0401 | 1249.6451 | 1195.2501 | 1140.855 | 1097.4983 | 944.9545 | 1065.1797 | 1032.8611 | 1000.5425 | 968.224 | 935.9054 | 903.5868 | 871.2682 | 838.9497 | 806.6311 | 0 | 0 | 0 | 0 | 0 | 0 | 0 | 0 | 0 | 0 | 0 | 0 | 0 | 0 | 0 | 0 | 0 | 0 | 0 | 0
| 0 | 2027 | 1584.6065 | 0 | 0 | 0 | 0 | 0 | 0 | 0 | 2455.1989 | 2306.7104 | 2159.6884 | 2050.2088 | 1954.8075 | 1869.965 | 1806.2401 | 1753.074 | 1699.9079 | 1646.7418 | 1593.5757 | 1540.4096 | 1487.2435 | 1434.0774 | 1380.9112 | 1327.7451 | 1274.579 | 1221.4129 | 1168.2468 | 1115.0807 | 941.4946 | 1072.7034 | 1041.115 | 1009.5266 | 977.9381 | 946.3497 | 914.7613 | 883.1728 | 851.5844 | 819.996 | 788.4076 | 0 | 0 | 0 | 0 | 0 | 0 | 0 | 0 | 0 | 0 | 0 | 0 | 0 | 0 | 0 | 0 | 0 | 0 | 0
| 0 | 2028 | 1547.9793 | 0 | 0 | 0 | 0 | 0 | 0 | 0 | 0 | 2398.4486 | 2253.3923 | 2109.7686 | 2002.8195 | 1909.6234 | 1826.742 | 1764.4901 | 1712.5529 | 1660.6156 | 1608.6784 | 1556.7412 | 1504.804 | 1452.8668 | 1400.9296 | 1348.9924 | 1297.0552 | 1245.1179 | 1193.1807 | 1141.2435 | 938.5928 | 1089.3063 | 1047.9086 | 1017.0503 | 986.192 | 955.3337 | 924.4754 | 893.6172 | 862.7589 | 831.9006 | 801.0423 | 770.184 | 0 | 0 | 0 | 0 | 0 | 0 | 0 | 0 | 0 | 0 | 0 | 0 | 0 | 0 | 0 | 0 | 0 | 0
| 0 | 2029 | 1511.3521 | 0 | 0 | 0 | 0 | 0 | 0 | 0 | 0 | 0 | 2341.6982 | 2200.0742 | 2059.8488 | 1955.4303 | 1864.4393 | 1783.519 | 1722.74 | 1672.0317 | 1621.3234 | 1570.6151 | 1519.9067 | 1469.1984 | 1418.4901 | 1367.7818 | 1317.0735 | 1266.3652 | 1215.6569 | 1164.9486 | 936.9507 | 1114.2402 | 1063.5319 | 1023.1137 | 992.9856 | 962.8574 | 932.7293 | 902.6012 | 872.473 | 842.3449 | 812.2168 | 782.0886 | 751.9605 | 0 | 0 | 0 | 0 | 0 | 0 | 0 | 0 | 0 | 0 | 0 | 0 | 0 | 0 | 0 | 0 | 0
| 0 | 2030 | 1474.725 | 0 | 0 | 0 | 0 | 0 | 0 | 0 | 0 | 0 | 0 | 2284.9479 | 2146.756 | 2009.929 | 1908.041 | 1819.2552 | 1740.2959 | 1680.9899 | 1631.5105 | 1582.0311 | 1532.5517 | 1483.0723 | 1433.5929 | 1384.1134 | 1334.634 | 1285.1546 | 1235.6752 | 1186.1958 | 936.0042 | 1136.7164 | 1087.237 | 1037.7576 | 998.3189 | 968.9209 | 939.5229 | 910.1249 | 880.7269 | 851.3289 | 821.9309 | 792.5329 | 763.135 | 733.737 | 0 | 0 | 0 | 0 | 0 | 0 | 0 | 0 | 0 | 0 | 0 | 0 | 0 | 0 | 0 | 0
| 0 | 2031 | 1458.3754 | 0 | 0 | 0 | 0 | 0 | 0 | 0 | 0 | 0 | 0 | 0 | 2259.6158 | 2122.956 | 1987.6459 | 1886.8875 | 1799.086 | 1721.0021 | 1662.3536 | 1613.4227 | 1564.4919 | 1515.561 | 1466.6302 | 1417.6993 | 1368.7685 | 1319.8376 | 1270.9067 | 1221.9759 | 948.5313 | 1173.045 | 1124.1142 | 1075.1833 | 1026.2524 | 987.251 | 958.1789 | 929.1069 | 900.0348 | 870.9627 | 841.8907 | 812.8186 | 783.7465 | 754.6745 | 725.6024 | 0 | 0 | 0 | 0 | 0 | 0 | 0 | 0 | 0 | 0 | 0 | 0 | 0 | 0 | 0
| 0 | 2032 | 1442.0259 | 0 | 0 | 0 | 0 | 0 | 0 | 0 | 0 | 0 | 0 | 0 | 0 | 2234.2837 | 2099.1559 | 1965.3628 | 1865.734 | 1778.9168 | 1701.7083 | 1643.7173 | 1595.335 | 1546.9527 | 1498.5704 | 1450.1881 | 1401.8058 | 1353.4235 | 1305.0412 | 1256.6589 | 961.7049 | 1208.2765 | 1159.8942 | 1111.5119 | 1063.1296 | 1014.7473 | 976.1831 | 947.437 | 918.6908 | 889.9447 | 861.1985 | 832.4524 | 803.7062 | 774.9601 | 746.2139 | 717.4678 | 0 | 0 | 0 | 0 | 0 | 0 | 0 | 0 | 0 | 0 | 0 | 0 | 0 | 0
| 0 | 2033 | 1425.6763 | 0 | 0 | 0 | 0 | 0 | 0 | 0 | 0 | 0 | 0 | 0 | 0 | 0 | 2208.9515 | 2075.3559 | 1943.0797 | 1844.5804 | 1758.7476 | 1682.4145 | 1625.081 | 1577.2472 | 1529.4135 | 1481.5797 | 1433.746 | 1385.9122 | 1338.0785 | 1290.2447 | 975.3294 | 1242.411 | 1194.5772 | 1146.7435 | 1098.9097 | 1051.076 | 1003.2422 | 965.1152 | 936.695 | 908.2748 | 879.8546 | 851.4343 | 823.0141 | 794.5939 | 766.1737 | 737.7534 | 709.3332 | 0 | 0 | 0 | 0 | 0 | 0 | 0 | 0 | 0 | 0 | 0 | 0 | 0
| 0 | 2034 | 1409.3267 | 0 | 0 | 0 | 0 | 0 | 0 | 0 | 0 | 0 | 0 | 0 | 0 | 0 | 0 | 2183.6194 | 2051.5559 | 1920.7966 | 1823.4269 | 1738.5784 | 1663.1207 | 1606.4446 | 1559.1594 | 1511.8742 | 1464.5891 | 1417.3039 | 1370.0187 | 1322.7335 | 989.2524 | 1275.4483 | 1228.1631 | 1180.8779 | 1133.5927 | 1086.3075 | 1039.0223 | 991.7371 | 954.0474 | 925.9531 | 897.8587 | 869.7644 | 841.6701 | 813.5758 | 785.4815 | 757.3872 | 729.2929 | 701.1986 | 0 | 0 | 0 | 0 | 0 | 0 | 0 | 0 | 0 | 0 | 0 | 0
| 0 | 2035 | 1392.9772 | 0 | 0 | 0 | 0 | 0 | 0 | 0 | 0 | 0 | 0 | 0 | 0 | 0 | 0 | 0 | 2158.2873 | 2027.7558 | 1898.5135 | 1802.2734 | 1718.4092 | 1643.8269 | 1587.8083 | 1541.0717 | 1494.335 | 1447.5984 | 1400.8618 | 1354.1251 | 1003.3523 | 1307.3885 | 1260.6518 | 1213.9152 | 1167.1786 | 1120.4419 | 1073.7053 | 1026.9686 | 980.232 | 942.9795 | 915.2111 | 887.4427 | 859.6743 | 831.906 | 804.1376 | 776.3692 | 748.6008 | 720.8324 | 693.064 | 0 | 0 | 0 | 0 | 0 | 0 | 0 | 0 | 0 | 0 | 0
| 0 | 2036 | 1376.6276 | 0 | 0 | 0 | 0 | 0 | 0 | 0 | 0 | 0 | 0 | 0 | 0 | 0 | 0 | 0 | 0 | 2132.9552 | 2003.9558 | 1876.2304 | 1781.1199 | 1698.24 | 1624.533 | 1569.172 | 1522.9839 | 1476.7958 | 1430.6077 | 1384.4197 | 1017.5307 | 1338.2316 | 1292.0435 | 1245.8554 | 1199.6673 | 1153.4792 | 1107.2911 | 1061.103 | 1014.915 | 968.7269 | 931.9116 | 904.4691 | 877.0267 | 849.5842 | 822.1418 | 794.6993 | 767.2568 | 739.8144 | 712.3719 | 684.9295 | 0 | 0 | 0 | 0 | 0 | 0 | 0 | 0 | 0 | 0
| 0 | 2037 | 1360.2781 | 0 | 0 | 0 | 0 | 0 | 0 | 0 | 0 | 0 | 0 | 0 | 0 | 0 | 0 | 0 | 0 | 0 | 2107.6231 | 1980.1557 | 1853.9472 | 1759.9663 | 1678.0708 | 1605.2392 | 1550.5357 | 1504.8961 | 1459.2566 | 1413.6171 | 1031.7059 | 1367.9776 | 1322.338 | 1276.6985 | 1231.059 | 1185.4194 | 1139.7799 | 1094.1404 | 1048.5008 | 1002.8613 | 957.2218 | 920.8437 | 893.7272 | 866.6106 | 839.4941 | 812.3776 | 785.261 | 758.1445 | 731.028 | 703.9114 | 676.7949 | 0 | 0 | 0 | 0 | 0 | 0 | 0 | 0 | 0
| 0 | 2038 | 1343.9285 | 0 | 0 | 0 | 0 | 0 | 0 | 0 | 0 | 0 | 0 | 0 | 0 | 0 | 0 | 0 | 0 | 0 | 0 | 2082.291 | 1956.3557 | 1831.6641 | 1738.8128 | 1657.9016 | 1585.9454 | 1531.8994 | 1486.8084 | 1441.7174 | 1045.8096 | 1396.6264 | 1351.5354 | 1306.4445 | 1261.3535 | 1216.2625 | 1171.1715 | 1126.0806 | 1080.9896 | 1035.8986 | 990.8076 | 945.7166 | 909.7758 | 882.9852 | 856.1946 | 829.404 | 802.6134 | 775.8228 | 749.0321 | 722.2415 | 695.4509 | 668.6603 | 0 | 0 | 0 | 0 | 0 | 0 | 0 | 0
| 0 | 2039 | 1327.5789 | 0 | 0 | 0 | 0 | 0 | 0 | 0 | 0 | 0 | 0 | 0 | 0 | 0 | 0 | 0 | 0 | 0 | 0 | 0 | 2056.9589 | 1932.5556 | 1809.381 | 1717.6593 | 1637.7324 | 1566.6516 | 1513.263 | 1468.7206 | 1059.7836 | 1424.1782 | 1379.6358 | 1335.0933 | 1290.5509 | 1246.0085 | 1201.4661 | 1156.9236 | 1112.3812 | 1067.8388 | 1023.2964 | 978.754 | 934.2115 | 898.708 | 872.2433 | 845.7786 | 819.3139 | 792.8492 | 766.3845 | 739.9198 | 713.4551 | 686.9904 | 660.5257 | 0 | 0 | 0 | 0 | 0 | 0 | 0
| 2020-2023 | 30% |  | 164971.3809 | [27 empty] | 2064: 0; 2065: 0; 2066: 0; 2067: 0; 2068: 0; 2069: 0; 2070: 0; 2071: 0; 2072: 0; 2073: 0; 2074: 0
| 2024 | 26% |  | 142975.1968 | [36 empty] | 0 | 0 | 0 | 0 | 0 | 0 | 0 | 0 | 0 | 0 | 0 | 0 | 0 | 0 | 0 | 0 | 0 | 0 | 0
| 2025 | 22% |  | 120979.0127 | [36 empty] | 0 | 0 | 0 | 0 | 0 | 0 | 0 | 0 | 0 | 0 | 0 | 0 | 0 | 0 | 0 | 0 | 0 | 0 | 0
| Start 2026 | 10% |  | 54990.4603 | [36 empty] | 0 | 0 | 0 | 0 | 0 | 0 | 0 | 0 | 0 | 0 | 0 | 0 | 0 | 0 | 0 | 0 | 0 | 0 | 0
[41 empty] | 0 | 0 | 0 | 0 | 0 | 0 | 0 | 0 | 0 | 0 | 0 | 0 | 0 | 0 | 0 | 0 | 0 | 0 | 0
[41 empty] | 0 | 0 | 0 | 0 | 0 | 0 | 0 | 0 | 0 | 0 | 0 | 0 | 0 | 0 | 0 | 0 | 0 | 0 | 0
Amortization
|  | 30% |  | 8248.569 | 8248.569 | 8248.569 | 8248.569 | 8248.569 | 8248.569 | 8248.569 | 8248.569 | 8248.569 | 8248.569 | 8248.569 | 8248.569 | 8248.569 | 8248.569 | 8248.569 | 8248.569 | 8248.569 | 8248.569 | 8248.569 | 8248.569 | 8248.569 | 8248.569 | 8248.569 | 8248.569 | 8248.569 | 8248.569 | 8248.569 | 8248.569 | 8248.569 | 8248.569 | 8248.569 | 8248.569 | 8248.569 | 8248.569 | 8248.569 | 8248.569 | 8248.569 | 8248.569 | 8248.569 | 8248.569 | 8248.569 | 8248.569 | 8248.569 | 8248.569 | 8248.569 | 8248.569 | 8248.569 | 8248.569 | 8248.569 | 8248.569 | 8248.569 | 8248.569 | 8248.569 | 8248.569 | 8248.569 | 8248.569
|  | 26% |  | 7148.7598 | 7148.7598 | 7148.7598 | 7148.7598 | 7148.7598 | 7148.7598 | 7148.7598 | 7148.7598 | 7148.7598 | 7148.7598 | 7148.7598 | 7148.7598 | 7148.7598 | 7148.7598 | 7148.7598 | 7148.7598 | 7148.7598 | 7148.7598 | 7148.7598 | 7148.7598 | 7148.7598 | 7148.7598 | 7148.7598 | 7148.7598 | 7148.7598 | 7148.7598 | 7148.7598 | 7148.7598 | 7148.7598 | 7148.7598 | 7148.7598 | 7148.7598 | 7148.7598 | 7148.7598 | 7148.7598 | 7148.7598 | 7148.7598 | 7148.7598 | 7148.7598 | 7148.7598 | 7148.7598 | 7148.7598 | 7148.7598 | 7148.7598 | 7148.7598 | 7148.7598 | 7148.7598 | 7148.7598 | 7148.7598 | 7148.7598 | 7148.7598 | 7148.7598 | 7148.7598 | 7148.7598 | 7148.7598 | 7148.7598
|  | 22% |  | 6048.9506 | 6048.9506 | 6048.9506 | 6048.9506 | 6048.9506 | 6048.9506 | 6048.9506 | 6048.9506 | 6048.9506 | 6048.9506 | 6048.9506 | 6048.9506 | 6048.9506 | 6048.9506 | 6048.9506 | 6048.9506 | 6048.9506 | 6048.9506 | 6048.9506 | 6048.9506 | 6048.9506 | 6048.9506 | 6048.9506 | 6048.9506 | 6048.9506 | 6048.9506 | 6048.9506 | 6048.9506 | 6048.9506 | 6048.9506 | 6048.9506 | 6048.9506 | 6048.9506 | 6048.9506 | 6048.9506 | 6048.9506 | 6048.9506 | 6048.9506 | 6048.9506 | 6048.9506 | 6048.9506 | 6048.9506 | 6048.9506 | 6048.9506 | 6048.9506 | 6048.9506 | 6048.9506 | 6048.9506 | 6048.9506 | 6048.9506 | 6048.9506 | 6048.9506 | 6048.9506 | 6048.9506 | 6048.9506 | 6048.9506
|  | 10% |  | 2749.523 | 2749.523 | 2749.523 | 2749.523 | 2749.523 | 2749.523 | 2749.523 | 2749.523 | 2749.523 | 2749.523 | 2749.523 | 2749.523 | 2749.523 | 2749.523 | 2749.523 | 2749.523 | 2749.523 | 2749.523 | 2749.523 | 2749.523 | 2749.523 | 2749.523 | 2749.523 | 2749.523 | 2749.523 | 2749.523 | 2749.523 | 2749.523 | 2749.523 | 2749.523 | 2749.523 | 2749.523 | 2749.523 | 2749.523 | 2749.523 | 2749.523 | 2749.523 | 2749.523 | 2749.523 | 2749.523 | 2749.523 | 2749.523 | 2749.523 | 2749.523 | 2749.523 | 2749.523 | 2749.523 | 2749.523 | 2749.523 | 2749.523 | 2749.523 | 2749.523 | 2749.523 | 2749.523 | 2749.523 | 2749.523
|  |  |  | 2020 | 2021 | 2022 | 2023 | 2024 | 2025 | 2026 | 2027 | 2028 | 2029 | 2030 | 2031 | 2032 | 2033 | 2034 | 2035 | 2036 | 2037 | 2038 | 2039 | 2040 | 2041 | 2042 | 2043 | 2044 | 2045 | 2046 | 2047 | 2048 | 2049 | 2050 | 2051 | 2052 | 2053 | 2054 | 2055 | 2056 | 2057 | 2058 | 2059 | 2060 | 2061 | 2062 | 2063 | 2064 | 2065 | 2066 | 2067 | 2068 | 2069 | 2070 | 2071 | 2072 | 2073 | 2074 | 2075
|  | ITC Base |  | 120979.0127 | 120979.0127 | 120979.0127 | 120979.0127 | 120979.0127 | 120979.0127 | 120979.0127 | 120979.0127 | 120979.0127 | 120979.0127 | 120979.0127 | 120979.0127 | 120979.0127 | 120979.0127 | 120979.0127 | 120979.0127 | 120979.0127 | 120979.0127 | 120979.0127 | 120979.0127 | 120979.0127 | 120979.0127 | 120979.0127 | 120979.0127 | 120979.0127 | 120979.0127 | 120979.0127 | 120979.0127 | 120979.0127 | 120979.0127 | 120979.0127 | 120979.0127 | 120979.0127 | 120979.0127 | 120979.0127 | 120979.0127 | 120979.0127 | 120979.0127 | 120979.0127 | 120979.0127 | 120979.0127 | 120979.0127 | 120979.0127 | 120979.0127 | 120979.0127 | 120979.0127 | 120979.0127 | 120979.0127 | 120979.0127 | 120979.0127 | 120979.0127 | 120979.0127 | 120979.0127 | 120979.0127 | 120979.0127 | 120979.0127
|  | Accum ITC Amort |  | 6048.9506 | 12097.9013 | 18146.8519 | 24195.8025 | 30244.7532 | 36293.7038 | 42342.6544 | 48391.6051 | 54440.5557 | 60489.5063 | 66538.457 | 72587.4076 | 78636.3582 | 84685.3089 | 90734.2595 | 96783.2101 | 102832.1608 | 108881.1114 | 114930.062 | 120979.0127 | 127027.9633 | 133076.9139 | 139125.8646 | 145174.8152 | 151223.7658 | 157272.7165 | 163321.6671 | 169370.6177 | 175419.5684 | 181468.519 | 187517.4697 | 193566.4203 | 199615.3709 | 205664.3216 | 211713.2722 | 217762.2228 | 223811.1735 | 229860.1241 | 235909.0747 | 241958.0254 | 248006.976 | 254055.9266 | 260104.8773 | 266153.8279 | 272202.7785 | 278251.7292 | 284300.6798 | 290349.6304 | 296398.5811 | 302447.5317 | 308496.4823 | 314545.433 | 320594.3836 | 326643.3342 | 332692.2849 | 338741.2355
|  | Ratebase |  | 114930.062 | 108881.1114 | 102832.1608 | 96783.2101 | 90734.2595 | 84685.3089 | 78636.3582 | 72587.4076 | 66538.457 | 60489.5063 | 54440.5557 | 48391.6051 | 42342.6544 | 36293.7038 | 30244.7532 | 24195.8025 | 18146.8519 | 12097.9013 | 6048.9506 | 0 | -6048.9506 | -12097.9013 | -18146.8519 | -24195.8025 | -30244.7532 | -36293.7038 | -42342.6544 | -48391.6051 | -54440.5557 | -60489.5063 | -66538.457 | -72587.4076 | -78636.3582 | -84685.3089 | -90734.2595 | -96783.2101 | -102832.1608 | -108881.1114 | -114930.062 | -120979.0127 | -127027.9633 | -133076.9139 | -139125.8646 | -145174.8152 | -151223.7658 | -157272.7165 | -163321.6671 | -169370.6177 | -175419.5684 | -181468.519 | -187517.4697 | -193566.4203 | -199615.3709 | -205664.3216 | -211713.2722 | -217762.2228
|  | Tax Basis |  | 489415.0967 | 489415.0967 | 489415.0967 | 489415.0967 | 489415.0967 | 489415.0967 | 489415.0967 | 489415.0967 | 489415.0967 | 489415.0967 | 489415.0967 | 489415.0967 | 489415.0967 | 489415.0967 | 489415.0967 | 489415.0967 | 489415.0967 | 489415.0967 | 489415.0967 | 489415.0967 | 489415.0967 | 489415.0967 | 489415.0967 | 489415.0967 | 489415.0967 | 489415.0967 | 489415.0967 | 489415.0967 | 489415.0967 | 489415.0967 | 489415.0967 | 489415.0967 | 489415.0967 | 489415.0967 | 489415.0967 | 489415.0967 | 489415.0967 | 489415.0967 | 489415.0967 | 489415.0967 | 489415.0967 | 489415.0967 | 489415.0967 | 489415.0967 | 489415.0967 | 489415.0967 | 489415.0967 | 489415.0967 | 489415.0967 | 489415.0967 | 489415.0967 | 489415.0967 | 489415.0967 | 489415.0967 | 489415.0967 | 489415.0967
|  | Book Depreciation |  | 16313.8366 | 16313.8366 | 16313.8366 | 16313.8366 | 16313.8366 | 16313.8366 | 16313.8366 | 16313.8366 | 16313.8366 | 16313.8366 | 16313.8366 | 16313.8366 | 16313.8366 | 16313.8366 | 16313.8366 | 16313.8366 | 16313.8366 | 16313.8366 | 16313.8366 | 16313.8366 | 16313.8366 | 16313.8366 | 16313.8366 | 16313.8366 | 16313.8366 | 16313.8366 | 16313.8366 | 16313.8366 | 16313.8366 | 16313.8366 | 16313.8366 | 16313.8366 | 16313.8366 | 16313.8366 | 16313.8366 | 16313.8366 | 16313.8366 | 16313.8366 | 16313.8366 | 16313.8366 | 16313.8366 | 16313.8366 | 16313.8366 | 16313.8366 | 16313.8366 | 16313.8366 | 16313.8366 | 16313.8366 | 16313.8366 | 16313.8366 | 16313.8366 | 16313.8366 | 16313.8366 | 16313.8366 | 16313.8366 | 16313.8366
|  | Tax Depreciation |  | 97883.0193 | 156612.831 | 93967.6986 | 56380.6191 | 56380.6191 | 28190.3096 | 0 | 0 | 0 | 0 | 0 | 0 | 0 | 0 | 0 | 0 | 0 | 0 | 0 | 0 | 0 | 0 | 0 | 0 | 0 | 0 | 0 | 0 | 0 | 0 | 0 | 0 | 0 | 0 | 0 | 0 | 0 | 0 | 0 | 0 | 0 | 0 | 0 | 0 | 0 | 0 | 0 | 0 | 0 | 0 | 0 | 0 | 0 | 0 | 0 | 0
|  | Difference between book and tax |  | -81569.1828 | -140298.9944 | -77653.862 | -40066.7826 | -40066.7826 | -11876.473 | 16313.8366 | 16313.8366 | 16313.8366 | 16313.8366 | 16313.8366 | 16313.8366 | 16313.8366 | 16313.8366 | 16313.8366 | 16313.8366 | 16313.8366 | 16313.8366 | 16313.8366 | 16313.8366 | 16313.8366 | 16313.8366 | 16313.8366 | 16313.8366 | 16313.8366 | 16313.8366 | 16313.8366 | 16313.8366 | 16313.8366 | 16313.8366 | 16313.8366 | 16313.8366 | 16313.8366 | 16313.8366 | 16313.8366 | 16313.8366 | 16313.8366 | 16313.8366 | 16313.8366 | 16313.8366 | 16313.8366 | 16313.8366 | 16313.8366 | 16313.8366 | 16313.8366 | 16313.8366 | 16313.8366 | 16313.8366 | 16313.8366 | 16313.8366 | 16313.8366 | 16313.8366 | 16313.8366 | 16313.8366 | 16313.8366 | 16313.8366
|  | Deferred Tax |  | -17129.5284 | -29462.7888 | -16307.311 | -8414.0243 | -8414.0243 | -2494.0593 | 3425.9057 | 3425.9057 | 3425.9057 | 3425.9057 | 3425.9057 | 3425.9057 | 3425.9057 | 3425.9057 | 3425.9057 | 3425.9057 | 3425.9057 | 3425.9057 | 3425.9057 | 3425.9057 | 3425.9057 | 3425.9057 | 3425.9057 | 3425.9057 | 3425.9057 | 3425.9057 | 3425.9057 | 3425.9057 | 3425.9057 | 3425.9057 | 3425.9057 | 3425.9057 | 3425.9057 | 3425.9057 | 3425.9057 | 3425.9057 | 3425.9057 | 3425.9057 | 3425.9057 | 3425.9057 | 3425.9057 | 3425.9057 | 3425.9057 | 3425.9057 | 3425.9057 | 3425.9057 | 3425.9057 | 3425.9057 | 3425.9057 | 3425.9057 | 3425.9057 | 3425.9057 | 3425.9057 | 3425.9057 | 3425.9057 | 3425.9057
|  | Accum Defered Tax |  | -17129.5284 | -46592.3172 | -62899.6282 | -71313.6526 | -79727.6769 | -82221.7363 | -78795.8306 | -75369.9249 | -71944.0192 | -68518.1135 | -65092.2079 | -61666.3022 | -58240.3965 | -54814.4908 | -51388.5852 | -47962.6795 | -44536.7738 | -41110.8681 | -37684.9624 | -34259.0568 | -30833.1511 | -27407.2454 | -23981.3397 | -20555.4341 | -17129.5284 | -13703.6227 | -10277.717 | -6851.8114 | -3425.9057 | -1.9099e-11 | 3425.9057 | 6851.8114 | 10277.717 | 13703.6227 | 17129.5284 | 20555.4341 | 23981.3397 | 27407.2454 | 30833.1511 | 34259.0568 | 37684.9624 | 41110.8681 | 44536.7738 | 47962.6795 | 51388.5852 | 54814.4908 | 58240.3965 | 61666.3022 | 65092.2079 | 68518.1135 | 71944.0192 | 75369.9249 | 78795.8306 | 82221.7363 | 85647.6419 | 89073.5476
|  | Revenue Requirement |  | 59243.9015 | 55660.8772 | 52113.2394 | 49471.4978 | 47169.4673 | 45122.2202 | 43584.5396 | 42301.6423 | 41018.745 | 39735.8477 | 38452.9505 | 37170.0532 | 35887.1559 | 34604.2586 | 33321.3614 | 32038.4641 | 30755.5668 | 29472.6695 | 28189.7723 | 26906.875 | 25884.3123 | 25122.0842 | 24359.8561 | 23597.628 | 22835.3999 | 22073.1718 | 21310.9437 | 20548.7156 | 19786.4874 | 19024.2593 | 0 | 0 | 0 | 0 | 0 | 0 | 0 | 0 | 0 | 0 | 0 | 0 | 0 | 0 | 0 | 0 | 0 | 0 | 0 | 0 | 0 | 0 | 0 | 0 | 0 | 0
|  | Depreciation |  | 18330.1534 | 18330.1534 | 18330.1534 | 18330.1534 | 18330.1534 | 18330.1534 | 18330.1534 | 18330.1534 | 18330.1534 | 18330.1534 | 18330.1534 | 18330.1534 | 18330.1534 | 18330.1534 | 18330.1534 | 18330.1534 | 18330.1534 | 18330.1534 | 18330.1534 | 18330.1534 | 18330.1534 | 18330.1534 | 18330.1534 | 18330.1534 | 18330.1534 | 18330.1534 | 18330.1534 | 18330.1534 | 18330.1534 | 18330.1534 | 0 | 0 | 0 | 0 | 0 | 0 | 0 | 0 | 0 | 0 | 0 | 0 | 0 | 0 | 0 | 0 | 0 | 0 | 0 | 0 | 0 | 0 | 0 | 0 | 0 | 0
|  | Insurance |  | 263.4043 | 263.4043 | 263.4043 | 263.4043 | 263.4043 | 263.4043 | 263.4043 | 263.4043 | 263.4043 | 263.4043 | 263.4043 | 263.4043 | 263.4043 | 263.4043 | 263.4043 | 263.4043 | 263.4043 | 263.4043 | 263.4043 | 263.4043 | 263.4043 | 263.4043 | 263.4043 | 263.4043 | 263.4043 | 263.4043 | 263.4043 | 263.4043 | 263.4043 | 263.4043 | 0 | 0 | 0 | 0 | 0 | 0 | 0 | 0 | 0 | 0 | 0 | 0 | 0 | 0 | 0 | 0 | 0 | 0 | 0 | 0 | 0 | 0 | 0 | 0 | 0 | 0
|  | Property Taxes |  | 2499.7954 | 2499.7954 | 2499.7954 | 2499.7954 | 2499.7954 | 2499.7954 | 2499.7954 | 2499.7954 | 2499.7954 | 2499.7954 | 2499.7954 | 2499.7954 | 2499.7954 | 2499.7954 | 2499.7954 | 2499.7954 | 2499.7954 | 2499.7954 | 2499.7954 | 2499.7954 | 2499.7954 | 2499.7954 | 2499.7954 | 2499.7954 | 2499.7954 | 2499.7954 | 2499.7954 | 2499.7954 | 2499.7954 | 2499.7954 | 0 | 0 | 0 | 0 | 0 | 0 | 0 | 0 | 0 | 0 | 0 | 0 | 0 | 0 | 0 | 0 | 0 | 0 | 0 | 0 | 0 | 0 | 0 | 0 | 0 | 0
|  | Current Taxes |  | -11235.046 | -25845.0771 | -11808.6453 | -3494.5495 | -3977.976 | 2243.7482 | 8572.4814 | 8303.0729 | 8033.6645 | 7764.2561 | 7494.8477 | 7225.4392 | 6956.0308 | 6686.6224 | 6417.214 | 6147.8055 | 5878.3971 | 5608.9887 | 5339.5802 | 5070.1718 | 4855.4336 | 4695.3657 | 4535.2978 | 4375.2299 | 4215.162 | 4055.0941 | 3895.0262 | 3734.9583 | 3574.8904 | 3414.8225 | 0 | 0 | 0 | 0 | 0 | 0 | 0 | 0 | 0 | 0 | 0 | 0 | 0 | 0 | 0 | 0 | 0 | 0 | 0 | 0 | 0 | 0 | 0 | 0 | 0 | 0
|  | DFIT |  |  | 33104.2571 | 18322.8214 |  | 9453.9599 | 2802.3139 | -3849.3322 | -3849.3322 | -3849.3322 | -3849.3322 | -3849.3322 | -3849.3322 | -3849.3322 | -3849.3322 | -3849.3322 | -3849.3322 | -3849.3322 | -3849.3322 | -3849.3322 | -3849.3322 | -3849.3322 | -3849.3322 | -3849.3322 | -3849.3322 | -3849.3322 | -3849.3322 | -3849.3322 | -3849.3322 | -3849.3322 | -3849.3322 | 0 | 0 | 0 | 0 | 0 | 0 | 0 | 0 | 0 | 0 | 0 | 0 | 0 | 0 | 0 | 0 | 0 | 0 | 0 | 0 | 0 | 0 | 0 | 0 | 0 | 0
|  | ITC |  | -6048.9506 | -6048.9506 | -6048.9506 | -6048.9506 | -6048.9506 | -6048.9506 | -6048.9506 | -6048.9506 | -6048.9506 | -6048.9506 | -6048.9506 | -6048.9506 | -6048.9506 | -6048.9506 | -6048.9506 | -6048.9506 | -6048.9506 | -6048.9506 | -6048.9506 | -6048.9506 | -6048.9506 | -6048.9506 | -6048.9506 | -6048.9506 | -6048.9506 | -6048.9506 | -6048.9506 | -6048.9506 | -6048.9506 | -6048.9506 | -6048.9506 | -6048.9506 | -6048.9506 | -6048.9506 | -6048.9506 | -6048.9506 | -6048.9506 | -6048.9506 | -6048.9506 | -6048.9506 | -6048.9506 | -6048.9506 | -6048.9506 | -6048.9506 | -6048.9506 | -6048.9506 | -6048.9506 | -6048.9506 | -6048.9506 | -6048.9506 | -6048.9506 | -6048.9506 | -6048.9506 | -6048.9506 | -6048.9506 | -6048.9506
|  | Total Operating Expenses |  | 3809.3566 | 22303.5825 | 21558.5786 | 11549.853 | 20520.3865 | 20090.4646 | 19767.5517 | 19498.1432 | 19228.7348 | 18959.3264 | 18689.9179 | 18420.5095 | 18151.1011 | 17881.6927 | 17612.2842 | 17342.8758 | 17073.4674 | 16804.059 | 16534.6505 | 16265.2421 | 16050.5039 | 15890.436 | 15730.3681 | 15570.3002 | 15410.2323 | 15250.1644 | 15090.0965 | 14930.0286 | 14769.9607 | 14609.8928 | -6048.9506 | -6048.9506 | -6048.9506 | -6048.9506 | -6048.9506 | -6048.9506 | -6048.9506 | -6048.9506 | -6048.9506 | -6048.9506 | -6048.9506 | -6048.9506 | -6048.9506 | -6048.9506 | -6048.9506 | -6048.9506 | -6048.9506 | -6048.9506 | -6048.9506 | -6048.9506 | -6048.9506 | -6048.9506 | -6048.9506 | -6048.9506 | -6048.9506 | -6048.9506
|  | Operating |  | 55434.5449 | 33357.2946 | 30554.6608 | 37921.6449 | 26649.0809 | 25031.7556 | 23816.9879 | 22803.4991 | 21790.0102 | 20776.5214 | 19763.0325 | 18749.5437 | 17736.0548 | 16722.566 | 15709.0771 | 14695.5883 | 13682.0994 | 12668.6106 | 11655.1217 | 10641.6329 | 9833.8084 | 9231.6482 | 8629.488 | 8027.3278 | 7425.1676 | 6823.0074 | 6220.8471 | 5618.6869 | 5016.5267 | 4414.3665 | 6048.9506 | 6048.9506 | 6048.9506 | 6048.9506 | 6048.9506 | 6048.9506 | 6048.9506 | 6048.9506 | 6048.9506 | 6048.9506 | 6048.9506 | 6048.9506 | 6048.9506 | 6048.9506 | 6048.9506 | 6048.9506 | 6048.9506 | 6048.9506 | 6048.9506 | 6048.9506 | 6048.9506 | 6048.9506 | 6048.9506 | 6048.9506 | 6048.9506 | 6048.9506
|  | Ratebase |  | 532174.7622 | 490548.4501 | 449333.2468 | 418642.4257 | 391898.2479 | 368114.0526 | 350249.8223 | 335345.5746 | 320441.3268 | 305537.0791 | 290632.8313 | 275728.5835 | 260824.3358 | 245920.088 | 231015.8403 | 216111.5925 | 201207.3447 | 186303.097 | 171398.8492 | 156494.6015 | 144614.829 | 135759.5319 | 126904.2348 | 118048.9377 | 109193.6405 | 100338.3434 | 91483.0463 | 82627.7492 | 73772.452 | 64917.1549 | 0 | 0 | 0 | 0 | 0 | 0 | 0 | 0 | 0 | 0 | 0 | 0 | 0 | 0 | 0 | 0 | 0 | 0 | 0 | 0 | 0 | 0 | 0 | 0 | 0 | 0
|  | Return on Ratebase |  | 10.42% | 6.8% | 6.8% | 9.058% | 6.8% | 6.8% | 6.8% | 6.8% | 6.8% | 6.8% | 6.8% | 6.8% | 6.8% | 6.8% | 6.8% | 6.8% | 6.8% | 6.8% | 6.8% | 6.8% | 6.8% | 6.8% | 6.8% | 6.8% | 6.8% | 6.8% | 6.8% | 6.8% | 6.8% | 6.8% | #DIV/0! | #DIV/0! | #DIV/0! | #DIV/0! | #DIV/0! | #DIV/0! | #DIV/0! | #DIV/0! | #DIV/0! | #DIV/0! | #DIV/0! | #DIV/0! | #DIV/0! | #DIV/0! | #DIV/0! | #DIV/0! | #DIV/0! | #DIV/0! | #DIV/0! | #DIV/0! | #DIV/0! | #DIV/0! | #DIV/0! | #DIV/0! | #DIV/0! | #DIV/0!
|  | Revenue Requirement |  | 59243.9015 | 55660.8772 | 52113.2394 | 49471.4978 | 47169.4673 | 45122.2202 | 43584.5396 | 42301.6423 | 41018.745 | 39735.8477 | 38452.9505 | 37170.0532 | 35887.1559 | 34604.2586 | 33321.3614 | 32038.4641 | 30755.5668 | 29472.6695 | 28189.7723 | 26906.875 | 25884.3123 | 25122.0842 | 24359.8561 | 23597.628 | 22835.3999 | 22073.1718 | 21310.9437 | 20548.7156 | 19786.4874 | 19024.2593 | 0 | 0 | 0 | 0 | 0 | 0 | 0 | 0 | 0 | 0 | 0 | 0 | 0 | 0 | 0 | 0 | 0 | 0 | 0 | 0 | 0 | 0 | 0 | 0 | 0 | 0
|  | Tax Depreciation |  | 109980.9206 | 175969.473 | 105581.6838 | 63349.0103 | 63349.0103 | 31674.5051 | 0 | 0 | 0 | 0 | 0 | 0 | 0 | 0 | 0 | 0 | 0 | 0 | 0 | 0 | 0 | 0 | 0 | 0 | 0 | 0 | 0 | 0 | 0 | 0 | 0 | 0 | 0 | 0 | 0 | 0 | 0 | 0 | 0 | 0 | 0 | 0 | 0 | 0 | 0 | 0 | 0 | 0 | 0 | 0 | 0 | 0 | 0 | 0 | 0 | 0
|  | Propety Taxes |  | 263.4043 | 263.4043 | 263.4043 | 263.4043 | 263.4043 | 263.4043 | 263.4043 | 263.4043 | 263.4043 | 263.4043 | 263.4043 | 263.4043 | 263.4043 | 263.4043 | 263.4043 | 263.4043 | 263.4043 | 263.4043 | 263.4043 | 263.4043 | 263.4043 | 263.4043 | 263.4043 | 263.4043 | 263.4043 | 263.4043 | 263.4043 | 263.4043 | 263.4043 | 263.4043 | 0 | 0 | 0 | 0 | 0 | 0 | 0 | 0 | 0 | 0 | 0 | 0 | 0 | 0 | 0 | 0 | 0 | 0 | 0 | 0 | 0 | 0 | 0 | 0 | 0 | 0
|  | Insurance |  | 2499.7954 | 2499.7954 | 2499.7954 | 2499.7954 | 2499.7954 | 2499.7954 | 2499.7954 | 2499.7954 | 2499.7954 | 2499.7954 | 2499.7954 | 2499.7954 | 2499.7954 | 2499.7954 | 2499.7954 | 2499.7954 | 2499.7954 | 2499.7954 | 2499.7954 | 2499.7954 | 2499.7954 | 2499.7954 | 2499.7954 | 2499.7954 | 2499.7954 | 2499.7954 | 2499.7954 | 2499.7954 | 2499.7954 | 2499.7954 | 0 | 0 | 0 | 0 | 0 | 0 | 0 | 0 | 0 | 0 | 0 | 0 | 0 | 0 | 0 | 0 | 0 | 0 | 0 | 0 | 0 | 0 | 0 | 0 | 0 | 0
|  | Expenses |  | 112744.1203 | 178732.6727 | 108344.8835 | 66112.21 | 66112.21 | 34437.7048 | 2763.1997 | 2763.1997 | 2763.1997 | 2763.1997 | 2763.1997 | 2763.1997 | 2763.1997 | 2763.1997 | 2763.1997 | 2763.1997 | 2763.1997 | 2763.1997 | 2763.1997 | 2763.1997 | 2763.1997 | 2763.1997 | 2763.1997 | 2763.1997 | 2763.1997 | 2763.1997 | 2763.1997 | 2763.1997 | 2763.1997 | 2763.1997 | 0 | 0 | 0 | 0 | 0 | 0 | 0 | 0 | 0 | 0 | 0 | 0 | 0 | 0 | 0 | 0 | 0 | 0 | 0 | 0 | 0 | 0 | 0 | 0 | 0 | 0
|  | Taxble Income |  | -53500.2188 | -123071.7955 | -56231.6441 | -16640.7121 | -18942.7426 | 10684.5153 | 40821.3399 | 39538.4426 | 38255.5453 | 36972.648 | 35689.7508 | 34406.8535 | 33123.9562 | 31841.0589 | 30558.1617 | 29275.2644 | 27992.3671 | 26709.4698 | 25426.5726 | 24143.6753 | 23121.1126 | 22358.8845 | 21596.6564 | 20834.4283 | 20072.2002 | 19309.9721 | 18547.744 | 17785.5159 | 17023.2877 | 16261.0596 | 0 | 0 | 0 | 0 | 0 | 0 | 0 | 0 | 0 | 0 | 0 | 0 | 0 | 0 | 0 | 0 | 0 | 0 | 0 | 0 | 0 | 0 | 0 | 0 | 0 | 0
|  | Tax Rate |  | 0.21 | 0.21 | 0.21 | 0.21 | 0.21 | 0.21 | 0.21 | 0.21 | 0.21 | 0.21 | 0.21 | 0.21 | 0.21 | 0.21 | 0.21 | 0.21 | 0.21 | 0.21 | 0.21 | 0.21 | 0.21 | 0.21 | 0.21 | 0.21 | 0.21 | 0.21 | 0.21 | 0.21 | 0.21 | 0.21 | 0.21 | 0.21 | 0.21 | 0.21 | 0.21 | 0.21 | 0.21 | 0.21 | 0.21 | 0.21 | 0.21 | 0.21 | 0.21 | 0.21 | 0.21 | 0.21 | 0.21 | 0.21 | 0.21 | 0.21 | 0.21 | 0.21 | 0.21 | 0.21 | 0.21 | 0.21
|  | Taxes |  | -11235.046 | -25845.0771 | -11808.6453 | -3494.5495 | -3977.976 | 2243.7482 | 8572.4814 | 8303.0729 | 8033.6645 | 7764.2561 | 7494.8477 | 7225.4392 | 6956.0308 | 6686.6224 | 6417.214 | 6147.8055 | 5878.3971 | 5608.9887 | 5339.5802 | 5070.1718 | 4855.4336 | 4695.3657 | 4535.2978 | 4375.2299 | 4215.162 | 4055.0941 | 3895.0262 | 3734.9583 | 3574.8904 | 3414.8225 | 0 | 0 | 0 | 0 | 0 | 0 | 0 | 0 | 0 | 0 | 0 | 0 | 0 | 0 | 0 | 0 | 0 | 0 | 0 | 0 | 0 | 0 | 0 | 0 | 0 | 0

## WWY Solar ITC >2025 10%
Solar FINANCIALS
($ 1000s Unless Otherwise Indicated)
| Calendar Year of Fin. Close |  |  | 2020 | 2021 | 2022 | 2023 | 2024 | 2025 | 2026 | 2027 | 2028 | 2029 | 2030 | 2031 | 2032 | 2033 | 2034 | 2035 | 2036 | 2037 | 2038 | 2039 | 2040 | 2041 | 2042 | 2043 | 2044 | 2045 | 2046 | 2047 | 2048 | 2049 | 2050 | 2051 | 2052 | 2053 | 2054 | 2055 | 2056 | 2057 | 2058 | 2059 | 2060 | 2061 | 2062 | 2063 | 2064 | 2065 | 2066 | 2067 | 2068 | 2069 | 2070 | 2071 | 2072 | 2073 | 2074 | 2075
| Operating Year |  | 0 | 1 | 2 | 3 | 4 | 5 | 6 | 7 | 8 | 9 | 10 | 11 | 12 | 13 | 14 | 15 | 16 | 17 | 18 | 19 | 20 | 21 | 22 | 23 | 24 | 25 | 26 | 27 | 28 | 29 | 30 | 31 | 32 | 33 | 34 | 35 | 36 | 37 | 38 | 39 | 40 | 41 | 42 | 43 | 44 | 45 | 46 | 47 | 48 | 49 | 50 | 51 | 52 | 53 | 54 | 55 | 56
| Calendar Year | Capital Invest.
| 2020 | 549904.6031
| Gross plant |  | 2020 1: 549904.6031; 2021 2: 549904.6031; 2022 3: 549904.6031; 2023 4: 549904.6031; 2024 5: 549904.6031; 2025 6: 549904.6031; 2026 7: 549904.6031; 2027 8: 549904.6031; 2028 9: 549904.6031; 2029 10: 549904.6031; 2030 11: 549904.6031; 2031 12: 549904.6031; 2032 13: 549904.6031; 2033 14: 549904.6031; 2034 15: 549904.6031; 2035 16: 549904.6031; 2036 17: 549904.6031; 2037 18: 549904.6031; 2038 19: 549904.6031; 2039 20: 549904.6031; 2040 21: 549904.6031; 2041 22: 549904.6031; 2042 23: 549904.6031; 2043 24: 549904.6031; 2044 25: 549904.6031; 2045 26: 549904.6031; 2046 27: 549904.6031; 2047 28: 549904.6031; 2048 29: 549904.6031; 2049 30: 549904.6031
| Accumulated Deprectiation |  | 2020 1: 18330.1534; 2021 2: 36660.3069; 2022 3: 54990.4603; 2023 4: 73320.6137; 2024 5: 91650.7672; 2025 6: 109980.9206; 2026 7: 128311.0741; 2027 8: 146641.2275; 2028 9: 164971.3809; 2029 10: 183301.5344; 2030 11: 201631.6878; 2031 12: 219961.8412; 2032 13: 238291.9947; 2033 14: 256622.1481; 2034 15: 274952.3015; 2035 16: 293282.455; 2036 17: 311612.6084; 2037 18: 329942.7618; 2038 19: 348272.9153; 2039 20: 366603.0687; 2040 21: 384933.2222; 2041 22: 403263.3756; 2042 23: 421593.529; 2043 24: 439923.6825; 2044 25: 458253.8359; 2045 26: 476583.9893; 2046 27: 494914.1428; 2047 28: 513244.2962; 2048 29: 531574.4496; 2049 30: 549904.6031
| Net book value |  | 2020 1: 531574.4496; 2021 2: 513244.2962; 2022 3: 494914.1428; 2023 4: 476583.9893; 2024 5: 458253.8359; 2025 6: 439923.6825; 2026 7: 421593.529; 2027 8: 403263.3756; 2028 9: 384933.2222; 2029 10: 366603.0687; 2030 11: 348272.9153; 2031 12: 329942.7618; 2032 13: 311612.6084; 2033 14: 293282.455; 2034 15: 274952.3015; 2035 16: 256622.1481; 2036 17: 238291.9947; 2037 18: 219961.8412; 2038 19: 201631.6878; 2039 20: 183301.5344; 2040 21: 164971.3809; 2041 22: 146641.2275; 2042 23: 128311.0741; 2043 24: 109980.9206; 2044 25: 91650.7672; 2045 26: 73320.6137; 2046 27: 54990.4603; 2047 28: 36660.3069; 2048 29: 18330.1534; 2049 30: 0
| ITC |  | 2020 1: 0; 2021 2: 0; 2022 3: 0; 2023 4: 0; 2024 5: 0; 2025 6: 0; 2026 7: 0; 2027 8: 0; 2028 9: 0; 2029 10: 0; 2030 11: 0; 2031 12: 0; 2032 13: 0; 2033 14: 0; 2034 15: 0; 2035 16: 0; 2036 17: 0; 2037 18: 0; 2038 19: 0; 2039 20: 0; 2040 21: 0; 2041 22: 0; 2042 23: 0; 2043 24: 0; 2044 25: 0; 2045 26: 0; 2046 27: 0; 2047 28: 0; 2048 29: 0; 2049 30: 0
| Accumulated deffered income tax |  | 2020 1: -18284.3281; 2021 2: -49733.3723; 2022 3: -67140.0526; 2023 4: -76121.3145; 2024 5: -85102.5765; 2025 6: -87764.7747; 2026 7: -84107.909; 2027 8: -80451.0434; 2028 9: -76794.1778; 2029 10: -73137.3122; 2030 11: -69480.4466; 2031 12: -65823.581; 2032 13: -62166.7154; 2033 14: -58509.8498; 2034 15: -54852.9842; 2035 16: -51196.1185; 2036 17: -47539.2529; 2037 18: -43882.3873; 2038 19: -40225.5217; 2039 20: -36568.6561; 2040 21: -32911.7905; 2041 22: -29254.9249; 2042 23: -25598.0593; 2043 24: -21941.1937; 2044 25: -18284.3281; 2045 26: -14627.4624; 2046 27: -10970.5968; 2047 28: -7313.7312; 2048 29: -3656.8656; 2049 30: -5.457e-12
| Rate Base |  | 2020 1: 513290.1216; 2021 2: 463510.9239; 2022 3: 427774.0902; 2023 4: 400462.6748; 2024 5: 373151.2594; 2025 6: 352158.9078; 2026 7: 337485.62; 2027 8: 322812.3322; 2028 9: 308139.0443; 2029 10: 293465.7565; 2030 11: 278792.4687; 2031 12: 264119.1809; 2032 13: 249445.893; 2033 14: 234772.6052; 2034 15: 220099.3174; 2035 16: 205426.0296; 2036 17: 190752.7417; 2037 18: 176079.4539; 2038 19: 161406.1661; 2039 20: 146732.8783; 2040 21: 132059.5904; 2041 22: 117386.3026; 2042 23: 102713.0148; 2043 24: 88039.727; 2044 25: 73366.4391; 2045 26: 58693.1513; 2046 27: 44019.8635; 2047 28: 29346.5757; 2048 29: 14673.2878; 2049 30: -5.457e-12
| Average rate base |  | 2020 1: 531597.3623; 2021 2: 488400.5227; 2022 3: 445642.507; 2023 4: 414118.3825; 2024 5: 386806.9671; 2025 6: 362655.0836; 2026 7: 344822.2639; 2027 8: 330148.9761; 2028 9: 315475.6882; 2029 10: 300802.4004; 2030 11: 286129.1126; 2031 12: 271455.8248; 2032 13: 256782.5369; 2033 14: 242109.2491; 2034 15: 227435.9613; 2035 16: 212762.6735; 2036 17: 198089.3856; 2037 18: 183416.0978; 2038 19: 168742.81; 2039 20: 154069.5222; 2040 21: 139396.2343; 2041 22: 124722.9465; 2042 23: 110049.6587; 2043 24: 95376.3709; 2044 25: 80703.083; 2045 26: 66029.7952; 2046 27: 51356.5074; 2047 28: 36683.2196; 2048 29: 22009.9317; 2049 30: 7336.6439
| Pre-tax Return | 0.086076 | 2020 1: 45757.7476; 2021 2: 42039.5387; 2022 3: 38359.1019; 2023 4: 35645.6329; 2024 5: 33294.7769; 2025 6: 31215.8806; 2026 7: 29680.9037; 2027 8: 28417.8865; 2028 9: 27154.8694; 2029 10: 25891.8522; 2030 11: 24628.835; 2031 12: 23365.8178; 2032 13: 22102.8006; 2033 14: 20839.7835; 2034 15: 19576.7663; 2035 16: 18313.7491; 2036 17: 17050.7319; 2037 18: 15787.7147; 2038 19: 14524.6976; 2039 20: 13261.6804; 2040 21: 11998.6632; 2041 22: 10735.646; 2042 23: 9472.6288; 2043 24: 8209.6117; 2044 25: 6946.5945; 2045 26: 5683.5773; 2046 27: 4420.5601; 2047 28: 3157.5429; 2048 29: 1894.5258; 2049 30: 631.5086
| Book Depreciation |  | 2020 1: 18330.1534; 2021 2: 18330.1534; 2022 3: 18330.1534; 2023 4: 18330.1534; 2024 5: 18330.1534; 2025 6: 18330.1534; 2026 7: 18330.1534; 2027 8: 18330.1534; 2028 9: 18330.1534; 2029 10: 18330.1534; 2030 11: 18330.1534; 2031 12: 18330.1534; 2032 13: 18330.1534; 2033 14: 18330.1534; 2034 15: 18330.1534; 2035 16: 18330.1534; 2036 17: 18330.1534; 2037 18: 18330.1534; 2038 19: 18330.1534; 2039 20: 18330.1534; 2040 21: 18330.1534; 2041 22: 18330.1534; 2042 23: 18330.1534; 2043 24: 18330.1534; 2044 25: 18330.1534; 2045 26: 18330.1534; 2046 27: 18330.1534; 2047 28: 18330.1534; 2048 29: 18330.1534; 2049 30: 18330.1534
| Insurance |  | 2020 1: 263.4043; 2021 2: 263.4043; 2022 3: 263.4043; 2023 4: 263.4043; 2024 5: 263.4043; 2025 6: 263.4043; 2026 7: 263.4043; 2027 8: 263.4043; 2028 9: 263.4043; 2029 10: 263.4043; 2030 11: 263.4043; 2031 12: 263.4043; 2032 13: 263.4043; 2033 14: 263.4043; 2034 15: 263.4043; 2035 16: 263.4043; 2036 17: 263.4043; 2037 18: 263.4043; 2038 19: 263.4043; 2039 20: 263.4043; 2040 21: 263.4043; 2041 22: 263.4043; 2042 23: 263.4043; 2043 24: 263.4043; 2044 25: 263.4043; 2045 26: 263.4043; 2046 27: 263.4043; 2047 28: 263.4043; 2048 29: 263.4043; 2049 30: 263.4043
| ITC Amort - Grossed for Taxes |  | 2020 1: -3480.4089; 2021 2: -3480.4089; 2022 3: -3480.4089; 2023 4: -3480.4089; 2024 5: -3480.4089; 2025 6: -3480.4089; 2026 7: -3480.4089; 2027 8: -3480.4089; 2028 9: -3480.4089; 2029 10: -3480.4089; 2030 11: -3480.4089; 2031 12: -3480.4089; 2032 13: -3480.4089; 2033 14: -3480.4089; 2034 15: -3480.4089; 2035 16: -3480.4089; 2036 17: -3480.4089; 2037 18: -3480.4089; 2038 19: -3480.4089; 2039 20: -3480.4089; 2040 21: -3480.4089; 2041 22: -3480.4089; 2042 23: -3480.4089; 2043 24: -3480.4089; 2044 25: -3480.4089; 2045 26: -3480.4089; 2046 27: -3480.4089; 2047 28: -3480.4089; 2048 29: -3480.4089; 2049 30: -3480.4089
| Property Taxes |  | 2020 1: 2499.7954; 2021 2: 2499.7954; 2022 3: 2499.7954; 2023 4: 2499.7954; 2024 5: 2499.7954; 2025 6: 2499.7954; 2026 7: 2499.7954; 2027 8: 2499.7954; 2028 9: 2499.7954; 2029 10: 2499.7954; 2030 11: 2499.7954; 2031 12: 2499.7954; 2032 13: 2499.7954; 2033 14: 2499.7954; 2034 15: 2499.7954; 2035 16: 2499.7954; 2036 17: 2499.7954; 2037 18: 2499.7954; 2038 19: 2499.7954; 2039 20: 2499.7954; 2040 21: 2499.7954; 2041 22: 2499.7954; 2042 23: 2499.7954; 2043 24: 2499.7954; 2044 25: 2499.7954; 2045 26: 2499.7954; 2046 27: 2499.7954; 2047 28: 2499.7954; 2048 29: 2499.7954; 2049 30: 2499.7954
| Revenue Requirement |  | 2020 1: 63370.6919; 2021 2: 59652.4829; 2022 3: 55972.0461; 2023 4: 53258.5772; 2024 5: 50907.7212; 2025 6: 48828.8249; 2026 7: 47293.848; 2027 8: 46030.8308; 2028 9: 44767.8136; 2029 10: 43504.7964; 2030 11: 42241.7793; 2031 12: 40978.7621; 2032 13: 39715.7449; 2033 14: 38452.7277; 2034 15: 37189.7105; 2035 16: 35926.6934; 2036 17: 34663.6762; 2037 18: 33400.659; 2038 19: 32137.6418; 2039 20: 30874.6246; 2040 21: 29611.6075; 2041 22: 28348.5903; 2042 23: 27085.5731; 2043 24: 25822.5559; 2044 25: 24559.5387; 2045 26: 23296.5216; 2046 27: 22033.5044; 2047 28: 20770.4872; 2048 29: 19507.47; 2049 30: 18244.4528
| Book Depreciation |  | 2020 1: 18330.1534; 2021 2: 18330.1534; 2022 3: 18330.1534; 2023 4: 18330.1534; 2024 5: 18330.1534; 2025 6: 18330.1534; 2026 7: 18330.1534; 2027 8: 18330.1534; 2028 9: 18330.1534; 2029 10: 18330.1534; 2030 11: 18330.1534; 2031 12: 18330.1534; 2032 13: 18330.1534; 2033 14: 18330.1534; 2034 15: 18330.1534; 2035 16: 18330.1534; 2036 17: 18330.1534; 2037 18: 18330.1534; 2038 19: 18330.1534; 2039 20: 18330.1534; 2040 21: 18330.1534; 2041 22: 18330.1534; 2042 23: 18330.1534; 2043 24: 18330.1534; 2044 25: 18330.1534; 2045 26: 18330.1534; 2046 27: 18330.1534; 2047 28: 18330.1534; 2048 29: 18330.1534; 2049 30: 18330.1534
| Tax Depreciation |  | 2020 1: 109980.9206; 2021 2: 175969.473; 2022 3: 105581.6838; 2023 4: 63349.0103; 2024 5: 63349.0103; 2025 6: 31674.5051; 2026 7: 0; 2027 8: 0; 2028 9: 0; 2029 10: 0; 2030 11: 0; 2031 12: 0; 2032 13: 0; 2033 14: 0; 2034 15: 0; 2035 16: 0; 2036 17: 0; 2037 18: 0; 2038 19: 0; 2039 20: 0; 2040 21: 0; 2041 22: 0; 2042 23: 0; 2043 24: 0; 2044 25: 0; 2045 26: 0; 2046 27: 0; 2047 28: 0; 2048 29: 0; 2049 30: 0
| Difference between book and tax |  | 2020 1: -91650.7672; 2021 2: -157639.3195; 2022 3: -87251.5304; 2023 4: -45018.8568; 2024 5: -45018.8568; 2025 6: -13344.3517; 2026 7: 18330.1534; 2027 8: 18330.1534; 2028 9: 18330.1534; 2029 10: 18330.1534; 2030 11: 18330.1534; 2031 12: 18330.1534; 2032 13: 18330.1534; 2033 14: 18330.1534; 2034 15: 18330.1534; 2035 16: 18330.1534; 2036 17: 18330.1534; 2037 18: 18330.1534; 2038 19: 18330.1534; 2039 20: 18330.1534; 2040 21: 18330.1534; 2041 22: 18330.1534; 2042 23: 18330.1534; 2043 24: 18330.1534; 2044 25: 18330.1534; 2045 26: 18330.1534; 2046 27: 18330.1534; 2047 28: 18330.1534; 2048 29: 18330.1534; 2049 30: 18330.1534
| Tax rate |  | 2020 1: -19246.6611; 2021 2: -33104.2571; 2022 3: -18322.8214; 2023 4: -9453.9599; 2024 5: -9453.9599; 2025 6: -2802.3139; 2026 7: 3849.3322; 2027 8: 3849.3322; 2028 9: 3849.3322; 2029 10: 3849.3322; 2030 11: 3849.3322; 2031 12: 3849.3322; 2032 13: 3849.3322; 2033 14: 3849.3322; 2034 15: 3849.3322; 2035 16: 3849.3322; 2036 17: 3849.3322; 2037 18: 3849.3322; 2038 19: 3849.3322; 2039 20: 3849.3322; 2040 21: 3849.3322; 2041 22: 3849.3322; 2042 23: 3849.3322; 2043 24: 3849.3322; 2044 25: 3849.3322; 2045 26: 3849.3322; 2046 27: 3849.3322; 2047 28: 3849.3322; 2048 29: 3849.3322; 2049 30: 3849.3322
Depreciation Tables
|  | 5 | 2020 1: 20%; 2021 2: 32%; 2022 3: 19.2%; 2023 4: 11.52%; 2024 5: 11.52%; 2025 6: 5.76%; 2026 7: 0%; 2027 8: 0%; 2028 9: 0%; 2029 10: 0%; 2030 11: 0%; 2031 12: 0%; 2032 13: 0%; 2033 14: 0%; 2034 15: 0%; 2035 16: 0%; 2036 17: 0%; 2037 18: 0%; 2038 19: 0%; 2039 20: 0%; 2040 21: 0%
|  | 5 | 0: 1; 2020 1: 20%; 2021 2: 32%; 2022 3: 19.2%; 2023 4: 11.52%; 2024 5: 11.52%; 2025 6: 5.76%
|  | 10 | 0: 0; 2020 1: 10%; 2021 2: 18%; 2022 3: 14.4%; 2023 4: 11.52%; 2024 5: 9.22%; 2025 6: 7.37%; 2026 7: 6.55%; 2027 8: 6.55%; 2028 9: 6.56%; 2029 10: 6.55%; 2030 11: 3.28%
|  | 15 | 0: 0; 2020 1: 5%; 2021 2: 9.5%; 2022 3: 8.55%; 2023 4: 7.7%; 2024 5: 6.93%; 2025 6: 6.23%; 2026 7: 5.9%; 2027 8: 5.9%; 2028 9: 5.91%; 2029 10: 5.9%; 2030 11: 5.91%; 2031 12: 5.9%; 2032 13: 5.91%; 2033 14: 5.9%; 2034 15: 5.91%; 2035 16: 2.95%
|  | 20 | 0: 0; 2020 1: 3.75%; 2021 2: 7.219%; 2022 3: 6.677%; 2023 4: 6.177%; 2024 5: 5.713%; 2025 6: 5.285%; 2026 7: 4.888%; 2027 8: 4.522%; 2028 9: 4.462%; 2029 10: 4.461%; 2030 11: 4.462%; 2031 12: 4.461%; 2032 13: 4.462%; 2033 14: 4.461%; 2034 15: 4.462%; 2035 16: 4.461%; 2036 17: 4.462%; 2037 18: 4.461%; 2038 19: 4.462%; 2039 20: 4.461%; 2040 21: 2.231%
Revenue Requirement by vintage year
2012 $000
|  |  |  | 2020 | 2021 | 2022 | 2023 | 2024 | 2025 | 2026 | 2027 | 2028 | 2029 | 2030 | 2031 | 2032 | 2033 | 2034 | 2035 | 2036 | 2037 | 2038 | 2039 | 2040 | 2041 | 2042 | 2043 | 2044 | 2045 | 2046 | 2047 | 2048 | 2049 | 2050 | 2051 | 2052 | 2053 | 2054 | 2055 | 2056 | 2057 | 2058 | 2059 | 2060 | 2061 | 2062 | 2063 | 2064 | 2065 | 2066 | 2067 | 2068 | 2069 | 2070 | 2071 | 2072 | 2073 | 2074 | 2075
|  | 2020 | 0% | 63370.6919 | 59652.4829 | 55972.0461 | 53258.5772 | 50907.7212 | 48828.8249 | 47293.848 | 46030.8308 | 44767.8136 | 43504.7964 | 42241.7793 | 40978.7621 | 39715.7449 | 38452.7277 | 37189.7105 | 35926.6934 | 34663.6762 | 33400.659 | 32137.6418 | 30874.6246 | 29611.6075 | 28348.5903 | 27085.5731 | 25822.5559 | 24559.5387 | 23296.5216 | 22033.5044 | 20770.4872 | 19507.47 | 18244.4528 | 0 | 0 | 0 | 0 | 0 | 0 | 0 | 0 | 0 | 0 | 0 | 0 | 0 | 0 | 0 | 0 | 0 | 0 | 0 | 0 | 0 | 0 | 0 | 0 | 0 | 0
|  | 2021 | -1.845% |  | 62201.2115 | 58551.6206 | 54939.1047 | 52275.7117 | 49968.2398 | 47927.7087 | 46421.0592 | 45181.3505 | 43941.6418 | 42701.9331 | 41462.2244 | 40222.5157 | 38982.8069 | 37743.0982 | 36503.3895 | 35263.6808 | 34023.9721 | 32784.2634 | 31544.5547 | 30304.846 | 29065.1373 | 27825.4286 | 26585.7198 | 25346.0111 | 24106.3024 | 22866.5937 | 21626.885 | 20387.1763 | 19147.4676 | 17907.7589 | 0 | 0 | 0 | 0 | 0 | 0 | 0 | 0 | 0 | 0 | 0 | 0 | 0 | 0 | 0 | 0 | 0 | 0 | 0 | 0 | 0 | 0 | 0 | 0 | 0
|  | 2022 | -2.03% |  |  | 60938.5801 | 57363.0727 | 53823.8879 | 51214.5595 | 48953.9273 | 46954.8172 | 45478.7514 | 44264.2077 | 43049.664 | 41835.1203 | 40620.5767 | 39406.033 | 38191.4893 | 36976.9456 | 35762.4019 | 34547.8582 | 33333.3146 | 32118.7709 | 30904.2272 | 29689.6835 | 28475.1398 | 27260.5961 | 26046.0525 | 24831.5088 | 23616.9651 | 22402.4214 | 21187.8777 | 19973.334 | 18758.7904 | 17544.2467 | 0 | 0 | 0 | 0 | 0 | 0 | 0 | 0 | 0 | 0 | 0 | 0 | 0 | 0 | 0 | 0 | 0 | 0 | 0 | 0 | 0 | 0 | 0 | 0
|  | 2023 | -2.072% |  |  |  | 59675.9486 | 56174.5248 | 52708.671 | 50153.4072 | 47939.6147 | 45981.9257 | 44536.4436 | 43347.0649 | 42157.6862 | 40968.3076 | 39778.9289 | 38589.5503 | 37400.1716 | 36210.793 | 35021.4143 | 33832.0357 | 32642.657 | 31453.2783 | 30263.8997 | 29074.521 | 27885.1424 | 26695.7637 | 25506.3851 | 24317.0064 | 23127.6278 | 21938.2491 | 20748.8704 | 19559.4918 | 18370.1131 | 17180.7345 | 0 | 0 | 0 | 0 | 0 | 0 | 0 | 0 | 0 | 0 | 0 | 0 | 0 | 0 | 0 | 0 | 0 | 0 | 0 | 0 | 0 | 0 | 0
|  | 2024 | -2.116% |  |  |  |  | 58413.3172 | 54985.977 | 51593.4541 | 49092.2549 | 46925.3022 | 45009.0342 | 43594.1357 | 42429.9221 | 41265.7085 | 40101.4948 | 38937.2812 | 37773.0676 | 36608.854 | 35444.6403 | 34280.4267 | 33116.2131 | 31951.9994 | 30787.7858 | 29623.5722 | 28459.3586 | 27295.1449 | 26130.9313 | 24966.7177 | 23802.504 | 22638.2904 | 21474.0768 | 20309.8632 | 19145.6495 | 17981.4359 | 16817.2223 | 0 | 0 | 0 | 0 | 0 | 0 | 0 | 0 | 0 | 0 | 0 | 0 | 0 | 0 | 0 | 0 | 0 | 0 | 0 | 0 | 0 | 0
|  | 2025 | -2.162% | [5 empty] | 57150.6858 | 53797.4291 | 50478.2372 | 48031.1027 | 45910.9896 | 44036.1426 | 42651.8279 | 41512.7793 | 40373.7307 | 39234.6821 | 38095.6335 | 36956.5849 | 35817.5363 | 34678.4877 | 33539.4391 | 32400.3905 | 31261.3419 | 30122.2933 | 28983.2447 | 27844.1961 | 26705.1475 | 25566.0989 | 24427.0503 | 23288.0017 | 22148.9531 | 21009.9045 | 19870.8559 | 18731.8073 | 17592.7587 | 16453.7101 | 0 | 0 | 0 | 0 | 0 | 0 | 0 | 0 | 0 | 0 | 0 | 0 | 0 | 0 | 0 | 0 | 0 | 0 | 0 | 0 | 0
|  | 2026 | -2.209% | [6 empty] | 55888.0543 | 52608.8813 | 49363.0204 | 46969.9504 | 44896.677 | 43063.2511 | 41709.5201 | 40595.6365 | 39481.7529 | 38367.8694 | 37253.9858 | 36140.1022 | 35026.2186 | 33912.3351 | 32798.4515 | 31684.5679 | 30570.6843 | 29456.8008 | 28342.9172 | 27229.0336 | 26115.15 | 25001.2665 | 23887.3829 | 22773.4993 | 21659.6157 | 20545.7322 | 19431.8486 | 18317.965 | 17204.0815 | 16090.1979 | 0 | 0 | 0 | 0 | 0 | 0 | 0 | 0 | 0 | 0 | 0 | 0 | 0 | 0 | 0 | 0 | 0 | 0 | 0 | 0
|  | 2027 | -2.259% | [7 empty] | 54625.4229 | 51420.3334 | 48247.8035 | 45908.7981 | 43882.3645 | 42090.3596 | 40767.2123 | 39678.4937 | 38589.7752 | 37501.0566 | 36412.3381 | 35323.6195 | 34234.901 | 33146.1824 | 32057.4639 | 30968.7453 | 29880.0268 | 28791.3082 | 27702.5897 | 26613.8711 | 25525.1526 | 24436.4341 | 23347.7155 | 22258.997 | 21170.2784 | 20081.5599 | 18992.8413 | 17904.1228 | 16815.4042 | 15726.6857 | 0 | 0 | 0 | 0 | 0 | 0 | 0 | 0 | 0 | 0 | 0 | 0 | 0 | 0 | 0 | 0 | 0 | 0 | 0
|  | 2028 | -2.311% | [8 empty] | 53362.7915 | 50231.7856 | 47132.5866 | 44847.6459 | 42868.0519 | 41117.4681 | 39824.9044 | 38761.3509 | 37697.7974 | 36634.2439 | 35570.6904 | 34507.1368 | 33443.5833 | 32380.0298 | 31316.4763 | 30252.9228 | 29189.3692 | 28125.8157 | 27062.2622 | 25998.7087 | 24935.1552 | 23871.6016 | 22808.0481 | 21744.4946 | 20680.9411 | 19617.3876 | 18553.834 | 17490.2805 | 16426.727 | 15363.1735 | 0 | 0 | 0 | 0 | 0 | 0 | 0 | 0 | 0 | 0 | 0 | 0 | 0 | 0 | 0 | 0 | 0 | 0
|  | 2029 | -2.366% | [9 empty] | 52100.1601 | 49043.2377 | 46017.3698 | 43786.4936 | 41853.7393 | 40144.5765 | 38882.5966 | 37844.2081 | 36805.8196 | 35767.4311 | 34729.0426 | 33690.6541 | 32652.2656 | 31613.8772 | 30575.4887 | 29537.1002 | 28498.7117 | 27460.3232 | 26421.9347 | 25383.5462 | 24345.1577 | 23306.7692 | 22268.3807 | 21229.9922 | 20191.6037 | 19153.2152 | 18114.8268 | 17076.4383 | 16038.0498 | 14999.6613 | 0 | 0 | 0 | 0 | 0 | 0 | 0 | 0 | 0 | 0 | 0 | 0 | 0 | 0 | 0 | 0 | 0
|  | 2030 | -2.423% | [10 empty] | 50837.5286 | 47854.6899 | 44902.1529 | 42725.3413 | 40839.4268 | 39171.685 | 37940.2888 | 36927.0653 | 35913.8418 | 34900.6184 | 33887.3949 | 32874.1715 | 31860.948 | 30847.7245 | 29834.5011 | 28821.2776 | 27808.0541 | 26794.8307 | 25781.6072 | 24768.3837 | 23755.1603 | 22741.9368 | 21728.7133 | 20715.4899 | 19702.2664 | 18689.0429 | 17675.8195 | 16662.596 | 15649.3725 | 14636.1491 | 0 | 0 | 0 | 0 | 0 | 0 | 0 | 0 | 0 | 0 | 0 | 0 | 0 | 0 | 0 | 0
|  | 2031 | -1.109% | [11 empty] | 50273.9176 | 47324.1481 | 44404.3445 | 42251.6662 | 40386.6599 | 38737.4075 | 37519.6632 | 36517.6729 | 35515.6825 | 34513.6922 | 33511.7018 | 32509.7115 | 31507.7211 | 30505.7308 | 29503.7404 | 28501.7501 | 27499.7597 | 26497.7694 | 25495.779 | 24493.7887 | 23491.7983 | 22489.808 | 21487.8176 | 20485.8273 | 19483.8369 | 18481.8466 | 17479.8562 | 16477.8659 | 15475.8755 | 14473.8852 | 0 | 0 | 0 | 0 | 0 | 0 | 0 | 0 | 0 | 0 | 0 | 0 | 0 | 0 | 0
|  | 2032 | -1.121% | [12 empty] | 49710.3066 | 46793.6064 | 43906.5361 | 41777.9911 | 39933.893 | 38303.1301 | 37099.0376 | 36108.2804 | 35117.5232 | 34126.7659 | 33136.0087 | 32145.2515 | 31154.4942 | 30163.737 | 29172.9798 | 28182.2225 | 27191.4653 | 26200.7081 | 25209.9509 | 24219.1936 | 23228.4364 | 22237.6792 | 21246.9219 | 20256.1647 | 19265.4075 | 18274.6502 | 17283.893 | 16293.1358 | 15302.3785 | 14311.6213 | 0 | 0 | 0 | 0 | 0 | 0 | 0 | 0 | 0 | 0 | 0 | 0 | 0 | 0
|  | 2033 | -1.134% | [13 empty] | 49146.6956 | 46263.0647 | 43408.7277 | 41304.3159 | 39481.126 | 37868.8526 | 36678.412 | 35698.8879 | 34719.3638 | 33739.8397 | 32760.3156 | 31780.7915 | 30801.2674 | 29821.7433 | 28842.2191 | 27862.695 | 26883.1709 | 25903.6468 | 24924.1227 | 23944.5986 | 22965.0745 | 21985.5503 | 21006.0262 | 20026.5021 | 19046.978 | 18067.4539 | 17087.9298 | 16108.4057 | 15128.8815 | 14149.3574 | 0 | 0 | 0 | 0 | 0 | 0 | 0 | 0 | 0 | 0 | 0 | 0 | 0
|  | 2034 | -1.147% | [14 empty] | 48583.0846 | 45732.523 | 42910.9194 | 40830.6408 | 39028.3591 | 37434.5751 | 36257.7865 | 35289.4955 | 34321.2045 | 33352.9135 | 32384.6225 | 31416.3315 | 30448.0405 | 29479.7495 | 28511.4585 | 27543.1675 | 26574.8765 | 25606.5855 | 24638.2945 | 23670.0035 | 22701.7125 | 21733.4215 | 20765.1305 | 19796.8395 | 18828.5485 | 17860.2575 | 16891.9665 | 15923.6755 | 14955.3845 | 13987.0935 | 0 | 0 | 0 | 0 | 0 | 0 | 0 | 0 | 0 | 0 | 0 | 0
|  | 2035 | -1.16% | [15 empty] | 48019.4735 | 45201.9812 | 42413.111 | 40356.9657 | 38575.5922 | 37000.2977 | 35837.1609 | 34880.103 | 33923.0451 | 32965.9873 | 32008.9294 | 31051.8715 | 30094.8136 | 29137.7557 | 28180.6979 | 27223.64 | 26266.5821 | 25309.5242 | 24352.4663 | 23395.4085 | 22438.3506 | 21481.2927 | 20524.2348 | 19567.1769 | 18610.1191 | 17653.0612 | 16696.0033 | 15738.9454 | 14781.8875 | 13824.8297 | 0 | 0 | 0 | 0 | 0 | 0 | 0 | 0 | 0 | 0 | 0
|  | 2036 | -1.174% | [16 empty] | 47455.8625 | 44671.4395 | 41915.3026 | 39883.2905 | 38122.8253 | 36566.0202 | 35416.5353 | 34470.7106 | 33524.8858 | 32579.061 | 31633.2363 | 30687.4115 | 29741.5867 | 28795.762 | 27849.9372 | 26904.1125 | 25958.2877 | 25012.4629 | 24066.6382 | 23120.8134 | 22174.9886 | 21229.1639 | 20283.3391 | 19337.5144 | 18391.6896 | 17445.8648 | 16500.0401 | 15554.2153 | 14608.3905 | 13662.5658 | 0 | 0 | 0 | 0 | 0 | 0 | 0 | 0 | 0 | 0
|  | 2037 | -1.188% | [17 empty] | 46892.2515 | 44140.8978 | 41417.4942 | 39409.6154 | 37670.0584 | 36131.7427 | 34995.9097 | 34061.3181 | 33126.7265 | 32192.1348 | 31257.5432 | 30322.9515 | 29388.3599 | 28453.7682 | 27519.1766 | 26584.5849 | 25649.9933 | 24715.4016 | 23780.81 | 22846.2183 | 21911.6267 | 20977.0351 | 20042.4434 | 19107.8518 | 18173.2601 | 17238.6685 | 16304.0768 | 15369.4852 | 14434.8935 | 13500.3019 | 0 | 0 | 0 | 0 | 0 | 0 | 0 | 0 | 0
|  | 2038 | -1.202% | [18 empty] | 46328.6405 | 43610.356 | 40919.6858 | 38935.9403 | 37217.2915 | 35697.4653 | 34575.2842 | 33651.9256 | 32728.5671 | 31805.2086 | 30881.8501 | 29958.4915 | 29035.133 | 28111.7745 | 27188.4159 | 26265.0574 | 25341.6989 | 24418.3404 | 23494.9818 | 22571.6233 | 21648.2648 | 20724.9062 | 19801.5477 | 18878.1892 | 17954.8306 | 17031.4721 | 16108.1136 | 15184.7551 | 14261.3965 | 13338.038 | 0 | 0 | 0 | 0 | 0 | 0 | 0 | 0
|  | 2039 | -1.217% | [19 empty] | 45765.0295 | 43079.8143 | 40421.8774 | 38462.2651 | 36764.5246 | 35263.1878 | 34154.6586 | 33242.5332 | 32330.4078 | 31418.2824 | 30506.1569 | 29594.0315 | 28681.9061 | 27769.7807 | 26857.6553 | 25945.5299 | 25033.4045 | 24121.2791 | 23209.1536 | 22297.0282 | 21384.9028 | 20472.7774 | 19560.652 | 18648.5266 | 17736.4012 | 16824.2758 | 15912.1504 | 15000.0249 | 14087.8995 | 13175.7741 | 0 | 0 | 0 | 0 | 0 | 0 | 0
|  | 2040 | -1.232% | [20 empty] | 45201.4184 | 42549.2726 | 39924.069 | 37988.59 | 36311.7577 | 34828.9103 | 33734.033 | 32833.1407 | 31932.2484 | 31031.3561 | 30130.4638 | 29229.5715 | 28328.6792 | 27427.787 | 26526.8947 | 25626.0024 | 24725.1101 | 23824.2178 | 22923.3255 | 22022.4332 | 21121.5409 | 20220.6486 | 19319.7563 | 18418.864 | 17517.9717 | 16617.0794 | 15716.1871 | 14815.2948 | 13914.4025 | 13013.5102 | 0 | 0 | 0 | 0 | 0 | 0
|  | 2041 | -1.081% | [21 empty] | 44712.7545 | 42089.2804 | 39492.4575 | 37577.9025 | 35919.1981 | 34452.3816 | 33369.3408 | 32478.1878 | 31587.0349 | 30695.882 | 29804.7291 | 28913.5762 | 28022.4233 | 27131.2703 | 26240.1174 | 25348.9645 | 24457.8116 | 23566.6587 | 22675.5057 | 21784.3528 | 20893.1999 | 20002.047 | 19110.8941 | 18219.7411 | 17328.5882 | 16437.4353 | 15546.2824 | 14655.1295 | 13763.9766 | 12872.8236 | 0 | 0 | 0 | 0 | 0
|  | 2042 | -1.093% | [22 empty] | 44224.0905 | 41629.2883 | 39060.8459 | 37167.2151 | 35526.6386 | 34075.8528 | 33004.6485 | 32123.235 | 31241.8214 | 30360.4079 | 29478.9943 | 28597.5808 | 27716.1673 | 26834.7537 | 25953.3402 | 25071.9266 | 24190.5131 | 23309.0996 | 22427.686 | 21546.2725 | 20664.8589 | 19783.4454 | 18902.0318 | 18020.6183 | 17139.2048 | 16257.7912 | 15376.3777 | 14494.9641 | 13613.5506 | 12732.137 | 0 | 0 | 0 | 0
|  | 2043 | -1.105% | 2043: 43735.4265; 2044: 41169.2962; 2045: 38629.2344; 2046: 36756.5276; 2047: 35134.079; 2048: 33699.324; 2049: 32639.9563; 2050: 31768.2821; 2051: 30896.6079; 2052: 30024.9338; 2053: 29153.2596; 2054: 28281.5854; 2055: 27409.9113; 2056: 26538.2371; 2057: 25666.5629; 2058: 24794.8888; 2059: 23923.2146; 2060: 23051.5404; 2061: 22179.8663; 2062: 21308.1921; 2063: 20436.5179; 2064: 19564.8438; 2065: 18693.1696; 2066: 17821.4954; 2067: 16949.8213; 2068: 16078.1471; 2069: 15206.4729; 2070: 14334.7988; 2071: 13463.1246; 2072: 12591.4504; 2073: 0; 2074: 0; 2075: 0
|  | 2044 | -1.117% | 2044: 43246.7625; 2045: 40709.304; 2046: 38197.6228; 2047: 36345.8402; 2048: 34741.5195; 2049: 33322.7953; 2050: 32275.264; 2051: 31413.3292; 2052: 30551.3944; 2053: 29689.4597; 2054: 28827.5249; 2055: 27965.5901; 2056: 27103.6553; 2057: 26241.7205; 2058: 25379.7857; 2059: 24517.8509; 2060: 23655.9161; 2061: 22793.9813; 2062: 21932.0465; 2063: 21070.1117; 2064: 20208.177; 2065: 19346.2422; 2066: 18484.3074; 2067: 17622.3726; 2068: 16760.4378; 2069: 15898.503; 2070: 15036.5682; 2071: 14174.6334; 2072: 13312.6986; 2073: 12450.7638; 2074: 0; 2075: 0
|  | 2045 | -1.13% | 2045: 42758.0985; 2046: 40249.3119; 2047: 37766.0113; 2048: 35935.1527; 2049: 34348.9599; 2050: 32946.2665; 2051: 31910.5718; 2052: 31058.3764; 2053: 30206.1809; 2054: 29353.9855; 2055: 28501.7901; 2056: 27649.5947; 2057: 26797.3993; 2058: 25945.2039; 2059: 25093.0085; 2060: 24240.813; 2061: 23388.6176; 2062: 22536.4222; 2063: 21684.2268; 2064: 20832.0314; 2065: 19979.836; 2066: 19127.6406; 2067: 18275.4451; 2068: 17423.2497; 2069: 16571.0543; 2070: 15718.8589; 2071: 14866.6635; 2072: 14014.4681; 2073: 13162.2727; 2074: 12310.0772; 2075: 0 | 0 | 0 | 0 | 0
|  | 2046 | -1.143% | 2046: 42269.4345; 2047: 39789.3197; 2048: 37334.3997; 2049: 35524.4653; 2050: 33956.4004; 2051: 32569.7378; 2052: 31545.8795; 2053: 30703.4235; 2054: 29860.9674; 2055: 29018.5114; 2056: 28176.0554; 2057: 27333.5993; 2058: 26491.1433; 2059: 25648.6873; 2060: 24806.2312; 2061: 23963.7752; 2062: 23121.3191; 2063: 22278.8631; 2064: 21436.4071; 2065: 20593.951; 2066: 19751.495; 2067: 18909.039; 2068: 18066.5829; 2069: 17224.1269; 2070: 16381.6708; 2071: 15539.2148; 2072: 14696.7588; 2073: 13854.3027; 2074: 13011.8467; 2075: 12169.3907 | 0 | 0 | 0 | 0
|  | 2047 | -1.156% | 2047: 41780.7706; 2048: 39329.3276; 2049: 36902.7881; 2050: 35113.7778; 2051: 33563.8409; 2052: 32193.209; 2053: 31181.1873; 2054: 30348.4706; 2055: 29515.754; 2056: 28683.0373; 2057: 27850.3206; 2058: 27017.604; 2059: 26184.8873; 2060: 25352.1706; 2061: 24519.454; 2062: 23686.7373; 2063: 22854.0207; 2064: 22021.304; 2065: 21188.5873; 2066: 20355.8707; 2067: 19523.154; 2068: 18690.4373; 2069: 17857.7207; 2070: 17025.004; 2071: 16192.2874; 2072: 15359.5707; 2073: 14526.854; 2074: 13694.1374; 2075: 12861.4207 | 12028.7041 | 0 | 0 | 0
|  | 2048 | -1.17% | 2048: 41292.1066; 2049: 38869.3355; 2050: 36471.1766; 2051: 34703.0903; 2052: 33171.2813; 2053: 31816.6802; 2054: 30816.495; 2055: 29993.5177; 2056: 29170.5405; 2057: 28347.5632; 2058: 27524.5859; 2059: 26701.6086; 2060: 25878.6313; 2061: 25055.654; 2062: 24232.6767; 2063: 23409.6995; 2064: 22586.7222; 2065: 21763.7449; 2066: 20940.7676; 2067: 20117.7903; 2068: 19294.813; 2069: 18471.8357; 2070: 17648.8585; 2071: 16825.8812; 2072: 16002.9039; 2073: 15179.9266; 2074: 14356.9493; 2075: 13533.972 | 12710.9947 | 11888.0175 | 0 | 0
|  | 2049 | -1.183% | 2049: 40803.4426; 2050: 38409.3433; 2051: 36039.565; 2052: 34292.4029; 2053: 32778.7218; 2054: 31440.1515; 2055: 30451.8028; 2056: 29638.5649; 2057: 28825.327; 2058: 28012.089; 2059: 27198.8511; 2060: 26385.6132; 2061: 25572.3753; 2062: 24759.1374; 2063: 23945.8995; 2064: 23132.6616; 2065: 22319.4237; 2066: 21506.1858; 2067: 20692.9479; 2068: 19879.71; 2069: 19066.472; 2070: 18253.2341; 2071: 17439.9962; 2072: 16626.7583; 2073: 15813.5204; 2074: 15000.2825; 2075: 14187.0446 | 13373.8067 | 12560.5688 | 11747.3309 | 0
|  | 2050 | -1.198% | 2050: 40314.7786; 2051: 37949.3512; 2052: 35607.9535; 2053: 33881.7154; 2054: 32386.1622; 2055: 31063.6227; 2056: 30087.1105; 2057: 29283.612; 2058: 28480.1135; 2059: 27676.6149; 2060: 26873.1164; 2061: 26069.6179; 2062: 25266.1193; 2063: 24462.6208; 2064: 23659.1223; 2065: 22855.6237; 2066: 22052.1252; 2067: 21248.6267; 2068: 20445.1281; 2069: 19641.6296; 2070: 18838.1311; 2071: 18034.6325; 2072: 17231.134; 2073: 16427.6355; 2074: 15624.1369; 2075: 14820.6384 | 14017.1399 | 13213.6413 | 12410.1428 | 11606.6443
Revenue Requirement by vintage year
2012 $/MW-wk
| Aurora Input |  | Levelized Cost | 2020 | 2021 | 2022 | 2023 | 2024 | 2025 | 2026 | 2027 | 2028 | 2029 | 2030 | 2031 | 2032 | 2033 | 2034 | 2035 | 2036 | 2037 | 2038 | 2039 | 2040 | 2041 | 2042 | 2043 | 2044 | 2045 | 2046 | 2047 | 2048 | 2049 | 2050 | 2051 | 2052 | 2053 | 2054 | 2055 | 2056 | 2057 | 2058 | 2059 | 2060 | 2061 | 2062 | 2063 | 2064 | 2065 | 2066 | 2067 | 2068 | 2069 | 2070 | 2071 | 2072 | 2073 | 2074 | 2075
|  | 2020 | 2001.3775 | 3046.6679 | 2867.9078 | 2690.9638 | 2560.5085 | 2447.4866 | 2347.5397 | 2273.7427 | 2213.0207 | 2152.2987 | 2091.5768 | 2030.8548 | 1970.1328 | 1909.4108 | 1848.6888 | 1787.9669 | 1727.2449 | 1666.5229 | 1605.8009 | 1545.0789 | 1484.357 | 1423.635 | 1362.913 | 1302.191 | 1241.469 | 1180.7471 | 1120.0251 | 1059.3031 | 998.5811 | 937.8591 | 877.1372 | 0 | 0 | 0 | 0 | 0 | 0 | 0 | 0 | 0 | 0 | 0 | 0 | 0 | 0 | 0 | 0 | 0 | 0 | 0 | 0 | 0 | 0 | 0 | 0 | 0 | 0
|  | 2021 | 1964.4429 |  | 2990.4429 | 2814.9818 | 2641.3031 | 2513.2554 | 2402.3192 | 2304.2168 | 2231.7817 | 2172.1803 | 2112.5789 | 2052.9776 | 1993.3762 | 1933.7748 | 1874.1734 | 1814.572 | 1754.9707 | 1695.3693 | 1635.7679 | 1576.1665 | 1516.5651 | 1456.9637 | 1397.3624 | 1337.761 | 1278.1596 | 1218.5582 | 1158.9568 | 1099.3555 | 1039.7541 | 980.1527 | 920.5513 | 860.9499 | 0 | 0 | 0 | 0 | 0 | 0 | 0 | 0 | 0 | 0 | 0 | 0 | 0 | 0 | 0 | 0 | 0 | 0 | 0 | 0 | 0 | 0 | 0 | 0 | 0
|  | 2022 | 1924.5664 |  |  | 2929.7394 | 2757.84 | 2587.6869 | 2462.2384 | 2353.5542 | 2257.4431 | 2186.4784 | 2128.0869 | 2069.6954 | 2011.3039 | 1952.9123 | 1894.5208 | 1836.1293 | 1777.7378 | 1719.3462 | 1660.9547 | 1602.5632 | 1544.1717 | 1485.7802 | 1427.3886 | 1368.9971 | 1310.6056 | 1252.2141 | 1193.8225 | 1135.431 | 1077.0395 | 1018.648 | 960.2564 | 901.8649 | 843.4734 | 0 | 0 | 0 | 0 | 0 | 0 | 0 | 0 | 0 | 0 | 0 | 0 | 0 | 0 | 0 | 0 | 0 | 0 | 0 | 0 | 0 | 0 | 0 | 0
|  | 2023 | 1884.6899 |  |  |  | 2869.036 | 2700.6983 | 2534.0707 | 2411.2215 | 2304.7892 | 2210.6695 | 2141.1752 | 2083.9935 | 2026.8118 | 1969.6302 | 1912.4485 | 1855.2668 | 1798.0852 | 1740.9035 | 1683.7218 | 1626.5402 | 1569.3585 | 1512.1768 | 1454.9952 | 1397.8135 | 1340.6318 | 1283.4502 | 1226.2685 | 1169.0868 | 1111.9052 | 1054.7235 | 997.5418 | 940.3602 | 883.1785 | 825.9968 | 0 | 0 | 0 | 0 | 0 | 0 | 0 | 0 | 0 | 0 | 0 | 0 | 0 | 0 | 0 | 0 | 0 | 0 | 0 | 0 | 0 | 0 | 0
|  | 2024 | 1844.8134 |  |  |  |  | 2808.3326 | 2643.5566 | 2480.4545 | 2360.2046 | 2256.0241 | 2163.8959 | 2095.8719 | 2039.9001 | 1983.9283 | 1927.9565 | 1871.9847 | 1816.0129 | 1760.0411 | 1704.0692 | 1648.0974 | 1592.1256 | 1536.1538 | 1480.182 | 1424.2102 | 1368.2384 | 1312.2666 | 1256.2948 | 1200.323 | 1144.3512 | 1088.3793 | 1032.4075 | 976.4357 | 920.4639 | 864.4921 | 808.5203 | 0 | 0 | 0 | 0 | 0 | 0 | 0 | 0 | 0 | 0 | 0 | 0 | 0 | 0 | 0 | 0 | 0 | 0 | 0 | 0 | 0 | 0
|  | 2025 | 1804.9369 | [5 empty] | 2747.6291 | 2586.4149 | 2426.8383 | 2309.1876 | 2207.2591 | 2117.1222 | 2050.5686 | 1995.8067 | 1941.0447 | 1886.2828 | 1831.5208 | 1776.7589 | 1721.9969 | 1667.235 | 1612.473 | 1557.7111 | 1502.9491 | 1448.1872 | 1393.4252 | 1338.6633 | 1283.9013 | 1229.1394 | 1174.3774 | 1119.6155 | 1064.8535 | 1010.0916 | 955.3296 | 900.5677 | 845.8057 | 791.0438 | 0 | 0 | 0 | 0 | 0 | 0 | 0 | 0 | 0 | 0 | 0 | 0 | 0 | 0 | 0 | 0 | 0 | 0 | 0 | 0 | 0
|  | 2026 | 1765.0604 | [6 empty] | 2686.9257 | 2529.2731 | 2373.2221 | 2258.1707 | 2158.4941 | 2070.3486 | 2005.2654 | 1951.7133 | 1898.1612 | 1844.6091 | 1791.057 | 1737.5049 | 1683.9528 | 1630.4007 | 1576.8486 | 1523.2965 | 1469.7444 | 1416.1923 | 1362.6402 | 1309.0882 | 1255.5361 | 1201.984 | 1148.4319 | 1094.8798 | 1041.3277 | 987.7756 | 934.2235 | 880.6714 | 827.1193 | 773.5672 | 0 | 0 | 0 | 0 | 0 | 0 | 0 | 0 | 0 | 0 | 0 | 0 | 0 | 0 | 0 | 0 | 0 | 0 | 0 | 0
|  | 2027 | 1725.1838 | [7 empty] | 2626.2223 | 2472.1314 | 2319.6059 | 2207.1538 | 2109.7291 | 2023.575 | 1959.9621 | 1907.6199 | 1855.2777 | 1802.9354 | 1750.5932 | 1698.2509 | 1645.9087 | 1593.5665 | 1541.2242 | 1488.882 | 1436.5397 | 1384.1975 | 1331.8553 | 1279.513 | 1227.1708 | 1174.8286 | 1122.4863 | 1070.1441 | 1017.8018 | 965.4596 | 913.1174 | 860.7751 | 808.4329 | 756.0907 | 0 | 0 | 0 | 0 | 0 | 0 | 0 | 0 | 0 | 0 | 0 | 0 | 0 | 0 | 0 | 0 | 0 | 0 | 0
|  | 2028 | 1685.3073 | [8 empty] | 2565.5188 | 2414.9897 | 2265.9897 | 2156.1368 | 2060.964 | 1976.8013 | 1914.6589 | 1863.5265 | 1812.3941 | 1761.2617 | 1710.1293 | 1658.997 | 1607.8646 | 1556.7322 | 1505.5998 | 1454.4674 | 1403.3351 | 1352.2027 | 1301.0703 | 1249.9379 | 1198.8055 | 1147.6732 | 1096.5408 | 1045.4084 | 994.276 | 943.1436 | 892.0113 | 840.8789 | 789.7465 | 738.6141 | 0 | 0 | 0 | 0 | 0 | 0 | 0 | 0 | 0 | 0 | 0 | 0 | 0 | 0 | 0 | 0 | 0 | 0
|  | 2029 | 1645.4308 | [9 empty] | 2504.8154 | 2357.848 | 2212.3735 | 2105.1199 | 2012.199 | 1930.0277 | 1869.3556 | 1819.4331 | 1769.5106 | 1719.588 | 1669.6655 | 1619.743 | 1569.8205 | 1519.8979 | 1469.9754 | 1420.0529 | 1370.1304 | 1320.2078 | 1270.2853 | 1220.3628 | 1170.4403 | 1120.5178 | 1070.5952 | 1020.6727 | 970.7502 | 920.8277 | 870.9051 | 820.9826 | 771.0601 | 721.1376 | 0 | 0 | 0 | 0 | 0 | 0 | 0 | 0 | 0 | 0 | 0 | 0 | 0 | 0 | 0 | 0 | 0
|  | 2030 | 1605.5543 | [10 empty] | 2444.112 | 2300.7062 | 2158.7574 | 2054.1029 | 1963.434 | 1883.2541 | 1824.0523 | 1775.3397 | 1726.627 | 1677.9143 | 1629.2017 | 1580.489 | 1531.7763 | 1483.0637 | 1434.351 | 1385.6383 | 1336.9257 | 1288.213 | 1239.5003 | 1190.7877 | 1142.075 | 1093.3623 | 1044.6497 | 995.937 | 947.2243 | 898.5117 | 849.799 | 801.0863 | 752.3737 | 703.661 | 0 | 0 | 0 | 0 | 0 | 0 | 0 | 0 | 0 | 0 | 0 | 0 | 0 | 0 | 0 | 0
|  | 2031 | 1587.7543 | [11 empty] | 2417.0153 | 2275.1994 | 2134.8243 | 2031.3301 | 1941.6663 | 1862.3754 | 1803.83 | 1755.6573 | 1707.4847 | 1659.3121 | 1611.1395 | 1562.9669 | 1514.7943 | 1466.6217 | 1418.4491 | 1370.2764 | 1322.1038 | 1273.9312 | 1225.7586 | 1177.586 | 1129.4134 | 1081.2408 | 1033.0682 | 984.8955 | 936.7229 | 888.5503 | 840.3777 | 792.2051 | 744.0325 | 695.8599 | 0 | 0 | 0 | 0 | 0 | 0 | 0 | 0 | 0 | 0 | 0 | 0 | 0 | 0 | 0
|  | 2032 | 1569.9543 | [12 empty] | 2389.9186 | 2249.6926 | 2110.8912 | 2008.5573 | 1919.8987 | 1841.4966 | 1783.6076 | 1735.975 | 1688.3425 | 1640.7099 | 1593.0773 | 1545.4448 | 1497.8122 | 1450.1797 | 1402.5471 | 1354.9145 | 1307.282 | 1259.6494 | 1212.0169 | 1164.3843 | 1116.7517 | 1069.1192 | 1021.4866 | 973.8541 | 926.2215 | 878.589 | 830.9564 | 783.3238 | 735.6913 | 688.0587 | 0 | 0 | 0 | 0 | 0 | 0 | 0 | 0 | 0 | 0 | 0 | 0 | 0 | 0
|  | 2033 | 1552.1543 | [13 empty] | 2362.8219 | 2224.1858 | 2086.9581 | 1985.7844 | 1898.1311 | 1820.6179 | 1763.3852 | 1716.2927 | 1669.2002 | 1622.1077 | 1575.0152 | 1527.9227 | 1480.8302 | 1433.7377 | 1386.6452 | 1339.5526 | 1292.4601 | 1245.3676 | 1198.2751 | 1151.1826 | 1104.0901 | 1056.9976 | 1009.9051 | 962.8126 | 915.7201 | 868.6276 | 821.5351 | 774.4426 | 727.3501 | 680.2576 | 0 | 0 | 0 | 0 | 0 | 0 | 0 | 0 | 0 | 0 | 0 | 0 | 0
|  | 2034 | 1534.3543 | [14 empty] | 2335.7252 | 2198.679 | 2063.025 | 1963.0116 | 1876.3634 | 1799.7392 | 1743.1628 | 1696.6104 | 1650.0579 | 1603.5055 | 1556.953 | 1510.4006 | 1463.8481 | 1417.2956 | 1370.7432 | 1324.1907 | 1277.6383 | 1231.0858 | 1184.5334 | 1137.9809 | 1091.4285 | 1044.876 | 998.3236 | 951.7711 | 905.2187 | 858.6662 | 812.1138 | 765.5613 | 719.0089 | 672.4564 | 0 | 0 | 0 | 0 | 0 | 0 | 0 | 0 | 0 | 0 | 0 | 0
|  | 2035 | 1516.5543 | [15 empty] | 2308.6285 | 2173.1722 | 2039.0919 | 1940.2387 | 1854.5958 | 1778.8605 | 1722.9404 | 1676.928 | 1630.9156 | 1584.9032 | 1538.8908 | 1492.8784 | 1446.866 | 1400.8536 | 1354.8412 | 1308.8288 | 1262.8164 | 1216.804 | 1170.7917 | 1124.7793 | 1078.7669 | 1032.7545 | 986.7421 | 940.7297 | 894.7173 | 848.7049 | 802.6925 | 756.6801 | 710.6677 | 664.6553 | 0 | 0 | 0 | 0 | 0 | 0 | 0 | 0 | 0 | 0 | 0
|  | 2036 | 1498.7543 | [16 empty] | 2281.5319 | 2147.6654 | 2015.1588 | 1917.4659 | 1832.8281 | 1757.9817 | 1702.718 | 1657.2457 | 1611.7734 | 1566.301 | 1520.8287 | 1475.3563 | 1429.884 | 1384.4116 | 1338.9393 | 1293.4669 | 1247.9946 | 1202.5223 | 1157.0499 | 1111.5776 | 1066.1052 | 1020.6329 | 975.1605 | 929.6882 | 884.2158 | 838.7435 | 793.2712 | 747.7988 | 702.3265 | 656.8541 | 0 | 0 | 0 | 0 | 0 | 0 | 0 | 0 | 0 | 0
|  | 2037 | 1480.9543 | [17 empty] | 2254.4352 | 2122.1585 | 1991.2257 | 1894.693 | 1811.0605 | 1737.103 | 1682.4957 | 1637.5634 | 1592.6311 | 1547.6988 | 1502.7665 | 1457.8342 | 1412.9019 | 1367.9696 | 1323.0373 | 1278.105 | 1233.1728 | 1188.2405 | 1143.3082 | 1098.3759 | 1053.4436 | 1008.5113 | 963.579 | 918.6467 | 873.7144 | 828.7821 | 783.8498 | 738.9176 | 693.9853 | 649.053 | 0 | 0 | 0 | 0 | 0 | 0 | 0 | 0 | 0
|  | 2038 | 1463.1543 | [18 empty] | 2227.3385 | 2096.6517 | 1967.2926 | 1871.9202 | 1789.2929 | 1716.2243 | 1662.2733 | 1617.881 | 1573.4888 | 1529.0966 | 1484.7043 | 1440.3121 | 1395.9199 | 1351.5276 | 1307.1354 | 1262.7431 | 1218.3509 | 1173.9587 | 1129.5664 | 1085.1742 | 1040.782 | 996.3897 | 951.9975 | 907.6052 | 863.213 | 818.8208 | 774.4285 | 730.0363 | 685.6441 | 641.2518 | 0 | 0 | 0 | 0 | 0 | 0 | 0 | 0
|  | 2039 | 1445.3543 | [19 empty] | 2200.2418 | 2071.1449 | 1943.3595 | 1849.1474 | 1767.5252 | 1695.3456 | 1642.0509 | 1598.1987 | 1554.3465 | 1510.4943 | 1466.6422 | 1422.79 | 1378.9378 | 1335.0856 | 1291.2334 | 1247.3812 | 1203.5291 | 1159.6769 | 1115.8247 | 1071.9725 | 1028.1203 | 984.2681 | 940.416 | 896.5638 | 852.7116 | 808.8594 | 765.0072 | 721.155 | 677.3029 | 633.4507 | 0 | 0 | 0 | 0 | 0 | 0 | 0
|  | 2040 | 1427.5543 | [20 empty] | 2173.1451 | 2045.6381 | 1919.4264 | 1826.3745 | 1745.7576 | 1674.4668 | 1621.8285 | 1578.5164 | 1535.2043 | 1491.8921 | 1448.58 | 1405.2679 | 1361.9557 | 1318.6436 | 1275.3315 | 1232.0193 | 1188.7072 | 1145.3951 | 1102.083 | 1058.7708 | 1015.4587 | 972.1466 | 928.8344 | 885.5223 | 842.2102 | 798.898 | 755.5859 | 712.2738 | 668.9617 | 625.6495 | 0 | 0 | 0 | 0 | 0 | 0
|  | 2041 | 1412.1213 | [21 empty] | 2149.6517 | 2023.5231 | 1898.6758 | 1806.6299 | 1726.8845 | 1656.3645 | 1604.2952 | 1561.4513 | 1518.6074 | 1475.7636 | 1432.9197 | 1390.0758 | 1347.2319 | 1304.388 | 1261.5441 | 1218.7002 | 1175.8563 | 1133.0124 | 1090.1685 | 1047.3247 | 1004.4808 | 961.6369 | 918.793 | 875.9491 | 833.1052 | 790.2613 | 747.4174 | 704.5735 | 661.7296 | 618.8858 | 0 | 0 | 0 | 0 | 0
|  | 2042 | 1396.6882 | [22 empty] | 2126.1582 | 2001.4081 | 1877.9253 | 1786.8853 | 1708.0115 | 1638.2622 | 1586.7619 | 1544.3863 | 1502.0106 | 1459.635 | 1417.2593 | 1374.8837 | 1332.508 | 1290.1324 | 1247.7567 | 1205.3811 | 1163.0054 | 1120.6298 | 1078.2541 | 1035.8785 | 993.5028 | 951.1272 | 908.7515 | 866.3759 | 824.0002 | 781.6246 | 739.2489 | 696.8733 | 654.4976 | 612.122 | 0 | 0 | 0 | 0
|  | 2043 | 1381.2552 | 2043: 2102.6647; 2044: 1979.2931; 2045: 1857.1747; 2046: 1767.1408; 2047: 1689.1384; 2048: 1620.1598; 2049: 1569.2287; 2050: 1527.3213; 2051: 1485.4138; 2052: 1443.5064; 2053: 1401.599; 2054: 1359.6916; 2055: 1317.7842; 2056: 1275.8768; 2057: 1233.9694; 2058: 1192.062; 2059: 1150.1545; 2060: 1108.2471; 2061: 1066.3397; 2062: 1024.4323; 2063: 982.5249; 2064: 940.6175; 2065: 898.7101; 2066: 856.8027; 2067: 814.8953; 2068: 772.9878; 2069: 731.0804; 2070: 689.173; 2071: 647.2656; 2072: 605.3582; 2073: 0; 2074: 0; 2075: 0
|  | 2044 | 1365.8222 | 2044: 2079.1713; 2045: 1957.1781; 2046: 1836.4242; 2047: 1747.3962; 2048: 1670.2654; 2049: 1602.0575; 2050: 1551.6954; 2051: 1510.2562; 2052: 1468.817; 2053: 1427.3779; 2054: 1385.9387; 2055: 1344.4995; 2056: 1303.0603; 2057: 1261.6212; 2058: 1220.182; 2059: 1178.7428; 2060: 1137.3037; 2061: 1095.8645; 2062: 1054.4253; 2063: 1012.9861; 2064: 971.547; 2065: 930.1078; 2066: 888.6686; 2067: 847.2295; 2068: 805.7903; 2069: 764.3511; 2070: 722.9119; 2071: 681.4728; 2072: 640.0336; 2073: 598.5944; 2074: 0; 2075: 0
|  | 2045 | 1350.3892 | 2045: 2055.6778; 2046: 1935.0631; 2047: 1815.6736; 2048: 1727.6516; 2049: 1651.3923; 2050: 1583.9551; 2051: 1534.1621; 2052: 1493.1912; 2053: 1452.2202; 2054: 1411.2493; 2055: 1370.2784; 2056: 1329.3074; 2057: 1288.3365; 2058: 1247.3656; 2059: 1206.3946; 2060: 1165.4237; 2061: 1124.4528; 2062: 1083.4818; 2063: 1042.5109; 2064: 1001.54; 2065: 960.569; 2066: 919.5981; 2067: 878.6272; 2068: 837.6562; 2069: 796.6853; 2070: 755.7144; 2071: 714.7434; 2072: 673.7725; 2073: 632.8016; 2074: 591.8306; 2075: 0 | 0 | 0 | 0 | 0
|  | 2046 | 1334.9562 | 2046: 2032.1844; 2047: 1912.9481; 2048: 1794.9231; 2049: 1707.907; 2050: 1632.5193; 2051: 1565.8528; 2052: 1516.6288; 2053: 1476.1261; 2054: 1435.6234; 2055: 1395.1207; 2056: 1354.618; 2057: 1314.1154; 2058: 1273.6127; 2059: 1233.11; 2060: 1192.6073; 2061: 1152.1046; 2062: 1111.6019; 2063: 1071.0992; 2064: 1030.5965; 2065: 990.0938; 2066: 949.5911; 2067: 909.0884; 2068: 868.5857; 2069: 828.083; 2070: 787.5803; 2071: 747.0776; 2072: 706.5749; 2073: 666.0722; 2074: 625.5696; 2075: 585.0669 | 0 | 0 | 0 | 0
|  | 2047 | 1319.5232 | 2047: 2008.6909; 2048: 1890.8331; 2049: 1774.1725; 2050: 1688.1624; 2051: 1613.6462; 2052: 1547.7504; 2053: 1499.0955; 2054: 1459.0611; 2055: 1419.0266; 2056: 1378.9922; 2057: 1338.9577; 2058: 1298.9233; 2059: 1258.8888; 2060: 1218.8544; 2061: 1178.8199; 2062: 1138.7854; 2063: 1098.751; 2064: 1058.7165; 2065: 1018.6821; 2066: 978.6476; 2067: 938.6132; 2068: 898.5787; 2069: 858.5443; 2070: 818.5098; 2071: 778.4754; 2072: 738.4409; 2073: 698.4064; 2074: 658.372; 2075: 618.3375 | 578.3031 | 0 | 0 | 0
|  | 2048 | 1304.0901 | 2048: 1985.1974; 2049: 1868.7181; 2050: 1753.422; 2051: 1668.4178; 2052: 1594.7731; 2053: 1529.6481; 2054: 1481.5623; 2055: 1441.996; 2056: 1402.4298; 2057: 1362.8636; 2058: 1323.2974; 2059: 1283.7312; 2060: 1244.165; 2061: 1204.5988; 2062: 1165.0325; 2063: 1125.4663; 2064: 1085.9001; 2065: 1046.3339; 2066: 1006.7677; 2067: 967.2015; 2068: 927.6352; 2069: 888.069; 2070: 848.5028; 2071: 808.9366; 2072: 769.3704; 2073: 729.8042; 2074: 690.2379; 2075: 650.6717 | 611.1055 | 571.5393 | 0 | 0
|  | 2049 | 1288.6571 | 2049: 1961.704; 2050: 1846.603; 2051: 1732.6714; 2052: 1648.6732; 2053: 1575.9001; 2054: 1511.5457; 2055: 1464.029; 2056: 1424.931; 2057: 1385.833; 2058: 1346.7351; 2059: 1307.6371; 2060: 1268.5391; 2061: 1229.4411; 2062: 1190.3431; 2063: 1151.2452; 2064: 1112.1472; 2065: 1073.0492; 2066: 1033.9512; 2067: 994.8533; 2068: 955.7553; 2069: 916.6573; 2070: 877.5593; 2071: 838.4614; 2072: 799.3634; 2073: 760.2654; 2074: 721.1674; 2075: 682.0695 | 642.9715 | 603.8735 | 564.7755 | 0
|  | 2050 | 1273.2241 | 2050: 1938.2105; 2051: 1824.488; 2052: 1711.9208; 2053: 1628.9286; 2054: 1557.027; 2055: 1493.4434; 2056: 1446.4957; 2057: 1407.866; 2058: 1369.2362; 2059: 1330.6065; 2060: 1291.9767; 2061: 1253.347; 2062: 1214.7173; 2063: 1176.0875; 2064: 1137.4578; 2065: 1098.8281; 2066: 1060.1983; 2067: 1021.5686; 2068: 982.9389; 2069: 944.3091; 2070: 905.6794; 2071: 867.0496; 2072: 828.4199; 2073: 789.7902; 2074: 751.1604; 2075: 712.5307 | 673.901 | 635.2712 | 596.6415 | 558.0117
|  | Annual Change (%) |  | 0% | -1.845% | -2.03% | -2.072% | -2.116% | -2.162% | -2.209% | -2.259% | -2.311% | -2.366% | -2.423% | -1.109% | -1.121% | -1.134% | -1.147% | -1.16% | -1.174% | -1.188% | -1.202% | -1.217% | -1.232% | -1.081% | -1.093% | -1.105% | -1.117% | -1.13% | -1.143% | -1.156% | -1.17% | -1.183% | -1.198% | 0% | 0% | 0% | 0% | 0% | 0% | 0% | 0% | 0% | 0% | 0% | 0% | 0% | 0% | 0% | 0% | 0% | 0% | 0% | 0% | 0% | 0% | 0% | 0% | 0%
|  | Levelized Capital Cost ($/MW-wk) |  | 2001.3775 | 1964.4429 | 1924.5664 | 1884.6899 | 1844.8134 | 1804.9369 | 1765.0604 | 1725.1838 | 1685.3073 | 1645.4308 | 1605.5543 | 1587.7543 | 1569.9543 | 1552.1543 | 1534.3543 | 1516.5543 | 1498.7543 | 1480.9543 | 1463.1543 | 1445.3543 | 1427.5543 | 1412.1213 | 1396.6882 | 1381.2552 | 1365.8222 | 1350.3892 | 1334.9562 | 1319.5232 | 1304.0901 | 1288.6571 | 1273.2241 | 1273.2241 | 1273.2241 | 1273.2241 | 1273.2241 | 1273.2241 | 1273.2241 | 1273.2241 | 1273.2241 | 1273.2241 | 1273.2241 | 1273.2241 | 1273.2241 | 1273.2241 | 1273.2241 | 1273.2241 | 1273.2241 | 1273.2241 | 1273.2241 | 1273.2241 | 1273.2241 | 1273.2241 | 1273.2241 | 1273.2241 | 1273.2241 | 1273.2241
|  | Economic Life | 30
|  | check s/b 0 | 0
itc
Revenue Requirement by vintage year
2012 $/MW-wk
| Aurora Input |  | Levelized Cost | 2020 | 2021 | 2022 | 2023 | 2024 | 2025 | 2026 | 2027 | 2028 | 2029 | 2030 | 2031 | 2032 | 2033 | 2034 | 2035 | 2036 | 2037 | 2038 | 2039 | 2040 | 2041 | 2042 | 2043 | 2044 | 2045 | 2046 | Levelized | 2047 | 2048 | 2049 | 2050 | 2051 | 2052 | 2053 | 2054 | 2055 | 2056 | 2057 | 2058 | 2059 | 2060 | 2061 | 2062 | 2063 | 2064 | 2065 | 2066 | 2067 | 2068 | 2069 | 2070 | 2071 | 2072 | 2073 | 2074 | 2075 | 2076 | 2077 | 2078 | 2079
|  | 2020 | 2001.3775 | 3046.6679 | 2867.9078 | 2690.9638 | 2560.5085 | 2447.4866 | 2347.5397 | 2273.7427 | 2213.0207 | 2152.2987 | 2091.5768 | 2030.8548 | 1970.1328 | 1909.4108 | 1848.6888 | 1787.9669 | 1727.2449 | 1666.5229 | 1605.8009 | 1545.0789 | 1484.357 | 1423.635 | 1362.913 | 1302.191 | 1241.469 | 1180.7471 | 1120.0251 | 1059.3031 | 2675.826 | 998.5811 | 937.8591 | 877.1372 | 0 | 0 | 0 | 0 | 0 | 0 | 0 | 0 | 0 | 0 | 0 | 0 | 0 | 0 | 0 | 0 | 0 | 0 | 0 | 0 | 0 | 0 | 0 | 0 | 0 | 0 | 0 | 0 | 0 | 0
|  | 2021 | 1964.4429 |  | 3046.6679 | 2867.9078 | 2690.9638 | 2560.5085 | 2447.4866 | 2347.5397 | 2273.7427 | 2213.0207 | 2152.2987 | 2091.5768 | 2030.8548 | 1970.1328 | 1909.4108 | 1848.6888 | 1787.9669 | 1727.2449 | 1666.5229 | 1605.8009 | 1545.0789 | 1484.357 | 1423.635 | 1362.913 | 1302.191 | 1241.469 | 1180.7471 | 1120.0251 | 1864.3819 | 1059.3031 | 998.5811 | 937.8591 | 877.1372 | 0 | 0 | 0 | 0 | 0 | 0 | 0 | 0 | 0 | 0 | 0 | 0 | 0 | 0 | 0 | 0 | 0 | 0 | 0 | 0 | 0 | 0 | 0 | 0 | 0 | 0 | 0 | 0 | 0
|  | 2022 | 1924.5664 |  |  | 3046.6679 | 2867.9078 | 2690.9638 | 2560.5085 | 2447.4866 | 2347.5397 | 2273.7427 | 2213.0207 | 2152.2987 | 2091.5768 | 2030.8548 | 1970.1328 | 1909.4108 | 1848.6888 | 1787.9669 | 1727.2449 | 1666.5229 | 1605.8009 | 1545.0789 | 1484.357 | 1423.635 | 1362.913 | 1302.191 | 1241.469 | 1180.7471 | 2359.318 | 1120.0251 | 1059.3031 | 998.5811 | 937.8591 | 877.1372 | 0 | 0 | 0 | 0 | 0 | 0 | 0 | 0 | 0 | 0 | 0 | 0 | 0 | 0 | 0 | 0 | 0 | 0 | 0 | 0 | 0 | 0 | 0 | 0 | 0 | 0 | 0 | 0
|  | 2023 | 1884.6899 |  |  |  | 2990.4429 | 2814.9818 | 2641.3031 | 2513.2554 | 2402.3192 | 2304.2168 | 2231.7817 | 2172.1803 | 2112.5789 | 2052.9776 | 1993.3762 | 1933.7748 | 1874.1734 | 1814.572 | 1754.9707 | 1695.3693 | 1635.7679 | 1576.1665 | 1516.5651 | 1456.9637 | 1397.3624 | 1337.761 | 1278.1596 | 1218.5582 | 2811.9796 | 1158.9568 | 1099.3555 | 1039.7541 | 980.1527 | 920.5513 | 860.9499 | 0 | 0 | 0 | 0 | 0 | 0 | 0 | 0 | 0 | 0 | 0 | 0 | 0 | 0 | 0 | 0 | 0 | 0 | 0 | 0 | 0 | 0 | 0 | 0 | 0 | 0 | 0
|  | 2024 | 1844.8134 |  |  |  |  | 2929.7394 | 2757.84 | 2587.6869 | 2462.2384 | 2353.5542 | 2257.4431 | 2186.4784 | 2128.0869 | 2069.6954 | 2011.3039 | 1952.9123 | 1894.5208 | 1836.1293 | 1777.7378 | 1719.3462 | 1660.9547 | 1602.5632 | 1544.1717 | 1485.7802 | 1427.3886 | 1368.9971 | 1310.6056 | 1252.2141 | 3250.7967 | 1193.8225 | 1135.431 | 1077.0395 | 1018.648 | 960.2564 | 901.8649 | 843.4734 | 0 | 0 | 0 | 0 | 0 | 0 | 0 | 0 | 0 | 0 | 0 | 0 | 0 | 0 | 0 | 0 | 0 | 0 | 0 | 0 | 0 | 0 | 0 | 0 | 0 | 0
|  | 2025 | 1804.9369 | [5 empty] | 2869.036 | 2700.6983 | 2534.0707 | 2411.2215 | 2304.7892 | 2210.6695 | 2141.1752 | 2083.9935 | 2026.8118 | 1969.6302 | 1912.4485 | 1855.2668 | 1798.0852 | 1740.9035 | 1683.7218 | 1626.5402 | 1569.3585 | 1512.1768 | 1454.9952 | 1397.8135 | 1340.6318 | 1283.4502 | 2503.3993 | 1226.2685 | 1169.0868 | 1111.9052 | 1054.7235 | 997.5418 | 940.3602 | 883.1785 | 825.9968 | 0 | 0 | 0 | 0 | 0 | 0 | 0 | 0 | 0 | 0 | 0 | 0 | 0 | 0 | 0 | 0 | 0 | 0 | 0 | 0 | 0 | 0 | 0 | 0 | 0
|  | 2026 | 1765.0604 | [6 empty] | 2808.3326 | 2643.5566 | 2480.4545 | 2360.2046 | 2256.0241 | 2163.8959 | 2095.8719 | 2039.9001 | 1983.9283 | 1927.9565 | 1871.9847 | 1816.0129 | 1760.0411 | 1704.0692 | 1648.0974 | 1592.1256 | 1536.1538 | 1480.182 | 1424.2102 | 1368.2384 | 1312.2666 | 2132.7887 | 1256.2948 | 1200.323 | 1144.3512 | 1088.3793 | 1032.4075 | 976.4357 | 920.4639 | 864.4921 | 808.5203 | 0 | 0 | 0 | 0 | 0 | 0 | 0 | 0 | 0 | 0 | 0 | 0 | 0 | 0 | 0 | 0 | 0 | 0 | 0 | 0 | 0 | 0 | 0 | 0
|  | 2027 | 1725.1838 | [7 empty] | 2747.6291 | 2586.4149 | 2426.8383 | 2309.1876 | 2207.2591 | 2117.1222 | 2050.5686 | 1995.8067 | 1941.0447 | 1886.2828 | 1831.5208 | 1776.7589 | 1721.9969 | 1667.235 | 1612.473 | 1557.7111 | 1502.9491 | 1448.1872 | 1393.4252 | 1338.6633 | 1178.985 | 1283.9013 | 1229.1394 | 1174.3774 | 1119.6155 | 1064.8535 | 1010.0916 | 955.3296 | 900.5677 | 845.8057 | 791.0438 | 0 | 0 | 0 | 0 | 0 | 0 | 0 | 0 | 0 | 0 | 0 | 0 | 0 | 0 | 0 | 0 | 0 | 0 | 0 | 0 | 0 | 0 | 0
|  | 2028 | 1685.3073 | [8 empty] | 2686.9257 | 2529.2731 | 2373.2221 | 2258.1707 | 2158.4941 | 2070.3486 | 2005.2654 | 1951.7133 | 1898.1612 | 1844.6091 | 1791.057 | 1737.5049 | 1683.9528 | 1630.4007 | 1576.8486 | 1523.2965 | 1469.7444 | 1416.1923 | 1362.6402 | 1309.0882 | 1309.0882 | 1255.5361 | 1201.984 | 1148.4319 | 1094.8798 | 1041.3277 | 987.7756 | 934.2235 | 880.6714 | 827.1193 | 773.5672 | 0 | 0 | 0 | 0 | 0 | 0 | 0 | 0 | 0 | 0 | 0 | 0 | 0 | 0 | 0 | 0 | 0 | 0 | 0 | 0 | 0 | 0
|  | 2029 | 1645.4308 | [9 empty] | 2626.2223 | 2472.1314 | 2319.6059 | 2207.1538 | 2109.7291 | 2023.575 | 1959.9621 | 1907.6199 | 1855.2777 | 1802.9354 | 1750.5932 | 1698.2509 | 1645.9087 | 1593.5665 | 1541.2242 | 1488.882 | 1436.5397 | 1384.1975 | 1306.235 | 1331.8553 | 1279.513 | 1227.1708 | 1174.8286 | 1122.4863 | 1070.1441 | 1017.8018 | 965.4596 | 913.1174 | 860.7751 | 808.4329 | 756.0907 | 0 | 0 | 0 | 0 | 0 | 0 | 0 | 0 | 0 | 0 | 0 | 0 | 0 | 0 | 0 | 0 | 0 | 0 | 0 | 0 | 0
|  | 2030 | 1605.5543 | [10 empty] | 2565.5188 | 2414.9897 | 2265.9897 | 2156.1368 | 2060.964 | 1976.8013 | 1914.6589 | 1863.5265 | 1812.3941 | 1761.2617 | 1710.1293 | 1658.997 | 1607.8646 | 1556.7322 | 1505.5998 | 1454.4674 | 1403.3351 | 1302.505 | 1352.2027 | 1301.0703 | 1249.9379 | 1198.8055 | 1147.6732 | 1096.5408 | 1045.4084 | 994.276 | 943.1436 | 892.0113 | 840.8789 | 789.7465 | 738.6141 | 0 | 0 | 0 | 0 | 0 | 0 | 0 | 0 | 0 | 0 | 0 | 0 | 0 | 0 | 0 | 0 | 0 | 0 | 0 | 0
|  | 2031 | 1587.7543 | [11 empty] | 2504.8154 | 2357.848 | 2212.3735 | 2105.1199 | 2012.199 | 1930.0277 | 1869.3556 | 1819.4331 | 1769.5106 | 1719.588 | 1669.6655 | 1619.743 | 1569.8205 | 1519.8979 | 1469.9754 | 1420.0529 | 1297.8725 | 1370.1304 | 1320.2078 | 1270.2853 | 1220.3628 | 1170.4403 | 1120.5178 | 1070.5952 | 1020.6727 | 970.7502 | 920.8277 | 870.9051 | 820.9826 | 771.0601 | 721.1376 | 0 | 0 | 0 | 0 | 0 | 0 | 0 | 0 | 0 | 0 | 0 | 0 | 0 | 0 | 0 | 0 | 0 | 0 | 0
|  | 2032 | 1569.9543 | [12 empty] | 2444.112 | 2300.7062 | 2158.7574 | 2054.1029 | 1963.434 | 1883.2541 | 1824.0523 | 1775.3397 | 1726.627 | 1677.9143 | 1629.2017 | 1580.489 | 1531.7763 | 1483.0637 | 1434.351 | 1292.3116 | 1385.6383 | 1336.9257 | 1288.213 | 1239.5003 | 1190.7877 | 1142.075 | 1093.3623 | 1044.6497 | 995.937 | 947.2243 | 898.5117 | 849.799 | 801.0863 | 752.3737 | 703.661 | 0 | 0 | 0 | 0 | 0 | 0 | 0 | 0 | 0 | 0 | 0 | 0 | 0 | 0 | 0 | 0 | 0 | 0
|  | 2033 | 1552.1543 | [13 empty] | 2417.0153 | 2275.1994 | 2134.8243 | 2031.3301 | 1941.6663 | 1862.3754 | 1803.83 | 1755.6573 | 1707.4847 | 1659.3121 | 1611.1395 | 1562.9669 | 1514.7943 | 1466.6217 | 1303.9264 | 1418.4491 | 1370.2764 | 1322.1038 | 1273.9312 | 1225.7586 | 1177.586 | 1129.4134 | 1081.2408 | 1033.0682 | 984.8955 | 936.7229 | 888.5503 | 840.3777 | 792.2051 | 744.0325 | 695.8599 | 0 | 0 | 0 | 0 | 0 | 0 | 0 | 0 | 0 | 0 | 0 | 0 | 0 | 0 | 0 | 0 | 0
|  | 2034 | 1534.3543 | [14 empty] | 2389.9186 | 2249.6926 | 2110.8912 | 2008.5573 | 1919.8987 | 1841.4966 | 1783.6076 | 1735.975 | 1688.3425 | 1640.7099 | 1593.0773 | 1545.4448 | 1497.8122 | 1315.2917 | 1450.1797 | 1402.5471 | 1354.9145 | 1307.282 | 1259.6494 | 1212.0169 | 1164.3843 | 1116.7517 | 1069.1192 | 1021.4866 | 973.8541 | 926.2215 | 878.589 | 830.9564 | 783.3238 | 735.6913 | 688.0587 | 0 | 0 | 0 | 0 | 0 | 0 | 0 | 0 | 0 | 0 | 0 | 0 | 0 | 0 | 0 | 0
|  | 2035 | 1516.5543 | [15 empty] | 2362.8219 | 2224.1858 | 2086.9581 | 1985.7844 | 1898.1311 | 1820.6179 | 1763.3852 | 1716.2927 | 1669.2002 | 1622.1077 | 1575.0152 | 1527.9227 | 1326.3954 | 1480.8302 | 1433.7377 | 1386.6452 | 1339.5526 | 1292.4601 | 1245.3676 | 1198.2751 | 1151.1826 | 1104.0901 | 1056.9976 | 1009.9051 | 962.8126 | 915.7201 | 868.6276 | 821.5351 | 774.4426 | 727.3501 | 680.2576 | 0 | 0 | 0 | 0 | 0 | 0 | 0 | 0 | 0 | 0 | 0 | 0 | 0 | 0 | 0
|  | 2036 | 1498.7543 | [16 empty] | 2335.7252 | 2198.679 | 2063.025 | 1963.0116 | 1876.3634 | 1799.7392 | 1743.1628 | 1696.6104 | 1650.0579 | 1603.5055 | 1556.953 | 1337.2253 | 1510.4006 | 1463.8481 | 1417.2956 | 1370.7432 | 1324.1907 | 1277.6383 | 1231.0858 | 1184.5334 | 1137.9809 | 1091.4285 | 1044.876 | 998.3236 | 951.7711 | 905.2187 | 858.6662 | 812.1138 | 765.5613 | 719.0089 | 672.4564 | 0 | 0 | 0 | 0 | 0 | 0 | 0 | 0 | 0 | 0 | 0 | 0 | 0 | 0
|  | 2037 | 1480.9543 | [17 empty] | 2308.6285 | 2173.1722 | 2039.0919 | 1940.2387 | 1854.5958 | 1778.8605 | 1722.9404 | 1676.928 | 1630.9156 | 1584.9032 | 1347.7693 | 1538.8908 | 1492.8784 | 1446.866 | 1400.8536 | 1354.8412 | 1308.8288 | 1262.8164 | 1216.804 | 1170.7917 | 1124.7793 | 1078.7669 | 1032.7545 | 986.7421 | 940.7297 | 894.7173 | 848.7049 | 802.6925 | 756.6801 | 710.6677 | 664.6553 | 0 | 0 | 0 | 0 | 0 | 0 | 0 | 0 | 0 | 0 | 0 | 0 | 0
|  | 2038 | 1463.1543 | [18 empty] | 2281.5319 | 2147.6654 | 2015.1588 | 1917.4659 | 1832.8281 | 1757.9817 | 1702.718 | 1657.2457 | 1611.7734 | 1358.015 | 1566.301 | 1520.8287 | 1475.3563 | 1429.884 | 1384.4116 | 1338.9393 | 1293.4669 | 1247.9946 | 1202.5223 | 1157.0499 | 1111.5776 | 1066.1052 | 1020.6329 | 975.1605 | 929.6882 | 884.2158 | 838.7435 | 793.2712 | 747.7988 | 702.3265 | 656.8541 | 0 | 0 | 0 | 0 | 0 | 0 | 0 | 0 | 0 | 0 | 0 | 0
|  | 2039 | 1445.3543 | [19 empty] | 2254.4352 | 2122.1585 | 1991.2257 | 1894.693 | 1811.0605 | 1737.103 | 1682.4957 | 1637.5634 | 1367.9503 | 1592.6311 | 1547.6988 | 1502.7665 | 1457.8342 | 1412.9019 | 1367.9696 | 1323.0373 | 1278.105 | 1233.1728 | 1188.2405 | 1143.3082 | 1098.3759 | 1053.4436 | 1008.5113 | 963.579 | 918.6467 | 873.7144 | 828.7821 | 783.8498 | 738.9176 | 693.9853 | 649.053 | 0 | 0 | 0 | 0 | 0 | 0 | 0 | 0 | 0 | 0 | 0
|  | 2040 | 1427.5543 | [20 empty] | 2227.3385 | 2096.6517 | 1967.2926 | 1871.9202 | 1789.2929 | 1716.2243 | 1662.2733 | 1377.5627 | 1617.881 | 1573.4888 | 1529.0966 | 1484.7043 | 1440.3121 | 1395.9199 | 1351.5276 | 1307.1354 | 1262.7431 | 1218.3509 | 1173.9587 | 1129.5664 | 1085.1742 | 1040.782 | 996.3897 | 951.9975 | 907.6052 | 863.213 | 818.8208 | 774.4285 | 730.0363 | 685.6441 | 641.2518 | 0 | 0 | 0 | 0 | 0 | 0 | 0 | 0 | 0 | 0
|  | 2041 | 1412.1213 | [21 empty] | 2200.2418 | 2071.1449 | 1943.3595 | 1849.1474 | 1767.5252 | 1695.3456 | 1386.8397 | 1642.0509 | 1598.1987 | 1554.3465 | 1510.4943 | 1466.6422 | 1422.79 | 1378.9378 | 1335.0856 | 1291.2334 | 1247.3812 | 1203.5291 | 1159.6769 | 1115.8247 | 1071.9725 | 1028.1203 | 984.2681 | 940.416 | 896.5638 | 852.7116 | 808.8594 | 765.0072 | 721.155 | 677.3029 | 633.4507 | 0 | 0 | 0 | 0 | 0 | 0 | 0 | 0 | 0
|  | 2042 | 1396.6882 | [22 empty] | 2173.1451 | 2045.6381 | 1919.4264 | 1826.3745 | 1745.7576 | 1396.5903 | 1674.4668 | 1621.8285 | 1578.5164 | 1535.2043 | 1491.8921 | 1448.58 | 1405.2679 | 1361.9557 | 1318.6436 | 1275.3315 | 1232.0193 | 1188.7072 | 1145.3951 | 1102.083 | 1058.7708 | 1015.4587 | 972.1466 | 928.8344 | 885.5223 | 842.2102 | 798.898 | 755.5859 | 712.2738 | 668.9617 | 625.6495 | 0 | 0 | 0 | 0 | 0 | 0 | 0 | 0
|  | 2043 | 1381.2552 | [23 empty] | 2149.6517 | 2023.5231 | 1898.6758 | 1806.6299 | 1410.5441 | 1726.8845 | 1656.3645 | 1604.2952 | 1561.4513 | 1518.6074 | 1475.7636 | 1432.9197 | 1390.0758 | 1347.2319 | 1304.388 | 1261.5441 | 1218.7002 | 1175.8563 | 1133.0124 | 1090.1685 | 1047.3247 | 1004.4808 | 961.6369 | 918.793 | 875.9491 | 833.1052 | 790.2613 | 747.4174 | 704.5735 | 661.7296 | 618.8858 | 0 | 0 | 0 | 0 | 0 | 0 | 0
|  | 2044 | 1365.8222 | [24 empty] | 2126.1582 | 2001.4081 | 1877.9253 | 1426.7252 | 1786.8853 | 1708.0115 | 1638.2622 | 1586.7619 | 1544.3863 | 1502.0106 | 1459.635 | 1417.2593 | 1374.8837 | 1332.508 | 1290.1324 | 1247.7567 | 1205.3811 | 1163.0054 | 1120.6298 | 1078.2541 | 1035.8785 | 993.5028 | 951.1272 | 908.7515 | 866.3759 | 824.0002 | 781.6246 | 739.2489 | 696.8733 | 654.4976 | 612.122 | 0 | 0 | 0 | 0 | 0 | 0
|  | 2045 | 1350.3892 | [25 empty] | 2102.6647 | 1979.2931 | 1445.5842 | 1857.1747 | 1767.1408 | 1689.1384 | 1620.1598 | 1569.2287 | 1527.3213 | 1485.4138 | 1443.5064 | 1401.599 | 1359.6916 | 1317.7842 | 1275.8768 | 1233.9694 | 1192.062 | 1150.1545 | 1108.2471 | 1066.3397 | 1024.4323 | 982.5249 | 940.6175 | 898.7101 | 856.8027 | 814.8953 | 772.9878 | 731.0804 | 689.173 | 647.2656 | 605.3582 | 0 | 0 | 0 | 0 | 0
|  | 2046 | 1334.9562 | [26 empty] | 2079.1713 | 1468.9458 | 1957.1781 | 1836.4242 | 1747.3962 | 1670.2654 | 1602.0575 | 1551.6954 | 1510.2562 | 1468.817 | 1427.3779 | 1385.9387 | 1344.4995 | 1303.0603 | 1261.6212 | 1220.182 | 1178.7428 | 1137.3037 | 1095.8645 | 1054.4253 | 1012.9861 | 971.547 | 930.1078 | 888.6686 | 847.2295 | 805.7903 | 764.3511 | 722.9119 | 681.4728 | 640.0336 | 598.5944 | 0 | 0 | 0 | 0
|  | 2047 | 1319.5232 | [27 empty] | 1496.0498 | 2055.6778 | 1935.0631 | 1815.6736 | 1727.6516 | 1651.3923 | 1583.9551 | 1534.1621 | 1493.1912 | 1452.2202 | 1411.2493 | 1370.2784 | 1329.3074 | 1288.3365 | 1247.3656 | 1206.3946 | 1165.4237 | 1124.4528 | 1083.4818 | 1042.5109 | 1001.54 | 960.569 | 919.5981 | 878.6272 | 837.6562 | 796.6853 | 755.7144 | 714.7434 | 673.7725 | 632.8016 | 591.8306 | 0 | 0 | 0
|  | 2048 | 1304.0901 | [27 empty] | 1478.9521 |  | 2032.1844 | 1912.9481 | 1794.9231 | 1707.907 | 1632.5193 | 1565.8528 | 1516.6288 | 1476.1261 | 1435.6234 | 1395.1207 | 1354.618 | 1314.1154 | 1273.6127 | 1233.11 | 1192.6073 | 1152.1046 | 1111.6019 | 1071.0992 | 1030.5965 | 990.0938 | 949.5911 | 909.0884 | 868.5857 | 828.083 | 787.5803 | 747.0776 | 706.5749 | 666.0722 | 625.5696 | 585.0669 | 0 | 0
|  | 2049 | 1288.6571 | [27 empty] | 1461.8543 |  |  | 2008.6909 | 1890.8331 | 1774.1725 | 1688.1624 | 1613.6462 | 1547.7504 | 1499.0955 | 1459.0611 | 1419.0266 | 1378.9922 | 1338.9577 | 1298.9233 | 1258.8888 | 1218.8544 | 1178.8199 | 1138.7854 | 1098.751 | 1058.7165 | 1018.6821 | 978.6476 | 938.6132 | 898.5787 | 858.5443 | 818.5098 | 778.4754 | 738.4409 | 698.4064 | 658.372 | 618.3375 | 578.3031 | 0
|  | 2050 | 1273.2241 | [27 empty] | 1444.7566 |  |  |  | 1985.1974 | 1868.7181 | 1753.422 | 1668.4178 | 1594.7731 | 1529.6481 | 1481.5623 | 1441.996 | 1402.4298 | 1362.8636 | 1323.2974 | 1283.7312 | 1244.165 | 1204.5988 | 1165.0325 | 1125.4663 | 1085.9001 | 1046.3339 | 1006.7677 | 967.2015 | 927.6352 | 888.069 | 848.5028 | 808.9366 | 769.3704 | 729.8042 | 690.2379 | 650.6717 | 611.1055 | 571.5393
|  |  |  | 30% | 30% | 30% | 30% | 26% | 22% | 10% | 10% | 10% | 10% | 10% | 10% | 10% | 10% | 10% | 10% | 10% | 10% | 10% | 10% | 10% | 10% | 10% | 10% | 10% | 10% | 10% | 10% | 10% | 10% | 10% | 10% | 10% | 10% | 10% | 10% | 10% | 10% | 10% | 10% | 10% | 10% | 10% | 10% | 10% | 10% | 10% | 10% | 10% | 10% | 10% | 10% | 10% | 10% | 10% | 10%
ITC
| 2020-2023 | 30% |  | 164971.3809 | [27 empty] | 2064: 0; 2065: 0; 2066: 0; 2067: 0; 2068: 0; 2069: 0; 2070: 0; 2071: 0; 2072: 0
| 2024 | 26% |  | 142975.1968 | [27 empty] | 2056: 0; 2057: 0; 2058: 0; 2059: 0; 2060: 0; 2061: 0; 2062: 0; 2063: 0; 2064: 0; 2065: 0; 2066: 0; 2067: 0; 2068: 0; 2069: 0; 2070: 0; 2071: 0; 2072: 0; 2073: 0; 2074: 0
| 2025 | 22% |  | 120979.0127 | [27 empty] | 2056: 0; 2057: 0; 2058: 0; 2059: 0; 2060: 0; 2061: 0; 2062: 0; 2063: 0; 2064: 0; 2065: 0; 2066: 0; 2067: 0; 2068: 0; 2069: 0; 2070: 0; 2071: 0; 2072: 0; 2073: 0; 2074: 0
| Start 2026 | 10% |  | 54990.4603 | [27 empty] | 2056: 0; 2057: 0; 2058: 0; 2059: 0; 2060: 0; 2061: 0; 2062: 0; 2063: 0; 2064: 0; 2065: 0; 2066: 0; 2067: 0; 2068: 0; 2069: 0; 2070: 0; 2071: 0; 2072: 0; 2073: 0; 2074: 0
[41 empty] | 0 | 0 | 0 | 0 | 0 | 0 | 0 | 0 | 0 | 0 | 0 | 0 | 0 | 0 | 0 | 0 | 0 | 0 | 0
[41 empty] | 0 | 0 | 0 | 0 | 0 | 0 | 0 | 0 | 0 | 0 | 0 | 0 | 0 | 0 | 0 | 0 | 0 | 0 | 0
Amortization
|  | 30% |  | 8248.569 | 8248.569 | 8248.569 | 8248.569 | 8248.569 | 8248.569 | 8248.569 | 8248.569 | 8248.569 | 8248.569 | 8248.569 | 8248.569 | 8248.569 | 8248.569 | 8248.569 | 8248.569 | 8248.569 | 8248.569 | 8248.569 | 8248.569 | 8248.569 | 8248.569 | 8248.569 | 8248.569 | 8248.569 | 8248.569 | 8248.569 | 8248.569 | 8248.569 | 8248.569 | 8248.569 | 8248.569 | 8248.569 | 8248.569 | 8248.569 | 8248.569 | 8248.569 | 8248.569 | 8248.569 | 8248.569 | 8248.569 | 8248.569 | 8248.569 | 8248.569 | 8248.569 | 8248.569 | 8248.569 | 8248.569 | 8248.569 | 8248.569 | 8248.569 | 8248.569 | 8248.569 | 8248.569 | 8248.569 | 8248.569
|  | 26% |  | 7148.7598 | 7148.7598 | 7148.7598 | 7148.7598 | 7148.7598 | 7148.7598 | 7148.7598 | 7148.7598 | 7148.7598 | 7148.7598 | 7148.7598 | 7148.7598 | 7148.7598 | 7148.7598 | 7148.7598 | 7148.7598 | 7148.7598 | 7148.7598 | 7148.7598 | 7148.7598 | 7148.7598 | 7148.7598 | 7148.7598 | 7148.7598 | 7148.7598 | 7148.7598 | 7148.7598 | 7148.7598 | 7148.7598 | 7148.7598 | 7148.7598 | 7148.7598 | 7148.7598 | 7148.7598 | 7148.7598 | 7148.7598 | 7148.7598 | 7148.7598 | 7148.7598 | 7148.7598 | 7148.7598 | 7148.7598 | 7148.7598 | 7148.7598 | 7148.7598 | 7148.7598 | 7148.7598 | 7148.7598 | 7148.7598 | 7148.7598 | 7148.7598 | 7148.7598 | 7148.7598 | 7148.7598 | 7148.7598 | 7148.7598
|  | 22% |  | 6048.9506 | 6048.9506 | 6048.9506 | 6048.9506 | 6048.9506 | 6048.9506 | 6048.9506 | 6048.9506 | 6048.9506 | 6048.9506 | 6048.9506 | 6048.9506 | 6048.9506 | 6048.9506 | 6048.9506 | 6048.9506 | 6048.9506 | 6048.9506 | 6048.9506 | 6048.9506 | 6048.9506 | 6048.9506 | 6048.9506 | 6048.9506 | 6048.9506 | 6048.9506 | 6048.9506 | 6048.9506 | 6048.9506 | 6048.9506 | 6048.9506 | 6048.9506 | 6048.9506 | 6048.9506 | 6048.9506 | 6048.9506 | 6048.9506 | 6048.9506 | 6048.9506 | 6048.9506 | 6048.9506 | 6048.9506 | 6048.9506 | 6048.9506 | 6048.9506 | 6048.9506 | 6048.9506 | 6048.9506 | 6048.9506 | 6048.9506 | 6048.9506 | 6048.9506 | 6048.9506 | 6048.9506 | 6048.9506 | 6048.9506
|  | 10% |  | 2749.523 | 2749.523 | 2749.523 | 2749.523 | 2749.523 | 2749.523 | 2749.523 | 2749.523 | 2749.523 | 2749.523 | 2749.523 | 2749.523 | 2749.523 | 2749.523 | 2749.523 | 2749.523 | 2749.523 | 2749.523 | 2749.523 | 2749.523 | 2749.523 | 2749.523 | 2749.523 | 2749.523 | 2749.523 | 2749.523 | 2749.523 | 2749.523 | 2749.523 | 2749.523 | 2749.523 | 2749.523 | 2749.523 | 2749.523 | 2749.523 | 2749.523 | 2749.523 | 2749.523 | 2749.523 | 2749.523 | 2749.523 | 2749.523 | 2749.523 | 2749.523 | 2749.523 | 2749.523 | 2749.523 | 2749.523 | 2749.523 | 2749.523 | 2749.523 | 2749.523 | 2749.523 | 2749.523 | 2749.523 | 2749.523
|  |  |  | 2020 | 2021 | 2022 | 2023 | 2024 | 2025 | 2026 | 2027 | 2028 | 2029 | 2030 | 2031 | 2032 | 2033 | 2034 | 2035 | 2036 | 2037 | 2038 | 2039 | 2040 | 2041 | 2042 | 2043 | 2044 | 2045 | 2046 | 2047 | 2048 | 2049 | 2050 | 2051 | 2052 | 2053 | 2054 | 2055 | 2056 | 2057 | 2058 | 2059 | 2060 | 2061 | 2062 | 2063 | 2064 | 2065 | 2066 | 2067 | 2068 | 2069 | 2070 | 2071 | 2072 | 2073 | 2074 | 2075
|  | ITC Base |  | 54990.4603 | 54990.4603 | 54990.4603 | 54990.4603 | 54990.4603 | 54990.4603 | 54990.4603 | 54990.4603 | 54990.4603 | 54990.4603 | 54990.4603 | 54990.4603 | 54990.4603 | 54990.4603 | 54990.4603 | 54990.4603 | 54990.4603 | 54990.4603 | 54990.4603 | 54990.4603 | 54990.4603 | 54990.4603 | 54990.4603 | 54990.4603 | 54990.4603 | 54990.4603 | 54990.4603 | 54990.4603 | 54990.4603 | 54990.4603 | 54990.4603 | 54990.4603 | 54990.4603 | 54990.4603 | 54990.4603 | 54990.4603 | 54990.4603 | 54990.4603 | 54990.4603 | 54990.4603 | 54990.4603 | 54990.4603 | 54990.4603 | 54990.4603 | 54990.4603 | 54990.4603 | 54990.4603 | 54990.4603 | 54990.4603 | 54990.4603 | 54990.4603 | 54990.4603 | 54990.4603 | 54990.4603 | 54990.4603 | 54990.4603
|  | Accum ITC Amort |  | 2749.523 | 5499.046 | 8248.569 | 10998.0921 | 13747.6151 | 16497.1381 | 19246.6611 | 21996.1841 | 24745.7071 | 27495.2302 | 30244.7532 | 32994.2762 | 35743.7992 | 38493.3222 | 41242.8452 | 43992.3682 | 46741.8913 | 49491.4143 | 52240.9373 | 54990.4603 | 57739.9833 | 60489.5063 | 63239.0294 | 65988.5524 | 68738.0754 | 71487.5984 | 74237.1214 | 76986.6444 | 79736.1674 | 82485.6905 | 85235.2135 | 87984.7365 | 90734.2595 | 93483.7825 | 96233.3055 | 98982.8286 | 101732.3516 | 104481.8746 | 107231.3976 | 109980.9206 | 112730.4436 | 115479.9666 | 118229.4897 | 120979.0127 | 123728.5357 | 126478.0587 | 129227.5817 | 131977.1047 | 134726.6278 | 137476.1508 | 140225.6738 | 142975.1968 | 145724.7198 | 148474.2428 | 151223.7658 | 153973.2889
|  | Ratebase |  | 52240.9373 | 49491.4143 | 46741.8913 | 43992.3682 | 41242.8452 | 38493.3222 | 35743.7992 | 32994.2762 | 30244.7532 | 27495.2302 | 24745.7071 | 21996.1841 | 19246.6611 | 16497.1381 | 13747.6151 | 10998.0921 | 8248.569 | 5499.046 | 2749.523 | 0 | -2749.523 | -5499.046 | -8248.569 | -10998.0921 | -13747.6151 | -16497.1381 | -19246.6611 | -21996.1841 | -24745.7071 | -27495.2302 | -30244.7532 | -32994.2762 | -35743.7992 | -38493.3222 | -41242.8452 | -43992.3682 | -46741.8913 | -49491.4143 | -52240.9373 | -54990.4603 | -57739.9833 | -60489.5063 | -63239.0294 | -65988.5524 | -68738.0754 | -71487.5984 | -74237.1214 | -76986.6444 | -79736.1674 | -82485.6905 | -85235.2135 | -87984.7365 | -90734.2595 | -93483.7825 | -96233.3055 | -98982.8286
|  | Tax Basis |  | 522409.3729 | 522409.3729 | 522409.3729 | 522409.3729 | 522409.3729 | 522409.3729 | 522409.3729 | 522409.3729 | 522409.3729 | 522409.3729 | 522409.3729 | 522409.3729 | 522409.3729 | 522409.3729 | 522409.3729 | 522409.3729 | 522409.3729 | 522409.3729 | 522409.3729 | 522409.3729 | 522409.3729 | 522409.3729 | 522409.3729 | 522409.3729 | 522409.3729 | 522409.3729 | 522409.3729 | 522409.3729 | 522409.3729 | 522409.3729 | 522409.3729 | 522409.3729 | 522409.3729 | 522409.3729 | 522409.3729 | 522409.3729 | 522409.3729 | 522409.3729 | 522409.3729 | 522409.3729 | 522409.3729 | 522409.3729 | 522409.3729 | 522409.3729 | 522409.3729 | 522409.3729 | 522409.3729 | 522409.3729 | 522409.3729 | 522409.3729 | 522409.3729 | 522409.3729 | 522409.3729 | 522409.3729 | 522409.3729 | 522409.3729
|  | Book Depreciation |  | 17413.6458 | 17413.6458 | 17413.6458 | 17413.6458 | 17413.6458 | 17413.6458 | 17413.6458 | 17413.6458 | 17413.6458 | 17413.6458 | 17413.6458 | 17413.6458 | 17413.6458 | 17413.6458 | 17413.6458 | 17413.6458 | 17413.6458 | 17413.6458 | 17413.6458 | 17413.6458 | 17413.6458 | 17413.6458 | 17413.6458 | 17413.6458 | 17413.6458 | 17413.6458 | 17413.6458 | 17413.6458 | 17413.6458 | 17413.6458 | 17413.6458 | 17413.6458 | 17413.6458 | 17413.6458 | 17413.6458 | 17413.6458 | 17413.6458 | 17413.6458 | 17413.6458 | 17413.6458 | 17413.6458 | 17413.6458 | 17413.6458 | 17413.6458 | 17413.6458 | 17413.6458 | 17413.6458 | 17413.6458 | 17413.6458 | 17413.6458 | 17413.6458 | 17413.6458 | 17413.6458 | 17413.6458 | 17413.6458 | 17413.6458
|  | Tax Depreciation |  | 104481.8746 | 167170.9993 | 100302.5996 | 60181.5598 | 60181.5598 | 30090.7799 | 0 | 0 | 0 | 0 | 0 | 0 | 0 | 0 | 0 | 0 | 0 | 0 | 0 | 0 | 0 | 0 | 0 | 0 | 0 | 0 | 0 | 0 | 0 | 0 | 0 | 0 | 0 | 0 | 0 | 0 | 0 | 0 | 0 | 0 | 0 | 0 | 0 | 0 | 0 | 0 | 0 | 0 | 0 | 0 | 0 | 0 | 0 | 0 | 0 | 0
|  | Difference between book and tax |  | -87068.2288 | -149757.3536 | -82888.9538 | -42767.914 | -42767.914 | -12677.1341 | 17413.6458 | 17413.6458 | 17413.6458 | 17413.6458 | 17413.6458 | 17413.6458 | 17413.6458 | 17413.6458 | 17413.6458 | 17413.6458 | 17413.6458 | 17413.6458 | 17413.6458 | 17413.6458 | 17413.6458 | 17413.6458 | 17413.6458 | 17413.6458 | 17413.6458 | 17413.6458 | 17413.6458 | 17413.6458 | 17413.6458 | 17413.6458 | 17413.6458 | 17413.6458 | 17413.6458 | 17413.6458 | 17413.6458 | 17413.6458 | 17413.6458 | 17413.6458 | 17413.6458 | 17413.6458 | 17413.6458 | 17413.6458 | 17413.6458 | 17413.6458 | 17413.6458 | 17413.6458 | 17413.6458 | 17413.6458 | 17413.6458 | 17413.6458 | 17413.6458 | 17413.6458 | 17413.6458 | 17413.6458 | 17413.6458 | 17413.6458
|  | Deferred Tax |  | -18284.3281 | -31449.0443 | -17406.6803 | -8981.2619 | -8981.2619 | -2662.1982 | 3656.8656 | 3656.8656 | 3656.8656 | 3656.8656 | 3656.8656 | 3656.8656 | 3656.8656 | 3656.8656 | 3656.8656 | 3656.8656 | 3656.8656 | 3656.8656 | 3656.8656 | 3656.8656 | 3656.8656 | 3656.8656 | 3656.8656 | 3656.8656 | 3656.8656 | 3656.8656 | 3656.8656 | 3656.8656 | 3656.8656 | 3656.8656 | 3656.8656 | 3656.8656 | 3656.8656 | 3656.8656 | 3656.8656 | 3656.8656 | 3656.8656 | 3656.8656 | 3656.8656 | 3656.8656 | 3656.8656 | 3656.8656 | 3656.8656 | 3656.8656 | 3656.8656 | 3656.8656 | 3656.8656 | 3656.8656 | 3656.8656 | 3656.8656 | 3656.8656 | 3656.8656 | 3656.8656 | 3656.8656 | 3656.8656 | 3656.8656
|  | Accum Defered Tax |  | -18284.3281 | -49733.3723 | -67140.0526 | -76121.3145 | -85102.5765 | -87764.7747 | -84107.909 | -80451.0434 | -76794.1778 | -73137.3122 | -69480.4466 | -65823.581 | -62166.7154 | -58509.8498 | -54852.9842 | -51196.1185 | -47539.2529 | -43882.3873 | -40225.5217 | -36568.6561 | -32911.7905 | -29254.9249 | -25598.0593 | -21941.1937 | -18284.3281 | -14627.4624 | -10970.5968 | -7313.7312 | -3656.8656 | -5.457e-12 | 3656.8656 | 7313.7312 | 10970.5968 | 14627.4624 | 18284.3281 | 21941.1937 | 25598.0593 | 29254.9249 | 32911.7905 | 36568.6561 | 40225.5217 | 43882.3873 | 47539.2529 | 51196.1185 | 54852.9842 | 58509.8498 | 62166.7154 | 65823.581 | 69480.4466 | 73137.3122 | 76794.1778 | 80451.0434 | 84107.909 | 87764.7747 | 91421.6403 | 95078.5059
|  | Revenue Requirement |  | 63370.6919 | 59652.4829 | 55972.0461 | 53258.5772 | 50907.7212 | 48828.8249 | 47293.848 | 46030.8308 | 44767.8136 | 43504.7964 | 42241.7793 | 40978.7621 | 39715.7449 | 38452.7277 | 37189.7105 | 35926.6934 | 34663.6762 | 33400.659 | 32137.6418 | 30874.6246 | 29611.6075 | 28348.5903 | 27085.5731 | 25822.5559 | 24559.5387 | 23296.5216 | 22033.5044 | 20770.4872 | 19507.47 | 18244.4528 | 0 | 0 | 0 | 0 | 0 | 0 | 0 | 0 | 0 | 0 | 0 | 0 | 0 | 0 | 0 | 0 | 0 | 0 | 0 | 0 | 0 | 0 | 0 | 0 | 0 | 0
|  | Depreciation |  | 18330.1534 | 18330.1534 | 18330.1534 | 18330.1534 | 18330.1534 | 18330.1534 | 18330.1534 | 18330.1534 | 18330.1534 | 18330.1534 | 18330.1534 | 18330.1534 | 18330.1534 | 18330.1534 | 18330.1534 | 18330.1534 | 18330.1534 | 18330.1534 | 18330.1534 | 18330.1534 | 18330.1534 | 18330.1534 | 18330.1534 | 18330.1534 | 18330.1534 | 18330.1534 | 18330.1534 | 18330.1534 | 18330.1534 | 18330.1534 | 0 | 0 | 0 | 0 | 0 | 0 | 0 | 0 | 0 | 0 | 0 | 0 | 0 | 0 | 0 | 0 | 0 | 0 | 0 | 0 | 0 | 0 | 0 | 0 | 0 | 0
|  | Insurance |  | 263.4043 | 263.4043 | 263.4043 | 263.4043 | 263.4043 | 263.4043 | 263.4043 | 263.4043 | 263.4043 | 263.4043 | 263.4043 | 263.4043 | 263.4043 | 263.4043 | 263.4043 | 263.4043 | 263.4043 | 263.4043 | 263.4043 | 263.4043 | 263.4043 | 263.4043 | 263.4043 | 263.4043 | 263.4043 | 263.4043 | 263.4043 | 263.4043 | 263.4043 | 263.4043 | 0 | 0 | 0 | 0 | 0 | 0 | 0 | 0 | 0 | 0 | 0 | 0 | 0 | 0 | 0 | 0 | 0 | 0 | 0 | 0 | 0 | 0 | 0 | 0 | 0 | 0
|  | Property Taxes |  | 2499.7954 | 2499.7954 | 2499.7954 | 2499.7954 | 2499.7954 | 2499.7954 | 2499.7954 | 2499.7954 | 2499.7954 | 2499.7954 | 2499.7954 | 2499.7954 | 2499.7954 | 2499.7954 | 2499.7954 | 2499.7954 | 2499.7954 | 2499.7954 | 2499.7954 | 2499.7954 | 2499.7954 | 2499.7954 | 2499.7954 | 2499.7954 | 2499.7954 | 2499.7954 | 2499.7954 | 2499.7954 | 2499.7954 | 2499.7954 | 0 | 0 | 0 | 0 | 0 | 0 | 0 | 0 | 0 | 0 | 0 | 0 | 0 | 0 | 0 | 0 | 0 | 0 | 0 | 0 | 0 | 0 | 0 | 0 | 0 | 0
|  | Current Taxes |  | -10368.42 | -25006.8399 | -10998.2958 | -2699.2629 | -3192.9426 | 3022.1352 | 9351.4361 | 9086.2025 | 8820.9689 | 8555.7353 | 8290.5017 | 8025.2681 | 7760.0345 | 7494.8009 | 7229.5673 | 6964.3337 | 6699.1001 | 6433.8665 | 6168.6328 | 5903.3992 | 5638.1656 | 5372.932 | 5107.6984 | 4842.4648 | 4577.2312 | 4311.9976 | 4046.764 | 3781.5304 | 3516.2968 | 3251.0632 | 0 | 0 | 0 | 0 | 0 | 0 | 0 | 0 | 0 | 0 | 0 | 0 | 0 | 0 | 0 | 0 | 0 | 0 | 0 | 0 | 0 | 0 | 0 | 0 | 0 | 0
|  | DFIT |  |  | 33104.2571 | 18322.8214 |  | 9453.9599 | 2802.3139 | -3849.3322 | -3849.3322 | -3849.3322 | -3849.3322 | -3849.3322 | -3849.3322 | -3849.3322 | -3849.3322 | -3849.3322 | -3849.3322 | -3849.3322 | -3849.3322 | -3849.3322 | -3849.3322 | -3849.3322 | -3849.3322 | -3849.3322 | -3849.3322 | -3849.3322 | -3849.3322 | -3849.3322 | -3849.3322 | -3849.3322 | -3849.3322 | 0 | 0 | 0 | 0 | 0 | 0 | 0 | 0 | 0 | 0 | 0 | 0 | 0 | 0 | 0 | 0 | 0 | 0 | 0 | 0 | 0 | 0 | 0 | 0 | 0 | 0
|  | ITC |  | -2749.523 | -2749.523 | -2749.523 | -2749.523 | -2749.523 | -2749.523 | -2749.523 | -2749.523 | -2749.523 | -2749.523 | -2749.523 | -2749.523 | -2749.523 | -2749.523 | -2749.523 | -2749.523 | -2749.523 | -2749.523 | -2749.523 | -2749.523 | -2749.523 | -2749.523 | -2749.523 | -2749.523 | -2749.523 | -2749.523 | -2749.523 | -2749.523 | -2749.523 | -2749.523 | -2749.523 | -2749.523 | -2749.523 | -2749.523 | -2749.523 | -2749.523 | -2749.523 | -2749.523 | -2749.523 | -2749.523 | -2749.523 | -2749.523 | -2749.523 | -2749.523 | -2749.523 | -2749.523 | -2749.523 | -2749.523 | -2749.523 | -2749.523 | -2749.523 | -2749.523 | -2749.523 | -2749.523 | -2749.523 | -2749.523
|  | Total Operating Expenses |  | 7975.4102 | 26441.2474 | 25668.3557 | 15644.5672 | 24604.8474 | 24168.2792 | 23845.934 | 23580.7004 | 23315.4668 | 23050.2332 | 22784.9996 | 22519.766 | 22254.5324 | 21989.2988 | 21724.0652 | 21458.8316 | 21193.598 | 20928.3644 | 20663.1307 | 20397.8971 | 20132.6635 | 19867.4299 | 19602.1963 | 19336.9627 | 19071.7291 | 18806.4955 | 18541.2619 | 18276.0283 | 18010.7947 | 17745.5611 | -2749.523 | -2749.523 | -2749.523 | -2749.523 | -2749.523 | -2749.523 | -2749.523 | -2749.523 | -2749.523 | -2749.523 | -2749.523 | -2749.523 | -2749.523 | -2749.523 | -2749.523 | -2749.523 | -2749.523 | -2749.523 | -2749.523 | -2749.523 | -2749.523 | -2749.523 | -2749.523 | -2749.523 | -2749.523 | -2749.523
|  | Operating |  | 55395.2817 | 33211.2355 | 30303.6905 | 37614.0099 | 26302.8738 | 24660.5457 | 23447.9139 | 22450.1304 | 21452.3468 | 20454.5632 | 19456.7797 | 18458.9961 | 17461.2125 | 16463.4289 | 15465.6454 | 14467.8618 | 13470.0782 | 12472.2947 | 11474.5111 | 10476.7275 | 9478.9439 | 8481.1604 | 7483.3768 | 6485.5932 | 5487.8096 | 4490.0261 | 3492.2425 | 2494.4589 | 1496.6754 | 498.8918 | 2749.523 | 2749.523 | 2749.523 | 2749.523 | 2749.523 | 2749.523 | 2749.523 | 2749.523 | 2749.523 | 2749.523 | 2749.523 | 2749.523 | 2749.523 | 2749.523 | 2749.523 | 2749.523 | 2749.523 | 2749.523 | 2749.523 | 2749.523 | 2749.523 | 2749.523 | 2749.523 | 2749.523 | 2749.523 | 2749.523
|  | Ratebase |  | 531597.3623 | 488400.5227 | 445642.507 | 414118.3825 | 386806.9671 | 362655.0836 | 344822.2639 | 330148.9761 | 315475.6882 | 300802.4004 | 286129.1126 | 271455.8248 | 256782.5369 | 242109.2491 | 227435.9613 | 212762.6735 | 198089.3856 | 183416.0978 | 168742.81 | 154069.5222 | 139396.2343 | 124722.9465 | 110049.6587 | 95376.3709 | 80703.083 | 66029.7952 | 51356.5074 | 36683.2196 | 22009.9317 | 7336.6439 | 0 | 0 | 0 | 0 | 0 | 0 | 0 | 0 | 0 | 0 | 0 | 0 | 0 | 0 | 0 | 0 | 0 | 0 | 0 | 0 | 0 | 0 | 0 | 0 | 0 | 0
|  | Return on Ratebase |  | 10.42% | 6.8% | 6.8% | 9.083% | 6.8% | 6.8% | 6.8% | 6.8% | 6.8% | 6.8% | 6.8% | 6.8% | 6.8% | 6.8% | 6.8% | 6.8% | 6.8% | 6.8% | 6.8% | 6.8% | 6.8% | 6.8% | 6.8% | 6.8% | 6.8% | 6.8% | 6.8% | 6.8% | 6.8% | 6.8% | #DIV/0! | #DIV/0! | #DIV/0! | #DIV/0! | #DIV/0! | #DIV/0! | #DIV/0! | #DIV/0! | #DIV/0! | #DIV/0! | #DIV/0! | #DIV/0! | #DIV/0! | #DIV/0! | #DIV/0! | #DIV/0! | #DIV/0! | #DIV/0! | #DIV/0! | #DIV/0! | #DIV/0! | #DIV/0! | #DIV/0! | #DIV/0! | #DIV/0! | #DIV/0!
|  | Revenue Requirement |  | 63370.6919 | 59652.4829 | 55972.0461 | 53258.5772 | 50907.7212 | 48828.8249 | 47293.848 | 46030.8308 | 44767.8136 | 43504.7964 | 42241.7793 | 40978.7621 | 39715.7449 | 38452.7277 | 37189.7105 | 35926.6934 | 34663.6762 | 33400.659 | 32137.6418 | 30874.6246 | 29611.6075 | 28348.5903 | 27085.5731 | 25822.5559 | 24559.5387 | 23296.5216 | 22033.5044 | 20770.4872 | 19507.47 | 18244.4528 | 0 | 0 | 0 | 0 | 0 | 0 | 0 | 0 | 0 | 0 | 0 | 0 | 0 | 0 | 0 | 0 | 0 | 0 | 0 | 0 | 0 | 0 | 0 | 0 | 0 | 0
|  | Tax Depreciation |  | 109980.9206 | 175969.473 | 105581.6838 | 63349.0103 | 63349.0103 | 31674.5051 | 0 | 0 | 0 | 0 | 0 | 0 | 0 | 0 | 0 | 0 | 0 | 0 | 0 | 0 | 0 | 0 | 0 | 0 | 0 | 0 | 0 | 0 | 0 | 0 | 0 | 0 | 0 | 0 | 0 | 0 | 0 | 0 | 0 | 0 | 0 | 0 | 0 | 0 | 0 | 0 | 0 | 0 | 0 | 0 | 0 | 0 | 0 | 0 | 0 | 0
|  | Propety Taxes |  | 263.4043 | 263.4043 | 263.4043 | 263.4043 | 263.4043 | 263.4043 | 263.4043 | 263.4043 | 263.4043 | 263.4043 | 263.4043 | 263.4043 | 263.4043 | 263.4043 | 263.4043 | 263.4043 | 263.4043 | 263.4043 | 263.4043 | 263.4043 | 263.4043 | 263.4043 | 263.4043 | 263.4043 | 263.4043 | 263.4043 | 263.4043 | 263.4043 | 263.4043 | 263.4043 | 0 | 0 | 0 | 0 | 0 | 0 | 0 | 0 | 0 | 0 | 0 | 0 | 0 | 0 | 0 | 0 | 0 | 0 | 0 | 0 | 0 | 0 | 0 | 0 | 0 | 0
|  | Insurance |  | 2499.7954 | 2499.7954 | 2499.7954 | 2499.7954 | 2499.7954 | 2499.7954 | 2499.7954 | 2499.7954 | 2499.7954 | 2499.7954 | 2499.7954 | 2499.7954 | 2499.7954 | 2499.7954 | 2499.7954 | 2499.7954 | 2499.7954 | 2499.7954 | 2499.7954 | 2499.7954 | 2499.7954 | 2499.7954 | 2499.7954 | 2499.7954 | 2499.7954 | 2499.7954 | 2499.7954 | 2499.7954 | 2499.7954 | 2499.7954 | 0 | 0 | 0 | 0 | 0 | 0 | 0 | 0 | 0 | 0 | 0 | 0 | 0 | 0 | 0 | 0 | 0 | 0 | 0 | 0 | 0 | 0 | 0 | 0 | 0 | 0
|  | Expenses |  | 112744.1203 | 178732.6727 | 108344.8835 | 66112.21 | 66112.21 | 34437.7048 | 2763.1997 | 2763.1997 | 2763.1997 | 2763.1997 | 2763.1997 | 2763.1997 | 2763.1997 | 2763.1997 | 2763.1997 | 2763.1997 | 2763.1997 | 2763.1997 | 2763.1997 | 2763.1997 | 2763.1997 | 2763.1997 | 2763.1997 | 2763.1997 | 2763.1997 | 2763.1997 | 2763.1997 | 2763.1997 | 2763.1997 | 2763.1997 | 0 | 0 | 0 | 0 | 0 | 0 | 0 | 0 | 0 | 0 | 0 | 0 | 0 | 0 | 0 | 0 | 0 | 0 | 0 | 0 | 0 | 0 | 0 | 0 | 0 | 0
|  | Taxble Income |  | -49373.4284 | -119080.1898 | -52372.8374 | -12853.6328 | -15204.4888 | 14391.12 | 44530.6483 | 43267.6311 | 42004.6139 | 40741.5967 | 39478.5796 | 38215.5624 | 36952.5452 | 35689.528 | 34426.5108 | 33163.4937 | 31900.4765 | 30637.4593 | 29374.4421 | 28111.4249 | 26848.4078 | 25585.3906 | 24322.3734 | 23059.3562 | 21796.339 | 20533.3219 | 19270.3047 | 18007.2875 | 16744.2703 | 15481.2531 | 0 | 0 | 0 | 0 | 0 | 0 | 0 | 0 | 0 | 0 | 0 | 0 | 0 | 0 | 0 | 0 | 0 | 0 | 0 | 0 | 0 | 0 | 0 | 0 | 0 | 0
|  | Tax Rate |  | 0.21 | 0.21 | 0.21 | 0.21 | 0.21 | 0.21 | 0.21 | 0.21 | 0.21 | 0.21 | 0.21 | 0.21 | 0.21 | 0.21 | 0.21 | 0.21 | 0.21 | 0.21 | 0.21 | 0.21 | 0.21 | 0.21 | 0.21 | 0.21 | 0.21 | 0.21 | 0.21 | 0.21 | 0.21 | 0.21 | 0.21 | 0.21 | 0.21 | 0.21 | 0.21 | 0.21 | 0.21 | 0.21 | 0.21 | 0.21 | 0.21 | 0.21 | 0.21 | 0.21 | 0.21 | 0.21 | 0.21 | 0.21 | 0.21 | 0.21 | 0.21 | 0.21 | 0.21 | 0.21 | 0.21 | 0.21
|  | Taxes |  | -10368.42 | -25006.8399 | -10998.2958 | -2699.2629 | -3192.9426 | 3022.1352 | 9351.4361 | 9086.2025 | 8820.9689 | 8555.7353 | 8290.5017 | 8025.2681 | 7760.0345 | 7494.8009 | 7229.5673 | 6964.3337 | 6699.1001 | 6433.8665 | 6168.6328 | 5903.3992 | 5638.1656 | 5372.932 | 5107.6984 | 4842.4648 | 4577.2312 | 4311.9976 | 4046.764 | 3781.5304 | 3516.2968 | 3251.0632 | 0 | 0 | 0 | 0 | 0 | 0 | 0 | 0 | 0 | 0 | 0 | 0 | 0 | 0 | 0 | 0 | 0 | 0 | 0 | 0 | 0 | 0 | 0 | 0 | 0 | 0

## WA Solar ITC 2020-2023 30%
Solar FINANCIALS
($ 1000s Unless Otherwise Indicated)
| Calendar Year of Fin. Close |  |  | 2020 | 2021 | 2022 | 2023 | 2024 | 2025 | 2026 | 2027 | 2028 | 2029 | 2030 | 2031 | 2032 | 2033 | 2034 | 2035 | 2036 | 2037 | 2038 | 2039 | 2040 | 2041 | 2042 | 2043 | 2044 | 2045 | 2046 | 2047 | 2048 | 2049
| Operating Year |  | 0 | 1 | 2 | 3 | 4 | 5 | 6 | 7 | 8 | 9 | 10 | 11 | 12 | 13 | 14 | 15 | 16 | 17 | 18 | 19 | 20 | 21 | 22 | 23 | 24 | 25 | 26 | 27 | 28 | 29 | 30
| Calendar Year | Capital Invest.
| 2020 | 137476.1508
| Gross plant |  |  | 137476.1508 | 137476.1508 | 137476.1508 | 137476.1508 | 137476.1508 | 137476.1508 | 137476.1508 | 137476.1508 | 137476.1508 | 137476.1508 | 137476.1508 | 137476.1508 | 137476.1508 | 137476.1508 | 137476.1508 | 137476.1508 | 137476.1508 | 137476.1508 | 137476.1508 | 137476.1508 | 137476.1508 | 137476.1508 | 137476.1508 | 137476.1508 | 137476.1508 | 137476.1508 | 137476.1508 | 137476.1508 | 137476.1508 | 137476.1508
| Accumulated Deprectiation |  |  | 4582.5384 | 9165.0767 | 13747.6151 | 18330.1534 | 22912.6918 | 27495.2302 | 32077.7685 | 36660.3069 | 41242.8452 | 45825.3836 | 50407.9219 | 54990.4603 | 59572.9987 | 64155.537 | 68738.0754 | 73320.6137 | 77903.1521 | 82485.6905 | 87068.2288 | 91650.7672 | 96233.3055 | 100815.8439 | 105398.3823 | 109980.9206 | 114563.459 | 119145.9973 | 123728.5357 | 128311.0741 | 132893.6124 | 137476.1508
| Net book value |  |  | 132893.6124 | 128311.0741 | 123728.5357 | 119145.9973 | 114563.459 | 109980.9206 | 105398.3823 | 100815.8439 | 96233.3055 | 91650.7672 | 87068.2288 | 82485.6905 | 77903.1521 | 73320.6137 | 68738.0754 | 64155.537 | 59572.9987 | 54990.4603 | 50407.9219 | 45825.3836 | 41242.8452 | 36660.3069 | 32077.7685 | 27495.2302 | 22912.6918 | 18330.1534 | 13747.6151 | 9165.0767 | 4582.5384 | 0
| ITC |  |  | 0 | 0 | 0 | 0 | 0 | 0 | 0 | 0 | 0 | 0 | 0 | 0 | 0 | 0 | 0 | 0 | 0 | 0 | 0 | 0 | 2062.1423 | 4124.2845 | 6186.4268 | 8248.569 | 10310.7113 | 12372.8536 | 14434.9958 | 16497.1381 | 18559.2804 | 20621.4226
| Accumulated deffered income tax |  |  | -4089.9155 | -11124.5701 | -15018.1697 | -17027.1361 | -19036.1026 | -19631.5943 | -18813.6112 | -17995.6281 | -17177.645 | -16359.6619 | -15541.6788 | -14723.6957 | -13905.7127 | -13087.7296 | -12269.7465 | -11451.7634 | -10633.7803 | -9815.7972 | -8997.8141 | -8179.831 | -7361.8479 | -6543.8648 | -5725.8817 | -4907.8986 | -4089.9155 | -3271.9324 | -2453.9493 | -1635.9662 | -817.9831 | -8.1855e-12
| Rate Base |  |  | 128803.6969 | 117186.5039 | 108710.366 | 102118.8612 | 95527.3563 | 90349.3263 | 86584.771 | 82820.2158 | 79055.6605 | 75291.1052 | 71526.55 | 67761.9947 | 63997.4395 | 60232.8842 | 56468.3289 | 52703.7737 | 48939.2184 | 45174.6631 | 41410.1079 | 37645.5526 | 35943.1396 | 34240.7266 | 32538.3136 | 30835.9006 | 29133.4876 | 27431.0746 | 25728.6616 | 24026.2486 | 22323.8356 | 20621.4226
| Average rate base |  |  | 133139.9238 | 122995.1004 | 112948.435 | 105414.6136 | 98823.1088 | 92938.3413 | 88467.0487 | 84702.4934 | 80937.9381 | 77173.3829 | 73408.8276 | 69644.2723 | 65879.7171 | 62115.1618 | 58350.6066 | 54586.0513 | 50821.496 | 47056.9408 | 43292.3855 | 39527.8303 | 36794.3461 | 35091.9331 | 33389.5201 | 31687.1071 | 29984.6941 | 28282.2811 | 26579.8681 | 24877.4551 | 23175.0421 | 21472.6291
| Pre-tax Return | 0.086076 |  | 11460.1453 | 10586.92 | 9722.1438 | 9073.6629 | 8506.2929 | 7999.756 | 7614.8852 | 7290.8475 | 6966.8099 | 6642.7722 | 6318.7345 | 5994.6969 | 5670.6592 | 5346.6215 | 5022.5839 | 4698.5462 | 4374.5085 | 4050.4709 | 3726.4332 | 3402.3955 | 3167.1083 | 3020.5715 | 2874.0346 | 2727.4978 | 2580.961 | 2434.4242 | 2287.8874 | 2141.3506 | 1994.8138 | 1848.2769
| Book Depreciation |  |  | 4582.5384 | 4582.5384 | 4582.5384 | 4582.5384 | 4582.5384 | 4582.5384 | 4582.5384 | 4582.5384 | 4582.5384 | 4582.5384 | 4582.5384 | 4582.5384 | 4582.5384 | 4582.5384 | 4582.5384 | 4582.5384 | 4582.5384 | 4582.5384 | 4582.5384 | 4582.5384 | 4582.5384 | 4582.5384 | 4582.5384 | 4582.5384 | 4582.5384 | 4582.5384 | 4582.5384 | 4582.5384 | 4582.5384 | 4582.5384
| Insurance |  |  | 65.8511 | 65.8511 | 65.8511 | 65.8511 | 65.8511 | 65.8511 | 65.8511 | 65.8511 | 65.8511 | 65.8511 | 65.8511 | 65.8511 | 65.8511 | 65.8511 | 65.8511 | 65.8511 | 65.8511 | 65.8511 | 65.8511 | 65.8511 | 65.8511 | 65.8511 | 65.8511 | 65.8511 | 65.8511 | 65.8511 | 65.8511 | 65.8511 | 65.8511 | 65.8511
| ITC Amort - Grossed for Taxes |  |  | -2610.3067 | -2610.3067 | -2610.3067 | -2610.3067 | -2610.3067 | -2610.3067 | -2610.3067 | -2610.3067 | -2610.3067 | -2610.3067 | -2610.3067 | -2610.3067 | -2610.3067 | -2610.3067 | -2610.3067 | -2610.3067 | -2610.3067 | -2610.3067 | -2610.3067 | -2610.3067 | -2610.3067 | -2610.3067 | -2610.3067 | -2610.3067 | -2610.3067 | -2610.3067 | -2610.3067 | -2610.3067 | -2610.3067 | -2610.3067
| Property Taxes |  |  | 624.9488 | 624.9488 | 624.9488 | 624.9488 | 624.9488 | 624.9488 | 624.9488 | 624.9488 | 624.9488 | 624.9488 | 624.9488 | 624.9488 | 624.9488 | 624.9488 | 624.9488 | 624.9488 | 624.9488 | 624.9488 | 624.9488 | 624.9488 | 624.9488 | 624.9488 | 624.9488 | 624.9488 | 624.9488 | 624.9488 | 624.9488 | 624.9488 | 624.9488 | 624.9488
| Revenue Requirement |  |  | 14123.177 | 13249.9517 | 12385.1754 | 11736.6946 | 11169.3245 | 10662.7876 | 10277.9168 | 9953.8792 | 9629.8415 | 9305.8038 | 8981.7662 | 8657.7285 | 8333.6908 | 8009.6531 | 7685.6155 | 7361.5778 | 7037.5401 | 6713.5025 | 6389.4648 | 6065.4271 | 5830.1399 | 5683.6031 | 5537.0663 | 5390.5295 | 5243.9926 | 5097.4558 | 4950.919 | 4804.3822 | 4657.8454 | 4511.3086
| Book Depreciation |  |  | 4582.5384 | 4582.5384 | 4582.5384 | 4582.5384 | 4582.5384 | 4582.5384 | 4582.5384 | 4582.5384 | 4582.5384 | 4582.5384 | 4582.5384 | 4582.5384 | 4582.5384 | 4582.5384 | 4582.5384 | 4582.5384 | 4582.5384 | 4582.5384 | 4582.5384 | 4582.5384 | 4582.5384 | 4582.5384 | 4582.5384 | 4582.5384 | 4582.5384 | 4582.5384 | 4582.5384 | 4582.5384 | 4582.5384 | 4582.5384
| Tax Depreciation |  |  | 27495.2302 | 43992.3682 | 26395.4209 | 15837.2526 | 15837.2526 | 7918.6263 | 0 | 0 | 0 | 0 | 0 | 0 | 0 | 0 | 0 | 0 | 0 | 0 | 0 | 0 | 0 | 0 | 0 | 0 | 0 | 0 | 0 | 0 | 0 | 0
| Difference between book and tax |  |  | -22912.6918 | -39409.8299 | -21812.8826 | -11254.7142 | -11254.7142 | -3336.0879 | 4582.5384 | 4582.5384 | 4582.5384 | 4582.5384 | 4582.5384 | 4582.5384 | 4582.5384 | 4582.5384 | 4582.5384 | 4582.5384 | 4582.5384 | 4582.5384 | 4582.5384 | 4582.5384 | 4582.5384 | 4582.5384 | 4582.5384 | 4582.5384 | 4582.5384 | 4582.5384 | 4582.5384 | 4582.5384 | 4582.5384 | 4582.5384
| Tax rate |  |  | -4811.6653 | -8276.0643 | -4580.7053 | -2363.49 | -2363.49 | -700.5785 | 962.3331 | 962.3331 | 962.3331 | 962.3331 | 962.3331 | 962.3331 | 962.3331 | 962.3331 | 962.3331 | 962.3331 | 962.3331 | 962.3331 | 962.3331 | 962.3331 | 962.3331 | 962.3331 | 962.3331 | 962.3331 | 962.3331 | 962.3331 | 962.3331 | 962.3331 | 962.3331 | 962.3331
Depreciation Tables
|  | 5 |  | 20% | 32% | 19.2% | 11.52% | 11.52% | 5.76% | 0% | 0% | 0% | 0% | 0% | 0% | 0% | 0% | 0% | 0% | 0% | 0% | 0% | 0% | 0%
|  | 5 | 0: 1; 2020 1: 20%; 2021 2: 32%; 2022 3: 19.2%; 2023 4: 11.52%; 2024 5: 11.52%; 2025 6: 5.76%
|  | 10 | 0: 0; 2020 1: 10%; 2021 2: 18%; 2022 3: 14.4%; 2023 4: 11.52%; 2024 5: 9.22%; 2025 6: 7.37%; 2026 7: 6.55%; 2027 8: 6.55%; 2028 9: 6.56%; 2029 10: 6.55%; 2030 11: 3.28%
|  | 15 | 0: 0; 2020 1: 5%; 2021 2: 9.5%; 2022 3: 8.55%; 2023 4: 7.7%; 2024 5: 6.93%; 2025 6: 6.23%; 2026 7: 5.9%; 2027 8: 5.9%; 2028 9: 5.91%; 2029 10: 5.9%; 2030 11: 5.91%; 2031 12: 5.9%; 2032 13: 5.91%; 2033 14: 5.9%; 2034 15: 5.91%; 2035 16: 2.95%
|  | 20 | 0 | 3.75% | 7.219% | 6.677% | 6.177% | 5.713% | 5.285% | 4.888% | 4.522% | 4.462% | 4.461% | 4.462% | 4.461% | 4.462% | 4.461% | 4.462% | 4.461% | 4.462% | 4.461% | 4.462% | 4.461% | 2.231%
Revenue Requirement by vintage year
2012 $000
|  |  |  | 2020 | 2021 | 2022 | 2023 | 2024 | 2025 | 2026 | 2027 | 2028 | 2029 | 2030 | 2031 | 2032 | 2033 | 2034 | 2035 | 2036 | 2037 | 2038 | 2039 | 2040 | 2041 | 2042 | 2043 | 2044 | 2045 | 2046 | 2047 | 2048 | 2049 | 2050 | 2051 | 2052 | 2053 | 2054 | 2055 | 2056 | 2057 | 2058 | 2059 | 2060 | 2061 | 2062 | 2063 | 2064 | 2065 | 2066 | 2067 | 2068 | 2069 | 2070 | 2071 | 2072 | 2073 | 2074 | 2075
|  | 2020 | 0% | 14123.177 | 13249.9517 | 12385.1754 | 11736.6946 | 11169.3245 | 10662.7876 | 10277.9168 | 9953.8792 | 9629.8415 | 9305.8038 | 8981.7662 | 8657.7285 | 8333.6908 | 8009.6531 | 7685.6155 | 7361.5778 | 7037.5401 | 6713.5025 | 6389.4648 | 6065.4271 | 5830.1399 | 5683.6031 | 5537.0663 | 5390.5295 | 5243.9926 | 5097.4558 | 4950.919 | 4804.3822 | 4657.8454 | 4511.3086 | 0 | 0 | 0 | 0 | 0 | 0 | 0 | 0 | 0 | 0 | 0 | 0 | 0 | 0 | 0 | 0 | 0 | 0 | 0 | 0 | 0 | 0 | 0 | 0 | 0 | 0
|  | 2021 | -1.845% |  | 13862.5395 | 13005.4292 | 12156.612 | 11520.0986 | 10963.1992 | 10466.0102 | 10088.242 | 9770.1844 | 9452.1267 | 9134.069 | 8816.0113 | 8497.9536 | 8179.8959 | 7861.8382 | 7543.7806 | 7225.7229 | 6907.6652 | 6589.6075 | 6271.5498 | 5953.4921 | 5722.547 | 5578.7145 | 5434.882 | 5291.0494 | 5147.2169 | 5003.3843 | 4859.5518 | 4715.7193 | 4571.8867 | 4428.0542 | 0 | 0 | 0 | 0 | 0 | 0 | 0 | 0 | 0 | 0 | 0 | 0 | 0 | 0 | 0 | 0 | 0 | 0 | 0 | 0 | 0 | 0 | 0 | 0 | 0
|  | 2022 | -2.03% |  |  | 13581.1418 | 12741.4301 | 11909.8432 | 11286.2505 | 10740.6556 | 10253.5591 | 9883.4593 | 9571.858 | 9260.2566 | 8948.6552 | 8637.0538 | 8325.4524 | 8013.851 | 7702.2497 | 7390.6483 | 7079.0469 | 6767.4455 | 6455.8441 | 6144.2427 | 5832.6413 | 5606.3842 | 5465.4714 | 5324.5585 | 5183.6456 | 5042.7328 | 4901.8199 | 4760.9071 | 4619.9942 | 4479.0813 | 4338.1685 | 0 | 0 | 0 | 0 | 0 | 0 | 0 | 0 | 0 | 0 | 0 | 0 | 0 | 0 | 0 | 0 | 0 | 0 | 0 | 0 | 0 | 0 | 0 | 0
|  | 2023 | -2.072% |  |  |  | 13299.7441 | 12477.431 | 11663.0743 | 11052.4023 | 10518.112 | 10041.108 | 9678.6767 | 9373.5316 | 9068.3865 | 8763.2414 | 8458.0963 | 8152.9512 | 7847.8061 | 7542.6611 | 7237.516 | 6932.3709 | 6627.2258 | 6322.0807 | 6016.9356 | 5711.7905 | 5490.2214 | 5352.2282 | 5214.235 | 5076.2419 | 4938.2487 | 4800.2555 | 4662.2623 | 4524.2691 | 4386.2759 | 4248.2828 | 0 | 0 | 0 | 0 | 0 | 0 | 0 | 0 | 0 | 0 | 0 | 0 | 0 | 0 | 0 | 0 | 0 | 0 | 0 | 0 | 0 | 0 | 0
|  | 2024 | -2.116% |  |  |  |  | 13018.3464 | 12213.4319 | 11416.3055 | 10818.5542 | 10295.5685 | 9828.657 | 9473.894 | 9175.2052 | 8876.5164 | 8577.8276 | 8279.1388 | 7980.45 | 7681.7612 | 7383.0725 | 7084.3837 | 6785.6949 | 6487.0061 | 6188.3173 | 5889.6285 | 5590.9397 | 5374.0586 | 5238.9851 | 5103.9116 | 4968.8381 | 4833.7646 | 4698.6911 | 4563.6176 | 4428.5441 | 4293.4706 | 4158.397 | 0 | 0 | 0 | 0 | 0 | 0 | 0 | 0 | 0 | 0 | 0 | 0 | 0 | 0 | 0 | 0 | 0 | 0 | 0 | 0 | 0 | 0
|  | 2025 | -2.162% | [5 empty] | 12736.9487 | 11949.4328 | 11169.5367 | 10584.706 | 10073.0249 | 9616.2059 | 9269.1113 | 8976.8788 | 8684.6463 | 8392.4138 | 8100.1813 | 7807.9488 | 7515.7163 | 7223.4839 | 6931.2514 | 6639.0189 | 6346.7864 | 6054.5539 | 5762.3214 | 5470.0889 | 5257.8958 | 5125.7419 | 4993.5881 | 4861.4343 | 4729.2805 | 4597.1266 | 4464.9728 | 4332.819 | 4200.6652 | 4068.5113 | 0 | 0 | 0 | 0 | 0 | 0 | 0 | 0 | 0 | 0 | 0 | 0 | 0 | 0 | 0 | 0 | 0 | 0 | 0 | 0 | 0
|  | 2026 | -2.209% | [6 empty] | 12455.551 | 11685.4337 | 10922.7678 | 10350.8579 | 9850.4813 | 9403.7549 | 9064.3286 | 8778.5524 | 8492.7762 | 8207 | 7921.2238 | 7635.4476 | 7349.6715 | 7063.8953 | 6778.1191 | 6492.3429 | 6206.5667 | 5920.7905 | 5635.0143 | 5349.2381 | 5141.733 | 5012.4988 | 4883.2647 | 4754.0305 | 4624.7964 | 4495.5622 | 4366.3281 | 4237.0939 | 4107.8598 | 3978.6256 | 0 | 0 | 0 | 0 | 0 | 0 | 0 | 0 | 0 | 0 | 0 | 0 | 0 | 0 | 0 | 0 | 0 | 0 | 0 | 0
|  | 2027 | -2.259% | [7 empty] | 12174.1533 | 11421.4346 | 10675.999 | 10117.0097 | 9627.9377 | 9191.3038 | 8859.5459 | 8580.226 | 8300.9061 | 8021.5862 | 7742.2663 | 7462.9464 | 7183.6266 | 6904.3067 | 6624.9868 | 6345.6669 | 6066.347 | 5787.0271 | 5507.7072 | 5228.3873 | 5025.5701 | 4899.2557 | 4772.9412 | 4646.6267 | 4520.3123 | 4393.9978 | 4267.6833 | 4141.3688 | 4015.0544 | 3888.7399 | 0 | 0 | 0 | 0 | 0 | 0 | 0 | 0 | 0 | 0 | 0 | 0 | 0 | 0 | 0 | 0 | 0 | 0 | 0
|  | 2028 | -2.311% | [8 empty] | 11892.7555 | 11157.4355 | 10429.2302 | 9883.1615 | 9405.3942 | 8978.8527 | 8654.7632 | 8381.8996 | 8109.036 | 7836.1724 | 7563.3088 | 7290.4453 | 7017.5817 | 6744.7181 | 6471.8545 | 6198.9909 | 5926.1273 | 5653.2637 | 5380.4001 | 5107.5365 | 4909.4073 | 4786.0125 | 4662.6177 | 4539.223 | 4415.8282 | 4292.4334 | 4169.0386 | 4045.6438 | 3922.249 | 3798.8542 | 0 | 0 | 0 | 0 | 0 | 0 | 0 | 0 | 0 | 0 | 0 | 0 | 0 | 0 | 0 | 0 | 0 | 0
|  | 2029 | -2.366% | [9 empty] | 11611.3578 | 10893.4364 | 10182.4613 | 9649.3134 | 9182.8506 | 8766.4017 | 8449.9805 | 8183.5732 | 7917.1659 | 7650.7586 | 7384.3513 | 7117.9441 | 6851.5368 | 6585.1295 | 6318.7222 | 6052.3149 | 5785.9076 | 5519.5003 | 5253.093 | 4986.6857 | 4793.2445 | 4672.7694 | 4552.2943 | 4431.8192 | 4311.3441 | 4190.8689 | 4070.3938 | 3949.9187 | 3829.4436 | 3708.9685 | 0 | 0 | 0 | 0 | 0 | 0 | 0 | 0 | 0 | 0 | 0 | 0 | 0 | 0 | 0 | 0 | 0
|  | 2030 | -2.423% | [10 empty] | 11329.9601 | 10629.4373 | 9935.6925 | 9415.4652 | 8960.307 | 8553.9506 | 8245.1978 | 7985.2468 | 7725.2958 | 7465.3448 | 7205.3939 | 6945.4429 | 6685.4919 | 6425.5409 | 6165.5899 | 5905.6389 | 5645.6879 | 5385.7369 | 5125.7859 | 4865.8349 | 4677.0817 | 4559.5263 | 4441.9708 | 4324.4154 | 4206.86 | 4089.3045 | 3971.7491 | 3854.1936 | 3736.6382 | 3619.0828 | 0 | 0 | 0 | 0 | 0 | 0 | 0 | 0 | 0 | 0 | 0 | 0 | 0 | 0 | 0 | 0
|  | 2031 | -1.109% | [11 empty] | 11204.3504 | 10511.5939 | 9825.5403 | 9311.0805 | 8860.9684 | 8459.1171 | 8153.7873 | 7896.7183 | 7639.6492 | 7382.5802 | 7125.5111 | 6868.4421 | 6611.3731 | 6354.304 | 6097.235 | 5840.1659 | 5583.0969 | 5326.0279 | 5068.9588 | 4811.8898 | 4625.2292 | 4508.977 | 4392.7249 | 4276.4727 | 4160.2205 | 4043.9684 | 3927.7162 | 3811.4641 | 3695.2119 | 3578.9597 | 0 | 0 | 0 | 0 | 0 | 0 | 0 | 0 | 0 | 0 | 0 | 0 | 0 | 0 | 0
|  | 2032 | -1.121% | [12 empty] | 11078.7406 | 10393.7505 | 9715.3881 | 9206.6958 | 8761.6299 | 8364.2836 | 8062.3768 | 7808.1897 | 7554.0026 | 7299.8155 | 7045.6284 | 6791.4413 | 6537.2543 | 6283.0672 | 6028.8801 | 5774.693 | 5520.5059 | 5266.3188 | 5012.1317 | 4757.9446 | 4573.3766 | 4458.4278 | 4343.4789 | 4228.53 | 4113.5811 | 3998.6322 | 3883.6834 | 3768.7345 | 3653.7856 | 3538.8367 | 0 | 0 | 0 | 0 | 0 | 0 | 0 | 0 | 0 | 0 | 0 | 0 | 0 | 0
|  | 2033 | -1.134% | [13 empty] | 10953.1308 | 10275.9071 | 9605.2359 | 9102.3111 | 8662.2913 | 8269.4501 | 7970.9663 | 7719.6612 | 7468.356 | 7217.0509 | 6965.7457 | 6714.4406 | 6463.1355 | 6211.8303 | 5960.5252 | 5709.22 | 5457.9149 | 5206.6098 | 4955.3046 | 4703.9995 | 4521.5241 | 4407.8785 | 4294.2329 | 4180.5873 | 4066.9417 | 3953.2961 | 3839.6505 | 3726.0049 | 3612.3593 | 3498.7137 | 0 | 0 | 0 | 0 | 0 | 0 | 0 | 0 | 0 | 0 | 0 | 0 | 0
|  | 2034 | -1.147% | [14 empty] | 10827.5211 | 10158.0637 | 9495.0837 | 8997.9264 | 8562.9527 | 8174.6166 | 7879.5558 | 7631.1326 | 7382.7094 | 7134.2862 | 6885.863 | 6637.4398 | 6389.0166 | 6140.5935 | 5892.1703 | 5643.7471 | 5395.3239 | 5146.9007 | 4898.4775 | 4650.0543 | 4469.6716 | 4357.3292 | 4244.9869 | 4132.6446 | 4020.3023 | 3907.96 | 3795.6177 | 3683.2753 | 3570.933 | 3458.5907 | 0 | 0 | 0 | 0 | 0 | 0 | 0 | 0 | 0 | 0 | 0 | 0
|  | 2035 | -1.16% | [15 empty] | 10701.9113 | 10040.2202 | 9384.9315 | 8893.5418 | 8463.6141 | 8079.7831 | 7788.1453 | 7542.604 | 7297.0628 | 7051.5216 | 6805.9803 | 6560.4391 | 6314.8978 | 6069.3566 | 5823.8154 | 5578.2741 | 5332.7329 | 5087.1916 | 4841.6504 | 4596.1092 | 4417.819 | 4306.78 | 4195.741 | 4084.7019 | 3973.6629 | 3862.6238 | 3751.5848 | 3640.5458 | 3529.5067 | 3418.4677 | 0 | 0 | 0 | 0 | 0 | 0 | 0 | 0 | 0 | 0 | 0
|  | 2036 | -1.174% | [16 empty] | 10576.3015 | 9922.3768 | 9274.7793 | 8789.1571 | 8364.2756 | 7984.9496 | 7696.7348 | 7454.0755 | 7211.4162 | 6968.7569 | 6726.0976 | 6483.4383 | 6240.779 | 5998.1197 | 5755.4605 | 5512.8012 | 5270.1419 | 5027.4826 | 4784.8233 | 4542.164 | 4365.9665 | 4256.2307 | 4146.495 | 4036.7592 | 3927.0235 | 3817.2877 | 3707.5519 | 3597.8162 | 3488.0804 | 3378.3447 | 0 | 0 | 0 | 0 | 0 | 0 | 0 | 0 | 0 | 0
|  | 2037 | -1.188% | [17 empty] | 10450.6917 | 9804.5334 | 9164.6271 | 8684.7724 | 8264.937 | 7890.1161 | 7605.3243 | 7365.5469 | 7125.7696 | 6885.9922 | 6646.2149 | 6406.4376 | 6166.6602 | 5926.8829 | 5687.1056 | 5447.3282 | 5207.5509 | 4967.7735 | 4727.9962 | 4488.2189 | 4314.114 | 4205.6815 | 4097.249 | 3988.8165 | 3880.384 | 3771.9516 | 3663.5191 | 3555.0866 | 3446.6541 | 3338.2216 | 0 | 0 | 0 | 0 | 0 | 0 | 0 | 0 | 0
|  | 2038 | -1.202% | [18 empty] | 10325.082 | 9686.69 | 9054.4749 | 8580.3877 | 8165.5984 | 7795.2826 | 7513.9138 | 7277.0184 | 7040.123 | 6803.2276 | 6566.3322 | 6329.4368 | 6092.5414 | 5855.646 | 5618.7507 | 5381.8553 | 5144.9599 | 4908.0645 | 4671.1691 | 4434.2737 | 4262.2614 | 4155.1322 | 4048.003 | 3940.8738 | 3833.7446 | 3726.6154 | 3619.4862 | 3512.357 | 3405.2278 | 3298.0986 | 0 | 0 | 0 | 0 | 0 | 0 | 0 | 0
|  | 2039 | -1.217% | [19 empty] | 10199.4722 | 9568.8466 | 8944.3227 | 8476.003 | 8066.2598 | 7700.4491 | 7422.5032 | 7188.4898 | 6954.4764 | 6720.4629 | 6486.4495 | 6252.4361 | 6018.4226 | 5784.4092 | 5550.3957 | 5316.3823 | 5082.3689 | 4848.3554 | 4614.342 | 4380.3286 | 4210.4089 | 4104.583 | 3998.757 | 3892.9311 | 3787.1052 | 3681.2793 | 3575.4534 | 3469.6275 | 3363.8015 | 3257.9756 | 0 | 0 | 0 | 0 | 0 | 0 | 0
Revenue Requirement by vintage year
2012 $/MW-wk
| Aurora Input |  | Levelized Cost | 2020 | 2021 | 2022 | 2023 | 2024 | 2025 | 2026 | 2027 | 2028 | 2029 | 2030 | 2031 | 2032 | 2033 | 2034 | 2035 | 2036 | 2037 | 2038 | 2039 | 2040 | 2041 | 2042 | 2043 | 2044 | 2045 | 2046 | 2047 | 2048 | 2049 | 2050 | 2051 | 2052 | 2053 | 2054 | 2055 | 2056 | 2057 | 2058 | 2059 | 2060 | 2061 | 2062 | 2063 | 2064 | 2065 | 2066 | 2067 | 2068 | 2069 | 2070 | 2071 | 2072 | 2073 | 2074 | 2075
|  | 2020 | 1722.2856 | 2715.9956 | 2548.0676 | 2381.7645 | 2257.0566 | 2147.947 | 2050.5361 | 1976.5225 | 1914.2075 | 1851.8926 | 1789.5777 | 1727.2627 | 1664.9478 | 1602.6328 | 1540.3179 | 1478.003 | 1415.688 | 1353.3731 | 1291.0582 | 1228.7432 | 1166.4283 | 1121.1807 | 1093.0006 | 1064.8204 | 1036.6403 | 1008.4601 | 980.28 | 952.0998 | 923.9197 | 895.7395 | 867.5593 | 0 | 0 | 0 | 0 | 0 | 0 | 0 | 0 | 0 | 0 | 0 | 0 | 0 | 0 | 0 | 0 | 0 | 0 | 0 | 0 | 0 | 0 | 0 | 0 | 0 | 0
|  | 2021 | 1690.5015 |  | 2665.873 | 2501.0441 | 2337.81 | 2215.4036 | 2108.3075 | 2012.6943 | 1940.0465 | 1878.8816 | 1817.7167 | 1756.5517 | 1695.3868 | 1634.2218 | 1573.0569 | 1511.892 | 1450.727 | 1389.5621 | 1328.3972 | 1267.2322 | 1206.0673 | 1144.9023 | 1100.4898 | 1072.8297 | 1045.1696 | 1017.5095 | 989.8494 | 962.1893 | 934.5292 | 906.8691 | 879.209 | 851.5489 | 0 | 0 | 0 | 0 | 0 | 0 | 0 | 0 | 0 | 0 | 0 | 0 | 0 | 0 | 0 | 0 | 0 | 0 | 0 | 0 | 0 | 0 | 0 | 0 | 0
|  | 2022 | 1656.1858 |  |  | 2611.758 | 2450.275 | 2290.3545 | 2170.4328 | 2065.5107 | 1971.8383 | 1900.6653 | 1840.7419 | 1780.8186 | 1720.8952 | 1660.9719 | 1601.0485 | 1541.1252 | 1481.2019 | 1421.2785 | 1361.3552 | 1301.4318 | 1241.5085 | 1181.5851 | 1121.6618 | 1078.1508 | 1051.0522 | 1023.9536 | 996.8549 | 969.7563 | 942.6577 | 915.559 | 888.4604 | 861.3618 | 834.2632 | 0 | 0 | 0 | 0 | 0 | 0 | 0 | 0 | 0 | 0 | 0 | 0 | 0 | 0 | 0 | 0 | 0 | 0 | 0 | 0 | 0 | 0 | 0 | 0
|  | 2023 | 1621.8701 |  |  |  | 2557.6431 | 2399.506 | 2242.8989 | 2125.462 | 2022.7139 | 1930.9823 | 1861.284 | 1802.6022 | 1743.9205 | 1685.2387 | 1626.557 | 1567.8752 | 1509.1935 | 1450.5117 | 1391.83 | 1333.1482 | 1274.4665 | 1215.7848 | 1157.103 | 1098.4213 | 1055.8118 | 1029.2747 | 1002.7375 | 976.2004 | 949.6632 | 923.1261 | 896.5889 | 870.0518 | 843.5146 | 816.9775 | 0 | 0 | 0 | 0 | 0 | 0 | 0 | 0 | 0 | 0 | 0 | 0 | 0 | 0 | 0 | 0 | 0 | 0 | 0 | 0 | 0 | 0 | 0
|  | 2024 | 1587.5543 |  |  |  |  | 2503.5281 | 2348.7369 | 2195.4434 | 2080.4912 | 1979.917 | 1890.1263 | 1821.9027 | 1764.4625 | 1707.0224 | 1649.5822 | 1592.1421 | 1534.7019 | 1477.2618 | 1419.8216 | 1362.3815 | 1304.9413 | 1247.5012 | 1190.061 | 1132.6209 | 1075.1807 | 1033.4728 | 1007.4971 | 981.5215 | 955.5458 | 929.5701 | 903.5944 | 877.6188 | 851.6431 | 825.6674 | 799.6917 | 0 | 0 | 0 | 0 | 0 | 0 | 0 | 0 | 0 | 0 | 0 | 0 | 0 | 0 | 0 | 0 | 0 | 0 | 0 | 0 | 0 | 0
|  | 2025 | 1553.2386 | [5 empty] | 2449.4132 | 2297.9678 | 2147.9878 | 2035.5204 | 1937.1202 | 1849.2704 | 1782.5214 | 1726.3228 | 1670.1243 | 1613.9257 | 1557.7272 | 1501.5286 | 1445.3301 | 1389.1315 | 1332.933 | 1276.7344 | 1220.5358 | 1164.3373 | 1108.1387 | 1051.9402 | 1011.1338 | 985.7196 | 960.3054 | 934.8912 | 909.477 | 884.0628 | 858.6486 | 833.2344 | 807.8202 | 782.406 | 0 | 0 | 0 | 0 | 0 | 0 | 0 | 0 | 0 | 0 | 0 | 0 | 0 | 0 | 0 | 0 | 0 | 0 | 0 | 0 | 0
|  | 2026 | 1518.9228 | [6 empty] | 2395.2983 | 2247.1988 | 2100.5323 | 1990.5496 | 1894.3233 | 1808.4144 | 1743.1401 | 1688.1832 | 1633.2262 | 1578.2692 | 1523.3123 | 1468.3553 | 1413.3984 | 1358.4414 | 1303.4844 | 1248.5275 | 1193.5705 | 1138.6136 | 1083.6566 | 1028.6996 | 988.7948 | 963.9421 | 939.0894 | 914.2366 | 889.3839 | 864.5312 | 839.6785 | 814.8258 | 789.973 | 765.1203 | 0 | 0 | 0 | 0 | 0 | 0 | 0 | 0 | 0 | 0 | 0 | 0 | 0 | 0 | 0 | 0 | 0 | 0 | 0 | 0
|  | 2027 | 1484.6071 | [7 empty] | 2341.1833 | 2196.4297 | 2053.0767 | 1945.5788 | 1851.5265 | 1767.5584 | 1703.7588 | 1650.0435 | 1596.3281 | 1542.6127 | 1488.8974 | 1435.182 | 1381.4666 | 1327.7513 | 1274.0359 | 1220.3206 | 1166.6052 | 1112.8898 | 1059.1745 | 1005.4591 | 966.4558 | 942.1646 | 917.8733 | 893.5821 | 869.2908 | 844.9996 | 820.7083 | 796.4171 | 772.1258 | 747.8346 | 0 | 0 | 0 | 0 | 0 | 0 | 0 | 0 | 0 | 0 | 0 | 0 | 0 | 0 | 0 | 0 | 0 | 0 | 0
|  | 2028 | 1450.2914 | [8 empty] | 2287.0684 | 2145.6607 | 2005.6212 | 1900.608 | 1808.7296 | 1726.7024 | 1664.3775 | 1611.9038 | 1559.43 | 1506.9562 | 1454.4825 | 1402.0087 | 1349.5349 | 1297.0612 | 1244.5874 | 1192.1136 | 1139.6399 | 1087.1661 | 1034.6923 | 982.2186 | 944.1168 | 920.387 | 896.6573 | 872.9275 | 849.1977 | 825.468 | 801.7382 | 778.0084 | 754.2786 | 730.5489 | 0 | 0 | 0 | 0 | 0 | 0 | 0 | 0 | 0 | 0 | 0 | 0 | 0 | 0 | 0 | 0 | 0 | 0
|  | 2029 | 1415.9756 | [9 empty] | 2232.9534 | 2094.8916 | 1958.1656 | 1855.6372 | 1765.9328 | 1685.8465 | 1624.9963 | 1573.7641 | 1522.5319 | 1471.2997 | 1420.0676 | 1368.8354 | 1317.6032 | 1266.3711 | 1215.1389 | 1163.9067 | 1112.6745 | 1061.4424 | 1010.2102 | 958.978 | 921.7778 | 898.6095 | 875.4412 | 852.2729 | 829.1046 | 805.9363 | 782.768 | 759.5998 | 736.4315 | 713.2632 | 0 | 0 | 0 | 0 | 0 | 0 | 0 | 0 | 0 | 0 | 0 | 0 | 0 | 0 | 0 | 0 | 0
|  | 2030 | 1381.6599 | [10 empty] | 2178.8385 | 2044.1226 | 1910.7101 | 1810.6664 | 1723.136 | 1644.9905 | 1585.615 | 1535.6244 | 1485.6338 | 1435.6432 | 1385.6527 | 1335.6621 | 1285.6715 | 1235.6809 | 1185.6904 | 1135.6998 | 1085.7092 | 1035.7186 | 985.7281 | 935.7375 | 899.4388 | 876.832 | 854.2252 | 831.6183 | 809.0115 | 786.4047 | 763.7979 | 741.1911 | 718.5843 | 695.9775 | 0 | 0 | 0 | 0 | 0 | 0 | 0 | 0 | 0 | 0 | 0 | 0 | 0 | 0 | 0 | 0
|  | 2031 | 1366.3421 | [11 empty] | 2154.6828 | 2021.4604 | 1889.527 | 1790.5924 | 1704.0324 | 1626.7533 | 1568.036 | 1518.5997 | 1469.1633 | 1419.727 | 1370.2906 | 1320.8543 | 1271.4179 | 1221.9815 | 1172.5452 | 1123.1088 | 1073.6725 | 1024.2361 | 974.7998 | 925.3634 | 889.4671 | 867.111 | 844.7548 | 822.3986 | 800.0424 | 777.6862 | 755.33 | 732.9739 | 710.6177 | 688.2615 | 0 | 0 | 0 | 0 | 0 | 0 | 0 | 0 | 0 | 0 | 0 | 0 | 0 | 0 | 0
|  | 2032 | 1351.0243 | [12 empty] | 2130.527 | 1998.7982 | 1868.3439 | 1770.5184 | 1684.9288 | 1608.5161 | 1550.4571 | 1501.5749 | 1452.6928 | 1403.8107 | 1354.9285 | 1306.0464 | 1257.1643 | 1208.2821 | 1159.4 | 1110.5179 | 1061.6357 | 1012.7536 | 963.8715 | 914.9894 | 879.4955 | 857.39 | 835.2844 | 813.1788 | 791.0733 | 768.9677 | 746.8622 | 724.7566 | 702.6511 | 680.5455 | 0 | 0 | 0 | 0 | 0 | 0 | 0 | 0 | 0 | 0 | 0 | 0 | 0 | 0
|  | 2033 | 1335.7065 | [13 empty] | 2106.3713 | 1976.136 | 1847.1607 | 1750.4445 | 1665.8252 | 1590.2789 | 1532.8781 | 1484.5502 | 1436.2223 | 1387.8944 | 1339.5665 | 1291.2386 | 1242.9107 | 1194.5828 | 1146.2548 | 1097.9269 | 1049.599 | 1001.2711 | 952.9432 | 904.6153 | 869.5239 | 847.6689 | 825.814 | 803.9591 | 782.1042 | 760.2493 | 738.3943 | 716.5394 | 694.6845 | 672.8296 | 0 | 0 | 0 | 0 | 0 | 0 | 0 | 0 | 0 | 0 | 0 | 0 | 0
|  | 2034 | 1320.3887 | [14 empty] | 2082.2156 | 1953.4738 | 1825.9776 | 1730.3705 | 1646.7217 | 1572.0417 | 1515.2992 | 1467.5255 | 1419.7518 | 1371.9781 | 1324.2044 | 1276.4307 | 1228.657 | 1180.8834 | 1133.1097 | 1085.336 | 1037.5623 | 989.7886 | 942.0149 | 894.2412 | 859.5522 | 837.9479 | 816.3436 | 794.7393 | 773.1351 | 751.5308 | 729.9265 | 708.3222 | 686.7179 | 665.1136 | 0 | 0 | 0 | 0 | 0 | 0 | 0 | 0 | 0 | 0 | 0 | 0
|  | 2035 | 1305.0709 | [15 empty] | 2058.0599 | 1930.8116 | 1804.7945 | 1710.2965 | 1627.6181 | 1553.8044 | 1497.7202 | 1450.5008 | 1403.2813 | 1356.0618 | 1308.8424 | 1261.6229 | 1214.4034 | 1167.184 | 1119.9645 | 1072.745 | 1025.5256 | 978.3061 | 931.0866 | 883.8671 | 849.5806 | 828.2269 | 806.8733 | 785.5196 | 764.1659 | 742.8123 | 721.4586 | 700.105 | 678.7513 | 657.3976 | 0 | 0 | 0 | 0 | 0 | 0 | 0 | 0 | 0 | 0 | 0
|  | 2036 | 1289.7531 | [16 empty] | 2033.9041 | 1908.1494 | 1783.6114 | 1690.2225 | 1608.5145 | 1535.5672 | 1480.1413 | 1433.4761 | 1386.8108 | 1340.1456 | 1293.4803 | 1246.8151 | 1200.1498 | 1153.4846 | 1106.8193 | 1060.1541 | 1013.4888 | 966.8236 | 920.1583 | 873.4931 | 839.6089 | 818.5059 | 797.4029 | 776.2998 | 755.1968 | 734.0938 | 712.9908 | 691.8877 | 670.7847 | 649.6817 | 0 | 0 | 0 | 0 | 0 | 0 | 0 | 0 | 0 | 0
|  | 2037 | 1274.4354 | [17 empty] | 2009.7484 | 1885.4872 | 1762.4283 | 1670.1485 | 1589.411 | 1517.33 | 1462.5624 | 1416.4513 | 1370.3403 | 1324.2293 | 1278.1183 | 1232.0072 | 1185.8962 | 1139.7852 | 1093.6741 | 1047.5631 | 1001.4521 | 955.3411 | 909.23 | 863.119 | 829.6373 | 808.7849 | 787.9325 | 767.0801 | 746.2277 | 725.3753 | 704.5229 | 683.6705 | 662.8181 | 641.9657 | 0 | 0 | 0 | 0 | 0 | 0 | 0 | 0 | 0
|  | 2038 | 1259.1176 | [18 empty] | 1985.5927 | 1862.825 | 1741.2452 | 1650.0746 | 1570.3074 | 1499.0928 | 1444.9834 | 1399.4266 | 1353.8698 | 1308.313 | 1262.7562 | 1217.1994 | 1171.6426 | 1126.0858 | 1080.529 | 1034.9722 | 989.4154 | 943.8586 | 898.3018 | 852.7449 | 819.6657 | 799.0639 | 778.4621 | 757.8604 | 737.2586 | 716.6568 | 696.055 | 675.4533 | 654.8515 | 634.2497 | 0 | 0 | 0 | 0 | 0 | 0 | 0 | 0
|  | 2039 | 1243.7998 | [19 empty] | 1961.437 | 1840.1628 | 1720.0621 | 1630.0006 | 1551.2038 | 1480.8556 | 1427.4045 | 1382.4019 | 1337.3993 | 1292.3967 | 1247.3941 | 1202.3916 | 1157.389 | 1112.3864 | 1067.3838 | 1022.3812 | 977.3786 | 932.376 | 887.3735 | 842.3709 | 809.694 | 789.3429 | 768.9917 | 748.6406 | 728.2895 | 707.9383 | 687.5872 | 667.236 | 646.8849 | 626.5338 | 0 | 0 | 0 | 0 | 0 | 0 | 0
|  | Annual Change (%) |  | 0% | -1.845% | -2.03% | -2.072% | -2.116% | -2.162% | -2.209% | -2.259% | -2.311% | -2.366% | -2.423% | -1.109% | -1.121% | -1.134% | -1.147% | -1.16% | -1.174% | -1.188% | -1.202% | -1.217% | -1.232% | -1.081% | -1.093% | -1.105% | -1.117% | -1.13% | -1.143% | -1.156% | -1.17% | -1.183% | -1.198% | 0% | 0% | 0% | 0% | 0% | 0% | 0% | 0% | 0% | 0% | 0% | 0% | 0% | 0% | 0% | 0% | 0% | 0% | 0% | 0% | 0% | 0% | 0% | 0% | 0%
|  | Levelized Capital Cost ($/MW-wk) |  | 1722.2856 | 1690.5015 | 1656.1858 | 1621.8701 | 1587.5543 | 1553.2386 | 1518.9228 | 1484.6071 | 1450.2914 | 1415.9756 | 1381.6599 | 1366.3421 | 1351.0243 | 1335.7065 | 1320.3887 | 1305.0709 | 1289.7531 | 1274.4354 | 1259.1176 | 1243.7998 | 1228.482 | 1215.2011 | 1201.9202 | 1188.6393 | 1175.3584 | 1162.0775 | 1148.7967 | 1135.5158 | 1122.2349 | 1108.954 | 1095.6731 | 1095.6731 | 1095.6731 | 1095.6731 | 1095.6731 | 1095.6731 | 1095.6731 | 1095.6731 | 1095.6731 | 1095.6731 | 1095.6731 | 1095.6731 | 1095.6731 | 1095.6731 | 1095.6731 | 1095.6731 | 1095.6731 | 1095.6731 | 1095.6731 | 1095.6731 | 1095.6731 | 1095.6731 | 1095.6731 | 1095.6731 | 1095.6731 | 1095.6731
|  | Economic Life | 30
|  | check s/b 0 | 0
itc
|  |  |  | 30% | 30% | 30% | 30% | 26% | 22% | 10% | 10% | 10% | 10% | 10% | 10% | 10% | 10% | 10% | 10% | 10% | 10% | 10% | 10% | 10% | 10% | 10% | 10% | 10% | 10% | 10% | 10% | 10% | 10% | 10% | 10% | 10% | 10% | 10% | 10% | 10% | 10% | 10% | 10% | 10% | 10% | 10% | 10% | 10% | 10% | 10% | 10% | 10% | 10% | 10% | 10% | 10% | 10% | 10% | 10%
ITC
| Revenue Requirement by vintage year | 0 | 0 | 0 | 0 | 0 | 0 | 0 | 0 | 0 | 0 | 0 | 0 | 0 | 0 | 0 | 0 | 0 | 0 | 0 | 0 | 0 | 0 | 0 | 0 | 0 | 0 | 0 | 0 | 0 |  | 0 | 0 | 0 | 0 | 0 | 0 | 0 | 0 | 0 | 0 | 0 | 0 | 0 | 0 | 0 | 0 | 0 | 0 | 0 | 0 | 0 | 0 | 0 | 0 | 0 | 0 | 0 | 0 | 0
| 2012 $/MW-wk | 0 | 0 | 0 | 0 | 0 | 0 | 0 | 0 | 0 | 0 | 0 | 0 | 0 | 0 | 0 | 0 | 0 | 0 | 0 | 0 | 0 | 0 | 0 | 0 | 0 | 0 | 0 | 0 | 0 |  | 0 | 0 | 0 | 0 | 0 | 0 | 0 | 0 | 0 | 0 | 0 | 0 | 0 | 0 | 0 | 0 | 0 | 0 | 0 | 0 | 0 | 0 | 0 | 0 | 0 | 0 | 0 | 0 | 0
| Aurora Input | 0 | Levelized Cost | 2020 | 2021 | 2022 | 2023 | 2024 | 2025 | 2026 | 2027 | 2028 | 2029 | 2030 | 2031 | 2032 | 2033 | 2034 | 2035 | 2036 | 2037 | 2038 | 2039 | 2040 | 2041 | 2042 | 2043 | 2044 | 2045 | 2046 | Levelized | 2047 | 2048 | 2049 | 2050 | 2051 | 2052 | 2053 | 2054 | 2055 | 2056 | 2057 | 2058 | 2059 | 2060 | 2061 | 2062 | 2063 | 2064 | 2065 | 2066 | 2067 | 2068 | 2069 | 2070 | 2071 | 2072 | 2073 | 2074 | 2075
| 0 | 2020 | 1722.2856 | 2715.9956 | 2548.0676 | 2381.7645 | 2257.0566 | 2147.947 | 2050.5361 | 1976.5225 | 1914.2075 | 1851.8926 | 1789.5777 | 1727.2627 | 1664.9478 | 1602.6328 | 1540.3179 | 1478.003 | 1415.688 | 1353.3731 | 1291.0582 | 1228.7432 | 1166.4283 | 1121.1807 | 1093.0006 | 1064.8204 | 1036.6403 | 1008.4601 | 980.28 | 952.0998 | 896.5302 | 923.9197 | 895.7395 | 867.5593 | 0 | 0 | 0 | 0 | 0 | 0 | 0 | 0 | 0 | 0 | 0 | 0 | 0 | 0 | 0 | 0 | 0 | 0 | 0 | 0 | 0 | 0 | 0 | 0 | 0 | 0
| 0 | 2021 | 1690.5015 | 0 | 2665.873 | 2501.0441 | 2337.81 | 2215.4036 | 2108.3075 | 2012.6943 | 1940.0465 | 1878.8816 | 1817.7167 | 1756.5517 | 1695.3868 | 1634.2218 | 1573.0569 | 1511.892 | 1450.727 | 1389.5621 | 1328.3972 | 1267.2322 | 1206.0673 | 1144.9023 | 1100.4898 | 1072.8297 | 1045.1696 | 1017.5095 | 989.8494 | 962.1893 | 894.494 | 934.5292 | 906.8691 | 879.209 | 851.5489 | 0 | 0 | 0 | 0 | 0 | 0 | 0 | 0 | 0 | 0 | 0 | 0 | 0 | 0 | 0 | 0 | 0 | 0 | 0 | 0 | 0 | 0 | 0 | 0 | 0
| 0 | 2022 | 1656.1858 | 0 | 0 | 2611.758 | 2450.275 | 2290.3545 | 2170.4328 | 2065.5107 | 1971.8383 | 1900.6653 | 1840.7419 | 1780.8186 | 1720.8952 | 1660.9719 | 1601.0485 | 1541.1252 | 1481.2019 | 1421.2785 | 1361.3552 | 1301.4318 | 1241.5085 | 1181.5851 | 1121.6618 | 1078.1508 | 1051.0522 | 1023.9536 | 996.8549 | 969.7563 | 890.7404 | 942.6577 | 915.559 | 888.4604 | 861.3618 | 834.2632 | 0 | 0 | 0 | 0 | 0 | 0 | 0 | 0 | 0 | 0 | 0 | 0 | 0 | 0 | 0 | 0 | 0 | 0 | 0 | 0 | 0 | 0 | 0 | 0
| 0 | 2023 | 1621.8701 | 0 | 0 | 0 | 2557.6431 | 2399.506 | 2242.8989 | 2125.462 | 2022.7139 | 1930.9823 | 1861.284 | 1802.6022 | 1743.9205 | 1685.2387 | 1626.557 | 1567.8752 | 1509.1935 | 1450.5117 | 1391.83 | 1333.1482 | 1274.4665 | 1215.7848 | 1157.103 | 1098.4213 | 1055.8118 | 1029.2747 | 1002.7375 | 976.2004 | 886.5754 | 949.6632 | 923.1261 | 896.5889 | 870.0518 | 843.5146 | 816.9775 | 0 | 0 | 0 | 0 | 0 | 0 | 0 | 0 | 0 | 0 | 0 | 0 | 0 | 0 | 0 | 0 | 0 | 0 | 0 | 0 | 0 | 0 | 0
| 0 | 2024 | 1587.5543 | 0 | 0 | 0 | 0 | 2503.5281 | 2348.7369 | 2195.4434 | 2080.4912 | 1979.917 | 1890.1263 | 1821.9027 | 1764.4625 | 1707.0224 | 1649.5822 | 1592.1421 | 1534.7019 | 1477.2618 | 1419.8216 | 1362.3815 | 1304.9413 | 1247.5012 | 1190.061 | 1132.6209 | 1075.1807 | 1033.4728 | 1007.4971 | 981.5215 | 881.9867 | 955.5458 | 929.5701 | 903.5944 | 877.6188 | 851.6431 | 825.6674 | 799.6917 | 0 | 0 | 0 | 0 | 0 | 0 | 0 | 0 | 0 | 0 | 0 | 0 | 0 | 0 | 0 | 0 | 0 | 0 | 0 | 0 | 0 | 0
| 0 | 2025 | 1553.2386 | 0 | 0 | 0 | 0 | 0 | 2449.4132 | 2297.9678 | 2147.9878 | 2035.5204 | 1937.1202 | 1849.2704 | 1782.5214 | 1726.3228 | 1670.1243 | 1613.9257 | 1557.7272 | 1501.5286 | 1445.3301 | 1389.1315 | 1332.933 | 1276.7344 | 1220.5358 | 1164.3373 | 1108.1387 | 1051.9402 | 1011.1338 | 985.7196 | 876.9623 | 960.3054 | 934.8912 | 909.477 | 884.0628 | 858.6486 | 833.2344 | 807.8202 | 782.406 | 0 | 0 | 0 | 0 | 0 | 0 | 0 | 0 | 0 | 0 | 0 | 0 | 0 | 0 | 0 | 0 | 0 | 0 | 0 | 0 | 0
| 0 | 2026 | 1518.9228 | 0 | 0 | 0 | 0 | 0 | 0 | 2395.2983 | 2247.1988 | 2100.5323 | 1990.5496 | 1894.3233 | 1808.4144 | 1743.1401 | 1688.1832 | 1633.2262 | 1578.2692 | 1523.3123 | 1468.3553 | 1413.3984 | 1358.4414 | 1303.4844 | 1248.5275 | 1193.5705 | 1138.6136 | 1083.6566 | 1028.6996 | 988.7948 | 871.4899 | 963.9421 | 939.0894 | 914.2366 | 889.3839 | 864.5312 | 839.6785 | 814.8258 | 789.973 | 765.1203 | 0 | 0 | 0 | 0 | 0 | 0 | 0 | 0 | 0 | 0 | 0 | 0 | 0 | 0 | 0 | 0 | 0 | 0 | 0 | 0
| 0 | 2027 | 1484.6071 | 0 | 0 | 0 | 0 | 0 | 0 | 0 | 2341.1833 | 2196.4297 | 2053.0767 | 1945.5788 | 1851.5265 | 1767.5584 | 1703.7588 | 1650.0435 | 1596.3281 | 1542.6127 | 1488.8974 | 1435.182 | 1381.4666 | 1327.7513 | 1274.0359 | 1220.3206 | 1166.6052 | 1112.8898 | 1059.1745 | 1005.4591 | 865.5573 | 966.4558 | 942.1646 | 917.8733 | 893.5821 | 869.2908 | 844.9996 | 820.7083 | 796.4171 | 772.1258 | 747.8346 | 0 | 0 | 0 | 0 | 0 | 0 | 0 | 0 | 0 | 0 | 0 | 0 | 0 | 0 | 0 | 0 | 0 | 0 | 0
| 0 | 2028 | 1450.2914 | 0 | 0 | 0 | 0 | 0 | 0 | 0 | 0 | 2287.0684 | 2145.6607 | 2005.6212 | 1900.608 | 1808.7296 | 1726.7024 | 1664.3775 | 1611.9038 | 1559.43 | 1506.9562 | 1454.4825 | 1402.0087 | 1349.5349 | 1297.0612 | 1244.5874 | 1192.1136 | 1139.6399 | 1087.1661 | 1034.6923 | 860.7509 | 982.2186 | 944.1168 | 920.387 | 896.6573 | 872.9275 | 849.1977 | 825.468 | 801.7382 | 778.0084 | 754.2786 | 730.5489 | 0 | 0 | 0 | 0 | 0 | 0 | 0 | 0 | 0 | 0 | 0 | 0 | 0 | 0 | 0 | 0 | 0 | 0
| 0 | 2029 | 1415.9756 | 0 | 0 | 0 | 0 | 0 | 0 | 0 | 0 | 0 | 2232.9534 | 2094.8916 | 1958.1656 | 1855.6372 | 1765.9328 | 1685.8465 | 1624.9963 | 1573.7641 | 1522.5319 | 1471.2997 | 1420.0676 | 1368.8354 | 1317.6032 | 1266.3711 | 1215.1389 | 1163.9067 | 1112.6745 | 1061.4424 | 858.037 | 1010.2102 | 958.978 | 921.7778 | 898.6095 | 875.4412 | 852.2729 | 829.1046 | 805.9363 | 782.768 | 759.5998 | 736.4315 | 713.2632 | 0 | 0 | 0 | 0 | 0 | 0 | 0 | 0 | 0 | 0 | 0 | 0 | 0 | 0 | 0 | 0 | 0
| 0 | 2030 | 1381.6599 | 0 | 0 | 0 | 0 | 0 | 0 | 0 | 0 | 0 | 0 | 2178.8385 | 2044.1226 | 1910.7101 | 1810.6664 | 1723.136 | 1644.9905 | 1585.615 | 1535.6244 | 1485.6338 | 1435.6432 | 1385.6527 | 1335.6621 | 1285.6715 | 1235.6809 | 1185.6904 | 1135.6998 | 1085.7092 | 856.6559 | 1035.7186 | 985.7281 | 935.7375 | 899.4388 | 876.832 | 854.2252 | 831.6183 | 809.0115 | 786.4047 | 763.7979 | 741.1911 | 718.5843 | 695.9775 | 0 | 0 | 0 | 0 | 0 | 0 | 0 | 0 | 0 | 0 | 0 | 0 | 0 | 0 | 0 | 0
| 0 | 2031 | 1366.3421 | 0 | 0 | 0 | 0 | 0 | 0 | 0 | 0 | 0 | 0 | 0 | 2154.6828 | 2021.4604 | 1889.527 | 1790.5924 | 1704.0324 | 1626.7533 | 1568.036 | 1518.5997 | 1469.1633 | 1419.727 | 1370.2906 | 1320.8543 | 1271.4179 | 1221.9815 | 1172.5452 | 1123.1088 | 868.1276 | 1073.6725 | 1024.2361 | 974.7998 | 925.3634 | 889.4671 | 867.111 | 844.7548 | 822.3986 | 800.0424 | 777.6862 | 755.33 | 732.9739 | 710.6177 | 688.2615 | 0 | 0 | 0 | 0 | 0 | 0 | 0 | 0 | 0 | 0 | 0 | 0 | 0 | 0 | 0
| 0 | 2032 | 1351.0243 | 0 | 0 | 0 | 0 | 0 | 0 | 0 | 0 | 0 | 0 | 0 | 0 | 2130.527 | 1998.7982 | 1868.3439 | 1770.5184 | 1684.9288 | 1608.5161 | 1550.4571 | 1501.5749 | 1452.6928 | 1403.8107 | 1354.9285 | 1306.0464 | 1257.1643 | 1208.2821 | 1159.4 | 880.595 | 1110.5179 | 1061.6357 | 1012.7536 | 963.8715 | 914.9894 | 879.4955 | 857.39 | 835.2844 | 813.1788 | 791.0733 | 768.9677 | 746.8622 | 724.7566 | 702.6511 | 680.5455 | 0 | 0 | 0 | 0 | 0 | 0 | 0 | 0 | 0 | 0 | 0 | 0 | 0 | 0
| 0 | 2033 | 1335.7065 | 0 | 0 | 0 | 0 | 0 | 0 | 0 | 0 | 0 | 0 | 0 | 0 | 0 | 2106.3713 | 1976.136 | 1847.1607 | 1750.4445 | 1665.8252 | 1590.2789 | 1532.8781 | 1484.5502 | 1436.2223 | 1387.8944 | 1339.5665 | 1291.2386 | 1242.9107 | 1194.5828 | 893.7962 | 1146.2548 | 1097.9269 | 1049.599 | 1001.2711 | 952.9432 | 904.6153 | 869.5239 | 847.6689 | 825.814 | 803.9591 | 782.1042 | 760.2493 | 738.3943 | 716.5394 | 694.6845 | 672.8296 | 0 | 0 | 0 | 0 | 0 | 0 | 0 | 0 | 0 | 0 | 0 | 0 | 0
| 0 | 2034 | 1320.3887 | 0 | 0 | 0 | 0 | 0 | 0 | 0 | 0 | 0 | 0 | 0 | 0 | 0 | 0 | 2082.2156 | 1953.4738 | 1825.9776 | 1730.3705 | 1646.7217 | 1572.0417 | 1515.2992 | 1467.5255 | 1419.7518 | 1371.9781 | 1324.2044 | 1276.4307 | 1228.657 | 907.5277 | 1180.8834 | 1133.1097 | 1085.336 | 1037.5623 | 989.7886 | 942.0149 | 894.2412 | 859.5522 | 837.9479 | 816.3436 | 794.7393 | 773.1351 | 751.5308 | 729.9265 | 708.3222 | 686.7179 | 665.1136 | 0 | 0 | 0 | 0 | 0 | 0 | 0 | 0 | 0 | 0 | 0 | 0
| 0 | 2035 | 1305.0709 | 0 | 0 | 0 | 0 | 0 | 0 | 0 | 0 | 0 | 0 | 0 | 0 | 0 | 0 | 0 | 2058.0599 | 1930.8116 | 1804.7945 | 1710.2965 | 1627.6181 | 1553.8044 | 1497.7202 | 1450.5008 | 1403.2813 | 1356.0618 | 1308.8424 | 1261.6229 | 921.6285 | 1214.4034 | 1167.184 | 1119.9645 | 1072.745 | 1025.5256 | 978.3061 | 931.0866 | 883.8671 | 849.5806 | 828.2269 | 806.8733 | 785.5196 | 764.1659 | 742.8123 | 721.4586 | 700.105 | 678.7513 | 657.3976 | 0 | 0 | 0 | 0 | 0 | 0 | 0 | 0 | 0 | 0 | 0
| 0 | 2036 | 1289.7531 | 0 | 0 | 0 | 0 | 0 | 0 | 0 | 0 | 0 | 0 | 0 | 0 | 0 | 0 | 0 | 0 | 2033.9041 | 1908.1494 | 1783.6114 | 1690.2225 | 1608.5145 | 1535.5672 | 1480.1413 | 1433.4761 | 1386.8108 | 1340.1456 | 1293.4803 | 935.9685 | 1246.8151 | 1200.1498 | 1153.4846 | 1106.8193 | 1060.1541 | 1013.4888 | 966.8236 | 920.1583 | 873.4931 | 839.6089 | 818.5059 | 797.4029 | 776.2998 | 755.1968 | 734.0938 | 712.9908 | 691.8877 | 670.7847 | 649.6817 | 0 | 0 | 0 | 0 | 0 | 0 | 0 | 0 | 0 | 0
| 0 | 2037 | 1274.4354 | 0 | 0 | 0 | 0 | 0 | 0 | 0 | 0 | 0 | 0 | 0 | 0 | 0 | 0 | 0 | 0 | 0 | 2009.7484 | 1885.4872 | 1762.4283 | 1670.1485 | 1589.411 | 1517.33 | 1462.5624 | 1416.4513 | 1370.3403 | 1324.2293 | 950.4412 | 1278.1183 | 1232.0072 | 1185.8962 | 1139.7852 | 1093.6741 | 1047.5631 | 1001.4521 | 955.3411 | 909.23 | 863.119 | 829.6373 | 808.7849 | 787.9325 | 767.0801 | 746.2277 | 725.3753 | 704.5229 | 683.6705 | 662.8181 | 641.9657 | 0 | 0 | 0 | 0 | 0 | 0 | 0 | 0 | 0
| 0 | 2038 | 1259.1176 | 0 | 0 | 0 | 0 | 0 | 0 | 0 | 0 | 0 | 0 | 0 | 0 | 0 | 0 | 0 | 0 | 0 | 0 | 1985.5927 | 1862.825 | 1741.2452 | 1650.0746 | 1570.3074 | 1499.0928 | 1444.9834 | 1399.4266 | 1353.8698 | 964.9579 | 1308.313 | 1262.7562 | 1217.1994 | 1171.6426 | 1126.0858 | 1080.529 | 1034.9722 | 989.4154 | 943.8586 | 898.3018 | 852.7449 | 819.6657 | 799.0639 | 778.4621 | 757.8604 | 737.2586 | 716.6568 | 696.055 | 675.4533 | 654.8515 | 634.2497 | 0 | 0 | 0 | 0 | 0 | 0 | 0 | 0
| 0 | 2039 | 1243.7998 | 0 | 0 | 0 | 0 | 0 | 0 | 0 | 0 | 0 | 0 | 0 | 0 | 0 | 0 | 0 | 0 | 0 | 0 | 0 | 1961.437 | 1840.1628 | 1720.0621 | 1630.0006 | 1551.2038 | 1480.8556 | 1427.4045 | 1382.4019 | 979.4437 | 1337.3993 | 1292.3967 | 1247.3941 | 1202.3916 | 1157.389 | 1112.3864 | 1067.3838 | 1022.3812 | 977.3786 | 932.376 | 887.3735 | 842.3709 | 809.694 | 789.3429 | 768.9917 | 748.6406 | 728.2895 | 707.9383 | 687.5872 | 667.236 | 646.8849 | 626.5338 | 0 | 0 | 0 | 0 | 0 | 0 | 0
| 2020-2023 | 30% |  | 41242.8452 | [27 empty] | 2064: 0; 2065: 0; 2066: 0; 2067: 0; 2068: 0; 2069: 0; 2070: 0; 2071: 0; 2072: 0; 2073: 0; 2074: 0
| 2024 | 26% |  | 35743.7992 | [36 empty] | 0 | 0 | 0 | 0 | 0 | 0 | 0 | 0 | 0 | 0 | 0 | 0 | 0 | 0 | 0 | 0 | 0 | 0 | 0
| 2025 | 22% |  | 30244.7532 | [36 empty] | 0 | 0 | 0 | 0 | 0 | 0 | 0 | 0 | 0 | 0 | 0 | 0 | 0 | 0 | 0 | 0 | 0 | 0 | 0
| Start 2026 | 10% |  | 13747.6151 | [36 empty] | 0 | 0 | 0 | 0 | 0 | 0 | 0 | 0 | 0 | 0 | 0 | 0 | 0 | 0 | 0 | 0 | 0 | 0 | 0
[41 empty] | 0 | 0 | 0 | 0 | 0 | 0 | 0 | 0 | 0 | 0 | 0 | 0 | 0 | 0 | 0 | 0 | 0 | 0 | 0
[41 empty] | 0 | 0 | 0 | 0 | 0 | 0 | 0 | 0 | 0 | 0 | 0 | 0 | 0 | 0 | 0 | 0 | 0 | 0 | 0
Amortization
|  | 30% |  | 2062.1423 | 2062.1423 | 2062.1423 | 2062.1423 | 2062.1423 | 2062.1423 | 2062.1423 | 2062.1423 | 2062.1423 | 2062.1423 | 2062.1423 | 2062.1423 | 2062.1423 | 2062.1423 | 2062.1423 | 2062.1423 | 2062.1423 | 2062.1423 | 2062.1423 | 2062.1423 | 2062.1423 | 2062.1423 | 2062.1423 | 2062.1423 | 2062.1423 | 2062.1423 | 2062.1423 | 2062.1423 | 2062.1423 | 2062.1423 | 2062.1423 | 2062.1423 | 2062.1423 | 2062.1423 | 2062.1423 | 2062.1423 | 2062.1423 | 2062.1423 | 2062.1423 | 2062.1423 | 2062.1423 | 2062.1423 | 2062.1423 | 2062.1423 | 2062.1423 | 2062.1423 | 2062.1423 | 2062.1423 | 2062.1423 | 2062.1423 | 2062.1423 | 2062.1423 | 2062.1423 | 2062.1423 | 2062.1423 | 2062.1423
|  | 26% |  | 1787.19 | 1787.19 | 1787.19 | 1787.19 | 1787.19 | 1787.19 | 1787.19 | 1787.19 | 1787.19 | 1787.19 | 1787.19 | 1787.19 | 1787.19 | 1787.19 | 1787.19 | 1787.19 | 1787.19 | 1787.19 | 1787.19 | 1787.19 | 1787.19 | 1787.19 | 1787.19 | 1787.19 | 1787.19 | 1787.19 | 1787.19 | 1787.19 | 1787.19 | 1787.19 | 1787.19 | 1787.19 | 1787.19 | 1787.19 | 1787.19 | 1787.19 | 1787.19 | 1787.19 | 1787.19 | 1787.19 | 1787.19 | 1787.19 | 1787.19 | 1787.19 | 1787.19 | 1787.19 | 1787.19 | 1787.19 | 1787.19 | 1787.19 | 1787.19 | 1787.19 | 1787.19 | 1787.19 | 1787.19 | 1787.19
|  | 22% |  | 1512.2377 | 1512.2377 | 1512.2377 | 1512.2377 | 1512.2377 | 1512.2377 | 1512.2377 | 1512.2377 | 1512.2377 | 1512.2377 | 1512.2377 | 1512.2377 | 1512.2377 | 1512.2377 | 1512.2377 | 1512.2377 | 1512.2377 | 1512.2377 | 1512.2377 | 1512.2377 | 1512.2377 | 1512.2377 | 1512.2377 | 1512.2377 | 1512.2377 | 1512.2377 | 1512.2377 | 1512.2377 | 1512.2377 | 1512.2377 | 1512.2377 | 1512.2377 | 1512.2377 | 1512.2377 | 1512.2377 | 1512.2377 | 1512.2377 | 1512.2377 | 1512.2377 | 1512.2377 | 1512.2377 | 1512.2377 | 1512.2377 | 1512.2377 | 1512.2377 | 1512.2377 | 1512.2377 | 1512.2377 | 1512.2377 | 1512.2377 | 1512.2377 | 1512.2377 | 1512.2377 | 1512.2377 | 1512.2377 | 1512.2377
|  | 10% |  | 687.3808 | 687.3808 | 687.3808 | 687.3808 | 687.3808 | 687.3808 | 687.3808 | 687.3808 | 687.3808 | 687.3808 | 687.3808 | 687.3808 | 687.3808 | 687.3808 | 687.3808 | 687.3808 | 687.3808 | 687.3808 | 687.3808 | 687.3808 | 687.3808 | 687.3808 | 687.3808 | 687.3808 | 687.3808 | 687.3808 | 687.3808 | 687.3808 | 687.3808 | 687.3808 | 687.3808 | 687.3808 | 687.3808 | 687.3808 | 687.3808 | 687.3808 | 687.3808 | 687.3808 | 687.3808 | 687.3808 | 687.3808 | 687.3808 | 687.3808 | 687.3808 | 687.3808 | 687.3808 | 687.3808 | 687.3808 | 687.3808 | 687.3808 | 687.3808 | 687.3808 | 687.3808 | 687.3808 | 687.3808 | 687.3808
|  |  |  | 2020 | 2021 | 2022 | 2023 | 2024 | 2025 | 2026 | 2027 | 2028 | 2029 | 2030 | 2031 | 2032 | 2033 | 2034 | 2035 | 2036 | 2037 | 2038 | 2039 | 2040 | 2041 | 2042 | 2043 | 2044 | 2045 | 2046 | 2047 | 2048 | 2049 | 2050 | 2051 | 2052 | 2053 | 2054 | 2055 | 2056 | 2057 | 2058 | 2059 | 2060 | 2061 | 2062 | 2063 | 2064 | 2065 | 2066 | 2067 | 2068 | 2069 | 2070 | 2071 | 2072 | 2073 | 2074 | 2075
|  | ITC Base |  | 41242.8452 | 41242.8452 | 41242.8452 | 41242.8452 | 41242.8452 | 41242.8452 | 41242.8452 | 41242.8452 | 41242.8452 | 41242.8452 | 41242.8452 | 41242.8452 | 41242.8452 | 41242.8452 | 41242.8452 | 41242.8452 | 41242.8452 | 41242.8452 | 41242.8452 | 41242.8452 | 41242.8452 | 41242.8452 | 41242.8452 | 41242.8452 | 41242.8452 | 41242.8452 | 41242.8452 | 41242.8452 | 41242.8452 | 41242.8452 | 41242.8452 | 41242.8452 | 41242.8452 | 41242.8452 | 41242.8452 | 41242.8452 | 41242.8452 | 41242.8452 | 41242.8452 | 41242.8452 | 41242.8452 | 41242.8452 | 41242.8452 | 41242.8452 | 41242.8452 | 41242.8452 | 41242.8452 | 41242.8452 | 41242.8452 | 41242.8452 | 41242.8452 | 41242.8452 | 41242.8452 | 41242.8452 | 41242.8452 | 41242.8452
|  | Accum ITC Amort |  | 2062.1423 | 4124.2845 | 6186.4268 | 8248.569 | 10310.7113 | 12372.8536 | 14434.9958 | 16497.1381 | 18559.2804 | 20621.4226 | 22683.5649 | 24745.7071 | 26807.8494 | 28869.9917 | 30932.1339 | 32994.2762 | 35056.4184 | 37118.5607 | 39180.703 | 41242.8452 | 43304.9875 | 45367.1298 | 47429.272 | 49491.4143 | 51553.5565 | 53615.6988 | 55677.8411 | 57739.9833 | 59802.1256 | 61864.2678 | 63926.4101 | 65988.5524 | 68050.6946 | 70112.8369 | 72174.9792 | 74237.1214 | 76299.2637 | 78361.4059 | 80423.5482 | 82485.6905 | 84547.8327 | 86609.975 | 88672.1172 | 90734.2595 | 92796.4018 | 94858.544 | 96920.6863 | 98982.8286 | 101044.9708 | 103107.1131 | 105169.2553 | 107231.3976 | 109293.5399 | 111355.6821 | 113417.8244 | 115479.9666
|  | Ratebase |  | 39180.703 | 37118.5607 | 35056.4184 | 32994.2762 | 30932.1339 | 28869.9917 | 26807.8494 | 24745.7071 | 22683.5649 | 20621.4226 | 18559.2804 | 16497.1381 | 14434.9958 | 12372.8536 | 10310.7113 | 8248.569 | 6186.4268 | 4124.2845 | 2062.1423 | 0 | -2062.1423 | -4124.2845 | -6186.4268 | -8248.569 | -10310.7113 | -12372.8536 | -14434.9958 | -16497.1381 | -18559.2804 | -20621.4226 | -22683.5649 | -24745.7071 | -26807.8494 | -28869.9917 | -30932.1339 | -32994.2762 | -35056.4184 | -37118.5607 | -39180.703 | -41242.8452 | -43304.9875 | -45367.1298 | -47429.272 | -49491.4143 | -51553.5565 | -53615.6988 | -55677.8411 | -57739.9833 | -59802.1256 | -61864.2678 | -63926.4101 | -65988.5524 | -68050.6946 | -70112.8369 | -72174.9792 | -74237.1214
|  | Tax Basis |  | 116854.7282 | 116854.7282 | 116854.7282 | 116854.7282 | 116854.7282 | 116854.7282 | 116854.7282 | 116854.7282 | 116854.7282 | 116854.7282 | 116854.7282 | 116854.7282 | 116854.7282 | 116854.7282 | 116854.7282 | 116854.7282 | 116854.7282 | 116854.7282 | 116854.7282 | 116854.7282 | 116854.7282 | 116854.7282 | 116854.7282 | 116854.7282 | 116854.7282 | 116854.7282 | 116854.7282 | 116854.7282 | 116854.7282 | 116854.7282 | 116854.7282 | 116854.7282 | 116854.7282 | 116854.7282 | 116854.7282 | 116854.7282 | 116854.7282 | 116854.7282 | 116854.7282 | 116854.7282 | 116854.7282 | 116854.7282 | 116854.7282 | 116854.7282 | 116854.7282 | 116854.7282 | 116854.7282 | 116854.7282 | 116854.7282 | 116854.7282 | 116854.7282 | 116854.7282 | 116854.7282 | 116854.7282 | 116854.7282 | 116854.7282
|  | Book Depreciation |  | 3895.1576 | 3895.1576 | 3895.1576 | 3895.1576 | 3895.1576 | 3895.1576 | 3895.1576 | 3895.1576 | 3895.1576 | 3895.1576 | 3895.1576 | 3895.1576 | 3895.1576 | 3895.1576 | 3895.1576 | 3895.1576 | 3895.1576 | 3895.1576 | 3895.1576 | 3895.1576 | 3895.1576 | 3895.1576 | 3895.1576 | 3895.1576 | 3895.1576 | 3895.1576 | 3895.1576 | 3895.1576 | 3895.1576 | 3895.1576 | 3895.1576 | 3895.1576 | 3895.1576 | 3895.1576 | 3895.1576 | 3895.1576 | 3895.1576 | 3895.1576 | 3895.1576 | 3895.1576 | 3895.1576 | 3895.1576 | 3895.1576 | 3895.1576 | 3895.1576 | 3895.1576 | 3895.1576 | 3895.1576 | 3895.1576 | 3895.1576 | 3895.1576 | 3895.1576 | 3895.1576 | 3895.1576 | 3895.1576 | 3895.1576
|  | Tax Depreciation |  | 23370.9456 | 37393.513 | 22436.1078 | 13461.6647 | 13461.6647 | 6730.8323 | 0 | 0 | 0 | 0 | 0 | 0 | 0 | 0 | 0 | 0 | 0 | 0 | 0 | 0 | 0 | 0 | 0 | 0 | 0 | 0 | 0 | 0 | 0 | 0 | 0 | 0 | 0 | 0 | 0 | 0 | 0 | 0 | 0 | 0 | 0 | 0 | 0 | 0 | 0 | 0 | 0 | 0 | 0 | 0 | 0 | 0 | 0 | 0 | 0 | 0
|  | Difference between book and tax |  | -19475.788 | -33498.3554 | -18540.9502 | -9566.5071 | -9566.5071 | -2835.6747 | 3895.1576 | 3895.1576 | 3895.1576 | 3895.1576 | 3895.1576 | 3895.1576 | 3895.1576 | 3895.1576 | 3895.1576 | 3895.1576 | 3895.1576 | 3895.1576 | 3895.1576 | 3895.1576 | 3895.1576 | 3895.1576 | 3895.1576 | 3895.1576 | 3895.1576 | 3895.1576 | 3895.1576 | 3895.1576 | 3895.1576 | 3895.1576 | 3895.1576 | 3895.1576 | 3895.1576 | 3895.1576 | 3895.1576 | 3895.1576 | 3895.1576 | 3895.1576 | 3895.1576 | 3895.1576 | 3895.1576 | 3895.1576 | 3895.1576 | 3895.1576 | 3895.1576 | 3895.1576 | 3895.1576 | 3895.1576 | 3895.1576 | 3895.1576 | 3895.1576 | 3895.1576 | 3895.1576 | 3895.1576 | 3895.1576 | 3895.1576
|  | Deferred Tax |  | -4089.9155 | -7034.6546 | -3893.5995 | -2008.9665 | -2008.9665 | -595.4917 | 817.9831 | 817.9831 | 817.9831 | 817.9831 | 817.9831 | 817.9831 | 817.9831 | 817.9831 | 817.9831 | 817.9831 | 817.9831 | 817.9831 | 817.9831 | 817.9831 | 817.9831 | 817.9831 | 817.9831 | 817.9831 | 817.9831 | 817.9831 | 817.9831 | 817.9831 | 817.9831 | 817.9831 | 817.9831 | 817.9831 | 817.9831 | 817.9831 | 817.9831 | 817.9831 | 817.9831 | 817.9831 | 817.9831 | 817.9831 | 817.9831 | 817.9831 | 817.9831 | 817.9831 | 817.9831 | 817.9831 | 817.9831 | 817.9831 | 817.9831 | 817.9831 | 817.9831 | 817.9831 | 817.9831 | 817.9831 | 817.9831 | 817.9831
|  | Accum Defered Tax |  | -4089.9155 | -11124.5701 | -15018.1697 | -17027.1361 | -19036.1026 | -19631.5943 | -18813.6112 | -17995.6281 | -17177.645 | -16359.6619 | -15541.6788 | -14723.6957 | -13905.7127 | -13087.7296 | -12269.7465 | -11451.7634 | -10633.7803 | -9815.7972 | -8997.8141 | -8179.831 | -7361.8479 | -6543.8648 | -5725.8817 | -4907.8986 | -4089.9155 | -3271.9324 | -2453.9493 | -1635.9662 | -817.9831 | -8.1855e-12 | 817.9831 | 1635.9662 | 2453.9493 | 3271.9324 | 4089.9155 | 4907.8986 | 5725.8817 | 6543.8648 | 7361.8479 | 8179.831 | 8997.8141 | 9815.7972 | 10633.7803 | 11451.7634 | 12269.7465 | 13087.7296 | 13905.7127 | 14723.6957 | 15541.6788 | 16359.6619 | 17177.645 | 17995.6281 | 18813.6112 | 19631.5943 | 20449.5774 | 21267.5605
|  | Revenue Requirement |  | 14123.177 | 13249.9517 | 12385.1754 | 11736.6946 | 11169.3245 | 10662.7876 | 10277.9168 | 9953.8792 | 9629.8415 | 9305.8038 | 8981.7662 | 8657.7285 | 8333.6908 | 8009.6531 | 7685.6155 | 7361.5778 | 7037.5401 | 6713.5025 | 6389.4648 | 6065.4271 | 5830.1399 | 5683.6031 | 5537.0663 | 5390.5295 | 5243.9926 | 5097.4558 | 4950.919 | 4804.3822 | 4657.8454 | 4511.3086 | 0 | 0 | 0 | 0 | 0 | 0 | 0 | 0 | 0 | 0 | 0 | 0 | 0 | 0 | 0 | 0 | 0 | 0 | 0 | 0 | 0 | 0 | 0 | 0 | 0 | 0
|  | Depreciation |  | 4582.5384 | 4582.5384 | 4582.5384 | 4582.5384 | 4582.5384 | 4582.5384 | 4582.5384 | 4582.5384 | 4582.5384 | 4582.5384 | 4582.5384 | 4582.5384 | 4582.5384 | 4582.5384 | 4582.5384 | 4582.5384 | 4582.5384 | 4582.5384 | 4582.5384 | 4582.5384 | 4582.5384 | 4582.5384 | 4582.5384 | 4582.5384 | 4582.5384 | 4582.5384 | 4582.5384 | 4582.5384 | 4582.5384 | 4582.5384 | 0 | 0 | 0 | 0 | 0 | 0 | 0 | 0 | 0 | 0 | 0 | 0 | 0 | 0 | 0 | 0 | 0 | 0 | 0 | 0 | 0 | 0 | 0 | 0 | 0 | 0
|  | Insurance |  | 65.8511 | 65.8511 | 65.8511 | 65.8511 | 65.8511 | 65.8511 | 65.8511 | 65.8511 | 65.8511 | 65.8511 | 65.8511 | 65.8511 | 65.8511 | 65.8511 | 65.8511 | 65.8511 | 65.8511 | 65.8511 | 65.8511 | 65.8511 | 65.8511 | 65.8511 | 65.8511 | 65.8511 | 65.8511 | 65.8511 | 65.8511 | 65.8511 | 65.8511 | 65.8511 | 0 | 0 | 0 | 0 | 0 | 0 | 0 | 0 | 0 | 0 | 0 | 0 | 0 | 0 | 0 | 0 | 0 | 0 | 0 | 0 | 0 | 0 | 0 | 0 | 0 | 0
|  | Property Taxes |  | 624.9488 | 624.9488 | 624.9488 | 624.9488 | 624.9488 | 624.9488 | 624.9488 | 624.9488 | 624.9488 | 624.9488 | 624.9488 | 624.9488 | 624.9488 | 624.9488 | 624.9488 | 624.9488 | 624.9488 | 624.9488 | 624.9488 | 624.9488 | 624.9488 | 624.9488 | 624.9488 | 624.9488 | 624.9488 | 624.9488 | 624.9488 | 624.9488 | 624.9488 | 624.9488 | 0 | 0 | 0 | 0 | 0 | 0 | 0 | 0 | 0 | 0 | 0 | 0 | 0 | 0 | 0 | 0 | 0 | 0 | 0 | 0 | 0 | 0 | 0 | 0 | 0 | 0
|  | Current Taxes |  | -2953.1992 | -6600.9755 | -3087.2196 | -1006.1852 | -1125.3329 | 431.2059 | 2013.2945 | 1945.2466 | 1877.1987 | 1809.1508 | 1741.1029 | 1673.055 | 1605.0071 | 1536.9592 | 1468.9113 | 1400.8634 | 1332.8154 | 1264.7675 | 1196.7196 | 1128.6717 | 1079.2614 | 1048.4887 | 1017.7159 | 986.9432 | 956.1705 | 925.3977 | 894.625 | 863.8523 | 833.0795 | 802.3068 | 0 | 0 | 0 | 0 | 0 | 0 | 0 | 0 | 0 | 0 | 0 | 0 | 0 | 0 | 0 | 0 | 0 | 0 | 0 | 0 | 0 | 0 | 0 | 0 | 0 | 0
|  | DFIT |  |  | 8276.0643 | 4580.7053 |  | 2363.49 | 700.5785 | -962.3331 | -962.3331 | -962.3331 | -962.3331 | -962.3331 | -962.3331 | -962.3331 | -962.3331 | -962.3331 | -962.3331 | -962.3331 | -962.3331 | -962.3331 | -962.3331 | -962.3331 | -962.3331 | -962.3331 | -962.3331 | -962.3331 | -962.3331 | -962.3331 | -962.3331 | -962.3331 | -962.3331 | 0 | 0 | 0 | 0 | 0 | 0 | 0 | 0 | 0 | 0 | 0 | 0 | 0 | 0 | 0 | 0 | 0 | 0 | 0 | 0 | 0 | 0 | 0 | 0 | 0 | 0
|  | ITC |  | -2062.1423 | -2062.1423 | -2062.1423 | -2062.1423 | -2062.1423 | -2062.1423 | -2062.1423 | -2062.1423 | -2062.1423 | -2062.1423 | -2062.1423 | -2062.1423 | -2062.1423 | -2062.1423 | -2062.1423 | -2062.1423 | -2062.1423 | -2062.1423 | -2062.1423 | -2062.1423 | -2062.1423 | -2062.1423 | -2062.1423 | -2062.1423 | -2062.1423 | -2062.1423 | -2062.1423 | -2062.1423 | -2062.1423 | -2062.1423 | -2062.1423 | -2062.1423 | -2062.1423 | -2062.1423 | -2062.1423 | -2062.1423 | -2062.1423 | -2062.1423 | -2062.1423 | -2062.1423 | -2062.1423 | -2062.1423 | -2062.1423 | -2062.1423 | -2062.1423 | -2062.1423 | -2062.1423 | -2062.1423 | -2062.1423 | -2062.1423 | -2062.1423 | -2062.1423 | -2062.1423 | -2062.1423 | -2062.1423 | -2062.1423
|  | Total Operating Expenses |  | 257.9969 | 4886.2848 | 4704.6818 | 2205.0109 | 4449.3531 | 4342.9804 | 4262.1575 | 4194.1096 | 4126.0617 | 4058.0138 | 3989.9659 | 3921.918 | 3853.8701 | 3785.8221 | 3717.7742 | 3649.7263 | 3581.6784 | 3513.6305 | 3445.5826 | 3377.5347 | 3328.1244 | 3297.3516 | 3266.5789 | 3235.8062 | 3205.0334 | 3174.2607 | 3143.488 | 3112.7152 | 3081.9425 | 3051.1698 | -2062.1423 | -2062.1423 | -2062.1423 | -2062.1423 | -2062.1423 | -2062.1423 | -2062.1423 | -2062.1423 | -2062.1423 | -2062.1423 | -2062.1423 | -2062.1423 | -2062.1423 | -2062.1423 | -2062.1423 | -2062.1423 | -2062.1423 | -2062.1423 | -2062.1423 | -2062.1423 | -2062.1423 | -2062.1423 | -2062.1423 | -2062.1423 | -2062.1423 | -2062.1423
|  | Operating |  | 13865.1801 | 8363.6668 | 7680.4936 | 9531.6837 | 6719.9714 | 6319.8072 | 6015.7593 | 5759.7696 | 5503.7798 | 5247.79 | 4991.8003 | 4735.8105 | 4479.8208 | 4223.831 | 3967.8412 | 3711.8515 | 3455.8617 | 3199.872 | 2943.8822 | 2687.8925 | 2502.0155 | 2386.2515 | 2270.4874 | 2154.7233 | 2038.9592 | 1923.1951 | 1807.431 | 1691.6669 | 1575.9029 | 1460.1388 | 2062.1423 | 2062.1423 | 2062.1423 | 2062.1423 | 2062.1423 | 2062.1423 | 2062.1423 | 2062.1423 | 2062.1423 | 2062.1423 | 2062.1423 | 2062.1423 | 2062.1423 | 2062.1423 | 2062.1423 | 2062.1423 | 2062.1423 | 2062.1423 | 2062.1423 | 2062.1423 | 2062.1423 | 2062.1423 | 2062.1423 | 2062.1423 | 2062.1423 | 2062.1423
|  | Ratebase |  | 133139.9238 | 122995.1004 | 112948.435 | 105414.6136 | 98823.1088 | 92938.3413 | 88467.0487 | 84702.4934 | 80937.9381 | 77173.3829 | 73408.8276 | 69644.2723 | 65879.7171 | 62115.1618 | 58350.6066 | 54586.0513 | 50821.496 | 47056.9408 | 43292.3855 | 39527.8303 | 36794.3461 | 35091.9331 | 33389.5201 | 31687.1071 | 29984.6941 | 28282.2811 | 26579.8681 | 24877.4551 | 23175.0421 | 21472.6291 | 0 | 0 | 0 | 0 | 0 | 0 | 0 | 0 | 0 | 0 | 0 | 0 | 0 | 0 | 0 | 0 | 0 | 0 | 0 | 0 | 0 | 0 | 0 | 0 | 0 | 0
|  | Return on Ratebase |  | 10.41% | 6.8% | 6.8% | 9.042% | 6.8% | 6.8% | 6.8% | 6.8% | 6.8% | 6.8% | 6.8% | 6.8% | 6.8% | 6.8% | 6.8% | 6.8% | 6.8% | 6.8% | 6.8% | 6.8% | 6.8% | 6.8% | 6.8% | 6.8% | 6.8% | 6.8% | 6.8% | 6.8% | 6.8% | 6.8% | #DIV/0! | #DIV/0! | #DIV/0! | #DIV/0! | #DIV/0! | #DIV/0! | #DIV/0! | #DIV/0! | #DIV/0! | #DIV/0! | #DIV/0! | #DIV/0! | #DIV/0! | #DIV/0! | #DIV/0! | #DIV/0! | #DIV/0! | #DIV/0! | #DIV/0! | #DIV/0! | #DIV/0! | #DIV/0! | #DIV/0! | #DIV/0! | #DIV/0! | #DIV/0!
|  | Revenue Requirement |  | 14123.177 | 13249.9517 | 12385.1754 | 11736.6946 | 11169.3245 | 10662.7876 | 10277.9168 | 9953.8792 | 9629.8415 | 9305.8038 | 8981.7662 | 8657.7285 | 8333.6908 | 8009.6531 | 7685.6155 | 7361.5778 | 7037.5401 | 6713.5025 | 6389.4648 | 6065.4271 | 5830.1399 | 5683.6031 | 5537.0663 | 5390.5295 | 5243.9926 | 5097.4558 | 4950.919 | 4804.3822 | 4657.8454 | 4511.3086 | 0 | 0 | 0 | 0 | 0 | 0 | 0 | 0 | 0 | 0 | 0 | 0 | 0 | 0 | 0 | 0 | 0 | 0 | 0 | 0 | 0 | 0 | 0 | 0 | 0 | 0
|  | Tax Depreciation |  | 27495.2302 | 43992.3682 | 26395.4209 | 15837.2526 | 15837.2526 | 7918.6263 | 0 | 0 | 0 | 0 | 0 | 0 | 0 | 0 | 0 | 0 | 0 | 0 | 0 | 0 | 0 | 0 | 0 | 0 | 0 | 0 | 0 | 0 | 0 | 0 | 0 | 0 | 0 | 0 | 0 | 0 | 0 | 0 | 0 | 0 | 0 | 0 | 0 | 0 | 0 | 0 | 0 | 0 | 0 | 0 | 0 | 0 | 0 | 0 | 0 | 0
|  | Propety Taxes |  | 65.8511 | 65.8511 | 65.8511 | 65.8511 | 65.8511 | 65.8511 | 65.8511 | 65.8511 | 65.8511 | 65.8511 | 65.8511 | 65.8511 | 65.8511 | 65.8511 | 65.8511 | 65.8511 | 65.8511 | 65.8511 | 65.8511 | 65.8511 | 65.8511 | 65.8511 | 65.8511 | 65.8511 | 65.8511 | 65.8511 | 65.8511 | 65.8511 | 65.8511 | 65.8511 | 0 | 0 | 0 | 0 | 0 | 0 | 0 | 0 | 0 | 0 | 0 | 0 | 0 | 0 | 0 | 0 | 0 | 0 | 0 | 0 | 0 | 0 | 0 | 0 | 0 | 0
|  | Insurance |  | 624.9488 | 624.9488 | 624.9488 | 624.9488 | 624.9488 | 624.9488 | 624.9488 | 624.9488 | 624.9488 | 624.9488 | 624.9488 | 624.9488 | 624.9488 | 624.9488 | 624.9488 | 624.9488 | 624.9488 | 624.9488 | 624.9488 | 624.9488 | 624.9488 | 624.9488 | 624.9488 | 624.9488 | 624.9488 | 624.9488 | 624.9488 | 624.9488 | 624.9488 | 624.9488 | 0 | 0 | 0 | 0 | 0 | 0 | 0 | 0 | 0 | 0 | 0 | 0 | 0 | 0 | 0 | 0 | 0 | 0 | 0 | 0 | 0 | 0 | 0 | 0 | 0 | 0
|  | Expenses |  | 28186.0301 | 44683.1682 | 27086.2209 | 16528.0525 | 16528.0525 | 8609.4262 | 690.7999 | 690.7999 | 690.7999 | 690.7999 | 690.7999 | 690.7999 | 690.7999 | 690.7999 | 690.7999 | 690.7999 | 690.7999 | 690.7999 | 690.7999 | 690.7999 | 690.7999 | 690.7999 | 690.7999 | 690.7999 | 690.7999 | 690.7999 | 690.7999 | 690.7999 | 690.7999 | 690.7999 | 0 | 0 | 0 | 0 | 0 | 0 | 0 | 0 | 0 | 0 | 0 | 0 | 0 | 0 | 0 | 0 | 0 | 0 | 0 | 0 | 0 | 0 | 0 | 0 | 0 | 0
|  | Taxble Income |  | -14062.8531 | -31433.2165 | -14701.0455 | -4791.3579 | -5358.728 | 2053.3614 | 9587.1169 | 9263.0792 | 8939.0416 | 8615.0039 | 8290.9662 | 7966.9286 | 7642.8909 | 7318.8532 | 6994.8156 | 6670.7779 | 6346.7402 | 6022.7026 | 5698.6649 | 5374.6272 | 5139.34 | 4992.8032 | 4846.2663 | 4699.7295 | 4553.1927 | 4406.6559 | 4260.1191 | 4113.5823 | 3967.0455 | 3820.5086 | 0 | 0 | 0 | 0 | 0 | 0 | 0 | 0 | 0 | 0 | 0 | 0 | 0 | 0 | 0 | 0 | 0 | 0 | 0 | 0 | 0 | 0 | 0 | 0 | 0 | 0
|  | Tax Rate |  | 21% | 21% | 21% | 21% | 21% | 21% | 21% | 21% | 21% | 21% | 21% | 21% | 21% | 21% | 21% | 21% | 21% | 21% | 21% | 21% | 21% | 21% | 21% | 21% | 21% | 21% | 21% | 21% | 21% | 21% | 21% | 21% | 21% | 21% | 21% | 21% | 21% | 21% | 21% | 21% | 21% | 21% | 21% | 21% | 21% | 21% | 21% | 21% | 21% | 21% | 21% | 21% | 21% | 21% | 21% | 21%
|  | Taxes |  | -2953.1992 | -6600.9755 | -3087.2196 | -1006.1852 | -1125.3329 | 431.2059 | 2013.2945 | 1945.2466 | 1877.1987 | 1809.1508 | 1741.1029 | 1673.055 | 1605.0071 | 1536.9592 | 1468.9113 | 1400.8634 | 1332.8154 | 1264.7675 | 1196.7196 | 1128.6717 | 1079.2614 | 1048.4887 | 1017.7159 | 986.9432 | 956.1705 | 925.3977 | 894.625 | 863.8523 | 833.0795 | 802.3068 | 0 | 0 | 0 | 0 | 0 | 0 | 0 | 0 | 0 | 0 | 0 | 0 | 0 | 0 | 0 | 0 | 0 | 0 | 0 | 0 | 0 | 0 | 0 | 0 | 0 | 0

## WA Solar ITC 2024 26%
Solar FINANCIALS
($ 1000s Unless Otherwise Indicated)
| Calendar Year of Fin. Close |  |  | 2020 | 2021 | 2022 | 2023 | 2024 | 2025 | 2026 | 2027 | 2028 | 2029 | 2030 | 2031 | 2032 | 2033 | 2034 | 2035 | 2036 | 2037 | 2038 | 2039 | 2040 | 2041 | 2042 | 2043 | 2044 | 2045 | 2046 | 2047 | 2048 | 2049
| Operating Year |  | 0 | 1 | 2 | 3 | 4 | 5 | 6 | 7 | 8 | 9 | 10 | 11 | 12 | 13 | 14 | 15 | 16 | 17 | 18 | 19 | 20 | 21 | 22 | 23 | 24 | 25 | 26 | 27 | 28 | 29 | 30
| Calendar Year | Capital Invest.
| 2020 | 137476.1508
| Gross plant |  |  | 137476.1508 | 137476.1508 | 137476.1508 | 137476.1508 | 137476.1508 | 137476.1508 | 137476.1508 | 137476.1508 | 137476.1508 | 137476.1508 | 137476.1508 | 137476.1508 | 137476.1508 | 137476.1508 | 137476.1508 | 137476.1508 | 137476.1508 | 137476.1508 | 137476.1508 | 137476.1508 | 137476.1508 | 137476.1508 | 137476.1508 | 137476.1508 | 137476.1508 | 137476.1508 | 137476.1508 | 137476.1508 | 137476.1508 | 137476.1508
| Accumulated Deprectiation |  |  | 4582.5384 | 9165.0767 | 13747.6151 | 18330.1534 | 22912.6918 | 27495.2302 | 32077.7685 | 36660.3069 | 41242.8452 | 45825.3836 | 50407.9219 | 54990.4603 | 59572.9987 | 64155.537 | 68738.0754 | 73320.6137 | 77903.1521 | 82485.6905 | 87068.2288 | 91650.7672 | 96233.3055 | 100815.8439 | 105398.3823 | 109980.9206 | 114563.459 | 119145.9973 | 123728.5357 | 128311.0741 | 132893.6124 | 137476.1508
| Net book value |  |  | 132893.6124 | 128311.0741 | 123728.5357 | 119145.9973 | 114563.459 | 109980.9206 | 105398.3823 | 100815.8439 | 96233.3055 | 91650.7672 | 87068.2288 | 82485.6905 | 77903.1521 | 73320.6137 | 68738.0754 | 64155.537 | 59572.9987 | 54990.4603 | 50407.9219 | 45825.3836 | 41242.8452 | 36660.3069 | 32077.7685 | 27495.2302 | 22912.6918 | 18330.1534 | 13747.6151 | 9165.0767 | 4582.5384 | 0
| ITC |  |  | 0 | 0 | 0 | 0 | 0 | 0 | 0 | 0 | 0 | 0 | 0 | 0 | 0 | 0 | 0 | 0 | 0 | 0 | 0 | 0 | 1787.19 | 3574.3799 | 5361.5699 | 7148.7598 | 8935.9498 | 10723.1398 | 12510.3297 | 14297.5197 | 16084.7096 | 17871.8996
| Accumulated deffered income tax |  |  | -4186.1488 | -11386.3247 | -15371.5384 | -17427.7746 | -19484.0109 | -20093.5142 | -19256.2844 | -18419.0547 | -17581.8249 | -16744.5952 | -15907.3654 | -15070.1356 | -14232.9059 | -13395.6761 | -12558.4464 | -11721.2166 | -10883.9869 | -10046.7571 | -9209.5273 | -8372.2976 | -7535.0678 | -6697.8381 | -5860.6083 | -5023.3785 | -4186.1488 | -3348.919 | -2511.6893 | -1674.4595 | -837.2298 | -9.0949e-12
| Rate Base |  |  | 128707.4636 | 116924.7493 | 108356.9973 | 101718.2227 | 95079.448 | 89887.4064 | 86142.0978 | 82396.7892 | 78651.4806 | 74906.172 | 71160.8634 | 67415.5548 | 63670.2462 | 59924.9376 | 56179.629 | 52434.3204 | 48689.0118 | 44943.7032 | 41198.3946 | 37453.086 | 35494.9674 | 33536.8487 | 31578.7301 | 29620.6114 | 27662.4928 | 25704.3742 | 23746.2555 | 21788.1369 | 19830.0182 | 17871.8996
| Average rate base |  |  | 133091.8072 | 122816.1065 | 112640.8733 | 105037.61 | 98398.8354 | 92483.4272 | 88014.7521 | 84269.4435 | 80524.1349 | 76778.8263 | 73033.5177 | 69288.2091 | 65542.9005 | 61797.5919 | 58052.2833 | 54306.9747 | 50561.6661 | 46816.3575 | 43071.0489 | 39325.7403 | 36474.0267 | 34515.908 | 32557.7894 | 30599.6708 | 28641.5521 | 26683.4335 | 24725.3148 | 22767.1962 | 20809.0776 | 18850.9589
| Pre-tax Return | 0.086076 |  | 11456.0037 | 10571.513 | 9695.6701 | 9041.212 | 8469.7732 | 7960.5988 | 7575.9533 | 7253.5724 | 6931.1914 | 6608.8104 | 6286.4294 | 5964.0484 | 5641.6674 | 5319.2864 | 4996.9054 | 4674.5244 | 4352.1434 | 4029.7624 | 3707.3814 | 3385.0004 | 3139.5365 | 2970.9896 | 2802.4426 | 2633.8957 | 2465.3488 | 2296.8019 | 2128.2549 | 1959.708 | 1791.1611 | 1622.6142
| Book Depreciation |  |  | 4582.5384 | 4582.5384 | 4582.5384 | 4582.5384 | 4582.5384 | 4582.5384 | 4582.5384 | 4582.5384 | 4582.5384 | 4582.5384 | 4582.5384 | 4582.5384 | 4582.5384 | 4582.5384 | 4582.5384 | 4582.5384 | 4582.5384 | 4582.5384 | 4582.5384 | 4582.5384 | 4582.5384 | 4582.5384 | 4582.5384 | 4582.5384 | 4582.5384 | 4582.5384 | 4582.5384 | 4582.5384 | 4582.5384 | 4582.5384
| Insurance |  |  | 65.8511 | 65.8511 | 65.8511 | 65.8511 | 65.8511 | 65.8511 | 65.8511 | 65.8511 | 65.8511 | 65.8511 | 65.8511 | 65.8511 | 65.8511 | 65.8511 | 65.8511 | 65.8511 | 65.8511 | 65.8511 | 65.8511 | 65.8511 | 65.8511 | 65.8511 | 65.8511 | 65.8511 | 65.8511 | 65.8511 | 65.8511 | 65.8511 | 65.8511 | 65.8511
| ITC Amort - Grossed for Taxes |  |  | -2262.2658 | -2262.2658 | -2262.2658 | -2262.2658 | -2262.2658 | -2262.2658 | -2262.2658 | -2262.2658 | -2262.2658 | -2262.2658 | -2262.2658 | -2262.2658 | -2262.2658 | -2262.2658 | -2262.2658 | -2262.2658 | -2262.2658 | -2262.2658 | -2262.2658 | -2262.2658 | -2262.2658 | -2262.2658 | -2262.2658 | -2262.2658 | -2262.2658 | -2262.2658 | -2262.2658 | -2262.2658 | -2262.2658 | -2262.2658
| Property Taxes |  |  | 624.9488 | 624.9488 | 624.9488 | 624.9488 | 624.9488 | 624.9488 | 624.9488 | 624.9488 | 624.9488 | 624.9488 | 624.9488 | 624.9488 | 624.9488 | 624.9488 | 624.9488 | 624.9488 | 624.9488 | 624.9488 | 624.9488 | 624.9488 | 624.9488 | 624.9488 | 624.9488 | 624.9488 | 624.9488 | 624.9488 | 624.9488 | 624.9488 | 624.9488 | 624.9488
| Revenue Requirement |  |  | 14467.0762 | 13582.5855 | 12706.7426 | 12052.2845 | 11480.8457 | 10971.6713 | 10587.0259 | 10264.6449 | 9942.2639 | 9619.8829 | 9297.5019 | 8975.1209 | 8652.7399 | 8330.3589 | 8007.9779 | 7685.5969 | 7363.2159 | 7040.8349 | 6718.4539 | 6396.0729 | 6150.609 | 5982.0621 | 5813.5151 | 5644.9682 | 5476.4213 | 5307.8744 | 5139.3275 | 4970.7805 | 4802.2336 | 4633.6867
| Book Depreciation |  |  | 4582.5384 | 4582.5384 | 4582.5384 | 4582.5384 | 4582.5384 | 4582.5384 | 4582.5384 | 4582.5384 | 4582.5384 | 4582.5384 | 4582.5384 | 4582.5384 | 4582.5384 | 4582.5384 | 4582.5384 | 4582.5384 | 4582.5384 | 4582.5384 | 4582.5384 | 4582.5384 | 4582.5384 | 4582.5384 | 4582.5384 | 4582.5384 | 4582.5384 | 4582.5384 | 4582.5384 | 4582.5384 | 4582.5384 | 4582.5384
| Tax Depreciation |  |  | 27495.2302 | 43992.3682 | 26395.4209 | 15837.2526 | 15837.2526 | 7918.6263 | 0 | 0 | 0 | 0 | 0 | 0 | 0 | 0 | 0 | 0 | 0 | 0 | 0 | 0 | 0 | 0 | 0 | 0 | 0 | 0 | 0 | 0 | 0 | 0
| Difference between book and tax |  |  | -22912.6918 | -39409.8299 | -21812.8826 | -11254.7142 | -11254.7142 | -3336.0879 | 4582.5384 | 4582.5384 | 4582.5384 | 4582.5384 | 4582.5384 | 4582.5384 | 4582.5384 | 4582.5384 | 4582.5384 | 4582.5384 | 4582.5384 | 4582.5384 | 4582.5384 | 4582.5384 | 4582.5384 | 4582.5384 | 4582.5384 | 4582.5384 | 4582.5384 | 4582.5384 | 4582.5384 | 4582.5384 | 4582.5384 | 4582.5384
| Tax rate |  |  | -4811.6653 | -8276.0643 | -4580.7053 | -2363.49 | -2363.49 | -700.5785 | 962.3331 | 962.3331 | 962.3331 | 962.3331 | 962.3331 | 962.3331 | 962.3331 | 962.3331 | 962.3331 | 962.3331 | 962.3331 | 962.3331 | 962.3331 | 962.3331 | 962.3331 | 962.3331 | 962.3331 | 962.3331 | 962.3331 | 962.3331 | 962.3331 | 962.3331 | 962.3331 | 962.3331
Depreciation Tables
|  | 5 |  | 20% | 32% | 19.2% | 11.52% | 11.52% | 5.76% | 0% | 0% | 0% | 0% | 0% | 0% | 0% | 0% | 0% | 0% | 0% | 0% | 0% | 0% | 0%
|  | 5 | 0: 1; 2020 1: 20%; 2021 2: 32%; 2022 3: 19.2%; 2023 4: 11.52%; 2024 5: 11.52%; 2025 6: 5.76%
|  | 10 | 0: 0; 2020 1: 10%; 2021 2: 18%; 2022 3: 14.4%; 2023 4: 11.52%; 2024 5: 9.22%; 2025 6: 7.37%; 2026 7: 6.55%; 2027 8: 6.55%; 2028 9: 6.56%; 2029 10: 6.55%; 2030 11: 3.28%
|  | 15 | 0: 0; 2020 1: 5%; 2021 2: 9.5%; 2022 3: 8.55%; 2023 4: 7.7%; 2024 5: 6.93%; 2025 6: 6.23%; 2026 7: 5.9%; 2027 8: 5.9%; 2028 9: 5.91%; 2029 10: 5.9%; 2030 11: 5.91%; 2031 12: 5.9%; 2032 13: 5.91%; 2033 14: 5.9%; 2034 15: 5.91%; 2035 16: 2.95%
|  | 20 | 0 | 3.75% | 7.219% | 6.677% | 6.177% | 5.713% | 5.285% | 4.888% | 4.522% | 4.462% | 4.461% | 4.462% | 4.461% | 4.462% | 4.461% | 4.462% | 4.461% | 4.462% | 4.461% | 4.462% | 4.461% | 2.231%
Revenue Requirement by vintage year
2012 $000
|  |  |  | 2020 | 2021 | 2022 | 2023 | 2024 | 2025 | 2026 | 2027 | 2028 | 2029 | 2030 | 2031 | 2032 | 2033 | 2034 | 2035 | 2036 | 2037 | 2038 | 2039 | 2040 | 2041 | 2042 | 2043 | 2044 | 2045 | 2046 | 2047 | 2048 | 2049 | 2050 | 2051 | 2052 | 2053 | 2054 | 2055 | 2056 | 2057 | 2058 | 2059 | 2060 | 2061 | 2062 | 2063 | 2064 | 2065 | 2066 | 2067 | 2068 | 2069 | 2070 | 2071 | 2072 | 2073 | 2074 | 2075
|  | 2020 | 0% | 14467.0762 | 13582.5855 | 12706.7426 | 12052.2845 | 11480.8457 | 10971.6713 | 10587.0259 | 10264.6449 | 9942.2639 | 9619.8829 | 9297.5019 | 8975.1209 | 8652.7399 | 8330.3589 | 8007.9779 | 7685.5969 | 7363.2159 | 7040.8349 | 6718.4539 | 6396.0729 | 6150.609 | 5982.0621 | 5813.5151 | 5644.9682 | 5476.4213 | 5307.8744 | 5139.3275 | 4970.7805 | 4802.2336 | 4633.6867 | 0 | 0 | 0 | 0 | 0 | 0 | 0 | 0 | 0 | 0 | 0 | 0 | 0 | 0 | 0 | 0 | 0 | 0 | 0 | 0 | 0 | 0 | 0 | 0 | 0 | 0
|  | 2021 | -1.845% |  | 14200.0921 | 13331.9244 | 12472.2448 | 11829.8645 | 11268.9713 | 10769.1936 | 10391.6466 | 10075.215 | 9758.7834 | 9442.3518 | 9125.9203 | 8809.4887 | 8493.0571 | 8176.6255 | 7860.1939 | 7543.7623 | 7227.3308 | 6910.8992 | 6594.4676 | 6278.036 | 6037.102 | 5871.6655 | 5706.2291 | 5540.7926 | 5375.3562 | 5209.9197 | 5044.4833 | 4879.0468 | 4713.6103 | 4548.1739 | 0 | 0 | 0 | 0 | 0 | 0 | 0 | 0 | 0 | 0 | 0 | 0 | 0 | 0 | 0 | 0 | 0 | 0 | 0 | 0 | 0 | 0 | 0 | 0 | 0
|  | 2022 | -2.03% |  |  | 13911.8424 | 13061.2977 | 12219.0689 | 11589.7284 | 11040.2208 | 10550.5881 | 10180.705 | 9870.6968 | 9560.6885 | 9250.6802 | 8940.6719 | 8630.6636 | 8320.6553 | 8010.647 | 7700.6387 | 7390.6304 | 7080.6221 | 6770.6138 | 6460.6055 | 6150.5972 | 5914.554 | 5752.4757 | 5590.3975 | 5428.3193 | 5266.241 | 5104.1628 | 4942.0846 | 4780.0063 | 4617.9281 | 4455.8498 | 0 | 0 | 0 | 0 | 0 | 0 | 0 | 0 | 0 | 0 | 0 | 0 | 0 | 0 | 0 | 0 | 0 | 0 | 0 | 0 | 0 | 0 | 0 | 0
|  | 2023 | -2.072% |  |  |  | 13623.5927 | 12790.671 | 11965.893 | 11349.5922 | 10811.4704 | 10331.9827 | 9969.7635 | 9666.1785 | 9362.5935 | 9059.0085 | 8755.4235 | 8451.8385 | 8148.2535 | 7844.6685 | 7541.0835 | 7237.4985 | 6933.9135 | 6630.3285 | 6326.7435 | 6023.1585 | 5792.006 | 5633.286 | 5474.5659 | 5315.8459 | 5157.1259 | 4998.4059 | 4839.6859 | 4680.9658 | 4522.2458 | 4363.5258 | 0 | 0 | 0 | 0 | 0 | 0 | 0 | 0 | 0 | 0 | 0 | 0 | 0 | 0 | 0 | 0 | 0 | 0 | 0 | 0 | 0 | 0 | 0
|  | 2024 | -2.116% |  |  |  |  | 13335.3429 | 12520.0444 | 11712.7171 | 11109.4561 | 10582.7199 | 10113.3773 | 9758.822 | 9461.6602 | 9164.4985 | 8867.3368 | 8570.1751 | 8273.0134 | 7975.8517 | 7678.69 | 7381.5283 | 7084.3666 | 6787.2049 | 6490.0431 | 6192.8814 | 5895.7197 | 5669.458 | 5514.0962 | 5358.7344 | 5203.3726 | 5048.0108 | 4892.649 | 4737.2872 | 4581.9254 | 4426.5636 | 4271.2018 | 0 | 0 | 0 | 0 | 0 | 0 | 0 | 0 | 0 | 0 | 0 | 0 | 0 | 0 | 0 | 0 | 0 | 0 | 0 | 0 | 0 | 0
|  | 2025 | -2.162% | [5 empty] | 13047.0932 | 12249.4177 | 11459.5412 | 10869.3199 | 10353.9694 | 9894.7719 | 9547.8804 | 9257.142 | 8966.4036 | 8675.6652 | 8384.9267 | 8094.1883 | 7803.4499 | 7512.7115 | 7221.9731 | 6931.2346 | 6640.4962 | 6349.7578 | 6059.0194 | 5768.281 | 5546.91 | 5394.9064 | 5242.9028 | 5090.8992 | 4938.8956 | 4786.892 | 4634.8885 | 4482.8849 | 4330.8813 | 4178.8777 | 0 | 0 | 0 | 0 | 0 | 0 | 0 | 0 | 0 | 0 | 0 | 0 | 0 | 0 | 0 | 0 | 0 | 0 | 0 | 0 | 0
|  | 2026 | -2.209% | [6 empty] | 12758.8435 | 11978.791 | 11206.3653 | 10629.1838 | 10125.2189 | 9676.1664 | 9336.9389 | 9052.6237 | 8768.3086 | 8483.9935 | 8199.6784 | 7915.3632 | 7631.0481 | 7346.733 | 7062.4178 | 6778.1027 | 6493.7876 | 6209.4724 | 5925.1573 | 5640.8422 | 5424.3619 | 5275.7166 | 5127.0712 | 4978.4259 | 4829.7805 | 4681.1351 | 4532.4898 | 4383.8444 | 4235.199 | 4086.5537 | 0 | 0 | 0 | 0 | 0 | 0 | 0 | 0 | 0 | 0 | 0 | 0 | 0 | 0 | 0 | 0 | 0 | 0 | 0 | 0
|  | 2027 | -2.259% | [7 empty] | 12470.5937 | 11708.1644 | 10953.1894 | 10389.0477 | 9896.4684 | 9457.561 | 9125.9973 | 8848.1055 | 8570.2137 | 8292.3218 | 8014.43 | 7736.5381 | 7458.6463 | 7180.7545 | 6902.8626 | 6624.9708 | 6347.0789 | 6069.1871 | 5791.2953 | 5513.4034 | 5301.8139 | 5156.5268 | 5011.2396 | 4865.9525 | 4720.6654 | 4575.3782 | 4430.0911 | 4284.8039 | 4139.5168 | 3994.2296 | 0 | 0 | 0 | 0 | 0 | 0 | 0 | 0 | 0 | 0 | 0 | 0 | 0 | 0 | 0 | 0 | 0 | 0 | 0
|  | 2028 | -2.311% | [8 empty] | 12182.344 | 11437.5377 | 10700.0135 | 10148.9115 | 9667.7179 | 9238.9556 | 8915.0558 | 8643.5872 | 8372.1187 | 8100.6501 | 7829.1816 | 7557.713 | 7286.2445 | 7014.7759 | 6743.3074 | 6471.8388 | 6200.3703 | 5928.9018 | 5657.4332 | 5385.9647 | 5179.2659 | 5037.337 | 4895.4081 | 4753.4791 | 4611.5502 | 4469.6213 | 4327.6924 | 4185.7634 | 4043.8345 | 3901.9056 | 0 | 0 | 0 | 0 | 0 | 0 | 0 | 0 | 0 | 0 | 0 | 0 | 0 | 0 | 0 | 0 | 0 | 0
|  | 2029 | -2.366% | [9 empty] | 11894.0943 | 11166.911 | 10446.8376 | 9908.7754 | 9438.9674 | 9020.3502 | 8704.1142 | 8439.069 | 8174.0237 | 7908.9785 | 7643.9332 | 7378.888 | 7113.8427 | 6848.7974 | 6583.7522 | 6318.7069 | 6053.6617 | 5788.6164 | 5523.5711 | 5258.5259 | 5056.7179 | 4918.1472 | 4779.5765 | 4641.0058 | 4502.4351 | 4363.8644 | 4225.2937 | 4086.723 | 3948.1523 | 3809.5815 | 0 | 0 | 0 | 0 | 0 | 0 | 0 | 0 | 0 | 0 | 0 | 0 | 0 | 0 | 0 | 0 | 0
|  | 2030 | -2.423% | [10 empty] | 11605.8445 | 10896.2843 | 10193.6617 | 9668.6392 | 9210.217 | 8801.7447 | 8493.1727 | 8234.5507 | 7975.9288 | 7717.3068 | 7458.6848 | 7200.0629 | 6941.4409 | 6682.8189 | 6424.197 | 6165.575 | 5906.953 | 5648.3311 | 5389.7091 | 5131.0871 | 4934.1699 | 4798.9574 | 4663.7449 | 4528.5324 | 4393.3199 | 4258.1075 | 4122.895 | 3987.6825 | 3852.47 | 3717.2575 | 0 | 0 | 0 | 0 | 0 | 0 | 0 | 0 | 0 | 0 | 0 | 0 | 0 | 0 | 0 | 0
|  | 2031 | -1.109% | [11 empty] | 11477.1762 | 10775.4825 | 10080.6495 | 9561.4477 | 9108.1077 | 8704.1641 | 8399.013 | 8143.2583 | 7887.5035 | 7631.7488 | 7375.994 | 7120.2393 | 6864.4845 | 6608.7298 | 6352.975 | 6097.2203 | 5841.4655 | 5585.7108 | 5329.956 | 5074.2013 | 4879.4672 | 4745.7537 | 4612.0402 | 4478.3268 | 4344.6133 | 4210.8999 | 4077.1864 | 3943.473 | 3809.7595 | 3676.0461 | 0 | 0 | 0 | 0 | 0 | 0 | 0 | 0 | 0 | 0 | 0 | 0 | 0 | 0 | 0
|  | 2032 | -1.121% | [12 empty] | 11348.5078 | 10654.6807 | 9967.6373 | 9454.2562 | 9005.9985 | 8606.5834 | 8304.8533 | 8051.9658 | 7799.0783 | 7546.1907 | 7293.3032 | 7040.4157 | 6787.5281 | 6534.6406 | 6281.7531 | 6028.8655 | 5775.978 | 5523.0904 | 5270.2029 | 5017.3154 | 4824.7644 | 4692.55 | 4560.3356 | 4428.1212 | 4295.9067 | 4163.6923 | 4031.4779 | 3899.2635 | 3767.0491 | 3634.8346 | 0 | 0 | 0 | 0 | 0 | 0 | 0 | 0 | 0 | 0 | 0 | 0 | 0 | 0
|  | 2033 | -1.134% | [13 empty] | 11219.8394 | 10533.8789 | 9854.6251 | 9347.0647 | 8903.8893 | 8509.0027 | 8210.6936 | 7960.6733 | 7710.653 | 7460.6327 | 7210.6124 | 6960.592 | 6710.5717 | 6460.5514 | 6210.5311 | 5960.5108 | 5710.4905 | 5460.4701 | 5210.4498 | 4960.4295 | 4770.0617 | 4639.3463 | 4508.6309 | 4377.9155 | 4247.2001 | 4116.4847 | 3985.7694 | 3855.054 | 3724.3386 | 3593.6232 | 0 | 0 | 0 | 0 | 0 | 0 | 0 | 0 | 0 | 0 | 0 | 0 | 0
|  | 2034 | -1.147% | [14 empty] | 11091.1711 | 10413.0771 | 9741.6129 | 9239.8732 | 8801.7801 | 8411.422 | 8116.534 | 7869.3809 | 7622.2278 | 7375.0746 | 7127.9215 | 6880.7684 | 6633.6153 | 6386.4622 | 6139.3091 | 5892.156 | 5645.0029 | 5397.8498 | 5150.6967 | 4903.5436 | 4715.3589 | 4586.1426 | 4456.9262 | 4327.7099 | 4198.4935 | 4069.2772 | 3940.0608 | 3810.8445 | 3681.6281 | 3552.4118 | 0 | 0 | 0 | 0 | 0 | 0 | 0 | 0 | 0 | 0 | 0 | 0
|  | 2035 | -1.16% | [15 empty] | 10962.5027 | 10292.2752 | 9628.6007 | 9132.6817 | 8699.6709 | 8313.8414 | 8022.3743 | 7778.0884 | 7533.8025 | 7289.5166 | 7045.2307 | 6800.9448 | 6556.659 | 6312.3731 | 6068.0872 | 5823.8013 | 5579.5154 | 5335.2295 | 5090.9436 | 4846.6578 | 4660.6562 | 4532.9388 | 4405.2215 | 4277.5042 | 4149.7869 | 4022.0696 | 3894.3523 | 3766.635 | 3638.9177 | 3511.2004 | 0 | 0 | 0 | 0 | 0 | 0 | 0 | 0 | 0 | 0 | 0
|  | 2036 | -1.174% | [16 empty] | 10833.8343 | 10171.4734 | 9515.5886 | 9025.4902 | 8597.5617 | 8216.2607 | 7928.2146 | 7686.7959 | 7445.3772 | 7203.9586 | 6962.5399 | 6721.1212 | 6479.7026 | 6238.2839 | 5996.8652 | 5755.4466 | 5514.0279 | 5272.6092 | 5031.1906 | 4789.7719 | 4605.9534 | 4479.7351 | 4353.5169 | 4227.2986 | 4101.0803 | 3974.862 | 3848.6438 | 3722.4255 | 3596.2072 | 3469.9889 | 0 | 0 | 0 | 0 | 0 | 0 | 0 | 0 | 0 | 0
|  | 2037 | -1.188% | [17 empty] | 10705.166 | 10050.6716 | 9402.5764 | 8918.2987 | 8495.4525 | 8118.68 | 7834.0549 | 7595.5034 | 7356.952 | 7118.4005 | 6879.8491 | 6641.2976 | 6402.7462 | 6164.1947 | 5925.6433 | 5687.0918 | 5448.5404 | 5209.9889 | 4971.4375 | 4732.886 | 4551.2507 | 4426.5314 | 4301.8122 | 4177.0929 | 4052.3737 | 3927.6545 | 3802.9352 | 3678.216 | 3553.4967 | 3428.7775 | 0 | 0 | 0 | 0 | 0 | 0 | 0 | 0 | 0
|  | 2038 | -1.202% | [18 empty] | 10576.4976 | 9929.8698 | 9289.5642 | 8811.1071 | 8393.3433 | 8021.0994 | 7739.8952 | 7504.211 | 7268.5267 | 7032.8425 | 6797.1583 | 6561.474 | 6325.7898 | 6090.1056 | 5854.4213 | 5618.7371 | 5383.0528 | 5147.3686 | 4911.6844 | 4676.0001 | 4496.5479 | 4373.3277 | 4250.1075 | 4126.8873 | 4003.6671 | 3880.4469 | 3757.2267 | 3634.0065 | 3510.7863 | 3387.5661 | 0 | 0 | 0 | 0 | 0 | 0 | 0 | 0
|  | 2039 | -1.217% | [19 empty] | 10447.8292 | 9809.068 | 9176.552 | 8703.9156 | 8291.2341 | 7923.5187 | 7645.7355 | 7412.9185 | 7180.1015 | 6947.2845 | 6714.4674 | 6481.6504 | 6248.8334 | 6016.0164 | 5783.1994 | 5550.3823 | 5317.5653 | 5084.7483 | 4851.9313 | 4619.1143 | 4441.8452 | 4320.124 | 4198.4028 | 4076.6817 | 3954.9605 | 3833.2393 | 3711.5181 | 3589.797 | 3468.0758 | 3346.3546 | 0 | 0 | 0 | 0 | 0 | 0 | 0
Revenue Requirement by vintage year
2012 $/MW-wk
| Aurora Input |  | Levelized Cost | 2020 | 2021 | 2022 | 2023 | 2024 | 2025 | 2026 | 2027 | 2028 | 2029 | 2030 | 2031 | 2032 | 2033 | 2034 | 2035 | 2036 | 2037 | 2038 | 2039 | 2040 | 2041 | 2042 | 2043 | 2044 | 2045 | 2046 | 2047 | 2048 | 2049 | 2050 | 2051 | 2052 | 2053 | 2054 | 2055 | 2056 | 2057 | 2058 | 2059 | 2060 | 2061 | 2062 | 2063 | 2064 | 2065 | 2066 | 2067 | 2068 | 2069 | 2070 | 2071 | 2072 | 2073 | 2074 | 2075
|  | 2020 | 1780.29 | 2782.13 | 2612.0357 | 2443.6044 | 2317.747 | 2207.8549 | 2109.9368 | 2035.9665 | 1973.9702 | 1911.9738 | 1849.9775 | 1787.9811 | 1725.9848 | 1663.9884 | 1601.9921 | 1539.9958 | 1477.9994 | 1416.0031 | 1354.0067 | 1292.0104 | 1230.014 | 1182.8094 | 1150.3966 | 1117.9837 | 1085.5708 | 1053.1579 | 1020.7451 | 988.3322 | 955.9193 | 923.5065 | 891.0936 | 0 | 0 | 0 | 0 | 0 | 0 | 0 | 0 | 0 | 0 | 0 | 0 | 0 | 0 | 0 | 0 | 0 | 0 | 0 | 0 | 0 | 0 | 0 | 0 | 0 | 0
|  | 2021 | 1747.4355 |  | 2730.787 | 2563.8316 | 2398.5086 | 2274.9739 | 2167.1099 | 2070.9988 | 1998.3936 | 1937.5413 | 1876.6891 | 1815.8369 | 1754.9847 | 1694.1324 | 1633.2802 | 1572.428 | 1511.5758 | 1450.7235 | 1389.8713 | 1329.0191 | 1268.1668 | 1207.3146 | 1160.9812 | 1129.1664 | 1097.3517 | 1065.537 | 1033.7223 | 1001.9076 | 970.0929 | 938.2782 | 906.4635 | 874.6488 | 0 | 0 | 0 | 0 | 0 | 0 | 0 | 0 | 0 | 0 | 0 | 0 | 0 | 0 | 0 | 0 | 0 | 0 | 0 | 0 | 0 | 0 | 0 | 0 | 0
|  | 2022 | 1711.964 |  |  | 2675.3543 | 2511.788 | 2349.8209 | 2228.7939 | 2123.1194 | 2028.9593 | 1957.8279 | 1898.2109 | 1838.5939 | 1778.977 | 1719.36 | 1659.743 | 1600.126 | 1540.509 | 1480.8921 | 1421.2751 | 1361.6581 | 1302.0411 | 1242.4241 | 1182.8072 | 1137.4142 | 1106.2453 | 1075.0764 | 1043.9076 | 1012.7387 | 981.5698 | 950.4009 | 919.232 | 888.0631 | 856.8942 | 0 | 0 | 0 | 0 | 0 | 0 | 0 | 0 | 0 | 0 | 0 | 0 | 0 | 0 | 0 | 0 | 0 | 0 | 0 | 0 | 0 | 0 | 0 | 0
|  | 2023 | 1676.4926 |  |  |  | 2619.9217 | 2459.7444 | 2301.1333 | 2182.6139 | 2079.1289 | 1986.9198 | 1917.2622 | 1858.8805 | 1800.4988 | 1742.117 | 1683.7353 | 1625.3536 | 1566.9718 | 1508.5901 | 1450.2084 | 1391.8266 | 1333.4449 | 1275.0632 | 1216.6814 | 1158.2997 | 1113.8473 | 1083.3242 | 1052.8011 | 1022.2781 | 991.755 | 961.2319 | 930.7088 | 900.1857 | 869.6627 | 839.1396 | 0 | 0 | 0 | 0 | 0 | 0 | 0 | 0 | 0 | 0 | 0 | 0 | 0 | 0 | 0 | 0 | 0 | 0 | 0 | 0 | 0 | 0 | 0
|  | 2024 | 1641.0211 |  |  |  |  | 2564.489 | 2407.7008 | 2252.4456 | 2136.4339 | 2035.1384 | 1944.8802 | 1876.6965 | 1819.55 | 1762.4036 | 1705.2571 | 1648.1106 | 1590.9641 | 1533.8176 | 1476.6712 | 1419.5247 | 1362.3782 | 1305.2317 | 1248.0852 | 1190.9387 | 1133.7923 | 1090.2804 | 1060.4031 | 1030.5258 | 1000.6486 | 970.7713 | 940.894 | 911.0168 | 881.1395 | 851.2622 | 821.385 | 0 | 0 | 0 | 0 | 0 | 0 | 0 | 0 | 0 | 0 | 0 | 0 | 0 | 0 | 0 | 0 | 0 | 0 | 0 | 0 | 0 | 0
|  | 2025 | 1605.5497 | [5 empty] | 2509.0564 | 2355.6572 | 2203.7579 | 2090.2538 | 1991.148 | 1902.8407 | 1836.1308 | 1780.2196 | 1724.3084 | 1668.3971 | 1612.4859 | 1556.5747 | 1500.6634 | 1444.7522 | 1388.841 | 1332.9297 | 1277.0185 | 1221.1073 | 1165.196 | 1109.2848 | 1066.7135 | 1037.482 | 1008.2505 | 979.0191 | 949.7876 | 920.5562 | 891.3247 | 862.0932 | 832.8618 | 803.6303 | 0 | 0 | 0 | 0 | 0 | 0 | 0 | 0 | 0 | 0 | 0 | 0 | 0 | 0 | 0 | 0 | 0 | 0 | 0 | 0 | 0
|  | 2026 | 1570.0782 | [6 empty] | 2453.6237 | 2303.6137 | 2155.0702 | 2044.0738 | 1947.1575 | 1860.8012 | 1795.5652 | 1740.8892 | 1686.2132 | 1631.5372 | 1576.8612 | 1522.1852 | 1467.5092 | 1412.8333 | 1358.1573 | 1303.4813 | 1248.8053 | 1194.1293 | 1139.4533 | 1084.7773 | 1043.1465 | 1014.5609 | 985.9752 | 957.3896 | 928.8039 | 900.2183 | 871.6326 | 843.047 | 814.4614 | 785.8757 | 0 | 0 | 0 | 0 | 0 | 0 | 0 | 0 | 0 | 0 | 0 | 0 | 0 | 0 | 0 | 0 | 0 | 0 | 0 | 0
|  | 2027 | 1534.6068 | [7 empty] | 2398.1911 | 2251.5701 | 2106.3826 | 1997.8938 | 1903.167 | 1818.7617 | 1754.9995 | 1701.5587 | 1648.118 | 1594.6773 | 1541.2365 | 1487.7958 | 1434.3551 | 1380.9143 | 1327.4736 | 1274.0328 | 1220.5921 | 1167.1514 | 1113.7106 | 1060.2699 | 1019.5796 | 991.6398 | 963.6999 | 935.7601 | 907.8203 | 879.8804 | 851.9406 | 824.0008 | 796.0609 | 768.1211 | 0 | 0 | 0 | 0 | 0 | 0 | 0 | 0 | 0 | 0 | 0 | 0 | 0 | 0 | 0 | 0 | 0 | 0 | 0
|  | 2028 | 1499.1353 | [8 empty] | 2342.7585 | 2199.5265 | 2057.6949 | 1951.7138 | 1859.1765 | 1776.7222 | 1714.4338 | 1662.2283 | 1610.0228 | 1557.8173 | 1505.6118 | 1453.4064 | 1401.2009 | 1348.9954 | 1296.7899 | 1244.5844 | 1192.3789 | 1140.1734 | 1087.9679 | 1035.7624 | 996.0127 | 968.7187 | 941.4246 | 914.1306 | 886.8366 | 859.5426 | 832.2485 | 804.9545 | 777.6605 | 750.3665 | 0 | 0 | 0 | 0 | 0 | 0 | 0 | 0 | 0 | 0 | 0 | 0 | 0 | 0 | 0 | 0 | 0 | 0
|  | 2029 | 1463.6639 | [9 empty] | 2287.3258 | 2147.4829 | 2009.0072 | 1905.5337 | 1815.186 | 1734.6827 | 1673.8681 | 1622.8979 | 1571.9276 | 1520.9574 | 1469.9872 | 1419.0169 | 1368.0467 | 1317.0764 | 1266.1062 | 1215.1359 | 1164.1657 | 1113.1955 | 1062.2252 | 1011.255 | 972.4458 | 945.7975 | 919.1493 | 892.5011 | 865.8529 | 839.2047 | 812.5565 | 785.9083 | 759.26 | 732.6118 | 0 | 0 | 0 | 0 | 0 | 0 | 0 | 0 | 0 | 0 | 0 | 0 | 0 | 0 | 0 | 0 | 0
|  | 2030 | 1428.1924 | [10 empty] | 2231.8932 | 2095.4393 | 1960.3195 | 1859.3537 | 1771.1956 | 1692.6432 | 1633.3024 | 1583.5674 | 1533.8325 | 1484.0975 | 1434.3625 | 1384.6275 | 1334.8925 | 1285.1575 | 1235.4225 | 1185.6875 | 1135.9525 | 1086.2175 | 1036.4825 | 986.7475 | 948.8788 | 922.8764 | 896.874 | 870.8716 | 844.8692 | 818.8668 | 792.8644 | 766.862 | 740.8596 | 714.8572 | 0 | 0 | 0 | 0 | 0 | 0 | 0 | 0 | 0 | 0 | 0 | 0 | 0 | 0 | 0 | 0
|  | 2031 | 1412.3588 | [11 empty] | 2207.1493 | 2072.2082 | 1938.5864 | 1838.7399 | 1751.5592 | 1673.8777 | 1615.1948 | 1566.0112 | 1516.8276 | 1467.644 | 1418.4604 | 1369.2768 | 1320.0932 | 1270.9096 | 1221.726 | 1172.5424 | 1123.3588 | 1074.1751 | 1024.9915 | 975.8079 | 938.3591 | 912.6449 | 886.9308 | 861.2167 | 835.5026 | 809.7884 | 784.0743 | 758.3602 | 732.6461 | 706.9319 | 0 | 0 | 0 | 0 | 0 | 0 | 0 | 0 | 0 | 0 | 0 | 0 | 0 | 0 | 0
|  | 2032 | 1396.5251 | [12 empty] | 2182.4053 | 2048.9771 | 1916.8533 | 1818.1262 | 1731.9228 | 1655.1122 | 1597.0872 | 1548.455 | 1499.8227 | 1451.1905 | 1402.5583 | 1353.9261 | 1305.2939 | 1256.6617 | 1208.0294 | 1159.3972 | 1110.765 | 1062.1328 | 1013.5006 | 964.8683 | 927.8393 | 902.4135 | 876.9876 | 851.5618 | 826.1359 | 800.7101 | 775.2842 | 749.8584 | 724.4325 | 699.0067 | 0 | 0 | 0 | 0 | 0 | 0 | 0 | 0 | 0 | 0 | 0 | 0 | 0 | 0
|  | 2033 | 1380.6914 | [13 empty] | 2157.6614 | 2025.7459 | 1895.1202 | 1797.5124 | 1712.2864 | 1636.3467 | 1578.9795 | 1530.8987 | 1482.8179 | 1434.7371 | 1386.6562 | 1338.5754 | 1290.4946 | 1242.4137 | 1194.3329 | 1146.2521 | 1098.1712 | 1050.0904 | 1002.0096 | 953.9288 | 917.3195 | 892.182 | 867.0444 | 841.9068 | 816.7693 | 791.6317 | 766.4941 | 741.3565 | 716.219 | 691.0814 | 0 | 0 | 0 | 0 | 0 | 0 | 0 | 0 | 0 | 0 | 0 | 0 | 0
|  | 2034 | 1364.8577 | [14 empty] | 2132.9175 | 2002.5148 | 1873.3871 | 1776.8987 | 1692.65 | 1617.5812 | 1560.8719 | 1513.3425 | 1465.813 | 1418.2836 | 1370.7541 | 1323.2247 | 1275.6953 | 1228.1658 | 1180.6364 | 1133.1069 | 1085.5775 | 1038.048 | 990.5186 | 942.9892 | 906.7998 | 881.9505 | 857.1012 | 832.2519 | 807.4026 | 782.5533 | 757.704 | 732.8547 | 708.0054 | 683.1561 | 0 | 0 | 0 | 0 | 0 | 0 | 0 | 0 | 0 | 0 | 0 | 0
|  | 2035 | 1349.0241 | [15 empty] | 2108.1736 | 1979.2837 | 1851.654 | 1756.2849 | 1673.0136 | 1598.8156 | 1542.7643 | 1495.7862 | 1448.8082 | 1401.8301 | 1354.8521 | 1307.874 | 1260.896 | 1213.9179 | 1166.9398 | 1119.9618 | 1072.9837 | 1026.0057 | 979.0276 | 932.0496 | 896.28 | 871.719 | 847.158 | 822.597 | 798.0359 | 773.4749 | 748.9139 | 724.3529 | 699.7919 | 675.2308 | 0 | 0 | 0 | 0 | 0 | 0 | 0 | 0 | 0 | 0 | 0
|  | 2036 | 1333.1904 | [16 empty] | 2083.4297 | 1956.0526 | 1829.9209 | 1735.6712 | 1653.3773 | 1580.0501 | 1524.6567 | 1478.23 | 1431.8033 | 1385.3766 | 1338.95 | 1292.5233 | 1246.0966 | 1199.67 | 1153.2433 | 1106.8166 | 1060.39 | 1013.9633 | 967.5366 | 921.11 | 885.7603 | 861.4875 | 837.2148 | 812.942 | 788.6693 | 764.3965 | 740.1238 | 715.8511 | 691.5783 | 667.3056 | 0 | 0 | 0 | 0 | 0 | 0 | 0 | 0 | 0 | 0
|  | 2037 | 1317.3567 | [17 empty] | 2058.6858 | 1932.8215 | 1808.1878 | 1715.0574 | 1633.7409 | 1561.2846 | 1506.549 | 1460.6737 | 1414.7985 | 1368.9232 | 1323.0479 | 1277.1726 | 1231.2973 | 1185.4221 | 1139.5468 | 1093.6715 | 1047.7962 | 1001.9209 | 956.0457 | 910.1704 | 875.2405 | 851.256 | 827.2716 | 803.2871 | 779.3026 | 755.3182 | 731.3337 | 707.3492 | 683.3648 | 659.3803 | 0 | 0 | 0 | 0 | 0 | 0 | 0 | 0 | 0
|  | 2038 | 1301.523 | [18 empty] | 2033.9418 | 1909.5903 | 1786.4547 | 1694.4437 | 1614.1045 | 1542.5191 | 1488.4414 | 1443.1175 | 1397.7936 | 1352.4697 | 1307.1458 | 1261.8219 | 1216.498 | 1171.1741 | 1125.8503 | 1080.5264 | 1035.2025 | 989.8786 | 944.5547 | 899.2308 | 864.7208 | 841.0246 | 817.3284 | 793.6322 | 769.936 | 746.2398 | 722.5436 | 698.8474 | 675.1512 | 651.455 | 0 | 0 | 0 | 0 | 0 | 0 | 0 | 0
|  | 2039 | 1285.6894 | [19 empty] | 2009.1979 | 1886.3592 | 1764.7215 | 1673.8299 | 1594.4681 | 1523.7536 | 1470.3338 | 1425.5613 | 1380.7887 | 1336.0162 | 1291.2437 | 1246.4712 | 1201.6987 | 1156.9262 | 1112.1537 | 1067.3812 | 1022.6087 | 977.8362 | 933.0637 | 888.2912 | 854.201 | 830.7931 | 807.3852 | 783.9772 | 760.5693 | 737.1614 | 713.7535 | 690.3456 | 666.9377 | 643.5297 | 0 | 0 | 0 | 0 | 0 | 0 | 0
|  | Annual Change (%) |  | 0% | -1.845% | -2.03% | -2.072% | -2.116% | -2.162% | -2.209% | -2.259% | -2.311% | -2.366% | -2.423% | -1.109% | -1.121% | -1.134% | -1.147% | -1.16% | -1.174% | -1.188% | -1.202% | -1.217% | -1.232% | -1.081% | -1.093% | -1.105% | -1.117% | -1.13% | -1.143% | -1.156% | -1.17% | -1.183% | -1.198% | 0% | 0% | 0% | 0% | 0% | 0% | 0% | 0% | 0% | 0% | 0% | 0% | 0% | 0% | 0% | 0% | 0% | 0% | 0% | 0% | 0% | 0% | 0% | 0% | 0%
|  | Levelized Capital Cost ($/MW-wk) |  | 1780.29 | 1747.4355 | 1711.964 | 1676.4926 | 1641.0211 | 1605.5497 | 1570.0782 | 1534.6068 | 1499.1353 | 1463.6639 | 1428.1924 | 1412.3588 | 1396.5251 | 1380.6914 | 1364.8577 | 1349.0241 | 1333.1904 | 1317.3567 | 1301.523 | 1285.6894 | 1269.8557 | 1256.1275 | 1242.3993 | 1228.6712 | 1214.943 | 1201.2148 | 1187.4867 | 1173.7585 | 1160.0303 | 1146.3022 | 1132.574 | 1132.574 | 1132.574 | 1132.574 | 1132.574 | 1132.574 | 1132.574 | 1132.574 | 1132.574 | 1132.574 | 1132.574 | 1132.574 | 1132.574 | 1132.574 | 1132.574 | 1132.574 | 1132.574 | 1132.574 | 1132.574 | 1132.574 | 1132.574 | 1132.574 | 1132.574 | 1132.574 | 1132.574 | 1132.574
|  | Economic Life | 30
|  | check s/b 0 | 0
itc
|  |  |  | 30% | 30% | 30% | 30% | 26% | 22% | 10% | 10% | 10% | 10% | 10% | 10% | 10% | 10% | 10% | 10% | 10% | 10% | 10% | 10% | 10% | 10% | 10% | 10% | 10% | 10% | 10% | 10% | 10% | 10% | 10% | 10% | 10% | 10% | 10% | 10% | 10% | 10% | 10% | 10% | 10% | 10% | 10% | 10% | 10% | 10% | 10% | 10% | 10% | 10% | 10% | 10% | 10% | 10% | 10% | 10%
ITC
| Revenue Requirement by vintage year | 0 | 0 | 0 | 0 | 0 | 0 | 0 | 0 | 0 | 0 | 0 | 0 | 0 | 0 | 0 | 0 | 0 | 0 | 0 | 0 | 0 | 0 | 0 | 0 | 0 | 0 | 0 | 0 | 0 |  | 0 | 0 | 0 | 0 | 0 | 0 | 0 | 0 | 0 | 0 | 0 | 0 | 0 | 0 | 0 | 0 | 0 | 0 | 0 | 0 | 0 | 0 | 0 | 0 | 0 | 0 | 0 | 0 | 0
| 2012 $/MW-wk | 0 | 0 | 0 | 0 | 0 | 0 | 0 | 0 | 0 | 0 | 0 | 0 | 0 | 0 | 0 | 0 | 0 | 0 | 0 | 0 | 0 | 0 | 0 | 0 | 0 | 0 | 0 | 0 | 0 |  | 0 | 0 | 0 | 0 | 0 | 0 | 0 | 0 | 0 | 0 | 0 | 0 | 0 | 0 | 0 | 0 | 0 | 0 | 0 | 0 | 0 | 0 | 0 | 0 | 0 | 0 | 0 | 0 | 0
| Aurora Input | 0 | Levelized Cost | 2020 | 2021 | 2022 | 2023 | 2024 | 2025 | 2026 | 2027 | 2028 | 2029 | 2030 | 2031 | 2032 | 2033 | 2034 | 2035 | 2036 | 2037 | 2038 | 2039 | 2040 | 2041 | 2042 | 2043 | 2044 | 2045 | 2046 | Levelized | 2047 | 2048 | 2049 | 2050 | 2051 | 2052 | 2053 | 2054 | 2055 | 2056 | 2057 | 2058 | 2059 | 2060 | 2061 | 2062 | 2063 | 2064 | 2065 | 2066 | 2067 | 2068 | 2069 | 2070 | 2071 | 2072 | 2073 | 2074 | 2075
| 0 | 2020 | 1780.29 | 2782.13 | 2612.0357 | 2443.6044 | 2317.747 | 2207.8549 | 2109.9368 | 2035.9665 | 1973.9702 | 1911.9738 | 1849.9775 | 1787.9811 | 1725.9848 | 1663.9884 | 1601.9921 | 1539.9958 | 1477.9994 | 1416.0031 | 1354.0067 | 1292.0104 | 1230.014 | 1182.8094 | 1150.3966 | 1117.9837 | 1085.5708 | 1053.1579 | 1020.7451 | 988.3322 | 924.4159 | 955.9193 | 923.5065 | 891.0936 | 0 | 0 | 0 | 0 | 0 | 0 | 0 | 0 | 0 | 0 | 0 | 0 | 0 | 0 | 0 | 0 | 0 | 0 | 0 | 0 | 0 | 0 | 0 | 0 | 0 | 0
| 0 | 2021 | 1747.4355 | 0 | 2730.787 | 2563.8316 | 2398.5086 | 2274.9739 | 2167.1099 | 2070.9988 | 1998.3936 | 1937.5413 | 1876.6891 | 1815.8369 | 1754.9847 | 1694.1324 | 1633.2802 | 1572.428 | 1511.5758 | 1450.7235 | 1389.8713 | 1329.0191 | 1268.1668 | 1207.3146 | 1160.9812 | 1129.1664 | 1097.3517 | 1065.537 | 1033.7223 | 1001.9076 | 924.0443 | 970.0929 | 938.2782 | 906.4635 | 874.6488 | 0 | 0 | 0 | 0 | 0 | 0 | 0 | 0 | 0 | 0 | 0 | 0 | 0 | 0 | 0 | 0 | 0 | 0 | 0 | 0 | 0 | 0 | 0 | 0 | 0
| 0 | 2022 | 1711.964 | 0 | 0 | 2675.3543 | 2511.788 | 2349.8209 | 2228.7939 | 2123.1194 | 2028.9593 | 1957.8279 | 1898.2109 | 1838.5939 | 1778.977 | 1719.36 | 1659.743 | 1600.126 | 1540.509 | 1480.8921 | 1421.2751 | 1361.6581 | 1302.0411 | 1242.4241 | 1182.8072 | 1137.4142 | 1106.2453 | 1075.0764 | 1043.9076 | 1012.7387 | 921.8545 | 981.5698 | 950.4009 | 919.232 | 888.0631 | 856.8942 | 0 | 0 | 0 | 0 | 0 | 0 | 0 | 0 | 0 | 0 | 0 | 0 | 0 | 0 | 0 | 0 | 0 | 0 | 0 | 0 | 0 | 0 | 0 | 0
| 0 | 2023 | 1676.4926 | 0 | 0 | 0 | 2619.9217 | 2459.7444 | 2301.1333 | 2182.6139 | 2079.1289 | 1986.9198 | 1917.2622 | 1858.8805 | 1800.4988 | 1742.117 | 1683.7353 | 1625.3536 | 1566.9718 | 1508.5901 | 1450.2084 | 1391.8266 | 1333.4449 | 1275.0632 | 1216.6814 | 1158.2997 | 1113.8473 | 1083.3242 | 1052.8011 | 1022.2781 | 919.1913 | 991.755 | 961.2319 | 930.7088 | 900.1857 | 869.6627 | 839.1396 | 0 | 0 | 0 | 0 | 0 | 0 | 0 | 0 | 0 | 0 | 0 | 0 | 0 | 0 | 0 | 0 | 0 | 0 | 0 | 0 | 0 | 0 | 0
| 0 | 2024 | 1641.0211 | 0 | 0 | 0 | 0 | 2564.489 | 2407.7008 | 2252.4456 | 2136.4339 | 2035.1384 | 1944.8802 | 1876.6965 | 1819.55 | 1762.4036 | 1705.2571 | 1648.1106 | 1590.9641 | 1533.8176 | 1476.6712 | 1419.5247 | 1362.3782 | 1305.2317 | 1248.0852 | 1190.9387 | 1133.7923 | 1090.2804 | 1060.4031 | 1030.5258 | 916.0408 | 1000.6486 | 970.7713 | 940.894 | 911.0168 | 881.1395 | 851.2622 | 821.385 | 0 | 0 | 0 | 0 | 0 | 0 | 0 | 0 | 0 | 0 | 0 | 0 | 0 | 0 | 0 | 0 | 0 | 0 | 0 | 0 | 0 | 0
| 0 | 2025 | 1605.5497 | 0 | 0 | 0 | 0 | 0 | 2509.0564 | 2355.6572 | 2203.7579 | 2090.2538 | 1991.148 | 1902.8407 | 1836.1308 | 1780.2196 | 1724.3084 | 1668.3971 | 1612.4859 | 1556.5747 | 1500.6634 | 1444.7522 | 1388.841 | 1332.9297 | 1277.0185 | 1221.1073 | 1165.196 | 1109.2848 | 1066.7135 | 1037.482 | 912.3891 | 1008.2505 | 979.0191 | 949.7876 | 920.5562 | 891.3247 | 862.0932 | 832.8618 | 803.6303 | 0 | 0 | 0 | 0 | 0 | 0 | 0 | 0 | 0 | 0 | 0 | 0 | 0 | 0 | 0 | 0 | 0 | 0 | 0 | 0 | 0
| 0 | 2026 | 1570.0782 | 0 | 0 | 0 | 0 | 0 | 0 | 2453.6237 | 2303.6137 | 2155.0702 | 2044.0738 | 1947.1575 | 1860.8012 | 1795.5652 | 1740.8892 | 1686.2132 | 1631.5372 | 1576.8612 | 1522.1852 | 1467.5092 | 1412.8333 | 1358.1573 | 1303.4813 | 1248.8053 | 1194.1293 | 1139.4533 | 1084.7773 | 1043.1465 | 908.2222 | 1014.5609 | 985.9752 | 957.3896 | 928.8039 | 900.2183 | 871.6326 | 843.047 | 814.4614 | 785.8757 | 0 | 0 | 0 | 0 | 0 | 0 | 0 | 0 | 0 | 0 | 0 | 0 | 0 | 0 | 0 | 0 | 0 | 0 | 0 | 0
| 0 | 2027 | 1534.6068 | 0 | 0 | 0 | 0 | 0 | 0 | 0 | 2398.1911 | 2251.5701 | 2106.3826 | 1997.8938 | 1903.167 | 1818.7617 | 1754.9995 | 1701.5587 | 1648.118 | 1594.6773 | 1541.2365 | 1487.7958 | 1434.3551 | 1380.9143 | 1327.4736 | 1274.0328 | 1220.5921 | 1167.1514 | 1113.7106 | 1060.2699 | 903.526 | 1019.5796 | 991.6398 | 963.6999 | 935.7601 | 907.8203 | 879.8804 | 851.9406 | 824.0008 | 796.0609 | 768.1211 | 0 | 0 | 0 | 0 | 0 | 0 | 0 | 0 | 0 | 0 | 0 | 0 | 0 | 0 | 0 | 0 | 0 | 0 | 0
| 0 | 2028 | 1499.1353 | 0 | 0 | 0 | 0 | 0 | 0 | 0 | 0 | 2342.7585 | 2199.5265 | 2057.6949 | 1951.7138 | 1859.1765 | 1776.7222 | 1714.4338 | 1662.2283 | 1610.0228 | 1557.8173 | 1505.6118 | 1453.4064 | 1401.2009 | 1348.9954 | 1296.7899 | 1244.5844 | 1192.3789 | 1140.1734 | 1087.9679 | 899.6718 | 1035.7624 | 996.0127 | 968.7187 | 941.4246 | 914.1306 | 886.8366 | 859.5426 | 832.2485 | 804.9545 | 777.6605 | 750.3665 | 0 | 0 | 0 | 0 | 0 | 0 | 0 | 0 | 0 | 0 | 0 | 0 | 0 | 0 | 0 | 0 | 0 | 0
| 0 | 2029 | 1463.6639 | 0 | 0 | 0 | 0 | 0 | 0 | 0 | 0 | 0 | 2287.3258 | 2147.4829 | 2009.0072 | 1905.5337 | 1815.186 | 1734.6827 | 1673.8681 | 1622.8979 | 1571.9276 | 1520.9574 | 1469.9872 | 1419.0169 | 1368.0467 | 1317.0764 | 1266.1062 | 1215.1359 | 1164.1657 | 1113.1955 | 897.4939 | 1062.2252 | 1011.255 | 972.4458 | 945.7975 | 919.1493 | 892.5011 | 865.8529 | 839.2047 | 812.5565 | 785.9083 | 759.26 | 732.6118 | 0 | 0 | 0 | 0 | 0 | 0 | 0 | 0 | 0 | 0 | 0 | 0 | 0 | 0 | 0 | 0 | 0
| 0 | 2030 | 1428.1924 | 0 | 0 | 0 | 0 | 0 | 0 | 0 | 0 | 0 | 0 | 2231.8932 | 2095.4393 | 1960.3195 | 1859.3537 | 1771.1956 | 1692.6432 | 1633.3024 | 1583.5674 | 1533.8325 | 1484.0975 | 1434.3625 | 1384.6275 | 1334.8925 | 1285.1575 | 1235.4225 | 1185.6875 | 1135.9525 | 896.33 | 1086.2175 | 1036.4825 | 986.7475 | 948.8788 | 922.8764 | 896.874 | 870.8716 | 844.8692 | 818.8668 | 792.8644 | 766.862 | 740.8596 | 714.8572 | 0 | 0 | 0 | 0 | 0 | 0 | 0 | 0 | 0 | 0 | 0 | 0 | 0 | 0 | 0 | 0
| 0 | 2031 | 1412.3588 | 0 | 0 | 0 | 0 | 0 | 0 | 0 | 0 | 0 | 0 | 0 | 2207.1493 | 2072.2082 | 1938.5864 | 1838.7399 | 1751.5592 | 1673.8777 | 1615.1948 | 1566.0112 | 1516.8276 | 1467.644 | 1418.4604 | 1369.2768 | 1320.0932 | 1270.9096 | 1221.726 | 1172.5424 | 908.3295 | 1123.3588 | 1074.1751 | 1024.9915 | 975.8079 | 938.3591 | 912.6449 | 886.9308 | 861.2167 | 835.5026 | 809.7884 | 784.0743 | 758.3602 | 732.6461 | 706.9319 | 0 | 0 | 0 | 0 | 0 | 0 | 0 | 0 | 0 | 0 | 0 | 0 | 0 | 0 | 0
| 0 | 2032 | 1396.5251 | 0 | 0 | 0 | 0 | 0 | 0 | 0 | 0 | 0 | 0 | 0 | 0 | 2182.4053 | 2048.9771 | 1916.8533 | 1818.1262 | 1731.9228 | 1655.1122 | 1597.0872 | 1548.455 | 1499.8227 | 1451.1905 | 1402.5583 | 1353.9261 | 1305.2939 | 1256.6617 | 1208.0294 | 921.15 | 1159.3972 | 1110.765 | 1062.1328 | 1013.5006 | 964.8683 | 927.8393 | 902.4135 | 876.9876 | 851.5618 | 826.1359 | 800.7101 | 775.2842 | 749.8584 | 724.4325 | 699.0067 | 0 | 0 | 0 | 0 | 0 | 0 | 0 | 0 | 0 | 0 | 0 | 0 | 0 | 0
| 0 | 2033 | 1380.6914 | 0 | 0 | 0 | 0 | 0 | 0 | 0 | 0 | 0 | 0 | 0 | 0 | 0 | 2157.6614 | 2025.7459 | 1895.1202 | 1797.5124 | 1712.2864 | 1636.3467 | 1578.9795 | 1530.8987 | 1482.8179 | 1434.7371 | 1386.6562 | 1338.5754 | 1290.4946 | 1242.4137 | 934.5628 | 1194.3329 | 1146.2521 | 1098.1712 | 1050.0904 | 1002.0096 | 953.9288 | 917.3195 | 892.182 | 867.0444 | 841.9068 | 816.7693 | 791.6317 | 766.4941 | 741.3565 | 716.219 | 691.0814 | 0 | 0 | 0 | 0 | 0 | 0 | 0 | 0 | 0 | 0 | 0 | 0 | 0
| 0 | 2034 | 1364.8577 | 0 | 0 | 0 | 0 | 0 | 0 | 0 | 0 | 0 | 0 | 0 | 0 | 0 | 0 | 2132.9175 | 2002.5148 | 1873.3871 | 1776.8987 | 1692.65 | 1617.5812 | 1560.8719 | 1513.3425 | 1465.813 | 1418.2836 | 1370.7541 | 1323.2247 | 1275.6953 | 948.39 | 1228.1658 | 1180.6364 | 1133.1069 | 1085.5775 | 1038.048 | 990.5186 | 942.9892 | 906.7998 | 881.9505 | 857.1012 | 832.2519 | 807.4026 | 782.5533 | 757.704 | 732.8547 | 708.0054 | 683.1561 | 0 | 0 | 0 | 0 | 0 | 0 | 0 | 0 | 0 | 0 | 0 | 0
| 0 | 2035 | 1349.0241 | 0 | 0 | 0 | 0 | 0 | 0 | 0 | 0 | 0 | 0 | 0 | 0 | 0 | 0 | 0 | 2108.1736 | 1979.2837 | 1851.654 | 1756.2849 | 1673.0136 | 1598.8156 | 1542.7643 | 1495.7862 | 1448.8082 | 1401.8301 | 1354.8521 | 1307.874 | 962.4904 | 1260.896 | 1213.9179 | 1166.9398 | 1119.9618 | 1072.9837 | 1026.0057 | 979.0276 | 932.0496 | 896.28 | 871.719 | 847.158 | 822.597 | 798.0359 | 773.4749 | 748.9139 | 724.3529 | 699.7919 | 675.2308 | 0 | 0 | 0 | 0 | 0 | 0 | 0 | 0 | 0 | 0 | 0
| 0 | 2036 | 1333.1904 | 0 | 0 | 0 | 0 | 0 | 0 | 0 | 0 | 0 | 0 | 0 | 0 | 0 | 0 | 0 | 0 | 2083.4297 | 1956.0526 | 1829.9209 | 1735.6712 | 1653.3773 | 1580.0501 | 1524.6567 | 1478.23 | 1431.8033 | 1385.3766 | 1338.95 | 976.7496 | 1292.5233 | 1246.0966 | 1199.67 | 1153.2433 | 1106.8166 | 1060.39 | 1013.9633 | 967.5366 | 921.11 | 885.7603 | 861.4875 | 837.2148 | 812.942 | 788.6693 | 764.3965 | 740.1238 | 715.8511 | 691.5783 | 667.3056 | 0 | 0 | 0 | 0 | 0 | 0 | 0 | 0 | 0 | 0
| 0 | 2037 | 1317.3567 | 0 | 0 | 0 | 0 | 0 | 0 | 0 | 0 | 0 | 0 | 0 | 0 | 0 | 0 | 0 | 0 | 0 | 2058.6858 | 1932.8215 | 1808.1878 | 1715.0574 | 1633.7409 | 1561.2846 | 1506.549 | 1460.6737 | 1414.7985 | 1368.9232 | 991.0735 | 1323.0479 | 1277.1726 | 1231.2973 | 1185.4221 | 1139.5468 | 1093.6715 | 1047.7962 | 1001.9209 | 956.0457 | 910.1704 | 875.2405 | 851.256 | 827.2716 | 803.2871 | 779.3026 | 755.3182 | 731.3337 | 707.3492 | 683.3648 | 659.3803 | 0 | 0 | 0 | 0 | 0 | 0 | 0 | 0 | 0
| 0 | 2038 | 1301.523 | 0 | 0 | 0 | 0 | 0 | 0 | 0 | 0 | 0 | 0 | 0 | 0 | 0 | 0 | 0 | 0 | 0 | 0 | 2033.9418 | 1909.5903 | 1786.4547 | 1694.4437 | 1614.1045 | 1542.5191 | 1488.4414 | 1443.1175 | 1397.7936 | 1005.3838 | 1352.4697 | 1307.1458 | 1261.8219 | 1216.498 | 1171.1741 | 1125.8503 | 1080.5264 | 1035.2025 | 989.8786 | 944.5547 | 899.2308 | 864.7208 | 841.0246 | 817.3284 | 793.6322 | 769.936 | 746.2398 | 722.5436 | 698.8474 | 675.1512 | 651.455 | 0 | 0 | 0 | 0 | 0 | 0 | 0 | 0
| 0 | 2039 | 1285.6894 | 0 | 0 | 0 | 0 | 0 | 0 | 0 | 0 | 0 | 0 | 0 | 0 | 0 | 0 | 0 | 0 | 0 | 0 | 0 | 2009.1979 | 1886.3592 | 1764.7215 | 1673.8299 | 1594.4681 | 1523.7536 | 1470.3338 | 1425.5613 | 1019.6136 | 1380.7887 | 1336.0162 | 1291.2437 | 1246.4712 | 1201.6987 | 1156.9262 | 1112.1537 | 1067.3812 | 1022.6087 | 977.8362 | 933.0637 | 888.2912 | 854.201 | 830.7931 | 807.3852 | 783.9772 | 760.5693 | 737.1614 | 713.7535 | 690.3456 | 666.9377 | 643.5297 | 0 | 0 | 0 | 0 | 0 | 0 | 0
| 2020-2023 | 30% |  | 41242.8452 | [27 empty] | 2064: 0; 2065: 0; 2066: 0; 2067: 0; 2068: 0; 2069: 0; 2070: 0; 2071: 0; 2072: 0; 2073: 0; 2074: 0
| 2024 | 26% |  | 35743.7992 | [36 empty] | 0 | 0 | 0 | 0 | 0 | 0 | 0 | 0 | 0 | 0 | 0 | 0 | 0 | 0 | 0 | 0 | 0 | 0 | 0
| 2025 | 22% |  | 30244.7532 | [36 empty] | 0 | 0 | 0 | 0 | 0 | 0 | 0 | 0 | 0 | 0 | 0 | 0 | 0 | 0 | 0 | 0 | 0 | 0 | 0
| Start 2026 | 10% |  | 13747.6151 | [36 empty] | 0 | 0 | 0 | 0 | 0 | 0 | 0 | 0 | 0 | 0 | 0 | 0 | 0 | 0 | 0 | 0 | 0 | 0 | 0
[41 empty] | 0 | 0 | 0 | 0 | 0 | 0 | 0 | 0 | 0 | 0 | 0 | 0 | 0 | 0 | 0 | 0 | 0 | 0 | 0
[41 empty] | 0 | 0 | 0 | 0 | 0 | 0 | 0 | 0 | 0 | 0 | 0 | 0 | 0 | 0 | 0 | 0 | 0 | 0 | 0
Amortization
|  | 30% |  | 2062.1423 | 2062.1423 | 2062.1423 | 2062.1423 | 2062.1423 | 2062.1423 | 2062.1423 | 2062.1423 | 2062.1423 | 2062.1423 | 2062.1423 | 2062.1423 | 2062.1423 | 2062.1423 | 2062.1423 | 2062.1423 | 2062.1423 | 2062.1423 | 2062.1423 | 2062.1423 | 2062.1423 | 2062.1423 | 2062.1423 | 2062.1423 | 2062.1423 | 2062.1423 | 2062.1423 | 2062.1423 | 2062.1423 | 2062.1423 | 2062.1423 | 2062.1423 | 2062.1423 | 2062.1423 | 2062.1423 | 2062.1423 | 2062.1423 | 2062.1423 | 2062.1423 | 2062.1423 | 2062.1423 | 2062.1423 | 2062.1423 | 2062.1423 | 2062.1423 | 2062.1423 | 2062.1423 | 2062.1423 | 2062.1423 | 2062.1423 | 2062.1423 | 2062.1423 | 2062.1423 | 2062.1423 | 2062.1423 | 2062.1423
|  | 26% |  | 1787.19 | 1787.19 | 1787.19 | 1787.19 | 1787.19 | 1787.19 | 1787.19 | 1787.19 | 1787.19 | 1787.19 | 1787.19 | 1787.19 | 1787.19 | 1787.19 | 1787.19 | 1787.19 | 1787.19 | 1787.19 | 1787.19 | 1787.19 | 1787.19 | 1787.19 | 1787.19 | 1787.19 | 1787.19 | 1787.19 | 1787.19 | 1787.19 | 1787.19 | 1787.19 | 1787.19 | 1787.19 | 1787.19 | 1787.19 | 1787.19 | 1787.19 | 1787.19 | 1787.19 | 1787.19 | 1787.19 | 1787.19 | 1787.19 | 1787.19 | 1787.19 | 1787.19 | 1787.19 | 1787.19 | 1787.19 | 1787.19 | 1787.19 | 1787.19 | 1787.19 | 1787.19 | 1787.19 | 1787.19 | 1787.19
|  | 22% |  | 1512.2377 | 1512.2377 | 1512.2377 | 1512.2377 | 1512.2377 | 1512.2377 | 1512.2377 | 1512.2377 | 1512.2377 | 1512.2377 | 1512.2377 | 1512.2377 | 1512.2377 | 1512.2377 | 1512.2377 | 1512.2377 | 1512.2377 | 1512.2377 | 1512.2377 | 1512.2377 | 1512.2377 | 1512.2377 | 1512.2377 | 1512.2377 | 1512.2377 | 1512.2377 | 1512.2377 | 1512.2377 | 1512.2377 | 1512.2377 | 1512.2377 | 1512.2377 | 1512.2377 | 1512.2377 | 1512.2377 | 1512.2377 | 1512.2377 | 1512.2377 | 1512.2377 | 1512.2377 | 1512.2377 | 1512.2377 | 1512.2377 | 1512.2377 | 1512.2377 | 1512.2377 | 1512.2377 | 1512.2377 | 1512.2377 | 1512.2377 | 1512.2377 | 1512.2377 | 1512.2377 | 1512.2377 | 1512.2377 | 1512.2377
|  | 10% |  | 687.3808 | 687.3808 | 687.3808 | 687.3808 | 687.3808 | 687.3808 | 687.3808 | 687.3808 | 687.3808 | 687.3808 | 687.3808 | 687.3808 | 687.3808 | 687.3808 | 687.3808 | 687.3808 | 687.3808 | 687.3808 | 687.3808 | 687.3808 | 687.3808 | 687.3808 | 687.3808 | 687.3808 | 687.3808 | 687.3808 | 687.3808 | 687.3808 | 687.3808 | 687.3808 | 687.3808 | 687.3808 | 687.3808 | 687.3808 | 687.3808 | 687.3808 | 687.3808 | 687.3808 | 687.3808 | 687.3808 | 687.3808 | 687.3808 | 687.3808 | 687.3808 | 687.3808 | 687.3808 | 687.3808 | 687.3808 | 687.3808 | 687.3808 | 687.3808 | 687.3808 | 687.3808 | 687.3808 | 687.3808 | 687.3808
|  |  |  | 2020 | 2021 | 2022 | 2023 | 2024 | 2025 | 2026 | 2027 | 2028 | 2029 | 2030 | 2031 | 2032 | 2033 | 2034 | 2035 | 2036 | 2037 | 2038 | 2039 | 2040 | 2041 | 2042 | 2043 | 2044 | 2045 | 2046 | 2047 | 2048 | 2049 | 2050 | 2051 | 2052 | 2053 | 2054 | 2055 | 2056 | 2057 | 2058 | 2059 | 2060 | 2061 | 2062 | 2063 | 2064 | 2065 | 2066 | 2067 | 2068 | 2069 | 2070 | 2071 | 2072 | 2073 | 2074 | 2075
|  | ITC Base |  | 35743.7992 | 35743.7992 | 35743.7992 | 35743.7992 | 35743.7992 | 35743.7992 | 35743.7992 | 35743.7992 | 35743.7992 | 35743.7992 | 35743.7992 | 35743.7992 | 35743.7992 | 35743.7992 | 35743.7992 | 35743.7992 | 35743.7992 | 35743.7992 | 35743.7992 | 35743.7992 | 35743.7992 | 35743.7992 | 35743.7992 | 35743.7992 | 35743.7992 | 35743.7992 | 35743.7992 | 35743.7992 | 35743.7992 | 35743.7992 | 35743.7992 | 35743.7992 | 35743.7992 | 35743.7992 | 35743.7992 | 35743.7992 | 35743.7992 | 35743.7992 | 35743.7992 | 35743.7992 | 35743.7992 | 35743.7992 | 35743.7992 | 35743.7992 | 35743.7992 | 35743.7992 | 35743.7992 | 35743.7992 | 35743.7992 | 35743.7992 | 35743.7992 | 35743.7992 | 35743.7992 | 35743.7992 | 35743.7992 | 35743.7992
|  | Accum ITC Amort |  | 1787.19 | 3574.3799 | 5361.5699 | 7148.7598 | 8935.9498 | 10723.1398 | 12510.3297 | 14297.5197 | 16084.7096 | 17871.8996 | 19659.0896 | 21446.2795 | 23233.4695 | 25020.6594 | 26807.8494 | 28595.0394 | 30382.2293 | 32169.4193 | 33956.6092 | 35743.7992 | 37530.9892 | 39318.1791 | 41105.3691 | 42892.559 | 44679.749 | 46466.939 | 48254.1289 | 50041.3189 | 51828.5088 | 53615.6988 | 55402.8888 | 57190.0787 | 58977.2687 | 60764.4586 | 62551.6486 | 64338.8386 | 66126.0285 | 67913.2185 | 69700.4084 | 71487.5984 | 73274.7884 | 75061.9783 | 76849.1683 | 78636.3582 | 80423.5482 | 82210.7382 | 83997.9281 | 85785.1181 | 87572.308 | 89359.498 | 91146.688 | 92933.8779 | 94721.0679 | 96508.2578 | 98295.4478 | 100082.6378
|  | Ratebase |  | 33956.6092 | 32169.4193 | 30382.2293 | 28595.0394 | 26807.8494 | 25020.6594 | 23233.4695 | 21446.2795 | 19659.0896 | 17871.8996 | 16084.7096 | 14297.5197 | 12510.3297 | 10723.1398 | 8935.9498 | 7148.7598 | 5361.5699 | 3574.3799 | 1787.19 | 0 | -1787.19 | -3574.3799 | -5361.5699 | -7148.7598 | -8935.9498 | -10723.1398 | -12510.3297 | -14297.5197 | -16084.7096 | -17871.8996 | -19659.0896 | -21446.2795 | -23233.4695 | -25020.6594 | -26807.8494 | -28595.0394 | -30382.2293 | -32169.4193 | -33956.6092 | -35743.7992 | -37530.9892 | -39318.1791 | -41105.3691 | -42892.559 | -44679.749 | -46466.939 | -48254.1289 | -50041.3189 | -51828.5088 | -53615.6988 | -55402.8888 | -57190.0787 | -58977.2687 | -60764.4586 | -62551.6486 | -64338.8386
|  | Tax Basis |  | 119604.2512 | 119604.2512 | 119604.2512 | 119604.2512 | 119604.2512 | 119604.2512 | 119604.2512 | 119604.2512 | 119604.2512 | 119604.2512 | 119604.2512 | 119604.2512 | 119604.2512 | 119604.2512 | 119604.2512 | 119604.2512 | 119604.2512 | 119604.2512 | 119604.2512 | 119604.2512 | 119604.2512 | 119604.2512 | 119604.2512 | 119604.2512 | 119604.2512 | 119604.2512 | 119604.2512 | 119604.2512 | 119604.2512 | 119604.2512 | 119604.2512 | 119604.2512 | 119604.2512 | 119604.2512 | 119604.2512 | 119604.2512 | 119604.2512 | 119604.2512 | 119604.2512 | 119604.2512 | 119604.2512 | 119604.2512 | 119604.2512 | 119604.2512 | 119604.2512 | 119604.2512 | 119604.2512 | 119604.2512 | 119604.2512 | 119604.2512 | 119604.2512 | 119604.2512 | 119604.2512 | 119604.2512 | 119604.2512 | 119604.2512
|  | Book Depreciation |  | 3986.8084 | 3986.8084 | 3986.8084 | 3986.8084 | 3986.8084 | 3986.8084 | 3986.8084 | 3986.8084 | 3986.8084 | 3986.8084 | 3986.8084 | 3986.8084 | 3986.8084 | 3986.8084 | 3986.8084 | 3986.8084 | 3986.8084 | 3986.8084 | 3986.8084 | 3986.8084 | 3986.8084 | 3986.8084 | 3986.8084 | 3986.8084 | 3986.8084 | 3986.8084 | 3986.8084 | 3986.8084 | 3986.8084 | 3986.8084 | 3986.8084 | 3986.8084 | 3986.8084 | 3986.8084 | 3986.8084 | 3986.8084 | 3986.8084 | 3986.8084 | 3986.8084 | 3986.8084 | 3986.8084 | 3986.8084 | 3986.8084 | 3986.8084 | 3986.8084 | 3986.8084 | 3986.8084 | 3986.8084 | 3986.8084 | 3986.8084 | 3986.8084 | 3986.8084 | 3986.8084 | 3986.8084 | 3986.8084 | 3986.8084
|  | Tax Depreciation |  | 23920.8502 | 38273.3604 | 22964.0162 | 13778.4097 | 13778.4097 | 6889.2049 | 0 | 0 | 0 | 0 | 0 | 0 | 0 | 0 | 0 | 0 | 0 | 0 | 0 | 0 | 0 | 0 | 0 | 0 | 0 | 0 | 0 | 0 | 0 | 0 | 0 | 0 | 0 | 0 | 0 | 0 | 0 | 0 | 0 | 0 | 0 | 0 | 0 | 0 | 0 | 0 | 0 | 0 | 0 | 0 | 0 | 0 | 0 | 0 | 0 | 0
|  | Difference between book and tax |  | -19934.0419 | -34286.552 | -18977.2079 | -9791.6014 | -9791.6014 | -2902.3965 | 3986.8084 | 3986.8084 | 3986.8084 | 3986.8084 | 3986.8084 | 3986.8084 | 3986.8084 | 3986.8084 | 3986.8084 | 3986.8084 | 3986.8084 | 3986.8084 | 3986.8084 | 3986.8084 | 3986.8084 | 3986.8084 | 3986.8084 | 3986.8084 | 3986.8084 | 3986.8084 | 3986.8084 | 3986.8084 | 3986.8084 | 3986.8084 | 3986.8084 | 3986.8084 | 3986.8084 | 3986.8084 | 3986.8084 | 3986.8084 | 3986.8084 | 3986.8084 | 3986.8084 | 3986.8084 | 3986.8084 | 3986.8084 | 3986.8084 | 3986.8084 | 3986.8084 | 3986.8084 | 3986.8084 | 3986.8084 | 3986.8084 | 3986.8084 | 3986.8084 | 3986.8084 | 3986.8084 | 3986.8084 | 3986.8084 | 3986.8084
|  | Deferred Tax |  | -4186.1488 | -7200.1759 | -3985.2136 | -2056.2363 | -2056.2363 | -609.5033 | 837.2298 | 837.2298 | 837.2298 | 837.2298 | 837.2298 | 837.2298 | 837.2298 | 837.2298 | 837.2298 | 837.2298 | 837.2298 | 837.2298 | 837.2298 | 837.2298 | 837.2298 | 837.2298 | 837.2298 | 837.2298 | 837.2298 | 837.2298 | 837.2298 | 837.2298 | 837.2298 | 837.2298 | 837.2298 | 837.2298 | 837.2298 | 837.2298 | 837.2298 | 837.2298 | 837.2298 | 837.2298 | 837.2298 | 837.2298 | 837.2298 | 837.2298 | 837.2298 | 837.2298 | 837.2298 | 837.2298 | 837.2298 | 837.2298 | 837.2298 | 837.2298 | 837.2298 | 837.2298 | 837.2298 | 837.2298 | 837.2298 | 837.2298
|  | Accum Defered Tax |  | -4186.1488 | -11386.3247 | -15371.5384 | -17427.7746 | -19484.0109 | -20093.5142 | -19256.2844 | -18419.0547 | -17581.8249 | -16744.5952 | -15907.3654 | -15070.1356 | -14232.9059 | -13395.6761 | -12558.4464 | -11721.2166 | -10883.9869 | -10046.7571 | -9209.5273 | -8372.2976 | -7535.0678 | -6697.8381 | -5860.6083 | -5023.3785 | -4186.1488 | -3348.919 | -2511.6893 | -1674.4595 | -837.2298 | -9.0949e-12 | 837.2298 | 1674.4595 | 2511.6893 | 3348.919 | 4186.1488 | 5023.3785 | 5860.6083 | 6697.8381 | 7535.0678 | 8372.2976 | 9209.5273 | 10046.7571 | 10883.9869 | 11721.2166 | 12558.4464 | 13395.6761 | 14232.9059 | 15070.1356 | 15907.3654 | 16744.5952 | 17581.8249 | 18419.0547 | 19256.2844 | 20093.5142 | 20930.744 | 21767.9737
|  | Revenue Requirement |  | 14467.0762 | 13582.5855 | 12706.7426 | 12052.2845 | 11480.8457 | 10971.6713 | 10587.0259 | 10264.6449 | 9942.2639 | 9619.8829 | 9297.5019 | 8975.1209 | 8652.7399 | 8330.3589 | 8007.9779 | 7685.5969 | 7363.2159 | 7040.8349 | 6718.4539 | 6396.0729 | 6150.609 | 5982.0621 | 5813.5151 | 5644.9682 | 5476.4213 | 5307.8744 | 5139.3275 | 4970.7805 | 4802.2336 | 4633.6867 | 0 | 0 | 0 | 0 | 0 | 0 | 0 | 0 | 0 | 0 | 0 | 0 | 0 | 0 | 0 | 0 | 0 | 0 | 0 | 0 | 0 | 0 | 0 | 0 | 0 | 0
|  | Depreciation |  | 4582.5384 | 4582.5384 | 4582.5384 | 4582.5384 | 4582.5384 | 4582.5384 | 4582.5384 | 4582.5384 | 4582.5384 | 4582.5384 | 4582.5384 | 4582.5384 | 4582.5384 | 4582.5384 | 4582.5384 | 4582.5384 | 4582.5384 | 4582.5384 | 4582.5384 | 4582.5384 | 4582.5384 | 4582.5384 | 4582.5384 | 4582.5384 | 4582.5384 | 4582.5384 | 4582.5384 | 4582.5384 | 4582.5384 | 4582.5384 | 0 | 0 | 0 | 0 | 0 | 0 | 0 | 0 | 0 | 0 | 0 | 0 | 0 | 0 | 0 | 0 | 0 | 0 | 0 | 0 | 0 | 0 | 0 | 0 | 0 | 0
|  | Insurance |  | 65.8511 | 65.8511 | 65.8511 | 65.8511 | 65.8511 | 65.8511 | 65.8511 | 65.8511 | 65.8511 | 65.8511 | 65.8511 | 65.8511 | 65.8511 | 65.8511 | 65.8511 | 65.8511 | 65.8511 | 65.8511 | 65.8511 | 65.8511 | 65.8511 | 65.8511 | 65.8511 | 65.8511 | 65.8511 | 65.8511 | 65.8511 | 65.8511 | 65.8511 | 65.8511 | 0 | 0 | 0 | 0 | 0 | 0 | 0 | 0 | 0 | 0 | 0 | 0 | 0 | 0 | 0 | 0 | 0 | 0 | 0 | 0 | 0 | 0 | 0 | 0 | 0 | 0
|  | Property Taxes |  | 624.9488 | 624.9488 | 624.9488 | 624.9488 | 624.9488 | 624.9488 | 624.9488 | 624.9488 | 624.9488 | 624.9488 | 624.9488 | 624.9488 | 624.9488 | 624.9488 | 624.9488 | 624.9488 | 624.9488 | 624.9488 | 624.9488 | 624.9488 | 624.9488 | 624.9488 | 624.9488 | 624.9488 | 624.9488 | 624.9488 | 624.9488 | 624.9488 | 624.9488 | 624.9488 | 0 | 0 | 0 | 0 | 0 | 0 | 0 | 0 | 0 | 0 | 0 | 0 | 0 | 0 | 0 | 0 | 0 | 0 | 0 | 0 | 0 | 0 | 0 | 0 | 0 | 0
|  | Current Taxes |  | -2880.9803 | -6531.1224 | -3019.6904 | -939.9113 | -1059.9134 | 496.0715 | 2078.2074 | 2010.5074 | 1942.8074 | 1875.1074 | 1807.4074 | 1739.7074 | 1672.0074 | 1604.3074 | 1536.6074 | 1468.9074 | 1401.2074 | 1333.5074 | 1265.8073 | 1198.1073 | 1146.5599 | 1111.165 | 1075.7702 | 1040.3753 | 1004.9805 | 969.5856 | 934.1908 | 898.7959 | 863.4011 | 828.0062 | 0 | 0 | 0 | 0 | 0 | 0 | 0 | 0 | 0 | 0 | 0 | 0 | 0 | 0 | 0 | 0 | 0 | 0 | 0 | 0 | 0 | 0 | 0 | 0 | 0 | 0
|  | DFIT |  |  | 8276.0643 | 4580.7053 |  | 2363.49 | 700.5785 | -962.3331 | -962.3331 | -962.3331 | -962.3331 | -962.3331 | -962.3331 | -962.3331 | -962.3331 | -962.3331 | -962.3331 | -962.3331 | -962.3331 | -962.3331 | -962.3331 | -962.3331 | -962.3331 | -962.3331 | -962.3331 | -962.3331 | -962.3331 | -962.3331 | -962.3331 | -962.3331 | -962.3331 | 0 | 0 | 0 | 0 | 0 | 0 | 0 | 0 | 0 | 0 | 0 | 0 | 0 | 0 | 0 | 0 | 0 | 0 | 0 | 0 | 0 | 0 | 0 | 0 | 0 | 0
|  | ITC |  | -1787.19 | -1787.19 | -1787.19 | -1787.19 | -1787.19 | -1787.19 | -1787.19 | -1787.19 | -1787.19 | -1787.19 | -1787.19 | -1787.19 | -1787.19 | -1787.19 | -1787.19 | -1787.19 | -1787.19 | -1787.19 | -1787.19 | -1787.19 | -1787.19 | -1787.19 | -1787.19 | -1787.19 | -1787.19 | -1787.19 | -1787.19 | -1787.19 | -1787.19 | -1787.19 | -1787.19 | -1787.19 | -1787.19 | -1787.19 | -1787.19 | -1787.19 | -1787.19 | -1787.19 | -1787.19 | -1787.19 | -1787.19 | -1787.19 | -1787.19 | -1787.19 | -1787.19 | -1787.19 | -1787.19 | -1787.19 | -1787.19 | -1787.19 | -1787.19 | -1787.19 | -1787.19 | -1787.19 | -1787.19 | -1787.19
|  | Total Operating Expenses |  | 605.168 | 5231.0902 | 5047.1632 | 2546.237 | 4789.7249 | 4682.7983 | 4602.0227 | 4534.3227 | 4466.6227 | 4398.9227 | 4331.2227 | 4263.5227 | 4195.8227 | 4128.1227 | 4060.4226 | 3992.7226 | 3925.0226 | 3857.3226 | 3789.6226 | 3721.9226 | 3670.3752 | 3634.9803 | 3599.5855 | 3564.1906 | 3528.7958 | 3493.4009 | 3458.0061 | 3422.6112 | 3387.2163 | 3351.8215 | -1787.19 | -1787.19 | -1787.19 | -1787.19 | -1787.19 | -1787.19 | -1787.19 | -1787.19 | -1787.19 | -1787.19 | -1787.19 | -1787.19 | -1787.19 | -1787.19 | -1787.19 | -1787.19 | -1787.19 | -1787.19 | -1787.19 | -1787.19 | -1787.19 | -1787.19 | -1787.19 | -1787.19 | -1787.19 | -1787.19
|  | Operating |  | 13861.9082 | 8351.4952 | 7659.5794 | 9506.0475 | 6691.1208 | 6288.8731 | 5985.0031 | 5730.3222 | 5475.6412 | 5220.9602 | 4966.2792 | 4711.5982 | 4456.9172 | 4202.2363 | 3947.5553 | 3692.8743 | 3438.1933 | 3183.5123 | 2928.8313 | 2674.1503 | 2480.2338 | 2347.0817 | 2213.9297 | 2080.7776 | 1947.6255 | 1814.4735 | 1681.3214 | 1548.1693 | 1415.0173 | 1281.8652 | 1787.19 | 1787.19 | 1787.19 | 1787.19 | 1787.19 | 1787.19 | 1787.19 | 1787.19 | 1787.19 | 1787.19 | 1787.19 | 1787.19 | 1787.19 | 1787.19 | 1787.19 | 1787.19 | 1787.19 | 1787.19 | 1787.19 | 1787.19 | 1787.19 | 1787.19 | 1787.19 | 1787.19 | 1787.19 | 1787.19
|  | Ratebase |  | 133091.8072 | 122816.1065 | 112640.8733 | 105037.61 | 98398.8354 | 92483.4272 | 88014.7521 | 84269.4435 | 80524.1349 | 76778.8263 | 73033.5177 | 69288.2091 | 65542.9005 | 61797.5919 | 58052.2833 | 54306.9747 | 50561.6661 | 46816.3575 | 43071.0489 | 39325.7403 | 36474.0267 | 34515.908 | 32557.7894 | 30599.6708 | 28641.5521 | 26683.4335 | 24725.3148 | 22767.1962 | 20809.0776 | 18850.9589 | 0 | 0 | 0 | 0 | 0 | 0 | 0 | 0 | 0 | 0 | 0 | 0 | 0 | 0 | 0 | 0 | 0 | 0 | 0 | 0 | 0 | 0 | 0 | 0 | 0 | 0
|  | Return on Ratebase |  | 10.42% | 6.8% | 6.8% | 9.05% | 6.8% | 6.8% | 6.8% | 6.8% | 6.8% | 6.8% | 6.8% | 6.8% | 6.8% | 6.8% | 6.8% | 6.8% | 6.8% | 6.8% | 6.8% | 6.8% | 6.8% | 6.8% | 6.8% | 6.8% | 6.8% | 6.8% | 6.8% | 6.8% | 6.8% | 6.8% | #DIV/0! | #DIV/0! | #DIV/0! | #DIV/0! | #DIV/0! | #DIV/0! | #DIV/0! | #DIV/0! | #DIV/0! | #DIV/0! | #DIV/0! | #DIV/0! | #DIV/0! | #DIV/0! | #DIV/0! | #DIV/0! | #DIV/0! | #DIV/0! | #DIV/0! | #DIV/0! | #DIV/0! | #DIV/0! | #DIV/0! | #DIV/0! | #DIV/0! | #DIV/0!
|  | Revenue Requirement |  | 14467.0762 | 13582.5855 | 12706.7426 | 12052.2845 | 11480.8457 | 10971.6713 | 10587.0259 | 10264.6449 | 9942.2639 | 9619.8829 | 9297.5019 | 8975.1209 | 8652.7399 | 8330.3589 | 8007.9779 | 7685.5969 | 7363.2159 | 7040.8349 | 6718.4539 | 6396.0729 | 6150.609 | 5982.0621 | 5813.5151 | 5644.9682 | 5476.4213 | 5307.8744 | 5139.3275 | 4970.7805 | 4802.2336 | 4633.6867 | 0 | 0 | 0 | 0 | 0 | 0 | 0 | 0 | 0 | 0 | 0 | 0 | 0 | 0 | 0 | 0 | 0 | 0 | 0 | 0 | 0 | 0 | 0 | 0 | 0 | 0
|  | Tax Depreciation |  | 27495.2302 | 43992.3682 | 26395.4209 | 15837.2526 | 15837.2526 | 7918.6263 | 0 | 0 | 0 | 0 | 0 | 0 | 0 | 0 | 0 | 0 | 0 | 0 | 0 | 0 | 0 | 0 | 0 | 0 | 0 | 0 | 0 | 0 | 0 | 0 | 0 | 0 | 0 | 0 | 0 | 0 | 0 | 0 | 0 | 0 | 0 | 0 | 0 | 0 | 0 | 0 | 0 | 0 | 0 | 0 | 0 | 0 | 0 | 0 | 0 | 0
|  | Propety Taxes |  | 65.8511 | 65.8511 | 65.8511 | 65.8511 | 65.8511 | 65.8511 | 65.8511 | 65.8511 | 65.8511 | 65.8511 | 65.8511 | 65.8511 | 65.8511 | 65.8511 | 65.8511 | 65.8511 | 65.8511 | 65.8511 | 65.8511 | 65.8511 | 65.8511 | 65.8511 | 65.8511 | 65.8511 | 65.8511 | 65.8511 | 65.8511 | 65.8511 | 65.8511 | 65.8511 | 0 | 0 | 0 | 0 | 0 | 0 | 0 | 0 | 0 | 0 | 0 | 0 | 0 | 0 | 0 | 0 | 0 | 0 | 0 | 0 | 0 | 0 | 0 | 0 | 0 | 0
|  | Insurance |  | 624.9488 | 624.9488 | 624.9488 | 624.9488 | 624.9488 | 624.9488 | 624.9488 | 624.9488 | 624.9488 | 624.9488 | 624.9488 | 624.9488 | 624.9488 | 624.9488 | 624.9488 | 624.9488 | 624.9488 | 624.9488 | 624.9488 | 624.9488 | 624.9488 | 624.9488 | 624.9488 | 624.9488 | 624.9488 | 624.9488 | 624.9488 | 624.9488 | 624.9488 | 624.9488 | 0 | 0 | 0 | 0 | 0 | 0 | 0 | 0 | 0 | 0 | 0 | 0 | 0 | 0 | 0 | 0 | 0 | 0 | 0 | 0 | 0 | 0 | 0 | 0 | 0 | 0
|  | Expenses |  | 28186.0301 | 44683.1682 | 27086.2209 | 16528.0525 | 16528.0525 | 8609.4262 | 690.7999 | 690.7999 | 690.7999 | 690.7999 | 690.7999 | 690.7999 | 690.7999 | 690.7999 | 690.7999 | 690.7999 | 690.7999 | 690.7999 | 690.7999 | 690.7999 | 690.7999 | 690.7999 | 690.7999 | 690.7999 | 690.7999 | 690.7999 | 690.7999 | 690.7999 | 690.7999 | 690.7999 | 0 | 0 | 0 | 0 | 0 | 0 | 0 | 0 | 0 | 0 | 0 | 0 | 0 | 0 | 0 | 0 | 0 | 0 | 0 | 0 | 0 | 0 | 0 | 0 | 0 | 0
|  | Taxble Income |  | -13718.9539 | -31100.5827 | -14379.4783 | -4475.768 | -5047.2068 | 2362.2451 | 9896.2259 | 9573.8449 | 9251.4639 | 8929.083 | 8606.702 | 8284.321 | 7961.94 | 7639.559 | 7317.178 | 6994.797 | 6672.416 | 6350.035 | 6027.654 | 5705.273 | 5459.8091 | 5291.2621 | 5122.7152 | 4954.1683 | 4785.6214 | 4617.0745 | 4448.5275 | 4279.9806 | 4111.4337 | 3942.8868 | 0 | 0 | 0 | 0 | 0 | 0 | 0 | 0 | 0 | 0 | 0 | 0 | 0 | 0 | 0 | 0 | 0 | 0 | 0 | 0 | 0 | 0 | 0 | 0 | 0 | 0
|  | Tax Rate |  | 21% | 21% | 21% | 21% | 21% | 21% | 21% | 21% | 21% | 21% | 21% | 21% | 21% | 21% | 21% | 21% | 21% | 21% | 21% | 21% | 21% | 21% | 21% | 21% | 21% | 21% | 21% | 21% | 21% | 21% | 21% | 21% | 21% | 21% | 21% | 21% | 21% | 21% | 21% | 21% | 21% | 21% | 21% | 21% | 21% | 21% | 21% | 21% | 21% | 21% | 21% | 21% | 21% | 21% | 21% | 21%
|  | Taxes |  | -2880.9803 | -6531.1224 | -3019.6904 | -939.9113 | -1059.9134 | 496.0715 | 2078.2074 | 2010.5074 | 1942.8074 | 1875.1074 | 1807.4074 | 1739.7074 | 1672.0074 | 1604.3074 | 1536.6074 | 1468.9074 | 1401.2074 | 1333.5074 | 1265.8073 | 1198.1073 | 1146.5599 | 1111.165 | 1075.7702 | 1040.3753 | 1004.9805 | 969.5856 | 934.1908 | 898.7959 | 863.4011 | 828.0062 | 0 | 0 | 0 | 0 | 0 | 0 | 0 | 0 | 0 | 0 | 0 | 0 | 0 | 0 | 0 | 0 | 0 | 0 | 0 | 0 | 0 | 0 | 0 | 0 | 0 | 0

## WA Solar ITC 2025 22%
Solar FINANCIALS
($ 1000s Unless Otherwise Indicated)
| Calendar Year of Fin. Close |  |  | 2020 | 2021 | 2022 | 2023 | 2024 | 2025 | 2026 | 2027 | 2028 | 2029 | 2030 | 2031 | 2032 | 2033 | 2034 | 2035 | 2036 | 2037 | 2038 | 2039 | 2040 | 2041 | 2042 | 2043 | 2044 | 2045 | 2046 | 2047 | 2048 | 2049
| Operating Year |  | 0 | 1 | 2 | 3 | 4 | 5 | 6 | 7 | 8 | 9 | 10 | 11 | 12 | 13 | 14 | 15 | 16 | 17 | 18 | 19 | 20 | 21 | 22 | 23 | 24 | 25 | 26 | 27 | 28 | 29 | 30
| Calendar Year | Capital Invest.
| 2020 | 137476.1508
| Gross plant |  |  | 137476.1508 | 137476.1508 | 137476.1508 | 137476.1508 | 137476.1508 | 137476.1508 | 137476.1508 | 137476.1508 | 137476.1508 | 137476.1508 | 137476.1508 | 137476.1508 | 137476.1508 | 137476.1508 | 137476.1508 | 137476.1508 | 137476.1508 | 137476.1508 | 137476.1508 | 137476.1508 | 137476.1508 | 137476.1508 | 137476.1508 | 137476.1508 | 137476.1508 | 137476.1508 | 137476.1508 | 137476.1508 | 137476.1508 | 137476.1508
| Accumulated Deprectiation |  |  | 4582.5384 | 9165.0767 | 13747.6151 | 18330.1534 | 22912.6918 | 27495.2302 | 32077.7685 | 36660.3069 | 41242.8452 | 45825.3836 | 50407.9219 | 54990.4603 | 59572.9987 | 64155.537 | 68738.0754 | 73320.6137 | 77903.1521 | 82485.6905 | 87068.2288 | 91650.7672 | 96233.3055 | 100815.8439 | 105398.3823 | 109980.9206 | 114563.459 | 119145.9973 | 123728.5357 | 128311.0741 | 132893.6124 | 137476.1508
| Net book value |  |  | 132893.6124 | 128311.0741 | 123728.5357 | 119145.9973 | 114563.459 | 109980.9206 | 105398.3823 | 100815.8439 | 96233.3055 | 91650.7672 | 87068.2288 | 82485.6905 | 77903.1521 | 73320.6137 | 68738.0754 | 64155.537 | 59572.9987 | 54990.4603 | 50407.9219 | 45825.3836 | 41242.8452 | 36660.3069 | 32077.7685 | 27495.2302 | 22912.6918 | 18330.1534 | 13747.6151 | 9165.0767 | 4582.5384 | 0
| ITC |  |  | 0 | 0 | 0 | 0 | 0 | 0 | 0 | 0 | 0 | 0 | 0 | 0 | 0 | 0 | 0 | 0 | 0 | 0 | 0 | 0 | 1512.2377 | 3024.4753 | 4536.713 | 6048.9506 | 7561.1883 | 9073.426 | 10585.6636 | 12097.9013 | 13610.1389 | 15122.3766
| Accumulated deffered income tax |  |  | -4282.3821 | -11648.0793 | -15724.9071 | -17828.4131 | -19931.9192 | -20555.4341 | -19698.9576 | -18842.4812 | -17986.0048 | -17129.5284 | -16273.052 | -15416.5755 | -14560.0991 | -13703.6227 | -12847.1463 | -11990.6699 | -11134.1935 | -10277.717 | -9421.2406 | -8564.7642 | -7708.2878 | -6851.8114 | -5995.3349 | -5138.8585 | -4282.3821 | -3425.9057 | -2569.4293 | -1712.9528 | -856.4764 | -4.7748e-12
| Rate Base |  |  | 128611.2303 | 116662.9947 | 108003.6286 | 101317.5842 | 94631.5397 | 89425.4866 | 85699.4246 | 81973.3627 | 78247.3007 | 74521.2388 | 70795.1769 | 67069.1149 | 63343.053 | 59616.991 | 55890.9291 | 52164.8672 | 48438.8052 | 44712.7433 | 40986.6813 | 37260.6194 | 35046.7951 | 32832.9708 | 30619.1466 | 28405.3223 | 26191.498 | 23977.6737 | 21763.8494 | 19550.0251 | 17336.2009 | 15122.3766
| Average rate base |  |  | 133043.6905 | 122637.1125 | 112333.3117 | 104660.6064 | 97974.562 | 92028.5131 | 87562.4556 | 83836.3936 | 80110.3317 | 76384.2698 | 72658.2078 | 68932.1459 | 65206.0839 | 61480.022 | 57753.9601 | 54027.8981 | 50301.8362 | 46575.7742 | 42849.7123 | 39123.6504 | 36153.7073 | 33939.883 | 31726.0587 | 29512.2344 | 27298.4101 | 25084.5859 | 22870.7616 | 20656.9373 | 18443.113 | 16229.2887
| Pre-tax Return | 0.086076 |  | 11451.862 | 10556.1059 | 9669.1964 | 9008.7611 | 8433.2534 | 7921.4416 | 7537.0215 | 7216.2972 | 6895.5729 | 6574.8485 | 6254.1242 | 5933.3999 | 5612.6756 | 5291.9513 | 4971.2269 | 4650.5026 | 4329.7783 | 4009.054 | 3688.3297 | 3367.6053 | 3111.9647 | 2921.4076 | 2730.8506 | 2540.2936 | 2349.7366 | 2159.1795 | 1968.6225 | 1778.0655 | 1587.5085 | 1396.9514
| Book Depreciation |  |  | 4582.5384 | 4582.5384 | 4582.5384 | 4582.5384 | 4582.5384 | 4582.5384 | 4582.5384 | 4582.5384 | 4582.5384 | 4582.5384 | 4582.5384 | 4582.5384 | 4582.5384 | 4582.5384 | 4582.5384 | 4582.5384 | 4582.5384 | 4582.5384 | 4582.5384 | 4582.5384 | 4582.5384 | 4582.5384 | 4582.5384 | 4582.5384 | 4582.5384 | 4582.5384 | 4582.5384 | 4582.5384 | 4582.5384 | 4582.5384
| Insurance |  |  | 65.8511 | 65.8511 | 65.8511 | 65.8511 | 65.8511 | 65.8511 | 65.8511 | 65.8511 | 65.8511 | 65.8511 | 65.8511 | 65.8511 | 65.8511 | 65.8511 | 65.8511 | 65.8511 | 65.8511 | 65.8511 | 65.8511 | 65.8511 | 65.8511 | 65.8511 | 65.8511 | 65.8511 | 65.8511 | 65.8511 | 65.8511 | 65.8511 | 65.8511 | 65.8511
| ITC Amort - Grossed for Taxes |  |  | -1914.2249 | -1914.2249 | -1914.2249 | -1914.2249 | -1914.2249 | -1914.2249 | -1914.2249 | -1914.2249 | -1914.2249 | -1914.2249 | -1914.2249 | -1914.2249 | -1914.2249 | -1914.2249 | -1914.2249 | -1914.2249 | -1914.2249 | -1914.2249 | -1914.2249 | -1914.2249 | -1914.2249 | -1914.2249 | -1914.2249 | -1914.2249 | -1914.2249 | -1914.2249 | -1914.2249 | -1914.2249 | -1914.2249 | -1914.2249
| Property Taxes |  |  | 624.9488 | 624.9488 | 624.9488 | 624.9488 | 624.9488 | 624.9488 | 624.9488 | 624.9488 | 624.9488 | 624.9488 | 624.9488 | 624.9488 | 624.9488 | 624.9488 | 624.9488 | 624.9488 | 624.9488 | 624.9488 | 624.9488 | 624.9488 | 624.9488 | 624.9488 | 624.9488 | 624.9488 | 624.9488 | 624.9488 | 624.9488 | 624.9488 | 624.9488 | 624.9488
| Revenue Requirement |  |  | 14810.9754 | 13915.2193 | 13028.3099 | 12367.8745 | 11792.3668 | 11280.555 | 10896.1349 | 10575.4106 | 10254.6863 | 9933.9619 | 9613.2376 | 9292.5133 | 8971.789 | 8651.0647 | 8330.3403 | 8009.616 | 7688.8917 | 7368.1674 | 7047.4431 | 6726.7187 | 6471.0781 | 6280.521 | 6089.964 | 5899.407 | 5708.85 | 5518.2929 | 5327.7359 | 5137.1789 | 4946.6219 | 4756.0648
| Book Depreciation |  |  | 4582.5384 | 4582.5384 | 4582.5384 | 4582.5384 | 4582.5384 | 4582.5384 | 4582.5384 | 4582.5384 | 4582.5384 | 4582.5384 | 4582.5384 | 4582.5384 | 4582.5384 | 4582.5384 | 4582.5384 | 4582.5384 | 4582.5384 | 4582.5384 | 4582.5384 | 4582.5384 | 4582.5384 | 4582.5384 | 4582.5384 | 4582.5384 | 4582.5384 | 4582.5384 | 4582.5384 | 4582.5384 | 4582.5384 | 4582.5384
| Tax Depreciation |  |  | 27495.2302 | 43992.3682 | 26395.4209 | 15837.2526 | 15837.2526 | 7918.6263 | 0 | 0 | 0 | 0 | 0 | 0 | 0 | 0 | 0 | 0 | 0 | 0 | 0 | 0 | 0 | 0 | 0 | 0 | 0 | 0 | 0 | 0 | 0 | 0
| Difference between book and tax |  |  | -22912.6918 | -39409.8299 | -21812.8826 | -11254.7142 | -11254.7142 | -3336.0879 | 4582.5384 | 4582.5384 | 4582.5384 | 4582.5384 | 4582.5384 | 4582.5384 | 4582.5384 | 4582.5384 | 4582.5384 | 4582.5384 | 4582.5384 | 4582.5384 | 4582.5384 | 4582.5384 | 4582.5384 | 4582.5384 | 4582.5384 | 4582.5384 | 4582.5384 | 4582.5384 | 4582.5384 | 4582.5384 | 4582.5384 | 4582.5384
| Tax rate |  |  | -4811.6653 | -8276.0643 | -4580.7053 | -2363.49 | -2363.49 | -700.5785 | 962.3331 | 962.3331 | 962.3331 | 962.3331 | 962.3331 | 962.3331 | 962.3331 | 962.3331 | 962.3331 | 962.3331 | 962.3331 | 962.3331 | 962.3331 | 962.3331 | 962.3331 | 962.3331 | 962.3331 | 962.3331 | 962.3331 | 962.3331 | 962.3331 | 962.3331 | 962.3331 | 962.3331
Depreciation Tables
|  | 5 |  | 20% | 32% | 19.2% | 11.52% | 11.52% | 5.76% | 0% | 0% | 0% | 0% | 0% | 0% | 0% | 0% | 0% | 0% | 0% | 0% | 0% | 0% | 0%
|  | 5 | 0: 1; 2020 1: 20%; 2021 2: 32%; 2022 3: 19.2%; 2023 4: 11.52%; 2024 5: 11.52%; 2025 6: 5.76%
|  | 10 | 0: 0; 2020 1: 10%; 2021 2: 18%; 2022 3: 14.4%; 2023 4: 11.52%; 2024 5: 9.22%; 2025 6: 7.37%; 2026 7: 6.55%; 2027 8: 6.55%; 2028 9: 6.56%; 2029 10: 6.55%; 2030 11: 3.28%
|  | 15 | 0: 0; 2020 1: 5%; 2021 2: 9.5%; 2022 3: 8.55%; 2023 4: 7.7%; 2024 5: 6.93%; 2025 6: 6.23%; 2026 7: 5.9%; 2027 8: 5.9%; 2028 9: 5.91%; 2029 10: 5.9%; 2030 11: 5.91%; 2031 12: 5.9%; 2032 13: 5.91%; 2033 14: 5.9%; 2034 15: 5.91%; 2035 16: 2.95%
|  | 20 | 0 | 3.75% | 7.219% | 6.677% | 6.177% | 5.713% | 5.285% | 4.888% | 4.522% | 4.462% | 4.461% | 4.462% | 4.461% | 4.462% | 4.461% | 4.462% | 4.461% | 4.462% | 4.461% | 4.462% | 4.461% | 2.231%
Revenue Requirement by vintage year
2012 $000
|  |  |  | 2020 | 2021 | 2022 | 2023 | 2024 | 2025 | 2026 | 2027 | 2028 | 2029 | 2030 | 2031 | 2032 | 2033 | 2034 | 2035 | 2036 | 2037 | 2038 | 2039 | 2040 | 2041 | 2042 | 2043 | 2044 | 2045 | 2046 | 2047 | 2048 | 2049 | 2050 | 2051 | 2052 | 2053 | 2054 | 2055 | 2056 | 2057 | 2058 | 2059 | 2060 | 2061 | 2062 | 2063 | 2064 | 2065 | 2066 | 2067 | 2068 | 2069 | 2070 | 2071 | 2072 | 2073 | 2074 | 2075
|  | 2020 | 0% | 14810.9754 | 13915.2193 | 13028.3099 | 12367.8745 | 11792.3668 | 11280.555 | 10896.1349 | 10575.4106 | 10254.6863 | 9933.9619 | 9613.2376 | 9292.5133 | 8971.789 | 8651.0647 | 8330.3403 | 8009.616 | 7688.8917 | 7368.1674 | 7047.4431 | 6726.7187 | 6471.0781 | 6280.521 | 6089.964 | 5899.407 | 5708.85 | 5518.2929 | 5327.7359 | 5137.1789 | 4946.6219 | 4756.0648 | 0 | 0 | 0 | 0 | 0 | 0 | 0 | 0 | 0 | 0 | 0 | 0 | 0 | 0 | 0 | 0 | 0 | 0 | 0 | 0 | 0 | 0 | 0 | 0 | 0 | 0
|  | 2021 | -1.845% |  | 14537.6448 | 13658.4196 | 12787.8777 | 12139.6304 | 11574.7435 | 11072.377 | 10695.0511 | 10380.2457 | 10065.4402 | 9750.6347 | 9435.8292 | 9121.0237 | 8806.2183 | 8491.4128 | 8176.6073 | 7861.8018 | 7546.9963 | 7232.1908 | 6917.3854 | 6602.5799 | 6351.657 | 6164.6166 | 5977.5762 | 5790.5358 | 5603.4955 | 5416.4551 | 5229.4147 | 5042.3743 | 4855.334 | 4668.2936 | 0 | 0 | 0 | 0 | 0 | 0 | 0 | 0 | 0 | 0 | 0 | 0 | 0 | 0 | 0 | 0 | 0 | 0 | 0 | 0 | 0 | 0 | 0 | 0 | 0
|  | 2022 | -2.03% |  |  | 14242.5431 | 13381.1653 | 12528.2947 | 11893.2062 | 11339.7861 | 10847.6172 | 10477.9507 | 10169.5355 | 9861.1203 | 9552.7051 | 9244.2899 | 8935.8748 | 8627.4596 | 8319.0444 | 8010.6292 | 7702.214 | 7393.7988 | 7085.3836 | 6776.9684 | 6468.5532 | 6222.7237 | 6039.4801 | 5856.2365 | 5672.9929 | 5489.7493 | 5306.5057 | 5123.2621 | 4940.0184 | 4756.7748 | 4573.5312 | 0 | 0 | 0 | 0 | 0 | 0 | 0 | 0 | 0 | 0 | 0 | 0 | 0 | 0 | 0 | 0 | 0 | 0 | 0 | 0 | 0 | 0 | 0 | 0
|  | 2023 | -2.072% |  |  |  | 13947.4413 | 13103.9111 | 12268.7117 | 11646.7821 | 11104.8287 | 10622.8574 | 10260.8504 | 9958.8254 | 9656.8005 | 9354.7756 | 9052.7507 | 8750.7258 | 8448.7008 | 8146.6759 | 7844.651 | 7542.6261 | 7240.6012 | 6938.5763 | 6636.5513 | 6334.5264 | 6093.7905 | 5914.3437 | 5734.8968 | 5555.45 | 5376.0031 | 5196.5563 | 5017.1094 | 4837.6626 | 4658.2157 | 4478.7688 | 0 | 0 | 0 | 0 | 0 | 0 | 0 | 0 | 0 | 0 | 0 | 0 | 0 | 0 | 0 | 0 | 0 | 0 | 0 | 0 | 0 | 0 | 0
|  | 2024 | -2.116% |  |  |  |  | 13652.3395 | 12826.6568 | 12009.1287 | 11400.358 | 10869.8713 | 10398.0976 | 10043.75 | 9748.1153 | 9452.4807 | 9156.846 | 8861.2114 | 8565.5768 | 8269.9421 | 7974.3075 | 7678.6729 | 7383.0382 | 7087.4036 | 6791.769 | 6496.1343 | 6200.4997 | 5964.8573 | 5789.2072 | 5613.5571 | 5437.907 | 5262.257 | 5086.6069 | 4910.9568 | 4735.3067 | 4559.6566 | 4384.0065 | 0 | 0 | 0 | 0 | 0 | 0 | 0 | 0 | 0 | 0 | 0 | 0 | 0 | 0 | 0 | 0 | 0 | 0 | 0 | 0 | 0 | 0
|  | 2025 | -2.162% | [5 empty] | 13357.2378 | 12549.4026 | 11749.5457 | 11153.9339 | 10634.9139 | 10173.3378 | 9826.6496 | 9537.4052 | 9248.1609 | 8958.9165 | 8669.6721 | 8380.4278 | 8091.1834 | 7801.9391 | 7512.6947 | 7223.4504 | 6934.206 | 6644.9617 | 6355.7173 | 6066.473 | 5835.9241 | 5664.0708 | 5492.2175 | 5320.3641 | 5148.5108 | 4976.6574 | 4804.8041 | 4632.9508 | 4461.0974 | 4289.2441 | 0 | 0 | 0 | 0 | 0 | 0 | 0 | 0 | 0 | 0 | 0 | 0 | 0 | 0 | 0 | 0 | 0 | 0 | 0 | 0 | 0
|  | 2026 | -2.209% | [6 empty] | 13062.136 | 12272.1483 | 11489.9627 | 10907.5098 | 10399.9565 | 9948.578 | 9609.5492 | 9326.6951 | 9043.841 | 8760.9869 | 8478.1329 | 8195.2788 | 7912.4247 | 7629.5707 | 7346.7166 | 7063.8625 | 6781.0085 | 6498.1544 | 6215.3003 | 5932.4462 | 5706.9909 | 5538.9343 | 5370.8778 | 5202.8212 | 5034.7646 | 4866.708 | 4698.6515 | 4530.5949 | 4362.5383 | 4194.4817 | 0 | 0 | 0 | 0 | 0 | 0 | 0 | 0 | 0 | 0 | 0 | 0 | 0 | 0 | 0 | 0 | 0 | 0 | 0 | 0
|  | 2027 | -2.259% | [7 empty] | 12767.0342 | 11994.8941 | 11230.3798 | 10661.0856 | 10164.9991 | 9723.8182 | 9392.4488 | 9115.985 | 8839.5212 | 8563.0574 | 8286.5936 | 8010.1298 | 7733.666 | 7457.2022 | 7180.7385 | 6904.2747 | 6627.8109 | 6351.3471 | 6074.8833 | 5798.4195 | 5578.0577 | 5413.7979 | 5249.5381 | 5085.2783 | 4921.0184 | 4756.7586 | 4592.4988 | 4428.239 | 4263.9792 | 4099.7194 | 0 | 0 | 0 | 0 | 0 | 0 | 0 | 0 | 0 | 0 | 0 | 0 | 0 | 0 | 0 | 0 | 0 | 0 | 0
|  | 2028 | -2.311% | [8 empty] | 12471.9325 | 11717.6399 | 10970.7968 | 10414.6615 | 9930.0417 | 9499.0584 | 9175.3484 | 8905.2749 | 8635.2014 | 8365.1278 | 8095.0543 | 7824.9808 | 7554.9073 | 7284.8338 | 7014.7603 | 6744.6868 | 6474.6133 | 6204.5398 | 5934.4663 | 5664.3928 | 5449.1245 | 5288.6614 | 5128.1984 | 4967.7353 | 4807.2723 | 4646.8092 | 4486.3462 | 4325.8831 | 4165.4201 | 4004.957 | 0 | 0 | 0 | 0 | 0 | 0 | 0 | 0 | 0 | 0 | 0 | 0 | 0 | 0 | 0 | 0 | 0 | 0
|  | 2029 | -2.366% | [9 empty] | 12176.8307 | 11440.3856 | 10711.2138 | 10168.2374 | 9695.0843 | 9274.2987 | 8958.248 | 8694.5647 | 8430.8815 | 8167.1983 | 7903.5151 | 7639.8318 | 7376.1486 | 7112.4654 | 6848.7822 | 6585.099 | 6321.4157 | 6057.7325 | 5794.0493 | 5530.3661 | 5320.1913 | 5163.525 | 5006.8587 | 4850.1924 | 4693.5261 | 4536.8598 | 4380.1935 | 4223.5272 | 4066.8609 | 3910.1946 | 0 | 0 | 0 | 0 | 0 | 0 | 0 | 0 | 0 | 0 | 0 | 0 | 0 | 0 | 0 | 0 | 0
|  | 2030 | -2.423% | [10 empty] | 11881.7289 | 11163.1314 | 10451.6308 | 9921.8133 | 9460.1269 | 9049.5389 | 8741.1476 | 8483.8546 | 8226.5617 | 7969.2687 | 7711.9758 | 7454.6829 | 7197.3899 | 6940.097 | 6682.804 | 6425.5111 | 6168.2182 | 5910.9252 | 5653.6323 | 5396.3393 | 5191.2581 | 5038.3886 | 4885.519 | 4732.6495 | 4579.7799 | 4426.9104 | 4274.0409 | 4121.1713 | 3968.3018 | 3815.4323 | 0 | 0 | 0 | 0 | 0 | 0 | 0 | 0 | 0 | 0 | 0 | 0 | 0 | 0 | 0 | 0
|  | 2031 | -1.109% | [11 empty] | 11750.002 | 11039.3712 | 10335.7586 | 9811.8149 | 9355.2471 | 8949.211 | 8644.2387 | 8389.7982 | 8135.3578 | 7880.9173 | 7626.4769 | 7372.0364 | 7117.5959 | 6863.1555 | 6608.715 | 6354.2746 | 6099.8341 | 5845.3937 | 5590.9532 | 5336.5127 | 5133.7051 | 4982.5304 | 4831.3556 | 4680.1809 | 4529.0061 | 4377.8314 | 4226.6567 | 4075.4819 | 3924.3072 | 3773.1324 | 0 | 0 | 0 | 0 | 0 | 0 | 0 | 0 | 0 | 0 | 0 | 0 | 0 | 0 | 0
|  | 2032 | -1.121% | [12 empty] | 11618.275 | 10915.6109 | 10219.8865 | 9701.8166 | 9250.3672 | 8848.8832 | 8547.3298 | 8295.7419 | 8044.1539 | 7792.5659 | 7540.9779 | 7289.39 | 7037.802 | 6786.214 | 6534.626 | 6283.038 | 6031.4501 | 5779.8621 | 5528.2741 | 5276.6861 | 5076.1522 | 4926.6722 | 4777.1923 | 4627.7123 | 4478.2323 | 4328.7524 | 4179.2724 | 4029.7925 | 3880.3125 | 3730.8326 | 0 | 0 | 0 | 0 | 0 | 0 | 0 | 0 | 0 | 0 | 0 | 0 | 0 | 0
|  | 2033 | -1.134% | [13 empty] | 11486.5481 | 10791.8507 | 10104.0143 | 9591.8183 | 9145.4874 | 8748.5553 | 8450.421 | 8201.6855 | 7952.95 | 7704.2145 | 7455.479 | 7206.7435 | 6958.008 | 6709.2725 | 6460.537 | 6211.8015 | 5963.066 | 5714.3305 | 5465.595 | 5216.8595 | 5018.5992 | 4870.814 | 4723.0289 | 4575.2437 | 4427.4585 | 4279.6734 | 4131.8882 | 3984.1031 | 3836.3179 | 3688.5327 | 0 | 0 | 0 | 0 | 0 | 0 | 0 | 0 | 0 | 0 | 0 | 0 | 0
|  | 2034 | -1.147% | [14 empty] | 11354.8211 | 10668.0905 | 9988.1422 | 9481.8199 | 9040.6075 | 8648.2275 | 8353.5121 | 8107.6291 | 7861.7461 | 7615.8631 | 7369.9801 | 7124.0971 | 6878.214 | 6632.331 | 6386.448 | 6140.565 | 5894.682 | 5648.799 | 5402.916 | 5157.0329 | 4961.0462 | 4814.9559 | 4668.8655 | 4522.7751 | 4376.6847 | 4230.5944 | 4084.504 | 3938.4136 | 3792.3232 | 3646.2329 | 0 | 0 | 0 | 0 | 0 | 0 | 0 | 0 | 0 | 0 | 0 | 0
|  | 2035 | -1.16% | [15 empty] | 11223.0941 | 10544.3303 | 9872.27 | 9371.8216 | 8935.7277 | 8547.8996 | 8256.6033 | 8013.5727 | 7770.5422 | 7527.5117 | 7284.4811 | 7041.4506 | 6798.4201 | 6555.3895 | 6312.359 | 6069.3285 | 5826.2979 | 5583.2674 | 5340.2369 | 5097.2063 | 4903.4933 | 4759.0977 | 4614.7021 | 4470.3065 | 4325.911 | 4181.5154 | 4037.1198 | 3892.7242 | 3748.3286 | 3603.933 | 0 | 0 | 0 | 0 | 0 | 0 | 0 | 0 | 0 | 0 | 0
|  | 2036 | -1.174% | [16 empty] | 11091.3672 | 10420.57 | 9756.3978 | 9261.8233 | 8830.8479 | 8447.5718 | 8159.6944 | 7919.5163 | 7679.3383 | 7439.1602 | 7198.9822 | 6958.8041 | 6718.6261 | 6478.448 | 6238.27 | 5998.0919 | 5757.9139 | 5517.7358 | 5277.5578 | 5037.3798 | 4845.9403 | 4703.2395 | 4560.5387 | 4417.8379 | 4275.1372 | 4132.4364 | 3989.7356 | 3847.0348 | 3704.334 | 3561.6332 | 0 | 0 | 0 | 0 | 0 | 0 | 0 | 0 | 0 | 0
|  | 2037 | -1.188% | [17 empty] | 10959.6402 | 10296.8098 | 9640.5257 | 9151.825 | 8725.968 | 8347.2439 | 8062.7855 | 7825.46 | 7588.1344 | 7350.8088 | 7113.4833 | 6876.1577 | 6638.8321 | 6401.5066 | 6164.181 | 5926.8554 | 5689.5299 | 5452.2043 | 5214.8787 | 4977.5532 | 4788.3874 | 4647.3814 | 4506.3754 | 4365.3694 | 4224.3634 | 4083.3573 | 3942.3513 | 3801.3453 | 3660.3393 | 3519.3333 | 0 | 0 | 0 | 0 | 0 | 0 | 0 | 0 | 0
|  | 2038 | -1.202% | [18 empty] | 10827.9132 | 10173.0496 | 9524.6535 | 9041.8266 | 8621.0882 | 8246.9161 | 7965.8767 | 7731.4036 | 7496.9305 | 7262.4574 | 7027.9843 | 6793.5112 | 6559.0382 | 6324.5651 | 6090.092 | 5855.6189 | 5621.1458 | 5386.6727 | 5152.1996 | 4917.7266 | 4730.8344 | 4591.5232 | 4452.212 | 4312.9008 | 4173.5896 | 4034.2783 | 3894.9671 | 3755.6559 | 3616.3447 | 3477.0335 | 0 | 0 | 0 | 0 | 0 | 0 | 0 | 0
|  | 2039 | -1.217% | [19 empty] | 10696.1863 | 10049.2894 | 9408.7814 | 8931.8283 | 8516.2084 | 8146.5882 | 7868.9678 | 7637.3472 | 7405.7266 | 7174.106 | 6942.4854 | 6710.8648 | 6479.2442 | 6247.6236 | 6016.003 | 5784.3824 | 5552.7618 | 5321.1412 | 5089.5206 | 4857.9 | 4673.2814 | 4535.665 | 4398.0486 | 4260.4322 | 4122.8158 | 3985.1993 | 3847.5829 | 3709.9665 | 3572.3501 | 3434.7336 | 0 | 0 | 0 | 0 | 0 | 0 | 0
Revenue Requirement by vintage year
2012 $/MW-wk
| Aurora Input |  | Levelized Cost | 2020 | 2021 | 2022 | 2023 | 2024 | 2025 | 2026 | 2027 | 2028 | 2029 | 2030 | 2031 | 2032 | 2033 | 2034 | 2035 | 2036 | 2037 | 2038 | 2039 | 2040 | 2041 | 2042 | 2043 | 2044 | 2045 | 2046 | 2047 | 2048 | 2049 | 2050 | 2051 | 2052 | 2053 | 2054 | 2055 | 2056 | 2057 | 2058 | 2059 | 2060 | 2061 | 2062 | 2063 | 2064 | 2065 | 2066 | 2067 | 2068 | 2069 | 2070 | 2071 | 2072 | 2073 | 2074 | 2075
|  | 2020 | 1838.2944 | 2848.2645 | 2676.0037 | 2505.4442 | 2378.4374 | 2267.7629 | 2169.3375 | 2095.4106 | 2033.7328 | 1972.055 | 1910.3773 | 1848.6995 | 1787.0218 | 1725.344 | 1663.6663 | 1601.9885 | 1540.3108 | 1478.633 | 1416.9553 | 1355.2775 | 1293.5998 | 1244.4381 | 1207.7925 | 1171.1469 | 1134.5013 | 1097.8558 | 1061.2102 | 1024.5646 | 987.919 | 951.2734 | 914.6279 | 0 | 0 | 0 | 0 | 0 | 0 | 0 | 0 | 0 | 0 | 0 | 0 | 0 | 0 | 0 | 0 | 0 | 0 | 0 | 0 | 0 | 0 | 0 | 0 | 0 | 0
|  | 2021 | 1804.3694 |  | 2795.7009 | 2626.6191 | 2459.2072 | 2334.5443 | 2225.9122 | 2129.3033 | 2056.7406 | 1996.2011 | 1935.6616 | 1875.1221 | 1814.5825 | 1754.043 | 1693.5035 | 1632.964 | 1572.4245 | 1511.885 | 1451.3454 | 1390.8059 | 1330.2664 | 1269.7269 | 1221.4725 | 1185.5032 | 1149.5339 | 1113.5646 | 1077.5953 | 1041.626 | 1005.6567 | 969.6874 | 933.7181 | 897.7488 | 0 | 0 | 0 | 0 | 0 | 0 | 0 | 0 | 0 | 0 | 0 | 0 | 0 | 0 | 0 | 0 | 0 | 0 | 0 | 0 | 0 | 0 | 0 | 0 | 0
|  | 2022 | 1767.7422 |  |  | 2738.9506 | 2573.301 | 2409.2874 | 2287.155 | 2180.7281 | 2086.0802 | 2014.9905 | 1955.6799 | 1896.3693 | 1837.0587 | 1777.7481 | 1718.4375 | 1659.1268 | 1599.8162 | 1540.5056 | 1481.195 | 1421.8844 | 1362.5738 | 1303.2631 | 1243.9525 | 1196.6776 | 1161.4385 | 1126.1993 | 1090.9602 | 1055.721 | 1020.4819 | 985.2427 | 950.0035 | 914.7644 | 879.5252 | 0 | 0 | 0 | 0 | 0 | 0 | 0 | 0 | 0 | 0 | 0 | 0 | 0 | 0 | 0 | 0 | 0 | 0 | 0 | 0 | 0 | 0 | 0 | 0
|  | 2023 | 1731.1151 |  |  |  | 2682.2003 | 2519.9829 | 2359.3676 | 2239.7658 | 2135.544 | 2042.8572 | 1973.2405 | 1915.1587 | 1857.077 | 1798.9953 | 1740.9136 | 1682.8319 | 1624.7502 | 1566.6684 | 1508.5867 | 1450.505 | 1392.4233 | 1334.3416 | 1276.2599 | 1218.1782 | 1171.8828 | 1137.3738 | 1102.8648 | 1068.3558 | 1033.8468 | 999.3377 | 964.8287 | 930.3197 | 895.8107 | 861.3017 | 0 | 0 | 0 | 0 | 0 | 0 | 0 | 0 | 0 | 0 | 0 | 0 | 0 | 0 | 0 | 0 | 0 | 0 | 0 | 0 | 0 | 0 | 0
|  | 2024 | 1694.4879 |  |  |  |  | 2625.4499 | 2466.6648 | 2309.4478 | 2192.3765 | 2090.3599 | 1999.6342 | 1931.4904 | 1874.6376 | 1817.7847 | 1760.9319 | 1704.0791 | 1647.2263 | 1590.3735 | 1533.5207 | 1476.6679 | 1419.815 | 1362.9622 | 1306.1094 | 1249.2566 | 1192.4038 | 1147.0879 | 1113.3091 | 1079.5302 | 1045.7514 | 1011.9725 | 978.1936 | 944.4148 | 910.6359 | 876.857 | 843.0782 | 0 | 0 | 0 | 0 | 0 | 0 | 0 | 0 | 0 | 0 | 0 | 0 | 0 | 0 | 0 | 0 | 0 | 0 | 0 | 0 | 0 | 0
|  | 2025 | 1657.8608 | [5 empty] | 2568.6996 | 2413.3467 | 2259.528 | 2144.9873 | 2045.1757 | 1956.4111 | 1889.7403 | 1834.1164 | 1778.4925 | 1722.8686 | 1667.2446 | 1611.6207 | 1555.9968 | 1500.3729 | 1444.749 | 1389.1251 | 1333.5012 | 1277.8772 | 1222.2533 | 1166.6294 | 1122.2931 | 1089.2444 | 1056.1957 | 1023.1469 | 990.0982 | 957.0495 | 924.0008 | 890.9521 | 857.9034 | 824.8546 | 0 | 0 | 0 | 0 | 0 | 0 | 0 | 0 | 0 | 0 | 0 | 0 | 0 | 0 | 0 | 0 | 0 | 0 | 0 | 0 | 0
|  | 2026 | 1621.2336 | [6 empty] | 2511.9492 | 2360.0285 | 2209.6082 | 2097.598 | 1999.9916 | 1913.1881 | 1847.9902 | 1793.5952 | 1739.2002 | 1684.8052 | 1630.4102 | 1576.0152 | 1521.6201 | 1467.2251 | 1412.8301 | 1358.4351 | 1304.0401 | 1249.6451 | 1195.2501 | 1140.855 | 1097.4983 | 1065.1797 | 1032.8611 | 1000.5425 | 968.224 | 935.9054 | 903.5868 | 871.2682 | 838.9497 | 806.6311 | 0 | 0 | 0 | 0 | 0 | 0 | 0 | 0 | 0 | 0 | 0 | 0 | 0 | 0 | 0 | 0 | 0 | 0 | 0 | 0
|  | 2027 | 1584.6065 | [7 empty] | 2455.1989 | 2306.7104 | 2159.6884 | 2050.2088 | 1954.8075 | 1869.965 | 1806.2401 | 1753.074 | 1699.9079 | 1646.7418 | 1593.5757 | 1540.4096 | 1487.2435 | 1434.0774 | 1380.9112 | 1327.7451 | 1274.579 | 1221.4129 | 1168.2468 | 1115.0807 | 1072.7034 | 1041.115 | 1009.5266 | 977.9381 | 946.3497 | 914.7613 | 883.1728 | 851.5844 | 819.996 | 788.4076 | 0 | 0 | 0 | 0 | 0 | 0 | 0 | 0 | 0 | 0 | 0 | 0 | 0 | 0 | 0 | 0 | 0 | 0 | 0
|  | 2028 | 1547.9793 | [8 empty] | 2398.4486 | 2253.3923 | 2109.7686 | 2002.8195 | 1909.6234 | 1826.742 | 1764.4901 | 1712.5529 | 1660.6156 | 1608.6784 | 1556.7412 | 1504.804 | 1452.8668 | 1400.9296 | 1348.9924 | 1297.0552 | 1245.1179 | 1193.1807 | 1141.2435 | 1089.3063 | 1047.9086 | 1017.0503 | 986.192 | 955.3337 | 924.4754 | 893.6172 | 862.7589 | 831.9006 | 801.0423 | 770.184 | 0 | 0 | 0 | 0 | 0 | 0 | 0 | 0 | 0 | 0 | 0 | 0 | 0 | 0 | 0 | 0 | 0 | 0
|  | 2029 | 1511.3521 | [9 empty] | 2341.6982 | 2200.0742 | 2059.8488 | 1955.4303 | 1864.4393 | 1783.519 | 1722.74 | 1672.0317 | 1621.3234 | 1570.6151 | 1519.9067 | 1469.1984 | 1418.4901 | 1367.7818 | 1317.0735 | 1266.3652 | 1215.6569 | 1164.9486 | 1114.2402 | 1063.5319 | 1023.1137 | 992.9856 | 962.8574 | 932.7293 | 902.6012 | 872.473 | 842.3449 | 812.2168 | 782.0886 | 751.9605 | 0 | 0 | 0 | 0 | 0 | 0 | 0 | 0 | 0 | 0 | 0 | 0 | 0 | 0 | 0 | 0 | 0
|  | 2030 | 1474.725 | [10 empty] | 2284.9479 | 2146.756 | 2009.929 | 1908.041 | 1819.2552 | 1740.2959 | 1680.9899 | 1631.5105 | 1582.0311 | 1532.5517 | 1483.0723 | 1433.5929 | 1384.1134 | 1334.634 | 1285.1546 | 1235.6752 | 1186.1958 | 1136.7164 | 1087.237 | 1037.7576 | 998.3189 | 968.9209 | 939.5229 | 910.1249 | 880.7269 | 851.3289 | 821.9309 | 792.5329 | 763.135 | 733.737 | 0 | 0 | 0 | 0 | 0 | 0 | 0 | 0 | 0 | 0 | 0 | 0 | 0 | 0 | 0 | 0
|  | 2031 | 1458.3754 | [11 empty] | 2259.6158 | 2122.956 | 1987.6459 | 1886.8875 | 1799.086 | 1721.0021 | 1662.3536 | 1613.4227 | 1564.4919 | 1515.561 | 1466.6302 | 1417.6993 | 1368.7685 | 1319.8376 | 1270.9067 | 1221.9759 | 1173.045 | 1124.1142 | 1075.1833 | 1026.2524 | 987.251 | 958.1789 | 929.1069 | 900.0348 | 870.9627 | 841.8907 | 812.8186 | 783.7465 | 754.6745 | 725.6024 | 0 | 0 | 0 | 0 | 0 | 0 | 0 | 0 | 0 | 0 | 0 | 0 | 0 | 0 | 0
|  | 2032 | 1442.0259 | [12 empty] | 2234.2837 | 2099.1559 | 1965.3628 | 1865.734 | 1778.9168 | 1701.7083 | 1643.7173 | 1595.335 | 1546.9527 | 1498.5704 | 1450.1881 | 1401.8058 | 1353.4235 | 1305.0412 | 1256.6589 | 1208.2765 | 1159.8942 | 1111.5119 | 1063.1296 | 1014.7473 | 976.1831 | 947.437 | 918.6908 | 889.9447 | 861.1985 | 832.4524 | 803.7062 | 774.9601 | 746.2139 | 717.4678 | 0 | 0 | 0 | 0 | 0 | 0 | 0 | 0 | 0 | 0 | 0 | 0 | 0 | 0
|  | 2033 | 1425.6763 | [13 empty] | 2208.9515 | 2075.3559 | 1943.0797 | 1844.5804 | 1758.7476 | 1682.4145 | 1625.081 | 1577.2472 | 1529.4135 | 1481.5797 | 1433.746 | 1385.9122 | 1338.0785 | 1290.2447 | 1242.411 | 1194.5772 | 1146.7435 | 1098.9097 | 1051.076 | 1003.2422 | 965.1152 | 936.695 | 908.2748 | 879.8546 | 851.4343 | 823.0141 | 794.5939 | 766.1737 | 737.7534 | 709.3332 | 0 | 0 | 0 | 0 | 0 | 0 | 0 | 0 | 0 | 0 | 0 | 0 | 0
|  | 2034 | 1409.3267 | [14 empty] | 2183.6194 | 2051.5559 | 1920.7966 | 1823.4269 | 1738.5784 | 1663.1207 | 1606.4446 | 1559.1594 | 1511.8742 | 1464.5891 | 1417.3039 | 1370.0187 | 1322.7335 | 1275.4483 | 1228.1631 | 1180.8779 | 1133.5927 | 1086.3075 | 1039.0223 | 991.7371 | 954.0474 | 925.9531 | 897.8587 | 869.7644 | 841.6701 | 813.5758 | 785.4815 | 757.3872 | 729.2929 | 701.1986 | 0 | 0 | 0 | 0 | 0 | 0 | 0 | 0 | 0 | 0 | 0 | 0
|  | 2035 | 1392.9772 | [15 empty] | 2158.2873 | 2027.7558 | 1898.5135 | 1802.2734 | 1718.4092 | 1643.8269 | 1587.8083 | 1541.0717 | 1494.335 | 1447.5984 | 1400.8618 | 1354.1251 | 1307.3885 | 1260.6518 | 1213.9152 | 1167.1786 | 1120.4419 | 1073.7053 | 1026.9686 | 980.232 | 942.9795 | 915.2111 | 887.4427 | 859.6743 | 831.906 | 804.1376 | 776.3692 | 748.6008 | 720.8324 | 693.064 | 0 | 0 | 0 | 0 | 0 | 0 | 0 | 0 | 0 | 0 | 0
|  | 2036 | 1376.6276 | [16 empty] | 2132.9552 | 2003.9558 | 1876.2304 | 1781.1199 | 1698.24 | 1624.533 | 1569.172 | 1522.9839 | 1476.7958 | 1430.6077 | 1384.4197 | 1338.2316 | 1292.0435 | 1245.8554 | 1199.6673 | 1153.4792 | 1107.2911 | 1061.103 | 1014.915 | 968.7269 | 931.9116 | 904.4691 | 877.0267 | 849.5842 | 822.1418 | 794.6993 | 767.2568 | 739.8144 | 712.3719 | 684.9295 | 0 | 0 | 0 | 0 | 0 | 0 | 0 | 0 | 0 | 0
|  | 2037 | 1360.2781 | [17 empty] | 2107.6231 | 1980.1557 | 1853.9472 | 1759.9663 | 1678.0708 | 1605.2392 | 1550.5357 | 1504.8961 | 1459.2566 | 1413.6171 | 1367.9776 | 1322.338 | 1276.6985 | 1231.059 | 1185.4194 | 1139.7799 | 1094.1404 | 1048.5008 | 1002.8613 | 957.2218 | 920.8437 | 893.7272 | 866.6106 | 839.4941 | 812.3776 | 785.261 | 758.1445 | 731.028 | 703.9114 | 676.7949 | 0 | 0 | 0 | 0 | 0 | 0 | 0 | 0 | 0
|  | 2038 | 1343.9285 | [18 empty] | 2082.291 | 1956.3557 | 1831.6641 | 1738.8128 | 1657.9016 | 1585.9454 | 1531.8994 | 1486.8084 | 1441.7174 | 1396.6264 | 1351.5354 | 1306.4445 | 1261.3535 | 1216.2625 | 1171.1715 | 1126.0806 | 1080.9896 | 1035.8986 | 990.8076 | 945.7166 | 909.7758 | 882.9852 | 856.1946 | 829.404 | 802.6134 | 775.8228 | 749.0321 | 722.2415 | 695.4509 | 668.6603 | 0 | 0 | 0 | 0 | 0 | 0 | 0 | 0
|  | 2039 | 1327.5789 | [19 empty] | 2056.9589 | 1932.5556 | 1809.381 | 1717.6593 | 1637.7324 | 1566.6516 | 1513.263 | 1468.7206 | 1424.1782 | 1379.6358 | 1335.0933 | 1290.5509 | 1246.0085 | 1201.4661 | 1156.9236 | 1112.3812 | 1067.8388 | 1023.2964 | 978.754 | 934.2115 | 898.708 | 872.2433 | 845.7786 | 819.3139 | 792.8492 | 766.3845 | 739.9198 | 713.4551 | 686.9904 | 660.5257 | 0 | 0 | 0 | 0 | 0 | 0 | 0
|  | Annual Change (%) |  | 0% | -1.845% | -2.03% | -2.072% | -2.116% | -2.162% | -2.209% | -2.259% | -2.311% | -2.366% | -2.423% | -1.109% | -1.121% | -1.134% | -1.147% | -1.16% | -1.174% | -1.188% | -1.202% | -1.217% | -1.232% | -1.081% | -1.093% | -1.105% | -1.117% | -1.13% | -1.143% | -1.156% | -1.17% | -1.183% | -1.198% | 0% | 0% | 0% | 0% | 0% | 0% | 0% | 0% | 0% | 0% | 0% | 0% | 0% | 0% | 0% | 0% | 0% | 0% | 0% | 0% | 0% | 0% | 0% | 0% | 0%
|  | Levelized Capital Cost ($/MW-wk) |  | 1838.2944 | 1804.3694 | 1767.7422 | 1731.1151 | 1694.4879 | 1657.8608 | 1621.2336 | 1584.6065 | 1547.9793 | 1511.3521 | 1474.725 | 1458.3754 | 1442.0259 | 1425.6763 | 1409.3267 | 1392.9772 | 1376.6276 | 1360.2781 | 1343.9285 | 1327.5789 | 1311.2294 | 1297.0539 | 1282.8785 | 1268.703 | 1254.5276 | 1240.3521 | 1226.1767 | 1212.0012 | 1197.8258 | 1183.6503 | 1169.4749 | 1169.4749 | 1169.4749 | 1169.4749 | 1169.4749 | 1169.4749 | 1169.4749 | 1169.4749 | 1169.4749 | 1169.4749 | 1169.4749 | 1169.4749 | 1169.4749 | 1169.4749 | 1169.4749 | 1169.4749 | 1169.4749 | 1169.4749 | 1169.4749 | 1169.4749 | 1169.4749 | 1169.4749 | 1169.4749 | 1169.4749 | 1169.4749 | 1169.4749
|  | Economic Life | 30
|  | check s/b 0 | 0
itc
|  |  |  | 30% | 30% | 30% | 30% | 26% | 22% | 10% | 10% | 10% | 10% | 10% | 10% | 10% | 10% | 10% | 10% | 10% | 10% | 10% | 10% | 10% | 10% | 10% | 10% | 10% | 10% | 10% | 10% | 10% | 10% | 10% | 10% | 10% | 10% | 10% | 10% | 10% | 10% | 10% | 10% | 10% | 10% | 10% | 10% | 10% | 10% | 10% | 10% | 10% | 10% | 10% | 10% | 10% | 10% | 10% | 10%
ITC
| Revenue Requirement by vintage year | 0 | 0 | 0 | 0 | 0 | 0 | 0 | 0 | 0 | 0 | 0 | 0 | 0 | 0 | 0 | 0 | 0 | 0 | 0 | 0 | 0 | 0 | 0 | 0 | 0 | 0 | 0 | 0 | 0 |  | 0 | 0 | 0 | 0 | 0 | 0 | 0 | 0 | 0 | 0 | 0 | 0 | 0 | 0 | 0 | 0 | 0 | 0 | 0 | 0 | 0 | 0 | 0 | 0 | 0 | 0 | 0 | 0 | 0
| 2012 $/MW-wk | 0 | 0 | 0 | 0 | 0 | 0 | 0 | 0 | 0 | 0 | 0 | 0 | 0 | 0 | 0 | 0 | 0 | 0 | 0 | 0 | 0 | 0 | 0 | 0 | 0 | 0 | 0 | 0 | 0 |  | 0 | 0 | 0 | 0 | 0 | 0 | 0 | 0 | 0 | 0 | 0 | 0 | 0 | 0 | 0 | 0 | 0 | 0 | 0 | 0 | 0 | 0 | 0 | 0 | 0 | 0 | 0 | 0 | 0
| Aurora Input | 0 | Levelized Cost | 2020 | 2021 | 2022 | 2023 | 2024 | 2025 | 2026 | 2027 | 2028 | 2029 | 2030 | 2031 | 2032 | 2033 | 2034 | 2035 | 2036 | 2037 | 2038 | 2039 | 2040 | 2041 | 2042 | 2043 | 2044 | 2045 | 2046 | Levelized | 2047 | 2048 | 2049 | 2050 | 2051 | 2052 | 2053 | 2054 | 2055 | 2056 | 2057 | 2058 | 2059 | 2060 | 2061 | 2062 | 2063 | 2064 | 2065 | 2066 | 2067 | 2068 | 2069 | 2070 | 2071 | 2072 | 2073 | 2074 | 2075
| 0 | 2020 | 1838.2944 | 2848.2645 | 2676.0037 | 2505.4442 | 2378.4374 | 2267.7629 | 2169.3375 | 2095.4106 | 2033.7328 | 1972.055 | 1910.3773 | 1848.6995 | 1787.0218 | 1725.344 | 1663.6663 | 1601.9885 | 1540.3108 | 1478.633 | 1416.9553 | 1355.2775 | 1293.5998 | 1244.4381 | 1207.7925 | 1171.1469 | 1134.5013 | 1097.8558 | 1061.2102 | 1024.5646 | 952.3017 | 987.919 | 951.2734 | 914.6279 | 0 | 0 | 0 | 0 | 0 | 0 | 0 | 0 | 0 | 0 | 0 | 0 | 0 | 0 | 0 | 0 | 0 | 0 | 0 | 0 | 0 | 0 | 0 | 0 | 0 | 0
| 0 | 2021 | 1804.3694 | 0 | 2795.7009 | 2626.6191 | 2459.2072 | 2334.5443 | 2225.9122 | 2129.3033 | 2056.7406 | 1996.2011 | 1935.6616 | 1875.1221 | 1814.5825 | 1754.043 | 1693.5035 | 1632.964 | 1572.4245 | 1511.885 | 1451.3454 | 1390.8059 | 1330.2664 | 1269.7269 | 1221.4725 | 1185.5032 | 1149.5339 | 1113.5646 | 1077.5953 | 1041.626 | 953.5947 | 1005.6567 | 969.6874 | 933.7181 | 897.7488 | 0 | 0 | 0 | 0 | 0 | 0 | 0 | 0 | 0 | 0 | 0 | 0 | 0 | 0 | 0 | 0 | 0 | 0 | 0 | 0 | 0 | 0 | 0 | 0 | 0
| 0 | 2022 | 1767.7422 | 0 | 0 | 2738.9506 | 2573.301 | 2409.2874 | 2287.155 | 2180.7281 | 2086.0802 | 2014.9905 | 1955.6799 | 1896.3693 | 1837.0587 | 1777.7481 | 1718.4375 | 1659.1268 | 1599.8162 | 1540.5056 | 1481.195 | 1421.8844 | 1362.5738 | 1303.2631 | 1243.9525 | 1196.6776 | 1161.4385 | 1126.1993 | 1090.9602 | 1055.721 | 952.9685 | 1020.4819 | 985.2427 | 950.0035 | 914.7644 | 879.5252 | 0 | 0 | 0 | 0 | 0 | 0 | 0 | 0 | 0 | 0 | 0 | 0 | 0 | 0 | 0 | 0 | 0 | 0 | 0 | 0 | 0 | 0 | 0 | 0
| 0 | 2023 | 1731.1151 | 0 | 0 | 0 | 2682.2003 | 2519.9829 | 2359.3676 | 2239.7658 | 2135.544 | 2042.8572 | 1973.2405 | 1915.1587 | 1857.077 | 1798.9953 | 1740.9136 | 1682.8319 | 1624.7502 | 1566.6684 | 1508.5867 | 1450.505 | 1392.4233 | 1334.3416 | 1276.2599 | 1218.1782 | 1171.8828 | 1137.3738 | 1102.8648 | 1068.3558 | 951.8071 | 1033.8468 | 999.3377 | 964.8287 | 930.3197 | 895.8107 | 861.3017 | 0 | 0 | 0 | 0 | 0 | 0 | 0 | 0 | 0 | 0 | 0 | 0 | 0 | 0 | 0 | 0 | 0 | 0 | 0 | 0 | 0 | 0 | 0
| 0 | 2024 | 1694.4879 | 0 | 0 | 0 | 0 | 2625.4499 | 2466.6648 | 2309.4478 | 2192.3765 | 2090.3599 | 1999.6342 | 1931.4904 | 1874.6376 | 1817.7847 | 1760.9319 | 1704.0791 | 1647.2263 | 1590.3735 | 1533.5207 | 1476.6679 | 1419.815 | 1362.9622 | 1306.1094 | 1249.2566 | 1192.4038 | 1147.0879 | 1113.3091 | 1079.5302 | 950.0949 | 1045.7514 | 1011.9725 | 978.1936 | 944.4148 | 910.6359 | 876.857 | 843.0782 | 0 | 0 | 0 | 0 | 0 | 0 | 0 | 0 | 0 | 0 | 0 | 0 | 0 | 0 | 0 | 0 | 0 | 0 | 0 | 0 | 0 | 0
| 0 | 2025 | 1657.8608 | 0 | 0 | 0 | 0 | 0 | 2568.6996 | 2413.3467 | 2259.528 | 2144.9873 | 2045.1757 | 1956.4111 | 1889.7403 | 1834.1164 | 1778.4925 | 1722.8686 | 1667.2446 | 1611.6207 | 1555.9968 | 1500.3729 | 1444.749 | 1389.1251 | 1333.5012 | 1277.8772 | 1222.2533 | 1166.6294 | 1122.2931 | 1089.2444 | 947.816 | 1056.1957 | 1023.1469 | 990.0982 | 957.0495 | 924.0008 | 890.9521 | 857.9034 | 824.8546 | 0 | 0 | 0 | 0 | 0 | 0 | 0 | 0 | 0 | 0 | 0 | 0 | 0 | 0 | 0 | 0 | 0 | 0 | 0 | 0 | 0
| 0 | 2026 | 1621.2336 | 0 | 0 | 0 | 0 | 0 | 0 | 2511.9492 | 2360.0285 | 2209.6082 | 2097.598 | 1999.9916 | 1913.1881 | 1847.9902 | 1793.5952 | 1739.2002 | 1684.8052 | 1630.4102 | 1576.0152 | 1521.6201 | 1467.2251 | 1412.8301 | 1358.4351 | 1304.0401 | 1249.6451 | 1195.2501 | 1140.855 | 1097.4983 | 944.9545 | 1065.1797 | 1032.8611 | 1000.5425 | 968.224 | 935.9054 | 903.5868 | 871.2682 | 838.9497 | 806.6311 | 0 | 0 | 0 | 0 | 0 | 0 | 0 | 0 | 0 | 0 | 0 | 0 | 0 | 0 | 0 | 0 | 0 | 0 | 0 | 0
| 0 | 2027 | 1584.6065 | 0 | 0 | 0 | 0 | 0 | 0 | 0 | 2455.1989 | 2306.7104 | 2159.6884 | 2050.2088 | 1954.8075 | 1869.965 | 1806.2401 | 1753.074 | 1699.9079 | 1646.7418 | 1593.5757 | 1540.4096 | 1487.2435 | 1434.0774 | 1380.9112 | 1327.7451 | 1274.579 | 1221.4129 | 1168.2468 | 1115.0807 | 941.4946 | 1072.7034 | 1041.115 | 1009.5266 | 977.9381 | 946.3497 | 914.7613 | 883.1728 | 851.5844 | 819.996 | 788.4076 | 0 | 0 | 0 | 0 | 0 | 0 | 0 | 0 | 0 | 0 | 0 | 0 | 0 | 0 | 0 | 0 | 0 | 0 | 0
| 0 | 2028 | 1547.9793 | 0 | 0 | 0 | 0 | 0 | 0 | 0 | 0 | 2398.4486 | 2253.3923 | 2109.7686 | 2002.8195 | 1909.6234 | 1826.742 | 1764.4901 | 1712.5529 | 1660.6156 | 1608.6784 | 1556.7412 | 1504.804 | 1452.8668 | 1400.9296 | 1348.9924 | 1297.0552 | 1245.1179 | 1193.1807 | 1141.2435 | 938.5928 | 1089.3063 | 1047.9086 | 1017.0503 | 986.192 | 955.3337 | 924.4754 | 893.6172 | 862.7589 | 831.9006 | 801.0423 | 770.184 | 0 | 0 | 0 | 0 | 0 | 0 | 0 | 0 | 0 | 0 | 0 | 0 | 0 | 0 | 0 | 0 | 0 | 0
| 0 | 2029 | 1511.3521 | 0 | 0 | 0 | 0 | 0 | 0 | 0 | 0 | 0 | 2341.6982 | 2200.0742 | 2059.8488 | 1955.4303 | 1864.4393 | 1783.519 | 1722.74 | 1672.0317 | 1621.3234 | 1570.6151 | 1519.9067 | 1469.1984 | 1418.4901 | 1367.7818 | 1317.0735 | 1266.3652 | 1215.6569 | 1164.9486 | 936.9507 | 1114.2402 | 1063.5319 | 1023.1137 | 992.9856 | 962.8574 | 932.7293 | 902.6012 | 872.473 | 842.3449 | 812.2168 | 782.0886 | 751.9605 | 0 | 0 | 0 | 0 | 0 | 0 | 0 | 0 | 0 | 0 | 0 | 0 | 0 | 0 | 0 | 0 | 0
| 0 | 2030 | 1474.725 | 0 | 0 | 0 | 0 | 0 | 0 | 0 | 0 | 0 | 0 | 2284.9479 | 2146.756 | 2009.929 | 1908.041 | 1819.2552 | 1740.2959 | 1680.9899 | 1631.5105 | 1582.0311 | 1532.5517 | 1483.0723 | 1433.5929 | 1384.1134 | 1334.634 | 1285.1546 | 1235.6752 | 1186.1958 | 936.0042 | 1136.7164 | 1087.237 | 1037.7576 | 998.3189 | 968.9209 | 939.5229 | 910.1249 | 880.7269 | 851.3289 | 821.9309 | 792.5329 | 763.135 | 733.737 | 0 | 0 | 0 | 0 | 0 | 0 | 0 | 0 | 0 | 0 | 0 | 0 | 0 | 0 | 0 | 0
| 0 | 2031 | 1458.3754 | 0 | 0 | 0 | 0 | 0 | 0 | 0 | 0 | 0 | 0 | 0 | 2259.6158 | 2122.956 | 1987.6459 | 1886.8875 | 1799.086 | 1721.0021 | 1662.3536 | 1613.4227 | 1564.4919 | 1515.561 | 1466.6302 | 1417.6993 | 1368.7685 | 1319.8376 | 1270.9067 | 1221.9759 | 948.5313 | 1173.045 | 1124.1142 | 1075.1833 | 1026.2524 | 987.251 | 958.1789 | 929.1069 | 900.0348 | 870.9627 | 841.8907 | 812.8186 | 783.7465 | 754.6745 | 725.6024 | 0 | 0 | 0 | 0 | 0 | 0 | 0 | 0 | 0 | 0 | 0 | 0 | 0 | 0 | 0
| 0 | 2032 | 1442.0259 | 0 | 0 | 0 | 0 | 0 | 0 | 0 | 0 | 0 | 0 | 0 | 0 | 2234.2837 | 2099.1559 | 1965.3628 | 1865.734 | 1778.9168 | 1701.7083 | 1643.7173 | 1595.335 | 1546.9527 | 1498.5704 | 1450.1881 | 1401.8058 | 1353.4235 | 1305.0412 | 1256.6589 | 961.7049 | 1208.2765 | 1159.8942 | 1111.5119 | 1063.1296 | 1014.7473 | 976.1831 | 947.437 | 918.6908 | 889.9447 | 861.1985 | 832.4524 | 803.7062 | 774.9601 | 746.2139 | 717.4678 | 0 | 0 | 0 | 0 | 0 | 0 | 0 | 0 | 0 | 0 | 0 | 0 | 0 | 0
| 0 | 2033 | 1425.6763 | 0 | 0 | 0 | 0 | 0 | 0 | 0 | 0 | 0 | 0 | 0 | 0 | 0 | 2208.9515 | 2075.3559 | 1943.0797 | 1844.5804 | 1758.7476 | 1682.4145 | 1625.081 | 1577.2472 | 1529.4135 | 1481.5797 | 1433.746 | 1385.9122 | 1338.0785 | 1290.2447 | 975.3294 | 1242.411 | 1194.5772 | 1146.7435 | 1098.9097 | 1051.076 | 1003.2422 | 965.1152 | 936.695 | 908.2748 | 879.8546 | 851.4343 | 823.0141 | 794.5939 | 766.1737 | 737.7534 | 709.3332 | 0 | 0 | 0 | 0 | 0 | 0 | 0 | 0 | 0 | 0 | 0 | 0 | 0
| 0 | 2034 | 1409.3267 | 0 | 0 | 0 | 0 | 0 | 0 | 0 | 0 | 0 | 0 | 0 | 0 | 0 | 0 | 2183.6194 | 2051.5559 | 1920.7966 | 1823.4269 | 1738.5784 | 1663.1207 | 1606.4446 | 1559.1594 | 1511.8742 | 1464.5891 | 1417.3039 | 1370.0187 | 1322.7335 | 989.2524 | 1275.4483 | 1228.1631 | 1180.8779 | 1133.5927 | 1086.3075 | 1039.0223 | 991.7371 | 954.0474 | 925.9531 | 897.8587 | 869.7644 | 841.6701 | 813.5758 | 785.4815 | 757.3872 | 729.2929 | 701.1986 | 0 | 0 | 0 | 0 | 0 | 0 | 0 | 0 | 0 | 0 | 0 | 0
| 0 | 2035 | 1392.9772 | 0 | 0 | 0 | 0 | 0 | 0 | 0 | 0 | 0 | 0 | 0 | 0 | 0 | 0 | 0 | 2158.2873 | 2027.7558 | 1898.5135 | 1802.2734 | 1718.4092 | 1643.8269 | 1587.8083 | 1541.0717 | 1494.335 | 1447.5984 | 1400.8618 | 1354.1251 | 1003.3523 | 1307.3885 | 1260.6518 | 1213.9152 | 1167.1786 | 1120.4419 | 1073.7053 | 1026.9686 | 980.232 | 942.9795 | 915.2111 | 887.4427 | 859.6743 | 831.906 | 804.1376 | 776.3692 | 748.6008 | 720.8324 | 693.064 | 0 | 0 | 0 | 0 | 0 | 0 | 0 | 0 | 0 | 0 | 0
| 0 | 2036 | 1376.6276 | 0 | 0 | 0 | 0 | 0 | 0 | 0 | 0 | 0 | 0 | 0 | 0 | 0 | 0 | 0 | 0 | 2132.9552 | 2003.9558 | 1876.2304 | 1781.1199 | 1698.24 | 1624.533 | 1569.172 | 1522.9839 | 1476.7958 | 1430.6077 | 1384.4197 | 1017.5307 | 1338.2316 | 1292.0435 | 1245.8554 | 1199.6673 | 1153.4792 | 1107.2911 | 1061.103 | 1014.915 | 968.7269 | 931.9116 | 904.4691 | 877.0267 | 849.5842 | 822.1418 | 794.6993 | 767.2568 | 739.8144 | 712.3719 | 684.9295 | 0 | 0 | 0 | 0 | 0 | 0 | 0 | 0 | 0 | 0
| 0 | 2037 | 1360.2781 | 0 | 0 | 0 | 0 | 0 | 0 | 0 | 0 | 0 | 0 | 0 | 0 | 0 | 0 | 0 | 0 | 0 | 2107.6231 | 1980.1557 | 1853.9472 | 1759.9663 | 1678.0708 | 1605.2392 | 1550.5357 | 1504.8961 | 1459.2566 | 1413.6171 | 1031.7059 | 1367.9776 | 1322.338 | 1276.6985 | 1231.059 | 1185.4194 | 1139.7799 | 1094.1404 | 1048.5008 | 1002.8613 | 957.2218 | 920.8437 | 893.7272 | 866.6106 | 839.4941 | 812.3776 | 785.261 | 758.1445 | 731.028 | 703.9114 | 676.7949 | 0 | 0 | 0 | 0 | 0 | 0 | 0 | 0 | 0
| 0 | 2038 | 1343.9285 | 0 | 0 | 0 | 0 | 0 | 0 | 0 | 0 | 0 | 0 | 0 | 0 | 0 | 0 | 0 | 0 | 0 | 0 | 2082.291 | 1956.3557 | 1831.6641 | 1738.8128 | 1657.9016 | 1585.9454 | 1531.8994 | 1486.8084 | 1441.7174 | 1045.8096 | 1396.6264 | 1351.5354 | 1306.4445 | 1261.3535 | 1216.2625 | 1171.1715 | 1126.0806 | 1080.9896 | 1035.8986 | 990.8076 | 945.7166 | 909.7758 | 882.9852 | 856.1946 | 829.404 | 802.6134 | 775.8228 | 749.0321 | 722.2415 | 695.4509 | 668.6603 | 0 | 0 | 0 | 0 | 0 | 0 | 0 | 0
| 0 | 2039 | 1327.5789 | 0 | 0 | 0 | 0 | 0 | 0 | 0 | 0 | 0 | 0 | 0 | 0 | 0 | 0 | 0 | 0 | 0 | 0 | 0 | 2056.9589 | 1932.5556 | 1809.381 | 1717.6593 | 1637.7324 | 1566.6516 | 1513.263 | 1468.7206 | 1059.7836 | 1424.1782 | 1379.6358 | 1335.0933 | 1290.5509 | 1246.0085 | 1201.4661 | 1156.9236 | 1112.3812 | 1067.8388 | 1023.2964 | 978.754 | 934.2115 | 898.708 | 872.2433 | 845.7786 | 819.3139 | 792.8492 | 766.3845 | 739.9198 | 713.4551 | 686.9904 | 660.5257 | 0 | 0 | 0 | 0 | 0 | 0 | 0
| 2020-2023 | 30% |  | 41242.8452 | [27 empty] | 2064: 0; 2065: 0; 2066: 0; 2067: 0; 2068: 0; 2069: 0; 2070: 0; 2071: 0; 2072: 0; 2073: 0; 2074: 0
| 2024 | 26% |  | 35743.7992 | [36 empty] | 0 | 0 | 0 | 0 | 0 | 0 | 0 | 0 | 0 | 0 | 0 | 0 | 0 | 0 | 0 | 0 | 0 | 0 | 0
| 2025 | 22% |  | 30244.7532 | [36 empty] | 0 | 0 | 0 | 0 | 0 | 0 | 0 | 0 | 0 | 0 | 0 | 0 | 0 | 0 | 0 | 0 | 0 | 0 | 0
| Start 2026 | 10% |  | 13747.6151 | [36 empty] | 0 | 0 | 0 | 0 | 0 | 0 | 0 | 0 | 0 | 0 | 0 | 0 | 0 | 0 | 0 | 0 | 0 | 0 | 0
[41 empty] | 0 | 0 | 0 | 0 | 0 | 0 | 0 | 0 | 0 | 0 | 0 | 0 | 0 | 0 | 0 | 0 | 0 | 0 | 0
[41 empty] | 0 | 0 | 0 | 0 | 0 | 0 | 0 | 0 | 0 | 0 | 0 | 0 | 0 | 0 | 0 | 0 | 0 | 0 | 0
Amortization
|  | 30% |  | 2062.1423 | 2062.1423 | 2062.1423 | 2062.1423 | 2062.1423 | 2062.1423 | 2062.1423 | 2062.1423 | 2062.1423 | 2062.1423 | 2062.1423 | 2062.1423 | 2062.1423 | 2062.1423 | 2062.1423 | 2062.1423 | 2062.1423 | 2062.1423 | 2062.1423 | 2062.1423 | 2062.1423 | 2062.1423 | 2062.1423 | 2062.1423 | 2062.1423 | 2062.1423 | 2062.1423 | 2062.1423 | 2062.1423 | 2062.1423 | 2062.1423 | 2062.1423 | 2062.1423 | 2062.1423 | 2062.1423 | 2062.1423 | 2062.1423 | 2062.1423 | 2062.1423 | 2062.1423 | 2062.1423 | 2062.1423 | 2062.1423 | 2062.1423 | 2062.1423 | 2062.1423 | 2062.1423 | 2062.1423 | 2062.1423 | 2062.1423 | 2062.1423 | 2062.1423 | 2062.1423 | 2062.1423 | 2062.1423 | 2062.1423
|  | 26% |  | 1787.19 | 1787.19 | 1787.19 | 1787.19 | 1787.19 | 1787.19 | 1787.19 | 1787.19 | 1787.19 | 1787.19 | 1787.19 | 1787.19 | 1787.19 | 1787.19 | 1787.19 | 1787.19 | 1787.19 | 1787.19 | 1787.19 | 1787.19 | 1787.19 | 1787.19 | 1787.19 | 1787.19 | 1787.19 | 1787.19 | 1787.19 | 1787.19 | 1787.19 | 1787.19 | 1787.19 | 1787.19 | 1787.19 | 1787.19 | 1787.19 | 1787.19 | 1787.19 | 1787.19 | 1787.19 | 1787.19 | 1787.19 | 1787.19 | 1787.19 | 1787.19 | 1787.19 | 1787.19 | 1787.19 | 1787.19 | 1787.19 | 1787.19 | 1787.19 | 1787.19 | 1787.19 | 1787.19 | 1787.19 | 1787.19
|  | 22% |  | 1512.2377 | 1512.2377 | 1512.2377 | 1512.2377 | 1512.2377 | 1512.2377 | 1512.2377 | 1512.2377 | 1512.2377 | 1512.2377 | 1512.2377 | 1512.2377 | 1512.2377 | 1512.2377 | 1512.2377 | 1512.2377 | 1512.2377 | 1512.2377 | 1512.2377 | 1512.2377 | 1512.2377 | 1512.2377 | 1512.2377 | 1512.2377 | 1512.2377 | 1512.2377 | 1512.2377 | 1512.2377 | 1512.2377 | 1512.2377 | 1512.2377 | 1512.2377 | 1512.2377 | 1512.2377 | 1512.2377 | 1512.2377 | 1512.2377 | 1512.2377 | 1512.2377 | 1512.2377 | 1512.2377 | 1512.2377 | 1512.2377 | 1512.2377 | 1512.2377 | 1512.2377 | 1512.2377 | 1512.2377 | 1512.2377 | 1512.2377 | 1512.2377 | 1512.2377 | 1512.2377 | 1512.2377 | 1512.2377 | 1512.2377
|  | 10% |  | 687.3808 | 687.3808 | 687.3808 | 687.3808 | 687.3808 | 687.3808 | 687.3808 | 687.3808 | 687.3808 | 687.3808 | 687.3808 | 687.3808 | 687.3808 | 687.3808 | 687.3808 | 687.3808 | 687.3808 | 687.3808 | 687.3808 | 687.3808 | 687.3808 | 687.3808 | 687.3808 | 687.3808 | 687.3808 | 687.3808 | 687.3808 | 687.3808 | 687.3808 | 687.3808 | 687.3808 | 687.3808 | 687.3808 | 687.3808 | 687.3808 | 687.3808 | 687.3808 | 687.3808 | 687.3808 | 687.3808 | 687.3808 | 687.3808 | 687.3808 | 687.3808 | 687.3808 | 687.3808 | 687.3808 | 687.3808 | 687.3808 | 687.3808 | 687.3808 | 687.3808 | 687.3808 | 687.3808 | 687.3808 | 687.3808
|  |  |  | 2020 | 2021 | 2022 | 2023 | 2024 | 2025 | 2026 | 2027 | 2028 | 2029 | 2030 | 2031 | 2032 | 2033 | 2034 | 2035 | 2036 | 2037 | 2038 | 2039 | 2040 | 2041 | 2042 | 2043 | 2044 | 2045 | 2046 | 2047 | 2048 | 2049 | 2050 | 2051 | 2052 | 2053 | 2054 | 2055 | 2056 | 2057 | 2058 | 2059 | 2060 | 2061 | 2062 | 2063 | 2064 | 2065 | 2066 | 2067 | 2068 | 2069 | 2070 | 2071 | 2072 | 2073 | 2074 | 2075
|  | ITC Base |  | 30244.7532 | 30244.7532 | 30244.7532 | 30244.7532 | 30244.7532 | 30244.7532 | 30244.7532 | 30244.7532 | 30244.7532 | 30244.7532 | 30244.7532 | 30244.7532 | 30244.7532 | 30244.7532 | 30244.7532 | 30244.7532 | 30244.7532 | 30244.7532 | 30244.7532 | 30244.7532 | 30244.7532 | 30244.7532 | 30244.7532 | 30244.7532 | 30244.7532 | 30244.7532 | 30244.7532 | 30244.7532 | 30244.7532 | 30244.7532 | 30244.7532 | 30244.7532 | 30244.7532 | 30244.7532 | 30244.7532 | 30244.7532 | 30244.7532 | 30244.7532 | 30244.7532 | 30244.7532 | 30244.7532 | 30244.7532 | 30244.7532 | 30244.7532 | 30244.7532 | 30244.7532 | 30244.7532 | 30244.7532 | 30244.7532 | 30244.7532 | 30244.7532 | 30244.7532 | 30244.7532 | 30244.7532 | 30244.7532 | 30244.7532
|  | Accum ITC Amort |  | 1512.2377 | 3024.4753 | 4536.713 | 6048.9506 | 7561.1883 | 9073.426 | 10585.6636 | 12097.9013 | 13610.1389 | 15122.3766 | 16634.6142 | 18146.8519 | 19659.0896 | 21171.3272 | 22683.5649 | 24195.8025 | 25708.0402 | 27220.2779 | 28732.5155 | 30244.7532 | 31756.9908 | 33269.2285 | 34781.4661 | 36293.7038 | 37805.9415 | 39318.1791 | 40830.4168 | 42342.6544 | 43854.8921 | 45367.1298 | 46879.3674 | 48391.6051 | 49903.8427 | 51416.0804 | 52928.318 | 54440.5557 | 55952.7934 | 57465.031 | 58977.2687 | 60489.5063 | 62001.744 | 63513.9817 | 65026.2193 | 66538.457 | 68050.6946 | 69562.9323 | 71075.1699 | 72587.4076 | 74099.6453 | 75611.8829 | 77124.1206 | 78636.3582 | 80148.5959 | 81660.8336 | 83173.0712 | 84685.3089
|  | Ratebase |  | 28732.5155 | 27220.2779 | 25708.0402 | 24195.8025 | 22683.5649 | 21171.3272 | 19659.0896 | 18146.8519 | 16634.6142 | 15122.3766 | 13610.1389 | 12097.9013 | 10585.6636 | 9073.426 | 7561.1883 | 6048.9506 | 4536.713 | 3024.4753 | 1512.2377 | 0 | -1512.2377 | -3024.4753 | -4536.713 | -6048.9506 | -7561.1883 | -9073.426 | -10585.6636 | -12097.9013 | -13610.1389 | -15122.3766 | -16634.6142 | -18146.8519 | -19659.0896 | -21171.3272 | -22683.5649 | -24195.8025 | -25708.0402 | -27220.2779 | -28732.5155 | -30244.7532 | -31756.9908 | -33269.2285 | -34781.4661 | -36293.7038 | -37805.9415 | -39318.1791 | -40830.4168 | -42342.6544 | -43854.8921 | -45367.1298 | -46879.3674 | -48391.6051 | -49903.8427 | -51416.0804 | -52928.318 | -54440.5557
|  | Tax Basis |  | 122353.7742 | 122353.7742 | 122353.7742 | 122353.7742 | 122353.7742 | 122353.7742 | 122353.7742 | 122353.7742 | 122353.7742 | 122353.7742 | 122353.7742 | 122353.7742 | 122353.7742 | 122353.7742 | 122353.7742 | 122353.7742 | 122353.7742 | 122353.7742 | 122353.7742 | 122353.7742 | 122353.7742 | 122353.7742 | 122353.7742 | 122353.7742 | 122353.7742 | 122353.7742 | 122353.7742 | 122353.7742 | 122353.7742 | 122353.7742 | 122353.7742 | 122353.7742 | 122353.7742 | 122353.7742 | 122353.7742 | 122353.7742 | 122353.7742 | 122353.7742 | 122353.7742 | 122353.7742 | 122353.7742 | 122353.7742 | 122353.7742 | 122353.7742 | 122353.7742 | 122353.7742 | 122353.7742 | 122353.7742 | 122353.7742 | 122353.7742 | 122353.7742 | 122353.7742 | 122353.7742 | 122353.7742 | 122353.7742 | 122353.7742
|  | Book Depreciation |  | 4078.4591 | 4078.4591 | 4078.4591 | 4078.4591 | 4078.4591 | 4078.4591 | 4078.4591 | 4078.4591 | 4078.4591 | 4078.4591 | 4078.4591 | 4078.4591 | 4078.4591 | 4078.4591 | 4078.4591 | 4078.4591 | 4078.4591 | 4078.4591 | 4078.4591 | 4078.4591 | 4078.4591 | 4078.4591 | 4078.4591 | 4078.4591 | 4078.4591 | 4078.4591 | 4078.4591 | 4078.4591 | 4078.4591 | 4078.4591 | 4078.4591 | 4078.4591 | 4078.4591 | 4078.4591 | 4078.4591 | 4078.4591 | 4078.4591 | 4078.4591 | 4078.4591 | 4078.4591 | 4078.4591 | 4078.4591 | 4078.4591 | 4078.4591 | 4078.4591 | 4078.4591 | 4078.4591 | 4078.4591 | 4078.4591 | 4078.4591 | 4078.4591 | 4078.4591 | 4078.4591 | 4078.4591 | 4078.4591 | 4078.4591
|  | Tax Depreciation |  | 24470.7548 | 39153.2077 | 23491.9246 | 14095.1548 | 14095.1548 | 7047.5774 | 0 | 0 | 0 | 0 | 0 | 0 | 0 | 0 | 0 | 0 | 0 | 0 | 0 | 0 | 0 | 0 | 0 | 0 | 0 | 0 | 0 | 0 | 0 | 0 | 0 | 0 | 0 | 0 | 0 | 0 | 0 | 0 | 0 | 0 | 0 | 0 | 0 | 0 | 0 | 0 | 0 | 0 | 0 | 0 | 0 | 0 | 0 | 0 | 0 | 0
|  | Difference between book and tax |  | -20392.2957 | -35074.7486 | -19413.4655 | -10016.6956 | -10016.6956 | -2969.1183 | 4078.4591 | 4078.4591 | 4078.4591 | 4078.4591 | 4078.4591 | 4078.4591 | 4078.4591 | 4078.4591 | 4078.4591 | 4078.4591 | 4078.4591 | 4078.4591 | 4078.4591 | 4078.4591 | 4078.4591 | 4078.4591 | 4078.4591 | 4078.4591 | 4078.4591 | 4078.4591 | 4078.4591 | 4078.4591 | 4078.4591 | 4078.4591 | 4078.4591 | 4078.4591 | 4078.4591 | 4078.4591 | 4078.4591 | 4078.4591 | 4078.4591 | 4078.4591 | 4078.4591 | 4078.4591 | 4078.4591 | 4078.4591 | 4078.4591 | 4078.4591 | 4078.4591 | 4078.4591 | 4078.4591 | 4078.4591 | 4078.4591 | 4078.4591 | 4078.4591 | 4078.4591 | 4078.4591 | 4078.4591 | 4078.4591 | 4078.4591
|  | Deferred Tax |  | -4282.3821 | -7365.6972 | -4076.8278 | -2103.5061 | -2103.5061 | -623.5148 | 856.4764 | 856.4764 | 856.4764 | 856.4764 | 856.4764 | 856.4764 | 856.4764 | 856.4764 | 856.4764 | 856.4764 | 856.4764 | 856.4764 | 856.4764 | 856.4764 | 856.4764 | 856.4764 | 856.4764 | 856.4764 | 856.4764 | 856.4764 | 856.4764 | 856.4764 | 856.4764 | 856.4764 | 856.4764 | 856.4764 | 856.4764 | 856.4764 | 856.4764 | 856.4764 | 856.4764 | 856.4764 | 856.4764 | 856.4764 | 856.4764 | 856.4764 | 856.4764 | 856.4764 | 856.4764 | 856.4764 | 856.4764 | 856.4764 | 856.4764 | 856.4764 | 856.4764 | 856.4764 | 856.4764 | 856.4764 | 856.4764 | 856.4764
|  | Accum Defered Tax |  | -4282.3821 | -11648.0793 | -15724.9071 | -17828.4131 | -19931.9192 | -20555.4341 | -19698.9576 | -18842.4812 | -17986.0048 | -17129.5284 | -16273.052 | -15416.5755 | -14560.0991 | -13703.6227 | -12847.1463 | -11990.6699 | -11134.1935 | -10277.717 | -9421.2406 | -8564.7642 | -7708.2878 | -6851.8114 | -5995.3349 | -5138.8585 | -4282.3821 | -3425.9057 | -2569.4293 | -1712.9528 | -856.4764 | -4.7748e-12 | 856.4764 | 1712.9528 | 2569.4293 | 3425.9057 | 4282.3821 | 5138.8585 | 5995.3349 | 6851.8114 | 7708.2878 | 8564.7642 | 9421.2406 | 10277.717 | 11134.1935 | 11990.6699 | 12847.1463 | 13703.6227 | 14560.0991 | 15416.5755 | 16273.052 | 17129.5284 | 17986.0048 | 18842.4812 | 19698.9576 | 20555.4341 | 21411.9105 | 22268.3869
|  | Revenue Requirement |  | 14810.9754 | 13915.2193 | 13028.3099 | 12367.8745 | 11792.3668 | 11280.555 | 10896.1349 | 10575.4106 | 10254.6863 | 9933.9619 | 9613.2376 | 9292.5133 | 8971.789 | 8651.0647 | 8330.3403 | 8009.616 | 7688.8917 | 7368.1674 | 7047.4431 | 6726.7187 | 6471.0781 | 6280.521 | 6089.964 | 5899.407 | 5708.85 | 5518.2929 | 5327.7359 | 5137.1789 | 4946.6219 | 4756.0648 | 0 | 0 | 0 | 0 | 0 | 0 | 0 | 0 | 0 | 0 | 0 | 0 | 0 | 0 | 0 | 0 | 0 | 0 | 0 | 0 | 0 | 0 | 0 | 0 | 0 | 0
|  | Depreciation |  | 4582.5384 | 4582.5384 | 4582.5384 | 4582.5384 | 4582.5384 | 4582.5384 | 4582.5384 | 4582.5384 | 4582.5384 | 4582.5384 | 4582.5384 | 4582.5384 | 4582.5384 | 4582.5384 | 4582.5384 | 4582.5384 | 4582.5384 | 4582.5384 | 4582.5384 | 4582.5384 | 4582.5384 | 4582.5384 | 4582.5384 | 4582.5384 | 4582.5384 | 4582.5384 | 4582.5384 | 4582.5384 | 4582.5384 | 4582.5384 | 0 | 0 | 0 | 0 | 0 | 0 | 0 | 0 | 0 | 0 | 0 | 0 | 0 | 0 | 0 | 0 | 0 | 0 | 0 | 0 | 0 | 0 | 0 | 0 | 0 | 0
|  | Insurance |  | 65.8511 | 65.8511 | 65.8511 | 65.8511 | 65.8511 | 65.8511 | 65.8511 | 65.8511 | 65.8511 | 65.8511 | 65.8511 | 65.8511 | 65.8511 | 65.8511 | 65.8511 | 65.8511 | 65.8511 | 65.8511 | 65.8511 | 65.8511 | 65.8511 | 65.8511 | 65.8511 | 65.8511 | 65.8511 | 65.8511 | 65.8511 | 65.8511 | 65.8511 | 65.8511 | 0 | 0 | 0 | 0 | 0 | 0 | 0 | 0 | 0 | 0 | 0 | 0 | 0 | 0 | 0 | 0 | 0 | 0 | 0 | 0 | 0 | 0 | 0 | 0 | 0 | 0
|  | Property Taxes |  | 624.9488 | 624.9488 | 624.9488 | 624.9488 | 624.9488 | 624.9488 | 624.9488 | 624.9488 | 624.9488 | 624.9488 | 624.9488 | 624.9488 | 624.9488 | 624.9488 | 624.9488 | 624.9488 | 624.9488 | 624.9488 | 624.9488 | 624.9488 | 624.9488 | 624.9488 | 624.9488 | 624.9488 | 624.9488 | 624.9488 | 624.9488 | 624.9488 | 624.9488 | 624.9488 | 0 | 0 | 0 | 0 | 0 | 0 | 0 | 0 | 0 | 0 | 0 | 0 | 0 | 0 | 0 | 0 | 0 | 0 | 0 | 0 | 0 | 0 | 0 | 0 | 0 | 0
|  | Current Taxes |  | -2808.7615 | -6461.2693 | -2952.1613 | -873.6374 | -994.494 | 560.9371 | 2143.1203 | 2075.7682 | 2008.4161 | 1941.064 | 1873.7119 | 1806.3598 | 1739.0077 | 1671.6556 | 1604.3035 | 1536.9514 | 1469.5993 | 1402.2472 | 1334.8951 | 1267.543 | 1213.8584 | 1173.8414 | 1133.8245 | 1093.8075 | 1053.7905 | 1013.7735 | 973.7566 | 933.7396 | 893.7226 | 853.7056 | 0 | 0 | 0 | 0 | 0 | 0 | 0 | 0 | 0 | 0 | 0 | 0 | 0 | 0 | 0 | 0 | 0 | 0 | 0 | 0 | 0 | 0 | 0 | 0 | 0 | 0
|  | DFIT |  |  | 8276.0643 | 4580.7053 |  | 2363.49 | 700.5785 | -962.3331 | -962.3331 | -962.3331 | -962.3331 | -962.3331 | -962.3331 | -962.3331 | -962.3331 | -962.3331 | -962.3331 | -962.3331 | -962.3331 | -962.3331 | -962.3331 | -962.3331 | -962.3331 | -962.3331 | -962.3331 | -962.3331 | -962.3331 | -962.3331 | -962.3331 | -962.3331 | -962.3331 | 0 | 0 | 0 | 0 | 0 | 0 | 0 | 0 | 0 | 0 | 0 | 0 | 0 | 0 | 0 | 0 | 0 | 0 | 0 | 0 | 0 | 0 | 0 | 0 | 0 | 0
|  | ITC |  | -1512.2377 | -1512.2377 | -1512.2377 | -1512.2377 | -1512.2377 | -1512.2377 | -1512.2377 | -1512.2377 | -1512.2377 | -1512.2377 | -1512.2377 | -1512.2377 | -1512.2377 | -1512.2377 | -1512.2377 | -1512.2377 | -1512.2377 | -1512.2377 | -1512.2377 | -1512.2377 | -1512.2377 | -1512.2377 | -1512.2377 | -1512.2377 | -1512.2377 | -1512.2377 | -1512.2377 | -1512.2377 | -1512.2377 | -1512.2377 | -1512.2377 | -1512.2377 | -1512.2377 | -1512.2377 | -1512.2377 | -1512.2377 | -1512.2377 | -1512.2377 | -1512.2377 | -1512.2377 | -1512.2377 | -1512.2377 | -1512.2377 | -1512.2377 | -1512.2377 | -1512.2377 | -1512.2377 | -1512.2377 | -1512.2377 | -1512.2377 | -1512.2377 | -1512.2377 | -1512.2377 | -1512.2377 | -1512.2377 | -1512.2377
|  | Total Operating Expenses |  | 952.3391 | 5575.8956 | 5389.6447 | 2887.4632 | 5130.0966 | 5022.6161 | 4941.8879 | 4874.5358 | 4807.1837 | 4739.8316 | 4672.4795 | 4605.1274 | 4537.7753 | 4470.4232 | 4403.0711 | 4335.719 | 4268.3668 | 4201.0147 | 4133.6626 | 4066.3105 | 4012.626 | 3972.609 | 3932.592 | 3892.5751 | 3852.5581 | 3812.5411 | 3772.5241 | 3732.5072 | 3692.4902 | 3652.4732 | -1512.2377 | -1512.2377 | -1512.2377 | -1512.2377 | -1512.2377 | -1512.2377 | -1512.2377 | -1512.2377 | -1512.2377 | -1512.2377 | -1512.2377 | -1512.2377 | -1512.2377 | -1512.2377 | -1512.2377 | -1512.2377 | -1512.2377 | -1512.2377 | -1512.2377 | -1512.2377 | -1512.2377 | -1512.2377 | -1512.2377 | -1512.2377 | -1512.2377 | -1512.2377
|  | Operating |  | 13858.6362 | 8339.3237 | 7638.6652 | 9480.4112 | 6662.2702 | 6257.9389 | 5954.247 | 5700.8748 | 5447.5026 | 5194.1303 | 4940.7581 | 4687.3859 | 4434.0137 | 4180.6415 | 3927.2693 | 3673.8971 | 3420.5249 | 3167.1526 | 2913.7804 | 2660.4082 | 2458.4521 | 2307.912 | 2157.372 | 2006.8319 | 1856.2919 | 1705.7518 | 1555.2118 | 1404.6717 | 1254.1317 | 1103.5916 | 1512.2377 | 1512.2377 | 1512.2377 | 1512.2377 | 1512.2377 | 1512.2377 | 1512.2377 | 1512.2377 | 1512.2377 | 1512.2377 | 1512.2377 | 1512.2377 | 1512.2377 | 1512.2377 | 1512.2377 | 1512.2377 | 1512.2377 | 1512.2377 | 1512.2377 | 1512.2377 | 1512.2377 | 1512.2377 | 1512.2377 | 1512.2377 | 1512.2377 | 1512.2377
|  | Ratebase |  | 133043.6905 | 122637.1125 | 112333.3117 | 104660.6064 | 97974.562 | 92028.5131 | 87562.4556 | 83836.3936 | 80110.3317 | 76384.2698 | 72658.2078 | 68932.1459 | 65206.0839 | 61480.022 | 57753.9601 | 54027.8981 | 50301.8362 | 46575.7742 | 42849.7123 | 39123.6504 | 36153.7073 | 33939.883 | 31726.0587 | 29512.2344 | 27298.4101 | 25084.5859 | 22870.7616 | 20656.9373 | 18443.113 | 16229.2887 | 0 | 0 | 0 | 0 | 0 | 0 | 0 | 0 | 0 | 0 | 0 | 0 | 0 | 0 | 0 | 0 | 0 | 0 | 0 | 0 | 0 | 0 | 0 | 0 | 0 | 0
|  | Return on Ratebase |  | 10.42% | 6.8% | 6.8% | 9.058% | 6.8% | 6.8% | 6.8% | 6.8% | 6.8% | 6.8% | 6.8% | 6.8% | 6.8% | 6.8% | 6.8% | 6.8% | 6.8% | 6.8% | 6.8% | 6.8% | 6.8% | 6.8% | 6.8% | 6.8% | 6.8% | 6.8% | 6.8% | 6.8% | 6.8% | 6.8% | #DIV/0! | #DIV/0! | #DIV/0! | #DIV/0! | #DIV/0! | #DIV/0! | #DIV/0! | #DIV/0! | #DIV/0! | #DIV/0! | #DIV/0! | #DIV/0! | #DIV/0! | #DIV/0! | #DIV/0! | #DIV/0! | #DIV/0! | #DIV/0! | #DIV/0! | #DIV/0! | #DIV/0! | #DIV/0! | #DIV/0! | #DIV/0! | #DIV/0! | #DIV/0!
|  | Revenue Requirement |  | 14810.9754 | 13915.2193 | 13028.3099 | 12367.8745 | 11792.3668 | 11280.555 | 10896.1349 | 10575.4106 | 10254.6863 | 9933.9619 | 9613.2376 | 9292.5133 | 8971.789 | 8651.0647 | 8330.3403 | 8009.616 | 7688.8917 | 7368.1674 | 7047.4431 | 6726.7187 | 6471.0781 | 6280.521 | 6089.964 | 5899.407 | 5708.85 | 5518.2929 | 5327.7359 | 5137.1789 | 4946.6219 | 4756.0648 | 0 | 0 | 0 | 0 | 0 | 0 | 0 | 0 | 0 | 0 | 0 | 0 | 0 | 0 | 0 | 0 | 0 | 0 | 0 | 0 | 0 | 0 | 0 | 0 | 0 | 0
|  | Tax Depreciation |  | 27495.2302 | 43992.3682 | 26395.4209 | 15837.2526 | 15837.2526 | 7918.6263 | 0 | 0 | 0 | 0 | 0 | 0 | 0 | 0 | 0 | 0 | 0 | 0 | 0 | 0 | 0 | 0 | 0 | 0 | 0 | 0 | 0 | 0 | 0 | 0 | 0 | 0 | 0 | 0 | 0 | 0 | 0 | 0 | 0 | 0 | 0 | 0 | 0 | 0 | 0 | 0 | 0 | 0 | 0 | 0 | 0 | 0 | 0 | 0 | 0 | 0
|  | Propety Taxes |  | 65.8511 | 65.8511 | 65.8511 | 65.8511 | 65.8511 | 65.8511 | 65.8511 | 65.8511 | 65.8511 | 65.8511 | 65.8511 | 65.8511 | 65.8511 | 65.8511 | 65.8511 | 65.8511 | 65.8511 | 65.8511 | 65.8511 | 65.8511 | 65.8511 | 65.8511 | 65.8511 | 65.8511 | 65.8511 | 65.8511 | 65.8511 | 65.8511 | 65.8511 | 65.8511 | 0 | 0 | 0 | 0 | 0 | 0 | 0 | 0 | 0 | 0 | 0 | 0 | 0 | 0 | 0 | 0 | 0 | 0 | 0 | 0 | 0 | 0 | 0 | 0 | 0 | 0
|  | Insurance |  | 624.9488 | 624.9488 | 624.9488 | 624.9488 | 624.9488 | 624.9488 | 624.9488 | 624.9488 | 624.9488 | 624.9488 | 624.9488 | 624.9488 | 624.9488 | 624.9488 | 624.9488 | 624.9488 | 624.9488 | 624.9488 | 624.9488 | 624.9488 | 624.9488 | 624.9488 | 624.9488 | 624.9488 | 624.9488 | 624.9488 | 624.9488 | 624.9488 | 624.9488 | 624.9488 | 0 | 0 | 0 | 0 | 0 | 0 | 0 | 0 | 0 | 0 | 0 | 0 | 0 | 0 | 0 | 0 | 0 | 0 | 0 | 0 | 0 | 0 | 0 | 0 | 0 | 0
|  | Expenses |  | 28186.0301 | 44683.1682 | 27086.2209 | 16528.0525 | 16528.0525 | 8609.4262 | 690.7999 | 690.7999 | 690.7999 | 690.7999 | 690.7999 | 690.7999 | 690.7999 | 690.7999 | 690.7999 | 690.7999 | 690.7999 | 690.7999 | 690.7999 | 690.7999 | 690.7999 | 690.7999 | 690.7999 | 690.7999 | 690.7999 | 690.7999 | 690.7999 | 690.7999 | 690.7999 | 690.7999 | 0 | 0 | 0 | 0 | 0 | 0 | 0 | 0 | 0 | 0 | 0 | 0 | 0 | 0 | 0 | 0 | 0 | 0 | 0 | 0 | 0 | 0 | 0 | 0 | 0 | 0
|  | Taxble Income |  | -13375.0547 | -30767.9489 | -14057.911 | -4160.178 | -4735.6857 | 2671.1288 | 10205.335 | 9884.6106 | 9563.8863 | 9243.162 | 8922.4377 | 8601.7134 | 8280.9891 | 7960.2647 | 7639.5404 | 7318.8161 | 6998.0918 | 6677.3675 | 6356.6431 | 6035.9188 | 5780.2782 | 5589.7211 | 5399.1641 | 5208.6071 | 5018.05 | 4827.493 | 4636.936 | 4446.379 | 4255.8219 | 4065.2649 | 0 | 0 | 0 | 0 | 0 | 0 | 0 | 0 | 0 | 0 | 0 | 0 | 0 | 0 | 0 | 0 | 0 | 0 | 0 | 0 | 0 | 0 | 0 | 0 | 0 | 0
|  | Tax Rate |  | 0.21 | 0.21 | 0.21 | 0.21 | 0.21 | 0.21 | 0.21 | 0.21 | 0.21 | 0.21 | 0.21 | 0.21 | 0.21 | 0.21 | 0.21 | 0.21 | 0.21 | 0.21 | 0.21 | 0.21 | 0.21 | 0.21 | 0.21 | 0.21 | 0.21 | 0.21 | 0.21 | 0.21 | 0.21 | 0.21 | 0.21 | 0.21 | 0.21 | 0.21 | 0.21 | 0.21 | 0.21 | 0.21 | 0.21 | 0.21 | 0.21 | 0.21 | 0.21 | 0.21 | 0.21 | 0.21 | 0.21 | 0.21 | 0.21 | 0.21 | 0.21 | 0.21 | 0.21 | 0.21 | 0.21 | 0.21
|  | Taxes |  | -2808.7615 | -6461.2693 | -2952.1613 | -873.6374 | -994.494 | 560.9371 | 2143.1203 | 2075.7682 | 2008.4161 | 1941.064 | 1873.7119 | 1806.3598 | 1739.0077 | 1671.6556 | 1604.3035 | 1536.9514 | 1469.5993 | 1402.2472 | 1334.8951 | 1267.543 | 1213.8584 | 1173.8414 | 1133.8245 | 1093.8075 | 1053.7905 | 1013.7735 | 973.7566 | 933.7396 | 893.7226 | 853.7056 | 0 | 0 | 0 | 0 | 0 | 0 | 0 | 0 | 0 | 0 | 0 | 0 | 0 | 0 | 0 | 0 | 0 | 0 | 0 | 0 | 0 | 0 | 0 | 0 | 0 | 0

## WA Solar ITC >2025 10%
Solar FINANCIALS
($ 1000s Unless Otherwise Indicated)
| Calendar Year of Fin. Close |  |  | 2020 | 2021 | 2022 | 2023 | 2024 | 2025 | 2026 | 2027 | 2028 | 2029 | 2030 | 2031 | 2032 | 2033 | 2034 | 2035 | 2036 | 2037 | 2038 | 2039 | 2040 | 2041 | 2042 | 2043 | 2044 | 2045 | 2046 | 2047 | 2048 | 2049 | 2050 | 2051 | 2052 | 2053 | 2054 | 2055 | 2056 | 2057 | 2058 | 2059 | 2060 | 2061 | 2062 | 2063 | 2064 | 2065 | 2066 | 2067 | 2068 | 2069 | 2070 | 2071 | 2072 | 2073 | 2074 | 2075
| Operating Year |  | 0 | 1 | 2 | 3 | 4 | 5 | 6 | 7 | 8 | 9 | 10 | 11 | 12 | 13 | 14 | 15 | 16 | 17 | 18 | 19 | 20 | 21 | 22 | 23 | 24 | 25 | 26 | 27 | 28 | 29 | 30 | 31 | 32 | 33 | 34 | 35 | 36 | 37 | 38 | 39 | 40 | 41 | 42 | 43 | 44 | 45 | 46 | 47 | 48 | 49 | 50 | 51 | 52 | 53 | 54 | 55 | 56
| Calendar Year | Capital Invest.
| 2020 | 137476.1508
| Gross plant |  | 2020 1: 137476.1508; 2021 2: 137476.1508; 2022 3: 137476.1508; 2023 4: 137476.1508; 2024 5: 137476.1508; 2025 6: 137476.1508; 2026 7: 137476.1508; 2027 8: 137476.1508; 2028 9: 137476.1508; 2029 10: 137476.1508; 2030 11: 137476.1508; 2031 12: 137476.1508; 2032 13: 137476.1508; 2033 14: 137476.1508; 2034 15: 137476.1508; 2035 16: 137476.1508; 2036 17: 137476.1508; 2037 18: 137476.1508; 2038 19: 137476.1508; 2039 20: 137476.1508; 2040 21: 137476.1508; 2041 22: 137476.1508; 2042 23: 137476.1508; 2043 24: 137476.1508; 2044 25: 137476.1508; 2045 26: 137476.1508; 2046 27: 137476.1508; 2047 28: 137476.1508; 2048 29: 137476.1508; 2049 30: 137476.1508
| Accumulated Deprectiation |  | 2020 1: 4582.5384; 2021 2: 9165.0767; 2022 3: 13747.6151; 2023 4: 18330.1534; 2024 5: 22912.6918; 2025 6: 27495.2302; 2026 7: 32077.7685; 2027 8: 36660.3069; 2028 9: 41242.8452; 2029 10: 45825.3836; 2030 11: 50407.9219; 2031 12: 54990.4603; 2032 13: 59572.9987; 2033 14: 64155.537; 2034 15: 68738.0754; 2035 16: 73320.6137; 2036 17: 77903.1521; 2037 18: 82485.6905; 2038 19: 87068.2288; 2039 20: 91650.7672; 2040 21: 96233.3055; 2041 22: 100815.8439; 2042 23: 105398.3823; 2043 24: 109980.9206; 2044 25: 114563.459; 2045 26: 119145.9973; 2046 27: 123728.5357; 2047 28: 128311.0741; 2048 29: 132893.6124; 2049 30: 137476.1508
| Net book value |  | 2020 1: 132893.6124; 2021 2: 128311.0741; 2022 3: 123728.5357; 2023 4: 119145.9973; 2024 5: 114563.459; 2025 6: 109980.9206; 2026 7: 105398.3823; 2027 8: 100815.8439; 2028 9: 96233.3055; 2029 10: 91650.7672; 2030 11: 87068.2288; 2031 12: 82485.6905; 2032 13: 77903.1521; 2033 14: 73320.6137; 2034 15: 68738.0754; 2035 16: 64155.537; 2036 17: 59572.9987; 2037 18: 54990.4603; 2038 19: 50407.9219; 2039 20: 45825.3836; 2040 21: 41242.8452; 2041 22: 36660.3069; 2042 23: 32077.7685; 2043 24: 27495.2302; 2044 25: 22912.6918; 2045 26: 18330.1534; 2046 27: 13747.6151; 2047 28: 9165.0767; 2048 29: 4582.5384; 2049 30: 0
| ITC |  | 2020 1: 0; 2021 2: 0; 2022 3: 0; 2023 4: 0; 2024 5: 0; 2025 6: 0; 2026 7: 0; 2027 8: 0; 2028 9: 0; 2029 10: 0; 2030 11: 0; 2031 12: 0; 2032 13: 0; 2033 14: 0; 2034 15: 0; 2035 16: 0; 2036 17: 0; 2037 18: 0; 2038 19: 0; 2039 20: 0; 2040 21: 0; 2041 22: 0; 2042 23: 0; 2043 24: 0; 2044 25: 0; 2045 26: 0; 2046 27: 0; 2047 28: 0; 2048 29: 0; 2049 30: 0
| Accumulated deffered income tax |  | 2020 1: -4571.082; 2021 2: -12433.3431; 2022 3: -16785.0132; 2023 4: -19030.3286; 2024 5: -21275.6441; 2025 6: -21941.1937; 2026 7: -21026.9773; 2027 8: -20112.7609; 2028 9: -19198.5445; 2029 10: -18284.3281; 2030 11: -17370.1116; 2031 12: -16455.8952; 2032 13: -15541.6788; 2033 14: -14627.4624; 2034 15: -13713.246; 2035 16: -12799.0296; 2036 17: -11884.8132; 2037 18: -10970.5968; 2038 19: -10056.3804; 2039 20: -9142.164; 2040 21: -8227.9476; 2041 22: -7313.7312; 2042 23: -6399.5148; 2043 24: -5485.2984; 2044 25: -4571.082; 2045 26: -3656.8656; 2046 27: -2742.6492; 2047 28: -1828.4328; 2048 29: -914.2164; 2049 30: -1.3642e-12
| Rate Base |  | 2020 1: 128322.5304; 2021 2: 115877.731; 2022 3: 106943.5225; 2023 4: 100115.6687; 2024 5: 93287.8149; 2025 6: 88039.727; 2026 7: 84371.405; 2027 8: 80703.083; 2028 9: 77034.7611; 2029 10: 73366.4391; 2030 11: 69698.1172; 2031 12: 66029.7952; 2032 13: 62361.4733; 2033 14: 58693.1513; 2034 15: 55024.8293; 2035 16: 51356.5074; 2036 17: 47688.1854; 2037 18: 44019.8635; 2038 19: 40351.5415; 2039 20: 36683.2196; 2040 21: 33014.8976; 2041 22: 29346.5757; 2042 23: 25678.2537; 2043 24: 22009.9317; 2044 25: 18341.6098; 2045 26: 14673.2878; 2046 27: 11004.9659; 2047 28: 7336.6439; 2048 29: 3668.322; 2049 30: -1.3642e-12
| Average rate base |  | 2020 1: 132899.3406; 2021 2: 122100.1307; 2022 3: 111410.6268; 2023 4: 103529.5956; 2024 5: 96701.7418; 2025 6: 90663.7709; 2026 7: 86205.566; 2027 8: 82537.244; 2028 9: 78868.9221; 2029 10: 75200.6001; 2030 11: 71532.2781; 2031 12: 67863.9562; 2032 13: 64195.6342; 2033 14: 60527.3123; 2034 15: 56858.9903; 2035 16: 53190.6684; 2036 17: 49522.3464; 2037 18: 45854.0245; 2038 19: 42185.7025; 2039 20: 38517.3805; 2040 21: 34849.0586; 2041 22: 31180.7366; 2042 23: 27512.4147; 2043 24: 23844.0927; 2044 25: 20175.7708; 2045 26: 16507.4488; 2046 27: 12839.1268; 2047 28: 9170.8049; 2048 29: 5502.4829; 2049 30: 1834.161
| Pre-tax Return | 0.086076 | 2020 1: 11439.4369; 2021 2: 10509.8847; 2022 3: 9589.7755; 2023 4: 8911.4082; 2024 5: 8323.6942; 2025 6: 7803.9702; 2026 7: 7420.2259; 2027 8: 7104.4716; 2028 9: 6788.7173; 2029 10: 6472.963; 2030 11: 6157.2088; 2031 12: 5841.4545; 2032 13: 5525.7002; 2033 14: 5209.9459; 2034 15: 4894.1916; 2035 16: 4578.4373; 2036 17: 4262.683; 2037 18: 3946.9287; 2038 19: 3631.1744; 2039 20: 3315.4201; 2040 21: 2999.6658; 2041 22: 2683.9115; 2042 23: 2368.1572; 2043 24: 2052.4029; 2044 25: 1736.6486; 2045 26: 1420.8943; 2046 27: 1105.14; 2047 28: 789.3857; 2048 29: 473.6314; 2049 30: 157.8771
| Book Depreciation |  | 2020 1: 4582.5384; 2021 2: 4582.5384; 2022 3: 4582.5384; 2023 4: 4582.5384; 2024 5: 4582.5384; 2025 6: 4582.5384; 2026 7: 4582.5384; 2027 8: 4582.5384; 2028 9: 4582.5384; 2029 10: 4582.5384; 2030 11: 4582.5384; 2031 12: 4582.5384; 2032 13: 4582.5384; 2033 14: 4582.5384; 2034 15: 4582.5384; 2035 16: 4582.5384; 2036 17: 4582.5384; 2037 18: 4582.5384; 2038 19: 4582.5384; 2039 20: 4582.5384; 2040 21: 4582.5384; 2041 22: 4582.5384; 2042 23: 4582.5384; 2043 24: 4582.5384; 2044 25: 4582.5384; 2045 26: 4582.5384; 2046 27: 4582.5384; 2047 28: 4582.5384; 2048 29: 4582.5384; 2049 30: 4582.5384
| Insurance |  | 2020 1: 65.8511; 2021 2: 65.8511; 2022 3: 65.8511; 2023 4: 65.8511; 2024 5: 65.8511; 2025 6: 65.8511; 2026 7: 65.8511; 2027 8: 65.8511; 2028 9: 65.8511; 2029 10: 65.8511; 2030 11: 65.8511; 2031 12: 65.8511; 2032 13: 65.8511; 2033 14: 65.8511; 2034 15: 65.8511; 2035 16: 65.8511; 2036 17: 65.8511; 2037 18: 65.8511; 2038 19: 65.8511; 2039 20: 65.8511; 2040 21: 65.8511; 2041 22: 65.8511; 2042 23: 65.8511; 2043 24: 65.8511; 2044 25: 65.8511; 2045 26: 65.8511; 2046 27: 65.8511; 2047 28: 65.8511; 2048 29: 65.8511; 2049 30: 65.8511
| ITC Amort - Grossed for Taxes |  | 2020 1: -870.1022; 2021 2: -870.1022; 2022 3: -870.1022; 2023 4: -870.1022; 2024 5: -870.1022; 2025 6: -870.1022; 2026 7: -870.1022; 2027 8: -870.1022; 2028 9: -870.1022; 2029 10: -870.1022; 2030 11: -870.1022; 2031 12: -870.1022; 2032 13: -870.1022; 2033 14: -870.1022; 2034 15: -870.1022; 2035 16: -870.1022; 2036 17: -870.1022; 2037 18: -870.1022; 2038 19: -870.1022; 2039 20: -870.1022; 2040 21: -870.1022; 2041 22: -870.1022; 2042 23: -870.1022; 2043 24: -870.1022; 2044 25: -870.1022; 2045 26: -870.1022; 2046 27: -870.1022; 2047 28: -870.1022; 2048 29: -870.1022; 2049 30: -870.1022
| Property Taxes |  | 2020 1: 624.9488; 2021 2: 624.9488; 2022 3: 624.9488; 2023 4: 624.9488; 2024 5: 624.9488; 2025 6: 624.9488; 2026 7: 624.9488; 2027 8: 624.9488; 2028 9: 624.9488; 2029 10: 624.9488; 2030 11: 624.9488; 2031 12: 624.9488; 2032 13: 624.9488; 2033 14: 624.9488; 2034 15: 624.9488; 2035 16: 624.9488; 2036 17: 624.9488; 2037 18: 624.9488; 2038 19: 624.9488; 2039 20: 624.9488; 2040 21: 624.9488; 2041 22: 624.9488; 2042 23: 624.9488; 2043 24: 624.9488; 2044 25: 624.9488; 2045 26: 624.9488; 2046 27: 624.9488; 2047 28: 624.9488; 2048 29: 624.9488; 2049 30: 624.9488
| Revenue Requirement |  | 2020 1: 15842.673; 2021 2: 14913.1207; 2022 3: 13993.0115; 2023 4: 13314.6443; 2024 5: 12726.9303; 2025 6: 12207.2062; 2026 7: 11823.462; 2027 8: 11507.7077; 2028 9: 11191.9534; 2029 10: 10876.1991; 2030 11: 10560.4448; 2031 12: 10244.6905; 2032 13: 9928.9362; 2033 14: 9613.1819; 2034 15: 9297.4276; 2035 16: 8981.6733; 2036 17: 8665.919; 2037 18: 8350.1648; 2038 19: 8034.4105; 2039 20: 7718.6562; 2040 21: 7402.9019; 2041 22: 7087.1476; 2042 23: 6771.3933; 2043 24: 6455.639; 2044 25: 6139.8847; 2045 26: 5824.1304; 2046 27: 5508.3761; 2047 28: 5192.6218; 2048 29: 4876.8675; 2049 30: 4561.1132
| Book Depreciation |  | 2020 1: 4582.5384; 2021 2: 4582.5384; 2022 3: 4582.5384; 2023 4: 4582.5384; 2024 5: 4582.5384; 2025 6: 4582.5384; 2026 7: 4582.5384; 2027 8: 4582.5384; 2028 9: 4582.5384; 2029 10: 4582.5384; 2030 11: 4582.5384; 2031 12: 4582.5384; 2032 13: 4582.5384; 2033 14: 4582.5384; 2034 15: 4582.5384; 2035 16: 4582.5384; 2036 17: 4582.5384; 2037 18: 4582.5384; 2038 19: 4582.5384; 2039 20: 4582.5384; 2040 21: 4582.5384; 2041 22: 4582.5384; 2042 23: 4582.5384; 2043 24: 4582.5384; 2044 25: 4582.5384; 2045 26: 4582.5384; 2046 27: 4582.5384; 2047 28: 4582.5384; 2048 29: 4582.5384; 2049 30: 4582.5384
| Tax Depreciation |  | 2020 1: 27495.2302; 2021 2: 43992.3682; 2022 3: 26395.4209; 2023 4: 15837.2526; 2024 5: 15837.2526; 2025 6: 7918.6263; 2026 7: 0; 2027 8: 0; 2028 9: 0; 2029 10: 0; 2030 11: 0; 2031 12: 0; 2032 13: 0; 2033 14: 0; 2034 15: 0; 2035 16: 0; 2036 17: 0; 2037 18: 0; 2038 19: 0; 2039 20: 0; 2040 21: 0; 2041 22: 0; 2042 23: 0; 2043 24: 0; 2044 25: 0; 2045 26: 0; 2046 27: 0; 2047 28: 0; 2048 29: 0; 2049 30: 0
| Difference between book and tax |  | 2020 1: -22912.6918; 2021 2: -39409.8299; 2022 3: -21812.8826; 2023 4: -11254.7142; 2024 5: -11254.7142; 2025 6: -3336.0879; 2026 7: 4582.5384; 2027 8: 4582.5384; 2028 9: 4582.5384; 2029 10: 4582.5384; 2030 11: 4582.5384; 2031 12: 4582.5384; 2032 13: 4582.5384; 2033 14: 4582.5384; 2034 15: 4582.5384; 2035 16: 4582.5384; 2036 17: 4582.5384; 2037 18: 4582.5384; 2038 19: 4582.5384; 2039 20: 4582.5384; 2040 21: 4582.5384; 2041 22: 4582.5384; 2042 23: 4582.5384; 2043 24: 4582.5384; 2044 25: 4582.5384; 2045 26: 4582.5384; 2046 27: 4582.5384; 2047 28: 4582.5384; 2048 29: 4582.5384; 2049 30: 4582.5384
| Tax rate |  | 2020 1: -4811.6653; 2021 2: -8276.0643; 2022 3: -4580.7053; 2023 4: -2363.49; 2024 5: -2363.49; 2025 6: -700.5785; 2026 7: 962.3331; 2027 8: 962.3331; 2028 9: 962.3331; 2029 10: 962.3331; 2030 11: 962.3331; 2031 12: 962.3331; 2032 13: 962.3331; 2033 14: 962.3331; 2034 15: 962.3331; 2035 16: 962.3331; 2036 17: 962.3331; 2037 18: 962.3331; 2038 19: 962.3331; 2039 20: 962.3331; 2040 21: 962.3331; 2041 22: 962.3331; 2042 23: 962.3331; 2043 24: 962.3331; 2044 25: 962.3331; 2045 26: 962.3331; 2046 27: 962.3331; 2047 28: 962.3331; 2048 29: 962.3331; 2049 30: 962.3331
Depreciation Tables
|  | 5 | 2020 1: 20%; 2021 2: 32%; 2022 3: 19.2%; 2023 4: 11.52%; 2024 5: 11.52%; 2025 6: 5.76%; 2026 7: 0%; 2027 8: 0%; 2028 9: 0%; 2029 10: 0%; 2030 11: 0%; 2031 12: 0%; 2032 13: 0%; 2033 14: 0%; 2034 15: 0%; 2035 16: 0%; 2036 17: 0%; 2037 18: 0%; 2038 19: 0%; 2039 20: 0%; 2040 21: 0%
|  | 5 | 0: 1; 2020 1: 20%; 2021 2: 32%; 2022 3: 19.2%; 2023 4: 11.52%; 2024 5: 11.52%; 2025 6: 5.76%
|  | 10 | 0: 0; 2020 1: 10%; 2021 2: 18%; 2022 3: 14.4%; 2023 4: 11.52%; 2024 5: 9.22%; 2025 6: 7.37%; 2026 7: 6.55%; 2027 8: 6.55%; 2028 9: 6.56%; 2029 10: 6.55%; 2030 11: 3.28%
|  | 15 | 0: 0; 2020 1: 5%; 2021 2: 9.5%; 2022 3: 8.55%; 2023 4: 7.7%; 2024 5: 6.93%; 2025 6: 6.23%; 2026 7: 5.9%; 2027 8: 5.9%; 2028 9: 5.91%; 2029 10: 5.9%; 2030 11: 5.91%; 2031 12: 5.9%; 2032 13: 5.91%; 2033 14: 5.9%; 2034 15: 5.91%; 2035 16: 2.95%
|  | 20 | 0: 0; 2020 1: 3.75%; 2021 2: 7.219%; 2022 3: 6.677%; 2023 4: 6.177%; 2024 5: 5.713%; 2025 6: 5.285%; 2026 7: 4.888%; 2027 8: 4.522%; 2028 9: 4.462%; 2029 10: 4.461%; 2030 11: 4.462%; 2031 12: 4.461%; 2032 13: 4.462%; 2033 14: 4.461%; 2034 15: 4.462%; 2035 16: 4.461%; 2036 17: 4.462%; 2037 18: 4.461%; 2038 19: 4.462%; 2039 20: 4.461%; 2040 21: 2.231%
Revenue Requirement by vintage year
2012 $000
|  |  |  | 2020 | 2021 | 2022 | 2023 | 2024 | 2025 | 2026 | 2027 | 2028 | 2029 | 2030 | 2031 | 2032 | 2033 | 2034 | 2035 | 2036 | 2037 | 2038 | 2039 | 2040 | 2041 | 2042 | 2043 | 2044 | 2045 | 2046 | 2047 | 2048 | 2049 | 2050 | 2051 | 2052 | 2053 | 2054 | 2055 | 2056 | 2057 | 2058 | 2059 | 2060 | 2061 | 2062 | 2063 | 2064 | 2065 | 2066 | 2067 | 2068 | 2069 | 2070 | 2071 | 2072 | 2073 | 2074 | 2075
|  | 2020 | 0% | 15842.673 | 14913.1207 | 13993.0115 | 13314.6443 | 12726.9303 | 12207.2062 | 11823.462 | 11507.7077 | 11191.9534 | 10876.1991 | 10560.4448 | 10244.6905 | 9928.9362 | 9613.1819 | 9297.4276 | 8981.6733 | 8665.919 | 8350.1648 | 8034.4105 | 7718.6562 | 7402.9019 | 7087.1476 | 6771.3933 | 6455.639 | 6139.8847 | 5824.1304 | 5508.3761 | 5192.6218 | 4876.8675 | 4561.1132 | 0 | 0 | 0 | 0 | 0 | 0 | 0 | 0 | 0 | 0 | 0 | 0 | 0 | 0 | 0 | 0 | 0 | 0 | 0 | 0 | 0 | 0 | 0 | 0 | 0 | 0
|  | 2021 | -1.845% |  | 15550.3029 | 14637.9051 | 13734.7762 | 13068.9279 | 12492.06 | 11981.9272 | 11605.2648 | 11295.3376 | 10985.4104 | 10675.4833 | 10365.5561 | 10055.6289 | 9745.7017 | 9435.7746 | 9125.8474 | 8815.9202 | 8505.993 | 8196.0658 | 7886.1387 | 7576.2115 | 7266.2843 | 6956.3571 | 6646.43 | 6336.5028 | 6026.5756 | 5716.6484 | 5406.7213 | 5096.7941 | 4786.8669 | 4476.9397 | 0 | 0 | 0 | 0 | 0 | 0 | 0 | 0 | 0 | 0 | 0 | 0 | 0 | 0 | 0 | 0 | 0 | 0 | 0 | 0 | 0 | 0 | 0 | 0 | 0
|  | 2022 | -2.03% |  |  | 15234.645 | 14340.7682 | 13455.972 | 12803.6399 | 12238.4818 | 11738.7043 | 11369.6878 | 11066.0519 | 10762.416 | 10458.7801 | 10155.1442 | 9851.5082 | 9547.8723 | 9244.2364 | 8940.6005 | 8636.9646 | 8333.3286 | 8029.6927 | 7726.0568 | 7422.4209 | 7118.785 | 6815.149 | 6511.5131 | 6207.8772 | 5904.2413 | 5600.6054 | 5296.9694 | 4993.3335 | 4689.6976 | 4386.0617 | 0 | 0 | 0 | 0 | 0 | 0 | 0 | 0 | 0 | 0 | 0 | 0 | 0 | 0 | 0 | 0 | 0 | 0 | 0 | 0 | 0 | 0 | 0 | 0
|  | 2023 | -2.072% |  |  |  | 14918.9872 | 14043.6312 | 13177.1677 | 12538.3518 | 11984.9037 | 11495.4814 | 11134.1109 | 10836.7662 | 10539.4216 | 10242.0769 | 9944.7322 | 9647.3876 | 9350.0429 | 9052.6982 | 8755.3536 | 8458.0089 | 8160.6643 | 7863.3196 | 7565.9749 | 7268.6303 | 6971.2856 | 6673.9409 | 6376.5963 | 6079.2516 | 5781.9069 | 5484.5623 | 5187.2176 | 4889.8729 | 4592.5283 | 4295.1836 | 0 | 0 | 0 | 0 | 0 | 0 | 0 | 0 | 0 | 0 | 0 | 0 | 0 | 0 | 0 | 0 | 0 | 0 | 0 | 0 | 0 | 0 | 0
|  | 2024 | -2.116% |  |  |  |  | 14603.3293 | 13746.4942 | 12898.3635 | 12273.0637 | 11731.3255 | 11252.2585 | 10898.5339 | 10607.4805 | 10316.4271 | 10025.3737 | 9734.3203 | 9443.2669 | 9152.2135 | 8861.1601 | 8570.1067 | 8279.0533 | 7987.9999 | 7696.9465 | 7405.893 | 7114.8396 | 6823.7862 | 6532.7328 | 6241.6794 | 5950.626 | 5659.5726 | 5368.5192 | 5077.4658 | 4786.4124 | 4495.359 | 4204.3056 | 0 | 0 | 0 | 0 | 0 | 0 | 0 | 0 | 0 | 0 | 0 | 0 | 0 | 0 | 0 | 0 | 0 | 0 | 0 | 0 | 0 | 0
|  | 2025 | -2.162% | [5 empty] | 14287.6714 | 13449.3573 | 12619.5593 | 12007.7757 | 11477.7474 | 11009.0357 | 10662.957 | 10378.1948 | 10093.4327 | 9808.6705 | 9523.9084 | 9239.1462 | 8954.3841 | 8669.6219 | 8384.8598 | 8100.0976 | 7815.3355 | 7530.5733 | 7245.8112 | 6961.049 | 6676.2869 | 6391.5247 | 6106.7626 | 5822.0004 | 5537.2383 | 5252.4761 | 4967.714 | 4682.9518 | 4398.1897 | 4113.4275 | 0 | 0 | 0 | 0 | 0 | 0 | 0 | 0 | 0 | 0 | 0 | 0 | 0 | 0 | 0 | 0 | 0 | 0 | 0 | 0 | 0
|  | 2026 | -2.209% | [6 empty] | 13972.0136 | 13152.2203 | 12340.7551 | 11742.4876 | 11224.1693 | 10765.8128 | 10427.38 | 10148.9091 | 9870.4382 | 9591.9673 | 9313.4964 | 9035.0256 | 8756.5547 | 8478.0838 | 8199.6129 | 7921.142 | 7642.6711 | 7364.2002 | 7085.7293 | 6807.2584 | 6528.7875 | 6250.3166 | 5971.8457 | 5693.3748 | 5414.9039 | 5136.433 | 4857.9621 | 4579.4913 | 4301.0204 | 4022.5495 | 0 | 0 | 0 | 0 | 0 | 0 | 0 | 0 | 0 | 0 | 0 | 0 | 0 | 0 | 0 | 0 | 0 | 0 | 0 | 0
|  | 2027 | -2.259% | [7 empty] | 13656.3557 | 12855.0834 | 12061.9509 | 11477.1995 | 10970.5911 | 10522.5899 | 10191.8031 | 9919.6234 | 9647.4438 | 9375.2642 | 9103.0845 | 8830.9049 | 8558.7252 | 8286.5456 | 8014.366 | 7742.1863 | 7470.0067 | 7197.8271 | 6925.6474 | 6653.4678 | 6381.2881 | 6109.1085 | 5836.9289 | 5564.7492 | 5292.5696 | 5020.39 | 4748.2103 | 4476.0307 | 4203.8511 | 3931.6714 | 0 | 0 | 0 | 0 | 0 | 0 | 0 | 0 | 0 | 0 | 0 | 0 | 0 | 0 | 0 | 0 | 0 | 0 | 0
|  | 2028 | -2.311% | [8 empty] | 13340.6979 | 12557.9464 | 11783.1467 | 11211.9115 | 10717.013 | 10279.367 | 9956.2261 | 9690.3377 | 9424.4493 | 9158.561 | 8892.6726 | 8626.7842 | 8360.8958 | 8095.0074 | 7829.1191 | 7563.2307 | 7297.3423 | 7031.4539 | 6765.5655 | 6499.6772 | 6233.7888 | 5967.9004 | 5702.012 | 5436.1236 | 5170.2353 | 4904.3469 | 4638.4585 | 4372.5701 | 4106.6817 | 3840.7934 | 0 | 0 | 0 | 0 | 0 | 0 | 0 | 0 | 0 | 0 | 0 | 0 | 0 | 0 | 0 | 0 | 0 | 0
|  | 2029 | -2.366% | [9 empty] | 13025.04 | 12260.8094 | 11504.3424 | 10946.6234 | 10463.4348 | 10036.1441 | 9720.6492 | 9461.052 | 9201.4549 | 8941.8578 | 8682.2607 | 8422.6635 | 8163.0664 | 7903.4693 | 7643.8722 | 7384.275 | 7124.6779 | 6865.0808 | 6605.4837 | 6345.8866 | 6086.2894 | 5826.6923 | 5567.0952 | 5307.4981 | 5047.9009 | 4788.3038 | 4528.7067 | 4269.1096 | 4009.5124 | 3749.9153 | 0 | 0 | 0 | 0 | 0 | 0 | 0 | 0 | 0 | 0 | 0 | 0 | 0 | 0 | 0 | 0 | 0
|  | 2030 | -2.423% | [10 empty] | 12709.3822 | 11963.6725 | 11225.5382 | 10681.3353 | 10209.8567 | 9792.9213 | 9485.0722 | 9231.7663 | 8978.4605 | 8725.1546 | 8471.8487 | 8218.5429 | 7965.237 | 7711.9311 | 7458.6253 | 7205.3194 | 6952.0135 | 6698.7077 | 6445.4018 | 6192.0959 | 5938.7901 | 5685.4842 | 5432.1783 | 5178.8725 | 4925.5666 | 4672.2607 | 4418.9549 | 4165.649 | 3912.3431 | 3659.0373 | 0 | 0 | 0 | 0 | 0 | 0 | 0 | 0 | 0 | 0 | 0 | 0 | 0 | 0 | 0 | 0
|  | 2031 | -1.109% | [11 empty] | 12568.4794 | 11831.037 | 11101.0861 | 10562.9165 | 10096.665 | 9684.3519 | 9379.9158 | 9129.4182 | 8878.9206 | 8628.423 | 8377.9255 | 8127.4279 | 7876.9303 | 7626.4327 | 7375.9351 | 7125.4375 | 6874.9399 | 6624.4423 | 6373.9448 | 6123.4472 | 5872.9496 | 5622.452 | 5371.9544 | 5121.4568 | 4870.9592 | 4620.4616 | 4369.9641 | 4119.4665 | 3868.9689 | 3618.4713 | 0 | 0 | 0 | 0 | 0 | 0 | 0 | 0 | 0 | 0 | 0 | 0 | 0 | 0 | 0
|  | 2032 | -1.121% | [12 empty] | 12427.5766 | 11698.4016 | 10976.634 | 10444.4978 | 9983.4732 | 9575.7825 | 9274.7594 | 9027.0701 | 8779.3808 | 8531.6915 | 8284.0022 | 8036.3129 | 7788.6236 | 7540.9343 | 7293.2449 | 7045.5556 | 6797.8663 | 6550.177 | 6302.4877 | 6054.7984 | 5807.1091 | 5559.4198 | 5311.7305 | 5064.0412 | 4816.3519 | 4568.6626 | 4320.9733 | 4073.2839 | 3825.5946 | 3577.9053 | 0 | 0 | 0 | 0 | 0 | 0 | 0 | 0 | 0 | 0 | 0 | 0 | 0 | 0
|  | 2033 | -1.134% | [13 empty] | 12286.6739 | 11565.7662 | 10852.1819 | 10326.079 | 9870.2815 | 9467.2132 | 9169.603 | 8924.722 | 8679.841 | 8434.9599 | 8190.0789 | 7945.1979 | 7700.3168 | 7455.4358 | 7210.5548 | 6965.6738 | 6720.7927 | 6475.9117 | 6231.0307 | 5986.1496 | 5741.2686 | 5496.3876 | 5251.5066 | 5006.6255 | 4761.7445 | 4516.8635 | 4271.9824 | 4027.1014 | 3782.2204 | 3537.3394 | 0 | 0 | 0 | 0 | 0 | 0 | 0 | 0 | 0 | 0 | 0 | 0 | 0
|  | 2034 | -1.147% | [14 empty] | 12145.7711 | 11433.1307 | 10727.7298 | 10207.6602 | 9757.0898 | 9358.6438 | 9064.4466 | 8822.3739 | 8580.3011 | 8338.2284 | 8096.1556 | 7854.0829 | 7612.0101 | 7369.9374 | 7127.8646 | 6885.7919 | 6643.7191 | 6401.6464 | 6159.5736 | 5917.5009 | 5675.4281 | 5433.3554 | 5191.2826 | 4949.2099 | 4707.1371 | 4465.0644 | 4222.9916 | 3980.9189 | 3738.8461 | 3496.7734 | 0 | 0 | 0 | 0 | 0 | 0 | 0 | 0 | 0 | 0 | 0 | 0
|  | 2035 | -1.16% | [15 empty] | 12004.8684 | 11300.4953 | 10603.2777 | 10089.2414 | 9643.8981 | 9250.0744 | 8959.2902 | 8720.0258 | 8480.7613 | 8241.4968 | 8002.2323 | 7762.9679 | 7523.7034 | 7284.4389 | 7045.1745 | 6805.91 | 6566.6455 | 6327.3811 | 6088.1166 | 5848.8521 | 5609.5876 | 5370.3232 | 5131.0587 | 4891.7942 | 4652.5298 | 4413.2653 | 4174.0008 | 3934.7364 | 3695.4719 | 3456.2074 | 0 | 0 | 0 | 0 | 0 | 0 | 0 | 0 | 0 | 0 | 0
|  | 2036 | -1.174% | [16 empty] | 11863.9656 | 11167.8599 | 10478.8256 | 9970.8226 | 9530.7063 | 9141.505 | 8854.1338 | 8617.6776 | 8381.2214 | 8144.7653 | 7908.3091 | 7671.8529 | 7435.3967 | 7198.9405 | 6962.4843 | 6726.0281 | 6489.5719 | 6253.1157 | 6016.6595 | 5780.2034 | 5543.7472 | 5307.291 | 5070.8348 | 4834.3786 | 4597.9224 | 4361.4662 | 4125.01 | 3888.5538 | 3652.0976 | 3415.6414 | 0 | 0 | 0 | 0 | 0 | 0 | 0 | 0 | 0 | 0
|  | 2037 | -1.188% | [17 empty] | 11723.0629 | 11035.2244 | 10354.3735 | 9852.4039 | 9417.5146 | 9032.9357 | 8748.9774 | 8515.3295 | 8281.6816 | 8048.0337 | 7814.3858 | 7580.7379 | 7347.09 | 7113.4421 | 6879.7941 | 6646.1462 | 6412.4983 | 6178.8504 | 5945.2025 | 5711.5546 | 5477.9067 | 5244.2588 | 5010.6109 | 4776.9629 | 4543.315 | 4309.6671 | 4076.0192 | 3842.3713 | 3608.7234 | 3375.0755 | 0 | 0 | 0 | 0 | 0 | 0 | 0 | 0 | 0
|  | 2038 | -1.202% | [18 empty] | 11582.1601 | 10902.589 | 10229.9215 | 9733.9851 | 9304.3229 | 8924.3663 | 8643.821 | 8412.9814 | 8182.1418 | 7951.3021 | 7720.4625 | 7489.6229 | 7258.7832 | 7027.9436 | 6797.104 | 6566.2644 | 6335.4247 | 6104.5851 | 5873.7455 | 5642.9058 | 5412.0662 | 5181.2266 | 4950.3869 | 4719.5473 | 4488.7077 | 4257.868 | 4027.0284 | 3796.1888 | 3565.3491 | 3334.5095 | 0 | 0 | 0 | 0 | 0 | 0 | 0 | 0
|  | 2039 | -1.217% | [19 empty] | 11441.2574 | 10769.9536 | 10105.4694 | 9615.5663 | 9191.1311 | 8815.7969 | 8538.6646 | 8310.6333 | 8082.6019 | 7854.5706 | 7626.5392 | 7398.5079 | 7170.4765 | 6942.4452 | 6714.4138 | 6486.3825 | 6258.3511 | 6030.3198 | 5802.2884 | 5574.2571 | 5346.2257 | 5118.1944 | 4890.163 | 4662.1316 | 4434.1003 | 4206.0689 | 3978.0376 | 3750.0062 | 3521.9749 | 3293.9435 | 0 | 0 | 0 | 0 | 0 | 0 | 0
|  | 2040 | -1.232% | [20 empty] | 11300.3546 | 10637.3181 | 9981.0173 | 9497.1475 | 9077.9394 | 8707.2276 | 8433.5083 | 8208.2852 | 7983.0621 | 7757.839 | 7532.616 | 7307.3929 | 7082.1698 | 6856.9467 | 6631.7237 | 6406.5006 | 6181.2775 | 5956.0544 | 5730.8314 | 5505.6083 | 5280.3852 | 5055.1621 | 4829.9391 | 4604.716 | 4379.4929 | 4154.2699 | 3929.0468 | 3703.8237 | 3478.6006 | 3253.3776 | 0 | 0 | 0 | 0 | 0 | 0
|  | 2041 | -1.081% | [21 empty] | 11178.1886 | 10522.3201 | 9873.1144 | 9394.4756 | 8979.7995 | 8613.0954 | 8342.3352 | 8119.547 | 7896.7587 | 7673.9705 | 7451.1823 | 7228.394 | 7005.6058 | 6782.8176 | 6560.0294 | 6337.2411 | 6114.4529 | 5891.6647 | 5668.8764 | 5446.0882 | 5223.3 | 5000.5117 | 4777.7235 | 4554.9353 | 4332.1471 | 4109.3588 | 3886.5706 | 3663.7824 | 3440.9941 | 3218.2059 | 0 | 0 | 0 | 0 | 0
|  | 2042 | -1.093% | [22 empty] | 11056.0226 | 10407.3221 | 9765.2115 | 9291.8038 | 8881.6596 | 8518.9632 | 8251.1621 | 8030.8087 | 7810.4554 | 7590.102 | 7369.7486 | 7149.3952 | 6929.0418 | 6708.6884 | 6488.335 | 6267.9817 | 6047.6283 | 5827.2749 | 5606.9215 | 5386.5681 | 5166.2147 | 4945.8613 | 4725.508 | 4505.1546 | 4284.8012 | 4064.4478 | 3844.0944 | 3623.741 | 3403.3876 | 3183.0343 | 0 | 0 | 0 | 0
|  | 2043 | -1.105% | 2043: 10933.8566; 2044: 10292.324; 2045: 9657.3086; 2046: 9189.1319; 2047: 8783.5198; 2048: 8424.831; 2049: 8159.9891; 2050: 7942.0705; 2051: 7724.152; 2052: 7506.2334; 2053: 7288.3149; 2054: 7070.3964; 2055: 6852.4778; 2056: 6634.5593; 2057: 6416.6407; 2058: 6198.7222; 2059: 5980.8037; 2060: 5762.8851; 2061: 5544.9666; 2062: 5327.048; 2063: 5109.1295; 2064: 4891.2109; 2065: 4673.2924; 2066: 4455.3739; 2067: 4237.4553; 2068: 4019.5368; 2069: 3801.6182; 2070: 3583.6997; 2071: 3365.7812; 2072: 3147.8626; 2073: 0; 2074: 0; 2075: 0
|  | 2044 | -1.117% | 2044: 10811.6906; 2045: 10177.326; 2046: 9549.4057; 2047: 9086.46; 2048: 8685.3799; 2049: 8330.6988; 2050: 8068.816; 2051: 7853.3323; 2052: 7637.8486; 2053: 7422.3649; 2054: 7206.8812; 2055: 6991.3975; 2056: 6775.9138; 2057: 6560.4301; 2058: 6344.9464; 2059: 6129.4627; 2060: 5913.979; 2061: 5698.4953; 2062: 5483.0116; 2063: 5267.5279; 2064: 5052.0442; 2065: 4836.5605; 2066: 4621.0768; 2067: 4405.5931; 2068: 4190.1094; 2069: 3974.6258; 2070: 3759.1421; 2071: 3543.6584; 2072: 3328.1747; 2073: 3112.691; 2074: 0; 2075: 0
|  | 2045 | -1.13% | 2045: 10689.5246; 2046: 10062.328; 2047: 9441.5028; 2048: 8983.7882; 2049: 8587.24; 2050: 8236.5666; 2051: 7977.6429; 2052: 7764.5941; 2053: 7551.5452; 2054: 7338.4964; 2055: 7125.4475; 2056: 6912.3987; 2057: 6699.3498; 2058: 6486.301; 2059: 6273.2521; 2060: 6060.2033; 2061: 5847.1544; 2062: 5634.1056; 2063: 5421.0567; 2064: 5208.0078; 2065: 4994.959; 2066: 4781.9101; 2067: 4568.8613; 2068: 4355.8124; 2069: 4142.7636; 2070: 3929.7147; 2071: 3716.6659; 2072: 3503.617; 2073: 3290.5682; 2074: 3077.5193; 2075: 0
|  | 2046 | -1.143% | 2046: 10567.3586; 2047: 9947.3299; 2048: 9333.5999; 2049: 8881.1163; 2050: 8489.1001; 2051: 8142.4344; 2052: 7886.4699; 2053: 7675.8559; 2054: 7465.2419; 2055: 7254.6279; 2056: 7044.0138; 2057: 6833.3998; 2058: 6622.7858; 2059: 6412.1718; 2060: 6201.5578; 2061: 5990.9438; 2062: 5780.3298; 2063: 5569.7158; 2064: 5359.1018; 2065: 5148.4878; 2066: 4937.8737; 2067: 4727.2597; 2068: 4516.6457; 2069: 4306.0317; 2070: 4095.4177; 2071: 3884.8037; 2072: 3674.1897; 2073: 3463.5757; 2074: 3252.9617; 2075: 3042.3477 | 0 | 0 | 0 | 0
|  | 2047 | -1.156% | 2047: 10445.1926; 2048: 9832.3319; 2049: 9225.697; 2050: 8778.4444; 2051: 8390.9602; 2052: 8048.3023; 2053: 7795.2968; 2054: 7587.1177; 2055: 7378.9385; 2056: 7170.7593; 2057: 6962.5802; 2058: 6754.401; 2059: 6546.2218; 2060: 6338.0427; 2061: 6129.8635; 2062: 5921.6843; 2063: 5713.5052; 2064: 5505.326; 2065: 5297.1468; 2066: 5088.9677; 2067: 4880.7885; 2068: 4672.6093; 2069: 4464.4302; 2070: 4256.251; 2071: 4048.0718; 2072: 3839.8927; 2073: 3631.7135; 2074: 3423.5343; 2075: 3215.3552 | 3007.176 | 0 | 0 | 0
|  | 2048 | -1.17% | 2048: 10323.0266; 2049: 9717.3339; 2050: 9117.7941; 2051: 8675.7726; 2052: 8292.8203; 2053: 7954.1701; 2054: 7704.1238; 2055: 7498.3794; 2056: 7292.6351; 2057: 7086.8908; 2058: 6881.1465; 2059: 6675.4021; 2060: 6469.6578; 2061: 6263.9135; 2062: 6058.1692; 2063: 5852.4249; 2064: 5646.6805; 2065: 5440.9362; 2066: 5235.1919; 2067: 5029.4476; 2068: 4823.7033; 2069: 4617.9589; 2070: 4412.2146; 2071: 4206.4703; 2072: 4000.726; 2073: 3794.9816; 2074: 3589.2373; 2075: 3383.493 | 3177.7487 | 2972.0044 | 0 | 0
|  | 2049 | -1.183% | 2049: 10200.8607; 2050: 9602.3358; 2051: 9009.8913; 2052: 8573.1007; 2053: 8194.6804; 2054: 7860.0379; 2055: 7612.9507; 2056: 7409.6412; 2057: 7206.3317; 2058: 7003.0223; 2059: 6799.7128; 2060: 6596.4033; 2061: 6393.0938; 2062: 6189.7844; 2063: 5986.4749; 2064: 5783.1654; 2065: 5579.8559; 2066: 5376.5464; 2067: 5173.237; 2068: 4969.9275; 2069: 4766.618; 2070: 4563.3085; 2071: 4359.9991; 2072: 4156.6896; 2073: 3953.3801; 2074: 3750.0706; 2075: 3546.7611 | 3343.4517 | 3140.1422 | 2936.8327 | 0
|  | 2050 | -1.198% | 2050: 10078.6947; 2051: 9487.3378; 2052: 8901.9884; 2053: 8470.4289; 2054: 8096.5406; 2055: 7765.9057; 2056: 7521.7776; 2057: 7320.903; 2058: 7120.0284; 2059: 6919.1537; 2060: 6718.2791; 2061: 6517.4045; 2062: 6316.5298; 2063: 6115.6552; 2064: 5914.7806; 2065: 5713.9059; 2066: 5513.0313; 2067: 5312.1567; 2068: 5111.282; 2069: 4910.4074; 2070: 4709.5328; 2071: 4508.6581; 2072: 4307.7835; 2073: 4106.9089; 2074: 3906.0342; 2075: 3705.1596 | 3504.285 | 3303.4103 | 3102.5357 | 2901.6611
Revenue Requirement by vintage year
2012 $/MW-wk
| Aurora Input |  | Levelized Cost | 2020 | 2021 | 2022 | 2023 | 2024 | 2025 | 2026 | 2027 | 2028 | 2029 | 2030 | 2031 | 2032 | 2033 | 2034 | 2035 | 2036 | 2037 | 2038 | 2039 | 2040 | 2041 | 2042 | 2043 | 2044 | 2045 | 2046 | 2047 | 2048 | 2049 | 2050 | 2051 | 2052 | 2053 | 2054 | 2055 | 2056 | 2057 | 2058 | 2059 | 2060 | 2061 | 2062 | 2063 | 2064 | 2065 | 2066 | 2067 | 2068 | 2069 | 2070 | 2071 | 2072 | 2073 | 2074 | 2075
|  | 2020 | 2001.3775 | 3046.6679 | 2867.9078 | 2690.9638 | 2560.5085 | 2447.4866 | 2347.5397 | 2273.7427 | 2213.0207 | 2152.2987 | 2091.5768 | 2030.8548 | 1970.1328 | 1909.4108 | 1848.6888 | 1787.9669 | 1727.2449 | 1666.5229 | 1605.8009 | 1545.0789 | 1484.357 | 1423.635 | 1362.913 | 1302.191 | 1241.469 | 1180.7471 | 1120.0251 | 1059.3031 | 998.5811 | 937.8591 | 877.1372 | 0 | 0 | 0 | 0 | 0 | 0 | 0 | 0 | 0 | 0 | 0 | 0 | 0 | 0 | 0 | 0 | 0 | 0 | 0 | 0 | 0 | 0 | 0 | 0 | 0 | 0
|  | 2021 | 1964.4429 |  | 2990.4429 | 2814.9818 | 2641.3031 | 2513.2554 | 2402.3192 | 2304.2168 | 2231.7817 | 2172.1803 | 2112.5789 | 2052.9776 | 1993.3762 | 1933.7748 | 1874.1734 | 1814.572 | 1754.9707 | 1695.3693 | 1635.7679 | 1576.1665 | 1516.5651 | 1456.9637 | 1397.3624 | 1337.761 | 1278.1596 | 1218.5582 | 1158.9568 | 1099.3555 | 1039.7541 | 980.1527 | 920.5513 | 860.9499 | 0 | 0 | 0 | 0 | 0 | 0 | 0 | 0 | 0 | 0 | 0 | 0 | 0 | 0 | 0 | 0 | 0 | 0 | 0 | 0 | 0 | 0 | 0 | 0 | 0
|  | 2022 | 1924.5664 |  |  | 2929.7394 | 2757.84 | 2587.6869 | 2462.2384 | 2353.5542 | 2257.4431 | 2186.4784 | 2128.0869 | 2069.6954 | 2011.3039 | 1952.9123 | 1894.5208 | 1836.1293 | 1777.7378 | 1719.3462 | 1660.9547 | 1602.5632 | 1544.1717 | 1485.7802 | 1427.3886 | 1368.9971 | 1310.6056 | 1252.2141 | 1193.8225 | 1135.431 | 1077.0395 | 1018.648 | 960.2564 | 901.8649 | 843.4734 | 0 | 0 | 0 | 0 | 0 | 0 | 0 | 0 | 0 | 0 | 0 | 0 | 0 | 0 | 0 | 0 | 0 | 0 | 0 | 0 | 0 | 0 | 0 | 0
|  | 2023 | 1884.6899 |  |  |  | 2869.036 | 2700.6983 | 2534.0707 | 2411.2215 | 2304.7892 | 2210.6695 | 2141.1752 | 2083.9935 | 2026.8118 | 1969.6302 | 1912.4485 | 1855.2668 | 1798.0852 | 1740.9035 | 1683.7218 | 1626.5402 | 1569.3585 | 1512.1768 | 1454.9952 | 1397.8135 | 1340.6318 | 1283.4502 | 1226.2685 | 1169.0868 | 1111.9052 | 1054.7235 | 997.5418 | 940.3602 | 883.1785 | 825.9968 | 0 | 0 | 0 | 0 | 0 | 0 | 0 | 0 | 0 | 0 | 0 | 0 | 0 | 0 | 0 | 0 | 0 | 0 | 0 | 0 | 0 | 0 | 0
|  | 2024 | 1844.8134 |  |  |  |  | 2808.3326 | 2643.5566 | 2480.4545 | 2360.2046 | 2256.0241 | 2163.8959 | 2095.8719 | 2039.9001 | 1983.9283 | 1927.9565 | 1871.9847 | 1816.0129 | 1760.0411 | 1704.0692 | 1648.0974 | 1592.1256 | 1536.1538 | 1480.182 | 1424.2102 | 1368.2384 | 1312.2666 | 1256.2948 | 1200.323 | 1144.3512 | 1088.3793 | 1032.4075 | 976.4357 | 920.4639 | 864.4921 | 808.5203 | 0 | 0 | 0 | 0 | 0 | 0 | 0 | 0 | 0 | 0 | 0 | 0 | 0 | 0 | 0 | 0 | 0 | 0 | 0 | 0 | 0 | 0
|  | 2025 | 1804.9369 | [5 empty] | 2747.6291 | 2586.4149 | 2426.8383 | 2309.1876 | 2207.2591 | 2117.1222 | 2050.5686 | 1995.8067 | 1941.0447 | 1886.2828 | 1831.5208 | 1776.7589 | 1721.9969 | 1667.235 | 1612.473 | 1557.7111 | 1502.9491 | 1448.1872 | 1393.4252 | 1338.6633 | 1283.9013 | 1229.1394 | 1174.3774 | 1119.6155 | 1064.8535 | 1010.0916 | 955.3296 | 900.5677 | 845.8057 | 791.0438 | 0 | 0 | 0 | 0 | 0 | 0 | 0 | 0 | 0 | 0 | 0 | 0 | 0 | 0 | 0 | 0 | 0 | 0 | 0 | 0 | 0
|  | 2026 | 1765.0604 | [6 empty] | 2686.9257 | 2529.2731 | 2373.2221 | 2258.1707 | 2158.4941 | 2070.3486 | 2005.2654 | 1951.7133 | 1898.1612 | 1844.6091 | 1791.057 | 1737.5049 | 1683.9528 | 1630.4007 | 1576.8486 | 1523.2965 | 1469.7444 | 1416.1923 | 1362.6402 | 1309.0882 | 1255.5361 | 1201.984 | 1148.4319 | 1094.8798 | 1041.3277 | 987.7756 | 934.2235 | 880.6714 | 827.1193 | 773.5672 | 0 | 0 | 0 | 0 | 0 | 0 | 0 | 0 | 0 | 0 | 0 | 0 | 0 | 0 | 0 | 0 | 0 | 0 | 0 | 0
|  | 2027 | 1725.1838 | [7 empty] | 2626.2223 | 2472.1314 | 2319.6059 | 2207.1538 | 2109.7291 | 2023.575 | 1959.9621 | 1907.6199 | 1855.2777 | 1802.9354 | 1750.5932 | 1698.2509 | 1645.9087 | 1593.5665 | 1541.2242 | 1488.882 | 1436.5397 | 1384.1975 | 1331.8553 | 1279.513 | 1227.1708 | 1174.8286 | 1122.4863 | 1070.1441 | 1017.8018 | 965.4596 | 913.1174 | 860.7751 | 808.4329 | 756.0907 | 0 | 0 | 0 | 0 | 0 | 0 | 0 | 0 | 0 | 0 | 0 | 0 | 0 | 0 | 0 | 0 | 0 | 0 | 0
|  | 2028 | 1685.3073 | [8 empty] | 2565.5188 | 2414.9897 | 2265.9897 | 2156.1368 | 2060.964 | 1976.8013 | 1914.6589 | 1863.5265 | 1812.3941 | 1761.2617 | 1710.1293 | 1658.997 | 1607.8646 | 1556.7322 | 1505.5998 | 1454.4674 | 1403.3351 | 1352.2027 | 1301.0703 | 1249.9379 | 1198.8055 | 1147.6732 | 1096.5408 | 1045.4084 | 994.276 | 943.1436 | 892.0113 | 840.8789 | 789.7465 | 738.6141 | 0 | 0 | 0 | 0 | 0 | 0 | 0 | 0 | 0 | 0 | 0 | 0 | 0 | 0 | 0 | 0 | 0 | 0
|  | 2029 | 1645.4308 | [9 empty] | 2504.8154 | 2357.848 | 2212.3735 | 2105.1199 | 2012.199 | 1930.0277 | 1869.3556 | 1819.4331 | 1769.5106 | 1719.588 | 1669.6655 | 1619.743 | 1569.8205 | 1519.8979 | 1469.9754 | 1420.0529 | 1370.1304 | 1320.2078 | 1270.2853 | 1220.3628 | 1170.4403 | 1120.5178 | 1070.5952 | 1020.6727 | 970.7502 | 920.8277 | 870.9051 | 820.9826 | 771.0601 | 721.1376 | 0 | 0 | 0 | 0 | 0 | 0 | 0 | 0 | 0 | 0 | 0 | 0 | 0 | 0 | 0 | 0 | 0
|  | 2030 | 1605.5543 | [10 empty] | 2444.112 | 2300.7062 | 2158.7574 | 2054.1029 | 1963.434 | 1883.2541 | 1824.0523 | 1775.3397 | 1726.627 | 1677.9143 | 1629.2017 | 1580.489 | 1531.7763 | 1483.0637 | 1434.351 | 1385.6383 | 1336.9257 | 1288.213 | 1239.5003 | 1190.7877 | 1142.075 | 1093.3623 | 1044.6497 | 995.937 | 947.2243 | 898.5117 | 849.799 | 801.0863 | 752.3737 | 703.661 | 0 | 0 | 0 | 0 | 0 | 0 | 0 | 0 | 0 | 0 | 0 | 0 | 0 | 0 | 0 | 0
|  | 2031 | 1587.7543 | [11 empty] | 2417.0153 | 2275.1994 | 2134.8243 | 2031.3301 | 1941.6663 | 1862.3754 | 1803.83 | 1755.6573 | 1707.4847 | 1659.3121 | 1611.1395 | 1562.9669 | 1514.7943 | 1466.6217 | 1418.4491 | 1370.2764 | 1322.1038 | 1273.9312 | 1225.7586 | 1177.586 | 1129.4134 | 1081.2408 | 1033.0682 | 984.8955 | 936.7229 | 888.5503 | 840.3777 | 792.2051 | 744.0325 | 695.8599 | 0 | 0 | 0 | 0 | 0 | 0 | 0 | 0 | 0 | 0 | 0 | 0 | 0 | 0 | 0
|  | 2032 | 1569.9543 | [12 empty] | 2389.9186 | 2249.6926 | 2110.8912 | 2008.5573 | 1919.8987 | 1841.4966 | 1783.6076 | 1735.975 | 1688.3425 | 1640.7099 | 1593.0773 | 1545.4448 | 1497.8122 | 1450.1797 | 1402.5471 | 1354.9145 | 1307.282 | 1259.6494 | 1212.0169 | 1164.3843 | 1116.7517 | 1069.1192 | 1021.4866 | 973.8541 | 926.2215 | 878.589 | 830.9564 | 783.3238 | 735.6913 | 688.0587 | 0 | 0 | 0 | 0 | 0 | 0 | 0 | 0 | 0 | 0 | 0 | 0 | 0 | 0
|  | 2033 | 1552.1543 | [13 empty] | 2362.8219 | 2224.1858 | 2086.9581 | 1985.7844 | 1898.1311 | 1820.6179 | 1763.3852 | 1716.2927 | 1669.2002 | 1622.1077 | 1575.0152 | 1527.9227 | 1480.8302 | 1433.7377 | 1386.6452 | 1339.5526 | 1292.4601 | 1245.3676 | 1198.2751 | 1151.1826 | 1104.0901 | 1056.9976 | 1009.9051 | 962.8126 | 915.7201 | 868.6276 | 821.5351 | 774.4426 | 727.3501 | 680.2576 | 0 | 0 | 0 | 0 | 0 | 0 | 0 | 0 | 0 | 0 | 0 | 0 | 0
|  | 2034 | 1534.3543 | [14 empty] | 2335.7252 | 2198.679 | 2063.025 | 1963.0116 | 1876.3634 | 1799.7392 | 1743.1628 | 1696.6104 | 1650.0579 | 1603.5055 | 1556.953 | 1510.4006 | 1463.8481 | 1417.2956 | 1370.7432 | 1324.1907 | 1277.6383 | 1231.0858 | 1184.5334 | 1137.9809 | 1091.4285 | 1044.876 | 998.3236 | 951.7711 | 905.2187 | 858.6662 | 812.1138 | 765.5613 | 719.0089 | 672.4564 | 0 | 0 | 0 | 0 | 0 | 0 | 0 | 0 | 0 | 0 | 0 | 0
|  | 2035 | 1516.5543 | [15 empty] | 2308.6285 | 2173.1722 | 2039.0919 | 1940.2387 | 1854.5958 | 1778.8605 | 1722.9404 | 1676.928 | 1630.9156 | 1584.9032 | 1538.8908 | 1492.8784 | 1446.866 | 1400.8536 | 1354.8412 | 1308.8288 | 1262.8164 | 1216.804 | 1170.7917 | 1124.7793 | 1078.7669 | 1032.7545 | 986.7421 | 940.7297 | 894.7173 | 848.7049 | 802.6925 | 756.6801 | 710.6677 | 664.6553 | 0 | 0 | 0 | 0 | 0 | 0 | 0 | 0 | 0 | 0 | 0
|  | 2036 | 1498.7543 | [16 empty] | 2281.5319 | 2147.6654 | 2015.1588 | 1917.4659 | 1832.8281 | 1757.9817 | 1702.718 | 1657.2457 | 1611.7734 | 1566.301 | 1520.8287 | 1475.3563 | 1429.884 | 1384.4116 | 1338.9393 | 1293.4669 | 1247.9946 | 1202.5223 | 1157.0499 | 1111.5776 | 1066.1052 | 1020.6329 | 975.1605 | 929.6882 | 884.2158 | 838.7435 | 793.2712 | 747.7988 | 702.3265 | 656.8541 | 0 | 0 | 0 | 0 | 0 | 0 | 0 | 0 | 0 | 0
|  | 2037 | 1480.9543 | [17 empty] | 2254.4352 | 2122.1585 | 1991.2257 | 1894.693 | 1811.0605 | 1737.103 | 1682.4957 | 1637.5634 | 1592.6311 | 1547.6988 | 1502.7665 | 1457.8342 | 1412.9019 | 1367.9696 | 1323.0373 | 1278.105 | 1233.1728 | 1188.2405 | 1143.3082 | 1098.3759 | 1053.4436 | 1008.5113 | 963.579 | 918.6467 | 873.7144 | 828.7821 | 783.8498 | 738.9176 | 693.9853 | 649.053 | 0 | 0 | 0 | 0 | 0 | 0 | 0 | 0 | 0
|  | 2038 | 1463.1543 | [18 empty] | 2227.3385 | 2096.6517 | 1967.2926 | 1871.9202 | 1789.2929 | 1716.2243 | 1662.2733 | 1617.881 | 1573.4888 | 1529.0966 | 1484.7043 | 1440.3121 | 1395.9199 | 1351.5276 | 1307.1354 | 1262.7431 | 1218.3509 | 1173.9587 | 1129.5664 | 1085.1742 | 1040.782 | 996.3897 | 951.9975 | 907.6052 | 863.213 | 818.8208 | 774.4285 | 730.0363 | 685.6441 | 641.2518 | 0 | 0 | 0 | 0 | 0 | 0 | 0 | 0
|  | 2039 | 1445.3543 | [19 empty] | 2200.2418 | 2071.1449 | 1943.3595 | 1849.1474 | 1767.5252 | 1695.3456 | 1642.0509 | 1598.1987 | 1554.3465 | 1510.4943 | 1466.6422 | 1422.79 | 1378.9378 | 1335.0856 | 1291.2334 | 1247.3812 | 1203.5291 | 1159.6769 | 1115.8247 | 1071.9725 | 1028.1203 | 984.2681 | 940.416 | 896.5638 | 852.7116 | 808.8594 | 765.0072 | 721.155 | 677.3029 | 633.4507 | 0 | 0 | 0 | 0 | 0 | 0 | 0
|  | 2040 | 1427.5543 | [20 empty] | 2173.1451 | 2045.6381 | 1919.4264 | 1826.3745 | 1745.7576 | 1674.4668 | 1621.8285 | 1578.5164 | 1535.2043 | 1491.8921 | 1448.58 | 1405.2679 | 1361.9557 | 1318.6436 | 1275.3315 | 1232.0193 | 1188.7072 | 1145.3951 | 1102.083 | 1058.7708 | 1015.4587 | 972.1466 | 928.8344 | 885.5223 | 842.2102 | 798.898 | 755.5859 | 712.2738 | 668.9617 | 625.6495 | 0 | 0 | 0 | 0 | 0 | 0
|  | 2041 | 1412.1213 | [21 empty] | 2149.6517 | 2023.5231 | 1898.6758 | 1806.6299 | 1726.8845 | 1656.3645 | 1604.2952 | 1561.4513 | 1518.6074 | 1475.7636 | 1432.9197 | 1390.0758 | 1347.2319 | 1304.388 | 1261.5441 | 1218.7002 | 1175.8563 | 1133.0124 | 1090.1685 | 1047.3247 | 1004.4808 | 961.6369 | 918.793 | 875.9491 | 833.1052 | 790.2613 | 747.4174 | 704.5735 | 661.7296 | 618.8858 | 0 | 0 | 0 | 0 | 0
|  | 2042 | 1396.6882 | [22 empty] | 2126.1582 | 2001.4081 | 1877.9253 | 1786.8853 | 1708.0115 | 1638.2622 | 1586.7619 | 1544.3863 | 1502.0106 | 1459.635 | 1417.2593 | 1374.8837 | 1332.508 | 1290.1324 | 1247.7567 | 1205.3811 | 1163.0054 | 1120.6298 | 1078.2541 | 1035.8785 | 993.5028 | 951.1272 | 908.7515 | 866.3759 | 824.0002 | 781.6246 | 739.2489 | 696.8733 | 654.4976 | 612.122 | 0 | 0 | 0 | 0
|  | 2043 | 1381.2552 | 2043: 2102.6647; 2044: 1979.2931; 2045: 1857.1747; 2046: 1767.1408; 2047: 1689.1384; 2048: 1620.1598; 2049: 1569.2287; 2050: 1527.3213; 2051: 1485.4138; 2052: 1443.5064; 2053: 1401.599; 2054: 1359.6916; 2055: 1317.7842; 2056: 1275.8768; 2057: 1233.9694; 2058: 1192.062; 2059: 1150.1545; 2060: 1108.2471; 2061: 1066.3397; 2062: 1024.4323; 2063: 982.5249; 2064: 940.6175; 2065: 898.7101; 2066: 856.8027; 2067: 814.8953; 2068: 772.9878; 2069: 731.0804; 2070: 689.173; 2071: 647.2656; 2072: 605.3582; 2073: 0; 2074: 0; 2075: 0
|  | 2044 | 1365.8222 | 2044: 2079.1713; 2045: 1957.1781; 2046: 1836.4242; 2047: 1747.3962; 2048: 1670.2654; 2049: 1602.0575; 2050: 1551.6954; 2051: 1510.2562; 2052: 1468.817; 2053: 1427.3779; 2054: 1385.9387; 2055: 1344.4995; 2056: 1303.0603; 2057: 1261.6212; 2058: 1220.182; 2059: 1178.7428; 2060: 1137.3037; 2061: 1095.8645; 2062: 1054.4253; 2063: 1012.9861; 2064: 971.547; 2065: 930.1078; 2066: 888.6686; 2067: 847.2295; 2068: 805.7903; 2069: 764.3511; 2070: 722.9119; 2071: 681.4728; 2072: 640.0336; 2073: 598.5944; 2074: 0; 2075: 0
|  | 2045 | 1350.3892 | 2045: 2055.6778; 2046: 1935.0631; 2047: 1815.6736; 2048: 1727.6516; 2049: 1651.3923; 2050: 1583.9551; 2051: 1534.1621; 2052: 1493.1912; 2053: 1452.2202; 2054: 1411.2493; 2055: 1370.2784; 2056: 1329.3074; 2057: 1288.3365; 2058: 1247.3656; 2059: 1206.3946; 2060: 1165.4237; 2061: 1124.4528; 2062: 1083.4818; 2063: 1042.5109; 2064: 1001.54; 2065: 960.569; 2066: 919.5981; 2067: 878.6272; 2068: 837.6562; 2069: 796.6853; 2070: 755.7144; 2071: 714.7434; 2072: 673.7725; 2073: 632.8016; 2074: 591.8306; 2075: 0 | 0 | 0 | 0 | 0
|  | 2046 | 1334.9562 | 2046: 2032.1844; 2047: 1912.9481; 2048: 1794.9231; 2049: 1707.907; 2050: 1632.5193; 2051: 1565.8528; 2052: 1516.6288; 2053: 1476.1261; 2054: 1435.6234; 2055: 1395.1207; 2056: 1354.618; 2057: 1314.1154; 2058: 1273.6127; 2059: 1233.11; 2060: 1192.6073; 2061: 1152.1046; 2062: 1111.6019; 2063: 1071.0992; 2064: 1030.5965; 2065: 990.0938; 2066: 949.5911; 2067: 909.0884; 2068: 868.5857; 2069: 828.083; 2070: 787.5803; 2071: 747.0776; 2072: 706.5749; 2073: 666.0722; 2074: 625.5696; 2075: 585.0669 | 0 | 0 | 0 | 0
|  | 2047 | 1319.5232 | 2047: 2008.6909; 2048: 1890.8331; 2049: 1774.1725; 2050: 1688.1624; 2051: 1613.6462; 2052: 1547.7504; 2053: 1499.0955; 2054: 1459.0611; 2055: 1419.0266; 2056: 1378.9922; 2057: 1338.9577; 2058: 1298.9233; 2059: 1258.8888; 2060: 1218.8544; 2061: 1178.8199; 2062: 1138.7854; 2063: 1098.751; 2064: 1058.7165; 2065: 1018.6821; 2066: 978.6476; 2067: 938.6132; 2068: 898.5787; 2069: 858.5443; 2070: 818.5098; 2071: 778.4754; 2072: 738.4409; 2073: 698.4064; 2074: 658.372; 2075: 618.3375 | 578.3031 | 0 | 0 | 0
|  | 2048 | 1304.0901 | 2048: 1985.1974; 2049: 1868.7181; 2050: 1753.422; 2051: 1668.4178; 2052: 1594.7731; 2053: 1529.6481; 2054: 1481.5623; 2055: 1441.996; 2056: 1402.4298; 2057: 1362.8636; 2058: 1323.2974; 2059: 1283.7312; 2060: 1244.165; 2061: 1204.5988; 2062: 1165.0325; 2063: 1125.4663; 2064: 1085.9001; 2065: 1046.3339; 2066: 1006.7677; 2067: 967.2015; 2068: 927.6352; 2069: 888.069; 2070: 848.5028; 2071: 808.9366; 2072: 769.3704; 2073: 729.8042; 2074: 690.2379; 2075: 650.6717 | 611.1055 | 571.5393 | 0 | 0
|  | 2049 | 1288.6571 | 2049: 1961.704; 2050: 1846.603; 2051: 1732.6714; 2052: 1648.6732; 2053: 1575.9001; 2054: 1511.5457; 2055: 1464.029; 2056: 1424.931; 2057: 1385.833; 2058: 1346.7351; 2059: 1307.6371; 2060: 1268.5391; 2061: 1229.4411; 2062: 1190.3431; 2063: 1151.2452; 2064: 1112.1472; 2065: 1073.0492; 2066: 1033.9512; 2067: 994.8533; 2068: 955.7553; 2069: 916.6573; 2070: 877.5593; 2071: 838.4614; 2072: 799.3634; 2073: 760.2654; 2074: 721.1674; 2075: 682.0695 | 642.9715 | 603.8735 | 564.7755 | 0
|  | 2050 | 1273.2241 | 2050: 1938.2105; 2051: 1824.488; 2052: 1711.9208; 2053: 1628.9286; 2054: 1557.027; 2055: 1493.4434; 2056: 1446.4957; 2057: 1407.866; 2058: 1369.2362; 2059: 1330.6065; 2060: 1291.9767; 2061: 1253.347; 2062: 1214.7173; 2063: 1176.0875; 2064: 1137.4578; 2065: 1098.8281; 2066: 1060.1983; 2067: 1021.5686; 2068: 982.9389; 2069: 944.3091; 2070: 905.6794; 2071: 867.0496; 2072: 828.4199; 2073: 789.7902; 2074: 751.1604; 2075: 712.5307 | 673.901 | 635.2712 | 596.6415 | 558.0117
|  | Annual Change (%) |  | 0% | -1.845% | -2.03% | -2.072% | -2.116% | -2.162% | -2.209% | -2.259% | -2.311% | -2.366% | -2.423% | -1.109% | -1.121% | -1.134% | -1.147% | -1.16% | -1.174% | -1.188% | -1.202% | -1.217% | -1.232% | -1.081% | -1.093% | -1.105% | -1.117% | -1.13% | -1.143% | -1.156% | -1.17% | -1.183% | -1.198% | 0% | 0% | 0% | 0% | 0% | 0% | 0% | 0% | 0% | 0% | 0% | 0% | 0% | 0% | 0% | 0% | 0% | 0% | 0% | 0% | 0% | 0% | 0% | 0% | 0%
|  | Levelized Capital Cost ($/MW-wk) |  | 2001.3775 | 1964.4429 | 1924.5664 | 1884.6899 | 1844.8134 | 1804.9369 | 1765.0604 | 1725.1838 | 1685.3073 | 1645.4308 | 1605.5543 | 1587.7543 | 1569.9543 | 1552.1543 | 1534.3543 | 1516.5543 | 1498.7543 | 1480.9543 | 1463.1543 | 1445.3543 | 1427.5543 | 1412.1213 | 1396.6882 | 1381.2552 | 1365.8222 | 1350.3892 | 1334.9562 | 1319.5232 | 1304.0901 | 1288.6571 | 1273.2241 | 1273.2241 | 1273.2241 | 1273.2241 | 1273.2241 | 1273.2241 | 1273.2241 | 1273.2241 | 1273.2241 | 1273.2241 | 1273.2241 | 1273.2241 | 1273.2241 | 1273.2241 | 1273.2241 | 1273.2241 | 1273.2241 | 1273.2241 | 1273.2241 | 1273.2241 | 1273.2241 | 1273.2241 | 1273.2241 | 1273.2241 | 1273.2241 | 1273.2241
|  | Economic Life | 30
|  | check s/b 0 | 0
itc
Revenue Requirement by vintage year
2012 $/MW-wk
| Aurora Input |  | Levelized Cost | 2020 | 2021 | 2022 | 2023 | 2024 | 2025 | 2026 | 2027 | 2028 | 2029 | 2030 | 2031 | 2032 | 2033 | 2034 | 2035 | 2036 | 2037 | 2038 | 2039 | 2040 | 2041 | 2042 | 2043 | 2044 | 2045 | 2046 | Levelized | 2047 | 2048 | 2049 | 2050 | 2051 | 2052 | 2053 | 2054 | 2055 | 2056 | 2057 | 2058 | 2059 | 2060 | 2061 | 2062 | 2063 | 2064 | 2065 | 2066 | 2067 | 2068 | 2069 | 2070 | 2071 | 2072 | 2073 | 2074 | 2075 | 2076 | 2077 | 2078 | 2079
|  | 2020 | 2001.3775 | 3046.6679 | 2867.9078 | 2690.9638 | 2560.5085 | 2447.4866 | 2347.5397 | 2273.7427 | 2213.0207 | 2152.2987 | 2091.5768 | 2030.8548 | 1970.1328 | 1909.4108 | 1848.6888 | 1787.9669 | 1727.2449 | 1666.5229 | 1605.8009 | 1545.0789 | 1484.357 | 1423.635 | 1362.913 | 1302.191 | 1241.469 | 1180.7471 | 1120.0251 | 1059.3031 | 2675.826 | 998.5811 | 937.8591 | 877.1372 | 0 | 0 | 0 | 0 | 0 | 0 | 0 | 0 | 0 | 0 | 0 | 0 | 0 | 0 | 0 | 0 | 0 | 0 | 0 | 0 | 0 | 0 | 0 | 0 | 0 | 0 | 0 | 0 | 0 | 0
|  | 2021 | 1964.4429 |  | 3046.6679 | 2867.9078 | 2690.9638 | 2560.5085 | 2447.4866 | 2347.5397 | 2273.7427 | 2213.0207 | 2152.2987 | 2091.5768 | 2030.8548 | 1970.1328 | 1909.4108 | 1848.6888 | 1787.9669 | 1727.2449 | 1666.5229 | 1605.8009 | 1545.0789 | 1484.357 | 1423.635 | 1362.913 | 1302.191 | 1241.469 | 1180.7471 | 1120.0251 | 1864.3819 | 1059.3031 | 998.5811 | 937.8591 | 877.1372 | 0 | 0 | 0 | 0 | 0 | 0 | 0 | 0 | 0 | 0 | 0 | 0 | 0 | 0 | 0 | 0 | 0 | 0 | 0 | 0 | 0 | 0 | 0 | 0 | 0 | 0 | 0 | 0 | 0
|  | 2022 | 1924.5664 |  |  | 3046.6679 | 2867.9078 | 2690.9638 | 2560.5085 | 2447.4866 | 2347.5397 | 2273.7427 | 2213.0207 | 2152.2987 | 2091.5768 | 2030.8548 | 1970.1328 | 1909.4108 | 1848.6888 | 1787.9669 | 1727.2449 | 1666.5229 | 1605.8009 | 1545.0789 | 1484.357 | 1423.635 | 1362.913 | 1302.191 | 1241.469 | 1180.7471 | 2359.318 | 1120.0251 | 1059.3031 | 998.5811 | 937.8591 | 877.1372 | 0 | 0 | 0 | 0 | 0 | 0 | 0 | 0 | 0 | 0 | 0 | 0 | 0 | 0 | 0 | 0 | 0 | 0 | 0 | 0 | 0 | 0 | 0 | 0 | 0 | 0 | 0 | 0
|  | 2023 | 1884.6899 |  |  |  | 2990.4429 | 2814.9818 | 2641.3031 | 2513.2554 | 2402.3192 | 2304.2168 | 2231.7817 | 2172.1803 | 2112.5789 | 2052.9776 | 1993.3762 | 1933.7748 | 1874.1734 | 1814.572 | 1754.9707 | 1695.3693 | 1635.7679 | 1576.1665 | 1516.5651 | 1456.9637 | 1397.3624 | 1337.761 | 1278.1596 | 1218.5582 | 2811.9796 | 1158.9568 | 1099.3555 | 1039.7541 | 980.1527 | 920.5513 | 860.9499 | 0 | 0 | 0 | 0 | 0 | 0 | 0 | 0 | 0 | 0 | 0 | 0 | 0 | 0 | 0 | 0 | 0 | 0 | 0 | 0 | 0 | 0 | 0 | 0 | 0 | 0 | 0
|  | 2024 | 1844.8134 |  |  |  |  | 2929.7394 | 2757.84 | 2587.6869 | 2462.2384 | 2353.5542 | 2257.4431 | 2186.4784 | 2128.0869 | 2069.6954 | 2011.3039 | 1952.9123 | 1894.5208 | 1836.1293 | 1777.7378 | 1719.3462 | 1660.9547 | 1602.5632 | 1544.1717 | 1485.7802 | 1427.3886 | 1368.9971 | 1310.6056 | 1252.2141 | 3250.7967 | 1193.8225 | 1135.431 | 1077.0395 | 1018.648 | 960.2564 | 901.8649 | 843.4734 | 0 | 0 | 0 | 0 | 0 | 0 | 0 | 0 | 0 | 0 | 0 | 0 | 0 | 0 | 0 | 0 | 0 | 0 | 0 | 0 | 0 | 0 | 0 | 0 | 0 | 0
|  | 2025 | 1804.9369 | [5 empty] | 2869.036 | 2700.6983 | 2534.0707 | 2411.2215 | 2304.7892 | 2210.6695 | 2141.1752 | 2083.9935 | 2026.8118 | 1969.6302 | 1912.4485 | 1855.2668 | 1798.0852 | 1740.9035 | 1683.7218 | 1626.5402 | 1569.3585 | 1512.1768 | 1454.9952 | 1397.8135 | 1340.6318 | 1283.4502 | 2503.3993 | 1226.2685 | 1169.0868 | 1111.9052 | 1054.7235 | 997.5418 | 940.3602 | 883.1785 | 825.9968 | 0 | 0 | 0 | 0 | 0 | 0 | 0 | 0 | 0 | 0 | 0 | 0 | 0 | 0 | 0 | 0 | 0 | 0 | 0 | 0 | 0 | 0 | 0 | 0 | 0
|  | 2026 | 1765.0604 | [6 empty] | 2808.3326 | 2643.5566 | 2480.4545 | 2360.2046 | 2256.0241 | 2163.8959 | 2095.8719 | 2039.9001 | 1983.9283 | 1927.9565 | 1871.9847 | 1816.0129 | 1760.0411 | 1704.0692 | 1648.0974 | 1592.1256 | 1536.1538 | 1480.182 | 1424.2102 | 1368.2384 | 1312.2666 | 2132.7887 | 1256.2948 | 1200.323 | 1144.3512 | 1088.3793 | 1032.4075 | 976.4357 | 920.4639 | 864.4921 | 808.5203 | 0 | 0 | 0 | 0 | 0 | 0 | 0 | 0 | 0 | 0 | 0 | 0 | 0 | 0 | 0 | 0 | 0 | 0 | 0 | 0 | 0 | 0 | 0 | 0
|  | 2027 | 1725.1838 | [7 empty] | 2747.6291 | 2586.4149 | 2426.8383 | 2309.1876 | 2207.2591 | 2117.1222 | 2050.5686 | 1995.8067 | 1941.0447 | 1886.2828 | 1831.5208 | 1776.7589 | 1721.9969 | 1667.235 | 1612.473 | 1557.7111 | 1502.9491 | 1448.1872 | 1393.4252 | 1338.6633 | 1178.985 | 1283.9013 | 1229.1394 | 1174.3774 | 1119.6155 | 1064.8535 | 1010.0916 | 955.3296 | 900.5677 | 845.8057 | 791.0438 | 0 | 0 | 0 | 0 | 0 | 0 | 0 | 0 | 0 | 0 | 0 | 0 | 0 | 0 | 0 | 0 | 0 | 0 | 0 | 0 | 0 | 0 | 0
|  | 2028 | 1685.3073 | [8 empty] | 2686.9257 | 2529.2731 | 2373.2221 | 2258.1707 | 2158.4941 | 2070.3486 | 2005.2654 | 1951.7133 | 1898.1612 | 1844.6091 | 1791.057 | 1737.5049 | 1683.9528 | 1630.4007 | 1576.8486 | 1523.2965 | 1469.7444 | 1416.1923 | 1362.6402 | 1309.0882 | 1309.0882 | 1255.5361 | 1201.984 | 1148.4319 | 1094.8798 | 1041.3277 | 987.7756 | 934.2235 | 880.6714 | 827.1193 | 773.5672 | 0 | 0 | 0 | 0 | 0 | 0 | 0 | 0 | 0 | 0 | 0 | 0 | 0 | 0 | 0 | 0 | 0 | 0 | 0 | 0 | 0 | 0
|  | 2029 | 1645.4308 | [9 empty] | 2626.2223 | 2472.1314 | 2319.6059 | 2207.1538 | 2109.7291 | 2023.575 | 1959.9621 | 1907.6199 | 1855.2777 | 1802.9354 | 1750.5932 | 1698.2509 | 1645.9087 | 1593.5665 | 1541.2242 | 1488.882 | 1436.5397 | 1384.1975 | 1306.235 | 1331.8553 | 1279.513 | 1227.1708 | 1174.8286 | 1122.4863 | 1070.1441 | 1017.8018 | 965.4596 | 913.1174 | 860.7751 | 808.4329 | 756.0907 | 0 | 0 | 0 | 0 | 0 | 0 | 0 | 0 | 0 | 0 | 0 | 0 | 0 | 0 | 0 | 0 | 0 | 0 | 0 | 0 | 0
|  | 2030 | 1605.5543 | [10 empty] | 2565.5188 | 2414.9897 | 2265.9897 | 2156.1368 | 2060.964 | 1976.8013 | 1914.6589 | 1863.5265 | 1812.3941 | 1761.2617 | 1710.1293 | 1658.997 | 1607.8646 | 1556.7322 | 1505.5998 | 1454.4674 | 1403.3351 | 1302.505 | 1352.2027 | 1301.0703 | 1249.9379 | 1198.8055 | 1147.6732 | 1096.5408 | 1045.4084 | 994.276 | 943.1436 | 892.0113 | 840.8789 | 789.7465 | 738.6141 | 0 | 0 | 0 | 0 | 0 | 0 | 0 | 0 | 0 | 0 | 0 | 0 | 0 | 0 | 0 | 0 | 0 | 0 | 0 | 0
|  | 2031 | 1587.7543 | [11 empty] | 2504.8154 | 2357.848 | 2212.3735 | 2105.1199 | 2012.199 | 1930.0277 | 1869.3556 | 1819.4331 | 1769.5106 | 1719.588 | 1669.6655 | 1619.743 | 1569.8205 | 1519.8979 | 1469.9754 | 1420.0529 | 1297.8725 | 1370.1304 | 1320.2078 | 1270.2853 | 1220.3628 | 1170.4403 | 1120.5178 | 1070.5952 | 1020.6727 | 970.7502 | 920.8277 | 870.9051 | 820.9826 | 771.0601 | 721.1376 | 0 | 0 | 0 | 0 | 0 | 0 | 0 | 0 | 0 | 0 | 0 | 0 | 0 | 0 | 0 | 0 | 0 | 0 | 0
|  | 2032 | 1569.9543 | [12 empty] | 2444.112 | 2300.7062 | 2158.7574 | 2054.1029 | 1963.434 | 1883.2541 | 1824.0523 | 1775.3397 | 1726.627 | 1677.9143 | 1629.2017 | 1580.489 | 1531.7763 | 1483.0637 | 1434.351 | 1292.3116 | 1385.6383 | 1336.9257 | 1288.213 | 1239.5003 | 1190.7877 | 1142.075 | 1093.3623 | 1044.6497 | 995.937 | 947.2243 | 898.5117 | 849.799 | 801.0863 | 752.3737 | 703.661 | 0 | 0 | 0 | 0 | 0 | 0 | 0 | 0 | 0 | 0 | 0 | 0 | 0 | 0 | 0 | 0 | 0 | 0
|  | 2033 | 1552.1543 | [13 empty] | 2417.0153 | 2275.1994 | 2134.8243 | 2031.3301 | 1941.6663 | 1862.3754 | 1803.83 | 1755.6573 | 1707.4847 | 1659.3121 | 1611.1395 | 1562.9669 | 1514.7943 | 1466.6217 | 1303.9264 | 1418.4491 | 1370.2764 | 1322.1038 | 1273.9312 | 1225.7586 | 1177.586 | 1129.4134 | 1081.2408 | 1033.0682 | 984.8955 | 936.7229 | 888.5503 | 840.3777 | 792.2051 | 744.0325 | 695.8599 | 0 | 0 | 0 | 0 | 0 | 0 | 0 | 0 | 0 | 0 | 0 | 0 | 0 | 0 | 0 | 0 | 0
|  | 2034 | 1534.3543 | [14 empty] | 2389.9186 | 2249.6926 | 2110.8912 | 2008.5573 | 1919.8987 | 1841.4966 | 1783.6076 | 1735.975 | 1688.3425 | 1640.7099 | 1593.0773 | 1545.4448 | 1497.8122 | 1315.2917 | 1450.1797 | 1402.5471 | 1354.9145 | 1307.282 | 1259.6494 | 1212.0169 | 1164.3843 | 1116.7517 | 1069.1192 | 1021.4866 | 973.8541 | 926.2215 | 878.589 | 830.9564 | 783.3238 | 735.6913 | 688.0587 | 0 | 0 | 0 | 0 | 0 | 0 | 0 | 0 | 0 | 0 | 0 | 0 | 0 | 0 | 0 | 0
|  | 2035 | 1516.5543 | [15 empty] | 2362.8219 | 2224.1858 | 2086.9581 | 1985.7844 | 1898.1311 | 1820.6179 | 1763.3852 | 1716.2927 | 1669.2002 | 1622.1077 | 1575.0152 | 1527.9227 | 1326.3954 | 1480.8302 | 1433.7377 | 1386.6452 | 1339.5526 | 1292.4601 | 1245.3676 | 1198.2751 | 1151.1826 | 1104.0901 | 1056.9976 | 1009.9051 | 962.8126 | 915.7201 | 868.6276 | 821.5351 | 774.4426 | 727.3501 | 680.2576 | 0 | 0 | 0 | 0 | 0 | 0 | 0 | 0 | 0 | 0 | 0 | 0 | 0 | 0 | 0
|  | 2036 | 1498.7543 | [16 empty] | 2335.7252 | 2198.679 | 2063.025 | 1963.0116 | 1876.3634 | 1799.7392 | 1743.1628 | 1696.6104 | 1650.0579 | 1603.5055 | 1556.953 | 1337.2253 | 1510.4006 | 1463.8481 | 1417.2956 | 1370.7432 | 1324.1907 | 1277.6383 | 1231.0858 | 1184.5334 | 1137.9809 | 1091.4285 | 1044.876 | 998.3236 | 951.7711 | 905.2187 | 858.6662 | 812.1138 | 765.5613 | 719.0089 | 672.4564 | 0 | 0 | 0 | 0 | 0 | 0 | 0 | 0 | 0 | 0 | 0 | 0 | 0 | 0
|  | 2037 | 1480.9543 | [17 empty] | 2308.6285 | 2173.1722 | 2039.0919 | 1940.2387 | 1854.5958 | 1778.8605 | 1722.9404 | 1676.928 | 1630.9156 | 1584.9032 | 1347.7693 | 1538.8908 | 1492.8784 | 1446.866 | 1400.8536 | 1354.8412 | 1308.8288 | 1262.8164 | 1216.804 | 1170.7917 | 1124.7793 | 1078.7669 | 1032.7545 | 986.7421 | 940.7297 | 894.7173 | 848.7049 | 802.6925 | 756.6801 | 710.6677 | 664.6553 | 0 | 0 | 0 | 0 | 0 | 0 | 0 | 0 | 0 | 0 | 0 | 0 | 0
|  | 2038 | 1463.1543 | [18 empty] | 2281.5319 | 2147.6654 | 2015.1588 | 1917.4659 | 1832.8281 | 1757.9817 | 1702.718 | 1657.2457 | 1611.7734 | 1358.015 | 1566.301 | 1520.8287 | 1475.3563 | 1429.884 | 1384.4116 | 1338.9393 | 1293.4669 | 1247.9946 | 1202.5223 | 1157.0499 | 1111.5776 | 1066.1052 | 1020.6329 | 975.1605 | 929.6882 | 884.2158 | 838.7435 | 793.2712 | 747.7988 | 702.3265 | 656.8541 | 0 | 0 | 0 | 0 | 0 | 0 | 0 | 0 | 0 | 0 | 0 | 0
|  | 2039 | 1445.3543 | [19 empty] | 2254.4352 | 2122.1585 | 1991.2257 | 1894.693 | 1811.0605 | 1737.103 | 1682.4957 | 1637.5634 | 1367.9503 | 1592.6311 | 1547.6988 | 1502.7665 | 1457.8342 | 1412.9019 | 1367.9696 | 1323.0373 | 1278.105 | 1233.1728 | 1188.2405 | 1143.3082 | 1098.3759 | 1053.4436 | 1008.5113 | 963.579 | 918.6467 | 873.7144 | 828.7821 | 783.8498 | 738.9176 | 693.9853 | 649.053 | 0 | 0 | 0 | 0 | 0 | 0 | 0 | 0 | 0 | 0 | 0
|  | 2040 | 1427.5543 | [20 empty] | 2227.3385 | 2096.6517 | 1967.2926 | 1871.9202 | 1789.2929 | 1716.2243 | 1662.2733 | 1377.5627 | 1617.881 | 1573.4888 | 1529.0966 | 1484.7043 | 1440.3121 | 1395.9199 | 1351.5276 | 1307.1354 | 1262.7431 | 1218.3509 | 1173.9587 | 1129.5664 | 1085.1742 | 1040.782 | 996.3897 | 951.9975 | 907.6052 | 863.213 | 818.8208 | 774.4285 | 730.0363 | 685.6441 | 641.2518 | 0 | 0 | 0 | 0 | 0 | 0 | 0 | 0 | 0 | 0
|  | 2041 | 1412.1213 | [21 empty] | 2200.2418 | 2071.1449 | 1943.3595 | 1849.1474 | 1767.5252 | 1695.3456 | 1386.8397 | 1642.0509 | 1598.1987 | 1554.3465 | 1510.4943 | 1466.6422 | 1422.79 | 1378.9378 | 1335.0856 | 1291.2334 | 1247.3812 | 1203.5291 | 1159.6769 | 1115.8247 | 1071.9725 | 1028.1203 | 984.2681 | 940.416 | 896.5638 | 852.7116 | 808.8594 | 765.0072 | 721.155 | 677.3029 | 633.4507 | 0 | 0 | 0 | 0 | 0 | 0 | 0 | 0 | 0
|  | 2042 | 1396.6882 | [22 empty] | 2173.1451 | 2045.6381 | 1919.4264 | 1826.3745 | 1745.7576 | 1396.5903 | 1674.4668 | 1621.8285 | 1578.5164 | 1535.2043 | 1491.8921 | 1448.58 | 1405.2679 | 1361.9557 | 1318.6436 | 1275.3315 | 1232.0193 | 1188.7072 | 1145.3951 | 1102.083 | 1058.7708 | 1015.4587 | 972.1466 | 928.8344 | 885.5223 | 842.2102 | 798.898 | 755.5859 | 712.2738 | 668.9617 | 625.6495 | 0 | 0 | 0 | 0 | 0 | 0 | 0 | 0
|  | 2043 | 1381.2552 | [23 empty] | 2149.6517 | 2023.5231 | 1898.6758 | 1806.6299 | 1410.5441 | 1726.8845 | 1656.3645 | 1604.2952 | 1561.4513 | 1518.6074 | 1475.7636 | 1432.9197 | 1390.0758 | 1347.2319 | 1304.388 | 1261.5441 | 1218.7002 | 1175.8563 | 1133.0124 | 1090.1685 | 1047.3247 | 1004.4808 | 961.6369 | 918.793 | 875.9491 | 833.1052 | 790.2613 | 747.4174 | 704.5735 | 661.7296 | 618.8858 | 0 | 0 | 0 | 0 | 0 | 0 | 0
|  | 2044 | 1365.8222 | [24 empty] | 2126.1582 | 2001.4081 | 1877.9253 | 1426.7252 | 1786.8853 | 1708.0115 | 1638.2622 | 1586.7619 | 1544.3863 | 1502.0106 | 1459.635 | 1417.2593 | 1374.8837 | 1332.508 | 1290.1324 | 1247.7567 | 1205.3811 | 1163.0054 | 1120.6298 | 1078.2541 | 1035.8785 | 993.5028 | 951.1272 | 908.7515 | 866.3759 | 824.0002 | 781.6246 | 739.2489 | 696.8733 | 654.4976 | 612.122 | 0 | 0 | 0 | 0 | 0 | 0
|  | 2045 | 1350.3892 | [25 empty] | 2102.6647 | 1979.2931 | 1445.5842 | 1857.1747 | 1767.1408 | 1689.1384 | 1620.1598 | 1569.2287 | 1527.3213 | 1485.4138 | 1443.5064 | 1401.599 | 1359.6916 | 1317.7842 | 1275.8768 | 1233.9694 | 1192.062 | 1150.1545 | 1108.2471 | 1066.3397 | 1024.4323 | 982.5249 | 940.6175 | 898.7101 | 856.8027 | 814.8953 | 772.9878 | 731.0804 | 689.173 | 647.2656 | 605.3582 | 0 | 0 | 0 | 0 | 0
|  | 2046 | 1334.9562 | [26 empty] | 2079.1713 | 1468.9458 | 1957.1781 | 1836.4242 | 1747.3962 | 1670.2654 | 1602.0575 | 1551.6954 | 1510.2562 | 1468.817 | 1427.3779 | 1385.9387 | 1344.4995 | 1303.0603 | 1261.6212 | 1220.182 | 1178.7428 | 1137.3037 | 1095.8645 | 1054.4253 | 1012.9861 | 971.547 | 930.1078 | 888.6686 | 847.2295 | 805.7903 | 764.3511 | 722.9119 | 681.4728 | 640.0336 | 598.5944 | 0 | 0 | 0 | 0
|  | 2047 | 1319.5232 | [27 empty] | 1496.0498 | 2055.6778 | 1935.0631 | 1815.6736 | 1727.6516 | 1651.3923 | 1583.9551 | 1534.1621 | 1493.1912 | 1452.2202 | 1411.2493 | 1370.2784 | 1329.3074 | 1288.3365 | 1247.3656 | 1206.3946 | 1165.4237 | 1124.4528 | 1083.4818 | 1042.5109 | 1001.54 | 960.569 | 919.5981 | 878.6272 | 837.6562 | 796.6853 | 755.7144 | 714.7434 | 673.7725 | 632.8016 | 591.8306 | 0 | 0 | 0
|  | 2048 | 1304.0901 | [27 empty] | 1478.9521 |  | 2032.1844 | 1912.9481 | 1794.9231 | 1707.907 | 1632.5193 | 1565.8528 | 1516.6288 | 1476.1261 | 1435.6234 | 1395.1207 | 1354.618 | 1314.1154 | 1273.6127 | 1233.11 | 1192.6073 | 1152.1046 | 1111.6019 | 1071.0992 | 1030.5965 | 990.0938 | 949.5911 | 909.0884 | 868.5857 | 828.083 | 787.5803 | 747.0776 | 706.5749 | 666.0722 | 625.5696 | 585.0669 | 0 | 0
|  | 2049 | 1288.6571 | [27 empty] | 1461.8543 |  |  | 2008.6909 | 1890.8331 | 1774.1725 | 1688.1624 | 1613.6462 | 1547.7504 | 1499.0955 | 1459.0611 | 1419.0266 | 1378.9922 | 1338.9577 | 1298.9233 | 1258.8888 | 1218.8544 | 1178.8199 | 1138.7854 | 1098.751 | 1058.7165 | 1018.6821 | 978.6476 | 938.6132 | 898.5787 | 858.5443 | 818.5098 | 778.4754 | 738.4409 | 698.4064 | 658.372 | 618.3375 | 578.3031 | 0
|  | 2050 | 1273.2241 | [27 empty] | 1444.7566 |  |  |  | 1985.1974 | 1868.7181 | 1753.422 | 1668.4178 | 1594.7731 | 1529.6481 | 1481.5623 | 1441.996 | 1402.4298 | 1362.8636 | 1323.2974 | 1283.7312 | 1244.165 | 1204.5988 | 1165.0325 | 1125.4663 | 1085.9001 | 1046.3339 | 1006.7677 | 967.2015 | 927.6352 | 888.069 | 848.5028 | 808.9366 | 769.3704 | 729.8042 | 690.2379 | 650.6717 | 611.1055 | 571.5393
|  |  |  | 30% | 30% | 30% | 30% | 26% | 22% | 10% | 10% | 10% | 10% | 10% | 10% | 10% | 10% | 10% | 10% | 10% | 10% | 10% | 10% | 10% | 10% | 10% | 10% | 10% | 10% | 10% | 10% | 10% | 10% | 10% | 10% | 10% | 10% | 10% | 10% | 10% | 10% | 10% | 10% | 10% | 10% | 10% | 10% | 10% | 10% | 10% | 10% | 10% | 10% | 10% | 10% | 10% | 10% | 10% | 10%
ITC
| 2020-2023 | 30% |  | 41242.8452 | [27 empty] | 2064: 0; 2065: 0; 2066: 0; 2067: 0; 2068: 0; 2069: 0; 2070: 0; 2071: 0; 2072: 0
| 2024 | 26% |  | 35743.7992 | [27 empty] | 2056: 0; 2057: 0; 2058: 0; 2059: 0; 2060: 0; 2061: 0; 2062: 0; 2063: 0; 2064: 0; 2065: 0; 2066: 0; 2067: 0; 2068: 0; 2069: 0; 2070: 0; 2071: 0; 2072: 0; 2073: 0; 2074: 0
| 2025 | 22% |  | 30244.7532 | [27 empty] | 2056: 0; 2057: 0; 2058: 0; 2059: 0; 2060: 0; 2061: 0; 2062: 0; 2063: 0; 2064: 0; 2065: 0; 2066: 0; 2067: 0; 2068: 0; 2069: 0; 2070: 0; 2071: 0; 2072: 0; 2073: 0; 2074: 0
| Start 2026 | 10% |  | 13747.6151 | [27 empty] | 2056: 0; 2057: 0; 2058: 0; 2059: 0; 2060: 0; 2061: 0; 2062: 0; 2063: 0; 2064: 0; 2065: 0; 2066: 0; 2067: 0; 2068: 0; 2069: 0; 2070: 0; 2071: 0; 2072: 0; 2073: 0; 2074: 0
[41 empty] | 0 | 0 | 0 | 0 | 0 | 0 | 0 | 0 | 0 | 0 | 0 | 0 | 0 | 0 | 0 | 0 | 0 | 0 | 0
[41 empty] | 0 | 0 | 0 | 0 | 0 | 0 | 0 | 0 | 0 | 0 | 0 | 0 | 0 | 0 | 0 | 0 | 0 | 0 | 0
Amortization
|  | 30% |  | 2062.1423 | 2062.1423 | 2062.1423 | 2062.1423 | 2062.1423 | 2062.1423 | 2062.1423 | 2062.1423 | 2062.1423 | 2062.1423 | 2062.1423 | 2062.1423 | 2062.1423 | 2062.1423 | 2062.1423 | 2062.1423 | 2062.1423 | 2062.1423 | 2062.1423 | 2062.1423 | 2062.1423 | 2062.1423 | 2062.1423 | 2062.1423 | 2062.1423 | 2062.1423 | 2062.1423 | 2062.1423 | 2062.1423 | 2062.1423 | 2062.1423 | 2062.1423 | 2062.1423 | 2062.1423 | 2062.1423 | 2062.1423 | 2062.1423 | 2062.1423 | 2062.1423 | 2062.1423 | 2062.1423 | 2062.1423 | 2062.1423 | 2062.1423 | 2062.1423 | 2062.1423 | 2062.1423 | 2062.1423 | 2062.1423 | 2062.1423 | 2062.1423 | 2062.1423 | 2062.1423 | 2062.1423 | 2062.1423 | 2062.1423
|  | 26% |  | 1787.19 | 1787.19 | 1787.19 | 1787.19 | 1787.19 | 1787.19 | 1787.19 | 1787.19 | 1787.19 | 1787.19 | 1787.19 | 1787.19 | 1787.19 | 1787.19 | 1787.19 | 1787.19 | 1787.19 | 1787.19 | 1787.19 | 1787.19 | 1787.19 | 1787.19 | 1787.19 | 1787.19 | 1787.19 | 1787.19 | 1787.19 | 1787.19 | 1787.19 | 1787.19 | 1787.19 | 1787.19 | 1787.19 | 1787.19 | 1787.19 | 1787.19 | 1787.19 | 1787.19 | 1787.19 | 1787.19 | 1787.19 | 1787.19 | 1787.19 | 1787.19 | 1787.19 | 1787.19 | 1787.19 | 1787.19 | 1787.19 | 1787.19 | 1787.19 | 1787.19 | 1787.19 | 1787.19 | 1787.19 | 1787.19
|  | 22% |  | 1512.2377 | 1512.2377 | 1512.2377 | 1512.2377 | 1512.2377 | 1512.2377 | 1512.2377 | 1512.2377 | 1512.2377 | 1512.2377 | 1512.2377 | 1512.2377 | 1512.2377 | 1512.2377 | 1512.2377 | 1512.2377 | 1512.2377 | 1512.2377 | 1512.2377 | 1512.2377 | 1512.2377 | 1512.2377 | 1512.2377 | 1512.2377 | 1512.2377 | 1512.2377 | 1512.2377 | 1512.2377 | 1512.2377 | 1512.2377 | 1512.2377 | 1512.2377 | 1512.2377 | 1512.2377 | 1512.2377 | 1512.2377 | 1512.2377 | 1512.2377 | 1512.2377 | 1512.2377 | 1512.2377 | 1512.2377 | 1512.2377 | 1512.2377 | 1512.2377 | 1512.2377 | 1512.2377 | 1512.2377 | 1512.2377 | 1512.2377 | 1512.2377 | 1512.2377 | 1512.2377 | 1512.2377 | 1512.2377 | 1512.2377
|  | 10% |  | 687.3808 | 687.3808 | 687.3808 | 687.3808 | 687.3808 | 687.3808 | 687.3808 | 687.3808 | 687.3808 | 687.3808 | 687.3808 | 687.3808 | 687.3808 | 687.3808 | 687.3808 | 687.3808 | 687.3808 | 687.3808 | 687.3808 | 687.3808 | 687.3808 | 687.3808 | 687.3808 | 687.3808 | 687.3808 | 687.3808 | 687.3808 | 687.3808 | 687.3808 | 687.3808 | 687.3808 | 687.3808 | 687.3808 | 687.3808 | 687.3808 | 687.3808 | 687.3808 | 687.3808 | 687.3808 | 687.3808 | 687.3808 | 687.3808 | 687.3808 | 687.3808 | 687.3808 | 687.3808 | 687.3808 | 687.3808 | 687.3808 | 687.3808 | 687.3808 | 687.3808 | 687.3808 | 687.3808 | 687.3808 | 687.3808
|  |  |  | 2020 | 2021 | 2022 | 2023 | 2024 | 2025 | 2026 | 2027 | 2028 | 2029 | 2030 | 2031 | 2032 | 2033 | 2034 | 2035 | 2036 | 2037 | 2038 | 2039 | 2040 | 2041 | 2042 | 2043 | 2044 | 2045 | 2046 | 2047 | 2048 | 2049 | 2050 | 2051 | 2052 | 2053 | 2054 | 2055 | 2056 | 2057 | 2058 | 2059 | 2060 | 2061 | 2062 | 2063 | 2064 | 2065 | 2066 | 2067 | 2068 | 2069 | 2070 | 2071 | 2072 | 2073 | 2074 | 2075
|  | ITC Base |  | 13747.6151 | 13747.6151 | 13747.6151 | 13747.6151 | 13747.6151 | 13747.6151 | 13747.6151 | 13747.6151 | 13747.6151 | 13747.6151 | 13747.6151 | 13747.6151 | 13747.6151 | 13747.6151 | 13747.6151 | 13747.6151 | 13747.6151 | 13747.6151 | 13747.6151 | 13747.6151 | 13747.6151 | 13747.6151 | 13747.6151 | 13747.6151 | 13747.6151 | 13747.6151 | 13747.6151 | 13747.6151 | 13747.6151 | 13747.6151 | 13747.6151 | 13747.6151 | 13747.6151 | 13747.6151 | 13747.6151 | 13747.6151 | 13747.6151 | 13747.6151 | 13747.6151 | 13747.6151 | 13747.6151 | 13747.6151 | 13747.6151 | 13747.6151 | 13747.6151 | 13747.6151 | 13747.6151 | 13747.6151 | 13747.6151 | 13747.6151 | 13747.6151 | 13747.6151 | 13747.6151 | 13747.6151 | 13747.6151 | 13747.6151
|  | Accum ITC Amort |  | 687.3808 | 1374.7615 | 2062.1423 | 2749.523 | 3436.9038 | 4124.2845 | 4811.6653 | 5499.046 | 6186.4268 | 6873.8075 | 7561.1883 | 8248.569 | 8935.9498 | 9623.3306 | 10310.7113 | 10998.0921 | 11685.4728 | 12372.8536 | 13060.2343 | 13747.6151 | 14434.9958 | 15122.3766 | 15809.7573 | 16497.1381 | 17184.5188 | 17871.8996 | 18559.2804 | 19246.6611 | 19934.0419 | 20621.4226 | 21308.8034 | 21996.1841 | 22683.5649 | 23370.9456 | 24058.3264 | 24745.7071 | 25433.0879 | 26120.4686 | 26807.8494 | 27495.2302 | 28182.6109 | 28869.9917 | 29557.3724 | 30244.7532 | 30932.1339 | 31619.5147 | 32306.8954 | 32994.2762 | 33681.6569 | 34369.0377 | 35056.4184 | 35743.7992 | 36431.18 | 37118.5607 | 37805.9415 | 38493.3222
|  | Ratebase |  | 13060.2343 | 12372.8536 | 11685.4728 | 10998.0921 | 10310.7113 | 9623.3306 | 8935.9498 | 8248.569 | 7561.1883 | 6873.8075 | 6186.4268 | 5499.046 | 4811.6653 | 4124.2845 | 3436.9038 | 2749.523 | 2062.1423 | 1374.7615 | 687.3808 | 0 | -687.3808 | -1374.7615 | -2062.1423 | -2749.523 | -3436.9038 | -4124.2845 | -4811.6653 | -5499.046 | -6186.4268 | -6873.8075 | -7561.1883 | -8248.569 | -8935.9498 | -9623.3306 | -10310.7113 | -10998.0921 | -11685.4728 | -12372.8536 | -13060.2343 | -13747.6151 | -14434.9958 | -15122.3766 | -15809.7573 | -16497.1381 | -17184.5188 | -17871.8996 | -18559.2804 | -19246.6611 | -19934.0419 | -20621.4226 | -21308.8034 | -21996.1841 | -22683.5649 | -23370.9456 | -24058.3264 | -24745.7071
|  | Tax Basis |  | 130602.3432 | 130602.3432 | 130602.3432 | 130602.3432 | 130602.3432 | 130602.3432 | 130602.3432 | 130602.3432 | 130602.3432 | 130602.3432 | 130602.3432 | 130602.3432 | 130602.3432 | 130602.3432 | 130602.3432 | 130602.3432 | 130602.3432 | 130602.3432 | 130602.3432 | 130602.3432 | 130602.3432 | 130602.3432 | 130602.3432 | 130602.3432 | 130602.3432 | 130602.3432 | 130602.3432 | 130602.3432 | 130602.3432 | 130602.3432 | 130602.3432 | 130602.3432 | 130602.3432 | 130602.3432 | 130602.3432 | 130602.3432 | 130602.3432 | 130602.3432 | 130602.3432 | 130602.3432 | 130602.3432 | 130602.3432 | 130602.3432 | 130602.3432 | 130602.3432 | 130602.3432 | 130602.3432 | 130602.3432 | 130602.3432 | 130602.3432 | 130602.3432 | 130602.3432 | 130602.3432 | 130602.3432 | 130602.3432 | 130602.3432
|  | Book Depreciation |  | 4353.4114 | 4353.4114 | 4353.4114 | 4353.4114 | 4353.4114 | 4353.4114 | 4353.4114 | 4353.4114 | 4353.4114 | 4353.4114 | 4353.4114 | 4353.4114 | 4353.4114 | 4353.4114 | 4353.4114 | 4353.4114 | 4353.4114 | 4353.4114 | 4353.4114 | 4353.4114 | 4353.4114 | 4353.4114 | 4353.4114 | 4353.4114 | 4353.4114 | 4353.4114 | 4353.4114 | 4353.4114 | 4353.4114 | 4353.4114 | 4353.4114 | 4353.4114 | 4353.4114 | 4353.4114 | 4353.4114 | 4353.4114 | 4353.4114 | 4353.4114 | 4353.4114 | 4353.4114 | 4353.4114 | 4353.4114 | 4353.4114 | 4353.4114 | 4353.4114 | 4353.4114 | 4353.4114 | 4353.4114 | 4353.4114 | 4353.4114 | 4353.4114 | 4353.4114 | 4353.4114 | 4353.4114 | 4353.4114 | 4353.4114
|  | Tax Depreciation |  | 26120.4686 | 41792.7498 | 25075.6499 | 15045.3899 | 15045.3899 | 7522.695 | 0 | 0 | 0 | 0 | 0 | 0 | 0 | 0 | 0 | 0 | 0 | 0 | 0 | 0 | 0 | 0 | 0 | 0 | 0 | 0 | 0 | 0 | 0 | 0 | 0 | 0 | 0 | 0 | 0 | 0 | 0 | 0 | 0 | 0 | 0 | 0 | 0 | 0 | 0 | 0 | 0 | 0 | 0 | 0 | 0 | 0 | 0 | 0 | 0 | 0
|  | Difference between book and tax |  | -21767.0572 | -37439.3384 | -20722.2385 | -10691.9785 | -10691.9785 | -3169.2835 | 4353.4114 | 4353.4114 | 4353.4114 | 4353.4114 | 4353.4114 | 4353.4114 | 4353.4114 | 4353.4114 | 4353.4114 | 4353.4114 | 4353.4114 | 4353.4114 | 4353.4114 | 4353.4114 | 4353.4114 | 4353.4114 | 4353.4114 | 4353.4114 | 4353.4114 | 4353.4114 | 4353.4114 | 4353.4114 | 4353.4114 | 4353.4114 | 4353.4114 | 4353.4114 | 4353.4114 | 4353.4114 | 4353.4114 | 4353.4114 | 4353.4114 | 4353.4114 | 4353.4114 | 4353.4114 | 4353.4114 | 4353.4114 | 4353.4114 | 4353.4114 | 4353.4114 | 4353.4114 | 4353.4114 | 4353.4114 | 4353.4114 | 4353.4114 | 4353.4114 | 4353.4114 | 4353.4114 | 4353.4114 | 4353.4114 | 4353.4114
|  | Deferred Tax |  | -4571.082 | -7862.2611 | -4351.6701 | -2245.3155 | -2245.3155 | -665.5495 | 914.2164 | 914.2164 | 914.2164 | 914.2164 | 914.2164 | 914.2164 | 914.2164 | 914.2164 | 914.2164 | 914.2164 | 914.2164 | 914.2164 | 914.2164 | 914.2164 | 914.2164 | 914.2164 | 914.2164 | 914.2164 | 914.2164 | 914.2164 | 914.2164 | 914.2164 | 914.2164 | 914.2164 | 914.2164 | 914.2164 | 914.2164 | 914.2164 | 914.2164 | 914.2164 | 914.2164 | 914.2164 | 914.2164 | 914.2164 | 914.2164 | 914.2164 | 914.2164 | 914.2164 | 914.2164 | 914.2164 | 914.2164 | 914.2164 | 914.2164 | 914.2164 | 914.2164 | 914.2164 | 914.2164 | 914.2164 | 914.2164 | 914.2164
|  | Accum Defered Tax |  | -4571.082 | -12433.3431 | -16785.0132 | -19030.3286 | -21275.6441 | -21941.1937 | -21026.9773 | -20112.7609 | -19198.5445 | -18284.3281 | -17370.1116 | -16455.8952 | -15541.6788 | -14627.4624 | -13713.246 | -12799.0296 | -11884.8132 | -10970.5968 | -10056.3804 | -9142.164 | -8227.9476 | -7313.7312 | -6399.5148 | -5485.2984 | -4571.082 | -3656.8656 | -2742.6492 | -1828.4328 | -914.2164 | -1.3642e-12 | 914.2164 | 1828.4328 | 2742.6492 | 3656.8656 | 4571.082 | 5485.2984 | 6399.5148 | 7313.7312 | 8227.9476 | 9142.164 | 10056.3804 | 10970.5968 | 11884.8132 | 12799.0296 | 13713.246 | 14627.4624 | 15541.6788 | 16455.8952 | 17370.1116 | 18284.3281 | 19198.5445 | 20112.7609 | 21026.9773 | 21941.1937 | 22855.4101 | 23769.6265
|  | Revenue Requirement |  | 15842.673 | 14913.1207 | 13993.0115 | 13314.6443 | 12726.9303 | 12207.2062 | 11823.462 | 11507.7077 | 11191.9534 | 10876.1991 | 10560.4448 | 10244.6905 | 9928.9362 | 9613.1819 | 9297.4276 | 8981.6733 | 8665.919 | 8350.1648 | 8034.4105 | 7718.6562 | 7402.9019 | 7087.1476 | 6771.3933 | 6455.639 | 6139.8847 | 5824.1304 | 5508.3761 | 5192.6218 | 4876.8675 | 4561.1132 | 0 | 0 | 0 | 0 | 0 | 0 | 0 | 0 | 0 | 0 | 0 | 0 | 0 | 0 | 0 | 0 | 0 | 0 | 0 | 0 | 0 | 0 | 0 | 0 | 0 | 0
|  | Depreciation |  | 4582.5384 | 4582.5384 | 4582.5384 | 4582.5384 | 4582.5384 | 4582.5384 | 4582.5384 | 4582.5384 | 4582.5384 | 4582.5384 | 4582.5384 | 4582.5384 | 4582.5384 | 4582.5384 | 4582.5384 | 4582.5384 | 4582.5384 | 4582.5384 | 4582.5384 | 4582.5384 | 4582.5384 | 4582.5384 | 4582.5384 | 4582.5384 | 4582.5384 | 4582.5384 | 4582.5384 | 4582.5384 | 4582.5384 | 4582.5384 | 0 | 0 | 0 | 0 | 0 | 0 | 0 | 0 | 0 | 0 | 0 | 0 | 0 | 0 | 0 | 0 | 0 | 0 | 0 | 0 | 0 | 0 | 0 | 0 | 0 | 0
|  | Insurance |  | 65.8511 | 65.8511 | 65.8511 | 65.8511 | 65.8511 | 65.8511 | 65.8511 | 65.8511 | 65.8511 | 65.8511 | 65.8511 | 65.8511 | 65.8511 | 65.8511 | 65.8511 | 65.8511 | 65.8511 | 65.8511 | 65.8511 | 65.8511 | 65.8511 | 65.8511 | 65.8511 | 65.8511 | 65.8511 | 65.8511 | 65.8511 | 65.8511 | 65.8511 | 65.8511 | 0 | 0 | 0 | 0 | 0 | 0 | 0 | 0 | 0 | 0 | 0 | 0 | 0 | 0 | 0 | 0 | 0 | 0 | 0 | 0 | 0 | 0 | 0 | 0 | 0 | 0
|  | Property Taxes |  | 624.9488 | 624.9488 | 624.9488 | 624.9488 | 624.9488 | 624.9488 | 624.9488 | 624.9488 | 624.9488 | 624.9488 | 624.9488 | 624.9488 | 624.9488 | 624.9488 | 624.9488 | 624.9488 | 624.9488 | 624.9488 | 624.9488 | 624.9488 | 624.9488 | 624.9488 | 624.9488 | 624.9488 | 624.9488 | 624.9488 | 624.9488 | 624.9488 | 624.9488 | 624.9488 | 0 | 0 | 0 | 0 | 0 | 0 | 0 | 0 | 0 | 0 | 0 | 0 | 0 | 0 | 0 | 0 | 0 | 0 | 0 | 0 | 0 | 0 | 0 | 0 | 0 | 0
|  | Current Taxes |  | -2592.105 | -6251.71 | -2749.574 | -674.8157 | -798.2357 | 755.5338 | 2337.859 | 2271.5506 | 2205.2422 | 2138.9338 | 2072.6254 | 2006.317 | 1940.0086 | 1873.7002 | 1807.3918 | 1741.0834 | 1674.775 | 1608.4666 | 1542.1582 | 1475.8498 | 1409.5414 | 1343.233 | 1276.9246 | 1210.6162 | 1144.3078 | 1077.9994 | 1011.691 | 945.3826 | 879.0742 | 812.7658 | 0 | 0 | 0 | 0 | 0 | 0 | 0 | 0 | 0 | 0 | 0 | 0 | 0 | 0 | 0 | 0 | 0 | 0 | 0 | 0 | 0 | 0 | 0 | 0 | 0 | 0
|  | DFIT |  |  | 8276.0643 | 4580.7053 |  | 2363.49 | 700.5785 | -962.3331 | -962.3331 | -962.3331 | -962.3331 | -962.3331 | -962.3331 | -962.3331 | -962.3331 | -962.3331 | -962.3331 | -962.3331 | -962.3331 | -962.3331 | -962.3331 | -962.3331 | -962.3331 | -962.3331 | -962.3331 | -962.3331 | -962.3331 | -962.3331 | -962.3331 | -962.3331 | -962.3331 | 0 | 0 | 0 | 0 | 0 | 0 | 0 | 0 | 0 | 0 | 0 | 0 | 0 | 0 | 0 | 0 | 0 | 0 | 0 | 0 | 0 | 0 | 0 | 0 | 0 | 0
|  | ITC |  | -687.3808 | -687.3808 | -687.3808 | -687.3808 | -687.3808 | -687.3808 | -687.3808 | -687.3808 | -687.3808 | -687.3808 | -687.3808 | -687.3808 | -687.3808 | -687.3808 | -687.3808 | -687.3808 | -687.3808 | -687.3808 | -687.3808 | -687.3808 | -687.3808 | -687.3808 | -687.3808 | -687.3808 | -687.3808 | -687.3808 | -687.3808 | -687.3808 | -687.3808 | -687.3808 | -687.3808 | -687.3808 | -687.3808 | -687.3808 | -687.3808 | -687.3808 | -687.3808 | -687.3808 | -687.3808 | -687.3808 | -687.3808 | -687.3808 | -687.3808 | -687.3808 | -687.3808 | -687.3808 | -687.3808 | -687.3808 | -687.3808 | -687.3808 | -687.3808 | -687.3808 | -687.3808 | -687.3808 | -687.3808 | -687.3808
|  | Total Operating Expenses |  | 1993.8525 | 6610.3118 | 6417.0889 | 3911.1418 | 6151.2119 | 6042.0698 | 5961.4835 | 5895.1751 | 5828.8667 | 5762.5583 | 5696.2499 | 5629.9415 | 5563.6331 | 5497.3247 | 5431.0163 | 5364.7079 | 5298.3995 | 5232.0911 | 5165.7827 | 5099.4743 | 5033.1659 | 4966.8575 | 4900.5491 | 4834.2407 | 4767.9323 | 4701.6239 | 4635.3155 | 4569.0071 | 4502.6987 | 4436.3903 | -687.3808 | -687.3808 | -687.3808 | -687.3808 | -687.3808 | -687.3808 | -687.3808 | -687.3808 | -687.3808 | -687.3808 | -687.3808 | -687.3808 | -687.3808 | -687.3808 | -687.3808 | -687.3808 | -687.3808 | -687.3808 | -687.3808 | -687.3808 | -687.3808 | -687.3808 | -687.3808 | -687.3808 | -687.3808 | -687.3808
|  | Operating |  | 13848.8204 | 8302.8089 | 7575.9226 | 9403.5025 | 6575.7184 | 6165.1364 | 5861.9785 | 5612.5326 | 5363.0867 | 5113.6408 | 4864.1949 | 4614.749 | 4365.3031 | 4115.8572 | 3866.4113 | 3616.9654 | 3367.5196 | 3118.0737 | 2868.6278 | 2619.1819 | 2369.736 | 2120.2901 | 1870.8442 | 1621.3983 | 1371.9524 | 1122.5065 | 873.0606 | 623.6147 | 374.1688 | 124.7229 | 687.3808 | 687.3808 | 687.3808 | 687.3808 | 687.3808 | 687.3808 | 687.3808 | 687.3808 | 687.3808 | 687.3808 | 687.3808 | 687.3808 | 687.3808 | 687.3808 | 687.3808 | 687.3808 | 687.3808 | 687.3808 | 687.3808 | 687.3808 | 687.3808 | 687.3808 | 687.3808 | 687.3808 | 687.3808 | 687.3808
|  | Ratebase |  | 132899.3406 | 122100.1307 | 111410.6268 | 103529.5956 | 96701.7418 | 90663.7709 | 86205.566 | 82537.244 | 78868.9221 | 75200.6001 | 71532.2781 | 67863.9562 | 64195.6342 | 60527.3123 | 56858.9903 | 53190.6684 | 49522.3464 | 45854.0245 | 42185.7025 | 38517.3805 | 34849.0586 | 31180.7366 | 27512.4147 | 23844.0927 | 20175.7708 | 16507.4488 | 12839.1268 | 9170.8049 | 5502.4829 | 1834.161 | 0 | 0 | 0 | 0 | 0 | 0 | 0 | 0 | 0 | 0 | 0 | 0 | 0 | 0 | 0 | 0 | 0 | 0 | 0 | 0 | 0 | 0 | 0 | 0 | 0 | 0
|  | Return on Ratebase |  | 10.42% | 6.8% | 6.8% | 9.083% | 6.8% | 6.8% | 6.8% | 6.8% | 6.8% | 6.8% | 6.8% | 6.8% | 6.8% | 6.8% | 6.8% | 6.8% | 6.8% | 6.8% | 6.8% | 6.8% | 6.8% | 6.8% | 6.8% | 6.8% | 6.8% | 6.8% | 6.8% | 6.8% | 6.8% | 6.8% | #DIV/0! | #DIV/0! | #DIV/0! | #DIV/0! | #DIV/0! | #DIV/0! | #DIV/0! | #DIV/0! | #DIV/0! | #DIV/0! | #DIV/0! | #DIV/0! | #DIV/0! | #DIV/0! | #DIV/0! | #DIV/0! | #DIV/0! | #DIV/0! | #DIV/0! | #DIV/0! | #DIV/0! | #DIV/0! | #DIV/0! | #DIV/0! | #DIV/0! | #DIV/0!
|  | Revenue Requirement |  | 15842.673 | 14913.1207 | 13993.0115 | 13314.6443 | 12726.9303 | 12207.2062 | 11823.462 | 11507.7077 | 11191.9534 | 10876.1991 | 10560.4448 | 10244.6905 | 9928.9362 | 9613.1819 | 9297.4276 | 8981.6733 | 8665.919 | 8350.1648 | 8034.4105 | 7718.6562 | 7402.9019 | 7087.1476 | 6771.3933 | 6455.639 | 6139.8847 | 5824.1304 | 5508.3761 | 5192.6218 | 4876.8675 | 4561.1132 | 0 | 0 | 0 | 0 | 0 | 0 | 0 | 0 | 0 | 0 | 0 | 0 | 0 | 0 | 0 | 0 | 0 | 0 | 0 | 0 | 0 | 0 | 0 | 0 | 0 | 0
|  | Tax Depreciation |  | 27495.2302 | 43992.3682 | 26395.4209 | 15837.2526 | 15837.2526 | 7918.6263 | 0 | 0 | 0 | 0 | 0 | 0 | 0 | 0 | 0 | 0 | 0 | 0 | 0 | 0 | 0 | 0 | 0 | 0 | 0 | 0 | 0 | 0 | 0 | 0 | 0 | 0 | 0 | 0 | 0 | 0 | 0 | 0 | 0 | 0 | 0 | 0 | 0 | 0 | 0 | 0 | 0 | 0 | 0 | 0 | 0 | 0 | 0 | 0 | 0 | 0
|  | Propety Taxes |  | 65.8511 | 65.8511 | 65.8511 | 65.8511 | 65.8511 | 65.8511 | 65.8511 | 65.8511 | 65.8511 | 65.8511 | 65.8511 | 65.8511 | 65.8511 | 65.8511 | 65.8511 | 65.8511 | 65.8511 | 65.8511 | 65.8511 | 65.8511 | 65.8511 | 65.8511 | 65.8511 | 65.8511 | 65.8511 | 65.8511 | 65.8511 | 65.8511 | 65.8511 | 65.8511 | 0 | 0 | 0 | 0 | 0 | 0 | 0 | 0 | 0 | 0 | 0 | 0 | 0 | 0 | 0 | 0 | 0 | 0 | 0 | 0 | 0 | 0 | 0 | 0 | 0 | 0
|  | Insurance |  | 624.9488 | 624.9488 | 624.9488 | 624.9488 | 624.9488 | 624.9488 | 624.9488 | 624.9488 | 624.9488 | 624.9488 | 624.9488 | 624.9488 | 624.9488 | 624.9488 | 624.9488 | 624.9488 | 624.9488 | 624.9488 | 624.9488 | 624.9488 | 624.9488 | 624.9488 | 624.9488 | 624.9488 | 624.9488 | 624.9488 | 624.9488 | 624.9488 | 624.9488 | 624.9488 | 0 | 0 | 0 | 0 | 0 | 0 | 0 | 0 | 0 | 0 | 0 | 0 | 0 | 0 | 0 | 0 | 0 | 0 | 0 | 0 | 0 | 0 | 0 | 0 | 0 | 0
|  | Expenses |  | 28186.0301 | 44683.1682 | 27086.2209 | 16528.0525 | 16528.0525 | 8609.4262 | 690.7999 | 690.7999 | 690.7999 | 690.7999 | 690.7999 | 690.7999 | 690.7999 | 690.7999 | 690.7999 | 690.7999 | 690.7999 | 690.7999 | 690.7999 | 690.7999 | 690.7999 | 690.7999 | 690.7999 | 690.7999 | 690.7999 | 690.7999 | 690.7999 | 690.7999 | 690.7999 | 690.7999 | 0 | 0 | 0 | 0 | 0 | 0 | 0 | 0 | 0 | 0 | 0 | 0 | 0 | 0 | 0 | 0 | 0 | 0 | 0 | 0 | 0 | 0 | 0 | 0 | 0 | 0
|  | Taxble Income |  | -12343.3571 | -29770.0474 | -13093.2093 | -3213.4082 | -3801.1222 | 3597.78 | 11132.6621 | 10816.9078 | 10501.1535 | 10185.3992 | 9869.6449 | 9553.8906 | 9238.1363 | 8922.382 | 8606.6277 | 8290.8734 | 7975.1191 | 7659.3648 | 7343.6105 | 7027.8562 | 6712.1019 | 6396.3476 | 6080.5934 | 5764.8391 | 5449.0848 | 5133.3305 | 4817.5762 | 4501.8219 | 4186.0676 | 3870.3133 | 0 | 0 | 0 | 0 | 0 | 0 | 0 | 0 | 0 | 0 | 0 | 0 | 0 | 0 | 0 | 0 | 0 | 0 | 0 | 0 | 0 | 0 | 0 | 0 | 0 | 0
|  | Tax Rate |  | 0.21 | 0.21 | 0.21 | 0.21 | 0.21 | 0.21 | 0.21 | 0.21 | 0.21 | 0.21 | 0.21 | 0.21 | 0.21 | 0.21 | 0.21 | 0.21 | 0.21 | 0.21 | 0.21 | 0.21 | 0.21 | 0.21 | 0.21 | 0.21 | 0.21 | 0.21 | 0.21 | 0.21 | 0.21 | 0.21 | 0.21 | 0.21 | 0.21 | 0.21 | 0.21 | 0.21 | 0.21 | 0.21 | 0.21 | 0.21 | 0.21 | 0.21 | 0.21 | 0.21 | 0.21 | 0.21 | 0.21 | 0.21 | 0.21 | 0.21 | 0.21 | 0.21 | 0.21 | 0.21 | 0.21 | 0.21
|  | Taxes |  | -2592.105 | -6251.71 | -2749.574 | -674.8157 | -798.2357 | 755.5338 | 2337.859 | 2271.5506 | 2205.2422 | 2138.9338 | 2072.6254 | 2006.317 | 1940.0086 | 1873.7002 | 1807.3918 | 1741.0834 | 1674.775 | 1608.4666 | 1542.1582 | 1475.8498 | 1409.5414 | 1343.233 | 1276.9246 | 1210.6162 | 1144.3078 | 1077.9994 | 1011.691 | 945.3826 | 879.0742 | 812.7658 | 0 | 0 | 0 | 0 | 0 | 0 | 0 | 0 | 0 | 0 | 0 | 0 | 0 | 0 | 0 | 0 | 0 | 0 | 0 | 0 | 0 | 0 | 0 | 0 | 0 | 0

## Ground DER Solar, ITC 10%
Solar FINANCIALS
($ 1000s Unless Otherwise Indicated)
| Calendar Year of Fin. Close |  |  | 2020 | 2021 | 2022 | 2023 | 2024 | 2025 | 2026 | 2027 | 2028 | 2029 | 2030 | 2031 | 2032 | 2033 | 2034 | 2035 | 2036 | 2037 | 2038 | 2039 | 2040 | 2041 | 2042 | 2043 | 2044 | 2045 | 2046 | 2047 | 2048 | 2049 | 2050 | 2051 | 2052 | 2053 | 2054 | 2055 | 2056 | 2057 | 2058 | 2059 | 2060 | 2061 | 2062 | 2063 | 2064 | 2065 | 2066 | 2067 | 2068 | 2069 | 2070 | 2071 | 2072 | 2073 | 2074 | 2075
| Operating Year |  | 0 | 1 | 2 | 3 | 4 | 5 | 6 | 7 | 8 | 9 | 10 | 11 | 12 | 13 | 14 | 15 | 16 | 17 | 18 | 19 | 20 | 21 | 22 | 23 | 24 | 25 | 26 | 27 | 28 | 29 | 30 | 31 | 32 | 33 | 34 | 35 | 36 | 37 | 38 | 39 | 40 | 41 | 42 | 43 | 44 | 45 | 46 | 47 | 48 | 49 | 50 | 51 | 52 | 53 | 54 | 55 | 56
| Calendar Year | Capital Invest.
| 2020 | 150095.9586
| Gross plant |  | 2020 1: 150095.9586; 2021 2: 150095.9586; 2022 3: 150095.9586; 2023 4: 150095.9586; 2024 5: 150095.9586; 2025 6: 150095.9586; 2026 7: 150095.9586; 2027 8: 150095.9586; 2028 9: 150095.9586; 2029 10: 150095.9586; 2030 11: 150095.9586; 2031 12: 150095.9586; 2032 13: 150095.9586; 2033 14: 150095.9586; 2034 15: 150095.9586; 2035 16: 150095.9586; 2036 17: 150095.9586; 2037 18: 150095.9586; 2038 19: 150095.9586; 2039 20: 150095.9586; 2040 21: 150095.9586; 2041 22: 150095.9586; 2042 23: 150095.9586; 2043 24: 150095.9586; 2044 25: 150095.9586; 2045 26: 150095.9586; 2046 27: 150095.9586; 2047 28: 150095.9586; 2048 29: 150095.9586; 2049 30: 150095.9586
| Accumulated Deprectiation |  | 2020 1: 5003.1986; 2021 2: 10006.3972; 2022 3: 15009.5959; 2023 4: 20012.7945; 2024 5: 25015.9931; 2025 6: 30019.1917; 2026 7: 35022.3903; 2027 8: 40025.589; 2028 9: 45028.7876; 2029 10: 50031.9862; 2030 11: 55035.1848; 2031 12: 60038.3835; 2032 13: 65041.5821; 2033 14: 70044.7807; 2034 15: 75047.9793; 2035 16: 80051.1779; 2036 17: 85054.3766; 2037 18: 90057.5752; 2038 19: 95060.7738; 2039 20: 100063.9724; 2040 21: 105067.171; 2041 22: 110070.3697; 2042 23: 115073.5683; 2043 24: 120076.7669; 2044 25: 125079.9655; 2045 26: 130083.1641; 2046 27: 135086.3628; 2047 28: 140089.5614; 2048 29: 145092.76; 2049 30: 150095.9586
| Net book value |  | 2020 1: 145092.76; 2021 2: 140089.5614; 2022 3: 135086.3628; 2023 4: 130083.1641; 2024 5: 125079.9655; 2025 6: 120076.7669; 2026 7: 115073.5683; 2027 8: 110070.3697; 2028 9: 105067.171; 2029 10: 100063.9724; 2030 11: 95060.7738; 2031 12: 90057.5752; 2032 13: 85054.3766; 2033 14: 80051.1779; 2034 15: 75047.9793; 2035 16: 70044.7807; 2036 17: 65041.5821; 2037 18: 60038.3835; 2038 19: 55035.1848; 2039 20: 50031.9862; 2040 21: 45028.7876; 2041 22: 40025.589; 2042 23: 35022.3903; 2043 24: 30019.1917; 2044 25: 25015.9931; 2045 26: 20012.7945; 2046 27: 15009.5959; 2047 28: 10006.3972; 2048 29: 5003.1986; 2049 30: 0
| ITC |  | 2020 1: 0; 2021 2: 0; 2022 3: 0; 2023 4: 0; 2024 5: 0; 2025 6: 0; 2026 7: 0; 2027 8: 0; 2028 9: 0; 2029 10: 0; 2030 11: 0; 2031 12: 0; 2032 13: 0; 2033 14: 0; 2034 15: 0; 2035 16: 0; 2036 17: 0; 2037 18: 0; 2038 19: 0; 2039 20: 0; 2040 21: 0; 2041 22: 0; 2042 23: 0; 2043 24: 0; 2044 25: 0; 2045 26: 0; 2046 27: 0; 2047 28: 0; 2048 29: 0; 2049 30: 0
| Accumulated deffered income tax |  | 2020 1: -4990.6906; 2021 2: -13574.6785; 2022 3: -18325.816; 2023 4: -20777.2432; 2024 5: -23228.6704; 2025 6: -23955.315; 2026 7: -22957.1769; 2027 8: -21959.0387; 2028 9: -20960.9006; 2029 10: -19962.7625; 2030 11: -18964.6244; 2031 12: -17966.4862; 2032 13: -16968.3481; 2033 14: -15970.21; 2034 15: -14972.0719; 2035 16: -13973.9337; 2036 17: -12975.7956; 2037 18: -11977.6575; 2038 19: -10979.5194; 2039 20: -9981.3812; 2040 21: -8983.2431; 2041 22: -7985.105; 2042 23: -6986.9669; 2043 24: -5988.8287; 2044 25: -4990.6906; 2045 26: -3992.5525; 2046 27: -2994.4144; 2047 28: -1996.2762; 2048 29: -998.1381; 2049 30: 3.638e-12
| Rate Base |  | 2020 1: 140102.0694; 2021 2: 126514.8829; 2022 3: 116760.5468; 2023 4: 109305.9209; 2024 5: 101851.2951; 2025 6: 96121.4519; 2026 7: 92116.3914; 2027 8: 88111.3309; 2028 9: 84106.2704; 2029 10: 80101.2099; 2030 11: 76096.1494; 2031 12: 72091.0889; 2032 13: 68086.0284; 2033 14: 64080.9679; 2034 15: 60075.9074; 2035 16: 56070.8469; 2036 17: 52065.7864; 2037 18: 48060.726; 2038 19: 44055.6655; 2039 20: 40050.605; 2040 21: 36045.5445; 2041 22: 32040.484; 2042 23: 28035.4235; 2043 24: 24030.363; 2044 25: 20025.3025; 2045 26: 16020.242; 2046 27: 12015.1815; 2047 28: 8010.121; 2048 29: 4005.0605; 2049 30: 3.638e-12
| Average rate base |  | 2020 1: 145099.014; 2021 2: 133308.4761; 2022 3: 121637.7148; 2023 4: 113033.2339; 2024 5: 105578.608; 2025 6: 98986.3735; 2026 7: 94118.9217; 2027 8: 90113.8612; 2028 9: 86108.8007; 2029 10: 82103.7402; 2030 11: 78098.6797; 2031 12: 74093.6192; 2032 13: 70088.5587; 2033 14: 66083.4982; 2034 15: 62078.4377; 2035 16: 58073.3772; 2036 17: 54068.3167; 2037 18: 50063.2562; 2038 19: 46058.1957; 2039 20: 42053.1352; 2040 21: 38048.0747; 2041 22: 34043.0142; 2042 23: 30037.9537; 2043 24: 26032.8932; 2044 25: 22027.8327; 2045 26: 18022.7722; 2046 27: 14017.7117; 2047 28: 10012.6512; 2048 29: 6007.5907; 2049 30: 2002.5302
| Pre-tax Return | 0.086076 | 2020 1: 12489.5354; 2021 2: 11474.6536; 2022 3: 10470.0818; 2023 4: 9729.4429; 2024 5: 9087.7789; 2025 6: 8520.3461; 2026 7: 8101.3755; 2027 8: 7756.6362; 2028 9: 7411.8968; 2029 10: 7067.1574; 2030 11: 6722.418; 2031 12: 6377.6786; 2032 13: 6032.9392; 2033 14: 5688.1998; 2034 15: 5343.4605; 2035 16: 4998.7211; 2036 17: 4653.9817; 2037 18: 4309.2423; 2038 19: 3964.5029; 2039 20: 3619.7635; 2040 21: 3275.0242; 2041 22: 2930.2848; 2042 23: 2585.5454; 2043 24: 2240.806; 2044 25: 1896.0666; 2045 26: 1551.3272; 2046 27: 1206.5878; 2047 28: 861.8485; 2048 29: 517.1091; 2049 30: 172.3697
| Book Depreciation |  | 2020 1: 5003.1986; 2021 2: 5003.1986; 2022 3: 5003.1986; 2023 4: 5003.1986; 2024 5: 5003.1986; 2025 6: 5003.1986; 2026 7: 5003.1986; 2027 8: 5003.1986; 2028 9: 5003.1986; 2029 10: 5003.1986; 2030 11: 5003.1986; 2031 12: 5003.1986; 2032 13: 5003.1986; 2033 14: 5003.1986; 2034 15: 5003.1986; 2035 16: 5003.1986; 2036 17: 5003.1986; 2037 18: 5003.1986; 2038 19: 5003.1986; 2039 20: 5003.1986; 2040 21: 5003.1986; 2041 22: 5003.1986; 2042 23: 5003.1986; 2043 24: 5003.1986; 2044 25: 5003.1986; 2045 26: 5003.1986; 2046 27: 5003.1986; 2047 28: 5003.1986; 2048 29: 5003.1986; 2049 30: 5003.1986
| Insurance |  | 2020 1: 71.896; 2021 2: 71.896; 2022 3: 71.896; 2023 4: 71.896; 2024 5: 71.896; 2025 6: 71.896; 2026 7: 71.896; 2027 8: 71.896; 2028 9: 71.896; 2029 10: 71.896; 2030 11: 71.896; 2031 12: 71.896; 2032 13: 71.896; 2033 14: 71.896; 2034 15: 71.896; 2035 16: 71.896; 2036 17: 71.896; 2037 18: 71.896; 2038 19: 71.896; 2039 20: 71.896; 2040 21: 71.896; 2041 22: 71.896; 2042 23: 71.896; 2043 24: 71.896; 2044 25: 71.896; 2045 26: 71.896; 2046 27: 71.896; 2047 28: 71.896; 2048 29: 71.896; 2049 30: 71.896
| ITC Amort - Grossed for Taxes |  | 2020 1: -949.9744; 2021 2: -949.9744; 2022 3: -949.9744; 2023 4: -949.9744; 2024 5: -949.9744; 2025 6: -949.9744; 2026 7: -949.9744; 2027 8: -949.9744; 2028 9: -949.9744; 2029 10: -949.9744; 2030 11: -949.9744; 2031 12: -949.9744; 2032 13: -949.9744; 2033 14: -949.9744; 2034 15: -949.9744; 2035 16: -949.9744; 2036 17: -949.9744; 2037 18: -949.9744; 2038 19: -949.9744; 2039 20: -949.9744; 2040 21: -949.9744; 2041 22: -949.9744; 2042 23: -949.9744; 2043 24: -949.9744; 2044 25: -949.9744; 2045 26: -949.9744; 2046 27: -949.9744; 2047 28: -949.9744; 2048 29: -949.9744; 2049 30: -949.9744
| Property Taxes |  | 2020 1: 682.3169; 2021 2: 682.3169; 2022 3: 682.3169; 2023 4: 682.3169; 2024 5: 682.3169; 2025 6: 682.3169; 2026 7: 682.3169; 2027 8: 682.3169; 2028 9: 682.3169; 2029 10: 682.3169; 2030 11: 682.3169; 2031 12: 682.3169; 2032 13: 682.3169; 2033 14: 682.3169; 2034 15: 682.3169; 2035 16: 682.3169; 2036 17: 682.3169; 2037 18: 682.3169; 2038 19: 682.3169; 2039 20: 682.3169; 2040 21: 682.3169; 2041 22: 682.3169; 2042 23: 682.3169; 2043 24: 682.3169; 2044 25: 682.3169; 2045 26: 682.3169; 2046 27: 682.3169; 2047 28: 682.3169; 2048 29: 682.3169; 2049 30: 682.3169
| Revenue Requirement |  | 2020 1: 17296.9724; 2021 2: 16282.0907; 2022 3: 15277.5188; 2023 4: 14536.8799; 2024 5: 13895.2159; 2025 6: 13327.7831; 2026 7: 12908.8126; 2027 8: 12564.0732; 2028 9: 12219.3338; 2029 10: 11874.5944; 2030 11: 11529.855; 2031 12: 11185.1156; 2032 13: 10840.3763; 2033 14: 10495.6369; 2034 15: 10150.8975; 2035 16: 9806.1581; 2036 17: 9461.4187; 2037 18: 9116.6793; 2038 19: 8771.94; 2039 20: 8427.2006; 2040 21: 8082.4612; 2041 22: 7737.7218; 2042 23: 7392.9824; 2043 24: 7048.243; 2044 25: 6703.5036; 2045 26: 6358.7643; 2046 27: 6014.0249; 2047 28: 5669.2855; 2048 29: 5324.5461; 2049 30: 4979.8067
| Book Depreciation |  | 2020 1: 5003.1986; 2021 2: 5003.1986; 2022 3: 5003.1986; 2023 4: 5003.1986; 2024 5: 5003.1986; 2025 6: 5003.1986; 2026 7: 5003.1986; 2027 8: 5003.1986; 2028 9: 5003.1986; 2029 10: 5003.1986; 2030 11: 5003.1986; 2031 12: 5003.1986; 2032 13: 5003.1986; 2033 14: 5003.1986; 2034 15: 5003.1986; 2035 16: 5003.1986; 2036 17: 5003.1986; 2037 18: 5003.1986; 2038 19: 5003.1986; 2039 20: 5003.1986; 2040 21: 5003.1986; 2041 22: 5003.1986; 2042 23: 5003.1986; 2043 24: 5003.1986; 2044 25: 5003.1986; 2045 26: 5003.1986; 2046 27: 5003.1986; 2047 28: 5003.1986; 2048 29: 5003.1986; 2049 30: 5003.1986
| Tax Depreciation |  | 2020 1: 30019.1917; 2021 2: 48030.7068; 2022 3: 28818.4241; 2023 4: 17291.0544; 2024 5: 17291.0544; 2025 6: 8645.5272; 2026 7: 0; 2027 8: 0; 2028 9: 0; 2029 10: 0; 2030 11: 0; 2031 12: 0; 2032 13: 0; 2033 14: 0; 2034 15: 0; 2035 16: 0; 2036 17: 0; 2037 18: 0; 2038 19: 0; 2039 20: 0; 2040 21: 0; 2041 22: 0; 2042 23: 0; 2043 24: 0; 2044 25: 0; 2045 26: 0; 2046 27: 0; 2047 28: 0; 2048 29: 0; 2049 30: 0
| Difference between book and tax |  | 2020 1: -25015.9931; 2021 2: -43027.5081; 2022 3: -23815.2254; 2023 4: -12287.8558; 2024 5: -12287.8558; 2025 6: -3642.3286; 2026 7: 5003.1986; 2027 8: 5003.1986; 2028 9: 5003.1986; 2029 10: 5003.1986; 2030 11: 5003.1986; 2031 12: 5003.1986; 2032 13: 5003.1986; 2033 14: 5003.1986; 2034 15: 5003.1986; 2035 16: 5003.1986; 2036 17: 5003.1986; 2037 18: 5003.1986; 2038 19: 5003.1986; 2039 20: 5003.1986; 2040 21: 5003.1986; 2041 22: 5003.1986; 2042 23: 5003.1986; 2043 24: 5003.1986; 2044 25: 5003.1986; 2045 26: 5003.1986; 2046 27: 5003.1986; 2047 28: 5003.1986; 2048 29: 5003.1986; 2049 30: 5003.1986
| Tax rate |  | 2020 1: -5253.3586; 2021 2: -9035.7767; 2022 3: -5001.1973; 2023 4: -2580.4497; 2024 5: -2580.4497; 2025 6: -764.889; 2026 7: 1050.6717; 2027 8: 1050.6717; 2028 9: 1050.6717; 2029 10: 1050.6717; 2030 11: 1050.6717; 2031 12: 1050.6717; 2032 13: 1050.6717; 2033 14: 1050.6717; 2034 15: 1050.6717; 2035 16: 1050.6717; 2036 17: 1050.6717; 2037 18: 1050.6717; 2038 19: 1050.6717; 2039 20: 1050.6717; 2040 21: 1050.6717; 2041 22: 1050.6717; 2042 23: 1050.6717; 2043 24: 1050.6717; 2044 25: 1050.6717; 2045 26: 1050.6717; 2046 27: 1050.6717; 2047 28: 1050.6717; 2048 29: 1050.6717; 2049 30: 1050.6717
Depreciation Tables
|  | 5 | 2020 1: 20%; 2021 2: 32%; 2022 3: 19.2%; 2023 4: 11.52%; 2024 5: 11.52%; 2025 6: 5.76%; 2026 7: 0%; 2027 8: 0%; 2028 9: 0%; 2029 10: 0%; 2030 11: 0%; 2031 12: 0%; 2032 13: 0%; 2033 14: 0%; 2034 15: 0%; 2035 16: 0%; 2036 17: 0%; 2037 18: 0%; 2038 19: 0%; 2039 20: 0%; 2040 21: 0%
|  | 5 | 0: 1; 2020 1: 20%; 2021 2: 32%; 2022 3: 19.2%; 2023 4: 11.52%; 2024 5: 11.52%; 2025 6: 5.76%
|  | 10 | 0: 0; 2020 1: 10%; 2021 2: 18%; 2022 3: 14.4%; 2023 4: 11.52%; 2024 5: 9.22%; 2025 6: 7.37%; 2026 7: 6.55%; 2027 8: 6.55%; 2028 9: 6.56%; 2029 10: 6.55%; 2030 11: 3.28%
|  | 15 | 0: 0; 2020 1: 5%; 2021 2: 9.5%; 2022 3: 8.55%; 2023 4: 7.7%; 2024 5: 6.93%; 2025 6: 6.23%; 2026 7: 5.9%; 2027 8: 5.9%; 2028 9: 5.91%; 2029 10: 5.9%; 2030 11: 5.91%; 2031 12: 5.9%; 2032 13: 5.91%; 2033 14: 5.9%; 2034 15: 5.91%; 2035 16: 2.95%
|  | 20 | 0: 0; 2020 1: 3.75%; 2021 2: 7.219%; 2022 3: 6.677%; 2023 4: 6.177%; 2024 5: 5.713%; 2025 6: 5.285%; 2026 7: 4.888%; 2027 8: 4.522%; 2028 9: 4.462%; 2029 10: 4.461%; 2030 11: 4.462%; 2031 12: 4.461%; 2032 13: 4.462%; 2033 14: 4.461%; 2034 15: 4.462%; 2035 16: 4.461%; 2036 17: 4.462%; 2037 18: 4.461%; 2038 19: 4.462%; 2039 20: 4.461%; 2040 21: 2.231%
Revenue Requirement by vintage year
2012 $000
|  |  |  | 2020 | 2021 | 2022 | 2023 | 2024 | 2025 | 2026 | 2027 | 2028 | 2029 | 2030 | 2031 | 2032 | 2033 | 2034 | 2035 | 2036 | 2037 | 2038 | 2039 | 2040 | 2041 | 2042 | 2043 | 2044 | 2045 | 2046 | 2047 | 2048 | 2049 | 2050 | 2051 | 2052 | 2053 | 2054 | 2055 | 2056 | 2057 | 2058 | 2059 | 2060 | 2061 | 2062 | 2063 | 2064 | 2065 | 2066 | 2067 | 2068 | 2069 | 2070 | 2071 | 2072 | 2073 | 2074 | 2075
|  | 2020 | 0% | 17296.9724 | 16282.0907 | 15277.5188 | 14536.8799 | 13895.2159 | 13327.7831 | 12908.8126 | 12564.0732 | 12219.3338 | 11874.5944 | 11529.855 | 11185.1156 | 10840.3763 | 10495.6369 | 10150.8975 | 9806.1581 | 9461.4187 | 9116.6793 | 8771.94 | 8427.2006 | 8082.4612 | 7737.7218 | 7392.9824 | 7048.243 | 6703.5036 | 6358.7643 | 6014.0249 | 5669.2855 | 5324.5461 | 4979.8067 | 0 | 0 | 0 | 0 | 0 | 0 | 0 | 0 | 0 | 0 | 0 | 0 | 0 | 0 | 0 | 0 | 0 | 0 | 0 | 0 | 0 | 0 | 0 | 0 | 0 | 0
|  | 2021 | -1.845% |  | 16977.7638 | 15981.6113 | 14995.5784 | 14268.6077 | 13638.7854 | 13081.8243 | 12670.5857 | 12332.2083 | 11993.8309 | 11655.4536 | 11317.0762 | 10978.6989 | 10640.3215 | 10301.9442 | 9963.5668 | 9625.1894 | 9286.8121 | 8948.4347 | 8610.0574 | 8271.68 | 7933.3026 | 7594.9253 | 7256.5479 | 6918.1706 | 6579.7932 | 6241.4158 | 5903.0385 | 5564.6611 | 5226.2838 | 4887.9064 | 0 | 0 | 0 | 0 | 0 | 0 | 0 | 0 | 0 | 0 | 0 | 0 | 0 | 0 | 0 | 0 | 0 | 0 | 0 | 0 | 0 | 0 | 0 | 0 | 0
|  | 2022 | -2.03% |  |  | 16633.1297 | 15657.1982 | 14691.181 | 13978.9672 | 13361.9297 | 12816.2744 | 12413.3836 | 12081.875 | 11750.3664 | 11418.8578 | 11087.3493 | 10755.8407 | 10424.3321 | 10092.8235 | 9761.3149 | 9429.8063 | 9098.2977 | 8766.7891 | 8435.2806 | 8103.772 | 7772.2634 | 7440.7548 | 7109.2462 | 6777.7376 | 6446.229 | 6114.7204 | 5783.2119 | 5451.7033 | 5120.1947 | 4788.6861 | 0 | 0 | 0 | 0 | 0 | 0 | 0 | 0 | 0 | 0 | 0 | 0 | 0 | 0 | 0 | 0 | 0 | 0 | 0 | 0 | 0 | 0 | 0 | 0
|  | 2023 | -2.072% |  |  |  | 16288.4956 | 15332.7852 | 14386.7836 | 13689.3266 | 13085.074 | 12550.7246 | 12156.1815 | 11831.5417 | 11506.9019 | 11182.2621 | 10857.6223 | 10532.9825 | 10208.3426 | 9883.7028 | 9559.063 | 9234.4232 | 8909.7834 | 8585.1436 | 8260.5037 | 7935.8639 | 7611.2241 | 7286.5843 | 6961.9445 | 6637.3047 | 6312.6648 | 5988.025 | 5663.3852 | 5338.7454 | 5014.1056 | 4689.4658 | 0 | 0 | 0 | 0 | 0 | 0 | 0 | 0 | 0 | 0 | 0 | 0 | 0 | 0 | 0 | 0 | 0 | 0 | 0 | 0 | 0 | 0 | 0
|  | 2024 | -2.116% |  |  |  |  | 15943.8615 | 15008.3721 | 14082.3861 | 13399.6861 | 12808.2183 | 12285.1747 | 11898.9795 | 11581.2084 | 11263.4374 | 10945.6664 | 10627.8953 | 10310.1243 | 9992.3532 | 9674.5822 | 9356.8111 | 9039.0401 | 8721.269 | 8403.498 | 8085.7269 | 7767.9559 | 7450.1849 | 7132.4138 | 6814.6428 | 6496.8717 | 6179.1007 | 5861.3296 | 5543.5586 | 5225.7875 | 4908.0165 | 4590.2454 | 0 | 0 | 0 | 0 | 0 | 0 | 0 | 0 | 0 | 0 | 0 | 0 | 0 | 0 | 0 | 0 | 0 | 0 | 0 | 0 | 0 | 0
|  | 2025 | -2.162% | [5 empty] | 15599.2274 | 14683.9591 | 13777.9887 | 13110.0456 | 12531.3626 | 12019.6249 | 11641.7774 | 11330.8752 | 11019.9729 | 10709.0706 | 10398.1683 | 10087.2661 | 9776.3638 | 9465.4615 | 9154.5592 | 8843.657 | 8532.7547 | 8221.8524 | 7910.9501 | 7600.0479 | 7289.1456 | 6978.2433 | 6667.341 | 6356.4388 | 6045.5365 | 5734.6342 | 5423.7319 | 5112.8297 | 4801.9274 | 4491.0251 | 0 | 0 | 0 | 0 | 0 | 0 | 0 | 0 | 0 | 0 | 0 | 0 | 0 | 0 | 0 | 0 | 0 | 0 | 0 | 0 | 0
|  | 2026 | -2.209% | [6 empty] | 15254.5933 | 14359.546 | 13473.5913 | 12820.405 | 12254.5069 | 11754.075 | 11384.5754 | 11080.5419 | 10776.5084 | 10472.4749 | 10168.4414 | 9864.4079 | 9560.3744 | 9256.3408 | 8952.3073 | 8648.2738 | 8344.2403 | 8040.2068 | 7736.1733 | 7432.1398 | 7128.1063 | 6824.0728 | 6520.0393 | 6216.0058 | 5911.9723 | 5607.9388 | 5303.9053 | 4999.8718 | 4695.8383 | 4391.8048 | 0 | 0 | 0 | 0 | 0 | 0 | 0 | 0 | 0 | 0 | 0 | 0 | 0 | 0 | 0 | 0 | 0 | 0 | 0 | 0
|  | 2027 | -2.259% | [7 empty] | 14909.9592 | 14035.133 | 13169.1939 | 12530.7645 | 11977.6513 | 11488.5252 | 11127.3733 | 10830.2086 | 10533.0438 | 10235.8791 | 9938.7144 | 9641.5497 | 9344.3849 | 9047.2202 | 8750.0555 | 8452.8907 | 8155.726 | 7858.5613 | 7561.3965 | 7264.2318 | 6967.0671 | 6669.9023 | 6372.7376 | 6075.5729 | 5778.4081 | 5481.2434 | 5184.0787 | 4886.9139 | 4589.7492 | 4292.5845 | 0 | 0 | 0 | 0 | 0 | 0 | 0 | 0 | 0 | 0 | 0 | 0 | 0 | 0 | 0 | 0 | 0 | 0 | 0
|  | 2028 | -2.311% | [8 empty] | 14565.3251 | 13710.7199 | 12864.7964 | 12241.1239 | 11700.7956 | 11222.9753 | 10870.1713 | 10579.8753 | 10289.5793 | 9999.2834 | 9708.9874 | 9418.6914 | 9128.3955 | 8838.0995 | 8547.8036 | 8257.5076 | 7967.2116 | 7676.9157 | 7386.6197 | 7096.3238 | 6806.0278 | 6515.7318 | 6225.4359 | 5935.1399 | 5644.844 | 5354.548 | 5064.252 | 4773.9561 | 4483.6601 | 4193.3642 | 0 | 0 | 0 | 0 | 0 | 0 | 0 | 0 | 0 | 0 | 0 | 0 | 0 | 0 | 0 | 0 | 0 | 0
|  | 2029 | -2.366% | [9 empty] | 14220.6911 | 13386.3069 | 12560.399 | 11951.4834 | 11423.9399 | 10957.4255 | 10612.9692 | 10329.542 | 10046.1148 | 9762.6876 | 9479.2604 | 9195.8332 | 8912.4061 | 8628.9789 | 8345.5517 | 8062.1245 | 7778.6973 | 7495.2701 | 7211.8429 | 6928.4157 | 6644.9885 | 6361.5613 | 6078.1342 | 5794.707 | 5511.2798 | 5227.8526 | 4944.4254 | 4660.9982 | 4377.571 | 4094.1438 | 0 | 0 | 0 | 0 | 0 | 0 | 0 | 0 | 0 | 0 | 0 | 0 | 0 | 0 | 0 | 0 | 0
|  | 2030 | -2.423% | [10 empty] | 13876.057 | 13061.8938 | 12256.0016 | 11661.8429 | 11147.0842 | 10691.8756 | 10355.7671 | 10079.2087 | 9802.6503 | 9526.0919 | 9249.5335 | 8972.975 | 8696.4166 | 8419.8582 | 8143.2998 | 7866.7414 | 7590.1829 | 7313.6245 | 7037.0661 | 6760.5077 | 6483.9493 | 6207.3909 | 5930.8324 | 5654.274 | 5377.7156 | 5101.1572 | 4824.5988 | 4548.0403 | 4271.4819 | 3994.9235 | 0 | 0 | 0 | 0 | 0 | 0 | 0 | 0 | 0 | 0 | 0 | 0 | 0 | 0 | 0 | 0
|  | 2031 | -1.109% | [11 empty] | 13722.2198 | 12917.083 | 12120.1252 | 11532.5537 | 11023.5019 | 10573.34 | 10240.9578 | 9967.4654 | 9693.9731 | 9420.4807 | 9146.9884 | 8873.496 | 8600.0037 | 8326.5113 | 8053.019 | 7779.5266 | 7506.0343 | 7232.5419 | 6959.0496 | 6685.5572 | 6412.0649 | 6138.5725 | 5865.0802 | 5591.5878 | 5318.0955 | 5044.6031 | 4771.1108 | 4497.6184 | 4224.1261 | 3950.6337 | 0 | 0 | 0 | 0 | 0 | 0 | 0 | 0 | 0 | 0 | 0 | 0 | 0 | 0 | 0
|  | 2032 | -1.121% | [12 empty] | 13568.3827 | 12772.2721 | 11984.2489 | 11403.2645 | 10899.9196 | 10454.8043 | 10126.1484 | 9855.7221 | 9585.2958 | 9314.8696 | 9044.4433 | 8774.017 | 8503.5907 | 8233.1644 | 7962.7382 | 7692.3119 | 7421.8856 | 7151.4593 | 6881.033 | 6610.6068 | 6340.1805 | 6069.7542 | 5799.3279 | 5528.9016 | 5258.4754 | 4988.0491 | 4717.6228 | 4447.1965 | 4176.7702 | 3906.344 | 0 | 0 | 0 | 0 | 0 | 0 | 0 | 0 | 0 | 0 | 0 | 0 | 0 | 0
|  | 2033 | -1.134% | [13 empty] | 13414.5456 | 12627.4612 | 11848.3725 | 11273.9753 | 10776.3373 | 10336.2687 | 10011.339 | 9743.9788 | 9476.6186 | 9209.2584 | 8941.8982 | 8674.538 | 8407.1778 | 8139.8176 | 7872.4573 | 7605.0971 | 7337.7369 | 7070.3767 | 6803.0165 | 6535.6563 | 6268.2961 | 6000.9359 | 5733.5757 | 5466.2154 | 5198.8552 | 4931.495 | 4664.1348 | 4396.7746 | 4129.4144 | 3862.0542 | 0 | 0 | 0 | 0 | 0 | 0 | 0 | 0 | 0 | 0 | 0 | 0 | 0
|  | 2034 | -1.147% | [14 empty] | 13260.7085 | 12482.6503 | 11712.4962 | 11144.6861 | 10652.7549 | 10217.7331 | 9896.5297 | 9632.2355 | 9367.9414 | 9103.6472 | 8839.3531 | 8575.059 | 8310.7648 | 8046.4707 | 7782.1765 | 7517.8824 | 7253.5882 | 6989.2941 | 6725 | 6460.7058 | 6196.4117 | 5932.1175 | 5667.8234 | 5403.5292 | 5139.2351 | 4874.941 | 4610.6468 | 4346.3527 | 4082.0585 | 3817.7644 | 0 | 0 | 0 | 0 | 0 | 0 | 0 | 0 | 0 | 0 | 0 | 0
|  | 2035 | -1.16% | [15 empty] | 13106.8714 | 12337.8394 | 11576.6199 | 11015.3969 | 10529.1726 | 10099.1974 | 9781.7203 | 9520.4922 | 9259.2642 | 8998.0361 | 8736.808 | 8475.5799 | 8214.3519 | 7953.1238 | 7691.8957 | 7430.6676 | 7169.4396 | 6908.2115 | 6646.9834 | 6385.7553 | 6124.5273 | 5863.2992 | 5602.0711 | 5340.8431 | 5079.615 | 4818.3869 | 4557.1588 | 4295.9308 | 4034.7027 | 3773.4746 | 0 | 0 | 0 | 0 | 0 | 0 | 0 | 0 | 0 | 0 | 0
|  | 2036 | -1.174% | [16 empty] | 12953.0343 | 12193.0286 | 11440.7435 | 10886.1077 | 10405.5903 | 9980.6618 | 9666.9109 | 9408.7489 | 9150.5869 | 8892.4249 | 8634.2629 | 8376.1009 | 8117.9389 | 7859.7769 | 7601.6149 | 7343.4529 | 7085.2909 | 6827.1289 | 6568.9669 | 6310.8049 | 6052.6429 | 5794.4809 | 5536.3189 | 5278.1569 | 5019.9949 | 4761.8329 | 4503.6708 | 4245.5088 | 3987.3468 | 3729.1848 | 0 | 0 | 0 | 0 | 0 | 0 | 0 | 0 | 0 | 0
|  | 2037 | -1.188% | [17 empty] | 12799.1972 | 12048.2177 | 11304.8672 | 10756.8185 | 10282.008 | 9862.1261 | 9552.1016 | 9297.0056 | 9041.9097 | 8786.8138 | 8531.7178 | 8276.6219 | 8021.526 | 7766.43 | 7511.3341 | 7256.2382 | 7001.1422 | 6746.0463 | 6490.9503 | 6235.8544 | 5980.7585 | 5725.6625 | 5470.5666 | 5215.4707 | 4960.3747 | 4705.2788 | 4450.1829 | 4195.0869 | 3939.991 | 3684.8951 | 0 | 0 | 0 | 0 | 0 | 0 | 0 | 0 | 0
|  | 2038 | -1.202% | [18 empty] | 12645.3601 | 11903.4068 | 11168.9908 | 10627.5293 | 10158.4257 | 9743.5905 | 9437.2922 | 9185.2623 | 8933.2325 | 8681.2026 | 8429.1727 | 8177.1429 | 7925.113 | 7673.0831 | 7421.0533 | 7169.0234 | 6916.9935 | 6664.9637 | 6412.9338 | 6160.9039 | 5908.8741 | 5656.8442 | 5404.8143 | 5152.7845 | 4900.7546 | 4648.7247 | 4396.6949 | 4144.665 | 3892.6351 | 3640.6053 | 0 | 0 | 0 | 0 | 0 | 0 | 0 | 0
|  | 2039 | -1.217% | [19 empty] | 12491.5229 | 11758.5959 | 11033.1145 | 10498.2401 | 10034.8434 | 9625.0549 | 9322.4828 | 9073.519 | 8824.5552 | 8575.5914 | 8326.6276 | 8077.6638 | 7828.7001 | 7579.7363 | 7330.7725 | 7081.8087 | 6832.8449 | 6583.8811 | 6334.9173 | 6085.9535 | 5836.9897 | 5588.0259 | 5339.0621 | 5090.0983 | 4841.1345 | 4592.1707 | 4343.2069 | 4094.2431 | 3845.2793 | 3596.3155 | 0 | 0 | 0 | 0 | 0 | 0 | 0
|  | 2040 | -1.232% | [20 empty] | 12337.6858 | 11613.785 | 10897.2381 | 10368.9509 | 9911.2611 | 9506.5192 | 9207.6735 | 8961.7757 | 8715.878 | 8469.9803 | 8224.0826 | 7978.1848 | 7732.2871 | 7486.3894 | 7240.4916 | 6994.5939 | 6748.6962 | 6502.7985 | 6256.9007 | 6011.003 | 5765.1053 | 5519.2075 | 5273.3098 | 5027.4121 | 4781.5144 | 4535.6166 | 4289.7189 | 4043.8212 | 3797.9234 | 3552.0257 | 0 | 0 | 0 | 0 | 0 | 0
|  | 2041 | -1.081% | [21 empty] | 12204.3055 | 11488.2306 | 10779.4302 | 10256.8541 | 9804.1123 | 9403.746 | 9108.1311 | 8864.8917 | 8621.6523 | 8378.4129 | 8135.1736 | 7891.9342 | 7648.6948 | 7405.4554 | 7162.2161 | 6918.9767 | 6675.7373 | 6432.4979 | 6189.2586 | 5946.0192 | 5702.7798 | 5459.5404 | 5216.3011 | 4973.0617 | 4729.8223 | 4486.5829 | 4243.3436 | 4000.1042 | 3756.8648 | 3513.6254 | 0 | 0 | 0 | 0 | 0
|  | 2042 | -1.093% | [22 empty] | 12070.9251 | 11362.6762 | 10661.6222 | 10144.7574 | 9696.9635 | 9300.9729 | 9008.5886 | 8768.0076 | 8527.4266 | 8286.8456 | 8046.2646 | 7805.6835 | 7565.1025 | 7324.5215 | 7083.9405 | 6843.3595 | 6602.7784 | 6362.1974 | 6121.6164 | 5881.0354 | 5640.4543 | 5399.8733 | 5159.2923 | 4918.7113 | 4678.1303 | 4437.5492 | 4196.9682 | 3956.3872 | 3715.8062 | 3475.2252 | 0 | 0 | 0 | 0
|  | 2043 | -1.105% | 2043: 11937.5447; 2044: 11237.1217; 2045: 10543.8142; 2046: 10032.6606; 2047: 9589.8147; 2048: 9198.1997; 2049: 8909.0462; 2050: 8671.1236; 2051: 8433.2009; 2052: 8195.2782; 2053: 7957.3556; 2054: 7719.4329; 2055: 7481.5102; 2056: 7243.5876; 2057: 7005.6649; 2058: 6767.7422; 2059: 6529.8196; 2060: 6291.8969; 2061: 6053.9742; 2062: 5816.0516; 2063: 5578.1289; 2064: 5340.2062; 2065: 5102.2836; 2066: 4864.3609; 2067: 4626.4382; 2068: 4388.5156; 2069: 4150.5929; 2070: 3912.6702; 2071: 3674.7476; 2072: 3436.8249; 2073: 0; 2074: 0; 2075: 0
|  | 2044 | -1.117% | 2044: 11804.1643; 2045: 11111.5673; 2046: 10426.0062; 2047: 9920.5638; 2048: 9482.666; 2049: 9095.4265; 2050: 8809.5038; 2051: 8574.2395; 2052: 8338.9752; 2053: 8103.7109; 2054: 7868.4466; 2055: 7633.1822; 2056: 7397.9179; 2057: 7162.6536; 2058: 6927.3893; 2059: 6692.125; 2060: 6456.8607; 2061: 6221.5964; 2062: 5986.332; 2063: 5751.0677; 2064: 5515.8034; 2065: 5280.5391; 2066: 5045.2748; 2067: 4810.0105; 2068: 4574.7462; 2069: 4339.4819; 2070: 4104.2175; 2071: 3868.9532; 2072: 3633.6889; 2073: 3398.4246; 2074: 0; 2075: 0
|  | 2045 | -1.13% | 2045: 11670.7839; 2046: 10986.0129; 2047: 10308.1982; 2048: 9808.4671; 2049: 9375.5172; 2050: 8992.6533; 2051: 8709.9614; 2052: 8477.3554; 2053: 8244.7495; 2054: 8012.1435; 2055: 7779.5376; 2056: 7546.9316; 2057: 7314.3256; 2058: 7081.7197; 2059: 6849.1137; 2060: 6616.5078; 2061: 6383.9018; 2062: 6151.2958; 2063: 5918.6899; 2064: 5686.0839; 2065: 5453.478; 2066: 5220.872; 2067: 4988.266; 2068: 4755.6601; 2069: 4523.0541; 2070: 4290.4482; 2071: 4057.8422; 2072: 3825.2362; 2073: 3592.6303; 2074: 3360.0243; 2075: 0
|  | 2046 | -1.143% | 2046: 11537.4035; 2047: 10860.4584; 2048: 10190.3903; 2049: 9696.3703; 2050: 9268.3684; 2051: 8889.8801; 2052: 8610.419; 2053: 8380.4714; 2054: 8150.5238; 2055: 7920.5762; 2056: 7690.6286; 2057: 7460.6809; 2058: 7230.7333; 2059: 7000.7857; 2060: 6770.8381; 2061: 6540.8905; 2062: 6310.9429; 2063: 6080.9953; 2064: 5851.0477; 2065: 5621.1001; 2066: 5391.1525; 2067: 5161.2049; 2068: 4931.2573; 2069: 4701.3097; 2070: 4471.3621; 2071: 4241.4145; 2072: 4011.4669; 2073: 3781.5193; 2074: 3551.5717; 2075: 3321.6241 | 0 | 0 | 0 | 0
|  | 2047 | -1.156% | 2047: 11404.0231; 2048: 10734.904; 2049: 10072.5823; 2050: 9584.2735; 2051: 9161.2197; 2052: 8787.107; 2053: 8510.8766; 2054: 8283.5873; 2055: 8056.2981; 2056: 7829.0088; 2057: 7601.7196; 2058: 7374.4303; 2059: 7147.141; 2060: 6919.8518; 2061: 6692.5625; 2062: 6465.2733; 2063: 6237.984; 2064: 6010.6948; 2065: 5783.4055; 2066: 5556.1163; 2067: 5328.827; 2068: 5101.5378; 2069: 4874.2485; 2070: 4646.9593; 2071: 4419.67; 2072: 4192.3808; 2073: 3965.0915; 2074: 3737.8023; 2075: 3510.513 | 3283.2238 | 0 | 0 | 0
|  | 2048 | -1.17% | 2048: 11270.6427; 2049: 10609.3496; 2050: 9954.7743; 2051: 9472.1768; 2052: 9054.0709; 2053: 8684.3338; 2054: 8411.3341; 2055: 8186.7032; 2056: 7962.0723; 2057: 7737.4414; 2058: 7512.8106; 2059: 7288.1797; 2060: 7063.5488; 2061: 6838.9179; 2062: 6614.287; 2063: 6389.6561; 2064: 6165.0252; 2065: 5940.3943; 2066: 5715.7634; 2067: 5491.1325; 2068: 5266.5016; 2069: 5041.8707; 2070: 4817.2398; 2071: 4592.6089; 2072: 4367.978; 2073: 4143.3471; 2074: 3918.7162; 2075: 3694.0853 | 3469.4544 | 3244.8235 | 0 | 0
|  | 2049 | -1.183% | 2049: 11137.2624; 2050: 10483.7951; 2051: 9836.9663; 2052: 9360.08; 2053: 8946.9221; 2054: 8581.5606; 2055: 8311.7917; 2056: 8089.8192; 2057: 7867.8466; 2058: 7645.8741; 2059: 7423.9016; 2060: 7201.929; 2061: 6979.9565; 2062: 6757.9839; 2063: 6536.0114; 2064: 6314.0388; 2065: 6092.0663; 2066: 5870.0937; 2067: 5648.1212; 2068: 5426.1487; 2069: 5204.1761; 2070: 4982.2036; 2071: 4760.231; 2072: 4538.2585; 2073: 4316.2859; 2074: 4094.3134; 2075: 3872.3408 | 3650.3683 | 3428.3958 | 3206.4232 | 0
|  | 2050 | -1.198% | 2050: 11003.882; 2051: 10358.2407; 2052: 9719.1583; 2053: 9247.9832; 2054: 8839.7734; 2055: 8478.7874; 2056: 8212.2493; 2057: 7992.9351; 2058: 7773.6209; 2059: 7554.3067; 2060: 7334.9925; 2061: 7115.6784; 2062: 6896.3642; 2063: 6677.05; 2064: 6457.7358; 2065: 6238.4216; 2066: 6019.1074; 2067: 5799.7932; 2068: 5580.479; 2069: 5361.1648; 2070: 5141.8506; 2071: 4922.5365; 2072: 4703.2223; 2073: 4483.9081; 2074: 4264.5939; 2075: 4045.2797 | 3825.9655 | 3606.6513 | 3387.3371 | 3168.0229
Revenue Requirement by vintage year
2012 $/MW-wk
| Aurora Input |  | Levelized Cost | 2020 | 2021 | 2022 | 2023 | 2024 | 2025 | 2026 | 2027 | 2028 | 2029 | 2030 | 2031 | 2032 | 2033 | 2034 | 2035 | 2036 | 2037 | 2038 | 2039 | 2040 | 2041 | 2042 | 2043 | 2044 | 2045 | 2046 | 2047 | 2048 | 2049 | 2050 | 2051 | 2052 | 2053 | 2054 | 2055 | 2056 | 2057 | 2058 | 2059 | 2060 | 2061 | 2062 | 2063 | 2064 | 2065 | 2066 | 2067 | 2068 | 2069 | 2070 | 2071 | 2072 | 2073 | 2074 | 2075
|  | 2020 | 4370.1933 | 6652.6817 | 6262.3426 | 5875.9688 | 5591.1077 | 5344.3138 | 5126.0704 | 4964.9279 | 4832.3358 | 4699.7438 | 4567.1517 | 4434.5596 | 4301.9676 | 4169.3755 | 4036.7834 | 3904.1913 | 3771.5993 | 3639.0072 | 3506.4151 | 3373.8231 | 3241.231 | 3108.6389 | 2976.0468 | 2843.4548 | 2710.8627 | 2578.2706 | 2445.6786 | 2313.0865 | 2180.4944 | 2047.9023 | 1915.3103 | 0 | 0 | 0 | 0 | 0 | 0 | 0 | 0 | 0 | 0 | 0 | 0 | 0 | 0 | 0 | 0 | 0 | 0 | 0 | 0 | 0 | 0 | 0 | 0 | 0 | 0
|  | 2021 | 4289.5432 |  | 6529.9092 | 6146.7736 | 5767.5302 | 5487.926 | 5245.6867 | 5031.4709 | 4873.3022 | 4743.157 | 4613.0119 | 4482.8668 | 4352.7216 | 4222.5765 | 4092.4314 | 3962.2862 | 3832.1411 | 3701.9959 | 3571.8508 | 3441.7057 | 3311.5605 | 3181.4154 | 3051.2702 | 2921.1251 | 2790.98 | 2660.8348 | 2530.6897 | 2400.5446 | 2270.3994 | 2140.2543 | 2010.1091 | 1879.964 | 0 | 0 | 0 | 0 | 0 | 0 | 0 | 0 | 0 | 0 | 0 | 0 | 0 | 0 | 0 | 0 | 0 | 0 | 0 | 0 | 0 | 0 | 0 | 0 | 0
|  | 2022 | 4202.4691 |  |  | 6397.3576 | 6021.9993 | 5650.4542 | 5376.5258 | 5139.2037 | 4929.3363 | 4774.3783 | 4646.875 | 4519.3717 | 4391.8684 | 4264.3651 | 4136.8618 | 4009.3585 | 3881.8552 | 3754.3519 | 3626.8486 | 3499.3453 | 3371.842 | 3244.3387 | 3116.8354 | 2989.3321 | 2861.8288 | 2734.3255 | 2606.8222 | 2479.3189 | 2351.8156 | 2224.3123 | 2096.8089 | 1969.3056 | 1841.8023 | 0 | 0 | 0 | 0 | 0 | 0 | 0 | 0 | 0 | 0 | 0 | 0 | 0 | 0 | 0 | 0 | 0 | 0 | 0 | 0 | 0 | 0 | 0 | 0
|  | 2023 | 4115.3951 |  |  |  | 6264.806 | 5897.2251 | 5533.3783 | 5265.1256 | 5032.7208 | 4827.2018 | 4675.4544 | 4550.593 | 4425.7315 | 4300.87 | 4176.0086 | 4051.1471 | 3926.2856 | 3801.4242 | 3676.5627 | 3551.7012 | 3426.8398 | 3301.9783 | 3177.1168 | 3052.2554 | 2927.3939 | 2802.5324 | 2677.671 | 2552.8095 | 2427.948 | 2303.0866 | 2178.2251 | 2053.3636 | 1928.5021 | 1803.6407 | 0 | 0 | 0 | 0 | 0 | 0 | 0 | 0 | 0 | 0 | 0 | 0 | 0 | 0 | 0 | 0 | 0 | 0 | 0 | 0 | 0 | 0 | 0
|  | 2024 | 4028.321 |  |  |  |  | 6132.2544 | 5772.4508 | 5416.3024 | 5153.7254 | 4926.2378 | 4725.0672 | 4576.5306 | 4454.3109 | 4332.0913 | 4209.8717 | 4087.652 | 3965.4324 | 3843.2128 | 3720.9931 | 3598.7735 | 3476.5539 | 3354.3342 | 3232.1146 | 3109.895 | 2987.6753 | 2865.4557 | 2743.2361 | 2621.0164 | 2498.7968 | 2376.5772 | 2254.3575 | 2132.1379 | 2009.9183 | 1887.6986 | 1765.479 | 0 | 0 | 0 | 0 | 0 | 0 | 0 | 0 | 0 | 0 | 0 | 0 | 0 | 0 | 0 | 0 | 0 | 0 | 0 | 0 | 0 | 0
|  | 2025 | 3941.2469 | [5 empty] | 5999.7029 | 5647.6766 | 5299.2264 | 5042.3252 | 4819.7549 | 4622.9326 | 4477.6067 | 4358.0289 | 4238.4511 | 4118.8733 | 3999.2955 | 3879.7177 | 3760.1399 | 3640.5621 | 3520.9843 | 3401.4065 | 3281.8287 | 3162.2509 | 3042.6731 | 2923.0953 | 2803.5175 | 2683.9397 | 2564.3619 | 2444.7841 | 2325.2063 | 2205.6285 | 2086.0507 | 1966.473 | 1846.8952 | 1727.3174 | 0 | 0 | 0 | 0 | 0 | 0 | 0 | 0 | 0 | 0 | 0 | 0 | 0 | 0 | 0 | 0 | 0 | 0 | 0 | 0 | 0
|  | 2026 | 3854.1729 | [6 empty] | 5867.1513 | 5522.9023 | 5182.1505 | 4930.925 | 4713.2719 | 4520.7981 | 4378.6828 | 4261.7469 | 4144.8109 | 4027.8749 | 3910.939 | 3794.003 | 3677.0671 | 3560.1311 | 3443.1951 | 3326.2592 | 3209.3232 | 3092.3872 | 2975.4513 | 2858.5153 | 2741.5794 | 2624.6434 | 2507.7074 | 2390.7715 | 2273.8355 | 2156.8995 | 2039.9636 | 1923.0276 | 1806.0917 | 1689.1557 | 0 | 0 | 0 | 0 | 0 | 0 | 0 | 0 | 0 | 0 | 0 | 0 | 0 | 0 | 0 | 0 | 0 | 0 | 0 | 0
|  | 2027 | 3767.0988 | [7 empty] | 5734.5997 | 5398.1281 | 5065.0746 | 4819.5248 | 4606.7889 | 4418.6635 | 4279.759 | 4165.4648 | 4051.1707 | 3936.8766 | 3822.5825 | 3708.2883 | 3593.9942 | 3479.7001 | 3365.4059 | 3251.1118 | 3136.8177 | 3022.5236 | 2908.2294 | 2793.9353 | 2679.6412 | 2565.3471 | 2451.0529 | 2336.7588 | 2222.4647 | 2108.1705 | 1993.8764 | 1879.5823 | 1765.2882 | 1650.994 | 0 | 0 | 0 | 0 | 0 | 0 | 0 | 0 | 0 | 0 | 0 | 0 | 0 | 0 | 0 | 0 | 0 | 0 | 0
|  | 2028 | 3680.0248 | [8 empty] | 5602.0481 | 5273.3538 | 4947.9986 | 4708.1246 | 4500.306 | 4316.529 | 4180.8351 | 4069.1828 | 3957.5305 | 3845.8782 | 3734.2259 | 3622.5736 | 3510.9213 | 3399.269 | 3287.6168 | 3175.9645 | 3064.3122 | 2952.6599 | 2841.0076 | 2729.3553 | 2617.703 | 2506.0507 | 2394.3984 | 2282.7461 | 2171.0938 | 2059.4415 | 1947.7892 | 1836.137 | 1724.4847 | 1612.8324 | 0 | 0 | 0 | 0 | 0 | 0 | 0 | 0 | 0 | 0 | 0 | 0 | 0 | 0 | 0 | 0 | 0 | 0
|  | 2029 | 3592.9507 | [9 empty] | 5469.4966 | 5148.5796 | 4830.9227 | 4596.7244 | 4393.823 | 4214.3944 | 4081.9112 | 3972.9008 | 3863.8903 | 3754.8799 | 3645.8694 | 3536.8589 | 3427.8485 | 3318.838 | 3209.8276 | 3100.8171 | 2991.8067 | 2882.7962 | 2773.7857 | 2664.7753 | 2555.7648 | 2446.7544 | 2337.7439 | 2228.7334 | 2119.723 | 2010.7125 | 1901.7021 | 1792.6916 | 1683.6812 | 1574.6707 | 0 | 0 | 0 | 0 | 0 | 0 | 0 | 0 | 0 | 0 | 0 | 0 | 0 | 0 | 0 | 0 | 0
|  | 2030 | 3505.8766 | [10 empty] | 5336.945 | 5023.8053 | 4713.8468 | 4485.3242 | 4287.3401 | 4112.2598 | 3982.9874 | 3876.6187 | 3770.2501 | 3663.8815 | 3557.5129 | 3451.1442 | 3344.7756 | 3238.407 | 3132.0384 | 3025.6698 | 2919.3011 | 2812.9325 | 2706.5639 | 2600.1953 | 2493.8266 | 2387.458 | 2281.0894 | 2174.7208 | 2068.3522 | 1961.9835 | 1855.6149 | 1749.2463 | 1642.8777 | 1536.509 | 0 | 0 | 0 | 0 | 0 | 0 | 0 | 0 | 0 | 0 | 0 | 0 | 0 | 0 | 0 | 0
|  | 2031 | 3467.0087 | [11 empty] | 5277.7769 | 4968.1088 | 4661.5866 | 4435.5976 | 4239.8084 | 4066.6692 | 3938.8299 | 3833.6405 | 3728.4512 | 3623.2618 | 3518.0724 | 3412.8831 | 3307.6937 | 3202.5044 | 3097.315 | 2992.1256 | 2886.9363 | 2781.7469 | 2676.5575 | 2571.3682 | 2466.1788 | 2360.9894 | 2255.8001 | 2150.6107 | 2045.4213 | 1940.232 | 1835.0426 | 1729.8532 | 1624.6639 | 1519.4745 | 0 | 0 | 0 | 0 | 0 | 0 | 0 | 0 | 0 | 0 | 0 | 0 | 0 | 0 | 0
|  | 2032 | 3428.1407 | [12 empty] | 5218.6087 | 4912.4123 | 4609.3265 | 4385.8709 | 4192.2768 | 4021.0786 | 3894.6725 | 3790.6624 | 3686.6522 | 3582.6421 | 3478.632 | 3374.6219 | 3270.6118 | 3166.6017 | 3062.5916 | 2958.5815 | 2854.5714 | 2750.5613 | 2646.5512 | 2542.5411 | 2438.531 | 2334.5208 | 2230.5107 | 2126.5006 | 2022.4905 | 1918.4804 | 1814.4703 | 1710.4602 | 1606.4501 | 1502.44 | 0 | 0 | 0 | 0 | 0 | 0 | 0 | 0 | 0 | 0 | 0 | 0 | 0 | 0
|  | 2033 | 3389.2728 | [13 empty] | 5159.4406 | 4856.7158 | 4557.0664 | 4336.1443 | 4144.7451 | 3975.488 | 3850.515 | 3747.6842 | 3644.8533 | 3542.0225 | 3439.1916 | 3336.3608 | 3233.5299 | 3130.6991 | 3027.8682 | 2925.0374 | 2822.2065 | 2719.3757 | 2616.5448 | 2513.714 | 2410.8831 | 2308.0523 | 2205.2214 | 2102.3906 | 1999.5597 | 1896.7289 | 1793.898 | 1691.0672 | 1588.2363 | 1485.4055 | 0 | 0 | 0 | 0 | 0 | 0 | 0 | 0 | 0 | 0 | 0 | 0 | 0
|  | 2034 | 3350.4048 | [14 empty] | 5100.2725 | 4801.0194 | 4504.8062 | 4286.4177 | 4097.2134 | 3929.8973 | 3806.3576 | 3704.706 | 3603.0544 | 3501.4028 | 3399.7512 | 3298.0996 | 3196.448 | 3094.7964 | 2993.1448 | 2891.4932 | 2789.8416 | 2688.19 | 2586.5384 | 2484.8869 | 2383.2353 | 2281.5837 | 2179.9321 | 2078.2805 | 1976.6289 | 1874.9773 | 1773.3257 | 1671.6741 | 1570.0225 | 1468.3709 | 0 | 0 | 0 | 0 | 0 | 0 | 0 | 0 | 0 | 0 | 0 | 0
|  | 2035 | 3311.5369 | [15 empty] | 5041.1044 | 4745.3229 | 4452.5461 | 4236.6911 | 4049.6818 | 3884.3067 | 3762.2001 | 3661.7278 | 3561.2554 | 3460.7831 | 3360.3108 | 3259.8384 | 3159.3661 | 3058.8938 | 2958.4214 | 2857.9491 | 2757.4768 | 2657.0044 | 2556.5321 | 2456.0597 | 2355.5874 | 2255.1151 | 2154.6427 | 2054.1704 | 1953.6981 | 1853.2257 | 1752.7534 | 1652.2811 | 1551.8087 | 1451.3364 | 0 | 0 | 0 | 0 | 0 | 0 | 0 | 0 | 0 | 0 | 0
|  | 2036 | 3272.6689 | [16 empty] | 4981.9363 | 4689.6264 | 4400.286 | 4186.9645 | 4002.1501 | 3838.7161 | 3718.0427 | 3618.7496 | 3519.4565 | 3420.1634 | 3320.8704 | 3221.5773 | 3122.2842 | 3022.9911 | 2923.698 | 2824.405 | 2725.1119 | 2625.8188 | 2526.5257 | 2427.2326 | 2327.9396 | 2228.6465 | 2129.3534 | 2030.0603 | 1930.7673 | 1831.4742 | 1732.1811 | 1632.888 | 1533.5949 | 1434.3019 | 0 | 0 | 0 | 0 | 0 | 0 | 0 | 0 | 0 | 0
|  | 2037 | 3233.801 | [17 empty] | 4922.7681 | 4633.9299 | 4348.0258 | 4137.2379 | 3954.6185 | 3793.1254 | 3673.8852 | 3575.7714 | 3477.6576 | 3379.5438 | 3281.4299 | 3183.3161 | 3085.2023 | 2987.0885 | 2888.9746 | 2790.8608 | 2692.747 | 2594.6332 | 2496.5194 | 2398.4055 | 2300.2917 | 2202.1779 | 2104.0641 | 2005.9503 | 1907.8364 | 1809.7226 | 1711.6088 | 1613.495 | 1515.3812 | 1417.2673 | 0 | 0 | 0 | 0 | 0 | 0 | 0 | 0 | 0
|  | 2038 | 3194.933 | [18 empty] | 4863.6 | 4578.2334 | 4295.7657 | 4087.5113 | 3907.0868 | 3747.5348 | 3629.7278 | 3532.7932 | 3435.8586 | 3338.9241 | 3241.9895 | 3145.055 | 3048.1204 | 2951.1858 | 2854.2513 | 2757.3167 | 2660.3821 | 2563.4476 | 2466.513 | 2369.5784 | 2272.6439 | 2175.7093 | 2078.7747 | 1981.8402 | 1884.9056 | 1787.9711 | 1691.0365 | 1594.1019 | 1497.1674 | 1400.2328 | 0 | 0 | 0 | 0 | 0 | 0 | 0 | 0
|  | 2039 | 3156.0651 | [19 empty] | 4804.4319 | 4522.5369 | 4243.5056 | 4037.7847 | 3859.5551 | 3701.9442 | 3585.5703 | 3489.815 | 3394.0597 | 3298.3044 | 3202.5491 | 3106.7938 | 3011.0385 | 2915.2832 | 2819.5279 | 2723.7726 | 2628.0173 | 2532.2619 | 2436.5066 | 2340.7513 | 2244.996 | 2149.2407 | 2053.4854 | 1957.7301 | 1861.9748 | 1766.2195 | 1670.4642 | 1574.7089 | 1478.9536 | 1383.1983 | 0 | 0 | 0 | 0 | 0 | 0 | 0
|  | 2040 | 3117.1971 | [20 empty] | 4745.2638 | 4466.8404 | 4191.2454 | 3988.058 | 3812.0235 | 3656.3535 | 3541.4129 | 3446.8368 | 3352.2608 | 3257.6847 | 3163.1087 | 3068.5326 | 2973.9566 | 2879.3805 | 2784.8045 | 2690.2284 | 2595.6524 | 2501.0763 | 2406.5003 | 2311.9242 | 2217.3482 | 2122.7721 | 2028.1961 | 1933.62 | 1839.044 | 1744.4679 | 1649.8919 | 1555.3158 | 1460.7398 | 1366.1637 | 0 | 0 | 0 | 0 | 0 | 0
|  | 2041 | 3083.4977 | [21 empty] | 4693.9636 | 4418.5502 | 4145.9347 | 3944.9439 | 3770.8124 | 3616.8254 | 3503.1273 | 3409.5737 | 3316.0201 | 3222.4665 | 3128.9129 | 3035.3593 | 2941.8057 | 2848.2521 | 2754.6985 | 2661.1449 | 2567.5913 | 2474.0377 | 2380.4841 | 2286.9305 | 2193.3769 | 2099.8232 | 2006.2696 | 1912.716 | 1819.1624 | 1725.6088 | 1632.0552 | 1538.5016 | 1444.948 | 1351.3944 | 0 | 0 | 0 | 0 | 0
|  | 2042 | 3049.7982 | [22 empty] | 4642.6635 | 4370.2601 | 4100.6239 | 3901.8298 | 3729.6014 | 3577.2973 | 3464.8418 | 3372.3106 | 3279.7795 | 3187.2483 | 3094.7171 | 3002.186 | 2909.6548 | 2817.1237 | 2724.5925 | 2632.0613 | 2539.5302 | 2446.999 | 2354.4678 | 2261.9367 | 2169.4055 | 2076.8744 | 1984.3432 | 1891.812 | 1799.2809 | 1706.7497 | 1614.2185 | 1521.6874 | 1429.1562 | 1336.6251 | 0 | 0 | 0 | 0
|  | 2043 | 3016.0988 | 2043: 4591.3633; 2044: 4321.9699; 2045: 4055.3132; 2046: 3858.7156; 2047: 3688.3903; 2048: 3537.7691; 2049: 3426.5562; 2050: 3335.0475; 2051: 3243.5388; 2052: 3152.0301; 2053: 3060.5214; 2054: 2969.0126; 2055: 2877.5039; 2056: 2785.9952; 2057: 2694.4865; 2058: 2602.9778; 2059: 2511.4691; 2060: 2419.9603; 2061: 2328.4516; 2062: 2236.9429; 2063: 2145.4342; 2064: 2053.9255; 2065: 1962.4168; 2066: 1870.908; 2067: 1779.3993; 2068: 1687.8906; 2069: 1596.3819; 2070: 1504.8732; 2071: 1413.3644; 2072: 1321.8557; 2073: 0; 2074: 0; 2075: 0
|  | 2044 | 2982.3994 | 2044: 4540.0632; 2045: 4273.6797; 2046: 4010.0024; 2047: 3815.6015; 2048: 3647.1792; 2049: 3498.241; 2050: 3388.2707; 2051: 3297.7844; 2052: 3207.2981; 2053: 3116.8119; 2054: 3026.3256; 2055: 2935.8393; 2056: 2845.353; 2057: 2754.8668; 2058: 2664.3805; 2059: 2573.8942; 2060: 2483.408; 2061: 2392.9217; 2062: 2302.4354; 2063: 2211.9491; 2064: 2121.4629; 2065: 2030.9766; 2066: 1940.4903; 2067: 1850.004; 2068: 1759.5178; 2069: 1669.0315; 2070: 1578.5452; 2071: 1488.0589; 2072: 1397.5727; 2073: 1307.0864; 2074: 0; 2075: 0
|  | 2045 | 2948.7 | 2045: 4488.763; 2046: 4225.3896; 2047: 3964.6916; 2048: 3772.4873; 2049: 3605.9682; 2050: 3458.7128; 2051: 3349.9851; 2052: 3260.5213; 2053: 3171.0575; 2054: 3081.5937; 2055: 2992.1298; 2056: 2902.666; 2057: 2813.2022; 2058: 2723.7383; 2059: 2634.2745; 2060: 2544.8107; 2061: 2455.3468; 2062: 2365.883; 2063: 2276.4192; 2064: 2186.9554; 2065: 2097.4915; 2066: 2008.0277; 2067: 1918.5639; 2068: 1829.1; 2069: 1739.6362; 2070: 1650.1724; 2071: 1560.7085; 2072: 1471.2447; 2073: 1381.7809; 2074: 1292.317; 2075: 0 | 0 | 0 | 0 | 0
|  | 2046 | 2915.0005 | 2046: 4437.4629; 2047: 4177.0994; 2048: 3919.3809; 2049: 3729.3732; 2050: 3564.7571; 2051: 3419.1847; 2052: 3311.6996; 2053: 3223.2582; 2054: 3134.8168; 2055: 3046.3754; 2056: 2957.9341; 2057: 2869.4927; 2058: 2781.0513; 2059: 2692.6099; 2060: 2604.1685; 2061: 2515.7271; 2062: 2427.2857; 2063: 2338.8444; 2064: 2250.403; 2065: 2161.9616; 2066: 2073.5202; 2067: 1985.0788; 2068: 1896.6374; 2069: 1808.196; 2070: 1719.7546; 2071: 1631.3133; 2072: 1542.8719; 2073: 1454.4305; 2074: 1365.9891; 2075: 1277.5477 | 0 | 0 | 0 | 0
|  | 2047 | 2881.3011 | 2047: 4386.1627; 2048: 4128.8092; 2049: 3874.0701; 2050: 3686.2591; 2051: 3523.546; 2052: 3379.6565; 2053: 3273.4141; 2054: 3185.9951; 2055: 3098.5762; 2056: 3011.1572; 2057: 2923.7383; 2058: 2836.3193; 2059: 2748.9004; 2060: 2661.4815; 2061: 2574.0625; 2062: 2486.6436; 2063: 2399.2246; 2064: 2311.8057; 2065: 2224.3867; 2066: 2136.9678; 2067: 2049.5489; 2068: 1962.1299; 2069: 1874.711; 2070: 1787.292; 2071: 1699.8731; 2072: 1612.4541; 2073: 1525.0352; 2074: 1437.6163; 2075: 1350.1973 | 1262.7784 | 0 | 0 | 0
|  | 2048 | 2847.6017 | 2048: 4334.8626; 2049: 4080.5191; 2050: 3828.7593; 2051: 3643.1449; 2052: 3482.335; 2053: 3340.1284; 2054: 3235.1285; 2055: 3148.732; 2056: 3062.3355; 2057: 2975.939; 2058: 2889.5425; 2059: 2803.146; 2060: 2716.7495; 2061: 2630.353; 2062: 2543.9565; 2063: 2457.56; 2064: 2371.1635; 2065: 2284.767; 2066: 2198.3705; 2067: 2111.974; 2068: 2025.5775; 2069: 1939.181; 2070: 1852.7845; 2071: 1766.388; 2072: 1679.9915; 2073: 1593.595; 2074: 1507.1985; 2075: 1420.802 | 1334.4055 | 1248.009 | 0 | 0
|  | 2049 | 2813.9022 | 2049: 4283.5624; 2050: 4032.2289; 2051: 3783.4486; 2052: 3600.0308; 2053: 3441.1239; 2054: 3300.6002; 2055: 3196.843; 2056: 3111.4689; 2057: 3026.0949; 2058: 2940.7208; 2059: 2855.3468; 2060: 2769.9727; 2061: 2684.5986; 2062: 2599.2246; 2063: 2513.8505; 2064: 2428.4765; 2065: 2343.1024; 2066: 2257.7284; 2067: 2172.3543; 2068: 2086.9803; 2069: 2001.6062; 2070: 1916.2321; 2071: 1830.8581; 2072: 1745.484; 2073: 1660.11; 2074: 1574.7359; 2075: 1489.3619 | 1403.9878 | 1318.6138 | 1233.2397 | 0
|  | 2050 | 2780.2028 | 2050: 4232.2623; 2051: 3983.9387; 2052: 3738.1378; 2053: 3556.9166; 2054: 3399.9128; 2055: 3261.0721; 2056: 3158.5574; 2057: 3074.2058; 2058: 2989.8542; 2059: 2905.5026; 2060: 2821.151; 2061: 2736.7994; 2062: 2652.4478; 2063: 2568.0961; 2064: 2483.7445; 2065: 2399.3929; 2066: 2315.0413; 2067: 2230.6897; 2068: 2146.3381; 2069: 2061.9865; 2070: 1977.6349; 2071: 1893.2833; 2072: 1808.9316; 2073: 1724.58; 2074: 1640.2284; 2075: 1555.8768 | 1471.5252 | 1387.1736 | 1302.822 | 1218.4704
|  | Annual Change (%) |  | 0% | -1.845% | -2.03% | -2.072% | -2.116% | -2.162% | -2.209% | -2.259% | -2.311% | -2.366% | -2.423% | -1.109% | -1.121% | -1.134% | -1.147% | -1.16% | -1.174% | -1.188% | -1.202% | -1.217% | -1.232% | -1.081% | -1.093% | -1.105% | -1.117% | -1.13% | -1.143% | -1.156% | -1.17% | -1.183% | -1.198% | 0% | 0% | 0% | 0% | 0% | 0% | 0% | 0% | 0% | 0% | 0% | 0% | 0% | 0% | 0% | 0% | 0% | 0% | 0% | 0% | 0% | 0% | 0% | 0% | 0%
|  | Levelized Capital Cost ($/MW-wk) |  | 4370.1933 | 4289.5432 | 4202.4691 | 4115.3951 | 4028.321 | 3941.2469 | 3854.1729 | 3767.0988 | 3680.0248 | 3592.9507 | 3505.8766 | 3467.0087 | 3428.1407 | 3389.2728 | 3350.4048 | 3311.5369 | 3272.6689 | 3233.801 | 3194.933 | 3156.0651 | 3117.1971 | 3083.4977 | 3049.7982 | 3016.0988 | 2982.3994 | 2948.7 | 2915.0005 | 2881.3011 | 2847.6017 | 2813.9022 | 2780.2028 | 2780.2028 | 2780.2028 | 2780.2028 | 2780.2028 | 2780.2028 | 2780.2028 | 2780.2028 | 2780.2028 | 2780.2028 | 2780.2028 | 2780.2028 | 2780.2028 | 2780.2028 | 2780.2028 | 2780.2028 | 2780.2028 | 2780.2028 | 2780.2028 | 2780.2028 | 2780.2028 | 2780.2028 | 2780.2028 | 2780.2028 | 2780.2028 | 2780.2028
|  | Economic Life | 30
|  | check s/b 0 | 0
itc
Revenue Requirement by vintage year
2012 $/MW-wk
| Aurora Input |  | Levelized Cost | 2020 | 2021 | 2022 | 2023 | 2024 | 2025 | 2026 | 2027 | 2028 | 2029 | 2030 | 2031 | 2032 | 2033 | 2034 | 2035 | 2036 | 2037 | 2038 | 2039 | 2040 | 2041 | 2042 | 2043 | 2044 | 2045 | 2046 | Levelized | 2047 | 2048 | 2049 | 2050 | 2051 | 2052 | 2053 | 2054 | 2055 | 2056 | 2057 | 2058 | 2059 | 2060 | 2061 | 2062 | 2063 | 2064 | 2065 | 2066 | 2067 | 2068 | 2069 | 2070 | 2071 | 2072 | 2073 | 2074 | 2075 | 2076 | 2077 | 2078 | 2079
|  | 2020 | 4370.1933 | 6652.6817 | 6262.3426 | 5875.9688 | 5591.1077 | 5344.3138 | 5126.0704 | 4964.9279 | 4832.3358 | 4699.7438 | 4567.1517 | 4434.5596 | 4301.9676 | 4169.3755 | 4036.7834 | 3904.1913 | 3771.5993 | 3639.0072 | 3506.4151 | 3373.8231 | 3241.231 | 3108.6389 | 2976.0468 | 2843.4548 | 2710.8627 | 2578.2706 | 2445.6786 | 2313.0865 | 2051.6228 | 2180.4944 | 2047.9023 | 1915.3103 | 0 | 0 | 0 | 0 | 0 | 0 | 0 | 0 | 0 | 0 | 0 | 0 | 0 | 0 | 0 | 0 | 0 | 0 | 0 | 0 | 0 | 0 | 0 | 0 | 0 | 0 | 0 | 0 | 0 | 0
|  | 2021 | 4289.5432 |  | 6652.6817 | 6262.3426 | 5875.9688 | 5591.1077 | 5344.3138 | 5126.0704 | 4964.9279 | 4832.3358 | 4699.7438 | 4567.1517 | 4434.5596 | 4301.9676 | 4169.3755 | 4036.7834 | 3904.1913 | 3771.5993 | 3639.0072 | 3506.4151 | 3373.8231 | 3241.231 | 3108.6389 | 2976.0468 | 2843.4548 | 2710.8627 | 2578.2706 | 2445.6786 | 2121.1727 | 2313.0865 | 2180.4944 | 2047.9023 | 1915.3103 | 0 | 0 | 0 | 0 | 0 | 0 | 0 | 0 | 0 | 0 | 0 | 0 | 0 | 0 | 0 | 0 | 0 | 0 | 0 | 0 | 0 | 0 | 0 | 0 | 0 | 0 | 0 | 0 | 0
|  | 2022 | 4202.4691 |  |  | 6652.6817 | 6262.3426 | 5875.9688 | 5591.1077 | 5344.3138 | 5126.0704 | 4964.9279 | 4832.3358 | 4699.7438 | 4567.1517 | 4434.5596 | 4301.9676 | 4169.3755 | 4036.7834 | 3904.1913 | 3771.5993 | 3639.0072 | 3506.4151 | 3373.8231 | 3241.231 | 3108.6389 | 2976.0468 | 2843.4548 | 2710.8627 | 2578.2706 | 2191.6504 | 2445.6786 | 2313.0865 | 2180.4944 | 2047.9023 | 1915.3103 | 0 | 0 | 0 | 0 | 0 | 0 | 0 | 0 | 0 | 0 | 0 | 0 | 0 | 0 | 0 | 0 | 0 | 0 | 0 | 0 | 0 | 0 | 0 | 0 | 0 | 0 | 0 | 0
|  | 2023 | 4115.3951 |  |  |  | 6529.9092 | 6146.7736 | 5767.5302 | 5487.926 | 5245.6867 | 5031.4709 | 4873.3022 | 4743.157 | 4613.0119 | 4482.8668 | 4352.7216 | 4222.5765 | 4092.4314 | 3962.2862 | 3832.1411 | 3701.9959 | 3571.8508 | 3441.7057 | 3311.5605 | 3181.4154 | 3051.2702 | 2921.1251 | 2790.98 | 2660.8348 | 2221.2906 | 2530.6897 | 2400.5446 | 2270.3994 | 2140.2543 | 2010.1091 | 1879.964 | 0 | 0 | 0 | 0 | 0 | 0 | 0 | 0 | 0 | 0 | 0 | 0 | 0 | 0 | 0 | 0 | 0 | 0 | 0 | 0 | 0 | 0 | 0 | 0 | 0 | 0 | 0
|  | 2024 | 4028.321 |  |  |  |  | 6397.3576 | 6021.9993 | 5650.4542 | 5376.5258 | 5139.2037 | 4929.3363 | 4774.3783 | 4646.875 | 4519.3717 | 4391.8684 | 4264.3651 | 4136.8618 | 4009.3585 | 3881.8552 | 3754.3519 | 3626.8486 | 3499.3453 | 3371.842 | 3244.3387 | 3116.8354 | 2989.3321 | 2861.8288 | 2734.3255 | 2245.7528 | 2606.8222 | 2479.3189 | 2351.8156 | 2224.3123 | 2096.8089 | 1969.3056 | 1841.8023 | 0 | 0 | 0 | 0 | 0 | 0 | 0 | 0 | 0 | 0 | 0 | 0 | 0 | 0 | 0 | 0 | 0 | 0 | 0 | 0 | 0 | 0 | 0 | 0 | 0 | 0
|  | 2025 | 3941.2469 | [5 empty] | 6264.806 | 5897.2251 | 5533.3783 | 5265.1256 | 5032.7208 | 4827.2018 | 4675.4544 | 4550.593 | 4425.7315 | 4300.87 | 4176.0086 | 4051.1471 | 3926.2856 | 3801.4242 | 3676.5627 | 3551.7012 | 3426.8398 | 3301.9783 | 3177.1168 | 3052.2554 | 2927.3939 | 2802.5324 | 2268.2012 | 2677.671 | 2552.8095 | 2427.948 | 2303.0866 | 2178.2251 | 2053.3636 | 1928.5021 | 1803.6407 | 0 | 0 | 0 | 0 | 0 | 0 | 0 | 0 | 0 | 0 | 0 | 0 | 0 | 0 | 0 | 0 | 0 | 0 | 0 | 0 | 0 | 0 | 0 | 0 | 0
|  | 2026 | 3854.1729 | [6 empty] | 6132.2544 | 5772.4508 | 5416.3024 | 5153.7254 | 4926.2378 | 4725.0672 | 4576.5306 | 4454.3109 | 4332.0913 | 4209.8717 | 4087.652 | 3965.4324 | 3843.2128 | 3720.9931 | 3598.7735 | 3476.5539 | 3354.3342 | 3232.1146 | 3109.895 | 2987.6753 | 2865.4557 | 2288.5787 | 2743.2361 | 2621.0164 | 2498.7968 | 2376.5772 | 2254.3575 | 2132.1379 | 2009.9183 | 1887.6986 | 1765.479 | 0 | 0 | 0 | 0 | 0 | 0 | 0 | 0 | 0 | 0 | 0 | 0 | 0 | 0 | 0 | 0 | 0 | 0 | 0 | 0 | 0 | 0 | 0 | 0
|  | 2027 | 3767.0988 | [7 empty] | 5999.7029 | 5647.6766 | 5299.2264 | 5042.3252 | 4819.7549 | 4622.9326 | 4477.6067 | 4358.0289 | 4238.4511 | 4118.8733 | 3999.2955 | 3879.7177 | 3760.1399 | 3640.5621 | 3520.9843 | 3401.4065 | 3281.8287 | 3162.2509 | 3042.6731 | 2923.0953 | 2306.8276 | 2803.5175 | 2683.9397 | 2564.3619 | 2444.7841 | 2325.2063 | 2205.6285 | 2086.0507 | 1966.473 | 1846.8952 | 1727.3174 | 0 | 0 | 0 | 0 | 0 | 0 | 0 | 0 | 0 | 0 | 0 | 0 | 0 | 0 | 0 | 0 | 0 | 0 | 0 | 0 | 0 | 0 | 0
|  | 2028 | 3680.0248 | [8 empty] | 5867.1513 | 5522.9023 | 5182.1505 | 4930.925 | 4713.2719 | 4520.7981 | 4378.6828 | 4261.7469 | 4144.8109 | 4027.8749 | 3910.939 | 3794.003 | 3677.0671 | 3560.1311 | 3443.1951 | 3326.2592 | 3209.3232 | 3092.3872 | 2975.4513 | 2322.8904 | 2858.5153 | 2741.5794 | 2624.6434 | 2507.7074 | 2390.7715 | 2273.8355 | 2156.8995 | 2039.9636 | 1923.0276 | 1806.0917 | 1689.1557 | 0 | 0 | 0 | 0 | 0 | 0 | 0 | 0 | 0 | 0 | 0 | 0 | 0 | 0 | 0 | 0 | 0 | 0 | 0 | 0 | 0 | 0
|  | 2029 | 3592.9507 | [9 empty] | 5734.5997 | 5398.1281 | 5065.0746 | 4819.5248 | 4606.7889 | 4418.6635 | 4279.759 | 4165.4648 | 4051.1707 | 3936.8766 | 3822.5825 | 3708.2883 | 3593.9942 | 3479.7001 | 3365.4059 | 3251.1118 | 3136.8177 | 3022.5236 | 2336.7096 | 2908.2294 | 2793.9353 | 2679.6412 | 2565.3471 | 2451.0529 | 2336.7588 | 2222.4647 | 2108.1705 | 1993.8764 | 1879.5823 | 1765.2882 | 1650.994 | 0 | 0 | 0 | 0 | 0 | 0 | 0 | 0 | 0 | 0 | 0 | 0 | 0 | 0 | 0 | 0 | 0 | 0 | 0 | 0 | 0
|  | 2030 | 3505.8766 | [10 empty] | 5602.0481 | 5273.3538 | 4947.9986 | 4708.1246 | 4500.306 | 4316.529 | 4180.8351 | 4069.1828 | 3957.5305 | 3845.8782 | 3734.2259 | 3622.5736 | 3510.9213 | 3399.269 | 3287.6168 | 3175.9645 | 3064.3122 | 2348.2277 | 2952.6599 | 2841.0076 | 2729.3553 | 2617.703 | 2506.0507 | 2394.3984 | 2282.7461 | 2171.0938 | 2059.4415 | 1947.7892 | 1836.137 | 1724.4847 | 1612.8324 | 0 | 0 | 0 | 0 | 0 | 0 | 0 | 0 | 0 | 0 | 0 | 0 | 0 | 0 | 0 | 0 | 0 | 0 | 0 | 0
|  | 2031 | 3467.0087 | [11 empty] | 5469.4966 | 5148.5796 | 4830.9227 | 4596.7244 | 4393.823 | 4214.3944 | 4081.9112 | 3972.9008 | 3863.8903 | 3754.8799 | 3645.8694 | 3536.8589 | 3427.8485 | 3318.838 | 3209.8276 | 3100.8171 | 2357.3871 | 2991.8067 | 2882.7962 | 2773.7857 | 2664.7753 | 2555.7648 | 2446.7544 | 2337.7439 | 2228.7334 | 2119.723 | 2010.7125 | 1901.7021 | 1792.6916 | 1683.6812 | 1574.6707 | 0 | 0 | 0 | 0 | 0 | 0 | 0 | 0 | 0 | 0 | 0 | 0 | 0 | 0 | 0 | 0 | 0 | 0 | 0
|  | 2032 | 3428.1407 | [12 empty] | 5336.945 | 5023.8053 | 4713.8468 | 4485.3242 | 4287.3401 | 4112.2598 | 3982.9874 | 3876.6187 | 3770.2501 | 3663.8815 | 3557.5129 | 3451.1442 | 3344.7756 | 3238.407 | 3132.0384 | 2364.1304 | 3025.6698 | 2919.3011 | 2812.9325 | 2706.5639 | 2600.1953 | 2493.8266 | 2387.458 | 2281.0894 | 2174.7208 | 2068.3522 | 1961.9835 | 1855.6149 | 1749.2463 | 1642.8777 | 1536.509 | 0 | 0 | 0 | 0 | 0 | 0 | 0 | 0 | 0 | 0 | 0 | 0 | 0 | 0 | 0 | 0 | 0 | 0
|  | 2033 | 3389.2728 | [13 empty] | 5277.7769 | 4968.1088 | 4661.5866 | 4435.5976 | 4239.8084 | 4066.6692 | 3938.8299 | 3833.6405 | 3728.4512 | 3623.2618 | 3518.0724 | 3412.8831 | 3307.6937 | 3202.5044 | 2401.7956 | 3097.315 | 2992.1256 | 2886.9363 | 2781.7469 | 2676.5575 | 2571.3682 | 2466.1788 | 2360.9894 | 2255.8001 | 2150.6107 | 2045.4213 | 1940.232 | 1835.0426 | 1729.8532 | 1624.6639 | 1519.4745 | 0 | 0 | 0 | 0 | 0 | 0 | 0 | 0 | 0 | 0 | 0 | 0 | 0 | 0 | 0 | 0 | 0
|  | 2034 | 3350.4048 | [14 empty] | 5218.6087 | 4912.4123 | 4609.3265 | 4385.8709 | 4192.2768 | 4021.0786 | 3894.6725 | 3790.6624 | 3686.6522 | 3582.6421 | 3478.632 | 3374.6219 | 3270.6118 | 2438.7261 | 3166.6017 | 3062.5916 | 2958.5815 | 2854.5714 | 2750.5613 | 2646.5512 | 2542.5411 | 2438.531 | 2334.5208 | 2230.5107 | 2126.5006 | 2022.4905 | 1918.4804 | 1814.4703 | 1710.4602 | 1606.4501 | 1502.44 | 0 | 0 | 0 | 0 | 0 | 0 | 0 | 0 | 0 | 0 | 0 | 0 | 0 | 0 | 0 | 0
|  | 2035 | 3311.5369 | [15 empty] | 5159.4406 | 4856.7158 | 4557.0664 | 4336.1443 | 4144.7451 | 3975.488 | 3850.515 | 3747.6842 | 3644.8533 | 3542.0225 | 3439.1916 | 3336.3608 | 2474.8943 | 3233.5299 | 3130.6991 | 3027.8682 | 2925.0374 | 2822.2065 | 2719.3757 | 2616.5448 | 2513.714 | 2410.8831 | 2308.0523 | 2205.2214 | 2102.3906 | 1999.5597 | 1896.7289 | 1793.898 | 1691.0672 | 1588.2363 | 1485.4055 | 0 | 0 | 0 | 0 | 0 | 0 | 0 | 0 | 0 | 0 | 0 | 0 | 0 | 0 | 0
|  | 2036 | 3272.6689 | [16 empty] | 5100.2725 | 4801.0194 | 4504.8062 | 4286.4177 | 4097.2134 | 3929.8973 | 3806.3576 | 3704.706 | 3603.0544 | 3501.4028 | 3399.7512 | 2510.2724 | 3298.0996 | 3196.448 | 3094.7964 | 2993.1448 | 2891.4932 | 2789.8416 | 2688.19 | 2586.5384 | 2484.8869 | 2383.2353 | 2281.5837 | 2179.9321 | 2078.2805 | 1976.6289 | 1874.9773 | 1773.3257 | 1671.6741 | 1570.0225 | 1468.3709 | 0 | 0 | 0 | 0 | 0 | 0 | 0 | 0 | 0 | 0 | 0 | 0 | 0 | 0
|  | 2037 | 3233.801 | [17 empty] | 5041.1044 | 4745.3229 | 4452.5461 | 4236.6911 | 4049.6818 | 3884.3067 | 3762.2001 | 3661.7278 | 3561.2554 | 3460.7831 | 2544.8327 | 3360.3108 | 3259.8384 | 3159.3661 | 3058.8938 | 2958.4214 | 2857.9491 | 2757.4768 | 2657.0044 | 2556.5321 | 2456.0597 | 2355.5874 | 2255.1151 | 2154.6427 | 2054.1704 | 1953.6981 | 1853.2257 | 1752.7534 | 1652.2811 | 1551.8087 | 1451.3364 | 0 | 0 | 0 | 0 | 0 | 0 | 0 | 0 | 0 | 0 | 0 | 0 | 0
|  | 2038 | 3194.933 | [18 empty] | 4981.9363 | 4689.6264 | 4400.286 | 4186.9645 | 4002.1501 | 3838.7161 | 3718.0427 | 3618.7496 | 3519.4565 | 2578.5474 | 3420.1634 | 3320.8704 | 3221.5773 | 3122.2842 | 3022.9911 | 2923.698 | 2824.405 | 2725.1119 | 2625.8188 | 2526.5257 | 2427.2326 | 2327.9396 | 2228.6465 | 2129.3534 | 2030.0603 | 1930.7673 | 1831.4742 | 1732.1811 | 1632.888 | 1533.5949 | 1434.3019 | 0 | 0 | 0 | 0 | 0 | 0 | 0 | 0 | 0 | 0 | 0 | 0
|  | 2039 | 3156.0651 | [19 empty] | 4922.7681 | 4633.9299 | 4348.0258 | 4137.2379 | 3954.6185 | 3793.1254 | 3673.8852 | 3575.7714 | 2611.3889 | 3477.6576 | 3379.5438 | 3281.4299 | 3183.3161 | 3085.2023 | 2987.0885 | 2888.9746 | 2790.8608 | 2692.747 | 2594.6332 | 2496.5194 | 2398.4055 | 2300.2917 | 2202.1779 | 2104.0641 | 2005.9503 | 1907.8364 | 1809.7226 | 1711.6088 | 1613.495 | 1515.3812 | 1417.2673 | 0 | 0 | 0 | 0 | 0 | 0 | 0 | 0 | 0 | 0 | 0
|  | 2040 | 3117.1971 | [20 empty] | 4863.6 | 4578.2334 | 4295.7657 | 4087.5113 | 3907.0868 | 3747.5348 | 3629.7278 | 2643.3294 | 3532.7932 | 3435.8586 | 3338.9241 | 3241.9895 | 3145.055 | 3048.1204 | 2951.1858 | 2854.2513 | 2757.3167 | 2660.3821 | 2563.4476 | 2466.513 | 2369.5784 | 2272.6439 | 2175.7093 | 2078.7747 | 1981.8402 | 1884.9056 | 1787.9711 | 1691.0365 | 1594.1019 | 1497.1674 | 1400.2328 | 0 | 0 | 0 | 0 | 0 | 0 | 0 | 0 | 0 | 0
|  | 2041 | 3083.4977 | [21 empty] | 4804.4319 | 4522.5369 | 4243.5056 | 4037.7847 | 3859.5551 | 3701.9442 | 2674.3414 | 3585.5703 | 3489.815 | 3394.0597 | 3298.3044 | 3202.5491 | 3106.7938 | 3011.0385 | 2915.2832 | 2819.5279 | 2723.7726 | 2628.0173 | 2532.2619 | 2436.5066 | 2340.7513 | 2244.996 | 2149.2407 | 2053.4854 | 1957.7301 | 1861.9748 | 1766.2195 | 1670.4642 | 1574.7089 | 1478.9536 | 1383.1983 | 0 | 0 | 0 | 0 | 0 | 0 | 0 | 0 | 0
|  | 2042 | 3049.7982 | [22 empty] | 4745.2638 | 4466.8404 | 4191.2454 | 3988.058 | 3812.0235 | 2705.687 | 3656.3535 | 3541.4129 | 3446.8368 | 3352.2608 | 3257.6847 | 3163.1087 | 3068.5326 | 2973.9566 | 2879.3805 | 2784.8045 | 2690.2284 | 2595.6524 | 2501.0763 | 2406.5003 | 2311.9242 | 2217.3482 | 2122.7721 | 2028.1961 | 1933.62 | 1839.044 | 1744.4679 | 1649.8919 | 1555.3158 | 1460.7398 | 1366.1637 | 0 | 0 | 0 | 0 | 0 | 0 | 0 | 0
|  | 2043 | 3016.0988 | [23 empty] | 4693.9636 | 4418.5502 | 4145.9347 | 3944.9439 | 2744.2488 | 3770.8124 | 3616.8254 | 3503.1273 | 3409.5737 | 3316.0201 | 3222.4665 | 3128.9129 | 3035.3593 | 2941.8057 | 2848.2521 | 2754.6985 | 2661.1449 | 2567.5913 | 2474.0377 | 2380.4841 | 2286.9305 | 2193.3769 | 2099.8232 | 2006.2696 | 1912.716 | 1819.1624 | 1725.6088 | 1632.0552 | 1538.5016 | 1444.948 | 1351.3944 | 0 | 0 | 0 | 0 | 0 | 0 | 0
|  | 2044 | 2982.3994 | [24 empty] | 4642.6635 | 4370.2601 | 4100.6239 | 2786.3493 | 3901.8298 | 3729.6014 | 3577.2973 | 3464.8418 | 3372.3106 | 3279.7795 | 3187.2483 | 3094.7171 | 3002.186 | 2909.6548 | 2817.1237 | 2724.5925 | 2632.0613 | 2539.5302 | 2446.999 | 2354.4678 | 2261.9367 | 2169.4055 | 2076.8744 | 1984.3432 | 1891.812 | 1799.2809 | 1706.7497 | 1614.2185 | 1521.6874 | 1429.1562 | 1336.6251 | 0 | 0 | 0 | 0 | 0 | 0
|  | 2045 | 2948.7 | [25 empty] | 4591.3633 | 4321.9699 | 2832.9556 | 4055.3132 | 3858.7156 | 3688.3903 | 3537.7691 | 3426.5562 | 3335.0475 | 3243.5388 | 3152.0301 | 3060.5214 | 2969.0126 | 2877.5039 | 2785.9952 | 2694.4865 | 2602.9778 | 2511.4691 | 2419.9603 | 2328.4516 | 2236.9429 | 2145.4342 | 2053.9255 | 1962.4168 | 1870.908 | 1779.3993 | 1687.8906 | 1596.3819 | 1504.8732 | 1413.3644 | 1321.8557 | 0 | 0 | 0 | 0 | 0
|  | 2046 | 2915.0005 | [26 empty] | 4540.0632 | 2887.3991 | 4273.6797 | 4010.0024 | 3815.6015 | 3647.1792 | 3498.241 | 3388.2707 | 3297.7844 | 3207.2981 | 3116.8119 | 3026.3256 | 2935.8393 | 2845.353 | 2754.8668 | 2664.3805 | 2573.8942 | 2483.408 | 2392.9217 | 2302.4354 | 2211.9491 | 2121.4629 | 2030.9766 | 1940.4903 | 1850.004 | 1759.5178 | 1669.0315 | 1578.5452 | 1488.0589 | 1397.5727 | 1307.0864 | 0 | 0 | 0 | 0
|  | 2047 | 2881.3011 | [27 empty] | 2948.7 | 4488.763 | 4225.3896 | 3964.6916 | 3772.4873 | 3605.9682 | 3458.7128 | 3349.9851 | 3260.5213 | 3171.0575 | 3081.5937 | 2992.1298 | 2902.666 | 2813.2022 | 2723.7383 | 2634.2745 | 2544.8107 | 2455.3468 | 2365.883 | 2276.4192 | 2186.9554 | 2097.4915 | 2008.0277 | 1918.5639 | 1829.1 | 1739.6362 | 1650.1724 | 1560.7085 | 1471.2447 | 1381.7809 | 1292.317 | 0 | 0 | 0
|  | 2048 | 2847.6017 | [27 empty] | 2915.0005 |  | 4437.4629 | 4177.0994 | 3919.3809 | 3729.3732 | 3564.7571 | 3419.1847 | 3311.6996 | 3223.2582 | 3134.8168 | 3046.3754 | 2957.9341 | 2869.4927 | 2781.0513 | 2692.6099 | 2604.1685 | 2515.7271 | 2427.2857 | 2338.8444 | 2250.403 | 2161.9616 | 2073.5202 | 1985.0788 | 1896.6374 | 1808.196 | 1719.7546 | 1631.3133 | 1542.8719 | 1454.4305 | 1365.9891 | 1277.5477 | 0 | 0
|  | 2049 | 2813.9022 | [27 empty] | 2881.3011 |  |  | 4386.1627 | 4128.8092 | 3874.0701 | 3686.2591 | 3523.546 | 3379.6565 | 3273.4141 | 3185.9951 | 3098.5762 | 3011.1572 | 2923.7383 | 2836.3193 | 2748.9004 | 2661.4815 | 2574.0625 | 2486.6436 | 2399.2246 | 2311.8057 | 2224.3867 | 2136.9678 | 2049.5489 | 1962.1299 | 1874.711 | 1787.292 | 1699.8731 | 1612.4541 | 1525.0352 | 1437.6163 | 1350.1973 | 1262.7784 | 0
|  | 2050 | 2780.2028 | [27 empty] | 2847.6017 |  |  |  | 4334.8626 | 4080.5191 | 3828.7593 | 3643.1449 | 3482.335 | 3340.1284 | 3235.1285 | 3148.732 | 3062.3355 | 2975.939 | 2889.5425 | 2803.146 | 2716.7495 | 2630.353 | 2543.9565 | 2457.56 | 2371.1635 | 2284.767 | 2198.3705 | 2111.974 | 2025.5775 | 1939.181 | 1852.7845 | 1766.388 | 1679.9915 | 1593.595 | 1507.1985 | 1420.802 | 1334.4055 | 1248.009
|  |  |  | 30% | 30% | 30% | 30% | 26% | 22% | 10% | 10% | 10% | 10% | 10% | 10% | 10% | 10% | 10% | 10% | 10% | 10% | 10% | 10% | 10% | 10% | 10% | 10% | 10% | 10% | 10% | 10% | 10% | 10% | 10% | 10% | 10% | 10% | 10% | 10% | 10% | 10% | 10% | 10% | 10% | 10% | 10% | 10% | 10% | 10% | 10% | 10% | 10% | 10% | 10% | 10% | 10% | 10% | 10% | 10%
ITC
| 2020-2023 | 30% |  | 45028.7876 | [27 empty] | 2064: 0; 2065: 0; 2066: 0; 2067: 0; 2068: 0; 2069: 0; 2070: 0; 2071: 0; 2072: 0
| 2024 | 26% |  | 39024.9492 | [27 empty] | 2056: 0; 2057: 0; 2058: 0; 2059: 0; 2060: 0; 2061: 0; 2062: 0; 2063: 0; 2064: 0; 2065: 0; 2066: 0; 2067: 0; 2068: 0; 2069: 0; 2070: 0; 2071: 0; 2072: 0; 2073: 0; 2074: 0
| 2025 | 22% |  | 33021.1109 | [27 empty] | 2056: 0; 2057: 0; 2058: 0; 2059: 0; 2060: 0; 2061: 0; 2062: 0; 2063: 0; 2064: 0; 2065: 0; 2066: 0; 2067: 0; 2068: 0; 2069: 0; 2070: 0; 2071: 0; 2072: 0; 2073: 0; 2074: 0
| Start 2026 | 10% |  | 15009.5959 | [27 empty] | 2056: 0; 2057: 0; 2058: 0; 2059: 0; 2060: 0; 2061: 0; 2062: 0; 2063: 0; 2064: 0; 2065: 0; 2066: 0; 2067: 0; 2068: 0; 2069: 0; 2070: 0; 2071: 0; 2072: 0; 2073: 0; 2074: 0
[41 empty] | 0 | 0 | 0 | 0 | 0 | 0 | 0 | 0 | 0 | 0 | 0 | 0 | 0 | 0 | 0 | 0 | 0 | 0 | 0
[41 empty] | 0 | 0 | 0 | 0 | 0 | 0 | 0 | 0 | 0 | 0 | 0 | 0 | 0 | 0 | 0 | 0 | 0 | 0 | 0
Amortization
|  | 30% |  | 2251.4394 | 2251.4394 | 2251.4394 | 2251.4394 | 2251.4394 | 2251.4394 | 2251.4394 | 2251.4394 | 2251.4394 | 2251.4394 | 2251.4394 | 2251.4394 | 2251.4394 | 2251.4394 | 2251.4394 | 2251.4394 | 2251.4394 | 2251.4394 | 2251.4394 | 2251.4394 | 2251.4394 | 2251.4394 | 2251.4394 | 2251.4394 | 2251.4394 | 2251.4394 | 2251.4394 | 2251.4394 | 2251.4394 | 2251.4394 | 2251.4394 | 2251.4394 | 2251.4394 | 2251.4394 | 2251.4394 | 2251.4394 | 2251.4394 | 2251.4394 | 2251.4394 | 2251.4394 | 2251.4394 | 2251.4394 | 2251.4394 | 2251.4394 | 2251.4394 | 2251.4394 | 2251.4394 | 2251.4394 | 2251.4394 | 2251.4394 | 2251.4394 | 2251.4394 | 2251.4394 | 2251.4394 | 2251.4394 | 2251.4394
|  | 26% |  | 1951.2475 | 1951.2475 | 1951.2475 | 1951.2475 | 1951.2475 | 1951.2475 | 1951.2475 | 1951.2475 | 1951.2475 | 1951.2475 | 1951.2475 | 1951.2475 | 1951.2475 | 1951.2475 | 1951.2475 | 1951.2475 | 1951.2475 | 1951.2475 | 1951.2475 | 1951.2475 | 1951.2475 | 1951.2475 | 1951.2475 | 1951.2475 | 1951.2475 | 1951.2475 | 1951.2475 | 1951.2475 | 1951.2475 | 1951.2475 | 1951.2475 | 1951.2475 | 1951.2475 | 1951.2475 | 1951.2475 | 1951.2475 | 1951.2475 | 1951.2475 | 1951.2475 | 1951.2475 | 1951.2475 | 1951.2475 | 1951.2475 | 1951.2475 | 1951.2475 | 1951.2475 | 1951.2475 | 1951.2475 | 1951.2475 | 1951.2475 | 1951.2475 | 1951.2475 | 1951.2475 | 1951.2475 | 1951.2475 | 1951.2475
|  | 22% |  | 1651.0555 | 1651.0555 | 1651.0555 | 1651.0555 | 1651.0555 | 1651.0555 | 1651.0555 | 1651.0555 | 1651.0555 | 1651.0555 | 1651.0555 | 1651.0555 | 1651.0555 | 1651.0555 | 1651.0555 | 1651.0555 | 1651.0555 | 1651.0555 | 1651.0555 | 1651.0555 | 1651.0555 | 1651.0555 | 1651.0555 | 1651.0555 | 1651.0555 | 1651.0555 | 1651.0555 | 1651.0555 | 1651.0555 | 1651.0555 | 1651.0555 | 1651.0555 | 1651.0555 | 1651.0555 | 1651.0555 | 1651.0555 | 1651.0555 | 1651.0555 | 1651.0555 | 1651.0555 | 1651.0555 | 1651.0555 | 1651.0555 | 1651.0555 | 1651.0555 | 1651.0555 | 1651.0555 | 1651.0555 | 1651.0555 | 1651.0555 | 1651.0555 | 1651.0555 | 1651.0555 | 1651.0555 | 1651.0555 | 1651.0555
|  | 10% |  | 750.4798 | 750.4798 | 750.4798 | 750.4798 | 750.4798 | 750.4798 | 750.4798 | 750.4798 | 750.4798 | 750.4798 | 750.4798 | 750.4798 | 750.4798 | 750.4798 | 750.4798 | 750.4798 | 750.4798 | 750.4798 | 750.4798 | 750.4798 | 750.4798 | 750.4798 | 750.4798 | 750.4798 | 750.4798 | 750.4798 | 750.4798 | 750.4798 | 750.4798 | 750.4798 | 750.4798 | 750.4798 | 750.4798 | 750.4798 | 750.4798 | 750.4798 | 750.4798 | 750.4798 | 750.4798 | 750.4798 | 750.4798 | 750.4798 | 750.4798 | 750.4798 | 750.4798 | 750.4798 | 750.4798 | 750.4798 | 750.4798 | 750.4798 | 750.4798 | 750.4798 | 750.4798 | 750.4798 | 750.4798 | 750.4798
|  |  |  | 2020 | 2021 | 2022 | 2023 | 2024 | 2025 | 2026 | 2027 | 2028 | 2029 | 2030 | 2031 | 2032 | 2033 | 2034 | 2035 | 2036 | 2037 | 2038 | 2039 | 2040 | 2041 | 2042 | 2043 | 2044 | 2045 | 2046 | 2047 | 2048 | 2049 | 2050 | 2051 | 2052 | 2053 | 2054 | 2055 | 2056 | 2057 | 2058 | 2059 | 2060 | 2061 | 2062 | 2063 | 2064 | 2065 | 2066 | 2067 | 2068 | 2069 | 2070 | 2071 | 2072 | 2073 | 2074 | 2075
|  | ITC Base |  | 15009.5959 | 15009.5959 | 15009.5959 | 15009.5959 | 15009.5959 | 15009.5959 | 15009.5959 | 15009.5959 | 15009.5959 | 15009.5959 | 15009.5959 | 15009.5959 | 15009.5959 | 15009.5959 | 15009.5959 | 15009.5959 | 15009.5959 | 15009.5959 | 15009.5959 | 15009.5959 | 15009.5959 | 15009.5959 | 15009.5959 | 15009.5959 | 15009.5959 | 15009.5959 | 15009.5959 | 15009.5959 | 15009.5959 | 15009.5959 | 15009.5959 | 15009.5959 | 15009.5959 | 15009.5959 | 15009.5959 | 15009.5959 | 15009.5959 | 15009.5959 | 15009.5959 | 15009.5959 | 15009.5959 | 15009.5959 | 15009.5959 | 15009.5959 | 15009.5959 | 15009.5959 | 15009.5959 | 15009.5959 | 15009.5959 | 15009.5959 | 15009.5959 | 15009.5959 | 15009.5959 | 15009.5959 | 15009.5959 | 15009.5959
|  | Accum ITC Amort |  | 750.4798 | 1500.9596 | 2251.4394 | 3001.9192 | 3752.399 | 4502.8788 | 5253.3586 | 6003.8383 | 6754.3181 | 7504.7979 | 8255.2777 | 9005.7575 | 9756.2373 | 10506.7171 | 11257.1969 | 12007.6767 | 12758.1565 | 13508.6363 | 14259.1161 | 15009.5959 | 15760.0757 | 16510.5554 | 17261.0352 | 18011.515 | 18761.9948 | 19512.4746 | 20262.9544 | 21013.4342 | 21763.914 | 22514.3938 | 23264.8736 | 24015.3534 | 24765.8332 | 25516.313 | 26266.7928 | 27017.2726 | 27767.7523 | 28518.2321 | 29268.7119 | 30019.1917 | 30769.6715 | 31520.1513 | 32270.6311 | 33021.1109 | 33771.5907 | 34522.0705 | 35272.5503 | 36023.0301 | 36773.5099 | 37523.9897 | 38274.4694 | 39024.9492 | 39775.429 | 40525.9088 | 41276.3886 | 42026.8684
|  | Ratebase |  | 14259.1161 | 13508.6363 | 12758.1565 | 12007.6767 | 11257.1969 | 10506.7171 | 9756.2373 | 9005.7575 | 8255.2777 | 7504.7979 | 6754.3181 | 6003.8383 | 5253.3586 | 4502.8788 | 3752.399 | 3001.9192 | 2251.4394 | 1500.9596 | 750.4798 | 0 | -750.4798 | -1500.9596 | -2251.4394 | -3001.9192 | -3752.399 | -4502.8788 | -5253.3586 | -6003.8383 | -6754.3181 | -7504.7979 | -8255.2777 | -9005.7575 | -9756.2373 | -10506.7171 | -11257.1969 | -12007.6767 | -12758.1565 | -13508.6363 | -14259.1161 | -15009.5959 | -15760.0757 | -16510.5554 | -17261.0352 | -18011.515 | -18761.9948 | -19512.4746 | -20262.9544 | -21013.4342 | -21763.914 | -22514.3938 | -23264.8736 | -24015.3534 | -24765.8332 | -25516.313 | -26266.7928 | -27017.2726
|  | Tax Basis |  | 142591.1607 | 142591.1607 | 142591.1607 | 142591.1607 | 142591.1607 | 142591.1607 | 142591.1607 | 142591.1607 | 142591.1607 | 142591.1607 | 142591.1607 | 142591.1607 | 142591.1607 | 142591.1607 | 142591.1607 | 142591.1607 | 142591.1607 | 142591.1607 | 142591.1607 | 142591.1607 | 142591.1607 | 142591.1607 | 142591.1607 | 142591.1607 | 142591.1607 | 142591.1607 | 142591.1607 | 142591.1607 | 142591.1607 | 142591.1607 | 142591.1607 | 142591.1607 | 142591.1607 | 142591.1607 | 142591.1607 | 142591.1607 | 142591.1607 | 142591.1607 | 142591.1607 | 142591.1607 | 142591.1607 | 142591.1607 | 142591.1607 | 142591.1607 | 142591.1607 | 142591.1607 | 142591.1607 | 142591.1607 | 142591.1607 | 142591.1607 | 142591.1607 | 142591.1607 | 142591.1607 | 142591.1607 | 142591.1607 | 142591.1607
|  | Book Depreciation |  | 4753.0387 | 4753.0387 | 4753.0387 | 4753.0387 | 4753.0387 | 4753.0387 | 4753.0387 | 4753.0387 | 4753.0387 | 4753.0387 | 4753.0387 | 4753.0387 | 4753.0387 | 4753.0387 | 4753.0387 | 4753.0387 | 4753.0387 | 4753.0387 | 4753.0387 | 4753.0387 | 4753.0387 | 4753.0387 | 4753.0387 | 4753.0387 | 4753.0387 | 4753.0387 | 4753.0387 | 4753.0387 | 4753.0387 | 4753.0387 | 4753.0387 | 4753.0387 | 4753.0387 | 4753.0387 | 4753.0387 | 4753.0387 | 4753.0387 | 4753.0387 | 4753.0387 | 4753.0387 | 4753.0387 | 4753.0387 | 4753.0387 | 4753.0387 | 4753.0387 | 4753.0387 | 4753.0387 | 4753.0387 | 4753.0387 | 4753.0387 | 4753.0387 | 4753.0387 | 4753.0387 | 4753.0387 | 4753.0387 | 4753.0387
|  | Tax Depreciation |  | 28518.2321 | 45629.1714 | 27377.5029 | 16426.5017 | 16426.5017 | 8213.2509 | 0 | 0 | 0 | 0 | 0 | 0 | 0 | 0 | 0 | 0 | 0 | 0 | 0 | 0 | 0 | 0 | 0 | 0 | 0 | 0 | 0 | 0 | 0 | 0 | 0 | 0 | 0 | 0 | 0 | 0 | 0 | 0 | 0 | 0 | 0 | 0 | 0 | 0 | 0 | 0 | 0 | 0 | 0 | 0 | 0 | 0 | 0 | 0 | 0 | 0
|  | Difference between book and tax |  | -23765.1934 | -40876.1327 | -22624.4642 | -11673.463 | -11673.463 | -3460.2122 | 4753.0387 | 4753.0387 | 4753.0387 | 4753.0387 | 4753.0387 | 4753.0387 | 4753.0387 | 4753.0387 | 4753.0387 | 4753.0387 | 4753.0387 | 4753.0387 | 4753.0387 | 4753.0387 | 4753.0387 | 4753.0387 | 4753.0387 | 4753.0387 | 4753.0387 | 4753.0387 | 4753.0387 | 4753.0387 | 4753.0387 | 4753.0387 | 4753.0387 | 4753.0387 | 4753.0387 | 4753.0387 | 4753.0387 | 4753.0387 | 4753.0387 | 4753.0387 | 4753.0387 | 4753.0387 | 4753.0387 | 4753.0387 | 4753.0387 | 4753.0387 | 4753.0387 | 4753.0387 | 4753.0387 | 4753.0387 | 4753.0387 | 4753.0387 | 4753.0387 | 4753.0387 | 4753.0387 | 4753.0387 | 4753.0387 | 4753.0387
|  | Deferred Tax |  | -4990.6906 | -8583.9879 | -4751.1375 | -2451.4272 | -2451.4272 | -726.6446 | 998.1381 | 998.1381 | 998.1381 | 998.1381 | 998.1381 | 998.1381 | 998.1381 | 998.1381 | 998.1381 | 998.1381 | 998.1381 | 998.1381 | 998.1381 | 998.1381 | 998.1381 | 998.1381 | 998.1381 | 998.1381 | 998.1381 | 998.1381 | 998.1381 | 998.1381 | 998.1381 | 998.1381 | 998.1381 | 998.1381 | 998.1381 | 998.1381 | 998.1381 | 998.1381 | 998.1381 | 998.1381 | 998.1381 | 998.1381 | 998.1381 | 998.1381 | 998.1381 | 998.1381 | 998.1381 | 998.1381 | 998.1381 | 998.1381 | 998.1381 | 998.1381 | 998.1381 | 998.1381 | 998.1381 | 998.1381 | 998.1381 | 998.1381
|  | Accum Defered Tax |  | -4990.6906 | -13574.6785 | -18325.816 | -20777.2432 | -23228.6704 | -23955.315 | -22957.1769 | -21959.0387 | -20960.9006 | -19962.7625 | -18964.6244 | -17966.4862 | -16968.3481 | -15970.21 | -14972.0719 | -13973.9337 | -12975.7956 | -11977.6575 | -10979.5194 | -9981.3812 | -8983.2431 | -7985.105 | -6986.9669 | -5988.8287 | -4990.6906 | -3992.5525 | -2994.4144 | -1996.2762 | -998.1381 | 3.638e-12 | 998.1381 | 1996.2762 | 2994.4144 | 3992.5525 | 4990.6906 | 5988.8287 | 6986.9669 | 7985.105 | 8983.2431 | 9981.3812 | 10979.5194 | 11977.6575 | 12975.7956 | 13973.9337 | 14972.0719 | 15970.21 | 16968.3481 | 17966.4862 | 18964.6244 | 19962.7625 | 20960.9006 | 21959.0387 | 22957.1769 | 23955.315 | 24953.4531 | 25951.5912
|  | Revenue Requirement |  | 17296.9724 | 16282.0907 | 15277.5188 | 14536.8799 | 13895.2159 | 13327.7831 | 12908.8126 | 12564.0732 | 12219.3338 | 11874.5944 | 11529.855 | 11185.1156 | 10840.3763 | 10495.6369 | 10150.8975 | 9806.1581 | 9461.4187 | 9116.6793 | 8771.94 | 8427.2006 | 8082.4612 | 7737.7218 | 7392.9824 | 7048.243 | 6703.5036 | 6358.7643 | 6014.0249 | 5669.2855 | 5324.5461 | 4979.8067 | 0 | 0 | 0 | 0 | 0 | 0 | 0 | 0 | 0 | 0 | 0 | 0 | 0 | 0 | 0 | 0 | 0 | 0 | 0 | 0 | 0 | 0 | 0 | 0 | 0 | 0
|  | Depreciation |  | 5003.1986 | 5003.1986 | 5003.1986 | 5003.1986 | 5003.1986 | 5003.1986 | 5003.1986 | 5003.1986 | 5003.1986 | 5003.1986 | 5003.1986 | 5003.1986 | 5003.1986 | 5003.1986 | 5003.1986 | 5003.1986 | 5003.1986 | 5003.1986 | 5003.1986 | 5003.1986 | 5003.1986 | 5003.1986 | 5003.1986 | 5003.1986 | 5003.1986 | 5003.1986 | 5003.1986 | 5003.1986 | 5003.1986 | 5003.1986 | 0 | 0 | 0 | 0 | 0 | 0 | 0 | 0 | 0 | 0 | 0 | 0 | 0 | 0 | 0 | 0 | 0 | 0 | 0 | 0 | 0 | 0 | 0 | 0 | 0 | 0
|  | Insurance |  | 71.896 | 71.896 | 71.896 | 71.896 | 71.896 | 71.896 | 71.896 | 71.896 | 71.896 | 71.896 | 71.896 | 71.896 | 71.896 | 71.896 | 71.896 | 71.896 | 71.896 | 71.896 | 71.896 | 71.896 | 71.896 | 71.896 | 71.896 | 71.896 | 71.896 | 71.896 | 71.896 | 71.896 | 71.896 | 71.896 | 0 | 0 | 0 | 0 | 0 | 0 | 0 | 0 | 0 | 0 | 0 | 0 | 0 | 0 | 0 | 0 | 0 | 0 | 0 | 0 | 0 | 0 | 0 | 0 | 0 | 0
|  | Property Taxes |  | 682.3169 | 682.3169 | 682.3169 | 682.3169 | 682.3169 | 682.3169 | 682.3169 | 682.3169 | 682.3169 | 682.3169 | 682.3169 | 682.3169 | 682.3169 | 682.3169 | 682.3169 | 682.3169 | 682.3169 | 682.3169 | 682.3169 | 682.3169 | 682.3169 | 682.3169 | 682.3169 | 682.3169 | 682.3169 | 682.3169 | 682.3169 | 682.3169 | 682.3169 | 682.3169 | 0 | 0 | 0 | 0 | 0 | 0 | 0 | 0 | 0 | 0 | 0 | 0 | 0 | 0 | 0 | 0 | 0 | 0 | 0 | 0 | 0 | 0 | 0 | 0 | 0 | 0
|  | Current Taxes |  | -2830.0508 | -6825.5941 | -3001.9748 | -736.7613 | -871.5108 | 824.889 | 2552.4659 | 2480.0707 | 2407.6754 | 2335.2801 | 2262.8849 | 2190.4896 | 2118.0943 | 2045.699 | 1973.3038 | 1900.9085 | 1828.5132 | 1756.118 | 1683.7227 | 1611.3274 | 1538.9322 | 1466.5369 | 1394.1416 | 1321.7463 | 1249.3511 | 1176.9558 | 1104.5605 | 1032.1653 | 959.77 | 887.3747 | 0 | 0 | 0 | 0 | 0 | 0 | 0 | 0 | 0 | 0 | 0 | 0 | 0 | 0 | 0 | 0 | 0 | 0 | 0 | 0 | 0 | 0 | 0 | 0 | 0 | 0
|  | DFIT |  |  | 9035.7767 | 5001.1973 |  | 2580.4497 | 764.889 | -1050.6717 | -1050.6717 | -1050.6717 | -1050.6717 | -1050.6717 | -1050.6717 | -1050.6717 | -1050.6717 | -1050.6717 | -1050.6717 | -1050.6717 | -1050.6717 | -1050.6717 | -1050.6717 | -1050.6717 | -1050.6717 | -1050.6717 | -1050.6717 | -1050.6717 | -1050.6717 | -1050.6717 | -1050.6717 | -1050.6717 | -1050.6717 | 0 | 0 | 0 | 0 | 0 | 0 | 0 | 0 | 0 | 0 | 0 | 0 | 0 | 0 | 0 | 0 | 0 | 0 | 0 | 0 | 0 | 0 | 0 | 0 | 0 | 0
|  | ITC |  | -750.4798 | -750.4798 | -750.4798 | -750.4798 | -750.4798 | -750.4798 | -750.4798 | -750.4798 | -750.4798 | -750.4798 | -750.4798 | -750.4798 | -750.4798 | -750.4798 | -750.4798 | -750.4798 | -750.4798 | -750.4798 | -750.4798 | -750.4798 | -750.4798 | -750.4798 | -750.4798 | -750.4798 | -750.4798 | -750.4798 | -750.4798 | -750.4798 | -750.4798 | -750.4798 | -750.4798 | -750.4798 | -750.4798 | -750.4798 | -750.4798 | -750.4798 | -750.4798 | -750.4798 | -750.4798 | -750.4798 | -750.4798 | -750.4798 | -750.4798 | -750.4798 | -750.4798 | -750.4798 | -750.4798 | -750.4798 | -750.4798 | -750.4798 | -750.4798 | -750.4798 | -750.4798 | -750.4798 | -750.4798 | -750.4798
|  | Total Operating Expenses |  | 2176.8809 | 7217.1143 | 7006.1542 | 4270.1703 | 6715.8706 | 6596.7097 | 6508.7259 | 6436.3306 | 6363.9354 | 6291.5401 | 6219.1448 | 6146.7495 | 6074.3543 | 6001.959 | 5929.5637 | 5857.1685 | 5784.7732 | 5712.3779 | 5639.9826 | 5567.5874 | 5495.1921 | 5422.7968 | 5350.4016 | 5278.0063 | 5205.611 | 5133.2158 | 5060.8205 | 4988.4252 | 4916.0299 | 4843.6347 | -750.4798 | -750.4798 | -750.4798 | -750.4798 | -750.4798 | -750.4798 | -750.4798 | -750.4798 | -750.4798 | -750.4798 | -750.4798 | -750.4798 | -750.4798 | -750.4798 | -750.4798 | -750.4798 | -750.4798 | -750.4798 | -750.4798 | -750.4798 | -750.4798 | -750.4798 | -750.4798 | -750.4798 | -750.4798 | -750.4798
|  | Operating |  | 15120.0915 | 9064.9764 | 8271.3646 | 10266.7096 | 7179.3453 | 6731.0734 | 6400.0867 | 6127.7426 | 5855.3984 | 5583.0543 | 5310.7102 | 5038.3661 | 4766.022 | 4493.6779 | 4221.3338 | 3948.9896 | 3676.6455 | 3404.3014 | 3131.9573 | 2859.6132 | 2587.2691 | 2314.925 | 2042.5809 | 1770.2367 | 1497.8926 | 1225.5485 | 953.2044 | 680.8603 | 408.5162 | 136.1721 | 750.4798 | 750.4798 | 750.4798 | 750.4798 | 750.4798 | 750.4798 | 750.4798 | 750.4798 | 750.4798 | 750.4798 | 750.4798 | 750.4798 | 750.4798 | 750.4798 | 750.4798 | 750.4798 | 750.4798 | 750.4798 | 750.4798 | 750.4798 | 750.4798 | 750.4798 | 750.4798 | 750.4798 | 750.4798 | 750.4798
|  | Ratebase |  | 145099.014 | 133308.4761 | 121637.7148 | 113033.2339 | 105578.608 | 98986.3735 | 94118.9217 | 90113.8612 | 86108.8007 | 82103.7402 | 78098.6797 | 74093.6192 | 70088.5587 | 66083.4982 | 62078.4377 | 58073.3772 | 54068.3167 | 50063.2562 | 46058.1957 | 42053.1352 | 38048.0747 | 34043.0142 | 30037.9537 | 26032.8932 | 22027.8327 | 18022.7722 | 14017.7117 | 10012.6512 | 6007.5907 | 2002.5302 | 0 | 0 | 0 | 0 | 0 | 0 | 0 | 0 | 0 | 0 | 0 | 0 | 0 | 0 | 0 | 0 | 0 | 0 | 0 | 0 | 0 | 0 | 0 | 0 | 0 | 0
|  | Return on Ratebase |  | 10.42% | 6.8% | 6.8% | 9.083% | 6.8% | 6.8% | 6.8% | 6.8% | 6.8% | 6.8% | 6.8% | 6.8% | 6.8% | 6.8% | 6.8% | 6.8% | 6.8% | 6.8% | 6.8% | 6.8% | 6.8% | 6.8% | 6.8% | 6.8% | 6.8% | 6.8% | 6.8% | 6.8% | 6.8% | 6.8% | #DIV/0! | #DIV/0! | #DIV/0! | #DIV/0! | #DIV/0! | #DIV/0! | #DIV/0! | #DIV/0! | #DIV/0! | #DIV/0! | #DIV/0! | #DIV/0! | #DIV/0! | #DIV/0! | #DIV/0! | #DIV/0! | #DIV/0! | #DIV/0! | #DIV/0! | #DIV/0! | #DIV/0! | #DIV/0! | #DIV/0! | #DIV/0! | #DIV/0! | #DIV/0!
|  | Revenue Requirement |  | 17296.9724 | 16282.0907 | 15277.5188 | 14536.8799 | 13895.2159 | 13327.7831 | 12908.8126 | 12564.0732 | 12219.3338 | 11874.5944 | 11529.855 | 11185.1156 | 10840.3763 | 10495.6369 | 10150.8975 | 9806.1581 | 9461.4187 | 9116.6793 | 8771.94 | 8427.2006 | 8082.4612 | 7737.7218 | 7392.9824 | 7048.243 | 6703.5036 | 6358.7643 | 6014.0249 | 5669.2855 | 5324.5461 | 4979.8067 | 0 | 0 | 0 | 0 | 0 | 0 | 0 | 0 | 0 | 0 | 0 | 0 | 0 | 0 | 0 | 0 | 0 | 0 | 0 | 0 | 0 | 0 | 0 | 0 | 0 | 0
|  | Tax Depreciation |  | 30019.1917 | 48030.7068 | 28818.4241 | 17291.0544 | 17291.0544 | 8645.5272 | 0 | 0 | 0 | 0 | 0 | 0 | 0 | 0 | 0 | 0 | 0 | 0 | 0 | 0 | 0 | 0 | 0 | 0 | 0 | 0 | 0 | 0 | 0 | 0 | 0 | 0 | 0 | 0 | 0 | 0 | 0 | 0 | 0 | 0 | 0 | 0 | 0 | 0 | 0 | 0 | 0 | 0 | 0 | 0 | 0 | 0 | 0 | 0 | 0 | 0
|  | Propety Taxes |  | 71.896 | 71.896 | 71.896 | 71.896 | 71.896 | 71.896 | 71.896 | 71.896 | 71.896 | 71.896 | 71.896 | 71.896 | 71.896 | 71.896 | 71.896 | 71.896 | 71.896 | 71.896 | 71.896 | 71.896 | 71.896 | 71.896 | 71.896 | 71.896 | 71.896 | 71.896 | 71.896 | 71.896 | 71.896 | 71.896 | 0 | 0 | 0 | 0 | 0 | 0 | 0 | 0 | 0 | 0 | 0 | 0 | 0 | 0 | 0 | 0 | 0 | 0 | 0 | 0 | 0 | 0 | 0 | 0 | 0 | 0
|  | Insurance |  | 682.3169 | 682.3169 | 682.3169 | 682.3169 | 682.3169 | 682.3169 | 682.3169 | 682.3169 | 682.3169 | 682.3169 | 682.3169 | 682.3169 | 682.3169 | 682.3169 | 682.3169 | 682.3169 | 682.3169 | 682.3169 | 682.3169 | 682.3169 | 682.3169 | 682.3169 | 682.3169 | 682.3169 | 682.3169 | 682.3169 | 682.3169 | 682.3169 | 682.3169 | 682.3169 | 0 | 0 | 0 | 0 | 0 | 0 | 0 | 0 | 0 | 0 | 0 | 0 | 0 | 0 | 0 | 0 | 0 | 0 | 0 | 0 | 0 | 0 | 0 | 0 | 0 | 0
|  | Expenses |  | 30773.4046 | 48784.9196 | 29572.6369 | 18045.2673 | 18045.2673 | 9399.74 | 754.2128 | 754.2128 | 754.2128 | 754.2128 | 754.2128 | 754.2128 | 754.2128 | 754.2128 | 754.2128 | 754.2128 | 754.2128 | 754.2128 | 754.2128 | 754.2128 | 754.2128 | 754.2128 | 754.2128 | 754.2128 | 754.2128 | 754.2128 | 754.2128 | 754.2128 | 754.2128 | 754.2128 | 0 | 0 | 0 | 0 | 0 | 0 | 0 | 0 | 0 | 0 | 0 | 0 | 0 | 0 | 0 | 0 | 0 | 0 | 0 | 0 | 0 | 0 | 0 | 0 | 0 | 0
|  | Taxble Income |  | -13476.4321 | -32502.8289 | -14295.1181 | -3508.3873 | -4150.0513 | 3928.0431 | 12154.5997 | 11809.8603 | 11465.121 | 11120.3816 | 10775.6422 | 10430.9028 | 10086.1634 | 9741.424 | 9396.6847 | 9051.9453 | 8707.2059 | 8362.4665 | 8017.7271 | 7672.9877 | 7328.2484 | 6983.509 | 6638.7696 | 6294.0302 | 5949.2908 | 5604.5514 | 5259.812 | 4915.0727 | 4570.3333 | 4225.5939 | 0 | 0 | 0 | 0 | 0 | 0 | 0 | 0 | 0 | 0 | 0 | 0 | 0 | 0 | 0 | 0 | 0 | 0 | 0 | 0 | 0 | 0 | 0 | 0 | 0 | 0
|  | Tax Rate |  | 0.21 | 0.21 | 0.21 | 0.21 | 0.21 | 0.21 | 0.21 | 0.21 | 0.21 | 0.21 | 0.21 | 0.21 | 0.21 | 0.21 | 0.21 | 0.21 | 0.21 | 0.21 | 0.21 | 0.21 | 0.21 | 0.21 | 0.21 | 0.21 | 0.21 | 0.21 | 0.21 | 0.21 | 0.21 | 0.21 | 0.21 | 0.21 | 0.21 | 0.21 | 0.21 | 0.21 | 0.21 | 0.21 | 0.21 | 0.21 | 0.21 | 0.21 | 0.21 | 0.21 | 0.21 | 0.21 | 0.21 | 0.21 | 0.21 | 0.21 | 0.21 | 0.21 | 0.21 | 0.21 | 0.21 | 0.21
|  | Taxes |  | -2830.0508 | -6825.5941 | -3001.9748 | -736.7613 | -871.5108 | 824.889 | 2552.4659 | 2480.0707 | 2407.6754 | 2335.2801 | 2262.8849 | 2190.4896 | 2118.0943 | 2045.699 | 1973.3038 | 1900.9085 | 1828.5132 | 1756.118 | 1683.7227 | 1611.3274 | 1538.9322 | 1466.5369 | 1394.1416 | 1321.7463 | 1249.3511 | 1176.9558 | 1104.5605 | 1032.1653 | 959.77 | 887.3747 | 0 | 0 | 0 | 0 | 0 | 0 | 0 | 0 | 0 | 0 | 0 | 0 | 0 | 0 | 0 | 0 | 0 | 0 | 0 | 0 | 0 | 0 | 0 | 0 | 0 | 0

## Roof DER Solar, ITC 10%
Solar FINANCIALS
($ 1000s Unless Otherwise Indicated)
| Calendar Year of Fin. Close |  |  | 2020 | 2021 | 2022 | 2023 | 2024 | 2025 | 2026 | 2027 | 2028 | 2029 | 2030 | 2031 | 2032 | 2033 | 2034 | 2035 | 2036 | 2037 | 2038 | 2039 | 2040 | 2041 | 2042 | 2043 | 2044 | 2045 | 2046 | 2047 | 2048 | 2049 | 2050 | 2051 | 2052 | 2053 | 2054 | 2055 | 2056 | 2057 | 2058 | 2059 | 2060 | 2061 | 2062 | 2063 | 2064 | 2065 | 2066 | 2067 | 2068 | 2069 | 2070 | 2071 | 2072 | 2073 | 2074 | 2075
| Operating Year |  | 0 | 1 | 2 | 3 | 4 | 5 | 6 | 7 | 8 | 9 | 10 | 11 | 12 | 13 | 14 | 15 | 16 | 17 | 18 | 19 | 20 | 21 | 22 | 23 | 24 | 25 | 26 | 27 | 28 | 29 | 30 | 31 | 32 | 33 | 34 | 35 | 36 | 37 | 38 | 39 | 40 | 41 | 42 | 43 | 44 | 45 | 46 | 47 | 48 | 49 | 50 | 51 | 52 | 53 | 54 | 55 | 56
| Calendar Year | Capital Invest.
| 2020 | 1080690.9021 | 0: 422400
| Gross plant |  | 2020 1: 1080690.9021; 2021 2: 1080690.9021; 2022 3: 1080690.9021; 2023 4: 1080690.9021; 2024 5: 1080690.9021; 2025 6: 1080690.9021; 2026 7: 1080690.9021; 2027 8: 1080690.9021; 2028 9: 1080690.9021; 2029 10: 1080690.9021; 2030 11: 1080690.9021; 2031 12: 1080690.9021; 2032 13: 1080690.9021; 2033 14: 1080690.9021; 2034 15: 1080690.9021; 2035 16: 1080690.9021; 2036 17: 1080690.9021; 2037 18: 1080690.9021; 2038 19: 1080690.9021; 2039 20: 1080690.9021; 2040 21: 1080690.9021; 2041 22: 1080690.9021; 2042 23: 1080690.9021; 2043 24: 1080690.9021; 2044 25: 1080690.9021; 2045 26: 1080690.9021; 2046 27: 1080690.9021; 2047 28: 1080690.9021; 2048 29: 1080690.9021; 2049 30: 1080690.9021
| Accumulated Deprectiation |  | 2020 1: 36023.0301; 2021 2: 72046.0601; 2022 3: 108069.0902; 2023 4: 144092.1203; 2024 5: 180115.1504; 2025 6: 216138.1804; 2026 7: 252161.2105; 2027 8: 288184.2406; 2028 9: 324207.2706; 2029 10: 360230.3007; 2030 11: 396253.3308; 2031 12: 432276.3608; 2032 13: 468299.3909; 2033 14: 504322.421; 2034 15: 540345.4511; 2035 16: 576368.4811; 2036 17: 612391.5112; 2037 18: 648414.5413; 2038 19: 684437.5713; 2039 20: 720460.6014; 2040 21: 756483.6315; 2041 22: 792506.6616; 2042 23: 828529.6916; 2043 24: 864552.7217; 2044 25: 900575.7518; 2045 26: 936598.7818; 2046 27: 972621.8119; 2047 28: 1008644.842; 2048 29: 1044667.872; 2049 30: 1080690.9021
| Net book value |  | 2020 1: 1044667.872; 2021 2: 1008644.842; 2022 3: 972621.8119; 2023 4: 936598.7818; 2024 5: 900575.7518; 2025 6: 864552.7217; 2026 7: 828529.6916; 2027 8: 792506.6616; 2028 9: 756483.6315; 2029 10: 720460.6014; 2030 11: 684437.5713; 2031 12: 648414.5413; 2032 13: 612391.5112; 2033 14: 576368.4811; 2034 15: 540345.4511; 2035 16: 504322.421; 2036 17: 468299.3909; 2037 18: 432276.3608; 2038 19: 396253.3308; 2039 20: 360230.3007; 2040 21: 324207.2706; 2041 22: 288184.2406; 2042 23: 252161.2105; 2043 24: 216138.1804; 2044 25: 180115.1504; 2045 26: 144092.1203; 2046 27: 108069.0902; 2047 28: 72046.0601; 2048 29: 36023.0301; 2049 30: 0
| ITC |  | 2020 1: 0; 2021 2: 0; 2022 3: 0; 2023 4: 0; 2024 5: 0; 2025 6: 0; 2026 7: 0; 2027 8: 0; 2028 9: 0; 2029 10: 0; 2030 11: 0; 2031 12: 0; 2032 13: 0; 2033 14: 0; 2034 15: 0; 2035 16: 0; 2036 17: 0; 2037 18: 0; 2038 19: 0; 2039 20: 0; 2040 21: 0; 2041 22: 0; 2042 23: 0; 2043 24: 0; 2044 25: 0; 2045 26: 0; 2046 27: 0; 2047 28: 0; 2048 29: 0; 2049 30: 0
| Accumulated deffered income tax |  | 2020 1: -35932.9725; 2021 2: -97737.6852; 2022 3: -131945.875; 2023 4: -149596.1511; 2024 5: -167246.4272; 2025 6: -172478.268; 2026 7: -165291.6735; 2027 8: -158105.079; 2028 9: -150918.4845; 2029 10: -143731.89; 2030 11: -136545.2955; 2031 12: -129358.701; 2032 13: -122172.1065; 2033 14: -114985.512; 2034 15: -107798.9175; 2035 16: -100612.323; 2036 17: -93425.7285; 2037 18: -86239.134; 2038 19: -79052.5395; 2039 20: -71865.945; 2040 21: -64679.3505; 2041 22: -57492.756; 2042 23: -50306.1615; 2043 24: -43119.567; 2044 25: -35932.9725; 2045 26: -28746.378; 2046 27: -21559.7835; 2047 28: -14373.189; 2048 29: -7186.5945; 2049 30: 1.2733e-11
| Rate Base |  | 2020 1: 1008734.8996; 2021 2: 910907.1568; 2022 3: 840675.9369; 2023 4: 787002.6307; 2024 5: 733329.3246; 2025 6: 692074.4537; 2026 7: 663238.0181; 2027 8: 634401.5826; 2028 9: 605565.147; 2029 10: 576728.7114; 2030 11: 547892.2759; 2031 12: 519055.8403; 2032 13: 490219.4047; 2033 14: 461382.9691; 2034 15: 432546.5336; 2035 16: 403710.098; 2036 17: 374873.6624; 2037 18: 346037.2269; 2038 19: 317200.7913; 2039 20: 288364.3557; 2040 21: 259527.9201; 2041 22: 230691.4846; 2042 23: 201855.049; 2043 24: 173018.6134; 2044 25: 144182.1779; 2045 26: 115345.7423; 2046 27: 86509.3067; 2047 28: 57672.8711; 2048 29: 28836.4356; 2049 30: 1.2733e-11
| Average rate base |  | 2020 1: 1044712.9008; 2021 2: 959821.0282; 2022 3: 875791.5468; 2023 4: 813839.2838; 2024 5: 760165.9777; 2025 6: 712701.8891; 2026 7: 677656.2359; 2027 8: 648819.8004; 2028 9: 619983.3648; 2029 10: 591146.9292; 2030 11: 562310.4936; 2031 12: 533474.0581; 2032 13: 504637.6225; 2033 14: 475801.1869; 2034 15: 446964.7514; 2035 16: 418128.3158; 2036 17: 389291.8802; 2037 18: 360455.4446; 2038 19: 331619.0091; 2039 20: 302782.5735; 2040 21: 273946.1379; 2041 22: 245109.7024; 2042 23: 216273.2668; 2043 24: 187436.8312; 2044 25: 158600.3956; 2045 26: 129763.9601; 2046 27: 100927.5245; 2047 28: 72091.0889; 2048 29: 43254.6534; 2049 30: 14418.2178
| Pre-tax Return | 0.086076 | 2020 1: 89924.6548; 2021 2: 82617.5062; 2022 3: 75384.5888; 2023 4: 70051.989; 2024 5: 65432.0082; 2025 6: 61346.4917; 2026 7: 58329.9039; 2027 8: 55847.7803; 2028 9: 53365.6567; 2029 10: 50883.5331; 2030 11: 48401.4096; 2031 12: 45919.286; 2032 13: 43437.1624; 2033 14: 40955.0389; 2034 15: 38472.9153; 2035 16: 35990.7917; 2036 17: 33508.6682; 2037 18: 31026.5446; 2038 19: 28544.421; 2039 20: 26062.2975; 2040 21: 23580.1739; 2041 22: 21098.0503; 2042 23: 18615.9268; 2043 24: 16133.8032; 2044 25: 13651.6796; 2045 26: 11169.5561; 2046 27: 8687.4325; 2047 28: 6205.3089; 2048 29: 3723.1854; 2049 30: 1241.0618
| Book Depreciation |  | 2020 1: 36023.0301; 2021 2: 36023.0301; 2022 3: 36023.0301; 2023 4: 36023.0301; 2024 5: 36023.0301; 2025 6: 36023.0301; 2026 7: 36023.0301; 2027 8: 36023.0301; 2028 9: 36023.0301; 2029 10: 36023.0301; 2030 11: 36023.0301; 2031 12: 36023.0301; 2032 13: 36023.0301; 2033 14: 36023.0301; 2034 15: 36023.0301; 2035 16: 36023.0301; 2036 17: 36023.0301; 2037 18: 36023.0301; 2038 19: 36023.0301; 2039 20: 36023.0301; 2040 21: 36023.0301; 2041 22: 36023.0301; 2042 23: 36023.0301; 2043 24: 36023.0301; 2044 25: 36023.0301; 2045 26: 36023.0301; 2046 27: 36023.0301; 2047 28: 36023.0301; 2048 29: 36023.0301; 2049 30: 36023.0301
| Insurance |  | 2020 1: 517.6509; 2021 2: 517.6509; 2022 3: 517.6509; 2023 4: 517.6509; 2024 5: 517.6509; 2025 6: 517.6509; 2026 7: 517.6509; 2027 8: 517.6509; 2028 9: 517.6509; 2029 10: 517.6509; 2030 11: 517.6509; 2031 12: 517.6509; 2032 13: 517.6509; 2033 14: 517.6509; 2034 15: 517.6509; 2035 16: 517.6509; 2036 17: 517.6509; 2037 18: 517.6509; 2038 19: 517.6509; 2039 20: 517.6509; 2040 21: 517.6509; 2041 22: 517.6509; 2042 23: 517.6509; 2043 24: 517.6509; 2044 25: 517.6509; 2045 26: 517.6509; 2046 27: 517.6509; 2047 28: 517.6509; 2048 29: 517.6509; 2049 30: 517.6509
| ITC Amort - Grossed for Taxes |  | 2020 1: -6839.8158; 2021 2: -6839.8158; 2022 3: -6839.8158; 2023 4: -6839.8158; 2024 5: -6839.8158; 2025 6: -6839.8158; 2026 7: -6839.8158; 2027 8: -6839.8158; 2028 9: -6839.8158; 2029 10: -6839.8158; 2030 11: -6839.8158; 2031 12: -6839.8158; 2032 13: -6839.8158; 2033 14: -6839.8158; 2034 15: -6839.8158; 2035 16: -6839.8158; 2036 17: -6839.8158; 2037 18: -6839.8158; 2038 19: -6839.8158; 2039 20: -6839.8158; 2040 21: -6839.8158; 2041 22: -6839.8158; 2042 23: -6839.8158; 2043 24: -6839.8158; 2044 25: -6839.8158; 2045 26: -6839.8158; 2046 27: -6839.8158; 2047 28: -6839.8158; 2048 29: -6839.8158; 2049 30: -6839.8158
| Property Taxes |  | 2020 1: 4912.6815; 2021 2: 4912.6815; 2022 3: 4912.6815; 2023 4: 4912.6815; 2024 5: 4912.6815; 2025 6: 4912.6815; 2026 7: 4912.6815; 2027 8: 4912.6815; 2028 9: 4912.6815; 2029 10: 4912.6815; 2030 11: 4912.6815; 2031 12: 4912.6815; 2032 13: 4912.6815; 2033 14: 4912.6815; 2034 15: 4912.6815; 2035 16: 4912.6815; 2036 17: 4912.6815; 2037 18: 4912.6815; 2038 19: 4912.6815; 2039 20: 4912.6815; 2040 21: 4912.6815; 2041 22: 4912.6815; 2042 23: 4912.6815; 2043 24: 4912.6815; 2044 25: 4912.6815; 2045 26: 4912.6815; 2046 27: 4912.6815; 2047 28: 4912.6815; 2048 29: 4912.6815; 2049 30: 4912.6815
| Revenue Requirement |  | 2020 1: 124538.2014; 2021 2: 117231.0529; 2022 3: 109998.1355; 2023 4: 104665.5356; 2024 5: 100045.5548; 2025 6: 95960.0384; 2026 7: 92943.4505; 2027 8: 90461.3269; 2028 9: 87979.2033; 2029 10: 85497.0798; 2030 11: 83014.9562; 2031 12: 80532.8326; 2032 13: 78050.7091; 2033 14: 75568.5855; 2034 15: 73086.4619; 2035 16: 70604.3384; 2036 17: 68122.2148; 2037 18: 65640.0912; 2038 19: 63157.9677; 2039 20: 60675.8441; 2040 21: 58193.7205; 2041 22: 55711.597; 2042 23: 53229.4734; 2043 24: 50747.3498; 2044 25: 48265.2263; 2045 26: 45783.1027; 2046 27: 43300.9791; 2047 28: 40818.8556; 2048 29: 38336.732; 2049 30: 35854.6084
| Book Depreciation |  | 2020 1: 36023.0301; 2021 2: 36023.0301; 2022 3: 36023.0301; 2023 4: 36023.0301; 2024 5: 36023.0301; 2025 6: 36023.0301; 2026 7: 36023.0301; 2027 8: 36023.0301; 2028 9: 36023.0301; 2029 10: 36023.0301; 2030 11: 36023.0301; 2031 12: 36023.0301; 2032 13: 36023.0301; 2033 14: 36023.0301; 2034 15: 36023.0301; 2035 16: 36023.0301; 2036 17: 36023.0301; 2037 18: 36023.0301; 2038 19: 36023.0301; 2039 20: 36023.0301; 2040 21: 36023.0301; 2041 22: 36023.0301; 2042 23: 36023.0301; 2043 24: 36023.0301; 2044 25: 36023.0301; 2045 26: 36023.0301; 2046 27: 36023.0301; 2047 28: 36023.0301; 2048 29: 36023.0301; 2049 30: 36023.0301
| Tax Depreciation |  | 2020 1: 216138.1804; 2021 2: 345821.0887; 2022 3: 207492.6532; 2023 4: 124495.5919; 2024 5: 124495.5919; 2025 6: 62247.796; 2026 7: 0; 2027 8: 0; 2028 9: 0; 2029 10: 0; 2030 11: 0; 2031 12: 0; 2032 13: 0; 2033 14: 0; 2034 15: 0; 2035 16: 0; 2036 17: 0; 2037 18: 0; 2038 19: 0; 2039 20: 0; 2040 21: 0; 2041 22: 0; 2042 23: 0; 2043 24: 0; 2044 25: 0; 2045 26: 0; 2046 27: 0; 2047 28: 0; 2048 29: 0; 2049 30: 0
| Difference between book and tax |  | 2020 1: -180115.1504; 2021 2: -309798.0586; 2022 3: -171469.6231; 2023 4: -88472.5619; 2024 5: -88472.5619; 2025 6: -26224.7659; 2026 7: 36023.0301; 2027 8: 36023.0301; 2028 9: 36023.0301; 2029 10: 36023.0301; 2030 11: 36023.0301; 2031 12: 36023.0301; 2032 13: 36023.0301; 2033 14: 36023.0301; 2034 15: 36023.0301; 2035 16: 36023.0301; 2036 17: 36023.0301; 2037 18: 36023.0301; 2038 19: 36023.0301; 2039 20: 36023.0301; 2040 21: 36023.0301; 2041 22: 36023.0301; 2042 23: 36023.0301; 2043 24: 36023.0301; 2044 25: 36023.0301; 2045 26: 36023.0301; 2046 27: 36023.0301; 2047 28: 36023.0301; 2048 29: 36023.0301; 2049 30: 36023.0301
| Tax rate |  | 2020 1: -37824.1816; 2021 2: -65057.5923; 2022 3: -36008.6209; 2023 4: -18579.238; 2024 5: -18579.238; 2025 6: -5507.2008; 2026 7: 7564.8363; 2027 8: 7564.8363; 2028 9: 7564.8363; 2029 10: 7564.8363; 2030 11: 7564.8363; 2031 12: 7564.8363; 2032 13: 7564.8363; 2033 14: 7564.8363; 2034 15: 7564.8363; 2035 16: 7564.8363; 2036 17: 7564.8363; 2037 18: 7564.8363; 2038 19: 7564.8363; 2039 20: 7564.8363; 2040 21: 7564.8363; 2041 22: 7564.8363; 2042 23: 7564.8363; 2043 24: 7564.8363; 2044 25: 7564.8363; 2045 26: 7564.8363; 2046 27: 7564.8363; 2047 28: 7564.8363; 2048 29: 7564.8363; 2049 30: 7564.8363
Depreciation Tables
|  | 5 | 2020 1: 20%; 2021 2: 32%; 2022 3: 19.2%; 2023 4: 11.52%; 2024 5: 11.52%; 2025 6: 5.76%; 2026 7: 0%; 2027 8: 0%; 2028 9: 0%; 2029 10: 0%; 2030 11: 0%; 2031 12: 0%; 2032 13: 0%; 2033 14: 0%; 2034 15: 0%; 2035 16: 0%; 2036 17: 0%; 2037 18: 0%; 2038 19: 0%; 2039 20: 0%; 2040 21: 0%
|  | 5 | 0: 1; 2020 1: 20%; 2021 2: 32%; 2022 3: 19.2%; 2023 4: 11.52%; 2024 5: 11.52%; 2025 6: 5.76%
|  | 10 | 0: 0; 2020 1: 10%; 2021 2: 18%; 2022 3: 14.4%; 2023 4: 11.52%; 2024 5: 9.22%; 2025 6: 7.37%; 2026 7: 6.55%; 2027 8: 6.55%; 2028 9: 6.56%; 2029 10: 6.55%; 2030 11: 3.28%
|  | 15 | 0: 0; 2020 1: 5%; 2021 2: 9.5%; 2022 3: 8.55%; 2023 4: 7.7%; 2024 5: 6.93%; 2025 6: 6.23%; 2026 7: 5.9%; 2027 8: 5.9%; 2028 9: 5.91%; 2029 10: 5.9%; 2030 11: 5.91%; 2031 12: 5.9%; 2032 13: 5.91%; 2033 14: 5.9%; 2034 15: 5.91%; 2035 16: 2.95%
|  | 20 | 0: 0; 2020 1: 3.75%; 2021 2: 7.219%; 2022 3: 6.677%; 2023 4: 6.177%; 2024 5: 5.713%; 2025 6: 5.285%; 2026 7: 4.888%; 2027 8: 4.522%; 2028 9: 4.462%; 2029 10: 4.461%; 2030 11: 4.462%; 2031 12: 4.461%; 2032 13: 4.462%; 2033 14: 4.461%; 2034 15: 4.462%; 2035 16: 4.461%; 2036 17: 4.462%; 2037 18: 4.461%; 2038 19: 4.462%; 2039 20: 4.461%; 2040 21: 2.231%
Revenue Requirement by vintage year
2012 $000
|  |  |  | 2020 | 2021 | 2022 | 2023 | 2024 | 2025 | 2026 | 2027 | 2028 | 2029 | 2030 | 2031 | 2032 | 2033 | 2034 | 2035 | 2036 | 2037 | 2038 | 2039 | 2040 | 2041 | 2042 | 2043 | 2044 | 2045 | 2046 | 2047 | 2048 | 2049 | 2050 | 2051 | 2052 | 2053 | 2054 | 2055 | 2056 | 2057 | 2058 | 2059 | 2060 | 2061 | 2062 | 2063 | 2064 | 2065 | 2066 | 2067 | 2068 | 2069 | 2070 | 2071 | 2072 | 2073 | 2074 | 2075
|  | 2020 | 0% | 124538.2014 | 117231.0529 | 109998.1355 | 104665.5356 | 100045.5548 | 95960.0384 | 92943.4505 | 90461.3269 | 87979.2033 | 85497.0798 | 83014.9562 | 80532.8326 | 78050.7091 | 75568.5855 | 73086.4619 | 70604.3384 | 68122.2148 | 65640.0912 | 63157.9677 | 60675.8441 | 58193.7205 | 55711.597 | 53229.4734 | 50747.3498 | 48265.2263 | 45783.1027 | 43300.9791 | 40818.8556 | 38336.732 | 35854.6084 | 0 | 0 | 0 | 0 | 0 | 0 | 0 | 0 | 0 | 0 | 0 | 0 | 0 | 0 | 0 | 0 | 0 | 0 | 0 | 0 | 0 | 0 | 0 | 0 | 0 | 0
|  | 2021 | -1.845% |  | 122239.8994 | 115067.6013 | 107968.1645 | 102733.9756 | 98199.2547 | 94189.1348 | 91228.2168 | 88791.8998 | 86355.5828 | 83919.2659 | 81482.9489 | 79046.6319 | 76610.3149 | 74173.9979 | 71737.6809 | 69301.3639 | 66865.047 | 64428.73 | 61992.413 | 59556.096 | 57119.779 | 54683.462 | 52247.1451 | 49810.8281 | 47374.5111 | 44938.1941 | 42501.8771 | 40065.5601 | 37629.2431 | 35192.9262 | 0 | 0 | 0 | 0 | 0 | 0 | 0 | 0 | 0 | 0 | 0 | 0 | 0 | 0 | 0 | 0 | 0 | 0 | 0 | 0 | 0 | 0 | 0 | 0 | 0
|  | 2022 | -2.03% |  |  | 119758.5339 | 112731.8274 | 105776.503 | 100648.5637 | 96205.8938 | 92277.1758 | 89376.362 | 86989.5001 | 84602.6383 | 82215.7765 | 79828.9147 | 77442.0528 | 75055.191 | 72668.3292 | 70281.4673 | 67894.6055 | 65507.7437 | 63120.8818 | 60734.02 | 58347.1582 | 55960.2963 | 53573.4345 | 51186.5727 | 48799.7108 | 46412.849 | 44025.9872 | 41639.1253 | 39252.2635 | 36865.4017 | 34478.5398 | 0 | 0 | 0 | 0 | 0 | 0 | 0 | 0 | 0 | 0 | 0 | 0 | 0 | 0 | 0 | 0 | 0 | 0 | 0 | 0 | 0 | 0 | 0 | 0
|  | 2023 | -2.072% |  |  |  | 117277.1684 | 110396.0534 | 103584.8416 | 98563.1518 | 94212.5328 | 90365.2169 | 87524.5072 | 85187.1005 | 82849.6938 | 80512.2871 | 78174.8804 | 75837.4738 | 73500.0671 | 71162.6604 | 68825.2537 | 66487.847 | 64150.4404 | 61813.0337 | 59475.627 | 57138.2203 | 54800.8136 | 52463.407 | 50126.0003 | 47788.5936 | 45451.1869 | 43113.7802 | 40776.3736 | 38438.9669 | 36101.5602 | 33764.1535 | 0 | 0 | 0 | 0 | 0 | 0 | 0 | 0 | 0 | 0 | 0 | 0 | 0 | 0 | 0 | 0 | 0 | 0 | 0 | 0 | 0 | 0 | 0
|  | 2024 | -2.116% |  |  |  |  | 114795.803 | 108060.2795 | 101393.1801 | 96477.7399 | 92219.1719 | 88453.258 | 85672.6523 | 83384.7008 | 81096.7493 | 78808.7977 | 76520.8462 | 74232.8947 | 71944.9432 | 69656.9916 | 67369.0401 | 65081.0886 | 62793.1371 | 60505.1855 | 58217.234 | 55929.2825 | 53641.3309 | 51353.3794 | 49065.4279 | 46777.4764 | 44489.5248 | 42201.5733 | 39913.6218 | 37625.6703 | 35337.7187 | 33049.7672 | 0 | 0 | 0 | 0 | 0 | 0 | 0 | 0 | 0 | 0 | 0 | 0 | 0 | 0 | 0 | 0 | 0 | 0 | 0 | 0 | 0 | 0
|  | 2025 | -2.162% | [5 empty] | 112314.4375 | 105724.5055 | 99201.5187 | 94392.328 | 90225.8109 | 86541.299 | 83820.7975 | 81582.3011 | 79343.8047 | 77105.3084 | 74866.812 | 72628.3156 | 70389.8192 | 68151.3229 | 65912.8265 | 63674.3301 | 61435.8337 | 59197.3374 | 56958.841 | 54720.3446 | 52481.8482 | 50243.3519 | 48004.8555 | 45766.3591 | 43527.8627 | 41289.3664 | 39050.87 | 36812.3736 | 34573.8772 | 32335.3809 | 0 | 0 | 0 | 0 | 0 | 0 | 0 | 0 | 0 | 0 | 0 | 0 | 0 | 0 | 0 | 0 | 0 | 0 | 0 | 0 | 0
|  | 2026 | -2.209% | [6 empty] | 109833.072 | 103388.7315 | 97009.8572 | 92306.9161 | 88232.45 | 84629.3401 | 81968.9427 | 79779.9014 | 77590.8602 | 75401.819 | 73212.7778 | 71023.7366 | 68834.6953 | 66645.6541 | 64456.6129 | 62267.5717 | 60078.5304 | 57889.4892 | 55700.448 | 53511.4068 | 51322.3656 | 49133.3243 | 46944.2831 | 44755.2419 | 42566.2007 | 40377.1594 | 38188.1182 | 35999.077 | 33810.0358 | 31620.9946 | 0 | 0 | 0 | 0 | 0 | 0 | 0 | 0 | 0 | 0 | 0 | 0 | 0 | 0 | 0 | 0 | 0 | 0 | 0 | 0
|  | 2027 | -2.259% | [7 empty] | 107351.7065 | 101052.9576 | 94818.1958 | 90221.5042 | 86239.0891 | 82717.3812 | 80117.0878 | 77977.5018 | 75837.9157 | 73698.3296 | 71558.7436 | 69419.1575 | 67279.5714 | 65139.9853 | 63000.3993 | 60860.8132 | 58721.2271 | 56581.6411 | 54442.055 | 52302.4689 | 50162.8829 | 48023.2968 | 45883.7107 | 43744.1247 | 41604.5386 | 39464.9525 | 37325.3664 | 35185.7804 | 33046.1943 | 30906.6082 | 0 | 0 | 0 | 0 | 0 | 0 | 0 | 0 | 0 | 0 | 0 | 0 | 0 | 0 | 0 | 0 | 0 | 0 | 0
|  | 2028 | -2.311% | [8 empty] | 104870.341 | 98717.1836 | 92626.5343 | 88136.0923 | 84245.7281 | 80805.4222 | 78265.233 | 76175.1021 | 74084.9712 | 71994.8403 | 69904.7093 | 67814.5784 | 65724.4475 | 63634.3166 | 61544.1857 | 59454.0548 | 57363.9238 | 55273.7929 | 53183.662 | 51093.5311 | 49003.4002 | 46913.2692 | 44823.1383 | 42733.0074 | 40642.8765 | 38552.7456 | 36462.6147 | 34372.4837 | 32282.3528 | 30192.2219 | 0 | 0 | 0 | 0 | 0 | 0 | 0 | 0 | 0 | 0 | 0 | 0 | 0 | 0 | 0 | 0 | 0 | 0
|  | 2029 | -2.366% | [9 empty] | 102388.9756 | 96381.4097 | 90434.8728 | 86050.6804 | 82252.3672 | 78893.4633 | 76413.3782 | 74372.7024 | 72332.0267 | 70291.3509 | 68250.6751 | 66209.9994 | 64169.3236 | 62128.6478 | 60087.9721 | 58047.2963 | 56006.6205 | 53965.9448 | 51925.269 | 49884.5932 | 47843.9175 | 45803.2417 | 43762.5659 | 41721.8902 | 39681.2144 | 37640.5386 | 35599.8629 | 33559.1871 | 31518.5114 | 29477.8356 | 0 | 0 | 0 | 0 | 0 | 0 | 0 | 0 | 0 | 0 | 0 | 0 | 0 | 0 | 0 | 0 | 0
|  | 2030 | -2.423% | [10 empty] | 99907.6101 | 94045.6357 | 88243.2114 | 83965.2685 | 80259.0063 | 76981.5044 | 74561.5234 | 72570.3027 | 70579.0821 | 68587.8615 | 66596.6409 | 64605.4203 | 62614.1997 | 60622.9791 | 58631.7585 | 56640.5378 | 54649.3172 | 52658.0966 | 50666.876 | 48675.6554 | 46684.4348 | 44693.2142 | 42701.9936 | 40710.7729 | 38719.5523 | 36728.3317 | 34737.1111 | 32745.8905 | 30754.6699 | 28763.4493 | 0 | 0 | 0 | 0 | 0 | 0 | 0 | 0 | 0 | 0 | 0 | 0 | 0 | 0 | 0 | 0
|  | 2031 | -1.109% | [11 empty] | 98799.9829 | 93002.9974 | 87264.9017 | 83034.3863 | 79369.2136 | 76128.0478 | 73734.8959 | 71765.751 | 69796.6061 | 67827.4612 | 65858.3163 | 63889.1713 | 61920.0264 | 59950.8815 | 57981.7366 | 56012.5917 | 54043.4468 | 52074.3018 | 50105.1569 | 48136.012 | 46166.8671 | 44197.7222 | 42228.5773 | 40259.4324 | 38290.2874 | 36321.1425 | 34351.9976 | 32382.8527 | 30413.7078 | 28444.5629 | 0 | 0 | 0 | 0 | 0 | 0 | 0 | 0 | 0 | 0 | 0 | 0 | 0 | 0 | 0
|  | 2032 | -1.121% | [12 empty] | 97692.3557 | 91960.359 | 86286.592 | 82103.5041 | 78479.4209 | 75274.5912 | 72908.2685 | 70961.1993 | 69014.13 | 67067.0608 | 65119.9916 | 63172.9224 | 61225.8532 | 59278.7839 | 57331.7147 | 55384.6455 | 53437.5763 | 51490.5071 | 49543.4379 | 47596.3686 | 45649.2994 | 43702.2302 | 41755.161 | 39808.0918 | 37861.0225 | 35913.9533 | 33966.8841 | 32019.8149 | 30072.7457 | 28125.6765 | 0 | 0 | 0 | 0 | 0 | 0 | 0 | 0 | 0 | 0 | 0 | 0 | 0 | 0
|  | 2033 | -1.134% | [13 empty] | 96584.7285 | 90917.7207 | 85308.2823 | 81172.6219 | 77589.6282 | 74421.1346 | 72081.641 | 70156.6475 | 68231.654 | 66306.6605 | 64381.667 | 62456.6734 | 60531.6799 | 58606.6864 | 56681.6929 | 54756.6993 | 52831.7058 | 50906.7123 | 48981.7188 | 47056.7253 | 45131.7317 | 43206.7382 | 41281.7447 | 39356.7512 | 37431.7577 | 35506.7641 | 33581.7706 | 31656.7771 | 29731.7836 | 27806.79 | 0 | 0 | 0 | 0 | 0 | 0 | 0 | 0 | 0 | 0 | 0 | 0 | 0
|  | 2034 | -1.147% | [14 empty] | 95477.1013 | 89875.0823 | 84329.9727 | 80241.7397 | 76699.8356 | 73567.678 | 71255.0136 | 69352.0958 | 67449.178 | 65546.2601 | 63643.3423 | 61740.4245 | 59837.5067 | 57934.5888 | 56031.671 | 54128.7532 | 52225.8354 | 50322.9175 | 48419.9997 | 46517.0819 | 44614.1641 | 42711.2462 | 40808.3284 | 38905.4106 | 37002.4928 | 35099.5749 | 33196.6571 | 31293.7393 | 29390.8215 | 27487.9036 | 0 | 0 | 0 | 0 | 0 | 0 | 0 | 0 | 0 | 0 | 0 | 0
|  | 2035 | -1.16% | [15 empty] | 94369.4741 | 88832.444 | 83351.663 | 79310.8575 | 75810.0429 | 72714.2214 | 70428.3862 | 68547.544 | 66666.7019 | 64785.8598 | 62905.0177 | 61024.1755 | 59143.3334 | 57262.4913 | 55381.6491 | 53500.807 | 51619.9649 | 49739.1228 | 47858.2806 | 45977.4385 | 44096.5964 | 42215.7542 | 40334.9121 | 38454.07 | 36573.2279 | 34692.3857 | 32811.5436 | 30930.7015 | 29049.8594 | 27169.0172 | 0 | 0 | 0 | 0 | 0 | 0 | 0 | 0 | 0 | 0 | 0
|  | 2036 | -1.174% | [16 empty] | 93261.8469 | 87789.8057 | 82373.3533 | 78379.9753 | 74920.2502 | 71860.7648 | 69601.7587 | 67742.9923 | 65884.2259 | 64025.4594 | 62166.693 | 60307.9266 | 58449.1601 | 56590.3937 | 54731.6273 | 52872.8608 | 51014.0944 | 49155.328 | 47296.5616 | 45437.7951 | 43579.0287 | 41720.2623 | 39861.4958 | 38002.7294 | 36143.963 | 34285.1965 | 32426.4301 | 30567.6637 | 28708.8972 | 26850.1308 | 0 | 0 | 0 | 0 | 0 | 0 | 0 | 0 | 0 | 0
|  | 2037 | -1.188% | [17 empty] | 92154.2196 | 86747.1673 | 81395.0436 | 77449.0931 | 74030.4576 | 71007.3082 | 68775.1313 | 66938.4406 | 65101.7498 | 63265.0591 | 61428.3684 | 59591.6776 | 57754.9869 | 55918.2962 | 54081.6054 | 52244.9147 | 50408.2239 | 48571.5332 | 46734.8425 | 44898.1517 | 43061.461 | 41224.7703 | 39388.0795 | 37551.3888 | 35714.6981 | 33878.0073 | 32041.3166 | 30204.6259 | 28367.9351 | 26531.2444 | 0 | 0 | 0 | 0 | 0 | 0 | 0 | 0 | 0
|  | 2038 | -1.202% | [18 empty] | 91046.5924 | 85704.529 | 80416.734 | 76518.2109 | 73140.6649 | 70153.8516 | 67948.5038 | 66133.8888 | 64319.2738 | 62504.6587 | 60690.0437 | 58875.4287 | 57060.8136 | 55246.1986 | 53431.5836 | 51616.9685 | 49802.3535 | 47987.7384 | 46173.1234 | 44358.5084 | 42543.8933 | 40729.2783 | 38914.6633 | 37100.0482 | 35285.4332 | 33470.8181 | 31656.2031 | 29841.5881 | 28026.973 | 26212.358 | 0 | 0 | 0 | 0 | 0 | 0 | 0 | 0
|  | 2039 | -1.217% | [19 empty] | 89938.9652 | 84661.8906 | 79438.4243 | 75587.3287 | 72250.8722 | 69300.395 | 67121.8764 | 65329.3371 | 63536.7977 | 61744.2584 | 59951.7191 | 58159.1797 | 56366.6404 | 54574.101 | 52781.5617 | 50989.0224 | 49196.483 | 47403.9437 | 45611.4043 | 43818.865 | 42026.3257 | 40233.7863 | 38441.247 | 36648.7076 | 34856.1683 | 33063.629 | 31271.0896 | 29478.5503 | 27686.0109 | 25893.4716 | 0 | 0 | 0 | 0 | 0 | 0 | 0
|  | 2040 | -1.232% | [20 empty] | 88831.338 | 83619.2523 | 78460.1146 | 74656.4465 | 71361.0796 | 68446.9384 | 66295.249 | 64524.7853 | 62754.3217 | 60983.858 | 59213.3944 | 57442.9308 | 55672.4671 | 53902.0035 | 52131.5398 | 50361.0762 | 48590.6125 | 46820.1489 | 45049.6853 | 43279.2216 | 41508.758 | 39738.2943 | 37967.8307 | 36197.367 | 34426.9034 | 32656.4398 | 30885.9761 | 29115.5125 | 27345.0488 | 25574.5852 | 0 | 0 | 0 | 0 | 0 | 0
|  | 2041 | -1.081% | [21 empty] | 87870.9992 | 82715.2604 | 77611.8972 | 73849.3498 | 70589.6085 | 67706.9715 | 65578.5436 | 63827.2201 | 62075.8966 | 60324.5731 | 58573.2496 | 56821.9261 | 55070.6026 | 53319.2791 | 51567.9556 | 49816.6321 | 48065.3086 | 46313.9851 | 44562.6616 | 42811.3381 | 41060.0146 | 39308.6911 | 37557.3677 | 35806.0442 | 34054.7207 | 32303.3972 | 30552.0737 | 28800.7502 | 27049.4267 | 25298.1032 | 0 | 0 | 0 | 0 | 0
|  | 2042 | -1.093% | [22 empty] | 86910.6605 | 81811.2685 | 76763.6797 | 73042.2531 | 69818.1373 | 66967.0046 | 64861.8382 | 63129.6548 | 61397.4715 | 59665.2881 | 57933.1048 | 56200.9214 | 54468.7381 | 52736.5547 | 51004.3714 | 49272.1881 | 47540.0047 | 45807.8214 | 44075.638 | 42343.4547 | 40611.2713 | 38879.088 | 37146.9046 | 35414.7213 | 33682.5379 | 31950.3546 | 30218.1712 | 28485.9879 | 26753.8045 | 25021.6212 | 0 | 0 | 0 | 0
|  | 2043 | -1.105% | 2043: 85950.3217; 2044: 80907.2766; 2045: 75915.4623; 2046: 72235.1564; 2047: 69046.6662; 2048: 66227.0377; 2049: 64145.1328; 2050: 62432.0896; 2051: 60719.0464; 2052: 59006.0032; 2053: 57292.96; 2054: 55579.9168; 2055: 53866.8736; 2056: 52153.8304; 2057: 50440.7872; 2058: 48727.744; 2059: 47014.7008; 2060: 45301.6576; 2061: 43588.6144; 2062: 41875.5712; 2063: 40162.528; 2064: 38449.4848; 2065: 36736.4416; 2066: 35023.3984; 2067: 33310.3552; 2068: 31597.312; 2069: 29884.2688; 2070: 28171.2256; 2071: 26458.1824; 2072: 24745.1392; 2073: 0; 2074: 0; 2075: 0
|  | 2044 | -1.117% | 2044: 84989.9829; 2045: 80003.2846; 2046: 75067.2448; 2047: 71428.0597; 2048: 68275.1951; 2049: 65487.0708; 2050: 63428.4274; 2051: 61734.5243; 2052: 60040.6213; 2053: 58346.7182; 2054: 56652.8152; 2055: 54958.9121; 2056: 53265.0091; 2057: 51571.106; 2058: 49877.203; 2059: 48183.2999; 2060: 46489.3969; 2061: 44795.4938; 2062: 43101.5908; 2063: 41407.6877; 2064: 39713.7847; 2065: 38019.8816; 2066: 36325.9785; 2067: 34632.0755; 2068: 32938.1724; 2069: 31244.2694; 2070: 29550.3663; 2071: 27856.4633; 2072: 26162.5602; 2073: 24468.6572; 2074: 0; 2075: 0
|  | 2045 | -1.13% | 2045: 84029.6441; 2046: 79099.2927; 2047: 74219.0273; 2048: 70620.9629; 2049: 67503.7239; 2050: 64747.1039; 2051: 62711.722; 2052: 61036.9591; 2053: 59362.1962; 2054: 57687.4333; 2055: 56012.6704; 2056: 54337.9075; 2057: 52663.1446; 2058: 50988.3817; 2059: 49313.6188; 2060: 47638.8559; 2061: 45964.0929; 2062: 44289.33; 2063: 42614.5671; 2064: 40939.8042; 2065: 39265.0413; 2066: 37590.2784; 2067: 35915.5155; 2068: 34240.7526; 2069: 32565.9897; 2070: 30891.2268; 2071: 29216.4639; 2072: 27541.701; 2073: 25866.9381; 2074: 24192.1752; 2075: 0
|  | 2046 | -1.143% | 2046: 83069.3053; 2047: 78195.3008; 2048: 73370.8099; 2049: 69813.8662; 2050: 66732.2528; 2051: 64007.137; 2052: 61995.0166; 2053: 60339.3938; 2054: 58683.7711; 2055: 57028.1483; 2056: 55372.5256; 2057: 53716.9028; 2058: 52061.2801; 2059: 50405.6573; 2060: 48750.0345; 2061: 47094.4118; 2062: 45438.789; 2063: 43783.1663; 2064: 42127.5435; 2065: 40471.9208; 2066: 38816.298; 2067: 37160.6752; 2068: 35505.0525; 2069: 33849.4297; 2070: 32193.807; 2071: 30538.1842; 2072: 28882.5614; 2073: 27226.9387; 2074: 25571.3159; 2075: 23915.6932 | 0 | 0 | 0 | 0
|  | 2047 | -1.156% | 2047: 82108.9665; 2048: 77291.3089; 2049: 72522.5924; 2050: 69006.7695; 2051: 65960.7817; 2052: 63267.1701; 2053: 61278.3112; 2054: 59641.8286; 2055: 58005.346; 2056: 56368.8634; 2057: 54732.3808; 2058: 53095.8982; 2059: 51459.4155; 2060: 49822.9329; 2061: 48186.4503; 2062: 46549.9677; 2063: 44913.4851; 2064: 43277.0025; 2065: 41640.5199; 2066: 40004.0373; 2067: 38367.5547; 2068: 36731.0721; 2069: 35094.5894; 2070: 33458.1068; 2071: 31821.6242; 2072: 30185.1416; 2073: 28548.659; 2074: 26912.1764; 2075: 25275.6938 | 23639.2112 | 0 | 0 | 0
|  | 2048 | -1.17% | 2048: 81148.6277; 2049: 76387.317; 2050: 71674.375; 2051: 68199.6728; 2052: 65189.3105; 2053: 62527.2032; 2054: 60561.6058; 2055: 58944.2634; 2056: 57326.9209; 2057: 55709.5784; 2058: 54092.236; 2059: 52474.8935; 2060: 50857.551; 2061: 49240.2086; 2062: 47622.8661; 2063: 46005.5237; 2064: 44388.1812; 2065: 42770.8387; 2066: 41153.4963; 2067: 39536.1538; 2068: 37918.8113; 2069: 36301.4689; 2070: 34684.1264; 2071: 33066.7839; 2072: 31449.4415; 2073: 29832.099; 2074: 28214.7566; 2075: 26597.4141 | 24980.0716 | 23362.7292 | 0 | 0
|  | 2049 | -1.183% | 2049: 80188.2889; 2050: 75483.3251; 2051: 70826.1575; 2052: 67392.5761; 2053: 64417.8394; 2054: 61787.2363; 2055: 59844.9004; 2056: 58246.6981; 2057: 56648.4958; 2058: 55050.2935; 2059: 53452.0912; 2060: 51853.8888; 2061: 50255.6865; 2062: 48657.4842; 2063: 47059.2819; 2064: 45461.0796; 2065: 43862.8773; 2066: 42264.675; 2067: 40666.4726; 2068: 39068.2703; 2069: 37470.068; 2070: 35871.8657; 2071: 34273.6634; 2072: 32675.4611; 2073: 31077.2587; 2074: 29479.0564; 2075: 27880.8541 | 26282.6518 | 24684.4495 | 23086.2472 | 0
|  | 2050 | -1.198% | 2050: 79227.9501; 2051: 74579.3331; 2052: 69977.9401; 2053: 66585.4794; 2054: 63646.3683; 2055: 61047.2694; 2056: 59128.195; 2057: 57549.1329; 2058: 55970.0707; 2059: 54391.0085; 2060: 52811.9464; 2061: 51232.8842; 2062: 49653.822; 2063: 48074.7599; 2064: 46495.6977; 2065: 44916.6355; 2066: 43337.5733; 2067: 41758.5112; 2068: 40179.449; 2069: 38600.3868; 2070: 37021.3247; 2071: 35442.2625; 2072: 33863.2003; 2073: 32284.1382; 2074: 30705.076; 2075: 29126.0138 | 27546.9517 | 25967.8895 | 24388.8273 | 22809.7652
Revenue Requirement by vintage year
2012 $/MW-wk
| Aurora Input |  | Levelized Cost | 2020 | 2021 | 2022 | 2023 | 2024 | 2025 | 2026 | 2027 | 2028 | 2029 | 2030 | 2031 | 2032 | 2033 | 2034 | 2035 | 2036 | 2037 | 2038 | 2039 | 2040 | 2041 | 2042 | 2043 | 2044 | 2045 | 2046 | 2047 | 2048 | 2049 | 2050 | 2051 | 2052 | 2053 | 2054 | 2055 | 2056 | 2057 | 2058 | 2059 | 2060 | 2061 | 2062 | 2063 | 2064 | 2065 | 2066 | 2067 | 2068 | 2069 | 2070 | 2071 | 2072 | 2073 | 2074 | 2075
|  | 2020 | 5244.232 | 7983.218 | 7514.8111 | 7051.1625 | 6709.3292 | 6413.1766 | 6151.2845 | 5957.9135 | 5798.803 | 5639.6925 | 5480.582 | 5321.4716 | 5162.3611 | 5003.2506 | 4844.1401 | 4685.0296 | 4525.9191 | 4366.8086 | 4207.6982 | 4048.5877 | 3889.4772 | 3730.3667 | 3571.2562 | 3412.1457 | 3253.0352 | 3093.9248 | 2934.8143 | 2775.7038 | 2616.5933 | 2457.4828 | 2298.3723 | 0 | 0 | 0 | 0 | 0 | 0 | 0 | 0 | 0 | 0 | 0 | 0 | 0 | 0 | 0 | 0 | 0 | 0 | 0 | 0 | 0 | 0 | 0 | 0 | 0 | 0
|  | 2021 | 5147.4518 |  | 7835.891 | 7376.1283 | 6921.0362 | 6585.5113 | 6294.824 | 6037.765 | 5847.9626 | 5691.7885 | 5535.6143 | 5379.4401 | 5223.266 | 5067.0918 | 4910.9176 | 4754.7435 | 4598.5693 | 4442.3951 | 4286.221 | 4130.0468 | 3973.8726 | 3817.6985 | 3661.5243 | 3505.3501 | 3349.176 | 3193.0018 | 3036.8276 | 2880.6535 | 2724.4793 | 2568.3051 | 2412.131 | 2255.9568 | 0 | 0 | 0 | 0 | 0 | 0 | 0 | 0 | 0 | 0 | 0 | 0 | 0 | 0 | 0 | 0 | 0 | 0 | 0 | 0 | 0 | 0 | 0 | 0 | 0
|  | 2022 | 5042.9629 |  |  | 7676.8291 | 7226.3992 | 6780.5451 | 6451.831 | 6167.0445 | 5915.2036 | 5729.254 | 5576.25 | 5423.246 | 5270.2421 | 5117.2381 | 4964.2342 | 4811.2302 | 4658.2262 | 4505.2223 | 4352.2183 | 4199.2143 | 4046.2104 | 3893.2064 | 3740.2024 | 3587.1985 | 3434.1945 | 3281.1906 | 3128.1866 | 2975.1826 | 2822.1787 | 2669.1747 | 2516.1707 | 2363.1668 | 2210.1628 | 0 | 0 | 0 | 0 | 0 | 0 | 0 | 0 | 0 | 0 | 0 | 0 | 0 | 0 | 0 | 0 | 0 | 0 | 0 | 0 | 0 | 0 | 0 | 0
|  | 2023 | 4938.4741 |  |  |  | 7517.7672 | 7076.6701 | 6640.0539 | 6318.1508 | 6039.2649 | 5792.6421 | 5610.5453 | 5460.7116 | 5310.8778 | 5161.044 | 5011.2103 | 4861.3765 | 4711.5428 | 4561.709 | 4411.8752 | 4262.0415 | 4112.2077 | 3962.374 | 3812.5402 | 3662.7064 | 3512.8727 | 3363.0389 | 3213.2051 | 3063.3714 | 2913.5376 | 2763.7039 | 2613.8701 | 2464.0363 | 2314.2026 | 2164.3688 | 0 | 0 | 0 | 0 | 0 | 0 | 0 | 0 | 0 | 0 | 0 | 0 | 0 | 0 | 0 | 0 | 0 | 0 | 0 | 0 | 0 | 0 | 0
|  | 2024 | 4833.9852 |  |  |  |  | 7358.7053 | 6926.941 | 6499.5628 | 6184.4705 | 5911.4854 | 5670.0806 | 5491.8367 | 5345.1731 | 5198.5096 | 5051.846 | 4905.1824 | 4758.5189 | 4611.8553 | 4465.1918 | 4318.5282 | 4171.8647 | 4025.2011 | 3878.5375 | 3731.874 | 3585.2104 | 3438.5469 | 3291.8833 | 3145.2197 | 2998.5562 | 2851.8926 | 2705.2291 | 2558.5655 | 2411.9019 | 2265.2384 | 2118.5748 | 0 | 0 | 0 | 0 | 0 | 0 | 0 | 0 | 0 | 0 | 0 | 0 | 0 | 0 | 0 | 0 | 0 | 0 | 0 | 0 | 0 | 0
|  | 2025 | 4729.4963 | [5 empty] | 7199.6434 | 6777.2119 | 6359.0717 | 6050.7903 | 5783.7058 | 5547.5192 | 5373.128 | 5229.6347 | 5086.1413 | 4942.648 | 4799.1546 | 4655.6613 | 4512.1679 | 4368.6745 | 4225.1812 | 4081.6878 | 3938.1945 | 3794.7011 | 3651.2078 | 3507.7144 | 3364.221 | 3220.7277 | 3077.2343 | 2933.741 | 2790.2476 | 2646.7543 | 2503.2609 | 2359.7675 | 2216.2742 | 2072.7808 | 0 | 0 | 0 | 0 | 0 | 0 | 0 | 0 | 0 | 0 | 0 | 0 | 0 | 0 | 0 | 0 | 0 | 0 | 0 | 0 | 0
|  | 2026 | 4625.0075 | [6 empty] | 7040.5815 | 6627.4828 | 6218.5806 | 5917.11 | 5655.9263 | 5424.9577 | 5254.4194 | 5114.0962 | 4973.7731 | 4833.4499 | 4693.1268 | 4552.8036 | 4412.4805 | 4272.1573 | 4131.8342 | 3991.511 | 3851.1878 | 3710.8647 | 3570.5415 | 3430.2184 | 3289.8952 | 3149.5721 | 3009.2489 | 2868.9258 | 2728.6026 | 2588.2795 | 2447.9563 | 2307.6331 | 2167.31 | 2026.9868 | 0 | 0 | 0 | 0 | 0 | 0 | 0 | 0 | 0 | 0 | 0 | 0 | 0 | 0 | 0 | 0 | 0 | 0 | 0 | 0
|  | 2027 | 4520.5186 | [7 empty] | 6881.5196 | 6477.7537 | 6078.0895 | 5783.4298 | 5528.1467 | 5302.3962 | 5135.7108 | 4998.5578 | 4861.4049 | 4724.2519 | 4587.0989 | 4449.946 | 4312.793 | 4175.6401 | 4038.4871 | 3901.3342 | 3764.1812 | 3627.0283 | 3489.8753 | 3352.7224 | 3215.5694 | 3078.4165 | 2941.2635 | 2804.1106 | 2666.9576 | 2529.8046 | 2392.6517 | 2255.4987 | 2118.3458 | 1981.1928 | 0 | 0 | 0 | 0 | 0 | 0 | 0 | 0 | 0 | 0 | 0 | 0 | 0 | 0 | 0 | 0 | 0 | 0 | 0
|  | 2028 | 4416.0297 | [8 empty] | 6722.4578 | 6328.0246 | 5937.5984 | 5649.7495 | 5400.3672 | 5179.8348 | 5017.0021 | 4883.0194 | 4749.0366 | 4615.0539 | 4481.0711 | 4347.0884 | 4213.1056 | 4079.1229 | 3945.1401 | 3811.1574 | 3677.1746 | 3543.1919 | 3409.2091 | 3275.2264 | 3141.2436 | 3007.2608 | 2873.2781 | 2739.2953 | 2605.3126 | 2471.3298 | 2337.3471 | 2203.3643 | 2069.3816 | 1935.3988 | 0 | 0 | 0 | 0 | 0 | 0 | 0 | 0 | 0 | 0 | 0 | 0 | 0 | 0 | 0 | 0 | 0 | 0
|  | 2029 | 4311.5408 | [9 empty] | 6563.3959 | 6178.2955 | 5797.1072 | 5516.0693 | 5272.5876 | 5057.2733 | 4898.2935 | 4767.4809 | 4636.6684 | 4505.8558 | 4375.0433 | 4244.2307 | 4113.4182 | 3982.6056 | 3851.7931 | 3720.9805 | 3590.168 | 3459.3554 | 3328.5429 | 3197.7303 | 3066.9178 | 2936.1052 | 2805.2927 | 2674.4801 | 2543.6676 | 2412.855 | 2282.0425 | 2151.2299 | 2020.4174 | 1889.6048 | 0 | 0 | 0 | 0 | 0 | 0 | 0 | 0 | 0 | 0 | 0 | 0 | 0 | 0 | 0 | 0 | 0
|  | 2030 | 4207.052 | [10 empty] | 6404.334 | 6028.5664 | 5656.6161 | 5382.389 | 5144.8081 | 4934.7118 | 4779.5848 | 4651.9425 | 4524.3001 | 4396.6578 | 4269.0154 | 4141.3731 | 4013.7307 | 3886.0884 | 3758.4461 | 3630.8037 | 3503.1614 | 3375.519 | 3247.8767 | 3120.2343 | 2992.592 | 2864.9496 | 2737.3073 | 2609.6649 | 2482.0226 | 2354.3802 | 2226.7379 | 2099.0955 | 1971.4532 | 1843.8109 | 0 | 0 | 0 | 0 | 0 | 0 | 0 | 0 | 0 | 0 | 0 | 0 | 0 | 0 | 0 | 0
|  | 2031 | 4160.4104 | [11 empty] | 6333.3322 | 5961.7306 | 5593.904 | 5322.7171 | 5087.7701 | 4880.0031 | 4726.5959 | 4600.3687 | 4474.1414 | 4347.9142 | 4221.6869 | 4095.4597 | 3969.2325 | 3843.0052 | 3716.778 | 3590.5507 | 3464.3235 | 3338.0963 | 3211.869 | 3085.6418 | 2959.4146 | 2833.1873 | 2706.9601 | 2580.7328 | 2454.5056 | 2328.2784 | 2202.0511 | 2075.8239 | 1949.5967 | 1823.3694 | 0 | 0 | 0 | 0 | 0 | 0 | 0 | 0 | 0 | 0 | 0 | 0 | 0 | 0 | 0
|  | 2032 | 4113.7689 | [12 empty] | 6262.3305 | 5894.8948 | 5531.1918 | 5263.0451 | 5030.7321 | 4825.2943 | 4673.607 | 4548.7948 | 4423.9827 | 4299.1706 | 4174.3584 | 4049.5463 | 3924.7342 | 3799.922 | 3675.1099 | 3550.2978 | 3425.4857 | 3300.6735 | 3175.8614 | 3051.0493 | 2926.2371 | 2801.425 | 2676.6129 | 2551.8008 | 2426.9886 | 2302.1765 | 2177.3644 | 2052.5522 | 1927.7401 | 1802.928 | 0 | 0 | 0 | 0 | 0 | 0 | 0 | 0 | 0 | 0 | 0 | 0 | 0 | 0
|  | 2033 | 4067.1273 | [13 empty] | 6191.3287 | 5828.059 | 5468.4796 | 5203.3732 | 4973.6941 | 4770.5856 | 4620.618 | 4497.221 | 4373.824 | 4250.427 | 4127.0299 | 4003.6329 | 3880.2359 | 3756.8389 | 3633.4419 | 3510.0448 | 3386.6478 | 3263.2508 | 3139.8538 | 3016.4567 | 2893.0597 | 2769.6627 | 2646.2657 | 2522.8687 | 2399.4716 | 2276.0746 | 2152.6776 | 2029.2806 | 1905.8836 | 1782.4865 | 0 | 0 | 0 | 0 | 0 | 0 | 0 | 0 | 0 | 0 | 0 | 0 | 0
|  | 2034 | 4020.4858 | [14 empty] | 6120.327 | 5761.2232 | 5405.7675 | 5143.7013 | 4916.6561 | 4715.8768 | 4567.6291 | 4445.6472 | 4323.6653 | 4201.6833 | 4079.7014 | 3957.7195 | 3835.7376 | 3713.7557 | 3591.7738 | 3469.7919 | 3347.81 | 3225.828 | 3103.8461 | 2981.8642 | 2859.8823 | 2737.9004 | 2615.9185 | 2493.9366 | 2371.9547 | 2249.9728 | 2127.9908 | 2006.0089 | 1884.027 | 1762.0451 | 0 | 0 | 0 | 0 | 0 | 0 | 0 | 0 | 0 | 0 | 0 | 0
|  | 2035 | 3973.8442 | [15 empty] | 6049.3253 | 5694.3874 | 5343.0553 | 5084.0293 | 4859.6181 | 4661.168 | 4514.6401 | 4394.0733 | 4273.5065 | 4152.9397 | 4032.3729 | 3911.8061 | 3791.2393 | 3670.6725 | 3550.1057 | 3429.5389 | 3308.9721 | 3188.4053 | 3067.8385 | 2947.2717 | 2826.7049 | 2706.1381 | 2585.5713 | 2465.0045 | 2344.4377 | 2223.8709 | 2103.3041 | 1982.7373 | 1862.1705 | 1741.6037 | 0 | 0 | 0 | 0 | 0 | 0 | 0 | 0 | 0 | 0 | 0
|  | 2036 | 3927.2027 | [16 empty] | 5978.3235 | 5627.5516 | 5280.3432 | 5024.3574 | 4802.5801 | 4606.4593 | 4461.6512 | 4342.4995 | 4223.3478 | 4104.1961 | 3985.0444 | 3865.8927 | 3746.741 | 3627.5893 | 3508.4376 | 3389.286 | 3270.1343 | 3150.9826 | 3031.8309 | 2912.6792 | 2793.5275 | 2674.3758 | 2555.2241 | 2436.0724 | 2316.9207 | 2197.769 | 2078.6173 | 1959.4656 | 1840.3139 | 1721.1622 | 0 | 0 | 0 | 0 | 0 | 0 | 0 | 0 | 0 | 0
|  | 2037 | 3880.5612 | [17 empty] | 5907.3218 | 5560.7159 | 5217.631 | 4964.6855 | 4745.5422 | 4551.7505 | 4408.6623 | 4290.9257 | 4173.1891 | 4055.4525 | 3937.7159 | 3819.9793 | 3702.2427 | 3584.5062 | 3466.7696 | 3349.033 | 3231.2964 | 3113.5598 | 2995.8232 | 2878.0867 | 2760.3501 | 2642.6135 | 2524.8769 | 2407.1403 | 2289.4037 | 2171.6671 | 2053.9306 | 1936.194 | 1818.4574 | 1700.7208 | 0 | 0 | 0 | 0 | 0 | 0 | 0 | 0 | 0
|  | 2038 | 3833.9196 | [18 empty] | 5836.32 | 5493.8801 | 5154.9188 | 4905.0135 | 4688.5042 | 4497.0418 | 4355.6733 | 4239.3518 | 4123.0304 | 4006.7089 | 3890.3874 | 3774.0659 | 3657.7445 | 3541.423 | 3425.1015 | 3308.78 | 3192.4586 | 3076.1371 | 2959.8156 | 2843.4941 | 2727.1726 | 2610.8512 | 2494.5297 | 2378.2082 | 2261.8867 | 2145.5653 | 2029.2438 | 1912.9223 | 1796.6008 | 1680.2794 | 0 | 0 | 0 | 0 | 0 | 0 | 0 | 0
|  | 2039 | 3787.2781 | [19 empty] | 5765.3183 | 5427.0443 | 5092.2067 | 4845.3416 | 4631.4662 | 4442.333 | 4302.6844 | 4187.778 | 4072.8716 | 3957.9653 | 3843.0589 | 3728.1525 | 3613.2462 | 3498.3398 | 3383.4334 | 3268.5271 | 3153.6207 | 3038.7143 | 2923.808 | 2808.9016 | 2693.9952 | 2579.0889 | 2464.1825 | 2349.2761 | 2234.3698 | 2119.4634 | 2004.557 | 1889.6507 | 1774.7443 | 1659.8379 | 0 | 0 | 0 | 0 | 0 | 0 | 0
|  | 2040 | 3740.6365 | [20 empty] | 5694.3165 | 5360.2085 | 5029.4945 | 4785.6697 | 4574.4282 | 4387.6243 | 4249.6954 | 4136.2042 | 4022.7129 | 3909.2217 | 3795.7304 | 3682.2392 | 3568.7479 | 3455.2566 | 3341.7654 | 3228.2741 | 3114.7829 | 3001.2916 | 2887.8003 | 2774.3091 | 2660.8178 | 2547.3266 | 2433.8353 | 2320.344 | 2206.8528 | 2093.3615 | 1979.8703 | 1866.379 | 1752.8877 | 1639.3965 | 0 | 0 | 0 | 0 | 0 | 0
|  | 2041 | 3700.1972 | [21 empty] | 5632.7564 | 5302.2603 | 4975.1216 | 4733.9327 | 4524.9749 | 4340.1905 | 4203.7528 | 4091.4885 | 3979.2241 | 3866.9598 | 3754.6955 | 3642.4312 | 3530.1668 | 3417.9025 | 3305.6382 | 3193.3739 | 3081.1095 | 2968.8452 | 2856.5809 | 2744.3165 | 2632.0522 | 2519.7879 | 2407.5236 | 2295.2592 | 2182.9949 | 2070.7306 | 1958.4663 | 1846.2019 | 1733.9376 | 1621.6733 | 0 | 0 | 0 | 0 | 0
|  | 2042 | 3659.7579 | [22 empty] | 5571.1962 | 5244.3121 | 4920.7487 | 4682.1957 | 4475.5216 | 4292.7567 | 4157.8101 | 4046.7727 | 3935.7354 | 3824.698 | 3713.6606 | 3602.6232 | 3491.5858 | 3380.5484 | 3269.511 | 3158.4736 | 3047.4362 | 2936.3988 | 2825.3614 | 2714.324 | 2603.2866 | 2492.2492 | 2381.2118 | 2270.1744 | 2159.137 | 2048.0997 | 1937.0623 | 1826.0249 | 1714.9875 | 1603.9501 | 0 | 0 | 0 | 0
|  | 2043 | 3619.3186 | 2043: 5509.636; 2044: 5186.3639; 2045: 4866.3758; 2046: 4630.4587; 2047: 4426.0683; 2048: 4245.3229; 2049: 4111.8675; 2050: 4002.057; 2051: 3892.2466; 2052: 3782.4361; 2053: 3672.6256; 2054: 3562.8152; 2055: 3453.0047; 2056: 3343.1943; 2057: 3233.3838; 2058: 3123.5733; 2059: 3013.7629; 2060: 2903.9524; 2061: 2794.1419; 2062: 2684.3315; 2063: 2574.521; 2064: 2464.7106; 2065: 2354.9001; 2066: 2245.0896; 2067: 2135.2792; 2068: 2025.4687; 2069: 1915.6583; 2070: 1805.8478; 2071: 1696.0373; 2072: 1586.2269; 2073: 0; 2074: 0; 2075: 0
|  | 2044 | 3578.8793 | 2044: 5448.0758; 2045: 5128.4157; 2046: 4812.0029; 2047: 4578.7218; 2048: 4376.6151; 2049: 4197.8892; 2050: 4065.9248; 2051: 3957.3413; 2052: 3848.7578; 2053: 3740.1742; 2054: 3631.5907; 2055: 3523.0072; 2056: 3414.4237; 2057: 3305.8401; 2058: 3197.2566; 2059: 3088.6731; 2060: 2980.0895; 2061: 2871.506; 2062: 2762.9225; 2063: 2654.339; 2064: 2545.7554; 2065: 2437.1719; 2066: 2328.5884; 2067: 2220.0048; 2068: 2111.4213; 2069: 2002.8378; 2070: 1894.2543; 2071: 1785.6707; 2072: 1677.0872; 2073: 1568.5037; 2074: 0; 2075: 0
|  | 2045 | 3538.44 | 2045: 5386.5156; 2046: 5070.4675; 2047: 4757.63; 2048: 4526.9848; 2049: 4327.1618; 2050: 4150.4554; 2051: 4019.9822; 2052: 3912.6256; 2053: 3805.269; 2054: 3697.9124; 2055: 3590.5558; 2056: 3483.1992; 2057: 3375.8426; 2058: 3268.486; 2059: 3161.1294; 2060: 3053.7728; 2061: 2946.4162; 2062: 2839.0596; 2063: 2731.703; 2064: 2624.3464; 2065: 2516.9898; 2066: 2409.6332; 2067: 2302.2766; 2068: 2194.92; 2069: 2087.5634; 2070: 1980.2068; 2071: 1872.8502; 2072: 1765.4937; 2073: 1658.1371; 2074: 1550.7805; 2075: 0 | 0 | 0 | 0 | 0
|  | 2046 | 3498.0006 | 2046: 5324.9555; 2047: 5012.5193; 2048: 4703.257; 2049: 4475.2478; 2050: 4277.7085; 2051: 4103.0216; 2052: 3974.0395; 2053: 3867.9099; 2054: 3761.7802; 2055: 3655.6505; 2056: 3549.5209; 2057: 3443.3912; 2058: 3337.2615; 2059: 3231.1319; 2060: 3125.0022; 2061: 3018.8726; 2062: 2912.7429; 2063: 2806.6132; 2064: 2700.4836; 2065: 2594.3539; 2066: 2488.2242; 2067: 2382.0946; 2068: 2275.9649; 2069: 2169.8352; 2070: 2063.7056; 2071: 1957.5759; 2072: 1851.4462; 2073: 1745.3166; 2074: 1639.1869; 2075: 1533.0573 | 0 | 0 | 0 | 0
|  | 2047 | 3457.5613 | 2047: 5263.3953; 2048: 4954.5711; 2049: 4648.8841; 2050: 4423.5109; 2051: 4228.2552; 2052: 4055.5878; 2053: 3928.0969; 2054: 3823.1941; 2055: 3718.2914; 2056: 3613.3887; 2057: 3508.4859; 2058: 3403.5832; 2059: 3298.6805; 2060: 3193.7778; 2061: 3088.875; 2062: 2983.9723; 2063: 2879.0696; 2064: 2774.1668; 2065: 2669.2641; 2066: 2564.3614; 2067: 2459.4586; 2068: 2354.5559; 2069: 2249.6532; 2070: 2144.7504; 2071: 2039.8477; 2072: 1934.945; 2073: 1830.0422; 2074: 1725.1395; 2075: 1620.2368 | 1515.334 | 0 | 0 | 0
|  | 2048 | 3417.122 | 2048: 5201.8351; 2049: 4896.6229; 2050: 4594.5112; 2051: 4371.7739; 2052: 4178.802; 2053: 4008.1541; 2054: 3882.1542; 2055: 3778.4784; 2056: 3674.8026; 2057: 3571.1268; 2058: 3467.451; 2059: 3363.7752; 2060: 3260.0994; 2061: 3156.4236; 2062: 3052.7478; 2063: 2949.072; 2064: 2845.3962; 2065: 2741.7204; 2066: 2638.0446; 2067: 2534.3688; 2068: 2430.693; 2069: 2327.0172; 2070: 2223.3414; 2071: 2119.6656; 2072: 2015.9898; 2073: 1912.314; 2074: 1808.6382; 2075: 1704.9624 | 1601.2866 | 1497.6108 | 0 | 0
|  | 2049 | 3376.6827 | 2049: 5140.2749; 2050: 4838.6747; 2051: 4540.1383; 2052: 4320.0369; 2053: 4129.3487; 2054: 3960.7203; 2055: 3836.2116; 2056: 3733.7627; 2057: 3631.3138; 2058: 3528.865; 2059: 3426.4161; 2060: 3323.9672; 2061: 3221.5184; 2062: 3119.0695; 2063: 3016.6206; 2064: 2914.1718; 2065: 2811.7229; 2066: 2709.274; 2067: 2606.8252; 2068: 2504.3763; 2069: 2401.9274; 2070: 2299.4786; 2071: 2197.0297; 2072: 2094.5808; 2073: 1992.132; 2074: 1889.6831; 2075: 1787.2342 | 1684.7854 | 1582.3365 | 1479.8876 | 0
|  | 2050 | 3336.2434 | 2050: 5078.7148; 2051: 4780.7265; 2052: 4485.7654; 2053: 4268.3; 2054: 4079.8954; 2055: 3913.2865; 2056: 3790.2689; 2057: 3689.047; 2058: 3587.825; 2059: 3486.6031; 2060: 3385.3812; 2061: 3284.1592; 2062: 3182.9373; 2063: 3081.7154; 2064: 2980.4934; 2065: 2879.2715; 2066: 2778.0496; 2067: 2676.8276; 2068: 2575.6057; 2069: 2474.3838; 2070: 2373.1618; 2071: 2271.9399; 2072: 2170.718; 2073: 2069.496; 2074: 1968.2741; 2075: 1867.0522 | 1765.8302 | 1664.6083 | 1563.3864 | 1462.1644
|  | Annual Change (%) |  | 0% | -1.845% | -2.03% | -2.072% | -2.116% | -2.162% | -2.209% | -2.259% | -2.311% | -2.366% | -2.423% | -1.109% | -1.121% | -1.134% | -1.147% | -1.16% | -1.174% | -1.188% | -1.202% | -1.217% | -1.232% | -1.081% | -1.093% | -1.105% | -1.117% | -1.13% | -1.143% | -1.156% | -1.17% | -1.183% | -1.198% | 0% | 0% | 0% | 0% | 0% | 0% | 0% | 0% | 0% | 0% | 0% | 0% | 0% | 0% | 0% | 0% | 0% | 0% | 0% | 0% | 0% | 0% | 0% | 0% | 0%
|  | Levelized Capital Cost ($/MW-wk) |  | 5244.232 | 5147.4518 | 5042.9629 | 4938.4741 | 4833.9852 | 4729.4963 | 4625.0075 | 4520.5186 | 4416.0297 | 4311.5408 | 4207.052 | 4160.4104 | 4113.7689 | 4067.1273 | 4020.4858 | 3973.8442 | 3927.2027 | 3880.5612 | 3833.9196 | 3787.2781 | 3740.6365 | 3700.1972 | 3659.7579 | 3619.3186 | 3578.8793 | 3538.44 | 3498.0006 | 3457.5613 | 3417.122 | 3376.6827 | 3336.2434 | 3336.2434 | 3336.2434 | 3336.2434 | 3336.2434 | 3336.2434 | 3336.2434 | 3336.2434 | 3336.2434 | 3336.2434 | 3336.2434 | 3336.2434 | 3336.2434 | 3336.2434 | 3336.2434 | 3336.2434 | 3336.2434 | 3336.2434 | 3336.2434 | 3336.2434 | 3336.2434 | 3336.2434 | 3336.2434 | 3336.2434 | 3336.2434 | 3336.2434
|  | Economic Life | 30
|  | check s/b 0 | 0
itc
Revenue Requirement by vintage year
2012 $/MW-wk
| Aurora Input |  | Levelized Cost | 2020 | 2021 | 2022 | 2023 | 2024 | 2025 | 2026 | 2027 | 2028 | 2029 | 2030 | 2031 | 2032 | 2033 | 2034 | 2035 | 2036 | 2037 | 2038 | 2039 | 2040 | 2041 | 2042 | 2043 | 2044 | 2045 | 2046 | Levelized | 2047 | 2048 | 2049 | 2050 | 2051 | 2052 | 2053 | 2054 | 2055 | 2056 | 2057 | 2058 | 2059 | 2060 | 2061 | 2062 | 2063 | 2064 | 2065 | 2066 | 2067 | 2068 | 2069 | 2070 | 2071 | 2072 | 2073 | 2074 | 2075 | 2076 | 2077 | 2078 | 2079
|  | 2020 | 5244.232 | 7983.218 | 7514.8111 | 7051.1625 | 6709.3292 | 6413.1766 | 6151.2845 | 5957.9135 | 5798.803 | 5639.6925 | 5480.582 | 5321.4716 | 5162.3611 | 5003.2506 | 4844.1401 | 4685.0296 | 4525.9191 | 4366.8086 | 4207.6982 | 4048.5877 | 3889.4772 | 3730.3667 | 3571.2562 | 3412.1457 | 3253.0352 | 3093.9248 | 2934.8143 | 2775.7038 | 2461.9473 | 2616.5933 | 2457.4828 | 2298.3723 | 0 | 0 | 0 | 0 | 0 | 0 | 0 | 0 | 0 | 0 | 0 | 0 | 0 | 0 | 0 | 0 | 0 | 0 | 0 | 0 | 0 | 0 | 0 | 0 | 0 | 0 | 0 | 0 | 0 | 0
|  | 2021 | 5147.4518 |  | 7983.218 | 7514.8111 | 7051.1625 | 6709.3292 | 6413.1766 | 6151.2845 | 5957.9135 | 5798.803 | 5639.6925 | 5480.582 | 5321.4716 | 5162.3611 | 5003.2506 | 4844.1401 | 4685.0296 | 4525.9191 | 4366.8086 | 4207.6982 | 4048.5877 | 3889.4772 | 3730.3667 | 3571.2562 | 3412.1457 | 3253.0352 | 3093.9248 | 2934.8143 | 2545.4073 | 2775.7038 | 2616.5933 | 2457.4828 | 2298.3723 | 0 | 0 | 0 | 0 | 0 | 0 | 0 | 0 | 0 | 0 | 0 | 0 | 0 | 0 | 0 | 0 | 0 | 0 | 0 | 0 | 0 | 0 | 0 | 0 | 0 | 0 | 0 | 0 | 0
|  | 2022 | 5042.9629 |  |  | 7983.218 | 7514.8111 | 7051.1625 | 6709.3292 | 6413.1766 | 6151.2845 | 5957.9135 | 5798.803 | 5639.6925 | 5480.582 | 5321.4716 | 5162.3611 | 5003.2506 | 4844.1401 | 4685.0296 | 4525.9191 | 4366.8086 | 4207.6982 | 4048.5877 | 3889.4772 | 3730.3667 | 3571.2562 | 3412.1457 | 3253.0352 | 3093.9248 | 2629.9805 | 2934.8143 | 2775.7038 | 2616.5933 | 2457.4828 | 2298.3723 | 0 | 0 | 0 | 0 | 0 | 0 | 0 | 0 | 0 | 0 | 0 | 0 | 0 | 0 | 0 | 0 | 0 | 0 | 0 | 0 | 0 | 0 | 0 | 0 | 0 | 0 | 0 | 0
|  | 2023 | 4938.4741 |  |  |  | 7835.891 | 7376.1283 | 6921.0362 | 6585.5113 | 6294.824 | 6037.765 | 5847.9626 | 5691.7885 | 5535.6143 | 5379.4401 | 5223.266 | 5067.0918 | 4910.9176 | 4754.7435 | 4598.5693 | 4442.3951 | 4286.221 | 4130.0468 | 3973.8726 | 3817.6985 | 3661.5243 | 3505.3501 | 3349.176 | 3193.0018 | 2665.5487 | 3036.8276 | 2880.6535 | 2724.4793 | 2568.3051 | 2412.131 | 2255.9568 | 0 | 0 | 0 | 0 | 0 | 0 | 0 | 0 | 0 | 0 | 0 | 0 | 0 | 0 | 0 | 0 | 0 | 0 | 0 | 0 | 0 | 0 | 0 | 0 | 0 | 0 | 0
|  | 2024 | 4833.9852 |  |  |  |  | 7676.8291 | 7226.3992 | 6780.5451 | 6451.831 | 6167.0445 | 5915.2036 | 5729.254 | 5576.25 | 5423.246 | 5270.2421 | 5117.2381 | 4964.2342 | 4811.2302 | 4658.2262 | 4505.2223 | 4352.2183 | 4199.2143 | 4046.2104 | 3893.2064 | 3740.2024 | 3587.1985 | 3434.1945 | 3281.1906 | 2694.9033 | 3128.1866 | 2975.1826 | 2822.1787 | 2669.1747 | 2516.1707 | 2363.1668 | 2210.1628 | 0 | 0 | 0 | 0 | 0 | 0 | 0 | 0 | 0 | 0 | 0 | 0 | 0 | 0 | 0 | 0 | 0 | 0 | 0 | 0 | 0 | 0 | 0 | 0 | 0 | 0
|  | 2025 | 4729.4963 | [5 empty] | 7517.7672 | 7076.6701 | 6640.0539 | 6318.1508 | 6039.2649 | 5792.6421 | 5610.5453 | 5460.7116 | 5310.8778 | 5161.044 | 5011.2103 | 4861.3765 | 4711.5428 | 4561.709 | 4411.8752 | 4262.0415 | 4112.2077 | 3962.374 | 3812.5402 | 3662.7064 | 3512.8727 | 3363.0389 | 2721.8415 | 3213.2051 | 3063.3714 | 2913.5376 | 2763.7039 | 2613.8701 | 2464.0363 | 2314.2026 | 2164.3688 | 0 | 0 | 0 | 0 | 0 | 0 | 0 | 0 | 0 | 0 | 0 | 0 | 0 | 0 | 0 | 0 | 0 | 0 | 0 | 0 | 0 | 0 | 0 | 0 | 0
|  | 2026 | 4625.0075 | [6 empty] | 7358.7053 | 6926.941 | 6499.5628 | 6184.4705 | 5911.4854 | 5670.0806 | 5491.8367 | 5345.1731 | 5198.5096 | 5051.846 | 4905.1824 | 4758.5189 | 4611.8553 | 4465.1918 | 4318.5282 | 4171.8647 | 4025.2011 | 3878.5375 | 3731.874 | 3585.2104 | 3438.5469 | 2746.2944 | 3291.8833 | 3145.2197 | 2998.5562 | 2851.8926 | 2705.2291 | 2558.5655 | 2411.9019 | 2265.2384 | 2118.5748 | 0 | 0 | 0 | 0 | 0 | 0 | 0 | 0 | 0 | 0 | 0 | 0 | 0 | 0 | 0 | 0 | 0 | 0 | 0 | 0 | 0 | 0 | 0 | 0
|  | 2027 | 4520.5186 | [7 empty] | 7199.6434 | 6777.2119 | 6359.0717 | 6050.7903 | 5783.7058 | 5547.5192 | 5373.128 | 5229.6347 | 5086.1413 | 4942.648 | 4799.1546 | 4655.6613 | 4512.1679 | 4368.6745 | 4225.1812 | 4081.6878 | 3938.1945 | 3794.7011 | 3651.2078 | 3507.7144 | 2768.1931 | 3364.221 | 3220.7277 | 3077.2343 | 2933.741 | 2790.2476 | 2646.7543 | 2503.2609 | 2359.7675 | 2216.2742 | 2072.7808 | 0 | 0 | 0 | 0 | 0 | 0 | 0 | 0 | 0 | 0 | 0 | 0 | 0 | 0 | 0 | 0 | 0 | 0 | 0 | 0 | 0 | 0 | 0
|  | 2028 | 4416.0297 | [8 empty] | 7040.5815 | 6627.4828 | 6218.5806 | 5917.11 | 5655.9263 | 5424.9577 | 5254.4194 | 5114.0962 | 4973.7731 | 4833.4499 | 4693.1268 | 4552.8036 | 4412.4805 | 4272.1573 | 4131.8342 | 3991.511 | 3851.1878 | 3710.8647 | 3570.5415 | 2787.4685 | 3430.2184 | 3289.8952 | 3149.5721 | 3009.2489 | 2868.9258 | 2728.6026 | 2588.2795 | 2447.9563 | 2307.6331 | 2167.31 | 2026.9868 | 0 | 0 | 0 | 0 | 0 | 0 | 0 | 0 | 0 | 0 | 0 | 0 | 0 | 0 | 0 | 0 | 0 | 0 | 0 | 0 | 0 | 0
|  | 2029 | 4311.5408 | [9 empty] | 6881.5196 | 6477.7537 | 6078.0895 | 5783.4298 | 5528.1467 | 5302.3962 | 5135.7108 | 4998.5578 | 4861.4049 | 4724.2519 | 4587.0989 | 4449.946 | 4312.793 | 4175.6401 | 4038.4871 | 3901.3342 | 3764.1812 | 3627.0283 | 2804.0515 | 3489.8753 | 3352.7224 | 3215.5694 | 3078.4165 | 2941.2635 | 2804.1106 | 2666.9576 | 2529.8046 | 2392.6517 | 2255.4987 | 2118.3458 | 1981.1928 | 0 | 0 | 0 | 0 | 0 | 0 | 0 | 0 | 0 | 0 | 0 | 0 | 0 | 0 | 0 | 0 | 0 | 0 | 0 | 0 | 0
|  | 2030 | 4207.052 | [10 empty] | 6722.4578 | 6328.0246 | 5937.5984 | 5649.7495 | 5400.3672 | 5179.8348 | 5017.0021 | 4883.0194 | 4749.0366 | 4615.0539 | 4481.0711 | 4347.0884 | 4213.1056 | 4079.1229 | 3945.1401 | 3811.1574 | 3677.1746 | 2817.8732 | 3543.1919 | 3409.2091 | 3275.2264 | 3141.2436 | 3007.2608 | 2873.2781 | 2739.2953 | 2605.3126 | 2471.3298 | 2337.3471 | 2203.3643 | 2069.3816 | 1935.3988 | 0 | 0 | 0 | 0 | 0 | 0 | 0 | 0 | 0 | 0 | 0 | 0 | 0 | 0 | 0 | 0 | 0 | 0 | 0 | 0
|  | 2031 | 4160.4104 | [11 empty] | 6563.3959 | 6178.2955 | 5797.1072 | 5516.0693 | 5272.5876 | 5057.2733 | 4898.2935 | 4767.4809 | 4636.6684 | 4505.8558 | 4375.0433 | 4244.2307 | 4113.4182 | 3982.6056 | 3851.7931 | 3720.9805 | 2828.8645 | 3590.168 | 3459.3554 | 3328.5429 | 3197.7303 | 3066.9178 | 2936.1052 | 2805.2927 | 2674.4801 | 2543.6676 | 2412.855 | 2282.0425 | 2151.2299 | 2020.4174 | 1889.6048 | 0 | 0 | 0 | 0 | 0 | 0 | 0 | 0 | 0 | 0 | 0 | 0 | 0 | 0 | 0 | 0 | 0 | 0 | 0
|  | 2032 | 4113.7689 | [12 empty] | 6404.334 | 6028.5664 | 5656.6161 | 5382.389 | 5144.8081 | 4934.7118 | 4779.5848 | 4651.9425 | 4524.3001 | 4396.6578 | 4269.0154 | 4141.3731 | 4013.7307 | 3886.0884 | 3758.4461 | 2836.9565 | 3630.8037 | 3503.1614 | 3375.519 | 3247.8767 | 3120.2343 | 2992.592 | 2864.9496 | 2737.3073 | 2609.6649 | 2482.0226 | 2354.3802 | 2226.7379 | 2099.0955 | 1971.4532 | 1843.8109 | 0 | 0 | 0 | 0 | 0 | 0 | 0 | 0 | 0 | 0 | 0 | 0 | 0 | 0 | 0 | 0 | 0 | 0
|  | 2033 | 4067.1273 | [13 empty] | 6333.3322 | 5961.7306 | 5593.904 | 5322.7171 | 5087.7701 | 4880.0031 | 4726.5959 | 4600.3687 | 4474.1414 | 4347.9142 | 4221.6869 | 4095.4597 | 3969.2325 | 3843.0052 | 2882.1547 | 3716.778 | 3590.5507 | 3464.3235 | 3338.0963 | 3211.869 | 3085.6418 | 2959.4146 | 2833.1873 | 2706.9601 | 2580.7328 | 2454.5056 | 2328.2784 | 2202.0511 | 2075.8239 | 1949.5967 | 1823.3694 | 0 | 0 | 0 | 0 | 0 | 0 | 0 | 0 | 0 | 0 | 0 | 0 | 0 | 0 | 0 | 0 | 0
|  | 2034 | 4020.4858 | [14 empty] | 6262.3305 | 5894.8948 | 5531.1918 | 5263.0451 | 5030.7321 | 4825.2943 | 4673.607 | 4548.7948 | 4423.9827 | 4299.1706 | 4174.3584 | 4049.5463 | 3924.7342 | 2926.4713 | 3799.922 | 3675.1099 | 3550.2978 | 3425.4857 | 3300.6735 | 3175.8614 | 3051.0493 | 2926.2371 | 2801.425 | 2676.6129 | 2551.8008 | 2426.9886 | 2302.1765 | 2177.3644 | 2052.5522 | 1927.7401 | 1802.928 | 0 | 0 | 0 | 0 | 0 | 0 | 0 | 0 | 0 | 0 | 0 | 0 | 0 | 0 | 0 | 0
|  | 2035 | 3973.8442 | [15 empty] | 6191.3287 | 5828.059 | 5468.4796 | 5203.3732 | 4973.6941 | 4770.5856 | 4620.618 | 4497.221 | 4373.824 | 4250.427 | 4127.0299 | 4003.6329 | 2969.8731 | 3880.2359 | 3756.8389 | 3633.4419 | 3510.0448 | 3386.6478 | 3263.2508 | 3139.8538 | 3016.4567 | 2893.0597 | 2769.6627 | 2646.2657 | 2522.8687 | 2399.4716 | 2276.0746 | 2152.6776 | 2029.2806 | 1905.8836 | 1782.4865 | 0 | 0 | 0 | 0 | 0 | 0 | 0 | 0 | 0 | 0 | 0 | 0 | 0 | 0 | 0
|  | 2036 | 3927.2027 | [16 empty] | 6120.327 | 5761.2232 | 5405.7675 | 5143.7013 | 4916.6561 | 4715.8768 | 4567.6291 | 4445.6472 | 4323.6653 | 4201.6833 | 4079.7014 | 3012.3269 | 3957.7195 | 3835.7376 | 3713.7557 | 3591.7738 | 3469.7919 | 3347.81 | 3225.828 | 3103.8461 | 2981.8642 | 2859.8823 | 2737.9004 | 2615.9185 | 2493.9366 | 2371.9547 | 2249.9728 | 2127.9908 | 2006.0089 | 1884.027 | 1762.0451 | 0 | 0 | 0 | 0 | 0 | 0 | 0 | 0 | 0 | 0 | 0 | 0 | 0 | 0
|  | 2037 | 3880.5612 | [17 empty] | 6049.3253 | 5694.3874 | 5343.0553 | 5084.0293 | 4859.6181 | 4661.168 | 4514.6401 | 4394.0733 | 4273.5065 | 4152.9397 | 3053.7992 | 4032.3729 | 3911.8061 | 3791.2393 | 3670.6725 | 3550.1057 | 3429.5389 | 3308.9721 | 3188.4053 | 3067.8385 | 2947.2717 | 2826.7049 | 2706.1381 | 2585.5713 | 2465.0045 | 2344.4377 | 2223.8709 | 2103.3041 | 1982.7373 | 1862.1705 | 1741.6037 | 0 | 0 | 0 | 0 | 0 | 0 | 0 | 0 | 0 | 0 | 0 | 0 | 0
|  | 2038 | 3833.9196 | [18 empty] | 5978.3235 | 5627.5516 | 5280.3432 | 5024.3574 | 4802.5801 | 4606.4593 | 4461.6512 | 4342.4995 | 4223.3478 | 3094.2569 | 4104.1961 | 3985.0444 | 3865.8927 | 3746.741 | 3627.5893 | 3508.4376 | 3389.286 | 3270.1343 | 3150.9826 | 3031.8309 | 2912.6792 | 2793.5275 | 2674.3758 | 2555.2241 | 2436.0724 | 2316.9207 | 2197.769 | 2078.6173 | 1959.4656 | 1840.3139 | 1721.1622 | 0 | 0 | 0 | 0 | 0 | 0 | 0 | 0 | 0 | 0 | 0 | 0
|  | 2039 | 3787.2781 | [19 empty] | 5907.3218 | 5560.7159 | 5217.631 | 4964.6855 | 4745.5422 | 4551.7505 | 4408.6623 | 4290.9257 | 3133.6667 | 4173.1891 | 4055.4525 | 3937.7159 | 3819.9793 | 3702.2427 | 3584.5062 | 3466.7696 | 3349.033 | 3231.2964 | 3113.5598 | 2995.8232 | 2878.0867 | 2760.3501 | 2642.6135 | 2524.8769 | 2407.1403 | 2289.4037 | 2171.6671 | 2053.9306 | 1936.194 | 1818.4574 | 1700.7208 | 0 | 0 | 0 | 0 | 0 | 0 | 0 | 0 | 0 | 0 | 0
|  | 2040 | 3740.6365 | [20 empty] | 5836.32 | 5493.8801 | 5154.9188 | 4905.0135 | 4688.5042 | 4497.0418 | 4355.6733 | 3171.9953 | 4239.3518 | 4123.0304 | 4006.7089 | 3890.3874 | 3774.0659 | 3657.7445 | 3541.423 | 3425.1015 | 3308.78 | 3192.4586 | 3076.1371 | 2959.8156 | 2843.4941 | 2727.1726 | 2610.8512 | 2494.5297 | 2378.2082 | 2261.8867 | 2145.5653 | 2029.2438 | 1912.9223 | 1796.6008 | 1680.2794 | 0 | 0 | 0 | 0 | 0 | 0 | 0 | 0 | 0 | 0
|  | 2041 | 3700.1972 | [21 empty] | 5765.3183 | 5427.0443 | 5092.2067 | 4845.3416 | 4631.4662 | 4442.333 | 3209.2097 | 4302.6844 | 4187.778 | 4072.8716 | 3957.9653 | 3843.0589 | 3728.1525 | 3613.2462 | 3498.3398 | 3383.4334 | 3268.5271 | 3153.6207 | 3038.7143 | 2923.808 | 2808.9016 | 2693.9952 | 2579.0889 | 2464.1825 | 2349.2761 | 2234.3698 | 2119.4634 | 2004.557 | 1889.6507 | 1774.7443 | 1659.8379 | 0 | 0 | 0 | 0 | 0 | 0 | 0 | 0 | 0
|  | 2042 | 3659.7579 | [22 empty] | 5694.3165 | 5360.2085 | 5029.4945 | 4785.6697 | 4574.4282 | 3246.8244 | 4387.6243 | 4249.6954 | 4136.2042 | 4022.7129 | 3909.2217 | 3795.7304 | 3682.2392 | 3568.7479 | 3455.2566 | 3341.7654 | 3228.2741 | 3114.7829 | 3001.2916 | 2887.8003 | 2774.3091 | 2660.8178 | 2547.3266 | 2433.8353 | 2320.344 | 2206.8528 | 2093.3615 | 1979.8703 | 1866.379 | 1752.8877 | 1639.3965 | 0 | 0 | 0 | 0 | 0 | 0 | 0 | 0
|  | 2043 | 3619.3186 | [23 empty] | 5632.7564 | 5302.2603 | 4975.1216 | 4733.9327 | 3293.0985 | 4524.9749 | 4340.1905 | 4203.7528 | 4091.4885 | 3979.2241 | 3866.9598 | 3754.6955 | 3642.4312 | 3530.1668 | 3417.9025 | 3305.6382 | 3193.3739 | 3081.1095 | 2968.8452 | 2856.5809 | 2744.3165 | 2632.0522 | 2519.7879 | 2407.5236 | 2295.2592 | 2182.9949 | 2070.7306 | 1958.4663 | 1846.2019 | 1733.9376 | 1621.6733 | 0 | 0 | 0 | 0 | 0 | 0 | 0
|  | 2044 | 3578.8793 | [24 empty] | 5571.1962 | 5244.3121 | 4920.7487 | 3343.6191 | 4682.1957 | 4475.5216 | 4292.7567 | 4157.8101 | 4046.7727 | 3935.7354 | 3824.698 | 3713.6606 | 3602.6232 | 3491.5858 | 3380.5484 | 3269.511 | 3158.4736 | 3047.4362 | 2936.3988 | 2825.3614 | 2714.324 | 2603.2866 | 2492.2492 | 2381.2118 | 2270.1744 | 2159.137 | 2048.0997 | 1937.0623 | 1826.0249 | 1714.9875 | 1603.9501 | 0 | 0 | 0 | 0 | 0 | 0
|  | 2045 | 3538.44 | [25 empty] | 5509.636 | 5186.3639 | 3399.5467 | 4866.3758 | 4630.4587 | 4426.0683 | 4245.3229 | 4111.8675 | 4002.057 | 3892.2466 | 3782.4361 | 3672.6256 | 3562.8152 | 3453.0047 | 3343.1943 | 3233.3838 | 3123.5733 | 3013.7629 | 2903.9524 | 2794.1419 | 2684.3315 | 2574.521 | 2464.7106 | 2354.9001 | 2245.0896 | 2135.2792 | 2025.4687 | 1915.6583 | 1805.8478 | 1696.0373 | 1586.2269 | 0 | 0 | 0 | 0 | 0
|  | 2046 | 3498.0006 | [26 empty] | 5448.0758 | 3464.8789 | 5128.4157 | 4812.0029 | 4578.7218 | 4376.6151 | 4197.8892 | 4065.9248 | 3957.3413 | 3848.7578 | 3740.1742 | 3631.5907 | 3523.0072 | 3414.4237 | 3305.8401 | 3197.2566 | 3088.6731 | 2980.0895 | 2871.506 | 2762.9225 | 2654.339 | 2545.7554 | 2437.1719 | 2328.5884 | 2220.0048 | 2111.4213 | 2002.8378 | 1894.2543 | 1785.6707 | 1677.0872 | 1568.5037 | 0 | 0 | 0 | 0
|  | 2047 | 3457.5613 | [27 empty] | 3538.44 | 5386.5156 | 5070.4675 | 4757.63 | 4526.9848 | 4327.1618 | 4150.4554 | 4019.9822 | 3912.6256 | 3805.269 | 3697.9124 | 3590.5558 | 3483.1992 | 3375.8426 | 3268.486 | 3161.1294 | 3053.7728 | 2946.4162 | 2839.0596 | 2731.703 | 2624.3464 | 2516.9898 | 2409.6332 | 2302.2766 | 2194.92 | 2087.5634 | 1980.2068 | 1872.8502 | 1765.4937 | 1658.1371 | 1550.7805 | 0 | 0 | 0
|  | 2048 | 3417.122 | [27 empty] | 3498.0006 |  | 5324.9555 | 5012.5193 | 4703.257 | 4475.2478 | 4277.7085 | 4103.0216 | 3974.0395 | 3867.9099 | 3761.7802 | 3655.6505 | 3549.5209 | 3443.3912 | 3337.2615 | 3231.1319 | 3125.0022 | 3018.8726 | 2912.7429 | 2806.6132 | 2700.4836 | 2594.3539 | 2488.2242 | 2382.0946 | 2275.9649 | 2169.8352 | 2063.7056 | 1957.5759 | 1851.4462 | 1745.3166 | 1639.1869 | 1533.0573 | 0 | 0
|  | 2049 | 3376.6827 | [27 empty] | 3457.5613 |  |  | 5263.3953 | 4954.5711 | 4648.8841 | 4423.5109 | 4228.2552 | 4055.5878 | 3928.0969 | 3823.1941 | 3718.2914 | 3613.3887 | 3508.4859 | 3403.5832 | 3298.6805 | 3193.7778 | 3088.875 | 2983.9723 | 2879.0696 | 2774.1668 | 2669.2641 | 2564.3614 | 2459.4586 | 2354.5559 | 2249.6532 | 2144.7504 | 2039.8477 | 1934.945 | 1830.0422 | 1725.1395 | 1620.2368 | 1515.334 | 0
|  | 2050 | 3336.2434 | [27 empty] | 3417.122 |  |  |  | 5201.8351 | 4896.6229 | 4594.5112 | 4371.7739 | 4178.802 | 4008.1541 | 3882.1542 | 3778.4784 | 3674.8026 | 3571.1268 | 3467.451 | 3363.7752 | 3260.0994 | 3156.4236 | 3052.7478 | 2949.072 | 2845.3962 | 2741.7204 | 2638.0446 | 2534.3688 | 2430.693 | 2327.0172 | 2223.3414 | 2119.6656 | 2015.9898 | 1912.314 | 1808.6382 | 1704.9624 | 1601.2866 | 1497.6108
|  |  |  | 30% | 30% | 30% | 30% | 26% | 22% | 10% | 10% | 10% | 10% | 10% | 10% | 10% | 10% | 10% | 10% | 10% | 10% | 10% | 10% | 10% | 10% | 10% | 10% | 10% | 10% | 10% | 10% | 10% | 10% | 10% | 10% | 10% | 10% | 10% | 10% | 10% | 10% | 10% | 10% | 10% | 10% | 10% | 10% | 10% | 10% | 10% | 10% | 10% | 10% | 10% | 10% | 10% | 10% | 10% | 10%
ITC
| 2020-2023 | 30% |  | 324207.2706 | [27 empty] | 2064: 0; 2065: 0; 2066: 0; 2067: 0; 2068: 0; 2069: 0; 2070: 0; 2071: 0; 2072: 0
| 2024 | 26% |  | 280979.6346 | [27 empty] | 2056: 0; 2057: 0; 2058: 0; 2059: 0; 2060: 0; 2061: 0; 2062: 0; 2063: 0; 2064: 0; 2065: 0; 2066: 0; 2067: 0; 2068: 0; 2069: 0; 2070: 0; 2071: 0; 2072: 0; 2073: 0; 2074: 0
| 2025 | 22% |  | 237751.9985 | [27 empty] | 2056: 0; 2057: 0; 2058: 0; 2059: 0; 2060: 0; 2061: 0; 2062: 0; 2063: 0; 2064: 0; 2065: 0; 2066: 0; 2067: 0; 2068: 0; 2069: 0; 2070: 0; 2071: 0; 2072: 0; 2073: 0; 2074: 0
| Start 2026 | 10% |  | 108069.0902 | [27 empty] | 2056: 0; 2057: 0; 2058: 0; 2059: 0; 2060: 0; 2061: 0; 2062: 0; 2063: 0; 2064: 0; 2065: 0; 2066: 0; 2067: 0; 2068: 0; 2069: 0; 2070: 0; 2071: 0; 2072: 0; 2073: 0; 2074: 0
[41 empty] | 0 | 0 | 0 | 0 | 0 | 0 | 0 | 0 | 0 | 0 | 0 | 0 | 0 | 0 | 0 | 0 | 0 | 0 | 0
[41 empty] | 0 | 0 | 0 | 0 | 0 | 0 | 0 | 0 | 0 | 0 | 0 | 0 | 0 | 0 | 0 | 0 | 0 | 0 | 0
Amortization
|  | 30% |  | 16210.3635 | 16210.3635 | 16210.3635 | 16210.3635 | 16210.3635 | 16210.3635 | 16210.3635 | 16210.3635 | 16210.3635 | 16210.3635 | 16210.3635 | 16210.3635 | 16210.3635 | 16210.3635 | 16210.3635 | 16210.3635 | 16210.3635 | 16210.3635 | 16210.3635 | 16210.3635 | 16210.3635 | 16210.3635 | 16210.3635 | 16210.3635 | 16210.3635 | 16210.3635 | 16210.3635 | 16210.3635 | 16210.3635 | 16210.3635 | 16210.3635 | 16210.3635 | 16210.3635 | 16210.3635 | 16210.3635 | 16210.3635 | 16210.3635 | 16210.3635 | 16210.3635 | 16210.3635 | 16210.3635 | 16210.3635 | 16210.3635 | 16210.3635 | 16210.3635 | 16210.3635 | 16210.3635 | 16210.3635 | 16210.3635 | 16210.3635 | 16210.3635 | 16210.3635 | 16210.3635 | 16210.3635 | 16210.3635 | 16210.3635
|  | 26% |  | 14048.9817 | 14048.9817 | 14048.9817 | 14048.9817 | 14048.9817 | 14048.9817 | 14048.9817 | 14048.9817 | 14048.9817 | 14048.9817 | 14048.9817 | 14048.9817 | 14048.9817 | 14048.9817 | 14048.9817 | 14048.9817 | 14048.9817 | 14048.9817 | 14048.9817 | 14048.9817 | 14048.9817 | 14048.9817 | 14048.9817 | 14048.9817 | 14048.9817 | 14048.9817 | 14048.9817 | 14048.9817 | 14048.9817 | 14048.9817 | 14048.9817 | 14048.9817 | 14048.9817 | 14048.9817 | 14048.9817 | 14048.9817 | 14048.9817 | 14048.9817 | 14048.9817 | 14048.9817 | 14048.9817 | 14048.9817 | 14048.9817 | 14048.9817 | 14048.9817 | 14048.9817 | 14048.9817 | 14048.9817 | 14048.9817 | 14048.9817 | 14048.9817 | 14048.9817 | 14048.9817 | 14048.9817 | 14048.9817 | 14048.9817
|  | 22% |  | 11887.5999 | 11887.5999 | 11887.5999 | 11887.5999 | 11887.5999 | 11887.5999 | 11887.5999 | 11887.5999 | 11887.5999 | 11887.5999 | 11887.5999 | 11887.5999 | 11887.5999 | 11887.5999 | 11887.5999 | 11887.5999 | 11887.5999 | 11887.5999 | 11887.5999 | 11887.5999 | 11887.5999 | 11887.5999 | 11887.5999 | 11887.5999 | 11887.5999 | 11887.5999 | 11887.5999 | 11887.5999 | 11887.5999 | 11887.5999 | 11887.5999 | 11887.5999 | 11887.5999 | 11887.5999 | 11887.5999 | 11887.5999 | 11887.5999 | 11887.5999 | 11887.5999 | 11887.5999 | 11887.5999 | 11887.5999 | 11887.5999 | 11887.5999 | 11887.5999 | 11887.5999 | 11887.5999 | 11887.5999 | 11887.5999 | 11887.5999 | 11887.5999 | 11887.5999 | 11887.5999 | 11887.5999 | 11887.5999 | 11887.5999
|  | 10% |  | 5403.4545 | 5403.4545 | 5403.4545 | 5403.4545 | 5403.4545 | 5403.4545 | 5403.4545 | 5403.4545 | 5403.4545 | 5403.4545 | 5403.4545 | 5403.4545 | 5403.4545 | 5403.4545 | 5403.4545 | 5403.4545 | 5403.4545 | 5403.4545 | 5403.4545 | 5403.4545 | 5403.4545 | 5403.4545 | 5403.4545 | 5403.4545 | 5403.4545 | 5403.4545 | 5403.4545 | 5403.4545 | 5403.4545 | 5403.4545 | 5403.4545 | 5403.4545 | 5403.4545 | 5403.4545 | 5403.4545 | 5403.4545 | 5403.4545 | 5403.4545 | 5403.4545 | 5403.4545 | 5403.4545 | 5403.4545 | 5403.4545 | 5403.4545 | 5403.4545 | 5403.4545 | 5403.4545 | 5403.4545 | 5403.4545 | 5403.4545 | 5403.4545 | 5403.4545 | 5403.4545 | 5403.4545 | 5403.4545 | 5403.4545
|  |  |  | 2020 | 2021 | 2022 | 2023 | 2024 | 2025 | 2026 | 2027 | 2028 | 2029 | 2030 | 2031 | 2032 | 2033 | 2034 | 2035 | 2036 | 2037 | 2038 | 2039 | 2040 | 2041 | 2042 | 2043 | 2044 | 2045 | 2046 | 2047 | 2048 | 2049 | 2050 | 2051 | 2052 | 2053 | 2054 | 2055 | 2056 | 2057 | 2058 | 2059 | 2060 | 2061 | 2062 | 2063 | 2064 | 2065 | 2066 | 2067 | 2068 | 2069 | 2070 | 2071 | 2072 | 2073 | 2074 | 2075
|  | ITC Base |  | 108069.0902 | 108069.0902 | 108069.0902 | 108069.0902 | 108069.0902 | 108069.0902 | 108069.0902 | 108069.0902 | 108069.0902 | 108069.0902 | 108069.0902 | 108069.0902 | 108069.0902 | 108069.0902 | 108069.0902 | 108069.0902 | 108069.0902 | 108069.0902 | 108069.0902 | 108069.0902 | 108069.0902 | 108069.0902 | 108069.0902 | 108069.0902 | 108069.0902 | 108069.0902 | 108069.0902 | 108069.0902 | 108069.0902 | 108069.0902 | 108069.0902 | 108069.0902 | 108069.0902 | 108069.0902 | 108069.0902 | 108069.0902 | 108069.0902 | 108069.0902 | 108069.0902 | 108069.0902 | 108069.0902 | 108069.0902 | 108069.0902 | 108069.0902 | 108069.0902 | 108069.0902 | 108069.0902 | 108069.0902 | 108069.0902 | 108069.0902 | 108069.0902 | 108069.0902 | 108069.0902 | 108069.0902 | 108069.0902 | 108069.0902
|  | Accum ITC Amort |  | 5403.4545 | 10806.909 | 16210.3635 | 21613.818 | 27017.2726 | 32420.7271 | 37824.1816 | 43227.6361 | 48631.0906 | 54034.5451 | 59437.9996 | 64841.4541 | 70244.9086 | 75648.3631 | 81051.8177 | 86455.2722 | 91858.7267 | 97262.1812 | 102665.6357 | 108069.0902 | 113472.5447 | 118875.9992 | 124279.4537 | 129682.9083 | 135086.3628 | 140489.8173 | 145893.2718 | 151296.7263 | 156700.1808 | 162103.6353 | 167507.0898 | 172910.5443 | 178313.9988 | 183717.4534 | 189120.9079 | 194524.3624 | 199927.8169 | 205331.2714 | 210734.7259 | 216138.1804 | 221541.6349 | 226945.0894 | 232348.544 | 237751.9985 | 243155.453 | 248558.9075 | 253962.362 | 259365.8165 | 264769.271 | 270172.7255 | 275576.18 | 280979.6346 | 286383.0891 | 291786.5436 | 297189.9981 | 302593.4526
|  | Ratebase |  | 102665.6357 | 97262.1812 | 91858.7267 | 86455.2722 | 81051.8177 | 75648.3631 | 70244.9086 | 64841.4541 | 59437.9996 | 54034.5451 | 48631.0906 | 43227.6361 | 37824.1816 | 32420.7271 | 27017.2726 | 21613.818 | 16210.3635 | 10806.909 | 5403.4545 | 0 | -5403.4545 | -10806.909 | -16210.3635 | -21613.818 | -27017.2726 | -32420.7271 | -37824.1816 | -43227.6361 | -48631.0906 | -54034.5451 | -59437.9996 | -64841.4541 | -70244.9086 | -75648.3631 | -81051.8177 | -86455.2722 | -91858.7267 | -97262.1812 | -102665.6357 | -108069.0902 | -113472.5447 | -118875.9992 | -124279.4537 | -129682.9083 | -135086.3628 | -140489.8173 | -145893.2718 | -151296.7263 | -156700.1808 | -162103.6353 | -167507.0898 | -172910.5443 | -178313.9988 | -183717.4534 | -189120.9079 | -194524.3624
|  | Tax Basis |  | 1026656.357 | 1026656.357 | 1026656.357 | 1026656.357 | 1026656.357 | 1026656.357 | 1026656.357 | 1026656.357 | 1026656.357 | 1026656.357 | 1026656.357 | 1026656.357 | 1026656.357 | 1026656.357 | 1026656.357 | 1026656.357 | 1026656.357 | 1026656.357 | 1026656.357 | 1026656.357 | 1026656.357 | 1026656.357 | 1026656.357 | 1026656.357 | 1026656.357 | 1026656.357 | 1026656.357 | 1026656.357 | 1026656.357 | 1026656.357 | 1026656.357 | 1026656.357 | 1026656.357 | 1026656.357 | 1026656.357 | 1026656.357 | 1026656.357 | 1026656.357 | 1026656.357 | 1026656.357 | 1026656.357 | 1026656.357 | 1026656.357 | 1026656.357 | 1026656.357 | 1026656.357 | 1026656.357 | 1026656.357 | 1026656.357 | 1026656.357 | 1026656.357 | 1026656.357 | 1026656.357 | 1026656.357 | 1026656.357 | 1026656.357
|  | Book Depreciation |  | 34221.8786 | 34221.8786 | 34221.8786 | 34221.8786 | 34221.8786 | 34221.8786 | 34221.8786 | 34221.8786 | 34221.8786 | 34221.8786 | 34221.8786 | 34221.8786 | 34221.8786 | 34221.8786 | 34221.8786 | 34221.8786 | 34221.8786 | 34221.8786 | 34221.8786 | 34221.8786 | 34221.8786 | 34221.8786 | 34221.8786 | 34221.8786 | 34221.8786 | 34221.8786 | 34221.8786 | 34221.8786 | 34221.8786 | 34221.8786 | 34221.8786 | 34221.8786 | 34221.8786 | 34221.8786 | 34221.8786 | 34221.8786 | 34221.8786 | 34221.8786 | 34221.8786 | 34221.8786 | 34221.8786 | 34221.8786 | 34221.8786 | 34221.8786 | 34221.8786 | 34221.8786 | 34221.8786 | 34221.8786 | 34221.8786 | 34221.8786 | 34221.8786 | 34221.8786 | 34221.8786 | 34221.8786 | 34221.8786 | 34221.8786
|  | Tax Depreciation |  | 205331.2714 | 328530.0342 | 197118.0205 | 118270.8123 | 118270.8123 | 59135.4062 | 0 | 0 | 0 | 0 | 0 | 0 | 0 | 0 | 0 | 0 | 0 | 0 | 0 | 0 | 0 | 0 | 0 | 0 | 0 | 0 | 0 | 0 | 0 | 0 | 0 | 0 | 0 | 0 | 0 | 0 | 0 | 0 | 0 | 0 | 0 | 0 | 0 | 0 | 0 | 0 | 0 | 0 | 0 | 0 | 0 | 0 | 0 | 0 | 0 | 0
|  | Difference between book and tax |  | -171109.3928 | -294308.1557 | -162896.142 | -84048.9338 | -84048.9338 | -24913.5276 | 34221.8786 | 34221.8786 | 34221.8786 | 34221.8786 | 34221.8786 | 34221.8786 | 34221.8786 | 34221.8786 | 34221.8786 | 34221.8786 | 34221.8786 | 34221.8786 | 34221.8786 | 34221.8786 | 34221.8786 | 34221.8786 | 34221.8786 | 34221.8786 | 34221.8786 | 34221.8786 | 34221.8786 | 34221.8786 | 34221.8786 | 34221.8786 | 34221.8786 | 34221.8786 | 34221.8786 | 34221.8786 | 34221.8786 | 34221.8786 | 34221.8786 | 34221.8786 | 34221.8786 | 34221.8786 | 34221.8786 | 34221.8786 | 34221.8786 | 34221.8786 | 34221.8786 | 34221.8786 | 34221.8786 | 34221.8786 | 34221.8786 | 34221.8786 | 34221.8786 | 34221.8786 | 34221.8786 | 34221.8786 | 34221.8786 | 34221.8786
|  | Deferred Tax |  | -35932.9725 | -61804.7127 | -34208.1898 | -17650.2761 | -17650.2761 | -5231.8408 | 7186.5945 | 7186.5945 | 7186.5945 | 7186.5945 | 7186.5945 | 7186.5945 | 7186.5945 | 7186.5945 | 7186.5945 | 7186.5945 | 7186.5945 | 7186.5945 | 7186.5945 | 7186.5945 | 7186.5945 | 7186.5945 | 7186.5945 | 7186.5945 | 7186.5945 | 7186.5945 | 7186.5945 | 7186.5945 | 7186.5945 | 7186.5945 | 7186.5945 | 7186.5945 | 7186.5945 | 7186.5945 | 7186.5945 | 7186.5945 | 7186.5945 | 7186.5945 | 7186.5945 | 7186.5945 | 7186.5945 | 7186.5945 | 7186.5945 | 7186.5945 | 7186.5945 | 7186.5945 | 7186.5945 | 7186.5945 | 7186.5945 | 7186.5945 | 7186.5945 | 7186.5945 | 7186.5945 | 7186.5945 | 7186.5945 | 7186.5945
|  | Accum Defered Tax |  | -35932.9725 | -97737.6852 | -131945.875 | -149596.1511 | -167246.4272 | -172478.268 | -165291.6735 | -158105.079 | -150918.4845 | -143731.89 | -136545.2955 | -129358.701 | -122172.1065 | -114985.512 | -107798.9175 | -100612.323 | -93425.7285 | -86239.134 | -79052.5395 | -71865.945 | -64679.3505 | -57492.756 | -50306.1615 | -43119.567 | -35932.9725 | -28746.378 | -21559.7835 | -14373.189 | -7186.5945 | 1.2733e-11 | 7186.5945 | 14373.189 | 21559.7835 | 28746.378 | 35932.9725 | 43119.567 | 50306.1615 | 57492.756 | 64679.3505 | 71865.945 | 79052.5395 | 86239.134 | 93425.7285 | 100612.323 | 107798.9175 | 114985.512 | 122172.1065 | 129358.701 | 136545.2955 | 143731.89 | 150918.4845 | 158105.079 | 165291.6735 | 172478.268 | 179664.8625 | 186851.457
|  | Revenue Requirement |  | 124538.2014 | 117231.0529 | 109998.1355 | 104665.5356 | 100045.5548 | 95960.0384 | 92943.4505 | 90461.3269 | 87979.2033 | 85497.0798 | 83014.9562 | 80532.8326 | 78050.7091 | 75568.5855 | 73086.4619 | 70604.3384 | 68122.2148 | 65640.0912 | 63157.9677 | 60675.8441 | 58193.7205 | 55711.597 | 53229.4734 | 50747.3498 | 48265.2263 | 45783.1027 | 43300.9791 | 40818.8556 | 38336.732 | 35854.6084 | 0 | 0 | 0 | 0 | 0 | 0 | 0 | 0 | 0 | 0 | 0 | 0 | 0 | 0 | 0 | 0 | 0 | 0 | 0 | 0 | 0 | 0 | 0 | 0 | 0 | 0
|  | Depreciation |  | 36023.0301 | 36023.0301 | 36023.0301 | 36023.0301 | 36023.0301 | 36023.0301 | 36023.0301 | 36023.0301 | 36023.0301 | 36023.0301 | 36023.0301 | 36023.0301 | 36023.0301 | 36023.0301 | 36023.0301 | 36023.0301 | 36023.0301 | 36023.0301 | 36023.0301 | 36023.0301 | 36023.0301 | 36023.0301 | 36023.0301 | 36023.0301 | 36023.0301 | 36023.0301 | 36023.0301 | 36023.0301 | 36023.0301 | 36023.0301 | 0 | 0 | 0 | 0 | 0 | 0 | 0 | 0 | 0 | 0 | 0 | 0 | 0 | 0 | 0 | 0 | 0 | 0 | 0 | 0 | 0 | 0 | 0 | 0 | 0 | 0
|  | Insurance |  | 517.6509 | 517.6509 | 517.6509 | 517.6509 | 517.6509 | 517.6509 | 517.6509 | 517.6509 | 517.6509 | 517.6509 | 517.6509 | 517.6509 | 517.6509 | 517.6509 | 517.6509 | 517.6509 | 517.6509 | 517.6509 | 517.6509 | 517.6509 | 517.6509 | 517.6509 | 517.6509 | 517.6509 | 517.6509 | 517.6509 | 517.6509 | 517.6509 | 517.6509 | 517.6509 | 0 | 0 | 0 | 0 | 0 | 0 | 0 | 0 | 0 | 0 | 0 | 0 | 0 | 0 | 0 | 0 | 0 | 0 | 0 | 0 | 0 | 0 | 0 | 0 | 0 | 0
|  | Property Taxes |  | 4912.6815 | 4912.6815 | 4912.6815 | 4912.6815 | 4912.6815 | 4912.6815 | 4912.6815 | 4912.6815 | 4912.6815 | 4912.6815 | 4912.6815 | 4912.6815 | 4912.6815 | 4912.6815 | 4912.6815 | 4912.6815 | 4912.6815 | 4912.6815 | 4912.6815 | 4912.6815 | 4912.6815 | 4912.6815 | 4912.6815 | 4912.6815 | 4912.6815 | 4912.6815 | 4912.6815 | 4912.6815 | 4912.6815 | 4912.6815 | 0 | 0 | 0 | 0 | 0 | 0 | 0 | 0 | 0 | 0 | 0 | 0 | 0 | 0 | 0 | 0 | 0 | 0 | 0 | 0 | 0 | 0 | 0 | 0 | 0 | 0
|  | Current Taxes |  | -20376.3654 | -49144.2773 | -21614.2185 | -5304.6816 | -6274.8776 | 5939.2011 | 18377.7548 | 17856.5088 | 17335.2629 | 16814.017 | 16292.771 | 15771.5251 | 15250.2791 | 14729.0332 | 14207.7872 | 13686.5413 | 13165.2953 | 12644.0494 | 12122.8034 | 11601.5575 | 11080.3115 | 10559.0656 | 10037.8196 | 9516.5737 | 8995.3277 | 8474.0818 | 7952.8358 | 7431.5899 | 6910.3439 | 6389.098 | 0 | 0 | 0 | 0 | 0 | 0 | 0 | 0 | 0 | 0 | 0 | 0 | 0 | 0 | 0 | 0 | 0 | 0 | 0 | 0 | 0 | 0 | 0 | 0 | 0 | 0
|  | DFIT |  |  | 65057.5923 | 36008.6209 |  | 18579.238 | 5507.2008 | -7564.8363 | -7564.8363 | -7564.8363 | -7564.8363 | -7564.8363 | -7564.8363 | -7564.8363 | -7564.8363 | -7564.8363 | -7564.8363 | -7564.8363 | -7564.8363 | -7564.8363 | -7564.8363 | -7564.8363 | -7564.8363 | -7564.8363 | -7564.8363 | -7564.8363 | -7564.8363 | -7564.8363 | -7564.8363 | -7564.8363 | -7564.8363 | 0 | 0 | 0 | 0 | 0 | 0 | 0 | 0 | 0 | 0 | 0 | 0 | 0 | 0 | 0 | 0 | 0 | 0 | 0 | 0 | 0 | 0 | 0 | 0 | 0 | 0
|  | ITC |  | -5403.4545 | -5403.4545 | -5403.4545 | -5403.4545 | -5403.4545 | -5403.4545 | -5403.4545 | -5403.4545 | -5403.4545 | -5403.4545 | -5403.4545 | -5403.4545 | -5403.4545 | -5403.4545 | -5403.4545 | -5403.4545 | -5403.4545 | -5403.4545 | -5403.4545 | -5403.4545 | -5403.4545 | -5403.4545 | -5403.4545 | -5403.4545 | -5403.4545 | -5403.4545 | -5403.4545 | -5403.4545 | -5403.4545 | -5403.4545 | -5403.4545 | -5403.4545 | -5403.4545 | -5403.4545 | -5403.4545 | -5403.4545 | -5403.4545 | -5403.4545 | -5403.4545 | -5403.4545 | -5403.4545 | -5403.4545 | -5403.4545 | -5403.4545 | -5403.4545 | -5403.4545 | -5403.4545 | -5403.4545 | -5403.4545 | -5403.4545 | -5403.4545 | -5403.4545 | -5403.4545 | -5403.4545 | -5403.4545 | -5403.4545
|  | Total Operating Expenses |  | 15673.5426 | 51963.2229 | 50444.3103 | 30745.2263 | 48354.2684 | 47496.3099 | 46862.8264 | 46341.5805 | 45820.3345 | 45299.0886 | 44777.8426 | 44256.5967 | 43735.3507 | 43214.1048 | 42692.8588 | 42171.6129 | 41650.3669 | 41129.121 | 40607.875 | 40086.6291 | 39565.3831 | 39044.1372 | 38522.8912 | 38001.6453 | 37480.3994 | 36959.1534 | 36437.9075 | 35916.6615 | 35395.4156 | 34874.1696 | -5403.4545 | -5403.4545 | -5403.4545 | -5403.4545 | -5403.4545 | -5403.4545 | -5403.4545 | -5403.4545 | -5403.4545 | -5403.4545 | -5403.4545 | -5403.4545 | -5403.4545 | -5403.4545 | -5403.4545 | -5403.4545 | -5403.4545 | -5403.4545 | -5403.4545 | -5403.4545 | -5403.4545 | -5403.4545 | -5403.4545 | -5403.4545 | -5403.4545 | -5403.4545
|  | Operating |  | 108864.6588 | 65267.8299 | 59553.8252 | 73920.3093 | 51691.2865 | 48463.7285 | 46080.624 | 44119.7464 | 42158.8688 | 40197.9912 | 38237.1136 | 36276.2359 | 34315.3583 | 32354.4807 | 30393.6031 | 28432.7255 | 26471.8479 | 24510.9702 | 22550.0926 | 20589.215 | 18628.3374 | 16667.4598 | 14706.5821 | 12745.7045 | 10784.8269 | 8823.9493 | 6863.0717 | 4902.194 | 2941.3164 | 980.4388 | 5403.4545 | 5403.4545 | 5403.4545 | 5403.4545 | 5403.4545 | 5403.4545 | 5403.4545 | 5403.4545 | 5403.4545 | 5403.4545 | 5403.4545 | 5403.4545 | 5403.4545 | 5403.4545 | 5403.4545 | 5403.4545 | 5403.4545 | 5403.4545 | 5403.4545 | 5403.4545 | 5403.4545 | 5403.4545 | 5403.4545 | 5403.4545 | 5403.4545 | 5403.4545
|  | Ratebase |  | 1044712.9008 | 959821.0282 | 875791.5468 | 813839.2838 | 760165.9777 | 712701.8891 | 677656.2359 | 648819.8004 | 619983.3648 | 591146.9292 | 562310.4936 | 533474.0581 | 504637.6225 | 475801.1869 | 446964.7514 | 418128.3158 | 389291.8802 | 360455.4446 | 331619.0091 | 302782.5735 | 273946.1379 | 245109.7024 | 216273.2668 | 187436.8312 | 158600.3956 | 129763.9601 | 100927.5245 | 72091.0889 | 43254.6534 | 14418.2178 | 0 | 0 | 0 | 0 | 0 | 0 | 0 | 0 | 0 | 0 | 0 | 0 | 0 | 0 | 0 | 0 | 0 | 0 | 0 | 0 | 0 | 0 | 0 | 0 | 0 | 0
|  | Return on Ratebase |  | 10.42% | 6.8% | 6.8% | 9.083% | 6.8% | 6.8% | 6.8% | 6.8% | 6.8% | 6.8% | 6.8% | 6.8% | 6.8% | 6.8% | 6.8% | 6.8% | 6.8% | 6.8% | 6.8% | 6.8% | 6.8% | 6.8% | 6.8% | 6.8% | 6.8% | 6.8% | 6.8% | 6.8% | 6.8% | 6.8% | #DIV/0! | #DIV/0! | #DIV/0! | #DIV/0! | #DIV/0! | #DIV/0! | #DIV/0! | #DIV/0! | #DIV/0! | #DIV/0! | #DIV/0! | #DIV/0! | #DIV/0! | #DIV/0! | #DIV/0! | #DIV/0! | #DIV/0! | #DIV/0! | #DIV/0! | #DIV/0! | #DIV/0! | #DIV/0! | #DIV/0! | #DIV/0! | #DIV/0! | #DIV/0!
|  | Revenue Requirement |  | 124538.2014 | 117231.0529 | 109998.1355 | 104665.5356 | 100045.5548 | 95960.0384 | 92943.4505 | 90461.3269 | 87979.2033 | 85497.0798 | 83014.9562 | 80532.8326 | 78050.7091 | 75568.5855 | 73086.4619 | 70604.3384 | 68122.2148 | 65640.0912 | 63157.9677 | 60675.8441 | 58193.7205 | 55711.597 | 53229.4734 | 50747.3498 | 48265.2263 | 45783.1027 | 43300.9791 | 40818.8556 | 38336.732 | 35854.6084 | 0 | 0 | 0 | 0 | 0 | 0 | 0 | 0 | 0 | 0 | 0 | 0 | 0 | 0 | 0 | 0 | 0 | 0 | 0 | 0 | 0 | 0 | 0 | 0 | 0 | 0
|  | Tax Depreciation |  | 216138.1804 | 345821.0887 | 207492.6532 | 124495.5919 | 124495.5919 | 62247.796 | 0 | 0 | 0 | 0 | 0 | 0 | 0 | 0 | 0 | 0 | 0 | 0 | 0 | 0 | 0 | 0 | 0 | 0 | 0 | 0 | 0 | 0 | 0 | 0 | 0 | 0 | 0 | 0 | 0 | 0 | 0 | 0 | 0 | 0 | 0 | 0 | 0 | 0 | 0 | 0 | 0 | 0 | 0 | 0 | 0 | 0 | 0 | 0 | 0 | 0
|  | Propety Taxes |  | 517.6509 | 517.6509 | 517.6509 | 517.6509 | 517.6509 | 517.6509 | 517.6509 | 517.6509 | 517.6509 | 517.6509 | 517.6509 | 517.6509 | 517.6509 | 517.6509 | 517.6509 | 517.6509 | 517.6509 | 517.6509 | 517.6509 | 517.6509 | 517.6509 | 517.6509 | 517.6509 | 517.6509 | 517.6509 | 517.6509 | 517.6509 | 517.6509 | 517.6509 | 517.6509 | 0 | 0 | 0 | 0 | 0 | 0 | 0 | 0 | 0 | 0 | 0 | 0 | 0 | 0 | 0 | 0 | 0 | 0 | 0 | 0 | 0 | 0 | 0 | 0 | 0 | 0
|  | Insurance |  | 4912.6815 | 4912.6815 | 4912.6815 | 4912.6815 | 4912.6815 | 4912.6815 | 4912.6815 | 4912.6815 | 4912.6815 | 4912.6815 | 4912.6815 | 4912.6815 | 4912.6815 | 4912.6815 | 4912.6815 | 4912.6815 | 4912.6815 | 4912.6815 | 4912.6815 | 4912.6815 | 4912.6815 | 4912.6815 | 4912.6815 | 4912.6815 | 4912.6815 | 4912.6815 | 4912.6815 | 4912.6815 | 4912.6815 | 4912.6815 | 0 | 0 | 0 | 0 | 0 | 0 | 0 | 0 | 0 | 0 | 0 | 0 | 0 | 0 | 0 | 0 | 0 | 0 | 0 | 0 | 0 | 0 | 0 | 0 | 0 | 0
|  | Expenses |  | 221568.5128 | 351251.4211 | 212922.9856 | 129925.9243 | 129925.9243 | 67678.1284 | 5430.3324 | 5430.3324 | 5430.3324 | 5430.3324 | 5430.3324 | 5430.3324 | 5430.3324 | 5430.3324 | 5430.3324 | 5430.3324 | 5430.3324 | 5430.3324 | 5430.3324 | 5430.3324 | 5430.3324 | 5430.3324 | 5430.3324 | 5430.3324 | 5430.3324 | 5430.3324 | 5430.3324 | 5430.3324 | 5430.3324 | 5430.3324 | 0 | 0 | 0 | 0 | 0 | 0 | 0 | 0 | 0 | 0 | 0 | 0 | 0 | 0 | 0 | 0 | 0 | 0 | 0 | 0 | 0 | 0 | 0 | 0 | 0 | 0
|  | Taxble Income |  | -97030.3114 | -234020.3682 | -102924.8501 | -25260.3887 | -29880.3695 | 28281.91 | 87513.1181 | 85030.9945 | 82548.871 | 80066.7474 | 77584.6238 | 75102.5002 | 72620.3767 | 70138.2531 | 67656.1295 | 65174.006 | 62691.8824 | 60209.7588 | 57727.6353 | 55245.5117 | 52763.3881 | 50281.2646 | 47799.141 | 45317.0174 | 42834.8939 | 40352.7703 | 37870.6467 | 35388.5232 | 32906.3996 | 30424.276 | 0 | 0 | 0 | 0 | 0 | 0 | 0 | 0 | 0 | 0 | 0 | 0 | 0 | 0 | 0 | 0 | 0 | 0 | 0 | 0 | 0 | 0 | 0 | 0 | 0 | 0
|  | Tax Rate |  | 0.21 | 0.21 | 0.21 | 0.21 | 0.21 | 0.21 | 0.21 | 0.21 | 0.21 | 0.21 | 0.21 | 0.21 | 0.21 | 0.21 | 0.21 | 0.21 | 0.21 | 0.21 | 0.21 | 0.21 | 0.21 | 0.21 | 0.21 | 0.21 | 0.21 | 0.21 | 0.21 | 0.21 | 0.21 | 0.21 | 0.21 | 0.21 | 0.21 | 0.21 | 0.21 | 0.21 | 0.21 | 0.21 | 0.21 | 0.21 | 0.21 | 0.21 | 0.21 | 0.21 | 0.21 | 0.21 | 0.21 | 0.21 | 0.21 | 0.21 | 0.21 | 0.21 | 0.21 | 0.21 | 0.21 | 0.21
|  | Taxes |  | -20376.3654 | -49144.2773 | -21614.2185 | -5304.6816 | -6274.8776 | 5939.2011 | 18377.7548 | 17856.5088 | 17335.2629 | 16814.017 | 16292.771 | 15771.5251 | 15250.2791 | 14729.0332 | 14207.7872 | 13686.5413 | 13165.2953 | 12644.0494 | 12122.8034 | 11601.5575 | 11080.3115 | 10559.0656 | 10037.8196 | 9516.5737 | 8995.3277 | 8474.0818 | 7952.8358 | 7431.5899 | 6910.3439 | 6389.098 | 0 | 0 | 0 | 0 | 0 | 0 | 0 | 0 | 0 | 0 | 0 | 0 | 0 | 0 | 0 | 0 | 0 | 0 | 0 | 0 | 0 | 0 | 0 | 0 | 0 | 0

## Battery ITC 2020-2023 30%
Solar FINANCIALS
($ 1000s Unless Otherwise Indicated)
| Calendar Year of Fin. Close |  |  | 2020 | 2021 | 2022 | 2023 | 2024 | 2025 | 2026 | 2027 | 2028 | 2029 | 2030 | 2031 | 2032 | 2033 | 2034 | 2035 | 2036 | 2037 | 2038 | 2039 | 2040 | 2041 | 2042 | 2043 | 2044 | 2045 | 2046 | 2047 | 2048 | 2049 | 2050 | 2051 | 2052 | 2053 | 2054 | 2055 | 2056 | 2057 | 2058 | 2059 | 2060 | 2061 | 2062 | 2063 | 2064 | 2065 | 2066 | 2067 | 2068 | 2069 | 2070 | 2071 | 2072 | 2073 | 2074 | 2075
| Operating Year |  | 0 | 1 | 2 | 3 | 4 | 5 | 6 | 7 | 8 | 9 | 10 | 11 | 12 | 13 | 14 | 15 | 16 | 17 | 18 | 19 | 20 | 21 | 22 | 23 | 24 | 25 | 26 | 27 | 28 | 29 | 30 | 31 | 32 | 33 | 34 | 35 | 36 | 37 | 38 | 39 | 40 | 41 | 42 | 43 | 44 | 45 | 46 | 47 | 48 | 49 | 50 | 51 | 52 | 53 | 54 | 55 | 56
| Calendar Year | Capital Invest.
| 2020 | 52580.2657
| Gross plant |  | 2020 1: 52580.2657; 2021 2: 52580.2657; 2022 3: 52580.2657; 2023 4: 52580.2657; 2024 5: 52580.2657; 2025 6: 52580.2657; 2026 7: 52580.2657; 2027 8: 52580.2657; 2028 9: 52580.2657; 2029 10: 52580.2657; 2030 11: 52580.2657; 2031 12: 52580.2657; 2032 13: 52580.2657; 2033 14: 52580.2657; 2034 15: 52580.2657; 2035 16: 52580.2657; 2036 17: 52580.2657; 2037 18: 52580.2657; 2038 19: 52580.2657; 2039 20: 52580.2657; 2040 21: 52580.2657; 2041 22: 52580.2657; 2042 23: 52580.2657; 2043 24: 52580.2657; 2044 25: 52580.2657; 2045 26: 52580.2657; 2046 27: 52580.2657; 2047 28: 52580.2657; 2048 29: 52580.2657; 2049 30: 52580.2657
| Accumulated Deprectiation |  | 2020 1: 1752.6755; 2021 2: 3505.351; 2022 3: 5258.0266; 2023 4: 7010.7021; 2024 5: 8763.3776; 2025 6: 10516.0531; 2026 7: 12268.7287; 2027 8: 14021.4042; 2028 9: 15774.0797; 2029 10: 17526.7552; 2030 11: 19279.4307; 2031 12: 21032.1063; 2032 13: 22784.7818; 2033 14: 24537.4573; 2034 15: 26290.1328; 2035 16: 28042.8084; 2036 17: 29795.4839; 2037 18: 31548.1594; 2038 19: 33300.8349; 2039 20: 35053.5105; 2040 21: 36806.186; 2041 22: 38558.8615; 2042 23: 40311.537; 2043 24: 42064.2125; 2044 25: 43816.8881; 2045 26: 45569.5636; 2046 27: 47322.2391; 2047 28: 49074.9146; 2048 29: 50827.5902; 2049 30: 52580.2657
| Net book value |  | 2020 1: 50827.5902; 2021 2: 49074.9146; 2022 3: 47322.2391; 2023 4: 45569.5636; 2024 5: 43816.8881; 2025 6: 42064.2125; 2026 7: 40311.537; 2027 8: 38558.8615; 2028 9: 36806.186; 2029 10: 35053.5105; 2030 11: 33300.8349; 2031 12: 31548.1594; 2032 13: 29795.4839; 2033 14: 28042.8084; 2034 15: 26290.1328; 2035 16: 24537.4573; 2036 17: 22784.7818; 2037 18: 21032.1063; 2038 19: 19279.4307; 2039 20: 17526.7552; 2040 21: 15774.0797; 2041 22: 14021.4042; 2042 23: 12268.7287; 2043 24: 10516.0531; 2044 25: 8763.3776; 2045 26: 7010.7021; 2046 27: 5258.0266; 2047 28: 3505.351; 2048 29: 1752.6755; 2049 30: 0
| ITC |  | 2020 1: 0; 2021 2: 0; 2022 3: 0; 2023 4: 0; 2024 5: 0; 2025 6: 0; 2026 7: 0; 2027 8: 0; 2028 9: 0; 2029 10: 0; 2030 11: 0; 2031 12: 0; 2032 13: 0; 2033 14: 0; 2034 15: 0; 2035 16: 0; 2036 17: 0; 2037 18: 0; 2038 19: 0; 2039 20: 0; 2040 21: 788.704; 2041 22: 1577.408; 2042 23: 2366.112; 2043 24: 3154.8159; 2044 25: 3943.5199; 2045 26: 4732.2239; 2046 27: 5520.9279; 2047 28: 6309.6319; 2048 29: 7098.3359; 2049 30: 7887.0399
| Accumulated deffered income tax |  | 2020 1: -1564.2629; 2021 2: -4254.7951; 2022 3: -5743.9734; 2023 4: -6512.3393; 2024 5: -7280.7053; 2025 6: -7508.4619; 2026 7: -7195.6094; 2027 8: -6882.7568; 2028 9: -6569.9042; 2029 10: -6257.0516; 2030 11: -5944.199; 2031 12: -5631.3465; 2032 13: -5318.4939; 2033 14: -5005.6413; 2034 15: -4692.7887; 2035 16: -4379.9361; 2036 17: -4067.0836; 2037 18: -3754.231; 2038 19: -3441.3784; 2039 20: -3128.5258; 2040 21: -2815.6732; 2041 22: -2502.8206; 2042 23: -2189.9681; 2043 24: -1877.1155; 2044 25: -1564.2629; 2045 26: -1251.4103; 2046 27: -938.5577; 2047 28: -625.7052; 2048 29: -312.8526; 2049 30: -1.3642e-12
| Rate Base |  | 2020 1: 49263.3273; 2021 2: 44820.1195; 2022 3: 41578.2657; 2023 4: 39057.2243; 2024 5: 36536.1828; 2025 6: 34555.7506; 2026 7: 33115.9277; 2027 8: 31676.1047; 2028 9: 30236.2818; 2029 10: 28796.4588; 2030 11: 27356.6359; 2031 12: 25916.813; 2032 13: 24476.99; 2033 14: 23037.1671; 2034 15: 21597.3441; 2035 16: 20157.5212; 2036 17: 18717.6982; 2037 18: 17277.8753; 2038 19: 15838.0524; 2039 20: 14398.2294; 2040 21: 13747.1105; 2041 22: 13095.9915; 2042 23: 12444.8725; 2043 24: 11793.7536; 2044 25: 11142.6346; 2045 26: 10491.5157; 2046 27: 9840.3967; 2047 28: 9189.2778; 2048 29: 8538.1588; 2049 30: 7887.0399
| Average rate base |  | 2020 1: 50921.7965; 2021 2: 47041.7234; 2022 3: 43199.1926; 2023 4: 40317.745; 2024 5: 37796.7035; 2025 6: 35545.9667; 2026 7: 33835.8391; 2027 8: 32396.0162; 2028 9: 30956.1932; 2029 10: 29516.3703; 2030 11: 28076.5474; 2031 12: 26636.7244; 2032 13: 25196.9015; 2033 14: 23757.0785; 2034 15: 22317.2556; 2035 16: 20877.4327; 2036 17: 19437.6097; 2037 18: 17997.7868; 2038 19: 16557.9638; 2039 20: 15118.1409; 2040 21: 14072.6699; 2041 22: 13421.551; 2042 23: 12770.432; 2043 24: 12119.3131; 2044 25: 11468.1941; 2045 26: 10817.0752; 2046 27: 10165.9562; 2047 28: 9514.8372; 2048 29: 8863.7183; 2049 30: 8212.5993
| Pre-tax Return | 0.086076 | 2020 1: 4383.142; 2021 2: 4049.161; 2022 3: 3718.4115; 2023 4: 3470.3882; 2024 5: 3253.3871; 2025 6: 3059.6528; 2026 7: 2912.452; 2027 8: 2788.5178; 2028 9: 2664.5837; 2029 10: 2540.6496; 2030 11: 2416.7155; 2031 12: 2292.7813; 2032 13: 2168.8472; 2033 14: 2044.9131; 2034 15: 1920.979; 2035 16: 1797.0448; 2036 17: 1673.1107; 2037 18: 1549.1766; 2038 19: 1425.2425; 2039 20: 1301.3083; 2040 21: 1211.3184; 2041 22: 1155.2727; 2042 23: 1099.2271; 2043 24: 1043.1814; 2044 25: 987.1357; 2045 26: 931.09; 2046 27: 875.0443; 2047 28: 818.9986; 2048 29: 762.953; 2049 30: 706.9073
| Book Depreciation |  | 2020 1: 1752.6755; 2021 2: 1752.6755; 2022 3: 1752.6755; 2023 4: 1752.6755; 2024 5: 1752.6755; 2025 6: 1752.6755; 2026 7: 1752.6755; 2027 8: 1752.6755; 2028 9: 1752.6755; 2029 10: 1752.6755; 2030 11: 1752.6755; 2031 12: 1752.6755; 2032 13: 1752.6755; 2033 14: 1752.6755; 2034 15: 1752.6755; 2035 16: 1752.6755; 2036 17: 1752.6755; 2037 18: 1752.6755; 2038 19: 1752.6755; 2039 20: 1752.6755; 2040 21: 1752.6755; 2041 22: 1752.6755; 2042 23: 1752.6755; 2043 24: 1752.6755; 2044 25: 1752.6755; 2045 26: 1752.6755; 2046 27: 1752.6755; 2047 28: 1752.6755; 2048 29: 1752.6755; 2049 30: 1752.6755
| Insurance |  | 2020 1: 25.1859; 2021 2: 25.1859; 2022 3: 25.1859; 2023 4: 25.1859; 2024 5: 25.1859; 2025 6: 25.1859; 2026 7: 25.1859; 2027 8: 25.1859; 2028 9: 25.1859; 2029 10: 25.1859; 2030 11: 25.1859; 2031 12: 25.1859; 2032 13: 25.1859; 2033 14: 25.1859; 2034 15: 25.1859; 2035 16: 25.1859; 2036 17: 25.1859; 2037 18: 25.1859; 2038 19: 25.1859; 2039 20: 25.1859; 2040 21: 25.1859; 2041 22: 25.1859; 2042 23: 25.1859; 2043 24: 25.1859; 2044 25: 25.1859; 2045 26: 25.1859; 2046 27: 25.1859; 2047 28: 25.1859; 2048 29: 25.1859; 2049 30: 25.1859
| ITC Amort - Grossed for Taxes |  | 2020 1: -998.3595; 2021 2: -998.3595; 2022 3: -998.3595; 2023 4: -998.3595; 2024 5: -998.3595; 2025 6: -998.3595; 2026 7: -998.3595; 2027 8: -998.3595; 2028 9: -998.3595; 2029 10: -998.3595; 2030 11: -998.3595; 2031 12: -998.3595; 2032 13: -998.3595; 2033 14: -998.3595; 2034 15: -998.3595; 2035 16: -998.3595; 2036 17: -998.3595; 2037 18: -998.3595; 2038 19: -998.3595; 2039 20: -998.3595; 2040 21: -998.3595; 2041 22: -998.3595; 2042 23: -998.3595; 2043 24: -998.3595; 2044 25: -998.3595; 2045 26: -998.3595; 2046 27: -998.3595; 2047 28: -998.3595; 2048 29: -998.3595; 2049 30: -998.3595
| Property Taxes |  | 2020 1: 239.0231; 2021 2: 239.0231; 2022 3: 239.0231; 2023 4: 239.0231; 2024 5: 239.0231; 2025 6: 239.0231; 2026 7: 239.0231; 2027 8: 239.0231; 2028 9: 239.0231; 2029 10: 239.0231; 2030 11: 239.0231; 2031 12: 239.0231; 2032 13: 239.0231; 2033 14: 239.0231; 2034 15: 239.0231; 2035 16: 239.0231; 2036 17: 239.0231; 2037 18: 239.0231; 2038 19: 239.0231; 2039 20: 239.0231; 2040 21: 239.0231; 2041 22: 239.0231; 2042 23: 239.0231; 2043 24: 239.0231; 2044 25: 239.0231; 2045 26: 239.0231; 2046 27: 239.0231; 2047 28: 239.0231; 2048 29: 239.0231; 2049 30: 239.0231
| Revenue Requirement |  | 2020 1: 5401.6671; 2021 2: 5067.6861; 2022 3: 4736.9366; 2023 4: 4488.9133; 2024 5: 4271.9122; 2025 6: 4078.1779; 2026 7: 3930.9771; 2027 8: 3807.043; 2028 9: 3683.1088; 2029 10: 3559.1747; 2030 11: 3435.2406; 2031 12: 3311.3064; 2032 13: 3187.3723; 2033 14: 3063.4382; 2034 15: 2939.5041; 2035 16: 2815.5699; 2036 17: 2691.6358; 2037 18: 2567.7017; 2038 19: 2443.7676; 2039 20: 2319.8334; 2040 21: 2229.8435; 2041 22: 2173.7978; 2042 23: 2117.7522; 2043 24: 2061.7065; 2044 25: 2005.6608; 2045 26: 1949.6151; 2046 27: 1893.5694; 2047 28: 1837.5237; 2048 29: 1781.4781; 2049 30: 1725.4324
| Book Depreciation |  | 2020 1: 1752.6755; 2021 2: 1752.6755; 2022 3: 1752.6755; 2023 4: 1752.6755; 2024 5: 1752.6755; 2025 6: 1752.6755; 2026 7: 1752.6755; 2027 8: 1752.6755; 2028 9: 1752.6755; 2029 10: 1752.6755; 2030 11: 1752.6755; 2031 12: 1752.6755; 2032 13: 1752.6755; 2033 14: 1752.6755; 2034 15: 1752.6755; 2035 16: 1752.6755; 2036 17: 1752.6755; 2037 18: 1752.6755; 2038 19: 1752.6755; 2039 20: 1752.6755; 2040 21: 1752.6755; 2041 22: 1752.6755; 2042 23: 1752.6755; 2043 24: 1752.6755; 2044 25: 1752.6755; 2045 26: 1752.6755; 2046 27: 1752.6755; 2047 28: 1752.6755; 2048 29: 1752.6755; 2049 30: 1752.6755
| Tax Depreciation |  | 2020 1: 10516.0531; 2021 2: 16825.685; 2022 3: 10095.411; 2023 4: 6057.2466; 2024 5: 6057.2466; 2025 6: 3028.6233; 2026 7: 0; 2027 8: 0; 2028 9: 0; 2029 10: 0; 2030 11: 0; 2031 12: 0; 2032 13: 0; 2033 14: 0; 2034 15: 0; 2035 16: 0; 2036 17: 0; 2037 18: 0; 2038 19: 0; 2039 20: 0; 2040 21: 0; 2041 22: 0; 2042 23: 0; 2043 24: 0; 2044 25: 0; 2045 26: 0; 2046 27: 0; 2047 28: 0; 2048 29: 0; 2049 30: 0
| Difference between book and tax |  | 2020 1: -8763.3776; 2021 2: -15073.0095; 2022 3: -8342.7355; 2023 4: -4304.5711; 2024 5: -4304.5711; 2025 6: -1275.9478; 2026 7: 1752.6755; 2027 8: 1752.6755; 2028 9: 1752.6755; 2029 10: 1752.6755; 2030 11: 1752.6755; 2031 12: 1752.6755; 2032 13: 1752.6755; 2033 14: 1752.6755; 2034 15: 1752.6755; 2035 16: 1752.6755; 2036 17: 1752.6755; 2037 18: 1752.6755; 2038 19: 1752.6755; 2039 20: 1752.6755; 2040 21: 1752.6755; 2041 22: 1752.6755; 2042 23: 1752.6755; 2043 24: 1752.6755; 2044 25: 1752.6755; 2045 26: 1752.6755; 2046 27: 1752.6755; 2047 28: 1752.6755; 2048 29: 1752.6755; 2049 30: 1752.6755
| Tax rate |  | 2020 1: -1840.3093; 2021 2: -3165.332; 2022 3: -1751.9745; 2023 4: -903.9599; 2024 5: -903.9599; 2025 6: -267.949; 2026 7: 368.0619; 2027 8: 368.0619; 2028 9: 368.0619; 2029 10: 368.0619; 2030 11: 368.0619; 2031 12: 368.0619; 2032 13: 368.0619; 2033 14: 368.0619; 2034 15: 368.0619; 2035 16: 368.0619; 2036 17: 368.0619; 2037 18: 368.0619; 2038 19: 368.0619; 2039 20: 368.0619; 2040 21: 368.0619; 2041 22: 368.0619; 2042 23: 368.0619; 2043 24: 368.0619; 2044 25: 368.0619; 2045 26: 368.0619; 2046 27: 368.0619; 2047 28: 368.0619; 2048 29: 368.0619; 2049 30: 368.0619
Depreciation Tables
|  | 5 | 2020 1: 20%; 2021 2: 32%; 2022 3: 19.2%; 2023 4: 11.52%; 2024 5: 11.52%; 2025 6: 5.76%; 2026 7: 0%; 2027 8: 0%; 2028 9: 0%; 2029 10: 0%; 2030 11: 0%; 2031 12: 0%; 2032 13: 0%; 2033 14: 0%; 2034 15: 0%; 2035 16: 0%; 2036 17: 0%; 2037 18: 0%; 2038 19: 0%; 2039 20: 0%; 2040 21: 0%
|  | 5 | 0: 1; 2020 1: 20%; 2021 2: 32%; 2022 3: 19.2%; 2023 4: 11.52%; 2024 5: 11.52%; 2025 6: 5.76%
|  | 10 | 0: 0; 2020 1: 10%; 2021 2: 18%; 2022 3: 14.4%; 2023 4: 11.52%; 2024 5: 9.22%; 2025 6: 7.37%; 2026 7: 6.55%; 2027 8: 6.55%; 2028 9: 6.56%; 2029 10: 6.55%; 2030 11: 3.28%
|  | 15 | 0: 0; 2020 1: 5%; 2021 2: 9.5%; 2022 3: 8.55%; 2023 4: 7.7%; 2024 5: 6.93%; 2025 6: 6.23%; 2026 7: 5.9%; 2027 8: 5.9%; 2028 9: 5.91%; 2029 10: 5.9%; 2030 11: 5.91%; 2031 12: 5.9%; 2032 13: 5.91%; 2033 14: 5.9%; 2034 15: 5.91%; 2035 16: 2.95%
|  | 20 | 0: 0; 2020 1: 3.75%; 2021 2: 7.219%; 2022 3: 6.677%; 2023 4: 6.177%; 2024 5: 5.713%; 2025 6: 5.285%; 2026 7: 4.888%; 2027 8: 4.522%; 2028 9: 4.462%; 2029 10: 4.461%; 2030 11: 4.462%; 2031 12: 4.461%; 2032 13: 4.462%; 2033 14: 4.461%; 2034 15: 4.462%; 2035 16: 4.461%; 2036 17: 4.462%; 2037 18: 4.461%; 2038 19: 4.462%; 2039 20: 4.461%; 2040 21: 2.231%
Revenue Requirement by vintage year
2012 $000
|  |  |  | 2020 | 2021 | 2022 | 2023 | 2024 | 2025 | 2026 | 2027 | 2028 | 2029 | 2030 | 2031 | 2032 | 2033 | 2034 | 2035 | 2036 | 2037 | 2038 | 2039 | 2040 | 2041 | 2042 | 2043 | 2044 | 2045 | 2046 | 2047 | 2048 | 2049 | 2050 | 2051 | 2052 | 2053 | 2054 | 2055 | 2056 | 2057 | 2058 | 2059 | 2060 | 2061 | 2062 | 2063 | 2064 | 2065 | 2066 | 2067 | 2068 | 2069 | 2070 | 2071 | 2072 | 2073 | 2074 | 2075
|  | 2020 | 0% | 5401.6671 | 5067.6861 | 4736.9366 | 4488.9133 | 4271.9122 | 4078.1779 | 3930.9771 | 3807.043 | 3683.1088 | 3559.1747 | 3435.2406 | 3311.3064 | 3187.3723 | 3063.4382 | 2939.5041 | 2815.5699 | 2691.6358 | 2567.7017 | 2443.7676 | 2319.8334 | 2229.8435 | 2173.7978 | 2117.7522 | 2061.7065 | 2005.6608 | 1949.6151 | 1893.5694 | 1837.5237 | 1781.4781 | 1725.4324 | 0 | 0 | 0 | 0 | 0 | 0 | 0 | 0 | 0 | 0 | 0 | 0 | 0 | 0 | 0 | 0 | 0 | 0 | 0 | 0 | 0 | 0 | 0 | 0 | 0 | 0
|  | 2021 | -3.864% |  | 5192.9672 | 4871.89 | 4553.9194 | 4315.4787 | 4106.8618 | 3920.6126 | 3779.0991 | 3659.9533 | 3540.8075 | 3421.6617 | 3302.5159 | 3183.3702 | 3064.2244 | 2945.0786 | 2825.9328 | 2706.787 | 2587.6412 | 2468.4955 | 2349.3497 | 2230.2039 | 2143.6909 | 2089.8106 | 2035.9303 | 1982.05 | 1928.1697 | 1874.2894 | 1820.4091 | 1766.5288 | 1712.6485 | 1658.7682 | 0 | 0 | 0 | 0 | 0 | 0 | 0 | 0 | 0 | 0 | 0 | 0 | 0 | 0 | 0 | 0 | 0 | 0 | 0 | 0 | 0 | 0 | 0 | 0 | 0
|  | 2022 | -3.29% |  |  | 5022.1133 | 4711.5999 | 4404.0908 | 4173.4951 | 3971.7419 | 3791.6205 | 3654.7629 | 3539.5371 | 3424.3113 | 3309.0856 | 3193.8598 | 3078.634 | 2963.4083 | 2848.1825 | 2732.9567 | 2617.731 | 2502.5052 | 2387.2794 | 2272.0537 | 2156.8279 | 2073.1612 | 2021.0537 | 1968.9461 | 1916.8385 | 1864.7309 | 1812.6234 | 1760.5158 | 1708.4082 | 1656.3007 | 1604.1931 | 0 | 0 | 0 | 0 | 0 | 0 | 0 | 0 | 0 | 0 | 0 | 0 | 0 | 0 | 0 | 0 | 0 | 0 | 0 | 0 | 0 | 0 | 0 | 0
|  | 2023 | -3.402% |  |  |  | 4851.2594 | 4551.3097 | 4254.2623 | 4031.5115 | 3836.6219 | 3662.6284 | 3530.4267 | 3419.1209 | 3307.8152 | 3196.5094 | 3085.2037 | 2973.8979 | 2862.5922 | 2751.2864 | 2639.9807 | 2528.6749 | 2417.3692 | 2306.0634 | 2194.7577 | 2083.4519 | 2002.6316 | 1952.2968 | 1901.9619 | 1851.6271 | 1801.2922 | 1750.9574 | 1700.6225 | 1650.2876 | 1599.9528 | 1549.6179 | 0 | 0 | 0 | 0 | 0 | 0 | 0 | 0 | 0 | 0 | 0 | 0 | 0 | 0 | 0 | 0 | 0 | 0 | 0 | 0 | 0 | 0 | 0
|  | 2024 | -3.522% |  |  |  |  | 4680.4055 | 4391.0196 | 4104.4337 | 3889.5278 | 3701.502 | 3533.6362 | 3406.0905 | 3298.7047 | 3191.319 | 3083.9333 | 2976.5476 | 2869.1618 | 2761.7761 | 2654.3904 | 2547.0046 | 2439.6189 | 2332.2332 | 2224.8474 | 2117.4617 | 2010.076 | 1932.102 | 1883.5399 | 1834.9778 | 1786.4156 | 1737.8535 | 1689.2913 | 1640.7292 | 1592.167 | 1543.6049 | 1495.0428 | 0 | 0 | 0 | 0 | 0 | 0 | 0 | 0 | 0 | 0 | 0 | 0 | 0 | 0 | 0 | 0 | 0 | 0 | 0 | 0 | 0 | 0
|  | 2025 | -3.65% | [5 empty] | 4509.5516 | 4230.7295 | 3954.6051 | 3747.5442 | 3566.3821 | 3404.6441 | 3281.7543 | 3178.2886 | 3074.8229 | 2971.3571 | 2867.8914 | 2764.4257 | 2660.96 | 2557.4943 | 2454.0286 | 2350.5629 | 2247.0971 | 2143.6314 | 2040.1657 | 1936.7 | 1861.5724 | 1814.783 | 1767.9936 | 1721.2042 | 1674.4147 | 1627.6253 | 1580.8359 | 1534.0465 | 1487.257 | 1440.4676 | 0 | 0 | 0 | 0 | 0 | 0 | 0 | 0 | 0 | 0 | 0 | 0 | 0 | 0 | 0 | 0 | 0 | 0 | 0 | 0 | 0
|  | 2026 | -2.589% | [6 empty] | 4392.8191 | 4121.2144 | 3852.2377 | 3650.5367 | 3474.0641 | 3316.5128 | 3196.804 | 3096.0166 | 2995.2291 | 2894.4417 | 2793.6543 | 2692.8668 | 2592.0794 | 2491.2919 | 2390.5045 | 2289.7171 | 2188.9296 | 2088.1422 | 1987.3548 | 1886.5673 | 1813.3845 | 1767.8062 | 1722.228 | 1676.6497 | 1631.0715 | 1585.4932 | 1539.915 | 1494.3367 | 1448.7585 | 1403.1802 | 0 | 0 | 0 | 0 | 0 | 0 | 0 | 0 | 0 | 0 | 0 | 0 | 0 | 0 | 0 | 0 | 0 | 0 | 0 | 0
|  | 2027 | -2.657% | [7 empty] | 4276.0865 | 4011.6993 | 3749.8703 | 3553.5292 | 3381.7461 | 3228.3814 | 3111.8538 | 3013.7446 | 2915.6354 | 2817.5263 | 2719.4171 | 2621.3079 | 2523.1988 | 2425.0896 | 2326.9805 | 2228.8713 | 2130.7621 | 2032.653 | 1934.5438 | 1836.4346 | 1765.1965 | 1720.8294 | 1676.4623 | 1632.0953 | 1587.7282 | 1543.3611 | 1498.994 | 1454.627 | 1410.2599 | 1365.8928 | 0 | 0 | 0 | 0 | 0 | 0 | 0 | 0 | 0 | 0 | 0 | 0 | 0 | 0 | 0 | 0 | 0 | 0 | 0
|  | 2028 | -2.73% | [8 empty] | 4159.354 | 3902.1843 | 3647.5029 | 3456.5217 | 3289.428 | 3140.2501 | 3026.9035 | 2931.4726 | 2836.0417 | 2740.6108 | 2645.18 | 2549.7491 | 2454.3182 | 2358.8873 | 2263.4564 | 2168.0255 | 2072.5946 | 1977.1637 | 1881.7328 | 1786.3019 | 1717.0085 | 1673.8526 | 1630.6967 | 1587.5408 | 1544.3849 | 1501.229 | 1458.0731 | 1414.9172 | 1371.7613 | 1328.6054 | 0 | 0 | 0 | 0 | 0 | 0 | 0 | 0 | 0 | 0 | 0 | 0 | 0 | 0 | 0 | 0 | 0 | 0
|  | 2029 | -2.807% | [9 empty] | 4042.6214 | 3792.6692 | 3545.1354 | 3359.5141 | 3197.11 | 3052.1188 | 2941.9533 | 2849.2006 | 2756.448 | 2663.6954 | 2570.9428 | 2478.1902 | 2385.4376 | 2292.685 | 2199.9323 | 2107.1797 | 2014.4271 | 1921.6745 | 1828.9219 | 1736.1693 | 1668.8206 | 1626.8758 | 1584.9311 | 1542.9864 | 1501.0417 | 1459.0969 | 1417.1522 | 1375.2075 | 1333.2627 | 1291.318 | 0 | 0 | 0 | 0 | 0 | 0 | 0 | 0 | 0 | 0 | 0 | 0 | 0 | 0 | 0 | 0 | 0
|  | 2030 | -2.888% | [10 empty] | 3925.8889 | 3683.1541 | 3442.768 | 3262.5066 | 3104.792 | 2963.9874 | 2857.003 | 2766.9287 | 2676.8543 | 2586.78 | 2496.7056 | 2406.6313 | 2316.557 | 2226.4826 | 2136.4083 | 2046.3339 | 1956.2596 | 1866.1853 | 1776.1109 | 1686.0366 | 1620.6326 | 1579.8991 | 1539.1655 | 1498.4319 | 1457.6984 | 1416.9648 | 1376.2313 | 1335.4977 | 1294.7642 | 1254.0306 | 0 | 0 | 0 | 0 | 0 | 0 | 0 | 0 | 0 | 0 | 0 | 0 | 0 | 0 | 0 | 0
|  | 2031 | -1.158% | [11 empty] | 3880.4186 | 3640.4952 | 3402.8933 | 3224.7197 | 3068.8318 | 2929.658 | 2823.9127 | 2734.8816 | 2645.8506 | 2556.8195 | 2467.7884 | 2378.7573 | 2289.7262 | 2200.6951 | 2111.664 | 2022.633 | 1933.6019 | 1844.5708 | 1755.5397 | 1666.5086 | 1601.8622 | 1561.6004 | 1521.3386 | 1481.0769 | 1440.8151 | 1400.5533 | 1360.2915 | 1320.0298 | 1279.768 | 1239.5062 | 0 | 0 | 0 | 0 | 0 | 0 | 0 | 0 | 0 | 0 | 0 | 0 | 0 | 0 | 0
|  | 2032 | -1.172% | [12 empty] | 3834.9483 | 3597.8363 | 3363.0186 | 3186.9328 | 3032.8716 | 2895.3286 | 2790.8224 | 2702.8346 | 2614.8468 | 2526.859 | 2438.8711 | 2350.8833 | 2262.8955 | 2174.9076 | 2086.9198 | 1998.932 | 1910.9441 | 1822.9563 | 1734.9685 | 1646.9807 | 1583.0917 | 1543.3018 | 1503.5118 | 1463.7218 | 1423.9318 | 1384.1418 | 1344.3518 | 1304.5618 | 1264.7718 | 1224.9818 | 0 | 0 | 0 | 0 | 0 | 0 | 0 | 0 | 0 | 0 | 0 | 0 | 0 | 0
|  | 2033 | -1.186% | [13 empty] | 3789.478 | 3555.1774 | 3323.1439 | 3149.1459 | 2996.9113 | 2860.9992 | 2757.7322 | 2670.7876 | 2583.843 | 2496.8984 | 2409.9539 | 2323.0093 | 2236.0647 | 2149.1201 | 2062.1756 | 1975.231 | 1888.2864 | 1801.3418 | 1714.3973 | 1627.4527 | 1564.3213 | 1525.0031 | 1485.6849 | 1446.3667 | 1407.0485 | 1367.7303 | 1328.4121 | 1289.0938 | 1249.7756 | 1210.4574 | 0 | 0 | 0 | 0 | 0 | 0 | 0 | 0 | 0 | 0 | 0 | 0 | 0
|  | 2034 | -1.2% | [14 empty] | 3744.0077 | 3512.5185 | 3283.2692 | 3111.3591 | 2960.9511 | 2826.6698 | 2724.6419 | 2638.7406 | 2552.8392 | 2466.9379 | 2381.0366 | 2295.1353 | 2209.234 | 2123.3327 | 2037.4313 | 1951.53 | 1865.6287 | 1779.7274 | 1693.8261 | 1607.9247 | 1545.5509 | 1506.7044 | 1467.858 | 1429.0116 | 1390.1652 | 1351.3187 | 1312.4723 | 1273.6259 | 1234.7795 | 1195.933 | 0 | 0 | 0 | 0 | 0 | 0 | 0 | 0 | 0 | 0 | 0 | 0
|  | 2035 | -1.214% | [15 empty] | 3698.5374 | 3469.8596 | 3243.3945 | 3073.5722 | 2924.9909 | 2792.3405 | 2691.5516 | 2606.6935 | 2521.8355 | 2436.9774 | 2352.1193 | 2267.2613 | 2182.4032 | 2097.5452 | 2012.6871 | 1927.829 | 1842.971 | 1758.1129 | 1673.2549 | 1588.3968 | 1526.7804 | 1488.4058 | 1450.0311 | 1411.6565 | 1373.2819 | 1334.9072 | 1296.5326 | 1258.1579 | 1219.7833 | 1181.4086 | 0 | 0 | 0 | 0 | 0 | 0 | 0 | 0 | 0 | 0 | 0
|  | 2036 | -1.229% | [16 empty] | 3653.0671 | 3427.2007 | 3203.5198 | 3035.7853 | 2889.0307 | 2758.0111 | 2658.4613 | 2574.6465 | 2490.8317 | 2407.0169 | 2323.2021 | 2239.3873 | 2155.5725 | 2071.7577 | 1987.9429 | 1904.1281 | 1820.3133 | 1736.4984 | 1652.6836 | 1568.8688 | 1508.01 | 1470.1071 | 1432.2043 | 1394.3014 | 1356.3986 | 1318.4957 | 1280.5928 | 1242.69 | 1204.7871 | 1166.8843 | 0 | 0 | 0 | 0 | 0 | 0 | 0 | 0 | 0 | 0
|  | 2037 | -1.245% | [17 empty] | 3607.5968 | 3384.5418 | 3163.645 | 2997.9984 | 2853.0705 | 2723.6817 | 2625.371 | 2542.5995 | 2459.8279 | 2377.0564 | 2294.2848 | 2211.5133 | 2128.7417 | 2045.9702 | 1963.1986 | 1880.4271 | 1797.6555 | 1714.884 | 1632.1124 | 1549.3409 | 1489.2396 | 1451.8085 | 1414.3774 | 1376.9463 | 1339.5153 | 1302.0842 | 1264.6531 | 1227.222 | 1189.7909 | 1152.3599 | 0 | 0 | 0 | 0 | 0 | 0 | 0 | 0 | 0
|  | 2038 | -1.26% | [18 empty] | 3562.1265 | 3341.8829 | 3123.7703 | 2960.2115 | 2817.1103 | 2689.3523 | 2592.2807 | 2510.5525 | 2428.8242 | 2347.0959 | 2265.3676 | 2183.6393 | 2101.911 | 2020.1827 | 1938.4544 | 1856.7261 | 1774.9978 | 1693.2695 | 1611.5412 | 1529.8129 | 1470.4691 | 1433.5098 | 1396.5505 | 1359.5912 | 1322.6319 | 1285.6727 | 1248.7134 | 1211.7541 | 1174.7948 | 1137.8355 | 0 | 0 | 0 | 0 | 0 | 0 | 0 | 0
|  | 2039 | -1.276% | [19 empty] | 3516.6562 | 3299.224 | 3083.8956 | 2922.4246 | 2781.15 | 2655.0229 | 2559.1905 | 2478.5054 | 2397.8204 | 2317.1353 | 2236.4503 | 2155.7653 | 2075.0802 | 1994.3952 | 1913.7102 | 1833.0251 | 1752.3401 | 1671.655 | 1590.97 | 1510.285 | 1451.6987 | 1415.2112 | 1378.7237 | 1342.2362 | 1305.7486 | 1269.2611 | 1232.7736 | 1196.2861 | 1159.7986 | 1123.3111 | 0 | 0 | 0 | 0 | 0 | 0 | 0
Revenue Requirement by vintage year
2012 $/MW-wk
| Aurora Input |  | Levelized Cost | 2020 | 2021 | 2022 | 2023 | 2024 | 2025 | 2026 | 2027 | 2028 | 2029 | 2030 | 2031 | 2032 | 2033 | 2034 | 2035 | 2036 | 2037 | 2038 | 2039 | 2040 | 2041 | 2042 | 2043 | 2044 | 2045 | 2046 | 2047 | 2048 | 2049 | 2050 | 2051 | 2052 | 2053 | 2054 | 2055 | 2056 | 2057 | 2058 | 2059 | 2060 | 2061 | 2062 | 2063 | 2064 | 2065 | 2066 | 2067 | 2068 | 2069 | 2070 | 2071 | 2072 | 2073 | 2074 | 2075
|  | 2020 | 2634.8784 | 4155.1285 | 3898.2201 | 3643.7974 | 3453.0102 | 3286.0863 | 3137.0599 | 3023.8285 | 2928.4946 | 2833.1606 | 2737.8267 | 2642.4927 | 2547.1588 | 2451.8249 | 2356.4909 | 2261.157 | 2165.823 | 2070.4891 | 1975.1551 | 1879.8212 | 1784.4873 | 1715.2643 | 1672.1522 | 1629.0401 | 1585.9281 | 1542.816 | 1499.7039 | 1456.5919 | 1413.4798 | 1370.3677 | 1327.2557 | 0 | 0 | 0 | 0 | 0 | 0 | 0 | 0 | 0 | 0 | 0 | 0 | 0 | 0 | 0 | 0 | 0 | 0 | 0 | 0 | 0 | 0 | 0 | 0 | 0 | 0
|  | 2021 | 2533.0767 |  | 3994.5902 | 3747.6077 | 3503.0149 | 3319.599 | 3159.1245 | 3015.8559 | 2906.9993 | 2815.3487 | 2723.6981 | 2632.0475 | 2540.3969 | 2448.7463 | 2357.0957 | 2265.4451 | 2173.7945 | 2082.1439 | 1990.4933 | 1898.8427 | 1807.1921 | 1715.5415 | 1648.993 | 1607.5466 | 1566.1002 | 1524.6538 | 1483.2075 | 1441.7611 | 1400.3147 | 1358.8683 | 1317.4219 | 1275.9756 | 0 | 0 | 0 | 0 | 0 | 0 | 0 | 0 | 0 | 0 | 0 | 0 | 0 | 0 | 0 | 0 | 0 | 0 | 0 | 0 | 0 | 0 | 0 | 0 | 0
|  | 2022 | 2449.7359 |  |  | 3863.1641 | 3624.3076 | 3387.7622 | 3210.3809 | 3055.1861 | 2916.6312 | 2811.3561 | 2722.7209 | 2634.0856 | 2545.4504 | 2456.8152 | 2368.18 | 2279.5448 | 2190.9096 | 2102.2744 | 2013.6392 | 1925.004 | 1836.3688 | 1747.7336 | 1659.0984 | 1594.7394 | 1554.6567 | 1514.5739 | 1474.4912 | 1434.4084 | 1394.3257 | 1354.2429 | 1314.1602 | 1274.0774 | 1233.9947 | 0 | 0 | 0 | 0 | 0 | 0 | 0 | 0 | 0 | 0 | 0 | 0 | 0 | 0 | 0 | 0 | 0 | 0 | 0 | 0 | 0 | 0 | 0 | 0
|  | 2023 | 2366.3951 |  |  |  | 3731.738 | 3501.0075 | 3272.5094 | 3101.1627 | 2951.2477 | 2817.4064 | 2715.7128 | 2630.093 | 2544.4732 | 2458.8534 | 2373.2336 | 2287.6138 | 2201.994 | 2116.3742 | 2030.7544 | 1945.1346 | 1859.5148 | 1773.895 | 1688.2751 | 1602.6553 | 1540.4859 | 1501.7668 | 1463.0476 | 1424.3285 | 1385.6094 | 1346.8903 | 1308.1711 | 1269.452 | 1230.7329 | 1192.0138 | 0 | 0 | 0 | 0 | 0 | 0 | 0 | 0 | 0 | 0 | 0 | 0 | 0 | 0 | 0 | 0 | 0 | 0 | 0 | 0 | 0 | 0 | 0
|  | 2024 | 2283.0543 |  |  |  |  | 3600.3119 | 3377.7074 | 3157.2567 | 2991.9445 | 2847.3092 | 2718.1817 | 2620.0696 | 2537.4652 | 2454.8608 | 2372.2564 | 2289.652 | 2207.0476 | 2124.4431 | 2041.8387 | 1959.2343 | 1876.6299 | 1794.0255 | 1711.4211 | 1628.8167 | 1546.2123 | 1486.2323 | 1448.8768 | 1411.5213 | 1374.1659 | 1336.8104 | 1299.4549 | 1262.0994 | 1224.7439 | 1187.3884 | 1150.0329 | 0 | 0 | 0 | 0 | 0 | 0 | 0 | 0 | 0 | 0 | 0 | 0 | 0 | 0 | 0 | 0 | 0 | 0 | 0 | 0 | 0 | 0
|  | 2025 | 2199.7135 | [5 empty] | 3468.8859 | 3254.4073 | 3042.0039 | 2882.7263 | 2743.3708 | 2618.957 | 2524.4264 | 2444.8374 | 2365.2483 | 2285.6593 | 2206.0703 | 2126.4813 | 2046.8923 | 1967.3033 | 1887.7143 | 1808.1253 | 1728.5363 | 1648.9472 | 1569.3582 | 1489.7692 | 1431.9788 | 1395.9869 | 1359.9951 | 1324.0032 | 1288.0113 | 1252.0195 | 1216.0276 | 1180.0357 | 1144.0439 | 1108.052 | 0 | 0 | 0 | 0 | 0 | 0 | 0 | 0 | 0 | 0 | 0 | 0 | 0 | 0 | 0 | 0 | 0 | 0 | 0 | 0 | 0
|  | 2026 | 2142.7726 | [6 empty] | 3379.0916 | 3170.1649 | 2963.2598 | 2808.1051 | 2672.357 | 2551.1637 | 2459.08 | 2381.5512 | 2304.0224 | 2226.4936 | 2148.9648 | 2071.436 | 1993.9072 | 1916.3784 | 1838.8496 | 1761.3208 | 1683.792 | 1606.2632 | 1528.7344 | 1451.2056 | 1394.9111 | 1359.8509 | 1324.7907 | 1289.7305 | 1254.6704 | 1219.6102 | 1184.55 | 1149.4898 | 1114.4296 | 1079.3694 | 0 | 0 | 0 | 0 | 0 | 0 | 0 | 0 | 0 | 0 | 0 | 0 | 0 | 0 | 0 | 0 | 0 | 0 | 0 | 0
|  | 2027 | 2085.8316 | [7 empty] | 3289.2973 | 3085.9226 | 2884.5156 | 2733.484 | 2601.3431 | 2483.3703 | 2393.7337 | 2318.2651 | 2242.7965 | 2167.3279 | 2091.8593 | 2016.3907 | 1940.9221 | 1865.4536 | 1789.985 | 1714.5164 | 1639.0478 | 1563.5792 | 1488.1106 | 1412.642 | 1357.8435 | 1323.7149 | 1289.5864 | 1255.4579 | 1221.3294 | 1187.2009 | 1153.0723 | 1118.9438 | 1084.8153 | 1050.6868 | 0 | 0 | 0 | 0 | 0 | 0 | 0 | 0 | 0 | 0 | 0 | 0 | 0 | 0 | 0 | 0 | 0 | 0 | 0
|  | 2028 | 2028.8907 | [8 empty] | 3199.503 | 3001.6802 | 2805.7714 | 2658.8628 | 2530.3293 | 2415.577 | 2328.3873 | 2254.9789 | 2181.5706 | 2108.1622 | 2034.7538 | 1961.3454 | 1887.9371 | 1814.5287 | 1741.1203 | 1667.7119 | 1594.3035 | 1520.8952 | 1447.4868 | 1374.0784 | 1320.7758 | 1287.579 | 1254.3821 | 1221.1853 | 1187.9884 | 1154.7916 | 1121.5947 | 1088.3979 | 1055.201 | 1022.0042 | 0 | 0 | 0 | 0 | 0 | 0 | 0 | 0 | 0 | 0 | 0 | 0 | 0 | 0 | 0 | 0 | 0 | 0
|  | 2029 | 1971.9497 | [9 empty] | 3109.7088 | 2917.4378 | 2727.0273 | 2584.2416 | 2459.3154 | 2347.7837 | 2263.041 | 2191.6928 | 2120.3446 | 2048.9965 | 1977.6483 | 1906.3001 | 1834.952 | 1763.6038 | 1692.2556 | 1620.9075 | 1549.5593 | 1478.2111 | 1406.863 | 1335.5148 | 1283.7081 | 1251.443 | 1219.1778 | 1186.9126 | 1154.6474 | 1122.3822 | 1090.1171 | 1057.8519 | 1025.5867 | 993.3215 | 0 | 0 | 0 | 0 | 0 | 0 | 0 | 0 | 0 | 0 | 0 | 0 | 0 | 0 | 0 | 0 | 0
|  | 2030 | 1915.0088 | [10 empty] | 3019.9145 | 2833.1955 | 2648.2831 | 2509.6205 | 2388.3015 | 2279.9903 | 2197.6946 | 2128.4067 | 2059.1187 | 1989.8308 | 1920.5428 | 1851.2548 | 1781.9669 | 1712.6789 | 1643.391 | 1574.103 | 1504.8151 | 1435.5271 | 1366.2392 | 1296.9512 | 1246.6405 | 1215.307 | 1183.9735 | 1152.64 | 1121.3065 | 1089.9729 | 1058.6394 | 1027.3059 | 995.9724 | 964.6389 | 0 | 0 | 0 | 0 | 0 | 0 | 0 | 0 | 0 | 0 | 0 | 0 | 0 | 0 | 0 | 0
|  | 2031 | 1892.8288 | [11 empty] | 2984.9374 | 2800.3809 | 2617.6102 | 2480.5536 | 2360.6398 | 2253.5831 | 2172.2406 | 2103.7551 | 2035.2697 | 1966.7842 | 1898.2988 | 1829.8133 | 1761.3279 | 1692.8424 | 1624.357 | 1555.8715 | 1487.3861 | 1418.9006 | 1350.4152 | 1281.9297 | 1232.2017 | 1201.2311 | 1170.2605 | 1139.2899 | 1108.3193 | 1077.3487 | 1046.3781 | 1015.4075 | 984.4369 | 953.4663 | 0 | 0 | 0 | 0 | 0 | 0 | 0 | 0 | 0 | 0 | 0 | 0 | 0 | 0 | 0
|  | 2032 | 1870.6489 | [12 empty] | 2949.9602 | 2767.5664 | 2586.9374 | 2451.4868 | 2332.9781 | 2227.1759 | 2146.7865 | 2079.1036 | 2011.4206 | 1943.7377 | 1876.0547 | 1808.3718 | 1740.6888 | 1673.0059 | 1605.3229 | 1537.64 | 1469.957 | 1402.2741 | 1334.5911 | 1266.9082 | 1217.7629 | 1187.1552 | 1156.5475 | 1125.9398 | 1095.3321 | 1064.7244 | 1034.1168 | 1003.5091 | 972.9014 | 942.2937 | 0 | 0 | 0 | 0 | 0 | 0 | 0 | 0 | 0 | 0 | 0 | 0 | 0 | 0
|  | 2033 | 1848.4689 | [13 empty] | 2914.9831 | 2734.7519 | 2556.2645 | 2422.42 | 2305.3164 | 2200.7686 | 2121.3324 | 2054.452 | 1987.5715 | 1920.6911 | 1853.8107 | 1786.9302 | 1720.0498 | 1653.1693 | 1586.2889 | 1519.4085 | 1452.528 | 1385.6476 | 1318.7671 | 1251.8867 | 1203.3241 | 1173.0793 | 1142.8345 | 1112.5898 | 1082.345 | 1052.1002 | 1021.8554 | 991.6106 | 961.3659 | 931.1211 | 0 | 0 | 0 | 0 | 0 | 0 | 0 | 0 | 0 | 0 | 0 | 0 | 0
|  | 2034 | 1826.289 | [14 empty] | 2880.0059 | 2701.9373 | 2525.5917 | 2393.3531 | 2277.6547 | 2174.3614 | 2095.8784 | 2029.8004 | 1963.7225 | 1897.6446 | 1831.5666 | 1765.4887 | 1699.4107 | 1633.3328 | 1567.2549 | 1501.1769 | 1435.099 | 1369.0211 | 1302.9431 | 1236.8652 | 1188.8853 | 1159.0034 | 1129.1216 | 1099.2397 | 1069.3578 | 1039.476 | 1009.5941 | 979.7122 | 949.8304 | 919.9485 | 0 | 0 | 0 | 0 | 0 | 0 | 0 | 0 | 0 | 0 | 0 | 0
|  | 2035 | 1804.109 | [15 empty] | 2845.0287 | 2669.1228 | 2494.9188 | 2364.2863 | 2249.993 | 2147.9542 | 2070.4243 | 2005.1489 | 1939.8734 | 1874.598 | 1809.3226 | 1744.0471 | 1678.7717 | 1613.4963 | 1548.2208 | 1482.9454 | 1417.67 | 1352.3945 | 1287.1191 | 1221.8437 | 1174.4465 | 1144.9275 | 1115.4086 | 1085.8896 | 1056.3707 | 1026.8517 | 997.3327 | 967.8138 | 938.2948 | 908.7759 | 0 | 0 | 0 | 0 | 0 | 0 | 0 | 0 | 0 | 0 | 0
|  | 2036 | 1781.9291 | [16 empty] | 2810.0516 | 2636.3082 | 2464.246 | 2335.2194 | 2222.3313 | 2121.547 | 2044.9702 | 1980.4973 | 1916.0244 | 1851.5515 | 1787.0785 | 1722.6056 | 1658.1327 | 1593.6597 | 1529.1868 | 1464.7139 | 1400.241 | 1335.768 | 1271.2951 | 1206.8222 | 1160.0077 | 1130.8516 | 1101.6956 | 1072.5396 | 1043.3835 | 1014.2275 | 985.0714 | 955.9154 | 926.7593 | 897.6033 | 0 | 0 | 0 | 0 | 0 | 0 | 0 | 0 | 0 | 0
|  | 2037 | 1759.7491 | [17 empty] | 2775.0744 | 2603.4937 | 2433.5731 | 2306.1526 | 2194.6696 | 2095.1397 | 2019.5162 | 1955.8458 | 1892.1753 | 1828.5049 | 1764.8345 | 1701.1641 | 1637.4936 | 1573.8232 | 1510.1528 | 1446.4824 | 1382.8119 | 1319.1415 | 1255.4711 | 1191.8007 | 1145.5689 | 1116.7758 | 1087.9826 | 1059.1895 | 1030.3963 | 1001.6032 | 972.8101 | 944.0169 | 915.2238 | 886.4307 | 0 | 0 | 0 | 0 | 0 | 0 | 0 | 0 | 0
|  | 2038 | 1737.5692 | [18 empty] | 2740.0973 | 2570.6792 | 2402.9003 | 2277.0858 | 2167.0079 | 2068.7325 | 1994.0621 | 1931.1942 | 1868.3263 | 1805.4584 | 1742.5904 | 1679.7225 | 1616.8546 | 1553.9867 | 1491.1188 | 1428.2508 | 1365.3829 | 1302.515 | 1239.6471 | 1176.7792 | 1131.1301 | 1102.6999 | 1074.2696 | 1045.8394 | 1017.4092 | 988.979 | 960.5487 | 932.1185 | 903.6883 | 875.2581 | 0 | 0 | 0 | 0 | 0 | 0 | 0 | 0
|  | 2039 | 1715.3892 | [19 empty] | 2705.1201 | 2537.8646 | 2372.2274 | 2248.0189 | 2139.3462 | 2042.3253 | 1968.608 | 1906.5426 | 1844.4772 | 1782.4118 | 1720.3464 | 1658.281 | 1596.2156 | 1534.1502 | 1472.0847 | 1410.0193 | 1347.9539 | 1285.8885 | 1223.8231 | 1161.7577 | 1116.6913 | 1088.624 | 1060.5567 | 1032.4894 | 1004.422 | 976.3547 | 948.2874 | 920.2201 | 892.1528 | 864.0854 | 0 | 0 | 0 | 0 | 0 | 0 | 0
|  | Annual Change (%) |  | 0% | -3.864% | -3.29% | -3.402% | -3.522% | -3.65% | -2.589% | -2.657% | -2.73% | -2.807% | -2.888% | -1.158% | -1.172% | -1.186% | -1.2% | -1.214% | -1.229% | -1.245% | -1.26% | -1.276% | -1.293% | -1.202% | -1.216% | -1.231% | -1.247% | -1.262% | -1.278% | -1.295% | -1.312% | -1.329% | -1.347% | 0% | 0% | 0% | 0% | 0% | 0% | 0% | 0% | 0% | 0% | 0% | 0% | 0% | 0% | 0% | 0% | 0% | 0% | 0% | 0% | 0% | 0% | 0% | 0% | 0%
|  | Levelized Capital Cost ($/MW-wk) |  | 2634.8784 | 2533.0767 | 2449.7359 | 2366.3951 | 2283.0543 | 2199.7135 | 2142.7726 | 2085.8316 | 2028.8907 | 1971.9497 | 1915.0088 | 1892.8288 | 1870.6489 | 1848.4689 | 1826.289 | 1804.109 | 1781.9291 | 1759.7491 | 1737.5692 | 1715.3892 | 1693.2093 | 1672.8625 | 1652.5158 | 1632.1691 | 1611.8223 | 1591.4756 | 1571.1289 | 1550.7821 | 1530.4354 | 1510.0887 | 1489.7419 | 1489.7419 | 1489.7419 | 1489.7419 | 1489.7419 | 1489.7419 | 1489.7419 | 1489.7419 | 1489.7419 | 1489.7419 | 1489.7419 | 1489.7419 | 1489.7419 | 1489.7419 | 1489.7419 | 1489.7419 | 1489.7419 | 1489.7419 | 1489.7419 | 1489.7419 | 1489.7419 | 1489.7419 | 1489.7419 | 1489.7419 | 1489.7419 | 1489.7419
|  | Economic Life | 30
|  | check s/b 0 | 0
itc
|  |  |  | 30% | 30% | 30% | 30% | 26% | 22% | 10% | 10% | 10% | 10% | 10% | 10% | 10% | 10% | 10% | 10% | 10% | 10% | 10% | 10% | 10% | 10% | 10% | 10% | 10% | 10% | 10% | 10% | 10% | 10% | 10% | 10% | 10% | 10% | 10% | 10% | 10% | 10% | 10% | 10% | 10% | 10% | 10% | 10% | 10% | 10% | 10% | 10% | 10% | 10% | 10% | 10% | 10% | 10% | 10% | 10%
ITC
| 2020-2023 | 30% |  | 2020: 15774.0797; 2065: 0; 2066: 0; 2067: 0; 2068: 0; 2069: 0; 2070: 0; 2071: 0; 2072: 0; 2073: 0
| 2024 | 26% |  | 2020: 13670.8691; 2057: 0; 2058: 0; 2059: 0; 2060: 0; 2061: 0; 2062: 0; 2063: 0; 2064: 0; 2065: 0; 2066: 0; 2067: 0; 2068: 0; 2069: 0; 2070: 0; 2071: 0; 2072: 0; 2073: 0; 2074: 0; 2075: 0
| 2025 | 22% |  | 2020: 11567.6584; 2057: 0; 2058: 0; 2059: 0; 2060: 0; 2061: 0; 2062: 0; 2063: 0; 2064: 0; 2065: 0; 2066: 0; 2067: 0; 2068: 0; 2069: 0; 2070: 0; 2071: 0; 2072: 0; 2073: 0; 2074: 0; 2075: 0
| Start 2026 | 10% |  | 2020: 5258.0266; 2057: 0; 2058: 0; 2059: 0; 2060: 0; 2061: 0; 2062: 0; 2063: 0; 2064: 0; 2065: 0; 2066: 0; 2067: 0; 2068: 0; 2069: 0; 2070: 0; 2071: 0; 2072: 0; 2073: 0; 2074: 0; 2075: 0
[41 empty] | 0 | 0 | 0 | 0 | 0 | 0 | 0 | 0 | 0 | 0 | 0 | 0 | 0 | 0 | 0 | 0 | 0 | 0 | 0
[41 empty] | 0 | 0 | 0 | 0 | 0 | 0 | 0 | 0 | 0 | 0 | 0 | 0 | 0 | 0 | 0 | 0 | 0 | 0 | 0
Amortization
|  | 30% |  | 788.704 | 788.704 | 788.704 | 788.704 | 788.704 | 788.704 | 788.704 | 788.704 | 788.704 | 788.704 | 788.704 | 788.704 | 788.704 | 788.704 | 788.704 | 788.704 | 788.704 | 788.704 | 788.704 | 788.704 | 788.704 | 788.704 | 788.704 | 788.704 | 788.704 | 788.704 | 788.704 | 788.704 | 788.704 | 788.704 | 788.704 | 788.704 | 788.704 | 788.704 | 788.704 | 788.704 | 788.704 | 788.704 | 788.704 | 788.704 | 788.704 | 788.704 | 788.704 | 788.704 | 788.704 | 788.704 | 788.704 | 788.704 | 788.704 | 788.704 | 788.704 | 788.704 | 788.704 | 788.704 | 788.704 | 788.704
|  | 26% |  | 683.5435 | 683.5435 | 683.5435 | 683.5435 | 683.5435 | 683.5435 | 683.5435 | 683.5435 | 683.5435 | 683.5435 | 683.5435 | 683.5435 | 683.5435 | 683.5435 | 683.5435 | 683.5435 | 683.5435 | 683.5435 | 683.5435 | 683.5435 | 683.5435 | 683.5435 | 683.5435 | 683.5435 | 683.5435 | 683.5435 | 683.5435 | 683.5435 | 683.5435 | 683.5435 | 683.5435 | 683.5435 | 683.5435 | 683.5435 | 683.5435 | 683.5435 | 683.5435 | 683.5435 | 683.5435 | 683.5435 | 683.5435 | 683.5435 | 683.5435 | 683.5435 | 683.5435 | 683.5435 | 683.5435 | 683.5435 | 683.5435 | 683.5435 | 683.5435 | 683.5435 | 683.5435 | 683.5435 | 683.5435 | 683.5435
|  | 22% |  | 578.3829 | 578.3829 | 578.3829 | 578.3829 | 578.3829 | 578.3829 | 578.3829 | 578.3829 | 578.3829 | 578.3829 | 578.3829 | 578.3829 | 578.3829 | 578.3829 | 578.3829 | 578.3829 | 578.3829 | 578.3829 | 578.3829 | 578.3829 | 578.3829 | 578.3829 | 578.3829 | 578.3829 | 578.3829 | 578.3829 | 578.3829 | 578.3829 | 578.3829 | 578.3829 | 578.3829 | 578.3829 | 578.3829 | 578.3829 | 578.3829 | 578.3829 | 578.3829 | 578.3829 | 578.3829 | 578.3829 | 578.3829 | 578.3829 | 578.3829 | 578.3829 | 578.3829 | 578.3829 | 578.3829 | 578.3829 | 578.3829 | 578.3829 | 578.3829 | 578.3829 | 578.3829 | 578.3829 | 578.3829 | 578.3829
|  | 10% |  | 262.9013 | 262.9013 | 262.9013 | 262.9013 | 262.9013 | 262.9013 | 262.9013 | 262.9013 | 262.9013 | 262.9013 | 262.9013 | 262.9013 | 262.9013 | 262.9013 | 262.9013 | 262.9013 | 262.9013 | 262.9013 | 262.9013 | 262.9013 | 262.9013 | 262.9013 | 262.9013 | 262.9013 | 262.9013 | 262.9013 | 262.9013 | 262.9013 | 262.9013 | 262.9013 | 262.9013 | 262.9013 | 262.9013 | 262.9013 | 262.9013 | 262.9013 | 262.9013 | 262.9013 | 262.9013 | 262.9013 | 262.9013 | 262.9013 | 262.9013 | 262.9013 | 262.9013 | 262.9013 | 262.9013 | 262.9013 | 262.9013 | 262.9013 | 262.9013 | 262.9013 | 262.9013 | 262.9013 | 262.9013 | 262.9013
|  |  |  | 2020 | 2021 | 2022 | 2023 | 2024 | 2025 | 2026 | 2027 | 2028 | 2029 | 2030 | 2031 | 2032 | 2033 | 2034 | 2035 | 2036 | 2037 | 2038 | 2039 | 2040 | 2041 | 2042 | 2043 | 2044 | 2045 | 2046 | 2047 | 2048 | 2049 | 2050 | 2051 | 2052 | 2053 | 2054 | 2055 | 2056 | 2057 | 2058 | 2059 | 2060 | 2061 | 2062 | 2063 | 2064 | 2065 | 2066 | 2067 | 2068 | 2069 | 2070 | 2071 | 2072 | 2073 | 2074 | 2075
|  | ITC Base |  | 15774.0797 | 15774.0797 | 15774.0797 | 15774.0797 | 15774.0797 | 15774.0797 | 15774.0797 | 15774.0797 | 15774.0797 | 15774.0797 | 15774.0797 | 15774.0797 | 15774.0797 | 15774.0797 | 15774.0797 | 15774.0797 | 15774.0797 | 15774.0797 | 15774.0797 | 15774.0797 | 15774.0797 | 15774.0797 | 15774.0797 | 15774.0797 | 15774.0797 | 15774.0797 | 15774.0797 | 15774.0797 | 15774.0797 | 15774.0797 | 15774.0797 | 15774.0797 | 15774.0797 | 15774.0797 | 15774.0797 | 15774.0797 | 15774.0797 | 15774.0797 | 15774.0797 | 15774.0797 | 15774.0797 | 15774.0797 | 15774.0797 | 15774.0797 | 15774.0797 | 15774.0797 | 15774.0797 | 15774.0797 | 15774.0797 | 15774.0797 | 15774.0797 | 15774.0797 | 15774.0797 | 15774.0797 | 15774.0797 | 15774.0797
|  | Accum ITC Amort |  | 788.704 | 1577.408 | 2366.112 | 3154.8159 | 3943.5199 | 4732.2239 | 5520.9279 | 6309.6319 | 7098.3359 | 7887.0399 | 8675.7438 | 9464.4478 | 10253.1518 | 11041.8558 | 11830.5598 | 12619.2638 | 13407.9677 | 14196.6717 | 14985.3757 | 15774.0797 | 16562.7837 | 17351.4877 | 18140.1917 | 18928.8956 | 19717.5996 | 20506.3036 | 21295.0076 | 22083.7116 | 22872.4156 | 23661.1196 | 24449.8235 | 25238.5275 | 26027.2315 | 26815.9355 | 27604.6395 | 28393.3435 | 29182.0475 | 29970.7514 | 30759.4554 | 31548.1594 | 32336.8634 | 33125.5674 | 33914.2714 | 34702.9753 | 35491.6793 | 36280.3833 | 37069.0873 | 37857.7913 | 38646.4953 | 39435.1993 | 40223.9032 | 41012.6072 | 41801.3112 | 42590.0152 | 43378.7192 | 44167.4232
|  | Ratebase |  | 14985.3757 | 14196.6717 | 13407.9677 | 12619.2638 | 11830.5598 | 11041.8558 | 10253.1518 | 9464.4478 | 8675.7438 | 7887.0399 | 7098.3359 | 6309.6319 | 5520.9279 | 4732.2239 | 3943.5199 | 3154.8159 | 2366.112 | 1577.408 | 788.704 | 0 | -788.704 | -1577.408 | -2366.112 | -3154.8159 | -3943.5199 | -4732.2239 | -5520.9279 | -6309.6319 | -7098.3359 | -7887.0399 | -8675.7438 | -9464.4478 | -10253.1518 | -11041.8558 | -11830.5598 | -12619.2638 | -13407.9677 | -14196.6717 | -14985.3757 | -15774.0797 | -16562.7837 | -17351.4877 | -18140.1917 | -18928.8956 | -19717.5996 | -20506.3036 | -21295.0076 | -22083.7116 | -22872.4156 | -23661.1196 | -24449.8235 | -25238.5275 | -26027.2315 | -26815.9355 | -27604.6395 | -28393.3435
|  | Tax Basis |  | 44693.2258 | 44693.2258 | 44693.2258 | 44693.2258 | 44693.2258 | 44693.2258 | 44693.2258 | 44693.2258 | 44693.2258 | 44693.2258 | 44693.2258 | 44693.2258 | 44693.2258 | 44693.2258 | 44693.2258 | 44693.2258 | 44693.2258 | 44693.2258 | 44693.2258 | 44693.2258 | 44693.2258 | 44693.2258 | 44693.2258 | 44693.2258 | 44693.2258 | 44693.2258 | 44693.2258 | 44693.2258 | 44693.2258 | 44693.2258 | 44693.2258 | 44693.2258 | 44693.2258 | 44693.2258 | 44693.2258 | 44693.2258 | 44693.2258 | 44693.2258 | 44693.2258 | 44693.2258 | 44693.2258 | 44693.2258 | 44693.2258 | 44693.2258 | 44693.2258 | 44693.2258 | 44693.2258 | 44693.2258 | 44693.2258 | 44693.2258 | 44693.2258 | 44693.2258 | 44693.2258 | 44693.2258 | 44693.2258 | 44693.2258
|  | Book Depreciation |  | 1489.7742 | 1489.7742 | 1489.7742 | 1489.7742 | 1489.7742 | 1489.7742 | 1489.7742 | 1489.7742 | 1489.7742 | 1489.7742 | 1489.7742 | 1489.7742 | 1489.7742 | 1489.7742 | 1489.7742 | 1489.7742 | 1489.7742 | 1489.7742 | 1489.7742 | 1489.7742 | 1489.7742 | 1489.7742 | 1489.7742 | 1489.7742 | 1489.7742 | 1489.7742 | 1489.7742 | 1489.7742 | 1489.7742 | 1489.7742 | 1489.7742 | 1489.7742 | 1489.7742 | 1489.7742 | 1489.7742 | 1489.7742 | 1489.7742 | 1489.7742 | 1489.7742 | 1489.7742 | 1489.7742 | 1489.7742 | 1489.7742 | 1489.7742 | 1489.7742 | 1489.7742 | 1489.7742 | 1489.7742 | 1489.7742 | 1489.7742 | 1489.7742 | 1489.7742 | 1489.7742 | 1489.7742 | 1489.7742 | 1489.7742
|  | Tax Depreciation |  | 8938.6452 | 14301.8323 | 8581.0994 | 5148.6596 | 5148.6596 | 2574.3298 | 0 | 0 | 0 | 0 | 0 | 0 | 0 | 0 | 0 | 0 | 0 | 0 | 0 | 0 | 0 | 0 | 0 | 0 | 0 | 0 | 0 | 0 | 0 | 0 | 0 | 0 | 0 | 0 | 0 | 0 | 0 | 0 | 0 | 0 | 0 | 0 | 0 | 0 | 0 | 0 | 0 | 0 | 0 | 0 | 0 | 0 | 0 | 0 | 0 | 0
|  | Difference between book and tax |  | -7448.871 | -12812.0581 | -7091.3252 | -3658.8854 | -3658.8854 | -1084.5556 | 1489.7742 | 1489.7742 | 1489.7742 | 1489.7742 | 1489.7742 | 1489.7742 | 1489.7742 | 1489.7742 | 1489.7742 | 1489.7742 | 1489.7742 | 1489.7742 | 1489.7742 | 1489.7742 | 1489.7742 | 1489.7742 | 1489.7742 | 1489.7742 | 1489.7742 | 1489.7742 | 1489.7742 | 1489.7742 | 1489.7742 | 1489.7742 | 1489.7742 | 1489.7742 | 1489.7742 | 1489.7742 | 1489.7742 | 1489.7742 | 1489.7742 | 1489.7742 | 1489.7742 | 1489.7742 | 1489.7742 | 1489.7742 | 1489.7742 | 1489.7742 | 1489.7742 | 1489.7742 | 1489.7742 | 1489.7742 | 1489.7742 | 1489.7742 | 1489.7742 | 1489.7742 | 1489.7742 | 1489.7742 | 1489.7742 | 1489.7742
|  | Deferred Tax |  | -1564.2629 | -2690.5322 | -1489.1783 | -768.3659 | -768.3659 | -227.7567 | 312.8526 | 312.8526 | 312.8526 | 312.8526 | 312.8526 | 312.8526 | 312.8526 | 312.8526 | 312.8526 | 312.8526 | 312.8526 | 312.8526 | 312.8526 | 312.8526 | 312.8526 | 312.8526 | 312.8526 | 312.8526 | 312.8526 | 312.8526 | 312.8526 | 312.8526 | 312.8526 | 312.8526 | 312.8526 | 312.8526 | 312.8526 | 312.8526 | 312.8526 | 312.8526 | 312.8526 | 312.8526 | 312.8526 | 312.8526 | 312.8526 | 312.8526 | 312.8526 | 312.8526 | 312.8526 | 312.8526 | 312.8526 | 312.8526 | 312.8526 | 312.8526 | 312.8526 | 312.8526 | 312.8526 | 312.8526 | 312.8526 | 312.8526
|  | Accum Defered Tax |  | -1564.2629 | -4254.7951 | -5743.9734 | -6512.3393 | -7280.7053 | -7508.4619 | -7195.6094 | -6882.7568 | -6569.9042 | -6257.0516 | -5944.199 | -5631.3465 | -5318.4939 | -5005.6413 | -4692.7887 | -4379.9361 | -4067.0836 | -3754.231 | -3441.3784 | -3128.5258 | -2815.6732 | -2502.8206 | -2189.9681 | -1877.1155 | -1564.2629 | -1251.4103 | -938.5577 | -625.7052 | -312.8526 | -1.3642e-12 | 312.8526 | 625.7052 | 938.5577 | 1251.4103 | 1564.2629 | 1877.1155 | 2189.9681 | 2502.8206 | 2815.6732 | 3128.5258 | 3441.3784 | 3754.231 | 4067.0836 | 4379.9361 | 4692.7887 | 5005.6413 | 5318.4939 | 5631.3465 | 5944.199 | 6257.0516 | 6569.9042 | 6882.7568 | 7195.6094 | 7508.4619 | 7821.3145 | 8134.1671
|  | Revenue Requirement |  | 5401.6671 | 5067.6861 | 4736.9366 | 4488.9133 | 4271.9122 | 4078.1779 | 3930.9771 | 3807.043 | 3683.1088 | 3559.1747 | 3435.2406 | 3311.3064 | 3187.3723 | 3063.4382 | 2939.5041 | 2815.5699 | 2691.6358 | 2567.7017 | 2443.7676 | 2319.8334 | 2229.8435 | 2173.7978 | 2117.7522 | 2061.7065 | 2005.6608 | 1949.6151 | 1893.5694 | 1837.5237 | 1781.4781 | 1725.4324 | 0 | 0 | 0 | 0 | 0 | 0 | 0 | 0 | 0 | 0 | 0 | 0 | 0 | 0 | 0 | 0 | 0 | 0 | 0 | 0 | 0 | 0 | 0 | 0 | 0 | 0
|  | Depreciation |  | 1752.6755 | 1752.6755 | 1752.6755 | 1752.6755 | 1752.6755 | 1752.6755 | 1752.6755 | 1752.6755 | 1752.6755 | 1752.6755 | 1752.6755 | 1752.6755 | 1752.6755 | 1752.6755 | 1752.6755 | 1752.6755 | 1752.6755 | 1752.6755 | 1752.6755 | 1752.6755 | 1752.6755 | 1752.6755 | 1752.6755 | 1752.6755 | 1752.6755 | 1752.6755 | 1752.6755 | 1752.6755 | 1752.6755 | 1752.6755 | 0 | 0 | 0 | 0 | 0 | 0 | 0 | 0 | 0 | 0 | 0 | 0 | 0 | 0 | 0 | 0 | 0 | 0 | 0 | 0 | 0 | 0 | 0 | 0 | 0 | 0
|  | Insurance |  | 25.1859 | 25.1859 | 25.1859 | 25.1859 | 25.1859 | 25.1859 | 25.1859 | 25.1859 | 25.1859 | 25.1859 | 25.1859 | 25.1859 | 25.1859 | 25.1859 | 25.1859 | 25.1859 | 25.1859 | 25.1859 | 25.1859 | 25.1859 | 25.1859 | 25.1859 | 25.1859 | 25.1859 | 25.1859 | 25.1859 | 25.1859 | 25.1859 | 25.1859 | 25.1859 | 0 | 0 | 0 | 0 | 0 | 0 | 0 | 0 | 0 | 0 | 0 | 0 | 0 | 0 | 0 | 0 | 0 | 0 | 0 | 0 | 0 | 0 | 0 | 0 | 0 | 0
|  | Property Taxes |  | 239.0231 | 239.0231 | 239.0231 | 239.0231 | 239.0231 | 239.0231 | 239.0231 | 239.0231 | 239.0231 | 239.0231 | 239.0231 | 239.0231 | 239.0231 | 239.0231 | 239.0231 | 239.0231 | 239.0231 | 239.0231 | 239.0231 | 239.0231 | 239.0231 | 239.0231 | 239.0231 | 239.0231 | 239.0231 | 239.0231 | 239.0231 | 239.0231 | 239.0231 | 239.0231 | 0 | 0 | 0 | 0 | 0 | 0 | 0 | 0 | 0 | 0 | 0 | 0 | 0 | 0 | 0 | 0 | 0 | 0 | 0 | 0 | 0 | 0 | 0 | 0 | 0 | 0
|  | Current Taxes |  | -1129.505 | -2524.6637 | -1180.7635 | -384.8339 | -430.4041 | 164.9226 | 770.0213 | 743.9951 | 717.969 | 691.9428 | 665.9166 | 639.8905 | 613.8643 | 587.8381 | 561.812 | 535.7858 | 509.7596 | 483.7335 | 457.7073 | 431.6811 | 412.7832 | 401.0136 | 389.2441 | 377.4745 | 365.7049 | 353.9353 | 342.1657 | 330.3961 | 318.6265 | 306.8569 | 0 | 0 | 0 | 0 | 0 | 0 | 0 | 0 | 0 | 0 | 0 | 0 | 0 | 0 | 0 | 0 | 0 | 0 | 0 | 0 | 0 | 0 | 0 | 0 | 0 | 0
|  | DFIT |  |  | 3165.332 | 1751.9745 |  | 903.9599 | 267.949 | -368.0619 | -368.0619 | -368.0619 | -368.0619 | -368.0619 | -368.0619 | -368.0619 | -368.0619 | -368.0619 | -368.0619 | -368.0619 | -368.0619 | -368.0619 | -368.0619 | -368.0619 | -368.0619 | -368.0619 | -368.0619 | -368.0619 | -368.0619 | -368.0619 | -368.0619 | -368.0619 | -368.0619 | 0 | 0 | 0 | 0 | 0 | 0 | 0 | 0 | 0 | 0 | 0 | 0 | 0 | 0 | 0 | 0 | 0 | 0 | 0 | 0 | 0 | 0 | 0 | 0 | 0 | 0
|  | ITC |  | -788.704 | -788.704 | -788.704 | -788.704 | -788.704 | -788.704 | -788.704 | -788.704 | -788.704 | -788.704 | -788.704 | -788.704 | -788.704 | -788.704 | -788.704 | -788.704 | -788.704 | -788.704 | -788.704 | -788.704 | -788.704 | -788.704 | -788.704 | -788.704 | -788.704 | -788.704 | -788.704 | -788.704 | -788.704 | -788.704 | -788.704 | -788.704 | -788.704 | -788.704 | -788.704 | -788.704 | -788.704 | -788.704 | -788.704 | -788.704 | -788.704 | -788.704 | -788.704 | -788.704 | -788.704 | -788.704 | -788.704 | -788.704 | -788.704 | -788.704 | -788.704 | -788.704 | -788.704 | -788.704 | -788.704 | -788.704
|  | Total Operating Expenses |  | 98.6756 | 1868.8489 | 1799.3915 | 843.3467 | 1701.7364 | 1661.0522 | 1630.14 | 1604.1138 | 1578.0877 | 1552.0615 | 1526.0353 | 1500.0092 | 1473.983 | 1447.9568 | 1421.9307 | 1395.9045 | 1369.8783 | 1343.8522 | 1317.826 | 1291.7999 | 1272.902 | 1261.1324 | 1249.3628 | 1237.5932 | 1225.8236 | 1214.054 | 1202.2844 | 1190.5148 | 1178.7452 | 1166.9756 | -788.704 | -788.704 | -788.704 | -788.704 | -788.704 | -788.704 | -788.704 | -788.704 | -788.704 | -788.704 | -788.704 | -788.704 | -788.704 | -788.704 | -788.704 | -788.704 | -788.704 | -788.704 | -788.704 | -788.704 | -788.704 | -788.704 | -788.704 | -788.704 | -788.704 | -788.704
|  | Operating |  | 5302.9915 | 3198.8372 | 2937.5451 | 3645.5666 | 2570.1758 | 2417.1257 | 2300.8371 | 2202.9291 | 2105.0211 | 2007.1132 | 1909.2052 | 1811.2973 | 1713.3893 | 1615.4813 | 1517.5734 | 1419.6654 | 1321.7575 | 1223.8495 | 1125.9415 | 1028.0336 | 956.9416 | 912.6655 | 868.3894 | 824.1133 | 779.8372 | 735.5611 | 691.285 | 647.0089 | 602.7328 | 558.4568 | 788.704 | 788.704 | 788.704 | 788.704 | 788.704 | 788.704 | 788.704 | 788.704 | 788.704 | 788.704 | 788.704 | 788.704 | 788.704 | 788.704 | 788.704 | 788.704 | 788.704 | 788.704 | 788.704 | 788.704 | 788.704 | 788.704 | 788.704 | 788.704 | 788.704 | 788.704
|  | Ratebase |  | 50921.7965 | 47041.7234 | 43199.1926 | 40317.745 | 37796.7035 | 35545.9667 | 33835.8391 | 32396.0162 | 30956.1932 | 29516.3703 | 28076.5474 | 26636.7244 | 25196.9015 | 23757.0785 | 22317.2556 | 20877.4327 | 19437.6097 | 17997.7868 | 16557.9638 | 15118.1409 | 14072.6699 | 13421.551 | 12770.432 | 12119.3131 | 11468.1941 | 10817.0752 | 10165.9562 | 9514.8372 | 8863.7183 | 8212.5993 | 0 | 0 | 0 | 0 | 0 | 0 | 0 | 0 | 0 | 0 | 0 | 0 | 0 | 0 | 0 | 0 | 0 | 0 | 0 | 0 | 0 | 0 | 0 | 0 | 0 | 0
|  | Return on Ratebase |  | 10.41% | 6.8% | 6.8% | 9.042% | 6.8% | 6.8% | 6.8% | 6.8% | 6.8% | 6.8% | 6.8% | 6.8% | 6.8% | 6.8% | 6.8% | 6.8% | 6.8% | 6.8% | 6.8% | 6.8% | 6.8% | 6.8% | 6.8% | 6.8% | 6.8% | 6.8% | 6.8% | 6.8% | 6.8% | 6.8% | #DIV/0! | #DIV/0! | #DIV/0! | #DIV/0! | #DIV/0! | #DIV/0! | #DIV/0! | #DIV/0! | #DIV/0! | #DIV/0! | #DIV/0! | #DIV/0! | #DIV/0! | #DIV/0! | #DIV/0! | #DIV/0! | #DIV/0! | #DIV/0! | #DIV/0! | #DIV/0! | #DIV/0! | #DIV/0! | #DIV/0! | #DIV/0! | #DIV/0! | #DIV/0!
|  | Revenue Requirement |  | 5401.6671 | 5067.6861 | 4736.9366 | 4488.9133 | 4271.9122 | 4078.1779 | 3930.9771 | 3807.043 | 3683.1088 | 3559.1747 | 3435.2406 | 3311.3064 | 3187.3723 | 3063.4382 | 2939.5041 | 2815.5699 | 2691.6358 | 2567.7017 | 2443.7676 | 2319.8334 | 2229.8435 | 2173.7978 | 2117.7522 | 2061.7065 | 2005.6608 | 1949.6151 | 1893.5694 | 1837.5237 | 1781.4781 | 1725.4324 | 0 | 0 | 0 | 0 | 0 | 0 | 0 | 0 | 0 | 0 | 0 | 0 | 0 | 0 | 0 | 0 | 0 | 0 | 0 | 0 | 0 | 0 | 0 | 0 | 0 | 0
|  | Tax Depreciation |  | 10516.0531 | 16825.685 | 10095.411 | 6057.2466 | 6057.2466 | 3028.6233 | 0 | 0 | 0 | 0 | 0 | 0 | 0 | 0 | 0 | 0 | 0 | 0 | 0 | 0 | 0 | 0 | 0 | 0 | 0 | 0 | 0 | 0 | 0 | 0 | 0 | 0 | 0 | 0 | 0 | 0 | 0 | 0 | 0 | 0 | 0 | 0 | 0 | 0 | 0 | 0 | 0 | 0 | 0 | 0 | 0 | 0 | 0 | 0 | 0 | 0
|  | Propety Taxes |  | 25.1859 | 25.1859 | 25.1859 | 25.1859 | 25.1859 | 25.1859 | 25.1859 | 25.1859 | 25.1859 | 25.1859 | 25.1859 | 25.1859 | 25.1859 | 25.1859 | 25.1859 | 25.1859 | 25.1859 | 25.1859 | 25.1859 | 25.1859 | 25.1859 | 25.1859 | 25.1859 | 25.1859 | 25.1859 | 25.1859 | 25.1859 | 25.1859 | 25.1859 | 25.1859 | 0 | 0 | 0 | 0 | 0 | 0 | 0 | 0 | 0 | 0 | 0 | 0 | 0 | 0 | 0 | 0 | 0 | 0 | 0 | 0 | 0 | 0 | 0 | 0 | 0 | 0
|  | Insurance |  | 239.0231 | 239.0231 | 239.0231 | 239.0231 | 239.0231 | 239.0231 | 239.0231 | 239.0231 | 239.0231 | 239.0231 | 239.0231 | 239.0231 | 239.0231 | 239.0231 | 239.0231 | 239.0231 | 239.0231 | 239.0231 | 239.0231 | 239.0231 | 239.0231 | 239.0231 | 239.0231 | 239.0231 | 239.0231 | 239.0231 | 239.0231 | 239.0231 | 239.0231 | 239.0231 | 0 | 0 | 0 | 0 | 0 | 0 | 0 | 0 | 0 | 0 | 0 | 0 | 0 | 0 | 0 | 0 | 0 | 0 | 0 | 0 | 0 | 0 | 0 | 0 | 0 | 0
|  | Expenses |  | 10780.2622 | 17089.8941 | 10359.6201 | 6321.4557 | 6321.4557 | 3292.8324 | 264.2091 | 264.2091 | 264.2091 | 264.2091 | 264.2091 | 264.2091 | 264.2091 | 264.2091 | 264.2091 | 264.2091 | 264.2091 | 264.2091 | 264.2091 | 264.2091 | 264.2091 | 264.2091 | 264.2091 | 264.2091 | 264.2091 | 264.2091 | 264.2091 | 264.2091 | 264.2091 | 264.2091 | 0 | 0 | 0 | 0 | 0 | 0 | 0 | 0 | 0 | 0 | 0 | 0 | 0 | 0 | 0 | 0 | 0 | 0 | 0 | 0 | 0 | 0 | 0 | 0 | 0 | 0
|  | Taxble Income |  | -5378.5951 | -12022.208 | -5622.6834 | -1832.5424 | -2049.5434 | 785.3456 | 3666.768 | 3542.8339 | 3418.8998 | 3294.9656 | 3171.0315 | 3047.0974 | 2923.1633 | 2799.2291 | 2675.295 | 2551.3609 | 2427.4268 | 2303.4926 | 2179.5585 | 2055.6244 | 1965.6345 | 1909.5888 | 1853.5431 | 1797.4974 | 1741.4517 | 1685.4061 | 1629.3604 | 1573.3147 | 1517.269 | 1461.2233 | 0 | 0 | 0 | 0 | 0 | 0 | 0 | 0 | 0 | 0 | 0 | 0 | 0 | 0 | 0 | 0 | 0 | 0 | 0 | 0 | 0 | 0 | 0 | 0 | 0 | 0
|  | Tax Rate |  | 21% | 21% | 21% | 21% | 21% | 21% | 21% | 21% | 21% | 21% | 21% | 21% | 21% | 21% | 21% | 21% | 21% | 21% | 21% | 21% | 21% | 21% | 21% | 21% | 21% | 21% | 21% | 21% | 21% | 21% | 21% | 21% | 21% | 21% | 21% | 21% | 21% | 21% | 21% | 21% | 21% | 21% | 21% | 21% | 21% | 21% | 21% | 21% | 21% | 21% | 21% | 21% | 21% | 21% | 21% | 21%
|  | Taxes |  | -1129.505 | -2524.6637 | -1180.7635 | -384.8339 | -430.4041 | 164.9226 | 770.0213 | 743.9951 | 717.969 | 691.9428 | 665.9166 | 639.8905 | 613.8643 | 587.8381 | 561.812 | 535.7858 | 509.7596 | 483.7335 | 457.7073 | 431.6811 | 412.7832 | 401.0136 | 389.2441 | 377.4745 | 365.7049 | 353.9353 | 342.1657 | 330.3961 | 318.6265 | 306.8569 | 0 | 0 | 0 | 0 | 0 | 0 | 0 | 0 | 0 | 0 | 0 | 0 | 0 | 0 | 0 | 0 | 0 | 0 | 0 | 0 | 0 | 0 | 0 | 0 | 0 | 0

## Battery ITC 2024 24%
Solar FINANCIALS
($ 1000s Unless Otherwise Indicated)
| Calendar Year of Fin. Close |  |  | 2020 | 2021 | 2022 | 2023 | 2024 | 2025 | 2026 | 2027 | 2028 | 2029 | 2030 | 2031 | 2032 | 2033 | 2034 | 2035 | 2036 | 2037 | 2038 | 2039 | 2040 | 2041 | 2042 | 2043 | 2044 | 2045 | 2046 | 2047 | 2048 | 2049 | 2050 | 2051 | 2052 | 2053 | 2054 | 2055 | 2056 | 2057 | 2058 | 2059 | 2060 | 2061 | 2062 | 2063 | 2064 | 2065 | 2066 | 2067 | 2068 | 2069 | 2070 | 2071 | 2072 | 2073 | 2074 | 2075
| Operating Year |  | 0 | 1 | 2 | 3 | 4 | 5 | 6 | 7 | 8 | 9 | 10 | 11 | 12 | 13 | 14 | 15 | 16 | 17 | 18 | 19 | 20 | 21 | 22 | 23 | 24 | 25 | 26 | 27 | 28 | 29 | 30 | 31 | 32 | 33 | 34 | 35 | 36 | 37 | 38 | 39 | 40 | 41 | 42 | 43 | 44 | 45 | 46 | 47 | 48 | 49 | 50 | 51 | 52 | 53 | 54 | 55 | 56
| Calendar Year | Capital Invest.
| 2020 | 52580.2657
| Gross plant |  | 2020 1: 52580.2657; 2021 2: 52580.2657; 2022 3: 52580.2657; 2023 4: 52580.2657; 2024 5: 52580.2657; 2025 6: 52580.2657; 2026 7: 52580.2657; 2027 8: 52580.2657; 2028 9: 52580.2657; 2029 10: 52580.2657; 2030 11: 52580.2657; 2031 12: 52580.2657; 2032 13: 52580.2657; 2033 14: 52580.2657; 2034 15: 52580.2657; 2035 16: 52580.2657; 2036 17: 52580.2657; 2037 18: 52580.2657; 2038 19: 52580.2657; 2039 20: 52580.2657; 2040 21: 52580.2657; 2041 22: 52580.2657; 2042 23: 52580.2657; 2043 24: 52580.2657; 2044 25: 52580.2657; 2045 26: 52580.2657; 2046 27: 52580.2657; 2047 28: 52580.2657; 2048 29: 52580.2657; 2049 30: 52580.2657
| Accumulated Deprectiation |  | 2020 1: 1752.6755; 2021 2: 3505.351; 2022 3: 5258.0266; 2023 4: 7010.7021; 2024 5: 8763.3776; 2025 6: 10516.0531; 2026 7: 12268.7287; 2027 8: 14021.4042; 2028 9: 15774.0797; 2029 10: 17526.7552; 2030 11: 19279.4307; 2031 12: 21032.1063; 2032 13: 22784.7818; 2033 14: 24537.4573; 2034 15: 26290.1328; 2035 16: 28042.8084; 2036 17: 29795.4839; 2037 18: 31548.1594; 2038 19: 33300.8349; 2039 20: 35053.5105; 2040 21: 36806.186; 2041 22: 38558.8615; 2042 23: 40311.537; 2043 24: 42064.2125; 2044 25: 43816.8881; 2045 26: 45569.5636; 2046 27: 47322.2391; 2047 28: 49074.9146; 2048 29: 50827.5902; 2049 30: 52580.2657
| Net book value |  | 2020 1: 50827.5902; 2021 2: 49074.9146; 2022 3: 47322.2391; 2023 4: 45569.5636; 2024 5: 43816.8881; 2025 6: 42064.2125; 2026 7: 40311.537; 2027 8: 38558.8615; 2028 9: 36806.186; 2029 10: 35053.5105; 2030 11: 33300.8349; 2031 12: 31548.1594; 2032 13: 29795.4839; 2033 14: 28042.8084; 2034 15: 26290.1328; 2035 16: 24537.4573; 2036 17: 22784.7818; 2037 18: 21032.1063; 2038 19: 19279.4307; 2039 20: 17526.7552; 2040 21: 15774.0797; 2041 22: 14021.4042; 2042 23: 12268.7287; 2043 24: 10516.0531; 2044 25: 8763.3776; 2045 26: 7010.7021; 2046 27: 5258.0266; 2047 28: 3505.351; 2048 29: 1752.6755; 2049 30: 0
| ITC |  | 2020 1: 0; 2021 2: 0; 2022 3: 0; 2023 4: 0; 2024 5: 0; 2025 6: 0; 2026 7: 0; 2027 8: 0; 2028 9: 0; 2029 10: 0; 2030 11: 0; 2031 12: 0; 2032 13: 0; 2033 14: 0; 2034 15: 0; 2035 16: 0; 2036 17: 0; 2037 18: 0; 2038 19: 0; 2039 20: 0; 2040 21: 683.5435; 2041 22: 1367.0869; 2042 23: 2050.6304; 2043 24: 2734.1738; 2044 25: 3417.7173; 2045 26: 4101.2607; 2046 27: 4784.8042; 2047 28: 5468.3476; 2048 29: 6151.8911; 2049 30: 6835.4345
| Accumulated deffered income tax |  | 2020 1: -1601.0691; 2021 2: -4354.9079; 2022 3: -5879.1257; 2023 4: -6665.5708; 2024 5: -7452.016; 2025 6: -7685.1316; 2026 7: -7364.9178; 2027 8: -7044.704; 2028 9: -6724.4902; 2029 10: -6404.2764; 2030 11: -6084.0625; 2031 12: -5763.8487; 2032 13: -5443.6349; 2033 14: -5123.4211; 2034 15: -4803.2073; 2035 16: -4482.9935; 2036 17: -4162.7796; 2037 18: -3842.5658; 2038 19: -3522.352; 2039 20: -3202.1382; 2040 21: -2881.9244; 2041 22: -2561.7105; 2042 23: -2241.4967; 2043 24: -1921.2829; 2044 25: -1601.0691; 2045 26: -1280.8553; 2046 27: -960.6415; 2047 28: -640.4276; 2048 29: -320.2138; 2049 30: -3.8654e-12
| Rate Base |  | 2020 1: 49226.5211; 2021 2: 44720.0067; 2022 3: 41443.1134; 2023 4: 38903.9928; 2024 5: 36364.8721; 2025 6: 34379.0809; 2026 7: 32946.6192; 2027 8: 31514.1575; 2028 9: 30081.6958; 2029 10: 28649.2341; 2030 11: 27216.7724; 2031 12: 25784.3107; 2032 13: 24351.849; 2033 14: 22919.3873; 2034 15: 21486.9256; 2035 16: 20054.4639; 2036 17: 18622.0022; 2037 18: 17189.5405; 2038 19: 15757.0788; 2039 20: 14324.617; 2040 21: 13575.6988; 2041 22: 12826.7805; 2042 23: 12077.8623; 2043 24: 11328.944; 2044 25: 10580.0258; 2045 26: 9831.1075; 2046 27: 9082.1893; 2047 28: 8333.271; 2048 29: 7584.3528; 2049 30: 6835.4345
| Average rate base |  | 2020 1: 50903.3934; 2021 2: 46973.2639; 2022 3: 43081.5601; 2023 4: 40173.5531; 2024 5: 37634.4324; 2025 6: 35371.9765; 2026 7: 33662.8501; 2027 8: 32230.3884; 2028 9: 30797.9266; 2029 10: 29365.4649; 2030 11: 27933.0032; 2031 12: 26500.5415; 2032 13: 25068.0798; 2033 14: 23635.6181; 2034 15: 22203.1564; 2035 16: 20770.6947; 2036 17: 19338.233; 2037 18: 17905.7713; 2038 19: 16473.3096; 2039 20: 15040.8479; 2040 21: 13950.1579; 2041 22: 13201.2397; 2042 23: 12452.3214; 2043 24: 11703.4032; 2044 25: 10954.4849; 2045 26: 10205.5667; 2046 27: 9456.6484; 2047 28: 8707.7302; 2048 29: 7958.8119; 2049 30: 7209.8937
| Pre-tax Return | 0.086076 | 2020 1: 4381.5579; 2021 2: 4043.2683; 2022 3: 3708.2862; 2023 4: 3457.9767; 2024 5: 3239.4195; 2025 6: 3044.6765; 2026 7: 2897.5618; 2027 8: 2774.2613; 2028 9: 2650.9608; 2029 10: 2527.6603; 2030 11: 2404.3598; 2031 12: 2281.0593; 2032 13: 2157.7588; 2033 14: 2034.4583; 2034 15: 1911.1578; 2035 16: 1787.8573; 2036 17: 1664.5568; 2037 18: 1541.2563; 2038 19: 1417.9558; 2039 20: 1294.6553; 2040 21: 1200.7731; 2041 22: 1136.3092; 2042 23: 1071.8454; 2043 24: 1007.3815; 2044 25: 942.9177; 2045 26: 878.4538; 2046 27: 813.99; 2047 28: 749.5261; 2048 29: 685.0623; 2049 30: 620.5984
| Book Depreciation |  | 2020 1: 1752.6755; 2021 2: 1752.6755; 2022 3: 1752.6755; 2023 4: 1752.6755; 2024 5: 1752.6755; 2025 6: 1752.6755; 2026 7: 1752.6755; 2027 8: 1752.6755; 2028 9: 1752.6755; 2029 10: 1752.6755; 2030 11: 1752.6755; 2031 12: 1752.6755; 2032 13: 1752.6755; 2033 14: 1752.6755; 2034 15: 1752.6755; 2035 16: 1752.6755; 2036 17: 1752.6755; 2037 18: 1752.6755; 2038 19: 1752.6755; 2039 20: 1752.6755; 2040 21: 1752.6755; 2041 22: 1752.6755; 2042 23: 1752.6755; 2043 24: 1752.6755; 2044 25: 1752.6755; 2045 26: 1752.6755; 2046 27: 1752.6755; 2047 28: 1752.6755; 2048 29: 1752.6755; 2049 30: 1752.6755
| Insurance |  | 2020 1: 25.1859; 2021 2: 25.1859; 2022 3: 25.1859; 2023 4: 25.1859; 2024 5: 25.1859; 2025 6: 25.1859; 2026 7: 25.1859; 2027 8: 25.1859; 2028 9: 25.1859; 2029 10: 25.1859; 2030 11: 25.1859; 2031 12: 25.1859; 2032 13: 25.1859; 2033 14: 25.1859; 2034 15: 25.1859; 2035 16: 25.1859; 2036 17: 25.1859; 2037 18: 25.1859; 2038 19: 25.1859; 2039 20: 25.1859; 2040 21: 25.1859; 2041 22: 25.1859; 2042 23: 25.1859; 2043 24: 25.1859; 2044 25: 25.1859; 2045 26: 25.1859; 2046 27: 25.1859; 2047 28: 25.1859; 2048 29: 25.1859; 2049 30: 25.1859
| ITC Amort - Grossed for Taxes |  | 2020 1: -865.2449; 2021 2: -865.2449; 2022 3: -865.2449; 2023 4: -865.2449; 2024 5: -865.2449; 2025 6: -865.2449; 2026 7: -865.2449; 2027 8: -865.2449; 2028 9: -865.2449; 2029 10: -865.2449; 2030 11: -865.2449; 2031 12: -865.2449; 2032 13: -865.2449; 2033 14: -865.2449; 2034 15: -865.2449; 2035 16: -865.2449; 2036 17: -865.2449; 2037 18: -865.2449; 2038 19: -865.2449; 2039 20: -865.2449; 2040 21: -865.2449; 2041 22: -865.2449; 2042 23: -865.2449; 2043 24: -865.2449; 2044 25: -865.2449; 2045 26: -865.2449; 2046 27: -865.2449; 2047 28: -865.2449; 2048 29: -865.2449; 2049 30: -865.2449
| Property Taxes |  | 2020 1: 239.0231; 2021 2: 239.0231; 2022 3: 239.0231; 2023 4: 239.0231; 2024 5: 239.0231; 2025 6: 239.0231; 2026 7: 239.0231; 2027 8: 239.0231; 2028 9: 239.0231; 2029 10: 239.0231; 2030 11: 239.0231; 2031 12: 239.0231; 2032 13: 239.0231; 2033 14: 239.0231; 2034 15: 239.0231; 2035 16: 239.0231; 2036 17: 239.0231; 2037 18: 239.0231; 2038 19: 239.0231; 2039 20: 239.0231; 2040 21: 239.0231; 2041 22: 239.0231; 2042 23: 239.0231; 2043 24: 239.0231; 2044 25: 239.0231; 2045 26: 239.0231; 2046 27: 239.0231; 2047 28: 239.0231; 2048 29: 239.0231; 2049 30: 239.0231
| Revenue Requirement |  | 2020 1: 5533.1976; 2021 2: 5194.908; 2022 3: 4859.9259; 2023 4: 4609.6164; 2024 5: 4391.0592; 2025 6: 4196.3162; 2026 7: 4049.2015; 2027 8: 3925.901; 2028 9: 3802.6005; 2029 10: 3679.3; 2030 11: 3555.9995; 2031 12: 3432.699; 2032 13: 3309.3985; 2033 14: 3186.098; 2034 15: 3062.7975; 2035 16: 2939.497; 2036 17: 2816.1965; 2037 18: 2692.896; 2038 19: 2569.5955; 2039 20: 2446.295; 2040 21: 2352.4128; 2041 22: 2287.9489; 2042 23: 2223.4851; 2043 24: 2159.0212; 2044 25: 2094.5574; 2045 26: 2030.0935; 2046 27: 1965.6297; 2047 28: 1901.1658; 2048 29: 1836.702; 2049 30: 1772.2381
| Book Depreciation |  | 2020 1: 1752.6755; 2021 2: 1752.6755; 2022 3: 1752.6755; 2023 4: 1752.6755; 2024 5: 1752.6755; 2025 6: 1752.6755; 2026 7: 1752.6755; 2027 8: 1752.6755; 2028 9: 1752.6755; 2029 10: 1752.6755; 2030 11: 1752.6755; 2031 12: 1752.6755; 2032 13: 1752.6755; 2033 14: 1752.6755; 2034 15: 1752.6755; 2035 16: 1752.6755; 2036 17: 1752.6755; 2037 18: 1752.6755; 2038 19: 1752.6755; 2039 20: 1752.6755; 2040 21: 1752.6755; 2041 22: 1752.6755; 2042 23: 1752.6755; 2043 24: 1752.6755; 2044 25: 1752.6755; 2045 26: 1752.6755; 2046 27: 1752.6755; 2047 28: 1752.6755; 2048 29: 1752.6755; 2049 30: 1752.6755
| Tax Depreciation |  | 2020 1: 10516.0531; 2021 2: 16825.685; 2022 3: 10095.411; 2023 4: 6057.2466; 2024 5: 6057.2466; 2025 6: 3028.6233; 2026 7: 0; 2027 8: 0; 2028 9: 0; 2029 10: 0; 2030 11: 0; 2031 12: 0; 2032 13: 0; 2033 14: 0; 2034 15: 0; 2035 16: 0; 2036 17: 0; 2037 18: 0; 2038 19: 0; 2039 20: 0; 2040 21: 0; 2041 22: 0; 2042 23: 0; 2043 24: 0; 2044 25: 0; 2045 26: 0; 2046 27: 0; 2047 28: 0; 2048 29: 0; 2049 30: 0
| Difference between book and tax |  | 2020 1: -8763.3776; 2021 2: -15073.0095; 2022 3: -8342.7355; 2023 4: -4304.5711; 2024 5: -4304.5711; 2025 6: -1275.9478; 2026 7: 1752.6755; 2027 8: 1752.6755; 2028 9: 1752.6755; 2029 10: 1752.6755; 2030 11: 1752.6755; 2031 12: 1752.6755; 2032 13: 1752.6755; 2033 14: 1752.6755; 2034 15: 1752.6755; 2035 16: 1752.6755; 2036 17: 1752.6755; 2037 18: 1752.6755; 2038 19: 1752.6755; 2039 20: 1752.6755; 2040 21: 1752.6755; 2041 22: 1752.6755; 2042 23: 1752.6755; 2043 24: 1752.6755; 2044 25: 1752.6755; 2045 26: 1752.6755; 2046 27: 1752.6755; 2047 28: 1752.6755; 2048 29: 1752.6755; 2049 30: 1752.6755
| Tax rate |  | 2020 1: -1840.3093; 2021 2: -3165.332; 2022 3: -1751.9745; 2023 4: -903.9599; 2024 5: -903.9599; 2025 6: -267.949; 2026 7: 368.0619; 2027 8: 368.0619; 2028 9: 368.0619; 2029 10: 368.0619; 2030 11: 368.0619; 2031 12: 368.0619; 2032 13: 368.0619; 2033 14: 368.0619; 2034 15: 368.0619; 2035 16: 368.0619; 2036 17: 368.0619; 2037 18: 368.0619; 2038 19: 368.0619; 2039 20: 368.0619; 2040 21: 368.0619; 2041 22: 368.0619; 2042 23: 368.0619; 2043 24: 368.0619; 2044 25: 368.0619; 2045 26: 368.0619; 2046 27: 368.0619; 2047 28: 368.0619; 2048 29: 368.0619; 2049 30: 368.0619
Depreciation Tables
|  | 5 | 2020 1: 20%; 2021 2: 32%; 2022 3: 19.2%; 2023 4: 11.52%; 2024 5: 11.52%; 2025 6: 5.76%; 2026 7: 0%; 2027 8: 0%; 2028 9: 0%; 2029 10: 0%; 2030 11: 0%; 2031 12: 0%; 2032 13: 0%; 2033 14: 0%; 2034 15: 0%; 2035 16: 0%; 2036 17: 0%; 2037 18: 0%; 2038 19: 0%; 2039 20: 0%; 2040 21: 0%
|  | 5 | 0: 1; 2020 1: 20%; 2021 2: 32%; 2022 3: 19.2%; 2023 4: 11.52%; 2024 5: 11.52%; 2025 6: 5.76%
|  | 10 | 0: 0; 2020 1: 10%; 2021 2: 18%; 2022 3: 14.4%; 2023 4: 11.52%; 2024 5: 9.22%; 2025 6: 7.37%; 2026 7: 6.55%; 2027 8: 6.55%; 2028 9: 6.56%; 2029 10: 6.55%; 2030 11: 3.28%
|  | 15 | 0: 0; 2020 1: 5%; 2021 2: 9.5%; 2022 3: 8.55%; 2023 4: 7.7%; 2024 5: 6.93%; 2025 6: 6.23%; 2026 7: 5.9%; 2027 8: 5.9%; 2028 9: 5.91%; 2029 10: 5.9%; 2030 11: 5.91%; 2031 12: 5.9%; 2032 13: 5.91%; 2033 14: 5.9%; 2034 15: 5.91%; 2035 16: 2.95%
|  | 20 | 0: 0; 2020 1: 3.75%; 2021 2: 7.219%; 2022 3: 6.677%; 2023 4: 6.177%; 2024 5: 5.713%; 2025 6: 5.285%; 2026 7: 4.888%; 2027 8: 4.522%; 2028 9: 4.462%; 2029 10: 4.461%; 2030 11: 4.462%; 2031 12: 4.461%; 2032 13: 4.462%; 2033 14: 4.461%; 2034 15: 4.462%; 2035 16: 4.461%; 2036 17: 4.462%; 2037 18: 4.461%; 2038 19: 4.462%; 2039 20: 4.461%; 2040 21: 2.231%
Revenue Requirement by vintage year
2012 $000
|  |  |  | 2020 | 2021 | 2022 | 2023 | 2024 | 2025 | 2026 | 2027 | 2028 | 2029 | 2030 | 2031 | 2032 | 2033 | 2034 | 2035 | 2036 | 2037 | 2038 | 2039 | 2040 | 2041 | 2042 | 2043 | 2044 | 2045 | 2046 | 2047 | 2048 | 2049 | 2050 | 2051 | 2052 | 2053 | 2054 | 2055 | 2056 | 2057 | 2058 | 2059 | 2060 | 2061 | 2062 | 2063 | 2064 | 2065 | 2066 | 2067 | 2068 | 2069 | 2070 | 2071 | 2072 | 2073 | 2074 | 2075
|  | 2020 | 0% | 5533.1976 | 5194.908 | 4859.9259 | 4609.6164 | 4391.0592 | 4196.3162 | 4049.2015 | 3925.901 | 3802.6005 | 3679.3 | 3555.9995 | 3432.699 | 3309.3985 | 3186.098 | 3062.7975 | 2939.497 | 2816.1965 | 2692.896 | 2569.5955 | 2446.295 | 2352.4128 | 2287.9489 | 2223.4851 | 2159.0212 | 2094.5574 | 2030.0935 | 1965.6297 | 1901.1658 | 1836.702 | 1772.2381 | 0 | 0 | 0 | 0 | 0 | 0 | 0 | 0 | 0 | 0 | 0 | 0 | 0 | 0 | 0 | 0 | 0 | 0 | 0 | 0 | 0 | 0 | 0 | 0 | 0 | 0
|  | 2021 | -3.864% |  | 5319.4159 | 4994.1965 | 4672.1568 | 4431.5184 | 4221.4054 | 4034.1865 | 3892.7557 | 3774.2191 | 3655.6825 | 3537.1458 | 3418.6092 | 3300.0725 | 3181.5359 | 3062.9993 | 2944.4626 | 2825.926 | 2707.3893 | 2588.8527 | 2470.3161 | 2351.7794 | 2261.5245 | 2199.5513 | 2137.5781 | 2075.6049 | 2013.6317 | 1951.6584 | 1889.6852 | 1827.712 | 1765.7388 | 1703.7656 | 0 | 0 | 0 | 0 | 0 | 0 | 0 | 0 | 0 | 0 | 0 | 0 | 0 | 0 | 0 | 0 | 0 | 0 | 0 | 0 | 0 | 0 | 0 | 0 | 0
|  | 2022 | -3.29% |  |  | 5144.4017 | 4829.8824 | 4518.4381 | 4285.7169 | 4082.5168 | 3901.4576 | 3764.6801 | 3650.0434 | 3535.4068 | 3420.7701 | 3306.1335 | 3191.4968 | 3076.8601 | 2962.2235 | 2847.5868 | 2732.9501 | 2618.3135 | 2503.6768 | 2389.0402 | 2274.4035 | 2187.118 | 2127.1838 | 2067.2496 | 2007.3154 | 1947.3811 | 1887.4469 | 1827.5127 | 1767.5784 | 1707.6442 | 1647.71 | 0 | 0 | 0 | 0 | 0 | 0 | 0 | 0 | 0 | 0 | 0 | 0 | 0 | 0 | 0 | 0 | 0 | 0 | 0 | 0 | 0 | 0 | 0 | 0
|  | 2023 | -3.402% |  |  |  | 4969.3875 | 4665.5682 | 4364.7194 | 4139.9155 | 3943.6283 | 3768.7288 | 3636.6045 | 3525.8678 | 3415.1311 | 3304.3944 | 3193.6577 | 3082.9211 | 2972.1844 | 2861.4477 | 2750.711 | 2639.9743 | 2529.2376 | 2418.5009 | 2307.7642 | 2197.0276 | 2112.7116 | 2054.8163 | 1996.9211 | 1939.0258 | 1881.1306 | 1823.2354 | 1765.3401 | 1707.4449 | 1649.5496 | 1591.6544 | 0 | 0 | 0 | 0 | 0 | 0 | 0 | 0 | 0 | 0 | 0 | 0 | 0 | 0 | 0 | 0 | 0 | 0 | 0 | 0 | 0 | 0 | 0
|  | 2024 | -3.522% |  |  |  |  | 4794.3733 | 4501.2541 | 4211.0007 | 3994.114 | 3804.7398 | 3636 | 3508.5289 | 3401.6922 | 3294.8555 | 3188.0187 | 3081.182 | 2974.3453 | 2867.5086 | 2760.6719 | 2653.8352 | 2546.9985 | 2440.1618 | 2333.3251 | 2226.4883 | 2119.6516 | 2038.3051 | 1982.4489 | 1926.5926 | 1870.7363 | 1814.8801 | 1759.0238 | 1703.1675 | 1647.3113 | 1591.455 | 1535.5987 | 0 | 0 | 0 | 0 | 0 | 0 | 0 | 0 | 0 | 0 | 0 | 0 | 0 | 0 | 0 | 0 | 0 | 0 | 0 | 0 | 0 | 0
|  | 2025 | -3.65% | [5 empty] | 4619.3592 | 4336.9399 | 4057.282 | 3848.3125 | 3665.8513 | 3503.2711 | 3380.4533 | 3277.5165 | 3174.5798 | 3071.6431 | 2968.7063 | 2865.7696 | 2762.8328 | 2659.8961 | 2556.9594 | 2454.0226 | 2351.0859 | 2248.1492 | 2145.2124 | 2042.2757 | 1963.8987 | 1910.0814 | 1856.2641 | 1802.4468 | 1748.6295 | 1694.8123 | 1640.995 | 1587.1777 | 1533.3604 | 1479.5431 | 0 | 0 | 0 | 0 | 0 | 0 | 0 | 0 | 0 | 0 | 0 | 0 | 0 | 0 | 0 | 0 | 0 | 0 | 0 | 0 | 0
|  | 2026 | -2.589% | [6 empty] | 4499.7842 | 4224.6756 | 3952.2567 | 3748.6966 | 3570.9584 | 3412.5868 | 3292.9481 | 3192.676 | 3092.4038 | 2992.1317 | 2891.8595 | 2791.5874 | 2691.3152 | 2591.043 | 2490.7709 | 2390.4987 | 2290.2266 | 2189.9544 | 2089.6823 | 1989.4101 | 1913.0619 | 1860.6378 | 1808.2136 | 1755.7894 | 1703.3652 | 1650.941 | 1598.5168 | 1546.0926 | 1493.6684 | 1441.2442 | 0 | 0 | 0 | 0 | 0 | 0 | 0 | 0 | 0 | 0 | 0 | 0 | 0 | 0 | 0 | 0 | 0 | 0 | 0 | 0
|  | 2027 | -2.657% | [7 empty] | 4380.2092 | 4112.4112 | 3847.2315 | 3649.0806 | 3476.0656 | 3321.9024 | 3205.443 | 3107.8354 | 3010.2278 | 2912.6203 | 2815.0127 | 2717.4051 | 2619.7975 | 2522.19 | 2424.5824 | 2326.9748 | 2229.3673 | 2131.7597 | 2034.1521 | 1936.5445 | 1862.2252 | 1811.1941 | 1760.163 | 1709.1319 | 1658.1008 | 1607.0697 | 1556.0386 | 1505.0075 | 1453.9764 | 1402.9453 | 0 | 0 | 0 | 0 | 0 | 0 | 0 | 0 | 0 | 0 | 0 | 0 | 0 | 0 | 0 | 0 | 0 | 0 | 0
|  | 2028 | -2.73% | [8 empty] | 4260.6342 | 4000.1468 | 3742.2062 | 3549.4646 | 3381.1727 | 3231.2181 | 3117.9378 | 3022.9949 | 2928.0519 | 2833.1089 | 2738.1659 | 2643.2229 | 2548.2799 | 2453.3369 | 2358.3939 | 2263.4509 | 2168.5079 | 2073.5649 | 1978.622 | 1883.679 | 1811.3885 | 1761.7505 | 1712.1125 | 1662.4745 | 1612.8365 | 1563.1984 | 1513.5604 | 1463.9224 | 1414.2844 | 1364.6464 | 0 | 0 | 0 | 0 | 0 | 0 | 0 | 0 | 0 | 0 | 0 | 0 | 0 | 0 | 0 | 0 | 0 | 0
|  | 2029 | -2.807% | [9 empty] | 4141.0592 | 3887.8824 | 3637.1809 | 3449.8487 | 3286.2799 | 3140.5337 | 3030.4327 | 2938.1543 | 2845.8759 | 2753.5975 | 2661.3191 | 2569.0407 | 2476.7623 | 2384.4838 | 2292.2054 | 2199.927 | 2107.6486 | 2015.3702 | 1923.0918 | 1830.8134 | 1760.5517 | 1712.3068 | 1664.0619 | 1615.817 | 1567.5721 | 1519.3272 | 1471.0823 | 1422.8374 | 1374.5925 | 1326.3475 | 0 | 0 | 0 | 0 | 0 | 0 | 0 | 0 | 0 | 0 | 0 | 0 | 0 | 0 | 0 | 0 | 0
|  | 2030 | -2.888% | [10 empty] | 4021.4842 | 3775.618 | 3532.1556 | 3350.2327 | 3191.3871 | 3049.8494 | 2942.9276 | 2853.3137 | 2763.6999 | 2674.0861 | 2584.4723 | 2494.8584 | 2405.2446 | 2315.6308 | 2226.0169 | 2136.4031 | 2046.7893 | 1957.1755 | 1867.5616 | 1777.9478 | 1709.715 | 1662.8632 | 1616.0114 | 1569.1595 | 1522.3077 | 1475.4559 | 1428.6041 | 1381.7523 | 1334.9005 | 1288.0486 | 0 | 0 | 0 | 0 | 0 | 0 | 0 | 0 | 0 | 0 | 0 | 0 | 0 | 0 | 0 | 0
|  | 2031 | -1.158% | [11 empty] | 3974.9067 | 3731.8882 | 3491.2456 | 3311.4298 | 3154.4239 | 3014.5255 | 2908.8421 | 2820.2662 | 2731.6903 | 2643.1144 | 2554.5385 | 2465.9626 | 2377.3867 | 2288.8108 | 2200.2348 | 2111.6589 | 2023.083 | 1934.5071 | 1845.9312 | 1757.3553 | 1689.9128 | 1643.6036 | 1597.2944 | 1550.9853 | 1504.6761 | 1458.3669 | 1412.0578 | 1365.7486 | 1319.4394 | 1273.1303 | 0 | 0 | 0 | 0 | 0 | 0 | 0 | 0 | 0 | 0 | 0 | 0 | 0 | 0 | 0
|  | 2032 | -1.172% | [12 empty] | 3928.3292 | 3688.1583 | 3450.3356 | 3272.6268 | 3117.4607 | 2979.2016 | 2874.7566 | 2787.2186 | 2699.6807 | 2612.1427 | 2524.6047 | 2437.0667 | 2349.5287 | 2261.9907 | 2174.4527 | 2086.9148 | 1999.3768 | 1911.8388 | 1824.3008 | 1736.7628 | 1670.1106 | 1624.3441 | 1578.5775 | 1532.811 | 1487.0445 | 1441.278 | 1395.5114 | 1349.7449 | 1303.9784 | 1258.2119 | 0 | 0 | 0 | 0 | 0 | 0 | 0 | 0 | 0 | 0 | 0 | 0 | 0 | 0
|  | 2033 | -1.186% | [13 empty] | 3881.7517 | 3644.4285 | 3409.4256 | 3233.8239 | 3080.4975 | 2943.8778 | 2840.6711 | 2754.1711 | 2667.671 | 2581.171 | 2494.6709 | 2408.1708 | 2321.6708 | 2235.1707 | 2148.6707 | 2062.1706 | 1975.6705 | 1889.1705 | 1802.6704 | 1716.1703 | 1650.3084 | 1605.0845 | 1559.8606 | 1514.6367 | 1469.4129 | 1424.189 | 1378.9651 | 1333.7412 | 1288.5173 | 1243.2935 | 0 | 0 | 0 | 0 | 0 | 0 | 0 | 0 | 0 | 0 | 0 | 0 | 0
|  | 2034 | -1.2% | [14 empty] | 3835.1742 | 3600.6986 | 3368.5156 | 3195.0209 | 3043.5344 | 2908.5539 | 2806.5857 | 2721.1235 | 2635.6614 | 2550.1992 | 2464.7371 | 2379.275 | 2293.8128 | 2208.3507 | 2122.8886 | 2037.4264 | 1951.9643 | 1866.5021 | 1781.04 | 1695.5779 | 1630.5062 | 1585.8249 | 1541.1437 | 1496.4625 | 1451.7812 | 1407.1 | 1362.4188 | 1317.7375 | 1273.0563 | 1228.3751 | 0 | 0 | 0 | 0 | 0 | 0 | 0 | 0 | 0 | 0 | 0 | 0
|  | 2035 | -1.214% | [15 empty] | 3788.5967 | 3556.9688 | 3327.6056 | 3156.218 | 3006.5712 | 2873.23 | 2772.5002 | 2688.076 | 2603.6518 | 2519.2275 | 2434.8033 | 2350.3791 | 2265.9549 | 2181.5307 | 2097.1065 | 2012.6822 | 1928.258 | 1843.8338 | 1759.4096 | 1674.9854 | 1610.704 | 1566.5654 | 1522.4268 | 1478.2882 | 1434.1496 | 1390.011 | 1345.8724 | 1301.7339 | 1257.5953 | 1213.4567 | 0 | 0 | 0 | 0 | 0 | 0 | 0 | 0 | 0 | 0 | 0
|  | 2036 | -1.229% | [16 empty] | 3742.0192 | 3513.239 | 3286.6956 | 3117.415 | 2969.608 | 2837.9062 | 2738.4147 | 2655.0284 | 2571.6421 | 2488.2558 | 2404.8695 | 2321.4832 | 2238.0969 | 2154.7107 | 2071.3244 | 1987.9381 | 1904.5518 | 1821.1655 | 1737.7792 | 1654.3929 | 1590.9018 | 1547.3058 | 1503.7099 | 1460.1139 | 1416.518 | 1372.9221 | 1329.3261 | 1285.7302 | 1242.1342 | 1198.5383 | 0 | 0 | 0 | 0 | 0 | 0 | 0 | 0 | 0 | 0
|  | 2037 | -1.245% | [17 empty] | 3695.4417 | 3469.5091 | 3245.7856 | 3078.6121 | 2932.6448 | 2802.5823 | 2704.3292 | 2621.9809 | 2539.6325 | 2457.2841 | 2374.9357 | 2292.5874 | 2210.239 | 2127.8906 | 2045.5423 | 1963.1939 | 1880.8455 | 1798.4971 | 1716.1488 | 1633.8004 | 1571.0996 | 1528.0463 | 1484.993 | 1441.9397 | 1398.8864 | 1355.8331 | 1312.7798 | 1269.7265 | 1226.6732 | 1183.6199 | 0 | 0 | 0 | 0 | 0 | 0 | 0 | 0 | 0
|  | 2038 | -1.26% | [18 empty] | 3648.8642 | 3425.7793 | 3204.8755 | 3039.8091 | 2895.6817 | 2767.2585 | 2670.2438 | 2588.9333 | 2507.6229 | 2426.3124 | 2345.002 | 2263.6915 | 2182.3811 | 2101.0706 | 2019.7602 | 1938.4497 | 1857.1393 | 1775.8288 | 1694.5184 | 1613.2079 | 1551.2974 | 1508.7867 | 1466.2761 | 1423.7654 | 1381.2548 | 1338.7441 | 1296.2335 | 1253.7228 | 1211.2122 | 1168.7015 | 0 | 0 | 0 | 0 | 0 | 0 | 0 | 0
|  | 2039 | -1.276% | [19 empty] | 3602.2867 | 3382.0495 | 3163.9655 | 3001.0061 | 2858.7185 | 2731.9346 | 2636.1583 | 2555.8858 | 2475.6132 | 2395.3407 | 2315.0682 | 2234.7956 | 2154.5231 | 2074.2506 | 1993.9781 | 1913.7055 | 1833.433 | 1753.1605 | 1672.888 | 1592.6154 | 1531.4952 | 1489.5272 | 1447.5591 | 1405.5911 | 1363.6231 | 1321.6551 | 1279.6871 | 1237.7191 | 1195.7511 | 1153.7831 | 0 | 0 | 0 | 0 | 0 | 0 | 0
Revenue Requirement by vintage year
2012 $/MW-wk
| Aurora Input |  | Levelized Cost | 2020 | 2021 | 2022 | 2023 | 2024 | 2025 | 2026 | 2027 | 2028 | 2029 | 2030 | 2031 | 2032 | 2033 | 2034 | 2035 | 2036 | 2037 | 2038 | 2039 | 2040 | 2041 | 2042 | 2043 | 2044 | 2045 | 2046 | 2047 | 2048 | 2049 | 2050 | 2051 | 2052 | 2053 | 2054 | 2055 | 2056 | 2057 | 2058 | 2059 | 2060 | 2061 | 2062 | 2063 | 2064 | 2065 | 2066 | 2067 | 2068 | 2069 | 2070 | 2071 | 2072 | 2073 | 2074 | 2075
|  | 2020 | 2723.6177 | 4256.3059 | 3996.0831 | 3738.4045 | 3545.8588 | 3377.7378 | 3227.9355 | 3114.7704 | 3019.9238 | 2925.0773 | 2830.2307 | 2735.3842 | 2640.5377 | 2545.6911 | 2450.8446 | 2355.9981 | 2261.1515 | 2166.305 | 2071.4584 | 1976.6119 | 1881.7654 | 1809.5483 | 1759.9607 | 1710.3731 | 1660.7856 | 1611.198 | 1561.6104 | 1512.0228 | 1462.4353 | 1412.8477 | 1363.2601 | 0 | 0 | 0 | 0 | 0 | 0 | 0 | 0 | 0 | 0 | 0 | 0 | 0 | 0 | 0 | 0 | 0 | 0 | 0 | 0 | 0 | 0 | 0 | 0 | 0 | 0
|  | 2021 | 2618.3875 |  | 4091.8584 | 3841.6896 | 3593.9668 | 3408.8603 | 3247.2349 | 3103.2204 | 2994.4275 | 2903.2455 | 2812.0634 | 2720.8814 | 2629.6994 | 2538.5173 | 2447.3353 | 2356.1533 | 2264.9712 | 2173.7892 | 2082.6072 | 1991.4252 | 1900.2431 | 1809.0611 | 1739.6342 | 1691.9625 | 1644.2908 | 1596.6191 | 1548.9474 | 1501.2757 | 1453.604 | 1405.9323 | 1358.2606 | 1310.5889 | 0 | 0 | 0 | 0 | 0 | 0 | 0 | 0 | 0 | 0 | 0 | 0 | 0 | 0 | 0 | 0 | 0 | 0 | 0 | 0 | 0 | 0 | 0 | 0 | 0
|  | 2022 | 2532.2399 |  |  | 3957.2321 | 3715.2941 | 3475.7216 | 3296.7053 | 3140.3976 | 3001.1213 | 2895.9078 | 2807.7257 | 2719.5437 | 2631.3616 | 2543.1796 | 2454.9975 | 2366.8155 | 2278.6334 | 2190.4514 | 2102.2693 | 2014.0873 | 1925.9052 | 1837.7232 | 1749.5411 | 1682.3985 | 1636.2952 | 1590.192 | 1544.0887 | 1497.9855 | 1451.8822 | 1405.779 | 1359.6757 | 1313.5725 | 1267.4692 | 0 | 0 | 0 | 0 | 0 | 0 | 0 | 0 | 0 | 0 | 0 | 0 | 0 | 0 | 0 | 0 | 0 | 0 | 0 | 0 | 0 | 0 | 0 | 0
|  | 2023 | 2446.0923 |  |  |  | 3822.6058 | 3588.8986 | 3357.4765 | 3184.5504 | 3033.5602 | 2899.0221 | 2797.3881 | 2712.206 | 2627.0239 | 2541.8419 | 2456.6598 | 2371.4777 | 2286.2957 | 2201.1136 | 2115.9315 | 2030.7495 | 1945.5674 | 1860.3853 | 1775.2033 | 1690.0212 | 1625.1628 | 1580.628 | 1536.0932 | 1491.5583 | 1447.0235 | 1402.4887 | 1357.9539 | 1313.4191 | 1268.8843 | 1224.3495 | 0 | 0 | 0 | 0 | 0 | 0 | 0 | 0 | 0 | 0 | 0 | 0 | 0 | 0 | 0 | 0 | 0 | 0 | 0 | 0 | 0 | 0 | 0
|  | 2024 | 2359.9447 |  |  |  |  | 3687.9795 | 3462.5031 | 3239.2313 | 3072.3954 | 2926.7229 | 2796.923 | 2698.8684 | 2616.6863 | 2534.5042 | 2452.3221 | 2370.14 | 2287.9579 | 2205.7759 | 2123.5938 | 2041.4117 | 1959.2296 | 1877.0475 | 1794.8654 | 1712.6833 | 1630.5013 | 1567.927 | 1524.9607 | 1481.9943 | 1439.028 | 1396.0616 | 1353.0952 | 1310.1289 | 1267.1625 | 1224.1962 | 1181.2298 | 0 | 0 | 0 | 0 | 0 | 0 | 0 | 0 | 0 | 0 | 0 | 0 | 0 | 0 | 0 | 0 | 0 | 0 | 0 | 0 | 0 | 0
|  | 2025 | 2273.7971 | [5 empty] | 3553.3532 | 3336.1076 | 3120.9862 | 2960.2404 | 2819.8856 | 2694.8239 | 2600.3487 | 2521.1666 | 2441.9845 | 2362.8023 | 2283.6202 | 2204.4381 | 2125.256 | 2046.0739 | 1966.8918 | 1887.7097 | 1808.5276 | 1729.3455 | 1650.1634 | 1570.9813 | 1510.6913 | 1469.2934 | 1427.8955 | 1386.4976 | 1345.0997 | 1303.7017 | 1262.3038 | 1220.9059 | 1179.508 | 1138.1101 | 0 | 0 | 0 | 0 | 0 | 0 | 0 | 0 | 0 | 0 | 0 | 0 | 0 | 0 | 0 | 0 | 0 | 0 | 0 | 0 | 0
|  | 2026 | 2214.9384 | [6 empty] | 3461.3724 | 3249.7504 | 3040.1975 | 2883.6128 | 2746.8911 | 2625.0667 | 2533.037 | 2455.9046 | 2378.7722 | 2301.6397 | 2224.5073 | 2147.3749 | 2070.2425 | 1993.11 | 1915.9776 | 1838.8452 | 1761.7128 | 1684.5803 | 1607.4479 | 1530.3155 | 1471.5861 | 1431.2598 | 1390.9335 | 1350.6072 | 1310.2809 | 1269.9546 | 1229.6283 | 1189.302 | 1148.9757 | 1108.6494 | 0 | 0 | 0 | 0 | 0 | 0 | 0 | 0 | 0 | 0 | 0 | 0 | 0 | 0 | 0 | 0 | 0 | 0 | 0 | 0
|  | 2027 | 2156.0798 | [7 empty] | 3369.3917 | 3163.3932 | 2959.4088 | 2806.9851 | 2673.8966 | 2555.3096 | 2465.7254 | 2390.6426 | 2315.5599 | 2240.4771 | 2165.3944 | 2090.3116 | 2015.2289 | 1940.1461 | 1865.0634 | 1789.9806 | 1714.8979 | 1639.8151 | 1564.7324 | 1489.6496 | 1432.4809 | 1393.2262 | 1353.9715 | 1314.7169 | 1275.4622 | 1236.2075 | 1196.9528 | 1157.6981 | 1118.4434 | 1079.1887 | 0 | 0 | 0 | 0 | 0 | 0 | 0 | 0 | 0 | 0 | 0 | 0 | 0 | 0 | 0 | 0 | 0 | 0 | 0
|  | 2028 | 2097.2211 | [8 empty] | 3277.4109 | 3077.036 | 2878.6201 | 2730.3574 | 2600.9021 | 2485.5524 | 2398.4137 | 2325.3807 | 2252.3476 | 2179.3145 | 2106.2814 | 2033.2484 | 1960.2153 | 1887.1822 | 1814.1492 | 1741.1161 | 1668.083 | 1595.05 | 1522.0169 | 1448.9838 | 1393.3757 | 1355.1927 | 1317.0096 | 1278.8265 | 1240.6434 | 1202.4603 | 1164.2773 | 1126.0942 | 1087.9111 | 1049.728 | 0 | 0 | 0 | 0 | 0 | 0 | 0 | 0 | 0 | 0 | 0 | 0 | 0 | 0 | 0 | 0 | 0 | 0
|  | 2029 | 2038.3625 | [9 empty] | 3185.4302 | 2990.6788 | 2797.8315 | 2653.7298 | 2527.9076 | 2415.7952 | 2331.1021 | 2260.1187 | 2189.1353 | 2118.1519 | 2047.1685 | 1976.1851 | 1905.2017 | 1834.2183 | 1763.2349 | 1692.2516 | 1621.2682 | 1550.2848 | 1479.3014 | 1408.318 | 1354.2706 | 1317.1591 | 1280.0476 | 1242.9362 | 1205.8247 | 1168.7132 | 1131.6017 | 1094.4903 | 1057.3788 | 1020.2673 | 0 | 0 | 0 | 0 | 0 | 0 | 0 | 0 | 0 | 0 | 0 | 0 | 0 | 0 | 0 | 0 | 0
|  | 2030 | 1979.5038 | [10 empty] | 3093.4494 | 2904.3215 | 2717.0428 | 2577.1021 | 2454.9131 | 2346.038 | 2263.7904 | 2194.8567 | 2125.923 | 2056.9893 | 1988.0556 | 1919.1219 | 1850.1882 | 1781.2544 | 1712.3207 | 1643.387 | 1574.4533 | 1505.5196 | 1436.5859 | 1367.6522 | 1315.1654 | 1279.1255 | 1243.0857 | 1207.0458 | 1171.0059 | 1134.9661 | 1098.9262 | 1062.8864 | 1026.8465 | 990.8067 | 0 | 0 | 0 | 0 | 0 | 0 | 0 | 0 | 0 | 0 | 0 | 0 | 0 | 0 | 0 | 0
|  | 2031 | 1956.5769 | [11 empty] | 3057.6205 | 2870.6832 | 2685.5736 | 2547.2537 | 2426.4799 | 2318.8658 | 2237.5708 | 2169.4355 | 2101.3002 | 2033.1649 | 1965.0296 | 1896.8943 | 1828.759 | 1760.6237 | 1692.4883 | 1624.353 | 1556.2177 | 1488.0824 | 1419.9471 | 1351.8118 | 1299.9329 | 1264.3105 | 1228.688 | 1193.0656 | 1157.4432 | 1121.8207 | 1086.1983 | 1050.5758 | 1014.9534 | 979.331 | 0 | 0 | 0 | 0 | 0 | 0 | 0 | 0 | 0 | 0 | 0 | 0 | 0 | 0 | 0
|  | 2032 | 1933.6499 | [12 empty] | 3021.7917 | 2837.0449 | 2654.1043 | 2517.4052 | 2398.0467 | 2291.6936 | 2211.3512 | 2144.0143 | 2076.6774 | 2009.3405 | 1942.0036 | 1874.6667 | 1807.3298 | 1739.9929 | 1672.656 | 1605.3191 | 1537.9821 | 1470.6452 | 1403.3083 | 1335.9714 | 1284.7004 | 1249.4954 | 1214.2904 | 1179.0854 | 1143.8804 | 1108.6754 | 1073.4703 | 1038.2653 | 1003.0603 | 967.8553 | 0 | 0 | 0 | 0 | 0 | 0 | 0 | 0 | 0 | 0 | 0 | 0 | 0 | 0
|  | 2033 | 1910.723 | [13 empty] | 2985.9629 | 2803.4065 | 2622.6351 | 2487.5568 | 2369.6135 | 2264.5214 | 2185.1316 | 2118.5931 | 2052.0546 | 1985.5161 | 1918.9776 | 1852.4391 | 1785.9006 | 1719.3621 | 1652.8236 | 1586.2851 | 1519.7466 | 1453.2081 | 1386.6695 | 1320.131 | 1269.468 | 1234.6804 | 1199.8928 | 1165.1052 | 1130.3176 | 1095.53 | 1060.7424 | 1025.9548 | 991.1672 | 956.3796 | 0 | 0 | 0 | 0 | 0 | 0 | 0 | 0 | 0 | 0 | 0 | 0 | 0
|  | 2034 | 1887.796 | [14 empty] | 2950.134 | 2769.7682 | 2591.1658 | 2457.7084 | 2341.1803 | 2237.3492 | 2158.9121 | 2093.1719 | 2027.4318 | 1961.6917 | 1895.9516 | 1830.2115 | 1764.4714 | 1698.7313 | 1632.9912 | 1567.2511 | 1501.511 | 1435.7709 | 1370.0308 | 1304.2907 | 1254.2355 | 1219.8653 | 1185.4952 | 1151.125 | 1116.7548 | 1082.3846 | 1048.0144 | 1013.6443 | 979.2741 | 944.9039 | 0 | 0 | 0 | 0 | 0 | 0 | 0 | 0 | 0 | 0 | 0 | 0
|  | 2035 | 1864.8691 | [15 empty] | 2914.3052 | 2736.1299 | 2559.6966 | 2427.86 | 2312.7471 | 2210.177 | 2132.6925 | 2067.7507 | 2002.809 | 1937.8673 | 1872.9256 | 1807.9839 | 1743.0422 | 1678.1005 | 1613.1588 | 1548.2171 | 1483.2754 | 1418.3337 | 1353.392 | 1288.4503 | 1239.0031 | 1205.0503 | 1171.0975 | 1137.1448 | 1103.192 | 1069.2393 | 1035.2865 | 1001.3337 | 967.381 | 933.4282 | 0 | 0 | 0 | 0 | 0 | 0 | 0 | 0 | 0 | 0 | 0
|  | 2036 | 1841.9422 | [16 empty] | 2878.4763 | 2702.4915 | 2528.2274 | 2398.0115 | 2284.3139 | 2183.0048 | 2106.4729 | 2042.3296 | 1978.1863 | 1914.0429 | 1849.8996 | 1785.7563 | 1721.613 | 1657.4697 | 1593.3264 | 1529.1831 | 1465.0398 | 1400.8965 | 1336.7532 | 1272.6099 | 1223.7706 | 1190.2353 | 1156.6999 | 1123.1646 | 1089.6292 | 1056.0939 | 1022.5585 | 989.0232 | 955.4879 | 921.9525 | 0 | 0 | 0 | 0 | 0 | 0 | 0 | 0 | 0 | 0
|  | 2037 | 1819.0152 | [17 empty] | 2842.6475 | 2668.8532 | 2496.7581 | 2368.1631 | 2255.8806 | 2155.8326 | 2080.2533 | 2016.9084 | 1953.5635 | 1890.2186 | 1826.8737 | 1763.5288 | 1700.1839 | 1636.8389 | 1573.494 | 1510.1491 | 1446.8042 | 1383.4593 | 1320.1144 | 1256.7695 | 1208.5381 | 1175.4202 | 1142.3023 | 1109.1844 | 1076.0664 | 1042.9485 | 1009.8306 | 976.7127 | 943.5948 | 910.4768 | 0 | 0 | 0 | 0 | 0 | 0 | 0 | 0 | 0
|  | 2038 | 1796.0883 | [18 empty] | 2806.8186 | 2635.2149 | 2465.2889 | 2338.3147 | 2227.4474 | 2128.6604 | 2054.0337 | 1991.4872 | 1928.9407 | 1866.3942 | 1803.8477 | 1741.3012 | 1678.7547 | 1616.2082 | 1553.6617 | 1491.1152 | 1428.5687 | 1366.0222 | 1303.4757 | 1240.9292 | 1193.3057 | 1160.6052 | 1127.9047 | 1095.2042 | 1062.5037 | 1029.8032 | 997.1027 | 964.4022 | 931.7017 | 899.0012 | 0 | 0 | 0 | 0 | 0 | 0 | 0 | 0
|  | 2039 | 1773.1613 | [19 empty] | 2770.9898 | 2601.5765 | 2433.8196 | 2308.4663 | 2199.0142 | 2101.4882 | 2027.8141 | 1966.066 | 1904.3179 | 1842.5698 | 1780.8217 | 1719.0736 | 1657.3255 | 1595.5774 | 1533.8293 | 1472.0812 | 1410.3331 | 1348.585 | 1286.8369 | 1225.0888 | 1178.0732 | 1145.7901 | 1113.507 | 1081.224 | 1048.9409 | 1016.6578 | 984.3747 | 952.0916 | 919.8085 | 887.5255 | 0 | 0 | 0 | 0 | 0 | 0 | 0
|  | Annual Change (%) |  | 0% | -3.864% | -3.29% | -3.402% | -3.522% | -3.65% | -2.589% | -2.657% | -2.73% | -2.807% | -2.888% | -1.158% | -1.172% | -1.186% | -1.2% | -1.214% | -1.229% | -1.245% | -1.26% | -1.276% | -1.293% | -1.202% | -1.216% | -1.231% | -1.247% | -1.262% | -1.278% | -1.295% | -1.312% | -1.329% | -1.347% | 0% | 0% | 0% | 0% | 0% | 0% | 0% | 0% | 0% | 0% | 0% | 0% | 0% | 0% | 0% | 0% | 0% | 0% | 0% | 0% | 0% | 0% | 0% | 0% | 0%
|  | Levelized Capital Cost ($/MW-wk) |  | 2723.6177 | 2618.3875 | 2532.2399 | 2446.0923 | 2359.9447 | 2273.7971 | 2214.9384 | 2156.0798 | 2097.2211 | 2038.3625 | 1979.5038 | 1956.5769 | 1933.6499 | 1910.723 | 1887.796 | 1864.8691 | 1841.9422 | 1819.0152 | 1796.0883 | 1773.1613 | 1750.2344 | 1729.2024 | 1708.1704 | 1687.1384 | 1666.1064 | 1645.0745 | 1624.0425 | 1603.0105 | 1581.9785 | 1560.9465 | 1539.9145 | 1539.9145 | 1539.9145 | 1539.9145 | 1539.9145 | 1539.9145 | 1539.9145 | 1539.9145 | 1539.9145 | 1539.9145 | 1539.9145 | 1539.9145 | 1539.9145 | 1539.9145 | 1539.9145 | 1539.9145 | 1539.9145 | 1539.9145 | 1539.9145 | 1539.9145 | 1539.9145 | 1539.9145 | 1539.9145 | 1539.9145 | 1539.9145 | 1539.9145
|  | Economic Life | 30
|  | check s/b 0 | 0
itc
|  |  |  | 30% | 30% | 30% | 30% | 26% | 22% | 10% | 10% | 10% | 10% | 10% | 10% | 10% | 10% | 10% | 10% | 10% | 10% | 10% | 10% | 10% | 10% | 10% | 10% | 10% | 10% | 10% | 10% | 10% | 10% | 10% | 10% | 10% | 10% | 10% | 10% | 10% | 10% | 10% | 10% | 10% | 10% | 10% | 10% | 10% | 10% | 10% | 10% | 10% | 10% | 10% | 10% | 10% | 10% | 10% | 10%
ITC
| 2020-2023 | 30% |  | 2020: 15774.0797; 2065: 0; 2066: 0; 2067: 0; 2068: 0; 2069: 0; 2070: 0; 2071: 0; 2072: 0; 2073: 0
| 2024 | 26% |  | 2020: 13670.8691; 2057: 0; 2058: 0; 2059: 0; 2060: 0; 2061: 0; 2062: 0; 2063: 0; 2064: 0; 2065: 0; 2066: 0; 2067: 0; 2068: 0; 2069: 0; 2070: 0; 2071: 0; 2072: 0; 2073: 0; 2074: 0; 2075: 0
| 2025 | 22% |  | 2020: 11567.6584; 2057: 0; 2058: 0; 2059: 0; 2060: 0; 2061: 0; 2062: 0; 2063: 0; 2064: 0; 2065: 0; 2066: 0; 2067: 0; 2068: 0; 2069: 0; 2070: 0; 2071: 0; 2072: 0; 2073: 0; 2074: 0; 2075: 0
| Start 2026 | 10% |  | 2020: 5258.0266; 2057: 0; 2058: 0; 2059: 0; 2060: 0; 2061: 0; 2062: 0; 2063: 0; 2064: 0; 2065: 0; 2066: 0; 2067: 0; 2068: 0; 2069: 0; 2070: 0; 2071: 0; 2072: 0; 2073: 0; 2074: 0; 2075: 0
[41 empty] | 0 | 0 | 0 | 0 | 0 | 0 | 0 | 0 | 0 | 0 | 0 | 0 | 0 | 0 | 0 | 0 | 0 | 0 | 0
[41 empty] | 0 | 0 | 0 | 0 | 0 | 0 | 0 | 0 | 0 | 0 | 0 | 0 | 0 | 0 | 0 | 0 | 0 | 0 | 0
Amortization
|  | 30% |  | 2020: 788.704; 2021: 788.704; 2022: 788.704; 2023: 788.704; 2024: 788.704; 2025: 788.704; 2026: 788.704; 2027: 788.704; 2028: 788.704; 2029: 788.704; 2030: 788.704; 2031: 788.704; 2032: 788.704; 2033: 788.704; 2034: 788.704; 2035: 788.704; 2036: 788.704; 2037: 788.704; 2038: 788.704; 2039: 788.704
|  | 26% |  | 683.5435 | 683.5435 | 683.5435 | 683.5435 | 683.5435 | 683.5435 | 683.5435 | 683.5435 | 683.5435 | 683.5435 | 683.5435 | 683.5435 | 683.5435 | 683.5435 | 683.5435 | 683.5435 | 683.5435 | 683.5435 | 683.5435 | 683.5435 | 683.5435 | 683.5435 | 683.5435 | 683.5435 | 683.5435 | 683.5435 | 683.5435 | 683.5435 | 683.5435 | 683.5435 | 683.5435 | 683.5435 | 683.5435 | 683.5435 | 683.5435 | 683.5435 | 683.5435 | 683.5435 | 683.5435 | 683.5435 | 683.5435 | 683.5435 | 683.5435 | 683.5435 | 683.5435 | 683.5435 | 683.5435 | 683.5435 | 683.5435 | 683.5435 | 683.5435 | 683.5435 | 683.5435 | 683.5435 | 683.5435 | 683.5435
|  | 22% |  | 578.3829 | 578.3829 | 578.3829 | 578.3829 | 578.3829 | 578.3829 | 578.3829 | 578.3829 | 578.3829 | 578.3829 | 578.3829 | 578.3829 | 578.3829 | 578.3829 | 578.3829 | 578.3829 | 578.3829 | 578.3829 | 578.3829 | 578.3829 | 578.3829 | 578.3829 | 578.3829 | 578.3829 | 578.3829 | 578.3829 | 578.3829 | 578.3829 | 578.3829 | 578.3829 | 578.3829 | 578.3829 | 578.3829 | 578.3829 | 578.3829 | 578.3829 | 578.3829 | 578.3829 | 578.3829 | 578.3829 | 578.3829 | 578.3829 | 578.3829 | 578.3829 | 578.3829 | 578.3829 | 578.3829 | 578.3829 | 578.3829 | 578.3829 | 578.3829 | 578.3829 | 578.3829 | 578.3829 | 578.3829 | 578.3829
|  | 10% |  | 262.9013 | 262.9013 | 262.9013 | 262.9013 | 262.9013 | 262.9013 | 262.9013 | 262.9013 | 262.9013 | 262.9013 | 262.9013 | 262.9013 | 262.9013 | 262.9013 | 262.9013 | 262.9013 | 262.9013 | 262.9013 | 262.9013 | 262.9013 | 262.9013 | 262.9013 | 262.9013 | 262.9013 | 262.9013 | 262.9013 | 262.9013 | 262.9013 | 262.9013 | 262.9013 | 262.9013 | 262.9013 | 262.9013 | 262.9013 | 262.9013 | 262.9013 | 262.9013 | 262.9013 | 262.9013 | 262.9013 | 262.9013 | 262.9013 | 262.9013 | 262.9013 | 262.9013 | 262.9013 | 262.9013 | 262.9013 | 262.9013 | 262.9013 | 262.9013 | 262.9013 | 262.9013 | 262.9013 | 262.9013 | 262.9013
|  |  |  | 2020 | 2021 | 2022 | 2023 | 2024 | 2025 | 2026 | 2027 | 2028 | 2029 | 2030 | 2031 | 2032 | 2033 | 2034 | 2035 | 2036 | 2037 | 2038 | 2039 | 2040 | 2041 | 2042 | 2043 | 2044 | 2045 | 2046 | 2047 | 2048 | 2049 | 2050 | 2051 | 2052 | 2053 | 2054 | 2055 | 2056 | 2057 | 2058 | 2059 | 2060 | 2061 | 2062 | 2063 | 2064 | 2065 | 2066 | 2067 | 2068 | 2069 | 2070 | 2071 | 2072 | 2073 | 2074 | 2075
|  | ITC Base |  | 13670.8691 | 13670.8691 | 13670.8691 | 13670.8691 | 13670.8691 | 13670.8691 | 13670.8691 | 13670.8691 | 13670.8691 | 13670.8691 | 13670.8691 | 13670.8691 | 13670.8691 | 13670.8691 | 13670.8691 | 13670.8691 | 13670.8691 | 13670.8691 | 13670.8691 | 13670.8691 | 13670.8691 | 13670.8691 | 13670.8691 | 13670.8691 | 13670.8691 | 13670.8691 | 13670.8691 | 13670.8691 | 13670.8691 | 13670.8691 | 13670.8691 | 13670.8691 | 13670.8691 | 13670.8691 | 13670.8691 | 13670.8691 | 13670.8691 | 13670.8691 | 13670.8691 | 13670.8691 | 13670.8691 | 13670.8691 | 13670.8691 | 13670.8691 | 13670.8691 | 13670.8691 | 13670.8691 | 13670.8691 | 13670.8691 | 13670.8691 | 13670.8691 | 13670.8691 | 13670.8691 | 13670.8691 | 13670.8691 | 13670.8691
|  | Accum ITC Amort |  | 683.5435 | 1367.0869 | 2050.6304 | 2734.1738 | 3417.7173 | 4101.2607 | 4784.8042 | 5468.3476 | 6151.8911 | 6835.4345 | 7518.978 | 8202.5214 | 8886.0649 | 9569.6084 | 10253.1518 | 10936.6953 | 11620.2387 | 12303.7822 | 12987.3256 | 13670.8691 | 14354.4125 | 15037.956 | 15721.4994 | 16405.0429 | 17088.5863 | 17772.1298 | 18455.6733 | 19139.2167 | 19822.7602 | 20506.3036 | 21189.8471 | 21873.3905 | 22556.934 | 23240.4774 | 23924.0209 | 24607.5643 | 25291.1078 | 25974.6512 | 26658.1947 | 27341.7382 | 28025.2816 | 28708.8251 | 29392.3685 | 30075.912 | 30759.4554 | 31442.9989 | 32126.5423 | 32810.0858 | 33493.6292 | 34177.1727 | 34860.7161 | 35544.2596 | 36227.8031 | 36911.3465 | 37594.89 | 38278.4334
|  | Ratebase |  | 12987.3256 | 12303.7822 | 11620.2387 | 10936.6953 | 10253.1518 | 9569.6084 | 8886.0649 | 8202.5214 | 7518.978 | 6835.4345 | 6151.8911 | 5468.3476 | 4784.8042 | 4101.2607 | 3417.7173 | 2734.1738 | 2050.6304 | 1367.0869 | 683.5435 | 0 | -683.5435 | -1367.0869 | -2050.6304 | -2734.1738 | -3417.7173 | -4101.2607 | -4784.8042 | -5468.3476 | -6151.8911 | -6835.4345 | -7518.978 | -8202.5214 | -8886.0649 | -9569.6084 | -10253.1518 | -10936.6953 | -11620.2387 | -12303.7822 | -12987.3256 | -13670.8691 | -14354.4125 | -15037.956 | -15721.4994 | -16405.0429 | -17088.5863 | -17772.1298 | -18455.6733 | -19139.2167 | -19822.7602 | -20506.3036 | -21189.8471 | -21873.3905 | -22556.934 | -23240.4774 | -23924.0209 | -24607.5643
|  | Tax Basis |  | 45744.8311 | 45744.8311 | 45744.8311 | 45744.8311 | 45744.8311 | 45744.8311 | 45744.8311 | 45744.8311 | 45744.8311 | 45744.8311 | 45744.8311 | 45744.8311 | 45744.8311 | 45744.8311 | 45744.8311 | 45744.8311 | 45744.8311 | 45744.8311 | 45744.8311 | 45744.8311 | 45744.8311 | 45744.8311 | 45744.8311 | 45744.8311 | 45744.8311 | 45744.8311 | 45744.8311 | 45744.8311 | 45744.8311 | 45744.8311 | 45744.8311 | 45744.8311 | 45744.8311 | 45744.8311 | 45744.8311 | 45744.8311 | 45744.8311 | 45744.8311 | 45744.8311 | 45744.8311 | 45744.8311 | 45744.8311 | 45744.8311 | 45744.8311 | 45744.8311 | 45744.8311 | 45744.8311 | 45744.8311 | 45744.8311 | 45744.8311 | 45744.8311 | 45744.8311 | 45744.8311 | 45744.8311 | 45744.8311 | 45744.8311
|  | Book Depreciation |  | 1524.8277 | 1524.8277 | 1524.8277 | 1524.8277 | 1524.8277 | 1524.8277 | 1524.8277 | 1524.8277 | 1524.8277 | 1524.8277 | 1524.8277 | 1524.8277 | 1524.8277 | 1524.8277 | 1524.8277 | 1524.8277 | 1524.8277 | 1524.8277 | 1524.8277 | 1524.8277 | 1524.8277 | 1524.8277 | 1524.8277 | 1524.8277 | 1524.8277 | 1524.8277 | 1524.8277 | 1524.8277 | 1524.8277 | 1524.8277 | 1524.8277 | 1524.8277 | 1524.8277 | 1524.8277 | 1524.8277 | 1524.8277 | 1524.8277 | 1524.8277 | 1524.8277 | 1524.8277 | 1524.8277 | 1524.8277 | 1524.8277 | 1524.8277 | 1524.8277 | 1524.8277 | 1524.8277 | 1524.8277 | 1524.8277 | 1524.8277 | 1524.8277 | 1524.8277 | 1524.8277 | 1524.8277 | 1524.8277 | 1524.8277
|  | Tax Depreciation |  | 9148.9662 | 14638.346 | 8783.0076 | 5269.8045 | 5269.8045 | 2634.9023 | 0 | 0 | 0 | 0 | 0 | 0 | 0 | 0 | 0 | 0 | 0 | 0 | 0 | 0 | 0 | 0 | 0 | 0 | 0 | 0 | 0 | 0 | 0 | 0 | 0 | 0 | 0 | 0 | 0 | 0 | 0 | 0 | 0 | 0 | 0 | 0 | 0 | 0 | 0 | 0 | 0 | 0 | 0 | 0 | 0 | 0 | 0 | 0 | 0 | 0
|  | Difference between book and tax |  | -7624.1385 | -13113.5183 | -7258.1799 | -3744.9768 | -3744.9768 | -1110.0746 | 1524.8277 | 1524.8277 | 1524.8277 | 1524.8277 | 1524.8277 | 1524.8277 | 1524.8277 | 1524.8277 | 1524.8277 | 1524.8277 | 1524.8277 | 1524.8277 | 1524.8277 | 1524.8277 | 1524.8277 | 1524.8277 | 1524.8277 | 1524.8277 | 1524.8277 | 1524.8277 | 1524.8277 | 1524.8277 | 1524.8277 | 1524.8277 | 1524.8277 | 1524.8277 | 1524.8277 | 1524.8277 | 1524.8277 | 1524.8277 | 1524.8277 | 1524.8277 | 1524.8277 | 1524.8277 | 1524.8277 | 1524.8277 | 1524.8277 | 1524.8277 | 1524.8277 | 1524.8277 | 1524.8277 | 1524.8277 | 1524.8277 | 1524.8277 | 1524.8277 | 1524.8277 | 1524.8277 | 1524.8277 | 1524.8277 | 1524.8277
|  | Deferred Tax |  | -1601.0691 | -2753.8388 | -1524.2178 | -786.4451 | -786.4451 | -233.1157 | 320.2138 | 320.2138 | 320.2138 | 320.2138 | 320.2138 | 320.2138 | 320.2138 | 320.2138 | 320.2138 | 320.2138 | 320.2138 | 320.2138 | 320.2138 | 320.2138 | 320.2138 | 320.2138 | 320.2138 | 320.2138 | 320.2138 | 320.2138 | 320.2138 | 320.2138 | 320.2138 | 320.2138 | 320.2138 | 320.2138 | 320.2138 | 320.2138 | 320.2138 | 320.2138 | 320.2138 | 320.2138 | 320.2138 | 320.2138 | 320.2138 | 320.2138 | 320.2138 | 320.2138 | 320.2138 | 320.2138 | 320.2138 | 320.2138 | 320.2138 | 320.2138 | 320.2138 | 320.2138 | 320.2138 | 320.2138 | 320.2138 | 320.2138
|  | Accum Defered Tax |  | -1601.0691 | -4354.9079 | -5879.1257 | -6665.5708 | -7452.016 | -7685.1316 | -7364.9178 | -7044.704 | -6724.4902 | -6404.2764 | -6084.0625 | -5763.8487 | -5443.6349 | -5123.4211 | -4803.2073 | -4482.9935 | -4162.7796 | -3842.5658 | -3522.352 | -3202.1382 | -2881.9244 | -2561.7105 | -2241.4967 | -1921.2829 | -1601.0691 | -1280.8553 | -960.6415 | -640.4276 | -320.2138 | -3.8654e-12 | 320.2138 | 640.4276 | 960.6415 | 1280.8553 | 1601.0691 | 1921.2829 | 2241.4967 | 2561.7105 | 2881.9244 | 3202.1382 | 3522.352 | 3842.5658 | 4162.7796 | 4482.9935 | 4803.2073 | 5123.4211 | 5443.6349 | 5763.8487 | 6084.0625 | 6404.2764 | 6724.4902 | 7044.704 | 7364.9178 | 7685.1316 | 8005.3454 | 8325.5593
|  | Revenue Requirement |  | 5533.1976 | 5194.908 | 4859.9259 | 4609.6164 | 4391.0592 | 4196.3162 | 4049.2015 | 3925.901 | 3802.6005 | 3679.3 | 3555.9995 | 3432.699 | 3309.3985 | 3186.098 | 3062.7975 | 2939.497 | 2816.1965 | 2692.896 | 2569.5955 | 2446.295 | 2352.4128 | 2287.9489 | 2223.4851 | 2159.0212 | 2094.5574 | 2030.0935 | 1965.6297 | 1901.1658 | 1836.702 | 1772.2381 | 0 | 0 | 0 | 0 | 0 | 0 | 0 | 0 | 0 | 0 | 0 | 0 | 0 | 0 | 0 | 0 | 0 | 0 | 0 | 0 | 0 | 0 | 0 | 0 | 0 | 0
|  | Depreciation |  | 1752.6755 | 1752.6755 | 1752.6755 | 1752.6755 | 1752.6755 | 1752.6755 | 1752.6755 | 1752.6755 | 1752.6755 | 1752.6755 | 1752.6755 | 1752.6755 | 1752.6755 | 1752.6755 | 1752.6755 | 1752.6755 | 1752.6755 | 1752.6755 | 1752.6755 | 1752.6755 | 1752.6755 | 1752.6755 | 1752.6755 | 1752.6755 | 1752.6755 | 1752.6755 | 1752.6755 | 1752.6755 | 1752.6755 | 1752.6755 | 0 | 0 | 0 | 0 | 0 | 0 | 0 | 0 | 0 | 0 | 0 | 0 | 0 | 0 | 0 | 0 | 0 | 0 | 0 | 0 | 0 | 0 | 0 | 0 | 0 | 0
|  | Insurance |  | 25.1859 | 25.1859 | 25.1859 | 25.1859 | 25.1859 | 25.1859 | 25.1859 | 25.1859 | 25.1859 | 25.1859 | 25.1859 | 25.1859 | 25.1859 | 25.1859 | 25.1859 | 25.1859 | 25.1859 | 25.1859 | 25.1859 | 25.1859 | 25.1859 | 25.1859 | 25.1859 | 25.1859 | 25.1859 | 25.1859 | 25.1859 | 25.1859 | 25.1859 | 25.1859 | 0 | 0 | 0 | 0 | 0 | 0 | 0 | 0 | 0 | 0 | 0 | 0 | 0 | 0 | 0 | 0 | 0 | 0 | 0 | 0 | 0 | 0 | 0 | 0 | 0 | 0
|  | Property Taxes |  | 239.0231 | 239.0231 | 239.0231 | 239.0231 | 239.0231 | 239.0231 | 239.0231 | 239.0231 | 239.0231 | 239.0231 | 239.0231 | 239.0231 | 239.0231 | 239.0231 | 239.0231 | 239.0231 | 239.0231 | 239.0231 | 239.0231 | 239.0231 | 239.0231 | 239.0231 | 239.0231 | 239.0231 | 239.0231 | 239.0231 | 239.0231 | 239.0231 | 239.0231 | 239.0231 | 0 | 0 | 0 | 0 | 0 | 0 | 0 | 0 | 0 | 0 | 0 | 0 | 0 | 0 | 0 | 0 | 0 | 0 | 0 | 0 | 0 | 0 | 0 | 0 | 0 | 0
|  | Current Taxes |  | -1101.8836 | -2497.9471 | -1154.9358 | -359.4862 | -405.3833 | 189.7316 | 794.8484 | 768.9553 | 743.0622 | 717.1691 | 691.276 | 665.3829 | 639.4898 | 613.5967 | 587.7036 | 561.8105 | 535.9174 | 510.0243 | 484.1311 | 458.238 | 438.5228 | 424.9854 | 411.448 | 397.9106 | 384.3732 | 370.8357 | 357.2983 | 343.7609 | 330.2235 | 316.6861 | 0 | 0 | 0 | 0 | 0 | 0 | 0 | 0 | 0 | 0 | 0 | 0 | 0 | 0 | 0 | 0 | 0 | 0 | 0 | 0 | 0 | 0 | 0 | 0 | 0 | 0
|  | DFIT |  |  | 3165.332 | 1751.9745 |  | 903.9599 | 267.949 | -368.0619 | -368.0619 | -368.0619 | -368.0619 | -368.0619 | -368.0619 | -368.0619 | -368.0619 | -368.0619 | -368.0619 | -368.0619 | -368.0619 | -368.0619 | -368.0619 | -368.0619 | -368.0619 | -368.0619 | -368.0619 | -368.0619 | -368.0619 | -368.0619 | -368.0619 | -368.0619 | -368.0619 | 0 | 0 | 0 | 0 | 0 | 0 | 0 | 0 | 0 | 0 | 0 | 0 | 0 | 0 | 0 | 0 | 0 | 0 | 0 | 0 | 0 | 0 | 0 | 0 | 0 | 0
|  | ITC |  | -683.5435 | -683.5435 | -683.5435 | -683.5435 | -683.5435 | -683.5435 | -683.5435 | -683.5435 | -683.5435 | -683.5435 | -683.5435 | -683.5435 | -683.5435 | -683.5435 | -683.5435 | -683.5435 | -683.5435 | -683.5435 | -683.5435 | -683.5435 | -683.5435 | -683.5435 | -683.5435 | -683.5435 | -683.5435 | -683.5435 | -683.5435 | -683.5435 | -683.5435 | -683.5435 | -683.5435 | -683.5435 | -683.5435 | -683.5435 | -683.5435 | -683.5435 | -683.5435 | -683.5435 | -683.5435 | -683.5435 | -683.5435 | -683.5435 | -683.5435 | -683.5435 | -683.5435 | -683.5435 | -683.5435 | -683.5435 | -683.5435 | -683.5435 | -683.5435 | -683.5435 | -683.5435 | -683.5435 | -683.5435 | -683.5435
|  | Total Operating Expenses |  | 231.4576 | 2000.726 | 1930.3798 | 973.8549 | 1831.9178 | 1791.0218 | 1760.1277 | 1734.2346 | 1708.3415 | 1682.4484 | 1656.5552 | 1630.6621 | 1604.769 | 1578.8759 | 1552.9828 | 1527.0897 | 1501.1966 | 1475.3035 | 1449.4104 | 1423.5173 | 1403.802 | 1390.2646 | 1376.7272 | 1363.1898 | 1349.6524 | 1336.115 | 1322.5776 | 1309.0402 | 1295.5028 | 1281.9654 | -683.5435 | -683.5435 | -683.5435 | -683.5435 | -683.5435 | -683.5435 | -683.5435 | -683.5435 | -683.5435 | -683.5435 | -683.5435 | -683.5435 | -683.5435 | -683.5435 | -683.5435 | -683.5435 | -683.5435 | -683.5435 | -683.5435 | -683.5435 | -683.5435 | -683.5435 | -683.5435 | -683.5435 | -683.5435 | -683.5435
|  | Operating |  | 5301.74 | 3194.1819 | 2929.5461 | 3635.7615 | 2559.1414 | 2405.2944 | 2289.0738 | 2191.6664 | 2094.259 | 1996.8516 | 1899.4442 | 1802.0368 | 1704.6294 | 1607.222 | 1509.8146 | 1412.4072 | 1314.9998 | 1217.5924 | 1120.1851 | 1022.7777 | 948.6107 | 897.6843 | 846.7579 | 795.8314 | 744.905 | 693.9785 | 643.0521 | 592.1257 | 541.1992 | 490.2728 | 683.5435 | 683.5435 | 683.5435 | 683.5435 | 683.5435 | 683.5435 | 683.5435 | 683.5435 | 683.5435 | 683.5435 | 683.5435 | 683.5435 | 683.5435 | 683.5435 | 683.5435 | 683.5435 | 683.5435 | 683.5435 | 683.5435 | 683.5435 | 683.5435 | 683.5435 | 683.5435 | 683.5435 | 683.5435 | 683.5435
|  | Ratebase |  | 50903.3934 | 46973.2639 | 43081.5601 | 40173.5531 | 37634.4324 | 35371.9765 | 33662.8501 | 32230.3884 | 30797.9266 | 29365.4649 | 27933.0032 | 26500.5415 | 25068.0798 | 23635.6181 | 22203.1564 | 20770.6947 | 19338.233 | 17905.7713 | 16473.3096 | 15040.8479 | 13950.1579 | 13201.2397 | 12452.3214 | 11703.4032 | 10954.4849 | 10205.5667 | 9456.6484 | 8707.7302 | 7958.8119 | 7209.8937 | 0 | 0 | 0 | 0 | 0 | 0 | 0 | 0 | 0 | 0 | 0 | 0 | 0 | 0 | 0 | 0 | 0 | 0 | 0 | 0 | 0 | 0 | 0 | 0 | 0 | 0
|  | Return on Ratebase |  | 10.42% | 6.8% | 6.8% | 9.05% | 6.8% | 6.8% | 6.8% | 6.8% | 6.8% | 6.8% | 6.8% | 6.8% | 6.8% | 6.8% | 6.8% | 6.8% | 6.8% | 6.8% | 6.8% | 6.8% | 6.8% | 6.8% | 6.8% | 6.8% | 6.8% | 6.8% | 6.8% | 6.8% | 6.8% | 6.8% | #DIV/0! | #DIV/0! | #DIV/0! | #DIV/0! | #DIV/0! | #DIV/0! | #DIV/0! | #DIV/0! | #DIV/0! | #DIV/0! | #DIV/0! | #DIV/0! | #DIV/0! | #DIV/0! | #DIV/0! | #DIV/0! | #DIV/0! | #DIV/0! | #DIV/0! | #DIV/0! | #DIV/0! | #DIV/0! | #DIV/0! | #DIV/0! | #DIV/0! | #DIV/0!
|  | Revenue Requirement |  | 5533.1976 | 5194.908 | 4859.9259 | 4609.6164 | 4391.0592 | 4196.3162 | 4049.2015 | 3925.901 | 3802.6005 | 3679.3 | 3555.9995 | 3432.699 | 3309.3985 | 3186.098 | 3062.7975 | 2939.497 | 2816.1965 | 2692.896 | 2569.5955 | 2446.295 | 2352.4128 | 2287.9489 | 2223.4851 | 2159.0212 | 2094.5574 | 2030.0935 | 1965.6297 | 1901.1658 | 1836.702 | 1772.2381 | 0 | 0 | 0 | 0 | 0 | 0 | 0 | 0 | 0 | 0 | 0 | 0 | 0 | 0 | 0 | 0 | 0 | 0 | 0 | 0 | 0 | 0 | 0 | 0 | 0 | 0
|  | Tax Depreciation |  | 10516.0531 | 16825.685 | 10095.411 | 6057.2466 | 6057.2466 | 3028.6233 | 0 | 0 | 0 | 0 | 0 | 0 | 0 | 0 | 0 | 0 | 0 | 0 | 0 | 0 | 0 | 0 | 0 | 0 | 0 | 0 | 0 | 0 | 0 | 0 | 0 | 0 | 0 | 0 | 0 | 0 | 0 | 0 | 0 | 0 | 0 | 0 | 0 | 0 | 0 | 0 | 0 | 0 | 0 | 0 | 0 | 0 | 0 | 0 | 0 | 0
|  | Propety Taxes |  | 25.1859 | 25.1859 | 25.1859 | 25.1859 | 25.1859 | 25.1859 | 25.1859 | 25.1859 | 25.1859 | 25.1859 | 25.1859 | 25.1859 | 25.1859 | 25.1859 | 25.1859 | 25.1859 | 25.1859 | 25.1859 | 25.1859 | 25.1859 | 25.1859 | 25.1859 | 25.1859 | 25.1859 | 25.1859 | 25.1859 | 25.1859 | 25.1859 | 25.1859 | 25.1859 | 0 | 0 | 0 | 0 | 0 | 0 | 0 | 0 | 0 | 0 | 0 | 0 | 0 | 0 | 0 | 0 | 0 | 0 | 0 | 0 | 0 | 0 | 0 | 0 | 0 | 0
|  | Insurance |  | 239.0231 | 239.0231 | 239.0231 | 239.0231 | 239.0231 | 239.0231 | 239.0231 | 239.0231 | 239.0231 | 239.0231 | 239.0231 | 239.0231 | 239.0231 | 239.0231 | 239.0231 | 239.0231 | 239.0231 | 239.0231 | 239.0231 | 239.0231 | 239.0231 | 239.0231 | 239.0231 | 239.0231 | 239.0231 | 239.0231 | 239.0231 | 239.0231 | 239.0231 | 239.0231 | 0 | 0 | 0 | 0 | 0 | 0 | 0 | 0 | 0 | 0 | 0 | 0 | 0 | 0 | 0 | 0 | 0 | 0 | 0 | 0 | 0 | 0 | 0 | 0 | 0 | 0
|  | Expenses |  | 10780.2622 | 17089.8941 | 10359.6201 | 6321.4557 | 6321.4557 | 3292.8324 | 264.2091 | 264.2091 | 264.2091 | 264.2091 | 264.2091 | 264.2091 | 264.2091 | 264.2091 | 264.2091 | 264.2091 | 264.2091 | 264.2091 | 264.2091 | 264.2091 | 264.2091 | 264.2091 | 264.2091 | 264.2091 | 264.2091 | 264.2091 | 264.2091 | 264.2091 | 264.2091 | 264.2091 | 0 | 0 | 0 | 0 | 0 | 0 | 0 | 0 | 0 | 0 | 0 | 0 | 0 | 0 | 0 | 0 | 0 | 0 | 0 | 0 | 0 | 0 | 0 | 0 | 0 | 0
|  | Taxble Income |  | -5247.0646 | -11894.9861 | -5499.6942 | -1711.8392 | -1930.3965 | 903.4838 | 3784.9924 | 3661.6919 | 3538.3914 | 3415.0909 | 3291.7904 | 3168.4899 | 3045.1894 | 2921.8889 | 2798.5884 | 2675.2879 | 2551.9874 | 2428.6869 | 2305.3864 | 2182.0859 | 2088.2037 | 2023.7399 | 1959.276 | 1894.8122 | 1830.3483 | 1765.8845 | 1701.4206 | 1636.9568 | 1572.4929 | 1508.0291 | 0 | 0 | 0 | 0 | 0 | 0 | 0 | 0 | 0 | 0 | 0 | 0 | 0 | 0 | 0 | 0 | 0 | 0 | 0 | 0 | 0 | 0 | 0 | 0 | 0 | 0
|  | Tax Rate |  | 21% | 21% | 21% | 21% | 21% | 21% | 21% | 21% | 21% | 21% | 21% | 21% | 21% | 21% | 21% | 21% | 21% | 21% | 21% | 21% | 21% | 21% | 21% | 21% | 21% | 21% | 21% | 21% | 21% | 21% | 21% | 21% | 21% | 21% | 21% | 21% | 21% | 21% | 21% | 21% | 21% | 21% | 21% | 21% | 21% | 21% | 21% | 21% | 21% | 21% | 21% | 21% | 21% | 21% | 21% | 21%
|  | Taxes |  | -1101.8836 | -2497.9471 | -1154.9358 | -359.4862 | -405.3833 | 189.7316 | 794.8484 | 768.9553 | 743.0622 | 717.1691 | 691.276 | 665.3829 | 639.4898 | 613.5967 | 587.7036 | 561.8105 | 535.9174 | 510.0243 | 484.1311 | 458.238 | 438.5228 | 424.9854 | 411.448 | 397.9106 | 384.3732 | 370.8357 | 357.2983 | 343.7609 | 330.2235 | 316.6861 | 0 | 0 | 0 | 0 | 0 | 0 | 0 | 0 | 0 | 0 | 0 | 0 | 0 | 0 | 0 | 0 | 0 | 0 | 0 | 0 | 0 | 0 | 0 | 0 | 0 | 0

## Battery ITC 2025 19%
Solar FINANCIALS
($ 1000s Unless Otherwise Indicated)
| Calendar Year of Fin. Close |  |  | 2020 | 2021 | 2022 | 2023 | 2024 | 2025 | 2026 | 2027 | 2028 | 2029 | 2030 | 2031 | 2032 | 2033 | 2034 | 2035 | 2036 | 2037 | 2038 | 2039 | 2040 | 2041 | 2042 | 2043 | 2044 | 2045 | 2046 | 2047 | 2048 | 2049 | 2050 | 2051 | 2052 | 2053 | 2054 | 2055 | 2056 | 2057 | 2058 | 2059 | 2060 | 2061 | 2062 | 2063 | 2064 | 2065 | 2066 | 2067 | 2068 | 2069 | 2070 | 2071 | 2072 | 2073 | 2074 | 2075
| Operating Year |  | 0 | 1 | 2 | 3 | 4 | 5 | 6 | 7 | 8 | 9 | 10 | 11 | 12 | 13 | 14 | 15 | 16 | 17 | 18 | 19 | 20 | 21 | 22 | 23 | 24 | 25 | 26 | 27 | 28 | 29 | 30 | 31 | 32 | 33 | 34 | 35 | 36 | 37 | 38 | 39 | 40 | 41 | 42 | 43 | 44 | 45 | 46 | 47 | 48 | 49 | 50 | 51 | 52 | 53 | 54 | 55 | 56
| Calendar Year | Capital Invest.
| 2020 | 52580.2657
| Gross plant |  | 2020 1: 52580.2657; 2021 2: 52580.2657; 2022 3: 52580.2657; 2023 4: 52580.2657; 2024 5: 52580.2657; 2025 6: 52580.2657; 2026 7: 52580.2657; 2027 8: 52580.2657; 2028 9: 52580.2657; 2029 10: 52580.2657; 2030 11: 52580.2657; 2031 12: 52580.2657; 2032 13: 52580.2657; 2033 14: 52580.2657; 2034 15: 52580.2657; 2035 16: 52580.2657; 2036 17: 52580.2657; 2037 18: 52580.2657; 2038 19: 52580.2657; 2039 20: 52580.2657; 2040 21: 52580.2657; 2041 22: 52580.2657; 2042 23: 52580.2657; 2043 24: 52580.2657; 2044 25: 52580.2657; 2045 26: 52580.2657; 2046 27: 52580.2657; 2047 28: 52580.2657; 2048 29: 52580.2657; 2049 30: 52580.2657
| Accumulated Deprectiation |  | 2020 1: 1752.6755; 2021 2: 3505.351; 2022 3: 5258.0266; 2023 4: 7010.7021; 2024 5: 8763.3776; 2025 6: 10516.0531; 2026 7: 12268.7287; 2027 8: 14021.4042; 2028 9: 15774.0797; 2029 10: 17526.7552; 2030 11: 19279.4307; 2031 12: 21032.1063; 2032 13: 22784.7818; 2033 14: 24537.4573; 2034 15: 26290.1328; 2035 16: 28042.8084; 2036 17: 29795.4839; 2037 18: 31548.1594; 2038 19: 33300.8349; 2039 20: 35053.5105; 2040 21: 36806.186; 2041 22: 38558.8615; 2042 23: 40311.537; 2043 24: 42064.2125; 2044 25: 43816.8881; 2045 26: 45569.5636; 2046 27: 47322.2391; 2047 28: 49074.9146; 2048 29: 50827.5902; 2049 30: 52580.2657
| Net book value |  | 2020 1: 50827.5902; 2021 2: 49074.9146; 2022 3: 47322.2391; 2023 4: 45569.5636; 2024 5: 43816.8881; 2025 6: 42064.2125; 2026 7: 40311.537; 2027 8: 38558.8615; 2028 9: 36806.186; 2029 10: 35053.5105; 2030 11: 33300.8349; 2031 12: 31548.1594; 2032 13: 29795.4839; 2033 14: 28042.8084; 2034 15: 26290.1328; 2035 16: 24537.4573; 2036 17: 22784.7818; 2037 18: 21032.1063; 2038 19: 19279.4307; 2039 20: 17526.7552; 2040 21: 15774.0797; 2041 22: 14021.4042; 2042 23: 12268.7287; 2043 24: 10516.0531; 2044 25: 8763.3776; 2045 26: 7010.7021; 2046 27: 5258.0266; 2047 28: 3505.351; 2048 29: 1752.6755; 2049 30: 0
| ITC |  | 2020 1: 0; 2021 2: 0; 2022 3: 0; 2023 4: 0; 2024 5: 0; 2025 6: 0; 2026 7: 0; 2027 8: 0; 2028 9: 0; 2029 10: 0; 2030 11: 0; 2031 12: 0; 2032 13: 0; 2033 14: 0; 2034 15: 0; 2035 16: 0; 2036 17: 0; 2037 18: 0; 2038 19: 0; 2039 20: 0; 2040 21: 578.3829; 2041 22: 1156.7658; 2042 23: 1735.1488; 2043 24: 2313.5317; 2044 25: 2891.9146; 2045 26: 3470.2975; 2046 27: 4048.6805; 2047 28: 4627.0634; 2048 29: 5205.4463; 2049 30: 5783.8292
| Accumulated deffered income tax |  | 2020 1: -1637.8753; 2021 2: -4455.0208; 2022 3: -6014.278; 2023 4: -6818.8023; 2024 5: -7623.3267; 2025 6: -7861.8013; 2026 7: -7534.2263; 2027 8: -7206.6512; 2028 9: -6879.0762; 2029 10: -6551.5011; 2030 11: -6223.926; 2031 12: -5896.351; 2032 13: -5568.7759; 2033 14: -5241.2009; 2034 15: -4913.6258; 2035 16: -4586.0508; 2036 17: -4258.4757; 2037 18: -3930.9007; 2038 19: -3603.3256; 2039 20: -3275.7506; 2040 21: -2948.1755; 2041 22: -2620.6004; 2042 23: -2293.0254; 2043 24: -1965.4503; 2044 25: -1637.8753; 2045 26: -1310.3002; 2046 27: -982.7252; 2047 28: -655.1501; 2048 29: -327.5751; 2049 30: -3.638e-12
| Rate Base |  | 2020 1: 49189.7149; 2021 2: 44619.8939; 2022 3: 41307.9611; 2023 4: 38750.7612; 2024 5: 36193.5614; 2025 6: 34202.4112; 2026 7: 32777.3108; 2027 8: 31352.2103; 2028 9: 29927.1098; 2029 10: 28502.0093; 2030 11: 27076.9089; 2031 12: 25651.8084; 2032 13: 24226.7079; 2033 14: 22801.6075; 2034 15: 21376.507; 2035 16: 19951.4065; 2036 17: 18526.3061; 2037 18: 17101.2056; 2038 19: 15676.1051; 2039 20: 14251.0047; 2040 21: 13404.2871; 2041 22: 12557.5696; 2042 23: 11710.852; 2043 24: 10864.1345; 2044 25: 10017.4169; 2045 26: 9170.6994; 2046 27: 8323.9819; 2047 28: 7477.2643; 2048 29: 6630.5468; 2049 30: 5783.8292
| Average rate base |  | 2020 1: 50884.9903; 2021 2: 46904.8044; 2022 3: 42963.9275; 2023 4: 40029.3612; 2024 5: 37472.1613; 2025 6: 35197.9863; 2026 7: 33489.861; 2027 8: 32064.7605; 2028 9: 30639.66; 2029 10: 29214.5596; 2030 11: 27789.4591; 2031 12: 26364.3586; 2032 13: 24939.2582; 2033 14: 23514.1577; 2034 15: 22089.0572; 2035 16: 20663.9568; 2036 17: 19238.8563; 2037 18: 17813.7558; 2038 19: 16388.6554; 2039 20: 14963.5549; 2040 21: 13827.6459; 2041 22: 12980.9284; 2042 23: 12134.2108; 2043 24: 11287.4933; 2044 25: 10440.7757; 2045 26: 9594.0582; 2046 27: 8747.3406; 2047 28: 7900.6231; 2048 29: 7053.9055; 2049 30: 6207.188
| Pre-tax Return | 0.086076 | 2020 1: 4379.9738; 2021 2: 4037.3756; 2022 3: 3698.1608; 2023 4: 3445.5653; 2024 5: 3225.4519; 2025 6: 3029.7001; 2026 7: 2882.6716; 2027 8: 2760.0047; 2028 9: 2637.3378; 2029 10: 2514.671; 2030 11: 2392.0041; 2031 12: 2269.3372; 2032 13: 2146.6703; 2033 14: 2024.0034; 2034 15: 1901.3366; 2035 16: 1778.6697; 2036 17: 1656.0028; 2037 18: 1533.3359; 2038 19: 1410.6691; 2039 20: 1288.0022; 2040 21: 1190.2277; 2041 22: 1117.3457; 2042 23: 1044.4637; 2043 24: 971.5817; 2044 25: 898.6997; 2045 26: 825.8177; 2046 27: 752.9356; 2047 28: 680.0536; 2048 29: 607.1716; 2049 30: 534.2896
| Book Depreciation |  | 2020 1: 1752.6755; 2021 2: 1752.6755; 2022 3: 1752.6755; 2023 4: 1752.6755; 2024 5: 1752.6755; 2025 6: 1752.6755; 2026 7: 1752.6755; 2027 8: 1752.6755; 2028 9: 1752.6755; 2029 10: 1752.6755; 2030 11: 1752.6755; 2031 12: 1752.6755; 2032 13: 1752.6755; 2033 14: 1752.6755; 2034 15: 1752.6755; 2035 16: 1752.6755; 2036 17: 1752.6755; 2037 18: 1752.6755; 2038 19: 1752.6755; 2039 20: 1752.6755; 2040 21: 1752.6755; 2041 22: 1752.6755; 2042 23: 1752.6755; 2043 24: 1752.6755; 2044 25: 1752.6755; 2045 26: 1752.6755; 2046 27: 1752.6755; 2047 28: 1752.6755; 2048 29: 1752.6755; 2049 30: 1752.6755
| Insurance |  | 2020 1: 25.1859; 2021 2: 25.1859; 2022 3: 25.1859; 2023 4: 25.1859; 2024 5: 25.1859; 2025 6: 25.1859; 2026 7: 25.1859; 2027 8: 25.1859; 2028 9: 25.1859; 2029 10: 25.1859; 2030 11: 25.1859; 2031 12: 25.1859; 2032 13: 25.1859; 2033 14: 25.1859; 2034 15: 25.1859; 2035 16: 25.1859; 2036 17: 25.1859; 2037 18: 25.1859; 2038 19: 25.1859; 2039 20: 25.1859; 2040 21: 25.1859; 2041 22: 25.1859; 2042 23: 25.1859; 2043 24: 25.1859; 2044 25: 25.1859; 2045 26: 25.1859; 2046 27: 25.1859; 2047 28: 25.1859; 2048 29: 25.1859; 2049 30: 25.1859
| ITC Amort - Grossed for Taxes |  | 2020 1: -732.1303; 2021 2: -732.1303; 2022 3: -732.1303; 2023 4: -732.1303; 2024 5: -732.1303; 2025 6: -732.1303; 2026 7: -732.1303; 2027 8: -732.1303; 2028 9: -732.1303; 2029 10: -732.1303; 2030 11: -732.1303; 2031 12: -732.1303; 2032 13: -732.1303; 2033 14: -732.1303; 2034 15: -732.1303; 2035 16: -732.1303; 2036 17: -732.1303; 2037 18: -732.1303; 2038 19: -732.1303; 2039 20: -732.1303; 2040 21: -732.1303; 2041 22: -732.1303; 2042 23: -732.1303; 2043 24: -732.1303; 2044 25: -732.1303; 2045 26: -732.1303; 2046 27: -732.1303; 2047 28: -732.1303; 2048 29: -732.1303; 2049 30: -732.1303
| Property Taxes |  | 2020 1: 239.0231; 2021 2: 239.0231; 2022 3: 239.0231; 2023 4: 239.0231; 2024 5: 239.0231; 2025 6: 239.0231; 2026 7: 239.0231; 2027 8: 239.0231; 2028 9: 239.0231; 2029 10: 239.0231; 2030 11: 239.0231; 2031 12: 239.0231; 2032 13: 239.0231; 2033 14: 239.0231; 2034 15: 239.0231; 2035 16: 239.0231; 2036 17: 239.0231; 2037 18: 239.0231; 2038 19: 239.0231; 2039 20: 239.0231; 2040 21: 239.0231; 2041 22: 239.0231; 2042 23: 239.0231; 2043 24: 239.0231; 2044 25: 239.0231; 2045 26: 239.0231; 2046 27: 239.0231; 2047 28: 239.0231; 2048 29: 239.0231; 2049 30: 239.0231
| Revenue Requirement |  | 2020 1: 5664.7281; 2021 2: 5322.1299; 2022 3: 4982.9151; 2023 4: 4730.3196; 2024 5: 4510.2062; 2025 6: 4314.4544; 2026 7: 4167.4259; 2027 8: 4044.759; 2028 9: 3922.0921; 2029 10: 3799.4252; 2030 11: 3676.7584; 2031 12: 3554.0915; 2032 13: 3431.4246; 2033 14: 3308.7577; 2034 15: 3186.0909; 2035 16: 3063.424; 2036 17: 2940.7571; 2037 18: 2818.0902; 2038 19: 2695.4234; 2039 20: 2572.7565; 2040 21: 2474.982; 2041 22: 2402.1; 2042 23: 2329.218; 2043 24: 2256.336; 2044 25: 2183.454; 2045 26: 2110.572; 2046 27: 2037.6899; 2047 28: 1964.8079; 2048 29: 1891.9259; 2049 30: 1819.0439
| Book Depreciation |  | 2020 1: 1752.6755; 2021 2: 1752.6755; 2022 3: 1752.6755; 2023 4: 1752.6755; 2024 5: 1752.6755; 2025 6: 1752.6755; 2026 7: 1752.6755; 2027 8: 1752.6755; 2028 9: 1752.6755; 2029 10: 1752.6755; 2030 11: 1752.6755; 2031 12: 1752.6755; 2032 13: 1752.6755; 2033 14: 1752.6755; 2034 15: 1752.6755; 2035 16: 1752.6755; 2036 17: 1752.6755; 2037 18: 1752.6755; 2038 19: 1752.6755; 2039 20: 1752.6755; 2040 21: 1752.6755; 2041 22: 1752.6755; 2042 23: 1752.6755; 2043 24: 1752.6755; 2044 25: 1752.6755; 2045 26: 1752.6755; 2046 27: 1752.6755; 2047 28: 1752.6755; 2048 29: 1752.6755; 2049 30: 1752.6755
| Tax Depreciation |  | 2020 1: 10516.0531; 2021 2: 16825.685; 2022 3: 10095.411; 2023 4: 6057.2466; 2024 5: 6057.2466; 2025 6: 3028.6233; 2026 7: 0; 2027 8: 0; 2028 9: 0; 2029 10: 0; 2030 11: 0; 2031 12: 0; 2032 13: 0; 2033 14: 0; 2034 15: 0; 2035 16: 0; 2036 17: 0; 2037 18: 0; 2038 19: 0; 2039 20: 0; 2040 21: 0; 2041 22: 0; 2042 23: 0; 2043 24: 0; 2044 25: 0; 2045 26: 0; 2046 27: 0; 2047 28: 0; 2048 29: 0; 2049 30: 0
| Difference between book and tax |  | 2020 1: -8763.3776; 2021 2: -15073.0095; 2022 3: -8342.7355; 2023 4: -4304.5711; 2024 5: -4304.5711; 2025 6: -1275.9478; 2026 7: 1752.6755; 2027 8: 1752.6755; 2028 9: 1752.6755; 2029 10: 1752.6755; 2030 11: 1752.6755; 2031 12: 1752.6755; 2032 13: 1752.6755; 2033 14: 1752.6755; 2034 15: 1752.6755; 2035 16: 1752.6755; 2036 17: 1752.6755; 2037 18: 1752.6755; 2038 19: 1752.6755; 2039 20: 1752.6755; 2040 21: 1752.6755; 2041 22: 1752.6755; 2042 23: 1752.6755; 2043 24: 1752.6755; 2044 25: 1752.6755; 2045 26: 1752.6755; 2046 27: 1752.6755; 2047 28: 1752.6755; 2048 29: 1752.6755; 2049 30: 1752.6755
| Tax rate |  | 2020 1: -1840.3093; 2021 2: -3165.332; 2022 3: -1751.9745; 2023 4: -903.9599; 2024 5: -903.9599; 2025 6: -267.949; 2026 7: 368.0619; 2027 8: 368.0619; 2028 9: 368.0619; 2029 10: 368.0619; 2030 11: 368.0619; 2031 12: 368.0619; 2032 13: 368.0619; 2033 14: 368.0619; 2034 15: 368.0619; 2035 16: 368.0619; 2036 17: 368.0619; 2037 18: 368.0619; 2038 19: 368.0619; 2039 20: 368.0619; 2040 21: 368.0619; 2041 22: 368.0619; 2042 23: 368.0619; 2043 24: 368.0619; 2044 25: 368.0619; 2045 26: 368.0619; 2046 27: 368.0619; 2047 28: 368.0619; 2048 29: 368.0619; 2049 30: 368.0619
Depreciation Tables
|  | 5 | 2020 1: 20%; 2021 2: 32%; 2022 3: 19.2%; 2023 4: 11.52%; 2024 5: 11.52%; 2025 6: 5.76%; 2026 7: 0%; 2027 8: 0%; 2028 9: 0%; 2029 10: 0%; 2030 11: 0%; 2031 12: 0%; 2032 13: 0%; 2033 14: 0%; 2034 15: 0%; 2035 16: 0%; 2036 17: 0%; 2037 18: 0%; 2038 19: 0%; 2039 20: 0%; 2040 21: 0%
|  | 5 | 0: 1; 2020 1: 20%; 2021 2: 32%; 2022 3: 19.2%; 2023 4: 11.52%; 2024 5: 11.52%; 2025 6: 5.76%
|  | 10 | 0: 0; 2020 1: 10%; 2021 2: 18%; 2022 3: 14.4%; 2023 4: 11.52%; 2024 5: 9.22%; 2025 6: 7.37%; 2026 7: 6.55%; 2027 8: 6.55%; 2028 9: 6.56%; 2029 10: 6.55%; 2030 11: 3.28%
|  | 15 | 0: 0; 2020 1: 5%; 2021 2: 9.5%; 2022 3: 8.55%; 2023 4: 7.7%; 2024 5: 6.93%; 2025 6: 6.23%; 2026 7: 5.9%; 2027 8: 5.9%; 2028 9: 5.91%; 2029 10: 5.9%; 2030 11: 5.91%; 2031 12: 5.9%; 2032 13: 5.91%; 2033 14: 5.9%; 2034 15: 5.91%; 2035 16: 2.95%
|  | 20 | 0: 0; 2020 1: 3.75%; 2021 2: 7.219%; 2022 3: 6.677%; 2023 4: 6.177%; 2024 5: 5.713%; 2025 6: 5.285%; 2026 7: 4.888%; 2027 8: 4.522%; 2028 9: 4.462%; 2029 10: 4.461%; 2030 11: 4.462%; 2031 12: 4.461%; 2032 13: 4.462%; 2033 14: 4.461%; 2034 15: 4.462%; 2035 16: 4.461%; 2036 17: 4.462%; 2037 18: 4.461%; 2038 19: 4.462%; 2039 20: 4.461%; 2040 21: 2.231%
Revenue Requirement by vintage year
2012 $000
|  |  |  | 2020 | 2021 | 2022 | 2023 | 2024 | 2025 | 2026 | 2027 | 2028 | 2029 | 2030 | 2031 | 2032 | 2033 | 2034 | 2035 | 2036 | 2037 | 2038 | 2039 | 2040 | 2041 | 2042 | 2043 | 2044 | 2045 | 2046 | 2047 | 2048 | 2049 | 2050 | 2051 | 2052 | 2053 | 2054 | 2055 | 2056 | 2057 | 2058 | 2059 | 2060 | 2061 | 2062 | 2063 | 2064 | 2065 | 2066 | 2067 | 2068 | 2069 | 2070 | 2071 | 2072 | 2073 | 2074 | 2075
|  | 2020 | 0% | 5664.7281 | 5322.1299 | 4982.9151 | 4730.3196 | 4510.2062 | 4314.4544 | 4167.4259 | 4044.759 | 3922.0921 | 3799.4252 | 3676.7584 | 3554.0915 | 3431.4246 | 3308.7577 | 3186.0909 | 3063.424 | 2940.7571 | 2818.0902 | 2695.4234 | 2572.7565 | 2474.982 | 2402.1 | 2329.218 | 2256.336 | 2183.454 | 2110.572 | 2037.6899 | 1964.8079 | 1891.9259 | 1819.0439 | 0 | 0 | 0 | 0 | 0 | 0 | 0 | 0 | 0 | 0 | 0 | 0 | 0 | 0 | 0 | 0 | 0 | 0 | 0 | 0 | 0 | 0 | 0 | 0 | 0 | 0
|  | 2021 | -3.864% |  | 5445.8646 | 5116.503 | 4790.3942 | 4547.558 | 4335.9489 | 4147.7603 | 4006.4124 | 3888.4849 | 3770.5574 | 3652.6299 | 3534.7024 | 3416.7749 | 3298.8474 | 3180.9199 | 3062.9924 | 2945.0649 | 2827.1374 | 2709.2099 | 2591.2825 | 2473.355 | 2379.3581 | 2309.292 | 2239.2259 | 2169.1598 | 2099.0936 | 2029.0275 | 1958.9614 | 1888.8952 | 1818.8291 | 1748.763 | 0 | 0 | 0 | 0 | 0 | 0 | 0 | 0 | 0 | 0 | 0 | 0 | 0 | 0 | 0 | 0 | 0 | 0 | 0 | 0 | 0 | 0 | 0 | 0 | 0
|  | 2022 | -3.29% |  |  | 5266.6901 | 4948.1649 | 4632.7854 | 4397.9387 | 4193.2918 | 4011.2947 | 3874.5973 | 3760.5498 | 3646.5022 | 3532.4547 | 3418.4071 | 3304.3595 | 3190.312 | 3076.2644 | 2962.2169 | 2848.1693 | 2734.1218 | 2620.0742 | 2506.0266 | 2391.9791 | 2301.0748 | 2233.314 | 2165.5531 | 2097.7922 | 2030.0313 | 1962.2704 | 1894.5095 | 1826.7486 | 1758.9878 | 1691.2269 | 0 | 0 | 0 | 0 | 0 | 0 | 0 | 0 | 0 | 0 | 0 | 0 | 0 | 0 | 0 | 0 | 0 | 0 | 0 | 0 | 0 | 0 | 0 | 0
|  | 2023 | -3.402% |  |  |  | 5087.5156 | 4779.8267 | 4475.1766 | 4248.3194 | 4050.6347 | 3874.8292 | 3742.7823 | 3632.6147 | 3522.4471 | 3412.2794 | 3302.1118 | 3191.9442 | 3081.7766 | 2971.6089 | 2861.4413 | 2751.2737 | 2641.1061 | 2530.9384 | 2420.7708 | 2310.6032 | 2222.7915 | 2157.3359 | 2091.8803 | 2026.4246 | 1960.969 | 1895.5134 | 1830.0577 | 1764.6021 | 1699.1464 | 1633.6908 | 0 | 0 | 0 | 0 | 0 | 0 | 0 | 0 | 0 | 0 | 0 | 0 | 0 | 0 | 0 | 0 | 0 | 0 | 0 | 0 | 0 | 0 | 0
|  | 2024 | -3.522% |  |  |  |  | 4908.3412 | 4611.4886 | 4317.5677 | 4098.7002 | 3907.9776 | 3738.3637 | 3610.9673 | 3504.6796 | 3398.3919 | 3292.1042 | 3185.8165 | 3079.5288 | 2973.2411 | 2866.9534 | 2760.6657 | 2654.3781 | 2548.0904 | 2441.8027 | 2335.515 | 2229.2273 | 2144.5082 | 2081.3579 | 2018.2075 | 1955.0571 | 1891.9067 | 1828.7563 | 1765.6059 | 1702.4555 | 1639.3051 | 1576.1547 | 0 | 0 | 0 | 0 | 0 | 0 | 0 | 0 | 0 | 0 | 0 | 0 | 0 | 0 | 0 | 0 | 0 | 0 | 0 | 0 | 0 | 0
|  | 2025 | -3.65% | [5 empty] | 4729.1667 | 4443.1504 | 4159.9589 | 3949.0809 | 3765.3204 | 3601.8982 | 3479.1522 | 3376.7445 | 3274.3367 | 3171.929 | 3069.5212 | 2967.1135 | 2864.7057 | 2762.2979 | 2659.8902 | 2557.4824 | 2455.0747 | 2352.6669 | 2250.2592 | 2147.8514 | 2066.2249 | 2005.3798 | 1944.5347 | 1883.6895 | 1822.8444 | 1761.9992 | 1701.1541 | 1640.3089 | 1579.4638 | 1518.6186 | 0 | 0 | 0 | 0 | 0 | 0 | 0 | 0 | 0 | 0 | 0 | 0 | 0 | 0 | 0 | 0 | 0 | 0 | 0 | 0 | 0
|  | 2026 | -2.589% | [6 empty] | 4606.7493 | 4328.1367 | 4052.2758 | 3846.8565 | 3667.8528 | 3508.6608 | 3389.0922 | 3289.3353 | 3189.5785 | 3089.8216 | 2990.0647 | 2890.3079 | 2790.551 | 2690.7941 | 2591.0373 | 2491.2804 | 2391.5235 | 2291.7667 | 2192.0098 | 2092.2529 | 2012.7394 | 1953.4693 | 1894.1992 | 1834.929 | 1775.6589 | 1716.3888 | 1657.1186 | 1597.8485 | 1538.5784 | 1479.3083 | 0 | 0 | 0 | 0 | 0 | 0 | 0 | 0 | 0 | 0 | 0 | 0 | 0 | 0 | 0 | 0 | 0 | 0 | 0 | 0
|  | 2027 | -2.657% | [7 empty] | 4484.3318 | 4213.123 | 3944.5926 | 3744.6321 | 3570.3851 | 3415.4234 | 3299.0322 | 3201.9262 | 3104.8202 | 3007.7143 | 2910.6083 | 2813.5023 | 2716.3963 | 2619.2903 | 2522.1844 | 2425.0784 | 2327.9724 | 2230.8664 | 2133.7604 | 2036.6545 | 1959.2539 | 1901.5588 | 1843.8637 | 1786.1686 | 1728.4734 | 1670.7783 | 1613.0832 | 1555.3881 | 1497.693 | 1439.9979 | 0 | 0 | 0 | 0 | 0 | 0 | 0 | 0 | 0 | 0 | 0 | 0 | 0 | 0 | 0 | 0 | 0 | 0 | 0
|  | 2028 | -2.73% | [8 empty] | 4361.9144 | 4098.1093 | 3836.9095 | 3642.4076 | 3472.9174 | 3322.186 | 3208.9722 | 3114.5171 | 3020.062 | 2925.6069 | 2831.1518 | 2736.6967 | 2642.2416 | 2547.7865 | 2453.3314 | 2358.8764 | 2264.4213 | 2169.9662 | 2075.5111 | 1981.056 | 1905.7684 | 1849.6483 | 1793.5282 | 1737.4081 | 1681.288 | 1625.1679 | 1569.0478 | 1512.9277 | 1456.8076 | 1400.6875 | 0 | 0 | 0 | 0 | 0 | 0 | 0 | 0 | 0 | 0 | 0 | 0 | 0 | 0 | 0 | 0 | 0 | 0
|  | 2029 | -2.807% | [9 empty] | 4239.497 | 3983.0956 | 3729.2264 | 3540.1832 | 3375.4498 | 3228.9487 | 3118.9121 | 3027.1079 | 2935.3037 | 2843.4995 | 2751.6953 | 2659.8911 | 2568.0869 | 2476.2827 | 2384.4785 | 2292.6743 | 2200.8701 | 2109.0659 | 2017.2617 | 1925.4575 | 1852.2829 | 1797.7378 | 1743.1927 | 1688.6476 | 1634.1025 | 1579.5574 | 1525.0123 | 1470.4673 | 1415.9222 | 1361.3771 | 0 | 0 | 0 | 0 | 0 | 0 | 0 | 0 | 0 | 0 | 0 | 0 | 0 | 0 | 0 | 0 | 0
|  | 2030 | -2.888% | [10 empty] | 4117.0796 | 3868.0818 | 3621.5433 | 3437.9588 | 3277.9821 | 3135.7113 | 3028.8521 | 2939.6988 | 2850.5455 | 2761.3922 | 2672.2389 | 2583.0856 | 2493.9322 | 2404.7789 | 2315.6256 | 2226.4723 | 2137.319 | 2048.1657 | 1959.0124 | 1869.859 | 1798.7974 | 1745.8273 | 1692.8572 | 1639.8871 | 1586.9171 | 1533.947 | 1480.9769 | 1428.0068 | 1375.0368 | 1322.0667 | 0 | 0 | 0 | 0 | 0 | 0 | 0 | 0 | 0 | 0 | 0 | 0 | 0 | 0 | 0 | 0
|  | 2031 | -1.158% | [11 empty] | 4069.3949 | 3823.2811 | 3579.598 | 3398.1398 | 3240.016 | 3099.393 | 2993.7715 | 2905.6507 | 2817.53 | 2729.4093 | 2641.2886 | 2553.1678 | 2465.0471 | 2376.9264 | 2288.8057 | 2200.6849 | 2112.5642 | 2024.4435 | 1936.3228 | 1848.202 | 1777.9634 | 1725.6068 | 1673.2503 | 1620.8937 | 1568.5371 | 1516.1806 | 1463.824 | 1411.4674 | 1359.1109 | 1306.7543 | 0 | 0 | 0 | 0 | 0 | 0 | 0 | 0 | 0 | 0 | 0 | 0 | 0 | 0 | 0
|  | 2032 | -1.172% | [12 empty] | 4021.7102 | 3778.4803 | 3537.6526 | 3358.3208 | 3202.0499 | 3063.0746 | 2958.6908 | 2871.6027 | 2784.5145 | 2697.4264 | 2610.3382 | 2523.2501 | 2436.162 | 2349.0738 | 2261.9857 | 2174.8976 | 2087.8094 | 2000.7213 | 1913.6331 | 1826.545 | 1757.1294 | 1705.3864 | 1653.6433 | 1601.9002 | 1550.1572 | 1498.4141 | 1446.6711 | 1394.928 | 1343.185 | 1291.4419 | 0 | 0 | 0 | 0 | 0 | 0 | 0 | 0 | 0 | 0 | 0 | 0 | 0 | 0
|  | 2033 | -1.186% | [13 empty] | 3974.0255 | 3733.6795 | 3495.7073 | 3318.5018 | 3164.0837 | 3026.7563 | 2923.6101 | 2837.5546 | 2751.499 | 2665.4435 | 2579.3879 | 2493.3324 | 2407.2768 | 2321.2213 | 2235.1657 | 2149.1102 | 2063.0546 | 1976.9991 | 1890.9435 | 1804.888 | 1736.2954 | 1685.1659 | 1634.0363 | 1582.9068 | 1531.7773 | 1480.6477 | 1429.5182 | 1378.3886 | 1327.2591 | 1276.1295 | 0 | 0 | 0 | 0 | 0 | 0 | 0 | 0 | 0 | 0 | 0 | 0 | 0
|  | 2034 | -1.2% | [14 empty] | 3926.3408 | 3688.8788 | 3453.762 | 3278.6828 | 3126.1176 | 2990.438 | 2888.5295 | 2803.5065 | 2718.4835 | 2633.4606 | 2548.4376 | 2463.4147 | 2378.3917 | 2293.3687 | 2208.3458 | 2123.3228 | 2038.2999 | 1953.2769 | 1868.2539 | 1783.231 | 1715.4615 | 1664.9454 | 1614.4294 | 1563.9134 | 1513.3973 | 1462.8813 | 1412.3652 | 1361.8492 | 1311.3332 | 1260.8171 | 0 | 0 | 0 | 0 | 0 | 0 | 0 | 0 | 0 | 0 | 0 | 0
|  | 2035 | -1.214% | [15 empty] | 3878.6561 | 3644.078 | 3411.8167 | 3238.8638 | 3088.1515 | 2954.1196 | 2853.4488 | 2769.4584 | 2685.468 | 2601.4777 | 2517.4873 | 2433.4969 | 2349.5066 | 2265.5162 | 2181.5258 | 2097.5354 | 2013.5451 | 1929.5547 | 1845.5643 | 1761.574 | 1694.6275 | 1644.725 | 1594.8224 | 1544.9199 | 1495.0174 | 1445.1148 | 1395.2123 | 1345.3098 | 1295.4072 | 1245.5047 | 0 | 0 | 0 | 0 | 0 | 0 | 0 | 0 | 0 | 0 | 0
|  | 2036 | -1.229% | [16 empty] | 3830.9714 | 3599.2772 | 3369.8714 | 3199.0447 | 3050.1853 | 2917.8013 | 2818.3681 | 2735.4103 | 2652.4525 | 2569.4948 | 2486.537 | 2403.5792 | 2320.6214 | 2237.6636 | 2154.7059 | 2071.7481 | 1988.7903 | 1905.8325 | 1822.8747 | 1739.9169 | 1673.7935 | 1624.5045 | 1575.2155 | 1525.9265 | 1476.6374 | 1427.3484 | 1378.0594 | 1328.7704 | 1279.4813 | 1230.1923 | 0 | 0 | 0 | 0 | 0 | 0 | 0 | 0 | 0 | 0
|  | 2037 | -1.245% | [17 empty] | 3783.2867 | 3554.4765 | 3327.9261 | 3159.2257 | 3012.2192 | 2881.483 | 2783.2874 | 2701.3623 | 2619.4371 | 2537.5119 | 2455.5867 | 2373.6615 | 2291.7363 | 2209.8111 | 2127.8859 | 2045.9607 | 1964.0355 | 1882.1103 | 1800.1851 | 1718.2599 | 1652.9596 | 1604.284 | 1555.6085 | 1506.933 | 1458.2575 | 1409.582 | 1360.9065 | 1312.231 | 1263.5554 | 1214.8799 | 0 | 0 | 0 | 0 | 0 | 0 | 0 | 0 | 0
|  | 2038 | -1.26% | [18 empty] | 3735.602 | 3509.6757 | 3285.9807 | 3119.4067 | 2974.2531 | 2845.1647 | 2748.2068 | 2667.3142 | 2586.4216 | 2505.529 | 2424.6364 | 2343.7437 | 2262.8511 | 2181.9585 | 2101.0659 | 2020.1733 | 1939.2807 | 1858.3881 | 1777.4955 | 1696.6029 | 1632.1256 | 1584.0636 | 1536.0016 | 1487.9396 | 1439.8776 | 1391.8156 | 1343.7536 | 1295.6915 | 1247.6295 | 1199.5675 | 0 | 0 | 0 | 0 | 0 | 0 | 0 | 0
|  | 2039 | -1.276% | [19 empty] | 3687.9173 | 3464.8749 | 3244.0354 | 3079.5877 | 2936.2869 | 2808.8463 | 2713.1261 | 2633.2661 | 2553.4061 | 2473.5461 | 2393.686 | 2313.826 | 2233.966 | 2154.106 | 2074.246 | 1994.386 | 1914.5259 | 1834.6659 | 1754.8059 | 1674.9459 | 1611.2916 | 1563.8431 | 1516.3946 | 1468.9461 | 1421.4976 | 1374.0491 | 1326.6006 | 1279.1521 | 1231.7036 | 1184.2551 | 0 | 0 | 0 | 0 | 0 | 0 | 0
Revenue Requirement by vintage year
2012 $/MW-wk
| Aurora Input |  | Levelized Cost | 2020 | 2021 | 2022 | 2023 | 2024 | 2025 | 2026 | 2027 | 2028 | 2029 | 2030 | 2031 | 2032 | 2033 | 2034 | 2035 | 2036 | 2037 | 2038 | 2039 | 2040 | 2041 | 2042 | 2043 | 2044 | 2045 | 2046 | 2047 | 2048 | 2049 | 2050 | 2051 | 2052 | 2053 | 2054 | 2055 | 2056 | 2057 | 2058 | 2059 | 2060 | 2061 | 2062 | 2063 | 2064 | 2065 | 2066 | 2067 | 2068 | 2069 | 2070 | 2071 | 2072 | 2073 | 2074 | 2075
|  | 2020 | 2812.3571 | 4357.4832 | 4093.946 | 3833.0116 | 3638.7074 | 3469.3893 | 3318.8111 | 3205.7122 | 3111.3531 | 3016.9939 | 2922.6348 | 2828.2757 | 2733.9165 | 2639.5574 | 2545.1983 | 2450.8391 | 2356.48 | 2262.1209 | 2167.7617 | 2073.4026 | 1979.0435 | 1903.8323 | 1847.7693 | 1791.7062 | 1735.6431 | 1679.58 | 1623.5169 | 1567.4538 | 1511.3907 | 1455.3276 | 1399.2645 | 0 | 0 | 0 | 0 | 0 | 0 | 0 | 0 | 0 | 0 | 0 | 0 | 0 | 0 | 0 | 0 | 0 | 0 | 0 | 0 | 0 | 0 | 0 | 0 | 0 | 0
|  | 2021 | 2703.6983 |  | 4189.1266 | 3935.7715 | 3684.9187 | 3498.1215 | 3335.3453 | 3190.5848 | 3081.8557 | 2991.1422 | 2900.4288 | 2809.7153 | 2719.0019 | 2628.2884 | 2537.5749 | 2446.8615 | 2356.148 | 2265.4346 | 2174.7211 | 2084.0077 | 1993.2942 | 1902.5807 | 1830.2755 | 1776.3785 | 1722.4814 | 1668.5844 | 1614.6874 | 1560.7904 | 1506.8933 | 1452.9963 | 1399.0993 | 1345.2023 | 0 | 0 | 0 | 0 | 0 | 0 | 0 | 0 | 0 | 0 | 0 | 0 | 0 | 0 | 0 | 0 | 0 | 0 | 0 | 0 | 0 | 0 | 0 | 0 | 0
|  | 2022 | 2614.7439 |  |  | 4051.3001 | 3806.2807 | 3563.6811 | 3383.0298 | 3225.6091 | 3085.6113 | 2980.4595 | 2892.7306 | 2805.0017 | 2717.2728 | 2629.5439 | 2541.815 | 2454.0861 | 2366.3573 | 2278.6284 | 2190.8995 | 2103.1706 | 2015.4417 | 1927.7128 | 1839.9839 | 1770.0576 | 1717.9338 | 1665.8101 | 1613.6863 | 1561.5625 | 1509.4388 | 1457.315 | 1405.1913 | 1353.0675 | 1300.9438 | 0 | 0 | 0 | 0 | 0 | 0 | 0 | 0 | 0 | 0 | 0 | 0 | 0 | 0 | 0 | 0 | 0 | 0 | 0 | 0 | 0 | 0 | 0 | 0
|  | 2023 | 2525.7895 |  |  |  | 3913.4736 | 3676.7898 | 3442.4435 | 3267.938 | 3115.8728 | 2980.6379 | 2879.0633 | 2794.319 | 2709.5747 | 2624.8303 | 2540.086 | 2455.3417 | 2370.5974 | 2285.853 | 2201.1087 | 2116.3644 | 2031.62 | 1946.8757 | 1862.1314 | 1777.3871 | 1709.8397 | 1659.4892 | 1609.1387 | 1558.7882 | 1508.4377 | 1458.0872 | 1407.7367 | 1357.3862 | 1307.0357 | 1256.6852 | 0 | 0 | 0 | 0 | 0 | 0 | 0 | 0 | 0 | 0 | 0 | 0 | 0 | 0 | 0 | 0 | 0 | 0 | 0 | 0 | 0 | 0 | 0
|  | 2024 | 2436.835 |  |  |  |  | 3775.647 | 3547.2989 | 3321.206 | 3152.8463 | 3006.1366 | 2875.6644 | 2777.6671 | 2695.9074 | 2614.1476 | 2532.3878 | 2450.6281 | 2368.8683 | 2287.1086 | 2205.3488 | 2123.589 | 2041.8293 | 1960.0695 | 1878.3097 | 1796.55 | 1714.7902 | 1649.6217 | 1601.0445 | 1552.4673 | 1503.8901 | 1455.3128 | 1406.7356 | 1358.1584 | 1309.5812 | 1261.0039 | 1212.4267 | 0 | 0 | 0 | 0 | 0 | 0 | 0 | 0 | 0 | 0 | 0 | 0 | 0 | 0 | 0 | 0 | 0 | 0 | 0 | 0 | 0 | 0
|  | 2025 | 2347.8806 | [5 empty] | 3637.8205 | 3417.808 | 3199.9684 | 3037.7545 | 2896.4003 | 2770.6909 | 2676.271 | 2597.4958 | 2518.7206 | 2439.9454 | 2361.1702 | 2282.395 | 2203.6198 | 2124.8446 | 2046.0694 | 1967.2942 | 1888.519 | 1809.7438 | 1730.9686 | 1652.1934 | 1589.4038 | 1542.5998 | 1495.7959 | 1448.9919 | 1402.188 | 1355.384 | 1308.5801 | 1261.7761 | 1214.9721 | 1168.1682 | 0 | 0 | 0 | 0 | 0 | 0 | 0 | 0 | 0 | 0 | 0 | 0 | 0 | 0 | 0 | 0 | 0 | 0 | 0 | 0 | 0
|  | 2026 | 2287.1043 | [6 empty] | 3543.6533 | 3329.3359 | 3117.1352 | 2959.1204 | 2821.4252 | 2698.9698 | 2606.994 | 2530.258 | 2453.5219 | 2376.7859 | 2300.0498 | 2223.3137 | 2146.5777 | 2069.8416 | 1993.1056 | 1916.3695 | 1839.6335 | 1762.8974 | 1686.1614 | 1609.4253 | 1548.2611 | 1502.6687 | 1457.0763 | 1411.4839 | 1365.8915 | 1320.2991 | 1274.7067 | 1229.1142 | 1183.5218 | 1137.9294 | 0 | 0 | 0 | 0 | 0 | 0 | 0 | 0 | 0 | 0 | 0 | 0 | 0 | 0 | 0 | 0 | 0 | 0 | 0 | 0
|  | 2027 | 2226.3279 | [7 empty] | 3449.486 | 3240.8638 | 3034.302 | 2880.4862 | 2746.4501 | 2627.2488 | 2537.7171 | 2463.0202 | 2388.3233 | 2313.6263 | 2238.9294 | 2164.2325 | 2089.5356 | 2014.8387 | 1940.1418 | 1865.4449 | 1790.748 | 1716.0511 | 1641.3542 | 1566.6573 | 1507.1184 | 1462.7375 | 1418.3567 | 1373.9758 | 1329.595 | 1285.2141 | 1240.8332 | 1196.4524 | 1152.0715 | 1107.6907 | 0 | 0 | 0 | 0 | 0 | 0 | 0 | 0 | 0 | 0 | 0 | 0 | 0 | 0 | 0 | 0 | 0 | 0 | 0
|  | 2028 | 2165.5516 | [8 empty] | 3355.3188 | 3152.3917 | 2951.4689 | 2801.852 | 2671.475 | 2555.5277 | 2468.4401 | 2395.7824 | 2323.1246 | 2250.4668 | 2177.8091 | 2105.1513 | 2032.4936 | 1959.8358 | 1887.178 | 1814.5203 | 1741.8625 | 1669.2047 | 1596.547 | 1523.8892 | 1465.9757 | 1422.8064 | 1379.6371 | 1336.4678 | 1293.2984 | 1250.1291 | 1206.9598 | 1163.7905 | 1120.6212 | 1077.4519 | 0 | 0 | 0 | 0 | 0 | 0 | 0 | 0 | 0 | 0 | 0 | 0 | 0 | 0 | 0 | 0 | 0 | 0
|  | 2029 | 2104.7752 | [9 empty] | 3261.1515 | 3063.9197 | 2868.6357 | 2723.2179 | 2596.4998 | 2483.8067 | 2399.1632 | 2328.5446 | 2257.926 | 2187.3073 | 2116.6887 | 2046.0701 | 1975.4515 | 1904.8329 | 1834.2143 | 1763.5956 | 1692.977 | 1622.3584 | 1551.7398 | 1481.1212 | 1424.833 | 1382.8752 | 1340.9175 | 1298.9597 | 1257.0019 | 1215.0442 | 1173.0864 | 1131.1287 | 1089.1709 | 1047.2131 | 0 | 0 | 0 | 0 | 0 | 0 | 0 | 0 | 0 | 0 | 0 | 0 | 0 | 0 | 0 | 0 | 0
|  | 2030 | 2043.9989 | [10 empty] | 3166.9843 | 2975.4476 | 2785.8025 | 2644.5837 | 2521.5247 | 2412.0856 | 2329.8862 | 2261.3068 | 2192.7273 | 2124.1478 | 2055.5684 | 1986.9889 | 1918.4094 | 1849.8299 | 1781.2505 | 1712.671 | 1644.0915 | 1575.5121 | 1506.9326 | 1438.3531 | 1383.6903 | 1342.9441 | 1302.1979 | 1261.4516 | 1220.7054 | 1179.9592 | 1139.213 | 1098.4668 | 1057.7206 | 1016.9744 | 0 | 0 | 0 | 0 | 0 | 0 | 0 | 0 | 0 | 0 | 0 | 0 | 0 | 0 | 0 | 0
|  | 2031 | 2020.3249 | [11 empty] | 3130.3037 | 2940.9854 | 2753.5369 | 2613.9537 | 2492.32 | 2384.1484 | 2302.9011 | 2235.1159 | 2167.3308 | 2099.5456 | 2031.7604 | 1963.9753 | 1896.1901 | 1828.4049 | 1760.6197 | 1692.8346 | 1625.0494 | 1557.2642 | 1489.479 | 1421.6939 | 1367.6641 | 1327.3899 | 1287.1156 | 1246.8413 | 1206.567 | 1166.2927 | 1126.0185 | 1085.7442 | 1045.4699 | 1005.1956 | 0 | 0 | 0 | 0 | 0 | 0 | 0 | 0 | 0 | 0 | 0 | 0 | 0 | 0 | 0
|  | 2032 | 1996.651 | [12 empty] | 3093.6232 | 2906.5233 | 2721.2713 | 2583.3237 | 2463.1153 | 2356.2112 | 2275.916 | 2208.9251 | 2141.9342 | 2074.9434 | 2007.9525 | 1940.9616 | 1873.9707 | 1806.9799 | 1739.989 | 1672.9981 | 1606.0072 | 1539.0164 | 1472.0255 | 1405.0346 | 1351.638 | 1311.8357 | 1272.0333 | 1232.231 | 1192.4286 | 1152.6263 | 1112.8239 | 1073.0216 | 1033.2192 | 993.4169 | 0 | 0 | 0 | 0 | 0 | 0 | 0 | 0 | 0 | 0 | 0 | 0 | 0 | 0
|  | 2033 | 1972.9771 | [13 empty] | 3056.9427 | 2872.0612 | 2689.0056 | 2552.6937 | 2433.9106 | 2328.2741 | 2248.9309 | 2182.7343 | 2116.5377 | 2050.3411 | 1984.1446 | 1917.948 | 1851.7514 | 1785.5548 | 1719.3583 | 1653.1617 | 1586.9651 | 1520.7685 | 1454.572 | 1388.3754 | 1335.6119 | 1296.2815 | 1256.951 | 1217.6206 | 1178.2902 | 1138.9598 | 1099.6293 | 1060.2989 | 1020.9685 | 981.6381 | 0 | 0 | 0 | 0 | 0 | 0 | 0 | 0 | 0 | 0 | 0 | 0 | 0
|  | 2034 | 1949.3031 | [14 empty] | 3020.2621 | 2837.5991 | 2656.74 | 2522.0637 | 2404.7058 | 2300.3369 | 2221.9457 | 2156.5435 | 2091.1412 | 2025.7389 | 1960.3366 | 1894.9343 | 1829.5321 | 1764.1298 | 1698.7275 | 1633.3252 | 1567.923 | 1502.5207 | 1437.1184 | 1371.7161 | 1319.5857 | 1280.7273 | 1241.8688 | 1203.0103 | 1164.1518 | 1125.2933 | 1086.4348 | 1047.5763 | 1008.7178 | 969.8593 | 0 | 0 | 0 | 0 | 0 | 0 | 0 | 0 | 0 | 0 | 0 | 0
|  | 2035 | 1925.6292 | [15 empty] | 2983.5816 | 2803.1369 | 2624.4744 | 2491.4337 | 2375.5011 | 2272.3997 | 2194.9606 | 2130.3526 | 2065.7446 | 2001.1367 | 1936.5287 | 1871.9207 | 1807.3127 | 1742.7048 | 1678.0968 | 1613.4888 | 1548.8808 | 1484.2728 | 1419.6649 | 1355.0569 | 1303.5596 | 1265.1731 | 1226.7865 | 1188.3999 | 1150.0134 | 1111.6268 | 1073.2402 | 1034.8537 | 996.4671 | 958.0806 | 0 | 0 | 0 | 0 | 0 | 0 | 0 | 0 | 0 | 0 | 0
|  | 2036 | 1901.9552 | [16 empty] | 2946.901 | 2768.6748 | 2592.2088 | 2460.8036 | 2346.2964 | 2244.4625 | 2167.9755 | 2104.1618 | 2040.3481 | 1976.5344 | 1912.7208 | 1848.9071 | 1785.0934 | 1721.2797 | 1657.466 | 1593.6524 | 1529.8387 | 1466.025 | 1402.2113 | 1338.3976 | 1287.5335 | 1249.6189 | 1211.7042 | 1173.7896 | 1135.875 | 1097.9603 | 1060.0457 | 1022.1311 | 984.2164 | 946.3018 | 0 | 0 | 0 | 0 | 0 | 0 | 0 | 0 | 0 | 0
|  | 2037 | 1878.2813 | [17 empty] | 2910.2205 | 2734.2127 | 2559.9431 | 2430.1736 | 2317.0917 | 2216.5254 | 2140.9903 | 2077.971 | 2014.9516 | 1951.9322 | 1888.9128 | 1825.8934 | 1762.8741 | 1699.8547 | 1636.8353 | 1573.8159 | 1510.7965 | 1447.7772 | 1384.7578 | 1321.7384 | 1271.5074 | 1234.0647 | 1196.6219 | 1159.1792 | 1121.7365 | 1084.2938 | 1046.8511 | 1009.4084 | 971.9657 | 934.523 | 0 | 0 | 0 | 0 | 0 | 0 | 0 | 0 | 0
|  | 2038 | 1854.6074 | [18 empty] | 2873.54 | 2699.7505 | 2527.6775 | 2399.5436 | 2287.887 | 2188.5882 | 2114.0052 | 2051.7801 | 1989.5551 | 1927.33 | 1865.1049 | 1802.8798 | 1740.6547 | 1678.4296 | 1616.2046 | 1553.9795 | 1491.7544 | 1429.5293 | 1367.3042 | 1305.0792 | 1255.4812 | 1218.5105 | 1181.5397 | 1144.5689 | 1107.5981 | 1070.6274 | 1033.6566 | 996.6858 | 959.715 | 922.7443 | 0 | 0 | 0 | 0 | 0 | 0 | 0 | 0
|  | 2039 | 1830.9334 | [19 empty] | 2836.8594 | 2665.2884 | 2495.4119 | 2368.9136 | 2258.6822 | 2160.651 | 2087.0201 | 2025.5893 | 1964.1585 | 1902.7277 | 1841.297 | 1779.8662 | 1718.4354 | 1657.0046 | 1595.5738 | 1534.143 | 1472.7123 | 1411.2815 | 1349.8507 | 1288.4199 | 1239.4551 | 1202.9563 | 1166.4574 | 1129.9586 | 1093.4597 | 1056.9609 | 1020.462 | 983.9632 | 947.4643 | 910.9655 | 0 | 0 | 0 | 0 | 0 | 0 | 0
|  | Annual Change (%) |  | 0% | -3.864% | -3.29% | -3.402% | -3.522% | -3.65% | -2.589% | -2.657% | -2.73% | -2.807% | -2.888% | -1.158% | -1.172% | -1.186% | -1.2% | -1.214% | -1.229% | -1.245% | -1.26% | -1.276% | -1.293% | -1.202% | -1.216% | -1.231% | -1.247% | -1.262% | -1.278% | -1.295% | -1.312% | -1.329% | -1.347% | 0% | 0% | 0% | 0% | 0% | 0% | 0% | 0% | 0% | 0% | 0% | 0% | 0% | 0% | 0% | 0% | 0% | 0% | 0% | 0% | 0% | 0% | 0% | 0% | 0%
|  | Levelized Capital Cost ($/MW-wk) |  | 2812.3571 | 2703.6983 | 2614.7439 | 2525.7895 | 2436.835 | 2347.8806 | 2287.1043 | 2226.3279 | 2165.5516 | 2104.7752 | 2043.9989 | 2020.3249 | 1996.651 | 1972.9771 | 1949.3031 | 1925.6292 | 1901.9552 | 1878.2813 | 1854.6074 | 1830.9334 | 1807.2595 | 1785.5423 | 1763.825 | 1742.1078 | 1720.3906 | 1698.6733 | 1676.9561 | 1655.2389 | 1633.5216 | 1611.8044 | 1590.0871 | 1590.0871 | 1590.0871 | 1590.0871 | 1590.0871 | 1590.0871 | 1590.0871 | 1590.0871 | 1590.0871 | 1590.0871 | 1590.0871 | 1590.0871 | 1590.0871 | 1590.0871 | 1590.0871 | 1590.0871 | 1590.0871 | 1590.0871 | 1590.0871 | 1590.0871 | 1590.0871 | 1590.0871 | 1590.0871 | 1590.0871 | 1590.0871 | 1590.0871
|  | Economic Life | 30
|  | check s/b 0 | 0
itc
|  |  |  | 30% | 30% | 30% | 30% | 26% | 22% | 10% | 10% | 10% | 10% | 10% | 10% | 10% | 10% | 10% | 10% | 10% | 10% | 10% | 10% | 10% | 10% | 10% | 10% | 10% | 10% | 10% | 10% | 10% | 10% | 10% | 10% | 10% | 10% | 10% | 10% | 10% | 10% | 10% | 10% | 10% | 10% | 10% | 10% | 10% | 10% | 10% | 10% | 10% | 10% | 10% | 10% | 10% | 10% | 10% | 10%
ITC
| 2020-2023 | 30% |  | 2020: 15774.0797; 2065: 0; 2066: 0; 2067: 0; 2068: 0; 2069: 0; 2070: 0; 2071: 0; 2072: 0; 2073: 0
| 2024 | 26% |  | 2020: 13670.8691; 2057: 0; 2058: 0; 2059: 0; 2060: 0; 2061: 0; 2062: 0; 2063: 0; 2064: 0; 2065: 0; 2066: 0; 2067: 0; 2068: 0; 2069: 0; 2070: 0; 2071: 0; 2072: 0; 2073: 0; 2074: 0; 2075: 0
| 2025 | 22% |  | 2020: 11567.6584; 2057: 0; 2058: 0; 2059: 0; 2060: 0; 2061: 0; 2062: 0; 2063: 0; 2064: 0; 2065: 0; 2066: 0; 2067: 0; 2068: 0; 2069: 0; 2070: 0; 2071: 0; 2072: 0; 2073: 0; 2074: 0; 2075: 0
| Start 2026 | 10% |  | 2020: 5258.0266; 2057: 0; 2058: 0; 2059: 0; 2060: 0; 2061: 0; 2062: 0; 2063: 0; 2064: 0; 2065: 0; 2066: 0; 2067: 0; 2068: 0; 2069: 0; 2070: 0; 2071: 0; 2072: 0; 2073: 0; 2074: 0; 2075: 0
[41 empty] | 0 | 0 | 0 | 0 | 0 | 0 | 0 | 0 | 0 | 0 | 0 | 0 | 0 | 0 | 0 | 0 | 0 | 0 | 0
[41 empty] | 0 | 0 | 0 | 0 | 0 | 0 | 0 | 0 | 0 | 0 | 0 | 0 | 0 | 0 | 0 | 0 | 0 | 0 | 0
Amortization
|  | 30% |  | 788.704 | 788.704 | 788.704 | 788.704 | 788.704 | 788.704 | 788.704 | 788.704 | 788.704 | 788.704 | 788.704 | 788.704 | 788.704 | 788.704 | 788.704 | 788.704 | 788.704 | 788.704 | 788.704 | 788.704 | 788.704 | 788.704 | 788.704 | 788.704 | 788.704 | 788.704 | 788.704 | 788.704 | 788.704 | 788.704 | 788.704 | 788.704 | 788.704 | 788.704 | 788.704 | 788.704 | 788.704 | 788.704 | 788.704 | 788.704 | 788.704 | 788.704 | 788.704 | 788.704 | 788.704 | 788.704 | 788.704 | 788.704 | 788.704 | 788.704 | 788.704 | 788.704 | 788.704 | 788.704 | 788.704 | 788.704
|  | 26% |  | 683.5435 | 683.5435 | 683.5435 | 683.5435 | 683.5435 | 683.5435 | 683.5435 | 683.5435 | 683.5435 | 683.5435 | 683.5435 | 683.5435 | 683.5435 | 683.5435 | 683.5435 | 683.5435 | 683.5435 | 683.5435 | 683.5435 | 683.5435 | 683.5435 | 683.5435 | 683.5435 | 683.5435 | 683.5435 | 683.5435 | 683.5435 | 683.5435 | 683.5435 | 683.5435 | 683.5435 | 683.5435 | 683.5435 | 683.5435 | 683.5435 | 683.5435 | 683.5435 | 683.5435 | 683.5435 | 683.5435 | 683.5435 | 683.5435 | 683.5435 | 683.5435 | 683.5435 | 683.5435 | 683.5435 | 683.5435 | 683.5435 | 683.5435 | 683.5435 | 683.5435 | 683.5435 | 683.5435 | 683.5435 | 683.5435
|  | 22% |  | 578.3829 | 578.3829 | 578.3829 | 578.3829 | 578.3829 | 578.3829 | 578.3829 | 578.3829 | 578.3829 | 578.3829 | 578.3829 | 578.3829 | 578.3829 | 578.3829 | 578.3829 | 578.3829 | 578.3829 | 578.3829 | 578.3829 | 578.3829 | 578.3829 | 578.3829 | 578.3829 | 578.3829 | 578.3829 | 578.3829 | 578.3829 | 578.3829 | 578.3829 | 578.3829 | 578.3829 | 578.3829 | 578.3829 | 578.3829 | 578.3829 | 578.3829 | 578.3829 | 578.3829 | 578.3829 | 578.3829 | 578.3829 | 578.3829 | 578.3829 | 578.3829 | 578.3829 | 578.3829 | 578.3829 | 578.3829 | 578.3829 | 578.3829 | 578.3829 | 578.3829 | 578.3829 | 578.3829 | 578.3829 | 578.3829
|  | 10% |  | 262.9013 | 262.9013 | 262.9013 | 262.9013 | 262.9013 | 262.9013 | 262.9013 | 262.9013 | 262.9013 | 262.9013 | 262.9013 | 262.9013 | 262.9013 | 262.9013 | 262.9013 | 262.9013 | 262.9013 | 262.9013 | 262.9013 | 262.9013 | 262.9013 | 262.9013 | 262.9013 | 262.9013 | 262.9013 | 262.9013 | 262.9013 | 262.9013 | 262.9013 | 262.9013 | 262.9013 | 262.9013 | 262.9013 | 262.9013 | 262.9013 | 262.9013 | 262.9013 | 262.9013 | 262.9013 | 262.9013 | 262.9013 | 262.9013 | 262.9013 | 262.9013 | 262.9013 | 262.9013 | 262.9013 | 262.9013 | 262.9013 | 262.9013 | 262.9013 | 262.9013 | 262.9013 | 262.9013 | 262.9013 | 262.9013
|  |  |  | 2020 | 2021 | 2022 | 2023 | 2024 | 2025 | 2026 | 2027 | 2028 | 2029 | 2030 | 2031 | 2032 | 2033 | 2034 | 2035 | 2036 | 2037 | 2038 | 2039 | 2040 | 2041 | 2042 | 2043 | 2044 | 2045 | 2046 | 2047 | 2048 | 2049 | 2050 | 2051 | 2052 | 2053 | 2054 | 2055 | 2056 | 2057 | 2058 | 2059 | 2060 | 2061 | 2062 | 2063 | 2064 | 2065 | 2066 | 2067 | 2068 | 2069 | 2070 | 2071 | 2072 | 2073 | 2074 | 2075
|  | ITC Base |  | 11567.6584 | 11567.6584 | 11567.6584 | 11567.6584 | 11567.6584 | 11567.6584 | 11567.6584 | 11567.6584 | 11567.6584 | 11567.6584 | 11567.6584 | 11567.6584 | 11567.6584 | 11567.6584 | 11567.6584 | 11567.6584 | 11567.6584 | 11567.6584 | 11567.6584 | 11567.6584 | 11567.6584 | 11567.6584 | 11567.6584 | 11567.6584 | 11567.6584 | 11567.6584 | 11567.6584 | 11567.6584 | 11567.6584 | 11567.6584 | 11567.6584 | 11567.6584 | 11567.6584 | 11567.6584 | 11567.6584 | 11567.6584 | 11567.6584 | 11567.6584 | 11567.6584 | 11567.6584 | 11567.6584 | 11567.6584 | 11567.6584 | 11567.6584 | 11567.6584 | 11567.6584 | 11567.6584 | 11567.6584 | 11567.6584 | 11567.6584 | 11567.6584 | 11567.6584 | 11567.6584 | 11567.6584 | 11567.6584 | 11567.6584
|  | Accum ITC Amort |  | 578.3829 | 1156.7658 | 1735.1488 | 2313.5317 | 2891.9146 | 3470.2975 | 4048.6805 | 4627.0634 | 5205.4463 | 5783.8292 | 6362.2121 | 6940.5951 | 7518.978 | 8097.3609 | 8675.7438 | 9254.1268 | 9832.5097 | 10410.8926 | 10989.2755 | 11567.6584 | 12146.0414 | 12724.4243 | 13302.8072 | 13881.1901 | 14459.5731 | 15037.956 | 15616.3389 | 16194.7218 | 16773.1048 | 17351.4877 | 17929.8706 | 18508.2535 | 19086.6364 | 19665.0194 | 20243.4023 | 20821.7852 | 21400.1681 | 21978.5511 | 22556.934 | 23135.3169 | 23713.6998 | 24292.0827 | 24870.4657 | 25448.8486 | 26027.2315 | 26605.6144 | 27183.9974 | 27762.3803 | 28340.7632 | 28919.1461 | 29497.529 | 30075.912 | 30654.2949 | 31232.6778 | 31811.0607 | 32389.4437
|  | Ratebase |  | 10989.2755 | 10410.8926 | 9832.5097 | 9254.1268 | 8675.7438 | 8097.3609 | 7518.978 | 6940.5951 | 6362.2121 | 5783.8292 | 5205.4463 | 4627.0634 | 4048.6805 | 3470.2975 | 2891.9146 | 2313.5317 | 1735.1488 | 1156.7658 | 578.3829 | 0 | -578.3829 | -1156.7658 | -1735.1488 | -2313.5317 | -2891.9146 | -3470.2975 | -4048.6805 | -4627.0634 | -5205.4463 | -5783.8292 | -6362.2121 | -6940.5951 | -7518.978 | -8097.3609 | -8675.7438 | -9254.1268 | -9832.5097 | -10410.8926 | -10989.2755 | -11567.6584 | -12146.0414 | -12724.4243 | -13302.8072 | -13881.1901 | -14459.5731 | -15037.956 | -15616.3389 | -16194.7218 | -16773.1048 | -17351.4877 | -17929.8706 | -18508.2535 | -19086.6364 | -19665.0194 | -20243.4023 | -20821.7852
|  | Tax Basis |  | 46796.4365 | 46796.4365 | 46796.4365 | 46796.4365 | 46796.4365 | 46796.4365 | 46796.4365 | 46796.4365 | 46796.4365 | 46796.4365 | 46796.4365 | 46796.4365 | 46796.4365 | 46796.4365 | 46796.4365 | 46796.4365 | 46796.4365 | 46796.4365 | 46796.4365 | 46796.4365 | 46796.4365 | 46796.4365 | 46796.4365 | 46796.4365 | 46796.4365 | 46796.4365 | 46796.4365 | 46796.4365 | 46796.4365 | 46796.4365 | 46796.4365 | 46796.4365 | 46796.4365 | 46796.4365 | 46796.4365 | 46796.4365 | 46796.4365 | 46796.4365 | 46796.4365 | 46796.4365 | 46796.4365 | 46796.4365 | 46796.4365 | 46796.4365 | 46796.4365 | 46796.4365 | 46796.4365 | 46796.4365 | 46796.4365 | 46796.4365 | 46796.4365 | 46796.4365 | 46796.4365 | 46796.4365 | 46796.4365 | 46796.4365
|  | Book Depreciation |  | 1559.8812 | 1559.8812 | 1559.8812 | 1559.8812 | 1559.8812 | 1559.8812 | 1559.8812 | 1559.8812 | 1559.8812 | 1559.8812 | 1559.8812 | 1559.8812 | 1559.8812 | 1559.8812 | 1559.8812 | 1559.8812 | 1559.8812 | 1559.8812 | 1559.8812 | 1559.8812 | 1559.8812 | 1559.8812 | 1559.8812 | 1559.8812 | 1559.8812 | 1559.8812 | 1559.8812 | 1559.8812 | 1559.8812 | 1559.8812 | 1559.8812 | 1559.8812 | 1559.8812 | 1559.8812 | 1559.8812 | 1559.8812 | 1559.8812 | 1559.8812 | 1559.8812 | 1559.8812 | 1559.8812 | 1559.8812 | 1559.8812 | 1559.8812 | 1559.8812 | 1559.8812 | 1559.8812 | 1559.8812 | 1559.8812 | 1559.8812 | 1559.8812 | 1559.8812 | 1559.8812 | 1559.8812 | 1559.8812 | 1559.8812
|  | Tax Depreciation |  | 9359.2873 | 14974.8597 | 8984.9158 | 5390.9495 | 5390.9495 | 2695.4747 | 0 | 0 | 0 | 0 | 0 | 0 | 0 | 0 | 0 | 0 | 0 | 0 | 0 | 0 | 0 | 0 | 0 | 0 | 0 | 0 | 0 | 0 | 0 | 0 | 0 | 0 | 0 | 0 | 0 | 0 | 0 | 0 | 0 | 0 | 0 | 0 | 0 | 0 | 0 | 0 | 0 | 0 | 0 | 0 | 0 | 0 | 0 | 0 | 0 | 0
|  | Difference between book and tax |  | -7799.4061 | -13414.9784 | -7425.0346 | -3831.0683 | -3831.0683 | -1135.5935 | 1559.8812 | 1559.8812 | 1559.8812 | 1559.8812 | 1559.8812 | 1559.8812 | 1559.8812 | 1559.8812 | 1559.8812 | 1559.8812 | 1559.8812 | 1559.8812 | 1559.8812 | 1559.8812 | 1559.8812 | 1559.8812 | 1559.8812 | 1559.8812 | 1559.8812 | 1559.8812 | 1559.8812 | 1559.8812 | 1559.8812 | 1559.8812 | 1559.8812 | 1559.8812 | 1559.8812 | 1559.8812 | 1559.8812 | 1559.8812 | 1559.8812 | 1559.8812 | 1559.8812 | 1559.8812 | 1559.8812 | 1559.8812 | 1559.8812 | 1559.8812 | 1559.8812 | 1559.8812 | 1559.8812 | 1559.8812 | 1559.8812 | 1559.8812 | 1559.8812 | 1559.8812 | 1559.8812 | 1559.8812 | 1559.8812 | 1559.8812
|  | Deferred Tax |  | -1637.8753 | -2817.1455 | -1559.2573 | -804.5243 | -804.5243 | -238.4746 | 327.5751 | 327.5751 | 327.5751 | 327.5751 | 327.5751 | 327.5751 | 327.5751 | 327.5751 | 327.5751 | 327.5751 | 327.5751 | 327.5751 | 327.5751 | 327.5751 | 327.5751 | 327.5751 | 327.5751 | 327.5751 | 327.5751 | 327.5751 | 327.5751 | 327.5751 | 327.5751 | 327.5751 | 327.5751 | 327.5751 | 327.5751 | 327.5751 | 327.5751 | 327.5751 | 327.5751 | 327.5751 | 327.5751 | 327.5751 | 327.5751 | 327.5751 | 327.5751 | 327.5751 | 327.5751 | 327.5751 | 327.5751 | 327.5751 | 327.5751 | 327.5751 | 327.5751 | 327.5751 | 327.5751 | 327.5751 | 327.5751 | 327.5751
|  | Accum Defered Tax |  | -1637.8753 | -4455.0208 | -6014.278 | -6818.8023 | -7623.3267 | -7861.8013 | -7534.2263 | -7206.6512 | -6879.0762 | -6551.5011 | -6223.926 | -5896.351 | -5568.7759 | -5241.2009 | -4913.6258 | -4586.0508 | -4258.4757 | -3930.9007 | -3603.3256 | -3275.7506 | -2948.1755 | -2620.6004 | -2293.0254 | -1965.4503 | -1637.8753 | -1310.3002 | -982.7252 | -655.1501 | -327.5751 | -3.638e-12 | 327.5751 | 655.1501 | 982.7252 | 1310.3002 | 1637.8753 | 1965.4503 | 2293.0254 | 2620.6004 | 2948.1755 | 3275.7506 | 3603.3256 | 3930.9007 | 4258.4757 | 4586.0508 | 4913.6258 | 5241.2009 | 5568.7759 | 5896.351 | 6223.926 | 6551.5011 | 6879.0762 | 7206.6512 | 7534.2263 | 7861.8013 | 8189.3764 | 8516.9514
|  | Revenue Requirement |  | 5664.7281 | 5322.1299 | 4982.9151 | 4730.3196 | 4510.2062 | 4314.4544 | 4167.4259 | 4044.759 | 3922.0921 | 3799.4252 | 3676.7584 | 3554.0915 | 3431.4246 | 3308.7577 | 3186.0909 | 3063.424 | 2940.7571 | 2818.0902 | 2695.4234 | 2572.7565 | 2474.982 | 2402.1 | 2329.218 | 2256.336 | 2183.454 | 2110.572 | 2037.6899 | 1964.8079 | 1891.9259 | 1819.0439 | 0 | 0 | 0 | 0 | 0 | 0 | 0 | 0 | 0 | 0 | 0 | 0 | 0 | 0 | 0 | 0 | 0 | 0 | 0 | 0 | 0 | 0 | 0 | 0 | 0 | 0
|  | Depreciation |  | 1752.6755 | 1752.6755 | 1752.6755 | 1752.6755 | 1752.6755 | 1752.6755 | 1752.6755 | 1752.6755 | 1752.6755 | 1752.6755 | 1752.6755 | 1752.6755 | 1752.6755 | 1752.6755 | 1752.6755 | 1752.6755 | 1752.6755 | 1752.6755 | 1752.6755 | 1752.6755 | 1752.6755 | 1752.6755 | 1752.6755 | 1752.6755 | 1752.6755 | 1752.6755 | 1752.6755 | 1752.6755 | 1752.6755 | 1752.6755 | 0 | 0 | 0 | 0 | 0 | 0 | 0 | 0 | 0 | 0 | 0 | 0 | 0 | 0 | 0 | 0 | 0 | 0 | 0 | 0 | 0 | 0 | 0 | 0 | 0 | 0
|  | Insurance |  | 25.1859 | 25.1859 | 25.1859 | 25.1859 | 25.1859 | 25.1859 | 25.1859 | 25.1859 | 25.1859 | 25.1859 | 25.1859 | 25.1859 | 25.1859 | 25.1859 | 25.1859 | 25.1859 | 25.1859 | 25.1859 | 25.1859 | 25.1859 | 25.1859 | 25.1859 | 25.1859 | 25.1859 | 25.1859 | 25.1859 | 25.1859 | 25.1859 | 25.1859 | 25.1859 | 0 | 0 | 0 | 0 | 0 | 0 | 0 | 0 | 0 | 0 | 0 | 0 | 0 | 0 | 0 | 0 | 0 | 0 | 0 | 0 | 0 | 0 | 0 | 0 | 0 | 0
|  | Property Taxes |  | 239.0231 | 239.0231 | 239.0231 | 239.0231 | 239.0231 | 239.0231 | 239.0231 | 239.0231 | 239.0231 | 239.0231 | 239.0231 | 239.0231 | 239.0231 | 239.0231 | 239.0231 | 239.0231 | 239.0231 | 239.0231 | 239.0231 | 239.0231 | 239.0231 | 239.0231 | 239.0231 | 239.0231 | 239.0231 | 239.0231 | 239.0231 | 239.0231 | 239.0231 | 239.0231 | 0 | 0 | 0 | 0 | 0 | 0 | 0 | 0 | 0 | 0 | 0 | 0 | 0 | 0 | 0 | 0 | 0 | 0 | 0 | 0 | 0 | 0 | 0 | 0 | 0 | 0
|  | Current Taxes |  | -1074.2622 | -2471.2305 | -1129.108 | -334.1386 | -380.3624 | 214.5406 | 819.6755 | 793.9155 | 768.1554 | 742.3954 | 716.6354 | 690.8753 | 665.1153 | 639.3552 | 613.5952 | 587.8351 | 562.0751 | 536.315 | 510.555 | 484.795 | 464.2623 | 448.9571 | 433.6519 | 418.3467 | 403.0414 | 387.7362 | 372.431 | 357.1258 | 341.8205 | 326.5153 | 0 | 0 | 0 | 0 | 0 | 0 | 0 | 0 | 0 | 0 | 0 | 0 | 0 | 0 | 0 | 0 | 0 | 0 | 0 | 0 | 0 | 0 | 0 | 0 | 0 | 0
|  | DFIT |  |  | 3165.332 | 1751.9745 |  | 903.9599 | 267.949 | -368.0619 | -368.0619 | -368.0619 | -368.0619 | -368.0619 | -368.0619 | -368.0619 | -368.0619 | -368.0619 | -368.0619 | -368.0619 | -368.0619 | -368.0619 | -368.0619 | -368.0619 | -368.0619 | -368.0619 | -368.0619 | -368.0619 | -368.0619 | -368.0619 | -368.0619 | -368.0619 | -368.0619 | 0 | 0 | 0 | 0 | 0 | 0 | 0 | 0 | 0 | 0 | 0 | 0 | 0 | 0 | 0 | 0 | 0 | 0 | 0 | 0 | 0 | 0 | 0 | 0 | 0 | 0
|  | ITC |  | -578.3829 | -578.3829 | -578.3829 | -578.3829 | -578.3829 | -578.3829 | -578.3829 | -578.3829 | -578.3829 | -578.3829 | -578.3829 | -578.3829 | -578.3829 | -578.3829 | -578.3829 | -578.3829 | -578.3829 | -578.3829 | -578.3829 | -578.3829 | -578.3829 | -578.3829 | -578.3829 | -578.3829 | -578.3829 | -578.3829 | -578.3829 | -578.3829 | -578.3829 | -578.3829 | -578.3829 | -578.3829 | -578.3829 | -578.3829 | -578.3829 | -578.3829 | -578.3829 | -578.3829 | -578.3829 | -578.3829 | -578.3829 | -578.3829 | -578.3829 | -578.3829 | -578.3829 | -578.3829 | -578.3829 | -578.3829 | -578.3829 | -578.3829 | -578.3829 | -578.3829 | -578.3829 | -578.3829 | -578.3829 | -578.3829
|  | Total Operating Expenses |  | 364.2395 | 2132.6032 | 2061.3681 | 1104.3631 | 1962.0992 | 1920.9913 | 1890.1153 | 1864.3553 | 1838.5952 | 1812.8352 | 1787.0752 | 1761.3151 | 1735.5551 | 1709.795 | 1684.035 | 1658.2749 | 1632.5149 | 1606.7548 | 1580.9948 | 1555.2348 | 1534.7021 | 1519.3969 | 1504.0917 | 1488.7865 | 1473.4812 | 1458.176 | 1442.8708 | 1427.5656 | 1412.2603 | 1396.9551 | -578.3829 | -578.3829 | -578.3829 | -578.3829 | -578.3829 | -578.3829 | -578.3829 | -578.3829 | -578.3829 | -578.3829 | -578.3829 | -578.3829 | -578.3829 | -578.3829 | -578.3829 | -578.3829 | -578.3829 | -578.3829 | -578.3829 | -578.3829 | -578.3829 | -578.3829 | -578.3829 | -578.3829 | -578.3829 | -578.3829
|  | Operating |  | 5300.4886 | 3189.5267 | 2921.5471 | 3625.9565 | 2548.107 | 2393.4631 | 2277.3105 | 2180.4037 | 2083.4969 | 1986.5901 | 1889.6832 | 1792.7764 | 1695.8696 | 1598.9627 | 1502.0559 | 1405.1491 | 1308.2422 | 1211.3354 | 1114.4286 | 1017.5217 | 940.2799 | 882.7031 | 825.1263 | 767.5495 | 709.9727 | 652.396 | 594.8192 | 537.2424 | 479.6656 | 422.0888 | 578.3829 | 578.3829 | 578.3829 | 578.3829 | 578.3829 | 578.3829 | 578.3829 | 578.3829 | 578.3829 | 578.3829 | 578.3829 | 578.3829 | 578.3829 | 578.3829 | 578.3829 | 578.3829 | 578.3829 | 578.3829 | 578.3829 | 578.3829 | 578.3829 | 578.3829 | 578.3829 | 578.3829 | 578.3829 | 578.3829
|  | Ratebase |  | 50884.9903 | 46904.8044 | 42963.9275 | 40029.3612 | 37472.1613 | 35197.9863 | 33489.861 | 32064.7605 | 30639.66 | 29214.5596 | 27789.4591 | 26364.3586 | 24939.2582 | 23514.1577 | 22089.0572 | 20663.9568 | 19238.8563 | 17813.7558 | 16388.6554 | 14963.5549 | 13827.6459 | 12980.9284 | 12134.2108 | 11287.4933 | 10440.7757 | 9594.0582 | 8747.3406 | 7900.6231 | 7053.9055 | 6207.188 | 0 | 0 | 0 | 0 | 0 | 0 | 0 | 0 | 0 | 0 | 0 | 0 | 0 | 0 | 0 | 0 | 0 | 0 | 0 | 0 | 0 | 0 | 0 | 0 | 0 | 0
|  | Return on Ratebase |  | 10.42% | 6.8% | 6.8% | 9.058% | 6.8% | 6.8% | 6.8% | 6.8% | 6.8% | 6.8% | 6.8% | 6.8% | 6.8% | 6.8% | 6.8% | 6.8% | 6.8% | 6.8% | 6.8% | 6.8% | 6.8% | 6.8% | 6.8% | 6.8% | 6.8% | 6.8% | 6.8% | 6.8% | 6.8% | 6.8% | #DIV/0! | #DIV/0! | #DIV/0! | #DIV/0! | #DIV/0! | #DIV/0! | #DIV/0! | #DIV/0! | #DIV/0! | #DIV/0! | #DIV/0! | #DIV/0! | #DIV/0! | #DIV/0! | #DIV/0! | #DIV/0! | #DIV/0! | #DIV/0! | #DIV/0! | #DIV/0! | #DIV/0! | #DIV/0! | #DIV/0! | #DIV/0! | #DIV/0! | #DIV/0!
|  | Revenue Requirement |  | 5664.7281 | 5322.1299 | 4982.9151 | 4730.3196 | 4510.2062 | 4314.4544 | 4167.4259 | 4044.759 | 3922.0921 | 3799.4252 | 3676.7584 | 3554.0915 | 3431.4246 | 3308.7577 | 3186.0909 | 3063.424 | 2940.7571 | 2818.0902 | 2695.4234 | 2572.7565 | 2474.982 | 2402.1 | 2329.218 | 2256.336 | 2183.454 | 2110.572 | 2037.6899 | 1964.8079 | 1891.9259 | 1819.0439 | 0 | 0 | 0 | 0 | 0 | 0 | 0 | 0 | 0 | 0 | 0 | 0 | 0 | 0 | 0 | 0 | 0 | 0 | 0 | 0 | 0 | 0 | 0 | 0 | 0 | 0
|  | Tax Depreciation |  | 10516.0531 | 16825.685 | 10095.411 | 6057.2466 | 6057.2466 | 3028.6233 | 0 | 0 | 0 | 0 | 0 | 0 | 0 | 0 | 0 | 0 | 0 | 0 | 0 | 0 | 0 | 0 | 0 | 0 | 0 | 0 | 0 | 0 | 0 | 0 | 0 | 0 | 0 | 0 | 0 | 0 | 0 | 0 | 0 | 0 | 0 | 0 | 0 | 0 | 0 | 0 | 0 | 0 | 0 | 0 | 0 | 0 | 0 | 0 | 0 | 0
|  | Propety Taxes |  | 25.1859 | 25.1859 | 25.1859 | 25.1859 | 25.1859 | 25.1859 | 25.1859 | 25.1859 | 25.1859 | 25.1859 | 25.1859 | 25.1859 | 25.1859 | 25.1859 | 25.1859 | 25.1859 | 25.1859 | 25.1859 | 25.1859 | 25.1859 | 25.1859 | 25.1859 | 25.1859 | 25.1859 | 25.1859 | 25.1859 | 25.1859 | 25.1859 | 25.1859 | 25.1859 | 0 | 0 | 0 | 0 | 0 | 0 | 0 | 0 | 0 | 0 | 0 | 0 | 0 | 0 | 0 | 0 | 0 | 0 | 0 | 0 | 0 | 0 | 0 | 0 | 0 | 0
|  | Insurance |  | 239.0231 | 239.0231 | 239.0231 | 239.0231 | 239.0231 | 239.0231 | 239.0231 | 239.0231 | 239.0231 | 239.0231 | 239.0231 | 239.0231 | 239.0231 | 239.0231 | 239.0231 | 239.0231 | 239.0231 | 239.0231 | 239.0231 | 239.0231 | 239.0231 | 239.0231 | 239.0231 | 239.0231 | 239.0231 | 239.0231 | 239.0231 | 239.0231 | 239.0231 | 239.0231 | 0 | 0 | 0 | 0 | 0 | 0 | 0 | 0 | 0 | 0 | 0 | 0 | 0 | 0 | 0 | 0 | 0 | 0 | 0 | 0 | 0 | 0 | 0 | 0 | 0 | 0
|  | Expenses |  | 10780.2622 | 17089.8941 | 10359.6201 | 6321.4557 | 6321.4557 | 3292.8324 | 264.2091 | 264.2091 | 264.2091 | 264.2091 | 264.2091 | 264.2091 | 264.2091 | 264.2091 | 264.2091 | 264.2091 | 264.2091 | 264.2091 | 264.2091 | 264.2091 | 264.2091 | 264.2091 | 264.2091 | 264.2091 | 264.2091 | 264.2091 | 264.2091 | 264.2091 | 264.2091 | 264.2091 | 0 | 0 | 0 | 0 | 0 | 0 | 0 | 0 | 0 | 0 | 0 | 0 | 0 | 0 | 0 | 0 | 0 | 0 | 0 | 0 | 0 | 0 | 0 | 0 | 0 | 0
|  | Taxble Income |  | -5115.534 | -11767.7642 | -5376.7049 | -1591.1361 | -1811.2495 | 1021.622 | 3903.2168 | 3780.5499 | 3657.8831 | 3535.2162 | 3412.5493 | 3289.8824 | 3167.2156 | 3044.5487 | 2921.8818 | 2799.2149 | 2676.5481 | 2553.8812 | 2431.2143 | 2308.5474 | 2210.773 | 2137.891 | 2065.009 | 1992.1269 | 1919.2449 | 1846.3629 | 1773.4809 | 1700.5989 | 1627.7169 | 1554.8348 | 0 | 0 | 0 | 0 | 0 | 0 | 0 | 0 | 0 | 0 | 0 | 0 | 0 | 0 | 0 | 0 | 0 | 0 | 0 | 0 | 0 | 0 | 0 | 0 | 0 | 0
|  | Tax Rate |  | 0.21 | 0.21 | 0.21 | 0.21 | 0.21 | 0.21 | 0.21 | 0.21 | 0.21 | 0.21 | 0.21 | 0.21 | 0.21 | 0.21 | 0.21 | 0.21 | 0.21 | 0.21 | 0.21 | 0.21 | 0.21 | 0.21 | 0.21 | 0.21 | 0.21 | 0.21 | 0.21 | 0.21 | 0.21 | 0.21 | 0.21 | 0.21 | 0.21 | 0.21 | 0.21 | 0.21 | 0.21 | 0.21 | 0.21 | 0.21 | 0.21 | 0.21 | 0.21 | 0.21 | 0.21 | 0.21 | 0.21 | 0.21 | 0.21 | 0.21 | 0.21 | 0.21 | 0.21 | 0.21 | 0.21 | 0.21
|  | Taxes |  | -1074.2622 | -2471.2305 | -1129.108 | -334.1386 | -380.3624 | 214.5406 | 819.6755 | 793.9155 | 768.1554 | 742.3954 | 716.6354 | 690.8753 | 665.1153 | 639.3552 | 613.5952 | 587.8351 | 562.0751 | 536.315 | 510.555 | 484.795 | 464.2623 | 448.9571 | 433.6519 | 418.3467 | 403.0414 | 387.7362 | 372.431 | 357.1258 | 341.8205 | 326.5153 | 0 | 0 | 0 | 0 | 0 | 0 | 0 | 0 | 0 | 0 | 0 | 0 | 0 | 0 | 0 | 0 | 0 | 0 | 0 | 0 | 0 | 0 | 0 | 0 | 0 | 0

## Battery ITC >2025 10%
Solar FINANCIALS
($ 1000s Unless Otherwise Indicated)
| Calendar Year of Fin. Close |  |  | 2020 | 2021 | 2022 | 2023 | 2024 | 2025 | 2026 | 2027 | 2028 | 2029 | 2030 | 2031 | 2032 | 2033 | 2034 | 2035 | 2036 | 2037 | 2038 | 2039 | 2040 | 2041 | 2042 | 2043 | 2044 | 2045 | 2046 | 2047 | 2048 | 2049 | 2050 | 2051 | 2052 | 2053 | 2054 | 2055 | 2056 | 2057 | 2058 | 2059 | 2060 | 2061 | 2062 | 2063 | 2064 | 2065 | 2066 | 2067 | 2068 | 2069 | 2070 | 2071 | 2072 | 2073 | 2074 | 2075
| Operating Year |  | 0 | 1 | 2 | 3 | 4 | 5 | 6 | 7 | 8 | 9 | 10 | 11 | 12 | 13 | 14 | 15 | 16 | 17 | 18 | 19 | 20 | 21 | 22 | 23 | 24 | 25 | 26 | 27 | 28 | 29 | 30 | 31 | 32 | 33 | 34 | 35 | 36 | 37 | 38 | 39 | 40 | 41 | 42 | 43 | 44 | 45 | 46 | 47 | 48 | 49 | 50 | 51 | 52 | 53 | 54 | 55 | 56
| Calendar Year | Capital Invest.
| 2020 | 52580.2657
| Gross plant |  | 2020 1: 52580.2657; 2021 2: 52580.2657; 2022 3: 52580.2657; 2023 4: 52580.2657; 2024 5: 52580.2657; 2025 6: 52580.2657; 2026 7: 52580.2657; 2027 8: 52580.2657; 2028 9: 52580.2657; 2029 10: 52580.2657; 2030 11: 52580.2657; 2031 12: 52580.2657; 2032 13: 52580.2657; 2033 14: 52580.2657; 2034 15: 52580.2657; 2035 16: 52580.2657; 2036 17: 52580.2657; 2037 18: 52580.2657; 2038 19: 52580.2657; 2039 20: 52580.2657; 2040 21: 52580.2657; 2041 22: 52580.2657; 2042 23: 52580.2657; 2043 24: 52580.2657; 2044 25: 52580.2657; 2045 26: 52580.2657; 2046 27: 52580.2657; 2047 28: 52580.2657; 2048 29: 52580.2657; 2049 30: 52580.2657
| Accumulated Deprectiation |  | 2020 1: 1752.6755; 2021 2: 3505.351; 2022 3: 5258.0266; 2023 4: 7010.7021; 2024 5: 8763.3776; 2025 6: 10516.0531; 2026 7: 12268.7287; 2027 8: 14021.4042; 2028 9: 15774.0797; 2029 10: 17526.7552; 2030 11: 19279.4307; 2031 12: 21032.1063; 2032 13: 22784.7818; 2033 14: 24537.4573; 2034 15: 26290.1328; 2035 16: 28042.8084; 2036 17: 29795.4839; 2037 18: 31548.1594; 2038 19: 33300.8349; 2039 20: 35053.5105; 2040 21: 36806.186; 2041 22: 38558.8615; 2042 23: 40311.537; 2043 24: 42064.2125; 2044 25: 43816.8881; 2045 26: 45569.5636; 2046 27: 47322.2391; 2047 28: 49074.9146; 2048 29: 50827.5902; 2049 30: 52580.2657
| Net book value |  | 2020 1: 50827.5902; 2021 2: 49074.9146; 2022 3: 47322.2391; 2023 4: 45569.5636; 2024 5: 43816.8881; 2025 6: 42064.2125; 2026 7: 40311.537; 2027 8: 38558.8615; 2028 9: 36806.186; 2029 10: 35053.5105; 2030 11: 33300.8349; 2031 12: 31548.1594; 2032 13: 29795.4839; 2033 14: 28042.8084; 2034 15: 26290.1328; 2035 16: 24537.4573; 2036 17: 22784.7818; 2037 18: 21032.1063; 2038 19: 19279.4307; 2039 20: 17526.7552; 2040 21: 15774.0797; 2041 22: 14021.4042; 2042 23: 12268.7287; 2043 24: 10516.0531; 2044 25: 8763.3776; 2045 26: 7010.7021; 2046 27: 5258.0266; 2047 28: 3505.351; 2048 29: 1752.6755; 2049 30: 0
| ITC |  | 2020 1: 0; 2021 2: 0; 2022 3: 0; 2023 4: 0; 2024 5: 0; 2025 6: 0; 2026 7: 0; 2027 8: 0; 2028 9: 0; 2029 10: 0; 2030 11: 0; 2031 12: 0; 2032 13: 0; 2033 14: 0; 2034 15: 0; 2035 16: 0; 2036 17: 0; 2037 18: 0; 2038 19: 0; 2039 20: 0; 2040 21: 262.9013; 2041 22: 525.8027; 2042 23: 788.704; 2043 24: 1051.6053; 2044 25: 1314.5066; 2045 26: 1577.408; 2046 27: 1840.3093; 2047 28: 2103.2106; 2048 29: 2366.112; 2049 30: 2629.0133
| Accumulated deffered income tax |  | 2020 1: -1748.2938; 2021 2: -4755.3592; 2022 3: -6419.735; 2023 4: -7278.4969; 2024 5: -8137.2588; 2025 6: -8391.8104; 2026 7: -8042.1516; 2027 8: -7692.4929; 2028 9: -7342.8341; 2029 10: -6993.1753; 2030 11: -6643.5166; 2031 12: -6293.8578; 2032 13: -5944.199; 2033 14: -5594.5403; 2034 15: -5244.8815; 2035 16: -4895.2227; 2036 17: -4545.564; 2037 18: -4195.9052; 2038 19: -3846.2464; 2039 20: -3496.5877; 2040 21: -3146.9289; 2041 22: -2797.2701; 2042 23: -2447.6114; 2043 24: -2097.9526; 2044 25: -1748.2938; 2045 26: -1398.6351; 2046 27: -1048.9763; 2047 28: -699.3175; 2048 29: -349.6588; 2049 30: 4.2064e-12
| Rate Base |  | 2020 1: 49079.2963; 2021 2: 44319.5554; 2022 3: 40902.5042; 2023 4: 38291.0667; 2024 5: 35679.6292; 2025 6: 33672.4021; 2026 7: 32269.3854; 2027 8: 30866.3686; 2028 9: 29463.3519; 2029 10: 28060.3351; 2030 11: 26657.3184; 2031 12: 25254.3016; 2032 13: 23851.2848; 2033 14: 22448.2681; 2034 15: 21045.2513; 2035 16: 19642.2346; 2036 17: 18239.2178; 2037 18: 16836.2011; 2038 19: 15433.1843; 2039 20: 14030.1676; 2040 21: 12890.0521; 2041 22: 11749.9367; 2042 23: 10609.8213; 2043 24: 9469.7058; 2044 25: 8329.5904; 2045 26: 7189.475; 2046 27: 6049.3596; 2047 28: 4909.2441; 2048 29: 3769.1287; 2049 30: 2629.0133
| Average rate base |  | 2020 1: 50829.781; 2021 2: 46699.4259; 2022 3: 42611.0298; 2023 4: 39596.7854; 2024 5: 36985.348; 2025 6: 34676.0157; 2026 7: 32970.8938; 2027 8: 31567.877; 2028 9: 30164.8602; 2029 10: 28761.8435; 2030 11: 27358.8267; 2031 12: 25955.81; 2032 13: 24552.7932; 2033 14: 23149.7765; 2034 15: 21746.7597; 2035 16: 20343.743; 2036 17: 18940.7262; 2037 18: 17537.7094; 2038 19: 16134.6927; 2039 20: 14731.6759; 2040 21: 13460.1098; 2041 22: 12319.9944; 2042 23: 11179.879; 2043 24: 10039.7636; 2044 25: 8899.6481; 2045 26: 7759.5327; 2046 27: 6619.4173; 2047 28: 5479.3019; 2048 29: 4339.1864; 2049 30: 3199.071
| Pre-tax Return | 0.086076 | 2020 1: 4375.2217; 2021 2: 4019.6974; 2022 3: 3667.7848; 2023 4: 3408.3309; 2024 5: 3183.5489; 2025 6: 2984.771; 2026 7: 2838.001; 2027 8: 2717.235; 2028 9: 2596.469; 2029 10: 2475.703; 2030 11: 2354.937; 2031 12: 2234.171; 2032 13: 2113.405; 2033 14: 1992.639; 2034 15: 1871.873; 2035 16: 1751.107; 2036 17: 1630.341; 2037 18: 1509.575; 2038 19: 1388.809; 2039 20: 1268.043; 2040 21: 1158.5917; 2041 22: 1060.4552; 2042 23: 962.3187; 2043 24: 864.1822; 2044 25: 766.0457; 2045 26: 667.9091; 2046 27: 569.7726; 2047 28: 471.6361; 2048 29: 373.4996; 2049 30: 275.3631
| Book Depreciation |  | 2020 1: 1752.6755; 2021 2: 1752.6755; 2022 3: 1752.6755; 2023 4: 1752.6755; 2024 5: 1752.6755; 2025 6: 1752.6755; 2026 7: 1752.6755; 2027 8: 1752.6755; 2028 9: 1752.6755; 2029 10: 1752.6755; 2030 11: 1752.6755; 2031 12: 1752.6755; 2032 13: 1752.6755; 2033 14: 1752.6755; 2034 15: 1752.6755; 2035 16: 1752.6755; 2036 17: 1752.6755; 2037 18: 1752.6755; 2038 19: 1752.6755; 2039 20: 1752.6755; 2040 21: 1752.6755; 2041 22: 1752.6755; 2042 23: 1752.6755; 2043 24: 1752.6755; 2044 25: 1752.6755; 2045 26: 1752.6755; 2046 27: 1752.6755; 2047 28: 1752.6755; 2048 29: 1752.6755; 2049 30: 1752.6755
| Insurance |  | 2020 1: 25.1859; 2021 2: 25.1859; 2022 3: 25.1859; 2023 4: 25.1859; 2024 5: 25.1859; 2025 6: 25.1859; 2026 7: 25.1859; 2027 8: 25.1859; 2028 9: 25.1859; 2029 10: 25.1859; 2030 11: 25.1859; 2031 12: 25.1859; 2032 13: 25.1859; 2033 14: 25.1859; 2034 15: 25.1859; 2035 16: 25.1859; 2036 17: 25.1859; 2037 18: 25.1859; 2038 19: 25.1859; 2039 20: 25.1859; 2040 21: 25.1859; 2041 22: 25.1859; 2042 23: 25.1859; 2043 24: 25.1859; 2044 25: 25.1859; 2045 26: 25.1859; 2046 27: 25.1859; 2047 28: 25.1859; 2048 29: 25.1859; 2049 30: 25.1859
| ITC Amort - Grossed for Taxes |  | 2020 1: -332.7865; 2021 2: -332.7865; 2022 3: -332.7865; 2023 4: -332.7865; 2024 5: -332.7865; 2025 6: -332.7865; 2026 7: -332.7865; 2027 8: -332.7865; 2028 9: -332.7865; 2029 10: -332.7865; 2030 11: -332.7865; 2031 12: -332.7865; 2032 13: -332.7865; 2033 14: -332.7865; 2034 15: -332.7865; 2035 16: -332.7865; 2036 17: -332.7865; 2037 18: -332.7865; 2038 19: -332.7865; 2039 20: -332.7865; 2040 21: -332.7865; 2041 22: -332.7865; 2042 23: -332.7865; 2043 24: -332.7865; 2044 25: -332.7865; 2045 26: -332.7865; 2046 27: -332.7865; 2047 28: -332.7865; 2048 29: -332.7865; 2049 30: -332.7865
| Property Taxes |  | 2020 1: 239.0231; 2021 2: 239.0231; 2022 3: 239.0231; 2023 4: 239.0231; 2024 5: 239.0231; 2025 6: 239.0231; 2026 7: 239.0231; 2027 8: 239.0231; 2028 9: 239.0231; 2029 10: 239.0231; 2030 11: 239.0231; 2031 12: 239.0231; 2032 13: 239.0231; 2033 14: 239.0231; 2034 15: 239.0231; 2035 16: 239.0231; 2036 17: 239.0231; 2037 18: 239.0231; 2038 19: 239.0231; 2039 20: 239.0231; 2040 21: 239.0231; 2041 22: 239.0231; 2042 23: 239.0231; 2043 24: 239.0231; 2044 25: 239.0231; 2045 26: 239.0231; 2046 27: 239.0231; 2047 28: 239.0231; 2048 29: 239.0231; 2049 30: 239.0231
| Revenue Requirement |  | 2020 1: 6059.3197; 2021 2: 5703.7955; 2022 3: 5351.8829; 2023 4: 5092.429; 2024 5: 4867.647; 2025 6: 4668.8691; 2026 7: 4522.0991; 2027 8: 4401.3331; 2028 9: 4280.5671; 2029 10: 4159.8011; 2030 11: 4039.0351; 2031 12: 3918.2691; 2032 13: 3797.5031; 2033 14: 3676.7371; 2034 15: 3555.9711; 2035 16: 3435.2051; 2036 17: 3314.4391; 2037 18: 3193.6731; 2038 19: 3072.9071; 2039 20: 2952.1411; 2040 21: 2842.6898; 2041 22: 2744.5533; 2042 23: 2646.4168; 2043 24: 2548.2803; 2044 25: 2450.1437; 2045 26: 2352.0072; 2046 27: 2253.8707; 2047 28: 2155.7342; 2048 29: 2057.5977; 2049 30: 1959.4612
| Book Depreciation |  | 2020 1: 1752.6755; 2021 2: 1752.6755; 2022 3: 1752.6755; 2023 4: 1752.6755; 2024 5: 1752.6755; 2025 6: 1752.6755; 2026 7: 1752.6755; 2027 8: 1752.6755; 2028 9: 1752.6755; 2029 10: 1752.6755; 2030 11: 1752.6755; 2031 12: 1752.6755; 2032 13: 1752.6755; 2033 14: 1752.6755; 2034 15: 1752.6755; 2035 16: 1752.6755; 2036 17: 1752.6755; 2037 18: 1752.6755; 2038 19: 1752.6755; 2039 20: 1752.6755; 2040 21: 1752.6755; 2041 22: 1752.6755; 2042 23: 1752.6755; 2043 24: 1752.6755; 2044 25: 1752.6755; 2045 26: 1752.6755; 2046 27: 1752.6755; 2047 28: 1752.6755; 2048 29: 1752.6755; 2049 30: 1752.6755
| Tax Depreciation |  | 2020 1: 10516.0531; 2021 2: 16825.685; 2022 3: 10095.411; 2023 4: 6057.2466; 2024 5: 6057.2466; 2025 6: 3028.6233; 2026 7: 0; 2027 8: 0; 2028 9: 0; 2029 10: 0; 2030 11: 0; 2031 12: 0; 2032 13: 0; 2033 14: 0; 2034 15: 0; 2035 16: 0; 2036 17: 0; 2037 18: 0; 2038 19: 0; 2039 20: 0; 2040 21: 0; 2041 22: 0; 2042 23: 0; 2043 24: 0; 2044 25: 0; 2045 26: 0; 2046 27: 0; 2047 28: 0; 2048 29: 0; 2049 30: 0
| Difference between book and tax |  | 2020 1: -8763.3776; 2021 2: -15073.0095; 2022 3: -8342.7355; 2023 4: -4304.5711; 2024 5: -4304.5711; 2025 6: -1275.9478; 2026 7: 1752.6755; 2027 8: 1752.6755; 2028 9: 1752.6755; 2029 10: 1752.6755; 2030 11: 1752.6755; 2031 12: 1752.6755; 2032 13: 1752.6755; 2033 14: 1752.6755; 2034 15: 1752.6755; 2035 16: 1752.6755; 2036 17: 1752.6755; 2037 18: 1752.6755; 2038 19: 1752.6755; 2039 20: 1752.6755; 2040 21: 1752.6755; 2041 22: 1752.6755; 2042 23: 1752.6755; 2043 24: 1752.6755; 2044 25: 1752.6755; 2045 26: 1752.6755; 2046 27: 1752.6755; 2047 28: 1752.6755; 2048 29: 1752.6755; 2049 30: 1752.6755
| Tax rate |  | 2020 1: -1840.3093; 2021 2: -3165.332; 2022 3: -1751.9745; 2023 4: -903.9599; 2024 5: -903.9599; 2025 6: -267.949; 2026 7: 368.0619; 2027 8: 368.0619; 2028 9: 368.0619; 2029 10: 368.0619; 2030 11: 368.0619; 2031 12: 368.0619; 2032 13: 368.0619; 2033 14: 368.0619; 2034 15: 368.0619; 2035 16: 368.0619; 2036 17: 368.0619; 2037 18: 368.0619; 2038 19: 368.0619; 2039 20: 368.0619; 2040 21: 368.0619; 2041 22: 368.0619; 2042 23: 368.0619; 2043 24: 368.0619; 2044 25: 368.0619; 2045 26: 368.0619; 2046 27: 368.0619; 2047 28: 368.0619; 2048 29: 368.0619; 2049 30: 368.0619
Depreciation Tables
|  | 5 | 2020 1: 20%; 2021 2: 32%; 2022 3: 19.2%; 2023 4: 11.52%; 2024 5: 11.52%; 2025 6: 5.76%; 2026 7: 0%; 2027 8: 0%; 2028 9: 0%; 2029 10: 0%; 2030 11: 0%; 2031 12: 0%; 2032 13: 0%; 2033 14: 0%; 2034 15: 0%; 2035 16: 0%; 2036 17: 0%; 2037 18: 0%; 2038 19: 0%; 2039 20: 0%; 2040 21: 0%
|  | 5 | 0: 1; 2020 1: 20%; 2021 2: 32%; 2022 3: 19.2%; 2023 4: 11.52%; 2024 5: 11.52%; 2025 6: 5.76%
|  | 10 | 0: 0; 2020 1: 10%; 2021 2: 18%; 2022 3: 14.4%; 2023 4: 11.52%; 2024 5: 9.22%; 2025 6: 7.37%; 2026 7: 6.55%; 2027 8: 6.55%; 2028 9: 6.56%; 2029 10: 6.55%; 2030 11: 3.28%
|  | 15 | 0: 0; 2020 1: 5%; 2021 2: 9.5%; 2022 3: 8.55%; 2023 4: 7.7%; 2024 5: 6.93%; 2025 6: 6.23%; 2026 7: 5.9%; 2027 8: 5.9%; 2028 9: 5.91%; 2029 10: 5.9%; 2030 11: 5.91%; 2031 12: 5.9%; 2032 13: 5.91%; 2033 14: 5.9%; 2034 15: 5.91%; 2035 16: 2.95%
|  | 20 | 0: 0; 2020 1: 3.75%; 2021 2: 7.219%; 2022 3: 6.677%; 2023 4: 6.177%; 2024 5: 5.713%; 2025 6: 5.285%; 2026 7: 4.888%; 2027 8: 4.522%; 2028 9: 4.462%; 2029 10: 4.461%; 2030 11: 4.462%; 2031 12: 4.461%; 2032 13: 4.462%; 2033 14: 4.461%; 2034 15: 4.462%; 2035 16: 4.461%; 2036 17: 4.462%; 2037 18: 4.461%; 2038 19: 4.462%; 2039 20: 4.461%; 2040 21: 2.231%
Revenue Requirement by vintage year
2012 $000
|  |  |  | 2020 | 2021 | 2022 | 2023 | 2024 | 2025 | 2026 | 2027 | 2028 | 2029 | 2030 | 2031 | 2032 | 2033 | 2034 | 2035 | 2036 | 2037 | 2038 | 2039 | 2040 | 2041 | 2042 | 2043 | 2044 | 2045 | 2046 | 2047 | 2048 | 2049 | 2050 | 2051 | 2052 | 2053 | 2054 | 2055 | 2056 | 2057 | 2058 | 2059 | 2060 | 2061 | 2062 | 2063 | 2064 | 2065 | 2066 | 2067 | 2068 | 2069 | 2070 | 2071 | 2072 | 2073 | 2074 | 2075
|  | 2020 | 0% | 6059.3197 | 5703.7955 | 5351.8829 | 5092.429 | 4867.647 | 4668.8691 | 4522.0991 | 4401.3331 | 4280.5671 | 4159.8011 | 4039.0351 | 3918.2691 | 3797.5031 | 3676.7371 | 3555.9711 | 3435.2051 | 3314.4391 | 3193.6731 | 3072.9071 | 2952.1411 | 2842.6898 | 2744.5533 | 2646.4168 | 2548.2803 | 2450.1437 | 2352.0072 | 2253.8707 | 2155.7342 | 2057.5977 | 1959.4612 | 0 | 0 | 0 | 0 | 0 | 0 | 0 | 0 | 0 | 0 | 0 | 0 | 0 | 0 | 0 | 0 | 0 | 0 | 0 | 0 | 0 | 0 | 0 | 0 | 0 | 0
|  | 2021 | -3.864% |  | 5825.2107 | 5483.4225 | 5145.1065 | 4895.6769 | 4679.5797 | 4488.4817 | 4347.3824 | 4231.2823 | 4115.1822 | 3999.0822 | 3882.9821 | 3766.8821 | 3650.782 | 3534.6819 | 3418.5819 | 3302.4818 | 3186.3818 | 3070.2817 | 2954.1816 | 2838.0816 | 2732.8591 | 2638.5142 | 2544.1693 | 2449.8244 | 2355.4795 | 2261.1346 | 2166.7897 | 2072.4448 | 1978.0999 | 1883.755 | 0 | 0 | 0 | 0 | 0 | 0 | 0 | 0 | 0 | 0 | 0 | 0 | 0 | 0 | 0 | 0 | 0 | 0 | 0 | 0 | 0 | 0 | 0 | 0 | 0
|  | 2022 | -3.29% |  |  | 5633.5553 | 5303.0124 | 4975.8273 | 4734.6041 | 4525.6167 | 4340.8061 | 4204.3491 | 4092.0688 | 3979.7886 | 3867.5083 | 3755.2281 | 3642.9478 | 3530.6676 | 3418.3873 | 3306.1071 | 3193.8268 | 3081.5466 | 2969.2663 | 2856.9861 | 2744.7058 | 2642.9453 | 2551.7044 | 2460.4635 | 2369.2227 | 2277.9818 | 2186.741 | 2095.5001 | 2004.2593 | 1913.0184 | 1821.7776 | 0 | 0 | 0 | 0 | 0 | 0 | 0 | 0 | 0 | 0 | 0 | 0 | 0 | 0 | 0 | 0 | 0 | 0 | 0 | 0 | 0 | 0 | 0 | 0
|  | 2023 | -3.402% |  |  |  | 5441.9 | 5122.6022 | 4806.5481 | 4573.5314 | 4371.6538 | 4193.1305 | 4061.3158 | 3952.8553 | 3844.3949 | 3735.9344 | 3627.474 | 3519.0136 | 3410.5531 | 3302.0927 | 3193.6322 | 3085.1718 | 2976.7114 | 2868.2509 | 2759.7905 | 2651.33 | 2553.0314 | 2464.8946 | 2376.7578 | 2288.621 | 2200.4842 | 2112.3474 | 2024.2106 | 1936.0737 | 1847.9369 | 1759.8001 | 0 | 0 | 0 | 0 | 0 | 0 | 0 | 0 | 0 | 0 | 0 | 0 | 0 | 0 | 0 | 0 | 0 | 0 | 0 | 0 | 0 | 0 | 0
|  | 2024 | -3.522% |  |  |  |  | 5250.2446 | 4942.192 | 4637.2688 | 4412.4587 | 4217.6909 | 4045.4549 | 3918.2825 | 3813.6418 | 3709.0012 | 3604.3606 | 3499.7199 | 3395.0793 | 3290.4387 | 3185.7981 | 3081.1574 | 2976.5168 | 2871.8762 | 2767.2355 | 2662.5949 | 2557.9543 | 2463.1176 | 2378.0848 | 2293.052 | 2208.0193 | 2122.9865 | 2037.9537 | 1952.921 | 1867.8882 | 1782.8554 | 1697.8227 | 0 | 0 | 0 | 0 | 0 | 0 | 0 | 0 | 0 | 0 | 0 | 0 | 0 | 0 | 0 | 0 | 0 | 0 | 0 | 0 | 0 | 0
|  | 2025 | -3.65% | [5 empty] | 5058.5893 | 4761.7818 | 4467.9896 | 4251.3859 | 4063.728 | 3897.7793 | 3775.2492 | 3674.4284 | 3573.6075 | 3472.7867 | 3371.9659 | 3271.1451 | 3170.3243 | 3069.5034 | 2968.6826 | 2867.8618 | 2767.041 | 2666.2201 | 2565.3993 | 2464.5785 | 2373.2037 | 2291.275 | 2209.3463 | 2127.4176 | 2045.4888 | 1963.5601 | 1881.6314 | 1799.7027 | 1717.7739 | 1635.8452 | 0 | 0 | 0 | 0 | 0 | 0 | 0 | 0 | 0 | 0 | 0 | 0 | 0 | 0 | 0 | 0 | 0 | 0 | 0 | 0 | 0
|  | 2026 | -2.589% | [6 empty] | 4927.6445 | 4638.5202 | 4352.3329 | 4141.3362 | 3958.5358 | 3796.8828 | 3677.5245 | 3579.3135 | 3481.1025 | 3382.8915 | 3284.6805 | 3186.4694 | 3088.2584 | 2990.0474 | 2891.8364 | 2793.6254 | 2695.4144 | 2597.2034 | 2498.9924 | 2400.7814 | 2311.7719 | 2231.9639 | 2152.156 | 2072.348 | 1992.5401 | 1912.7321 | 1832.9242 | 1753.1162 | 1673.3083 | 1593.5003 | 0 | 0 | 0 | 0 | 0 | 0 | 0 | 0 | 0 | 0 | 0 | 0 | 0 | 0 | 0 | 0 | 0 | 0 | 0 | 0
|  | 2027 | -2.657% | [7 empty] | 4796.6998 | 4515.2585 | 4236.6762 | 4031.2864 | 3853.3437 | 3695.9864 | 3579.7998 | 3484.1986 | 3388.5974 | 3292.9962 | 3197.395 | 3101.7938 | 3006.1926 | 2910.5914 | 2814.9902 | 2719.389 | 2623.7878 | 2528.1866 | 2432.5854 | 2336.9842 | 2250.34 | 2172.6528 | 2094.9657 | 2017.2785 | 1939.5913 | 1861.9042 | 1784.217 | 1706.5298 | 1628.8426 | 1551.1555 | 0 | 0 | 0 | 0 | 0 | 0 | 0 | 0 | 0 | 0 | 0 | 0 | 0 | 0 | 0 | 0 | 0 | 0 | 0
|  | 2028 | -2.73% | [8 empty] | 4665.7551 | 4391.9968 | 4121.0195 | 3921.2366 | 3748.1516 | 3595.0899 | 3482.0751 | 3389.0838 | 3296.0924 | 3203.101 | 3110.1096 | 3017.1182 | 2924.1268 | 2831.1354 | 2738.144 | 2645.1526 | 2552.1612 | 2459.1698 | 2366.1784 | 2273.1871 | 2188.9082 | 2113.3418 | 2037.7754 | 1962.209 | 1886.6426 | 1811.0762 | 1735.5098 | 1659.9434 | 1584.377 | 1508.8106 | 0 | 0 | 0 | 0 | 0 | 0 | 0 | 0 | 0 | 0 | 0 | 0 | 0 | 0 | 0 | 0 | 0 | 0
|  | 2029 | -2.807% | [9 empty] | 4534.8103 | 4268.7351 | 4005.3628 | 3811.1868 | 3642.9594 | 3494.1935 | 3384.3505 | 3293.9689 | 3203.5873 | 3113.2057 | 3022.8241 | 2932.4426 | 2842.061 | 2751.6794 | 2661.2978 | 2570.9162 | 2480.5347 | 2390.1531 | 2299.7715 | 2209.3899 | 2127.4763 | 2054.0307 | 1980.5851 | 1907.1394 | 1833.6938 | 1760.2482 | 1686.8026 | 1613.357 | 1539.9113 | 1466.4657 | 0 | 0 | 0 | 0 | 0 | 0 | 0 | 0 | 0 | 0 | 0 | 0 | 0 | 0 | 0 | 0 | 0
|  | 2030 | -2.888% | [10 empty] | 4403.8656 | 4145.4734 | 3889.7061 | 3701.1371 | 3537.7673 | 3393.2971 | 3286.6258 | 3198.854 | 3111.0822 | 3023.3105 | 2935.5387 | 2847.7669 | 2759.9952 | 2672.2234 | 2584.4516 | 2496.6798 | 2408.9081 | 2321.1363 | 2233.3645 | 2145.5928 | 2066.0444 | 1994.7196 | 1923.3948 | 1852.0699 | 1780.7451 | 1709.4202 | 1638.0954 | 1566.7705 | 1495.4457 | 1424.1209 | 0 | 0 | 0 | 0 | 0 | 0 | 0 | 0 | 0 | 0 | 0 | 0 | 0 | 0 | 0 | 0
|  | 2031 | -1.158% | [11 empty] | 4352.8593 | 4097.4598 | 3844.6549 | 3658.2699 | 3496.7923 | 3353.9953 | 3248.5595 | 3161.8044 | 3075.0492 | 2988.294 | 2901.5388 | 2814.7836 | 2728.0284 | 2641.2733 | 2554.5181 | 2467.7629 | 2381.0077 | 2294.2525 | 2207.4973 | 2120.7421 | 2042.1152 | 1971.6164 | 1901.1177 | 1830.6189 | 1760.1202 | 1689.6214 | 1619.1227 | 1548.6239 | 1478.1252 | 1407.6264 | 0 | 0 | 0 | 0 | 0 | 0 | 0 | 0 | 0 | 0 | 0 | 0 | 0 | 0 | 0
|  | 2032 | -1.172% | [12 empty] | 4301.853 | 4049.4463 | 3799.6037 | 3615.4027 | 3455.8173 | 3314.6936 | 3210.4933 | 3124.7547 | 3039.0161 | 2953.2775 | 2867.5389 | 2781.8003 | 2696.0617 | 2610.3231 | 2524.5845 | 2438.8459 | 2353.1073 | 2267.3687 | 2181.6301 | 2095.8915 | 2018.1859 | 1948.5133 | 1878.8406 | 1809.168 | 1739.4953 | 1669.8227 | 1600.15 | 1530.4773 | 1460.8047 | 1391.132 | 0 | 0 | 0 | 0 | 0 | 0 | 0 | 0 | 0 | 0 | 0 | 0 | 0 | 0
|  | 2033 | -1.186% | [13 empty] | 4250.8467 | 4001.4327 | 3754.5525 | 3572.5355 | 3414.8423 | 3275.3919 | 3172.4271 | 3087.705 | 3002.983 | 2918.261 | 2833.539 | 2748.817 | 2664.095 | 2579.373 | 2494.651 | 2409.929 | 2325.207 | 2240.4849 | 2155.7629 | 2071.0409 | 1994.2566 | 1925.4101 | 1856.5635 | 1787.717 | 1718.8704 | 1650.0239 | 1581.1773 | 1512.3308 | 1443.4842 | 1374.6376 | 0 | 0 | 0 | 0 | 0 | 0 | 0 | 0 | 0 | 0 | 0 | 0 | 0
|  | 2034 | -1.2% | [14 empty] | 4199.8404 | 3953.4192 | 3709.5012 | 3529.6683 | 3373.8673 | 3236.0901 | 3134.3608 | 3050.6554 | 2966.95 | 2883.2445 | 2799.5391 | 2715.8337 | 2632.1283 | 2548.4228 | 2464.7174 | 2381.012 | 2297.3066 | 2213.6012 | 2129.8957 | 2046.1903 | 1970.3274 | 1902.3069 | 1834.2865 | 1766.266 | 1698.2455 | 1630.2251 | 1562.2046 | 1494.1842 | 1426.1637 | 1358.1432 | 0 | 0 | 0 | 0 | 0 | 0 | 0 | 0 | 0 | 0 | 0 | 0
|  | 2035 | -1.214% | [15 empty] | 4148.8341 | 3905.4056 | 3664.45 | 3486.8011 | 3332.8923 | 3196.7884 | 3096.2946 | 3013.6057 | 2930.9169 | 2848.2281 | 2765.5392 | 2682.8504 | 2600.1616 | 2517.4727 | 2434.7839 | 2352.095 | 2269.4062 | 2186.7174 | 2104.0285 | 2021.3397 | 1946.3981 | 1879.2037 | 1812.0094 | 1744.815 | 1677.6206 | 1610.4263 | 1543.2319 | 1476.0376 | 1408.8432 | 1341.6488 | 0 | 0 | 0 | 0 | 0 | 0 | 0 | 0 | 0 | 0 | 0
|  | 2036 | -1.229% | [16 empty] | 4097.8278 | 3857.392 | 3619.3988 | 3443.934 | 3291.9173 | 3157.4867 | 3058.2283 | 2976.5561 | 2894.8838 | 2813.2116 | 2731.5393 | 2649.8671 | 2568.1948 | 2486.5226 | 2404.8503 | 2323.1781 | 2241.5058 | 2159.8336 | 2078.1613 | 1996.4891 | 1922.4688 | 1856.1006 | 1789.7323 | 1723.364 | 1656.9958 | 1590.6275 | 1524.2592 | 1457.891 | 1391.5227 | 1325.1544 | 0 | 0 | 0 | 0 | 0 | 0 | 0 | 0 | 0 | 0
|  | 2037 | -1.245% | [17 empty] | 4046.8215 | 3809.3785 | 3574.3476 | 3401.0668 | 3250.9423 | 3118.185 | 3020.1621 | 2939.5064 | 2858.8508 | 2778.1951 | 2697.5394 | 2616.8838 | 2536.2281 | 2455.5724 | 2374.9168 | 2294.2611 | 2213.6055 | 2132.9498 | 2052.2941 | 1971.6385 | 1898.5396 | 1832.9974 | 1767.4552 | 1701.913 | 1636.3709 | 1570.8287 | 1505.2865 | 1439.7444 | 1374.2022 | 1308.66 | 0 | 0 | 0 | 0 | 0 | 0 | 0 | 0 | 0
|  | 2038 | -1.26% | [18 empty] | 3995.8152 | 3761.3649 | 3529.2964 | 3358.1996 | 3209.9672 | 3078.8832 | 2982.0958 | 2902.4568 | 2822.8177 | 2743.1786 | 2663.5395 | 2583.9005 | 2504.2614 | 2424.6223 | 2344.9832 | 2265.3442 | 2185.7051 | 2106.066 | 2026.4269 | 1946.7879 | 1874.6103 | 1809.8942 | 1745.1781 | 1680.4621 | 1615.746 | 1551.0299 | 1486.3138 | 1421.5978 | 1356.8817 | 1292.1656 | 0 | 0 | 0 | 0 | 0 | 0 | 0 | 0
|  | 2039 | -1.276% | [19 empty] | 3944.8089 | 3713.3514 | 3484.2451 | 3315.3324 | 3168.9922 | 3039.5815 | 2944.0296 | 2865.4071 | 2786.7846 | 2708.1621 | 2629.5396 | 2550.9171 | 2472.2947 | 2393.6722 | 2315.0497 | 2236.4272 | 2157.8047 | 2079.1822 | 2000.5597 | 1921.9373 | 1850.681 | 1786.791 | 1722.9011 | 1659.0111 | 1595.1211 | 1531.2311 | 1467.3412 | 1403.4512 | 1339.5612 | 1275.6712 | 0 | 0 | 0 | 0 | 0 | 0 | 0
|  | 2040 | -1.293% | [20 empty] | 3893.8026 | 3665.3378 | 3439.1939 | 3272.4652 | 3128.0172 | 3000.2798 | 2905.9633 | 2828.3574 | 2750.7515 | 2673.1456 | 2595.5397 | 2517.9338 | 2440.3279 | 2362.722 | 2285.1161 | 2207.5102 | 2129.9043 | 2052.2984 | 1974.6925 | 1897.0866 | 1826.7518 | 1763.6879 | 1700.624 | 1637.5601 | 1574.4962 | 1511.4323 | 1448.3685 | 1385.3046 | 1322.2407 | 1259.1768 | 0 | 0 | 0 | 0 | 0 | 0
|  | 2041 | -1.202% | [21 empty] | 3847.012 | 3621.2926 | 3397.8663 | 3233.1411 | 3090.4289 | 2964.2264 | 2871.0433 | 2794.37 | 2717.6967 | 2641.0233 | 2564.35 | 2487.6767 | 2411.0033 | 2334.33 | 2257.6567 | 2180.9833 | 2104.31 | 2027.6367 | 1950.9633 | 1874.29 | 1804.8003 | 1742.4942 | 1680.1882 | 1617.8821 | 1555.576 | 1493.27 | 1430.9639 | 1368.6578 | 1306.3518 | 1244.0457 | 0 | 0 | 0 | 0 | 0
|  | 2042 | -1.216% | [22 empty] | 3800.2215 | 3577.2475 | 3356.5386 | 3193.817 | 3052.8405 | 2928.173 | 2836.1233 | 2760.3826 | 2684.6418 | 2608.901 | 2533.1603 | 2457.4195 | 2381.6787 | 2305.9379 | 2230.1972 | 2154.4564 | 2078.7156 | 2002.9749 | 1927.2341 | 1851.4933 | 1782.8488 | 1721.3006 | 1659.7523 | 1598.2041 | 1536.6558 | 1475.1076 | 1413.5593 | 1352.0111 | 1290.4628 | 1228.9146 | 0 | 0 | 0 | 0
|  | 2043 | -1.231% | 2043: 3753.431; 2044: 3533.2024; 2045: 3315.211; 2046: 3154.4928; 2047: 3015.2522; 2048: 2892.1197; 2049: 2801.2034; 2050: 2726.3951; 2051: 2651.5869; 2052: 2576.7787; 2053: 2501.9705; 2054: 2427.1623; 2055: 2352.3541; 2056: 2277.5459; 2057: 2202.7377; 2058: 2127.9295; 2059: 2053.1213; 2060: 1978.3131; 2061: 1903.5049; 2062: 1828.6967; 2063: 1760.8973; 2064: 1700.1069; 2065: 1639.3165; 2066: 1578.5261; 2067: 1517.7356; 2068: 1456.9452; 2069: 1396.1548; 2070: 1335.3643; 2071: 1274.5739; 2072: 1213.7835; 2073: 0; 2074: 0; 2075: 0
|  | 2044 | -1.247% | 2044: 3706.6405; 2045: 3489.1572; 2046: 3273.8833; 2047: 3115.1687; 2048: 2977.6639; 2049: 2856.0663; 2050: 2766.2834; 2051: 2692.4077; 2052: 2618.5321; 2053: 2544.6564; 2054: 2470.7808; 2055: 2396.9051; 2056: 2323.0295; 2057: 2249.1539; 2058: 2175.2782; 2059: 2101.4026; 2060: 2027.5269; 2061: 1953.6513; 2062: 1879.7756; 2063: 1805.9; 2064: 1738.9459; 2065: 1678.9133; 2066: 1618.8807; 2067: 1558.848; 2068: 1498.8154; 2069: 1438.7828; 2070: 1378.7502; 2071: 1318.7176; 2072: 1258.685; 2073: 1198.6524; 2074: 0; 2075: 0
|  | 2045 | -1.262% | 2045: 3659.8499; 2046: 3445.1121; 2047: 3232.5557; 2048: 3075.8446; 2049: 2940.0755; 2050: 2820.0129; 2051: 2731.3634; 2052: 2658.4203; 2053: 2585.4772; 2054: 2512.5341; 2055: 2439.591; 2056: 2366.648; 2057: 2293.7049; 2058: 2220.7618; 2059: 2147.8187; 2060: 2074.8757; 2061: 2001.9326; 2062: 1928.9895; 2063: 1856.0464; 2064: 1783.1033; 2065: 1716.9944; 2066: 1657.7196; 2067: 1598.4448; 2068: 1539.17; 2069: 1479.8952; 2070: 1420.6204; 2071: 1361.3456; 2072: 1302.0709; 2073: 1242.7961; 2074: 1183.5213; 2075: 0
|  | 2046 | -1.278% | 2046: 3613.0594; 2047: 3401.0669; 2048: 3191.228; 2049: 3036.5205; 2050: 2902.4872; 2051: 2783.9596; 2052: 2696.4434; 2053: 2624.4328; 2054: 2552.4223; 2055: 2480.4118; 2056: 2408.4013; 2057: 2336.3908; 2058: 2264.3803; 2059: 2192.3698; 2060: 2120.3593; 2061: 2048.3487; 2062: 1976.3382; 2063: 1904.3277; 2064: 1832.3172; 2065: 1760.3067; 2066: 1695.0429; 2067: 1636.526; 2068: 1578.009; 2069: 1519.492; 2070: 1460.975; 2071: 1402.4581; 2072: 1343.9411; 2073: 1285.4241; 2074: 1226.9071; 2075: 1168.3902 | 0 | 0 | 0 | 0
|  | 2047 | -1.295% | 2047: 3566.2689; 2048: 3357.0218; 2049: 3149.9004; 2050: 2997.1963; 2051: 2864.8988; 2052: 2747.9062; 2053: 2661.5234; 2054: 2590.4454; 2055: 2519.3675; 2056: 2448.2895; 2057: 2377.2116; 2058: 2306.1336; 2059: 2235.0557; 2060: 2163.9777; 2061: 2092.8998; 2062: 2021.8218; 2063: 1950.7439; 2064: 1879.6659; 2065: 1808.588; 2066: 1737.51; 2067: 1673.0915; 2068: 1615.3323; 2069: 1557.5732; 2070: 1499.814; 2071: 1442.0548; 2072: 1384.2957; 2073: 1326.5365; 2074: 1268.7774; 2075: 1211.0182 | 1153.259 | 0 | 0 | 0
|  | 2048 | -1.312% | 2048: 3519.4783; 2049: 3312.9766; 2050: 3108.5727; 2051: 2957.8722; 2052: 2827.3105; 2053: 2711.8528; 2054: 2626.6034; 2055: 2556.458; 2056: 2486.3126; 2057: 2416.1672; 2058: 2346.0218; 2059: 2275.8764; 2060: 2205.7311; 2061: 2135.5857; 2062: 2065.4403; 2063: 1995.2949; 2064: 1925.1495; 2065: 1855.0041; 2066: 1784.8587; 2067: 1714.7134; 2068: 1651.14; 2069: 1594.1387; 2070: 1537.1373; 2071: 1480.136; 2072: 1423.1346; 2073: 1366.1333; 2074: 1309.132; 2075: 1252.1306 | 1195.1293 | 1138.1279 | 0 | 0
|  | 2049 | -1.329% | 2049: 3472.6878; 2050: 3268.9315; 2051: 3067.2451; 2052: 2918.5481; 2053: 2789.7221; 2054: 2675.7995; 2055: 2591.6834; 2056: 2522.4706; 2057: 2453.2577; 2058: 2384.0449; 2059: 2314.8321; 2060: 2245.6193; 2061: 2176.4065; 2062: 2107.1936; 2063: 2037.9808; 2064: 1968.768; 2065: 1899.5552; 2066: 1830.3423; 2067: 1761.1295; 2068: 1691.9167; 2069: 1629.1885; 2070: 1572.945; 2071: 1516.7015; 2072: 1460.458; 2073: 1404.2144; 2074: 1347.9709; 2075: 1291.7274 | 1235.4839 | 1179.2404 | 1122.9968 | 0
|  | 2050 | -1.347% | 2050: 3425.8973; 2051: 3224.8863; 2052: 3025.9174; 2053: 2879.2239; 2054: 2752.1338; 2055: 2639.7461; 2056: 2556.7634; 2057: 2488.4831; 2058: 2420.2029; 2059: 2351.9226; 2060: 2283.6424; 2061: 2215.3621; 2062: 2147.0818; 2063: 2078.8016; 2064: 2010.5213; 2065: 1942.2411; 2066: 1873.9608; 2067: 1805.6806; 2068: 1737.4003; 2069: 1669.12; 2070: 1607.2371; 2071: 1551.7514; 2072: 1496.2657; 2073: 1440.7799; 2074: 1385.2942; 2075: 1329.8085 | 1274.3228 | 1218.8371 | 1163.3514 | 1107.8657
Revenue Requirement by vintage year
2012 $/MW-wk
| Aurora Input |  | Levelized Cost | 2020 | 2021 | 2022 | 2023 | 2024 | 2025 | 2026 | 2027 | 2028 | 2029 | 2030 | 2031 | 2032 | 2033 | 2034 | 2035 | 2036 | 2037 | 2038 | 2039 | 2040 | 2041 | 2042 | 2043 | 2044 | 2045 | 2046 | 2047 | 2048 | 2049 | 2050 | 2051 | 2052 | 2053 | 2054 | 2055 | 2056 | 2057 | 2058 | 2059 | 2060 | 2061 | 2062 | 2063 | 2064 | 2065 | 2066 | 2067 | 2068 | 2069 | 2070 | 2071 | 2072 | 2073 | 2074 | 2075
|  | 2020 | 3078.5751 | 4661.0152 | 4387.535 | 4116.833 | 3917.2531 | 3744.3439 | 3591.4377 | 3478.5377 | 3385.6408 | 3292.7439 | 3199.847 | 3106.9501 | 3014.0531 | 2921.1562 | 2828.2593 | 2735.3624 | 2642.4654 | 2549.5685 | 2456.6716 | 2363.7747 | 2270.8778 | 2186.6845 | 2111.1948 | 2035.7052 | 1960.2156 | 1884.726 | 1809.2363 | 1733.7467 | 1658.2571 | 1582.7674 | 1507.2778 | 0 | 0 | 0 | 0 | 0 | 0 | 0 | 0 | 0 | 0 | 0 | 0 | 0 | 0 | 0 | 0 | 0 | 0 | 0 | 0 | 0 | 0 | 0 | 0 | 0 | 0
|  | 2021 | 2959.6307 |  | 4480.9313 | 4218.0173 | 3957.7742 | 3765.9053 | 3599.6767 | 3452.6782 | 3344.1403 | 3254.8325 | 3165.5248 | 3076.2171 | 2986.9093 | 2897.6016 | 2808.2938 | 2718.9861 | 2629.6784 | 2540.3706 | 2451.0629 | 2361.7551 | 2272.4474 | 2183.1397 | 2102.1993 | 2029.6263 | 1957.0533 | 1884.4803 | 1811.9073 | 1739.3343 | 1666.7613 | 1594.1883 | 1521.6153 | 1449.0423 | 0 | 0 | 0 | 0 | 0 | 0 | 0 | 0 | 0 | 0 | 0 | 0 | 0 | 0 | 0 | 0 | 0 | 0 | 0 | 0 | 0 | 0 | 0 | 0 | 0
|  | 2022 | 2862.2558 |  |  | 4333.5041 | 4079.2403 | 3827.5595 | 3642.0032 | 3481.2436 | 3339.0816 | 3234.1147 | 3147.7452 | 3061.3758 | 2975.0064 | 2888.637 | 2802.2675 | 2715.8981 | 2629.5287 | 2543.1593 | 2456.7899 | 2370.4204 | 2284.051 | 2197.6816 | 2111.3122 | 2033.0348 | 1962.8495 | 1892.6643 | 1822.479 | 1752.2937 | 1682.1085 | 1611.9232 | 1541.7379 | 1471.5526 | 1401.3674 | 0 | 0 | 0 | 0 | 0 | 0 | 0 | 0 | 0 | 0 | 0 | 0 | 0 | 0 | 0 | 0 | 0 | 0 | 0 | 0 | 0 | 0 | 0 | 0
|  | 2023 | 2764.8809 |  |  |  | 4186.0769 | 3940.4632 | 3697.3447 | 3518.1011 | 3362.8106 | 3225.485 | 3124.089 | 3040.6579 | 2957.2268 | 2873.7957 | 2790.3646 | 2706.9335 | 2623.5024 | 2540.0713 | 2456.6402 | 2373.2091 | 2289.778 | 2206.3469 | 2122.9158 | 2039.4846 | 1963.8703 | 1896.0728 | 1828.2752 | 1760.4777 | 1692.6801 | 1624.8826 | 1557.085 | 1489.2875 | 1421.4899 | 1353.6924 | 0 | 0 | 0 | 0 | 0 | 0 | 0 | 0 | 0 | 0 | 0 | 0 | 0 | 0 | 0 | 0 | 0 | 0 | 0 | 0 | 0 | 0 | 0
|  | 2024 | 2667.5061 |  |  |  |  | 4038.6497 | 3801.6862 | 3567.1299 | 3394.199 | 3244.3776 | 3111.8884 | 3014.0634 | 2933.5706 | 2853.0779 | 2772.5851 | 2692.0923 | 2611.5995 | 2531.1067 | 2450.6139 | 2370.1211 | 2289.6283 | 2209.1355 | 2128.6427 | 2048.1499 | 1967.6571 | 1894.7058 | 1829.296 | 1763.8862 | 1698.4764 | 1633.0665 | 1567.6567 | 1502.2469 | 1436.8371 | 1371.4273 | 1306.0174 | 0 | 0 | 0 | 0 | 0 | 0 | 0 | 0 | 0 | 0 | 0 | 0 | 0 | 0 | 0 | 0 | 0 | 0 | 0 | 0 | 0 | 0
|  | 2025 | 2570.1312 | [5 empty] | 3891.2225 | 3662.9091 | 3436.9151 | 3270.2969 | 3125.9446 | 2998.2918 | 2904.0378 | 2826.4833 | 2748.9289 | 2671.3744 | 2593.8199 | 2516.2654 | 2438.711 | 2361.1565 | 2283.602 | 2206.0475 | 2128.4931 | 2050.9386 | 1973.3841 | 1895.8296 | 1825.5413 | 1762.5192 | 1699.4971 | 1636.475 | 1573.453 | 1510.4309 | 1447.4088 | 1384.3867 | 1321.3646 | 1258.3425 | 0 | 0 | 0 | 0 | 0 | 0 | 0 | 0 | 0 | 0 | 0 | 0 | 0 | 0 | 0 | 0 | 0 | 0 | 0 | 0 | 0
|  | 2026 | 2503.6018 | [6 empty] | 3790.4958 | 3568.0924 | 3347.9484 | 3185.6432 | 3045.0276 | 2920.6791 | 2828.865 | 2753.3181 | 2677.7711 | 2602.2242 | 2526.6773 | 2451.1303 | 2375.5834 | 2300.0365 | 2224.4895 | 2148.9426 | 2073.3957 | 1997.8488 | 1922.3018 | 1846.7549 | 1778.2861 | 1716.8953 | 1655.5046 | 1594.1139 | 1532.7231 | 1471.3324 | 1409.9417 | 1348.551 | 1287.1602 | 1225.7695 | 0 | 0 | 0 | 0 | 0 | 0 | 0 | 0 | 0 | 0 | 0 | 0 | 0 | 0 | 0 | 0 | 0 | 0 | 0 | 0
|  | 2027 | 2437.0723 | [7 empty] | 3689.7691 | 3473.2757 | 3258.9817 | 3100.9895 | 2964.1105 | 2843.0665 | 2753.6922 | 2680.1528 | 2606.6134 | 2533.074 | 2459.5346 | 2385.9952 | 2312.4559 | 2238.9165 | 2165.3771 | 2091.8377 | 2018.2983 | 1944.7589 | 1871.2195 | 1797.6802 | 1731.0308 | 1671.2714 | 1611.5121 | 1551.7527 | 1491.9933 | 1432.234 | 1372.4746 | 1312.7152 | 1252.9559 | 1193.1965 | 0 | 0 | 0 | 0 | 0 | 0 | 0 | 0 | 0 | 0 | 0 | 0 | 0 | 0 | 0 | 0 | 0 | 0 | 0
|  | 2028 | 2370.5429 | [8 empty] | 3589.0424 | 3378.4591 | 3170.015 | 3016.3358 | 2883.1935 | 2765.4538 | 2678.5193 | 2606.9875 | 2535.4557 | 2463.9238 | 2392.392 | 2320.8601 | 2249.3283 | 2177.7965 | 2106.2646 | 2034.7328 | 1963.2009 | 1891.6691 | 1820.1373 | 1748.6054 | 1683.7755 | 1625.6475 | 1567.5195 | 1509.3915 | 1451.2635 | 1393.1355 | 1335.0075 | 1276.8795 | 1218.7515 | 1160.6235 | 0 | 0 | 0 | 0 | 0 | 0 | 0 | 0 | 0 | 0 | 0 | 0 | 0 | 0 | 0 | 0 | 0 | 0
|  | 2029 | 2304.0134 | [9 empty] | 3488.3156 | 3283.6424 | 3081.0483 | 2931.6822 | 2802.2765 | 2687.8412 | 2603.3465 | 2533.8222 | 2464.2979 | 2394.7736 | 2325.2493 | 2255.725 | 2186.2008 | 2116.6765 | 2047.1522 | 1977.6279 | 1908.1036 | 1838.5793 | 1769.055 | 1699.5307 | 1636.5202 | 1580.0236 | 1523.527 | 1467.0303 | 1410.5337 | 1354.0371 | 1297.5405 | 1241.0438 | 1184.5472 | 1128.0506 | 0 | 0 | 0 | 0 | 0 | 0 | 0 | 0 | 0 | 0 | 0 | 0 | 0 | 0 | 0 | 0 | 0
|  | 2030 | 2237.484 | [10 empty] | 3387.5889 | 3188.8257 | 2992.0816 | 2847.0285 | 2721.3595 | 2610.2285 | 2528.1737 | 2460.6569 | 2393.1402 | 2325.6234 | 2258.1067 | 2190.5899 | 2123.0732 | 2055.5565 | 1988.0397 | 1920.523 | 1853.0062 | 1785.4895 | 1717.9727 | 1650.456 | 1589.265 | 1534.3997 | 1479.5344 | 1424.6692 | 1369.8039 | 1314.9386 | 1260.0734 | 1205.2081 | 1150.3428 | 1095.4776 | 0 | 0 | 0 | 0 | 0 | 0 | 0 | 0 | 0 | 0 | 0 | 0 | 0 | 0 | 0 | 0
|  | 2031 | 2211.5691 | [11 empty] | 3348.3533 | 3151.8922 | 2957.4269 | 2814.0538 | 2689.8402 | 2579.9964 | 2498.892 | 2432.1572 | 2365.4224 | 2298.6877 | 2231.9529 | 2165.2182 | 2098.4834 | 2031.7487 | 1965.0139 | 1898.2791 | 1831.5444 | 1764.8096 | 1698.0749 | 1631.3401 | 1570.8578 | 1516.628 | 1462.3982 | 1408.1684 | 1353.9386 | 1299.7088 | 1245.479 | 1191.2492 | 1137.0194 | 1082.7896 | 0 | 0 | 0 | 0 | 0 | 0 | 0 | 0 | 0 | 0 | 0 | 0 | 0 | 0 | 0
|  | 2032 | 2185.6542 | [12 empty] | 3309.1177 | 3114.9587 | 2922.7721 | 2781.079 | 2658.321 | 2549.7643 | 2469.6102 | 2403.6575 | 2337.7047 | 2271.7519 | 2205.7992 | 2139.8464 | 2073.8936 | 2007.9409 | 1941.9881 | 1876.0353 | 1810.0826 | 1744.1298 | 1678.177 | 1612.2243 | 1552.4507 | 1498.8564 | 1445.262 | 1391.6677 | 1338.0733 | 1284.479 | 1230.8846 | 1177.2903 | 1123.6959 | 1070.1016 | 0 | 0 | 0 | 0 | 0 | 0 | 0 | 0 | 0 | 0 | 0 | 0 | 0 | 0
|  | 2033 | 2159.7393 | [13 empty] | 3269.8821 | 3078.0252 | 2888.1173 | 2748.1042 | 2626.8018 | 2519.5322 | 2440.3285 | 2375.1577 | 2309.987 | 2244.8162 | 2179.6454 | 2114.4746 | 2049.3038 | 1984.1331 | 1918.9623 | 1853.7915 | 1788.6207 | 1723.45 | 1658.2792 | 1593.1084 | 1534.0436 | 1481.0847 | 1428.1258 | 1375.1669 | 1322.208 | 1269.2491 | 1216.2902 | 1163.3313 | 1110.3725 | 1057.4136 | 0 | 0 | 0 | 0 | 0 | 0 | 0 | 0 | 0 | 0 | 0 | 0 | 0
|  | 2034 | 2133.8244 | [14 empty] | 3230.6465 | 3041.0917 | 2853.4625 | 2715.1295 | 2595.2825 | 2489.3001 | 2411.0468 | 2346.658 | 2282.2692 | 2217.8804 | 2153.4916 | 2089.1028 | 2024.7141 | 1960.3253 | 1895.9365 | 1831.5477 | 1767.1589 | 1702.7701 | 1638.3813 | 1573.9925 | 1515.6364 | 1463.313 | 1410.9896 | 1358.6661 | 1306.3427 | 1254.0193 | 1201.6959 | 1149.3724 | 1097.049 | 1044.7256 | 0 | 0 | 0 | 0 | 0 | 0 | 0 | 0 | 0 | 0 | 0 | 0
|  | 2035 | 2107.9094 | [15 empty] | 3191.4108 | 3004.1582 | 2818.8077 | 2682.1547 | 2563.7633 | 2459.068 | 2381.7651 | 2318.1583 | 2254.5515 | 2190.9447 | 2127.3379 | 2063.7311 | 2000.1243 | 1936.5175 | 1872.9107 | 1809.3039 | 1745.6971 | 1682.0903 | 1618.4835 | 1554.8767 | 1497.2293 | 1445.5413 | 1393.8534 | 1342.1654 | 1290.4774 | 1238.7895 | 1187.1015 | 1135.4135 | 1083.7255 | 1032.0376 | 0 | 0 | 0 | 0 | 0 | 0 | 0 | 0 | 0 | 0 | 0
|  | 2036 | 2081.9945 | [16 empty] | 3152.1752 | 2967.2246 | 2784.1529 | 2649.18 | 2532.244 | 2428.8359 | 2352.4833 | 2289.6585 | 2226.8337 | 2164.0089 | 2101.1841 | 2038.3593 | 1975.5345 | 1912.7097 | 1849.8849 | 1787.0601 | 1724.2353 | 1661.4105 | 1598.5856 | 1535.7608 | 1478.8222 | 1427.7697 | 1376.7172 | 1325.6646 | 1274.6121 | 1223.5596 | 1172.5071 | 1121.4546 | 1070.4021 | 1019.3496 | 0 | 0 | 0 | 0 | 0 | 0 | 0 | 0 | 0 | 0
|  | 2037 | 2056.0796 | [17 empty] | 3112.9396 | 2930.2911 | 2749.4981 | 2616.2052 | 2500.7248 | 2398.6038 | 2323.2016 | 2261.1588 | 2199.116 | 2137.0731 | 2075.0303 | 2012.9875 | 1950.9447 | 1888.9019 | 1826.8591 | 1764.8162 | 1702.7734 | 1640.7306 | 1578.6878 | 1516.645 | 1460.415 | 1409.998 | 1359.5809 | 1309.1639 | 1258.7468 | 1208.3298 | 1157.9127 | 1107.4957 | 1057.0786 | 1006.6616 | 0 | 0 | 0 | 0 | 0 | 0 | 0 | 0 | 0
|  | 2038 | 2030.1647 | [18 empty] | 3073.704 | 2893.3576 | 2714.8433 | 2583.2305 | 2469.2056 | 2368.3717 | 2293.9199 | 2232.659 | 2171.3982 | 2110.1374 | 2048.8766 | 1987.6157 | 1926.3549 | 1865.0941 | 1803.8333 | 1742.5724 | 1681.3116 | 1620.0508 | 1558.79 | 1497.5291 | 1442.0079 | 1392.2263 | 1342.4447 | 1292.6631 | 1242.8815 | 1193.0999 | 1143.3183 | 1093.5367 | 1043.7551 | 993.9736 | 0 | 0 | 0 | 0 | 0 | 0 | 0 | 0
|  | 2039 | 2004.2498 | [19 empty] | 3034.4684 | 2856.4241 | 2680.1886 | 2550.2557 | 2437.6863 | 2338.1396 | 2264.6381 | 2204.1593 | 2143.6805 | 2083.2016 | 2022.7228 | 1962.244 | 1901.7651 | 1841.2863 | 1780.8075 | 1720.3286 | 1659.8498 | 1599.3709 | 1538.8921 | 1478.4133 | 1423.6008 | 1374.4546 | 1325.3085 | 1276.1624 | 1227.0162 | 1177.8701 | 1128.724 | 1079.5778 | 1030.4317 | 981.2856 | 0 | 0 | 0 | 0 | 0 | 0 | 0
|  | 2040 | 1978.3349 | [20 empty] | 2995.2328 | 2819.4906 | 2645.5338 | 2517.2809 | 2406.1671 | 2307.9075 | 2235.3564 | 2175.6596 | 2115.9627 | 2056.2659 | 1996.569 | 1936.8722 | 1877.1753 | 1817.4785 | 1757.7816 | 1698.0848 | 1638.388 | 1578.6911 | 1518.9943 | 1459.2974 | 1405.1937 | 1356.683 | 1308.1723 | 1259.6616 | 1211.1509 | 1162.6403 | 1114.1296 | 1065.6189 | 1017.1082 | 968.5975 | 0 | 0 | 0 | 0 | 0 | 0
|  | 2041 | 1954.5619 | [21 empty] | 2959.24 | 2785.6097 | 2613.7433 | 2487.0316 | 2377.253 | 2280.1742 | 2208.4949 | 2149.5154 | 2090.5359 | 2031.5564 | 1972.5769 | 1913.5974 | 1854.6179 | 1795.6385 | 1736.659 | 1677.6795 | 1618.7 | 1559.7205 | 1500.741 | 1441.7615 | 1388.3079 | 1340.3802 | 1292.4524 | 1244.5247 | 1196.5969 | 1148.6692 | 1100.7415 | 1052.8137 | 1004.886 | 956.9582 | 0 | 0 | 0 | 0 | 0
|  | 2042 | 1930.7889 | [22 empty] | 2923.2473 | 2751.7288 | 2581.9528 | 2456.7823 | 2348.3389 | 2252.4408 | 2181.6333 | 2123.3712 | 2065.1091 | 2006.8469 | 1948.5848 | 1890.3227 | 1832.0606 | 1773.7984 | 1715.5363 | 1657.2742 | 1599.012 | 1540.7499 | 1482.4878 | 1424.2256 | 1371.4222 | 1324.0774 | 1276.7326 | 1229.3877 | 1182.0429 | 1134.6981 | 1087.3533 | 1040.0085 | 992.6637 | 945.3189 | 0 | 0 | 0 | 0
|  | 2043 | 1907.0159 | 2043: 2887.2546; 2044: 2717.848; 2045: 2550.1623; 2046: 2426.533; 2047: 2319.4248; 2048: 2224.7074; 2049: 2154.7718; 2050: 2097.227; 2051: 2039.6823; 2052: 1982.1375; 2053: 1924.5927; 2054: 1867.0479; 2055: 1809.5032; 2056: 1751.9584; 2057: 1694.4136; 2058: 1636.8688; 2059: 1579.3241; 2060: 1521.7793; 2061: 1464.2345; 2062: 1406.6897; 2063: 1354.5364; 2064: 1307.7746; 2065: 1261.0127; 2066: 1214.2508; 2067: 1167.4889; 2068: 1120.7271; 2069: 1073.9652; 2070: 1027.2033; 2071: 980.4415; 2072: 933.6796; 2073: 0; 2074: 0; 2075: 0
|  | 2044 | 1883.2429 | 2044: 2851.2619; 2045: 2683.9671; 2046: 2518.3718; 2047: 2396.2836; 2048: 2290.5107; 2049: 2196.9741; 2050: 2127.9103; 2051: 2071.0829; 2052: 2014.2554; 2053: 1957.428; 2054: 1900.6006; 2055: 1843.7732; 2056: 1786.9458; 2057: 1730.1184; 2058: 1673.2909; 2059: 1616.4635; 2060: 1559.6361; 2061: 1502.8087; 2062: 1445.9813; 2063: 1389.1538; 2064: 1337.6507; 2065: 1291.4717; 2066: 1245.2928; 2067: 1199.1139; 2068: 1152.9349; 2069: 1106.756; 2070: 1060.5771; 2071: 1014.3982; 2072: 968.2192; 2073: 922.0403; 2074: 0; 2075: 0
|  | 2045 | 1859.4699 | 2045: 2815.2692; 2046: 2650.0862; 2047: 2486.5813; 2048: 2366.0343; 2049: 2261.5965; 2050: 2169.2407; 2051: 2101.0487; 2052: 2044.9387; 2053: 1988.8286; 2054: 1932.7186; 2055: 1876.6085; 2056: 1820.4984; 2057: 1764.3884; 2058: 1708.2783; 2059: 1652.1683; 2060: 1596.0582; 2061: 1539.9481; 2062: 1483.8381; 2063: 1427.728; 2064: 1371.618; 2065: 1320.7649; 2066: 1275.1689; 2067: 1229.5729; 2068: 1183.9769; 2069: 1138.3809; 2070: 1092.785; 2071: 1047.189; 2072: 1001.593; 2073: 955.997; 2074: 910.401; 2075: 0 | 0 | 0 | 0 | 0
|  | 2046 | 1835.6969 | 2046: 2779.2765; 2047: 2616.2053; 2048: 2454.7908; 2049: 2335.785; 2050: 2232.6824; 2051: 2141.5074; 2052: 2074.1872; 2053: 2018.7945; 2054: 1963.4018; 2055: 1908.0091; 2056: 1852.6164; 2057: 1797.2237; 2058: 1741.831; 2059: 1686.4383; 2060: 1631.0456; 2061: 1575.6529; 2062: 1520.2602; 2063: 1464.8675; 2064: 1409.4748; 2065: 1354.0821; 2066: 1303.8792; 2067: 1258.8661; 2068: 1213.8531; 2069: 1168.84; 2070: 1123.827; 2071: 1078.8139; 2072: 1033.8008; 2073: 988.7878; 2074: 943.7747; 2075: 898.7617 | 0 | 0 | 0 | 0
|  | 2047 | 1811.9239 | 2047: 2743.2837; 2048: 2582.3244; 2049: 2423.0003; 2050: 2305.5356; 2051: 2203.7683; 2052: 2113.774; 2053: 2047.3257; 2054: 1992.6503; 2055: 1937.975; 2056: 1883.2996; 2057: 1828.6243; 2058: 1773.9489; 2059: 1719.2736; 2060: 1664.5982; 2061: 1609.9229; 2062: 1555.2476; 2063: 1500.5722; 2064: 1445.8969; 2065: 1391.2215; 2066: 1336.5462; 2067: 1286.9934; 2068: 1242.5633; 2069: 1198.1332; 2070: 1153.7031; 2071: 1109.273; 2072: 1064.8428; 2073: 1020.4127; 2074: 975.9826; 2075: 931.5525 | 887.1223 | 0 | 0 | 0
|  | 2048 | 1788.1509 | 2048: 2707.291; 2049: 2548.4436; 2050: 2391.2098; 2051: 2275.2863; 2052: 2174.8542; 2053: 2086.0406; 2054: 2020.4641; 2055: 1966.5061; 2056: 1912.5482; 2057: 1858.5902; 2058: 1804.6322; 2059: 1750.6742; 2060: 1696.7162; 2061: 1642.7582; 2062: 1588.8002; 2063: 1534.8422; 2064: 1480.8842; 2065: 1426.9263; 2066: 1372.9683; 2067: 1319.0103; 2068: 1270.1077; 2069: 1226.2605; 2070: 1182.4133; 2071: 1138.5661; 2072: 1094.719; 2073: 1050.8718; 2074: 1007.0246; 2075: 963.1774 | 919.3302 | 875.483 | 0 | 0
|  | 2049 | 1764.378 | 2049: 2671.2983; 2050: 2514.5627; 2051: 2359.4193; 2052: 2245.037; 2053: 2145.9401; 2054: 2058.3073; 2055: 1993.6026; 2056: 1940.362; 2057: 1887.1213; 2058: 1833.8807; 2059: 1780.6401; 2060: 1727.3994; 2061: 1674.1588; 2062: 1620.9182; 2063: 1567.6775; 2064: 1514.4369; 2065: 1461.1963; 2066: 1407.9557; 2067: 1354.715; 2068: 1301.4744; 2069: 1253.2219; 2070: 1209.9577; 2071: 1166.6935; 2072: 1123.4292; 2073: 1080.165; 2074: 1036.9007; 2075: 993.6365 | 950.3722 | 907.108 | 863.8437 | 0
|  | 2050 | 1740.605 | 2050: 2635.3056; 2051: 2480.6818; 2052: 2327.6288; 2053: 2214.7877; 2054: 2117.026; 2055: 2030.5739; 2056: 1966.7411; 2057: 1914.2178; 2058: 1861.6945; 2059: 1809.1712; 2060: 1756.648; 2061: 1704.1247; 2062: 1651.6014; 2063: 1599.0781; 2064: 1546.5549; 2065: 1494.0316; 2066: 1441.5083; 2067: 1388.985; 2068: 1336.4618; 2069: 1283.9385; 2070: 1236.3362; 2071: 1193.6549; 2072: 1150.9736; 2073: 1108.2923; 2074: 1065.611; 2075: 1022.9296 | 980.2483 | 937.567 | 894.8857 | 852.2044
|  | Annual Change (%) |  | 0% | -3.864% | -3.29% | -3.402% | -3.522% | -3.65% | -2.589% | -2.657% | -2.73% | -2.807% | -2.888% | -1.158% | -1.172% | -1.186% | -1.2% | -1.214% | -1.229% | -1.245% | -1.26% | -1.276% | -1.293% | -1.202% | -1.216% | -1.231% | -1.247% | -1.262% | -1.278% | -1.295% | -1.312% | -1.329% | -1.347% | 0% | 0% | 0% | 0% | 0% | 0% | 0% | 0% | 0% | 0% | 0% | 0% | 0% | 0% | 0% | 0% | 0% | 0% | 0% | 0% | 0% | 0% | 0% | 0% | 0%
|  | Levelized Capital Cost ($/MW-wk) |  | 3078.5751 | 2959.6307 | 2862.2558 | 2764.8809 | 2667.5061 | 2570.1312 | 2503.6018 | 2437.0723 | 2370.5429 | 2304.0134 | 2237.484 | 2211.5691 | 2185.6542 | 2159.7393 | 2133.8244 | 2107.9094 | 2081.9945 | 2056.0796 | 2030.1647 | 2004.2498 | 1978.3349 | 1954.5619 | 1930.7889 | 1907.0159 | 1883.2429 | 1859.4699 | 1835.6969 | 1811.9239 | 1788.1509 | 1764.378 | 1740.605 | 1740.605 | 1740.605 | 1740.605 | 1740.605 | 1740.605 | 1740.605 | 1740.605 | 1740.605 | 1740.605 | 1740.605 | 1740.605 | 1740.605 | 1740.605 | 1740.605 | 1740.605 | 1740.605 | 1740.605 | 1740.605 | 1740.605 | 1740.605 | 1740.605 | 1740.605 | 1740.605 | 1740.605 | 1740.605
|  | Economic Life | 30
|  | check s/b 0 | 0
itc
Revenue Requirement by vintage year
2012 $/MW-wk
| Aurora Input |  | Levelized Cost | 2020 | 2021 | 2022 | 2023 | 2024 | 2025 | 2026 | 2027 | 2028 | 2029 | 2030 | 2031 | 2032 | 2033 | 2034 | 2035 | 2036 | 2037 | 2038 | 2039 | 2040 | 2041 | 2042 | 2043 | 2044 | 2045 | 2046 | Levelized | 2047 | 2048 | 2049 | 2050 | 2051 | 2052 | 2053 | 2054 | 2055 | 2056 | 2057 | 2058 | 2059 | 2060 | 2061 | 2062 | 2063 | 2064 | 2065 | 2066 | 2067 | 2068 | 2069 | 2070 | 2071 | 2072 | 2073 | 2074 | 2075 | 2076 | 2077 | 2078 | 2079
|  | 2020 | 3078.5751 | 4661.0152 | 4387.535 | 4116.833 | 3917.2531 | 3744.3439 | 3591.4377 | 3478.5377 | 3385.6408 | 3292.7439 | 3199.847 | 3106.9501 | 3014.0531 | 2921.1562 | 2828.2593 | 2735.3624 | 2642.4654 | 2549.5685 | 2456.6716 | 2363.7747 | 2270.8778 | 2186.6845 | 2111.1948 | 2035.7052 | 1960.2156 | 1884.726 | 1809.2363 | 1733.7467 | 1584.8856 | 1658.2571 | 1582.7674 | 1507.2778 | 0 | 0 | 0 | 0 | 0 | 0 | 0 | 0 | 0 | 0 | 0 | 0 | 0 | 0 | 0 | 0 | 0 | 0 | 0 | 0 | 0 | 0 | 0 | 0 | 0 | 0 | 0 | 0 | 0 | 0
|  | 2021 | 2959.6307 |  | 4661.0152 | 4387.535 | 4116.833 | 3917.2531 | 3744.3439 | 3591.4377 | 3478.5377 | 3385.6408 | 3292.7439 | 3199.847 | 3106.9501 | 3014.0531 | 2921.1562 | 2828.2593 | 2735.3624 | 2642.4654 | 2549.5685 | 2456.6716 | 2363.7747 | 2270.8778 | 2186.6845 | 2111.1948 | 2035.7052 | 1960.2156 | 1884.726 | 1809.2363 | 1624.483 | 1733.7467 | 1658.2571 | 1582.7674 | 1507.2778 | 0 | 0 | 0 | 0 | 0 | 0 | 0 | 0 | 0 | 0 | 0 | 0 | 0 | 0 | 0 | 0 | 0 | 0 | 0 | 0 | 0 | 0 | 0 | 0 | 0 | 0 | 0 | 0 | 0
|  | 2022 | 2862.2558 |  |  | 4661.0152 | 4387.535 | 4116.833 | 3917.2531 | 3744.3439 | 3591.4377 | 3478.5377 | 3385.6408 | 3292.7439 | 3199.847 | 3106.9501 | 3014.0531 | 2921.1562 | 2828.2593 | 2735.3624 | 2642.4654 | 2549.5685 | 2456.6716 | 2363.7747 | 2270.8778 | 2186.6845 | 2111.1948 | 2035.7052 | 1960.2156 | 1884.726 | 1664.6086 | 1809.2363 | 1733.7467 | 1658.2571 | 1582.7674 | 1507.2778 | 0 | 0 | 0 | 0 | 0 | 0 | 0 | 0 | 0 | 0 | 0 | 0 | 0 | 0 | 0 | 0 | 0 | 0 | 0 | 0 | 0 | 0 | 0 | 0 | 0 | 0 | 0 | 0
|  | 2023 | 2764.8809 |  |  |  | 4480.9313 | 4218.0173 | 3957.7742 | 3765.9053 | 3599.6767 | 3452.6782 | 3344.1403 | 3254.8325 | 3165.5248 | 3076.2171 | 2986.9093 | 2897.6016 | 2808.2938 | 2718.9861 | 2629.6784 | 2540.3706 | 2451.0629 | 2361.7551 | 2272.4474 | 2183.1397 | 2102.1993 | 2029.6263 | 1957.0533 | 1884.4803 | 1639.3767 | 1811.9073 | 1739.3343 | 1666.7613 | 1594.1883 | 1521.6153 | 1449.0423 | 0 | 0 | 0 | 0 | 0 | 0 | 0 | 0 | 0 | 0 | 0 | 0 | 0 | 0 | 0 | 0 | 0 | 0 | 0 | 0 | 0 | 0 | 0 | 0 | 0 | 0 | 0
|  | 2024 | 2667.5061 |  |  |  |  | 4333.5041 | 4079.2403 | 3827.5595 | 3642.0032 | 3481.2436 | 3339.0816 | 3234.1147 | 3147.7452 | 3061.3758 | 2975.0064 | 2888.637 | 2802.2675 | 2715.8981 | 2629.5287 | 2543.1593 | 2456.7899 | 2370.4204 | 2284.051 | 2197.6816 | 2111.3122 | 2033.0348 | 1962.8495 | 1892.6643 | 1623.7253 | 1822.479 | 1752.2937 | 1682.1085 | 1611.9232 | 1541.7379 | 1471.5526 | 1401.3674 | 0 | 0 | 0 | 0 | 0 | 0 | 0 | 0 | 0 | 0 | 0 | 0 | 0 | 0 | 0 | 0 | 0 | 0 | 0 | 0 | 0 | 0 | 0 | 0 | 0 | 0
|  | 2025 | 2570.1312 | [5 empty] | 4186.0769 | 3940.4632 | 3697.3447 | 3518.1011 | 3362.8106 | 3225.485 | 3124.089 | 3040.6579 | 2957.2268 | 2873.7957 | 2790.3646 | 2706.9335 | 2623.5024 | 2540.0713 | 2456.6402 | 2373.2091 | 2289.778 | 2206.3469 | 2122.9158 | 2039.4846 | 1963.8703 | 1896.0728 | 1605.9405 | 1828.2752 | 1760.4777 | 1692.6801 | 1624.8826 | 1557.085 | 1489.2875 | 1421.4899 | 1353.6924 | 0 | 0 | 0 | 0 | 0 | 0 | 0 | 0 | 0 | 0 | 0 | 0 | 0 | 0 | 0 | 0 | 0 | 0 | 0 | 0 | 0 | 0 | 0 | 0 | 0
|  | 2026 | 2503.6018 | [6 empty] | 4038.6497 | 3801.6862 | 3567.1299 | 3394.199 | 3244.3776 | 3111.8884 | 3014.0634 | 2933.5706 | 2853.0779 | 2772.5851 | 2692.0923 | 2611.5995 | 2531.1067 | 2450.6139 | 2370.1211 | 2289.6283 | 2209.1355 | 2128.6427 | 2048.1499 | 1967.6571 | 1894.7058 | 1585.9713 | 1829.296 | 1763.8862 | 1698.4764 | 1633.0665 | 1567.6567 | 1502.2469 | 1436.8371 | 1371.4273 | 1306.0174 | 0 | 0 | 0 | 0 | 0 | 0 | 0 | 0 | 0 | 0 | 0 | 0 | 0 | 0 | 0 | 0 | 0 | 0 | 0 | 0 | 0 | 0 | 0 | 0
|  | 2027 | 2437.0723 | [7 empty] | 3891.2225 | 3662.9091 | 3436.9151 | 3270.2969 | 3125.9446 | 2998.2918 | 2904.0378 | 2826.4833 | 2748.9289 | 2671.3744 | 2593.8199 | 2516.2654 | 2438.711 | 2361.1565 | 2283.602 | 2206.0475 | 2128.4931 | 2050.9386 | 1973.3841 | 1895.8296 | 1563.7666 | 1825.5413 | 1762.5192 | 1699.4971 | 1636.475 | 1573.453 | 1510.4309 | 1447.4088 | 1384.3867 | 1321.3646 | 1258.3425 | 0 | 0 | 0 | 0 | 0 | 0 | 0 | 0 | 0 | 0 | 0 | 0 | 0 | 0 | 0 | 0 | 0 | 0 | 0 | 0 | 0 | 0 | 0
|  | 2028 | 2370.5429 | [8 empty] | 3790.4958 | 3568.0924 | 3347.9484 | 3185.6432 | 3045.0276 | 2920.6791 | 2828.865 | 2753.3181 | 2677.7711 | 2602.2242 | 2526.6773 | 2451.1303 | 2375.5834 | 2300.0365 | 2224.4895 | 2148.9426 | 2073.3957 | 1997.8488 | 1922.3018 | 1559.2639 | 1846.7549 | 1778.2861 | 1716.8953 | 1655.5046 | 1594.1139 | 1532.7231 | 1471.3324 | 1409.9417 | 1348.551 | 1287.1602 | 1225.7695 | 0 | 0 | 0 | 0 | 0 | 0 | 0 | 0 | 0 | 0 | 0 | 0 | 0 | 0 | 0 | 0 | 0 | 0 | 0 | 0 | 0 | 0
|  | 2029 | 2304.0134 | [9 empty] | 3689.7691 | 3473.2757 | 3258.9817 | 3100.9895 | 2964.1105 | 2843.0665 | 2753.6922 | 2680.1528 | 2606.6134 | 2533.074 | 2459.5346 | 2385.9952 | 2312.4559 | 2238.9165 | 2165.3771 | 2091.8377 | 2018.2983 | 1944.7589 | 1554.5622 | 1871.2195 | 1797.6802 | 1731.0308 | 1671.2714 | 1611.5121 | 1551.7527 | 1491.9933 | 1432.234 | 1372.4746 | 1312.7152 | 1252.9559 | 1193.1965 | 0 | 0 | 0 | 0 | 0 | 0 | 0 | 0 | 0 | 0 | 0 | 0 | 0 | 0 | 0 | 0 | 0 | 0 | 0 | 0 | 0
|  | 2030 | 2237.484 | [10 empty] | 3589.0424 | 3378.4591 | 3170.015 | 3016.3358 | 2883.1935 | 2765.4538 | 2678.5193 | 2606.9875 | 2535.4557 | 2463.9238 | 2392.392 | 2320.8601 | 2249.3283 | 2177.7965 | 2106.2646 | 2034.7328 | 1963.2009 | 1549.2479 | 1891.6691 | 1820.1373 | 1748.6054 | 1683.7755 | 1625.6475 | 1567.5195 | 1509.3915 | 1451.2635 | 1393.1355 | 1335.0075 | 1276.8795 | 1218.7515 | 1160.6235 | 0 | 0 | 0 | 0 | 0 | 0 | 0 | 0 | 0 | 0 | 0 | 0 | 0 | 0 | 0 | 0 | 0 | 0 | 0 | 0
|  | 2031 | 2211.5691 | [11 empty] | 3488.3156 | 3283.6424 | 3081.0483 | 2931.6822 | 2802.2765 | 2687.8412 | 2603.3465 | 2533.8222 | 2464.2979 | 2394.7736 | 2325.2493 | 2255.725 | 2186.2008 | 2116.6765 | 2047.1522 | 1977.6279 | 1543.0135 | 1908.1036 | 1838.5793 | 1769.055 | 1699.5307 | 1636.5202 | 1580.0236 | 1523.527 | 1467.0303 | 1410.5337 | 1354.0371 | 1297.5405 | 1241.0438 | 1184.5472 | 1128.0506 | 0 | 0 | 0 | 0 | 0 | 0 | 0 | 0 | 0 | 0 | 0 | 0 | 0 | 0 | 0 | 0 | 0 | 0 | 0
|  | 2032 | 2185.6542 | [12 empty] | 3387.5889 | 3188.8257 | 2992.0816 | 2847.0285 | 2721.3595 | 2610.2285 | 2528.1737 | 2460.6569 | 2393.1402 | 2325.6234 | 2258.1067 | 2190.5899 | 2123.0732 | 2055.5565 | 1988.0397 | 1535.6218 | 1920.523 | 1853.0062 | 1785.4895 | 1717.9727 | 1650.456 | 1589.265 | 1534.3997 | 1479.5344 | 1424.6692 | 1369.8039 | 1314.9386 | 1260.0734 | 1205.2081 | 1150.3428 | 1095.4776 | 0 | 0 | 0 | 0 | 0 | 0 | 0 | 0 | 0 | 0 | 0 | 0 | 0 | 0 | 0 | 0 | 0 | 0
|  | 2033 | 2159.7393 | [13 empty] | 3348.3533 | 3151.8922 | 2957.4269 | 2814.0538 | 2689.8402 | 2579.9964 | 2498.892 | 2432.1572 | 2365.4224 | 2298.6877 | 2231.9529 | 2165.2182 | 2098.4834 | 2031.7487 | 1555.4496 | 1965.0139 | 1898.2791 | 1831.5444 | 1764.8096 | 1698.0749 | 1631.3401 | 1570.8578 | 1516.628 | 1462.3982 | 1408.1684 | 1353.9386 | 1299.7088 | 1245.479 | 1191.2492 | 1137.0194 | 1082.7896 | 0 | 0 | 0 | 0 | 0 | 0 | 0 | 0 | 0 | 0 | 0 | 0 | 0 | 0 | 0 | 0 | 0
|  | 2034 | 2133.8244 | [14 empty] | 3309.1177 | 3114.9587 | 2922.7721 | 2781.079 | 2658.321 | 2549.7643 | 2469.6102 | 2403.6575 | 2337.7047 | 2271.7519 | 2205.7992 | 2139.8464 | 2073.8936 | 1575.1884 | 2007.9409 | 1941.9881 | 1876.0353 | 1810.0826 | 1744.1298 | 1678.177 | 1612.2243 | 1552.4507 | 1498.8564 | 1445.262 | 1391.6677 | 1338.0733 | 1284.479 | 1230.8846 | 1177.2903 | 1123.6959 | 1070.1016 | 0 | 0 | 0 | 0 | 0 | 0 | 0 | 0 | 0 | 0 | 0 | 0 | 0 | 0 | 0 | 0
|  | 2035 | 2107.9094 | [15 empty] | 3269.8821 | 3078.0252 | 2888.1173 | 2748.1042 | 2626.8018 | 2519.5322 | 2440.3285 | 2375.1577 | 2309.987 | 2244.8162 | 2179.6454 | 2114.4746 | 1594.7498 | 2049.3038 | 1984.1331 | 1918.9623 | 1853.7915 | 1788.6207 | 1723.45 | 1658.2792 | 1593.1084 | 1534.0436 | 1481.0847 | 1428.1258 | 1375.1669 | 1322.208 | 1269.2491 | 1216.2902 | 1163.3313 | 1110.3725 | 1057.4136 | 0 | 0 | 0 | 0 | 0 | 0 | 0 | 0 | 0 | 0 | 0 | 0 | 0 | 0 | 0
|  | 2036 | 2081.9945 | [16 empty] | 3230.6465 | 3041.0917 | 2853.4625 | 2715.1295 | 2595.2825 | 2489.3001 | 2411.0468 | 2346.658 | 2282.2692 | 2217.8804 | 2153.4916 | 1614.0602 | 2089.1028 | 2024.7141 | 1960.3253 | 1895.9365 | 1831.5477 | 1767.1589 | 1702.7701 | 1638.3813 | 1573.9925 | 1515.6364 | 1463.313 | 1410.9896 | 1358.6661 | 1306.3427 | 1254.0193 | 1201.6959 | 1149.3724 | 1097.049 | 1044.7256 | 0 | 0 | 0 | 0 | 0 | 0 | 0 | 0 | 0 | 0 | 0 | 0 | 0 | 0
|  | 2037 | 2056.0796 | [17 empty] | 3191.4108 | 3004.1582 | 2818.8077 | 2682.1547 | 2563.7633 | 2459.068 | 2381.7651 | 2318.1583 | 2254.5515 | 2190.9447 | 1633.0569 | 2127.3379 | 2063.7311 | 2000.1243 | 1936.5175 | 1872.9107 | 1809.3039 | 1745.6971 | 1682.0903 | 1618.4835 | 1554.8767 | 1497.2293 | 1445.5413 | 1393.8534 | 1342.1654 | 1290.4774 | 1238.7895 | 1187.1015 | 1135.4135 | 1083.7255 | 1032.0376 | 0 | 0 | 0 | 0 | 0 | 0 | 0 | 0 | 0 | 0 | 0 | 0 | 0
|  | 2038 | 2030.1647 | [18 empty] | 3152.1752 | 2967.2246 | 2784.1529 | 2649.18 | 2532.244 | 2428.8359 | 2352.4833 | 2289.6585 | 2226.8337 | 1651.6857 | 2164.0089 | 2101.1841 | 2038.3593 | 1975.5345 | 1912.7097 | 1849.8849 | 1787.0601 | 1724.2353 | 1661.4105 | 1598.5856 | 1535.7608 | 1478.8222 | 1427.7697 | 1376.7172 | 1325.6646 | 1274.6121 | 1223.5596 | 1172.5071 | 1121.4546 | 1070.4021 | 1019.3496 | 0 | 0 | 0 | 0 | 0 | 0 | 0 | 0 | 0 | 0 | 0 | 0
|  | 2039 | 2004.2498 | [19 empty] | 3112.9396 | 2930.2911 | 2749.4981 | 2616.2052 | 2500.7248 | 2398.6038 | 2323.2016 | 2261.1588 | 1669.8991 | 2199.116 | 2137.0731 | 2075.0303 | 2012.9875 | 1950.9447 | 1888.9019 | 1826.8591 | 1764.8162 | 1702.7734 | 1640.7306 | 1578.6878 | 1516.645 | 1460.415 | 1409.998 | 1359.5809 | 1309.1639 | 1258.7468 | 1208.3298 | 1157.9127 | 1107.4957 | 1057.0786 | 1006.6616 | 0 | 0 | 0 | 0 | 0 | 0 | 0 | 0 | 0 | 0 | 0
|  | 2040 | 1978.3349 | [20 empty] | 3073.704 | 2893.3576 | 2714.8433 | 2583.2305 | 2469.2056 | 2368.3717 | 2293.9199 | 1687.6545 | 2232.659 | 2171.3982 | 2110.1374 | 2048.8766 | 1987.6157 | 1926.3549 | 1865.0941 | 1803.8333 | 1742.5724 | 1681.3116 | 1620.0508 | 1558.79 | 1497.5291 | 1442.0079 | 1392.2263 | 1342.4447 | 1292.6631 | 1242.8815 | 1193.0999 | 1143.3183 | 1093.5367 | 1043.7551 | 993.9736 | 0 | 0 | 0 | 0 | 0 | 0 | 0 | 0 | 0 | 0
|  | 2041 | 1954.5619 | [21 empty] | 3034.4684 | 2856.4241 | 2680.1886 | 2550.2557 | 2437.6863 | 2338.1396 | 1704.9137 | 2264.6381 | 2204.1593 | 2143.6805 | 2083.2016 | 2022.7228 | 1962.244 | 1901.7651 | 1841.2863 | 1780.8075 | 1720.3286 | 1659.8498 | 1599.3709 | 1538.8921 | 1478.4133 | 1423.6008 | 1374.4546 | 1325.3085 | 1276.1624 | 1227.0162 | 1177.8701 | 1128.724 | 1079.5778 | 1030.4317 | 981.2856 | 0 | 0 | 0 | 0 | 0 | 0 | 0 | 0 | 0
|  | 2042 | 1930.7889 | [22 empty] | 2995.2328 | 2819.4906 | 2645.5338 | 2517.2809 | 2406.1671 | 1722.4555 | 2307.9075 | 2235.3564 | 2175.6596 | 2115.9627 | 2056.2659 | 1996.569 | 1936.8722 | 1877.1753 | 1817.4785 | 1757.7816 | 1698.0848 | 1638.388 | 1578.6911 | 1518.9943 | 1459.2974 | 1405.1937 | 1356.683 | 1308.1723 | 1259.6616 | 1211.1509 | 1162.6403 | 1114.1296 | 1065.6189 | 1017.1082 | 968.5975 | 0 | 0 | 0 | 0 | 0 | 0 | 0 | 0
|  | 2043 | 1907.0159 | [23 empty] | 2959.24 | 2785.6097 | 2613.7433 | 2487.0316 | 1743.6141 | 2377.253 | 2280.1742 | 2208.4949 | 2149.5154 | 2090.5359 | 2031.5564 | 1972.5769 | 1913.5974 | 1854.6179 | 1795.6385 | 1736.659 | 1677.6795 | 1618.7 | 1559.7205 | 1500.741 | 1441.7615 | 1388.3079 | 1340.3802 | 1292.4524 | 1244.5247 | 1196.5969 | 1148.6692 | 1100.7415 | 1052.8137 | 1004.886 | 956.9582 | 0 | 0 | 0 | 0 | 0 | 0 | 0
|  | 2044 | 1883.2429 | [24 empty] | 2923.2473 | 2751.7288 | 2581.9528 | 1766.9875 | 2456.7823 | 2348.3389 | 2252.4408 | 2181.6333 | 2123.3712 | 2065.1091 | 2006.8469 | 1948.5848 | 1890.3227 | 1832.0606 | 1773.7984 | 1715.5363 | 1657.2742 | 1599.012 | 1540.7499 | 1482.4878 | 1424.2256 | 1371.4222 | 1324.0774 | 1276.7326 | 1229.3877 | 1182.0429 | 1134.6981 | 1087.3533 | 1040.0085 | 992.6637 | 945.3189 | 0 | 0 | 0 | 0 | 0 | 0
|  | 2045 | 1859.4699 | [25 empty] | 2887.2546 | 2717.848 | 1793.1615 | 2550.1623 | 2426.533 | 2319.4248 | 2224.7074 | 2154.7718 | 2097.227 | 2039.6823 | 1982.1375 | 1924.5927 | 1867.0479 | 1809.5032 | 1751.9584 | 1694.4136 | 1636.8688 | 1579.3241 | 1521.7793 | 1464.2345 | 1406.6897 | 1354.5364 | 1307.7746 | 1261.0127 | 1214.2508 | 1167.4889 | 1120.7271 | 1073.9652 | 1027.2033 | 980.4415 | 933.6796 | 0 | 0 | 0 | 0 | 0
|  | 2046 | 1835.6969 | [26 empty] | 2851.2619 | 1824.2044 | 2683.9671 | 2518.3718 | 2396.2836 | 2290.5107 | 2196.9741 | 2127.9103 | 2071.0829 | 2014.2554 | 1957.428 | 1900.6006 | 1843.7732 | 1786.9458 | 1730.1184 | 1673.2909 | 1616.4635 | 1559.6361 | 1502.8087 | 1445.9813 | 1389.1538 | 1337.6507 | 1291.4717 | 1245.2928 | 1199.1139 | 1152.9349 | 1106.756 | 1060.5771 | 1014.3982 | 968.2192 | 922.0403 | 0 | 0 | 0 | 0
|  | 2047 | 1811.9239 | [27 empty] | 1859.4699 | 2815.2692 | 2650.0862 | 2486.5813 | 2366.0343 | 2261.5965 | 2169.2407 | 2101.0487 | 2044.9387 | 1988.8286 | 1932.7186 | 1876.6085 | 1820.4984 | 1764.3884 | 1708.2783 | 1652.1683 | 1596.0582 | 1539.9481 | 1483.8381 | 1427.728 | 1371.618 | 1320.7649 | 1275.1689 | 1229.5729 | 1183.9769 | 1138.3809 | 1092.785 | 1047.189 | 1001.593 | 955.997 | 910.401 | 0 | 0 | 0
|  | 2048 | 1788.1509 | [27 empty] | 1835.6969 |  | 2779.2765 | 2616.2053 | 2454.7908 | 2335.785 | 2232.6824 | 2141.5074 | 2074.1872 | 2018.7945 | 1963.4018 | 1908.0091 | 1852.6164 | 1797.2237 | 1741.831 | 1686.4383 | 1631.0456 | 1575.6529 | 1520.2602 | 1464.8675 | 1409.4748 | 1354.0821 | 1303.8792 | 1258.8661 | 1213.8531 | 1168.84 | 1123.827 | 1078.8139 | 1033.8008 | 988.7878 | 943.7747 | 898.7617 | 0 | 0
|  | 2049 | 1764.378 | [27 empty] | 1811.9239 |  |  | 2743.2837 | 2582.3244 | 2423.0003 | 2305.5356 | 2203.7683 | 2113.774 | 2047.3257 | 1992.6503 | 1937.975 | 1883.2996 | 1828.6243 | 1773.9489 | 1719.2736 | 1664.5982 | 1609.9229 | 1555.2476 | 1500.5722 | 1445.8969 | 1391.2215 | 1336.5462 | 1286.9934 | 1242.5633 | 1198.1332 | 1153.7031 | 1109.273 | 1064.8428 | 1020.4127 | 975.9826 | 931.5525 | 887.1223 | 0
|  | 2050 | 1740.605 | [27 empty] | 1788.1509 |  |  |  | 2707.291 | 2548.4436 | 2391.2098 | 2275.2863 | 2174.8542 | 2086.0406 | 2020.4641 | 1966.5061 | 1912.5482 | 1858.5902 | 1804.6322 | 1750.6742 | 1696.7162 | 1642.7582 | 1588.8002 | 1534.8422 | 1480.8842 | 1426.9263 | 1372.9683 | 1319.0103 | 1270.1077 | 1226.2605 | 1182.4133 | 1138.5661 | 1094.719 | 1050.8718 | 1007.0246 | 963.1774 | 919.3302 | 875.483
|  |  |  | 30% | 30% | 30% | 30% | 26% | 22% | 10% | 10% | 10% | 10% | 10% | 10% | 10% | 10% | 10% | 10% | 10% | 10% | 10% | 10% | 10% | 10% | 10% | 10% | 10% | 10% | 10% | 10% | 10% | 10% | 10% | 10% | 10% | 10% | 10% | 10% | 10% | 10% | 10% | 10% | 10% | 10% | 10% | 10% | 10% | 10% | 10% | 10% | 10% | 10% | 10% | 10% | 10% | 10% | 10% | 10%
ITC
| 2020-2023 | 30% |  | 15774.0797 | [27 empty] | 2064: 0; 2065: 0; 2066: 0; 2067: 0; 2068: 0; 2069: 0; 2070: 0; 2071: 0; 2072: 0; 2073: 0; 2074: 0
| 2024 | 26% |  | 13670.8691 | [27 empty] | 2056: 0; 2057: 0; 2058: 0; 2059: 0; 2060: 0; 2061: 0; 2062: 0; 2063: 0; 2064: 0; 2065: 0; 2066: 0; 2067: 0; 2068: 0; 2069: 0; 2070: 0; 2071: 0; 2072: 0; 2073: 0; 2074: 0
| 2025 | 22% |  | 11567.6584 | [27 empty] | 2056: 0; 2057: 0; 2058: 0; 2059: 0; 2060: 0; 2061: 0; 2062: 0; 2063: 0; 2064: 0; 2065: 0; 2066: 0; 2067: 0; 2068: 0; 2069: 0; 2070: 0; 2071: 0; 2072: 0; 2073: 0; 2074: 0
| Start 2026 | 10% |  | 5258.0266 | [27 empty] | 2056: 0; 2057: 0; 2058: 0; 2059: 0; 2060: 0; 2061: 0; 2062: 0; 2063: 0; 2064: 0; 2065: 0; 2066: 0; 2067: 0; 2068: 0; 2069: 0; 2070: 0; 2071: 0; 2072: 0; 2073: 0; 2074: 0
[41 empty] | 0 | 0 | 0 | 0 | 0 | 0 | 0 | 0 | 0 | 0 | 0 | 0 | 0 | 0 | 0 | 0 | 0 | 0 | 0
[41 empty] | 0 | 0 | 0 | 0 | 0 | 0 | 0 | 0 | 0 | 0 | 0 | 0 | 0 | 0 | 0 | 0 | 0 | 0 | 0
Amortization
|  | 30% |  | 788.704 | 788.704 | 788.704 | 788.704 | 788.704 | 788.704 | 788.704 | 788.704 | 788.704 | 788.704 | 788.704 | 788.704 | 788.704 | 788.704 | 788.704 | 788.704 | 788.704 | 788.704 | 788.704 | 788.704 | 788.704 | 788.704 | 788.704 | 788.704 | 788.704 | 788.704 | 788.704 | 788.704 | 788.704 | 788.704 | 788.704 | 788.704 | 788.704 | 788.704 | 788.704 | 788.704 | 788.704 | 788.704 | 788.704 | 788.704 | 788.704 | 788.704 | 788.704 | 788.704 | 788.704 | 788.704 | 788.704 | 788.704 | 788.704 | 788.704 | 788.704 | 788.704 | 788.704 | 788.704 | 788.704 | 788.704
|  | 26% |  | 683.5435 | 683.5435 | 683.5435 | 683.5435 | 683.5435 | 683.5435 | 683.5435 | 683.5435 | 683.5435 | 683.5435 | 683.5435 | 683.5435 | 683.5435 | 683.5435 | 683.5435 | 683.5435 | 683.5435 | 683.5435 | 683.5435 | 683.5435 | 683.5435 | 683.5435 | 683.5435 | 683.5435 | 683.5435 | 683.5435 | 683.5435 | 683.5435 | 683.5435 | 683.5435 | 683.5435 | 683.5435 | 683.5435 | 683.5435 | 683.5435 | 683.5435 | 683.5435 | 683.5435 | 683.5435 | 683.5435 | 683.5435 | 683.5435 | 683.5435 | 683.5435 | 683.5435 | 683.5435 | 683.5435 | 683.5435 | 683.5435 | 683.5435 | 683.5435 | 683.5435 | 683.5435 | 683.5435 | 683.5435 | 683.5435
|  | 22% |  | 578.3829 | 578.3829 | 578.3829 | 578.3829 | 578.3829 | 578.3829 | 578.3829 | 578.3829 | 578.3829 | 578.3829 | 578.3829 | 578.3829 | 578.3829 | 578.3829 | 578.3829 | 578.3829 | 578.3829 | 578.3829 | 578.3829 | 578.3829 | 578.3829 | 578.3829 | 578.3829 | 578.3829 | 578.3829 | 578.3829 | 578.3829 | 578.3829 | 578.3829 | 578.3829 | 578.3829 | 578.3829 | 578.3829 | 578.3829 | 578.3829 | 578.3829 | 578.3829 | 578.3829 | 578.3829 | 578.3829 | 578.3829 | 578.3829 | 578.3829 | 578.3829 | 578.3829 | 578.3829 | 578.3829 | 578.3829 | 578.3829 | 578.3829 | 578.3829 | 578.3829 | 578.3829 | 578.3829 | 578.3829 | 578.3829
|  | 10% |  | 262.9013 | 262.9013 | 262.9013 | 262.9013 | 262.9013 | 262.9013 | 262.9013 | 262.9013 | 262.9013 | 262.9013 | 262.9013 | 262.9013 | 262.9013 | 262.9013 | 262.9013 | 262.9013 | 262.9013 | 262.9013 | 262.9013 | 262.9013 | 262.9013 | 262.9013 | 262.9013 | 262.9013 | 262.9013 | 262.9013 | 262.9013 | 262.9013 | 262.9013 | 262.9013 | 262.9013 | 262.9013 | 262.9013 | 262.9013 | 262.9013 | 262.9013 | 262.9013 | 262.9013 | 262.9013 | 262.9013 | 262.9013 | 262.9013 | 262.9013 | 262.9013 | 262.9013 | 262.9013 | 262.9013 | 262.9013 | 262.9013 | 262.9013 | 262.9013 | 262.9013 | 262.9013 | 262.9013 | 262.9013 | 262.9013
|  |  |  | 2020 | 2021 | 2022 | 2023 | 2024 | 2025 | 2026 | 2027 | 2028 | 2029 | 2030 | 2031 | 2032 | 2033 | 2034 | 2035 | 2036 | 2037 | 2038 | 2039 | 2040 | 2041 | 2042 | 2043 | 2044 | 2045 | 2046 | 2047 | 2048 | 2049 | 2050 | 2051 | 2052 | 2053 | 2054 | 2055 | 2056 | 2057 | 2058 | 2059 | 2060 | 2061 | 2062 | 2063 | 2064 | 2065 | 2066 | 2067 | 2068 | 2069 | 2070 | 2071 | 2072 | 2073 | 2074 | 2075
|  | ITC Base |  | 5258.0266 | 5258.0266 | 5258.0266 | 5258.0266 | 5258.0266 | 5258.0266 | 5258.0266 | 5258.0266 | 5258.0266 | 5258.0266 | 5258.0266 | 5258.0266 | 5258.0266 | 5258.0266 | 5258.0266 | 5258.0266 | 5258.0266 | 5258.0266 | 5258.0266 | 5258.0266 | 5258.0266 | 5258.0266 | 5258.0266 | 5258.0266 | 5258.0266 | 5258.0266 | 5258.0266 | 5258.0266 | 5258.0266 | 5258.0266 | 5258.0266 | 5258.0266 | 5258.0266 | 5258.0266 | 5258.0266 | 5258.0266 | 5258.0266 | 5258.0266 | 5258.0266 | 5258.0266 | 5258.0266 | 5258.0266 | 5258.0266 | 5258.0266 | 5258.0266 | 5258.0266 | 5258.0266 | 5258.0266 | 5258.0266 | 5258.0266 | 5258.0266 | 5258.0266 | 5258.0266 | 5258.0266 | 5258.0266 | 5258.0266
|  | Accum ITC Amort |  | 262.9013 | 525.8027 | 788.704 | 1051.6053 | 1314.5066 | 1577.408 | 1840.3093 | 2103.2106 | 2366.112 | 2629.0133 | 2891.9146 | 3154.8159 | 3417.7173 | 3680.6186 | 3943.5199 | 4206.4213 | 4469.3226 | 4732.2239 | 4995.1252 | 5258.0266 | 5520.9279 | 5783.8292 | 6046.7306 | 6309.6319 | 6572.5332 | 6835.4345 | 7098.3359 | 7361.2372 | 7624.1385 | 7887.0399 | 8149.9412 | 8412.8425 | 8675.7438 | 8938.6452 | 9201.5465 | 9464.4478 | 9727.3492 | 9990.2505 | 10253.1518 | 10516.0531 | 10778.9545 | 11041.8558 | 11304.7571 | 11567.6584 | 11830.5598 | 12093.4611 | 12356.3624 | 12619.2638 | 12882.1651 | 13145.0664 | 13407.9677 | 13670.8691 | 13933.7704 | 14196.6717 | 14459.5731 | 14722.4744
|  | Ratebase |  | 4995.1252 | 4732.2239 | 4469.3226 | 4206.4213 | 3943.5199 | 3680.6186 | 3417.7173 | 3154.8159 | 2891.9146 | 2629.0133 | 2366.112 | 2103.2106 | 1840.3093 | 1577.408 | 1314.5066 | 1051.6053 | 788.704 | 525.8027 | 262.9013 | 0 | -262.9013 | -525.8027 | -788.704 | -1051.6053 | -1314.5066 | -1577.408 | -1840.3093 | -2103.2106 | -2366.112 | -2629.0133 | -2891.9146 | -3154.8159 | -3417.7173 | -3680.6186 | -3943.5199 | -4206.4213 | -4469.3226 | -4732.2239 | -4995.1252 | -5258.0266 | -5520.9279 | -5783.8292 | -6046.7306 | -6309.6319 | -6572.5332 | -6835.4345 | -7098.3359 | -7361.2372 | -7624.1385 | -7887.0399 | -8149.9412 | -8412.8425 | -8675.7438 | -8938.6452 | -9201.5465 | -9464.4478
|  | Tax Basis |  | 49951.2524 | 49951.2524 | 49951.2524 | 49951.2524 | 49951.2524 | 49951.2524 | 49951.2524 | 49951.2524 | 49951.2524 | 49951.2524 | 49951.2524 | 49951.2524 | 49951.2524 | 49951.2524 | 49951.2524 | 49951.2524 | 49951.2524 | 49951.2524 | 49951.2524 | 49951.2524 | 49951.2524 | 49951.2524 | 49951.2524 | 49951.2524 | 49951.2524 | 49951.2524 | 49951.2524 | 49951.2524 | 49951.2524 | 49951.2524 | 49951.2524 | 49951.2524 | 49951.2524 | 49951.2524 | 49951.2524 | 49951.2524 | 49951.2524 | 49951.2524 | 49951.2524 | 49951.2524 | 49951.2524 | 49951.2524 | 49951.2524 | 49951.2524 | 49951.2524 | 49951.2524 | 49951.2524 | 49951.2524 | 49951.2524 | 49951.2524 | 49951.2524 | 49951.2524 | 49951.2524 | 49951.2524 | 49951.2524 | 49951.2524
|  | Book Depreciation |  | 1665.0417 | 1665.0417 | 1665.0417 | 1665.0417 | 1665.0417 | 1665.0417 | 1665.0417 | 1665.0417 | 1665.0417 | 1665.0417 | 1665.0417 | 1665.0417 | 1665.0417 | 1665.0417 | 1665.0417 | 1665.0417 | 1665.0417 | 1665.0417 | 1665.0417 | 1665.0417 | 1665.0417 | 1665.0417 | 1665.0417 | 1665.0417 | 1665.0417 | 1665.0417 | 1665.0417 | 1665.0417 | 1665.0417 | 1665.0417 | 1665.0417 | 1665.0417 | 1665.0417 | 1665.0417 | 1665.0417 | 1665.0417 | 1665.0417 | 1665.0417 | 1665.0417 | 1665.0417 | 1665.0417 | 1665.0417 | 1665.0417 | 1665.0417 | 1665.0417 | 1665.0417 | 1665.0417 | 1665.0417 | 1665.0417 | 1665.0417 | 1665.0417 | 1665.0417 | 1665.0417 | 1665.0417 | 1665.0417 | 1665.0417
|  | Tax Depreciation |  | 9990.2505 | 15984.4008 | 9590.6405 | 5754.3843 | 5754.3843 | 2877.1921 | 0 | 0 | 0 | 0 | 0 | 0 | 0 | 0 | 0 | 0 | 0 | 0 | 0 | 0 | 0 | 0 | 0 | 0 | 0 | 0 | 0 | 0 | 0 | 0 | 0 | 0 | 0 | 0 | 0 | 0 | 0 | 0 | 0 | 0 | 0 | 0 | 0 | 0 | 0 | 0 | 0 | 0 | 0 | 0 | 0 | 0 | 0 | 0 | 0 | 0
|  | Difference between book and tax |  | -8325.2087 | -14319.359 | -7925.5987 | -4089.3425 | -4089.3425 | -1212.1504 | 1665.0417 | 1665.0417 | 1665.0417 | 1665.0417 | 1665.0417 | 1665.0417 | 1665.0417 | 1665.0417 | 1665.0417 | 1665.0417 | 1665.0417 | 1665.0417 | 1665.0417 | 1665.0417 | 1665.0417 | 1665.0417 | 1665.0417 | 1665.0417 | 1665.0417 | 1665.0417 | 1665.0417 | 1665.0417 | 1665.0417 | 1665.0417 | 1665.0417 | 1665.0417 | 1665.0417 | 1665.0417 | 1665.0417 | 1665.0417 | 1665.0417 | 1665.0417 | 1665.0417 | 1665.0417 | 1665.0417 | 1665.0417 | 1665.0417 | 1665.0417 | 1665.0417 | 1665.0417 | 1665.0417 | 1665.0417 | 1665.0417 | 1665.0417 | 1665.0417 | 1665.0417 | 1665.0417 | 1665.0417 | 1665.0417 | 1665.0417
|  | Deferred Tax |  | -1748.2938 | -3007.0654 | -1664.3757 | -858.7619 | -858.7619 | -254.5516 | 349.6588 | 349.6588 | 349.6588 | 349.6588 | 349.6588 | 349.6588 | 349.6588 | 349.6588 | 349.6588 | 349.6588 | 349.6588 | 349.6588 | 349.6588 | 349.6588 | 349.6588 | 349.6588 | 349.6588 | 349.6588 | 349.6588 | 349.6588 | 349.6588 | 349.6588 | 349.6588 | 349.6588 | 349.6588 | 349.6588 | 349.6588 | 349.6588 | 349.6588 | 349.6588 | 349.6588 | 349.6588 | 349.6588 | 349.6588 | 349.6588 | 349.6588 | 349.6588 | 349.6588 | 349.6588 | 349.6588 | 349.6588 | 349.6588 | 349.6588 | 349.6588 | 349.6588 | 349.6588 | 349.6588 | 349.6588 | 349.6588 | 349.6588
|  | Accum Defered Tax |  | -1748.2938 | -4755.3592 | -6419.735 | -7278.4969 | -8137.2588 | -8391.8104 | -8042.1516 | -7692.4929 | -7342.8341 | -6993.1753 | -6643.5166 | -6293.8578 | -5944.199 | -5594.5403 | -5244.8815 | -4895.2227 | -4545.564 | -4195.9052 | -3846.2464 | -3496.5877 | -3146.9289 | -2797.2701 | -2447.6114 | -2097.9526 | -1748.2938 | -1398.6351 | -1048.9763 | -699.3175 | -349.6588 | 4.2064e-12 | 349.6588 | 699.3175 | 1048.9763 | 1398.6351 | 1748.2938 | 2097.9526 | 2447.6114 | 2797.2701 | 3146.9289 | 3496.5877 | 3846.2464 | 4195.9052 | 4545.564 | 4895.2227 | 5244.8815 | 5594.5403 | 5944.199 | 6293.8578 | 6643.5166 | 6993.1753 | 7342.8341 | 7692.4929 | 8042.1516 | 8391.8104 | 8741.4692 | 9091.1279
|  | Revenue Requirement |  | 6059.3197 | 5703.7955 | 5351.8829 | 5092.429 | 4867.647 | 4668.8691 | 4522.0991 | 4401.3331 | 4280.5671 | 4159.8011 | 4039.0351 | 3918.2691 | 3797.5031 | 3676.7371 | 3555.9711 | 3435.2051 | 3314.4391 | 3193.6731 | 3072.9071 | 2952.1411 | 2842.6898 | 2744.5533 | 2646.4168 | 2548.2803 | 2450.1437 | 2352.0072 | 2253.8707 | 2155.7342 | 2057.5977 | 1959.4612 | 0 | 0 | 0 | 0 | 0 | 0 | 0 | 0 | 0 | 0 | 0 | 0 | 0 | 0 | 0 | 0 | 0 | 0 | 0 | 0 | 0 | 0 | 0 | 0 | 0 | 0
|  | Depreciation |  | 1752.6755 | 1752.6755 | 1752.6755 | 1752.6755 | 1752.6755 | 1752.6755 | 1752.6755 | 1752.6755 | 1752.6755 | 1752.6755 | 1752.6755 | 1752.6755 | 1752.6755 | 1752.6755 | 1752.6755 | 1752.6755 | 1752.6755 | 1752.6755 | 1752.6755 | 1752.6755 | 1752.6755 | 1752.6755 | 1752.6755 | 1752.6755 | 1752.6755 | 1752.6755 | 1752.6755 | 1752.6755 | 1752.6755 | 1752.6755 | 0 | 0 | 0 | 0 | 0 | 0 | 0 | 0 | 0 | 0 | 0 | 0 | 0 | 0 | 0 | 0 | 0 | 0 | 0 | 0 | 0 | 0 | 0 | 0 | 0 | 0
|  | Insurance |  | 25.1859 | 25.1859 | 25.1859 | 25.1859 | 25.1859 | 25.1859 | 25.1859 | 25.1859 | 25.1859 | 25.1859 | 25.1859 | 25.1859 | 25.1859 | 25.1859 | 25.1859 | 25.1859 | 25.1859 | 25.1859 | 25.1859 | 25.1859 | 25.1859 | 25.1859 | 25.1859 | 25.1859 | 25.1859 | 25.1859 | 25.1859 | 25.1859 | 25.1859 | 25.1859 | 0 | 0 | 0 | 0 | 0 | 0 | 0 | 0 | 0 | 0 | 0 | 0 | 0 | 0 | 0 | 0 | 0 | 0 | 0 | 0 | 0 | 0 | 0 | 0 | 0 | 0
|  | Property Taxes |  | 239.0231 | 239.0231 | 239.0231 | 239.0231 | 239.0231 | 239.0231 | 239.0231 | 239.0231 | 239.0231 | 239.0231 | 239.0231 | 239.0231 | 239.0231 | 239.0231 | 239.0231 | 239.0231 | 239.0231 | 239.0231 | 239.0231 | 239.0231 | 239.0231 | 239.0231 | 239.0231 | 239.0231 | 239.0231 | 239.0231 | 239.0231 | 239.0231 | 239.0231 | 239.0231 | 0 | 0 | 0 | 0 | 0 | 0 | 0 | 0 | 0 | 0 | 0 | 0 | 0 | 0 | 0 | 0 | 0 | 0 | 0 | 0 | 0 | 0 | 0 | 0 | 0 | 0
|  | Current Taxes |  | -991.3979 | -2391.0807 | -1051.6248 | -258.0956 | -305.2998 | 288.9677 | 894.1569 | 868.796 | 843.4352 | 818.0743 | 792.7135 | 767.3526 | 741.9917 | 716.6309 | 691.27 | 665.9092 | 640.5483 | 615.1874 | 589.8266 | 564.4657 | 541.481 | 520.8723 | 500.2636 | 479.655 | 459.0463 | 438.4376 | 417.8289 | 397.2203 | 376.6116 | 356.0029 | 0 | 0 | 0 | 0 | 0 | 0 | 0 | 0 | 0 | 0 | 0 | 0 | 0 | 0 | 0 | 0 | 0 | 0 | 0 | 0 | 0 | 0 | 0 | 0 | 0 | 0
|  | DFIT |  |  | 3165.332 | 1751.9745 |  | 903.9599 | 267.949 | -368.0619 | -368.0619 | -368.0619 | -368.0619 | -368.0619 | -368.0619 | -368.0619 | -368.0619 | -368.0619 | -368.0619 | -368.0619 | -368.0619 | -368.0619 | -368.0619 | -368.0619 | -368.0619 | -368.0619 | -368.0619 | -368.0619 | -368.0619 | -368.0619 | -368.0619 | -368.0619 | -368.0619 | 0 | 0 | 0 | 0 | 0 | 0 | 0 | 0 | 0 | 0 | 0 | 0 | 0 | 0 | 0 | 0 | 0 | 0 | 0 | 0 | 0 | 0 | 0 | 0 | 0 | 0
|  | ITC |  | -262.9013 | -262.9013 | -262.9013 | -262.9013 | -262.9013 | -262.9013 | -262.9013 | -262.9013 | -262.9013 | -262.9013 | -262.9013 | -262.9013 | -262.9013 | -262.9013 | -262.9013 | -262.9013 | -262.9013 | -262.9013 | -262.9013 | -262.9013 | -262.9013 | -262.9013 | -262.9013 | -262.9013 | -262.9013 | -262.9013 | -262.9013 | -262.9013 | -262.9013 | -262.9013 | -262.9013 | -262.9013 | -262.9013 | -262.9013 | -262.9013 | -262.9013 | -262.9013 | -262.9013 | -262.9013 | -262.9013 | -262.9013 | -262.9013 | -262.9013 | -262.9013 | -262.9013 | -262.9013 | -262.9013 | -262.9013 | -262.9013 | -262.9013 | -262.9013 | -262.9013 | -262.9013 | -262.9013 | -262.9013 | -262.9013
|  | Total Operating Expenses |  | 762.5853 | 2528.2345 | 2454.3329 | 1495.8876 | 2352.6434 | 2310.9 | 2280.0783 | 2254.7174 | 2229.3566 | 2203.9957 | 2178.6349 | 2153.274 | 2127.9131 | 2102.5523 | 2077.1914 | 2051.8306 | 2026.4697 | 2001.1088 | 1975.748 | 1950.3871 | 1927.4023 | 1906.7937 | 1886.185 | 1865.5763 | 1844.9677 | 1824.359 | 1803.7503 | 1783.1417 | 1762.533 | 1741.9243 | -262.9013 | -262.9013 | -262.9013 | -262.9013 | -262.9013 | -262.9013 | -262.9013 | -262.9013 | -262.9013 | -262.9013 | -262.9013 | -262.9013 | -262.9013 | -262.9013 | -262.9013 | -262.9013 | -262.9013 | -262.9013 | -262.9013 | -262.9013 | -262.9013 | -262.9013 | -262.9013 | -262.9013 | -262.9013 | -262.9013
|  | Operating |  | 5296.7344 | 3175.561 | 2897.55 | 3596.5413 | 2515.0037 | 2357.9691 | 2242.0208 | 2146.6156 | 2051.2105 | 1955.8054 | 1860.4002 | 1764.9951 | 1669.5899 | 1574.1848 | 1478.7797 | 1383.3745 | 1287.9694 | 1192.5642 | 1097.1591 | 1001.754 | 915.2875 | 837.7596 | 760.2318 | 682.7039 | 605.1761 | 527.6482 | 450.1204 | 372.5925 | 295.0647 | 217.5368 | 262.9013 | 262.9013 | 262.9013 | 262.9013 | 262.9013 | 262.9013 | 262.9013 | 262.9013 | 262.9013 | 262.9013 | 262.9013 | 262.9013 | 262.9013 | 262.9013 | 262.9013 | 262.9013 | 262.9013 | 262.9013 | 262.9013 | 262.9013 | 262.9013 | 262.9013 | 262.9013 | 262.9013 | 262.9013 | 262.9013
|  | Ratebase |  | 50829.781 | 46699.4259 | 42611.0298 | 39596.7854 | 36985.348 | 34676.0157 | 32970.8938 | 31567.877 | 30164.8602 | 28761.8435 | 27358.8267 | 25955.81 | 24552.7932 | 23149.7765 | 21746.7597 | 20343.743 | 18940.7262 | 17537.7094 | 16134.6927 | 14731.6759 | 13460.1098 | 12319.9944 | 11179.879 | 10039.7636 | 8899.6481 | 7759.5327 | 6619.4173 | 5479.3019 | 4339.1864 | 3199.071 | 0 | 0 | 0 | 0 | 0 | 0 | 0 | 0 | 0 | 0 | 0 | 0 | 0 | 0 | 0 | 0 | 0 | 0 | 0 | 0 | 0 | 0 | 0 | 0 | 0 | 0
|  | Return on Ratebase |  | 10.42% | 6.8% | 6.8% | 9.083% | 6.8% | 6.8% | 6.8% | 6.8% | 6.8% | 6.8% | 6.8% | 6.8% | 6.8% | 6.8% | 6.8% | 6.8% | 6.8% | 6.8% | 6.8% | 6.8% | 6.8% | 6.8% | 6.8% | 6.8% | 6.8% | 6.8% | 6.8% | 6.8% | 6.8% | 6.8% | #DIV/0! | #DIV/0! | #DIV/0! | #DIV/0! | #DIV/0! | #DIV/0! | #DIV/0! | #DIV/0! | #DIV/0! | #DIV/0! | #DIV/0! | #DIV/0! | #DIV/0! | #DIV/0! | #DIV/0! | #DIV/0! | #DIV/0! | #DIV/0! | #DIV/0! | #DIV/0! | #DIV/0! | #DIV/0! | #DIV/0! | #DIV/0! | #DIV/0! | #DIV/0!
|  | Revenue Requirement |  | 6059.3197 | 5703.7955 | 5351.8829 | 5092.429 | 4867.647 | 4668.8691 | 4522.0991 | 4401.3331 | 4280.5671 | 4159.8011 | 4039.0351 | 3918.2691 | 3797.5031 | 3676.7371 | 3555.9711 | 3435.2051 | 3314.4391 | 3193.6731 | 3072.9071 | 2952.1411 | 2842.6898 | 2744.5533 | 2646.4168 | 2548.2803 | 2450.1437 | 2352.0072 | 2253.8707 | 2155.7342 | 2057.5977 | 1959.4612 | 0 | 0 | 0 | 0 | 0 | 0 | 0 | 0 | 0 | 0 | 0 | 0 | 0 | 0 | 0 | 0 | 0 | 0 | 0 | 0 | 0 | 0 | 0 | 0 | 0 | 0
|  | Tax Depreciation |  | 10516.0531 | 16825.685 | 10095.411 | 6057.2466 | 6057.2466 | 3028.6233 | 0 | 0 | 0 | 0 | 0 | 0 | 0 | 0 | 0 | 0 | 0 | 0 | 0 | 0 | 0 | 0 | 0 | 0 | 0 | 0 | 0 | 0 | 0 | 0 | 0 | 0 | 0 | 0 | 0 | 0 | 0 | 0 | 0 | 0 | 0 | 0 | 0 | 0 | 0 | 0 | 0 | 0 | 0 | 0 | 0 | 0 | 0 | 0 | 0 | 0
|  | Propety Taxes |  | 25.1859 | 25.1859 | 25.1859 | 25.1859 | 25.1859 | 25.1859 | 25.1859 | 25.1859 | 25.1859 | 25.1859 | 25.1859 | 25.1859 | 25.1859 | 25.1859 | 25.1859 | 25.1859 | 25.1859 | 25.1859 | 25.1859 | 25.1859 | 25.1859 | 25.1859 | 25.1859 | 25.1859 | 25.1859 | 25.1859 | 25.1859 | 25.1859 | 25.1859 | 25.1859 | 0 | 0 | 0 | 0 | 0 | 0 | 0 | 0 | 0 | 0 | 0 | 0 | 0 | 0 | 0 | 0 | 0 | 0 | 0 | 0 | 0 | 0 | 0 | 0 | 0 | 0
|  | Insurance |  | 239.0231 | 239.0231 | 239.0231 | 239.0231 | 239.0231 | 239.0231 | 239.0231 | 239.0231 | 239.0231 | 239.0231 | 239.0231 | 239.0231 | 239.0231 | 239.0231 | 239.0231 | 239.0231 | 239.0231 | 239.0231 | 239.0231 | 239.0231 | 239.0231 | 239.0231 | 239.0231 | 239.0231 | 239.0231 | 239.0231 | 239.0231 | 239.0231 | 239.0231 | 239.0231 | 0 | 0 | 0 | 0 | 0 | 0 | 0 | 0 | 0 | 0 | 0 | 0 | 0 | 0 | 0 | 0 | 0 | 0 | 0 | 0 | 0 | 0 | 0 | 0 | 0 | 0
|  | Expenses |  | 10780.2622 | 17089.8941 | 10359.6201 | 6321.4557 | 6321.4557 | 3292.8324 | 264.2091 | 264.2091 | 264.2091 | 264.2091 | 264.2091 | 264.2091 | 264.2091 | 264.2091 | 264.2091 | 264.2091 | 264.2091 | 264.2091 | 264.2091 | 264.2091 | 264.2091 | 264.2091 | 264.2091 | 264.2091 | 264.2091 | 264.2091 | 264.2091 | 264.2091 | 264.2091 | 264.2091 | 0 | 0 | 0 | 0 | 0 | 0 | 0 | 0 | 0 | 0 | 0 | 0 | 0 | 0 | 0 | 0 | 0 | 0 | 0 | 0 | 0 | 0 | 0 | 0 | 0 | 0
|  | Taxble Income |  | -4720.9424 | -11386.0986 | -5007.7371 | -1229.0267 | -1453.8086 | 1376.0367 | 4257.89 | 4137.124 | 4016.358 | 3895.592 | 3774.826 | 3654.06 | 3533.294 | 3412.528 | 3291.762 | 3170.996 | 3050.23 | 2929.464 | 2808.698 | 2687.932 | 2578.4808 | 2480.3442 | 2382.2077 | 2284.0712 | 2185.9347 | 2087.7982 | 1989.6617 | 1891.5251 | 1793.3886 | 1695.2521 | 0 | 0 | 0 | 0 | 0 | 0 | 0 | 0 | 0 | 0 | 0 | 0 | 0 | 0 | 0 | 0 | 0 | 0 | 0 | 0 | 0 | 0 | 0 | 0 | 0 | 0
|  | Tax Rate |  | 0.21 | 0.21 | 0.21 | 0.21 | 0.21 | 0.21 | 0.21 | 0.21 | 0.21 | 0.21 | 0.21 | 0.21 | 0.21 | 0.21 | 0.21 | 0.21 | 0.21 | 0.21 | 0.21 | 0.21 | 0.21 | 0.21 | 0.21 | 0.21 | 0.21 | 0.21 | 0.21 | 0.21 | 0.21 | 0.21 | 0.21 | 0.21 | 0.21 | 0.21 | 0.21 | 0.21 | 0.21 | 0.21 | 0.21 | 0.21 | 0.21 | 0.21 | 0.21 | 0.21 | 0.21 | 0.21 | 0.21 | 0.21 | 0.21 | 0.21 | 0.21 | 0.21 | 0.21 | 0.21 | 0.21 | 0.21
|  | Taxes |  | -991.3979 | -2391.0807 | -1051.6248 | -258.0956 | -305.2998 | 288.9677 | 894.1569 | 868.796 | 843.4352 | 818.0743 | 792.7135 | 767.3526 | 741.9917 | 716.6309 | 691.27 | 665.9092 | 640.5483 | 615.1874 | 589.8266 | 564.4657 | 541.481 | 520.8723 | 500.2636 | 479.655 | 459.0463 | 438.4376 | 417.8289 | 397.2203 | 376.6116 | 356.0029 | 0 | 0 | 0 | 0 | 0 | 0 | 0 | 0 | 0 | 0 | 0 | 0 | 0 | 0 | 0 | 0 | 0 | 0 | 0 | 0 | 0 | 0 | 0 | 0 | 0 | 0

## Biomass
Biomass FINANCIALS
($ 1000s Unless Otherwise Indicated)
| Calendar Year of Fin. Close |  |  | 2020 | 2021 | 2022 | 2023 | 2024 | 2025 | 2026 | 2027 | 2028 | 2029 | 2030 | 2031 | 2032 | 2033 | 2034 | 2035 | 2036 | 2037 | 2038 | 2039 | 2040 | 2041 | 2042 | 2043 | 2044 | 2045 | 2046 | 2047 | 2048 | 2049 | 2050 | 2051 | 2052 | 2053 | 2054 | 2055 | 2056 | 2057 | 2058 | 2059 | 2060 | 2061 | 2062 | 2063 | 2064 | 2065 | 2066 | 2067 | 2068 | 2069 | 2070 | 2071 | 2072 | 2073 | 2074 | 2075
| Operating Year |  | 0 | 1 | 2 | 3 | 4 | 5 | 6 | 7 | 8 | 9 | 10 | 11 | 12 | 13 | 14 | 15 | 16 | 17 | 18 | 19 | 20 | 21 | 22 | 23 | 24 | 25 | 26 | 27 | 28 | 29 | 30 | 31 | 32 | 33 | 34 | 35 | 36 | 37 | 38 | 39 | 40 | 41 | 42 | 43 | 44 | 45 | 46 | 47 | 48 | 49 | 50 | 51 | 52 | 53 | 54 | 55 | 56
| Calendar Year | Capital Invest.
| 2020 | 86183.7725
| Gross plant |  | 2020 1: 86183.7725; 2021 2: 86183.7725; 2022 3: 86183.7725; 2023 4: 86183.7725; 2024 5: 86183.7725; 2025 6: 86183.7725; 2026 7: 86183.7725; 2027 8: 86183.7725; 2028 9: 86183.7725; 2029 10: 86183.7725; 2030 11: 86183.7725; 2031 12: 86183.7725; 2032 13: 86183.7725; 2033 14: 86183.7725; 2034 15: 86183.7725; 2035 16: 86183.7725; 2036 17: 86183.7725; 2037 18: 86183.7725; 2038 19: 86183.7725; 2039 20: 86183.7725; 2040 21: 86183.7725; 2041 22: 86183.7725; 2042 23: 86183.7725; 2043 24: 86183.7725; 2044 25: 86183.7725; 2045 26: 86183.7725; 2046 27: 86183.7725; 2047 28: 86183.7725; 2048 29: 86183.7725; 2049 30: 86183.7725
| Accumulated Deprectiation |  | 2020 1: 2872.7924; 2021 2: 5745.5848; 2022 3: 8618.3772; 2023 4: 11491.1697; 2024 5: 14363.9621; 2025 6: 17236.7545; 2026 7: 20109.5469; 2027 8: 22982.3393; 2028 9: 25855.1317; 2029 10: 28727.9242; 2030 11: 31600.7166; 2031 12: 34473.509; 2032 13: 37346.3014; 2033 14: 40219.0938; 2034 15: 40219.0938; 2035 16: 43091.8862; 2036 17: 45964.6786; 2037 18: 48837.4711; 2038 19: 51710.2635; 2039 20: 54583.0559; 2040 21: 57455.8483; 2041 22: 60328.6407; 2042 23: 63201.4331; 2043 24: 66074.2256; 2044 25: 68947.018; 2045 26: 71819.8104; 2046 27: 74692.6028; 2047 28: 77565.3952; 2048 29: 80438.1876; 2049 30: 83310.98
| Net book value |  | 2020 1: 83310.98; 2021 2: 80438.1876; 2022 3: 77565.3952; 2023 4: 74692.6028; 2024 5: 71819.8104; 2025 6: 68947.018; 2026 7: 66074.2256; 2027 8: 63201.4331; 2028 9: 60328.6407; 2029 10: 57455.8483; 2030 11: 54583.0559; 2031 12: 51710.2635; 2032 13: 48837.4711; 2033 14: 45964.6786; 2034 15: 45964.6786; 2035 16: 43091.8862; 2036 17: 40219.0938; 2037 18: 37346.3014; 2038 19: 34473.509; 2039 20: 31600.7166; 2040 21: 28727.9242; 2041 22: 25855.1317; 2042 23: 22982.3393; 2043 24: 20109.5469; 2044 25: 17236.7545; 2045 26: 14363.9621; 2046 27: 11491.1697; 2047 28: 8618.3772; 2048 29: 5745.5848; 2049 30: 2872.7924
| Accumulated deffered income tax |  | 2020 1: -1983.0024; 2021 2: -5812.0612; 2022 3: -8374.2186; 2023 4: -10031.4464; 2024 5: -11044.3643; 2025 6: -12055.4723; 2026 7: -13068.3902; 2027 8: -13272.301; 2028 9: -12669.0146; 2029 10: -12065.7281; 2030 11: -11462.4417; 2031 12: -10859.1553; 2032 13: -10255.8689; 2033 14: -9652.5825; 2034 15: -9652.5825; 2035 16: -9049.2961; 2036 17: -8446.0097; 2037 18: -7842.7233; 2038 19: -7239.4369; 2039 20: -6636.1505; 2040 21: -6032.8641; 2041 22: -5429.5777; 2042 23: -4826.2913; 2043 24: -4223.0049; 2044 25: -3619.7184; 2045 26: -3016.432; 2046 27: -2413.1456; 2047 28: -1809.8592; 2048 29: -1206.5728; 2049 30: -603.2864
| Rate Base |  | 2020 1: 81327.9776; 2021 2: 74626.1264; 2022 3: 69191.1766; 2023 4: 64661.1564; 2024 5: 60775.4461; 2025 6: 56891.5457; 2026 7: 53005.8354; 2027 8: 49929.1322; 2028 9: 47659.6262; 2029 10: 45390.1202; 2030 11: 43120.6142; 2031 12: 40851.1081; 2032 13: 38581.6021; 2033 14: 36312.0961; 2034 15: 36312.0961; 2035 16: 34042.5901; 2036 17: 31773.0841; 2037 18: 29503.5781; 2038 19: 27234.0721; 2039 20: 24964.5661; 2040 21: 22695.0601; 2041 22: 20425.5541; 2042 23: 18156.0481; 2043 24: 15886.5421; 2044 25: 13617.036; 2045 26: 11347.53; 2046 27: 9078.024; 2047 28: 6808.518; 2048 29: 4539.012; 2049 30: 2269.506
| Average rate base |  | 2020 1: 83755.875; 2021 2: 77977.052; 2022 3: 71908.6515; 2023 4: 66926.1665; 2024 5: 62718.3013; 2025 6: 58833.4959; 2026 7: 54948.6905; 2027 8: 51467.4838; 2028 9: 48794.3792; 2029 10: 46524.8732; 2030 11: 44255.3672; 2031 12: 41985.8612; 2032 13: 39716.3551; 2033 14: 37446.8491; 2034 15: 36312.0961; 2035 16: 35177.3431; 2036 17: 32907.8371; 2037 18: 30638.3311; 2038 19: 28368.8251; 2039 20: 26099.3191; 2040 21: 23829.8131; 2041 22: 21560.3071; 2042 23: 19290.8011; 2043 24: 17021.2951; 2044 25: 14751.7891; 2045 26: 12482.283; 2046 27: 10212.777; 2047 28: 7943.271; 2048 29: 5673.765; 2049 30: 3404.259
| Pre-tax Return | 0.086076 | 2020 1: 7209.3665; 2021 2: 6711.9488; 2022 3: 6189.6054; 2023 4: 5760.7333; 2024 5: 5398.5373; 2025 6: 5064.149; 2026 7: 4729.7607; 2027 8: 4430.1125; 2028 9: 4200.0225; 2029 10: 4004.6726; 2030 11: 3809.3227; 2031 12: 3613.9729; 2032 13: 3418.623; 2033 14: 3223.2731; 2034 15: 3125.5981; 2035 16: 3027.9232; 2036 17: 2832.5733; 2037 18: 2637.2234; 2038 19: 2441.8736; 2039 20: 2246.5237; 2040 21: 2051.1738; 2041 22: 1855.8239; 2042 23: 1660.474; 2043 24: 1465.1241; 2044 25: 1269.7742; 2045 26: 1074.4244; 2046 27: 879.0745; 2047 28: 683.7246; 2048 29: 488.3747; 2049 30: 293.0248
| Book Depreciation |  | 2020 1: 2872.7924; 2021 2: 2872.7924; 2022 3: 2872.7924; 2023 4: 2872.7924; 2024 5: 2872.7924; 2025 6: 2872.7924; 2026 7: 2872.7924; 2027 8: 2872.7924; 2028 9: 2872.7924; 2029 10: 2872.7924; 2030 11: 2872.7924; 2031 12: 2872.7924; 2032 13: 2872.7924; 2033 14: 2872.7924; 2034 15: 0; 2035 16: 2872.7924; 2036 17: 2872.7924; 2037 18: 2872.7924; 2038 19: 2872.7924; 2039 20: 2872.7924; 2040 21: 2872.7924; 2041 22: 2872.7924; 2042 23: 2872.7924; 2043 24: 2872.7924; 2044 25: 2872.7924; 2045 26: 2872.7924; 2046 27: 2872.7924; 2047 28: 2872.7924; 2048 29: 2872.7924; 2049 30: 2872.7924
| Insurance |  | 2020 1: 41.282; 2021 2: 41.282; 2022 3: 41.282; 2023 4: 41.282; 2024 5: 41.282; 2025 6: 41.282; 2026 7: 41.282; 2027 8: 41.282; 2028 9: 41.282; 2029 10: 41.282; 2030 11: 41.282; 2031 12: 41.282; 2032 13: 41.282; 2033 14: 41.282; 2034 15: 41.282; 2035 16: 41.282; 2036 17: 41.282; 2037 18: 41.282; 2038 19: 41.282; 2039 20: 41.282; 2040 21: 41.282; 2041 22: 41.282; 2042 23: 41.282; 2043 24: 41.282; 2044 25: 41.282; 2045 26: 41.282; 2046 27: 41.282; 2047 28: 41.282; 2048 29: 41.282; 2049 30: 41.282
| Property Taxes |  | 2020 1: 391.7803; 2021 2: 391.7803; 2022 3: 391.7803; 2023 4: 391.7803; 2024 5: 391.7803; 2025 6: 391.7803; 2026 7: 391.7803; 2027 8: 391.7803; 2028 9: 391.7803; 2029 10: 391.7803; 2030 11: 391.7803; 2031 12: 391.7803; 2032 13: 391.7803; 2033 14: 391.7803; 2034 15: 391.7803; 2035 16: 391.7803; 2036 17: 391.7803; 2037 18: 391.7803; 2038 19: 391.7803; 2039 20: 391.7803; 2040 21: 391.7803; 2041 22: 391.7803; 2042 23: 391.7803; 2043 24: 391.7803; 2044 25: 391.7803; 2045 26: 391.7803; 2046 27: 391.7803; 2047 28: 391.7803; 2048 29: 391.7803; 2049 30: 391.7803
| Revenue Requirement |  | 2020 1: 10515.2212; 2021 2: 10017.8035; 2022 3: 9495.4602; 2023 4: 9066.5881; 2024 5: 8704.3921; 2025 6: 8370.0038; 2026 7: 8035.6155; 2027 8: 7735.9673; 2028 9: 7505.8773; 2029 10: 7310.5274; 2030 11: 7115.1775; 2031 12: 6919.8276; 2032 13: 6724.4777; 2033 14: 6529.1278; 2034 15: 3558.6605; 2035 16: 6333.778; 2036 17: 6138.4281; 2037 18: 5943.0782; 2038 19: 5747.7283; 2039 20: 5552.3784; 2040 21: 5357.0285; 2041 22: 5161.6787; 2042 23: 4966.3288; 2043 24: 4770.9789; 2044 25: 4575.629; 2045 26: 4380.2791; 2046 27: 4184.9292; 2047 28: 3989.5794; 2048 29: 3794.2295; 2049 30: 3598.8796
| Book Depreciation |  | 2020 1: 2872.7924; 2021 2: 2872.7924; 2022 3: 2872.7924; 2023 4: 2872.7924; 2024 5: 2872.7924; 2025 6: 2872.7924; 2026 7: 2872.7924; 2027 8: 2872.7924; 2028 9: 2872.7924; 2029 10: 2872.7924; 2030 11: 2872.7924; 2031 12: 2872.7924; 2032 13: 2872.7924; 2033 14: 2872.7924; 2035 16: 2872.7924; 2036 17: 2872.7924; 2037 18: 2872.7924; 2038 19: 2872.7924; 2039 20: 2872.7924; 2040 21: 2872.7924; 2041 22: 2872.7924; 2042 23: 2872.7924; 2043 24: 2872.7924; 2044 25: 2872.7924; 2045 26: 2872.7924; 2046 27: 2872.7924; 2047 28: 2872.7924; 2048 29: 2872.7924; 2049 30: 2872.7924
| Tax Depreciation |  | 2020 1: 12315.6611; 2021 2: 21106.4059; 2022 3: 15073.5418; 2023 4: 10764.3532; 2024 5: 7696.2109; 2025 6: 7687.5925; 2026 7: 7696.2109; 2027 8: 3843.7963; 2028 9: 0; 2029 10: 0; 2030 11: 0; 2031 12: 0; 2032 13: 0; 2033 14: 0; 2035 16: 0; 2036 17: 0; 2037 18: 0; 2038 19: 0; 2039 20: 0; 2040 21: 0; 2041 22: 0; 2042 23: 0; 2043 24: 0; 2044 25: 0; 2045 26: 0; 2046 27: 0; 2047 28: 0; 2048 29: 0; 2049 30: 0
| Difference between book and tax |  | 2020 1: -9442.8687; 2021 2: -18233.6135; 2022 3: -12200.7494; 2023 4: -7891.5608; 2024 5: -4823.4185; 2025 6: -4814.8001; 2026 7: -4823.4185; 2027 8: -971.0038; 2028 9: 2872.7924; 2029 10: 2872.7924; 2030 11: 2872.7924; 2031 12: 2872.7924; 2032 13: 2872.7924; 2033 14: 2872.7924; 2034 15: 0; 2035 16: 2872.7924; 2036 17: 2872.7924; 2037 18: 2872.7924; 2038 19: 2872.7924; 2039 20: 2872.7924; 2040 21: 2872.7924; 2041 22: 2872.7924; 2042 23: 2872.7924; 2043 24: 2872.7924; 2044 25: 2872.7924; 2045 26: 2872.7924; 2046 27: 2872.7924; 2047 28: 2872.7924; 2048 29: 2872.7924; 2049 30: 2872.7924
| Tax rate |  | 2020 1: -1983.0024; 2021 2: -3829.0588; 2022 3: -2562.1574; 2023 4: -1657.2278; 2024 5: -1012.9179; 2025 6: -1011.108; 2026 7: -1012.9179; 2027 8: -203.9108; 2028 9: 603.2864; 2029 10: 603.2864; 2030 11: 603.2864; 2031 12: 603.2864; 2032 13: 603.2864; 2033 14: 603.2864; 2034 15: 0; 2035 16: 603.2864; 2036 17: 603.2864; 2037 18: 603.2864; 2038 19: 603.2864; 2039 20: 603.2864; 2040 21: 603.2864; 2041 22: 603.2864; 2042 23: 603.2864; 2043 24: 603.2864; 2044 25: 603.2864; 2045 26: 603.2864; 2046 27: 603.2864; 2047 28: 603.2864; 2048 29: 603.2864; 2049 30: 603.2864
Depreciation Tables
|  | 7 | 2020 1: 14.29%; 2021 2: 24.49%; 2022 3: 17.49%; 2023 4: 12.49%; 2024 5: 8.93%; 2025 6: 8.92%; 2026 7: 8.93%; 2027 8: 4.46%; 2028 9: 0%; 2029 10: 0%; 2030 11: 0%; 2031 12: 0%; 2032 13: 0%; 2033 14: 0%; 2034 15: 0%; 2035 16: 0%; 2036 17: 0%; 2037 18: 0%; 2038 19: 0%; 2039 20: 0%; 2040 21: 0%
|  | 7 | 0: 1; 2020 1: 14.29%; 2021 2: 24.49%; 2022 3: 17.49%; 2023 4: 12.49%; 2024 5: 8.93%; 2025 6: 8.92%; 2026 7: 8.93%; 2027 8: 4.46%
|  | 10 | 0: 0; 2020 1: 10%; 2021 2: 18%; 2022 3: 14.4%; 2023 4: 11.52%; 2024 5: 9.22%; 2025 6: 7.37%; 2026 7: 6.55%; 2027 8: 6.55%; 2028 9: 6.56%; 2029 10: 6.55%; 2030 11: 3.28%
|  | 15 | 0: 0; 2020 1: 5%; 2021 2: 9.5%; 2022 3: 8.55%; 2023 4: 7.7%; 2024 5: 6.93%; 2025 6: 6.23%; 2026 7: 5.9%; 2027 8: 5.9%; 2028 9: 5.91%; 2029 10: 5.9%; 2030 11: 5.91%; 2031 12: 5.9%; 2032 13: 5.91%; 2033 14: 5.9%; 2034 15: 5.91%; 2035 16: 2.95%
|  | 20 | 0: 0; 2020 1: 3.75%; 2021 2: 7.219%; 2022 3: 6.677%; 2023 4: 6.177%; 2024 5: 5.713%; 2025 6: 5.285%; 2026 7: 4.888%; 2027 8: 4.522%; 2028 9: 4.462%; 2029 10: 4.461%; 2030 11: 4.462%; 2031 12: 4.461%; 2032 13: 4.462%; 2033 14: 4.461%; 2034 15: 4.462%; 2035 16: 4.461%; 2036 17: 4.462%; 2037 18: 4.461%; 2038 19: 4.462%; 2039 20: 4.461%; 2040 21: 2.231%
Revenue Requirement by vintage year
2012 $000
|  |  |  | 2020 | 2021 | 2022 | 2023 | 2024 | 2025 | 2026 | 2027 | 2028 | 2029 | 2030 | 2031 | 2032 | 2033 | 2034 | 2035 | 2036 | 2037 | 2038 | 2039 | 2040 | 2041 | 2042 | 2043 | 2044 | 2045 | 2046 | 2047 | 2048 | 2049 | 2050 | 2051 | 2052 | 2053 | 2054 | 2055 | 2056 | 2057 | 2058 | 2059 | 2060 | 2061 | 2062 | 2063 | 2064 | 2065 | 2066 | 2067 | 2068 | 2069 | 2070 | 2071 | 2072 | 2073 | 2074 | 2075
|  | 2020 | 0% | 10515.2212 | 10017.8035 | 9495.4602 | 9066.5881 | 8704.3921 | 8370.0038 | 8035.6155 | 7735.9673 | 7505.8773 | 7310.5274 | 7115.1775 | 6919.8276 | 6724.4777 | 6529.1278 | 3558.6605 | 6333.778 | 6138.4281 | 5943.0782 | 5747.7283 | 5552.3784 | 5357.0285 | 5161.6787 | 4966.3288 | 4770.9789 | 4575.629 | 4380.2791 | 4184.9292 | 3989.5794 | 3794.2295 | 3598.8796 | 0 | 0 | 0 | 0 | 0 | 0 | 0 | 0 | 0 | 0 | 0 | 0 | 0 | 0 | 0 | 0 | 0 | 0 | 0 | 0 | 0 | 0 | 0 | 0 | 0 | 0
|  | 2021 | -0.7449% |  | 10436.8882 | 9943.1761 | 9424.7239 | 8999.0467 | 8639.5488 | 8307.6516 | 7975.7543 | 7678.3383 | 7449.9624 | 7256.0677 | 7062.1731 | 6868.2785 | 6674.3838 | 6480.4892 | 3532.1503 | 6286.5946 | 6092.7 | 5898.8053 | 5704.9107 | 5511.0161 | 5317.1214 | 5123.2268 | 4929.3322 | 4735.4376 | 4541.5429 | 4347.6483 | 4153.7537 | 3959.859 | 3765.9644 | 3572.0698 | 0 | 0 | 0 | 0 | 0 | 0 | 0 | 0 | 0 | 0 | 0 | 0 | 0 | 0 | 0 | 0 | 0 | 0 | 0 | 0 | 0 | 0 | 0 | 0 | 0
|  | 2022 | -2.396% |  |  | 10186.8385 | 9704.9548 | 9198.9239 | 8783.4451 | 8432.5603 | 8108.6147 | 7784.669 | 7494.3787 | 7271.4742 | 7082.2249 | 6892.9757 | 6703.7264 | 6514.4772 | 6325.2279 | 3447.5261 | 6135.9787 | 5946.7294 | 5757.4802 | 5568.2309 | 5378.9817 | 5189.7324 | 5000.4832 | 4811.2339 | 4621.9847 | 4432.7354 | 4243.4862 | 4054.2369 | 3864.9877 | 3675.7384 | 3486.4892 | 0 | 0 | 0 | 0 | 0 | 0 | 0 | 0 | 0 | 0 | 0 | 0 | 0 | 0 | 0 | 0 | 0 | 0 | 0 | 0 | 0 | 0 | 0 | 0
|  | 2023 | -0.5951% |  |  |  | 10126.221 | 9647.2048 | 9144.185 | 8731.1786 | 8382.3817 | 8060.3637 | 7738.3458 | 7449.7828 | 7228.2047 | 7040.0816 | 6851.9585 | 6663.8354 | 6475.7123 | 6287.5892 | 3427.0114 | 6099.4661 | 5911.343 | 5723.2199 | 5535.0968 | 5346.9737 | 5158.8506 | 4970.7275 | 4782.6043 | 4594.4812 | 4406.3581 | 4218.235 | 4030.1119 | 3841.9888 | 3653.8657 | 3465.7426 | 0 | 0 | 0 | 0 | 0 | 0 | 0 | 0 | 0 | 0 | 0 | 0 | 0 | 0 | 0 | 0 | 0 | 0 | 0 | 0 | 0 | 0 | 0
|  | 2024 | -0.5513% |  |  |  |  | 10070.4001 | 9594.0245 | 9093.7776 | 8683.0479 | 8336.1737 | 8015.9309 | 7695.6881 | 7408.7158 | 7188.3592 | 7001.2731 | 6814.187 | 6627.101 | 6440.0149 | 6252.9288 | 3408.1199 | 6065.8427 | 5878.7566 | 5691.6706 | 5504.5845 | 5317.4984 | 5130.4123 | 4943.3263 | 4756.2402 | 4569.1541 | 4382.068 | 4194.9819 | 4007.8959 | 3820.8098 | 3633.7237 | 3446.6376 | 0 | 0 | 0 | 0 | 0 | 0 | 0 | 0 | 0 | 0 | 0 | 0 | 0 | 0 | 0 | 0 | 0 | 0 | 0 | 0 | 0 | 0
|  | 2025 | -0.1423% | [5 empty] | 10056.0697 | 9580.372 | 9080.837 | 8670.6917 | 8324.3112 | 8004.5241 | 7684.737 | 7398.1731 | 7178.13 | 6991.3102 | 6804.4903 | 6617.6705 | 6430.8506 | 6244.0308 | 3403.2701 | 6057.2109 | 5870.3911 | 5683.5712 | 5496.7514 | 5309.9315 | 5123.1117 | 4936.2918 | 4749.472 | 4562.6521 | 4375.8323 | 4189.0124 | 4002.1926 | 3815.3727 | 3628.5529 | 3441.733 | 0 | 0 | 0 | 0 | 0 | 0 | 0 | 0 | 0 | 0 | 0 | 0 | 0 | 0 | 0 | 0 | 0 | 0 | 0 | 0 | 0
|  | 2026 | -0.1821% | [6 empty] | 10037.7551 | 9562.9237 | 9064.2985 | 8654.9002 | 8309.1505 | 7989.9458 | 7670.7411 | 7384.6991 | 7165.0568 | 6978.5772 | 6792.0976 | 6605.618 | 6419.1384 | 6232.6588 | 3397.0719 | 6046.1792 | 5859.6996 | 5673.22 | 5486.7404 | 5300.2608 | 5113.7812 | 4927.3016 | 4740.822 | 4554.3424 | 4367.8628 | 4181.3832 | 3994.9036 | 3808.424 | 3621.9444 | 3435.4648 | 0 | 0 | 0 | 0 | 0 | 0 | 0 | 0 | 0 | 0 | 0 | 0 | 0 | 0 | 0 | 0 | 0 | 0 | 0 | 0
|  | 2027 | -0.2349% | [7 empty] | 10014.1798 | 9540.4637 | 9043.0095 | 8634.5728 | 8289.6351 | 7971.1802 | 7652.7252 | 7367.355 | 7148.2286 | 6962.1869 | 6776.1453 | 6590.1037 | 6404.062 | 6218.0204 | 3389.0933 | 6031.9788 | 5845.9372 | 5659.8955 | 5473.8539 | 5287.8123 | 5101.7707 | 4915.729 | 4729.6874 | 4543.6458 | 4357.6041 | 4171.5625 | 3985.5209 | 3799.4793 | 3613.4376 | 3427.396 | 0 | 0 | 0 | 0 | 0 | 0 | 0 | 0 | 0 | 0 | 0 | 0 | 0 | 0 | 0 | 0 | 0 | 0 | 0
|  | 2028 | -0.3391% | [8 empty] | 9980.222 | 9508.1122 | 9012.345 | 8605.2932 | 8261.5252 | 7944.1501 | 7626.775 | 7342.3725 | 7123.9891 | 6938.5784 | 6753.1676 | 6567.7568 | 6382.3461 | 6196.9353 | 3377.601 | 6011.5245 | 5826.1138 | 5640.703 | 5455.2922 | 5269.8815 | 5084.4707 | 4899.0599 | 4713.6492 | 4528.2384 | 4342.8276 | 4157.4169 | 3972.0061 | 3786.5953 | 3601.1846 | 3415.7738 | 0 | 0 | 0 | 0 | 0 | 0 | 0 | 0 | 0 | 0 | 0 | 0 | 0 | 0 | 0 | 0 | 0 | 0
|  | 2029 | -0.5474% | [9 empty] | 9925.5945 | 9456.0689 | 8963.0152 | 8558.1915 | 8216.3052 | 7900.6672 | 7585.0293 | 7302.1835 | 7084.9954 | 6900.5995 | 6716.2036 | 6531.8077 | 6347.4118 | 6163.0159 | 3359.1135 | 5978.62 | 5794.2241 | 5609.8282 | 5425.4323 | 5241.0364 | 5056.6405 | 4872.2446 | 4687.8487 | 4503.4528 | 4319.0569 | 4134.6609 | 3950.265 | 3765.8691 | 3581.4732 | 3397.0773 | 0 | 0 | 0 | 0 | 0 | 0 | 0 | 0 | 0 | 0 | 0 | 0 | 0 | 0 | 0 | 0 | 0
|  | 2030 | -0.3876% | [10 empty] | 9887.1183 | 9419.4127 | 8928.2704 | 8525.0159 | 8184.4549 | 7870.0405 | 7555.6261 | 7273.8768 | 7057.5307 | 6873.8496 | 6690.1685 | 6506.4874 | 6322.8063 | 6139.1252 | 3346.092 | 5955.4441 | 5771.763 | 5588.0819 | 5404.4008 | 5220.7197 | 5037.0386 | 4853.3575 | 4669.6764 | 4485.9953 | 4302.3142 | 4118.6331 | 3934.952 | 3751.2709 | 3567.5898 | 3383.9086 | 0 | 0 | 0 | 0 | 0 | 0 | 0 | 0 | 0 | 0 | 0 | 0 | 0 | 0 | 0 | 0
|  | 2031 | -0.3865% | [11 empty] | 9848.9073 | 9383.0093 | 8893.7651 | 8492.0691 | 8152.8243 | 7839.625 | 7526.4258 | 7245.7653 | 7030.2553 | 6847.284 | 6664.3128 | 6481.3416 | 6298.3704 | 6115.3992 | 3333.1602 | 5932.4279 | 5749.4567 | 5566.4855 | 5383.5143 | 5200.543 | 5017.5718 | 4834.6006 | 4651.6294 | 4468.6581 | 4285.6869 | 4102.7157 | 3919.7445 | 3736.7732 | 3553.802 | 3370.8308 | 0 | 0 | 0 | 0 | 0 | 0 | 0 | 0 | 0 | 0 | 0 | 0 | 0 | 0 | 0
|  | 2032 | -0.4427% | [12 empty] | 9805.3082 | 9341.4726 | 8854.3942 | 8454.4764 | 8116.7333 | 7804.9206 | 7493.1078 | 7213.6897 | 6999.1337 | 6816.9725 | 6634.8112 | 6452.65 | 6270.4888 | 6088.3275 | 3318.405 | 5906.1663 | 5724.005 | 5541.8438 | 5359.6825 | 5177.5213 | 4995.36 | 4813.1988 | 4631.0375 | 4448.8763 | 4266.715 | 4084.5538 | 3902.3925 | 3720.2313 | 3538.07 | 3355.9088 | 0 | 0 | 0 | 0 | 0 | 0 | 0 | 0 | 0 | 0 | 0 | 0 | 0 | 0
|  | 2033 | -0.4027% | [13 empty] | 9765.821 | 9303.8533 | 8818.7364 | 8420.4292 | 8084.0463 | 7773.4892 | 7462.9321 | 7184.6393 | 6970.9474 | 6789.5197 | 6608.092 | 6426.6644 | 6245.2367 | 6063.8091 | 3305.0414 | 5882.3814 | 5700.9537 | 5519.5261 | 5338.0984 | 5156.6708 | 4975.2431 | 4793.8154 | 4612.3878 | 4430.9601 | 4249.5324 | 4068.1048 | 3886.6771 | 3705.2495 | 3523.8218 | 3342.3941 | 0 | 0 | 0 | 0 | 0 | 0 | 0 | 0 | 0 | 0 | 0 | 0 | 0
|  | 2034 | -0.3257% | [14 empty] | 9734.0154 | 9273.5523 | 8790.0154 | 8393.0054 | 8057.718 | 7748.1723 | 7438.6267 | 7161.2402 | 6948.2442 | 6767.4074 | 6586.5707 | 6405.7339 | 6224.8971 | 6044.0603 | 3294.2774 | 5863.2235 | 5682.3867 | 5501.55 | 5320.7132 | 5139.8764 | 4959.0396 | 4778.2028 | 4597.366 | 4416.5293 | 4235.6925 | 4054.8557 | 3874.0189 | 3693.1821 | 3512.3453 | 3331.5086 | 0 | 0 | 0 | 0 | 0 | 0 | 0 | 0 | 0 | 0 | 0 | 0
|  | 2035 | -0.4526% | [15 empty] | 9689.9609 | 9231.5817 | 8750.2332 | 8355.02 | 8021.25 | 7713.1053 | 7404.9607 | 7128.8296 | 6916.7976 | 6736.7793 | 6556.7609 | 6376.7426 | 6196.7242 | 6016.7059 | 3279.3681 | 5836.6875 | 5656.6692 | 5476.6508 | 5296.6325 | 5116.6141 | 4936.5958 | 4756.5775 | 4576.5591 | 4396.5408 | 4216.5224 | 4036.5041 | 3856.4857 | 3676.4674 | 3496.449 | 3316.4307 | 0 | 0 | 0 | 0 | 0 | 0 | 0 | 0 | 0 | 0 | 0
|  | 2036 | -0.4119% | [16 empty] | 9650.0521 | 9193.5609 | 8714.1948 | 8320.6093 | 7988.214 | 7681.3384 | 7374.4628 | 7099.4691 | 6888.3103 | 6709.0334 | 6529.7565 | 6350.4795 | 6171.2026 | 5991.9257 | 3265.8618 | 5812.6488 | 5633.3718 | 5454.0949 | 5274.818 | 5095.541 | 4916.2641 | 4736.9872 | 4557.7103 | 4378.4333 | 4199.1564 | 4019.8795 | 3840.6025 | 3661.3256 | 3482.0487 | 3302.7718 | 0 | 0 | 0 | 0 | 0 | 0 | 0 | 0 | 0 | 0
|  | 2037 | -0.4375% | [17 empty] | 9607.8288 | 9153.3349 | 8676.0662 | 8284.2029 | 7953.2619 | 7647.7291 | 7342.1962 | 7068.4056 | 6858.1708 | 6679.6783 | 6501.1858 | 6322.6933 | 6144.2008 | 5965.7083 | 3251.5722 | 5787.2158 | 5608.7233 | 5430.2307 | 5251.7382 | 5073.2457 | 4894.7532 | 4716.2607 | 4537.7682 | 4359.2757 | 4180.7832 | 4002.2907 | 3823.7982 | 3645.3056 | 3466.8131 | 3288.3206 | 0 | 0 | 0 | 0 | 0 | 0 | 0 | 0 | 0
|  | 2038 | -0.3844% | [18 empty] | 9570.8939 | 9118.1472 | 8642.7133 | 8252.3563 | 7922.6876 | 7618.3293 | 7313.971 | 7041.2329 | 6831.8063 | 6654 | 6476.1936 | 6298.3873 | 6120.581 | 5942.7746 | 3239.0723 | 5764.9683 | 5587.1619 | 5409.3556 | 5231.5493 | 5053.7429 | 4875.9366 | 4698.1302 | 4520.3239 | 4342.5175 | 4164.7112 | 3986.9049 | 3809.0985 | 3631.2922 | 3453.4858 | 3275.6795 | 0 | 0 | 0 | 0 | 0 | 0 | 0 | 0
|  | 2039 | -0.4392% | [19 empty] | 9528.8579 | 9078.0997 | 8604.754 | 8216.1115 | 7887.8907 | 7584.8691 | 7281.8476 | 7010.3074 | 6801.8006 | 6624.7752 | 6447.7498 | 6270.7244 | 6093.699 | 5916.6736 | 3224.8461 | 5739.6482 | 5562.6228 | 5385.5974 | 5208.572 | 5031.5466 | 4854.5212 | 4677.4958 | 4500.4704 | 4323.4449 | 4146.4195 | 3969.3941 | 3792.3687 | 3615.3433 | 3438.3179 | 3261.2925 | 0 | 0 | 0 | 0 | 0 | 0 | 0
|  | 2040 | -0.4285% | [20 empty] | 9488.0287 | 9039.2019 | 8567.8843 | 8180.9071 | 7854.0927 | 7552.3695 | 7250.6464 | 6980.2697 | 6772.6563 | 6596.3894 | 6420.1225 | 6243.8556 | 6067.5888 | 5891.3219 | 3211.0283 | 5715.055 | 5538.7881 | 5362.5212 | 5186.2543 | 5009.9874 | 4833.7205 | 4657.4537 | 4481.1868 | 4304.9199 | 4128.653 | 3952.3861 | 3776.1192 | 3599.8523 | 3423.5854 | 3247.3185 | 0 | 0 | 0 | 0 | 0 | 0
|  | 2041 | -0.3274% | [21 empty] | 9456.9659 | 9009.6085 | 8539.8339 | 8154.1236 | 7828.3792 | 7527.6438 | 7226.9084 | 6957.417 | 6750.4833 | 6574.7935 | 6399.1037 | 6223.4139 | 6047.7241 | 5872.0342 | 3200.5157 | 5696.3444 | 5520.6546 | 5344.9648 | 5169.275 | 4993.5852 | 4817.8954 | 4642.2056 | 4466.5158 | 4290.826 | 4115.1362 | 3939.4464 | 3763.7566 | 3588.0668 | 3412.377 | 3236.6871 | 0 | 0 | 0 | 0 | 0
|  | 2042 | -0.5539% | [22 empty] | 9404.5863 | 8959.7067 | 8492.5341 | 8108.9602 | 7785.0199 | 7485.9503 | 7186.8806 | 6918.8817 | 6713.0942 | 6538.3775 | 6363.6608 | 6188.9441 | 6014.2274 | 5839.5107 | 3182.7889 | 5664.794 | 5490.0772 | 5315.3605 | 5140.6438 | 4965.9271 | 4791.2104 | 4616.4937 | 4441.777 | 4267.0603 | 4092.3436 | 3917.6269 | 3742.9102 | 3568.1934 | 3393.4767 | 3218.76 | 0 | 0 | 0 | 0
|  | 2043 | -0.2783% | 2043: 9378.4095; 2044: 8934.7682; 2045: 8468.896; 2046: 8086.3897; 2047: 7763.3511; 2048: 7465.1138; 2049: 7166.8766; 2050: 6899.6237; 2051: 6694.409; 2052: 6520.1786; 2053: 6345.9481; 2054: 6171.7177; 2055: 5997.4873; 2056: 5823.2569; 2057: 3173.9299; 2058: 5649.0265; 2059: 5474.7961; 2060: 5300.5657; 2061: 5126.3353; 2062: 4952.1049; 2063: 4777.8745; 2064: 4603.6441; 2065: 4429.4137; 2066: 4255.1833; 2067: 4080.9529; 2068: 3906.7225; 2069: 3732.4921; 2070: 3558.2617; 2071: 3384.0313; 2072: 3209.8009; 2073: 0; 2074: 0; 2075: 0
|  | 2044 | -0.5366% | 2044: 9328.0827; 2045: 8886.822; 2046: 8423.4498; 2047: 8042.9961; 2048: 7721.691; 2049: 7425.0542; 2050: 7128.4173; 2051: 6862.5986; 2052: 6658.4851; 2053: 6485.1897; 2054: 6311.8942; 2055: 6138.5988; 2056: 5965.3033; 2057: 5792.0079; 2058: 3156.8978; 2059: 5618.7125; 2060: 5445.417; 2061: 5272.1216; 2062: 5098.8261; 2063: 4925.5307; 2064: 4752.2353; 2065: 4578.9398; 2066: 4405.6444; 2067: 4232.349; 2068: 4059.0535; 2069: 3885.7581; 2070: 3712.4626; 2071: 3539.1672; 2072: 3365.8718; 2073: 3192.5763; 2074: 0; 2075: 0
|  | 2045 | -0.3032% | 2045: 9299.7994; 2046: 8859.8766; 2047: 8397.9094; 2048: 8018.6092; 2049: 7698.2784; 2050: 7402.541; 2051: 7106.8036; 2052: 6841.7908; 2053: 6638.2962; 2054: 6465.5262; 2055: 6292.7562; 2056: 6119.9862; 2057: 5947.2162; 2058: 5774.4462; 2059: 3147.3259; 2060: 5601.6762; 2061: 5428.9062; 2062: 5256.1362; 2063: 5083.3662; 2064: 4910.5962; 2065: 4737.8262; 2066: 4565.0562; 2067: 4392.2862; 2068: 4219.5162; 2069: 4046.7462; 2070: 3873.9762; 2071: 3701.2062; 2072: 3528.4362; 2073: 3355.6662; 2074: 3182.8962; 2075: 0
|  | 2046 | -0.5017% | 2046: 9253.1449; 2047: 8815.4291; 2048: 8355.7794; 2049: 7978.3821; 2050: 7659.6582; 2051: 7365.4045; 2052: 7071.1507; 2053: 6807.4674; 2054: 6604.9937; 2055: 6433.0904; 2056: 6261.1872; 2057: 6089.2839; 2058: 5917.3806; 2059: 5745.4774; 2060: 3131.5367; 2061: 5573.5741; 2062: 5401.6709; 2063: 5229.7676; 2064: 5057.8644; 2065: 4885.9611; 2066: 4714.0578; 2067: 4542.1546; 2068: 4370.2513; 2069: 4198.3481; 2070: 4026.4448; 2071: 3854.5416; 2072: 3682.6383; 2073: 3510.735; 2074: 3338.8318; 2075: 3166.9285
|  | 2047 | -0.4109% | 2047: 9215.1226; 2048: 8779.2055; 2049: 8321.4445; 2050: 7945.598; 2051: 7628.1838; 2052: 7335.1391; 2053: 7042.0945; 2054: 6779.4947; 2055: 6577.853; 2056: 6406.6561; 2057: 6235.4592; 2058: 6064.2623; 2059: 5893.0654; 2060: 5721.8685; 2061: 3118.6688; 2062: 5550.6717; 2063: 5379.4748; 2064: 5208.2779; 2065: 5037.081; 2066: 4865.8841; 2067: 4694.6872; 2068: 4523.4903; 2069: 4352.2934; 2070: 4181.0966; 2071: 4009.8997; 2072: 3838.7028; 2073: 3667.5059; 2074: 3496.309; 2075: 3325.1121
|  | 2048 | -0.4142% | 2048: 9176.9491; 2049: 8742.8378; 2050: 8286.9731; 2051: 7912.6835; 2052: 7596.5842; 2053: 7304.7535; 2054: 7012.9228; 2055: 6751.4108; 2056: 6550.6043; 2057: 6380.1166; 2058: 6209.6289; 2059: 6039.1412; 2060: 5868.6535; 2061: 5698.1658; 2062: 3105.7498; 2063: 5527.6781; 2064: 5357.1904; 2065: 5186.7027; 2066: 5016.215; 2067: 4845.7273; 2068: 4675.2396; 2069: 4504.7519; 2070: 4334.2642; 2071: 4163.7765; 2072: 3993.2887; 2073: 3822.801; 2074: 3652.3133; 2075: 3481.8256
|  | 2049 | -0.4249% | 2049: 9137.9533; 2050: 8705.6866; 2051: 8251.759; 2052: 7879.0599; 2053: 7564.3038; 2054: 7273.7132; 2055: 6983.1226; 2056: 6722.7219; 2057: 6522.7687; 2058: 6353.0054; 2059: 6183.2422; 2060: 6013.4789; 2061: 5843.7157; 2062: 5673.9524; 2063: 3092.5525; 2064: 5504.1892; 2065: 5334.426; 2066: 5164.6627; 2067: 4994.8995; 2068: 4825.1362; 2069: 4655.373; 2070: 4485.6097; 2071: 4315.8465; 2072: 4146.0832; 2073: 3976.32; 2074: 3806.5567; 2075: 3636.7935
|  | 2050 | -1.194% | 2050: 9028.8263; 2051: 8601.7218; 2052: 8153.2151; 2053: 7784.9669; 2054: 7473.9696; 2055: 7186.8493; 2056: 6899.7289; 2057: 6642.438; 2058: 6444.8727; 2059: 6277.1368; 2060: 6109.4009; 2061: 5941.665; 2062: 5773.9291; 2063: 5606.1931; 2064: 3055.6207; 2065: 5438.4572; 2066: 5270.7213; 2067: 5102.9854; 2068: 4935.2495; 2069: 4767.5136; 2070: 4599.7777; 2071: 4432.0418; 2072: 4264.3059; 2073: 4096.57; 2074: 3928.8341; 2075: 3761.0982
Revenue Requirement by vintage year
2012 $/MW-wk
| Aurora Input |  | Levelized Cost | 2020 | 2021 | 2022 | 2023 | 2024 | 2025 | 2026 | 2027 | 2028 | 2029 | 2030 | 2031 | 2032 | 2033 | 2034 | 2035 | 2036 | 2037 | 2038 | 2039 | 2040 | 2041 | 2042 | 2043 | 2044 | 2045 | 2046 | 2047 | 2048 | 2049 | 2050 | 2051 | 2052 | 2053 | 2054 | 2055 | 2056 | 2057 | 2058 | 2059 | 2060 | 2061 | 2062 | 2063 | 2064 | 2065 | 2066 | 2067 | 2068 | 2069 | 2070 | 2071 | 2072 | 2073 | 2074 | 2075
|  | 2020 | 9190.8732 | 13658.5734 | 13012.4609 | 12333.9716 | 11776.8952 | 11306.4267 | 10872.0785 | 10437.7303 | 10048.5073 | 9749.6356 | 9495.8891 | 9242.1426 | 8988.3961 | 8734.6496 | 8480.9031 | 4622.4634 | 8227.1566 | 7973.41 | 7719.6635 | 7465.917 | 7212.1705 | 6958.424 | 6704.6775 | 6450.931 | 6197.1844 | 5943.4379 | 5689.6914 | 5435.9449 | 5182.1984 | 4928.4519 | 4674.7054 | 0 | 0 | 0 | 0 | 0 | 0 | 0 | 0 | 0 | 0 | 0 | 0 | 0 | 0 | 0 | 0 | 0 | 0 | 0 | 0 | 0 | 0 | 0 | 0 | 0 | 0
|  | 2021 | 9122.4059 |  | 13556.8241 | 12915.5248 | 12242.0899 | 11689.1634 | 11222.1997 | 10791.0871 | 10359.9746 | 9973.6511 | 9677.0059 | 9425.1496 | 9173.2934 | 8921.4372 | 8669.5809 | 8417.7247 | 4588.0285 | 8165.8685 | 7914.0122 | 7662.156 | 7410.2998 | 7158.4435 | 6906.5873 | 6654.7311 | 6402.8748 | 6151.0186 | 5899.1624 | 5647.3061 | 5395.4499 | 5143.5937 | 4891.7374 | 4639.8812 | 0 | 0 | 0 | 0 | 0 | 0 | 0 | 0 | 0 | 0 | 0 | 0 | 0 | 0 | 0 | 0 | 0 | 0 | 0 | 0 | 0 | 0 | 0 | 0 | 0
|  | 2022 | 8903.8489 |  |  | 13232.0261 | 12606.0912 | 11948.7907 | 11409.1114 | 10953.3353 | 10532.5514 | 10111.7676 | 9734.6997 | 9445.1616 | 9199.3394 | 8953.5172 | 8707.695 | 8461.8728 | 8216.0506 | 4478.1073 | 7970.2285 | 7724.4063 | 7478.5841 | 7232.7619 | 6986.9397 | 6741.1175 | 6495.2953 | 6249.4731 | 6003.6509 | 5757.8287 | 5512.0065 | 5266.1843 | 5020.3621 | 4774.5399 | 4528.7177 | 0 | 0 | 0 | 0 | 0 | 0 | 0 | 0 | 0 | 0 | 0 | 0 | 0 | 0 | 0 | 0 | 0 | 0 | 0 | 0 | 0 | 0 | 0 | 0
|  | 2023 | 8850.8659 |  |  |  | 13153.288 | 12531.0777 | 11877.6885 | 11341.2206 | 10888.1566 | 10469.8767 | 10051.5968 | 9676.7727 | 9388.9575 | 9144.5981 | 8900.2387 | 8655.8793 | 8411.5198 | 8167.1604 | 4451.46 | 7922.801 | 7678.4416 | 7434.0822 | 7189.7228 | 6945.3634 | 6701.004 | 6456.6445 | 6212.2851 | 5967.9257 | 5723.5663 | 5479.2069 | 5234.8475 | 4990.4881 | 4746.1287 | 4501.7692 | 0 | 0 | 0 | 0 | 0 | 0 | 0 | 0 | 0 | 0 | 0 | 0 | 0 | 0 | 0 | 0 | 0 | 0 | 0 | 0 | 0 | 0 | 0
|  | 2024 | 8802.0754 |  |  |  |  | 13080.7803 | 12462 | 11812.2126 | 11278.702 | 10828.1355 | 10412.1614 | 9996.1873 | 9623.4294 | 9337.2008 | 9094.1884 | 8851.176 | 8608.1636 | 8365.1512 | 8122.1389 | 4426.9212 | 7879.1265 | 7636.1141 | 7393.1017 | 7150.0894 | 6907.077 | 6664.0646 | 6421.0522 | 6178.0398 | 5935.0275 | 5692.0151 | 5449.0027 | 5205.9903 | 4962.9779 | 4719.9656 | 4476.9532 | 0 | 0 | 0 | 0 | 0 | 0 | 0 | 0 | 0 | 0 | 0 | 0 | 0 | 0 | 0 | 0 | 0 | 0 | 0 | 0 | 0 | 0
|  | 2025 | 8789.5499 | [5 empty] | 13062.1661 | 12444.2664 | 11795.4036 | 11262.6522 | 10812.7269 | 10397.3447 | 9981.9625 | 9609.735 | 9323.9137 | 9081.2472 | 8838.5806 | 8595.914 | 8353.2475 | 8110.5809 | 4420.6216 | 7867.9143 | 7625.2478 | 7382.5812 | 7139.9146 | 6897.2481 | 6654.5815 | 6411.9149 | 6169.2484 | 5926.5818 | 5683.9152 | 5441.2487 | 5198.5821 | 4955.9155 | 4713.249 | 4470.5824 | 0 | 0 | 0 | 0 | 0 | 0 | 0 | 0 | 0 | 0 | 0 | 0 | 0 | 0 | 0 | 0 | 0 | 0 | 0 | 0 | 0
|  | 2026 | 8773.5419 | [6 empty] | 13038.3766 | 12421.6023 | 11773.9212 | 11242.1401 | 10793.0342 | 10378.4085 | 9963.7829 | 9592.2333 | 9306.9326 | 9064.708 | 8822.4833 | 8580.2587 | 8338.0341 | 8095.8095 | 4412.5706 | 7853.5849 | 7611.3603 | 7369.1357 | 7126.9111 | 6884.6865 | 6642.4618 | 6400.2372 | 6158.0126 | 5915.788 | 5673.5634 | 5431.3388 | 5189.1142 | 4946.8896 | 4704.665 | 4462.4404 | 0 | 0 | 0 | 0 | 0 | 0 | 0 | 0 | 0 | 0 | 0 | 0 | 0 | 0 | 0 | 0 | 0 | 0 | 0 | 0
|  | 2027 | 8752.9358 | [7 empty] | 13007.7539 | 12392.4281 | 11746.2683 | 11215.7361 | 10767.685 | 10354.0332 | 9940.3813 | 9569.7044 | 9285.0737 | 9043.418 | 8801.7623 | 8560.1066 | 8318.4509 | 8076.7952 | 4402.2069 | 7835.1395 | 7593.4838 | 7351.8281 | 7110.1724 | 6868.5167 | 6626.861 | 6385.2052 | 6143.5495 | 5901.8938 | 5660.2381 | 5418.5824 | 5176.9267 | 4935.271 | 4693.6153 | 4451.9596 | 0 | 0 | 0 | 0 | 0 | 0 | 0 | 0 | 0 | 0 | 0 | 0 | 0 | 0 | 0 | 0 | 0 | 0 | 0
|  | 2028 | 8723.2549 | [8 empty] | 12963.645 | 12350.4058 | 11706.437 | 11177.7039 | 10731.1721 | 10318.9229 | 9906.6738 | 9537.2538 | 9253.5883 | 9012.7521 | 8771.9158 | 8531.0795 | 8290.2433 | 8049.407 | 4387.2792 | 7808.5708 | 7567.7345 | 7326.8982 | 7086.062 | 6845.2257 | 6604.3895 | 6363.5532 | 6122.7169 | 5881.8807 | 5641.0444 | 5400.2082 | 5159.3719 | 4918.5356 | 4677.6994 | 4436.8631 | 0 | 0 | 0 | 0 | 0 | 0 | 0 | 0 | 0 | 0 | 0 | 0 | 0 | 0 | 0 | 0 | 0 | 0
|  | 2029 | 8675.5075 | [9 empty] | 12892.6875 | 12282.8049 | 11642.361 | 11116.5219 | 10672.4343 | 10262.4416 | 9852.4489 | 9485.0509 | 9202.9381 | 8963.4201 | 8723.9021 | 8484.3841 | 8244.866 | 8005.348 | 4363.2651 | 7765.83 | 7526.312 | 7286.7939 | 7047.2759 | 6807.7579 | 6568.2399 | 6328.7218 | 6089.2038 | 5849.6858 | 5610.1678 | 5370.6497 | 5131.1317 | 4891.6137 | 4652.0957 | 4412.5776 | 0 | 0 | 0 | 0 | 0 | 0 | 0 | 0 | 0 | 0 | 0 | 0 | 0 | 0 | 0 | 0 | 0
|  | 2030 | 8641.8771 | [10 empty] | 12842.7094 | 12235.191 | 11597.2297 | 11073.429 | 10631.0629 | 10222.6595 | 9814.2561 | 9448.2824 | 9167.2632 | 8928.6737 | 8690.0841 | 8451.4946 | 8212.905 | 7974.3155 | 4346.351 | 7735.726 | 7497.1364 | 7258.5469 | 7019.9573 | 6781.3678 | 6542.7783 | 6304.1887 | 6065.5992 | 5827.0096 | 5588.4201 | 5349.8306 | 5111.241 | 4872.6515 | 4634.0619 | 4395.4724 | 0 | 0 | 0 | 0 | 0 | 0 | 0 | 0 | 0 | 0 | 0 | 0 | 0 | 0 | 0 | 0
|  | 2031 | 8608.4787 | [11 empty] | 12793.0759 | 12187.9054 | 11552.4097 | 11030.6333 | 10589.9768 | 10183.1518 | 9776.3268 | 9411.7674 | 9131.8343 | 8894.1668 | 8656.4994 | 8418.8319 | 8181.1645 | 7943.497 | 4329.5536 | 7705.8295 | 7468.1621 | 7230.4946 | 6992.8272 | 6755.1597 | 6517.4922 | 6279.8248 | 6042.1573 | 5804.4899 | 5566.8224 | 5329.155 | 5091.4875 | 4853.82 | 4616.1526 | 4378.4851 | 0 | 0 | 0 | 0 | 0 | 0 | 0 | 0 | 0 | 0 | 0 | 0 | 0 | 0 | 0
|  | 2032 | 8570.3707 | [12 empty] | 12736.4435 | 12133.9519 | 11501.2695 | 10981.8029 | 10543.0971 | 10138.073 | 9733.0489 | 9370.1034 | 9091.4095 | 8854.7941 | 8618.1788 | 8381.5634 | 8144.9481 | 7908.3327 | 4310.3875 | 7671.7174 | 7435.102 | 7198.4867 | 6961.8713 | 6725.256 | 6488.6406 | 6252.0253 | 6015.4099 | 5778.7946 | 5542.1792 | 5305.5639 | 5068.9485 | 4832.3332 | 4595.7178 | 4359.1024 | 0 | 0 | 0 | 0 | 0 | 0 | 0 | 0 | 0 | 0 | 0 | 0 | 0 | 0
|  | 2033 | 8535.8567 | [13 empty] | 12685.1523 | 12085.087 | 11454.9524 | 10937.5778 | 10500.6387 | 10097.2457 | 9693.8527 | 9332.3689 | 9054.7973 | 8819.1348 | 8583.4723 | 8347.8098 | 8112.1474 | 7876.4849 | 4293.0291 | 7640.8224 | 7405.16 | 7169.4975 | 6933.835 | 6698.1725 | 6462.5101 | 6226.8476 | 5991.1851 | 5755.5226 | 5519.8602 | 5284.1977 | 5048.5352 | 4812.8728 | 4577.2103 | 4341.5478 | 0 | 0 | 0 | 0 | 0 | 0 | 0 | 0 | 0 | 0 | 0 | 0 | 0
|  | 2034 | 8508.057 | [14 empty] | 12643.839 | 12045.728 | 11417.6457 | 10901.9561 | 10466.44 | 10064.3608 | 9662.2816 | 9301.975 | 9025.3074 | 8790.4124 | 8555.5175 | 8320.6225 | 8085.7275 | 7850.8326 | 4279.0474 | 7615.9376 | 7381.0427 | 7146.1477 | 6911.2527 | 6676.3578 | 6441.4628 | 6206.5679 | 5971.6729 | 5736.7779 | 5501.883 | 5266.988 | 5032.093 | 4797.1981 | 4562.3031 | 4327.4082 | 0 | 0 | 0 | 0 | 0 | 0 | 0 | 0 | 0 | 0 | 0 | 0
|  | 2035 | 8469.5509 | [15 empty] | 12586.6151 | 11991.211 | 11365.9713 | 10852.6156 | 10419.0706 | 10018.8111 | 9618.5517 | 9259.8758 | 8984.4603 | 8750.6285 | 8516.7966 | 8282.9647 | 8049.1329 | 7815.301 | 4259.6812 | 7581.4691 | 7347.6373 | 7113.8054 | 6879.9735 | 6646.1417 | 6412.3098 | 6178.4779 | 5944.6461 | 5710.8142 | 5476.9823 | 5243.1505 | 5009.3186 | 4775.4867 | 4541.6549 | 4307.823 | 0 | 0 | 0 | 0 | 0 | 0 | 0 | 0 | 0 | 0 | 0
|  | 2036 | 8434.6685 | [16 empty] | 12534.7763 | 11941.8245 | 11319.1598 | 10807.9184 | 10376.159 | 9977.548 | 9578.937 | 9221.7384 | 8947.4572 | 8714.5884 | 8481.7196 | 8248.8508 | 8015.982 | 7783.1132 | 4242.1374 | 7550.2444 | 7317.3755 | 7084.5067 | 6851.6379 | 6618.7691 | 6385.9003 | 6153.0315 | 5920.1627 | 5687.2939 | 5454.425 | 5221.5562 | 4988.6874 | 4755.8186 | 4522.9498 | 4290.081 | 0 | 0 | 0 | 0 | 0 | 0 | 0 | 0 | 0 | 0
|  | 2037 | 8397.763 | [17 empty] | 12479.9309 | 11889.5735 | 11269.6333 | 10760.6288 | 10330.7586 | 9933.8917 | 9537.0248 | 9181.3891 | 8908.308 | 8676.4581 | 8444.6082 | 8212.7583 | 7980.9084 | 7749.0585 | 4223.5761 | 7517.2086 | 7285.3587 | 7053.5088 | 6821.6589 | 6589.809 | 6357.9591 | 6126.1092 | 5894.2593 | 5662.4093 | 5430.5594 | 5198.7095 | 4966.8596 | 4735.0097 | 4503.1598 | 4271.3099 | 0 | 0 | 0 | 0 | 0 | 0 | 0 | 0 | 0
|  | 2038 | 8365.4799 | [18 empty] | 12431.955 | 11843.8671 | 11226.31 | 10719.2623 | 10291.0446 | 9895.7034 | 9500.3621 | 9146.0935 | 8874.0623 | 8643.1037 | 8412.1451 | 8181.1864 | 7950.2278 | 7719.2692 | 4207.3396 | 7488.3106 | 7257.352 | 7026.3933 | 6795.4347 | 6564.4761 | 6333.5175 | 6102.5589 | 5871.6003 | 5640.6416 | 5409.683 | 5178.7244 | 4947.7658 | 4716.8072 | 4485.8485 | 4254.8899 | 0 | 0 | 0 | 0 | 0 | 0 | 0 | 0
|  | 2039 | 8328.7382 | [19 empty] | 12377.3531 | 11791.8481 | 11177.0034 | 10672.1827 | 10245.8457 | 9852.2408 | 9458.636 | 9105.9233 | 8835.0869 | 8605.1426 | 8375.1984 | 8145.2542 | 7915.3099 | 7685.3657 | 4188.8607 | 7455.4215 | 7225.4772 | 6995.533 | 6765.5888 | 6535.6445 | 6305.7003 | 6075.7561 | 5845.8118 | 5615.8676 | 5385.9234 | 5155.9791 | 4926.0349 | 4696.0907 | 4466.1464 | 4236.2022 | 0 | 0 | 0 | 0 | 0 | 0 | 0
|  | 2040 | 8293.0513 | [20 empty] | 12324.3186 | 11741.3224 | 11129.1122 | 10626.4546 | 10201.9443 | 9810.026 | 9418.1077 | 9066.9063 | 8797.2303 | 8568.2714 | 8339.3124 | 8110.3534 | 7881.3945 | 7652.4355 | 4170.9123 | 7423.4765 | 7194.5176 | 6965.5586 | 6736.5996 | 6507.6406 | 6278.6817 | 6049.7227 | 5820.7637 | 5591.8048 | 5362.8458 | 5133.8868 | 4904.9279 | 4675.9689 | 4447.0099 | 4218.0509 | 0 | 0 | 0 | 0 | 0 | 0 | 0 | 0 | 0 | 0
|  | 2041 | 8265.9006 | [21 empty] | 12283.97 | 11702.8825 | 11092.6766 | 10591.6646 | 10168.5442 | 9777.9089 | 9387.2737 | 9037.2222 | 8768.4291 | 8540.2197 | 8312.0103 | 8083.8009 | 7855.5915 | 7627.3822 | 4157.2572 | 7399.1728 | 7170.9634 | 6942.754 | 6714.5446 | 6486.3353 | 6258.1259 | 6029.9165 | 5801.7071 | 5573.4977 | 5345.2884 | 5117.079 | 4888.8696 | 4660.6602 | 4432.4508 | 4204.2415 | 0 | 0 | 0 | 0 | 0 | 0 | 0 | 0 | 0
|  | 2042 | 8220.1181 | [22 empty] | 12215.9325 | 11638.0634 | 11031.2373 | 10533.0003 | 10112.2234 | 9723.7518 | 9335.2802 | 8987.1675 | 8719.8631 | 8492.9178 | 8265.9724 | 8039.027 | 7812.0816 | 7585.1362 | 4134.2313 | 7358.1908 | 7131.2454 | 6904.3 | 6677.3546 | 6450.4092 | 6223.4638 | 5996.5184 | 5769.5731 | 5542.6277 | 5315.6823 | 5088.7369 | 4861.7915 | 4634.8461 | 4407.9007 | 4180.9553 | 0 | 0 | 0 | 0 | 0 | 0 | 0 | 0
|  | 2043 | 8197.2382 | 2043: 12181.9306; 2044: 11605.67; 2045: 11000.5329; 2046: 10503.6827; 2047: 10084.077; 2048: 9696.6866; 2049: 9309.2963; 2050: 8962.1525; 2051: 8695.5922; 2052: 8469.2785; 2053: 8242.9648; 2054: 8016.6511; 2055: 7790.3374; 2056: 7564.0237; 2057: 4122.724; 2058: 7337.71; 2059: 7111.3963; 2060: 6885.0826; 2061: 6658.7688; 2062: 6432.4551; 2063: 6206.1414; 2064: 5979.8277; 2065: 5753.514; 2066: 5527.2003; 2067: 5300.8866; 2068: 5074.5729; 2069: 4848.2592; 2070: 4621.9454; 2071: 4395.6317; 2072: 4169.318; 2073: 0; 2074: 0; 2075: 0 | 0 | 0 | 0 | 0
|  | 2044 | 8153.2497 | 2044: 12116.5593; 2045: 11543.3911; 2046: 10941.5013; 2047: 10447.3173; 2048: 10029.9633; 2049: 9644.6518; 2050: 9259.3403; 2051: 8914.0594; 2052: 8648.9295; 2053: 8423.8303; 2054: 8198.731; 2055: 7973.6318; 2056: 7748.5325; 2057: 7523.4333; 2058: 4100.6005; 2059: 7298.334; 2060: 7073.2347; 2061: 6848.1355; 2062: 6623.0362; 2063: 6397.937; 2064: 6172.8377; 2065: 5947.7385; 2066: 5722.6392; 2067: 5497.54; 2068: 5272.4407; 2069: 5047.3414; 2070: 4822.2422; 2071: 4597.1429; 2072: 4372.0437; 2073: 4146.9444; 2074: 0; 2075: 0 | 0 | 0 | 0 | 0
|  | 2045 | 8128.5286 | 2045: 12079.8212; 2046: 11508.3908; 2047: 10908.326; 2048: 10415.6404; 2049: 9999.5519; 2050: 9615.4086; 2051: 9231.2654; 2052: 8887.0314; 2053: 8622.7054; 2054: 8398.2887; 2055: 8173.872; 2056: 7949.4552; 2057: 7725.0385; 2058: 7500.6217; 2059: 4088.1672; 2060: 7276.205; 2061: 7051.7883; 2062: 6827.3715; 2063: 6602.9548; 2064: 6378.538; 2065: 6154.1213; 2066: 5929.7046; 2067: 5705.2878; 2068: 5480.8711; 2069: 5256.4543; 2070: 5032.0376; 2071: 4807.6209; 2072: 4583.2041; 2073: 4358.7874; 2074: 4134.3706; 2075: 0 | 0 | 0 | 0 | 0
|  | 2046 | 8087.75 | 2046: 12019.2201; 2047: 11450.6564; 2048: 10853.602; 2049: 10363.388; 2050: 9949.3869; 2051: 9567.1708; 2052: 9184.9547; 2053: 8842.4477; 2054: 8579.4477; 2055: 8356.1568; 2056: 8132.8659; 2057: 7909.575; 2058: 7686.2841; 2059: 7462.9932; 2060: 4067.658; 2061: 7239.7023; 2062: 7016.4114; 2063: 6793.1205; 2064: 6569.8296; 2065: 6346.5387; 2066: 6123.2478; 2067: 5899.9569; 2068: 5676.666; 2069: 5453.3751; 2070: 5230.0842; 2071: 5006.7933; 2072: 4783.5024; 2073: 4560.2115; 2074: 4336.9206; 2075: 4113.6296 | 0 | 0 | 0 | 0
|  | 2047 | 8054.5165 | 2047: 11969.8317; 2048: 11403.6043; 2049: 10809.0033; 2050: 10320.8036; 2051: 9908.5037; 2052: 9527.8582; 2053: 9147.2126; 2054: 8806.113; 2055: 8544.1938; 2056: 8321.8204; 2057: 8099.447; 2058: 7877.0736; 2059: 7654.7003; 2060: 7432.3269; 2061: 4050.9435; 2062: 7209.9535; 2063: 6987.5801; 2064: 6765.2068; 2065: 6542.8334; 2066: 6320.46; 2067: 6098.0866; 2068: 5875.7133; 2069: 5653.3399; 2070: 5430.9665; 2071: 5208.5931; 2072: 4986.2198; 2073: 4763.8464; 2074: 4541.473; 2075: 4319.0996 | 4096.7263 | 0 | 0 | 0
|  | 2048 | 8021.1508 | 2048: 11920.2469; 2049: 11356.3651; 2050: 10764.2272; 2051: 10278.0499; 2052: 9867.4579; 2053: 9488.3892; 2054: 9109.3205; 2055: 8769.6339; 2056: 8508.7996; 2057: 8287.3474; 2058: 8065.8952; 2059: 7844.443; 2060: 7622.9908; 2061: 7401.5386; 2062: 4034.1625; 2063: 7180.0864; 2064: 6958.6342; 2065: 6737.182; 2066: 6515.7298; 2067: 6294.2776; 2068: 6072.8254; 2069: 5851.3732; 2070: 5629.921; 2071: 5408.4688; 2072: 5187.0166; 2073: 4965.5644; 2074: 4744.1122; 2075: 4522.66 | 4301.2078 | 4079.7556 | 0 | 0
|  | 2049 | 7987.0663 | 2049: 11869.5939; 2050: 11308.1082; 2051: 10718.4865; 2052: 10234.3751; 2053: 9825.5279; 2054: 9448.0699; 2055: 9070.612; 2056: 8732.3688; 2057: 8472.6429; 2058: 8252.1318; 2059: 8031.6206; 2060: 7811.1094; 2061: 7590.5982; 2062: 7370.0871; 2063: 4017.0201; 2064: 7149.5759; 2065: 6929.0647; 2066: 6708.5535; 2067: 6488.0424; 2068: 6267.5312; 2069: 6047.02; 2070: 5826.5088; 2071: 5605.9977; 2072: 5385.4865; 2073: 5164.9753; 2074: 4944.4641; 2075: 4723.953 | 4503.4418 | 4282.9306 | 4062.4194 | 0
|  | 2050 | 7891.6834 | 2050: 11727.8452; 2051: 11173.0649; 2052: 10590.4845; 2053: 10112.1545; 2054: 9708.1897; 2055: 9335.2395; 2056: 8962.2893; 2057: 8628.0854; 2058: 8371.4612; 2059: 8153.5834; 2060: 7935.7056; 2061: 7717.8278; 2062: 7499.95; 2063: 7282.0722; 2064: 3969.0481; 2065: 7064.1945; 2066: 6846.3167; 2067: 6628.4389; 2068: 6410.5611; 2069: 6192.6833; 2070: 5974.8055; 2071: 5756.9277; 2072: 5539.0499; 2073: 5321.1721; 2074: 5103.2943; 2075: 4885.4165 | 4667.5387 | 4449.6609 | 4231.7831 | 4013.9053
|  | Annual Change (%) |  | 0% | -0.7449% | -2.396% | -0.5951% | -0.5513% | -0.1423% | -0.1821% | -0.2349% | -0.3391% | -0.5474% | -0.3876% | -0.3865% | -0.4427% | -0.4027% | -0.3257% | -0.4526% | -0.4119% | -0.4375% | -0.3844% | -0.4392% | -0.4285% | -0.3274% | -0.5539% | -0.2783% | -0.5366% | -0.3032% | -0.5017% | -0.4109% | -0.4142% | -0.4249% | -1.194% | 0% | 0% | 0% | 0% | 0% | 0% | 0% | 0% | 0% | 0% | 0% | 0% | 0% | 0% | 0% | 0% | 0% | 0% | 0% | 0% | 0% | 0% | 0% | 0% | 0%
|  | Levelized Capital Cost ($/MW-wk) |  | 9190.8732 | 9122.4059 | 8903.8489 | 8850.8659 | 8802.0754 | 8789.5499 | 8773.5419 | 8752.9358 | 8723.2549 | 8675.5075 | 8641.8771 | 8608.4787 | 8570.3707 | 8535.8567 | 8508.057 | 8469.5509 | 8434.6685 | 8397.763 | 8365.4799 | 8328.7382 | 8293.0513 | 8265.9006 | 8220.1181 | 8197.2382 | 8153.2497 | 8128.5286 | 8087.75 | 8054.5165 | 8021.1508 | 7987.0663 | 7891.6834 | 7891.6834 | 7891.6834 | 7891.6834 | 7891.6834 | 7891.6834 | 7891.6834 | 7891.6834 | 7891.6834 | 7891.6834 | 7891.6834 | 7891.6834 | 7891.6834 | 7891.6834 | 7891.6834 | 7891.6834 | 7891.6834 | 7891.6834 | 7891.6834 | 7891.6834 | 7891.6834 | 7891.6834 | 7891.6834 | 7891.6834 | 7891.6834 | 7891.6834
|  | Economic Life | 30
|  | check s/b 0 | 0
Revenue Requirement by vintage year
2012 $/MW-wk
| Aurora Input |  | Levelized Cost | 2020 | 2021 | 2022 | 2023 | 2024 | 2025 | 2026 | 2027 | 2028 | 2029 | 2030 | 2031 | 2032 | 2033 | 2034 | 2035 | 2036 | 2037 | 2038 | 2039 | 2040 | 2041 | 2042 | 2043 | 2044 | 2045 | 2046 | Levelized | 2047 | 2048 | 2049 | 2050 | 2051 | 2052 | 2053 | 2054 | 2055 | 2056 | 2057 | 2058 | 2059 | 2060 | 2061 | 2062 | 2063 | 2064 | 2065 | 2066 | 2067 | 2068 | 2069 | 2070 | 2071 | 2072 | 2073 | 2074 | 2075 | 2076 | 2077 | 2078 | 2079
|  | 2020 | 9190.8732 | 13658.5734 | 13012.4609 | 12333.9716 | 11776.8952 | 11306.4267 | 10872.0785 | 10437.7303 | 10048.5073 | 9749.6356 | 9495.8891 | 9242.1426 | 8988.3961 | 8734.6496 | 8480.9031 | 4622.4634 | 8227.1566 | 7973.41 | 7719.6635 | 7465.917 | 7212.1705 | 6958.424 | 6704.6775 | 6450.931 | 6197.1844 | 5943.4379 | 5689.6914 | 5435.9449 | 4935.5718 | 5182.1984 | 4928.4519 | 4674.7054 | 0 | 0 | 0 | 0 | 0 | 0 | 0 | 0 | 0 | 0 | 0 | 0 | 0 | 0 | 0 | 0 | 0 | 0 | 0 | 0 | 0 | 0 | 0 | 0 | 0 | 0 | 0 | 0 | 0 | 0
|  | 2021 | 9122.4059 |  | 13556.8241 | 12915.5248 | 12242.0899 | 11689.1634 | 11222.1997 | 10791.0871 | 10359.9746 | 9973.6511 | 9677.0059 | 9425.1496 | 9173.2934 | 8921.4372 | 8669.5809 | 8417.7247 | 4588.0285 | 8165.8685 | 7914.0122 | 7662.156 | 7410.2998 | 7158.4435 | 6906.5873 | 6654.7311 | 6402.8748 | 6151.0186 | 5899.1624 | 5647.3061 | 5030.9132 | 5395.4499 | 5143.5937 | 4891.7374 | 4639.8812 | 0 | 0 | 0 | 0 | 0 | 0 | 0 | 0 | 0 | 0 | 0 | 0 | 0 | 0 | 0 | 0 | 0 | 0 | 0 | 0 | 0 | 0 | 0 | 0 | 0 | 0 | 0 | 0 | 0
|  | 2022 | 8903.8489 |  |  | 13232.0261 | 12606.0912 | 11948.7907 | 11409.1114 | 10953.3353 | 10532.5514 | 10111.7676 | 9734.6997 | 9445.1616 | 9199.3394 | 8953.5172 | 8707.695 | 8461.8728 | 8216.0506 | 4478.1073 | 7970.2285 | 7724.4063 | 7478.5841 | 7232.7619 | 6986.9397 | 6741.1175 | 6495.2953 | 6249.4731 | 6003.6509 | 5757.8287 | 5041.045 | 5512.0065 | 5266.1843 | 5020.3621 | 4774.5399 | 4528.7177 | 0 | 0 | 0 | 0 | 0 | 0 | 0 | 0 | 0 | 0 | 0 | 0 | 0 | 0 | 0 | 0 | 0 | 0 | 0 | 0 | 0 | 0 | 0 | 0 | 0 | 0 | 0 | 0
|  | 2023 | 8850.8659 |  |  |  | 13153.288 | 12531.0777 | 11877.6885 | 11341.2206 | 10888.1566 | 10469.8767 | 10051.5968 | 9676.7727 | 9388.9575 | 9144.5981 | 8900.2387 | 8655.8793 | 8411.5198 | 8167.1604 | 4451.46 | 7922.801 | 7678.4416 | 7434.0822 | 7189.7228 | 6945.3634 | 6701.004 | 6456.6445 | 6212.2851 | 5967.9257 | 5142.6412 | 5723.5663 | 5479.2069 | 5234.8475 | 4990.4881 | 4746.1287 | 4501.7692 | 0 | 0 | 0 | 0 | 0 | 0 | 0 | 0 | 0 | 0 | 0 | 0 | 0 | 0 | 0 | 0 | 0 | 0 | 0 | 0 | 0 | 0 | 0 | 0 | 0 | 0 | 0
|  | 2024 | 8802.0754 |  |  |  |  | 13080.7803 | 12462 | 11812.2126 | 11278.702 | 10828.1355 | 10412.1614 | 9996.1873 | 9623.4294 | 9337.2008 | 9094.1884 | 8851.176 | 8608.1636 | 8365.1512 | 8122.1389 | 4426.9212 | 7879.1265 | 7636.1141 | 7393.1017 | 7150.0894 | 6907.077 | 6664.0646 | 6421.0522 | 6178.0398 | 5246.8544 | 5935.0275 | 5692.0151 | 5449.0027 | 5205.9903 | 4962.9779 | 4719.9656 | 4476.9532 | 0 | 0 | 0 | 0 | 0 | 0 | 0 | 0 | 0 | 0 | 0 | 0 | 0 | 0 | 0 | 0 | 0 | 0 | 0 | 0 | 0 | 0 | 0 | 0 | 0 | 0
|  | 2025 | 8789.5499 | [5 empty] | 13062.1661 | 12444.2664 | 11795.4036 | 11262.6522 | 10812.7269 | 10397.3447 | 9981.9625 | 9609.735 | 9323.9137 | 9081.2472 | 8838.5806 | 8595.914 | 8353.2475 | 8110.5809 | 4420.6216 | 7867.9143 | 7625.2478 | 7382.5812 | 7139.9146 | 6897.2481 | 6654.5815 | 6411.9149 | 5373.4495 | 6169.2484 | 5926.5818 | 5683.9152 | 5441.2487 | 5198.5821 | 4955.9155 | 4713.249 | 4470.5824 | 0 | 0 | 0 | 0 | 0 | 0 | 0 | 0 | 0 | 0 | 0 | 0 | 0 | 0 | 0 | 0 | 0 | 0 | 0 | 0 | 0 | 0 | 0 | 0 | 0
|  | 2026 | 8773.5419 | [6 empty] | 13038.3766 | 12421.6023 | 11773.9212 | 11242.1401 | 10793.0342 | 10378.4085 | 9963.7829 | 9592.2333 | 9306.9326 | 9064.708 | 8822.4833 | 8580.2587 | 8338.0341 | 8095.8095 | 4412.5706 | 7853.5849 | 7611.3603 | 7369.1357 | 7126.9111 | 6884.6865 | 6642.4618 | 5499.1609 | 6400.2372 | 6158.0126 | 5915.788 | 5673.5634 | 5431.3388 | 5189.1142 | 4946.8896 | 4704.665 | 4462.4404 | 0 | 0 | 0 | 0 | 0 | 0 | 0 | 0 | 0 | 0 | 0 | 0 | 0 | 0 | 0 | 0 | 0 | 0 | 0 | 0 | 0 | 0 | 0 | 0
|  | 2027 | 8752.9358 | [7 empty] | 13007.7539 | 12392.4281 | 11746.2683 | 11215.7361 | 10767.685 | 10354.0332 | 9940.3813 | 9569.7044 | 9285.0737 | 9043.418 | 8801.7623 | 8560.1066 | 8318.4509 | 8076.7952 | 4402.2069 | 7835.1395 | 7593.4838 | 7351.8281 | 7110.1724 | 6868.5167 | 5623.0963 | 6626.861 | 6385.2052 | 6143.5495 | 5901.8938 | 5660.2381 | 5418.5824 | 5176.9267 | 4935.271 | 4693.6153 | 4451.9596 | 0 | 0 | 0 | 0 | 0 | 0 | 0 | 0 | 0 | 0 | 0 | 0 | 0 | 0 | 0 | 0 | 0 | 0 | 0 | 0 | 0 | 0 | 0
|  | 2028 | 8723.2549 | [8 empty] | 12963.645 | 12350.4058 | 11706.437 | 11177.7039 | 10731.1721 | 10318.9229 | 9906.6738 | 9537.2538 | 9253.5883 | 9012.7521 | 8771.9158 | 8531.0795 | 8290.2433 | 8049.407 | 4387.2792 | 7808.5708 | 7567.7345 | 7326.8982 | 7086.062 | 5742.0757 | 6845.2257 | 6604.3895 | 6363.5532 | 6122.7169 | 5881.8807 | 5641.0444 | 5400.2082 | 5159.3719 | 4918.5356 | 4677.6994 | 4436.8631 | 0 | 0 | 0 | 0 | 0 | 0 | 0 | 0 | 0 | 0 | 0 | 0 | 0 | 0 | 0 | 0 | 0 | 0 | 0 | 0 | 0 | 0
|  | 2029 | 8675.5075 | [9 empty] | 12892.6875 | 12282.8049 | 11642.361 | 11116.5219 | 10672.4343 | 10262.4416 | 9852.4489 | 9485.0509 | 9202.9381 | 8963.4201 | 8723.9021 | 8484.3841 | 8244.866 | 8005.348 | 4363.2651 | 7765.83 | 7526.312 | 7286.7939 | 5849.5827 | 7047.2759 | 6807.7579 | 6568.2399 | 6328.7218 | 6089.2038 | 5849.6858 | 5610.1678 | 5370.6497 | 5131.1317 | 4891.6137 | 4652.0957 | 4412.5776 | 0 | 0 | 0 | 0 | 0 | 0 | 0 | 0 | 0 | 0 | 0 | 0 | 0 | 0 | 0 | 0 | 0 | 0 | 0 | 0 | 0
|  | 2030 | 8641.8771 | [10 empty] | 12842.7094 | 12235.191 | 11597.2297 | 11073.429 | 10631.0629 | 10222.6595 | 9814.2561 | 9448.2824 | 9167.2632 | 8928.6737 | 8690.0841 | 8451.4946 | 8212.905 | 7974.3155 | 4346.351 | 7735.726 | 7497.1364 | 5966.937 | 7258.5469 | 7019.9573 | 6781.3678 | 6542.7783 | 6304.1887 | 6065.5992 | 5827.0096 | 5588.4201 | 5349.8306 | 5111.241 | 4872.6515 | 4634.0619 | 4395.4724 | 0 | 0 | 0 | 0 | 0 | 0 | 0 | 0 | 0 | 0 | 0 | 0 | 0 | 0 | 0 | 0 | 0 | 0 | 0 | 0
|  | 2031 | 8608.4787 | [11 empty] | 12793.0759 | 12187.9054 | 11552.4097 | 11030.6333 | 10589.9768 | 10183.1518 | 9776.3268 | 9411.7674 | 9131.8343 | 8894.1668 | 8656.4994 | 8418.8319 | 8181.1645 | 7943.497 | 4329.5536 | 7705.8295 | 6084.9839 | 7468.1621 | 7230.4946 | 6992.8272 | 6755.1597 | 6517.4922 | 6279.8248 | 6042.1573 | 5804.4899 | 5566.8224 | 5329.155 | 5091.4875 | 4853.82 | 4616.1526 | 4378.4851 | 0 | 0 | 0 | 0 | 0 | 0 | 0 | 0 | 0 | 0 | 0 | 0 | 0 | 0 | 0 | 0 | 0 | 0 | 0
|  | 2032 | 8570.3707 | [12 empty] | 12736.4435 | 12133.9519 | 11501.2695 | 10981.8029 | 10543.0971 | 10138.073 | 9733.0489 | 9370.1034 | 9091.4095 | 8854.7941 | 8618.1788 | 8381.5634 | 8144.9481 | 7908.3327 | 4310.3875 | 6200.1334 | 7671.7174 | 7435.102 | 7198.4867 | 6961.8713 | 6725.256 | 6488.6406 | 6252.0253 | 6015.4099 | 5778.7946 | 5542.1792 | 5305.5639 | 5068.9485 | 4832.3332 | 4595.7178 | 4359.1024 | 0 | 0 | 0 | 0 | 0 | 0 | 0 | 0 | 0 | 0 | 0 | 0 | 0 | 0 | 0 | 0 | 0 | 0
|  | 2033 | 8535.8567 | [13 empty] | 12685.1523 | 12085.087 | 11454.9524 | 10937.5778 | 10500.6387 | 10097.2457 | 9693.8527 | 9332.3689 | 9054.7973 | 8819.1348 | 8583.4723 | 8347.8098 | 8112.1474 | 7876.4849 | 6016.8522 | 4293.0291 | 7640.8224 | 7405.16 | 7169.4975 | 6933.835 | 6698.1725 | 6462.5101 | 6226.8476 | 5991.1851 | 5755.5226 | 5519.8602 | 5284.1977 | 5048.5352 | 4812.8728 | 4577.2103 | 4341.5478 | 0 | 0 | 0 | 0 | 0 | 0 | 0 | 0 | 0 | 0 | 0 | 0 | 0 | 0 | 0 | 0 | 0
|  | 2034 | 8508.057 | [14 empty] | 12643.839 | 12045.728 | 11417.6457 | 10901.9561 | 10466.44 | 10064.3608 | 9662.2816 | 9301.975 | 9025.3074 | 8790.4124 | 8555.5175 | 8320.6225 | 8085.7275 | 6146.7552 | 7850.8326 | 4279.0474 | 7615.9376 | 7381.0427 | 7146.1477 | 6911.2527 | 6676.3578 | 6441.4628 | 6206.5679 | 5971.6729 | 5736.7779 | 5501.883 | 5266.988 | 5032.093 | 4797.1981 | 4562.3031 | 4327.4082 | 0 | 0 | 0 | 0 | 0 | 0 | 0 | 0 | 0 | 0 | 0 | 0 | 0 | 0 | 0 | 0
|  | 2035 | 8469.5509 | [15 empty] | 12586.6151 | 11991.211 | 11365.9713 | 10852.6156 | 10419.0706 | 10018.8111 | 9618.5517 | 9259.8758 | 8984.4603 | 8750.6285 | 8516.7966 | 8282.9647 | 6268.7095 | 8049.1329 | 7815.301 | 4259.6812 | 7581.4691 | 7347.6373 | 7113.8054 | 6879.9735 | 6646.1417 | 6412.3098 | 6178.4779 | 5944.6461 | 5710.8142 | 5476.9823 | 5243.1505 | 5009.3186 | 4775.4867 | 4541.6549 | 4307.823 | 0 | 0 | 0 | 0 | 0 | 0 | 0 | 0 | 0 | 0 | 0 | 0 | 0 | 0 | 0
|  | 2036 | 8434.6685 | [16 empty] | 12534.7763 | 11941.8245 | 11319.1598 | 10807.9184 | 10376.159 | 9977.548 | 9578.937 | 9221.7384 | 8947.4572 | 8714.5884 | 8481.7196 | 6393.0816 | 8248.8508 | 8015.982 | 7783.1132 | 4242.1374 | 7550.2444 | 7317.3755 | 7084.5067 | 6851.6379 | 6618.7691 | 6385.9003 | 6153.0315 | 5920.1627 | 5687.2939 | 5454.425 | 5221.5562 | 4988.6874 | 4755.8186 | 4522.9498 | 4290.081 | 0 | 0 | 0 | 0 | 0 | 0 | 0 | 0 | 0 | 0 | 0 | 0 | 0 | 0
|  | 2037 | 8397.763 | [17 empty] | 12479.9309 | 11889.5735 | 11269.6333 | 10760.6288 | 10330.7586 | 9933.8917 | 9537.0248 | 9181.3891 | 8908.308 | 8676.4581 | 6515.7374 | 8444.6082 | 8212.7583 | 7980.9084 | 7749.0585 | 4223.5761 | 7517.2086 | 7285.3587 | 7053.5088 | 6821.6589 | 6589.809 | 6357.9591 | 6126.1092 | 5894.2593 | 5662.4093 | 5430.5594 | 5198.7095 | 4966.8596 | 4735.0097 | 4503.1598 | 4271.3099 | 0 | 0 | 0 | 0 | 0 | 0 | 0 | 0 | 0 | 0 | 0 | 0 | 0
|  | 2038 | 8365.4799 | [18 empty] | 12431.955 | 11843.8671 | 11226.31 | 10719.2623 | 10291.0446 | 9895.7034 | 9500.3621 | 9146.0935 | 8874.0623 | 6641.8809 | 8643.1037 | 8412.1451 | 8181.1864 | 7950.2278 | 7719.2692 | 4207.3396 | 7488.3106 | 7257.352 | 7026.3933 | 6795.4347 | 6564.4761 | 6333.5175 | 6102.5589 | 5871.6003 | 5640.6416 | 5409.683 | 5178.7244 | 4947.7658 | 4716.8072 | 4485.8485 | 4254.8899 | 0 | 0 | 0 | 0 | 0 | 0 | 0 | 0 | 0 | 0 | 0 | 0
|  | 2039 | 8328.7382 | [19 empty] | 12377.3531 | 11791.8481 | 11177.0034 | 10672.1827 | 10245.8457 | 9852.2408 | 9458.636 | 9105.9233 | 6764.4137 | 8835.0869 | 8605.1426 | 8375.1984 | 8145.2542 | 7915.3099 | 7685.3657 | 4188.8607 | 7455.4215 | 7225.4772 | 6995.533 | 6765.5888 | 6535.6445 | 6305.7003 | 6075.7561 | 5845.8118 | 5615.8676 | 5385.9234 | 5155.9791 | 4926.0349 | 4696.0907 | 4466.1464 | 4236.2022 | 0 | 0 | 0 | 0 | 0 | 0 | 0 | 0 | 0 | 0 | 0
|  | 2040 | 8293.0513 | [20 empty] | 12324.3186 | 11741.3224 | 11129.1122 | 10626.4546 | 10201.9443 | 9810.026 | 9418.1077 | 6890.3918 | 9066.9063 | 8797.2303 | 8568.2714 | 8339.3124 | 8110.3534 | 7881.3945 | 7652.4355 | 4170.9123 | 7423.4765 | 7194.5176 | 6965.5586 | 6736.5996 | 6507.6406 | 6278.6817 | 6049.7227 | 5820.7637 | 5591.8048 | 5362.8458 | 5133.8868 | 4904.9279 | 4675.9689 | 4447.0099 | 4218.0509 | 0 | 0 | 0 | 0 | 0 | 0 | 0 | 0 | 0 | 0
|  | 2041 | 8265.9006 | [21 empty] | 12283.97 | 11702.8825 | 11092.6766 | 10591.6646 | 10168.5442 | 9777.9089 | 7031.1664 | 9387.2737 | 9037.2222 | 8768.4291 | 8540.2197 | 8312.0103 | 8083.8009 | 7855.5915 | 7627.3822 | 4157.2572 | 7399.1728 | 7170.9634 | 6942.754 | 6714.5446 | 6486.3353 | 6258.1259 | 6029.9165 | 5801.7071 | 5573.4977 | 5345.2884 | 5117.079 | 4888.8696 | 4660.6602 | 4432.4508 | 4204.2415 | 0 | 0 | 0 | 0 | 0 | 0 | 0 | 0 | 0
|  | 2042 | 8220.1181 | [22 empty] | 12215.9325 | 11638.0634 | 11031.2373 | 10533.0003 | 10112.2234 | 7165.2222 | 9723.7518 | 9335.2802 | 8987.1675 | 8719.8631 | 8492.9178 | 8265.9724 | 8039.027 | 7812.0816 | 7585.1362 | 4134.2313 | 7358.1908 | 7131.2454 | 6904.3 | 6677.3546 | 6450.4092 | 6223.4638 | 5996.5184 | 5769.5731 | 5542.6277 | 5315.6823 | 5088.7369 | 4861.7915 | 4634.8461 | 4407.9007 | 4180.9553 | 0 | 0 | 0 | 0 | 0 | 0 | 0 | 0
|  | 2043 | 8197.2382 | [23 empty] | 12181.9306 | 11605.67 | 11000.5329 | 10503.6827 | 7327.3795 | 10084.077 | 9696.6866 | 9309.2963 | 8962.1525 | 8695.5922 | 8469.2785 | 8242.9648 | 8016.6511 | 7790.3374 | 7564.0237 | 4122.724 | 7337.71 | 7111.3963 | 6885.0826 | 6658.7688 | 6432.4551 | 6206.1414 | 5979.8277 | 5753.514 | 5527.2003 | 5300.8866 | 5074.5729 | 4848.2592 | 4621.9454 | 4395.6317 | 4169.318 | 0 | 0 | 0 | 0 | 0 | 0 | 0
|  | 2044 | 8153.2497 | [24 empty] | 12116.5593 | 11543.3911 | 10941.5013 | 7479.8436 | 10447.3173 | 10029.9633 | 9644.6518 | 9259.3403 | 8914.0594 | 8648.9295 | 8423.8303 | 8198.731 | 7973.6318 | 7748.5325 | 7523.4333 | 4100.6005 | 7298.334 | 7073.2347 | 6848.1355 | 6623.0362 | 6397.937 | 6172.8377 | 5947.7385 | 5722.6392 | 5497.54 | 5272.4407 | 5047.3414 | 4822.2422 | 4597.1429 | 4372.0437 | 4146.9444 | 0 | 0 | 0 | 0 | 0 | 0
|  | 2045 | 8128.5286 | [25 empty] | 12079.8212 | 11508.3908 | 7662.6662 | 10908.326 | 10415.6404 | 9999.5519 | 9615.4086 | 9231.2654 | 8887.0314 | 8622.7054 | 8398.2887 | 8173.872 | 7949.4552 | 7725.0385 | 7500.6217 | 4088.1672 | 7276.205 | 7051.7883 | 6827.3715 | 6602.9548 | 6378.538 | 6154.1213 | 5929.7046 | 5705.2878 | 5480.8711 | 5256.4543 | 5032.0376 | 4807.6209 | 4583.2041 | 4358.7874 | 4134.3706 | 0 | 0 | 0 | 0 | 0
|  | 2046 | 8087.75 | [26 empty] | 12019.2201 | 7847.9737 | 11450.6564 | 10853.602 | 10363.388 | 9949.3869 | 9567.1708 | 9184.9547 | 8842.4477 | 8579.4477 | 8356.1568 | 8132.8659 | 7909.575 | 7686.2841 | 7462.9932 | 4067.658 | 7239.7023 | 7016.4114 | 6793.1205 | 6569.8296 | 6346.5387 | 6123.2478 | 5899.9569 | 5676.666 | 5453.3751 | 5230.0842 | 5006.7933 | 4783.5024 | 4560.2115 | 4336.9206 | 4113.6296 | 0 | 0 | 0 | 0
|  | 2047 | 8054.5165 | [27 empty] | 8054.5165 | 11969.8317 | 11403.6043 | 10809.0033 | 10320.8036 | 9908.5037 | 9527.8582 | 9147.2126 | 8806.113 | 8544.1938 | 8321.8204 | 8099.447 | 7877.0736 | 7654.7003 | 7432.3269 | 4050.9435 | 7209.9535 | 6987.5801 | 6765.2068 | 6542.8334 | 6320.46 | 6098.0866 | 5875.7133 | 5653.3399 | 5430.9665 | 5208.5931 | 4986.2198 | 4763.8464 | 4541.473 | 4319.0996 | 4096.7263 | 0 | 0 | 0
|  | 2048 | 8021.1508 | [27 empty] | 8021.1508 |  | 11920.2469 | 11356.3651 | 10764.2272 | 10278.0499 | 9867.4579 | 9488.3892 | 9109.3205 | 8769.6339 | 8508.7996 | 8287.3474 | 8065.8952 | 7844.443 | 7622.9908 | 7401.5386 | 4034.1625 | 7180.0864 | 6958.6342 | 6737.182 | 6515.7298 | 6294.2776 | 6072.8254 | 5851.3732 | 5629.921 | 5408.4688 | 5187.0166 | 4965.5644 | 4744.1122 | 4522.66 | 4301.2078 | 4079.7556 | 0 | 0
|  | 2049 | 7987.0663 | [27 empty] | 7987.0663 |  |  | 11869.5939 | 11308.1082 | 10718.4865 | 10234.3751 | 9825.5279 | 9448.0699 | 9070.612 | 8732.3688 | 8472.6429 | 8252.1318 | 8031.6206 | 7811.1094 | 7590.5982 | 7370.0871 | 4017.0201 | 7149.5759 | 6929.0647 | 6708.5535 | 6488.0424 | 6267.5312 | 6047.02 | 5826.5088 | 5605.9977 | 5385.4865 | 5164.9753 | 4944.4641 | 4723.953 | 4503.4418 | 4282.9306 | 4062.4194 | 0
|  | 2050 | 7891.6834 | [27 empty] | 7891.6834 |  |  |  | 11727.8452 | 11173.0649 | 10590.4845 | 10112.1545 | 9708.1897 | 9335.2395 | 8962.2893 | 8628.0854 | 8371.4612 | 8153.5834 | 7935.7056 | 7717.8278 | 7499.95 | 7282.0722 | 3969.0481 | 7064.1945 | 6846.3167 | 6628.4389 | 6410.5611 | 6192.6833 | 5974.8055 | 5756.9277 | 5539.0499 | 5321.1721 | 5103.2943 | 4885.4165 | 4667.5387 | 4449.6609 | 4231.7831 | 4013.9053

## 2hr Li-Ion Battery
Li-Ion 2hr Battery FINANCIALS
($ 1000s Unless Otherwise Indicated)
| Calendar Year of Fin. Close |  |  | 2020 | 2021 | 2022 | 2023 | 2024 | 2025 | 2026 | 2027 | 2028 | 2029 | 2030 | 2031 | 2032 | 2033 | 2034 | 2035 | 2036 | 2037 | 2038 | 2039 | 2040 | 2041 | 2042 | 2043 | 2044 | 2045 | 2046 | 2047 | 2048 | 2049 | 2050 | 2051 | 2052 | 2053 | 2054 | 2055 | 2056 | 2057 | 2058 | 2059 | 2060 | 2061 | 2062 | 2063 | 2064 | 2065 | 2066 | 2067 | 2068 | 2069 | 2070 | 2071 | 2072 | 2073 | 2074 | 2075
| Operating Year |  | 0 | 1 | 2 | 3 | 4 | 5 | 6 | 7 | 8 | 9 | 10 | 11 | 12 | 13 | 14 | 15 | 16 | 17 | 18 | 19 | 20 | 21 | 22 | 23 | 24 | 25 | 26 | 27 | 28 | 29 | 30 | 31 | 32 | 33 | 34 | 35 | 36 | 37 | 38 | 39 | 40 | 41 | 42 | 43 | 44 | 45 | 46 | 47 | 48 | 49 | 50 | 51 | 52 | 53 | 54 | 55 | 56
| Calendar Year | Capital Invest.
| 2020 | 24053.4797
| Gross plant |  | 2020 1: 24053.4797; 2021 2: 24053.4797; 2022 3: 24053.4797; 2023 4: 24053.4797; 2024 5: 24053.4797; 2025 6: 24053.4797; 2026 7: 24053.4797; 2027 8: 24053.4797; 2028 9: 24053.4797; 2029 10: 24053.4797; 2030 11: 24053.4797; 2031 12: 24053.4797; 2032 13: 24053.4797; 2033 14: 24053.4797; 2034 15: 24053.4797; 2035 16: 24053.4797; 2036 17: 24053.4797; 2037 18: 24053.4797; 2038 19: 24053.4797; 2039 20: 24053.4797; 2040 21: 24053.4797; 2041 22: 24053.4797; 2042 23: 24053.4797; 2043 24: 24053.4797; 2044 25: 24053.4797; 2045 26: 24053.4797; 2046 27: 24053.4797; 2047 28: 24053.4797; 2048 29: 24053.4797; 2049 30: 24053.4797
| Accumulated Deprectiation |  | 2020 1: 801.7827; 2021 2: 1603.5653; 2022 3: 2405.348; 2023 4: 3207.1306; 2024 5: 4008.9133; 2025 6: 4810.6959; 2026 7: 5612.4786; 2027 8: 6414.2613; 2028 9: 7216.0439; 2029 10: 8017.8266; 2030 11: 8819.6092; 2031 12: 9621.3919; 2032 13: 10423.1745; 2033 14: 11224.9572; 2034 15: 11224.9572; 2035 16: 12026.7399; 2036 17: 12828.5225; 2037 18: 13630.3052; 2038 19: 14432.0878; 2039 20: 15233.8705; 2040 21: 16035.6532; 2041 22: 16837.4358; 2042 23: 17639.2185; 2043 24: 18441.0011; 2044 25: 19242.7838; 2045 26: 20044.5664; 2046 27: 20846.3491; 2047 28: 21648.1318; 2048 29: 22449.9144; 2049 30: 23251.6971
| Net book value |  | 2020 1: 23251.6971; 2021 2: 22449.9144; 2022 3: 21648.1318; 2023 4: 20846.3491; 2024 5: 20044.5664; 2025 6: 19242.7838; 2026 7: 18441.0011; 2027 8: 17639.2185; 2028 9: 16837.4358; 2029 10: 16035.6532; 2030 11: 15233.8705; 2031 12: 14432.0878; 2032 13: 13630.3052; 2033 14: 12828.5225; 2034 15: 12828.5225; 2035 16: 12026.7399; 2036 17: 11224.9572; 2037 18: 10423.1745; 2038 19: 9621.3919; 2039 20: 8819.6092; 2040 21: 8017.8266; 2041 22: 7216.0439; 2042 23: 6414.2613; 2043 24: 5612.4786; 2044 25: 4810.6959; 2045 26: 4008.9133; 2046 27: 3207.1306; 2047 28: 2405.348; 2048 29: 1603.5653; 2049 30: 801.7827
| Accumulated deffered income tax |  | 2020 1: -841.8718; 2021 2: -2289.8913; 2022 3: -3091.3532; 2023 4: -3504.8806; 2024 5: -3918.4081; 2025 6: -4040.9846; 2026 7: -3872.6102; 2027 8: -3704.2359; 2028 9: -3535.8615; 2029 10: -3367.4872; 2030 11: -3199.1128; 2031 12: -3030.7384; 2032 13: -2862.3641; 2033 14: -2693.9897; 2034 15: -2693.9897; 2035 16: -2525.6154; 2036 17: -2357.241; 2037 18: -2188.8667; 2038 19: -2020.4923; 2039 20: -1852.1179; 2040 21: -1683.7436; 2041 22: -1515.3692; 2042 23: -1346.9949; 2043 24: -1178.6205; 2044 25: -1010.2461; 2045 26: -841.8718; 2046 27: -673.4974; 2047 28: -505.1231; 2048 29: -336.7487; 2049 30: -168.3744
| Rate Base |  | 2020 1: 22409.8253; 2021 2: 20160.0231; 2022 3: 18556.7785; 2023 4: 17341.4685; 2024 5: 16126.1584; 2025 6: 15201.7992; 2026 7: 14568.3909; 2027 8: 13934.9826; 2028 9: 13301.5743; 2029 10: 12668.166; 2030 11: 12034.7577; 2031 12: 11401.3494; 2032 13: 10767.9411; 2033 14: 10134.5328; 2034 15: 10134.5328; 2035 16: 9501.1245; 2036 17: 8867.7162; 2037 18: 8234.3079; 2038 19: 7600.8996; 2039 20: 6967.4913; 2040 21: 6334.083; 2041 22: 5700.6747; 2042 23: 5067.2664; 2043 24: 4433.8581; 2044 25: 3800.4498; 2045 26: 3167.0415; 2046 27: 2533.6332; 2047 28: 1900.2249; 2048 29: 1266.8166; 2049 30: 633.4083
| Average rate base |  | 2020 1: 23231.6525; 2021 2: 21284.9242; 2022 3: 19358.4008; 2023 4: 17949.1235; 2024 5: 16733.8134; 2025 6: 15663.9788; 2026 7: 14885.095; 2027 8: 14251.6867; 2028 9: 13618.2784; 2029 10: 12984.8701; 2030 11: 12351.4618; 2031 12: 11718.0535; 2032 13: 11084.6452; 2033 14: 10451.2369; 2034 15: 10134.5328; 2035 16: 9817.8286; 2036 17: 9184.4203; 2037 18: 8551.012; 2038 19: 7917.6037; 2039 20: 7284.1954; 2040 21: 6650.7871; 2041 22: 6017.3788; 2042 23: 5383.9705; 2043 24: 4750.5622; 2044 25: 4117.1539; 2045 26: 3483.7456; 2046 27: 2850.3373; 2047 28: 2216.929; 2048 29: 1583.5207; 2049 30: 950.1124
| Pre-tax Return | 0.086076 | 2020 1: 1999.6865; 2021 2: 1832.1201; 2022 3: 1666.2927; 2023 4: 1544.9878; 2024 5: 1440.3789; 2025 6: 1348.2918; 2026 7: 1281.2487; 2027 8: 1226.7275; 2028 9: 1172.2062; 2029 10: 1117.685; 2030 11: 1063.1638; 2031 12: 1008.6426; 2032 13: 954.1214; 2033 14: 899.6001; 2034 15: 872.3395; 2035 16: 845.0789; 2036 17: 790.5577; 2037 18: 736.0365; 2038 19: 681.5153; 2039 20: 626.994; 2040 21: 572.4728; 2041 22: 517.9516; 2042 23: 463.4304; 2043 24: 408.9092; 2044 25: 354.3879; 2045 26: 299.8667; 2046 27: 245.3455; 2047 28: 190.8243; 2048 29: 136.3031; 2049 30: 81.7818
| Book Depreciation |  | 2020 1: 801.7827; 2021 2: 801.7827; 2022 3: 801.7827; 2023 4: 801.7827; 2024 5: 801.7827; 2025 6: 801.7827; 2026 7: 801.7827; 2027 8: 801.7827; 2028 9: 801.7827; 2029 10: 801.7827; 2030 11: 801.7827; 2031 12: 801.7827; 2032 13: 801.7827; 2033 14: 801.7827; 2034 15: 0; 2035 16: 801.7827; 2036 17: 801.7827; 2037 18: 801.7827; 2038 19: 801.7827; 2039 20: 801.7827; 2040 21: 801.7827; 2041 22: 801.7827; 2042 23: 801.7827; 2043 24: 801.7827; 2044 25: 801.7827; 2045 26: 801.7827; 2046 27: 801.7827; 2047 28: 801.7827; 2048 29: 801.7827; 2049 30: 801.7827
| Insurance |  | 2020 1: 11.5216; 2021 2: 11.5216; 2022 3: 11.5216; 2023 4: 11.5216; 2024 5: 11.5216; 2025 6: 11.5216; 2026 7: 11.5216; 2027 8: 11.5216; 2028 9: 11.5216; 2029 10: 11.5216; 2030 11: 11.5216; 2031 12: 11.5216; 2032 13: 11.5216; 2033 14: 11.5216; 2034 15: 11.5216; 2035 16: 11.5216; 2036 17: 11.5216; 2037 18: 11.5216; 2038 19: 11.5216; 2039 20: 11.5216; 2040 21: 11.5216; 2041 22: 11.5216; 2042 23: 11.5216; 2043 24: 11.5216; 2044 25: 11.5216; 2045 26: 11.5216; 2046 27: 11.5216; 2047 28: 11.5216; 2048 29: 11.5216; 2049 30: 11.5216
| Property Taxes |  | 2020 1: 109.344; 2021 2: 109.344; 2022 3: 109.344; 2023 4: 109.344; 2024 5: 109.344; 2025 6: 109.344; 2026 7: 109.344; 2027 8: 109.344; 2028 9: 109.344; 2029 10: 109.344; 2030 11: 109.344; 2031 12: 109.344; 2032 13: 109.344; 2033 14: 109.344; 2034 15: 109.344; 2035 16: 109.344; 2036 17: 109.344; 2037 18: 109.344; 2038 19: 109.344; 2039 20: 109.344; 2040 21: 109.344; 2041 22: 109.344; 2042 23: 109.344; 2043 24: 109.344; 2044 25: 109.344; 2045 26: 109.344; 2046 27: 109.344; 2047 28: 109.344; 2048 29: 109.344; 2049 30: 109.344
| Revenue Requirement |  | 2020 1: 2922.3348; 2021 2: 2754.7683; 2022 3: 2588.941; 2023 4: 2467.6361; 2024 5: 2363.0272; 2025 6: 2270.9401; 2026 7: 2203.897; 2027 8: 2149.3758; 2028 9: 2094.8545; 2029 10: 2040.3333; 2030 11: 1985.8121; 2031 12: 1931.2909; 2032 13: 1876.7697; 2033 14: 1822.2484; 2034 15: 993.2052; 2035 16: 1767.7272; 2036 17: 1713.206; 2037 18: 1658.6848; 2038 19: 1604.1635; 2039 20: 1549.6423; 2040 21: 1495.1211; 2041 22: 1440.5999; 2042 23: 1386.0787; 2043 24: 1331.5574; 2044 25: 1277.0362; 2045 26: 1222.515; 2046 27: 1167.9938; 2047 28: 1113.4726; 2048 29: 1058.9513; 2049 30: 1004.4301
| Book Depreciation |  | 2020 1: 801.7827; 2021 2: 801.7827; 2022 3: 801.7827; 2023 4: 801.7827; 2024 5: 801.7827; 2025 6: 801.7827; 2026 7: 801.7827; 2027 8: 801.7827; 2028 9: 801.7827; 2029 10: 801.7827; 2030 11: 801.7827; 2031 12: 801.7827; 2032 13: 801.7827; 2033 14: 801.7827; 2035 16: 801.7827; 2036 17: 801.7827; 2037 18: 801.7827; 2038 19: 801.7827; 2039 20: 801.7827; 2040 21: 801.7827; 2041 22: 801.7827; 2042 23: 801.7827; 2043 24: 801.7827; 2044 25: 801.7827; 2045 26: 801.7827; 2046 27: 801.7827; 2047 28: 801.7827; 2048 29: 801.7827; 2049 30: 801.7827
| Tax Depreciation |  | 2020 1: 4810.6959; 2021 2: 7697.1135; 2022 3: 4618.2681; 2023 4: 2770.9609; 2024 5: 2770.9609; 2025 6: 1385.4804; 2026 7: 0; 2027 8: 0; 2028 9: 0; 2029 10: 0; 2030 11: 0; 2031 12: 0; 2032 13: 0; 2033 14: 0; 2035 16: 0; 2036 17: 0; 2037 18: 0; 2038 19: 0; 2039 20: 0; 2040 21: 0; 2041 22: 0; 2042 23: 0; 2043 24: 0; 2044 25: 0; 2045 26: 0; 2046 27: 0; 2047 28: 0; 2048 29: 0; 2049 30: 0
| Difference between book and tax |  | 2020 1: -4008.9133; 2021 2: -6895.3309; 2022 3: -3816.4854; 2023 4: -1969.1782; 2024 5: -1969.1782; 2025 6: -583.6978; 2026 7: 801.7827; 2027 8: 801.7827; 2028 9: 801.7827; 2029 10: 801.7827; 2030 11: 801.7827; 2031 12: 801.7827; 2032 13: 801.7827; 2033 14: 801.7827; 2034 15: 0; 2035 16: 801.7827; 2036 17: 801.7827; 2037 18: 801.7827; 2038 19: 801.7827; 2039 20: 801.7827; 2040 21: 801.7827; 2041 22: 801.7827; 2042 23: 801.7827; 2043 24: 801.7827; 2044 25: 801.7827; 2045 26: 801.7827; 2046 27: 801.7827; 2047 28: 801.7827; 2048 29: 801.7827; 2049 30: 801.7827
| Tax rate |  | 2020 1: -841.8718; 2021 2: -1448.0195; 2022 3: -801.4619; 2023 4: -413.5274; 2024 5: -413.5274; 2025 6: -122.5765; 2026 7: 168.3744; 2027 8: 168.3744; 2028 9: 168.3744; 2029 10: 168.3744; 2030 11: 168.3744; 2031 12: 168.3744; 2032 13: 168.3744; 2033 14: 168.3744; 2034 15: 0; 2035 16: 168.3744; 2036 17: 168.3744; 2037 18: 168.3744; 2038 19: 168.3744; 2039 20: 168.3744; 2040 21: 168.3744; 2041 22: 168.3744; 2042 23: 168.3744; 2043 24: 168.3744; 2044 25: 168.3744; 2045 26: 168.3744; 2046 27: 168.3744; 2047 28: 168.3744; 2048 29: 168.3744; 2049 30: 168.3744
Depreciation Tables
|  | 5 | 2020 1: 20%; 2021 2: 32%; 2022 3: 19.2%; 2023 4: 11.52%; 2024 5: 11.52%; 2025 6: 5.76%; 2026 7: 0%; 2027 8: 0%; 2028 9: 0%; 2029 10: 0%; 2030 11: 0%; 2031 12: 0%; 2032 13: 0%; 2033 14: 0%; 2034 15: 0%; 2035 16: 0%; 2036 17: 0%; 2037 18: 0%; 2038 19: 0%; 2039 20: 0%; 2040 21: 0%
|  | 5 | 0: 1; 2020 1: 20%; 2021 2: 32%; 2022 3: 19.2%; 2023 4: 11.52%; 2024 5: 11.52%; 2025 6: 5.76%
|  | 10 | 0: 0; 2020 1: 10%; 2021 2: 18%; 2022 3: 14.4%; 2023 4: 11.52%; 2024 5: 9.22%; 2025 6: 7.37%; 2026 7: 6.55%; 2027 8: 6.55%; 2028 9: 6.56%; 2029 10: 6.55%; 2030 11: 3.28%
|  | 15 | 0: 0; 2020 1: 5%; 2021 2: 9.5%; 2022 3: 8.55%; 2023 4: 7.7%; 2024 5: 6.93%; 2025 6: 6.23%; 2026 7: 5.9%; 2027 8: 5.9%; 2028 9: 5.91%; 2029 10: 5.9%; 2030 11: 5.91%; 2031 12: 5.9%; 2032 13: 5.91%; 2033 14: 5.9%; 2034 15: 5.91%; 2035 16: 2.95%
|  | 20 | 0: 0; 2020 1: 3.75%; 2021 2: 7.219%; 2022 3: 6.677%; 2023 4: 6.177%; 2024 5: 5.713%; 2025 6: 5.285%; 2026 7: 4.888%; 2027 8: 4.522%; 2028 9: 4.462%; 2029 10: 4.461%; 2030 11: 4.462%; 2031 12: 4.461%; 2032 13: 4.462%; 2033 14: 4.461%; 2034 15: 4.462%; 2035 16: 4.461%; 2036 17: 4.462%; 2037 18: 4.461%; 2038 19: 4.462%; 2039 20: 4.461%; 2040 21: 2.231%
Revenue Requirement by vintage year
2012 $000
|  |  |  | 2020 | 2021 | 2022 | 2023 | 2024 | 2025 | 2026 | 2027 | 2028 | 2029 | 2030 | 2031 | 2032 | 2033 | 2034 | 2035 | 2036 | 2037 | 2038 | 2039 | 2040 | 2041 | 2042 | 2043 | 2044 | 2045 | 2046 | 2047 | 2048 | 2049 | 2050 | 2051 | 2052 | 2053 | 2054 | 2055 | 2056 | 2057 | 2058 | 2059 | 2060 | 2061 | 2062 | 2063 | 2064 | 2065 | 2066 | 2067 | 2068 | 2069 | 2070 | 2071 | 2072 | 2073 | 2074 | 2075
|  | 2020 | 0% | 2922.3348 | 2754.7683 | 2588.941 | 2467.6361 | 2363.0272 | 2270.9401 | 2203.897 | 2149.3758 | 2094.8545 | 2040.3333 | 1985.8121 | 1931.2909 | 1876.7697 | 1822.2484 | 993.2052 | 1767.7272 | 1713.206 | 1658.6848 | 1604.1635 | 1549.6423 | 1495.1211 | 1440.5999 | 1386.0787 | 1331.5574 | 1277.0362 | 1222.515 | 1167.9938 | 1113.4726 | 1058.9513 | 1004.4301 | 0 | 0 | 0 | 0 | 0 | 0 | 0 | 0 | 0 | 0 | 0 | 0 | 0 | 0 | 0 | 0 | 0 | 0 | 0 | 0 | 0 | 0 | 0 | 0 | 0 | 0
|  | 2021 | -6.747% |  | 2725.1565 | 2568.8962 | 2414.2577 | 2301.1376 | 2203.5869 | 2117.7133 | 2055.1937 | 2004.3512 | 1953.5087 | 1902.6662 | 1851.8237 | 1800.9811 | 1750.1386 | 1699.2961 | 926.1908 | 1648.4536 | 1597.6111 | 1546.7686 | 1495.926 | 1445.0835 | 1394.241 | 1343.3985 | 1292.556 | 1241.7134 | 1190.8709 | 1140.0284 | 1089.1859 | 1038.3434 | 987.5009 | 936.6583 | 0 | 0 | 0 | 0 | 0 | 0 | 0 | 0 | 0 | 0 | 0 | 0 | 0 | 0 | 0 | 0 | 0 | 0 | 0 | 0 | 0 | 0 | 0 | 0 | 0
|  | 2022 | -5.185% |  |  | 2583.8468 | 2435.6892 | 2289.0693 | 2181.8149 | 2089.3226 | 2007.9018 | 1948.6241 | 1900.418 | 1852.2118 | 1804.0057 | 1755.7995 | 1707.5934 | 1659.3873 | 1611.1811 | 878.1642 | 1562.975 | 1514.7688 | 1466.5627 | 1418.3566 | 1370.1504 | 1321.9443 | 1273.7381 | 1225.532 | 1177.3259 | 1129.1197 | 1080.9136 | 1032.7074 | 984.5013 | 936.2952 | 888.089 | 0 | 0 | 0 | 0 | 0 | 0 | 0 | 0 | 0 | 0 | 0 | 0 | 0 | 0 | 0 | 0 | 0 | 0 | 0 | 0 | 0 | 0 | 0 | 0
|  | 2023 | -5.469% |  |  |  | 2442.537 | 2302.4821 | 2163.8808 | 2062.4921 | 1975.0582 | 1898.0903 | 1842.0545 | 1796.4847 | 1750.9149 | 1705.3452 | 1659.7754 | 1614.2057 | 1568.6359 | 1523.0661 | 830.1377 | 1477.4964 | 1431.9266 | 1386.3568 | 1340.7871 | 1295.2173 | 1249.6476 | 1204.0778 | 1158.508 | 1112.9383 | 1067.3685 | 1021.7988 | 976.229 | 930.6592 | 885.0895 | 839.5197 | 0 | 0 | 0 | 0 | 0 | 0 | 0 | 0 | 0 | 0 | 0 | 0 | 0 | 0 | 0 | 0 | 0 | 0 | 0 | 0 | 0 | 0 | 0
|  | 2024 | -5.785% |  |  |  |  | 2301.2272 | 2169.275 | 2038.6923 | 1943.1693 | 1860.7938 | 1788.2787 | 1735.4848 | 1692.5514 | 1649.6181 | 1606.6847 | 1563.7513 | 1520.8179 | 1477.8845 | 1434.9511 | 782.1112 | 1392.0178 | 1349.0844 | 1306.151 | 1263.2176 | 1220.2842 | 1177.3509 | 1134.4175 | 1091.4841 | 1048.5507 | 1005.6173 | 962.6839 | 919.7506 | 876.8172 | 833.8838 | 790.9504 | 0 | 0 | 0 | 0 | 0 | 0 | 0 | 0 | 0 | 0 | 0 | 0 | 0 | 0 | 0 | 0 | 0 | 0 | 0 | 0 | 0 | 0
|  | 2025 | -6.141% | [5 empty] | 2159.9175 | 2036.0679 | 1913.5038 | 1823.8466 | 1746.5294 | 1678.4672 | 1628.9152 | 1588.6182 | 1548.3212 | 1508.0242 | 1467.7272 | 1427.4302 | 1387.1332 | 1346.8362 | 734.0847 | 1306.5392 | 1266.2421 | 1225.9451 | 1185.6481 | 1145.3511 | 1105.0541 | 1064.7571 | 1024.4601 | 984.1631 | 943.8661 | 903.5691 | 863.2721 | 822.9751 | 782.6781 | 742.3811 | 0 | 0 | 0 | 0 | 0 | 0 | 0 | 0 | 0 | 0 | 0 | 0 | 0 | 0 | 0 | 0 | 0 | 0 | 0 | 0 | 0
|  | 2026 | -3.25% | [6 empty] | 2089.7246 | 1969.9 | 1851.3189 | 1764.5754 | 1689.7708 | 1623.9205 | 1575.9788 | 1536.9914 | 1498.004 | 1459.0165 | 1420.0291 | 1381.0417 | 1342.0542 | 1303.0668 | 710.2284 | 1264.0793 | 1225.0919 | 1186.1045 | 1147.117 | 1108.1296 | 1069.1422 | 1030.1547 | 991.1673 | 952.1799 | 913.1924 | 874.205 | 835.2176 | 796.2301 | 757.2427 | 718.2553 | 0 | 0 | 0 | 0 | 0 | 0 | 0 | 0 | 0 | 0 | 0 | 0 | 0 | 0 | 0 | 0 | 0 | 0 | 0 | 0
|  | 2027 | -3.359% | [7 empty] | 2019.5318 | 1903.732 | 1789.1341 | 1705.3041 | 1633.0122 | 1569.3738 | 1523.0425 | 1485.3646 | 1447.6867 | 1410.0089 | 1372.331 | 1334.6531 | 1296.9753 | 1259.2974 | 686.3722 | 1221.6195 | 1183.9417 | 1146.2638 | 1108.5859 | 1070.9081 | 1033.2302 | 995.5524 | 957.8745 | 920.1966 | 882.5188 | 844.8409 | 807.163 | 769.4852 | 731.8073 | 694.1294 | 0 | 0 | 0 | 0 | 0 | 0 | 0 | 0 | 0 | 0 | 0 | 0 | 0 | 0 | 0 | 0 | 0 | 0 | 0
|  | 2028 | -3.476% | [8 empty] | 1949.339 | 1837.564 | 1726.9492 | 1646.0329 | 1576.2537 | 1514.8272 | 1470.1061 | 1433.7378 | 1397.3695 | 1361.0012 | 1324.6329 | 1288.2646 | 1251.8963 | 1215.528 | 662.516 | 1179.1597 | 1142.7914 | 1106.4231 | 1070.0549 | 1033.6866 | 997.3183 | 960.95 | 924.5817 | 888.2134 | 851.8451 | 815.4768 | 779.1085 | 742.7402 | 706.3719 | 670.0036 | 0 | 0 | 0 | 0 | 0 | 0 | 0 | 0 | 0 | 0 | 0 | 0 | 0 | 0 | 0 | 0 | 0 | 0
|  | 2029 | -3.601% | [9 empty] | 1879.1462 | 1771.3961 | 1664.7643 | 1586.7617 | 1519.4951 | 1460.2805 | 1417.1698 | 1382.111 | 1347.0523 | 1311.9936 | 1276.9349 | 1241.8761 | 1206.8174 | 1171.7587 | 638.6598 | 1136.6999 | 1101.6412 | 1066.5825 | 1031.5238 | 996.465 | 961.4063 | 926.3476 | 891.2888 | 856.2301 | 821.1714 | 786.1127 | 751.0539 | 715.9952 | 680.9365 | 645.8777 | 0 | 0 | 0 | 0 | 0 | 0 | 0 | 0 | 0 | 0 | 0 | 0 | 0 | 0 | 0 | 0 | 0
|  | 2030 | -3.735% | [10 empty] | 1808.9534 | 1705.2281 | 1602.5794 | 1527.4905 | 1462.7365 | 1405.7338 | 1364.2334 | 1330.4843 | 1296.7351 | 1262.9859 | 1229.2368 | 1195.4876 | 1161.7385 | 1127.9893 | 614.8035 | 1094.2401 | 1060.491 | 1026.7418 | 992.9927 | 959.2435 | 925.4943 | 891.7452 | 857.996 | 824.2469 | 790.4977 | 756.7485 | 722.9994 | 689.2502 | 655.5011 | 621.7519 | 0 | 0 | 0 | 0 | 0 | 0 | 0 | 0 | 0 | 0 | 0 | 0 | 0 | 0 | 0 | 0
|  | 2031 | -1.25% | [11 empty] | 1786.3414 | 1683.9127 | 1582.5471 | 1508.3969 | 1444.4523 | 1388.1621 | 1347.1805 | 1313.8532 | 1280.5259 | 1247.1986 | 1213.8713 | 1180.544 | 1147.2167 | 1113.8894 | 607.1185 | 1080.5621 | 1047.2348 | 1013.9075 | 980.5802 | 947.253 | 913.9257 | 880.5984 | 847.2711 | 813.9438 | 780.6165 | 747.2892 | 713.9619 | 680.6346 | 647.3073 | 613.98 | 0 | 0 | 0 | 0 | 0 | 0 | 0 | 0 | 0 | 0 | 0 | 0 | 0 | 0 | 0
|  | 2032 | -1.266% | [12 empty] | 1763.7295 | 1662.5974 | 1562.5149 | 1489.3032 | 1426.1681 | 1370.5904 | 1330.1276 | 1297.2221 | 1264.3167 | 1231.4113 | 1198.5059 | 1165.6004 | 1132.695 | 1099.7896 | 599.4335 | 1066.8841 | 1033.9787 | 1001.0733 | 968.1678 | 935.2624 | 902.357 | 869.4515 | 836.5461 | 803.6407 | 770.7353 | 737.8298 | 704.9244 | 672.019 | 639.1135 | 606.2081 | 0 | 0 | 0 | 0 | 0 | 0 | 0 | 0 | 0 | 0 | 0 | 0 | 0 | 0
|  | 2033 | -1.282% | [13 empty] | 1741.1176 | 1641.282 | 1542.4827 | 1470.2096 | 1407.8839 | 1353.0188 | 1313.0747 | 1280.5911 | 1248.1075 | 1215.624 | 1183.1404 | 1150.6568 | 1118.1733 | 1085.6897 | 591.7484 | 1053.2061 | 1020.7226 | 988.239 | 955.7554 | 923.2719 | 890.7883 | 858.3047 | 825.8212 | 793.3376 | 760.854 | 728.3705 | 695.8869 | 663.4033 | 630.9198 | 598.4362 | 0 | 0 | 0 | 0 | 0 | 0 | 0 | 0 | 0 | 0 | 0 | 0 | 0
|  | 2034 | -1.299% | [14 empty] | 1718.5057 | 1619.9667 | 1522.4504 | 1451.116 | 1389.5997 | 1335.4471 | 1296.0217 | 1263.96 | 1231.8983 | 1199.8366 | 1167.7749 | 1135.7132 | 1103.6515 | 1071.5898 | 584.0634 | 1039.5281 | 1007.4664 | 975.4047 | 943.343 | 911.2813 | 879.2196 | 847.1579 | 815.0962 | 783.0345 | 750.9728 | 718.9111 | 686.8494 | 654.7877 | 622.726 | 590.6643 | 0 | 0 | 0 | 0 | 0 | 0 | 0 | 0 | 0 | 0 | 0 | 0
|  | 2035 | -1.316% | [15 empty] | 1695.8938 | 1598.6513 | 1502.4182 | 1432.0223 | 1371.3155 | 1317.8754 | 1278.9688 | 1247.329 | 1215.6892 | 1184.0493 | 1152.4095 | 1120.7696 | 1089.1298 | 1057.49 | 576.3783 | 1025.8501 | 994.2103 | 962.5705 | 930.9306 | 899.2908 | 867.6509 | 836.0111 | 804.3713 | 772.7314 | 741.0916 | 709.4518 | 677.8119 | 646.1721 | 614.5322 | 582.8924 | 0 | 0 | 0 | 0 | 0 | 0 | 0 | 0 | 0 | 0 | 0
|  | 2036 | -1.333% | [16 empty] | 1673.2819 | 1577.336 | 1482.3859 | 1412.9287 | 1353.0313 | 1300.3037 | 1261.9159 | 1230.6979 | 1199.48 | 1168.262 | 1137.044 | 1105.826 | 1074.6081 | 1043.3901 | 568.6933 | 1012.1721 | 980.9542 | 949.7362 | 918.5182 | 887.3002 | 856.0823 | 824.8643 | 793.6463 | 762.4283 | 731.2104 | 699.9924 | 668.7744 | 637.5565 | 606.3385 | 575.1205 | 0 | 0 | 0 | 0 | 0 | 0 | 0 | 0 | 0 | 0
|  | 2037 | -1.351% | [17 empty] | 1650.6699 | 1556.0206 | 1462.3537 | 1393.8351 | 1334.7471 | 1282.7321 | 1244.863 | 1214.0669 | 1183.2708 | 1152.4747 | 1121.6786 | 1090.8824 | 1060.0863 | 1029.2902 | 561.0082 | 998.4941 | 967.698 | 936.9019 | 906.1058 | 875.3097 | 844.5136 | 813.7175 | 782.9214 | 752.1253 | 721.3292 | 690.533 | 659.7369 | 628.9408 | 598.1447 | 567.3486 | 0 | 0 | 0 | 0 | 0 | 0 | 0 | 0 | 0
|  | 2038 | -1.37% | [18 empty] | 1628.058 | 1534.7053 | 1442.3214 | 1374.7414 | 1316.4629 | 1265.1604 | 1227.8101 | 1197.4358 | 1167.0616 | 1136.6873 | 1106.3131 | 1075.9389 | 1045.5646 | 1015.1904 | 553.3232 | 984.8161 | 954.4419 | 924.0676 | 893.6934 | 863.3191 | 832.9449 | 802.5707 | 772.1964 | 741.8222 | 711.4479 | 681.0737 | 650.6994 | 620.3252 | 589.951 | 559.5767 | 0 | 0 | 0 | 0 | 0 | 0 | 0 | 0
|  | 2039 | -1.389% | [19 empty] | 1605.4461 | 1513.3899 | 1422.2892 | 1355.6478 | 1298.1787 | 1247.5887 | 1210.7572 | 1180.8048 | 1150.8524 | 1120.9 | 1090.9476 | 1060.9953 | 1031.0429 | 1001.0905 | 545.6381 | 971.1381 | 941.1857 | 911.2334 | 881.281 | 851.3286 | 821.3762 | 791.4238 | 761.4715 | 731.5191 | 701.5667 | 671.6143 | 641.6619 | 611.7096 | 581.7572 | 551.8048 | 0 | 0 | 0 | 0 | 0 | 0 | 0
|  | 2040 | -1.408% | [20 empty] | 1582.8342 | 1492.0746 | 1402.257 | 1336.5542 | 1279.8945 | 1230.0171 | 1193.7042 | 1164.1737 | 1134.6432 | 1105.1127 | 1075.5822 | 1046.0517 | 1016.5211 | 986.9906 | 537.9531 | 957.4601 | 927.9296 | 898.3991 | 868.8686 | 839.3381 | 809.8075 | 780.277 | 750.7465 | 721.216 | 691.6855 | 662.155 | 632.6245 | 603.0939 | 573.5634 | 544.0329 | 0 | 0 | 0 | 0 | 0 | 0
|  | 2041 | -1.429% | [21 empty] | 1560.2223 | 1470.7592 | 1382.2247 | 1317.4605 | 1261.6103 | 1212.4454 | 1176.6513 | 1147.5427 | 1118.434 | 1089.3254 | 1060.2167 | 1031.1081 | 1001.9994 | 972.8908 | 530.2681 | 943.7821 | 914.6735 | 885.5648 | 856.4562 | 827.3475 | 798.2389 | 769.1302 | 740.0216 | 710.9129 | 681.8043 | 652.6956 | 623.587 | 594.4783 | 565.3697 | 536.261 | 0 | 0 | 0 | 0 | 0
|  | 2042 | -1.449% | [22 empty] | 1537.6104 | 1449.4439 | 1362.1925 | 1298.3669 | 1243.3261 | 1194.8737 | 1159.5984 | 1130.9116 | 1102.2248 | 1073.538 | 1044.8513 | 1016.1645 | 987.4777 | 958.7909 | 522.583 | 930.1041 | 901.4173 | 872.7305 | 844.0438 | 815.357 | 786.6702 | 757.9834 | 729.2966 | 700.6098 | 671.923 | 643.2363 | 614.5495 | 585.8627 | 557.1759 | 528.4891 | 0 | 0 | 0 | 0
|  | 2043 | -1.471% | 2043: 1514.9984; 2044: 1428.1285; 2045: 1342.1602; 2046: 1279.2733; 2047: 1225.0418; 2048: 1177.302; 2049: 1142.5455; 2050: 1114.2806; 2051: 1086.0156; 2052: 1057.7507; 2053: 1029.4858; 2054: 1001.2209; 2055: 972.956; 2056: 944.691; 2057: 514.898; 2058: 916.4261; 2059: 888.1612; 2060: 859.8963; 2061: 831.6314; 2062: 803.3664; 2063: 775.1015; 2064: 746.8366; 2065: 718.5717; 2066: 690.3067; 2067: 662.0418; 2068: 633.7769; 2069: 605.512; 2070: 577.2471; 2071: 548.9821; 2072: 520.7172; 2073: 0; 2074: 0; 2075: 0
|  | 2044 | -1.493% | 2044: 1492.3865; 2045: 1406.8132; 2046: 1322.128; 2047: 1260.1797; 2048: 1206.7576; 2049: 1159.7304; 2050: 1125.4926; 2051: 1097.6495; 2052: 1069.8065; 2053: 1041.9634; 2054: 1014.1203; 2055: 986.2773; 2056: 958.4342; 2057: 930.5912; 2058: 507.2129; 2059: 902.7481; 2060: 874.9051; 2061: 847.062; 2062: 819.2189; 2063: 791.3759; 2064: 763.5328; 2065: 735.6898; 2066: 707.8467; 2067: 680.0037; 2068: 652.1606; 2069: 624.3175; 2070: 596.4745; 2071: 568.6314; 2072: 540.7884; 2073: 512.9453; 2074: 0; 2075: 0
|  | 2045 | -1.515% | 2045: 1469.7746; 2046: 1385.4978; 2047: 1302.0957; 2048: 1241.086; 2049: 1188.4734; 2050: 1142.1587; 2051: 1108.4396; 2052: 1081.0185; 2053: 1053.5973; 2054: 1026.1761; 2055: 998.7549; 2056: 971.3337; 2057: 943.9125; 2058: 916.4913; 2059: 499.5279; 2060: 889.0701; 2061: 861.6489; 2062: 834.2277; 2063: 806.8065; 2064: 779.3853; 2065: 751.9641; 2066: 724.543; 2067: 697.1218; 2068: 669.7006; 2069: 642.2794; 2070: 614.8582; 2071: 587.437; 2072: 560.0158; 2073: 532.5946; 2074: 505.1734; 2075: 0
|  | 2046 | -1.538% | 2046: 1447.1627; 2047: 1364.1825; 2048: 1282.0635; 2049: 1221.9924; 2050: 1170.1892; 2051: 1124.587; 2052: 1091.3867; 2053: 1064.3874; 2054: 1037.3881; 2055: 1010.3887; 2056: 983.3894; 2057: 956.3901; 2058: 929.3908; 2059: 902.3914; 2060: 491.8428; 2061: 875.3921; 2062: 848.3928; 2063: 821.3935; 2064: 794.3941; 2065: 767.3948; 2066: 740.3955; 2067: 713.3961; 2068: 686.3968; 2069: 659.3975; 2070: 632.3982; 2071: 605.3988; 2072: 578.3995; 2073: 551.4002; 2074: 524.4008; 2075: 497.4015
|  | 2047 | -1.563% | 2047: 1424.5508; 2048: 1342.8671; 2049: 1262.0313; 2050: 1202.8988; 2051: 1151.905; 2052: 1107.0153; 2053: 1074.3338; 2054: 1047.7564; 2055: 1021.1789; 2056: 994.6014; 2057: 968.024; 2058: 941.4465; 2059: 914.869; 2060: 888.2916; 2061: 484.1578; 2062: 861.7141; 2063: 835.1366; 2064: 808.5592; 2065: 781.9817; 2066: 755.4043; 2067: 728.8268; 2068: 702.2493; 2069: 675.6719; 2070: 649.0944; 2071: 622.5169; 2072: 595.9395; 2073: 569.362; 2074: 542.7845; 2075: 516.2071
|  | 2048 | -1.587% | 2048: 1401.9388; 2049: 1321.5518; 2050: 1241.999; 2051: 1183.8051; 2052: 1133.6208; 2053: 1089.4437; 2054: 1057.2809; 2055: 1031.1253; 2056: 1004.9697; 2057: 978.8141; 2058: 952.6585; 2059: 926.5029; 2060: 900.3473; 2061: 874.1917; 2062: 476.4727; 2063: 848.0361; 2064: 821.8805; 2065: 795.7249; 2066: 769.5693; 2067: 743.4137; 2068: 717.2581; 2069: 691.1025; 2070: 664.9469; 2071: 638.7913; 2072: 612.6357; 2073: 586.4801; 2074: 560.3245; 2075: 534.1689
|  | 2049 | -1.613% | 2049: 1379.3269; 2050: 1300.2364; 2051: 1221.9668; 2052: 1164.7115; 2053: 1115.3366; 2054: 1071.872; 2055: 1040.228; 2056: 1014.4942; 2057: 988.7605; 2058: 963.0268; 2059: 937.293; 2060: 911.5593; 2061: 885.8256; 2062: 860.0918; 2063: 468.7877; 2064: 834.3581; 2065: 808.6244; 2066: 782.8906; 2067: 757.1569; 2068: 731.4232; 2069: 705.6894; 2070: 679.9557; 2071: 654.222; 2072: 628.4882; 2073: 602.7545; 2074: 577.0208; 2075: 551.287
|  | 2050 | -1.639% | 2050: 1356.715; 2051: 1278.9211; 2052: 1201.9345; 2053: 1145.6179; 2054: 1097.0524; 2055: 1054.3003; 2056: 1023.1751; 2057: 997.8632; 2058: 972.5513; 2059: 947.2395; 2060: 921.9276; 2061: 896.6157; 2062: 871.3038; 2063: 845.992; 2064: 461.1027; 2065: 820.6801; 2066: 795.3682; 2067: 770.0564; 2068: 744.7445; 2069: 719.4326; 2070: 694.1208; 2071: 668.8089; 2072: 643.497; 2073: 618.1851; 2074: 592.8733; 2075: 567.5614
Revenue Requirement by vintage year
2012 $/MW-wk
| Aurora Input |  | Levelized Cost | 2020 | 2021 | 2022 | 2023 | 2024 | 2025 | 2026 | 2027 | 2028 | 2029 | 2030 | 2031 | 2032 | 2033 | 2034 | 2035 | 2036 | 2037 | 2038 | 2039 | 2040 | 2041 | 2042 | 2043 | 2044 | 2045 | 2046 | 2047 | 2048 | 2049 | 2050 | 2051 | 2052 | 2053 | 2054 | 2055 | 2056 | 2057 | 2058 | 2059 | 2060 | 2061 | 2062 | 2063 | 2064 | 2065 | 2066 | 2067 | 2068 | 2069 | 2070 | 2071 | 2072 | 2073 | 2074 | 2075
|  | 2020 | 1505.3832 | 2247.9499 | 2119.0526 | 1991.4931 | 1898.1816 | 1817.7132 | 1746.877 | 1695.3054 | 1653.366 | 1611.4266 | 1569.4872 | 1527.5478 | 1485.6084 | 1443.669 | 1401.7296 | 764.004 | 1359.7902 | 1317.8508 | 1275.9114 | 1233.972 | 1192.0326 | 1150.0932 | 1108.1538 | 1066.2144 | 1024.275 | 982.3356 | 940.3962 | 898.4568 | 856.5174 | 814.578 | 772.6386 | 0 | 0 | 0 | 0 | 0 | 0 | 0 | 0 | 0 | 0 | 0 | 0 | 0 | 0 | 0 | 0 | 0 | 0 | 0 | 0 | 0 | 0 | 0 | 0 | 0 | 0
|  | 2021 | 1403.8106 |  | 2096.2742 | 1976.074 | 1857.1213 | 1770.1059 | 1695.0669 | 1629.0102 | 1580.9183 | 1541.8086 | 1502.699 | 1463.5894 | 1424.4797 | 1385.3701 | 1346.2605 | 1307.1508 | 712.4544 | 1268.0412 | 1228.9316 | 1189.822 | 1150.7123 | 1111.6027 | 1072.4931 | 1033.3834 | 994.2738 | 955.1642 | 916.0546 | 876.9449 | 837.8353 | 798.7257 | 759.616 | 720.5064 | 0 | 0 | 0 | 0 | 0 | 0 | 0 | 0 | 0 | 0 | 0 | 0 | 0 | 0 | 0 | 0 | 0 | 0 | 0 | 0 | 0 | 0 | 0 | 0 | 0
|  | 2022 | 1331.0177 |  |  | 1987.5744 | 1873.607 | 1760.8225 | 1678.3191 | 1607.1712 | 1544.5398 | 1498.9416 | 1461.86 | 1424.7783 | 1387.6967 | 1350.615 | 1313.5334 | 1276.4517 | 1239.3701 | 675.511 | 1202.2884 | 1165.2068 | 1128.1252 | 1091.0435 | 1053.9619 | 1016.8802 | 979.7986 | 942.7169 | 905.6353 | 868.5536 | 831.472 | 794.3903 | 757.3087 | 720.2271 | 683.1454 | 0 | 0 | 0 | 0 | 0 | 0 | 0 | 0 | 0 | 0 | 0 | 0 | 0 | 0 | 0 | 0 | 0 | 0 | 0 | 0 | 0 | 0 | 0 | 0
|  | 2023 | 1258.2248 |  |  |  | 1878.8746 | 1771.1401 | 1664.5237 | 1586.5324 | 1519.2755 | 1460.0694 | 1416.965 | 1381.9113 | 1346.8576 | 1311.804 | 1276.7503 | 1241.6967 | 1206.643 | 1171.5893 | 638.5675 | 1136.5357 | 1101.482 | 1066.4283 | 1031.3747 | 996.321 | 961.2674 | 926.2137 | 891.16 | 856.1064 | 821.0527 | 785.999 | 750.9454 | 715.8917 | 680.8381 | 645.7844 | 0 | 0 | 0 | 0 | 0 | 0 | 0 | 0 | 0 | 0 | 0 | 0 | 0 | 0 | 0 | 0 | 0 | 0 | 0 | 0 | 0 | 0 | 0
|  | 2024 | 1185.4318 |  |  |  |  | 1770.1748 | 1668.6731 | 1568.2249 | 1494.7457 | 1431.3798 | 1375.599 | 1334.9883 | 1301.9626 | 1268.937 | 1235.9113 | 1202.8856 | 1169.8599 | 1136.8342 | 1103.8086 | 601.624 | 1070.7829 | 1037.7572 | 1004.7315 | 971.7059 | 938.6802 | 905.6545 | 872.6288 | 839.6031 | 806.5775 | 773.5518 | 740.5261 | 707.5004 | 674.4748 | 641.4491 | 608.4234 | 0 | 0 | 0 | 0 | 0 | 0 | 0 | 0 | 0 | 0 | 0 | 0 | 0 | 0 | 0 | 0 | 0 | 0 | 0 | 0 | 0 | 0
|  | 2025 | 1112.6389 | [5 empty] | 1661.475 | 1566.2061 | 1471.926 | 1402.9589 | 1343.4841 | 1291.1286 | 1253.0117 | 1222.014 | 1191.0163 | 1160.0186 | 1129.0209 | 1098.0232 | 1067.0255 | 1036.0278 | 564.6805 | 1005.0301 | 974.0324 | 943.0347 | 912.037 | 881.0393 | 850.0416 | 819.0439 | 788.0463 | 757.0486 | 726.0509 | 695.0532 | 664.0555 | 633.0578 | 602.0601 | 571.0624 | 0 | 0 | 0 | 0 | 0 | 0 | 0 | 0 | 0 | 0 | 0 | 0 | 0 | 0 | 0 | 0 | 0 | 0 | 0 | 0 | 0
|  | 2026 | 1076.4804 | [6 empty] | 1607.4805 | 1515.3077 | 1424.0915 | 1357.3657 | 1299.8237 | 1249.1696 | 1212.2914 | 1182.3011 | 1152.3107 | 1122.3204 | 1092.3301 | 1062.3397 | 1032.3494 | 1002.3591 | 546.3296 | 972.3687 | 942.3784 | 912.3881 | 882.3977 | 852.4074 | 822.4171 | 792.4267 | 762.4364 | 732.4461 | 702.4557 | 672.4654 | 642.4751 | 612.4847 | 582.4944 | 552.504 | 0 | 0 | 0 | 0 | 0 | 0 | 0 | 0 | 0 | 0 | 0 | 0 | 0 | 0 | 0 | 0 | 0 | 0 | 0 | 0
|  | 2027 | 1040.322 | [7 empty] | 1553.486 | 1464.4092 | 1376.257 | 1311.7724 | 1256.1633 | 1207.2107 | 1171.5711 | 1142.5882 | 1113.6052 | 1084.6222 | 1055.6392 | 1026.6563 | 997.6733 | 968.6903 | 527.9786 | 939.7073 | 910.7244 | 881.7414 | 852.7584 | 823.7754 | 794.7925 | 765.8095 | 736.8265 | 707.8436 | 678.8606 | 649.8776 | 620.8946 | 591.9117 | 562.9287 | 533.9457 | 0 | 0 | 0 | 0 | 0 | 0 | 0 | 0 | 0 | 0 | 0 | 0 | 0 | 0 | 0 | 0 | 0 | 0 | 0
|  | 2028 | 1004.1635 | [8 empty] | 1499.4915 | 1413.5108 | 1328.4224 | 1266.1792 | 1212.5028 | 1165.2517 | 1130.8509 | 1102.8752 | 1074.8996 | 1046.924 | 1018.9484 | 990.9728 | 962.9972 | 935.0216 | 509.6277 | 907.046 | 879.0703 | 851.0947 | 823.1191 | 795.1435 | 767.1679 | 739.1923 | 711.2167 | 683.2411 | 655.2654 | 627.2898 | 599.3142 | 571.3386 | 543.363 | 515.3874 | 0 | 0 | 0 | 0 | 0 | 0 | 0 | 0 | 0 | 0 | 0 | 0 | 0 | 0 | 0 | 0 | 0 | 0
|  | 2029 | 968.0051 | [9 empty] | 1445.4971 | 1362.6124 | 1280.5879 | 1220.5859 | 1168.8424 | 1123.2927 | 1090.1306 | 1063.1623 | 1036.1941 | 1009.2258 | 982.2576 | 955.2893 | 928.3211 | 901.3528 | 491.2767 | 874.3846 | 847.4163 | 820.4481 | 793.4798 | 766.5116 | 739.5433 | 712.5751 | 685.6068 | 658.6385 | 631.6703 | 604.702 | 577.7338 | 550.7655 | 523.7973 | 496.829 | 0 | 0 | 0 | 0 | 0 | 0 | 0 | 0 | 0 | 0 | 0 | 0 | 0 | 0 | 0 | 0 | 0
|  | 2030 | 931.8466 | [10 empty] | 1391.5026 | 1311.7139 | 1232.7534 | 1174.9927 | 1125.1819 | 1081.3337 | 1049.4103 | 1023.4494 | 997.4885 | 971.5276 | 945.5668 | 919.6059 | 893.645 | 867.6841 | 472.9258 | 841.7232 | 815.7623 | 789.8014 | 763.8405 | 737.8796 | 711.9187 | 685.9578 | 659.9969 | 634.036 | 608.0752 | 582.1143 | 556.1534 | 530.1925 | 504.2316 | 478.2707 | 0 | 0 | 0 | 0 | 0 | 0 | 0 | 0 | 0 | 0 | 0 | 0 | 0 | 0 | 0 | 0
|  | 2031 | 920.1986 | [11 empty] | 1374.1088 | 1295.3175 | 1217.344 | 1160.3053 | 1111.1172 | 1067.817 | 1036.2927 | 1010.6563 | 985.0199 | 959.3835 | 933.7472 | 908.1108 | 882.4744 | 856.838 | 467.0142 | 831.2016 | 805.5653 | 779.9289 | 754.2925 | 728.6561 | 703.0197 | 677.3834 | 651.747 | 626.1106 | 600.4742 | 574.8378 | 549.2015 | 523.5651 | 497.9287 | 472.2923 | 0 | 0 | 0 | 0 | 0 | 0 | 0 | 0 | 0 | 0 | 0 | 0 | 0 | 0 | 0
|  | 2032 | 908.5505 | [12 empty] | 1356.715 | 1278.9211 | 1201.9345 | 1145.6179 | 1097.0524 | 1054.3003 | 1023.1751 | 997.8632 | 972.5513 | 947.2395 | 921.9276 | 896.6157 | 871.3038 | 845.992 | 461.1027 | 820.6801 | 795.3682 | 770.0564 | 744.7445 | 719.4326 | 694.1208 | 668.8089 | 643.497 | 618.1851 | 592.8733 | 567.5614 | 542.2495 | 516.9377 | 491.6258 | 466.3139 | 0 | 0 | 0 | 0 | 0 | 0 | 0 | 0 | 0 | 0 | 0 | 0 | 0 | 0
|  | 2033 | 896.9024 | [13 empty] | 1339.3212 | 1262.5246 | 1186.5251 | 1130.9305 | 1082.9876 | 1040.7837 | 1010.0574 | 985.0701 | 960.0827 | 935.0954 | 910.108 | 885.1206 | 860.1333 | 835.1459 | 455.1911 | 810.1586 | 785.1712 | 760.1838 | 735.1965 | 710.2091 | 685.2218 | 660.2344 | 635.2471 | 610.2597 | 585.2723 | 560.285 | 535.2976 | 510.3103 | 485.3229 | 460.3355 | 0 | 0 | 0 | 0 | 0 | 0 | 0 | 0 | 0 | 0 | 0 | 0 | 0
|  | 2034 | 885.2543 | [14 empty] | 1321.9275 | 1246.1282 | 1171.1157 | 1116.243 | 1068.9229 | 1027.267 | 996.9398 | 972.277 | 947.6141 | 922.9513 | 898.2884 | 873.6256 | 848.9627 | 824.2999 | 449.2795 | 799.637 | 774.9742 | 750.3113 | 725.6485 | 700.9856 | 676.3228 | 651.6599 | 626.9971 | 602.3342 | 577.6714 | 553.0085 | 528.3457 | 503.6829 | 479.02 | 454.3572 | 0 | 0 | 0 | 0 | 0 | 0 | 0 | 0 | 0 | 0 | 0 | 0
|  | 2035 | 873.6062 | [15 empty] | 1304.5337 | 1229.7318 | 1155.7063 | 1101.5556 | 1054.8581 | 1013.7503 | 983.8222 | 959.4838 | 935.1455 | 910.8072 | 886.4688 | 862.1305 | 837.7922 | 813.4538 | 443.3679 | 789.1155 | 764.7771 | 740.4388 | 716.1005 | 691.7621 | 667.4238 | 643.0855 | 618.7471 | 594.4088 | 570.0705 | 545.7321 | 521.3938 | 497.0554 | 472.7171 | 448.3788 | 0 | 0 | 0 | 0 | 0 | 0 | 0 | 0 | 0 | 0 | 0
|  | 2036 | 861.9581 | [16 empty] | 1287.1399 | 1213.3354 | 1140.2969 | 1086.8682 | 1040.7933 | 1000.2336 | 970.7045 | 946.6907 | 922.6769 | 898.6631 | 874.6492 | 850.6354 | 826.6216 | 802.6078 | 437.4564 | 778.5939 | 754.5801 | 730.5663 | 706.5525 | 682.5386 | 658.5248 | 634.511 | 610.4972 | 586.4833 | 562.4695 | 538.4557 | 514.4419 | 490.428 | 466.4142 | 442.4004 | 0 | 0 | 0 | 0 | 0 | 0 | 0 | 0 | 0 | 0
|  | 2037 | 850.3101 | [17 empty] | 1269.7461 | 1196.9389 | 1124.8874 | 1072.1808 | 1026.7285 | 986.717 | 957.5869 | 933.8976 | 910.2083 | 886.519 | 862.8297 | 839.1403 | 815.451 | 791.7617 | 431.5448 | 768.0724 | 744.3831 | 720.6938 | 697.0045 | 673.3151 | 649.6258 | 625.9365 | 602.2472 | 578.5579 | 554.8686 | 531.1793 | 507.4899 | 483.8006 | 460.1113 | 436.422 | 0 | 0 | 0 | 0 | 0 | 0 | 0 | 0 | 0
|  | 2038 | 838.662 | [18 empty] | 1252.3523 | 1180.5425 | 1109.478 | 1057.4934 | 1012.6638 | 973.2003 | 944.4693 | 921.1045 | 897.7397 | 874.3749 | 851.0101 | 827.6453 | 804.2805 | 780.9157 | 425.6332 | 757.5509 | 734.1861 | 710.8213 | 687.4565 | 664.0917 | 640.7268 | 617.362 | 593.9972 | 570.6324 | 547.2676 | 523.9028 | 500.538 | 477.1732 | 453.8084 | 430.4436 | 0 | 0 | 0 | 0 | 0 | 0 | 0 | 0
|  | 2039 | 827.0139 | [19 empty] | 1234.9585 | 1164.1461 | 1094.0686 | 1042.806 | 998.599 | 959.6836 | 931.3517 | 908.3114 | 885.2711 | 862.2308 | 839.1905 | 816.1502 | 793.1099 | 770.0696 | 419.7217 | 747.0293 | 723.989 | 700.9487 | 677.9084 | 654.8682 | 631.8279 | 608.7876 | 585.7473 | 562.707 | 539.6667 | 516.6264 | 493.5861 | 470.5458 | 447.5055 | 424.4652 | 0 | 0 | 0 | 0 | 0 | 0 | 0
|  | 2040 | 815.3658 | [20 empty] | 1217.5648 | 1147.7497 | 1078.6592 | 1028.1186 | 984.5342 | 946.167 | 918.234 | 895.5182 | 872.8025 | 850.0867 | 827.3709 | 804.6551 | 781.9393 | 759.2236 | 413.8101 | 736.5078 | 713.792 | 691.0762 | 668.3604 | 645.6447 | 622.9289 | 600.2131 | 577.4973 | 554.7815 | 532.0658 | 509.35 | 486.6342 | 463.9184 | 441.2026 | 418.4869 | 0 | 0 | 0 | 0 | 0 | 0 | 0 | 0 | 0 | 0
|  | 2041 | 803.7177 | [21 empty] | 1200.171 | 1131.3533 | 1063.2498 | 1013.4312 | 970.4694 | 932.6503 | 905.1164 | 882.7251 | 860.3339 | 837.9426 | 815.5513 | 793.1601 | 770.7688 | 748.3775 | 407.8985 | 725.9862 | 703.595 | 681.2037 | 658.8124 | 636.4212 | 614.0299 | 591.6386 | 569.2474 | 546.8561 | 524.4648 | 502.0736 | 479.6823 | 457.291 | 434.8997 | 412.5085 | 0 | 0 | 0 | 0 | 0 | 0 | 0 | 0 | 0
|  | 2042 | 792.0697 | [22 empty] | 1182.7772 | 1114.9568 | 1047.8404 | 998.7438 | 956.4047 | 919.1336 | 891.9988 | 869.932 | 847.8653 | 825.7985 | 803.7317 | 781.665 | 759.5982 | 737.5315 | 401.9869 | 715.4647 | 693.3979 | 671.3312 | 649.2644 | 627.1977 | 605.1309 | 583.0642 | 560.9974 | 538.9306 | 516.8639 | 494.7971 | 472.7304 | 450.6636 | 428.5968 | 406.5301 | 0 | 0 | 0 | 0 | 0 | 0 | 0 | 0
|  | 2043 | 780.4216 | 2043: 1165.3834; 2044: 1098.5604; 2045: 1032.4309; 2046: 984.0564; 2047: 942.3399; 2048: 905.617; 2049: 878.8811; 2050: 857.1389; 2051: 835.3966; 2052: 813.6544; 2053: 791.9122; 2054: 770.1699; 2055: 748.4277; 2056: 726.6854; 2057: 396.0754; 2058: 704.9432; 2059: 683.2009; 2060: 661.4587; 2061: 639.7164; 2062: 617.9742; 2063: 596.2319; 2064: 574.4897; 2065: 552.7474; 2066: 531.0052; 2067: 509.2629; 2068: 487.5207; 2069: 465.7784; 2070: 444.0362; 2071: 422.294; 2072: 400.5517; 2073: 0; 2074: 0; 2075: 0 | 0 | 0 | 0 | 0
|  | 2044 | 768.7735 | 2044: 1147.9896; 2045: 1082.164; 2046: 1017.0215; 2047: 969.369; 2048: 928.2751; 2049: 892.1003; 2050: 865.7635; 2051: 844.3458; 2052: 822.928; 2053: 801.5103; 2054: 780.0926; 2055: 758.6748; 2056: 737.2571; 2057: 715.8394; 2058: 390.1638; 2059: 694.4216; 2060: 673.0039; 2061: 651.5862; 2062: 630.1684; 2063: 608.7507; 2064: 587.3329; 2065: 565.9152; 2066: 544.4975; 2067: 523.0797; 2068: 501.662; 2069: 480.2443; 2070: 458.8265; 2071: 437.4088; 2072: 415.9911; 2073: 394.5733; 2074: 0; 2075: 0 | 0 | 0 | 0 | 0
|  | 2045 | 757.1254 | 2045: 1130.5958; 2046: 1065.7676; 2047: 1001.6121; 2048: 954.6816; 2049: 914.2103; 2050: 878.5836; 2051: 852.6459; 2052: 831.5527; 2053: 810.4594; 2054: 789.3662; 2055: 768.273; 2056: 747.1798; 2057: 726.0865; 2058: 704.9933; 2059: 384.2522; 2060: 683.9001; 2061: 662.8069; 2062: 641.7136; 2063: 620.6204; 2064: 599.5272; 2065: 578.434; 2066: 557.3407; 2067: 536.2475; 2068: 515.1543; 2069: 494.0611; 2070: 472.9678; 2071: 451.8746; 2072: 430.7814; 2073: 409.6882; 2074: 388.5949; 2075: 0 | 0 | 0 | 0 | 0
|  | 2046 | 745.4773 | 2046: 1113.2021; 2047: 1049.3711; 2048: 986.2027; 2049: 939.9941; 2050: 900.1456; 2051: 865.0669; 2052: 839.5283; 2053: 818.7595; 2054: 797.9908; 2055: 777.2221; 2056: 756.4534; 2057: 735.6847; 2058: 714.916; 2059: 694.1473; 2060: 378.3406; 2061: 673.3785; 2062: 652.6098; 2063: 631.8411; 2064: 611.0724; 2065: 590.3037; 2066: 569.535; 2067: 548.7663; 2068: 527.9975; 2069: 507.2288; 2070: 486.4601; 2071: 465.6914; 2072: 444.9227; 2073: 424.154; 2074: 403.3853; 2075: 382.6166 | 0 | 0 | 0 | 0
|  | 2047 | 733.8292 | 2047: 1095.8083; 2048: 1032.9747; 2049: 970.7933; 2050: 925.3067; 2051: 886.0808; 2052: 851.5503; 2053: 826.4106; 2054: 805.9664; 2055: 785.5222; 2056: 765.078; 2057: 744.6338; 2058: 724.1896; 2059: 703.7454; 2060: 683.3012; 2061: 372.4291; 2062: 662.857; 2063: 642.4128; 2064: 621.9686; 2065: 601.5244; 2066: 581.0802; 2067: 560.636; 2068: 540.1918; 2069: 519.7476; 2070: 499.3034; 2071: 478.8592; 2072: 458.415; 2073: 437.9708; 2074: 417.5266; 2075: 397.0824 | 376.6382 | 0 | 0 | 0
|  | 2048 | 722.1812 | 2048: 1078.4145; 2049: 1016.5783; 2050: 955.3839; 2051: 910.6193; 2052: 872.016; 2053: 838.0336; 2054: 813.293; 2055: 793.1733; 2056: 773.0536; 2057: 752.9339; 2058: 732.8142; 2059: 712.6945; 2060: 692.5748; 2061: 672.4552; 2062: 366.5175; 2063: 652.3355; 2064: 632.2158; 2065: 612.0961; 2066: 591.9764; 2067: 571.8567; 2068: 551.737; 2069: 531.6173; 2070: 511.4976; 2071: 491.3779; 2072: 471.2582; 2073: 451.1386; 2074: 431.0189; 2075: 410.8992 | 390.7795 | 370.6598 | 0 | 0
|  | 2049 | 710.5331 | 2049: 1061.0207; 2050: 1000.1819; 2051: 939.9744; 2052: 895.9319; 2053: 857.9512; 2054: 824.5169; 2055: 800.1754; 2056: 780.3802; 2057: 760.585; 2058: 740.7898; 2059: 720.9946; 2060: 701.1995; 2061: 681.4043; 2062: 661.6091; 2063: 360.6059; 2064: 641.8139; 2065: 622.0187; 2066: 602.2236; 2067: 582.4284; 2068: 562.6332; 2069: 542.838; 2070: 523.0428; 2071: 503.2477; 2072: 483.4525; 2073: 463.6573; 2074: 443.8621; 2075: 424.0669 | 404.2718 | 384.4766 | 364.6814 | 0
|  | 2050 | 698.885 | 2050: 1043.6269; 2051: 983.7854; 2052: 924.565; 2053: 881.2445; 2054: 843.8865; 2055: 811.0003; 2056: 787.0577; 2057: 767.5871; 2058: 748.1164; 2059: 728.6457; 2060: 709.1751; 2061: 689.7044; 2062: 670.2337; 2063: 650.7631; 2064: 354.6944; 2065: 631.2924; 2066: 611.8217; 2067: 592.351; 2068: 572.8804; 2069: 553.4097; 2070: 533.939; 2071: 514.4684; 2072: 494.9977; 2073: 475.527; 2074: 456.0564; 2075: 436.5857 | 417.115 | 397.6444 | 378.1737 | 358.703
|  | Annual Change (%) |  | 0% | -6.747% | -5.185% | -5.469% | -5.785% | -6.141% | -3.25% | -3.359% | -3.476% | -3.601% | -3.735% | -1.25% | -1.266% | -1.282% | -1.299% | -1.316% | -1.333% | -1.351% | -1.37% | -1.389% | -1.408% | -1.429% | -1.449% | -1.471% | -1.493% | -1.515% | -1.538% | -1.563% | -1.587% | -1.613% | -1.639% | 0% | 0% | 0% | 0% | 0% | 0% | 0% | 0% | 0% | 0% | 0% | 0% | 0% | 0% | 0% | 0% | 0% | 0% | 0% | 0% | 0% | 0% | 0% | 0% | 0%
|  | Levelized Capital Cost ($/MW-wk) |  | 1505.3832 | 1403.8106 | 1331.0177 | 1258.2248 | 1185.4318 | 1112.6389 | 1076.4804 | 1040.322 | 1004.1635 | 968.0051 | 931.8466 | 920.1986 | 908.5505 | 896.9024 | 885.2543 | 873.6062 | 861.9581 | 850.3101 | 838.662 | 827.0139 | 815.3658 | 803.7177 | 792.0697 | 780.4216 | 768.7735 | 757.1254 | 745.4773 | 733.8292 | 722.1812 | 710.5331 | 698.885 | 698.885 | 698.885 | 698.885 | 698.885 | 698.885 | 698.885 | 698.885 | 698.885 | 698.885 | 698.885 | 698.885 | 698.885 | 698.885 | 698.885 | 698.885 | 698.885 | 698.885 | 698.885 | 698.885 | 698.885 | 698.885 | 698.885 | 698.885 | 698.885 | 698.885
|  | Economic Life | 30
|  | check s/b 0 | 0
Revenue Requirement by vintage year
2012 $/MW-wk
| Aurora Input |  | Levelized Cost | 2020 | 2021 | 2022 | 2023 | 2024 | 2025 | 2026 | 2027 | 2028 | 2029 | 2030 | 2031 | 2032 | 2033 | 2034 | 2035 | 2036 | 2037 | 2038 | 2039 | 2040 | 2041 | 2042 | 2043 | 2044 | 2045 | 2046 | Levelized | 2047 | 2048 | 2049 | 2050 | 2051 | 2052 | 2053 | 2054 | 2055 | 2056 | 2057 | 2058 | 2059 | 2060 | 2061 | 2062 | 2063 | 2064 | 2065 | 2066 | 2067 | 2068 | 2069 | 2070 | 2071 | 2072 | 2073 | 2074 | 2075 | 2076 | 2077 | 2078 | 2079
|  | 2020 | 1505.3832 | 2247.9499 | 2119.0526 | 1991.4931 | 1898.1816 | 1817.7132 | 1746.877 | 1695.3054 | 1653.366 | 1611.4266 | 1569.4872 | 1527.5478 | 1485.6084 | 1443.669 | 1401.7296 | 764.004 | 1359.7902 | 1317.8508 | 1275.9114 | 1233.972 | 1192.0326 | 1150.0932 | 1108.1538 | 1066.2144 | 1024.275 | 982.3356 | 940.3962 | 898.4568 | 815.7547 | 856.5174 | 814.578 | 772.6386 | 0 | 0 | 0 | 0 | 0 | 0 | 0 | 0 | 0 | 0 | 0 | 0 | 0 | 0 | 0 | 0 | 0 | 0 | 0 | 0 | 0 | 0 | 0 | 0 | 0 | 0 | 0 | 0 | 0 | 0
|  | 2021 | 1403.8106 |  | 2096.2742 | 1976.074 | 1857.1213 | 1770.1059 | 1695.0669 | 1629.0102 | 1580.9183 | 1541.8086 | 1502.699 | 1463.5894 | 1424.4797 | 1385.3701 | 1346.2605 | 1307.1508 | 712.4544 | 1268.0412 | 1228.9316 | 1189.822 | 1150.7123 | 1111.6027 | 1072.4931 | 1033.3834 | 994.2738 | 955.1642 | 916.0546 | 876.9449 | 781.228 | 837.8353 | 798.7257 | 759.616 | 720.5064 | 0 | 0 | 0 | 0 | 0 | 0 | 0 | 0 | 0 | 0 | 0 | 0 | 0 | 0 | 0 | 0 | 0 | 0 | 0 | 0 | 0 | 0 | 0 | 0 | 0 | 0 | 0 | 0 | 0
|  | 2022 | 1331.0177 |  |  | 1987.5744 | 1873.607 | 1760.8225 | 1678.3191 | 1607.1712 | 1544.5398 | 1498.9416 | 1461.86 | 1424.7783 | 1387.6967 | 1350.615 | 1313.5334 | 1276.4517 | 1239.3701 | 675.511 | 1202.2884 | 1165.2068 | 1128.1252 | 1091.0435 | 1053.9619 | 1016.8802 | 979.7986 | 942.7169 | 905.6353 | 868.5536 | 760.4287 | 831.472 | 794.3903 | 757.3087 | 720.2271 | 683.1454 | 0 | 0 | 0 | 0 | 0 | 0 | 0 | 0 | 0 | 0 | 0 | 0 | 0 | 0 | 0 | 0 | 0 | 0 | 0 | 0 | 0 | 0 | 0 | 0 | 0 | 0 | 0 | 0
|  | 2023 | 1258.2248 |  |  |  | 1878.8746 | 1771.1401 | 1664.5237 | 1586.5324 | 1519.2755 | 1460.0694 | 1416.965 | 1381.9113 | 1346.8576 | 1311.804 | 1276.7503 | 1241.6967 | 1206.643 | 1171.5893 | 638.5675 | 1136.5357 | 1101.482 | 1066.4283 | 1031.3747 | 996.321 | 961.2674 | 926.2137 | 891.16 | 856.1064 | 737.7183 | 821.0527 | 785.999 | 750.9454 | 715.8917 | 680.8381 | 645.7844 | 0 | 0 | 0 | 0 | 0 | 0 | 0 | 0 | 0 | 0 | 0 | 0 | 0 | 0 | 0 | 0 | 0 | 0 | 0 | 0 | 0 | 0 | 0 | 0 | 0 | 0 | 0
|  | 2024 | 1185.4318 |  |  |  |  | 1770.1748 | 1668.6731 | 1568.2249 | 1494.7457 | 1431.3798 | 1375.599 | 1334.9883 | 1301.9626 | 1268.937 | 1235.9113 | 1202.8856 | 1169.8599 | 1136.8342 | 1103.8086 | 601.624 | 1070.7829 | 1037.7572 | 1004.7315 | 971.7059 | 938.6802 | 905.6545 | 872.6288 | 839.6031 | 713.0539 | 806.5775 | 773.5518 | 740.5261 | 707.5004 | 674.4748 | 641.4491 | 608.4234 | 0 | 0 | 0 | 0 | 0 | 0 | 0 | 0 | 0 | 0 | 0 | 0 | 0 | 0 | 0 | 0 | 0 | 0 | 0 | 0 | 0 | 0 | 0 | 0 | 0 | 0
|  | 2025 | 1112.6389 | [5 empty] | 1661.475 | 1566.2061 | 1471.926 | 1402.9589 | 1343.4841 | 1291.1286 | 1253.0117 | 1222.014 | 1191.0163 | 1160.0186 | 1129.0209 | 1098.0232 | 1067.0255 | 1036.0278 | 564.6805 | 1005.0301 | 974.0324 | 943.0347 | 912.037 | 881.0393 | 850.0416 | 819.0439 | 686.3927 | 788.0463 | 757.0486 | 726.0509 | 695.0532 | 664.0555 | 633.0578 | 602.0601 | 571.0624 | 0 | 0 | 0 | 0 | 0 | 0 | 0 | 0 | 0 | 0 | 0 | 0 | 0 | 0 | 0 | 0 | 0 | 0 | 0 | 0 | 0 | 0 | 0 | 0 | 0
|  | 2026 | 1076.4804 | [6 empty] | 1607.4805 | 1515.3077 | 1424.0915 | 1357.3657 | 1299.8237 | 1249.1696 | 1212.2914 | 1182.3011 | 1152.3107 | 1122.3204 | 1092.3301 | 1062.3397 | 1032.3494 | 1002.3591 | 546.3296 | 972.3687 | 942.3784 | 912.3881 | 882.3977 | 852.4074 | 822.4171 | 680.8626 | 792.4267 | 762.4364 | 732.4461 | 702.4557 | 672.4654 | 642.4751 | 612.4847 | 582.4944 | 552.504 | 0 | 0 | 0 | 0 | 0 | 0 | 0 | 0 | 0 | 0 | 0 | 0 | 0 | 0 | 0 | 0 | 0 | 0 | 0 | 0 | 0 | 0 | 0 | 0
|  | 2027 | 1040.322 | [7 empty] | 1553.486 | 1464.4092 | 1376.257 | 1311.7724 | 1256.1633 | 1207.2107 | 1171.5711 | 1142.5882 | 1113.6052 | 1084.6222 | 1055.6392 | 1026.6563 | 997.6733 | 968.6903 | 527.9786 | 939.7073 | 910.7244 | 881.7414 | 852.7584 | 823.7754 | 674.406 | 794.7925 | 765.8095 | 736.8265 | 707.8436 | 678.8606 | 649.8776 | 620.8946 | 591.9117 | 562.9287 | 533.9457 | 0 | 0 | 0 | 0 | 0 | 0 | 0 | 0 | 0 | 0 | 0 | 0 | 0 | 0 | 0 | 0 | 0 | 0 | 0 | 0 | 0 | 0 | 0
|  | 2028 | 1004.1635 | [8 empty] | 1499.4915 | 1413.5108 | 1328.4224 | 1266.1792 | 1212.5028 | 1165.2517 | 1130.8509 | 1102.8752 | 1074.8996 | 1046.924 | 1018.9484 | 990.9728 | 962.9972 | 935.0216 | 509.6277 | 907.046 | 879.0703 | 851.0947 | 823.1191 | 667.0013 | 795.1435 | 767.1679 | 739.1923 | 711.2167 | 683.2411 | 655.2654 | 627.2898 | 599.3142 | 571.3386 | 543.363 | 515.3874 | 0 | 0 | 0 | 0 | 0 | 0 | 0 | 0 | 0 | 0 | 0 | 0 | 0 | 0 | 0 | 0 | 0 | 0 | 0 | 0 | 0 | 0
|  | 2029 | 968.0051 | [9 empty] | 1445.4971 | 1362.6124 | 1280.5879 | 1220.5859 | 1168.8424 | 1123.2927 | 1090.1306 | 1063.1623 | 1036.1941 | 1009.2258 | 982.2576 | 955.2893 | 928.3211 | 901.3528 | 491.2767 | 874.3846 | 847.4163 | 820.4481 | 658.6269 | 793.4798 | 766.5116 | 739.5433 | 712.5751 | 685.6068 | 658.6385 | 631.6703 | 604.702 | 577.7338 | 550.7655 | 523.7973 | 496.829 | 0 | 0 | 0 | 0 | 0 | 0 | 0 | 0 | 0 | 0 | 0 | 0 | 0 | 0 | 0 | 0 | 0 | 0 | 0 | 0 | 0
|  | 2030 | 931.8466 | [10 empty] | 1391.5026 | 1311.7139 | 1232.7534 | 1174.9927 | 1125.1819 | 1081.3337 | 1049.4103 | 1023.4494 | 997.4885 | 971.5276 | 945.5668 | 919.6059 | 893.645 | 867.6841 | 472.9258 | 841.7232 | 815.7623 | 649.2615 | 789.8014 | 763.8405 | 737.8796 | 711.9187 | 685.9578 | 659.9969 | 634.036 | 608.0752 | 582.1143 | 556.1534 | 530.1925 | 504.2316 | 478.2707 | 0 | 0 | 0 | 0 | 0 | 0 | 0 | 0 | 0 | 0 | 0 | 0 | 0 | 0 | 0 | 0 | 0 | 0 | 0 | 0
|  | 2031 | 920.1986 | [11 empty] | 1374.1088 | 1295.3175 | 1217.344 | 1160.3053 | 1111.1172 | 1067.817 | 1036.2927 | 1010.6563 | 985.0199 | 959.3835 | 933.7472 | 908.1108 | 882.4744 | 856.838 | 467.0142 | 831.2016 | 656.3665 | 805.5653 | 779.9289 | 754.2925 | 728.6561 | 703.0197 | 677.3834 | 651.747 | 626.1106 | 600.4742 | 574.8378 | 549.2015 | 523.5651 | 497.9287 | 472.2923 | 0 | 0 | 0 | 0 | 0 | 0 | 0 | 0 | 0 | 0 | 0 | 0 | 0 | 0 | 0 | 0 | 0 | 0 | 0
|  | 2032 | 908.5505 | [12 empty] | 1356.715 | 1278.9211 | 1201.9345 | 1145.6179 | 1097.0524 | 1054.3003 | 1023.1751 | 997.8632 | 972.5513 | 947.2395 | 921.9276 | 896.6157 | 871.3038 | 845.992 | 461.1027 | 663.2578 | 820.6801 | 795.3682 | 770.0564 | 744.7445 | 719.4326 | 694.1208 | 668.8089 | 643.497 | 618.1851 | 592.8733 | 567.5614 | 542.2495 | 516.9377 | 491.6258 | 466.3139 | 0 | 0 | 0 | 0 | 0 | 0 | 0 | 0 | 0 | 0 | 0 | 0 | 0 | 0 | 0 | 0 | 0 | 0
|  | 2033 | 896.9024 | [13 empty] | 1339.3212 | 1262.5246 | 1186.5251 | 1130.9305 | 1082.9876 | 1040.7837 | 1010.0574 | 985.0701 | 960.0827 | 935.0954 | 910.108 | 885.1206 | 860.1333 | 835.1459 | 637.9685 | 455.1911 | 810.1586 | 785.1712 | 760.1838 | 735.1965 | 710.2091 | 685.2218 | 660.2344 | 635.2471 | 610.2597 | 585.2723 | 560.285 | 535.2976 | 510.3103 | 485.3229 | 460.3355 | 0 | 0 | 0 | 0 | 0 | 0 | 0 | 0 | 0 | 0 | 0 | 0 | 0 | 0 | 0 | 0 | 0
|  | 2034 | 885.2543 | [14 empty] | 1321.9275 | 1246.1282 | 1171.1157 | 1116.243 | 1068.9229 | 1027.267 | 996.9398 | 972.277 | 947.6141 | 922.9513 | 898.2884 | 873.6256 | 848.9627 | 645.3799 | 824.2999 | 449.2795 | 799.637 | 774.9742 | 750.3113 | 725.6485 | 700.9856 | 676.3228 | 651.6599 | 626.9971 | 602.3342 | 577.6714 | 553.0085 | 528.3457 | 503.6829 | 479.02 | 454.3572 | 0 | 0 | 0 | 0 | 0 | 0 | 0 | 0 | 0 | 0 | 0 | 0 | 0 | 0 | 0 | 0
|  | 2035 | 873.6062 | [15 empty] | 1304.5337 | 1229.7318 | 1155.7063 | 1101.5556 | 1054.8581 | 1013.7503 | 983.8222 | 959.4838 | 935.1455 | 910.8072 | 886.4688 | 862.1305 | 652.4772 | 837.7922 | 813.4538 | 443.3679 | 789.1155 | 764.7771 | 740.4388 | 716.1005 | 691.7621 | 667.4238 | 643.0855 | 618.7471 | 594.4088 | 570.0705 | 545.7321 | 521.3938 | 497.0554 | 472.7171 | 448.3788 | 0 | 0 | 0 | 0 | 0 | 0 | 0 | 0 | 0 | 0 | 0 | 0 | 0 | 0 | 0
|  | 2036 | 861.9581 | [16 empty] | 1287.1399 | 1213.3354 | 1140.2969 | 1086.8682 | 1040.7933 | 1000.2336 | 970.7045 | 946.6907 | 922.6769 | 898.6631 | 874.6492 | 659.2654 | 850.6354 | 826.6216 | 802.6078 | 437.4564 | 778.5939 | 754.5801 | 730.5663 | 706.5525 | 682.5386 | 658.5248 | 634.511 | 610.4972 | 586.4833 | 562.4695 | 538.4557 | 514.4419 | 490.428 | 466.4142 | 442.4004 | 0 | 0 | 0 | 0 | 0 | 0 | 0 | 0 | 0 | 0 | 0 | 0 | 0 | 0
|  | 2037 | 850.3101 | [17 empty] | 1269.7461 | 1196.9389 | 1124.8874 | 1072.1808 | 1026.7285 | 986.717 | 957.5869 | 933.8976 | 910.2083 | 886.519 | 665.7469 | 862.8297 | 839.1403 | 815.451 | 791.7617 | 431.5448 | 768.0724 | 744.3831 | 720.6938 | 697.0045 | 673.3151 | 649.6258 | 625.9365 | 602.2472 | 578.5579 | 554.8686 | 531.1793 | 507.4899 | 483.8006 | 460.1113 | 436.422 | 0 | 0 | 0 | 0 | 0 | 0 | 0 | 0 | 0 | 0 | 0 | 0 | 0
|  | 2038 | 838.662 | [18 empty] | 1252.3523 | 1180.5425 | 1109.478 | 1057.4934 | 1012.6638 | 973.2003 | 944.4693 | 921.1045 | 897.7397 | 671.9223 | 874.3749 | 851.0101 | 827.6453 | 804.2805 | 780.9157 | 425.6332 | 757.5509 | 734.1861 | 710.8213 | 687.4565 | 664.0917 | 640.7268 | 617.362 | 593.9972 | 570.6324 | 547.2676 | 523.9028 | 500.538 | 477.1732 | 453.8084 | 430.4436 | 0 | 0 | 0 | 0 | 0 | 0 | 0 | 0 | 0 | 0 | 0 | 0
|  | 2039 | 827.0139 | [19 empty] | 1234.9585 | 1164.1461 | 1094.0686 | 1042.806 | 998.599 | 959.6836 | 931.3517 | 908.3114 | 677.7907 | 885.2711 | 862.2308 | 839.1905 | 816.1502 | 793.1099 | 770.0696 | 419.7217 | 747.0293 | 723.989 | 700.9487 | 677.9084 | 654.8682 | 631.8279 | 608.7876 | 585.7473 | 562.707 | 539.6667 | 516.6264 | 493.5861 | 470.5458 | 447.5055 | 424.4652 | 0 | 0 | 0 | 0 | 0 | 0 | 0 | 0 | 0 | 0 | 0
|  | 2040 | 815.3658 | [20 empty] | 1217.5648 | 1147.7497 | 1078.6592 | 1028.1186 | 984.5342 | 946.167 | 918.234 | 683.3502 | 895.5182 | 872.8025 | 850.0867 | 827.3709 | 804.6551 | 781.9393 | 759.2236 | 413.8101 | 736.5078 | 713.792 | 691.0762 | 668.3604 | 645.6447 | 622.9289 | 600.2131 | 577.4973 | 554.7815 | 532.0658 | 509.35 | 486.6342 | 463.9184 | 441.2026 | 418.4869 | 0 | 0 | 0 | 0 | 0 | 0 | 0 | 0 | 0 | 0
|  | 2041 | 803.7177 | [21 empty] | 1200.171 | 1131.3533 | 1063.2498 | 1013.4312 | 970.4694 | 932.6503 | 688.5978 | 905.1164 | 882.7251 | 860.3339 | 837.9426 | 815.5513 | 793.1601 | 770.7688 | 748.3775 | 407.8985 | 725.9862 | 703.595 | 681.2037 | 658.8124 | 636.4212 | 614.0299 | 591.6386 | 569.2474 | 546.8561 | 524.4648 | 502.0736 | 479.6823 | 457.291 | 434.8997 | 412.5085 | 0 | 0 | 0 | 0 | 0 | 0 | 0 | 0 | 0
|  | 2042 | 792.0697 | [22 empty] | 1182.7772 | 1114.9568 | 1047.8404 | 998.7438 | 956.4047 | 693.851 | 919.1336 | 891.9988 | 869.932 | 847.8653 | 825.7985 | 803.7317 | 781.665 | 759.5982 | 737.5315 | 401.9869 | 715.4647 | 693.3979 | 671.3312 | 649.2644 | 627.1977 | 605.1309 | 583.0642 | 560.9974 | 538.9306 | 516.8639 | 494.7971 | 472.7304 | 450.6636 | 428.5968 | 406.5301 | 0 | 0 | 0 | 0 | 0 | 0 | 0 | 0
|  | 2043 | 780.4216 | [23 empty] | 1165.3834 | 1098.5604 | 1032.4309 | 984.0564 | 699.6771 | 942.3399 | 905.617 | 878.8811 | 857.1389 | 835.3966 | 813.6544 | 791.9122 | 770.1699 | 748.4277 | 726.6854 | 396.0754 | 704.9432 | 683.2009 | 661.4587 | 639.7164 | 617.9742 | 596.2319 | 574.4897 | 552.7474 | 531.0052 | 509.2629 | 487.5207 | 465.7784 | 444.0362 | 422.294 | 400.5517 | 0 | 0 | 0 | 0 | 0 | 0 | 0
|  | 2044 | 768.7735 | [24 empty] | 1147.9896 | 1082.164 | 1017.0215 | 706.2399 | 969.369 | 928.2751 | 892.1003 | 865.7635 | 844.3458 | 822.928 | 801.5103 | 780.0926 | 758.6748 | 737.2571 | 715.8394 | 390.1638 | 694.4216 | 673.0039 | 651.5862 | 630.1684 | 608.7507 | 587.3329 | 565.9152 | 544.4975 | 523.0797 | 501.662 | 480.2443 | 458.8265 | 437.4088 | 415.9911 | 394.5733 | 0 | 0 | 0 | 0 | 0 | 0
|  | 2045 | 757.1254 | [25 empty] | 1130.5958 | 1065.7676 | 713.7646 | 1001.6121 | 954.6816 | 914.2103 | 878.5836 | 852.6459 | 831.5527 | 810.4594 | 789.3662 | 768.273 | 747.1798 | 726.0865 | 704.9933 | 384.2522 | 683.9001 | 662.8069 | 641.7136 | 620.6204 | 599.5272 | 578.434 | 557.3407 | 536.2475 | 515.1543 | 494.0611 | 472.9678 | 451.8746 | 430.7814 | 409.6882 | 388.5949 | 0 | 0 | 0 | 0 | 0
|  | 2046 | 745.4773 | [26 empty] | 1113.2021 | 723.0502 | 1049.3711 | 986.2027 | 939.9941 | 900.1456 | 865.0669 | 839.5283 | 818.7595 | 797.9908 | 777.2221 | 756.4534 | 735.6847 | 714.916 | 694.1473 | 378.3406 | 673.3785 | 652.6098 | 631.8411 | 611.0724 | 590.3037 | 569.535 | 548.7663 | 527.9975 | 507.2288 | 486.4601 | 465.6914 | 444.9227 | 424.154 | 403.3853 | 382.6166 | 0 | 0 | 0 | 0
|  | 2047 | 733.8292 | [27 empty] | 733.8292 | 1095.8083 | 1032.9747 | 970.7933 | 925.3067 | 886.0808 | 851.5503 | 826.4106 | 805.9664 | 785.5222 | 765.078 | 744.6338 | 724.1896 | 703.7454 | 683.3012 | 372.4291 | 662.857 | 642.4128 | 621.9686 | 601.5244 | 581.0802 | 560.636 | 540.1918 | 519.7476 | 499.3034 | 478.8592 | 458.415 | 437.9708 | 417.5266 | 397.0824 | 376.6382 | 0 | 0 | 0
|  | 2048 | 722.1812 | [27 empty] | 722.1812 |  | 1078.4145 | 1016.5783 | 955.3839 | 910.6193 | 872.016 | 838.0336 | 813.293 | 793.1733 | 773.0536 | 752.9339 | 732.8142 | 712.6945 | 692.5748 | 672.4552 | 366.5175 | 652.3355 | 632.2158 | 612.0961 | 591.9764 | 571.8567 | 551.737 | 531.6173 | 511.4976 | 491.3779 | 471.2582 | 451.1386 | 431.0189 | 410.8992 | 390.7795 | 370.6598 | 0 | 0
|  | 2049 | 710.5331 | [27 empty] | 710.5331 |  |  | 1061.0207 | 1000.1819 | 939.9744 | 895.9319 | 857.9512 | 824.5169 | 800.1754 | 780.3802 | 760.585 | 740.7898 | 720.9946 | 701.1995 | 681.4043 | 661.6091 | 360.6059 | 641.8139 | 622.0187 | 602.2236 | 582.4284 | 562.6332 | 542.838 | 523.0428 | 503.2477 | 483.4525 | 463.6573 | 443.8621 | 424.0669 | 404.2718 | 384.4766 | 364.6814 | 0
|  | 2050 | 698.885 | [27 empty] | 698.885 |  |  |  | 1043.6269 | 983.7854 | 924.565 | 881.2445 | 843.8865 | 811.0003 | 787.0577 | 767.5871 | 748.1164 | 728.6457 | 709.1751 | 689.7044 | 670.2337 | 650.7631 | 354.6944 | 631.2924 | 611.8217 | 592.351 | 572.8804 | 553.4097 | 533.939 | 514.4684 | 494.9977 | 475.527 | 456.0564 | 436.5857 | 417.115 | 397.6444 | 378.1737 | 358.703

## 4hr Li-Ion Battery
Li-Ion 4hr Battery FINANCIALS
($ 1000s Unless Otherwise Indicated)
| Calendar Year of Fin. Close |  |  | 2020 | 2021 | 2022 | 2023 | 2024 | 2025 | 2026 | 2027 | 2028 | 2029 | 2030 | 2031 | 2032 | 2033 | 2034 | 2035 | 2036 | 2037 | 2038 | 2039 | 2040 | 2041 | 2042 | 2043 | 2044 | 2045 | 2046 | 2047 | 2048 | 2049 | 2050 | 2051 | 2052 | 2053 | 2054 | 2055 | 2056 | 2057 | 2058 | 2059 | 2060 | 2061 | 2062 | 2063 | 2064 | 2065 | 2066 | 2067 | 2068 | 2069 | 2070 | 2071 | 2072 | 2073 | 2074 | 2075
| Operating Year |  | 0 | 1 | 2 | 3 | 4 | 5 | 6 | 7 | 8 | 9 | 10 | 11 | 12 | 13 | 14 | 15 | 16 | 17 | 18 | 19 | 20 | 21 | 22 | 23 | 24 | 25 | 26 | 27 | 28 | 29 | 30 | 31 | 32 | 33 | 34 | 35 | 36 | 37 | 38 | 39 | 40 | 41 | 42 | 43 | 44 | 45 | 46 | 47 | 48 | 49 | 50 | 51 | 52 | 53 | 54 | 55 | 56
| Calendar Year | Capital Invest.
| 2020 | 42560.9026
| Gross plant |  | 2020 1: 42560.9026; 2021 2: 42560.9026; 2022 3: 42560.9026; 2023 4: 42560.9026; 2024 5: 42560.9026; 2025 6: 42560.9026; 2026 7: 42560.9026; 2027 8: 42560.9026; 2028 9: 42560.9026; 2029 10: 42560.9026; 2030 11: 42560.9026; 2031 12: 42560.9026; 2032 13: 42560.9026; 2033 14: 42560.9026; 2034 15: 42560.9026; 2035 16: 42560.9026; 2036 17: 42560.9026; 2037 18: 42560.9026; 2038 19: 42560.9026; 2039 20: 42560.9026; 2040 21: 42560.9026; 2041 22: 42560.9026; 2042 23: 42560.9026; 2043 24: 42560.9026; 2044 25: 42560.9026; 2045 26: 42560.9026; 2046 27: 42560.9026; 2047 28: 42560.9026; 2048 29: 42560.9026; 2049 30: 42560.9026
| Accumulated Deprectiation |  | 2020 1: 1418.6968; 2021 2: 2837.3935; 2022 3: 4256.0903; 2023 4: 5674.787; 2024 5: 7093.4838; 2025 6: 8512.1805; 2026 7: 9930.8773; 2027 8: 11349.574; 2028 9: 12768.2708; 2029 10: 14186.9675; 2030 11: 15605.6643; 2031 12: 17024.361; 2032 13: 18443.0578; 2033 14: 19861.7545; 2034 15: 19861.7545; 2035 16: 21280.4513; 2036 17: 22699.148; 2037 18: 24117.8448; 2038 19: 25536.5416; 2039 20: 26955.2383; 2040 21: 28373.9351; 2041 22: 29792.6318; 2042 23: 31211.3286; 2043 24: 32630.0253; 2044 25: 34048.7221; 2045 26: 35467.4188; 2046 27: 36886.1156; 2047 28: 38304.8123; 2048 29: 39723.5091; 2049 30: 41142.2058
| Net book value |  | 2020 1: 41142.2058; 2021 2: 39723.5091; 2022 3: 38304.8123; 2023 4: 36886.1156; 2024 5: 35467.4188; 2025 6: 34048.7221; 2026 7: 32630.0253; 2027 8: 31211.3286; 2028 9: 29792.6318; 2029 10: 28373.9351; 2030 11: 26955.2383; 2031 12: 25536.5416; 2032 13: 24117.8448; 2033 14: 22699.148; 2034 15: 22699.148; 2035 16: 21280.4513; 2036 17: 19861.7545; 2037 18: 18443.0578; 2038 19: 17024.361; 2039 20: 15605.6643; 2040 21: 14186.9675; 2041 22: 12768.2708; 2042 23: 11349.574; 2043 24: 9930.8773; 2044 25: 8512.1805; 2045 26: 7093.4838; 2046 27: 5674.787; 2047 28: 4256.0903; 2048 29: 2837.3935; 2049 30: 1418.6968
| Accumulated deffered income tax |  | 2020 1: -1489.6316; 2021 2: -4051.7979; 2022 3: -5469.9272; 2023 4: -6201.6342; 2024 5: -6933.3413; 2025 6: -7150.2316; 2026 7: -6852.3053; 2027 8: -6554.379; 2028 9: -6256.4527; 2029 10: -5958.5264; 2030 11: -5660.6; 2031 12: -5362.6737; 2032 13: -5064.7474; 2033 14: -4766.8211; 2034 15: -4766.8211; 2035 16: -4468.8948; 2036 17: -4170.9685; 2037 18: -3873.0421; 2038 19: -3575.1158; 2039 20: -3277.1895; 2040 21: -2979.2632; 2041 22: -2681.3369; 2042 23: -2383.4105; 2043 24: -2085.4842; 2044 25: -1787.5579; 2045 26: -1489.6316; 2046 27: -1191.7053; 2047 28: -893.779; 2048 29: -595.8526; 2049 30: -297.9263
| Rate Base |  | 2020 1: 39652.5742; 2021 2: 35671.7112; 2022 3: 32834.8851; 2023 4: 30684.4813; 2024 5: 28534.0776; 2025 6: 26898.4904; 2026 7: 25777.72; 2027 8: 24656.9496; 2028 9: 23536.1791; 2029 10: 22415.4087; 2030 11: 21294.6383; 2031 12: 20173.8678; 2032 13: 19053.0974; 2033 14: 17932.327; 2034 15: 17932.327; 2035 16: 16811.5565; 2036 17: 15690.7861; 2037 18: 14570.0157; 2038 19: 13449.2452; 2039 20: 12328.4748; 2040 21: 11207.7043; 2041 22: 10086.9339; 2042 23: 8966.1635; 2043 24: 7845.393; 2044 25: 6724.6226; 2045 26: 5603.8522; 2046 27: 4483.0817; 2047 28: 3362.3113; 2048 29: 2241.5409; 2049 30: 1120.7704
| Average rate base |  | 2020 1: 41106.7384; 2021 2: 37662.1427; 2022 3: 34253.2981; 2023 4: 31759.6832; 2024 5: 29609.2794; 2025 6: 27716.284; 2026 7: 26338.1052; 2027 8: 25217.3348; 2028 9: 24096.5644; 2029 10: 22975.7939; 2030 11: 21855.0235; 2031 12: 20734.253; 2032 13: 19613.4826; 2033 14: 18492.7122; 2034 15: 17932.327; 2035 16: 17371.9417; 2036 17: 16251.1713; 2037 18: 15130.4009; 2038 19: 14009.6304; 2039 20: 12888.86; 2040 21: 11768.0896; 2041 22: 10647.3191; 2042 23: 9526.5487; 2043 24: 8405.7783; 2044 25: 7285.0078; 2045 26: 6164.2374; 2046 27: 5043.467; 2047 28: 3922.6965; 2048 29: 2801.9261; 2049 30: 1681.1557
| Pre-tax Return | 0.086076 | 2020 1: 3538.3015; 2021 2: 3241.8047; 2022 3: 2948.3852; 2023 4: 2733.7449; 2024 5: 2548.6468; 2025 6: 2385.7055; 2026 7: 2267.0774; 2027 8: 2170.606; 2028 9: 2074.1347; 2029 10: 1977.6633; 2030 11: 1881.1919; 2031 12: 1784.7205; 2032 13: 1688.2491; 2033 14: 1591.7778; 2034 15: 1543.5421; 2035 16: 1495.3064; 2036 17: 1398.835; 2037 18: 1302.3636; 2038 19: 1205.8922; 2039 20: 1109.4209; 2040 21: 1012.9495; 2041 22: 916.4781; 2042 23: 820.0067; 2043 24: 723.5353; 2044 25: 627.064; 2045 26: 530.5926; 2046 27: 434.1212; 2047 28: 337.6498; 2048 29: 241.1784; 2049 30: 144.7071
| Book Depreciation |  | 2020 1: 1418.6968; 2021 2: 1418.6968; 2022 3: 1418.6968; 2023 4: 1418.6968; 2024 5: 1418.6968; 2025 6: 1418.6968; 2026 7: 1418.6968; 2027 8: 1418.6968; 2028 9: 1418.6968; 2029 10: 1418.6968; 2030 11: 1418.6968; 2031 12: 1418.6968; 2032 13: 1418.6968; 2033 14: 1418.6968; 2034 15: 0; 2035 16: 1418.6968; 2036 17: 1418.6968; 2037 18: 1418.6968; 2038 19: 1418.6968; 2039 20: 1418.6968; 2040 21: 1418.6968; 2041 22: 1418.6968; 2042 23: 1418.6968; 2043 24: 1418.6968; 2044 25: 1418.6968; 2045 26: 1418.6968; 2046 27: 1418.6968; 2047 28: 1418.6968; 2048 29: 1418.6968; 2049 30: 1418.6968
| Insurance |  | 2020 1: 20.3867; 2021 2: 20.3867; 2022 3: 20.3867; 2023 4: 20.3867; 2024 5: 20.3867; 2025 6: 20.3867; 2026 7: 20.3867; 2027 8: 20.3867; 2028 9: 20.3867; 2029 10: 20.3867; 2030 11: 20.3867; 2031 12: 20.3867; 2032 13: 20.3867; 2033 14: 20.3867; 2034 15: 20.3867; 2035 16: 20.3867; 2036 17: 20.3867; 2037 18: 20.3867; 2038 19: 20.3867; 2039 20: 20.3867; 2040 21: 20.3867; 2041 22: 20.3867; 2042 23: 20.3867; 2043 24: 20.3867; 2044 25: 20.3867; 2045 26: 20.3867; 2046 27: 20.3867; 2047 28: 20.3867; 2048 29: 20.3867; 2049 30: 20.3867
| Property Taxes |  | 2020 1: 193.4764; 2021 2: 193.4764; 2022 3: 193.4764; 2023 4: 193.4764; 2024 5: 193.4764; 2025 6: 193.4764; 2026 7: 193.4764; 2027 8: 193.4764; 2028 9: 193.4764; 2029 10: 193.4764; 2030 11: 193.4764; 2031 12: 193.4764; 2032 13: 193.4764; 2033 14: 193.4764; 2034 15: 193.4764; 2035 16: 193.4764; 2036 17: 193.4764; 2037 18: 193.4764; 2038 19: 193.4764; 2039 20: 193.4764; 2040 21: 193.4764; 2041 22: 193.4764; 2042 23: 193.4764; 2043 24: 193.4764; 2044 25: 193.4764; 2045 26: 193.4764; 2046 27: 193.4764; 2047 28: 193.4764; 2048 29: 193.4764; 2049 30: 193.4764
| Revenue Requirement |  | 2020 1: 5170.8613; 2021 2: 4874.3645; 2022 3: 4580.945; 2023 4: 4366.3047; 2024 5: 4181.2066; 2025 6: 4018.2653; 2026 7: 3899.6372; 2027 8: 3803.1658; 2028 9: 3706.6945; 2029 10: 3610.2231; 2030 11: 3513.7517; 2031 12: 3417.2803; 2032 13: 3320.8089; 2033 14: 3224.3376; 2034 15: 1757.4051; 2035 16: 3127.8662; 2036 17: 3031.3948; 2037 18: 2934.9234; 2038 19: 2838.452; 2039 20: 2741.9807; 2040 21: 2645.5093; 2041 22: 2549.0379; 2042 23: 2452.5665; 2043 24: 2356.0951; 2044 25: 2259.6238; 2045 26: 2163.1524; 2046 27: 2066.681; 2047 28: 1970.2096; 2048 29: 1873.7382; 2049 30: 1777.2669
| Book Depreciation |  | 2020 1: 1418.6968; 2021 2: 1418.6968; 2022 3: 1418.6968; 2023 4: 1418.6968; 2024 5: 1418.6968; 2025 6: 1418.6968; 2026 7: 1418.6968; 2027 8: 1418.6968; 2028 9: 1418.6968; 2029 10: 1418.6968; 2030 11: 1418.6968; 2031 12: 1418.6968; 2032 13: 1418.6968; 2033 14: 1418.6968; 2035 16: 1418.6968; 2036 17: 1418.6968; 2037 18: 1418.6968; 2038 19: 1418.6968; 2039 20: 1418.6968; 2040 21: 1418.6968; 2041 22: 1418.6968; 2042 23: 1418.6968; 2043 24: 1418.6968; 2044 25: 1418.6968; 2045 26: 1418.6968; 2046 27: 1418.6968; 2047 28: 1418.6968; 2048 29: 1418.6968; 2049 30: 1418.6968
| Tax Depreciation |  | 2020 1: 8512.1805; 2021 2: 13619.4888; 2022 3: 8171.6933; 2023 4: 4903.016; 2024 5: 4903.016; 2025 6: 2451.508; 2026 7: 0; 2027 8: 0; 2028 9: 0; 2029 10: 0; 2030 11: 0; 2031 12: 0; 2032 13: 0; 2033 14: 0; 2035 16: 0; 2036 17: 0; 2037 18: 0; 2038 19: 0; 2039 20: 0; 2040 21: 0; 2041 22: 0; 2042 23: 0; 2043 24: 0; 2044 25: 0; 2045 26: 0; 2046 27: 0; 2047 28: 0; 2048 29: 0; 2049 30: 0
| Difference between book and tax |  | 2020 1: -7093.4838; 2021 2: -12200.7921; 2022 3: -6752.9965; 2023 4: -3484.3192; 2024 5: -3484.3192; 2025 6: -1032.8112; 2026 7: 1418.6968; 2027 8: 1418.6968; 2028 9: 1418.6968; 2029 10: 1418.6968; 2030 11: 1418.6968; 2031 12: 1418.6968; 2032 13: 1418.6968; 2033 14: 1418.6968; 2034 15: 0; 2035 16: 1418.6968; 2036 17: 1418.6968; 2037 18: 1418.6968; 2038 19: 1418.6968; 2039 20: 1418.6968; 2040 21: 1418.6968; 2041 22: 1418.6968; 2042 23: 1418.6968; 2043 24: 1418.6968; 2044 25: 1418.6968; 2045 26: 1418.6968; 2046 27: 1418.6968; 2047 28: 1418.6968; 2048 29: 1418.6968; 2049 30: 1418.6968
| Tax rate |  | 2020 1: -1489.6316; 2021 2: -2562.1663; 2022 3: -1418.1293; 2023 4: -731.707; 2024 5: -731.707; 2025 6: -216.8904; 2026 7: 297.9263; 2027 8: 297.9263; 2028 9: 297.9263; 2029 10: 297.9263; 2030 11: 297.9263; 2031 12: 297.9263; 2032 13: 297.9263; 2033 14: 297.9263; 2034 15: 0; 2035 16: 297.9263; 2036 17: 297.9263; 2037 18: 297.9263; 2038 19: 297.9263; 2039 20: 297.9263; 2040 21: 297.9263; 2041 22: 297.9263; 2042 23: 297.9263; 2043 24: 297.9263; 2044 25: 297.9263; 2045 26: 297.9263; 2046 27: 297.9263; 2047 28: 297.9263; 2048 29: 297.9263; 2049 30: 297.9263
Depreciation Tables
|  | 5 | 2020 1: 20%; 2021 2: 32%; 2022 3: 19.2%; 2023 4: 11.52%; 2024 5: 11.52%; 2025 6: 5.76%; 2026 7: 0%; 2027 8: 0%; 2028 9: 0%; 2029 10: 0%; 2030 11: 0%; 2031 12: 0%; 2032 13: 0%; 2033 14: 0%; 2034 15: 0%; 2035 16: 0%; 2036 17: 0%; 2037 18: 0%; 2038 19: 0%; 2039 20: 0%; 2040 21: 0%
|  | 5 | 0: 1; 2020 1: 20%; 2021 2: 32%; 2022 3: 19.2%; 2023 4: 11.52%; 2024 5: 11.52%; 2025 6: 5.76%
|  | 10 | 0: 0; 2020 1: 10%; 2021 2: 18%; 2022 3: 14.4%; 2023 4: 11.52%; 2024 5: 9.22%; 2025 6: 7.37%; 2026 7: 6.55%; 2027 8: 6.55%; 2028 9: 6.56%; 2029 10: 6.55%; 2030 11: 3.28%
|  | 15 | 0: 0; 2020 1: 5%; 2021 2: 9.5%; 2022 3: 8.55%; 2023 4: 7.7%; 2024 5: 6.93%; 2025 6: 6.23%; 2026 7: 5.9%; 2027 8: 5.9%; 2028 9: 5.91%; 2029 10: 5.9%; 2030 11: 5.91%; 2031 12: 5.9%; 2032 13: 5.91%; 2033 14: 5.9%; 2034 15: 5.91%; 2035 16: 2.95%
|  | 20 | 0: 0; 2020 1: 3.75%; 2021 2: 7.219%; 2022 3: 6.677%; 2023 4: 6.177%; 2024 5: 5.713%; 2025 6: 5.285%; 2026 7: 4.888%; 2027 8: 4.522%; 2028 9: 4.462%; 2029 10: 4.461%; 2030 11: 4.462%; 2031 12: 4.461%; 2032 13: 4.462%; 2033 14: 4.461%; 2034 15: 4.462%; 2035 16: 4.461%; 2036 17: 4.462%; 2037 18: 4.461%; 2038 19: 4.462%; 2039 20: 4.461%; 2040 21: 2.231%
Revenue Requirement by vintage year
2012 $000
|  |  |  | 2020 | 2021 | 2022 | 2023 | 2024 | 2025 | 2026 | 2027 | 2028 | 2029 | 2030 | 2031 | 2032 | 2033 | 2034 | 2035 | 2036 | 2037 | 2038 | 2039 | 2040 | 2041 | 2042 | 2043 | 2044 | 2045 | 2046 | 2047 | 2048 | 2049 | 2050 | 2051 | 2052 | 2053 | 2054 | 2055 | 2056 | 2057 | 2058 | 2059 | 2060 | 2061 | 2062 | 2063 | 2064 | 2065 | 2066 | 2067 | 2068 | 2069 | 2070 | 2071 | 2072 | 2073 | 2074 | 2075
|  | 2020 | 0% | 5170.8613 | 4874.3645 | 4580.945 | 4366.3047 | 4181.2066 | 4018.2653 | 3899.6372 | 3803.1658 | 3706.6945 | 3610.2231 | 3513.7517 | 3417.2803 | 3320.8089 | 3224.3376 | 1757.4051 | 3127.8662 | 3031.3948 | 2934.9234 | 2838.452 | 2741.9807 | 2645.5093 | 2549.0379 | 2452.5665 | 2356.0951 | 2259.6238 | 2163.1524 | 2066.681 | 1970.2096 | 1873.7382 | 1777.2669 | 0 | 0 | 0 | 0 | 0 | 0 | 0 | 0 | 0 | 0 | 0 | 0 | 0 | 0 | 0 | 0 | 0 | 0 | 0 | 0 | 0 | 0 | 0 | 0 | 0 | 0
|  | 2021 | -6.747% |  | 4821.9685 | 4545.4771 | 4271.8555 | 4071.6976 | 3899.0886 | 3747.1414 | 3636.5175 | 3546.5553 | 3456.5931 | 3366.631 | 3276.6688 | 3186.7066 | 3096.7444 | 3006.7823 | 1638.828 | 2916.8201 | 2826.8579 | 2736.8957 | 2646.9335 | 2556.9714 | 2467.0092 | 2377.047 | 2287.0848 | 2197.1226 | 2107.1605 | 2017.1983 | 1927.2361 | 1837.2739 | 1747.3118 | 1657.3496 | 0 | 0 | 0 | 0 | 0 | 0 | 0 | 0 | 0 | 0 | 0 | 0 | 0 | 0 | 0 | 0 | 0 | 0 | 0 | 0 | 0 | 0 | 0 | 0 | 0
|  | 2022 | -5.185% |  |  | 4571.931 | 4309.7768 | 4050.3435 | 3860.5645 | 3696.906 | 3552.8378 | 3447.9502 | 3362.6529 | 3277.3556 | 3192.0583 | 3106.761 | 3021.4637 | 2936.1664 | 2850.8691 | 1553.8485 | 2765.5718 | 2680.2745 | 2594.9772 | 2509.6799 | 2424.3826 | 2339.0853 | 2253.788 | 2168.4908 | 2083.1935 | 1997.8962 | 1912.5989 | 1827.3016 | 1742.0043 | 1656.707 | 1571.4097 | 0 | 0 | 0 | 0 | 0 | 0 | 0 | 0 | 0 | 0 | 0 | 0 | 0 | 0 | 0 | 0 | 0 | 0 | 0 | 0 | 0 | 0 | 0 | 0
|  | 2023 | -5.469% |  |  |  | 4321.8936 | 4074.0765 | 3828.8314 | 3649.4315 | 3494.7234 | 3358.5342 | 3259.3829 | 3178.7505 | 3098.1181 | 3017.4856 | 2936.8532 | 2856.2208 | 2775.5884 | 2694.956 | 1468.869 | 2614.3236 | 2533.6912 | 2453.0587 | 2372.4263 | 2291.7939 | 2211.1615 | 2130.5291 | 2049.8967 | 1969.2643 | 1888.6318 | 1807.9994 | 1727.367 | 1646.7346 | 1566.1022 | 1485.4698 | 0 | 0 | 0 | 0 | 0 | 0 | 0 | 0 | 0 | 0 | 0 | 0 | 0 | 0 | 0 | 0 | 0 | 0 | 0 | 0 | 0 | 0 | 0
|  | 2024 | -5.785% |  |  |  |  | 4071.8561 | 3838.3761 | 3607.3194 | 3438.2984 | 3292.5408 | 3164.2306 | 3070.8156 | 2994.848 | 2918.8805 | 2842.913 | 2766.9454 | 2690.9779 | 2615.0104 | 2539.0429 | 1383.8895 | 2463.0753 | 2387.1078 | 2311.1403 | 2235.1727 | 2159.2052 | 2083.2377 | 2007.2701 | 1931.3026 | 1855.3351 | 1779.3675 | 1703.4 | 1627.4325 | 1551.4649 | 1475.4974 | 1399.5299 | 0 | 0 | 0 | 0 | 0 | 0 | 0 | 0 | 0 | 0 | 0 | 0 | 0 | 0 | 0 | 0 | 0 | 0 | 0 | 0 | 0 | 0
|  | 2025 | -6.141% | [5 empty] | 3821.8186 | 3602.6758 | 3385.8074 | 3227.1654 | 3090.3581 | 2969.9271 | 2882.2483 | 2810.9456 | 2739.643 | 2668.3403 | 2597.0377 | 2525.735 | 2454.4324 | 2383.1297 | 1298.91 | 2311.8271 | 2240.5244 | 2169.2218 | 2097.9191 | 2026.6165 | 1955.3138 | 1884.0112 | 1812.7085 | 1741.4059 | 1670.1032 | 1598.8006 | 1527.4979 | 1456.1953 | 1384.8926 | 1313.59 | 0 | 0 | 0 | 0 | 0 | 0 | 0 | 0 | 0 | 0 | 0 | 0 | 0 | 0 | 0 | 0 | 0 | 0 | 0 | 0 | 0
|  | 2026 | -3.25% | [6 empty] | 3697.6175 | 3485.5963 | 3275.7757 | 3122.2892 | 2989.9279 | 2873.4106 | 2788.5812 | 2719.5957 | 2650.6103 | 2581.6248 | 2512.6394 | 2443.6539 | 2374.6684 | 2305.683 | 1256.6981 | 2236.6975 | 2167.712 | 2098.7266 | 2029.7411 | 1960.7557 | 1891.7702 | 1822.7847 | 1753.7993 | 1684.8138 | 1615.8283 | 1546.8429 | 1477.8574 | 1408.872 | 1339.8865 | 1270.901 | 0 | 0 | 0 | 0 | 0 | 0 | 0 | 0 | 0 | 0 | 0 | 0 | 0 | 0 | 0 | 0 | 0 | 0 | 0 | 0
|  | 2027 | -3.359% | [7 empty] | 3573.4163 | 3368.5169 | 3165.744 | 3017.413 | 2889.4977 | 2776.8942 | 2694.9141 | 2628.2459 | 2561.5776 | 2494.9093 | 2428.241 | 2361.5728 | 2294.9045 | 2228.2362 | 1214.4863 | 2161.5679 | 2094.8997 | 2028.2314 | 1961.5631 | 1894.8948 | 1828.2266 | 1761.5583 | 1694.89 | 1628.2217 | 1561.5535 | 1494.8852 | 1428.2169 | 1361.5486 | 1294.8804 | 1228.2121 | 0 | 0 | 0 | 0 | 0 | 0 | 0 | 0 | 0 | 0 | 0 | 0 | 0 | 0 | 0 | 0 | 0 | 0 | 0
|  | 2028 | -3.476% | [8 empty] | 3449.2152 | 3251.4374 | 3055.7124 | 2912.5369 | 2789.0675 | 2680.3777 | 2601.2471 | 2536.896 | 2472.5449 | 2408.1938 | 2343.8427 | 2279.4916 | 2215.1405 | 2150.7895 | 1172.2744 | 2086.4384 | 2022.0873 | 1957.7362 | 1893.3851 | 1829.034 | 1764.6829 | 1700.3318 | 1635.9808 | 1571.6297 | 1507.2786 | 1442.9275 | 1378.5764 | 1314.2253 | 1249.8742 | 1185.5232 | 0 | 0 | 0 | 0 | 0 | 0 | 0 | 0 | 0 | 0 | 0 | 0 | 0 | 0 | 0 | 0 | 0 | 0
|  | 2029 | -3.601% | [9 empty] | 3325.014 | 3134.3579 | 2945.6807 | 2807.6607 | 2688.6373 | 2583.8613 | 2507.58 | 2445.5461 | 2383.5122 | 2321.4783 | 2259.4444 | 2197.4105 | 2135.3766 | 2073.3427 | 1130.0625 | 2011.3088 | 1949.2749 | 1887.241 | 1825.2071 | 1763.1732 | 1701.1393 | 1639.1054 | 1577.0715 | 1515.0376 | 1453.0037 | 1390.9698 | 1328.9359 | 1266.902 | 1204.8681 | 1142.8342 | 0 | 0 | 0 | 0 | 0 | 0 | 0 | 0 | 0 | 0 | 0 | 0 | 0 | 0 | 0 | 0 | 0
|  | 2030 | -3.735% | [10 empty] | 3200.8129 | 3017.2785 | 2835.649 | 2702.7846 | 2588.2071 | 2487.3448 | 2413.9129 | 2354.1962 | 2294.4795 | 2234.7628 | 2175.0461 | 2115.3294 | 2055.6127 | 1995.8959 | 1087.8507 | 1936.1792 | 1876.4625 | 1816.7458 | 1757.0291 | 1697.3124 | 1637.5957 | 1577.879 | 1518.1623 | 1458.4455 | 1398.7288 | 1339.0121 | 1279.2954 | 1219.5787 | 1159.862 | 1100.1453 | 0 | 0 | 0 | 0 | 0 | 0 | 0 | 0 | 0 | 0 | 0 | 0 | 0 | 0 | 0 | 0
|  | 2031 | -1.25% | [11 empty] | 3160.8027 | 2979.5625 | 2800.2034 | 2668.9998 | 2555.8545 | 2456.253 | 2383.739 | 2324.7688 | 2265.7985 | 2206.8283 | 2147.858 | 2088.8877 | 2029.9175 | 1970.9472 | 1074.2525 | 1911.977 | 1853.0067 | 1794.0365 | 1735.0662 | 1676.096 | 1617.1257 | 1558.1555 | 1499.1852 | 1440.215 | 1381.2447 | 1322.2745 | 1263.3042 | 1204.334 | 1145.3637 | 1086.3935 | 0 | 0 | 0 | 0 | 0 | 0 | 0 | 0 | 0 | 0 | 0 | 0 | 0 | 0 | 0
|  | 2032 | -1.266% | [12 empty] | 3120.7926 | 2941.8465 | 2764.7577 | 2635.215 | 2523.5019 | 2425.1612 | 2353.5651 | 2295.3413 | 2237.1175 | 2178.8937 | 2120.6699 | 2062.4461 | 2004.2223 | 1945.9985 | 1060.6544 | 1887.7748 | 1829.551 | 1771.3272 | 1713.1034 | 1654.8796 | 1596.6558 | 1538.432 | 1480.2082 | 1421.9844 | 1363.7606 | 1305.5368 | 1247.313 | 1189.0892 | 1130.8654 | 1072.6416 | 0 | 0 | 0 | 0 | 0 | 0 | 0 | 0 | 0 | 0 | 0 | 0 | 0 | 0
|  | 2033 | -1.282% | [13 empty] | 3080.7824 | 2904.1305 | 2729.3121 | 2601.4302 | 2491.1493 | 2394.0694 | 2323.3912 | 2265.9139 | 2208.4365 | 2150.9592 | 2093.4818 | 2036.0045 | 1978.5272 | 1921.0498 | 1047.0563 | 1863.5725 | 1806.0952 | 1748.6178 | 1691.1405 | 1633.6632 | 1576.1858 | 1518.7085 | 1461.2312 | 1403.7538 | 1346.2765 | 1288.7992 | 1231.3218 | 1173.8445 | 1116.3672 | 1058.8898 | 0 | 0 | 0 | 0 | 0 | 0 | 0 | 0 | 0 | 0 | 0 | 0 | 0
|  | 2034 | -1.299% | [14 empty] | 3040.7722 | 2866.4146 | 2693.8665 | 2567.6453 | 2458.7967 | 2362.9776 | 2293.2173 | 2236.4864 | 2179.7555 | 2123.0246 | 2066.2938 | 2009.5629 | 1952.832 | 1896.1011 | 1033.4581 | 1839.3703 | 1782.6394 | 1725.9085 | 1669.1776 | 1612.4468 | 1555.7159 | 1498.985 | 1442.2541 | 1385.5233 | 1328.7924 | 1272.0615 | 1215.3306 | 1158.5998 | 1101.8689 | 1045.138 | 0 | 0 | 0 | 0 | 0 | 0 | 0 | 0 | 0 | 0 | 0 | 0
|  | 2035 | -1.316% | [15 empty] | 3000.7621 | 2828.6986 | 2658.4209 | 2533.8605 | 2426.4442 | 2331.8858 | 2263.0434 | 2207.0589 | 2151.0745 | 2095.0901 | 2039.1057 | 1983.1213 | 1927.1369 | 1871.1524 | 1019.86 | 1815.168 | 1759.1836 | 1703.1992 | 1647.2148 | 1591.2304 | 1535.2459 | 1479.2615 | 1423.2771 | 1367.2927 | 1311.3083 | 1255.3239 | 1199.3394 | 1143.355 | 1087.3706 | 1031.3862 | 0 | 0 | 0 | 0 | 0 | 0 | 0 | 0 | 0 | 0 | 0
|  | 2036 | -1.333% | [16 empty] | 2960.7519 | 2790.9826 | 2622.9753 | 2500.0757 | 2394.0916 | 2300.794 | 2232.8695 | 2177.6315 | 2122.3935 | 2067.1556 | 2011.9176 | 1956.6797 | 1901.4417 | 1846.2037 | 1006.2619 | 1790.9658 | 1735.7278 | 1680.4899 | 1625.2519 | 1570.014 | 1514.776 | 1459.538 | 1404.3001 | 1349.0621 | 1293.8242 | 1238.5862 | 1183.3483 | 1128.1103 | 1072.8723 | 1017.6344 | 0 | 0 | 0 | 0 | 0 | 0 | 0 | 0 | 0 | 0
|  | 2037 | -1.351% | [17 empty] | 2920.7417 | 2753.2666 | 2587.5297 | 2466.2909 | 2361.739 | 2269.7021 | 2202.6955 | 2148.204 | 2093.7125 | 2039.221 | 1984.7295 | 1930.238 | 1875.7465 | 1821.255 | 992.6637 | 1766.7635 | 1712.272 | 1657.7806 | 1603.2891 | 1548.7976 | 1494.3061 | 1439.8146 | 1385.3231 | 1330.8316 | 1276.3401 | 1221.8486 | 1167.3571 | 1112.8656 | 1058.3741 | 1003.8826 | 0 | 0 | 0 | 0 | 0 | 0 | 0 | 0 | 0
|  | 2038 | -1.37% | [18 empty] | 2880.7316 | 2715.5506 | 2552.0841 | 2432.5061 | 2329.3864 | 2238.6103 | 2172.5216 | 2118.7766 | 2065.0315 | 2011.2865 | 1957.5415 | 1903.7964 | 1850.0514 | 1796.3063 | 979.0656 | 1742.5613 | 1688.8163 | 1635.0712 | 1581.3262 | 1527.5811 | 1473.8361 | 1420.0911 | 1366.346 | 1312.601 | 1258.8559 | 1205.1109 | 1151.3659 | 1097.6208 | 1043.8758 | 990.1307 | 0 | 0 | 0 | 0 | 0 | 0 | 0 | 0
|  | 2039 | -1.389% | [19 empty] | 2840.7214 | 2677.8346 | 2516.6385 | 2398.7213 | 2297.0338 | 2207.5185 | 2142.3477 | 2089.3491 | 2036.3506 | 1983.352 | 1930.3534 | 1877.3548 | 1824.3562 | 1771.3576 | 965.4675 | 1718.3591 | 1665.3605 | 1612.3619 | 1559.3633 | 1506.3647 | 1453.3662 | 1400.3676 | 1347.369 | 1294.3704 | 1241.3718 | 1188.3733 | 1135.3747 | 1082.3761 | 1029.3775 | 976.3789 | 0 | 0 | 0 | 0 | 0 | 0 | 0
|  | 2040 | -1.408% | [20 empty] | 2800.7113 | 2640.1187 | 2481.1928 | 2364.9365 | 2264.6812 | 2176.4267 | 2112.1738 | 2059.9217 | 2007.6696 | 1955.4174 | 1903.1653 | 1850.9132 | 1798.6611 | 1746.4089 | 951.8693 | 1694.1568 | 1641.9047 | 1589.6526 | 1537.4005 | 1485.1483 | 1432.8962 | 1380.6441 | 1328.392 | 1276.1398 | 1223.8877 | 1171.6356 | 1119.3835 | 1067.1314 | 1014.8792 | 962.6271 | 0 | 0 | 0 | 0 | 0 | 0
|  | 2041 | -1.429% | [21 empty] | 2760.7011 | 2602.4027 | 2445.7472 | 2331.1517 | 2232.3286 | 2145.3349 | 2081.9999 | 2030.4942 | 1978.9886 | 1927.4829 | 1875.9772 | 1824.4716 | 1772.9659 | 1721.4602 | 938.2712 | 1669.9546 | 1618.4489 | 1566.9433 | 1515.4376 | 1463.9319 | 1412.4263 | 1360.9206 | 1309.4149 | 1257.9093 | 1206.4036 | 1154.898 | 1103.3923 | 1051.8866 | 1000.381 | 948.8753 | 0 | 0 | 0 | 0 | 0
|  | 2042 | -1.449% | [22 empty] | 2720.6909 | 2564.6867 | 2410.3016 | 2297.3669 | 2199.976 | 2114.2431 | 2051.826 | 2001.0668 | 1950.3076 | 1899.5484 | 1848.7892 | 1798.03 | 1747.2708 | 1696.5116 | 924.6731 | 1645.7523 | 1594.9931 | 1544.2339 | 1493.4747 | 1442.7155 | 1391.9563 | 1341.1971 | 1290.4379 | 1239.6787 | 1188.9195 | 1138.1603 | 1087.4011 | 1036.6419 | 985.8827 | 935.1235 | 0 | 0 | 0 | 0
|  | 2043 | -1.471% | 2043: 2680.6808; 2044: 2526.9707; 2045: 2374.856; 2046: 2263.5821; 2047: 2167.6234; 2048: 2083.1513; 2049: 2021.6521; 2050: 1971.6393; 2051: 1921.6266; 2052: 1871.6138; 2053: 1821.6011; 2054: 1771.5883; 2055: 1721.5756; 2056: 1671.5629; 2057: 911.0749; 2058: 1621.5501; 2059: 1571.5374; 2060: 1521.5246; 2061: 1471.5119; 2062: 1421.4991; 2063: 1371.4864; 2064: 1321.4736; 2065: 1271.4609; 2066: 1221.4481; 2067: 1171.4354; 2068: 1121.4227; 2069: 1071.4099; 2070: 1021.3972; 2071: 971.3844; 2072: 921.3717; 2073: 0; 2074: 0; 2075: 0
|  | 2044 | -1.493% | 2044: 2640.6706; 2045: 2489.2547; 2046: 2339.4104; 2047: 2229.7973; 2048: 2135.2709; 2049: 2052.0595; 2050: 1991.4782; 2051: 1942.2119; 2052: 1892.9456; 2053: 1843.6793; 2054: 1794.413; 2055: 1745.1467; 2056: 1695.8804; 2057: 1646.6142; 2058: 897.4768; 2059: 1597.3479; 2060: 1548.0816; 2061: 1498.8153; 2062: 1449.549; 2063: 1400.2827; 2064: 1351.0164; 2065: 1301.7501; 2066: 1252.4839; 2067: 1203.2176; 2068: 1153.9513; 2069: 1104.685; 2070: 1055.4187; 2071: 1006.1524; 2072: 956.8861; 2073: 907.6199; 2074: 0; 2075: 0
|  | 2045 | -1.515% | 2045: 2600.6605; 2046: 2451.5388; 2047: 2303.9648; 2048: 2196.0125; 2049: 2102.9183; 2050: 2020.9677; 2051: 1961.3042; 2052: 1912.7844; 2053: 1864.2646; 2054: 1815.7448; 2055: 1767.2249; 2056: 1718.7051; 2057: 1670.1853; 2058: 1621.6655; 2059: 883.8787; 2060: 1573.1456; 2061: 1524.6258; 2062: 1476.106; 2063: 1427.5861; 2064: 1379.0663; 2065: 1330.5465; 2066: 1282.0267; 2067: 1233.5068; 2068: 1184.987; 2069: 1136.4672; 2070: 1087.9473; 2071: 1039.4275; 2072: 990.9077; 2073: 942.3879; 2074: 893.868; 2075: 0
|  | 2046 | -1.538% | 2046: 2560.6503; 2047: 2413.8228; 2048: 2268.5192; 2049: 2162.2277; 2050: 2070.5657; 2051: 1989.8759; 2052: 1931.1303; 2053: 1883.357; 2054: 1835.5836; 2055: 1787.8102; 2056: 1740.0369; 2057: 1692.2635; 2058: 1644.4901; 2059: 1596.7168; 2060: 870.2805; 2061: 1548.9434; 2062: 1501.17; 2063: 1453.3966; 2064: 1405.6233; 2065: 1357.8499; 2066: 1310.0765; 2067: 1262.3032; 2068: 1214.5298; 2069: 1166.7564; 2070: 1118.9831; 2071: 1071.2097; 2072: 1023.4363; 2073: 975.663; 2074: 927.8896; 2075: 880.1162
|  | 2047 | -1.562% | 2047: 2520.6401; 2048: 2376.1068; 2049: 2233.0736; 2050: 2128.4429; 2051: 2038.2131; 2052: 1958.784; 2053: 1900.9564; 2054: 1853.9295; 2055: 1806.9026; 2056: 1759.8757; 2057: 1712.8488; 2058: 1665.8219; 2059: 1618.795; 2060: 1571.7681; 2061: 856.6824; 2062: 1524.7411; 2063: 1477.7142; 2064: 1430.6873; 2065: 1383.6604; 2066: 1336.6335; 2067: 1289.6066; 2068: 1242.5797; 2069: 1195.5528; 2070: 1148.5259; 2071: 1101.499; 2072: 1054.472; 2073: 1007.4451; 2074: 960.4182; 2075: 913.3913
|  | 2048 | -1.587% | 2048: 2480.63; 2049: 2338.3908; 2050: 2197.6279; 2051: 2094.658; 2052: 2005.8605; 2053: 1927.6922; 2054: 1870.7825; 2055: 1824.5021; 2056: 1778.2216; 2057: 1731.9412; 2058: 1685.6607; 2059: 1639.3803; 2060: 1593.0998; 2061: 1546.8194; 2062: 843.0843; 2063: 1500.5389; 2064: 1454.2585; 2065: 1407.978; 2066: 1361.6976; 2067: 1315.4171; 2068: 1269.1366; 2069: 1222.8562; 2070: 1176.5757; 2071: 1130.2953; 2072: 1084.0148; 2073: 1037.7344; 2074: 991.4539; 2075: 945.1735
|  | 2049 | -1.613% | 2049: 2440.6198; 2050: 2300.6748; 2051: 2162.1823; 2052: 2060.8732; 2053: 1973.5079; 2054: 1896.6004; 2055: 1840.6086; 2056: 1795.0746; 2057: 1749.5406; 2058: 1704.0066; 2059: 1658.4726; 2060: 1612.9386; 2061: 1567.4046; 2062: 1521.8707; 2063: 829.4861; 2064: 1476.3367; 2065: 1430.8027; 2066: 1385.2687; 2067: 1339.7347; 2068: 1294.2007; 2069: 1248.6667; 2070: 1203.1327; 2071: 1157.5987; 2072: 1112.0647; 2073: 1066.5307; 2074: 1020.9967; 2075: 975.4627
|  | 2050 | -1.639% | 2050: 2400.6097; 2051: 2262.9589; 2052: 2126.7367; 2053: 2027.0884; 2054: 1941.1553; 2055: 1865.5086; 2056: 1810.4347; 2057: 1765.6472; 2058: 1720.8596; 2059: 1676.0721; 2060: 1631.2846; 2061: 1586.497; 2062: 1541.7095; 2063: 1496.922; 2064: 815.888; 2065: 1452.1344; 2066: 1407.3469; 2067: 1362.5594; 2068: 1317.7718; 2069: 1272.9843; 2070: 1228.1968; 2071: 1183.4092; 2072: 1138.6217; 2073: 1093.8342; 2074: 1049.0466; 2075: 1004.2591
Revenue Requirement by vintage year
2012 $/MW-wk
| Aurora Input |  | Levelized Cost | 2020 | 2021 | 2022 | 2023 | 2024 | 2025 | 2026 | 2027 | 2028 | 2029 | 2030 | 2031 | 2032 | 2033 | 2034 | 2035 | 2036 | 2037 | 2038 | 2039 | 2040 | 2041 | 2042 | 2043 | 2044 | 2045 | 2046 | 2047 | 2048 | 2049 | 2050 | 2051 | 2052 | 2053 | 2054 | 2055 | 2056 | 2057 | 2058 | 2059 | 2060 | 2061 | 2062 | 2063 | 2064 | 2065 | 2066 | 2067 | 2068 | 2069 | 2070 | 2071 | 2072 | 2073 | 2074 | 2075
|  | 2020 | 2663.6672 | 3977.5856 | 3749.5111 | 3523.8038 | 3358.6959 | 3216.3128 | 3090.9733 | 2999.7209 | 2925.5122 | 2851.3034 | 2777.0947 | 2702.8859 | 2628.6772 | 2554.4684 | 2480.2597 | 1351.8501 | 2406.0509 | 2331.8422 | 2257.6334 | 2183.4246 | 2109.2159 | 2035.0071 | 1960.7984 | 1886.5896 | 1812.3809 | 1738.1721 | 1663.9634 | 1589.7546 | 1515.5459 | 1441.3371 | 1367.1284 | 0 | 0 | 0 | 0 | 0 | 0 | 0 | 0 | 0 | 0 | 0 | 0 | 0 | 0 | 0 | 0 | 0 | 0 | 0 | 0 | 0 | 0 | 0 | 0 | 0 | 0
|  | 2021 | 2483.942 |  | 3709.2065 | 3496.5209 | 3286.0427 | 3132.0751 | 2999.2989 | 2882.4164 | 2797.3212 | 2728.1195 | 2658.9178 | 2589.7161 | 2520.5145 | 2451.3128 | 2382.1111 | 2312.9094 | 1260.6369 | 2243.7078 | 2174.5061 | 2105.3044 | 2036.1027 | 1966.901 | 1897.6994 | 1828.4977 | 1759.296 | 1690.0943 | 1620.8927 | 1551.691 | 1482.4893 | 1413.2876 | 1344.086 | 1274.8843 | 0 | 0 | 0 | 0 | 0 | 0 | 0 | 0 | 0 | 0 | 0 | 0 | 0 | 0 | 0 | 0 | 0 | 0 | 0 | 0 | 0 | 0 | 0 | 0 | 0
|  | 2022 | 2355.1401 |  |  | 3516.87 | 3315.2129 | 3115.6488 | 2969.665 | 2843.7739 | 2732.9522 | 2652.2694 | 2586.6561 | 2521.0428 | 2455.4295 | 2389.8162 | 2324.2029 | 2258.5896 | 2192.9762 | 1195.2681 | 2127.3629 | 2061.7496 | 1996.1363 | 1930.523 | 1864.9097 | 1799.2964 | 1733.6831 | 1668.0698 | 1602.4565 | 1536.8432 | 1471.2299 | 1405.6166 | 1340.0033 | 1274.39 | 1208.7767 | 0 | 0 | 0 | 0 | 0 | 0 | 0 | 0 | 0 | 0 | 0 | 0 | 0 | 0 | 0 | 0 | 0 | 0 | 0 | 0 | 0 | 0 | 0 | 0
|  | 2023 | 2226.3382 |  |  |  | 3324.5335 | 3133.905 | 2945.255 | 2807.255 | 2688.2488 | 2583.4879 | 2507.2176 | 2445.1927 | 2383.1677 | 2321.1428 | 2259.1179 | 2197.0929 | 2135.068 | 2073.0431 | 1129.8992 | 2011.0181 | 1948.9932 | 1886.9683 | 1824.9433 | 1762.9184 | 1700.8935 | 1638.8685 | 1576.8436 | 1514.8187 | 1452.7937 | 1390.7688 | 1328.7439 | 1266.7189 | 1204.694 | 1142.6691 | 0 | 0 | 0 | 0 | 0 | 0 | 0 | 0 | 0 | 0 | 0 | 0 | 0 | 0 | 0 | 0 | 0 | 0 | 0 | 0 | 0 | 0 | 0
|  | 2024 | 2097.5364 |  |  |  |  | 3132.197 | 2952.597 | 2774.8611 | 2644.8449 | 2532.7237 | 2434.0236 | 2362.1658 | 2303.7293 | 2245.2927 | 2186.8561 | 2128.4196 | 2069.983 | 2011.5465 | 1953.1099 | 1064.5304 | 1894.6733 | 1836.2368 | 1777.8002 | 1719.3636 | 1660.9271 | 1602.4905 | 1544.0539 | 1485.6174 | 1427.1808 | 1368.7443 | 1310.3077 | 1251.8711 | 1193.4346 | 1134.998 | 1076.5614 | 0 | 0 | 0 | 0 | 0 | 0 | 0 | 0 | 0 | 0 | 0 | 0 | 0 | 0 | 0 | 0 | 0 | 0 | 0 | 0 | 0 | 0
|  | 2025 | 1968.7345 | [5 empty] | 2939.8605 | 2771.2891 | 2604.4673 | 2482.4349 | 2377.1986 | 2284.5593 | 2217.1141 | 2162.2659 | 2107.4177 | 2052.5695 | 1997.7213 | 1942.8731 | 1888.0249 | 1833.1767 | 999.1616 | 1778.3285 | 1723.4803 | 1668.6321 | 1613.7839 | 1558.9357 | 1504.0876 | 1449.2394 | 1394.3912 | 1339.543 | 1284.6948 | 1229.8466 | 1174.9984 | 1120.1502 | 1065.302 | 1010.4538 | 0 | 0 | 0 | 0 | 0 | 0 | 0 | 0 | 0 | 0 | 0 | 0 | 0 | 0 | 0 | 0 | 0 | 0 | 0 | 0 | 0
|  | 2026 | 1904.7547 | [6 empty] | 2844.3211 | 2681.2279 | 2519.8275 | 2401.7609 | 2299.9446 | 2210.3159 | 2145.0625 | 2091.9967 | 2038.931 | 1985.8652 | 1932.7995 | 1879.7338 | 1826.668 | 1773.6023 | 966.6909 | 1720.5365 | 1667.4708 | 1614.4051 | 1561.3393 | 1508.2736 | 1455.2078 | 1402.1421 | 1349.0764 | 1296.0106 | 1242.9449 | 1189.8791 | 1136.8134 | 1083.7477 | 1030.6819 | 977.6162 | 0 | 0 | 0 | 0 | 0 | 0 | 0 | 0 | 0 | 0 | 0 | 0 | 0 | 0 | 0 | 0 | 0 | 0 | 0 | 0
|  | 2027 | 1840.775 | [7 empty] | 2748.7818 | 2591.1668 | 2435.1877 | 2321.087 | 2222.6906 | 2136.0724 | 2073.0109 | 2021.7276 | 1970.4443 | 1919.161 | 1867.8777 | 1816.5944 | 1765.3111 | 1714.0279 | 934.2202 | 1662.7446 | 1611.4613 | 1560.178 | 1508.8947 | 1457.6114 | 1406.3281 | 1355.0448 | 1303.7616 | 1252.4783 | 1201.195 | 1149.9117 | 1098.6284 | 1047.3451 | 996.0618 | 944.7785 | 0 | 0 | 0 | 0 | 0 | 0 | 0 | 0 | 0 | 0 | 0 | 0 | 0 | 0 | 0 | 0 | 0 | 0 | 0
|  | 2028 | 1776.7952 | [8 empty] | 2653.2424 | 2501.1057 | 2350.548 | 2240.413 | 2145.4366 | 2061.829 | 2000.9593 | 1951.4584 | 1901.9576 | 1852.4568 | 1802.9559 | 1753.4551 | 1703.9543 | 1654.4534 | 901.7495 | 1604.9526 | 1555.4518 | 1505.9509 | 1456.4501 | 1406.9492 | 1357.4484 | 1307.9476 | 1258.4467 | 1208.9459 | 1159.4451 | 1109.9442 | 1060.4434 | 1010.9426 | 961.4417 | 911.9409 | 0 | 0 | 0 | 0 | 0 | 0 | 0 | 0 | 0 | 0 | 0 | 0 | 0 | 0 | 0 | 0 | 0 | 0
|  | 2029 | 1712.8154 | [9 empty] | 2557.7031 | 2411.0446 | 2265.9082 | 2159.739 | 2068.1825 | 1987.5856 | 1928.9077 | 1881.1893 | 1833.4709 | 1785.7525 | 1738.0341 | 1690.3158 | 1642.5974 | 1594.879 | 869.2789 | 1547.1606 | 1499.4422 | 1451.7238 | 1404.0055 | 1356.2871 | 1308.5687 | 1260.8503 | 1213.1319 | 1165.4135 | 1117.6952 | 1069.9768 | 1022.2584 | 974.54 | 926.8216 | 879.1032 | 0 | 0 | 0 | 0 | 0 | 0 | 0 | 0 | 0 | 0 | 0 | 0 | 0 | 0 | 0 | 0 | 0
|  | 2030 | 1648.8356 | [10 empty] | 2462.1637 | 2320.9834 | 2181.2684 | 2079.0651 | 1990.9285 | 1913.3422 | 1856.8561 | 1810.9202 | 1764.9842 | 1719.0483 | 1673.1124 | 1627.1764 | 1581.2405 | 1535.3046 | 836.8082 | 1489.3686 | 1443.4327 | 1397.4968 | 1351.5608 | 1305.6249 | 1259.689 | 1213.753 | 1167.8171 | 1121.8812 | 1075.9453 | 1030.0093 | 984.0734 | 938.1375 | 892.2015 | 846.2656 | 0 | 0 | 0 | 0 | 0 | 0 | 0 | 0 | 0 | 0 | 0 | 0 | 0 | 0 | 0 | 0
|  | 2031 | 1628.2252 | [11 empty] | 2431.3867 | 2291.9711 | 2154.0026 | 2053.0767 | 1966.0419 | 1889.4254 | 1833.6454 | 1788.2837 | 1742.9219 | 1697.5602 | 1652.1985 | 1606.8367 | 1561.475 | 1516.1133 | 826.3481 | 1470.7515 | 1425.3898 | 1380.0281 | 1334.6663 | 1289.3046 | 1243.9429 | 1198.5811 | 1153.2194 | 1107.8577 | 1062.4959 | 1017.1342 | 971.7725 | 926.4107 | 881.049 | 835.6873 | 0 | 0 | 0 | 0 | 0 | 0 | 0 | 0 | 0 | 0 | 0 | 0 | 0 | 0 | 0
|  | 2032 | 1607.6147 | [12 empty] | 2400.6097 | 2262.9589 | 2126.7367 | 2027.0884 | 1941.1553 | 1865.5086 | 1810.4347 | 1765.6472 | 1720.8596 | 1676.0721 | 1631.2846 | 1586.497 | 1541.7095 | 1496.922 | 815.888 | 1452.1344 | 1407.3469 | 1362.5594 | 1317.7718 | 1272.9843 | 1228.1968 | 1183.4092 | 1138.6217 | 1093.8342 | 1049.0466 | 1004.2591 | 959.4716 | 914.684 | 869.8965 | 825.109 | 0 | 0 | 0 | 0 | 0 | 0 | 0 | 0 | 0 | 0 | 0 | 0 | 0 | 0
|  | 2033 | 1587.0043 | [13 empty] | 2369.8326 | 2233.9466 | 2099.4709 | 2001.1001 | 1916.2687 | 1841.5918 | 1787.224 | 1743.0107 | 1698.7973 | 1654.584 | 1610.3707 | 1566.1573 | 1521.944 | 1477.7306 | 805.4279 | 1433.5173 | 1389.304 | 1345.0906 | 1300.8773 | 1256.664 | 1212.4506 | 1168.2373 | 1124.024 | 1079.8106 | 1035.5973 | 991.384 | 947.1706 | 902.9573 | 858.744 | 814.5306 | 0 | 0 | 0 | 0 | 0 | 0 | 0 | 0 | 0 | 0 | 0 | 0 | 0
|  | 2034 | 1566.3938 | [14 empty] | 2339.0556 | 2204.9343 | 2072.205 | 1975.1118 | 1891.3821 | 1817.6751 | 1764.0133 | 1720.3742 | 1676.735 | 1633.0959 | 1589.4567 | 1545.8176 | 1502.1785 | 1458.5393 | 794.9678 | 1414.9002 | 1371.2611 | 1327.6219 | 1283.9828 | 1240.3437 | 1196.7045 | 1153.0654 | 1109.4263 | 1065.7871 | 1022.148 | 978.5089 | 934.8697 | 891.2306 | 847.5915 | 803.9523 | 0 | 0 | 0 | 0 | 0 | 0 | 0 | 0 | 0 | 0 | 0 | 0
|  | 2035 | 1545.7834 | [15 empty] | 2308.2785 | 2175.922 | 2044.9392 | 1949.1235 | 1866.4955 | 1793.7583 | 1740.8026 | 1697.7377 | 1654.6727 | 1611.6078 | 1568.5428 | 1525.4779 | 1482.413 | 1439.348 | 784.5077 | 1396.2831 | 1353.2182 | 1310.1532 | 1267.0883 | 1224.0234 | 1180.9584 | 1137.8935 | 1094.8285 | 1051.7636 | 1008.6987 | 965.6337 | 922.5688 | 879.5039 | 836.4389 | 793.374 | 0 | 0 | 0 | 0 | 0 | 0 | 0 | 0 | 0 | 0 | 0
|  | 2036 | 1525.173 | [16 empty] | 2277.5015 | 2146.9097 | 2017.6733 | 1923.1352 | 1841.6089 | 1769.8415 | 1717.5919 | 1675.1011 | 1632.6104 | 1590.1197 | 1547.6289 | 1505.1382 | 1462.6475 | 1420.1567 | 774.0476 | 1377.666 | 1335.1753 | 1292.6845 | 1250.1938 | 1207.703 | 1165.2123 | 1122.7216 | 1080.2308 | 1037.7401 | 995.2494 | 952.7586 | 910.2679 | 867.7772 | 825.2864 | 782.7957 | 0 | 0 | 0 | 0 | 0 | 0 | 0 | 0 | 0 | 0
|  | 2037 | 1504.5625 | [17 empty] | 2246.7244 | 2117.8974 | 1990.4074 | 1897.1469 | 1816.7223 | 1745.9247 | 1694.3812 | 1652.4646 | 1610.5481 | 1568.6316 | 1526.715 | 1484.7985 | 1442.882 | 1400.9654 | 763.5875 | 1359.0489 | 1317.1323 | 1275.2158 | 1233.2993 | 1191.3827 | 1149.4662 | 1107.5497 | 1065.6331 | 1023.7166 | 981.8 | 939.8835 | 897.967 | 856.0504 | 814.1339 | 772.2174 | 0 | 0 | 0 | 0 | 0 | 0 | 0 | 0 | 0
|  | 2038 | 1483.9521 | [18 empty] | 2215.9474 | 2088.8851 | 1963.1416 | 1871.1586 | 1791.8357 | 1722.008 | 1671.1705 | 1629.8281 | 1588.4858 | 1547.1435 | 1505.8011 | 1464.4588 | 1423.1165 | 1381.7741 | 753.1274 | 1340.4318 | 1299.0894 | 1257.7471 | 1216.4048 | 1175.0624 | 1133.7201 | 1092.3777 | 1051.0354 | 1009.6931 | 968.3507 | 927.0084 | 885.6661 | 844.3237 | 802.9814 | 761.639 | 0 | 0 | 0 | 0 | 0 | 0 | 0 | 0
|  | 2039 | 1463.3416 | [19 empty] | 2185.1703 | 2059.8728 | 1935.8757 | 1845.1702 | 1766.9491 | 1698.0912 | 1647.9598 | 1607.1916 | 1566.4235 | 1525.6554 | 1484.8872 | 1444.1191 | 1403.3509 | 1362.5828 | 742.6673 | 1321.8147 | 1281.0465 | 1240.2784 | 1199.5102 | 1158.7421 | 1117.974 | 1077.2058 | 1036.4377 | 995.6696 | 954.9014 | 914.1333 | 873.3651 | 832.597 | 791.8289 | 751.0607 | 0 | 0 | 0 | 0 | 0 | 0 | 0
|  | 2040 | 1442.7312 | [20 empty] | 2154.3933 | 2030.8605 | 1908.6099 | 1819.1819 | 1742.0625 | 1674.1744 | 1624.7491 | 1584.5551 | 1544.3612 | 1504.1673 | 1463.9733 | 1423.7794 | 1383.5854 | 1343.3915 | 732.2072 | 1303.1976 | 1263.0036 | 1222.8097 | 1182.6157 | 1142.4218 | 1102.2279 | 1062.0339 | 1021.84 | 981.646 | 941.4521 | 901.2582 | 861.0642 | 820.8703 | 780.6763 | 740.4824 | 0 | 0 | 0 | 0 | 0 | 0
|  | 2041 | 1422.1207 | [21 empty] | 2123.6162 | 2001.8482 | 1881.344 | 1793.1936 | 1717.1759 | 1650.2576 | 1601.5384 | 1561.9186 | 1522.2989 | 1482.6792 | 1443.0594 | 1403.4397 | 1363.8199 | 1324.2002 | 721.7471 | 1284.5805 | 1244.9607 | 1205.341 | 1165.7212 | 1126.1015 | 1086.4817 | 1046.862 | 1007.2423 | 967.6225 | 928.0028 | 888.383 | 848.7633 | 809.1436 | 769.5238 | 729.9041 | 0 | 0 | 0 | 0 | 0
|  | 2042 | 1401.5103 | [22 empty] | 2092.8392 | 1972.8359 | 1854.0782 | 1767.2053 | 1692.2893 | 1626.3408 | 1578.3277 | 1539.2821 | 1500.2366 | 1461.1911 | 1422.1455 | 1383.1 | 1344.0544 | 1305.0089 | 711.287 | 1265.9633 | 1226.9178 | 1187.8723 | 1148.8267 | 1109.7812 | 1070.7356 | 1031.6901 | 992.6446 | 953.599 | 914.5535 | 875.5079 | 836.4624 | 797.4168 | 758.3713 | 719.3258 | 0 | 0 | 0 | 0
|  | 2043 | 1380.8998 | 2043: 2062.0621; 2044: 1943.8236; 2045: 1826.8123; 2046: 1741.217; 2047: 1667.4027; 2048: 1602.4241; 2049: 1555.117; 2050: 1516.6456; 2051: 1478.1743; 2052: 1439.7029; 2053: 1401.2316; 2054: 1362.7603; 2055: 1324.2889; 2056: 1285.8176; 2057: 700.8269; 2058: 1247.3462; 2059: 1208.8749; 2060: 1170.4035; 2061: 1131.9322; 2062: 1093.4609; 2063: 1054.9895; 2064: 1016.5182; 2065: 978.0468; 2066: 939.5755; 2067: 901.1042; 2068: 862.6328; 2069: 824.1615; 2070: 785.6901; 2071: 747.2188; 2072: 708.7474; 2073: 0; 2074: 0; 2075: 0
|  | 2044 | 1360.2894 | 2044: 2031.2851; 2045: 1914.8113; 2046: 1799.5465; 2047: 1715.2287; 2048: 1642.516; 2049: 1578.5073; 2050: 1531.9063; 2051: 1494.0091; 2052: 1456.112; 2053: 1418.2148; 2054: 1380.3177; 2055: 1342.4206; 2056: 1304.5234; 2057: 1266.6263; 2058: 690.3668; 2059: 1228.7291; 2060: 1190.832; 2061: 1152.9348; 2062: 1115.0377; 2063: 1077.1406; 2064: 1039.2434; 2065: 1001.3463; 2066: 963.4491; 2067: 925.552; 2068: 887.6548; 2069: 849.7577; 2070: 811.8605; 2071: 773.9634; 2072: 736.0663; 2073: 698.1691; 2074: 0; 2075: 0
|  | 2045 | 1339.6789 | 2045: 2000.508; 2046: 1885.799; 2047: 1772.2806; 2048: 1689.2404; 2049: 1617.6294; 2050: 1554.5905; 2051: 1508.6956; 2052: 1471.3726; 2053: 1434.0497; 2054: 1396.7267; 2055: 1359.4038; 2056: 1322.0809; 2057: 1284.7579; 2058: 1247.435; 2059: 679.9067; 2060: 1210.112; 2061: 1172.7891; 2062: 1135.4661; 2063: 1098.1432; 2064: 1060.8202; 2065: 1023.4973; 2066: 986.1744; 2067: 948.8514; 2068: 911.5285; 2069: 874.2055; 2070: 836.8826; 2071: 799.5596; 2072: 762.2367; 2073: 724.9137; 2074: 687.5908; 2075: 0
|  | 2046 | 1319.0685 | 2046: 1969.731; 2047: 1856.7868; 2048: 1745.0147; 2049: 1663.252; 2050: 1592.7428; 2051: 1530.6737; 2052: 1485.4849; 2053: 1448.7361; 2054: 1411.9874; 2055: 1375.2386; 2056: 1338.4899; 2057: 1301.7411; 2058: 1264.9924; 2059: 1228.2437; 2060: 669.4466; 2061: 1191.4949; 2062: 1154.7462; 2063: 1117.9974; 2064: 1081.2487; 2065: 1044.4999; 2066: 1007.7512; 2067: 971.0024; 2068: 934.2537; 2069: 897.5049; 2070: 860.7562; 2071: 824.0075; 2072: 787.2587; 2073: 750.51; 2074: 713.7612; 2075: 677.0125
|  | 2047 | 1287.1587 | 2047: 1938.954; 2048: 1827.7745; 2049: 1717.7489; 2050: 1637.2637; 2051: 1567.8562; 2052: 1506.757; 2053: 1462.2742; 2054: 1426.0996; 2055: 1389.9251; 2056: 1353.7505; 2057: 1317.576; 2058: 1281.4014; 2059: 1245.2269; 2060: 1209.0523; 2061: 658.9865; 2062: 1172.8778; 2063: 1136.7033; 2064: 1100.5287; 2065: 1064.3542; 2066: 1028.1796; 2067: 992.0051; 2068: 955.8305; 2069: 919.656; 2070: 883.4814; 2071: 847.3069; 2072: 811.1323; 2073: 774.9578; 2074: 738.7832; 2075: 702.6087
|  | 2048 | 1254.4999 | 2048: 1908.1769; 2049: 1798.7622; 2050: 1690.483; 2051: 1611.2754; 2052: 1542.9696; 2053: 1482.8402; 2054: 1439.0635; 2055: 1403.4631; 2056: 1367.8628; 2057: 1332.2624; 2058: 1296.6621; 2059: 1261.0617; 2060: 1225.4614; 2061: 1189.861; 2062: 648.5264; 2063: 1154.2607; 2064: 1118.6603; 2065: 1083.06; 2066: 1047.4597; 2067: 1011.8593; 2068: 976.259; 2069: 940.6586; 2070: 905.0583; 2071: 869.4579; 2072: 833.8576; 2073: 798.2572; 2074: 762.6569; 2075: 727.0565
|  | 2049 | 1221.0723 | 2049: 1877.3999; 2050: 1769.7499; 2051: 1663.2172; 2052: 1585.2871; 2053: 1518.083; 2054: 1458.9234; 2055: 1415.8528; 2056: 1380.8266; 2057: 1345.8005; 2058: 1310.7743; 2059: 1275.7482; 2060: 1240.722; 2061: 1205.6959; 2062: 1170.6697; 2063: 638.0663; 2064: 1135.6436; 2065: 1100.6174; 2066: 1065.5913; 2067: 1030.5651; 2068: 995.539; 2069: 960.5128; 2070: 925.4867; 2071: 890.4606; 2072: 855.4344; 2073: 820.4083; 2074: 785.3821; 2075: 750.356
|  | 2050 | 1186.8564 | 2050: 1846.6228; 2051: 1740.7376; 2052: 1635.9513; 2053: 1559.2988; 2054: 1493.1964; 2055: 1435.0066; 2056: 1392.6421; 2057: 1358.1901; 2058: 1323.7382; 2059: 1289.2862; 2060: 1254.8343; 2061: 1220.3823; 2062: 1185.9304; 2063: 1151.4784; 2064: 627.6061; 2065: 1117.0265; 2066: 1082.5745; 2067: 1048.1226; 2068: 1013.6706; 2069: 979.2187; 2070: 944.7667; 2071: 910.3148; 2072: 875.8628; 2073: 841.4109; 2074: 806.9589; 2075: 772.507
|  | Annual Change (%) |  | 0% | -6.747% | -5.185% | -5.469% | -5.785% | -6.141% | -3.25% | -3.359% | -3.476% | -3.601% | -3.735% | -1.25% | -1.266% | -1.282% | -1.299% | -1.316% | -1.333% | -1.351% | -1.37% | -1.389% | -1.408% | -1.429% | -1.449% | -1.471% | -1.493% | -1.515% | -1.538% | -1.562% | -1.587% | -1.613% | -1.639% | 0% | 0% | 0% | 0% | 0% | 0% | 0% | 0% | 0% | 0% | 0% | 0% | 0% | 0% | 0% | 0% | 0% | 0% | 0% | 0% | 0% | 0% | 0% | 0% | 0%
|  | Levelized Capital Cost ($/MW-wk) |  | 2663.6672 | 2483.942 | 2355.1401 | 2226.3382 | 2097.5364 | 1968.7345 | 1904.7547 | 1840.775 | 1776.7952 | 1712.8154 | 1648.8356 | 1628.2252 | 1607.6147 | 1587.0043 | 1566.3938 | 1545.7834 | 1525.173 | 1504.5625 | 1483.9521 | 1463.3416 | 1442.7312 | 1422.1207 | 1401.5103 | 1380.8998 | 1360.2894 | 1339.6789 | 1319.0685 | 1298.4581 | 1277.8476 | 1257.2372 | 1236.6267 | 1236.6267 | 1236.6267 | 1236.6267 | 1236.6267 | 1236.6267 | 1236.6267 | 1236.6267 | 1236.6267 | 1236.6267 | 1236.6267 | 1236.6267 | 1236.6267 | 1236.6267 | 1236.6267 | 1236.6267 | 1236.6267 | 1236.6267 | 1236.6267 | 1236.6267 | 1236.6267 | 1236.6267 | 1236.6267 | 1236.6267 | 1236.6267 | 1236.6267
|  | Economic Life | 30
|  | check s/b 0 | 0
Revenue Requirement by vintage year
2012 $/MW-wk
| Aurora Input |  | Levelized Cost | 2020 | 2021 | 2022 | 2023 | 2024 | 2025 | 2026 | 2027 | 2028 | 2029 | 2030 | 2031 | 2032 | 2033 | 2034 | 2035 | 2036 | 2037 | 2038 | 2039 | 2040 | 2041 | 2042 | 2043 | 2044 | 2045 | 2046 | Levelized | 2047 | 2048 | 2049 | 2050 | 2051 | 2052 | 2053 | 2054 | 2055 | 2056 | 2057 | 2058 | 2059 | 2060 | 2061 | 2062 | 2063 | 2064 | 2065 | 2066 | 2067 | 2068 | 2069 | 2070 | 2071 | 2072 | 2073 | 2074 | 2075 | 2076 | 2077 | 2078 | 2079
|  | 2020 | 2663.6672 | 3977.5856 | 3749.5111 | 3523.8038 | 3358.6959 | 3216.3128 | 3090.9733 | 2999.7209 | 2925.5122 | 2851.3034 | 2777.0947 | 2702.8859 | 2628.6772 | 2554.4684 | 2480.2597 | 1351.8501 | 2406.0509 | 2331.8422 | 2257.6334 | 2183.4246 | 2109.2159 | 2035.0071 | 1960.7984 | 1886.5896 | 1812.3809 | 1738.1721 | 1663.9634 | 1589.7546 | 1443.4193 | 1515.5459 | 1441.3371 | 1367.1284 | 0 | 0 | 0 | 0 | 0 | 0 | 0 | 0 | 0 | 0 | 0 | 0 | 0 | 0 | 0 | 0 | 0 | 0 | 0 | 0 | 0 | 0 | 0 | 0 | 0 | 0 | 0 | 0 | 0 | 0
|  | 2021 | 2483.942 |  | 3709.2065 | 3496.5209 | 3286.0427 | 3132.0751 | 2999.2989 | 2882.4164 | 2797.3212 | 2728.1195 | 2658.9178 | 2589.7161 | 2520.5145 | 2451.3128 | 2382.1111 | 2312.9094 | 1260.6369 | 2243.7078 | 2174.5061 | 2105.3044 | 2036.1027 | 1966.901 | 1897.6994 | 1828.4977 | 1759.296 | 1690.0943 | 1620.8927 | 1551.691 | 1382.3268 | 1482.4893 | 1413.2876 | 1344.086 | 1274.8843 | 0 | 0 | 0 | 0 | 0 | 0 | 0 | 0 | 0 | 0 | 0 | 0 | 0 | 0 | 0 | 0 | 0 | 0 | 0 | 0 | 0 | 0 | 0 | 0 | 0 | 0 | 0 | 0 | 0
|  | 2022 | 2355.1401 |  |  | 3516.87 | 3315.2129 | 3115.6488 | 2969.665 | 2843.7739 | 2732.9522 | 2652.2694 | 2586.6561 | 2521.0428 | 2455.4295 | 2389.8162 | 2324.2029 | 2258.5896 | 2192.9762 | 1195.2681 | 2127.3629 | 2061.7496 | 1996.1363 | 1930.523 | 1864.9097 | 1799.2964 | 1733.6831 | 1668.0698 | 1602.4565 | 1536.8432 | 1345.5238 | 1471.2299 | 1405.6166 | 1340.0033 | 1274.39 | 1208.7767 | 0 | 0 | 0 | 0 | 0 | 0 | 0 | 0 | 0 | 0 | 0 | 0 | 0 | 0 | 0 | 0 | 0 | 0 | 0 | 0 | 0 | 0 | 0 | 0 | 0 | 0 | 0 | 0
|  | 2023 | 2226.3382 |  |  |  | 3324.5335 | 3133.905 | 2945.255 | 2807.255 | 2688.2488 | 2583.4879 | 2507.2176 | 2445.1927 | 2383.1677 | 2321.1428 | 2259.1179 | 2197.0929 | 2135.068 | 2073.0431 | 1129.8992 | 2011.0181 | 1948.9932 | 1886.9683 | 1824.9433 | 1762.9184 | 1700.8935 | 1638.8685 | 1576.8436 | 1514.8187 | 1305.3394 | 1452.7937 | 1390.7688 | 1328.7439 | 1266.7189 | 1204.694 | 1142.6691 | 0 | 0 | 0 | 0 | 0 | 0 | 0 | 0 | 0 | 0 | 0 | 0 | 0 | 0 | 0 | 0 | 0 | 0 | 0 | 0 | 0 | 0 | 0 | 0 | 0 | 0 | 0
|  | 2024 | 2097.5364 |  |  |  |  | 3132.197 | 2952.597 | 2774.8611 | 2644.8449 | 2532.7237 | 2434.0236 | 2362.1658 | 2303.7293 | 2245.2927 | 2186.8561 | 2128.4196 | 2069.983 | 2011.5465 | 1953.1099 | 1064.5304 | 1894.6733 | 1836.2368 | 1777.8002 | 1719.3636 | 1660.9271 | 1602.4905 | 1544.0539 | 1485.6174 | 1261.6976 | 1427.1808 | 1368.7443 | 1310.3077 | 1251.8711 | 1193.4346 | 1134.998 | 1076.5614 | 0 | 0 | 0 | 0 | 0 | 0 | 0 | 0 | 0 | 0 | 0 | 0 | 0 | 0 | 0 | 0 | 0 | 0 | 0 | 0 | 0 | 0 | 0 | 0 | 0 | 0
|  | 2025 | 1968.7345 | [5 empty] | 2939.8605 | 2771.2891 | 2604.4673 | 2482.4349 | 2377.1986 | 2284.5593 | 2217.1141 | 2162.2659 | 2107.4177 | 2052.5695 | 1997.7213 | 1942.8731 | 1888.0249 | 1833.1767 | 999.1616 | 1778.3285 | 1723.4803 | 1668.6321 | 1613.7839 | 1558.9357 | 1504.0876 | 1449.2394 | 1214.5224 | 1394.3912 | 1339.543 | 1284.6948 | 1229.8466 | 1174.9984 | 1120.1502 | 1065.302 | 1010.4538 | 0 | 0 | 0 | 0 | 0 | 0 | 0 | 0 | 0 | 0 | 0 | 0 | 0 | 0 | 0 | 0 | 0 | 0 | 0 | 0 | 0 | 0 | 0 | 0 | 0
|  | 2026 | 1904.7547 | [6 empty] | 2844.3211 | 2681.2279 | 2519.8275 | 2401.7609 | 2299.9446 | 2210.3159 | 2145.0625 | 2091.9967 | 2038.931 | 1985.8652 | 1932.7995 | 1879.7338 | 1826.668 | 1773.6023 | 966.6909 | 1720.5365 | 1667.4708 | 1614.4051 | 1561.3393 | 1508.2736 | 1455.2078 | 1204.7374 | 1402.1421 | 1349.0764 | 1296.0106 | 1242.9449 | 1189.8791 | 1136.8134 | 1083.7477 | 1030.6819 | 977.6162 | 0 | 0 | 0 | 0 | 0 | 0 | 0 | 0 | 0 | 0 | 0 | 0 | 0 | 0 | 0 | 0 | 0 | 0 | 0 | 0 | 0 | 0 | 0 | 0
|  | 2027 | 1840.775 | [7 empty] | 2748.7818 | 2591.1668 | 2435.1877 | 2321.087 | 2222.6906 | 2136.0724 | 2073.0109 | 2021.7276 | 1970.4443 | 1919.161 | 1867.8777 | 1816.5944 | 1765.3111 | 1714.0279 | 934.2202 | 1662.7446 | 1611.4613 | 1560.178 | 1508.8947 | 1457.6114 | 1193.3129 | 1406.3281 | 1355.0448 | 1303.7616 | 1252.4783 | 1201.195 | 1149.9117 | 1098.6284 | 1047.3451 | 996.0618 | 944.7785 | 0 | 0 | 0 | 0 | 0 | 0 | 0 | 0 | 0 | 0 | 0 | 0 | 0 | 0 | 0 | 0 | 0 | 0 | 0 | 0 | 0 | 0 | 0
|  | 2028 | 1776.7952 | [8 empty] | 2653.2424 | 2501.1057 | 2350.548 | 2240.413 | 2145.4366 | 2061.829 | 2000.9593 | 1951.4584 | 1901.9576 | 1852.4568 | 1802.9559 | 1753.4551 | 1703.9543 | 1654.4534 | 901.7495 | 1604.9526 | 1555.4518 | 1505.9509 | 1456.4501 | 1180.2108 | 1406.9492 | 1357.4484 | 1307.9476 | 1258.4467 | 1208.9459 | 1159.4451 | 1109.9442 | 1060.4434 | 1010.9426 | 961.4417 | 911.9409 | 0 | 0 | 0 | 0 | 0 | 0 | 0 | 0 | 0 | 0 | 0 | 0 | 0 | 0 | 0 | 0 | 0 | 0 | 0 | 0 | 0 | 0
|  | 2029 | 1712.8154 | [9 empty] | 2557.7031 | 2411.0446 | 2265.9082 | 2159.739 | 2068.1825 | 1987.5856 | 1928.9077 | 1881.1893 | 1833.4709 | 1785.7525 | 1738.0341 | 1690.3158 | 1642.5974 | 1594.879 | 869.2789 | 1547.1606 | 1499.4422 | 1451.7238 | 1165.393 | 1404.0055 | 1356.2871 | 1308.5687 | 1260.8503 | 1213.1319 | 1165.4135 | 1117.6952 | 1069.9768 | 1022.2584 | 974.54 | 926.8216 | 879.1032 | 0 | 0 | 0 | 0 | 0 | 0 | 0 | 0 | 0 | 0 | 0 | 0 | 0 | 0 | 0 | 0 | 0 | 0 | 0 | 0 | 0
|  | 2030 | 1648.8356 | [10 empty] | 2462.1637 | 2320.9834 | 2181.2684 | 2079.0651 | 1990.9285 | 1913.3422 | 1856.8561 | 1810.9202 | 1764.9842 | 1719.0483 | 1673.1124 | 1627.1764 | 1581.2405 | 1535.3046 | 836.8082 | 1489.3686 | 1443.4327 | 1148.8216 | 1397.4968 | 1351.5608 | 1305.6249 | 1259.689 | 1213.753 | 1167.8171 | 1121.8812 | 1075.9453 | 1030.0093 | 984.0734 | 938.1375 | 892.2015 | 846.2656 | 0 | 0 | 0 | 0 | 0 | 0 | 0 | 0 | 0 | 0 | 0 | 0 | 0 | 0 | 0 | 0 | 0 | 0 | 0 | 0
|  | 2031 | 1628.2252 | [11 empty] | 2431.3867 | 2291.9711 | 2154.0026 | 2053.0767 | 1966.0419 | 1889.4254 | 1833.6454 | 1788.2837 | 1742.9219 | 1697.5602 | 1652.1985 | 1606.8367 | 1561.475 | 1516.1133 | 826.3481 | 1470.7515 | 1161.3934 | 1425.3898 | 1380.0281 | 1334.6663 | 1289.3046 | 1243.9429 | 1198.5811 | 1153.2194 | 1107.8577 | 1062.4959 | 1017.1342 | 971.7725 | 926.4107 | 881.049 | 835.6873 | 0 | 0 | 0 | 0 | 0 | 0 | 0 | 0 | 0 | 0 | 0 | 0 | 0 | 0 | 0 | 0 | 0 | 0 | 0
|  | 2032 | 1607.6147 | [12 empty] | 2400.6097 | 2262.9589 | 2126.7367 | 2027.0884 | 1941.1553 | 1865.5086 | 1810.4347 | 1765.6472 | 1720.8596 | 1676.0721 | 1631.2846 | 1586.497 | 1541.7095 | 1496.922 | 815.888 | 1173.5869 | 1452.1344 | 1407.3469 | 1362.5594 | 1317.7718 | 1272.9843 | 1228.1968 | 1183.4092 | 1138.6217 | 1093.8342 | 1049.0466 | 1004.2591 | 959.4716 | 914.684 | 869.8965 | 825.109 | 0 | 0 | 0 | 0 | 0 | 0 | 0 | 0 | 0 | 0 | 0 | 0 | 0 | 0 | 0 | 0 | 0 | 0
|  | 2033 | 1587.0043 | [13 empty] | 2369.8326 | 2233.9466 | 2099.4709 | 2001.1001 | 1916.2687 | 1841.5918 | 1787.224 | 1743.0107 | 1698.7973 | 1654.584 | 1610.3707 | 1566.1573 | 1521.944 | 1477.7306 | 1128.8395 | 805.4279 | 1433.5173 | 1389.304 | 1345.0906 | 1300.8773 | 1256.664 | 1212.4506 | 1168.2373 | 1124.024 | 1079.8106 | 1035.5973 | 991.384 | 947.1706 | 902.9573 | 858.744 | 814.5306 | 0 | 0 | 0 | 0 | 0 | 0 | 0 | 0 | 0 | 0 | 0 | 0 | 0 | 0 | 0 | 0 | 0
|  | 2034 | 1566.3938 | [14 empty] | 2339.0556 | 2204.9343 | 2072.205 | 1975.1118 | 1891.3821 | 1817.6751 | 1764.0133 | 1720.3742 | 1676.735 | 1633.0959 | 1589.4567 | 1545.8176 | 1502.1785 | 1141.9533 | 1458.5393 | 794.9678 | 1414.9002 | 1371.2611 | 1327.6219 | 1283.9828 | 1240.3437 | 1196.7045 | 1153.0654 | 1109.4263 | 1065.7871 | 1022.148 | 978.5089 | 934.8697 | 891.2306 | 847.5915 | 803.9523 | 0 | 0 | 0 | 0 | 0 | 0 | 0 | 0 | 0 | 0 | 0 | 0 | 0 | 0 | 0 | 0
|  | 2035 | 1545.7834 | [15 empty] | 2308.2785 | 2175.922 | 2044.9392 | 1949.1235 | 1866.4955 | 1793.7583 | 1740.8026 | 1697.7377 | 1654.6727 | 1611.6078 | 1568.5428 | 1525.4779 | 1154.5115 | 1482.413 | 1439.348 | 784.5077 | 1396.2831 | 1353.2182 | 1310.1532 | 1267.0883 | 1224.0234 | 1180.9584 | 1137.8935 | 1094.8285 | 1051.7636 | 1008.6987 | 965.6337 | 922.5688 | 879.5039 | 836.4389 | 793.374 | 0 | 0 | 0 | 0 | 0 | 0 | 0 | 0 | 0 | 0 | 0 | 0 | 0 | 0 | 0
|  | 2036 | 1525.173 | [16 empty] | 2277.5015 | 2146.9097 | 2017.6733 | 1923.1352 | 1841.6089 | 1769.8415 | 1717.5919 | 1675.1011 | 1632.6104 | 1590.1197 | 1547.6289 | 1166.5227 | 1505.1382 | 1462.6475 | 1420.1567 | 774.0476 | 1377.666 | 1335.1753 | 1292.6845 | 1250.1938 | 1207.703 | 1165.2123 | 1122.7216 | 1080.2308 | 1037.7401 | 995.2494 | 952.7586 | 910.2679 | 867.7772 | 825.2864 | 782.7957 | 0 | 0 | 0 | 0 | 0 | 0 | 0 | 0 | 0 | 0 | 0 | 0 | 0 | 0
|  | 2037 | 1504.5625 | [17 empty] | 2246.7244 | 2117.8974 | 1990.4074 | 1897.1469 | 1816.7223 | 1745.9247 | 1694.3812 | 1652.4646 | 1610.5481 | 1568.6316 | 1177.9912 | 1526.715 | 1484.7985 | 1442.882 | 1400.9654 | 763.5875 | 1359.0489 | 1317.1323 | 1275.2158 | 1233.2993 | 1191.3827 | 1149.4662 | 1107.5497 | 1065.6331 | 1023.7166 | 981.8 | 939.8835 | 897.967 | 856.0504 | 814.1339 | 772.2174 | 0 | 0 | 0 | 0 | 0 | 0 | 0 | 0 | 0 | 0 | 0 | 0 | 0
|  | 2038 | 1483.9521 | [18 empty] | 2215.9474 | 2088.8851 | 1963.1416 | 1871.1586 | 1791.8357 | 1722.008 | 1671.1705 | 1629.8281 | 1588.4858 | 1188.9181 | 1547.1435 | 1505.8011 | 1464.4588 | 1423.1165 | 1381.7741 | 753.1274 | 1340.4318 | 1299.0894 | 1257.7471 | 1216.4048 | 1175.0624 | 1133.7201 | 1092.3777 | 1051.0354 | 1009.6931 | 968.3507 | 927.0084 | 885.6661 | 844.3237 | 802.9814 | 761.639 | 0 | 0 | 0 | 0 | 0 | 0 | 0 | 0 | 0 | 0 | 0 | 0
|  | 2039 | 1463.3416 | [19 empty] | 2185.1703 | 2059.8728 | 1935.8757 | 1845.1702 | 1766.9491 | 1698.0912 | 1647.9598 | 1607.1916 | 1199.3019 | 1566.4235 | 1525.6554 | 1484.8872 | 1444.1191 | 1403.3509 | 1362.5828 | 742.6673 | 1321.8147 | 1281.0465 | 1240.2784 | 1199.5102 | 1158.7421 | 1117.974 | 1077.2058 | 1036.4377 | 995.6696 | 954.9014 | 914.1333 | 873.3651 | 832.597 | 791.8289 | 751.0607 | 0 | 0 | 0 | 0 | 0 | 0 | 0 | 0 | 0 | 0 | 0
|  | 2040 | 1442.7312 | [20 empty] | 2154.3933 | 2030.8605 | 1908.6099 | 1819.1819 | 1742.0625 | 1674.1744 | 1624.7491 | 1209.139 | 1584.5551 | 1544.3612 | 1504.1673 | 1463.9733 | 1423.7794 | 1383.5854 | 1343.3915 | 732.2072 | 1303.1976 | 1263.0036 | 1222.8097 | 1182.6157 | 1142.4218 | 1102.2279 | 1062.0339 | 1021.84 | 981.646 | 941.4521 | 901.2582 | 861.0642 | 820.8703 | 780.6763 | 740.4824 | 0 | 0 | 0 | 0 | 0 | 0 | 0 | 0 | 0 | 0
|  | 2041 | 1422.1207 | [21 empty] | 2123.6162 | 2001.8482 | 1881.344 | 1793.1936 | 1717.1759 | 1650.2576 | 1218.4243 | 1601.5384 | 1561.9186 | 1522.2989 | 1482.6792 | 1443.0594 | 1403.4397 | 1363.8199 | 1324.2002 | 721.7471 | 1284.5805 | 1244.9607 | 1205.341 | 1165.7212 | 1126.1015 | 1086.4817 | 1046.862 | 1007.2423 | 967.6225 | 928.0028 | 888.383 | 848.7633 | 809.1436 | 769.5238 | 729.9041 | 0 | 0 | 0 | 0 | 0 | 0 | 0 | 0 | 0
|  | 2042 | 1401.5103 | [22 empty] | 2092.8392 | 1972.8359 | 1854.0782 | 1767.2053 | 1692.2893 | 1227.7195 | 1626.3408 | 1578.3277 | 1539.2821 | 1500.2366 | 1461.1911 | 1422.1455 | 1383.1 | 1344.0544 | 1305.0089 | 711.287 | 1265.9633 | 1226.9178 | 1187.8723 | 1148.8267 | 1109.7812 | 1070.7356 | 1031.6901 | 992.6446 | 953.599 | 914.5535 | 875.5079 | 836.4624 | 797.4168 | 758.3713 | 719.3258 | 0 | 0 | 0 | 0 | 0 | 0 | 0 | 0
|  | 2043 | 1380.8998 | [23 empty] | 2062.0621 | 1943.8236 | 1826.8123 | 1741.217 | 1238.0283 | 1667.4027 | 1602.4241 | 1555.117 | 1516.6456 | 1478.1743 | 1439.7029 | 1401.2316 | 1362.7603 | 1324.2889 | 1285.8176 | 700.8269 | 1247.3462 | 1208.8749 | 1170.4035 | 1131.9322 | 1093.4609 | 1054.9895 | 1016.5182 | 978.0468 | 939.5755 | 901.1042 | 862.6328 | 824.1615 | 785.6901 | 747.2188 | 708.7474 | 0 | 0 | 0 | 0 | 0 | 0 | 0
|  | 2044 | 1360.2894 | [24 empty] | 2031.2851 | 1914.8113 | 1799.5465 | 1249.6407 | 1715.2287 | 1642.516 | 1578.5073 | 1531.9063 | 1494.0091 | 1456.112 | 1418.2148 | 1380.3177 | 1342.4206 | 1304.5234 | 1266.6263 | 690.3668 | 1228.7291 | 1190.832 | 1152.9348 | 1115.0377 | 1077.1406 | 1039.2434 | 1001.3463 | 963.4491 | 925.552 | 887.6548 | 849.7577 | 811.8605 | 773.9634 | 736.0663 | 698.1691 | 0 | 0 | 0 | 0 | 0 | 0
|  | 2045 | 1339.6789 | [25 empty] | 2000.508 | 1885.799 | 1262.9551 | 1772.2806 | 1689.2404 | 1617.6294 | 1554.5905 | 1508.6956 | 1471.3726 | 1434.0497 | 1396.7267 | 1359.4038 | 1322.0809 | 1284.7579 | 1247.435 | 679.9067 | 1210.112 | 1172.7891 | 1135.4661 | 1098.1432 | 1060.8202 | 1023.4973 | 986.1744 | 948.8514 | 911.5285 | 874.2055 | 836.8826 | 799.5596 | 762.2367 | 724.9137 | 687.5908 | 0 | 0 | 0 | 0 | 0
|  | 2046 | 1319.0685 | [26 empty] | 1969.731 | 1279.3853 | 1856.7868 | 1745.0147 | 1663.252 | 1592.7428 | 1530.6737 | 1485.4849 | 1448.7361 | 1411.9874 | 1375.2386 | 1338.4899 | 1301.7411 | 1264.9924 | 1228.2437 | 669.4466 | 1191.4949 | 1154.7462 | 1117.9974 | 1081.2487 | 1044.4999 | 1007.7512 | 971.0024 | 934.2537 | 897.5049 | 860.7562 | 824.0075 | 787.2587 | 750.51 | 713.7612 | 677.0125 | 0 | 0 | 0 | 0
|  | 2047 | 1287.1587 | [27 empty] | 1298.4581 | 1938.954 | 1827.7745 | 1717.7489 | 1637.2637 | 1567.8562 | 1506.757 | 1462.2742 | 1426.0996 | 1389.9251 | 1353.7505 | 1317.576 | 1281.4014 | 1245.2269 | 1209.0523 | 658.9865 | 1172.8778 | 1136.7033 | 1100.5287 | 1064.3542 | 1028.1796 | 992.0051 | 955.8305 | 919.656 | 883.4814 | 847.3069 | 811.1323 | 774.9578 | 738.7832 | 702.6087 | 666.4342 | 0 | 0 | 0
|  | 2048 | 1254.4999 | [27 empty] | 1277.8476 |  | 1908.1769 | 1798.7622 | 1690.483 | 1611.2754 | 1542.9696 | 1482.8402 | 1439.0635 | 1403.4631 | 1367.8628 | 1332.2624 | 1296.6621 | 1261.0617 | 1225.4614 | 1189.861 | 648.5264 | 1154.2607 | 1118.6603 | 1083.06 | 1047.4597 | 1011.8593 | 976.259 | 940.6586 | 905.0583 | 869.4579 | 833.8576 | 798.2572 | 762.6569 | 727.0565 | 691.4562 | 655.8558 | 0 | 0
|  | 2049 | 1221.0723 | [27 empty] | 1257.2372 |  |  | 1877.3999 | 1769.7499 | 1663.2172 | 1585.2871 | 1518.083 | 1458.9234 | 1415.8528 | 1380.8266 | 1345.8005 | 1310.7743 | 1275.7482 | 1240.722 | 1205.6959 | 1170.6697 | 638.0663 | 1135.6436 | 1100.6174 | 1065.5913 | 1030.5651 | 995.539 | 960.5128 | 925.4867 | 890.4606 | 855.4344 | 820.4083 | 785.3821 | 750.356 | 715.3298 | 680.3037 | 645.2775 | 0
|  | 2050 | 1186.8564 | [27 empty] | 1236.6267 |  |  |  | 1846.6228 | 1740.7376 | 1635.9513 | 1559.2988 | 1493.1964 | 1435.0066 | 1392.6421 | 1358.1901 | 1323.7382 | 1289.2862 | 1254.8343 | 1220.3823 | 1185.9304 | 1151.4784 | 627.6061 | 1117.0265 | 1082.5745 | 1048.1226 | 1013.6706 | 979.2187 | 944.7667 | 910.3148 | 875.8628 | 841.4109 | 806.9589 | 772.507 | 738.055 | 703.6031 | 669.1511 | 634.6992

## 4hr Flow Battery
Flow 4hr Battery FINANCIALS
($ 1000s Unless Otherwise Indicated)
| Calendar Year of Fin. Close |  |  | 2020 | 2021 | 2022 | 2023 | 2024 | 2025 | 2026 | 2027 | 2028 | 2029 | 2030 | 2031 | 2032 | 2033 | 2034 | 2035 | 2036 | 2037 | 2038 | 2039 | 2040 | 2041 | 2042 | 2043 | 2044 | 2045 | 2046 | 2047 | 2048 | 2049 | 2050 | 2051 | 2052 | 2053 | 2054 | 2055 | 2056 | 2057 | 2058 | 2059 | 2060 | 2061 | 2062 | 2063 | 2064 | 2065 | 2066 | 2067 | 2068 | 2069 | 2070 | 2071 | 2072 | 2073 | 2074 | 2075
| Operating Year |  | 0 | 1 | 2 | 3 | 4 | 5 | 6 | 7 | 8 | 9 | 10 | 11 | 12 | 13 | 14 | 15 | 16 | 17 | 18 | 19 | 20 | 21 | 22 | 23 | 24 | 25 | 26 | 27 | 28 | 29 | 30 | 31 | 32 | 33 | 34 | 35 | 36 | 37 | 38 | 39 | 40 | 41 | 42 | 43 | 44 | 45 | 46 | 47 | 48 | 49 | 50 | 51 | 52 | 53 | 54 | 55 | 56
| Calendar Year | Capital Invest.
| 2020 | 56175.7197
| Gross plant |  | 2020 1: 56175.7197; 2021 2: 56175.7197; 2022 3: 56175.7197; 2023 4: 56175.7197; 2024 5: 56175.7197; 2025 6: 56175.7197; 2026 7: 56175.7197; 2027 8: 56175.7197; 2028 9: 56175.7197; 2029 10: 56175.7197; 2030 11: 56175.7197; 2031 12: 56175.7197; 2032 13: 56175.7197; 2033 14: 56175.7197; 2034 15: 56175.7197; 2035 16: 56175.7197; 2036 17: 56175.7197; 2037 18: 56175.7197; 2038 19: 56175.7197; 2039 20: 56175.7197; 2040 21: 56175.7197; 2041 22: 56175.7197; 2042 23: 56175.7197; 2043 24: 56175.7197; 2044 25: 56175.7197; 2045 26: 56175.7197; 2046 27: 56175.7197; 2047 28: 56175.7197; 2048 29: 56175.7197; 2049 30: 56175.7197
| Accumulated Deprectiation |  | 2020 1: 1872.524; 2021 2: 3745.048; 2022 3: 5617.572; 2023 4: 7490.096; 2024 5: 9362.62; 2025 6: 11235.1439; 2026 7: 13107.6679; 2027 8: 14980.1919; 2028 9: 16852.7159; 2029 10: 18725.2399; 2030 11: 20597.7639; 2031 12: 22470.2879; 2032 13: 24342.8119; 2033 14: 26215.3359; 2034 15: 26215.3359; 2035 16: 28087.8599; 2036 17: 29960.3839; 2037 18: 31832.9079; 2038 19: 33705.4318; 2039 20: 35577.9558; 2040 21: 37450.4798; 2041 22: 39323.0038; 2042 23: 41195.5278; 2043 24: 43068.0518; 2044 25: 44940.5758; 2045 26: 46813.0998; 2046 27: 48685.6238; 2047 28: 50558.1478; 2048 29: 52430.6718; 2049 30: 54303.1957
| Net book value |  | 2020 1: 54303.1957; 2021 2: 52430.6718; 2022 3: 50558.1478; 2023 4: 48685.6238; 2024 5: 46813.0998; 2025 6: 44940.5758; 2026 7: 43068.0518; 2027 8: 41195.5278; 2028 9: 39323.0038; 2029 10: 37450.4798; 2030 11: 35577.9558; 2031 12: 33705.4318; 2032 13: 31832.9079; 2033 14: 29960.3839; 2034 15: 29960.3839; 2035 16: 28087.8599; 2036 17: 26215.3359; 2037 18: 24342.8119; 2038 19: 22470.2879; 2039 20: 20597.7639; 2040 21: 18725.2399; 2041 22: 16852.7159; 2042 23: 14980.1919; 2043 24: 13107.6679; 2044 25: 11235.1439; 2045 26: 9362.62; 2046 27: 7490.096; 2047 28: 5617.572; 2048 29: 3745.048; 2049 30: 1872.524
| Accumulated deffered income tax |  | 2020 1: -1966.1502; 2021 2: -5347.9285; 2022 3: -7219.7035; 2023 4: -8185.4765; 2024 5: -9151.2494; 2025 6: -9437.5209; 2026 7: -9044.2909; 2027 8: -8651.0608; 2028 9: -8257.8308; 2029 10: -7864.6008; 2030 11: -7471.3707; 2031 12: -7078.1407; 2032 13: -6684.9106; 2033 14: -6291.6806; 2034 15: -6291.6806; 2035 16: -5898.4506; 2036 17: -5505.2205; 2037 18: -5111.9905; 2038 19: -4718.7605; 2039 20: -4325.5304; 2040 21: -3932.3004; 2041 22: -3539.0703; 2042 23: -3145.8403; 2043 24: -2752.6103; 2044 25: -2359.3802; 2045 26: -1966.1502; 2046 27: -1572.9202; 2047 28: -1179.6901; 2048 29: -786.4601; 2049 30: -393.23
| Rate Base |  | 2020 1: 52337.0456; 2021 2: 47082.7432; 2022 3: 43338.4443; 2023 4: 40500.1473; 2024 5: 37661.8503; 2025 6: 35503.0549; 2026 7: 34023.7609; 2027 8: 32544.467; 2028 9: 31065.173; 2029 10: 29585.8791; 2030 11: 28106.5851; 2031 12: 26627.2912; 2032 13: 25147.9972; 2033 14: 23668.7033; 2034 15: 23668.7033; 2035 16: 22189.4093; 2036 17: 20710.1153; 2037 18: 19230.8214; 2038 19: 17751.5274; 2039 20: 16272.2335; 2040 21: 14792.9395; 2041 22: 13313.6456; 2042 23: 11834.3516; 2043 24: 10355.0577; 2044 25: 8875.7637; 2045 26: 7396.4698; 2046 27: 5917.1758; 2047 28: 4437.8819; 2048 29: 2958.5879; 2049 30: 1479.294
| Average rate base |  | 2020 1: 54256.3826; 2021 2: 49709.8944; 2022 3: 45210.5938; 2023 4: 41919.2958; 2024 5: 39080.9988; 2025 6: 36582.4526; 2026 7: 34763.4079; 2027 8: 33284.1139; 2028 9: 31804.82; 2029 10: 30325.526; 2030 11: 28846.2321; 2031 12: 27366.9381; 2032 13: 25887.6442; 2033 14: 24408.3502; 2034 15: 23668.7033; 2035 16: 22929.0563; 2036 17: 21449.7623; 2037 18: 19970.4684; 2038 19: 18491.1744; 2039 20: 17011.8805; 2040 21: 15532.5865; 2041 22: 14053.2926; 2042 23: 12573.9986; 2043 24: 11094.7046; 2044 25: 9615.4107; 2045 26: 8136.1167; 2046 27: 6656.8228; 2047 28: 5177.5288; 2048 29: 3698.2349; 2049 30: 2218.9409
| Pre-tax Return | 0.086076 | 2020 1: 4670.1696; 2021 2: 4278.8264; 2022 3: 3891.5448; 2023 4: 3608.2432; 2024 5: 3363.9341; 2025 6: 3148.8693; 2026 7: 2992.2933; 2027 8: 2864.9617; 2028 9: 2737.6301; 2029 10: 2610.2984; 2030 11: 2482.9668; 2031 12: 2355.6352; 2032 13: 2228.3035; 2033 14: 2100.9719; 2034 15: 2037.3061; 2035 16: 1973.6403; 2036 17: 1846.3087; 2037 18: 1718.977; 2038 19: 1591.6454; 2039 20: 1464.3138; 2040 21: 1336.9821; 2041 22: 1209.6505; 2042 23: 1082.3189; 2043 24: 954.9872; 2044 25: 827.6556; 2045 26: 700.324; 2046 27: 572.9923; 2047 28: 445.6607; 2048 29: 318.3291; 2049 30: 190.9974
| Book Depreciation |  | 2020 1: 1872.524; 2021 2: 1872.524; 2022 3: 1872.524; 2023 4: 1872.524; 2024 5: 1872.524; 2025 6: 1872.524; 2026 7: 1872.524; 2027 8: 1872.524; 2028 9: 1872.524; 2029 10: 1872.524; 2030 11: 1872.524; 2031 12: 1872.524; 2032 13: 1872.524; 2033 14: 1872.524; 2034 15: 0; 2035 16: 1872.524; 2036 17: 1872.524; 2037 18: 1872.524; 2038 19: 1872.524; 2039 20: 1872.524; 2040 21: 1872.524; 2041 22: 1872.524; 2042 23: 1872.524; 2043 24: 1872.524; 2044 25: 1872.524; 2045 26: 1872.524; 2046 27: 1872.524; 2047 28: 1872.524; 2048 29: 1872.524; 2049 30: 1872.524
| Insurance |  | 2020 1: 26.9082; 2021 2: 26.9082; 2022 3: 26.9082; 2023 4: 26.9082; 2024 5: 26.9082; 2025 6: 26.9082; 2026 7: 26.9082; 2027 8: 26.9082; 2028 9: 26.9082; 2029 10: 26.9082; 2030 11: 26.9082; 2031 12: 26.9082; 2032 13: 26.9082; 2033 14: 26.9082; 2034 15: 26.9082; 2035 16: 26.9082; 2036 17: 26.9082; 2037 18: 26.9082; 2038 19: 26.9082; 2039 20: 26.9082; 2040 21: 26.9082; 2041 22: 26.9082; 2042 23: 26.9082; 2043 24: 26.9082; 2044 25: 26.9082; 2045 26: 26.9082; 2046 27: 26.9082; 2047 28: 26.9082; 2048 29: 26.9082; 2049 30: 26.9082
| Property Taxes |  | 2020 1: 255.3676; 2021 2: 255.3676; 2022 3: 255.3676; 2023 4: 255.3676; 2024 5: 255.3676; 2025 6: 255.3676; 2026 7: 255.3676; 2027 8: 255.3676; 2028 9: 255.3676; 2029 10: 255.3676; 2030 11: 255.3676; 2031 12: 255.3676; 2032 13: 255.3676; 2033 14: 255.3676; 2034 15: 255.3676; 2035 16: 255.3676; 2036 17: 255.3676; 2037 18: 255.3676; 2038 19: 255.3676; 2039 20: 255.3676; 2040 21: 255.3676; 2041 22: 255.3676; 2042 23: 255.3676; 2043 24: 255.3676; 2044 25: 255.3676; 2045 26: 255.3676; 2046 27: 255.3676; 2047 28: 255.3676; 2048 29: 255.3676; 2049 30: 255.3676
| Revenue Requirement |  | 2020 1: 6824.9694; 2021 2: 6433.6261; 2022 3: 6046.3445; 2023 4: 5763.0429; 2024 5: 5518.7338; 2025 6: 5303.6691; 2026 7: 5147.0931; 2027 8: 5019.7614; 2028 9: 4892.4298; 2029 10: 4765.0982; 2030 11: 4637.7665; 2031 12: 4510.4349; 2032 13: 4383.1033; 2033 14: 4255.7717; 2034 15: 2319.5818; 2035 16: 4128.44; 2036 17: 4001.1084; 2037 18: 3873.7768; 2038 19: 3746.4451; 2039 20: 3619.1135; 2040 21: 3491.7819; 2041 22: 3364.4502; 2042 23: 3237.1186; 2043 24: 3109.787; 2044 25: 2982.4553; 2045 26: 2855.1237; 2046 27: 2727.7921; 2047 28: 2600.4604; 2048 29: 2473.1288; 2049 30: 2345.7972
| Book Depreciation |  | 2020 1: 1872.524; 2021 2: 1872.524; 2022 3: 1872.524; 2023 4: 1872.524; 2024 5: 1872.524; 2025 6: 1872.524; 2026 7: 1872.524; 2027 8: 1872.524; 2028 9: 1872.524; 2029 10: 1872.524; 2030 11: 1872.524; 2031 12: 1872.524; 2032 13: 1872.524; 2033 14: 1872.524; 2035 16: 1872.524; 2036 17: 1872.524; 2037 18: 1872.524; 2038 19: 1872.524; 2039 20: 1872.524; 2040 21: 1872.524; 2041 22: 1872.524; 2042 23: 1872.524; 2043 24: 1872.524; 2044 25: 1872.524; 2045 26: 1872.524; 2046 27: 1872.524; 2047 28: 1872.524; 2048 29: 1872.524; 2049 30: 1872.524
| Tax Depreciation |  | 2020 1: 11235.1439; 2021 2: 17976.2303; 2022 3: 10785.7382; 2023 4: 6471.4429; 2024 5: 6471.4429; 2025 6: 3235.7215; 2026 7: 0; 2027 8: 0; 2028 9: 0; 2029 10: 0; 2030 11: 0; 2031 12: 0; 2032 13: 0; 2033 14: 0; 2035 16: 0; 2036 17: 0; 2037 18: 0; 2038 19: 0; 2039 20: 0; 2040 21: 0; 2041 22: 0; 2042 23: 0; 2043 24: 0; 2044 25: 0; 2045 26: 0; 2046 27: 0; 2047 28: 0; 2048 29: 0; 2049 30: 0
| Difference between book and tax |  | 2020 1: -9362.62; 2021 2: -16103.7063; 2022 3: -8913.2142; 2023 4: -4598.9189; 2024 5: -4598.9189; 2025 6: -1363.1975; 2026 7: 1872.524; 2027 8: 1872.524; 2028 9: 1872.524; 2029 10: 1872.524; 2030 11: 1872.524; 2031 12: 1872.524; 2032 13: 1872.524; 2033 14: 1872.524; 2034 15: 0; 2035 16: 1872.524; 2036 17: 1872.524; 2037 18: 1872.524; 2038 19: 1872.524; 2039 20: 1872.524; 2040 21: 1872.524; 2041 22: 1872.524; 2042 23: 1872.524; 2043 24: 1872.524; 2044 25: 1872.524; 2045 26: 1872.524; 2046 27: 1872.524; 2047 28: 1872.524; 2048 29: 1872.524; 2049 30: 1872.524
| Tax rate |  | 2020 1: -1966.1502; 2021 2: -3381.7783; 2022 3: -1871.775; 2023 4: -965.773; 2024 5: -965.773; 2025 6: -286.2715; 2026 7: 393.23; 2027 8: 393.23; 2028 9: 393.23; 2029 10: 393.23; 2030 11: 393.23; 2031 12: 393.23; 2032 13: 393.23; 2033 14: 393.23; 2034 15: 0; 2035 16: 393.23; 2036 17: 393.23; 2037 18: 393.23; 2038 19: 393.23; 2039 20: 393.23; 2040 21: 393.23; 2041 22: 393.23; 2042 23: 393.23; 2043 24: 393.23; 2044 25: 393.23; 2045 26: 393.23; 2046 27: 393.23; 2047 28: 393.23; 2048 29: 393.23; 2049 30: 393.23
Depreciation Tables
|  | 5 | 2020 1: 20%; 2021 2: 32%; 2022 3: 19.2%; 2023 4: 11.52%; 2024 5: 11.52%; 2025 6: 5.76%; 2026 7: 0%; 2027 8: 0%; 2028 9: 0%; 2029 10: 0%; 2030 11: 0%; 2031 12: 0%; 2032 13: 0%; 2033 14: 0%; 2034 15: 0%; 2035 16: 0%; 2036 17: 0%; 2037 18: 0%; 2038 19: 0%; 2039 20: 0%; 2040 21: 0%
|  | 5 | 0: 1; 2020 1: 20%; 2021 2: 32%; 2022 3: 19.2%; 2023 4: 11.52%; 2024 5: 11.52%; 2025 6: 5.76%
|  | 10 | 0: 0; 2020 1: 10%; 2021 2: 18%; 2022 3: 14.4%; 2023 4: 11.52%; 2024 5: 9.22%; 2025 6: 7.37%; 2026 7: 6.55%; 2027 8: 6.55%; 2028 9: 6.56%; 2029 10: 6.55%; 2030 11: 3.28%
|  | 15 | 0: 0; 2020 1: 5%; 2021 2: 9.5%; 2022 3: 8.55%; 2023 4: 7.7%; 2024 5: 6.93%; 2025 6: 6.23%; 2026 7: 5.9%; 2027 8: 5.9%; 2028 9: 5.91%; 2029 10: 5.9%; 2030 11: 5.91%; 2031 12: 5.9%; 2032 13: 5.91%; 2033 14: 5.9%; 2034 15: 5.91%; 2035 16: 2.95%
|  | 20 | 0: 0; 2020 1: 3.75%; 2021 2: 7.219%; 2022 3: 6.677%; 2023 4: 6.177%; 2024 5: 5.713%; 2025 6: 5.285%; 2026 7: 4.888%; 2027 8: 4.522%; 2028 9: 4.462%; 2029 10: 4.461%; 2030 11: 4.462%; 2031 12: 4.461%; 2032 13: 4.462%; 2033 14: 4.461%; 2034 15: 4.462%; 2035 16: 4.461%; 2036 17: 4.462%; 2037 18: 4.461%; 2038 19: 4.462%; 2039 20: 4.461%; 2040 21: 2.231%
Revenue Requirement by vintage year
2012 $000
|  |  |  | 2020 | 2021 | 2022 | 2023 | 2024 | 2025 | 2026 | 2027 | 2028 | 2029 | 2030 | 2031 | 2032 | 2033 | 2034 | 2035 | 2036 | 2037 | 2038 | 2039 | 2040 | 2041 | 2042 | 2043 | 2044 | 2045 | 2046 | 2047 | 2048 | 2049 | 2050 | 2051 | 2052 | 2053 | 2054 | 2055 | 2056 | 2057 | 2058 | 2059 | 2060 | 2061 | 2062 | 2063 | 2064 | 2065 | 2066 | 2067 | 2068 | 2069 | 2070 | 2071 | 2072 | 2073 | 2074 | 2075
|  | 2020 | 0% | 6824.9694 | 6433.6261 | 6046.3445 | 5763.0429 | 5518.7338 | 5303.6691 | 5147.0931 | 5019.7614 | 4892.4298 | 4765.0982 | 4637.7665 | 4510.4349 | 4383.1033 | 4255.7717 | 2319.5818 | 4128.44 | 4001.1084 | 3873.7768 | 3746.4451 | 3619.1135 | 3491.7819 | 3364.4502 | 3237.1186 | 3109.787 | 2982.4553 | 2855.1237 | 2727.7921 | 2600.4604 | 2473.1288 | 2345.7972 | 0 | 0 | 0 | 0 | 0 | 0 | 0 | 0 | 0 | 0 | 0 | 0 | 0 | 0 | 0 | 0 | 0 | 0 | 0 | 0 | 0 | 0 | 0 | 0 | 0 | 0
|  | 2021 | -6.747% |  | 6364.4691 | 5999.5309 | 5638.3803 | 5374.1939 | 5146.369 | 4945.8153 | 4799.8039 | 4681.0637 | 4562.3235 | 4443.5833 | 4324.8431 | 4206.1029 | 4087.3627 | 3968.6225 | 2163.073 | 3849.8823 | 3731.1421 | 3612.4019 | 3493.6617 | 3374.9215 | 3256.1813 | 3137.4411 | 3018.7009 | 2899.9607 | 2781.2205 | 2662.4803 | 2543.7401 | 2424.9999 | 2306.2597 | 2187.5195 | 0 | 0 | 0 | 0 | 0 | 0 | 0 | 0 | 0 | 0 | 0 | 0 | 0 | 0 | 0 | 0 | 0 | 0 | 0 | 0 | 0 | 0 | 0 | 0 | 0
|  | 2022 | -5.185% |  |  | 6034.4471 | 5688.4323 | 5346.0088 | 5095.5214 | 4879.5101 | 4689.3559 | 4550.9158 | 4438.3327 | 4325.7497 | 4213.1666 | 4100.5835 | 3988.0005 | 3875.4174 | 3762.8343 | 2050.9094 | 3650.2512 | 3537.6682 | 3425.0851 | 3312.502 | 3199.919 | 3087.3359 | 2974.7528 | 2862.1698 | 2749.5867 | 2637.0036 | 2524.4206 | 2411.8375 | 2299.2544 | 2186.6714 | 2074.0883 | 0 | 0 | 0 | 0 | 0 | 0 | 0 | 0 | 0 | 0 | 0 | 0 | 0 | 0 | 0 | 0 | 0 | 0 | 0 | 0 | 0 | 0 | 0 | 0
|  | 2023 | -5.469% |  |  |  | 5704.4251 | 5377.3337 | 5053.6372 | 4816.849 | 4612.6513 | 4432.8965 | 4302.0276 | 4195.6017 | 4089.1758 | 3982.7498 | 3876.3239 | 3769.898 | 3663.472 | 3557.0461 | 1938.7458 | 3450.6202 | 3344.1942 | 3237.7683 | 3131.3423 | 3024.9164 | 2918.4905 | 2812.0645 | 2705.6386 | 2599.2127 | 2492.7867 | 2386.3608 | 2279.9349 | 2173.5089 | 2067.083 | 1960.6571 | 0 | 0 | 0 | 0 | 0 | 0 | 0 | 0 | 0 | 0 | 0 | 0 | 0 | 0 | 0 | 0 | 0 | 0 | 0 | 0 | 0 | 0 | 0
|  | 2024 | -5.785% |  |  |  |  | 5374.4031 | 5066.2352 | 4761.2657 | 4538.1765 | 4345.7924 | 4176.4371 | 4053.1395 | 3952.8707 | 3852.6019 | 3752.3331 | 3652.0643 | 3551.7955 | 3451.5267 | 3351.2579 | 1826.5822 | 3250.9891 | 3150.7203 | 3050.4515 | 2950.1827 | 2849.9139 | 2749.645 | 2649.3762 | 2549.1074 | 2448.8386 | 2348.5698 | 2248.301 | 2148.0322 | 2047.7634 | 1947.4946 | 1847.2258 | 0 | 0 | 0 | 0 | 0 | 0 | 0 | 0 | 0 | 0 | 0 | 0 | 0 | 0 | 0 | 0 | 0 | 0 | 0 | 0 | 0 | 0
|  | 2025 | -6.141% | [5 empty] | 5044.3811 | 4755.1366 | 4468.8942 | 4259.504 | 4078.9335 | 3919.9777 | 3804.2513 | 3710.1397 | 3616.028 | 3521.9163 | 3427.8047 | 3333.693 | 3239.5813 | 3145.4696 | 1714.4187 | 3051.358 | 2957.2463 | 2863.1346 | 2769.023 | 2674.9113 | 2580.7996 | 2486.688 | 2392.5763 | 2298.4646 | 2204.3529 | 2110.2413 | 2016.1296 | 1922.0179 | 1827.9063 | 1733.7946 | 0 | 0 | 0 | 0 | 0 | 0 | 0 | 0 | 0 | 0 | 0 | 0 | 0 | 0 | 0 | 0 | 0 | 0 | 0 | 0 | 0
|  | 2026 | -3.25% | [6 empty] | 4880.4492 | 4600.6046 | 4323.6644 | 4121.079 | 3946.3767 | 3792.5866 | 3680.6211 | 3589.5679 | 3498.5146 | 3407.4614 | 3316.4081 | 3225.3549 | 3134.3017 | 3043.2484 | 1658.7036 | 2952.1952 | 2861.142 | 2770.0887 | 2679.0355 | 2587.9822 | 2496.929 | 2405.8758 | 2314.8225 | 2223.7693 | 2132.7161 | 2041.6628 | 1950.6096 | 1859.5563 | 1768.5031 | 1677.4499 | 0 | 0 | 0 | 0 | 0 | 0 | 0 | 0 | 0 | 0 | 0 | 0 | 0 | 0 | 0 | 0 | 0 | 0 | 0 | 0
|  | 2027 | -3.359% | [7 empty] | 4716.5173 | 4446.0725 | 4178.4347 | 3982.654 | 3813.8198 | 3665.1955 | 3556.9908 | 3468.996 | 3381.0012 | 3293.0064 | 3205.0116 | 3117.0168 | 3029.022 | 2941.0272 | 1602.9886 | 2853.0324 | 2765.0376 | 2677.0428 | 2589.048 | 2501.0532 | 2413.0584 | 2325.0636 | 2237.0688 | 2149.074 | 2061.0792 | 1973.0844 | 1885.0896 | 1797.0948 | 1709.1 | 1621.1052 | 0 | 0 | 0 | 0 | 0 | 0 | 0 | 0 | 0 | 0 | 0 | 0 | 0 | 0 | 0 | 0 | 0 | 0 | 0
|  | 2028 | -3.476% | [8 empty] | 4552.5854 | 4291.5405 | 4033.2049 | 3844.229 | 3681.263 | 3537.8044 | 3433.3606 | 3348.4242 | 3263.4879 | 3178.5515 | 3093.6151 | 3008.6787 | 2923.7424 | 2838.806 | 1547.2735 | 2753.8696 | 2668.9333 | 2583.9969 | 2499.0605 | 2414.1241 | 2329.1878 | 2244.2514 | 2159.315 | 2074.3787 | 1989.4423 | 1904.5059 | 1819.5695 | 1734.6332 | 1649.6968 | 1564.7604 | 0 | 0 | 0 | 0 | 0 | 0 | 0 | 0 | 0 | 0 | 0 | 0 | 0 | 0 | 0 | 0 | 0 | 0
|  | 2029 | -3.601% | [9 empty] | 4388.6535 | 4137.0084 | 3887.9751 | 3705.804 | 3548.7061 | 3410.4133 | 3309.7303 | 3227.8524 | 3145.9745 | 3064.0965 | 2982.2186 | 2900.3407 | 2818.4627 | 2736.5848 | 1491.5585 | 2654.7068 | 2572.8289 | 2490.951 | 2409.073 | 2327.1951 | 2245.3172 | 2163.4392 | 2081.5613 | 1999.6833 | 1917.8054 | 1835.9275 | 1754.0495 | 1672.1716 | 1590.2937 | 1508.4157 | 0 | 0 | 0 | 0 | 0 | 0 | 0 | 0 | 0 | 0 | 0 | 0 | 0 | 0 | 0 | 0 | 0
|  | 2030 | -3.735% | [10 empty] | 4224.7217 | 3982.4764 | 3742.7454 | 3567.379 | 3416.1493 | 3283.0221 | 3186.1001 | 3107.2806 | 3028.4611 | 2949.6416 | 2870.8221 | 2792.0026 | 2713.1831 | 2634.3636 | 1435.8435 | 2555.5441 | 2476.7246 | 2397.9051 | 2319.0855 | 2240.266 | 2161.4465 | 2082.627 | 2003.8075 | 1924.988 | 1846.1685 | 1767.349 | 1688.5295 | 1609.71 | 1530.8905 | 1452.071 | 0 | 0 | 0 | 0 | 0 | 0 | 0 | 0 | 0 | 0 | 0 | 0 | 0 | 0 | 0 | 0
|  | 2031 | -1.25% | [11 empty] | 4171.9126 | 3932.6954 | 3695.9611 | 3522.7867 | 3373.4474 | 3241.9844 | 3146.2738 | 3068.4396 | 2990.6053 | 2912.7711 | 2834.9368 | 2757.1025 | 2679.2683 | 2601.434 | 1417.8954 | 2523.5998 | 2445.7655 | 2367.9312 | 2290.097 | 2212.2627 | 2134.4285 | 2056.5942 | 1978.7599 | 1900.9257 | 1823.0914 | 1745.2572 | 1667.4229 | 1589.5886 | 1511.7544 | 1433.9201 | 0 | 0 | 0 | 0 | 0 | 0 | 0 | 0 | 0 | 0 | 0 | 0 | 0 | 0 | 0
|  | 2032 | -1.266% | [12 empty] | 4119.1036 | 3882.9145 | 3649.1767 | 3478.1945 | 3330.7455 | 3200.9466 | 3106.4476 | 3029.5986 | 2952.7496 | 2875.9005 | 2799.0515 | 2722.2025 | 2645.3535 | 2568.5045 | 1399.9474 | 2491.6555 | 2414.8064 | 2337.9574 | 2261.1084 | 2184.2594 | 2107.4104 | 2030.5614 | 1953.7123 | 1876.8633 | 1800.0143 | 1723.1653 | 1646.3163 | 1569.4673 | 1492.6182 | 1415.7692 | 0 | 0 | 0 | 0 | 0 | 0 | 0 | 0 | 0 | 0 | 0 | 0 | 0 | 0
|  | 2033 | -1.282% | [13 empty] | 4066.2946 | 3833.1335 | 3602.3924 | 3433.6023 | 3288.0437 | 3159.9088 | 3066.6213 | 2990.7576 | 2914.8938 | 2839.03 | 2763.1662 | 2687.3025 | 2611.4387 | 2535.5749 | 1381.9993 | 2459.7112 | 2383.8474 | 2307.9836 | 2232.1198 | 2156.2561 | 2080.3923 | 2004.5285 | 1928.6648 | 1852.801 | 1776.9372 | 1701.0734 | 1625.2097 | 1549.3459 | 1473.4821 | 1397.6183 | 0 | 0 | 0 | 0 | 0 | 0 | 0 | 0 | 0 | 0 | 0 | 0 | 0
|  | 2034 | -1.299% | [14 empty] | 4013.4856 | 3783.3526 | 3555.6081 | 3389.01 | 3245.3418 | 3118.871 | 3026.7951 | 2951.9166 | 2877.038 | 2802.1595 | 2727.281 | 2652.4024 | 2577.5239 | 2502.6454 | 1364.0513 | 2427.7669 | 2352.8883 | 2278.0098 | 2203.1313 | 2128.2527 | 2053.3742 | 1978.4957 | 1903.6172 | 1828.7386 | 1753.8601 | 1678.9816 | 1604.103 | 1529.2245 | 1454.346 | 1379.4675 | 0 | 0 | 0 | 0 | 0 | 0 | 0 | 0 | 0 | 0 | 0 | 0
|  | 2035 | -1.316% | [15 empty] | 3960.6766 | 3733.5716 | 3508.8238 | 3344.4178 | 3202.64 | 3077.8333 | 2986.9688 | 2913.0756 | 2839.1823 | 2765.289 | 2691.3957 | 2617.5024 | 2543.6091 | 2469.7158 | 1346.1032 | 2395.8226 | 2321.9293 | 2248.036 | 2174.1427 | 2100.2494 | 2026.3561 | 1952.4628 | 1878.5696 | 1804.6763 | 1730.783 | 1656.8897 | 1582.9964 | 1509.1031 | 1435.2099 | 1361.3166 | 0 | 0 | 0 | 0 | 0 | 0 | 0 | 0 | 0 | 0 | 0
|  | 2036 | -1.333% | [16 empty] | 3907.8675 | 3683.7907 | 3462.0395 | 3299.8255 | 3159.9381 | 3036.7955 | 2947.1426 | 2874.2345 | 2801.3265 | 2728.4185 | 2655.5104 | 2582.6024 | 2509.6943 | 2436.7863 | 1328.1552 | 2363.8783 | 2290.9702 | 2218.0622 | 2145.1541 | 2072.2461 | 1999.3381 | 1926.43 | 1853.522 | 1780.6139 | 1707.7059 | 1634.7978 | 1561.8898 | 1488.9818 | 1416.0737 | 1343.1657 | 0 | 0 | 0 | 0 | 0 | 0 | 0 | 0 | 0 | 0
|  | 2037 | -1.351% | [17 empty] | 3855.0585 | 3634.0097 | 3415.2552 | 3255.2333 | 3117.2362 | 2995.7577 | 2907.3163 | 2835.3935 | 2763.4707 | 2691.5479 | 2619.6251 | 2547.7023 | 2475.7795 | 2403.8568 | 1310.2072 | 2331.934 | 2260.0112 | 2188.0884 | 2116.1656 | 2044.2428 | 1972.32 | 1900.3972 | 1828.4744 | 1756.5516 | 1684.6288 | 1612.706 | 1540.7832 | 1468.8604 | 1396.9376 | 1325.0148 | 0 | 0 | 0 | 0 | 0 | 0 | 0 | 0 | 0
|  | 2038 | -1.37% | [18 empty] | 3802.2495 | 3584.2288 | 3368.4708 | 3210.6411 | 3074.5344 | 2954.7199 | 2867.4901 | 2796.5525 | 2725.615 | 2654.6774 | 2583.7399 | 2512.8023 | 2441.8648 | 2370.9272 | 1292.2591 | 2299.9897 | 2229.0521 | 2158.1145 | 2087.177 | 2016.2394 | 1945.3019 | 1874.3643 | 1803.4268 | 1732.4892 | 1661.5517 | 1590.6141 | 1519.6766 | 1448.739 | 1377.8015 | 1306.8639 | 0 | 0 | 0 | 0 | 0 | 0 | 0 | 0
|  | 2039 | -1.389% | [19 empty] | 3749.4405 | 3534.4478 | 3321.6865 | 3166.0488 | 3031.8325 | 2913.6821 | 2827.6638 | 2757.7115 | 2687.7592 | 2617.8069 | 2547.8546 | 2477.9023 | 2407.95 | 2337.9977 | 1274.3111 | 2268.0454 | 2198.093 | 2128.1407 | 2058.1884 | 1988.2361 | 1918.2838 | 1848.3315 | 1778.3792 | 1708.4269 | 1638.4746 | 1568.5223 | 1498.5699 | 1428.6176 | 1358.6653 | 1288.713 | 0 | 0 | 0 | 0 | 0 | 0 | 0
|  | 2040 | -1.408% | [20 empty] | 3696.6314 | 3484.6668 | 3274.9022 | 3121.4566 | 2989.1306 | 2872.6444 | 2787.8376 | 2718.8705 | 2649.9034 | 2580.9364 | 2511.9693 | 2443.0023 | 2374.0352 | 2305.0681 | 1256.363 | 2236.1011 | 2167.134 | 2098.1669 | 2029.1999 | 1960.2328 | 1891.2657 | 1822.2987 | 1753.3316 | 1684.3645 | 1615.3975 | 1546.4304 | 1477.4633 | 1408.4963 | 1339.5292 | 1270.5621 | 0 | 0 | 0 | 0 | 0 | 0
|  | 2041 | -1.429% | [21 empty] | 3643.8224 | 3434.8859 | 3228.1179 | 3076.8644 | 2946.4288 | 2831.6066 | 2748.0113 | 2680.0295 | 2612.0477 | 2544.0659 | 2476.084 | 2408.1022 | 2340.1204 | 2272.1386 | 1238.415 | 2204.1568 | 2136.1749 | 2068.1931 | 2000.2113 | 1932.2295 | 1864.2476 | 1796.2658 | 1728.284 | 1660.3022 | 1592.3204 | 1524.3385 | 1456.3567 | 1388.3749 | 1320.3931 | 1252.4112 | 0 | 0 | 0 | 0 | 0
|  | 2042 | -1.449% | [22 empty] | 3591.0134 | 3385.1049 | 3181.3336 | 3032.2721 | 2903.7269 | 2790.5688 | 2708.1851 | 2641.1885 | 2574.1919 | 2507.1953 | 2440.1988 | 2373.2022 | 2306.2056 | 2239.209 | 1220.4669 | 2172.2125 | 2105.2159 | 2038.2193 | 1971.2227 | 1904.2261 | 1837.2296 | 1770.233 | 1703.2364 | 1636.2398 | 1569.2432 | 1502.2467 | 1435.2501 | 1368.2535 | 1301.2569 | 1234.2604 | 0 | 0 | 0 | 0
|  | 2043 | -1.471% | 2043: 3538.2044; 2044: 3335.324; 2045: 3134.5493; 2046: 2987.6799; 2047: 2861.025; 2048: 2749.531; 2049: 2668.3588; 2050: 2602.3475; 2051: 2536.3362; 2052: 2470.3248; 2053: 2404.3135; 2054: 2338.3022; 2055: 2272.2908; 2056: 2206.2795; 2057: 1202.5189; 2058: 2140.2682; 2059: 2074.2568; 2060: 2008.2455; 2061: 1942.2341; 2062: 1876.2228; 2063: 1810.2115; 2064: 1744.2001; 2065: 1678.1888; 2066: 1612.1775; 2067: 1546.1661; 2068: 1480.1548; 2069: 1414.1435; 2070: 1348.1321; 2071: 1282.1208; 2072: 1216.1095; 2073: 0; 2074: 0; 2075: 0
|  | 2044 | -1.493% | 2044: 3485.3954; 2045: 3285.543; 2046: 3087.7649; 2047: 2943.0876; 2048: 2818.3232; 2049: 2708.4933; 2050: 2628.5326; 2051: 2563.5065; 2052: 2498.4804; 2053: 2433.4543; 2054: 2368.4282; 2055: 2303.4021; 2056: 2238.376; 2057: 2173.3499; 2058: 1184.5709; 2059: 2108.3239; 2060: 2043.2978; 2061: 1978.2717; 2062: 1913.2456; 2063: 1848.2195; 2064: 1783.1934; 2065: 1718.1673; 2066: 1653.1412; 2067: 1588.1151; 2068: 1523.089; 2069: 1458.0629; 2070: 1393.0369; 2071: 1328.0108; 2072: 1262.9847; 2073: 1197.9586; 2074: 0; 2075: 0
|  | 2045 | -1.515% | 2045: 3432.5863; 2046: 3235.7621; 2047: 3040.9806; 2048: 2898.4954; 2049: 2775.6213; 2050: 2667.4555; 2051: 2588.7063; 2052: 2524.6655; 2053: 2460.6246; 2054: 2396.5838; 2055: 2332.5429; 2056: 2268.5021; 2057: 2204.4612; 2058: 2140.4204; 2059: 1166.6228; 2060: 2076.3795; 2061: 2012.3387; 2062: 1948.2979; 2063: 1884.257; 2064: 1820.2162; 2065: 1756.1753; 2066: 1692.1345; 2067: 1628.0936; 2068: 1564.0528; 2069: 1500.0119; 2070: 1435.9711; 2071: 1371.9302; 2072: 1307.8894; 2073: 1243.8485; 2074: 1179.8077; 2075: 0
|  | 2046 | -1.538% | 2046: 3379.7773; 2047: 3185.9811; 2048: 2994.1963; 2049: 2853.9032; 2050: 2732.9194; 2051: 2626.4177; 2052: 2548.8801; 2053: 2485.8245; 2054: 2422.7689; 2055: 2359.7133; 2056: 2296.6577; 2057: 2233.6021; 2058: 2170.5465; 2059: 2107.4909; 2060: 1148.6748; 2061: 2044.4352; 2062: 1981.3796; 2063: 1918.324; 2064: 1855.2684; 2065: 1792.2128; 2066: 1729.1572; 2067: 1666.1016; 2068: 1603.046; 2069: 1539.9904; 2070: 1476.9348; 2071: 1413.8792; 2072: 1350.8236; 2073: 1287.768; 2074: 1224.7124; 2075: 1161.6568
|  | 2047 | -1.562% | 2047: 3326.9683; 2048: 3136.2002; 2049: 2947.412; 2050: 2809.3109; 2051: 2690.2176; 2052: 2585.3799; 2053: 2509.0538; 2054: 2446.9835; 2055: 2384.9131; 2056: 2322.8427; 2057: 2260.7724; 2058: 2198.702; 2059: 2136.6317; 2060: 2074.5613; 2061: 1130.7267; 2062: 2012.4909; 2063: 1950.4206; 2064: 1888.3502; 2065: 1826.2799; 2066: 1764.2095; 2067: 1702.1392; 2068: 1640.0688; 2069: 1577.9984; 2070: 1515.9281; 2071: 1453.8577; 2072: 1391.7874; 2073: 1329.717; 2074: 1267.6466; 2075: 1205.5763
|  | 2048 | -1.587% | 2048: 3274.1593; 2049: 3086.4192; 2050: 2900.6277; 2051: 2764.7187; 2052: 2647.5157; 2053: 2544.3422; 2054: 2469.2276; 2055: 2408.1425; 2056: 2347.0573; 2057: 2285.9722; 2058: 2224.8871; 2059: 2163.802; 2060: 2102.7169; 2061: 2041.6318; 2062: 1112.7787; 2063: 1980.5466; 2064: 1919.4615; 2065: 1858.3764; 2066: 1797.2913; 2067: 1736.2062; 2068: 1675.1211; 2069: 1614.036; 2070: 1552.9508; 2071: 1491.8657; 2072: 1430.7806; 2073: 1369.6955; 2074: 1308.6104; 2075: 1247.5253
|  | 2049 | -1.613% | 2049: 3221.3503; 2050: 3036.6383; 2051: 2853.8434; 2052: 2720.1265; 2053: 2604.8138; 2054: 2503.3044; 2055: 2429.4013; 2056: 2369.3014; 2057: 2309.2016; 2058: 2249.1017; 2059: 2189.0018; 2060: 2128.902; 2061: 2068.8021; 2062: 2008.7022; 2063: 1094.8306; 2064: 1948.6023; 2065: 1888.5025; 2066: 1828.4026; 2067: 1768.3027; 2068: 1708.2029; 2069: 1648.103; 2070: 1588.0031; 2071: 1527.9032; 2072: 1467.8034; 2073: 1407.7035; 2074: 1347.6036; 2075: 1287.5038
|  | 2050 | -1.639% | 2050: 3168.5412; 2051: 2986.8573; 2052: 2807.059; 2053: 2675.5342; 2054: 2562.112; 2055: 2462.2666; 2056: 2389.5751; 2057: 2330.4604; 2058: 2271.3458; 2059: 2212.2312; 2060: 2153.1166; 2061: 2094.0019; 2062: 2034.8873; 2063: 1975.7727; 2064: 1076.8826; 2065: 1916.658; 2066: 1857.5434; 2067: 1798.4288; 2068: 1739.3142; 2069: 1680.1995; 2070: 1621.0849; 2071: 1561.9703; 2072: 1502.8557; 2073: 1443.741; 2074: 1384.6264; 2075: 1325.5118
Revenue Requirement by vintage year
2012 $/MW-wk
| Aurora Input |  | Levelized Cost | 2020 | 2021 | 2022 | 2023 | 2024 | 2025 | 2026 | 2027 | 2028 | 2029 | 2030 | 2031 | 2032 | 2033 | 2034 | 2035 | 2036 | 2037 | 2038 | 2039 | 2040 | 2041 | 2042 | 2043 | 2044 | 2045 | 2046 | 2047 | 2048 | 2049 | 2050 | 2051 | 2052 | 2053 | 2054 | 2055 | 2056 | 2057 | 2058 | 2059 | 2060 | 2061 | 2062 | 2063 | 2064 | 2065 | 2066 | 2067 | 2068 | 2069 | 2070 | 2071 | 2072 | 2073 | 2074 | 2075
|  | 2020 | 3515.7484 | 5249.9764 | 4948.9431 | 4651.0342 | 4433.1099 | 4245.1799 | 4079.7454 | 3959.3024 | 3861.355 | 3763.4075 | 3665.4601 | 3567.5127 | 3469.5653 | 3371.6179 | 3273.6705 | 1784.2937 | 3175.7231 | 3077.7757 | 2979.8283 | 2881.8809 | 2783.9335 | 2685.9861 | 2588.0386 | 2490.0912 | 2392.1438 | 2294.1964 | 2196.249 | 2098.3016 | 2000.3542 | 1902.4068 | 1804.4594 | 0 | 0 | 0 | 0 | 0 | 0 | 0 | 0 | 0 | 0 | 0 | 0 | 0 | 0 | 0 | 0 | 0 | 0 | 0 | 0 | 0 | 0 | 0 | 0 | 0 | 0
|  | 2021 | 3278.5308 |  | 4895.7455 | 4615.0238 | 4337.2156 | 4133.9953 | 3958.7454 | 3804.4733 | 3692.1569 | 3600.8183 | 3509.4796 | 3418.141 | 3326.8024 | 3235.4638 | 3144.1252 | 3052.7866 | 1663.9023 | 2961.448 | 2870.1093 | 2778.7707 | 2687.4321 | 2596.0935 | 2504.7549 | 2413.4163 | 2322.0776 | 2230.739 | 2139.4004 | 2048.0618 | 1956.7232 | 1865.3846 | 1774.0459 | 1682.7073 | 0 | 0 | 0 | 0 | 0 | 0 | 0 | 0 | 0 | 0 | 0 | 0 | 0 | 0 | 0 | 0 | 0 | 0 | 0 | 0 | 0 | 0 | 0 | 0 | 0
|  | 2022 | 3108.5264 |  |  | 4641.8824 | 4375.7172 | 4112.3144 | 3919.6319 | 3753.4693 | 3607.1969 | 3500.7045 | 3414.1021 | 3327.4997 | 3240.8974 | 3154.295 | 3067.6927 | 2981.0903 | 2894.4879 | 1577.6226 | 2807.8856 | 2721.2832 | 2634.6809 | 2548.0785 | 2461.4761 | 2374.8738 | 2288.2714 | 2201.6691 | 2115.0667 | 2028.4643 | 1941.862 | 1855.2596 | 1768.6572 | 1682.0549 | 1595.4525 | 0 | 0 | 0 | 0 | 0 | 0 | 0 | 0 | 0 | 0 | 0 | 0 | 0 | 0 | 0 | 0 | 0 | 0 | 0 | 0 | 0 | 0 | 0 | 0
|  | 2023 | 2938.5221 |  |  |  | 4388.0193 | 4136.4106 | 3887.4133 | 3705.2684 | 3548.1933 | 3409.9204 | 3309.252 | 3227.3859 | 3145.5198 | 3063.6537 | 2981.7876 | 2899.9215 | 2818.0554 | 2736.1893 | 1491.3429 | 2654.3232 | 2572.4571 | 2490.591 | 2408.7249 | 2326.8588 | 2244.9927 | 2163.1266 | 2081.2605 | 1999.3944 | 1917.5283 | 1835.6622 | 1753.796 | 1671.9299 | 1590.0638 | 1508.1977 | 0 | 0 | 0 | 0 | 0 | 0 | 0 | 0 | 0 | 0 | 0 | 0 | 0 | 0 | 0 | 0 | 0 | 0 | 0 | 0 | 0 | 0 | 0
|  | 2024 | 2768.5178 |  |  |  |  | 4134.1562 | 3897.104 | 3662.5121 | 3490.905 | 3342.9172 | 3212.6439 | 3117.7996 | 3040.6698 | 2963.5399 | 2886.4101 | 2809.2802 | 2732.1504 | 2655.0205 | 2577.8907 | 1405.0633 | 2500.7608 | 2423.631 | 2346.5011 | 2269.3713 | 2192.2414 | 2115.1116 | 2037.9817 | 1960.8519 | 1883.722 | 1806.5922 | 1729.4623 | 1652.3325 | 1575.2026 | 1498.0728 | 1420.9429 | 0 | 0 | 0 | 0 | 0 | 0 | 0 | 0 | 0 | 0 | 0 | 0 | 0 | 0 | 0 | 0 | 0 | 0 | 0 | 0 | 0 | 0
|  | 2025 | 2598.5134 | [5 empty] | 3880.2931 | 3657.7974 | 3437.6109 | 3276.5416 | 3137.6412 | 3015.3675 | 2926.3472 | 2853.9536 | 2781.56 | 2709.1664 | 2636.7728 | 2564.3792 | 2491.9856 | 2419.592 | 1318.7836 | 2347.1984 | 2274.8049 | 2202.4113 | 2130.0177 | 2057.6241 | 1985.2305 | 1912.8369 | 1840.4433 | 1768.0497 | 1695.6561 | 1623.2625 | 1550.8689 | 1478.4753 | 1406.0817 | 1333.6881 | 0 | 0 | 0 | 0 | 0 | 0 | 0 | 0 | 0 | 0 | 0 | 0 | 0 | 0 | 0 | 0 | 0 | 0 | 0 | 0 | 0
|  | 2026 | 2514.0672 | [6 empty] | 3754.1917 | 3538.9266 | 3325.8957 | 3170.0608 | 3035.6744 | 2917.3743 | 2831.247 | 2761.206 | 2691.1651 | 2621.1241 | 2551.0832 | 2481.0422 | 2411.0013 | 2340.9603 | 1275.9259 | 2270.9194 | 2200.8784 | 2130.8375 | 2060.7965 | 1990.7556 | 1920.7146 | 1850.6737 | 1780.6327 | 1710.5918 | 1640.5508 | 1570.5099 | 1500.4689 | 1430.428 | 1360.387 | 1290.3461 | 0 | 0 | 0 | 0 | 0 | 0 | 0 | 0 | 0 | 0 | 0 | 0 | 0 | 0 | 0 | 0 | 0 | 0 | 0 | 0
|  | 2027 | 2429.6209 | [7 empty] | 3628.0902 | 3420.0558 | 3214.1805 | 3063.58 | 2933.7076 | 2819.3811 | 2736.1468 | 2668.4585 | 2600.7702 | 2533.0819 | 2465.3936 | 2397.7052 | 2330.0169 | 2262.3286 | 1233.0681 | 2194.6403 | 2126.952 | 2059.2637 | 1991.5754 | 1923.8871 | 1856.1988 | 1788.5105 | 1720.8221 | 1653.1338 | 1585.4455 | 1517.7572 | 1450.0689 | 1382.3806 | 1314.6923 | 1247.004 | 0 | 0 | 0 | 0 | 0 | 0 | 0 | 0 | 0 | 0 | 0 | 0 | 0 | 0 | 0 | 0 | 0 | 0 | 0
|  | 2028 | 2345.1746 | [8 empty] | 3501.9888 | 3301.185 | 3102.4653 | 2957.0992 | 2831.7408 | 2721.388 | 2641.0466 | 2575.7109 | 2510.3753 | 2445.0396 | 2379.7039 | 2314.3683 | 2249.0326 | 2183.6969 | 1190.2104 | 2118.3613 | 2053.0256 | 1987.6899 | 1922.3542 | 1857.0186 | 1791.6829 | 1726.3472 | 1661.0116 | 1595.6759 | 1530.3402 | 1465.0046 | 1399.6689 | 1334.3332 | 1268.9975 | 1203.6619 | 0 | 0 | 0 | 0 | 0 | 0 | 0 | 0 | 0 | 0 | 0 | 0 | 0 | 0 | 0 | 0 | 0 | 0
|  | 2029 | 2260.7283 | [9 empty] | 3375.8873 | 3182.3142 | 2990.7501 | 2850.6184 | 2729.7739 | 2623.3948 | 2545.9464 | 2482.9634 | 2419.9804 | 2356.9973 | 2294.0143 | 2231.0313 | 2168.0482 | 2105.0652 | 1147.3527 | 2042.0822 | 1979.0992 | 1916.1161 | 1853.1331 | 1790.1501 | 1727.167 | 1664.184 | 1601.201 | 1538.218 | 1475.2349 | 1412.2519 | 1349.2689 | 1286.2858 | 1223.3028 | 1160.3198 | 0 | 0 | 0 | 0 | 0 | 0 | 0 | 0 | 0 | 0 | 0 | 0 | 0 | 0 | 0 | 0 | 0
|  | 2030 | 2176.282 | [10 empty] | 3249.7859 | 3063.4434 | 2879.0349 | 2744.1377 | 2627.8071 | 2525.4016 | 2450.8462 | 2390.2158 | 2329.5854 | 2268.9551 | 2208.3247 | 2147.6943 | 2087.0639 | 2026.4335 | 1104.495 | 1965.8031 | 1905.1727 | 1844.5423 | 1783.912 | 1723.2816 | 1662.6512 | 1602.0208 | 1541.3904 | 1480.76 | 1420.1296 | 1359.4992 | 1298.8689 | 1238.2385 | 1177.6081 | 1116.9777 | 0 | 0 | 0 | 0 | 0 | 0 | 0 | 0 | 0 | 0 | 0 | 0 | 0 | 0 | 0 | 0
|  | 2031 | 2149.0785 | [11 empty] | 3209.1636 | 3025.1503 | 2843.047 | 2709.8359 | 2594.9595 | 2493.8341 | 2420.2106 | 2360.3381 | 2300.4656 | 2240.5931 | 2180.7206 | 2120.8481 | 2060.9756 | 2001.1031 | 1090.6888 | 1941.2306 | 1881.3581 | 1821.4856 | 1761.6131 | 1701.7406 | 1641.868 | 1581.9955 | 1522.123 | 1462.2505 | 1402.378 | 1342.5055 | 1282.633 | 1222.7605 | 1162.888 | 1103.0155 | 0 | 0 | 0 | 0 | 0 | 0 | 0 | 0 | 0 | 0 | 0 | 0 | 0 | 0 | 0
|  | 2032 | 2121.875 | [12 empty] | 3168.5412 | 2986.8573 | 2807.059 | 2675.5342 | 2562.112 | 2462.2666 | 2389.5751 | 2330.4604 | 2271.3458 | 2212.2312 | 2153.1166 | 2094.0019 | 2034.8873 | 1975.7727 | 1076.8826 | 1916.658 | 1857.5434 | 1798.4288 | 1739.3142 | 1680.1995 | 1621.0849 | 1561.9703 | 1502.8557 | 1443.741 | 1384.6264 | 1325.5118 | 1266.3971 | 1207.2825 | 1148.1679 | 1089.0533 | 0 | 0 | 0 | 0 | 0 | 0 | 0 | 0 | 0 | 0 | 0 | 0 | 0 | 0
|  | 2033 | 2094.6715 | [13 empty] | 3127.9189 | 2948.5643 | 2771.0711 | 2641.2325 | 2529.2644 | 2430.6991 | 2358.9395 | 2300.5827 | 2242.226 | 2183.8692 | 2125.5125 | 2067.1558 | 2008.799 | 1950.4423 | 1063.0764 | 1892.0855 | 1833.7288 | 1775.372 | 1717.0153 | 1658.6585 | 1600.3018 | 1541.945 | 1483.5883 | 1425.2315 | 1366.8748 | 1308.518 | 1250.1613 | 1191.8045 | 1133.4478 | 1075.091 | 0 | 0 | 0 | 0 | 0 | 0 | 0 | 0 | 0 | 0 | 0 | 0 | 0
|  | 2034 | 2067.4679 | [14 empty] | 3087.2966 | 2910.2712 | 2735.0832 | 2606.9308 | 2496.4168 | 2399.1316 | 2328.3039 | 2270.705 | 2213.1062 | 2155.5073 | 2097.9084 | 2040.3096 | 1982.7107 | 1925.1118 | 1049.2702 | 1867.513 | 1809.9141 | 1752.3152 | 1694.7164 | 1637.1175 | 1579.5186 | 1521.9198 | 1464.3209 | 1406.722 | 1349.1232 | 1291.5243 | 1233.9254 | 1176.3265 | 1118.7277 | 1061.1288 | 0 | 0 | 0 | 0 | 0 | 0 | 0 | 0 | 0 | 0 | 0 | 0
|  | 2035 | 2040.2644 | [15 empty] | 3046.6743 | 2871.9782 | 2699.0952 | 2572.6291 | 2463.5692 | 2367.564 | 2297.6683 | 2240.8273 | 2183.9864 | 2127.1454 | 2070.3044 | 2013.4634 | 1956.6224 | 1899.7814 | 1035.464 | 1842.9404 | 1786.0994 | 1729.2585 | 1672.4175 | 1615.5765 | 1558.7355 | 1501.8945 | 1445.0535 | 1388.2125 | 1331.3715 | 1274.5305 | 1217.6896 | 1160.8486 | 1104.0076 | 1047.1666 | 0 | 0 | 0 | 0 | 0 | 0 | 0 | 0 | 0 | 0 | 0
|  | 2036 | 2013.0609 | [16 empty] | 3006.0519 | 2833.6851 | 2663.1073 | 2538.3273 | 2430.7216 | 2335.9965 | 2267.0328 | 2210.9496 | 2154.8665 | 2098.7834 | 2042.7003 | 1986.6172 | 1930.5341 | 1874.451 | 1021.6578 | 1818.3679 | 1762.2848 | 1706.2017 | 1650.1186 | 1594.0355 | 1537.9523 | 1481.8692 | 1425.7861 | 1369.703 | 1313.6199 | 1257.5368 | 1201.4537 | 1145.3706 | 1089.2875 | 1033.2044 | 0 | 0 | 0 | 0 | 0 | 0 | 0 | 0 | 0 | 0
|  | 2037 | 1985.8574 | [17 empty] | 2965.4296 | 2795.3921 | 2627.1194 | 2504.0256 | 2397.874 | 2304.429 | 2236.3972 | 2181.072 | 2125.7467 | 2070.4215 | 2015.0963 | 1959.771 | 1904.4458 | 1849.1206 | 1007.8517 | 1793.7954 | 1738.4701 | 1683.1449 | 1627.8197 | 1572.4944 | 1517.1692 | 1461.844 | 1406.5187 | 1351.1935 | 1295.8683 | 1240.5431 | 1185.2178 | 1129.8926 | 1074.5674 | 1019.2421 | 0 | 0 | 0 | 0 | 0 | 0 | 0 | 0 | 0
|  | 2038 | 1958.6538 | [18 empty] | 2924.8073 | 2757.099 | 2591.1314 | 2469.7239 | 2365.0264 | 2272.8615 | 2205.7616 | 2151.1943 | 2096.6269 | 2042.0596 | 1987.4922 | 1932.9249 | 1878.3575 | 1823.7902 | 994.0455 | 1769.2228 | 1714.6555 | 1660.0881 | 1605.5208 | 1550.9534 | 1496.3861 | 1441.8187 | 1387.2514 | 1332.684 | 1278.1167 | 1223.5493 | 1168.982 | 1114.4146 | 1059.8473 | 1005.2799 | 0 | 0 | 0 | 0 | 0 | 0 | 0 | 0
|  | 2039 | 1931.4503 | [19 empty] | 2884.185 | 2718.806 | 2555.1435 | 2435.4222 | 2332.1788 | 2241.294 | 2175.126 | 2121.3166 | 2067.5071 | 2013.6976 | 1959.8881 | 1906.0787 | 1852.2692 | 1798.4597 | 980.2393 | 1744.6503 | 1690.8408 | 1637.0313 | 1583.2219 | 1529.4124 | 1475.6029 | 1421.7935 | 1367.984 | 1314.1745 | 1260.3651 | 1206.5556 | 1152.7461 | 1098.9366 | 1045.1272 | 991.3177 | 0 | 0 | 0 | 0 | 0 | 0 | 0
|  | 2040 | 1904.2468 | [20 empty] | 2843.5627 | 2680.513 | 2519.1555 | 2401.1205 | 2299.3312 | 2209.7264 | 2144.4904 | 2091.4389 | 2038.3873 | 1985.3357 | 1932.2841 | 1879.2325 | 1826.1809 | 1773.1293 | 966.4331 | 1720.0777 | 1667.0261 | 1613.9746 | 1560.923 | 1507.8714 | 1454.8198 | 1401.7682 | 1348.7166 | 1295.665 | 1242.6134 | 1189.5618 | 1136.5103 | 1083.4587 | 1030.4071 | 977.3555 | 0 | 0 | 0 | 0 | 0 | 0
|  | 2041 | 1877.0433 | [21 empty] | 2802.9403 | 2642.2199 | 2483.1676 | 2366.8187 | 2266.4837 | 2178.1589 | 2113.8549 | 2061.5612 | 2009.2674 | 1956.9737 | 1904.68 | 1852.3863 | 1800.0926 | 1747.7989 | 952.6269 | 1695.5052 | 1643.2115 | 1590.9178 | 1538.6241 | 1486.3304 | 1434.0366 | 1381.7429 | 1329.4492 | 1277.1555 | 1224.8618 | 1172.5681 | 1120.2744 | 1067.9807 | 1015.687 | 963.3933 | 0 | 0 | 0 | 0 | 0
|  | 2042 | 1849.8397 | [22 empty] | 2762.318 | 2603.9269 | 2447.1797 | 2332.517 | 2233.6361 | 2146.5914 | 2083.2193 | 2031.6835 | 1980.1476 | 1928.6118 | 1877.076 | 1825.5401 | 1774.0043 | 1722.4685 | 938.8207 | 1670.9327 | 1619.3968 | 1567.861 | 1516.3252 | 1464.7893 | 1413.2535 | 1361.7177 | 1310.1818 | 1258.646 | 1207.1102 | 1155.5744 | 1104.0385 | 1052.5027 | 1000.9669 | 949.431 | 0 | 0 | 0 | 0
|  | 2043 | 1822.6362 | 2043: 2721.6957; 2044: 2565.6338; 2045: 2411.1917; 2046: 2298.2153; 2047: 2200.7885; 2048: 2115.0239; 2049: 2052.5837; 2050: 2001.8058; 2051: 1951.0278; 2052: 1900.2499; 2053: 1849.4719; 2054: 1798.694; 2055: 1747.916; 2056: 1697.1381; 2057: 925.0145; 2058: 1646.3601; 2059: 1595.5822; 2060: 1544.8042; 2061: 1494.0263; 2062: 1443.2483; 2063: 1392.4704; 2064: 1341.6924; 2065: 1290.9145; 2066: 1240.1365; 2067: 1189.3586; 2068: 1138.5806; 2069: 1087.8027; 2070: 1037.0247; 2071: 986.2468; 2072: 935.4688; 2073: 0; 2074: 0; 2075: 0
|  | 2044 | 1795.4327 | 2044: 2681.0734; 2045: 2527.3408; 2046: 2375.2038; 2047: 2263.9136; 2048: 2167.9409; 2049: 2083.4564; 2050: 2021.9481; 2051: 1971.9281; 2052: 1921.908; 2053: 1871.8879; 2054: 1821.8679; 2055: 1771.8478; 2056: 1721.8277; 2057: 1671.8076; 2058: 911.2084; 2059: 1621.7876; 2060: 1571.7675; 2061: 1521.7474; 2062: 1471.7274; 2063: 1421.7073; 2064: 1371.6872; 2065: 1321.6672; 2066: 1271.6471; 2067: 1221.627; 2068: 1171.6069; 2069: 1121.5869; 2070: 1071.5668; 2071: 1021.5467; 2072: 971.5267; 2073: 921.5066; 2074: 0; 2075: 0
|  | 2045 | 1768.2292 | 2045: 2640.451; 2046: 2489.0477; 2047: 2339.2159; 2048: 2229.6119; 2049: 2135.0933; 2050: 2051.8888; 2051: 1991.3126; 2052: 1942.0504; 2053: 1892.7882; 2054: 1843.526; 2055: 1794.2638; 2056: 1745.0016; 2057: 1695.7394; 2058: 1646.4772; 2059: 897.4022; 2060: 1597.215; 2061: 1547.9528; 2062: 1498.6907; 2063: 1449.4285; 2064: 1400.1663; 2065: 1350.9041; 2066: 1301.6419; 2067: 1252.3797; 2068: 1203.1175; 2069: 1153.8553; 2070: 1104.5931; 2071: 1055.3309; 2072: 1006.0688; 2073: 956.8066; 2074: 907.5444; 2075: 0
|  | 2046 | 1741.0256 | 2046: 2599.8287; 2047: 2450.7547; 2048: 2303.2279; 2049: 2195.3101; 2050: 2102.2457; 2051: 2020.3213; 2052: 1960.677; 2053: 1912.1727; 2054: 1863.6684; 2055: 1815.164; 2056: 1766.6597; 2057: 1718.1554; 2058: 1669.6511; 2059: 1621.1468; 2060: 883.596; 2061: 1572.6425; 2062: 1524.1382; 2063: 1475.6339; 2064: 1427.1296; 2065: 1378.6253; 2066: 1330.1209; 2067: 1281.6166; 2068: 1233.1123; 2069: 1184.608; 2070: 1136.1037; 2071: 1087.5994; 2072: 1039.0951; 2073: 990.5908; 2074: 942.0865; 2075: 893.5822
|  | 2047 | 1698.9082 | 2047: 2559.2064; 2048: 2412.4617; 2049: 2267.24; 2050: 2161.0084; 2051: 2069.3981; 2052: 1988.7538; 2053: 1930.0414; 2054: 1882.295; 2055: 1834.5485; 2056: 1786.8021; 2057: 1739.0557; 2058: 1691.3093; 2059: 1643.5628; 2060: 1595.8164; 2061: 869.7898; 2062: 1548.07; 2063: 1500.3235; 2064: 1452.5771; 2065: 1404.8307; 2066: 1357.0842; 2067: 1309.3378; 2068: 1261.5914; 2069: 1213.8449; 2070: 1166.0985; 2071: 1118.3521; 2072: 1070.6057; 2073: 1022.8592; 2074: 975.1128; 2075: 927.3664
|  | 2048 | 1655.8022 | 2048: 2518.5841; 2049: 2374.1686; 2050: 2231.2521; 2051: 2126.7067; 2052: 2036.5505; 2053: 1957.1863; 2054: 1899.4058; 2055: 1852.4173; 2056: 1805.4287; 2057: 1758.4402; 2058: 1711.4516; 2059: 1664.4631; 2060: 1617.4745; 2061: 1570.486; 2062: 855.9836; 2063: 1523.4974; 2064: 1476.5089; 2065: 1429.5203; 2066: 1382.5318; 2067: 1335.5432; 2068: 1288.5547; 2069: 1241.5661; 2070: 1194.5776; 2071: 1147.589; 2072: 1100.6005; 2073: 1053.6119; 2074: 1006.6234; 2075: 959.6348
|  | 2049 | 1611.6813 | 2049: 2477.9617; 2050: 2335.8756; 2051: 2195.2641; 2052: 2092.405; 2053: 2003.7029; 2054: 1925.6188; 2055: 1868.7702; 2056: 1822.5396; 2057: 1776.3089; 2058: 1730.0782; 2059: 1683.8476; 2060: 1637.6169; 2061: 1591.3862; 2062: 1545.1556; 2063: 842.1774; 2064: 1498.9249; 2065: 1452.6942; 2066: 1406.4635; 2067: 1360.2329; 2068: 1314.0022; 2069: 1267.7715; 2070: 1221.5409; 2071: 1175.3102; 2072: 1129.0795; 2073: 1082.8488; 2074: 1036.6182; 2075: 990.3875
|  | 2050 | 1566.5201 | 2050: 2437.3394; 2051: 2297.5825; 2052: 2159.2762; 2053: 2058.1032; 2054: 1970.8554; 2055: 1894.0512; 2056: 1838.1347; 2057: 1792.6619; 2058: 1747.1891; 2059: 1701.7163; 2060: 1656.2435; 2061: 1610.7707; 2062: 1565.2979; 2063: 1519.8251; 2064: 828.3712; 2065: 1474.3523; 2066: 1428.8796; 2067: 1383.4068; 2068: 1337.934; 2069: 1292.4612; 2070: 1246.9884; 2071: 1201.5156; 2072: 1156.0428; 2073: 1110.57; 2074: 1065.0972; 2075: 1019.6244
|  | Annual Change (%) |  | 0% | -6.747% | -5.185% | -5.469% | -5.785% | -6.141% | -3.25% | -3.359% | -3.476% | -3.601% | -3.735% | -1.25% | -1.266% | -1.282% | -1.299% | -1.316% | -1.333% | -1.351% | -1.37% | -1.389% | -1.408% | -1.429% | -1.449% | -1.471% | -1.493% | -1.515% | -1.538% | -1.562% | -1.587% | -1.613% | -1.639% | 0% | 0% | 0% | 0% | 0% | 0% | 0% | 0% | 0% | 0% | 0% | 0% | 0% | 0% | 0% | 0% | 0% | 0% | 0% | 0% | 0% | 0% | 0% | 0% | 0%
|  | Levelized Capital Cost ($/MW-wk) |  | 3515.7484 | 3278.5308 | 3108.5264 | 2938.5221 | 2768.5178 | 2598.5134 | 2514.0672 | 2429.6209 | 2345.1746 | 2260.7283 | 2176.282 | 2149.0785 | 2121.875 | 2094.6715 | 2067.4679 | 2040.2644 | 2013.0609 | 1985.8574 | 1958.6538 | 1931.4503 | 1904.2468 | 1877.0433 | 1849.8397 | 1822.6362 | 1795.4327 | 1768.2292 | 1741.0256 | 1713.8221 | 1686.6186 | 1659.4151 | 1632.2115 | 1632.2115 | 1632.2115 | 1632.2115 | 1632.2115 | 1632.2115 | 1632.2115 | 1632.2115 | 1632.2115 | 1632.2115 | 1632.2115 | 1632.2115 | 1632.2115 | 1632.2115 | 1632.2115 | 1632.2115 | 1632.2115 | 1632.2115 | 1632.2115 | 1632.2115 | 1632.2115 | 1632.2115 | 1632.2115 | 1632.2115 | 1632.2115 | 1632.2115
|  | Economic Life | 30
|  | check s/b 0 | 0
Revenue Requirement by vintage year
2012 $/MW-wk
| Aurora Input |  | Levelized Cost | 2020 | 2021 | 2022 | 2023 | 2024 | 2025 | 2026 | 2027 | 2028 | 2029 | 2030 | 2031 | 2032 | 2033 | 2034 | 2035 | 2036 | 2037 | 2038 | 2039 | 2040 | 2041 | 2042 | 2043 | 2044 | 2045 | 2046 | Levelized | 2047 | 2048 | 2049 | 2050 | 2051 | 2052 | 2053 | 2054 | 2055 | 2056 | 2057 | 2058 | 2059 | 2060 | 2061 | 2062 | 2063 | 2064 | 2065 | 2066 | 2067 | 2068 | 2069 | 2070 | 2071 | 2072 | 2073 | 2074 | 2075 | 2076 | 2077 | 2078 | 2079
|  | 2020 | 3515.7484 | 5249.9764 | 4948.9431 | 4651.0342 | 4433.1099 | 4245.1799 | 4079.7454 | 3959.3024 | 3861.355 | 3763.4075 | 3665.4601 | 3567.5127 | 3469.5653 | 3371.6179 | 3273.6705 | 1784.2937 | 3175.7231 | 3077.7757 | 2979.8283 | 2881.8809 | 2783.9335 | 2685.9861 | 2588.0386 | 2490.0912 | 2392.1438 | 2294.1964 | 2196.249 | 2098.3016 | 1905.1551 | 2000.3542 | 1902.4068 | 1804.4594 | 0 | 0 | 0 | 0 | 0 | 0 | 0 | 0 | 0 | 0 | 0 | 0 | 0 | 0 | 0 | 0 | 0 | 0 | 0 | 0 | 0 | 0 | 0 | 0 | 0 | 0 | 0 | 0 | 0 | 0
|  | 2021 | 3278.5308 |  | 4895.7455 | 4615.0238 | 4337.2156 | 4133.9953 | 3958.7454 | 3804.4733 | 3692.1569 | 3600.8183 | 3509.4796 | 3418.141 | 3326.8024 | 3235.4638 | 3144.1252 | 3052.7866 | 1663.9023 | 2961.448 | 2870.1093 | 2778.7707 | 2687.4321 | 2596.0935 | 2504.7549 | 2413.4163 | 2322.0776 | 2230.739 | 2139.4004 | 2048.0618 | 1824.5197 | 1956.7232 | 1865.3846 | 1774.0459 | 1682.7073 | 0 | 0 | 0 | 0 | 0 | 0 | 0 | 0 | 0 | 0 | 0 | 0 | 0 | 0 | 0 | 0 | 0 | 0 | 0 | 0 | 0 | 0 | 0 | 0 | 0 | 0 | 0 | 0 | 0
|  | 2022 | 3108.5264 |  |  | 4641.8824 | 4375.7172 | 4112.3144 | 3919.6319 | 3753.4693 | 3607.1969 | 3500.7045 | 3414.1021 | 3327.4997 | 3240.8974 | 3154.295 | 3067.6927 | 2981.0903 | 2894.4879 | 1577.6226 | 2807.8856 | 2721.2832 | 2634.6809 | 2548.0785 | 2461.4761 | 2374.8738 | 2288.2714 | 2201.6691 | 2115.0667 | 2028.4643 | 1775.9438 | 1941.862 | 1855.2596 | 1768.6572 | 1682.0549 | 1595.4525 | 0 | 0 | 0 | 0 | 0 | 0 | 0 | 0 | 0 | 0 | 0 | 0 | 0 | 0 | 0 | 0 | 0 | 0 | 0 | 0 | 0 | 0 | 0 | 0 | 0 | 0 | 0 | 0
|  | 2023 | 2938.5221 |  |  |  | 4388.0193 | 4136.4106 | 3887.4133 | 3705.2684 | 3548.1933 | 3409.9204 | 3309.252 | 3227.3859 | 3145.5198 | 3063.6537 | 2981.7876 | 2899.9215 | 2818.0554 | 2736.1893 | 1491.3429 | 2654.3232 | 2572.4571 | 2490.591 | 2408.7249 | 2326.8588 | 2244.9927 | 2163.1266 | 2081.2605 | 1999.3944 | 1722.9048 | 1917.5283 | 1835.6622 | 1753.796 | 1671.9299 | 1590.0638 | 1508.1977 | 0 | 0 | 0 | 0 | 0 | 0 | 0 | 0 | 0 | 0 | 0 | 0 | 0 | 0 | 0 | 0 | 0 | 0 | 0 | 0 | 0 | 0 | 0 | 0 | 0 | 0 | 0
|  | 2024 | 2768.5178 |  |  |  |  | 4134.1562 | 3897.104 | 3662.5121 | 3490.905 | 3342.9172 | 3212.6439 | 3117.7996 | 3040.6698 | 2963.5399 | 2886.4101 | 2809.2802 | 2732.1504 | 2655.0205 | 2577.8907 | 1405.0633 | 2500.7608 | 2423.631 | 2346.5011 | 2269.3713 | 2192.2414 | 2115.1116 | 2037.9817 | 1960.8519 | 1665.3024 | 1883.722 | 1806.5922 | 1729.4623 | 1652.3325 | 1575.2026 | 1498.0728 | 1420.9429 | 0 | 0 | 0 | 0 | 0 | 0 | 0 | 0 | 0 | 0 | 0 | 0 | 0 | 0 | 0 | 0 | 0 | 0 | 0 | 0 | 0 | 0 | 0 | 0 | 0 | 0
|  | 2025 | 2598.5134 | [5 empty] | 3880.2931 | 3657.7974 | 3437.6109 | 3276.5416 | 3137.6412 | 3015.3675 | 2926.3472 | 2853.9536 | 2781.56 | 2709.1664 | 2636.7728 | 2564.3792 | 2491.9856 | 2419.592 | 1318.7836 | 2347.1984 | 2274.8049 | 2202.4113 | 2130.0177 | 2057.6241 | 1985.2305 | 1912.8369 | 1603.0363 | 1840.4433 | 1768.0497 | 1695.6561 | 1623.2625 | 1550.8689 | 1478.4753 | 1406.0817 | 1333.6881 | 0 | 0 | 0 | 0 | 0 | 0 | 0 | 0 | 0 | 0 | 0 | 0 | 0 | 0 | 0 | 0 | 0 | 0 | 0 | 0 | 0 | 0 | 0 | 0 | 0
|  | 2026 | 2514.0672 | [6 empty] | 3754.1917 | 3538.9266 | 3325.8957 | 3170.0608 | 3035.6744 | 2917.3743 | 2831.247 | 2761.206 | 2691.1651 | 2621.1241 | 2551.0832 | 2481.0422 | 2411.0013 | 2340.9603 | 1275.9259 | 2270.9194 | 2200.8784 | 2130.8375 | 2060.7965 | 1990.7556 | 1920.7146 | 1590.1211 | 1850.6737 | 1780.6327 | 1710.5918 | 1640.5508 | 1570.5099 | 1500.4689 | 1430.428 | 1360.387 | 1290.3461 | 0 | 0 | 0 | 0 | 0 | 0 | 0 | 0 | 0 | 0 | 0 | 0 | 0 | 0 | 0 | 0 | 0 | 0 | 0 | 0 | 0 | 0 | 0 | 0
|  | 2027 | 2429.6209 | [7 empty] | 3628.0902 | 3420.0558 | 3214.1805 | 3063.58 | 2933.7076 | 2819.3811 | 2736.1468 | 2668.4585 | 2600.7702 | 2533.0819 | 2465.3936 | 2397.7052 | 2330.0169 | 2262.3286 | 1233.0681 | 2194.6403 | 2126.952 | 2059.2637 | 1991.5754 | 1923.8871 | 1575.042 | 1856.1988 | 1788.5105 | 1720.8221 | 1653.1338 | 1585.4455 | 1517.7572 | 1450.0689 | 1382.3806 | 1314.6923 | 1247.004 | 0 | 0 | 0 | 0 | 0 | 0 | 0 | 0 | 0 | 0 | 0 | 0 | 0 | 0 | 0 | 0 | 0 | 0 | 0 | 0 | 0 | 0 | 0
|  | 2028 | 2345.1746 | [8 empty] | 3501.9888 | 3301.185 | 3102.4653 | 2957.0992 | 2831.7408 | 2721.388 | 2641.0466 | 2575.7109 | 2510.3753 | 2445.0396 | 2379.7039 | 2314.3683 | 2249.0326 | 2183.6969 | 1190.2104 | 2118.3613 | 2053.0256 | 1987.6899 | 1922.3542 | 1557.7487 | 1857.0186 | 1791.6829 | 1726.3472 | 1661.0116 | 1595.6759 | 1530.3402 | 1465.0046 | 1399.6689 | 1334.3332 | 1268.9975 | 1203.6619 | 0 | 0 | 0 | 0 | 0 | 0 | 0 | 0 | 0 | 0 | 0 | 0 | 0 | 0 | 0 | 0 | 0 | 0 | 0 | 0 | 0 | 0
|  | 2029 | 2260.7283 | [9 empty] | 3375.8873 | 3182.3142 | 2990.7501 | 2850.6184 | 2729.7739 | 2623.3948 | 2545.9464 | 2482.9634 | 2419.9804 | 2356.9973 | 2294.0143 | 2231.0313 | 2168.0482 | 2105.0652 | 1147.3527 | 2042.0822 | 1979.0992 | 1916.1161 | 1538.1908 | 1853.1331 | 1790.1501 | 1727.167 | 1664.184 | 1601.201 | 1538.218 | 1475.2349 | 1412.2519 | 1349.2689 | 1286.2858 | 1223.3028 | 1160.3198 | 0 | 0 | 0 | 0 | 0 | 0 | 0 | 0 | 0 | 0 | 0 | 0 | 0 | 0 | 0 | 0 | 0 | 0 | 0 | 0 | 0
|  | 2030 | 2176.282 | [10 empty] | 3249.7859 | 3063.4434 | 2879.0349 | 2744.1377 | 2627.8071 | 2525.4016 | 2450.8462 | 2390.2158 | 2329.5854 | 2268.9551 | 2208.3247 | 2147.6943 | 2087.0639 | 2026.4335 | 1104.495 | 1965.8031 | 1905.1727 | 1516.3184 | 1844.5423 | 1783.912 | 1723.2816 | 1662.6512 | 1602.0208 | 1541.3904 | 1480.76 | 1420.1296 | 1359.4992 | 1298.8689 | 1238.2385 | 1177.6081 | 1116.9777 | 0 | 0 | 0 | 0 | 0 | 0 | 0 | 0 | 0 | 0 | 0 | 0 | 0 | 0 | 0 | 0 | 0 | 0 | 0 | 0
|  | 2031 | 2149.0785 | [11 empty] | 3209.1636 | 3025.1503 | 2843.047 | 2709.8359 | 2594.9595 | 2493.8341 | 2420.2106 | 2360.3381 | 2300.4656 | 2240.5931 | 2180.7206 | 2120.8481 | 2060.9756 | 2001.1031 | 1090.6888 | 1941.2306 | 1532.9118 | 1881.3581 | 1821.4856 | 1761.6131 | 1701.7406 | 1641.868 | 1581.9955 | 1522.123 | 1462.2505 | 1402.378 | 1342.5055 | 1282.633 | 1222.7605 | 1162.888 | 1103.0155 | 0 | 0 | 0 | 0 | 0 | 0 | 0 | 0 | 0 | 0 | 0 | 0 | 0 | 0 | 0 | 0 | 0 | 0 | 0
|  | 2032 | 2121.875 | [12 empty] | 3168.5412 | 2986.8573 | 2807.059 | 2675.5342 | 2562.112 | 2462.2666 | 2389.5751 | 2330.4604 | 2271.3458 | 2212.2312 | 2153.1166 | 2094.0019 | 2034.8873 | 1975.7727 | 1076.8826 | 1549.0059 | 1916.658 | 1857.5434 | 1798.4288 | 1739.3142 | 1680.1995 | 1621.0849 | 1561.9703 | 1502.8557 | 1443.741 | 1384.6264 | 1325.5118 | 1266.3971 | 1207.2825 | 1148.1679 | 1089.0533 | 0 | 0 | 0 | 0 | 0 | 0 | 0 | 0 | 0 | 0 | 0 | 0 | 0 | 0 | 0 | 0 | 0 | 0
|  | 2033 | 2094.6715 | [13 empty] | 3127.9189 | 2948.5643 | 2771.0711 | 2641.2325 | 2529.2644 | 2430.6991 | 2358.9395 | 2300.5827 | 2242.226 | 2183.8692 | 2125.5125 | 2067.1558 | 2008.799 | 1950.4423 | 1489.9442 | 1063.0764 | 1892.0855 | 1833.7288 | 1775.372 | 1717.0153 | 1658.6585 | 1600.3018 | 1541.945 | 1483.5883 | 1425.2315 | 1366.8748 | 1308.518 | 1250.1613 | 1191.8045 | 1133.4478 | 1075.091 | 0 | 0 | 0 | 0 | 0 | 0 | 0 | 0 | 0 | 0 | 0 | 0 | 0 | 0 | 0 | 0 | 0
|  | 2034 | 2067.4679 | [14 empty] | 3087.2966 | 2910.2712 | 2735.0832 | 2606.9308 | 2496.4168 | 2399.1316 | 2328.3039 | 2270.705 | 2213.1062 | 2155.5073 | 2097.9084 | 2040.3096 | 1982.7107 | 1507.253 | 1925.1118 | 1049.2702 | 1867.513 | 1809.9141 | 1752.3152 | 1694.7164 | 1637.1175 | 1579.5186 | 1521.9198 | 1464.3209 | 1406.722 | 1349.1232 | 1291.5243 | 1233.9254 | 1176.3265 | 1118.7277 | 1061.1288 | 0 | 0 | 0 | 0 | 0 | 0 | 0 | 0 | 0 | 0 | 0 | 0 | 0 | 0 | 0 | 0
|  | 2035 | 2040.2644 | [15 empty] | 3046.6743 | 2871.9782 | 2699.0952 | 2572.6291 | 2463.5692 | 2367.564 | 2297.6683 | 2240.8273 | 2183.9864 | 2127.1454 | 2070.3044 | 2013.4634 | 1523.8284 | 1956.6224 | 1899.7814 | 1035.464 | 1842.9404 | 1786.0994 | 1729.2585 | 1672.4175 | 1615.5765 | 1558.7355 | 1501.8945 | 1445.0535 | 1388.2125 | 1331.3715 | 1274.5305 | 1217.6896 | 1160.8486 | 1104.0076 | 1047.1666 | 0 | 0 | 0 | 0 | 0 | 0 | 0 | 0 | 0 | 0 | 0 | 0 | 0 | 0 | 0
|  | 2036 | 2013.0609 | [16 empty] | 3006.0519 | 2833.6851 | 2663.1073 | 2538.3273 | 2430.7216 | 2335.9965 | 2267.0328 | 2210.9496 | 2154.8665 | 2098.7834 | 2042.7003 | 1539.6819 | 1986.6172 | 1930.5341 | 1874.451 | 1021.6578 | 1818.3679 | 1762.2848 | 1706.2017 | 1650.1186 | 1594.0355 | 1537.9523 | 1481.8692 | 1425.7861 | 1369.703 | 1313.6199 | 1257.5368 | 1201.4537 | 1145.3706 | 1089.2875 | 1033.2044 | 0 | 0 | 0 | 0 | 0 | 0 | 0 | 0 | 0 | 0 | 0 | 0 | 0 | 0
|  | 2037 | 1985.8574 | [17 empty] | 2965.4296 | 2795.3921 | 2627.1194 | 2504.0256 | 2397.874 | 2304.429 | 2236.3972 | 2181.072 | 2125.7467 | 2070.4215 | 1554.8191 | 2015.0963 | 1959.771 | 1904.4458 | 1849.1206 | 1007.8517 | 1793.7954 | 1738.4701 | 1683.1449 | 1627.8197 | 1572.4944 | 1517.1692 | 1461.844 | 1406.5187 | 1351.1935 | 1295.8683 | 1240.5431 | 1185.2178 | 1129.8926 | 1074.5674 | 1019.2421 | 0 | 0 | 0 | 0 | 0 | 0 | 0 | 0 | 0 | 0 | 0 | 0 | 0
|  | 2038 | 1958.6538 | [18 empty] | 2924.8073 | 2757.099 | 2591.1314 | 2469.7239 | 2365.0264 | 2272.8615 | 2205.7616 | 2151.1943 | 2096.6269 | 1569.2414 | 2042.0596 | 1987.4922 | 1932.9249 | 1878.3575 | 1823.7902 | 994.0455 | 1769.2228 | 1714.6555 | 1660.0881 | 1605.5208 | 1550.9534 | 1496.3861 | 1441.8187 | 1387.2514 | 1332.684 | 1278.1167 | 1223.5493 | 1168.982 | 1114.4146 | 1059.8473 | 1005.2799 | 0 | 0 | 0 | 0 | 0 | 0 | 0 | 0 | 0 | 0 | 0 | 0
|  | 2039 | 1931.4503 | [19 empty] | 2884.185 | 2718.806 | 2555.1435 | 2435.4222 | 2332.1788 | 2241.294 | 2175.126 | 2121.3166 | 1582.9469 | 2067.5071 | 2013.6976 | 1959.8881 | 1906.0787 | 1852.2692 | 1798.4597 | 980.2393 | 1744.6503 | 1690.8408 | 1637.0313 | 1583.2219 | 1529.4124 | 1475.6029 | 1421.7935 | 1367.984 | 1314.1745 | 1260.3651 | 1206.5556 | 1152.7461 | 1098.9366 | 1045.1272 | 991.3177 | 0 | 0 | 0 | 0 | 0 | 0 | 0 | 0 | 0 | 0 | 0
|  | 2040 | 1904.2468 | [20 empty] | 2843.5627 | 2680.513 | 2519.1555 | 2401.1205 | 2299.3312 | 2209.7264 | 2144.4904 | 1595.9308 | 2091.4389 | 2038.3873 | 1985.3357 | 1932.2841 | 1879.2325 | 1826.1809 | 1773.1293 | 966.4331 | 1720.0777 | 1667.0261 | 1613.9746 | 1560.923 | 1507.8714 | 1454.8198 | 1401.7682 | 1348.7166 | 1295.665 | 1242.6134 | 1189.5618 | 1136.5103 | 1083.4587 | 1030.4071 | 977.3555 | 0 | 0 | 0 | 0 | 0 | 0 | 0 | 0 | 0 | 0
|  | 2041 | 1877.0433 | [21 empty] | 2802.9403 | 2642.2199 | 2483.1676 | 2366.8187 | 2266.4837 | 2178.1589 | 1608.1863 | 2113.8549 | 2061.5612 | 2009.2674 | 1956.9737 | 1904.68 | 1852.3863 | 1800.0926 | 1747.7989 | 952.6269 | 1695.5052 | 1643.2115 | 1590.9178 | 1538.6241 | 1486.3304 | 1434.0366 | 1381.7429 | 1329.4492 | 1277.1555 | 1224.8618 | 1172.5681 | 1120.2744 | 1067.9807 | 1015.687 | 963.3933 | 0 | 0 | 0 | 0 | 0 | 0 | 0 | 0 | 0
|  | 2042 | 1849.8397 | [22 empty] | 2762.318 | 2603.9269 | 2447.1797 | 2332.517 | 2233.6361 | 1620.4549 | 2146.5914 | 2083.2193 | 2031.6835 | 1980.1476 | 1928.6118 | 1877.076 | 1825.5401 | 1774.0043 | 1722.4685 | 938.8207 | 1670.9327 | 1619.3968 | 1567.861 | 1516.3252 | 1464.7893 | 1413.2535 | 1361.7177 | 1310.1818 | 1258.646 | 1207.1102 | 1155.5744 | 1104.0385 | 1052.5027 | 1000.9669 | 949.431 | 0 | 0 | 0 | 0 | 0 | 0 | 0 | 0
|  | 2043 | 1822.6362 | [23 empty] | 2721.6957 | 2565.6338 | 2411.1917 | 2298.2153 | 1634.0614 | 2200.7885 | 2115.0239 | 2052.5837 | 2001.8058 | 1951.0278 | 1900.2499 | 1849.4719 | 1798.694 | 1747.916 | 1697.1381 | 925.0145 | 1646.3601 | 1595.5822 | 1544.8042 | 1494.0263 | 1443.2483 | 1392.4704 | 1341.6924 | 1290.9145 | 1240.1365 | 1189.3586 | 1138.5806 | 1087.8027 | 1037.0247 | 986.2468 | 935.4688 | 0 | 0 | 0 | 0 | 0 | 0 | 0
|  | 2044 | 1795.4327 | [24 empty] | 2681.0734 | 2527.3408 | 2375.2038 | 1649.3885 | 2263.9136 | 2167.9409 | 2083.4564 | 2021.9481 | 1971.9281 | 1921.908 | 1871.8879 | 1821.8679 | 1771.8478 | 1721.8277 | 1671.8076 | 911.2084 | 1621.7876 | 1571.7675 | 1521.7474 | 1471.7274 | 1421.7073 | 1371.6872 | 1321.6672 | 1271.6471 | 1221.627 | 1171.6069 | 1121.5869 | 1071.5668 | 1021.5467 | 971.5267 | 921.5066 | 0 | 0 | 0 | 0 | 0 | 0
|  | 2045 | 1768.2292 | [25 empty] | 2640.451 | 2489.0477 | 1666.9621 | 2339.2159 | 2229.6119 | 2135.0933 | 2051.8888 | 1991.3126 | 1942.0504 | 1892.7882 | 1843.526 | 1794.2638 | 1745.0016 | 1695.7394 | 1646.4772 | 897.4022 | 1597.215 | 1547.9528 | 1498.6907 | 1449.4285 | 1400.1663 | 1350.9041 | 1301.6419 | 1252.3797 | 1203.1175 | 1153.8553 | 1104.5931 | 1055.3309 | 1006.0688 | 956.8066 | 907.5444 | 0 | 0 | 0 | 0 | 0
|  | 2046 | 1741.0256 | [26 empty] | 2599.8287 | 1688.6481 | 2450.7547 | 2303.2279 | 2195.3101 | 2102.2457 | 2020.3213 | 1960.677 | 1912.1727 | 1863.6684 | 1815.164 | 1766.6597 | 1718.1554 | 1669.6511 | 1621.1468 | 883.596 | 1572.6425 | 1524.1382 | 1475.6339 | 1427.1296 | 1378.6253 | 1330.1209 | 1281.6166 | 1233.1123 | 1184.608 | 1136.1037 | 1087.5994 | 1039.0951 | 990.5908 | 942.0865 | 893.5822 | 0 | 0 | 0 | 0
|  | 2047 | 1698.9082 | [27 empty] | 1713.8221 | 2559.2064 | 2412.4617 | 2267.24 | 2161.0084 | 2069.3981 | 1988.7538 | 1930.0414 | 1882.295 | 1834.5485 | 1786.8021 | 1739.0557 | 1691.3093 | 1643.5628 | 1595.8164 | 869.7898 | 1548.07 | 1500.3235 | 1452.5771 | 1404.8307 | 1357.0842 | 1309.3378 | 1261.5914 | 1213.8449 | 1166.0985 | 1118.3521 | 1070.6057 | 1022.8592 | 975.1128 | 927.3664 | 879.6199 | 0 | 0 | 0
|  | 2048 | 1655.8022 | [27 empty] | 1686.6186 |  | 2518.5841 | 2374.1686 | 2231.2521 | 2126.7067 | 2036.5505 | 1957.1863 | 1899.4058 | 1852.4173 | 1805.4287 | 1758.4402 | 1711.4516 | 1664.4631 | 1617.4745 | 1570.486 | 855.9836 | 1523.4974 | 1476.5089 | 1429.5203 | 1382.5318 | 1335.5432 | 1288.5547 | 1241.5661 | 1194.5776 | 1147.589 | 1100.6005 | 1053.6119 | 1006.6234 | 959.6348 | 912.6463 | 865.6577 | 0 | 0
|  | 2049 | 1611.6813 | [27 empty] | 1659.4151 |  |  | 2477.9617 | 2335.8756 | 2195.2641 | 2092.405 | 2003.7029 | 1925.6188 | 1868.7702 | 1822.5396 | 1776.3089 | 1730.0782 | 1683.8476 | 1637.6169 | 1591.3862 | 1545.1556 | 842.1774 | 1498.9249 | 1452.6942 | 1406.4635 | 1360.2329 | 1314.0022 | 1267.7715 | 1221.5409 | 1175.3102 | 1129.0795 | 1082.8488 | 1036.6182 | 990.3875 | 944.1568 | 897.9262 | 851.6955 | 0
|  | 2050 | 1566.5201 | [27 empty] | 1632.2115 |  |  |  | 2437.3394 | 2297.5825 | 2159.2762 | 2058.1032 | 1970.8554 | 1894.0512 | 1838.1347 | 1792.6619 | 1747.1891 | 1701.7163 | 1656.2435 | 1610.7707 | 1565.2979 | 1519.8251 | 828.3712 | 1474.3523 | 1428.8796 | 1383.4068 | 1337.934 | 1292.4612 | 1246.9884 | 1201.5156 | 1156.0428 | 1110.57 | 1065.0972 | 1019.6244 | 974.1516 | 928.6789 | 883.2061 | 837.7333

## 6hr Flow Battery
Flow 6hr Battery FINANCIALS
($ 1000s Unless Otherwise Indicated)
| Calendar Year of Fin. Close |  |  | 2020 | 2021 | 2022 | 2023 | 2024 | 2025 | 2026 | 2027 | 2028 | 2029 | 2030 | 2031 | 2032 | 2033 | 2034 | 2035 | 2036 | 2037 | 2038 | 2039 | 2040 | 2041 | 2042 | 2043 | 2044 | 2045 | 2046 | 2047 | 2048 | 2049 | 2050 | 2051 | 2052 | 2053 | 2054 | 2055 | 2056 | 2057 | 2058 | 2059 | 2060 | 2061 | 2062 | 2063 | 2064 | 2065 | 2066 | 2067 | 2068 | 2069 | 2070 | 2071 | 2072 | 2073 | 2074 | 2075
| Operating Year |  | 0 | 1 | 2 | 3 | 4 | 5 | 6 | 7 | 8 | 9 | 10 | 11 | 12 | 13 | 14 | 15 | 16 | 17 | 18 | 19 | 20 | 21 | 22 | 23 | 24 | 25 | 26 | 27 | 28 | 29 | 30 | 31 | 32 | 33 | 34 | 35 | 36 | 37 | 38 | 39 | 40 | 41 | 42 | 43 | 44 | 45 | 46 | 47 | 48 | 49 | 50 | 51 | 52 | 53 | 54 | 55 | 56
| Calendar Year | Capital Invest.
| 2020 | 77780.2302
| Gross plant |  | 2020 1: 77780.2302; 2021 2: 77780.2302; 2022 3: 77780.2302; 2023 4: 77780.2302; 2024 5: 77780.2302; 2025 6: 77780.2302; 2026 7: 77780.2302; 2027 8: 77780.2302; 2028 9: 77780.2302; 2029 10: 77780.2302; 2030 11: 77780.2302; 2031 12: 77780.2302; 2032 13: 77780.2302; 2033 14: 77780.2302; 2034 15: 77780.2302; 2035 16: 77780.2302; 2036 17: 77780.2302; 2037 18: 77780.2302; 2038 19: 77780.2302; 2039 20: 77780.2302; 2040 21: 77780.2302; 2041 22: 77780.2302; 2042 23: 77780.2302; 2043 24: 77780.2302; 2044 25: 77780.2302; 2045 26: 77780.2302; 2046 27: 77780.2302; 2047 28: 77780.2302; 2048 29: 77780.2302; 2049 30: 77780.2302
| Accumulated Deprectiation |  | 2020 1: 2592.6743; 2021 2: 5185.3487; 2022 3: 7778.023; 2023 4: 10370.6974; 2024 5: 12963.3717; 2025 6: 15556.046; 2026 7: 18148.7204; 2027 8: 20741.3947; 2028 9: 23334.0691; 2029 10: 25926.7434; 2030 11: 28519.4178; 2031 12: 31112.0921; 2032 13: 33704.7664; 2033 14: 36297.4408; 2034 15: 36297.4408; 2035 16: 38890.1151; 2036 17: 41482.7895; 2037 18: 44075.4638; 2038 19: 46668.1381; 2039 20: 49260.8125; 2040 21: 51853.4868; 2041 22: 54446.1612; 2042 23: 57038.8355; 2043 24: 59631.5098; 2044 25: 62224.1842; 2045 26: 64816.8585; 2046 27: 67409.5329; 2047 28: 70002.2072; 2048 29: 72594.8815; 2049 30: 75187.5559
| Net book value |  | 2020 1: 75187.5559; 2021 2: 72594.8815; 2022 3: 70002.2072; 2023 4: 67409.5329; 2024 5: 64816.8585; 2025 6: 62224.1842; 2026 7: 59631.5098; 2027 8: 57038.8355; 2028 9: 54446.1612; 2029 10: 51853.4868; 2030 11: 49260.8125; 2031 12: 46668.1381; 2032 13: 44075.4638; 2033 14: 41482.7895; 2034 15: 41482.7895; 2035 16: 38890.1151; 2036 17: 36297.4408; 2037 18: 33704.7664; 2038 19: 31112.0921; 2039 20: 28519.4178; 2040 21: 25926.7434; 2041 22: 23334.0691; 2042 23: 20741.3947; 2043 24: 18148.7204; 2044 25: 15556.046; 2045 26: 12963.3717; 2046 27: 10370.6974; 2047 28: 7778.023; 2048 29: 5185.3487; 2049 30: 2592.6743
| Accumulated deffered income tax |  | 2020 1: -2722.3081; 2021 2: -7404.6779; 2022 3: -9996.3152; 2023 4: -11333.5129; 2024 5: -12670.7106; 2025 6: -13067.0787; 2026 7: -12522.6171; 2027 8: -11978.1555; 2028 9: -11433.6938; 2029 10: -10889.2322; 2030 11: -10344.7706; 2031 12: -9800.309; 2032 13: -9255.8474; 2033 14: -8711.3858; 2034 15: -8711.3858; 2035 16: -8166.9242; 2036 17: -7622.4626; 2037 18: -7078.001; 2038 19: -6533.5393; 2039 20: -5989.0777; 2040 21: -5444.6161; 2041 22: -4900.1545; 2042 23: -4355.6929; 2043 24: -3811.2313; 2044 25: -3266.7697; 2045 26: -2722.3081; 2046 27: -2177.8464; 2047 28: -1633.3848; 2048 29: -1088.9232; 2049 30: -544.4616
| Rate Base |  | 2020 1: 72465.2478; 2021 2: 65190.2036; 2022 3: 60005.892; 2023 4: 56076.02; 2024 5: 52146.1479; 2025 6: 49157.1055; 2026 7: 47108.8928; 2027 8: 45060.68; 2028 9: 43012.4673; 2029 10: 40964.2546; 2030 11: 38916.0419; 2031 12: 36867.8291; 2032 13: 34819.6164; 2033 14: 32771.4037; 2034 15: 32771.4037; 2035 16: 30723.1909; 2036 17: 28674.9782; 2037 18: 26626.7655; 2038 19: 24578.5528; 2039 20: 22530.34; 2040 21: 20482.1273; 2041 22: 18433.9146; 2042 23: 16385.7018; 2043 24: 14337.4891; 2044 25: 12289.2764; 2045 26: 10241.0636; 2046 27: 8192.8509; 2047 28: 6144.6382; 2048 29: 4096.4255; 2049 30: 2048.2127
| Average rate base |  | 2020 1: 75122.739; 2021 2: 68827.7257; 2022 3: 62598.0478; 2023 4: 58040.956; 2024 5: 54111.0839; 2025 6: 50651.6267; 2026 7: 48132.9991; 2027 8: 46084.7864; 2028 9: 44036.5737; 2029 10: 41988.361; 2030 11: 39940.1482; 2031 12: 37891.9355; 2032 13: 35843.7228; 2033 14: 33795.51; 2034 15: 32771.4037; 2035 16: 31747.2973; 2036 17: 29699.0846; 2037 18: 27650.8718; 2038 19: 25602.6591; 2039 20: 23554.4464; 2040 21: 21506.2337; 2041 22: 19458.0209; 2042 23: 17409.8082; 2043 24: 15361.5955; 2044 25: 13313.3827; 2045 26: 11265.17; 2046 27: 9216.9573; 2047 28: 7168.7446; 2048 29: 5120.5318; 2049 30: 3072.3191
| Pre-tax Return | 0.086076 | 2020 1: 6466.2611; 2021 2: 5924.4118; 2022 3: 5388.1864; 2023 4: 4995.9304; 2024 5: 4657.6629; 2025 6: 4359.8869; 2026 7: 4143.0936; 2027 8: 3966.7917; 2028 9: 3790.4899; 2029 10: 3614.188; 2030 11: 3437.8862; 2031 12: 3261.5843; 2032 13: 3085.2825; 2033 14: 2908.9806; 2034 15: 2820.8297; 2035 16: 2732.6788; 2036 17: 2556.3769; 2037 18: 2380.075; 2038 19: 2203.7732; 2039 20: 2027.4713; 2040 21: 1851.1695; 2041 22: 1674.8676; 2042 23: 1498.5658; 2043 24: 1322.2639; 2044 25: 1145.9621; 2045 26: 969.6602; 2046 27: 793.3583; 2047 28: 617.0565; 2048 29: 440.7546; 2049 30: 264.4528
| Book Depreciation |  | 2020 1: 2592.6743; 2021 2: 2592.6743; 2022 3: 2592.6743; 2023 4: 2592.6743; 2024 5: 2592.6743; 2025 6: 2592.6743; 2026 7: 2592.6743; 2027 8: 2592.6743; 2028 9: 2592.6743; 2029 10: 2592.6743; 2030 11: 2592.6743; 2031 12: 2592.6743; 2032 13: 2592.6743; 2033 14: 2592.6743; 2034 15: 0; 2035 16: 2592.6743; 2036 17: 2592.6743; 2037 18: 2592.6743; 2038 19: 2592.6743; 2039 20: 2592.6743; 2040 21: 2592.6743; 2041 22: 2592.6743; 2042 23: 2592.6743; 2043 24: 2592.6743; 2044 25: 2592.6743; 2045 26: 2592.6743; 2046 27: 2592.6743; 2047 28: 2592.6743; 2048 29: 2592.6743; 2049 30: 2592.6743
| Insurance |  | 2020 1: 37.2567; 2021 2: 37.2567; 2022 3: 37.2567; 2023 4: 37.2567; 2024 5: 37.2567; 2025 6: 37.2567; 2026 7: 37.2567; 2027 8: 37.2567; 2028 9: 37.2567; 2029 10: 37.2567; 2030 11: 37.2567; 2031 12: 37.2567; 2032 13: 37.2567; 2033 14: 37.2567; 2034 15: 37.2567; 2035 16: 37.2567; 2036 17: 37.2567; 2037 18: 37.2567; 2038 19: 37.2567; 2039 20: 37.2567; 2040 21: 37.2567; 2041 22: 37.2567; 2042 23: 37.2567; 2043 24: 37.2567; 2044 25: 37.2567; 2045 26: 37.2567; 2046 27: 37.2567; 2047 28: 37.2567; 2048 29: 37.2567; 2049 30: 37.2567
| Property Taxes |  | 2020 1: 353.5789; 2021 2: 353.5789; 2022 3: 353.5789; 2023 4: 353.5789; 2024 5: 353.5789; 2025 6: 353.5789; 2026 7: 353.5789; 2027 8: 353.5789; 2028 9: 353.5789; 2029 10: 353.5789; 2030 11: 353.5789; 2031 12: 353.5789; 2032 13: 353.5789; 2033 14: 353.5789; 2034 15: 353.5789; 2035 16: 353.5789; 2036 17: 353.5789; 2037 18: 353.5789; 2038 19: 353.5789; 2039 20: 353.5789; 2040 21: 353.5789; 2041 22: 353.5789; 2042 23: 353.5789; 2043 24: 353.5789; 2044 25: 353.5789; 2045 26: 353.5789; 2046 27: 353.5789; 2047 28: 353.5789; 2048 29: 353.5789; 2049 30: 353.5789
| Revenue Requirement |  | 2020 1: 9449.771; 2021 2: 8907.9218; 2022 3: 8371.6964; 2023 4: 7979.4404; 2024 5: 7641.1729; 2025 6: 7343.3968; 2026 7: 7126.6036; 2027 8: 6950.3017; 2028 9: 6773.9999; 2029 10: 6597.698; 2030 11: 6421.3961; 2031 12: 6245.0943; 2032 13: 6068.7924; 2033 14: 5892.4906; 2034 15: 3211.6653; 2035 16: 5716.1887; 2036 17: 5539.8869; 2037 18: 5363.585; 2038 19: 5187.2832; 2039 20: 5010.9813; 2040 21: 4834.6794; 2041 22: 4658.3776; 2042 23: 4482.0757; 2043 24: 4305.7739; 2044 25: 4129.472; 2045 26: 3953.1702; 2046 27: 3776.8683; 2047 28: 3600.5665; 2048 29: 3424.2646; 2049 30: 3247.9627
| Book Depreciation |  | 2020 1: 2592.6743; 2021 2: 2592.6743; 2022 3: 2592.6743; 2023 4: 2592.6743; 2024 5: 2592.6743; 2025 6: 2592.6743; 2026 7: 2592.6743; 2027 8: 2592.6743; 2028 9: 2592.6743; 2029 10: 2592.6743; 2030 11: 2592.6743; 2031 12: 2592.6743; 2032 13: 2592.6743; 2033 14: 2592.6743; 2035 16: 2592.6743; 2036 17: 2592.6743; 2037 18: 2592.6743; 2038 19: 2592.6743; 2039 20: 2592.6743; 2040 21: 2592.6743; 2041 22: 2592.6743; 2042 23: 2592.6743; 2043 24: 2592.6743; 2044 25: 2592.6743; 2045 26: 2592.6743; 2046 27: 2592.6743; 2047 28: 2592.6743; 2048 29: 2592.6743; 2049 30: 2592.6743
| Tax Depreciation |  | 2020 1: 15556.046; 2021 2: 24889.6737; 2022 3: 14933.8042; 2023 4: 8960.2825; 2024 5: 8960.2825; 2025 6: 4480.1413; 2026 7: 0; 2027 8: 0; 2028 9: 0; 2029 10: 0; 2030 11: 0; 2031 12: 0; 2032 13: 0; 2033 14: 0; 2035 16: 0; 2036 17: 0; 2037 18: 0; 2038 19: 0; 2039 20: 0; 2040 21: 0; 2041 22: 0; 2042 23: 0; 2043 24: 0; 2044 25: 0; 2045 26: 0; 2046 27: 0; 2047 28: 0; 2048 29: 0; 2049 30: 0
| Difference between book and tax |  | 2020 1: -12963.3717; 2021 2: -22296.9993; 2022 3: -12341.1299; 2023 4: -6367.6082; 2024 5: -6367.6082; 2025 6: -1887.4669; 2026 7: 2592.6743; 2027 8: 2592.6743; 2028 9: 2592.6743; 2029 10: 2592.6743; 2030 11: 2592.6743; 2031 12: 2592.6743; 2032 13: 2592.6743; 2033 14: 2592.6743; 2034 15: 0; 2035 16: 2592.6743; 2036 17: 2592.6743; 2037 18: 2592.6743; 2038 19: 2592.6743; 2039 20: 2592.6743; 2040 21: 2592.6743; 2041 22: 2592.6743; 2042 23: 2592.6743; 2043 24: 2592.6743; 2044 25: 2592.6743; 2045 26: 2592.6743; 2046 27: 2592.6743; 2047 28: 2592.6743; 2048 29: 2592.6743; 2049 30: 2592.6743
| Tax rate |  | 2020 1: -2722.3081; 2021 2: -4682.3699; 2022 3: -2591.6373; 2023 4: -1337.1977; 2024 5: -1337.1977; 2025 6: -396.3681; 2026 7: 544.4616; 2027 8: 544.4616; 2028 9: 544.4616; 2029 10: 544.4616; 2030 11: 544.4616; 2031 12: 544.4616; 2032 13: 544.4616; 2033 14: 544.4616; 2034 15: 0; 2035 16: 544.4616; 2036 17: 544.4616; 2037 18: 544.4616; 2038 19: 544.4616; 2039 20: 544.4616; 2040 21: 544.4616; 2041 22: 544.4616; 2042 23: 544.4616; 2043 24: 544.4616; 2044 25: 544.4616; 2045 26: 544.4616; 2046 27: 544.4616; 2047 28: 544.4616; 2048 29: 544.4616; 2049 30: 544.4616
Depreciation Tables
|  | 5 | 2020 1: 20%; 2021 2: 32%; 2022 3: 19.2%; 2023 4: 11.52%; 2024 5: 11.52%; 2025 6: 5.76%; 2026 7: 0%; 2027 8: 0%; 2028 9: 0%; 2029 10: 0%; 2030 11: 0%; 2031 12: 0%; 2032 13: 0%; 2033 14: 0%; 2034 15: 0%; 2035 16: 0%; 2036 17: 0%; 2037 18: 0%; 2038 19: 0%; 2039 20: 0%; 2040 21: 0%
|  | 5 | 0: 1; 2020 1: 20%; 2021 2: 32%; 2022 3: 19.2%; 2023 4: 11.52%; 2024 5: 11.52%; 2025 6: 5.76%
|  | 10 | 0: 0; 2020 1: 10%; 2021 2: 18%; 2022 3: 14.4%; 2023 4: 11.52%; 2024 5: 9.22%; 2025 6: 7.37%; 2026 7: 6.55%; 2027 8: 6.55%; 2028 9: 6.56%; 2029 10: 6.55%; 2030 11: 3.28%
|  | 15 | 0: 0; 2020 1: 5%; 2021 2: 9.5%; 2022 3: 8.55%; 2023 4: 7.7%; 2024 5: 6.93%; 2025 6: 6.23%; 2026 7: 5.9%; 2027 8: 5.9%; 2028 9: 5.91%; 2029 10: 5.9%; 2030 11: 5.91%; 2031 12: 5.9%; 2032 13: 5.91%; 2033 14: 5.9%; 2034 15: 5.91%; 2035 16: 2.95%
|  | 20 | 0: 0; 2020 1: 3.75%; 2021 2: 7.219%; 2022 3: 6.677%; 2023 4: 6.177%; 2024 5: 5.713%; 2025 6: 5.285%; 2026 7: 4.888%; 2027 8: 4.522%; 2028 9: 4.462%; 2029 10: 4.461%; 2030 11: 4.462%; 2031 12: 4.461%; 2032 13: 4.462%; 2033 14: 4.461%; 2034 15: 4.462%; 2035 16: 4.461%; 2036 17: 4.462%; 2037 18: 4.461%; 2038 19: 4.462%; 2039 20: 4.461%; 2040 21: 2.231%
Revenue Requirement by vintage year
2012 $000
|  |  |  | 2020 | 2021 | 2022 | 2023 | 2024 | 2025 | 2026 | 2027 | 2028 | 2029 | 2030 | 2031 | 2032 | 2033 | 2034 | 2035 | 2036 | 2037 | 2038 | 2039 | 2040 | 2041 | 2042 | 2043 | 2044 | 2045 | 2046 | 2047 | 2048 | 2049 | 2050 | 2051 | 2052 | 2053 | 2054 | 2055 | 2056 | 2057 | 2058 | 2059 | 2060 | 2061 | 2062 | 2063 | 2064 | 2065 | 2066 | 2067 | 2068 | 2069 | 2070 | 2071 | 2072 | 2073 | 2074 | 2075
|  | 2020 | 0% | 9449.771 | 8907.9218 | 8371.6964 | 7979.4404 | 7641.1729 | 7343.3968 | 7126.6036 | 6950.3017 | 6773.9999 | 6597.698 | 6421.3961 | 6245.0943 | 6068.7924 | 5892.4906 | 3211.6653 | 5716.1887 | 5539.8869 | 5363.585 | 5187.2832 | 5010.9813 | 4834.6794 | 4658.3776 | 4482.0757 | 4305.7739 | 4129.472 | 3953.1702 | 3776.8683 | 3600.5665 | 3424.2646 | 3247.9627 | 0 | 0 | 0 | 0 | 0 | 0 | 0 | 0 | 0 | 0 | 0 | 0 | 0 | 0 | 0 | 0 | 0 | 0 | 0 | 0 | 0 | 0 | 0 | 0 | 0 | 0
|  | 2021 | -6.747% |  | 8812.1679 | 8306.8788 | 7806.834 | 7441.0446 | 7125.601 | 6847.9168 | 6645.7512 | 6481.3449 | 6316.9387 | 6152.5324 | 5988.1261 | 5823.7199 | 5659.3136 | 5494.9073 | 2994.965 | 5330.5011 | 5166.0948 | 5001.6885 | 4837.2823 | 4672.876 | 4508.4698 | 4344.0635 | 4179.6572 | 4015.251 | 3850.8447 | 3686.4384 | 3522.0322 | 3357.6259 | 3193.2197 | 3028.8134 | 0 | 0 | 0 | 0 | 0 | 0 | 0 | 0 | 0 | 0 | 0 | 0 | 0 | 0 | 0 | 0 | 0 | 0 | 0 | 0 | 0 | 0 | 0 | 0 | 0
|  | 2022 | -5.185% |  |  | 8355.2234 | 7876.1354 | 7402.0199 | 7055.1981 | 6756.1114 | 6492.8262 | 6301.1436 | 6145.2625 | 5989.3813 | 5833.5001 | 5677.6189 | 5521.7378 | 5365.8566 | 5209.9754 | 2839.6647 | 5054.0943 | 4898.2131 | 4742.3319 | 4586.4507 | 4430.5696 | 4274.6884 | 4118.8072 | 3962.9261 | 3807.0449 | 3651.1637 | 3495.2825 | 3339.4014 | 3183.5202 | 3027.639 | 2871.7579 | 0 | 0 | 0 | 0 | 0 | 0 | 0 | 0 | 0 | 0 | 0 | 0 | 0 | 0 | 0 | 0 | 0 | 0 | 0 | 0 | 0 | 0 | 0 | 0
|  | 2023 | -5.469% |  |  |  | 7898.2788 | 7445.392 | 6997.2057 | 6669.3515 | 6386.6218 | 6137.7355 | 5956.5361 | 5809.18 | 5661.8239 | 5514.4678 | 5367.1117 | 5219.7557 | 5072.3996 | 4925.0435 | 2684.3643 | 4777.6874 | 4630.3314 | 4482.9753 | 4335.6192 | 4188.2631 | 4040.907 | 3893.551 | 3746.1949 | 3598.8388 | 3451.4827 | 3304.1266 | 3156.7706 | 3009.4145 | 2862.0584 | 2714.7023 | 0 | 0 | 0 | 0 | 0 | 0 | 0 | 0 | 0 | 0 | 0 | 0 | 0 | 0 | 0 | 0 | 0 | 0 | 0 | 0 | 0 | 0 | 0
|  | 2024 | -5.785% |  |  |  |  | 7441.3343 | 7014.6487 | 6592.3916 | 6283.505 | 6017.1322 | 5782.6449 | 5611.9285 | 5473.0975 | 5334.2665 | 5195.4355 | 5056.6046 | 4917.7736 | 4778.9426 | 4640.1116 | 2529.0639 | 4501.2806 | 4362.4496 | 4223.6186 | 4084.7877 | 3945.9567 | 3807.1257 | 3668.2947 | 3529.4637 | 3390.6327 | 3251.8017 | 3112.9707 | 2974.1398 | 2835.3088 | 2696.4778 | 2557.6468 | 0 | 0 | 0 | 0 | 0 | 0 | 0 | 0 | 0 | 0 | 0 | 0 | 0 | 0 | 0 | 0 | 0 | 0 | 0 | 0 | 0 | 0
|  | 2025 | -6.141% | [5 empty] | 6984.3898 | 6583.9053 | 6187.5775 | 5897.6584 | 5647.6426 | 5427.5543 | 5267.3209 | 5137.0151 | 5006.7092 | 4876.4033 | 4746.0974 | 4615.7915 | 4485.4856 | 4355.1797 | 2373.7636 | 4224.8738 | 4094.5679 | 3964.262 | 3833.9561 | 3703.6502 | 3573.3443 | 3443.0384 | 3312.7325 | 3182.4266 | 3052.1207 | 2921.8148 | 2791.5089 | 2661.2031 | 2530.8972 | 2400.5913 | 0 | 0 | 0 | 0 | 0 | 0 | 0 | 0 | 0 | 0 | 0 | 0 | 0 | 0 | 0 | 0 | 0 | 0 | 0 | 0 | 0
|  | 2026 | -3.25% | [6 empty] | 6757.4116 | 6369.9421 | 5986.4941 | 5705.9968 | 5464.106 | 5251.1701 | 5096.144 | 4970.0728 | 4844.0015 | 4717.9303 | 4591.8591 | 4465.7879 | 4339.7166 | 4213.6454 | 2296.6212 | 4087.5742 | 3961.503 | 3835.4317 | 3709.3605 | 3583.2893 | 3457.2181 | 3331.1468 | 3205.0756 | 3079.0044 | 2952.9332 | 2826.8619 | 2700.7907 | 2574.7195 | 2448.6483 | 2322.577 | 0 | 0 | 0 | 0 | 0 | 0 | 0 | 0 | 0 | 0 | 0 | 0 | 0 | 0 | 0 | 0 | 0 | 0 | 0 | 0
|  | 2027 | -3.359% | [7 empty] | 6530.4335 | 6155.9789 | 5785.4107 | 5514.3352 | 5280.5694 | 5074.7859 | 4924.967 | 4803.1305 | 4681.2939 | 4559.4574 | 4437.6208 | 4315.7842 | 4193.9477 | 4072.1111 | 2219.4788 | 3950.2746 | 3828.438 | 3706.6015 | 3584.7649 | 3462.9284 | 3341.0918 | 3219.2553 | 3097.4187 | 2975.5821 | 2853.7456 | 2731.909 | 2610.0725 | 2488.2359 | 2366.3994 | 2244.5628 | 0 | 0 | 0 | 0 | 0 | 0 | 0 | 0 | 0 | 0 | 0 | 0 | 0 | 0 | 0 | 0 | 0 | 0 | 0
|  | 2028 | -3.476% | [8 empty] | 6303.4554 | 5942.0157 | 5584.3273 | 5322.6735 | 5097.0327 | 4898.4017 | 4753.79 | 4636.1882 | 4518.5863 | 4400.9844 | 4283.3825 | 4165.7806 | 4048.1787 | 3930.5769 | 2142.3364 | 3812.975 | 3695.3731 | 3577.7712 | 3460.1693 | 3342.5674 | 3224.9656 | 3107.3637 | 2989.7618 | 2872.1599 | 2754.558 | 2636.9561 | 2519.3543 | 2401.7524 | 2284.1505 | 2166.5486 | 0 | 0 | 0 | 0 | 0 | 0 | 0 | 0 | 0 | 0 | 0 | 0 | 0 | 0 | 0 | 0 | 0 | 0
|  | 2029 | -3.601% | [9 empty] | 6076.4772 | 5728.0524 | 5383.2439 | 5131.0119 | 4913.4961 | 4722.0174 | 4582.6131 | 4469.2459 | 4355.8787 | 4242.5114 | 4129.1442 | 4015.777 | 3902.4098 | 3789.0426 | 2065.1941 | 3675.6754 | 3562.3082 | 3448.9409 | 3335.5737 | 3222.2065 | 3108.8393 | 2995.4721 | 2882.1049 | 2768.7377 | 2655.3704 | 2542.0032 | 2428.636 | 2315.2688 | 2201.9016 | 2088.5344 | 0 | 0 | 0 | 0 | 0 | 0 | 0 | 0 | 0 | 0 | 0 | 0 | 0 | 0 | 0 | 0 | 0
|  | 2030 | -3.735% | [10 empty] | 5849.4991 | 5514.0892 | 5182.1605 | 4939.3503 | 4729.9595 | 4545.6332 | 4411.4361 | 4302.3036 | 4193.171 | 4084.0385 | 3974.9059 | 3865.7734 | 3756.6409 | 3647.5083 | 1988.0517 | 3538.3758 | 3429.2432 | 3320.1107 | 3210.9781 | 3101.8456 | 2992.7131 | 2883.5805 | 2774.448 | 2665.3154 | 2556.1829 | 2447.0503 | 2337.9178 | 2228.7852 | 2119.6527 | 2010.5202 | 0 | 0 | 0 | 0 | 0 | 0 | 0 | 0 | 0 | 0 | 0 | 0 | 0 | 0 | 0 | 0
|  | 2031 | -1.25% | [11 empty] | 5776.3804 | 5445.1631 | 5117.3835 | 4877.6084 | 4670.835 | 4488.8128 | 4356.2932 | 4248.5248 | 4140.7564 | 4032.988 | 3925.2196 | 3817.4512 | 3709.6828 | 3601.9145 | 1963.2011 | 3494.1461 | 3386.3777 | 3278.6093 | 3170.8409 | 3063.0725 | 2955.3041 | 2847.5358 | 2739.7674 | 2631.999 | 2524.2306 | 2416.4622 | 2308.6938 | 2200.9254 | 2093.157 | 1985.3887 | 0 | 0 | 0 | 0 | 0 | 0 | 0 | 0 | 0 | 0 | 0 | 0 | 0 | 0 | 0
|  | 2032 | -1.266% | [12 empty] | 5703.2616 | 5376.237 | 5052.6065 | 4815.8665 | 4611.7105 | 4431.9924 | 4301.1502 | 4194.746 | 4088.3417 | 3981.9375 | 3875.5333 | 3769.1291 | 3662.7248 | 3556.3206 | 1938.3504 | 3449.9164 | 3343.5121 | 3237.1079 | 3130.7037 | 3024.2995 | 2917.8952 | 2811.491 | 2705.0868 | 2598.6825 | 2492.2783 | 2385.8741 | 2279.4698 | 2173.0656 | 2066.6614 | 1960.2572 | 0 | 0 | 0 | 0 | 0 | 0 | 0 | 0 | 0 | 0 | 0 | 0 | 0 | 0
|  | 2033 | -1.282% | [13 empty] | 5630.1429 | 5307.3109 | 4987.8295 | 4754.1246 | 4552.586 | 4375.172 | 4246.0073 | 4140.9672 | 4035.9271 | 3930.887 | 3825.847 | 3720.8069 | 3615.7668 | 3510.7267 | 1913.4998 | 3405.6867 | 3300.6466 | 3195.6065 | 3090.5665 | 2985.5264 | 2880.4863 | 2775.4462 | 2670.4062 | 2565.3661 | 2460.326 | 2355.2859 | 2250.2459 | 2145.2058 | 2040.1657 | 1935.1257 | 0 | 0 | 0 | 0 | 0 | 0 | 0 | 0 | 0 | 0 | 0 | 0 | 0
|  | 2034 | -1.299% | [14 empty] | 5557.0242 | 5238.3848 | 4923.0525 | 4692.3828 | 4493.4615 | 4318.3516 | 4190.8643 | 4087.1884 | 3983.5125 | 3879.8366 | 3776.1606 | 3672.4847 | 3568.8088 | 3465.1329 | 1888.6491 | 3361.457 | 3257.7811 | 3154.1051 | 3050.4292 | 2946.7533 | 2843.0774 | 2739.4015 | 2635.7256 | 2532.0497 | 2428.3737 | 2324.6978 | 2221.0219 | 2117.346 | 2013.6701 | 1909.9942 | 0 | 0 | 0 | 0 | 0 | 0 | 0 | 0 | 0 | 0 | 0 | 0
|  | 2035 | -1.316% | [15 empty] | 5483.9054 | 5169.4586 | 4858.2755 | 4630.6409 | 4434.337 | 4261.5311 | 4135.7214 | 4033.4096 | 3931.0978 | 3828.7861 | 3726.4743 | 3624.1626 | 3521.8508 | 3419.539 | 1863.7985 | 3317.2273 | 3214.9155 | 3112.6038 | 3010.292 | 2907.9802 | 2805.6685 | 2703.3567 | 2601.045 | 2498.7332 | 2396.4214 | 2294.1097 | 2191.7979 | 2089.4862 | 1987.1744 | 1884.8627 | 0 | 0 | 0 | 0 | 0 | 0 | 0 | 0 | 0 | 0 | 0
|  | 2036 | -1.333% | [16 empty] | 5410.7867 | 5100.5325 | 4793.4985 | 4568.899 | 4375.2125 | 4204.7107 | 4080.5784 | 3979.6308 | 3878.6832 | 3777.7356 | 3676.788 | 3575.8404 | 3474.8928 | 3373.9452 | 1838.9478 | 3272.9976 | 3172.05 | 3071.1024 | 2970.1548 | 2869.2072 | 2768.2596 | 2667.312 | 2566.3644 | 2465.4168 | 2364.4692 | 2263.5216 | 2162.574 | 2061.6264 | 1960.6788 | 1859.7312 | 0 | 0 | 0 | 0 | 0 | 0 | 0 | 0 | 0 | 0
|  | 2037 | -1.351% | [17 empty] | 5337.6679 | 5031.6064 | 4728.7215 | 4507.1571 | 4316.088 | 4147.8903 | 4025.4355 | 3925.852 | 3826.2686 | 3726.6851 | 3627.1017 | 3527.5182 | 3427.9348 | 3328.3513 | 1814.0972 | 3228.7679 | 3129.1844 | 3029.601 | 2930.0176 | 2830.4341 | 2730.8507 | 2631.2672 | 2531.6838 | 2432.1003 | 2332.5169 | 2232.9334 | 2133.35 | 2033.7665 | 1934.1831 | 1834.5996 | 0 | 0 | 0 | 0 | 0 | 0 | 0 | 0 | 0
|  | 2038 | -1.37% | [18 empty] | 5264.5492 | 4962.6803 | 4663.9445 | 4445.4153 | 4256.9635 | 4091.0699 | 3970.2925 | 3872.0732 | 3773.8539 | 3675.6346 | 3577.4153 | 3479.1961 | 3380.9768 | 3282.7575 | 1789.2465 | 3184.5382 | 3086.3189 | 2988.0996 | 2889.8803 | 2791.661 | 2693.4417 | 2595.2225 | 2497.0032 | 2398.7839 | 2300.5646 | 2202.3453 | 2104.126 | 2005.9067 | 1907.6874 | 1809.4681 | 0 | 0 | 0 | 0 | 0 | 0 | 0 | 0
|  | 2039 | -1.389% | [19 empty] | 5191.4305 | 4893.7542 | 4599.1675 | 4383.6734 | 4197.839 | 4034.2495 | 3915.1495 | 3818.2944 | 3721.4393 | 3624.5842 | 3527.729 | 3430.8739 | 3334.0188 | 3237.1636 | 1764.3959 | 3140.3085 | 3043.4534 | 2946.5982 | 2849.7431 | 2752.888 | 2656.0328 | 2559.1777 | 2462.3226 | 2365.4674 | 2268.6123 | 2171.7572 | 2074.902 | 1978.0469 | 1881.1918 | 1784.3366 | 0 | 0 | 0 | 0 | 0 | 0 | 0
|  | 2040 | -1.408% | [20 empty] | 5118.3117 | 4824.8281 | 4534.3905 | 4321.9315 | 4138.7145 | 3977.4291 | 3860.0066 | 3764.5156 | 3669.0246 | 3573.5337 | 3478.0427 | 3382.5517 | 3287.0607 | 3191.5698 | 1739.5452 | 3096.0788 | 3000.5878 | 2905.0968 | 2809.6059 | 2714.1149 | 2618.6239 | 2523.1329 | 2427.642 | 2332.151 | 2236.66 | 2141.169 | 2045.6781 | 1950.1871 | 1854.6961 | 1759.2051 | 0 | 0 | 0 | 0 | 0 | 0
|  | 2041 | -1.429% | [21 empty] | 5045.193 | 4755.902 | 4469.6135 | 4260.1896 | 4079.59 | 3920.6087 | 3804.8636 | 3710.7368 | 3616.61 | 3522.4832 | 3428.3564 | 3334.2296 | 3240.1027 | 3145.9759 | 1714.6946 | 3051.8491 | 2957.7223 | 2863.5955 | 2769.4686 | 2675.3418 | 2581.215 | 2487.0882 | 2392.9614 | 2298.8346 | 2204.7077 | 2110.5809 | 2016.4541 | 1922.3273 | 1828.2005 | 1734.0736 | 0 | 0 | 0 | 0 | 0
|  | 2042 | -1.449% | [22 empty] | 4972.0742 | 4686.9758 | 4404.8364 | 4198.4477 | 4020.4655 | 3863.7882 | 3749.7207 | 3656.958 | 3564.1954 | 3471.4327 | 3378.67 | 3285.9074 | 3193.1447 | 3100.3821 | 1689.8439 | 3007.6194 | 2914.8567 | 2822.0941 | 2729.3314 | 2636.5688 | 2543.8061 | 2451.0434 | 2358.2808 | 2265.5181 | 2172.7554 | 2079.9928 | 1987.2301 | 1894.4675 | 1801.7048 | 1708.9421 | 0 | 0 | 0 | 0
|  | 2043 | -1.471% | 2043: 4898.9555; 2044: 4618.0497; 2045: 4340.0594; 2046: 4136.7059; 2047: 3961.3411; 2048: 3806.9678; 2049: 3694.5777; 2050: 3603.1792; 2051: 3511.7807; 2052: 3420.3822; 2053: 3328.9837; 2054: 3237.5852; 2055: 3146.1867; 2056: 3054.7882; 2057: 1664.9933; 2058: 2963.3897; 2059: 2871.9912; 2060: 2780.5927; 2061: 2689.1942; 2062: 2597.7957; 2063: 2506.3972; 2064: 2414.9987; 2065: 2323.6002; 2066: 2232.2017; 2067: 2140.8032; 2068: 2049.4047; 2069: 1958.0062; 2070: 1866.6076; 2071: 1775.2091; 2072: 1683.8106; 2073: 0; 2074: 0; 2075: 0
|  | 2044 | -1.493% | 2044: 4825.8368; 2045: 4549.1236; 2046: 4275.2824; 2047: 4074.964; 2048: 3902.2166; 2049: 3750.1474; 2050: 3639.4348; 2051: 3549.4004; 2052: 3459.3661; 2053: 3369.3317; 2054: 3279.2974; 2055: 3189.2631; 2056: 3099.2287; 2057: 3009.1944; 2058: 1640.1427; 2059: 2919.16; 2060: 2829.1257; 2061: 2739.0913; 2062: 2649.057; 2063: 2559.0226; 2064: 2468.9883; 2065: 2378.9539; 2066: 2288.9196; 2067: 2198.8852; 2068: 2108.8509; 2069: 2018.8165; 2070: 1928.7822; 2071: 1838.7478; 2072: 1748.7135; 2073: 1658.6791; 2074: 0; 2075: 0
|  | 2045 | -1.515% | 2045: 4752.718; 2046: 4480.1975; 2047: 4210.5054; 2048: 4013.2221; 2049: 3843.0921; 2050: 3693.327; 2051: 3584.2918; 2052: 3495.6216; 2053: 3406.9515; 2054: 3318.2813; 2055: 3229.6111; 2056: 3140.9409; 2057: 3052.2707; 2058: 2963.6005; 2059: 1615.292; 2060: 2874.9303; 2061: 2786.2601; 2062: 2697.5899; 2063: 2608.9197; 2064: 2520.2495; 2065: 2431.5794; 2066: 2342.9092; 2067: 2254.239; 2068: 2165.5688; 2069: 2076.8986; 2070: 1988.2284; 2071: 1899.5582; 2072: 1810.888; 2073: 1722.2178; 2074: 1633.5476; 2075: 0
|  | 2046 | -1.538% | 2046: 4679.5993; 2047: 4411.2714; 2048: 4145.7284; 2049: 3951.4802; 2050: 3783.9676; 2051: 3636.5066; 2052: 3529.1489; 2053: 3441.8429; 2054: 3354.5368; 2055: 3267.2308; 2056: 3179.9248; 2057: 3092.6187; 2058: 3005.3127; 2059: 2918.0066; 2060: 1590.4414; 2061: 2830.7006; 2062: 2743.3946; 2063: 2656.0885; 2064: 2568.7825; 2065: 2481.4765; 2066: 2394.1704; 2067: 2306.8644; 2068: 2219.5584; 2069: 2132.2523; 2070: 2044.9463; 2071: 1957.6403; 2072: 1870.3342; 2073: 1783.0282; 2074: 1695.7222; 2075: 1608.4161
|  | 2047 | -1.562% | 2047: 4606.4806; 2048: 4342.3453; 2049: 4080.9514; 2050: 3889.7383; 2051: 3724.8431; 2052: 3579.6862; 2053: 3474.0059; 2054: 3388.0641; 2055: 3302.1222; 2056: 3216.1803; 2057: 3130.2384; 2058: 3044.2965; 2059: 2958.3547; 2060: 2872.4128; 2061: 1565.5907; 2062: 2786.4709; 2063: 2700.529; 2064: 2614.5872; 2065: 2528.6453; 2066: 2442.7034; 2067: 2356.7615; 2068: 2270.8197; 2069: 2184.8778; 2070: 2098.9359; 2071: 2012.994; 2072: 1927.0521; 2073: 1841.1103; 2074: 1755.1684; 2075: 1669.2265
|  | 2048 | -1.587% | 2048: 4533.3618; 2049: 4273.4191; 2050: 4016.1744; 2051: 3827.9965; 2052: 3665.7186; 2053: 3522.8657; 2054: 3418.863; 2055: 3334.2853; 2056: 3249.7075; 2057: 3165.1298; 2058: 3080.5521; 2059: 2995.9744; 2060: 2911.3967; 2061: 2826.8189; 2062: 1540.7401; 2063: 2742.2412; 2064: 2657.6635; 2065: 2573.0858; 2066: 2488.5081; 2067: 2403.9303; 2068: 2319.3526; 2069: 2234.7749; 2070: 2150.1972; 2071: 2065.6195; 2072: 1981.0417; 2073: 1896.464; 2074: 1811.8863; 2075: 1727.3086
|  | 2049 | -1.613% | 2049: 4460.2431; 2050: 4204.493; 2051: 3951.3974; 2052: 3766.2546; 2053: 3606.5941; 2054: 3466.0453; 2055: 3363.72; 2056: 3280.5065; 2057: 3197.2929; 2058: 3114.0793; 2059: 3030.8658; 2060: 2947.6522; 2061: 2864.4387; 2062: 2781.2251; 2063: 1515.8894; 2064: 2698.0115; 2065: 2614.798; 2066: 2531.5844; 2067: 2448.3708; 2068: 2365.1573; 2069: 2281.9437; 2070: 2198.7301; 2071: 2115.5166; 2072: 2032.303; 2073: 1949.0894; 2074: 1865.8759; 2075: 1782.6623
|  | 2050 | -1.639% | 2050: 4387.1243; 2051: 4135.5669; 2052: 3886.6204; 2053: 3704.5127; 2054: 3547.4696; 2055: 3409.2249; 2056: 3308.5771; 2057: 3226.7277; 2058: 3144.8783; 2059: 3063.0289; 2060: 2981.1795; 2061: 2899.33; 2062: 2817.4806; 2063: 2735.6312; 2064: 1491.0388; 2065: 2653.7818; 2066: 2571.9324; 2067: 2490.083; 2068: 2408.2336; 2069: 2326.3842; 2070: 2244.5348; 2071: 2162.6854; 2072: 2080.836; 2073: 1998.9866; 2074: 1917.1372; 2075: 1835.2878
Revenue Requirement by vintage year
2012 $/MW-wk
| Aurora Input |  | Levelized Cost | 2020 | 2021 | 2022 | 2023 | 2024 | 2025 | 2026 | 2027 | 2028 | 2029 | 2030 | 2031 | 2032 | 2033 | 2034 | 2035 | 2036 | 2037 | 2038 | 2039 | 2040 | 2041 | 2042 | 2043 | 2044 | 2045 | 2046 | 2047 | 2048 | 2049 | 2050 | 2051 | 2052 | 2053 | 2054 | 2055 | 2056 | 2057 | 2058 | 2059 | 2060 | 2061 | 2062 | 2063 | 2064 | 2065 | 2066 | 2067 | 2068 | 2069 | 2070 | 2071 | 2072 | 2073 | 2074 | 2075
|  | 2020 | 4867.8632 | 7269.0547 | 6852.2475 | 6439.7664 | 6138.031 | 5877.8253 | 5648.7668 | 5482.0027 | 5346.3859 | 5210.7691 | 5075.1523 | 4939.5355 | 4803.9187 | 4668.3019 | 4532.6851 | 2470.5118 | 4397.0682 | 4261.4514 | 4125.8346 | 3990.2178 | 3854.601 | 3718.9842 | 3583.3674 | 3447.7506 | 3312.1338 | 3176.5169 | 3040.9001 | 2905.2833 | 2769.6665 | 2634.0497 | 2498.4329 | 0 | 0 | 0 | 0 | 0 | 0 | 0 | 0 | 0 | 0 | 0 | 0 | 0 | 0 | 0 | 0 | 0 | 0 | 0 | 0 | 0 | 0 | 0 | 0 | 0 | 0
|  | 2021 | 4539.4145 |  | 6778.5907 | 6389.9067 | 6005.2569 | 5723.8805 | 5481.2316 | 5267.6283 | 5112.1163 | 4985.6499 | 4859.1836 | 4732.7172 | 4606.2509 | 4479.7845 | 4353.3182 | 4226.8518 | 2303.8193 | 4100.3854 | 3973.9191 | 3847.4527 | 3720.9864 | 3594.52 | 3468.0537 | 3341.5873 | 3215.1209 | 3088.6546 | 2962.1882 | 2835.7219 | 2709.2555 | 2582.7892 | 2456.3228 | 2329.8565 | 0 | 0 | 0 | 0 | 0 | 0 | 0 | 0 | 0 | 0 | 0 | 0 | 0 | 0 | 0 | 0 | 0 | 0 | 0 | 0 | 0 | 0 | 0 | 0 | 0
|  | 2022 | 4304.0285 |  |  | 6427.0949 | 6058.5657 | 5693.8614 | 5427.0754 | 5197.0088 | 4994.4817 | 4847.0336 | 4727.125 | 4607.2164 | 4487.3078 | 4367.3992 | 4247.4906 | 4127.582 | 4007.6734 | 2184.3574 | 3887.7648 | 3767.8562 | 3647.9476 | 3528.039 | 3408.1304 | 3288.2218 | 3168.3133 | 3048.4047 | 2928.4961 | 2808.5875 | 2688.6789 | 2568.7703 | 2448.8617 | 2328.9531 | 2209.0445 | 0 | 0 | 0 | 0 | 0 | 0 | 0 | 0 | 0 | 0 | 0 | 0 | 0 | 0 | 0 | 0 | 0 | 0 | 0 | 0 | 0 | 0 | 0 | 0
|  | 2023 | 4068.6426 |  |  |  | 6075.5991 | 5727.2247 | 5382.4659 | 5130.2704 | 4912.786 | 4721.335 | 4581.9508 | 4468.6 | 4355.2492 | 4241.8983 | 4128.5475 | 4015.1967 | 3901.8458 | 3788.495 | 2064.8956 | 3675.1442 | 3561.7933 | 3448.4425 | 3335.0917 | 3221.7409 | 3108.39 | 2995.0392 | 2881.6884 | 2768.3375 | 2654.9867 | 2541.6359 | 2428.285 | 2314.9342 | 2201.5834 | 2088.2326 | 0 | 0 | 0 | 0 | 0 | 0 | 0 | 0 | 0 | 0 | 0 | 0 | 0 | 0 | 0 | 0 | 0 | 0 | 0 | 0 | 0 | 0 | 0
|  | 2024 | 3833.2566 |  |  |  |  | 5724.1033 | 5395.8836 | 5071.0705 | 4833.4654 | 4628.5633 | 4448.1884 | 4316.8681 | 4210.075 | 4103.2819 | 3996.4889 | 3889.6958 | 3782.9027 | 3676.1097 | 3569.3166 | 1945.4338 | 3462.5235 | 3355.7305 | 3248.9374 | 3142.1443 | 3035.3513 | 2928.5582 | 2821.7651 | 2714.9721 | 2608.179 | 2501.3859 | 2394.5929 | 2287.7998 | 2181.0067 | 2074.2137 | 1967.4206 | 0 | 0 | 0 | 0 | 0 | 0 | 0 | 0 | 0 | 0 | 0 | 0 | 0 | 0 | 0 | 0 | 0 | 0 | 0 | 0 | 0 | 0
|  | 2025 | 3597.8707 | [5 empty] | 5372.6075 | 5064.5426 | 4759.675 | 4536.6603 | 4344.3405 | 4175.0418 | 4051.7853 | 3951.55 | 3851.3147 | 3751.0794 | 3650.8441 | 3550.6088 | 3450.3735 | 3350.1382 | 1825.972 | 3249.9029 | 3149.6676 | 3049.4323 | 2949.197 | 2848.9617 | 2748.7264 | 2648.4911 | 2548.2558 | 2448.0205 | 2347.7852 | 2247.5499 | 2147.3146 | 2047.0793 | 1946.844 | 1846.6087 | 0 | 0 | 0 | 0 | 0 | 0 | 0 | 0 | 0 | 0 | 0 | 0 | 0 | 0 | 0 | 0 | 0 | 0 | 0 | 0 | 0
|  | 2026 | 3480.9473 | [6 empty] | 5198.009 | 4899.9555 | 4604.9954 | 4389.2283 | 4203.1585 | 4039.3616 | 3920.1108 | 3823.1329 | 3726.155 | 3629.1772 | 3532.1993 | 3435.2214 | 3338.2436 | 3241.2657 | 1766.6317 | 3144.2878 | 3047.31 | 2950.3321 | 2853.3542 | 2756.3764 | 2659.3985 | 2562.4206 | 2465.4428 | 2368.4649 | 2271.487 | 2174.5092 | 2077.5313 | 1980.5535 | 1883.5756 | 1786.5977 | 0 | 0 | 0 | 0 | 0 | 0 | 0 | 0 | 0 | 0 | 0 | 0 | 0 | 0 | 0 | 0 | 0 | 0 | 0 | 0
|  | 2027 | 3364.024 | [7 empty] | 5023.4104 | 4735.3684 | 4450.3159 | 4241.7963 | 4061.9764 | 3903.6814 | 3788.4362 | 3694.7157 | 3600.9953 | 3507.2749 | 3413.5545 | 3319.834 | 3226.1136 | 3132.3932 | 1707.2914 | 3038.6728 | 2944.9523 | 2851.2319 | 2757.5115 | 2663.791 | 2570.0706 | 2476.3502 | 2382.6298 | 2288.9093 | 2195.1889 | 2101.4685 | 2007.7481 | 1914.0276 | 1820.3072 | 1726.5868 | 0 | 0 | 0 | 0 | 0 | 0 | 0 | 0 | 0 | 0 | 0 | 0 | 0 | 0 | 0 | 0 | 0 | 0 | 0
|  | 2028 | 3247.1007 | [8 empty] | 4848.8118 | 4570.7813 | 4295.6364 | 4094.3643 | 3920.7944 | 3768.0013 | 3656.7616 | 3566.2986 | 3475.8356 | 3385.3726 | 3294.9096 | 3204.4466 | 3113.9836 | 3023.5207 | 1647.9511 | 2933.0577 | 2842.5947 | 2752.1317 | 2661.6687 | 2571.2057 | 2480.7427 | 2390.2797 | 2299.8168 | 2209.3538 | 2118.8908 | 2028.4278 | 1937.9648 | 1847.5018 | 1757.0388 | 1666.5758 | 0 | 0 | 0 | 0 | 0 | 0 | 0 | 0 | 0 | 0 | 0 | 0 | 0 | 0 | 0 | 0 | 0 | 0
|  | 2029 | 3130.1774 | [9 empty] | 4674.2133 | 4406.1942 | 4140.9569 | 3946.9322 | 3779.6124 | 3632.3211 | 3525.087 | 3437.8814 | 3350.6759 | 3263.4703 | 3176.2648 | 3089.0592 | 3001.8537 | 2914.6481 | 1588.6108 | 2827.4426 | 2740.237 | 2653.0315 | 2565.8259 | 2478.6204 | 2391.4148 | 2304.2093 | 2217.0038 | 2129.7982 | 2042.5927 | 1955.3871 | 1868.1816 | 1780.976 | 1693.7705 | 1606.5649 | 0 | 0 | 0 | 0 | 0 | 0 | 0 | 0 | 0 | 0 | 0 | 0 | 0 | 0 | 0 | 0 | 0
|  | 2030 | 3013.2541 | [10 empty] | 4499.6147 | 4241.6071 | 3986.2773 | 3799.5002 | 3638.4304 | 3496.6409 | 3393.4124 | 3309.4643 | 3225.5162 | 3141.5681 | 3057.62 | 2973.6718 | 2889.7237 | 2805.7756 | 1529.2705 | 2721.8275 | 2637.8794 | 2553.9313 | 2469.9832 | 2386.0351 | 2302.087 | 2218.1389 | 2134.1907 | 2050.2426 | 1966.2945 | 1882.3464 | 1798.3983 | 1714.4502 | 1630.5021 | 1546.554 | 0 | 0 | 0 | 0 | 0 | 0 | 0 | 0 | 0 | 0 | 0 | 0 | 0 | 0 | 0 | 0
|  | 2031 | 2975.5884 | [11 empty] | 4443.3695 | 4188.587 | 3936.4489 | 3752.0065 | 3592.95 | 3452.9329 | 3350.9947 | 3268.096 | 3185.1972 | 3102.2985 | 3019.3997 | 2936.5009 | 2853.6022 | 2770.7034 | 1510.1547 | 2687.8047 | 2604.9059 | 2522.0072 | 2439.1084 | 2356.2096 | 2273.3109 | 2190.4121 | 2107.5134 | 2024.6146 | 1941.7158 | 1858.8171 | 1775.9183 | 1693.0196 | 1610.1208 | 1527.222 | 0 | 0 | 0 | 0 | 0 | 0 | 0 | 0 | 0 | 0 | 0 | 0 | 0 | 0 | 0
|  | 2032 | 2937.9228 | [12 empty] | 4387.1243 | 4135.5669 | 3886.6204 | 3704.5127 | 3547.4696 | 3409.2249 | 3308.5771 | 3226.7277 | 3144.8783 | 3063.0289 | 2981.1795 | 2899.33 | 2817.4806 | 2735.6312 | 1491.0388 | 2653.7818 | 2571.9324 | 2490.083 | 2408.2336 | 2326.3842 | 2244.5348 | 2162.6854 | 2080.836 | 1998.9866 | 1917.1372 | 1835.2878 | 1753.4383 | 1671.5889 | 1589.7395 | 1507.8901 | 0 | 0 | 0 | 0 | 0 | 0 | 0 | 0 | 0 | 0 | 0 | 0 | 0 | 0
|  | 2033 | 2900.2571 | [13 empty] | 4330.8792 | 4082.5468 | 3836.7919 | 3657.019 | 3501.9892 | 3365.5169 | 3266.1594 | 3185.3594 | 3104.5593 | 3023.7593 | 2942.9592 | 2862.1591 | 2781.3591 | 2700.559 | 1471.9229 | 2619.759 | 2538.9589 | 2458.1589 | 2377.3588 | 2296.5588 | 2215.7587 | 2134.9586 | 2054.1586 | 1973.3585 | 1892.5585 | 1811.7584 | 1730.9584 | 1650.1583 | 1569.3583 | 1488.5582 | 0 | 0 | 0 | 0 | 0 | 0 | 0 | 0 | 0 | 0 | 0 | 0 | 0
|  | 2034 | 2862.5914 | [14 empty] | 4274.634 | 4029.5267 | 3786.9635 | 3609.5252 | 3456.5088 | 3321.8089 | 3223.7418 | 3143.9911 | 3064.2404 | 2984.4897 | 2904.739 | 2824.9883 | 2745.2375 | 2665.4868 | 1452.807 | 2585.7361 | 2505.9854 | 2426.2347 | 2346.484 | 2266.7333 | 2186.9826 | 2107.2319 | 2027.4812 | 1947.7305 | 1867.9798 | 1788.2291 | 1708.4784 | 1628.7277 | 1548.977 | 1469.2263 | 0 | 0 | 0 | 0 | 0 | 0 | 0 | 0 | 0 | 0 | 0 | 0
|  | 2035 | 2824.9257 | [15 empty] | 4218.3888 | 3976.5067 | 3737.135 | 3562.0315 | 3411.0285 | 3278.1009 | 3181.3241 | 3102.6228 | 3023.9214 | 2945.2201 | 2866.5187 | 2787.8174 | 2709.116 | 2630.4146 | 1433.6911 | 2551.7133 | 2473.0119 | 2394.3106 | 2315.6092 | 2236.9079 | 2158.2065 | 2079.5052 | 2000.8038 | 1922.1025 | 1843.4011 | 1764.6998 | 1685.9984 | 1607.2971 | 1528.5957 | 1449.8943 | 0 | 0 | 0 | 0 | 0 | 0 | 0 | 0 | 0 | 0 | 0
|  | 2036 | 2787.2601 | [16 empty] | 4162.1436 | 3923.4866 | 3687.3065 | 3514.5377 | 3365.5481 | 3234.3929 | 3138.9065 | 3061.2545 | 2983.6025 | 2905.9505 | 2828.2985 | 2750.6465 | 2672.9945 | 2595.3425 | 1414.5752 | 2517.6904 | 2440.0384 | 2362.3864 | 2284.7344 | 2207.0824 | 2129.4304 | 2051.7784 | 1974.1264 | 1896.4744 | 1818.8224 | 1741.1704 | 1663.5184 | 1585.8664 | 1508.2144 | 1430.5624 | 0 | 0 | 0 | 0 | 0 | 0 | 0 | 0 | 0 | 0
|  | 2037 | 2749.5944 | [17 empty] | 4105.8984 | 3870.4665 | 3637.4781 | 3467.0439 | 3320.0677 | 3190.6849 | 3096.4888 | 3019.8862 | 2943.2835 | 2866.6809 | 2790.0782 | 2713.4756 | 2636.8729 | 2560.2703 | 1395.4594 | 2483.6676 | 2407.065 | 2330.4623 | 2253.8597 | 2177.257 | 2100.6544 | 2024.0517 | 1947.4491 | 1870.8464 | 1794.2438 | 1717.6411 | 1641.0385 | 1564.4358 | 1487.8331 | 1411.2305 | 0 | 0 | 0 | 0 | 0 | 0 | 0 | 0 | 0
|  | 2038 | 2711.9287 | [18 empty] | 4049.6532 | 3817.4464 | 3587.6496 | 3419.5502 | 3274.5873 | 3146.9768 | 3054.0712 | 2978.5179 | 2902.9646 | 2827.4113 | 2751.858 | 2676.3047 | 2600.7514 | 2525.1981 | 1376.3435 | 2449.6448 | 2374.0915 | 2298.5382 | 2222.9849 | 2147.4316 | 2071.8783 | 1996.325 | 1920.7717 | 1845.2184 | 1769.6651 | 1694.1118 | 1618.5585 | 1543.0052 | 1467.4519 | 1391.8986 | 0 | 0 | 0 | 0 | 0 | 0 | 0 | 0
|  | 2039 | 2674.263 | [19 empty] | 3993.4081 | 3764.4263 | 3537.8211 | 3372.0564 | 3229.1069 | 3103.2688 | 3011.6535 | 2937.1496 | 2862.6456 | 2788.1417 | 2713.6377 | 2639.1338 | 2564.6298 | 2490.1259 | 1357.2276 | 2415.6219 | 2341.118 | 2266.614 | 2192.1101 | 2117.6061 | 2043.1022 | 1968.5982 | 1894.0943 | 1819.5903 | 1745.0864 | 1670.5824 | 1596.0785 | 1521.5745 | 1447.0706 | 1372.5666 | 0 | 0 | 0 | 0 | 0 | 0 | 0
|  | 2040 | 2636.5974 | [20 empty] | 3937.1629 | 3711.4062 | 3487.9927 | 3324.5627 | 3183.6266 | 3059.5608 | 2969.2358 | 2895.7812 | 2822.3267 | 2748.8721 | 2675.4175 | 2601.9629 | 2528.5083 | 2455.0537 | 1338.1117 | 2381.5991 | 2308.1445 | 2234.6899 | 2161.2353 | 2087.7807 | 2014.3261 | 1940.8715 | 1867.4169 | 1793.9623 | 1720.5077 | 1647.0531 | 1573.5985 | 1500.1439 | 1426.6893 | 1353.2347 | 0 | 0 | 0 | 0 | 0 | 0
|  | 2041 | 2598.9317 | [21 empty] | 3880.9177 | 3658.3861 | 3438.1642 | 3277.0689 | 3138.1462 | 3015.8528 | 2926.8182 | 2854.4129 | 2782.0077 | 2709.6025 | 2637.1972 | 2564.792 | 2492.3867 | 2419.9815 | 1318.9958 | 2347.5762 | 2275.171 | 2202.7657 | 2130.3605 | 2057.9552 | 1985.55 | 1913.1448 | 1840.7395 | 1768.3343 | 1695.929 | 1623.5238 | 1551.1185 | 1478.7133 | 1406.308 | 1333.9028 | 0 | 0 | 0 | 0 | 0
|  | 2042 | 2561.266 | [22 empty] | 3824.6725 | 3605.366 | 3388.3357 | 3229.5752 | 3092.6658 | 2972.1448 | 2884.4005 | 2813.0446 | 2741.6887 | 2670.3329 | 2598.977 | 2527.6211 | 2456.2652 | 2384.9093 | 1299.88 | 2313.5534 | 2242.1975 | 2170.8416 | 2099.4857 | 2028.1298 | 1956.7739 | 1885.418 | 1814.0621 | 1742.7062 | 1671.3503 | 1599.9945 | 1528.6386 | 1457.2827 | 1385.9268 | 1314.5709 | 0 | 0 | 0 | 0
|  | 2043 | 2523.6003 | 2043: 3768.4273; 2044: 3552.3459; 2045: 3338.5073; 2046: 3182.0814; 2047: 3047.1854; 2048: 2928.4368; 2049: 2841.9829; 2050: 2771.6763; 2051: 2701.3698; 2052: 2631.0633; 2053: 2560.7567; 2054: 2490.4502; 2055: 2420.1436; 2056: 2349.8371; 2057: 1280.7641; 2058: 2279.5305; 2059: 2209.224; 2060: 2138.9175; 2061: 2068.6109; 2062: 1998.3044; 2063: 1927.9978; 2064: 1857.6913; 2065: 1787.3847; 2066: 1717.0782; 2067: 1646.7717; 2068: 1576.4651; 2069: 1506.1586; 2070: 1435.852; 2071: 1365.5455; 2072: 1295.239; 2073: 0; 2074: 0; 2075: 0
|  | 2044 | 2485.9346 | 2044: 3712.1821; 2045: 3499.3259; 2046: 3288.6788; 2047: 3134.5877; 2048: 3001.705; 2049: 2884.7288; 2050: 2799.5652; 2051: 2730.308; 2052: 2661.0508; 2053: 2591.7937; 2054: 2522.5365; 2055: 2453.2793; 2056: 2384.0221; 2057: 2314.7649; 2058: 1261.6482; 2059: 2245.5077; 2060: 2176.2505; 2061: 2106.9933; 2062: 2037.7361; 2063: 1968.4789; 2064: 1899.2217; 2065: 1829.9646; 2066: 1760.7074; 2067: 1691.4502; 2068: 1622.193; 2069: 1552.9358; 2070: 1483.6786; 2071: 1414.4214; 2072: 1345.1642; 2073: 1275.907; 2074: 0; 2075: 0
|  | 2045 | 2448.269 | 2045: 3655.9369; 2046: 3446.3058; 2047: 3238.8503; 2048: 3087.0939; 2049: 2956.2247; 2050: 2841.0208; 2051: 2757.1476; 2052: 2688.9397; 2053: 2620.7319; 2054: 2552.5241; 2055: 2484.3162; 2056: 2416.1084; 2057: 2347.9005; 2058: 2279.6927; 2059: 1242.5323; 2060: 2211.4849; 2061: 2143.277; 2062: 2075.0692; 2063: 2006.8613; 2064: 1938.6535; 2065: 1870.4457; 2066: 1802.2378; 2067: 1734.03; 2068: 1665.8221; 2069: 1597.6143; 2070: 1529.4065; 2071: 1461.1986; 2072: 1392.9908; 2073: 1324.7829; 2074: 1256.5751; 2075: 0
|  | 2046 | 2410.6033 | 2046: 3599.6918; 2047: 3393.2857; 2048: 3189.0219; 2049: 3039.6002; 2050: 2910.7443; 2051: 2797.3128; 2052: 2714.7299; 2053: 2647.5714; 2054: 2580.4129; 2055: 2513.2545; 2056: 2446.096; 2057: 2378.9375; 2058: 2311.779; 2059: 2244.6205; 2060: 1223.4164; 2061: 2177.462; 2062: 2110.3035; 2063: 2043.145; 2064: 1975.9865; 2065: 1908.8281; 2066: 1841.6696; 2067: 1774.5111; 2068: 1707.3526; 2069: 1640.1941; 2070: 1573.0356; 2071: 1505.8771; 2072: 1438.7186; 2073: 1371.5602; 2074: 1304.4017; 2075: 1237.2432
|  | 2047 | 2352.288 | 2047: 3543.4466; 2048: 3340.2656; 2049: 3139.1934; 2050: 2992.1064; 2051: 2865.2639; 2052: 2753.6047; 2053: 2672.3123; 2054: 2606.2031; 2055: 2540.094; 2056: 2473.9848; 2057: 2407.8757; 2058: 2341.7666; 2059: 2275.6574; 2060: 2209.5483; 2061: 1204.3005; 2062: 2143.4392; 2063: 2077.33; 2064: 2011.2209; 2065: 1945.1118; 2066: 1879.0026; 2067: 1812.8935; 2068: 1746.7843; 2069: 1680.6752; 2070: 1614.5661; 2071: 1548.4569; 2072: 1482.3478; 2073: 1416.2387; 2074: 1350.1295; 2075: 1284.0204
|  | 2048 | 2292.604 | 2048: 3487.2014; 2049: 3287.2455; 2050: 3089.3649; 2051: 2944.6127; 2052: 2819.7835; 2053: 2709.8967; 2054: 2629.8946; 2055: 2564.8348; 2056: 2499.775; 2057: 2434.7152; 2058: 2369.6555; 2059: 2304.5957; 2060: 2239.5359; 2061: 2174.4761; 2062: 1185.1847; 2063: 2109.4163; 2064: 2044.3565; 2065: 1979.2968; 2066: 1914.237; 2067: 1849.1772; 2068: 1784.1174; 2069: 1719.0576; 2070: 1653.9978; 2071: 1588.938; 2072: 1523.8783; 2073: 1458.8185; 2074: 1393.7587; 2075: 1328.6989
|  | 2049 | 2231.5147 | 2049: 3430.9562; 2050: 3234.2254; 2051: 3039.5365; 2052: 2897.1189; 2053: 2774.3032; 2054: 2666.1887; 2055: 2587.4769; 2056: 2523.4665; 2057: 2459.4561; 2058: 2395.4456; 2059: 2331.4352; 2060: 2267.4248; 2061: 2203.4143; 2062: 2139.4039; 2063: 1166.0688; 2064: 2075.3935; 2065: 2011.383; 2066: 1947.3726; 2067: 1883.3622; 2068: 1819.3517; 2069: 1755.3413; 2070: 1691.3309; 2071: 1627.3204; 2072: 1563.31; 2073: 1499.2996; 2074: 1435.2891; 2075: 1371.2787
|  | 2050 | 2168.985 | 2050: 3374.711; 2051: 3181.2053; 2052: 2989.708; 2053: 2849.6252; 2054: 2728.8228; 2055: 2622.4807; 2056: 2545.0593; 2057: 2482.0982; 2058: 2419.1371; 2059: 2356.176; 2060: 2293.215; 2061: 2230.2539; 2062: 2167.2928; 2063: 2104.3317; 2064: 1146.9529; 2065: 2041.3706; 2066: 1978.4096; 2067: 1915.4485; 2068: 1852.4874; 2069: 1789.5263; 2070: 1726.5652; 2071: 1663.6041; 2072: 1600.6431; 2073: 1537.682; 2074: 1474.7209; 2075: 1411.7598
|  | Annual Change (%) |  | 0% | -6.747% | -5.185% | -5.469% | -5.785% | -6.141% | -3.25% | -3.359% | -3.476% | -3.601% | -3.735% | -1.25% | -1.266% | -1.282% | -1.299% | -1.316% | -1.333% | -1.351% | -1.37% | -1.389% | -1.408% | -1.429% | -1.449% | -1.471% | -1.493% | -1.515% | -1.538% | -1.562% | -1.587% | -1.613% | -1.639% | 0% | 0% | 0% | 0% | 0% | 0% | 0% | 0% | 0% | 0% | 0% | 0% | 0% | 0% | 0% | 0% | 0% | 0% | 0% | 0% | 0% | 0% | 0% | 0% | 0%
|  | Levelized Capital Cost ($/MW-wk) |  | 4867.8632 | 4539.4145 | 4304.0285 | 4068.6426 | 3833.2566 | 3597.8707 | 3480.9473 | 3364.024 | 3247.1007 | 3130.1774 | 3013.2541 | 2975.5884 | 2937.9228 | 2900.2571 | 2862.5914 | 2824.9257 | 2787.2601 | 2749.5944 | 2711.9287 | 2674.263 | 2636.5974 | 2598.9317 | 2561.266 | 2523.6003 | 2485.9346 | 2448.269 | 2410.6033 | 2372.9376 | 2335.2719 | 2297.6063 | 2259.9406 | 2259.9406 | 2259.9406 | 2259.9406 | 2259.9406 | 2259.9406 | 2259.9406 | 2259.9406 | 2259.9406 | 2259.9406 | 2259.9406 | 2259.9406 | 2259.9406 | 2259.9406 | 2259.9406 | 2259.9406 | 2259.9406 | 2259.9406 | 2259.9406 | 2259.9406 | 2259.9406 | 2259.9406 | 2259.9406 | 2259.9406 | 2259.9406 | 2259.9406
|  | Economic Life | 30
|  | check s/b 0 | 0
Revenue Requirement by vintage year
2012 $/MW-wk
| Aurora Input |  | Levelized Cost | 2020 | 2021 | 2022 | 2023 | 2024 | 2025 | 2026 | 2027 | 2028 | 2029 | 2030 | 2031 | 2032 | 2033 | 2034 | 2035 | 2036 | 2037 | 2038 | 2039 | 2040 | 2041 | 2042 | 2043 | 2044 | 2045 | 2046 | Levelized | 2047 | 2048 | 2049 | 2050 | 2051 | 2052 | 2053 | 2054 | 2055 | 2056 | 2057 | 2058 | 2059 | 2060 | 2061 | 2062 | 2063 | 2064 | 2065 | 2066 | 2067 | 2068 | 2069 | 2070 | 2071 | 2072 | 2073 | 2074 | 2075 | 2076 | 2077 | 2078 | 2079
|  | 2020 | 4867.8632 | 7269.0547 | 6852.2475 | 6439.7664 | 6138.031 | 5877.8253 | 5648.7668 | 5482.0027 | 5346.3859 | 5210.7691 | 5075.1523 | 4939.5355 | 4803.9187 | 4668.3019 | 4532.6851 | 2470.5118 | 4397.0682 | 4261.4514 | 4125.8346 | 3990.2178 | 3854.601 | 3718.9842 | 3583.3674 | 3447.7506 | 3312.1338 | 3176.5169 | 3040.9001 | 2905.2833 | 2637.855 | 2769.6665 | 2634.0497 | 2498.4329 | 0 | 0 | 0 | 0 | 0 | 0 | 0 | 0 | 0 | 0 | 0 | 0 | 0 | 0 | 0 | 0 | 0 | 0 | 0 | 0 | 0 | 0 | 0 | 0 | 0 | 0 | 0 | 0 | 0 | 0
|  | 2021 | 4539.4145 |  | 6778.5907 | 6389.9067 | 6005.2569 | 5723.8805 | 5481.2316 | 5267.6283 | 5112.1163 | 4985.6499 | 4859.1836 | 4732.7172 | 4606.2509 | 4479.7845 | 4353.3182 | 4226.8518 | 2303.8193 | 4100.3854 | 3973.9191 | 3847.4527 | 3720.9864 | 3594.52 | 3468.0537 | 3341.5873 | 3215.1209 | 3088.6546 | 2962.1882 | 2835.7219 | 2526.2081 | 2709.2555 | 2582.7892 | 2456.3228 | 2329.8565 | 0 | 0 | 0 | 0 | 0 | 0 | 0 | 0 | 0 | 0 | 0 | 0 | 0 | 0 | 0 | 0 | 0 | 0 | 0 | 0 | 0 | 0 | 0 | 0 | 0 | 0 | 0 | 0 | 0
|  | 2022 | 4304.0285 |  |  | 6427.0949 | 6058.5657 | 5693.8614 | 5427.0754 | 5197.0088 | 4994.4817 | 4847.0336 | 4727.125 | 4607.2164 | 4487.3078 | 4367.3992 | 4247.4906 | 4127.582 | 4007.6734 | 2184.3574 | 3887.7648 | 3767.8562 | 3647.9476 | 3528.039 | 3408.1304 | 3288.2218 | 3168.3133 | 3048.4047 | 2928.4961 | 2808.5875 | 2458.9505 | 2688.6789 | 2568.7703 | 2448.8617 | 2328.9531 | 2209.0445 | 0 | 0 | 0 | 0 | 0 | 0 | 0 | 0 | 0 | 0 | 0 | 0 | 0 | 0 | 0 | 0 | 0 | 0 | 0 | 0 | 0 | 0 | 0 | 0 | 0 | 0 | 0 | 0
|  | 2023 | 4068.6426 |  |  |  | 6075.5991 | 5727.2247 | 5382.4659 | 5130.2704 | 4912.786 | 4721.335 | 4581.9508 | 4468.6 | 4355.2492 | 4241.8983 | 4128.5475 | 4015.1967 | 3901.8458 | 3788.495 | 2064.8956 | 3675.1442 | 3561.7933 | 3448.4425 | 3335.0917 | 3221.7409 | 3108.39 | 2995.0392 | 2881.6884 | 2768.3375 | 2385.5134 | 2654.9867 | 2541.6359 | 2428.285 | 2314.9342 | 2201.5834 | 2088.2326 | 0 | 0 | 0 | 0 | 0 | 0 | 0 | 0 | 0 | 0 | 0 | 0 | 0 | 0 | 0 | 0 | 0 | 0 | 0 | 0 | 0 | 0 | 0 | 0 | 0 | 0 | 0
|  | 2024 | 3833.2566 |  |  |  |  | 5724.1033 | 5395.8836 | 5071.0705 | 4833.4654 | 4628.5633 | 4448.1884 | 4316.8681 | 4210.075 | 4103.2819 | 3996.4889 | 3889.6958 | 3782.9027 | 3676.1097 | 3569.3166 | 1945.4338 | 3462.5235 | 3355.7305 | 3248.9374 | 3142.1443 | 3035.3513 | 2928.5582 | 2821.7651 | 2714.9721 | 2305.7578 | 2608.179 | 2501.3859 | 2394.5929 | 2287.7998 | 2181.0067 | 2074.2137 | 1967.4206 | 0 | 0 | 0 | 0 | 0 | 0 | 0 | 0 | 0 | 0 | 0 | 0 | 0 | 0 | 0 | 0 | 0 | 0 | 0 | 0 | 0 | 0 | 0 | 0 | 0 | 0
|  | 2025 | 3597.8707 | [5 empty] | 5372.6075 | 5064.5426 | 4759.675 | 4536.6603 | 4344.3405 | 4175.0418 | 4051.7853 | 3951.55 | 3851.3147 | 3751.0794 | 3650.8441 | 3550.6088 | 3450.3735 | 3350.1382 | 1825.972 | 3249.9029 | 3149.6676 | 3049.4323 | 2949.197 | 2848.9617 | 2748.7264 | 2648.4911 | 2219.5449 | 2548.2558 | 2448.0205 | 2347.7852 | 2247.5499 | 2147.3146 | 2047.0793 | 1946.844 | 1846.6087 | 0 | 0 | 0 | 0 | 0 | 0 | 0 | 0 | 0 | 0 | 0 | 0 | 0 | 0 | 0 | 0 | 0 | 0 | 0 | 0 | 0 | 0 | 0 | 0 | 0
|  | 2026 | 3480.9473 | [6 empty] | 5198.009 | 4899.9555 | 4604.9954 | 4389.2283 | 4203.1585 | 4039.3616 | 3920.1108 | 3823.1329 | 3726.155 | 3629.1772 | 3532.1993 | 3435.2214 | 3338.2436 | 3241.2657 | 1766.6317 | 3144.2878 | 3047.31 | 2950.3321 | 2853.3542 | 2756.3764 | 2659.3985 | 2201.6627 | 2562.4206 | 2465.4428 | 2368.4649 | 2271.487 | 2174.5092 | 2077.5313 | 1980.5535 | 1883.5756 | 1786.5977 | 0 | 0 | 0 | 0 | 0 | 0 | 0 | 0 | 0 | 0 | 0 | 0 | 0 | 0 | 0 | 0 | 0 | 0 | 0 | 0 | 0 | 0 | 0 | 0
|  | 2027 | 3364.024 | [7 empty] | 5023.4104 | 4735.3684 | 4450.3159 | 4241.7963 | 4061.9764 | 3903.6814 | 3788.4362 | 3694.7157 | 3600.9953 | 3507.2749 | 3413.5545 | 3319.834 | 3226.1136 | 3132.3932 | 1707.2914 | 3038.6728 | 2944.9523 | 2851.2319 | 2757.5115 | 2663.791 | 2180.7843 | 2570.0706 | 2476.3502 | 2382.6298 | 2288.9093 | 2195.1889 | 2101.4685 | 2007.7481 | 1914.0276 | 1820.3072 | 1726.5868 | 0 | 0 | 0 | 0 | 0 | 0 | 0 | 0 | 0 | 0 | 0 | 0 | 0 | 0 | 0 | 0 | 0 | 0 | 0 | 0 | 0 | 0 | 0
|  | 2028 | 3247.1007 | [8 empty] | 4848.8118 | 4570.7813 | 4295.6364 | 4094.3643 | 3920.7944 | 3768.0013 | 3656.7616 | 3566.2986 | 3475.8356 | 3385.3726 | 3294.9096 | 3204.4466 | 3113.9836 | 3023.5207 | 1647.9511 | 2933.0577 | 2842.5947 | 2752.1317 | 2661.6687 | 2156.8402 | 2571.2057 | 2480.7427 | 2390.2797 | 2299.8168 | 2209.3538 | 2118.8908 | 2028.4278 | 1937.9648 | 1847.5018 | 1757.0388 | 1666.5758 | 0 | 0 | 0 | 0 | 0 | 0 | 0 | 0 | 0 | 0 | 0 | 0 | 0 | 0 | 0 | 0 | 0 | 0 | 0 | 0 | 0 | 0
|  | 2029 | 3130.1774 | [9 empty] | 4674.2133 | 4406.1942 | 4140.9569 | 3946.9322 | 3779.6124 | 3632.3211 | 3525.087 | 3437.8814 | 3350.6759 | 3263.4703 | 3176.2648 | 3089.0592 | 3001.8537 | 2914.6481 | 1588.6108 | 2827.4426 | 2740.237 | 2653.0315 | 2129.7607 | 2565.8259 | 2478.6204 | 2391.4148 | 2304.2093 | 2217.0038 | 2129.7982 | 2042.5927 | 1955.3871 | 1868.1816 | 1780.976 | 1693.7705 | 1606.5649 | 0 | 0 | 0 | 0 | 0 | 0 | 0 | 0 | 0 | 0 | 0 | 0 | 0 | 0 | 0 | 0 | 0 | 0 | 0 | 0 | 0
|  | 2030 | 3013.2541 | [10 empty] | 4499.6147 | 4241.6071 | 3986.2773 | 3799.5002 | 3638.4304 | 3496.6409 | 3393.4124 | 3309.4643 | 3225.5162 | 3141.5681 | 3057.62 | 2973.6718 | 2889.7237 | 2805.7756 | 1529.2705 | 2721.8275 | 2637.8794 | 2099.4763 | 2553.9313 | 2469.9832 | 2386.0351 | 2302.087 | 2218.1389 | 2134.1907 | 2050.2426 | 1966.2945 | 1882.3464 | 1798.3983 | 1714.4502 | 1630.5021 | 1546.554 | 0 | 0 | 0 | 0 | 0 | 0 | 0 | 0 | 0 | 0 | 0 | 0 | 0 | 0 | 0 | 0 | 0 | 0 | 0 | 0
|  | 2031 | 2975.5884 | [11 empty] | 4443.3695 | 4188.587 | 3936.4489 | 3752.0065 | 3592.95 | 3452.9329 | 3350.9947 | 3268.096 | 3185.1972 | 3102.2985 | 3019.3997 | 2936.5009 | 2853.6022 | 2770.7034 | 1510.1547 | 2687.8047 | 2122.4513 | 2604.9059 | 2522.0072 | 2439.1084 | 2356.2096 | 2273.3109 | 2190.4121 | 2107.5134 | 2024.6146 | 1941.7158 | 1858.8171 | 1775.9183 | 1693.0196 | 1610.1208 | 1527.222 | 0 | 0 | 0 | 0 | 0 | 0 | 0 | 0 | 0 | 0 | 0 | 0 | 0 | 0 | 0 | 0 | 0 | 0 | 0
|  | 2032 | 2937.9228 | [12 empty] | 4387.1243 | 4135.5669 | 3886.6204 | 3704.5127 | 3547.4696 | 3409.2249 | 3308.5771 | 3226.7277 | 3144.8783 | 3063.0289 | 2981.1795 | 2899.33 | 2817.4806 | 2735.6312 | 1491.0388 | 2144.7351 | 2653.7818 | 2571.9324 | 2490.083 | 2408.2336 | 2326.3842 | 2244.5348 | 2162.6854 | 2080.836 | 1998.9866 | 1917.1372 | 1835.2878 | 1753.4383 | 1671.5889 | 1589.7395 | 1507.8901 | 0 | 0 | 0 | 0 | 0 | 0 | 0 | 0 | 0 | 0 | 0 | 0 | 0 | 0 | 0 | 0 | 0 | 0
|  | 2033 | 2900.2571 | [13 empty] | 4330.8792 | 4082.5468 | 3836.7919 | 3657.019 | 3501.9892 | 3365.5169 | 3266.1594 | 3185.3594 | 3104.5593 | 3023.7593 | 2942.9592 | 2862.1591 | 2781.3591 | 2700.559 | 2062.9589 | 1471.9229 | 2619.759 | 2538.9589 | 2458.1589 | 2377.3588 | 2296.5588 | 2215.7587 | 2134.9586 | 2054.1586 | 1973.3585 | 1892.5585 | 1811.7584 | 1730.9584 | 1650.1583 | 1569.3583 | 1488.5582 | 0 | 0 | 0 | 0 | 0 | 0 | 0 | 0 | 0 | 0 | 0 | 0 | 0 | 0 | 0 | 0 | 0
|  | 2034 | 2862.5914 | [14 empty] | 4274.634 | 4029.5267 | 3786.9635 | 3609.5252 | 3456.5088 | 3321.8089 | 3223.7418 | 3143.9911 | 3064.2404 | 2984.4897 | 2904.739 | 2824.9883 | 2745.2375 | 2086.9245 | 2665.4868 | 1452.807 | 2585.7361 | 2505.9854 | 2426.2347 | 2346.484 | 2266.7333 | 2186.9826 | 2107.2319 | 2027.4812 | 1947.7305 | 1867.9798 | 1788.2291 | 1708.4784 | 1628.7277 | 1548.977 | 1469.2263 | 0 | 0 | 0 | 0 | 0 | 0 | 0 | 0 | 0 | 0 | 0 | 0 | 0 | 0 | 0 | 0
|  | 2035 | 2824.9257 | [15 empty] | 4218.3888 | 3976.5067 | 3737.135 | 3562.0315 | 3411.0285 | 3278.1009 | 3181.3241 | 3102.6228 | 3023.9214 | 2945.2201 | 2866.5187 | 2787.8174 | 2109.8746 | 2709.116 | 2630.4146 | 1433.6911 | 2551.7133 | 2473.0119 | 2394.3106 | 2315.6092 | 2236.9079 | 2158.2065 | 2079.5052 | 2000.8038 | 1922.1025 | 1843.4011 | 1764.6998 | 1685.9984 | 1607.2971 | 1528.5957 | 1449.8943 | 0 | 0 | 0 | 0 | 0 | 0 | 0 | 0 | 0 | 0 | 0 | 0 | 0 | 0 | 0
|  | 2036 | 2787.2601 | [16 empty] | 4162.1436 | 3923.4866 | 3687.3065 | 3514.5377 | 3365.5481 | 3234.3929 | 3138.9065 | 3061.2545 | 2983.6025 | 2905.9505 | 2828.2985 | 2131.8251 | 2750.6465 | 2672.9945 | 2595.3425 | 1414.5752 | 2517.6904 | 2440.0384 | 2362.3864 | 2284.7344 | 2207.0824 | 2129.4304 | 2051.7784 | 1974.1264 | 1896.4744 | 1818.8224 | 1741.1704 | 1663.5184 | 1585.8664 | 1508.2144 | 1430.5624 | 0 | 0 | 0 | 0 | 0 | 0 | 0 | 0 | 0 | 0 | 0 | 0 | 0 | 0
|  | 2037 | 2749.5944 | [17 empty] | 4105.8984 | 3870.4665 | 3637.4781 | 3467.0439 | 3320.0677 | 3190.6849 | 3096.4888 | 3019.8862 | 2943.2835 | 2866.6809 | 2152.7839 | 2790.0782 | 2713.4756 | 2636.8729 | 2560.2703 | 1395.4594 | 2483.6676 | 2407.065 | 2330.4623 | 2253.8597 | 2177.257 | 2100.6544 | 2024.0517 | 1947.4491 | 1870.8464 | 1794.2438 | 1717.6411 | 1641.0385 | 1564.4358 | 1487.8331 | 1411.2305 | 0 | 0 | 0 | 0 | 0 | 0 | 0 | 0 | 0 | 0 | 0 | 0 | 0
|  | 2038 | 2711.9287 | [18 empty] | 4049.6532 | 3817.4464 | 3587.6496 | 3419.5502 | 3274.5873 | 3146.9768 | 3054.0712 | 2978.5179 | 2902.9646 | 2172.7529 | 2827.4113 | 2751.858 | 2676.3047 | 2600.7514 | 2525.1981 | 1376.3435 | 2449.6448 | 2374.0915 | 2298.5382 | 2222.9849 | 2147.4316 | 2071.8783 | 1996.325 | 1920.7717 | 1845.2184 | 1769.6651 | 1694.1118 | 1618.5585 | 1543.0052 | 1467.4519 | 1391.8986 | 0 | 0 | 0 | 0 | 0 | 0 | 0 | 0 | 0 | 0 | 0 | 0
|  | 2039 | 2674.263 | [19 empty] | 3993.4081 | 3764.4263 | 3537.8211 | 3372.0564 | 3229.1069 | 3103.2688 | 3011.6535 | 2937.1496 | 2191.7293 | 2862.6456 | 2788.1417 | 2713.6377 | 2639.1338 | 2564.6298 | 2490.1259 | 1357.2276 | 2415.6219 | 2341.118 | 2266.614 | 2192.1101 | 2117.6061 | 2043.1022 | 1968.5982 | 1894.0943 | 1819.5903 | 1745.0864 | 1670.5824 | 1596.0785 | 1521.5745 | 1447.0706 | 1372.5666 | 0 | 0 | 0 | 0 | 0 | 0 | 0 | 0 | 0 | 0 | 0
|  | 2040 | 2636.5974 | [20 empty] | 3937.1629 | 3711.4062 | 3487.9927 | 3324.5627 | 3183.6266 | 3059.5608 | 2969.2358 | 2209.7067 | 2895.7812 | 2822.3267 | 2748.8721 | 2675.4175 | 2601.9629 | 2528.5083 | 2455.0537 | 1338.1117 | 2381.5991 | 2308.1445 | 2234.6899 | 2161.2353 | 2087.7807 | 2014.3261 | 1940.8715 | 1867.4169 | 1793.9623 | 1720.5077 | 1647.0531 | 1573.5985 | 1500.1439 | 1426.6893 | 1353.2347 | 0 | 0 | 0 | 0 | 0 | 0 | 0 | 0 | 0 | 0
|  | 2041 | 2598.9317 | [21 empty] | 3880.9177 | 3658.3861 | 3438.1642 | 3277.0689 | 3138.1462 | 3015.8528 | 2226.6756 | 2926.8182 | 2854.4129 | 2782.0077 | 2709.6025 | 2637.1972 | 2564.792 | 2492.3867 | 2419.9815 | 1318.9958 | 2347.5762 | 2275.171 | 2202.7657 | 2130.3605 | 2057.9552 | 1985.55 | 1913.1448 | 1840.7395 | 1768.3343 | 1695.929 | 1623.5238 | 1551.1185 | 1478.7133 | 1406.308 | 1333.9028 | 0 | 0 | 0 | 0 | 0 | 0 | 0 | 0 | 0
|  | 2042 | 2561.266 | [22 empty] | 3824.6725 | 3605.366 | 3388.3357 | 3229.5752 | 3092.6658 | 2243.6625 | 2972.1448 | 2884.4005 | 2813.0446 | 2741.6887 | 2670.3329 | 2598.977 | 2527.6211 | 2456.2652 | 2384.9093 | 1299.88 | 2313.5534 | 2242.1975 | 2170.8416 | 2099.4857 | 2028.1298 | 1956.7739 | 1885.418 | 1814.0621 | 1742.7062 | 1671.3503 | 1599.9945 | 1528.6386 | 1457.2827 | 1385.9268 | 1314.5709 | 0 | 0 | 0 | 0 | 0 | 0 | 0 | 0
|  | 2043 | 2523.6003 | [23 empty] | 3768.4273 | 3552.3459 | 3338.5073 | 3182.0814 | 2262.5019 | 3047.1854 | 2928.4368 | 2841.9829 | 2771.6763 | 2701.3698 | 2631.0633 | 2560.7567 | 2490.4502 | 2420.1436 | 2349.8371 | 1280.7641 | 2279.5305 | 2209.224 | 2138.9175 | 2068.6109 | 1998.3044 | 1927.9978 | 1857.6913 | 1787.3847 | 1717.0782 | 1646.7717 | 1576.4651 | 1506.1586 | 1435.852 | 1365.5455 | 1295.239 | 0 | 0 | 0 | 0 | 0 | 0 | 0
|  | 2044 | 2485.9346 | [24 empty] | 3712.1821 | 3499.3259 | 3288.6788 | 2283.7236 | 3134.5877 | 3001.705 | 2884.7288 | 2799.5652 | 2730.308 | 2661.0508 | 2591.7937 | 2522.5365 | 2453.2793 | 2384.0221 | 2314.7649 | 1261.6482 | 2245.5077 | 2176.2505 | 2106.9933 | 2037.7361 | 1968.4789 | 1899.2217 | 1829.9646 | 1760.7074 | 1691.4502 | 1622.193 | 1552.9358 | 1483.6786 | 1414.4214 | 1345.1642 | 1275.907 | 0 | 0 | 0 | 0 | 0 | 0
|  | 2045 | 2448.269 | [25 empty] | 3655.9369 | 3446.3058 | 2308.0559 | 3238.8503 | 3087.0939 | 2956.2247 | 2841.0208 | 2757.1476 | 2688.9397 | 2620.7319 | 2552.5241 | 2484.3162 | 2416.1084 | 2347.9005 | 2279.6927 | 1242.5323 | 2211.4849 | 2143.277 | 2075.0692 | 2006.8613 | 1938.6535 | 1870.4457 | 1802.2378 | 1734.03 | 1665.8221 | 1597.6143 | 1529.4065 | 1461.1986 | 1392.9908 | 1324.7829 | 1256.5751 | 0 | 0 | 0 | 0 | 0
|  | 2046 | 2410.6033 | [26 empty] | 3599.6918 | 2338.082 | 3393.2857 | 3189.0219 | 3039.6002 | 2910.7443 | 2797.3128 | 2714.7299 | 2647.5714 | 2580.4129 | 2513.2545 | 2446.096 | 2378.9375 | 2311.779 | 2244.6205 | 1223.4164 | 2177.462 | 2110.3035 | 2043.145 | 1975.9865 | 1908.8281 | 1841.6696 | 1774.5111 | 1707.3526 | 1640.1941 | 1573.0356 | 1505.8771 | 1438.7186 | 1371.5602 | 1304.4017 | 1237.2432 | 0 | 0 | 0 | 0
|  | 2047 | 2352.288 | [27 empty] | 2372.9376 | 3543.4466 | 3340.2656 | 3139.1934 | 2992.1064 | 2865.2639 | 2753.6047 | 2672.3123 | 2606.2031 | 2540.094 | 2473.9848 | 2407.8757 | 2341.7666 | 2275.6574 | 2209.5483 | 1204.3005 | 2143.4392 | 2077.33 | 2011.2209 | 1945.1118 | 1879.0026 | 1812.8935 | 1746.7843 | 1680.6752 | 1614.5661 | 1548.4569 | 1482.3478 | 1416.2387 | 1350.1295 | 1284.0204 | 1217.9113 | 0 | 0 | 0
|  | 2048 | 2292.604 | [27 empty] | 2335.2719 |  | 3487.2014 | 3287.2455 | 3089.3649 | 2944.6127 | 2819.7835 | 2709.8967 | 2629.8946 | 2564.8348 | 2499.775 | 2434.7152 | 2369.6555 | 2304.5957 | 2239.5359 | 2174.4761 | 1185.1847 | 2109.4163 | 2044.3565 | 1979.2968 | 1914.237 | 1849.1772 | 1784.1174 | 1719.0576 | 1653.9978 | 1588.938 | 1523.8783 | 1458.8185 | 1393.7587 | 1328.6989 | 1263.6391 | 1198.5793 | 0 | 0
|  | 2049 | 2231.5147 | [27 empty] | 2297.6063 |  |  | 3430.9562 | 3234.2254 | 3039.5365 | 2897.1189 | 2774.3032 | 2666.1887 | 2587.4769 | 2523.4665 | 2459.4561 | 2395.4456 | 2331.4352 | 2267.4248 | 2203.4143 | 2139.4039 | 1166.0688 | 2075.3935 | 2011.383 | 1947.3726 | 1883.3622 | 1819.3517 | 1755.3413 | 1691.3309 | 1627.3204 | 1563.31 | 1499.2996 | 1435.2891 | 1371.2787 | 1307.2683 | 1243.2578 | 1179.2474 | 0
|  | 2050 | 2168.985 | [27 empty] | 2259.9406 |  |  |  | 3374.711 | 3181.2053 | 2989.708 | 2849.6252 | 2728.8228 | 2622.4807 | 2545.0593 | 2482.0982 | 2419.1371 | 2356.176 | 2293.215 | 2230.2539 | 2167.2928 | 2104.3317 | 1146.9529 | 2041.3706 | 1978.4096 | 1915.4485 | 1852.4874 | 1789.5263 | 1726.5652 | 1663.6041 | 1600.6431 | 1537.682 | 1474.7209 | 1411.7598 | 1348.7987 | 1285.8376 | 1222.8766 | 1159.9155

## Pumped Storage Hydro
Pump Hydro Energy Storage FINANCIALS
($ 1000s Unless Otherwise Indicated)
| Calendar Year of Fin. Close |  |  | 2020 | 2021 | 2022 | 2023 | 2024 | 2025 | 2026 | 2027 | 2028 | 2029 | 2030 | 2031 | 2032 | 2033 | 2034 | 2035 | 2036 | 2037 | 2038 | 2039 | 2040 | 2041 | 2042 | 2043 | 2044 | 2045 | 2046 | 2047 | 2048 | 2049 | 2050 | 2051 | 2052 | 2053 | 2054 | 2055 | 2056 | 2057 | 2058 | 2059 | 2060 | 2061 | 2062 | 2063 | 2064 | 2065 | 2066 | 2067 | 2068 | 2069 | 2070 | 2071 | 2072 | 2073 | 2074 | 2075
| Operating Year |  | 0 | 1 | 2 | 3 | 4 | 5 | 6 | 7 | 8 | 9 | 10 | 11 | 12 | 13 | 14 | 15 | 16 | 17 | 18 | 19 | 20 | 21 | 22 | 23 | 24 | 25 | 26 | 27 | 28 | 29 | 30 | 31 | 32 | 33 | 34 | 35 | 36 | 37 | 38 | 39 | 40 | 41 | 42 | 43 | 44 | 45 | 46 | 47 | 48 | 49 | 50 | 51 | 52 | 53 | 54 | 55 | 56
| Calendar Year | Capital Invest.
| 2020 | 54500.6921
| Gross plant |  | 2020 1: 54500.6921; 2021 2: 54500.6921; 2022 3: 54500.6921; 2023 4: 54500.6921; 2024 5: 54500.6921; 2025 6: 54500.6921; 2026 7: 54500.6921; 2027 8: 54500.6921; 2028 9: 54500.6921; 2029 10: 54500.6921; 2030 11: 54500.6921; 2031 12: 54500.6921; 2032 13: 54500.6921; 2033 14: 54500.6921; 2034 15: 54500.6921; 2035 16: 54500.6921; 2036 17: 54500.6921; 2037 18: 54500.6921; 2038 19: 54500.6921; 2039 20: 54500.6921; 2040 21: 54500.6921; 2041 22: 54500.6921; 2042 23: 54500.6921; 2043 24: 54500.6921; 2044 25: 54500.6921; 2045 26: 54500.6921; 2046 27: 54500.6921; 2047 28: 54500.6921; 2048 29: 54500.6921; 2049 30: 54500.6921
| Accumulated Deprectiation |  | 2020 1: 1816.6897; 2021 2: 3633.3795; 2022 3: 5450.0692; 2023 4: 7266.7589; 2024 5: 9083.4487; 2025 6: 10900.1384; 2026 7: 12716.8281; 2027 8: 14533.5179; 2028 9: 16350.2076; 2029 10: 18166.8974; 2030 11: 19983.5871; 2031 12: 21800.2768; 2032 13: 23616.9666; 2033 14: 25433.6563; 2034 15: 25433.6563; 2035 16: 27250.346; 2036 17: 29067.0358; 2037 18: 30883.7255; 2038 19: 32700.4152; 2039 20: 34517.105; 2040 21: 36333.7947; 2041 22: 38150.4844; 2042 23: 39967.1742; 2043 24: 41783.8639; 2044 25: 43600.5537; 2045 26: 45417.2434; 2046 27: 47233.9331; 2047 28: 49050.6229; 2048 29: 50867.3126; 2049 30: 52684.0023
| Net book value |  | 2020 1: 52684.0023; 2021 2: 50867.3126; 2022 3: 49050.6229; 2023 4: 47233.9331; 2024 5: 45417.2434; 2025 6: 43600.5537; 2026 7: 41783.8639; 2027 8: 39967.1742; 2028 9: 38150.4844; 2029 10: 36333.7947; 2030 11: 34517.105; 2031 12: 32700.4152; 2032 13: 30883.7255; 2033 14: 29067.0358; 2034 15: 29067.0358; 2035 16: 27250.346; 2036 17: 25433.6563; 2037 18: 23616.9666; 2038 19: 21800.2768; 2039 20: 19983.5871; 2040 21: 18166.8974; 2041 22: 16350.2076; 2042 23: 14533.5179; 2043 24: 12716.8281; 2044 25: 10900.1384; 2045 26: 9083.4487; 2046 27: 7266.7589; 2047 28: 5450.0692; 2048 29: 3633.3795; 2049 30: 1816.6897
| Accumulated deffered income tax |  | 2020 1: -1907.5242; 2021 2: -5188.4659; 2022 3: -7004.4289; 2023 4: -7941.4048; 2024 5: -8878.3807; 2025 6: -9156.1163; 2026 7: -8774.6114; 2027 8: -8393.1066; 2028 9: -8011.6017; 2029 10: -7630.0969; 2030 11: -7248.592; 2031 12: -6867.0872; 2032 13: -6485.5824; 2033 14: -6104.0775; 2034 15: -6104.0775; 2035 16: -5722.5727; 2036 17: -5341.0678; 2037 18: -4959.563; 2038 19: -4578.0581; 2039 20: -4196.5533; 2040 21: -3815.0484; 2041 22: -3433.5436; 2042 23: -3052.0388; 2043 24: -2670.5339; 2044 25: -2289.0291; 2045 26: -1907.5242; 2046 27: -1526.0194; 2047 28: -1144.5145; 2048 29: -763.0097; 2049 30: -381.5048
| Rate Base |  | 2020 1: 50776.4781; 2021 2: 45678.8467; 2022 3: 42046.1939; 2023 4: 39292.5283; 2024 5: 36538.8627; 2025 6: 34444.4374; 2026 7: 33009.2525; 2027 8: 31574.0676; 2028 9: 30138.8827; 2029 10: 28703.6978; 2030 11: 27268.5129; 2031 12: 25833.328; 2032 13: 24398.1432; 2033 14: 22962.9583; 2034 15: 22962.9583; 2035 16: 21527.7734; 2036 17: 20092.5885; 2037 18: 18657.4036; 2038 19: 17222.2187; 2039 20: 15787.0338; 2040 21: 14351.8489; 2041 22: 12916.664; 2042 23: 11481.4791; 2043 24: 10046.2942; 2044 25: 8611.1093; 2045 26: 7175.9245; 2046 27: 5740.7396; 2047 28: 4305.5547; 2048 29: 2870.3698; 2049 30: 1435.1849
| Average rate base |  | 2020 1: 52638.5851; 2021 2: 48227.6624; 2022 3: 43862.5203; 2023 4: 40669.3611; 2024 5: 37915.6955; 2025 6: 35491.65; 2026 7: 33726.8449; 2027 8: 32291.6601; 2028 9: 30856.4752; 2029 10: 29421.2903; 2030 11: 27986.1054; 2031 12: 26550.9205; 2032 13: 25115.7356; 2033 14: 23680.5507; 2034 15: 22962.9583; 2035 16: 22245.3658; 2036 17: 20810.1809; 2037 18: 19374.996; 2038 19: 17939.8111; 2039 20: 16504.6262; 2040 21: 15069.4414; 2041 22: 13634.2565; 2042 23: 12199.0716; 2043 24: 10763.8867; 2044 25: 9328.7018; 2045 26: 7893.5169; 2046 27: 6458.332; 2047 28: 5023.1471; 2048 29: 3587.9622; 2049 30: 2152.7773
| Pre-tax Return | 0.086076 | 2020 1: 4530.9162; 2021 2: 4151.2418; 2022 3: 3775.5081; 2023 4: 3500.6539; 2024 5: 3263.6295; 2025 6: 3054.9775; 2026 7: 2903.0702; 2027 8: 2779.5353; 2028 9: 2656.0004; 2029 10: 2532.4655; 2030 11: 2408.9306; 2031 12: 2285.3957; 2032 13: 2161.8608; 2033 14: 2038.3259; 2034 15: 1976.5584; 2035 16: 1914.791; 2036 17: 1791.2561; 2037 18: 1667.7212; 2038 19: 1544.1863; 2039 20: 1420.6514; 2040 21: 1297.1165; 2041 22: 1173.5816; 2042 23: 1050.0467; 2043 24: 926.5118; 2044 25: 802.9769; 2045 26: 679.442; 2046 27: 555.9071; 2047 28: 432.3722; 2048 29: 308.8373; 2049 30: 185.3024
| Book Depreciation |  | 2020 1: 1816.6897; 2021 2: 1816.6897; 2022 3: 1816.6897; 2023 4: 1816.6897; 2024 5: 1816.6897; 2025 6: 1816.6897; 2026 7: 1816.6897; 2027 8: 1816.6897; 2028 9: 1816.6897; 2029 10: 1816.6897; 2030 11: 1816.6897; 2031 12: 1816.6897; 2032 13: 1816.6897; 2033 14: 1816.6897; 2034 15: 0; 2035 16: 1816.6897; 2036 17: 1816.6897; 2037 18: 1816.6897; 2038 19: 1816.6897; 2039 20: 1816.6897; 2040 21: 1816.6897; 2041 22: 1816.6897; 2042 23: 1816.6897; 2043 24: 1816.6897; 2044 25: 1816.6897; 2045 26: 1816.6897; 2046 27: 1816.6897; 2047 28: 1816.6897; 2048 29: 1816.6897; 2049 30: 1816.6897
| Insurance |  | 2020 1: 26.1058; 2021 2: 26.1058; 2022 3: 26.1058; 2023 4: 26.1058; 2024 5: 26.1058; 2025 6: 26.1058; 2026 7: 26.1058; 2027 8: 26.1058; 2028 9: 26.1058; 2029 10: 26.1058; 2030 11: 26.1058; 2031 12: 26.1058; 2032 13: 26.1058; 2033 14: 26.1058; 2034 15: 26.1058; 2035 16: 26.1058; 2036 17: 26.1058; 2037 18: 26.1058; 2038 19: 26.1058; 2039 20: 26.1058; 2040 21: 26.1058; 2041 22: 26.1058; 2042 23: 26.1058; 2043 24: 26.1058; 2044 25: 26.1058; 2045 26: 26.1058; 2046 27: 26.1058; 2047 28: 26.1058; 2048 29: 26.1058; 2049 30: 26.1058
| Property Taxes |  | 2020 1: 247.7531; 2021 2: 247.7531; 2022 3: 247.7531; 2023 4: 247.7531; 2024 5: 247.7531; 2025 6: 247.7531; 2026 7: 247.7531; 2027 8: 247.7531; 2028 9: 247.7531; 2029 10: 247.7531; 2030 11: 247.7531; 2031 12: 247.7531; 2032 13: 247.7531; 2033 14: 247.7531; 2034 15: 247.7531; 2035 16: 247.7531; 2036 17: 247.7531; 2037 18: 247.7531; 2038 19: 247.7531; 2039 20: 247.7531; 2040 21: 247.7531; 2041 22: 247.7531; 2042 23: 247.7531; 2043 24: 247.7531; 2044 25: 247.7531; 2045 26: 247.7531; 2046 27: 247.7531; 2047 28: 247.7531; 2048 29: 247.7531; 2049 30: 247.7531
| Revenue Requirement |  | 2020 1: 6621.4649; 2021 2: 6241.7905; 2022 3: 5866.0568; 2023 4: 5591.2026; 2024 5: 5354.1782; 2025 6: 5145.5262; 2026 7: 4993.6189; 2027 8: 4870.084; 2028 9: 4746.5491; 2029 10: 4623.0142; 2030 11: 4499.4793; 2031 12: 4375.9444; 2032 13: 4252.4095; 2033 14: 4128.8746; 2034 15: 2250.4174; 2035 16: 4005.3397; 2036 17: 3881.8048; 2037 18: 3758.2699; 2038 19: 3634.735; 2039 20: 3511.2001; 2040 21: 3387.6652; 2041 22: 3264.1303; 2042 23: 3140.5954; 2043 24: 3017.0604; 2044 25: 2893.5255; 2045 26: 2769.9906; 2046 27: 2646.4557; 2047 28: 2522.9208; 2048 29: 2399.3859; 2049 30: 2275.851
| Book Depreciation |  | 2020 1: 1816.6897; 2021 2: 1816.6897; 2022 3: 1816.6897; 2023 4: 1816.6897; 2024 5: 1816.6897; 2025 6: 1816.6897; 2026 7: 1816.6897; 2027 8: 1816.6897; 2028 9: 1816.6897; 2029 10: 1816.6897; 2030 11: 1816.6897; 2031 12: 1816.6897; 2032 13: 1816.6897; 2033 14: 1816.6897; 2035 16: 1816.6897; 2036 17: 1816.6897; 2037 18: 1816.6897; 2038 19: 1816.6897; 2039 20: 1816.6897; 2040 21: 1816.6897; 2041 22: 1816.6897; 2042 23: 1816.6897; 2043 24: 1816.6897; 2044 25: 1816.6897; 2045 26: 1816.6897; 2046 27: 1816.6897; 2047 28: 1816.6897; 2048 29: 1816.6897; 2049 30: 1816.6897
| Tax Depreciation |  | 2020 1: 10900.1384; 2021 2: 17440.2215; 2022 3: 10464.1329; 2023 4: 6278.4797; 2024 5: 6278.4797; 2025 6: 3139.2399; 2026 7: 0; 2027 8: 0; 2028 9: 0; 2029 10: 0; 2030 11: 0; 2031 12: 0; 2032 13: 0; 2033 14: 0; 2035 16: 0; 2036 17: 0; 2037 18: 0; 2038 19: 0; 2039 20: 0; 2040 21: 0; 2041 22: 0; 2042 23: 0; 2043 24: 0; 2044 25: 0; 2045 26: 0; 2046 27: 0; 2047 28: 0; 2048 29: 0; 2049 30: 0
| Difference between book and tax |  | 2020 1: -9083.4487; 2021 2: -15623.5317; 2022 3: -8647.4431; 2023 4: -4461.79; 2024 5: -4461.79; 2025 6: -1322.5501; 2026 7: 1816.6897; 2027 8: 1816.6897; 2028 9: 1816.6897; 2029 10: 1816.6897; 2030 11: 1816.6897; 2031 12: 1816.6897; 2032 13: 1816.6897; 2033 14: 1816.6897; 2034 15: 0; 2035 16: 1816.6897; 2036 17: 1816.6897; 2037 18: 1816.6897; 2038 19: 1816.6897; 2039 20: 1816.6897; 2040 21: 1816.6897; 2041 22: 1816.6897; 2042 23: 1816.6897; 2043 24: 1816.6897; 2044 25: 1816.6897; 2045 26: 1816.6897; 2046 27: 1816.6897; 2047 28: 1816.6897; 2048 29: 1816.6897; 2049 30: 1816.6897
| Tax rate |  | 2020 1: -1907.5242; 2021 2: -3280.9417; 2022 3: -1815.9631; 2023 4: -936.9759; 2024 5: -936.9759; 2025 6: -277.7355; 2026 7: 381.5048; 2027 8: 381.5048; 2028 9: 381.5048; 2029 10: 381.5048; 2030 11: 381.5048; 2031 12: 381.5048; 2032 13: 381.5048; 2033 14: 381.5048; 2034 15: 0; 2035 16: 381.5048; 2036 17: 381.5048; 2037 18: 381.5048; 2038 19: 381.5048; 2039 20: 381.5048; 2040 21: 381.5048; 2041 22: 381.5048; 2042 23: 381.5048; 2043 24: 381.5048; 2044 25: 381.5048; 2045 26: 381.5048; 2046 27: 381.5048; 2047 28: 381.5048; 2048 29: 381.5048; 2049 30: 381.5048
Depreciation Tables
|  | 5 | 2020 1: 20%; 2021 2: 32%; 2022 3: 19.2%; 2023 4: 11.52%; 2024 5: 11.52%; 2025 6: 5.76%; 2026 7: 0%; 2027 8: 0%; 2028 9: 0%; 2029 10: 0%; 2030 11: 0%; 2031 12: 0%; 2032 13: 0%; 2033 14: 0%; 2034 15: 0%; 2035 16: 0%; 2036 17: 0%; 2037 18: 0%; 2038 19: 0%; 2039 20: 0%; 2040 21: 0%
|  | 5 | 0: 1; 2020 1: 20%; 2021 2: 32%; 2022 3: 19.2%; 2023 4: 11.52%; 2024 5: 11.52%; 2025 6: 5.76%
|  | 10 | 0: 0; 2020 1: 10%; 2021 2: 18%; 2022 3: 14.4%; 2023 4: 11.52%; 2024 5: 9.22%; 2025 6: 7.37%; 2026 7: 6.55%; 2027 8: 6.55%; 2028 9: 6.56%; 2029 10: 6.55%; 2030 11: 3.28%
|  | 15 | 0: 0; 2020 1: 5%; 2021 2: 9.5%; 2022 3: 8.55%; 2023 4: 7.7%; 2024 5: 6.93%; 2025 6: 6.23%; 2026 7: 5.9%; 2027 8: 5.9%; 2028 9: 5.91%; 2029 10: 5.9%; 2030 11: 5.91%; 2031 12: 5.9%; 2032 13: 5.91%; 2033 14: 5.9%; 2034 15: 5.91%; 2035 16: 2.95%
|  | 20 | 0: 0; 2020 1: 3.75%; 2021 2: 7.219%; 2022 3: 6.677%; 2023 4: 6.177%; 2024 5: 5.713%; 2025 6: 5.285%; 2026 7: 4.888%; 2027 8: 4.522%; 2028 9: 4.462%; 2029 10: 4.461%; 2030 11: 4.462%; 2031 12: 4.461%; 2032 13: 4.462%; 2033 14: 4.461%; 2034 15: 4.462%; 2035 16: 4.461%; 2036 17: 4.462%; 2037 18: 4.461%; 2038 19: 4.462%; 2039 20: 4.461%; 2040 21: 2.231%
Revenue Requirement by vintage year
2012 $000
|  |  |  | 2020 | 2021 | 2022 | 2023 | 2024 | 2025 | 2026 | 2027 | 2028 | 2029 | 2030 | 2031 | 2032 | 2033 | 2034 | 2035 | 2036 | 2037 | 2038 | 2039 | 2040 | 2041 | 2042 | 2043 | 2044 | 2045 | 2046 | 2047 | 2048 | 2049 | 2050 | 2051 | 2052 | 2053 | 2054 | 2055 | 2056 | 2057 | 2058 | 2059 | 2060 | 2061 | 2062 | 2063 | 2064 | 2065 | 2066 | 2067 | 2068 | 2069 | 2070 | 2071 | 2072 | 2073 | 2074 | 2075
|  | 2020 | 0% | 6621.4649 | 6241.7905 | 5866.0568 | 5591.2026 | 5354.1782 | 5145.5262 | 4993.6189 | 4870.084 | 4746.5491 | 4623.0142 | 4499.4793 | 4375.9444 | 4252.4095 | 4128.8746 | 2250.4174 | 4005.3397 | 3881.8048 | 3758.2699 | 3634.735 | 3511.2001 | 3387.6652 | 3264.1303 | 3140.5954 | 3017.0604 | 2893.5255 | 2769.9906 | 2646.4557 | 2522.9208 | 2399.3859 | 2275.851 | 0 | 0 | 0 | 0 | 0 | 0 | 0 | 0 | 0 | 0 | 0 | 0 | 0 | 0 | 0 | 0 | 0 | 0 | 0 | 0 | 0 | 0 | 0 | 0 | 0 | 0
|  | 2021 | 0% |  | 6621.4649 | 6241.7905 | 5866.0568 | 5591.2026 | 5354.1782 | 5145.5262 | 4993.6189 | 4870.084 | 4746.5491 | 4623.0142 | 4499.4793 | 4375.9444 | 4252.4095 | 4128.8746 | 2250.4174 | 4005.3397 | 3881.8048 | 3758.2699 | 3634.735 | 3511.2001 | 3387.6652 | 3264.1303 | 3140.5954 | 3017.0604 | 2893.5255 | 2769.9906 | 2646.4557 | 2522.9208 | 2399.3859 | 2275.851 | 0 | 0 | 0 | 0 | 0 | 0 | 0 | 0 | 0 | 0 | 0 | 0 | 0 | 0 | 0 | 0 | 0 | 0 | 0 | 0 | 0 | 0 | 0 | 0 | 0
|  | 2022 | 0% |  |  | 6621.4649 | 6241.7905 | 5866.0568 | 5591.2026 | 5354.1782 | 5145.5262 | 4993.6189 | 4870.084 | 4746.5491 | 4623.0142 | 4499.4793 | 4375.9444 | 4252.4095 | 4128.8746 | 2250.4174 | 4005.3397 | 3881.8048 | 3758.2699 | 3634.735 | 3511.2001 | 3387.6652 | 3264.1303 | 3140.5954 | 3017.0604 | 2893.5255 | 2769.9906 | 2646.4557 | 2522.9208 | 2399.3859 | 2275.851 | 0 | 0 | 0 | 0 | 0 | 0 | 0 | 0 | 0 | 0 | 0 | 0 | 0 | 0 | 0 | 0 | 0 | 0 | 0 | 0 | 0 | 0 | 0 | 0
|  | 2023 | 0% |  |  |  | 6621.4649 | 6241.7905 | 5866.0568 | 5591.2026 | 5354.1782 | 5145.5262 | 4993.6189 | 4870.084 | 4746.5491 | 4623.0142 | 4499.4793 | 4375.9444 | 4252.4095 | 4128.8746 | 2250.4174 | 4005.3397 | 3881.8048 | 3758.2699 | 3634.735 | 3511.2001 | 3387.6652 | 3264.1303 | 3140.5954 | 3017.0604 | 2893.5255 | 2769.9906 | 2646.4557 | 2522.9208 | 2399.3859 | 2275.851 | 0 | 0 | 0 | 0 | 0 | 0 | 0 | 0 | 0 | 0 | 0 | 0 | 0 | 0 | 0 | 0 | 0 | 0 | 0 | 0 | 0 | 0 | 0
|  | 2024 | 0% |  |  |  |  | 6621.4649 | 6241.7905 | 5866.0568 | 5591.2026 | 5354.1782 | 5145.5262 | 4993.6189 | 4870.084 | 4746.5491 | 4623.0142 | 4499.4793 | 4375.9444 | 4252.4095 | 4128.8746 | 2250.4174 | 4005.3397 | 3881.8048 | 3758.2699 | 3634.735 | 3511.2001 | 3387.6652 | 3264.1303 | 3140.5954 | 3017.0604 | 2893.5255 | 2769.9906 | 2646.4557 | 2522.9208 | 2399.3859 | 2275.851 | 0 | 0 | 0 | 0 | 0 | 0 | 0 | 0 | 0 | 0 | 0 | 0 | 0 | 0 | 0 | 0 | 0 | 0 | 0 | 0 | 0 | 0
|  | 2025 | 0% | [5 empty] | 6621.4649 | 6241.7905 | 5866.0568 | 5591.2026 | 5354.1782 | 5145.5262 | 4993.6189 | 4870.084 | 4746.5491 | 4623.0142 | 4499.4793 | 4375.9444 | 4252.4095 | 4128.8746 | 2250.4174 | 4005.3397 | 3881.8048 | 3758.2699 | 3634.735 | 3511.2001 | 3387.6652 | 3264.1303 | 3140.5954 | 3017.0604 | 2893.5255 | 2769.9906 | 2646.4557 | 2522.9208 | 2399.3859 | 2275.851 | 0 | 0 | 0 | 0 | 0 | 0 | 0 | 0 | 0 | 0 | 0 | 0 | 0 | 0 | 0 | 0 | 0 | 0 | 0 | 0 | 0
|  | 2026 | 0% | [6 empty] | 6621.4649 | 6241.7905 | 5866.0568 | 5591.2026 | 5354.1782 | 5145.5262 | 4993.6189 | 4870.084 | 4746.5491 | 4623.0142 | 4499.4793 | 4375.9444 | 4252.4095 | 4128.8746 | 2250.4174 | 4005.3397 | 3881.8048 | 3758.2699 | 3634.735 | 3511.2001 | 3387.6652 | 3264.1303 | 3140.5954 | 3017.0604 | 2893.5255 | 2769.9906 | 2646.4557 | 2522.9208 | 2399.3859 | 2275.851 | 0 | 0 | 0 | 0 | 0 | 0 | 0 | 0 | 0 | 0 | 0 | 0 | 0 | 0 | 0 | 0 | 0 | 0 | 0 | 0
|  | 2027 | 0% | [7 empty] | 6621.4649 | 6241.7905 | 5866.0568 | 5591.2026 | 5354.1782 | 5145.5262 | 4993.6189 | 4870.084 | 4746.5491 | 4623.0142 | 4499.4793 | 4375.9444 | 4252.4095 | 4128.8746 | 2250.4174 | 4005.3397 | 3881.8048 | 3758.2699 | 3634.735 | 3511.2001 | 3387.6652 | 3264.1303 | 3140.5954 | 3017.0604 | 2893.5255 | 2769.9906 | 2646.4557 | 2522.9208 | 2399.3859 | 2275.851 | 0 | 0 | 0 | 0 | 0 | 0 | 0 | 0 | 0 | 0 | 0 | 0 | 0 | 0 | 0 | 0 | 0 | 0 | 0
|  | 2028 | 0% | [8 empty] | 6621.4649 | 6241.7905 | 5866.0568 | 5591.2026 | 5354.1782 | 5145.5262 | 4993.6189 | 4870.084 | 4746.5491 | 4623.0142 | 4499.4793 | 4375.9444 | 4252.4095 | 4128.8746 | 2250.4174 | 4005.3397 | 3881.8048 | 3758.2699 | 3634.735 | 3511.2001 | 3387.6652 | 3264.1303 | 3140.5954 | 3017.0604 | 2893.5255 | 2769.9906 | 2646.4557 | 2522.9208 | 2399.3859 | 2275.851 | 0 | 0 | 0 | 0 | 0 | 0 | 0 | 0 | 0 | 0 | 0 | 0 | 0 | 0 | 0 | 0 | 0 | 0
|  | 2029 | 0% | [9 empty] | 6621.4649 | 6241.7905 | 5866.0568 | 5591.2026 | 5354.1782 | 5145.5262 | 4993.6189 | 4870.084 | 4746.5491 | 4623.0142 | 4499.4793 | 4375.9444 | 4252.4095 | 4128.8746 | 2250.4174 | 4005.3397 | 3881.8048 | 3758.2699 | 3634.735 | 3511.2001 | 3387.6652 | 3264.1303 | 3140.5954 | 3017.0604 | 2893.5255 | 2769.9906 | 2646.4557 | 2522.9208 | 2399.3859 | 2275.851 | 0 | 0 | 0 | 0 | 0 | 0 | 0 | 0 | 0 | 0 | 0 | 0 | 0 | 0 | 0 | 0 | 0
|  | 2030 | 0% | [10 empty] | 6621.4649 | 6241.7905 | 5866.0568 | 5591.2026 | 5354.1782 | 5145.5262 | 4993.6189 | 4870.084 | 4746.5491 | 4623.0142 | 4499.4793 | 4375.9444 | 4252.4095 | 4128.8746 | 2250.4174 | 4005.3397 | 3881.8048 | 3758.2699 | 3634.735 | 3511.2001 | 3387.6652 | 3264.1303 | 3140.5954 | 3017.0604 | 2893.5255 | 2769.9906 | 2646.4557 | 2522.9208 | 2399.3859 | 2275.851 | 0 | 0 | 0 | 0 | 0 | 0 | 0 | 0 | 0 | 0 | 0 | 0 | 0 | 0 | 0 | 0
|  | 2031 | 0% | [11 empty] | 6621.4649 | 6241.7905 | 5866.0568 | 5591.2026 | 5354.1782 | 5145.5262 | 4993.6189 | 4870.084 | 4746.5491 | 4623.0142 | 4499.4793 | 4375.9444 | 4252.4095 | 4128.8746 | 2250.4174 | 4005.3397 | 3881.8048 | 3758.2699 | 3634.735 | 3511.2001 | 3387.6652 | 3264.1303 | 3140.5954 | 3017.0604 | 2893.5255 | 2769.9906 | 2646.4557 | 2522.9208 | 2399.3859 | 2275.851 | 0 | 0 | 0 | 0 | 0 | 0 | 0 | 0 | 0 | 0 | 0 | 0 | 0 | 0 | 0
|  | 2032 | 0% | [12 empty] | 6621.4649 | 6241.7905 | 5866.0568 | 5591.2026 | 5354.1782 | 5145.5262 | 4993.6189 | 4870.084 | 4746.5491 | 4623.0142 | 4499.4793 | 4375.9444 | 4252.4095 | 4128.8746 | 2250.4174 | 4005.3397 | 3881.8048 | 3758.2699 | 3634.735 | 3511.2001 | 3387.6652 | 3264.1303 | 3140.5954 | 3017.0604 | 2893.5255 | 2769.9906 | 2646.4557 | 2522.9208 | 2399.3859 | 2275.851 | 0 | 0 | 0 | 0 | 0 | 0 | 0 | 0 | 0 | 0 | 0 | 0 | 0 | 0
|  | 2033 | 0% | [13 empty] | 6621.4649 | 6241.7905 | 5866.0568 | 5591.2026 | 5354.1782 | 5145.5262 | 4993.6189 | 4870.084 | 4746.5491 | 4623.0142 | 4499.4793 | 4375.9444 | 4252.4095 | 4128.8746 | 2250.4174 | 4005.3397 | 3881.8048 | 3758.2699 | 3634.735 | 3511.2001 | 3387.6652 | 3264.1303 | 3140.5954 | 3017.0604 | 2893.5255 | 2769.9906 | 2646.4557 | 2522.9208 | 2399.3859 | 2275.851 | 0 | 0 | 0 | 0 | 0 | 0 | 0 | 0 | 0 | 0 | 0 | 0 | 0
|  | 2034 | 0% | [14 empty] | 6621.4649 | 6241.7905 | 5866.0568 | 5591.2026 | 5354.1782 | 5145.5262 | 4993.6189 | 4870.084 | 4746.5491 | 4623.0142 | 4499.4793 | 4375.9444 | 4252.4095 | 4128.8746 | 2250.4174 | 4005.3397 | 3881.8048 | 3758.2699 | 3634.735 | 3511.2001 | 3387.6652 | 3264.1303 | 3140.5954 | 3017.0604 | 2893.5255 | 2769.9906 | 2646.4557 | 2522.9208 | 2399.3859 | 2275.851 | 0 | 0 | 0 | 0 | 0 | 0 | 0 | 0 | 0 | 0 | 0 | 0
|  | 2035 | 0% | [15 empty] | 6621.4649 | 6241.7905 | 5866.0568 | 5591.2026 | 5354.1782 | 5145.5262 | 4993.6189 | 4870.084 | 4746.5491 | 4623.0142 | 4499.4793 | 4375.9444 | 4252.4095 | 4128.8746 | 2250.4174 | 4005.3397 | 3881.8048 | 3758.2699 | 3634.735 | 3511.2001 | 3387.6652 | 3264.1303 | 3140.5954 | 3017.0604 | 2893.5255 | 2769.9906 | 2646.4557 | 2522.9208 | 2399.3859 | 2275.851 | 0 | 0 | 0 | 0 | 0 | 0 | 0 | 0 | 0 | 0 | 0
|  | 2036 | 0% | [16 empty] | 6621.4649 | 6241.7905 | 5866.0568 | 5591.2026 | 5354.1782 | 5145.5262 | 4993.6189 | 4870.084 | 4746.5491 | 4623.0142 | 4499.4793 | 4375.9444 | 4252.4095 | 4128.8746 | 2250.4174 | 4005.3397 | 3881.8048 | 3758.2699 | 3634.735 | 3511.2001 | 3387.6652 | 3264.1303 | 3140.5954 | 3017.0604 | 2893.5255 | 2769.9906 | 2646.4557 | 2522.9208 | 2399.3859 | 2275.851 | 0 | 0 | 0 | 0 | 0 | 0 | 0 | 0 | 0 | 0
|  | 2037 | 0% | [17 empty] | 6621.4649 | 6241.7905 | 5866.0568 | 5591.2026 | 5354.1782 | 5145.5262 | 4993.6189 | 4870.084 | 4746.5491 | 4623.0142 | 4499.4793 | 4375.9444 | 4252.4095 | 4128.8746 | 2250.4174 | 4005.3397 | 3881.8048 | 3758.2699 | 3634.735 | 3511.2001 | 3387.6652 | 3264.1303 | 3140.5954 | 3017.0604 | 2893.5255 | 2769.9906 | 2646.4557 | 2522.9208 | 2399.3859 | 2275.851 | 0 | 0 | 0 | 0 | 0 | 0 | 0 | 0 | 0
|  | 2038 | 0% | [18 empty] | 6621.4649 | 6241.7905 | 5866.0568 | 5591.2026 | 5354.1782 | 5145.5262 | 4993.6189 | 4870.084 | 4746.5491 | 4623.0142 | 4499.4793 | 4375.9444 | 4252.4095 | 4128.8746 | 2250.4174 | 4005.3397 | 3881.8048 | 3758.2699 | 3634.735 | 3511.2001 | 3387.6652 | 3264.1303 | 3140.5954 | 3017.0604 | 2893.5255 | 2769.9906 | 2646.4557 | 2522.9208 | 2399.3859 | 2275.851 | 0 | 0 | 0 | 0 | 0 | 0 | 0 | 0
|  | 2039 | 0% | [19 empty] | 6621.4649 | 6241.7905 | 5866.0568 | 5591.2026 | 5354.1782 | 5145.5262 | 4993.6189 | 4870.084 | 4746.5491 | 4623.0142 | 4499.4793 | 4375.9444 | 4252.4095 | 4128.8746 | 2250.4174 | 4005.3397 | 3881.8048 | 3758.2699 | 3634.735 | 3511.2001 | 3387.6652 | 3264.1303 | 3140.5954 | 3017.0604 | 2893.5255 | 2769.9906 | 2646.4557 | 2522.9208 | 2399.3859 | 2275.851 | 0 | 0 | 0 | 0 | 0 | 0 | 0
|  | 2040 | 0% | [20 empty] | 6621.4649 | 6241.7905 | 5866.0568 | 5591.2026 | 5354.1782 | 5145.5262 | 4993.6189 | 4870.084 | 4746.5491 | 4623.0142 | 4499.4793 | 4375.9444 | 4252.4095 | 4128.8746 | 2250.4174 | 4005.3397 | 3881.8048 | 3758.2699 | 3634.735 | 3511.2001 | 3387.6652 | 3264.1303 | 3140.5954 | 3017.0604 | 2893.5255 | 2769.9906 | 2646.4557 | 2522.9208 | 2399.3859 | 2275.851 | 0 | 0 | 0 | 0 | 0 | 0
|  | 2041 | 0% | [21 empty] | 6621.4649 | 6241.7905 | 5866.0568 | 5591.2026 | 5354.1782 | 5145.5262 | 4993.6189 | 4870.084 | 4746.5491 | 4623.0142 | 4499.4793 | 4375.9444 | 4252.4095 | 4128.8746 | 2250.4174 | 4005.3397 | 3881.8048 | 3758.2699 | 3634.735 | 3511.2001 | 3387.6652 | 3264.1303 | 3140.5954 | 3017.0604 | 2893.5255 | 2769.9906 | 2646.4557 | 2522.9208 | 2399.3859 | 2275.851 | 0 | 0 | 0 | 0 | 0
|  | 2042 | 0% | [22 empty] | 6621.4649 | 6241.7905 | 5866.0568 | 5591.2026 | 5354.1782 | 5145.5262 | 4993.6189 | 4870.084 | 4746.5491 | 4623.0142 | 4499.4793 | 4375.9444 | 4252.4095 | 4128.8746 | 2250.4174 | 4005.3397 | 3881.8048 | 3758.2699 | 3634.735 | 3511.2001 | 3387.6652 | 3264.1303 | 3140.5954 | 3017.0604 | 2893.5255 | 2769.9906 | 2646.4557 | 2522.9208 | 2399.3859 | 2275.851 | 0 | 0 | 0 | 0
|  | 2043 | 0% | 2043: 6621.4649; 2044: 6241.7905; 2045: 5866.0568; 2046: 5591.2026; 2047: 5354.1782; 2048: 5145.5262; 2049: 4993.6189; 2050: 4870.084; 2051: 4746.5491; 2052: 4623.0142; 2053: 4499.4793; 2054: 4375.9444; 2055: 4252.4095; 2056: 4128.8746; 2057: 2250.4174; 2058: 4005.3397; 2059: 3881.8048; 2060: 3758.2699; 2061: 3634.735; 2062: 3511.2001; 2063: 3387.6652; 2064: 3264.1303; 2065: 3140.5954; 2066: 3017.0604; 2067: 2893.5255; 2068: 2769.9906; 2069: 2646.4557; 2070: 2522.9208; 2071: 2399.3859; 2072: 2275.851; 2073: 0; 2074: 0; 2075: 0
|  | 2044 | 0% | 2044: 6621.4649; 2045: 6241.7905; 2046: 5866.0568; 2047: 5591.2026; 2048: 5354.1782; 2049: 5145.5262; 2050: 4993.6189; 2051: 4870.084; 2052: 4746.5491; 2053: 4623.0142; 2054: 4499.4793; 2055: 4375.9444; 2056: 4252.4095; 2057: 4128.8746; 2058: 2250.4174; 2059: 4005.3397; 2060: 3881.8048; 2061: 3758.2699; 2062: 3634.735; 2063: 3511.2001; 2064: 3387.6652; 2065: 3264.1303; 2066: 3140.5954; 2067: 3017.0604; 2068: 2893.5255; 2069: 2769.9906; 2070: 2646.4557; 2071: 2522.9208; 2072: 2399.3859; 2073: 2275.851; 2074: 0; 2075: 0
|  | 2045 | 0% | 2045: 6621.4649; 2046: 6241.7905; 2047: 5866.0568; 2048: 5591.2026; 2049: 5354.1782; 2050: 5145.5262; 2051: 4993.6189; 2052: 4870.084; 2053: 4746.5491; 2054: 4623.0142; 2055: 4499.4793; 2056: 4375.9444; 2057: 4252.4095; 2058: 4128.8746; 2059: 2250.4174; 2060: 4005.3397; 2061: 3881.8048; 2062: 3758.2699; 2063: 3634.735; 2064: 3511.2001; 2065: 3387.6652; 2066: 3264.1303; 2067: 3140.5954; 2068: 3017.0604; 2069: 2893.5255; 2070: 2769.9906; 2071: 2646.4557; 2072: 2522.9208; 2073: 2399.3859; 2074: 2275.851; 2075: 0
|  | 2046 | 0% | 2046: 6621.4649; 2047: 6241.7905; 2048: 5866.0568; 2049: 5591.2026; 2050: 5354.1782; 2051: 5145.5262; 2052: 4993.6189; 2053: 4870.084; 2054: 4746.5491; 2055: 4623.0142; 2056: 4499.4793; 2057: 4375.9444; 2058: 4252.4095; 2059: 4128.8746; 2060: 2250.4174; 2061: 4005.3397; 2062: 3881.8048; 2063: 3758.2699; 2064: 3634.735; 2065: 3511.2001; 2066: 3387.6652; 2067: 3264.1303; 2068: 3140.5954; 2069: 3017.0604; 2070: 2893.5255; 2071: 2769.9906; 2072: 2646.4557; 2073: 2522.9208; 2074: 2399.3859; 2075: 2275.851
|  | 2047 | 0% | 2047: 6621.4649; 2048: 6241.7905; 2049: 5866.0568; 2050: 5591.2026; 2051: 5354.1782; 2052: 5145.5262; 2053: 4993.6189; 2054: 4870.084; 2055: 4746.5491; 2056: 4623.0142; 2057: 4499.4793; 2058: 4375.9444; 2059: 4252.4095; 2060: 4128.8746; 2061: 2250.4174; 2062: 4005.3397; 2063: 3881.8048; 2064: 3758.2699; 2065: 3634.735; 2066: 3511.2001; 2067: 3387.6652; 2068: 3264.1303; 2069: 3140.5954; 2070: 3017.0604; 2071: 2893.5255; 2072: 2769.9906; 2073: 2646.4557; 2074: 2522.9208; 2075: 2399.3859
|  | 2048 | 0% | 2048: 6621.4649; 2049: 6241.7905; 2050: 5866.0568; 2051: 5591.2026; 2052: 5354.1782; 2053: 5145.5262; 2054: 4993.6189; 2055: 4870.084; 2056: 4746.5491; 2057: 4623.0142; 2058: 4499.4793; 2059: 4375.9444; 2060: 4252.4095; 2061: 4128.8746; 2062: 2250.4174; 2063: 4005.3397; 2064: 3881.8048; 2065: 3758.2699; 2066: 3634.735; 2067: 3511.2001; 2068: 3387.6652; 2069: 3264.1303; 2070: 3140.5954; 2071: 3017.0604; 2072: 2893.5255; 2073: 2769.9906; 2074: 2646.4557; 2075: 2522.9208
|  | 2049 | 0% | 2049: 6621.4649; 2050: 6241.7905; 2051: 5866.0568; 2052: 5591.2026; 2053: 5354.1782; 2054: 5145.5262; 2055: 4993.6189; 2056: 4870.084; 2057: 4746.5491; 2058: 4623.0142; 2059: 4499.4793; 2060: 4375.9444; 2061: 4252.4095; 2062: 4128.8746; 2063: 2250.4174; 2064: 4005.3397; 2065: 3881.8048; 2066: 3758.2699; 2067: 3634.735; 2068: 3511.2001; 2069: 3387.6652; 2070: 3264.1303; 2071: 3140.5954; 2072: 3017.0604; 2073: 2893.5255; 2074: 2769.9906; 2075: 2646.4557
|  | 2050 | 0% | 2050: 6621.4649; 2051: 6241.7905; 2052: 5866.0568; 2053: 5591.2026; 2054: 5354.1782; 2055: 5145.5262; 2056: 4993.6189; 2057: 4870.084; 2058: 4746.5491; 2059: 4623.0142; 2060: 4499.4793; 2061: 4375.9444; 2062: 4252.4095; 2063: 4128.8746; 2064: 2250.4174; 2065: 4005.3397; 2066: 3881.8048; 2067: 3758.2699; 2068: 3634.735; 2069: 3511.2001; 2070: 3387.6652; 2071: 3264.1303; 2072: 3140.5954; 2073: 3017.0604; 2074: 2893.5255; 2075: 2769.9906
Revenue Requirement by vintage year
2012 $/MW-wk
| Aurora Input |  | Levelized Cost | 2020 | 2021 | 2022 | 2023 | 2024 | 2025 | 2026 | 2027 | 2028 | 2029 | 2030 | 2031 | 2032 | 2033 | 2034 | 2035 | 2036 | 2037 | 2038 | 2039 | 2040 | 2041 | 2042 | 2043 | 2044 | 2045 | 2046 | 2047 | 2048 | 2049 | 2050 | 2051 | 2052 | 2053 | 2054 | 2055 | 2056 | 2057 | 2058 | 2059 | 2060 | 2061 | 2062 | 2063 | 2064 | 2065 | 2066 | 2067 | 2068 | 2069 | 2070 | 2071 | 2072 | 2073 | 2074 | 2075
|  | 2020 | 3410.917 | 5093.4345 | 4801.3773 | 4512.3514 | 4300.925 | 4118.5986 | 3958.097 | 3841.2453 | 3746.2184 | 3651.1916 | 3556.1648 | 3461.1379 | 3366.1111 | 3271.0842 | 3176.0574 | 1731.0903 | 3081.0305 | 2986.0037 | 2890.9768 | 2795.95 | 2700.9231 | 2605.8963 | 2510.8694 | 2415.8426 | 2320.8157 | 2225.7889 | 2130.762 | 2035.7352 | 1940.7083 | 1845.6815 | 1750.6546 | 0 | 0 | 0 | 0 | 0 | 0 | 0 | 0 | 0 | 0 | 0 | 0 | 0 | 0 | 0 | 0 | 0 | 0 | 0 | 0 | 0 | 0 | 0 | 0 | 0 | 0
|  | 2021 | 3410.917 |  | 5093.4345 | 4801.3773 | 4512.3514 | 4300.925 | 4118.5986 | 3958.097 | 3841.2453 | 3746.2184 | 3651.1916 | 3556.1648 | 3461.1379 | 3366.1111 | 3271.0842 | 3176.0574 | 1731.0903 | 3081.0305 | 2986.0037 | 2890.9768 | 2795.95 | 2700.9231 | 2605.8963 | 2510.8694 | 2415.8426 | 2320.8157 | 2225.7889 | 2130.762 | 2035.7352 | 1940.7083 | 1845.6815 | 1750.6546 | 0 | 0 | 0 | 0 | 0 | 0 | 0 | 0 | 0 | 0 | 0 | 0 | 0 | 0 | 0 | 0 | 0 | 0 | 0 | 0 | 0 | 0 | 0 | 0 | 0
|  | 2022 | 3410.917 |  |  | 5093.4345 | 4801.3773 | 4512.3514 | 4300.925 | 4118.5986 | 3958.097 | 3841.2453 | 3746.2184 | 3651.1916 | 3556.1648 | 3461.1379 | 3366.1111 | 3271.0842 | 3176.0574 | 1731.0903 | 3081.0305 | 2986.0037 | 2890.9768 | 2795.95 | 2700.9231 | 2605.8963 | 2510.8694 | 2415.8426 | 2320.8157 | 2225.7889 | 2130.762 | 2035.7352 | 1940.7083 | 1845.6815 | 1750.6546 | 0 | 0 | 0 | 0 | 0 | 0 | 0 | 0 | 0 | 0 | 0 | 0 | 0 | 0 | 0 | 0 | 0 | 0 | 0 | 0 | 0 | 0 | 0 | 0
|  | 2023 | 3410.917 |  |  |  | 5093.4345 | 4801.3773 | 4512.3514 | 4300.925 | 4118.5986 | 3958.097 | 3841.2453 | 3746.2184 | 3651.1916 | 3556.1648 | 3461.1379 | 3366.1111 | 3271.0842 | 3176.0574 | 1731.0903 | 3081.0305 | 2986.0037 | 2890.9768 | 2795.95 | 2700.9231 | 2605.8963 | 2510.8694 | 2415.8426 | 2320.8157 | 2225.7889 | 2130.762 | 2035.7352 | 1940.7083 | 1845.6815 | 1750.6546 | 0 | 0 | 0 | 0 | 0 | 0 | 0 | 0 | 0 | 0 | 0 | 0 | 0 | 0 | 0 | 0 | 0 | 0 | 0 | 0 | 0 | 0 | 0
|  | 2024 | 3410.917 |  |  |  |  | 5093.4345 | 4801.3773 | 4512.3514 | 4300.925 | 4118.5986 | 3958.097 | 3841.2453 | 3746.2184 | 3651.1916 | 3556.1648 | 3461.1379 | 3366.1111 | 3271.0842 | 3176.0574 | 1731.0903 | 3081.0305 | 2986.0037 | 2890.9768 | 2795.95 | 2700.9231 | 2605.8963 | 2510.8694 | 2415.8426 | 2320.8157 | 2225.7889 | 2130.762 | 2035.7352 | 1940.7083 | 1845.6815 | 1750.6546 | 0 | 0 | 0 | 0 | 0 | 0 | 0 | 0 | 0 | 0 | 0 | 0 | 0 | 0 | 0 | 0 | 0 | 0 | 0 | 0 | 0 | 0
|  | 2025 | 3410.917 | [5 empty] | 5093.4345 | 4801.3773 | 4512.3514 | 4300.925 | 4118.5986 | 3958.097 | 3841.2453 | 3746.2184 | 3651.1916 | 3556.1648 | 3461.1379 | 3366.1111 | 3271.0842 | 3176.0574 | 1731.0903 | 3081.0305 | 2986.0037 | 2890.9768 | 2795.95 | 2700.9231 | 2605.8963 | 2510.8694 | 2415.8426 | 2320.8157 | 2225.7889 | 2130.762 | 2035.7352 | 1940.7083 | 1845.6815 | 1750.6546 | 0 | 0 | 0 | 0 | 0 | 0 | 0 | 0 | 0 | 0 | 0 | 0 | 0 | 0 | 0 | 0 | 0 | 0 | 0 | 0 | 0
|  | 2026 | 3410.917 | [6 empty] | 5093.4345 | 4801.3773 | 4512.3514 | 4300.925 | 4118.5986 | 3958.097 | 3841.2453 | 3746.2184 | 3651.1916 | 3556.1648 | 3461.1379 | 3366.1111 | 3271.0842 | 3176.0574 | 1731.0903 | 3081.0305 | 2986.0037 | 2890.9768 | 2795.95 | 2700.9231 | 2605.8963 | 2510.8694 | 2415.8426 | 2320.8157 | 2225.7889 | 2130.762 | 2035.7352 | 1940.7083 | 1845.6815 | 1750.6546 | 0 | 0 | 0 | 0 | 0 | 0 | 0 | 0 | 0 | 0 | 0 | 0 | 0 | 0 | 0 | 0 | 0 | 0 | 0 | 0
|  | 2027 | 3410.917 | [7 empty] | 5093.4345 | 4801.3773 | 4512.3514 | 4300.925 | 4118.5986 | 3958.097 | 3841.2453 | 3746.2184 | 3651.1916 | 3556.1648 | 3461.1379 | 3366.1111 | 3271.0842 | 3176.0574 | 1731.0903 | 3081.0305 | 2986.0037 | 2890.9768 | 2795.95 | 2700.9231 | 2605.8963 | 2510.8694 | 2415.8426 | 2320.8157 | 2225.7889 | 2130.762 | 2035.7352 | 1940.7083 | 1845.6815 | 1750.6546 | 0 | 0 | 0 | 0 | 0 | 0 | 0 | 0 | 0 | 0 | 0 | 0 | 0 | 0 | 0 | 0 | 0 | 0 | 0
|  | 2028 | 3410.917 | [8 empty] | 5093.4345 | 4801.3773 | 4512.3514 | 4300.925 | 4118.5986 | 3958.097 | 3841.2453 | 3746.2184 | 3651.1916 | 3556.1648 | 3461.1379 | 3366.1111 | 3271.0842 | 3176.0574 | 1731.0903 | 3081.0305 | 2986.0037 | 2890.9768 | 2795.95 | 2700.9231 | 2605.8963 | 2510.8694 | 2415.8426 | 2320.8157 | 2225.7889 | 2130.762 | 2035.7352 | 1940.7083 | 1845.6815 | 1750.6546 | 0 | 0 | 0 | 0 | 0 | 0 | 0 | 0 | 0 | 0 | 0 | 0 | 0 | 0 | 0 | 0 | 0 | 0
|  | 2029 | 3410.917 | [9 empty] | 5093.4345 | 4801.3773 | 4512.3514 | 4300.925 | 4118.5986 | 3958.097 | 3841.2453 | 3746.2184 | 3651.1916 | 3556.1648 | 3461.1379 | 3366.1111 | 3271.0842 | 3176.0574 | 1731.0903 | 3081.0305 | 2986.0037 | 2890.9768 | 2795.95 | 2700.9231 | 2605.8963 | 2510.8694 | 2415.8426 | 2320.8157 | 2225.7889 | 2130.762 | 2035.7352 | 1940.7083 | 1845.6815 | 1750.6546 | 0 | 0 | 0 | 0 | 0 | 0 | 0 | 0 | 0 | 0 | 0 | 0 | 0 | 0 | 0 | 0 | 0
|  | 2030 | 3410.917 | [10 empty] | 5093.4345 | 4801.3773 | 4512.3514 | 4300.925 | 4118.5986 | 3958.097 | 3841.2453 | 3746.2184 | 3651.1916 | 3556.1648 | 3461.1379 | 3366.1111 | 3271.0842 | 3176.0574 | 1731.0903 | 3081.0305 | 2986.0037 | 2890.9768 | 2795.95 | 2700.9231 | 2605.8963 | 2510.8694 | 2415.8426 | 2320.8157 | 2225.7889 | 2130.762 | 2035.7352 | 1940.7083 | 1845.6815 | 1750.6546 | 0 | 0 | 0 | 0 | 0 | 0 | 0 | 0 | 0 | 0 | 0 | 0 | 0 | 0 | 0 | 0
|  | 2031 | 3410.917 | [11 empty] | 5093.4345 | 4801.3773 | 4512.3514 | 4300.925 | 4118.5986 | 3958.097 | 3841.2453 | 3746.2184 | 3651.1916 | 3556.1648 | 3461.1379 | 3366.1111 | 3271.0842 | 3176.0574 | 1731.0903 | 3081.0305 | 2986.0037 | 2890.9768 | 2795.95 | 2700.9231 | 2605.8963 | 2510.8694 | 2415.8426 | 2320.8157 | 2225.7889 | 2130.762 | 2035.7352 | 1940.7083 | 1845.6815 | 1750.6546 | 0 | 0 | 0 | 0 | 0 | 0 | 0 | 0 | 0 | 0 | 0 | 0 | 0 | 0 | 0
|  | 2032 | 3410.917 | [12 empty] | 5093.4345 | 4801.3773 | 4512.3514 | 4300.925 | 4118.5986 | 3958.097 | 3841.2453 | 3746.2184 | 3651.1916 | 3556.1648 | 3461.1379 | 3366.1111 | 3271.0842 | 3176.0574 | 1731.0903 | 3081.0305 | 2986.0037 | 2890.9768 | 2795.95 | 2700.9231 | 2605.8963 | 2510.8694 | 2415.8426 | 2320.8157 | 2225.7889 | 2130.762 | 2035.7352 | 1940.7083 | 1845.6815 | 1750.6546 | 0 | 0 | 0 | 0 | 0 | 0 | 0 | 0 | 0 | 0 | 0 | 0 | 0 | 0
|  | 2033 | 3410.917 | [13 empty] | 5093.4345 | 4801.3773 | 4512.3514 | 4300.925 | 4118.5986 | 3958.097 | 3841.2453 | 3746.2184 | 3651.1916 | 3556.1648 | 3461.1379 | 3366.1111 | 3271.0842 | 3176.0574 | 1731.0903 | 3081.0305 | 2986.0037 | 2890.9768 | 2795.95 | 2700.9231 | 2605.8963 | 2510.8694 | 2415.8426 | 2320.8157 | 2225.7889 | 2130.762 | 2035.7352 | 1940.7083 | 1845.6815 | 1750.6546 | 0 | 0 | 0 | 0 | 0 | 0 | 0 | 0 | 0 | 0 | 0 | 0 | 0
|  | 2034 | 3410.917 | [14 empty] | 5093.4345 | 4801.3773 | 4512.3514 | 4300.925 | 4118.5986 | 3958.097 | 3841.2453 | 3746.2184 | 3651.1916 | 3556.1648 | 3461.1379 | 3366.1111 | 3271.0842 | 3176.0574 | 1731.0903 | 3081.0305 | 2986.0037 | 2890.9768 | 2795.95 | 2700.9231 | 2605.8963 | 2510.8694 | 2415.8426 | 2320.8157 | 2225.7889 | 2130.762 | 2035.7352 | 1940.7083 | 1845.6815 | 1750.6546 | 0 | 0 | 0 | 0 | 0 | 0 | 0 | 0 | 0 | 0 | 0 | 0
|  | 2035 | 3410.917 | [15 empty] | 5093.4345 | 4801.3773 | 4512.3514 | 4300.925 | 4118.5986 | 3958.097 | 3841.2453 | 3746.2184 | 3651.1916 | 3556.1648 | 3461.1379 | 3366.1111 | 3271.0842 | 3176.0574 | 1731.0903 | 3081.0305 | 2986.0037 | 2890.9768 | 2795.95 | 2700.9231 | 2605.8963 | 2510.8694 | 2415.8426 | 2320.8157 | 2225.7889 | 2130.762 | 2035.7352 | 1940.7083 | 1845.6815 | 1750.6546 | 0 | 0 | 0 | 0 | 0 | 0 | 0 | 0 | 0 | 0 | 0
|  | 2036 | 3410.917 | [16 empty] | 5093.4345 | 4801.3773 | 4512.3514 | 4300.925 | 4118.5986 | 3958.097 | 3841.2453 | 3746.2184 | 3651.1916 | 3556.1648 | 3461.1379 | 3366.1111 | 3271.0842 | 3176.0574 | 1731.0903 | 3081.0305 | 2986.0037 | 2890.9768 | 2795.95 | 2700.9231 | 2605.8963 | 2510.8694 | 2415.8426 | 2320.8157 | 2225.7889 | 2130.762 | 2035.7352 | 1940.7083 | 1845.6815 | 1750.6546 | 0 | 0 | 0 | 0 | 0 | 0 | 0 | 0 | 0 | 0
|  | 2037 | 3410.917 | [17 empty] | 5093.4345 | 4801.3773 | 4512.3514 | 4300.925 | 4118.5986 | 3958.097 | 3841.2453 | 3746.2184 | 3651.1916 | 3556.1648 | 3461.1379 | 3366.1111 | 3271.0842 | 3176.0574 | 1731.0903 | 3081.0305 | 2986.0037 | 2890.9768 | 2795.95 | 2700.9231 | 2605.8963 | 2510.8694 | 2415.8426 | 2320.8157 | 2225.7889 | 2130.762 | 2035.7352 | 1940.7083 | 1845.6815 | 1750.6546 | 0 | 0 | 0 | 0 | 0 | 0 | 0 | 0 | 0
|  | 2038 | 3410.917 | [18 empty] | 5093.4345 | 4801.3773 | 4512.3514 | 4300.925 | 4118.5986 | 3958.097 | 3841.2453 | 3746.2184 | 3651.1916 | 3556.1648 | 3461.1379 | 3366.1111 | 3271.0842 | 3176.0574 | 1731.0903 | 3081.0305 | 2986.0037 | 2890.9768 | 2795.95 | 2700.9231 | 2605.8963 | 2510.8694 | 2415.8426 | 2320.8157 | 2225.7889 | 2130.762 | 2035.7352 | 1940.7083 | 1845.6815 | 1750.6546 | 0 | 0 | 0 | 0 | 0 | 0 | 0 | 0
|  | 2039 | 3410.917 | [19 empty] | 5093.4345 | 4801.3773 | 4512.3514 | 4300.925 | 4118.5986 | 3958.097 | 3841.2453 | 3746.2184 | 3651.1916 | 3556.1648 | 3461.1379 | 3366.1111 | 3271.0842 | 3176.0574 | 1731.0903 | 3081.0305 | 2986.0037 | 2890.9768 | 2795.95 | 2700.9231 | 2605.8963 | 2510.8694 | 2415.8426 | 2320.8157 | 2225.7889 | 2130.762 | 2035.7352 | 1940.7083 | 1845.6815 | 1750.6546 | 0 | 0 | 0 | 0 | 0 | 0 | 0
|  | 2040 | 3410.917 | [20 empty] | 5093.4345 | 4801.3773 | 4512.3514 | 4300.925 | 4118.5986 | 3958.097 | 3841.2453 | 3746.2184 | 3651.1916 | 3556.1648 | 3461.1379 | 3366.1111 | 3271.0842 | 3176.0574 | 1731.0903 | 3081.0305 | 2986.0037 | 2890.9768 | 2795.95 | 2700.9231 | 2605.8963 | 2510.8694 | 2415.8426 | 2320.8157 | 2225.7889 | 2130.762 | 2035.7352 | 1940.7083 | 1845.6815 | 1750.6546 | 0 | 0 | 0 | 0 | 0 | 0 | 0 | 0 | 0 | 0
|  | 2041 | 3410.917 | [21 empty] | 5093.4345 | 4801.3773 | 4512.3514 | 4300.925 | 4118.5986 | 3958.097 | 3841.2453 | 3746.2184 | 3651.1916 | 3556.1648 | 3461.1379 | 3366.1111 | 3271.0842 | 3176.0574 | 1731.0903 | 3081.0305 | 2986.0037 | 2890.9768 | 2795.95 | 2700.9231 | 2605.8963 | 2510.8694 | 2415.8426 | 2320.8157 | 2225.7889 | 2130.762 | 2035.7352 | 1940.7083 | 1845.6815 | 1750.6546 | 0 | 0 | 0 | 0 | 0 | 0 | 0 | 0 | 0
|  | 2042 | 3410.917 | [22 empty] | 5093.4345 | 4801.3773 | 4512.3514 | 4300.925 | 4118.5986 | 3958.097 | 3841.2453 | 3746.2184 | 3651.1916 | 3556.1648 | 3461.1379 | 3366.1111 | 3271.0842 | 3176.0574 | 1731.0903 | 3081.0305 | 2986.0037 | 2890.9768 | 2795.95 | 2700.9231 | 2605.8963 | 2510.8694 | 2415.8426 | 2320.8157 | 2225.7889 | 2130.762 | 2035.7352 | 1940.7083 | 1845.6815 | 1750.6546 | 0 | 0 | 0 | 0 | 0 | 0 | 0 | 0
|  | 2043 | 3410.917 | 2043: 5093.4345; 2044: 4801.3773; 2045: 4512.3514; 2046: 4300.925; 2047: 4118.5986; 2048: 3958.097; 2049: 3841.2453; 2050: 3746.2184; 2051: 3651.1916; 2052: 3556.1648; 2053: 3461.1379; 2054: 3366.1111; 2055: 3271.0842; 2056: 3176.0574; 2057: 1731.0903; 2058: 3081.0305; 2059: 2986.0037; 2060: 2890.9768; 2061: 2795.95; 2062: 2700.9231; 2063: 2605.8963; 2064: 2510.8694; 2065: 2415.8426; 2066: 2320.8157; 2067: 2225.7889; 2068: 2130.762; 2069: 2035.7352; 2070: 1940.7083; 2071: 1845.6815; 2072: 1750.6546; 2073: 0; 2074: 0; 2075: 0 | 0 | 0 | 0 | 0
|  | 2044 | 3410.917 | 2044: 5093.4345; 2045: 4801.3773; 2046: 4512.3514; 2047: 4300.925; 2048: 4118.5986; 2049: 3958.097; 2050: 3841.2453; 2051: 3746.2184; 2052: 3651.1916; 2053: 3556.1648; 2054: 3461.1379; 2055: 3366.1111; 2056: 3271.0842; 2057: 3176.0574; 2058: 1731.0903; 2059: 3081.0305; 2060: 2986.0037; 2061: 2890.9768; 2062: 2795.95; 2063: 2700.9231; 2064: 2605.8963; 2065: 2510.8694; 2066: 2415.8426; 2067: 2320.8157; 2068: 2225.7889; 2069: 2130.762; 2070: 2035.7352; 2071: 1940.7083; 2072: 1845.6815; 2073: 1750.6546; 2074: 0; 2075: 0 | 0 | 0 | 0 | 0
|  | 2045 | 3410.917 | 2045: 5093.4345; 2046: 4801.3773; 2047: 4512.3514; 2048: 4300.925; 2049: 4118.5986; 2050: 3958.097; 2051: 3841.2453; 2052: 3746.2184; 2053: 3651.1916; 2054: 3556.1648; 2055: 3461.1379; 2056: 3366.1111; 2057: 3271.0842; 2058: 3176.0574; 2059: 1731.0903; 2060: 3081.0305; 2061: 2986.0037; 2062: 2890.9768; 2063: 2795.95; 2064: 2700.9231; 2065: 2605.8963; 2066: 2510.8694; 2067: 2415.8426; 2068: 2320.8157; 2069: 2225.7889; 2070: 2130.762; 2071: 2035.7352; 2072: 1940.7083; 2073: 1845.6815; 2074: 1750.6546; 2075: 0 | 0 | 0 | 0 | 0
|  | 2046 | 3410.917 | 2046: 5093.4345; 2047: 4801.3773; 2048: 4512.3514; 2049: 4300.925; 2050: 4118.5986; 2051: 3958.097; 2052: 3841.2453; 2053: 3746.2184; 2054: 3651.1916; 2055: 3556.1648; 2056: 3461.1379; 2057: 3366.1111; 2058: 3271.0842; 2059: 3176.0574; 2060: 1731.0903; 2061: 3081.0305; 2062: 2986.0037; 2063: 2890.9768; 2064: 2795.95; 2065: 2700.9231; 2066: 2605.8963; 2067: 2510.8694; 2068: 2415.8426; 2069: 2320.8157; 2070: 2225.7889; 2071: 2130.762; 2072: 2035.7352; 2073: 1940.7083; 2074: 1845.6815; 2075: 1750.6546 | 0 | 0 | 0 | 0
|  | 2047 | 3410.917 | 2047: 5093.4345; 2048: 4801.3773; 2049: 4512.3514; 2050: 4300.925; 2051: 4118.5986; 2052: 3958.097; 2053: 3841.2453; 2054: 3746.2184; 2055: 3651.1916; 2056: 3556.1648; 2057: 3461.1379; 2058: 3366.1111; 2059: 3271.0842; 2060: 3176.0574; 2061: 1731.0903; 2062: 3081.0305; 2063: 2986.0037; 2064: 2890.9768; 2065: 2795.95; 2066: 2700.9231; 2067: 2605.8963; 2068: 2510.8694; 2069: 2415.8426; 2070: 2320.8157; 2071: 2225.7889; 2072: 2130.762; 2073: 2035.7352; 2074: 1940.7083; 2075: 1845.6815 | 1750.6546 | 0 | 0 | 0
|  | 2048 | 3410.917 | 2048: 5093.4345; 2049: 4801.3773; 2050: 4512.3514; 2051: 4300.925; 2052: 4118.5986; 2053: 3958.097; 2054: 3841.2453; 2055: 3746.2184; 2056: 3651.1916; 2057: 3556.1648; 2058: 3461.1379; 2059: 3366.1111; 2060: 3271.0842; 2061: 3176.0574; 2062: 1731.0903; 2063: 3081.0305; 2064: 2986.0037; 2065: 2890.9768; 2066: 2795.95; 2067: 2700.9231; 2068: 2605.8963; 2069: 2510.8694; 2070: 2415.8426; 2071: 2320.8157; 2072: 2225.7889; 2073: 2130.762; 2074: 2035.7352; 2075: 1940.7083 | 1845.6815 | 1750.6546 | 0 | 0
|  | 2049 | 3410.917 | 2049: 5093.4345; 2050: 4801.3773; 2051: 4512.3514; 2052: 4300.925; 2053: 4118.5986; 2054: 3958.097; 2055: 3841.2453; 2056: 3746.2184; 2057: 3651.1916; 2058: 3556.1648; 2059: 3461.1379; 2060: 3366.1111; 2061: 3271.0842; 2062: 3176.0574; 2063: 1731.0903; 2064: 3081.0305; 2065: 2986.0037; 2066: 2890.9768; 2067: 2795.95; 2068: 2700.9231; 2069: 2605.8963; 2070: 2510.8694; 2071: 2415.8426; 2072: 2320.8157; 2073: 2225.7889; 2074: 2130.762; 2075: 2035.7352 | 1940.7083 | 1845.6815 | 1750.6546 | 0
|  | 2050 | 3410.917 | 2050: 5093.4345; 2051: 4801.3773; 2052: 4512.3514; 2053: 4300.925; 2054: 4118.5986; 2055: 3958.097; 2056: 3841.2453; 2057: 3746.2184; 2058: 3651.1916; 2059: 3556.1648; 2060: 3461.1379; 2061: 3366.1111; 2062: 3271.0842; 2063: 3176.0574; 2064: 1731.0903; 2065: 3081.0305; 2066: 2986.0037; 2067: 2890.9768; 2068: 2795.95; 2069: 2700.9231; 2070: 2605.8963; 2071: 2510.8694; 2072: 2415.8426; 2073: 2320.8157; 2074: 2225.7889; 2075: 2130.762 | 2035.7352 | 1940.7083 | 1845.6815 | 1750.6546
Annual Change (%) | bar: 2020 to 2075
|  | Levelized Capital Cost ($/MW-wk) |  | 3410.917 | 3410.917 | 3410.917 | 3410.917 | 3410.917 | 3410.917 | 3410.917 | 3410.917 | 3410.917 | 3410.917 | 3410.917 | 3410.917 | 3410.917 | 3410.917 | 3410.917 | 3410.917 | 3410.917 | 3410.917 | 3410.917 | 3410.917 | 3410.917 | 3410.917 | 3410.917 | 3410.917 | 3410.917 | 3410.917 | 3410.917 | 3410.917 | 3410.917 | 3410.917 | 3410.917 | 3410.917 | 3410.917 | 3410.917 | 3410.917 | 3410.917 | 3410.917 | 3410.917 | 3410.917 | 3410.917 | 3410.917 | 3410.917 | 3410.917 | 3410.917 | 3410.917 | 3410.917 | 3410.917 | 3410.917 | 3410.917 | 3410.917 | 3410.917 | 3410.917 | 3410.917 | 3410.917 | 3410.917 | 3410.917
|  | Economic Life | 30
|  | check s/b 0 | 0
Revenue Requirement by vintage year
2012 $/MW-wk
| Aurora Input |  | Levelized Cost | 2020 | 2021 | 2022 | 2023 | 2024 | 2025 | 2026 | 2027 | 2028 | 2029 | 2030 | 2031 | 2032 | 2033 | 2034 | 2035 | 2036 | 2037 | 2038 | 2039 | 2040 | 2041 | 2042 | 2043 | 2044 | 2045 | 2046 | Levelized | 2047 | 2048 | 2049 | 2050 | 2051 | 2052 | 2053 | 2054 | 2055 | 2056 | 2057 | 2058 | 2059 | 2060 | 2061 | 2062 | 2063 | 2064 | 2065 | 2066 | 2067 | 2068 | 2069 | 2070 | 2071 | 2072 | 2073 | 2074 | 2075 | 2076 | 2077 | 2078 | 2079
|  | 2020 | 3410.917 | 5093.4345 | 4801.3773 | 4512.3514 | 4300.925 | 4118.5986 | 3958.097 | 3841.2453 | 3746.2184 | 3651.1916 | 3556.1648 | 3461.1379 | 3366.1111 | 3271.0842 | 3176.0574 | 1731.0903 | 3081.0305 | 2986.0037 | 2890.9768 | 2795.95 | 2700.9231 | 2605.8963 | 2510.8694 | 2415.8426 | 2320.8157 | 2225.7889 | 2130.762 | 2035.7352 | 1848.3479 | 1940.7083 | 1845.6815 | 1750.6546 | 0 | 0 | 0 | 0 | 0 | 0 | 0 | 0 | 0 | 0 | 0 | 0 | 0 | 0 | 0 | 0 | 0 | 0 | 0 | 0 | 0 | 0 | 0 | 0 | 0 | 0 | 0 | 0 | 0 | 0
|  | 2021 | 3410.917 |  | 5093.4345 | 4801.3773 | 4512.3514 | 4300.925 | 4118.5986 | 3958.097 | 3841.2453 | 3746.2184 | 3651.1916 | 3556.1648 | 3461.1379 | 3366.1111 | 3271.0842 | 3176.0574 | 1731.0903 | 3081.0305 | 2986.0037 | 2890.9768 | 2795.95 | 2700.9231 | 2605.8963 | 2510.8694 | 2415.8426 | 2320.8157 | 2225.7889 | 2130.762 | 1898.1933 | 2035.7352 | 1940.7083 | 1845.6815 | 1750.6546 | 0 | 0 | 0 | 0 | 0 | 0 | 0 | 0 | 0 | 0 | 0 | 0 | 0 | 0 | 0 | 0 | 0 | 0 | 0 | 0 | 0 | 0 | 0 | 0 | 0 | 0 | 0 | 0 | 0
|  | 2022 | 3410.917 |  |  | 5093.4345 | 4801.3773 | 4512.3514 | 4300.925 | 4118.5986 | 3958.097 | 3841.2453 | 3746.2184 | 3651.1916 | 3556.1648 | 3461.1379 | 3366.1111 | 3271.0842 | 3176.0574 | 1731.0903 | 3081.0305 | 2986.0037 | 2890.9768 | 2795.95 | 2700.9231 | 2605.8963 | 2510.8694 | 2415.8426 | 2320.8157 | 2225.7889 | 1948.7037 | 2130.762 | 2035.7352 | 1940.7083 | 1845.6815 | 1750.6546 | 0 | 0 | 0 | 0 | 0 | 0 | 0 | 0 | 0 | 0 | 0 | 0 | 0 | 0 | 0 | 0 | 0 | 0 | 0 | 0 | 0 | 0 | 0 | 0 | 0 | 0 | 0 | 0
|  | 2023 | 3410.917 |  |  |  | 5093.4345 | 4801.3773 | 4512.3514 | 4300.925 | 4118.5986 | 3958.097 | 3841.2453 | 3746.2184 | 3651.1916 | 3556.1648 | 3461.1379 | 3366.1111 | 3271.0842 | 3176.0574 | 1731.0903 | 3081.0305 | 2986.0037 | 2890.9768 | 2795.95 | 2700.9231 | 2605.8963 | 2510.8694 | 2415.8426 | 2320.8157 | 1999.8779 | 2225.7889 | 2130.762 | 2035.7352 | 1940.7083 | 1845.6815 | 1750.6546 | 0 | 0 | 0 | 0 | 0 | 0 | 0 | 0 | 0 | 0 | 0 | 0 | 0 | 0 | 0 | 0 | 0 | 0 | 0 | 0 | 0 | 0 | 0 | 0 | 0 | 0 | 0
|  | 2024 | 3410.917 |  |  |  |  | 5093.4345 | 4801.3773 | 4512.3514 | 4300.925 | 4118.5986 | 3958.097 | 3841.2453 | 3746.2184 | 3651.1916 | 3556.1648 | 3461.1379 | 3366.1111 | 3271.0842 | 3176.0574 | 1731.0903 | 3081.0305 | 2986.0037 | 2890.9768 | 2795.95 | 2700.9231 | 2605.8963 | 2510.8694 | 2415.8426 | 2051.7146 | 2320.8157 | 2225.7889 | 2130.762 | 2035.7352 | 1940.7083 | 1845.6815 | 1750.6546 | 0 | 0 | 0 | 0 | 0 | 0 | 0 | 0 | 0 | 0 | 0 | 0 | 0 | 0 | 0 | 0 | 0 | 0 | 0 | 0 | 0 | 0 | 0 | 0 | 0 | 0
|  | 2025 | 3410.917 | [5 empty] | 5093.4345 | 4801.3773 | 4512.3514 | 4300.925 | 4118.5986 | 3958.097 | 3841.2453 | 3746.2184 | 3651.1916 | 3556.1648 | 3461.1379 | 3366.1111 | 3271.0842 | 3176.0574 | 1731.0903 | 3081.0305 | 2986.0037 | 2890.9768 | 2795.95 | 2700.9231 | 2605.8963 | 2510.8694 | 2104.2123 | 2415.8426 | 2320.8157 | 2225.7889 | 2130.762 | 2035.7352 | 1940.7083 | 1845.6815 | 1750.6546 | 0 | 0 | 0 | 0 | 0 | 0 | 0 | 0 | 0 | 0 | 0 | 0 | 0 | 0 | 0 | 0 | 0 | 0 | 0 | 0 | 0 | 0 | 0 | 0 | 0
|  | 2026 | 3410.917 | [6 empty] | 5093.4345 | 4801.3773 | 4512.3514 | 4300.925 | 4118.5986 | 3958.097 | 3841.2453 | 3746.2184 | 3651.1916 | 3556.1648 | 3461.1379 | 3366.1111 | 3271.0842 | 3176.0574 | 1731.0903 | 3081.0305 | 2986.0037 | 2890.9768 | 2795.95 | 2700.9231 | 2605.8963 | 2157.3693 | 2510.8694 | 2415.8426 | 2320.8157 | 2225.7889 | 2130.762 | 2035.7352 | 1940.7083 | 1845.6815 | 1750.6546 | 0 | 0 | 0 | 0 | 0 | 0 | 0 | 0 | 0 | 0 | 0 | 0 | 0 | 0 | 0 | 0 | 0 | 0 | 0 | 0 | 0 | 0 | 0 | 0
|  | 2027 | 3410.917 | [7 empty] | 5093.4345 | 4801.3773 | 4512.3514 | 4300.925 | 4118.5986 | 3958.097 | 3841.2453 | 3746.2184 | 3651.1916 | 3556.1648 | 3461.1379 | 3366.1111 | 3271.0842 | 3176.0574 | 1731.0903 | 3081.0305 | 2986.0037 | 2890.9768 | 2795.95 | 2700.9231 | 2211.1835 | 2605.8963 | 2510.8694 | 2415.8426 | 2320.8157 | 2225.7889 | 2130.762 | 2035.7352 | 1940.7083 | 1845.6815 | 1750.6546 | 0 | 0 | 0 | 0 | 0 | 0 | 0 | 0 | 0 | 0 | 0 | 0 | 0 | 0 | 0 | 0 | 0 | 0 | 0 | 0 | 0 | 0 | 0
|  | 2028 | 3410.917 | [8 empty] | 5093.4345 | 4801.3773 | 4512.3514 | 4300.925 | 4118.5986 | 3958.097 | 3841.2453 | 3746.2184 | 3651.1916 | 3556.1648 | 3461.1379 | 3366.1111 | 3271.0842 | 3176.0574 | 1731.0903 | 3081.0305 | 2986.0037 | 2890.9768 | 2795.95 | 2265.6528 | 2700.9231 | 2605.8963 | 2510.8694 | 2415.8426 | 2320.8157 | 2225.7889 | 2130.762 | 2035.7352 | 1940.7083 | 1845.6815 | 1750.6546 | 0 | 0 | 0 | 0 | 0 | 0 | 0 | 0 | 0 | 0 | 0 | 0 | 0 | 0 | 0 | 0 | 0 | 0 | 0 | 0 | 0 | 0
|  | 2029 | 3410.917 | [9 empty] | 5093.4345 | 4801.3773 | 4512.3514 | 4300.925 | 4118.5986 | 3958.097 | 3841.2453 | 3746.2184 | 3651.1916 | 3556.1648 | 3461.1379 | 3366.1111 | 3271.0842 | 3176.0574 | 1731.0903 | 3081.0305 | 2986.0037 | 2890.9768 | 2320.7748 | 2795.95 | 2700.9231 | 2605.8963 | 2510.8694 | 2415.8426 | 2320.8157 | 2225.7889 | 2130.762 | 2035.7352 | 1940.7083 | 1845.6815 | 1750.6546 | 0 | 0 | 0 | 0 | 0 | 0 | 0 | 0 | 0 | 0 | 0 | 0 | 0 | 0 | 0 | 0 | 0 | 0 | 0 | 0 | 0
|  | 2030 | 3410.917 | [10 empty] | 5093.4345 | 4801.3773 | 4512.3514 | 4300.925 | 4118.5986 | 3958.097 | 3841.2453 | 3746.2184 | 3651.1916 | 3556.1648 | 3461.1379 | 3366.1111 | 3271.0842 | 3176.0574 | 1731.0903 | 3081.0305 | 2986.0037 | 2376.5468 | 2890.9768 | 2795.95 | 2700.9231 | 2605.8963 | 2510.8694 | 2415.8426 | 2320.8157 | 2225.7889 | 2130.762 | 2035.7352 | 1940.7083 | 1845.6815 | 1750.6546 | 0 | 0 | 0 | 0 | 0 | 0 | 0 | 0 | 0 | 0 | 0 | 0 | 0 | 0 | 0 | 0 | 0 | 0 | 0 | 0
|  | 2031 | 3410.917 | [11 empty] | 5093.4345 | 4801.3773 | 4512.3514 | 4300.925 | 4118.5986 | 3958.097 | 3841.2453 | 3746.2184 | 3651.1916 | 3556.1648 | 3461.1379 | 3366.1111 | 3271.0842 | 3176.0574 | 1731.0903 | 3081.0305 | 2432.966 | 2986.0037 | 2890.9768 | 2795.95 | 2700.9231 | 2605.8963 | 2510.8694 | 2415.8426 | 2320.8157 | 2225.7889 | 2130.762 | 2035.7352 | 1940.7083 | 1845.6815 | 1750.6546 | 0 | 0 | 0 | 0 | 0 | 0 | 0 | 0 | 0 | 0 | 0 | 0 | 0 | 0 | 0 | 0 | 0 | 0 | 0
|  | 2032 | 3410.917 | [12 empty] | 5093.4345 | 4801.3773 | 4512.3514 | 4300.925 | 4118.5986 | 3958.097 | 3841.2453 | 3746.2184 | 3651.1916 | 3556.1648 | 3461.1379 | 3366.1111 | 3271.0842 | 3176.0574 | 1731.0903 | 2490.0292 | 3081.0305 | 2986.0037 | 2890.9768 | 2795.95 | 2700.9231 | 2605.8963 | 2510.8694 | 2415.8426 | 2320.8157 | 2225.7889 | 2130.762 | 2035.7352 | 1940.7083 | 1845.6815 | 1750.6546 | 0 | 0 | 0 | 0 | 0 | 0 | 0 | 0 | 0 | 0 | 0 | 0 | 0 | 0 | 0 | 0 | 0 | 0
|  | 2033 | 3410.917 | [13 empty] | 5093.4345 | 4801.3773 | 4512.3514 | 4300.925 | 4118.5986 | 3958.097 | 3841.2453 | 3746.2184 | 3651.1916 | 3556.1648 | 3461.1379 | 3366.1111 | 3271.0842 | 3176.0574 | 2426.1924 | 1731.0903 | 3081.0305 | 2986.0037 | 2890.9768 | 2795.95 | 2700.9231 | 2605.8963 | 2510.8694 | 2415.8426 | 2320.8157 | 2225.7889 | 2130.762 | 2035.7352 | 1940.7083 | 1845.6815 | 1750.6546 | 0 | 0 | 0 | 0 | 0 | 0 | 0 | 0 | 0 | 0 | 0 | 0 | 0 | 0 | 0 | 0 | 0
|  | 2034 | 3410.917 | [14 empty] | 5093.4345 | 4801.3773 | 4512.3514 | 4300.925 | 4118.5986 | 3958.097 | 3841.2453 | 3746.2184 | 3651.1916 | 3556.1648 | 3461.1379 | 3366.1111 | 3271.0842 | 2486.6722 | 3176.0574 | 1731.0903 | 3081.0305 | 2986.0037 | 2890.9768 | 2795.95 | 2700.9231 | 2605.8963 | 2510.8694 | 2415.8426 | 2320.8157 | 2225.7889 | 2130.762 | 2035.7352 | 1940.7083 | 1845.6815 | 1750.6546 | 0 | 0 | 0 | 0 | 0 | 0 | 0 | 0 | 0 | 0 | 0 | 0 | 0 | 0 | 0 | 0
|  | 2035 | 3410.917 | [15 empty] | 5093.4345 | 4801.3773 | 4512.3514 | 4300.925 | 4118.5986 | 3958.097 | 3841.2453 | 3746.2184 | 3651.1916 | 3556.1648 | 3461.1379 | 3366.1111 | 2547.5386 | 3271.0842 | 3176.0574 | 1731.0903 | 3081.0305 | 2986.0037 | 2890.9768 | 2795.95 | 2700.9231 | 2605.8963 | 2510.8694 | 2415.8426 | 2320.8157 | 2225.7889 | 2130.762 | 2035.7352 | 1940.7083 | 1845.6815 | 1750.6546 | 0 | 0 | 0 | 0 | 0 | 0 | 0 | 0 | 0 | 0 | 0 | 0 | 0 | 0 | 0
|  | 2036 | 3410.917 | [16 empty] | 5093.4345 | 4801.3773 | 4512.3514 | 4300.925 | 4118.5986 | 3958.097 | 3841.2453 | 3746.2184 | 3651.1916 | 3556.1648 | 3461.1379 | 2608.8268 | 3366.1111 | 3271.0842 | 3176.0574 | 1731.0903 | 3081.0305 | 2986.0037 | 2890.9768 | 2795.95 | 2700.9231 | 2605.8963 | 2510.8694 | 2415.8426 | 2320.8157 | 2225.7889 | 2130.762 | 2035.7352 | 1940.7083 | 1845.6815 | 1750.6546 | 0 | 0 | 0 | 0 | 0 | 0 | 0 | 0 | 0 | 0 | 0 | 0 | 0 | 0
|  | 2037 | 3410.917 | [17 empty] | 5093.4345 | 4801.3773 | 4512.3514 | 4300.925 | 4118.5986 | 3958.097 | 3841.2453 | 3746.2184 | 3651.1916 | 3556.1648 | 2670.5639 | 3461.1379 | 3366.1111 | 3271.0842 | 3176.0574 | 1731.0903 | 3081.0305 | 2986.0037 | 2890.9768 | 2795.95 | 2700.9231 | 2605.8963 | 2510.8694 | 2415.8426 | 2320.8157 | 2225.7889 | 2130.762 | 2035.7352 | 1940.7083 | 1845.6815 | 1750.6546 | 0 | 0 | 0 | 0 | 0 | 0 | 0 | 0 | 0 | 0 | 0 | 0 | 0
|  | 2038 | 3410.917 | [18 empty] | 5093.4345 | 4801.3773 | 4512.3514 | 4300.925 | 4118.5986 | 3958.097 | 3841.2453 | 3746.2184 | 3651.1916 | 2732.771 | 3556.1648 | 3461.1379 | 3366.1111 | 3271.0842 | 3176.0574 | 1731.0903 | 3081.0305 | 2986.0037 | 2890.9768 | 2795.95 | 2700.9231 | 2605.8963 | 2510.8694 | 2415.8426 | 2320.8157 | 2225.7889 | 2130.762 | 2035.7352 | 1940.7083 | 1845.6815 | 1750.6546 | 0 | 0 | 0 | 0 | 0 | 0 | 0 | 0 | 0 | 0 | 0 | 0
|  | 2039 | 3410.917 | [19 empty] | 5093.4345 | 4801.3773 | 4512.3514 | 4300.925 | 4118.5986 | 3958.097 | 3841.2453 | 3746.2184 | 2795.4643 | 3651.1916 | 3556.1648 | 3461.1379 | 3366.1111 | 3271.0842 | 3176.0574 | 1731.0903 | 3081.0305 | 2986.0037 | 2890.9768 | 2795.95 | 2700.9231 | 2605.8963 | 2510.8694 | 2415.8426 | 2320.8157 | 2225.7889 | 2130.762 | 2035.7352 | 1940.7083 | 1845.6815 | 1750.6546 | 0 | 0 | 0 | 0 | 0 | 0 | 0 | 0 | 0 | 0 | 0
|  | 2040 | 3410.917 | [20 empty] | 5093.4345 | 4801.3773 | 4512.3514 | 4300.925 | 4118.5986 | 3958.097 | 3841.2453 | 2858.6565 | 3746.2184 | 3651.1916 | 3556.1648 | 3461.1379 | 3366.1111 | 3271.0842 | 3176.0574 | 1731.0903 | 3081.0305 | 2986.0037 | 2890.9768 | 2795.95 | 2700.9231 | 2605.8963 | 2510.8694 | 2415.8426 | 2320.8157 | 2225.7889 | 2130.762 | 2035.7352 | 1940.7083 | 1845.6815 | 1750.6546 | 0 | 0 | 0 | 0 | 0 | 0 | 0 | 0 | 0 | 0
|  | 2041 | 3410.917 | [21 empty] | 5093.4345 | 4801.3773 | 4512.3514 | 4300.925 | 4118.5986 | 3958.097 | 2922.3568 | 3841.2453 | 3746.2184 | 3651.1916 | 3556.1648 | 3461.1379 | 3366.1111 | 3271.0842 | 3176.0574 | 1731.0903 | 3081.0305 | 2986.0037 | 2890.9768 | 2795.95 | 2700.9231 | 2605.8963 | 2510.8694 | 2415.8426 | 2320.8157 | 2225.7889 | 2130.762 | 2035.7352 | 1940.7083 | 1845.6815 | 1750.6546 | 0 | 0 | 0 | 0 | 0 | 0 | 0 | 0 | 0
|  | 2042 | 3410.917 | [22 empty] | 5093.4345 | 4801.3773 | 4512.3514 | 4300.925 | 4118.5986 | 2987.9547 | 3958.097 | 3841.2453 | 3746.2184 | 3651.1916 | 3556.1648 | 3461.1379 | 3366.1111 | 3271.0842 | 3176.0574 | 1731.0903 | 3081.0305 | 2986.0037 | 2890.9768 | 2795.95 | 2700.9231 | 2605.8963 | 2510.8694 | 2415.8426 | 2320.8157 | 2225.7889 | 2130.762 | 2035.7352 | 1940.7083 | 1845.6815 | 1750.6546 | 0 | 0 | 0 | 0 | 0 | 0 | 0 | 0
|  | 2043 | 3410.917 | [23 empty] | 5093.4345 | 4801.3773 | 4512.3514 | 4300.925 | 3058.0145 | 4118.5986 | 3958.097 | 3841.2453 | 3746.2184 | 3651.1916 | 3556.1648 | 3461.1379 | 3366.1111 | 3271.0842 | 3176.0574 | 1731.0903 | 3081.0305 | 2986.0037 | 2890.9768 | 2795.95 | 2700.9231 | 2605.8963 | 2510.8694 | 2415.8426 | 2320.8157 | 2225.7889 | 2130.762 | 2035.7352 | 1940.7083 | 1845.6815 | 1750.6546 | 0 | 0 | 0 | 0 | 0 | 0 | 0
|  | 2044 | 3410.917 | [24 empty] | 5093.4345 | 4801.3773 | 4512.3514 | 3133.4661 | 4300.925 | 4118.5986 | 3958.097 | 3841.2453 | 3746.2184 | 3651.1916 | 3556.1648 | 3461.1379 | 3366.1111 | 3271.0842 | 3176.0574 | 1731.0903 | 3081.0305 | 2986.0037 | 2890.9768 | 2795.95 | 2700.9231 | 2605.8963 | 2510.8694 | 2415.8426 | 2320.8157 | 2225.7889 | 2130.762 | 2035.7352 | 1940.7083 | 1845.6815 | 1750.6546 | 0 | 0 | 0 | 0 | 0 | 0
|  | 2045 | 3410.917 | [25 empty] | 5093.4345 | 4801.3773 | 3215.5728 | 4512.3514 | 4300.925 | 4118.5986 | 3958.097 | 3841.2453 | 3746.2184 | 3651.1916 | 3556.1648 | 3461.1379 | 3366.1111 | 3271.0842 | 3176.0574 | 1731.0903 | 3081.0305 | 2986.0037 | 2890.9768 | 2795.95 | 2700.9231 | 2605.8963 | 2510.8694 | 2415.8426 | 2320.8157 | 2225.7889 | 2130.762 | 2035.7352 | 1940.7083 | 1845.6815 | 1750.6546 | 0 | 0 | 0 | 0 | 0
|  | 2046 | 3410.917 | [26 empty] | 5093.4345 | 3308.302 | 4801.3773 | 4512.3514 | 4300.925 | 4118.5986 | 3958.097 | 3841.2453 | 3746.2184 | 3651.1916 | 3556.1648 | 3461.1379 | 3366.1111 | 3271.0842 | 3176.0574 | 1731.0903 | 3081.0305 | 2986.0037 | 2890.9768 | 2795.95 | 2700.9231 | 2605.8963 | 2510.8694 | 2415.8426 | 2320.8157 | 2225.7889 | 2130.762 | 2035.7352 | 1940.7083 | 1845.6815 | 1750.6546 | 0 | 0 | 0 | 0
|  | 2047 | 3410.917 | [27 empty] | 3410.917 | 5093.4345 | 4801.3773 | 4512.3514 | 4300.925 | 4118.5986 | 3958.097 | 3841.2453 | 3746.2184 | 3651.1916 | 3556.1648 | 3461.1379 | 3366.1111 | 3271.0842 | 3176.0574 | 1731.0903 | 3081.0305 | 2986.0037 | 2890.9768 | 2795.95 | 2700.9231 | 2605.8963 | 2510.8694 | 2415.8426 | 2320.8157 | 2225.7889 | 2130.762 | 2035.7352 | 1940.7083 | 1845.6815 | 1750.6546 | 0 | 0 | 0
|  | 2048 | 3410.917 | [27 empty] | 3410.917 |  | 5093.4345 | 4801.3773 | 4512.3514 | 4300.925 | 4118.5986 | 3958.097 | 3841.2453 | 3746.2184 | 3651.1916 | 3556.1648 | 3461.1379 | 3366.1111 | 3271.0842 | 3176.0574 | 1731.0903 | 3081.0305 | 2986.0037 | 2890.9768 | 2795.95 | 2700.9231 | 2605.8963 | 2510.8694 | 2415.8426 | 2320.8157 | 2225.7889 | 2130.762 | 2035.7352 | 1940.7083 | 1845.6815 | 1750.6546 | 0 | 0
|  | 2049 | 3410.917 | [27 empty] | 3410.917 |  |  | 5093.4345 | 4801.3773 | 4512.3514 | 4300.925 | 4118.5986 | 3958.097 | 3841.2453 | 3746.2184 | 3651.1916 | 3556.1648 | 3461.1379 | 3366.1111 | 3271.0842 | 3176.0574 | 1731.0903 | 3081.0305 | 2986.0037 | 2890.9768 | 2795.95 | 2700.9231 | 2605.8963 | 2510.8694 | 2415.8426 | 2320.8157 | 2225.7889 | 2130.762 | 2035.7352 | 1940.7083 | 1845.6815 | 1750.6546 | 0
|  | 2050 | 3410.917 | [27 empty] | 3410.917 |  |  |  | 5093.4345 | 4801.3773 | 4512.3514 | 4300.925 | 4118.5986 | 3958.097 | 3841.2453 | 3746.2184 | 3651.1916 | 3556.1648 | 3461.1379 | 3366.1111 | 3271.0842 | 3176.0574 | 1731.0903 | 3081.0305 | 2986.0037 | 2890.9768 | 2795.95 | 2700.9231 | 2605.8963 | 2510.8694 | 2415.8426 | 2320.8157 | 2225.7889 | 2130.762 | 2035.7352 | 1940.7083 | 1845.6815 | 1750.6546