## Read_Me
Stochastic Portfolio Results
This workbook contains the tables, charts, and data from the AURORA stochastic modeling process used in the 2021 IRP.
The portfolios examined in the stochastic modeleing process are the Mid Scenario and Sensitivities W, WX, and Z.
A full description of the stochastic portfolio analysis can be found in Chapter 8 and Appendix G.
Chapter 3
These tabs contain the charts used in Chapter 3 to describe the stochastic modeling results.
Chapter 3
These tabs contain the charts and tables used in Chapter 8 to describe the stochastic modeling results.
Revenue Requirement Data
These datasets contain the revenue requirement of each iteration of the stochastic portfolios.
Statistical results such as the mean and standard deviation are calculated.
Values referencing a "Var90" are referring to the 90th percentile of that dataset.
Emissions Data
These datasets contain the emissions of each iteration of the stochastic portfolios.
Statistical results such as the mean and standard deviation are calculated.
Values referencing a "Var90" are referring to the 90th percentile of that dataset.

## Table
Figure 8-xx
24-year Levelized Costs (Billion $)
Revenue Requirement | Portfolio | Revenue Requirement | Difference from Mid | Mean | Difference from Mid | TVar90 | Difference from Mid
1 | Mid Scenario | 15.53 |  | 15.1833 |  | 16.9057
W | Balanced Portfolio with Alternative Fuel for Peakers | 16.1 | 0.57 | 15.4212 | 0.23784 | 16.3036 | -0.60213
WX | Balanced Portfolio with Alternative Fuel for Peakers and Reduced Firm Market Access at Peak | 18.78 | 3.25 | 17.5267 | 2.3434 | 20.3912 | 3.4855
Z | No DSR | 17.54 | 2.01 | 17.7403 | 2.557 | 19.9199 | 3.0142
24-year Levelized Costs (Billion $)
SCGHG Costs | Portfolio | Emissions | Difference from Mid | Mean | Difference from Mid | TVar90 | Difference from Mid
1 | Mid Scenario | 5.09 |  | 4.9779 |  | 4.9779
W | Balanced Portfolio with Alternative Fuel for Peakers | 4.96 | -0.13 | 4.5411 | -0.43675 | 4.5411 | -0.43675
WX | Balanced Portfolio with Alternative Fuel for Peakers and Reduced Firm Market Access at Peak | 4.74 | -0.35 | 5.0153 | 0.4742 | 6.4088 | 1.431
Z | No DSR | 5.56 | 0.47 | 5.421 | 0.40569 | 6.8746 | 1.8967
24-year Levelized Costs (Billion $)
Revenue Requirement | Mid Scenario | W Balanced Portfolio with Alternative Fuel for Peakers | WX Balanced Portfolio with Alternative Fuel for Peakers and Reduced Firm Market Access at Peak | Z No DSR
Q1 (P25) | 14.6584 | 15.1881 | 16.6348 | 17.0626
Min | 12.8937 | 13.5187 | 13.7012 | 15.625
Median (P50) | 15.0373 | 15.3724 | 17.2811 | 17.5102
Max | 18.5356 | 17.4969 | 22.9196 | 21.6318
Q3 (P75) | 15.5597 | 15.6087 | 18.3064 | 18.2105
TVar90 | 16.9057 | 16.3036 | 20.3912 | 19.9199
Mean | 15.1833 | 15.4212 | 17.5267 | 17.7403
Deterministic | 15.5285 | 16.0955 | 17.3021 | 17.542
24-year Levelized Costs (Billion $)
Emissions | Mid Scenario | W Balanced Portfolio with Alternative Fuel for Peakers | WX Balanced Portfolio with Alternative Fuel for Peakers and Reduced Firm Market Access at Peak | Z No DSR
Q1 (P25) | 4.4387 | 4.3418 | 4.4259 | 4.8542
Min | 2.2792 | 2.4852 | 2.1157 | 2.0496
Median (P50) | 4.9598 | 4.5506 | 5.0221 | 5.4076
Max | 7.0845 | 5.455 | 7.2048 | 7.5837
Q3 (P75) | 5.5719 | 4.8033 | 5.6266 | 6.0526
TVar90 | 6.3394 | 5.112 | 6.4088 | 6.8746
Mean | 4.9779 | 4.5411 | 5.0153 | 5.421
Deterministic | 5.0913 | 4.9612 | 5.06 | 5.5617
Mid Scenario | Preferred Portfolio | WX Balanced Portfolio with Alternative Fuel for Peakers and Reduced Firm Market Access at Peak | Z No DSR

## Mid Portfolio RR
| Iteration | 24-yr NPV | >=P90Index | 20-yr NPV | >=P90Index |  | 2022 | 2023 | 2024 | 2025 | 2026 | 2027 | 2028 | 2029 | 2030 | 2031 | 2032 | 2033 | 2034 | 2035 | 2036 | 2037 | 2038 | 2039 | 2040 | 2041 | 2042 | 2043 | 2044 | 2045 | P90_2022 | P90_2023 | P90_2024 | P90_2025 | P90_2026 | P90_2027 | P90_2028 | P90_2029 | P90_2030 | P90_2031 | P90_2032 | P90_2033 | P90_2034 | P90_2035 | P90_2036 | P90_2037 | P90_2038 | P90_2039 | P90_2040 | P90_2041 | P90_2042 | P90_2043 | P90_2044 | P90_2045 | Vol_2022 | Vol_2023 | Vol_2024 | Vol_2025 | Vol_2026 | Vol_2027 | Vol_2028 | Vol_2029 | Vol_2030 | Vol_2031 | Vol_2032 | Vol_2033 | Vol_2034 | Vol_2035 | Vol_2036 | Vol_2037 | Vol_2038 | Vol_2039 | Vol_2040 | Vol_2041 | Vol_2042 | Vol_2043 | Vol_2044 | St Dev
| 1 | 13197726.8312 | 0 | 10916155.7594 | 0 |  | 431509.0312 | 543632.375 | 560753.125 | 576477.8125 | 625518.8125 | 808474.8125 | 866154 | 1001996.9375 | 1175104.768 | 1224504.259 | 1264168.564 | 1294308.802 | 1346443.247 | 1516663.734 | 1632129.674 | 1736550.107 | 1806652.1 | 1899781.842 | 1995713.956 | 2129549.795 | 2335946.757 | 2544396.371 | 2707189.934 | 2828786 | 0 | 0 | 0 | 0 | 0 | 0 | 0 | 0 | 0 | 0 | 0 | 0 | 0 | 0 | 0 | 0 | 0 | 0 | 0 | 0 | 0 | 0 | 0 | 0 | 0.23098 | 0.031008 | 0.027656 | 0.081645 | 0.25657 | 0.068913 | 0.14569 | 0.15936 | 0.041179 | 0.031879 | 0.023562 | 0.03949 | 0.11905 | 0.073373 | 0.062015 | 0.039575 | 0.050264 | 0.049263 | 0.064909 | 0.092507 | 0.085476 | 0.062018 | 0.043936 | 0.062459
| 2 | 14928517.3627 | 0 | 12582085.2346 | 0 |  | 658541.0625 | 705883.625 | 712833.375 | 793798.125 | 722526.3125 | 969346 | 1046241.1875 | 1160292 | 1341790.893 | 1401721.509 | 1404506.189 | 1451709.177 | 1514394.497 | 1641031.359 | 1768551.174 | 1871182.482 | 1915193.725 | 2001521.092 | 2084378.081 | 2201993.295 | 2412562.507 | 2599243.371 | 2800114.434 | 2899639.25 | 658541.0625 | 705883.625 | 712833.375 | 793798.125 | 0 | 0 | 0 | 0 | 0 | 0 | 0 | 0 | 0 | 0 | 0 | 0 | 0 | 0 | 0 | 0 | 0 | 0 | 0 | 0 | 0.069424 | 0.0097973 | 0.10758 | -0.094075 | 0.29387 | 0.076338 | 0.10347 | 0.14533 | 0.043696 | 0.0019846 | 0.033056 | 0.042274 | 0.080309 | 0.074836 | 0.05641 | 0.023248 | 0.044089 | 0.040563 | 0.054892 | 0.091326 | 0.074531 | 0.07444 | 0.034926 | 0.067972
| 3 | 14235765.7549 | 0 | 11951143.501 | 0 |  | 615209.6875 | 657816.25 | 670828.25 | 740975.1875 | 662727.4375 | 895590.8125 | 973397.5625 | 1093076 | 1285065.393 | 1352137.509 | 1349469.814 | 1391764.802 | 1455121.997 | 1575642.984 | 1697366.424 | 1797659.357 | 1835841.1 | 1922673.092 | 2013569.206 | 2130440.045 | 2338676.007 | 2538266.371 | 2720680.934 | 2833401.25 | 0 | 0 | 0 | 0 | 0 | 0 | 0 | 0 | 0 | 0 | 0 | 0 | 0 | 0 | 0 | 0 | 0 | 0 | 0 | 0 | 0 | 0 | 0 | 0 | 0.066962 | 0.019588 | 0.099454 | -0.1116 | 0.30112 | 0.083309 | 0.11596 | 0.16181 | 0.050877 | -0.0019749 | 0.030861 | 0.044517 | 0.079574 | 0.074414 | 0.057408 | 0.021017 | 0.046214 | 0.046192 | 0.05642 | 0.093256 | 0.081896 | 0.069401 | 0.040596 | 0.071826
| 4 | 14934914.605 | 0 | 12486620.1529 | 0 |  | 612976.3125 | 664705.125 | 677005 | 751613.8125 | 705966.0625 | 942658.5 | 1014091.875 | 1128847.5 | 1338439.893 | 1412120.509 | 1415969.439 | 1457317.052 | 1530286.622 | 1659439.609 | 1789273.674 | 1893223.607 | 1943536.1 | 2045621.717 | 2168290.706 | 2305612.545 | 2505837.757 | 2717161.371 | 2905832.434 | 3050671.5 | 0 | 0 | 0 | 0 | 0 | 0 | 0 | 0 | 0 | 0 | 0 | 0 | 0 | 0 | 0 | 0 | 0 | 0 | 0 | 0 | 0 | 0 | 0 | 0 | 0.081017 | 0.018335 | 0.10454 | -0.062655 | 0.28914 | 0.073045 | 0.1072 | 0.17031 | 0.053588 | 0.0027219 | 0.028783 | 0.048858 | 0.081025 | 0.07533 | 0.056471 | 0.026228 | 0.051193 | 0.058237 | 0.061407 | 0.083277 | 0.080965 | 0.067132 | 0.048642 | 0.064517
| 5 | 16289474.2475 | 16289474.2475 | 13786251.5151 | 13786251.5151 |  | 631415.8125 | 667120.4375 | 678938.8125 | 754128.4375 | 796667.9375 | 1114139.375 | 1221691.875 | 1338299.875 | 1528829.518 | 1594257.509 | 1624872.189 | 1674229.552 | 1746210.747 | 1875746.984 | 2020657.674 | 2078632.982 | 2113414.975 | 2183307.092 | 2279445.206 | 2327397.295 | 2535771.757 | 2764061.621 | 3016815.684 | 3118394.75 | 0 | 0 | 0 | 0 | 0 | 1114139.375 | 1221691.875 | 1338299.875 | 1528829.518 | 1594257.509 | 1624872.189 | 1674229.552 | 1746210.747 | 1875746.984 | 2020657.674 | 2078632.982 | 0 | 0 | 0 | 0 | 0 | 0 | 0 | 0 | 0.055006 | 0.01756 | 0.10503 | 0.054875 | 0.3354 | 0.092154 | 0.091163 | 0.1331 | 0.041906 | 0.019021 | 0.029924 | 0.042095 | 0.071559 | 0.074416 | 0.028287 | 0.016595 | 0.032536 | 0.043091 | 0.020819 | 0.085747 | 0.086203 | 0.087501 | 0.033117 | 0.066364
| 6 | 14497286.2645 | 0 | 12152114.1009 | 0 |  | 593006.375 | 646480.0625 | 664766.9375 | 741458.3125 | 696763.6875 | 942401.625 | 1001846.0625 | 1110969.375 | 1304255.518 | 1367618.759 | 1371217.814 | 1415245.427 | 1486953.622 | 1609270.359 | 1733911.674 | 1837808.607 | 1885052.475 | 1968144.092 | 2072602.831 | 2185864.795 | 2385959.257 | 2597578.871 | 2797714.184 | 2930326 | 0 | 0 | 0 | 0 | 0 | 0 | 0 | 0 | 0 | 0 | 0 | 0 | 0 | 0 | 0 | 0 | 0 | 0 | 0 | 0 | 0 | 0 | 0 | 0 | 0.086337 | 0.027894 | 0.10918 | -0.062173 | 0.30199 | 0.061168 | 0.10339 | 0.1604 | 0.047439 | 0.0026282 | 0.031604 | 0.049427 | 0.079051 | 0.074599 | 0.058194 | 0.025382 | 0.043135 | 0.051714 | 0.053206 | 0.08759 | 0.084979 | 0.074223 | 0.046311 | 0.066006
| 7 | 15152233.16 | 0 | 12724393.4352 | 0 |  | 605543.9375 | 654344.625 | 668685.9375 | 745696.125 | 721169.9375 | 987405.1875 | 1078050.25 | 1197705.5 | 1390630.893 | 1452772.134 | 1457088.064 | 1501974.802 | 1564584.247 | 1705498.734 | 1822586.049 | 1923571.482 | 1975908.975 | 2066318.717 | 2149932.706 | 2265610.045 | 2473891.007 | 2677285.121 | 2912205.934 | 3025527.75 | 0 | 0 | 0 | 0 | 0 | 0 | 0 | 0 | 0 | 0 | 0 | 0 | 0 | 0 | 0 | 0 | 0 | 0 | 0 | 0 | 0 | 0 | 0 | 0 | 0.077507 | 0.02168 | 0.109 | -0.033443 | 0.31421 | 0.087829 | 0.10525 | 0.14935 | 0.043716 | 0.0029664 | 0.030341 | 0.040839 | 0.086237 | 0.066399 | 0.053927 | 0.026845 | 0.04474 | 0.039668 | 0.052408 | 0.087948 | 0.079011 | 0.084108 | 0.038175 | 0.065918
| 8 | 15328487.3001 | 0 | 12925754.8149 | 0 |  | 668122.5625 | 708529.625 | 706443 | 776097.1875 | 752497.25 | 1009136.125 | 1094164.375 | 1202343.25 | 1390890.018 | 1456153.759 | 1453850.314 | 1503081.427 | 1579508.122 | 1694662.609 | 1827011.299 | 1919426.482 | 1974329.35 | 2053215.342 | 2137043.956 | 2253213.295 | 2460197.757 | 2653808.621 | 2864081.184 | 2994131.75 | 668122.5625 | 708529.625 | 0 | 0 | 0 | 0 | 0 | 0 | 0 | 0 | 0 | 0 | 0 | 0 | 0 | 0 | 0 | 0 | 0 | 0 | 0 | 0 | 0 | 0 | 0.05872 | -0.0029494 | 0.094035 | -0.03088 | 0.29345 | 0.080896 | 0.094281 | 0.14567 | 0.045855 | -0.0015831 | 0.033302 | 0.049596 | 0.07037 | 0.075198 | 0.049345 | 0.028202 | 0.039178 | 0.040017 | 0.052934 | 0.087884 | 0.075754 | 0.076252 | 0.044407 | 0.062122
| 9 | 14752269.7175 | 0 | 12400352.2667 | 0 |  | 633895.6875 | 680719.5625 | 697884.6875 | 768187.875 | 701453.5 | 934999.875 | 1007744.375 | 1128075.5 | 1320153.893 | 1389202.884 | 1395570.189 | 1432323.927 | 1504653.497 | 1638500.359 | 1770871.174 | 1866190.232 | 1923759.35 | 2016468.842 | 2099764.706 | 2207303.545 | 2405223.757 | 2616063.621 | 2797086.684 | 2920251 | 0 | 0 | 0 | 0 | 0 | 0 | 0 | 0 | 0 | 0 | 0 | 0 | 0 | 0 | 0 | 0 | 0 | 0 | 0 | 0 | 0 | 0 | 0 | 0 | 0.071266 | 0.024903 | 0.09598 | -0.09088 | 0.28739 | 0.074923 | 0.1128 | 0.15724 | 0.050982 | 0.004573 | 0.025995 | 0.049264 | 0.085219 | 0.07769 | 0.052427 | 0.030382 | 0.047067 | 0.040477 | 0.049946 | 0.085871 | 0.084028 | 0.066908 | 0.043091 | 0.066463
| 10 | 14670238.7212 | 0 | 12376541.3354 | 0 |  | 634662.8125 | 677249 | 686370.6875 | 761074.875 | 727802.9375 | 982043.375 | 1048006.4375 | 1145672.75 | 1329596.018 | 1399844.384 | 1401413.439 | 1444157.177 | 1494279.497 | 1622374.859 | 1744011.924 | 1840087.357 | 1856506.35 | 1932287.467 | 2034617.331 | 2141522.045 | 2338932.507 | 2536489.121 | 2741384.934 | 2858697.5 | 0 | 0 | 0 | 0 | 0 | 0 | 0 | 0 | 0 | 0 | 0 | 0 | 0 | 0 | 0 | 0 | 0 | 0 | 0 | 0 | 0 | 0 | 0 | 0 | 0.064945 | 0.013379 | 0.10331 | -0.044701 | 0.29961 | 0.06501 | 0.089102 | 0.14888 | 0.051486 | 0.0011203 | 0.030045 | 0.034118 | 0.082247 | 0.072297 | 0.053625 | 0.0088834 | 0.040008 | 0.051603 | 0.051209 | 0.088178 | 0.081086 | 0.077682 | 0.041903 | 0.064446
| 11 | 14704409.0657 | 0 | 12391089.5459 | 0 |  | 640634.4375 | 681327.6875 | 683829.4375 | 751160.8125 | 732082.625 | 988078.8125 | 1047550.25 | 1148715.625 | 1326511.643 | 1389792.509 | 1390108.689 | 1432335.927 | 1503544.372 | 1624446.609 | 1745866.549 | 1840051.107 | 1879067.725 | 1953279.592 | 2038093.206 | 2157768.295 | 2351802.757 | 2554920.371 | 2772606.184 | 2887319.75 | 0 | 0 | 0 | 0 | 0 | 0 | 0 | 0 | 0 | 0 | 0 | 0 | 0 | 0 | 0 | 0 | 0 | 0 | 0 | 0 | 0 | 0 | 0 | 0 | 0.061584 | 0.0036651 | 0.093911 | -0.025726 | 0.29987 | 0.058447 | 0.09219 | 0.14391 | 0.046602 | 0.00022748 | 0.029925 | 0.048519 | 0.077342 | 0.072084 | 0.052542 | 0.020982 | 0.038734 | 0.042505 | 0.05706 | 0.086108 | 0.082839 | 0.081767 | 0.040541 | 0.06261
| 12 | 15446616.5458 | 0 | 13048509.4702 | 0 |  | 639618.5625 | 669758.6875 | 671135.8125 | 736723.1875 | 777912.625 | 1086951.875 | 1150855.875 | 1237169.5 | 1413337.268 | 1479927.384 | 1502170.064 | 1533227.427 | 1571212.247 | 1694005.234 | 1849953.424 | 1958345.482 | 2018064.35 | 2091526.717 | 2176052.456 | 2259295.795 | 2452125.257 | 2627309.621 | 2883964.684 | 2989760.5 | 0 | 0 | 0 | 0 | 0 | 1086951.875 | 0 | 0 | 0 | 0 | 0 | 0 | 0 | 0 | 0 | 0 | 0 | 0 | 0 | 0 | 0 | 0 | 0 | 0 | 0.046045 | 0.002054 | 0.093241 | 0.054402 | 0.33452 | 0.057129 | 0.07232 | 0.13313 | 0.046039 | 0.014918 | 0.020464 | 0.024473 | 0.075248 | 0.088065 | 0.05694 | 0.030039 | 0.035755 | 0.039618 | 0.037541 | 0.081902 | 0.069005 | 0.093206 | 0.036027 | 0.065761
| 13 | 14620086.5517 | 0 | 12297195.8502 | 0 |  | 634630.375 | 671136.8125 | 680342.9375 | 749982.5 | 703114.8125 | 957378.0625 | 1027322.5625 | 1139809.75 | 1319855.768 | 1378768.759 | 1382987.689 | 1428680.552 | 1492281.497 | 1626326.109 | 1744190.424 | 1835160.857 | 1877011.1 | 1959916.342 | 2045213.206 | 2159961.795 | 2356545.507 | 2571610.871 | 2781569.434 | 2901051.25 | 0 | 0 | 0 | 0 | 0 | 0 | 0 | 0 | 0 | 0 | 0 | 0 | 0 | 0 | 0 | 0 | 0 | 0 | 0 | 0 | 0 | 0 | 0 | 0 | 0.05593 | 0.013624 | 0.097453 | -0.06453 | 0.30868 | 0.070513 | 0.10391 | 0.14666 | 0.043668 | 0.0030553 | 0.032505 | 0.043555 | 0.086017 | 0.069967 | 0.050842 | 0.022549 | 0.043221 | 0.0426 | 0.054588 | 0.087106 | 0.087336 | 0.078483 | 0.042058 | 0.067141
| 14 | 14150235.9751 | 0 | 11870767.8285 | 0 |  | 601469.625 | 654386.5 | 670909.75 | 732896.5 | 655439.75 | 891227.5625 | 965620.0625 | 1080486.625 | 1275590.518 | 1339205.634 | 1340964.939 | 1380858.052 | 1445199.747 | 1576015.859 | 1695691.049 | 1796521.232 | 1834315.725 | 1912690.342 | 1998979.831 | 2111380.67 | 2320224.257 | 2529062.371 | 2720695.434 | 2840534.5 | 0 | 0 | 0 | 0 | 0 | 0 | 0 | 0 | 0 | 0 | 0 | 0 | 0 | 0 | 0 | 0 | 0 | 0 | 0 | 0 | 0 | 0 | 0 | 0 | 0.084322 | 0.024936 | 0.08837 | -0.1117 | 0.30729 | 0.080171 | 0.1124 | 0.166 | 0.048667 | 0.0013128 | 0.029316 | 0.045542 | 0.086653 | 0.07319 | 0.057762 | 0.020819 | 0.041839 | 0.044126 | 0.054705 | 0.094322 | 0.086185 | 0.073039 | 0.043105 | 0.072749
| 15 | 15714938.2513 | 0 | 13266899.1642 | 0 |  | 654837.5625 | 695778.5 | 706533.875 | 795881.25 | 779711.3125 | 1057090.5 | 1135377.875 | 1243216 | 1424744.143 | 1509252.759 | 1506698.314 | 1568115.427 | 1630071.872 | 1760011.234 | 1899310.549 | 1971760.732 | 2015363.475 | 2089995.967 | 2200775.956 | 2316739.295 | 2499551.007 | 2709153.121 | 2929145.934 | 3041305 | 654837.5625 | 695778.5 | 0 | 795881.25 | 0 | 0 | 0 | 0 | 0 | 0 | 0 | 0 | 0 | 0 | 0 | 0 | 0 | 0 | 0 | 0 | 0 | 0 | 0 | 0 | 0.060644 | 0.01534 | 0.11908 | -0.020526 | 0.30435 | 0.071445 | 0.090736 | 0.13629 | 0.057622 | -0.001694 | 0.039954 | 0.03875 | 0.076696 | 0.076171 | 0.037436 | 0.021873 | 0.036363 | 0.051648 | 0.051351 | 0.07595 | 0.080525 | 0.078075 | 0.037576 | 0.062848
| 16 | 14990617.1244 | 0 | 12615495.7069 | 0 |  | 630610.4375 | 670416.625 | 686475.75 | 762869.8125 | 734301.875 | 996978.875 | 1069083.875 | 1173278.125 | 1359151.393 | 1420826.759 | 1415171.564 | 1462653.802 | 1533284.497 | 1658355.109 | 1792440.799 | 1893882.482 | 1933464.975 | 2018522.717 | 2111880.081 | 2233869.045 | 2435552.257 | 2620242.371 | 2825200.684 | 2965183 | 0 | 0 | 0 | 0 | 0 | 0 | 0 | 0 | 0 | 0 | 0 | 0 | 0 | 0 | 0 | 0 | 0 | 0 | 0 | 0 | 0 | 0 | 0 | 0 | 0.061211 | 0.023672 | 0.10552 | -0.038167 | 0.30581 | 0.069828 | 0.093 | 0.14706 | 0.044378 | -0.0039882 | 0.033002 | 0.04716 | 0.078414 | 0.077752 | 0.055051 | 0.020685 | 0.043052 | 0.045213 | 0.056156 | 0.086438 | 0.073093 | 0.075313 | 0.048359 | 0.064034
| 17 | 14879423.3358 | 0 | 12538628.745 | 0 |  | 632348 | 671472.5625 | 677612.125 | 741472.0625 | 717798.0625 | 986350.0625 | 1067388.5 | 1173756.375 | 1364481.143 | 1432975.759 | 1436526.064 | 1465652.802 | 1532832.872 | 1656623.984 | 1773127.299 | 1876169.732 | 1917739.35 | 1984128.967 | 2066034.206 | 2176559.295 | 2385609.257 | 2590482.121 | 2797734.934 | 2916797 | 0 | 0 | 0 | 0 | 0 | 0 | 0 | 0 | 0 | 0 | 0 | 0 | 0 | 0 | 0 | 0 | 0 | 0 | 0 | 0 | 0 | 0 | 0 | 0 | 0.060033 | 0.0091019 | 0.090062 | -0.032449 | 0.31782 | 0.078959 | 0.094994 | 0.15057 | 0.048979 | 0.0024745 | 0.020073 | 0.044817 | 0.077664 | 0.067963 | 0.056487 | 0.021915 | 0.034033 | 0.040451 | 0.052114 | 0.091709 | 0.082389 | 0.076966 | 0.041676 | 0.066633
| 18 | 14657445.5718 | 0 | 12335043.4519 | 0 |  | 613182.8125 | 667557.125 | 679120.875 | 763518.4375 | 711390.5 | 960249.1875 | 1030709.375 | 1132764.375 | 1327163.018 | 1399798.134 | 1400379.689 | 1440152.927 | 1491636.872 | 1626856.609 | 1747144.049 | 1849830.982 | 1891161.1 | 1972782.217 | 2054086.331 | 2163637.545 | 2370478.257 | 2577533.121 | 2768264.684 | 2888991.25 | 0 | 0 | 0 | 0 | 0 | 0 | 0 | 0 | 0 | 0 | 0 | 0 | 0 | 0 | 0 | 0 | 0 | 0 | 0 | 0 | 0 | 0 | 0 | 0 | 0.084962 | 0.017174 | 0.11714 | -0.070716 | 0.29997 | 0.07081 | 0.094414 | 0.15838 | 0.053284 | 0.00041537 | 0.028006 | 0.035125 | 0.086776 | 0.071333 | 0.057112 | 0.022097 | 0.042254 | 0.040386 | 0.05196 | 0.091301 | 0.083741 | 0.071388 | 0.042687 | 0.067549
| 19 | 14555142.0193 | 0 | 12216350.7447 | 0 |  | 600453.25 | 657922.75 | 672196.625 | 746877.0625 | 686180.8125 | 923243.125 | 1004321.25 | 1123711.5 | 1316542.393 | 1388668.759 | 1382660.939 | 1429340.677 | 1497935.872 | 1627313.109 | 1748130.549 | 1848438.607 | 1890453.85 | 1979503.217 | 2061866.956 | 2173422.795 | 2384662.507 | 2590130.621 | 2790018.184 | 2916519.25 | 0 | 0 | 0 | 0 | 0 | 0 | 0 | 0 | 0 | 0 | 0 | 0 | 0 | 0 | 0 | 0 | 0 | 0 | 0 | 0 | 0 | 0 | 0 | 0 | 0.091403 | 0.021463 | 0.10535 | -0.084759 | 0.29675 | 0.084175 | 0.11233 | 0.15837 | 0.053337 | -0.0043357 | 0.033203 | 0.046875 | 0.082842 | 0.071617 | 0.055794 | 0.022476 | 0.046029 | 0.040766 | 0.052691 | 0.092754 | 0.082651 | 0.07434 | 0.044343 | 0.06829
| 20 | 15269395.3502 | 0 | 12826469.668 | 0 |  | 619171.75 | 660011.8125 | 666798 | 749237.125 | 718901.625 | 992902.625 | 1076406.625 | 1190846 | 1381981.643 | 1440677.759 | 1451412.064 | 1501760.802 | 1587141.872 | 1735881.984 | 1876468.299 | 1986547.607 | 2006350.85 | 2093380.717 | 2196565.706 | 2292250.545 | 2494366.007 | 2699499.871 | 2916344.184 | 3046628.25 | 0 | 0 | 0 | 0 | 0 | 0 | 0 | 0 | 0 | 0 | 0 | 0 | 0 | 0 | 0 | 0 | 0 | 0 | 0 | 0 | 0 | 0 | 0 | 0 | 0.063875 | 0.010229 | 0.11657 | -0.041331 | 0.32291 | 0.080751 | 0.10104 | 0.14885 | 0.041595 | 0.0074233 | 0.034101 | 0.055297 | 0.089581 | 0.077876 | 0.057007 | 0.0099193 | 0.042463 | 0.048115 | 0.042639 | 0.0845 | 0.079032 | 0.077264 | 0.043705 | 0.068389
| 21 | 15674856.0098 | 0 | 13140302.6029 | 0 |  | 645760.875 | 693684.8125 | 695727.25 | 775353.5 | 766314.1875 | 1009382.875 | 1099679.75 | 1198988.875 | 1396583.643 | 1468470.009 | 1488025.939 | 1539525.052 | 1607627.622 | 1733256.359 | 1898138.299 | 1995511.607 | 2053566.475 | 2156979.092 | 2267138.706 | 2382466.545 | 2587817.257 | 2799164.871 | 3030312.184 | 3157940.75 | 0 | 0 | 0 | 0 | 0 | 0 | 0 | 0 | 0 | 0 | 0 | 0 | 0 | 0 | 0 | 0 | 0 | 0 | 0 | 0 | 0 | 0 | 0 | 0 | 0.071588 | 0.00294 | 0.10836 | -0.011727 | 0.2755 | 0.08568 | 0.08646 | 0.15255 | 0.050192 | 0.013229 | 0.034024 | 0.043286 | 0.075242 | 0.090872 | 0.050027 | 0.028678 | 0.049131 | 0.04981 | 0.049618 | 0.082678 | 0.078506 | 0.079345 | 0.041255 | 0.05752
| 22 | 15505713.1709 | 0 | 13060238.1171 | 0 |  | 621227.9375 | 670510.75 | 684694.5 | 769777.375 | 751000.75 | 1007237.9375 | 1101900.625 | 1233570.625 | 1425148.018 | 1494090.009 | 1491144.689 | 1553412.052 | 1625457.872 | 1741172.359 | 1884053.799 | 1970497.607 | 2029223.1 | 2102279.342 | 2188110.956 | 2305503.045 | 2510058.757 | 2715975.371 | 2904787.684 | 3033774.5 | 0 | 0 | 0 | 0 | 0 | 0 | 0 | 0 | 0 | 0 | 0 | 0 | 0 | 0 | 0 | 0 | 0 | 0 | 0 | 0 | 0 | 0 | 0 | 0 | 0.076342 | 0.020933 | 0.11713 | -0.024695 | 0.29356 | 0.089825 | 0.11288 | 0.14436 | 0.047242 | -0.0019733 | 0.04091 | 0.045336 | 0.068769 | 0.078867 | 0.04486 | 0.029367 | 0.035369 | 0.040016 | 0.05226 | 0.085007 | 0.078845 | 0.067209 | 0.043447 | 0.0619
| 23 | 14645780.683 | 0 | 12270887.8095 | 0 |  | 599482.5625 | 654402.1875 | 663212.25 | 748401.5 | 677706.5625 | 914787.875 | 1003418.4375 | 1122726.75 | 1320777.893 | 1398704.134 | 1399629.189 | 1452792.427 | 1509086.747 | 1630504.984 | 1757881.049 | 1866671.732 | 1909237.1 | 2002560.217 | 2103995.081 | 2217241.795 | 2426549.257 | 2636561.371 | 2830988.434 | 2950187 | 0 | 0 | 0 | 0 | 0 | 0 | 0 | 0 | 0 | 0 | 0 | 0 | 0 | 0 | 0 | 0 | 0 | 0 | 0 | 0 | 0 | 0 | 0 | 0 | 0.087655 | 0.013373 | 0.12084 | -0.099225 | 0.29998 | 0.092476 | 0.11235 | 0.16246 | 0.057325 | 0.00066115 | 0.03728 | 0.038017 | 0.077385 | 0.075219 | 0.060048 | 0.022547 | 0.047723 | 0.049411 | 0.052426 | 0.090206 | 0.083005 | 0.07115 | 0.041243 | 0.070902
| 24 | 15903745.0648 | 0 | 13381524.3615 | 0 |  | 633471 | 676030.9375 | 690289.75 | 773642.5625 | 785909.0625 | 1069910.5 | 1167209.625 | 1287544.75 | 1467418.018 | 1523810.009 | 1532556.564 | 1586029.802 | 1645094.622 | 1758023.359 | 1906889.299 | 1988836.232 | 2073006.725 | 2159490.342 | 2244447.956 | 2344539.045 | 2558117.507 | 2776609.371 | 3024171.934 | 3164534.75 | 0 | 0 | 0 | 0 | 0 | 0 | 1167209.625 | 1287544.75 | 0 | 0 | 0 | 0 | 0 | 0 | 0 | 0 | 0 | 0 | 0 | 0 | 0 | 0 | 0 | 0 | 0.065025 | 0.020873 | 0.114 | 0.015731 | 0.30849 | 0.087041 | 0.098121 | 0.13077 | 0.037709 | 0.0057235 | 0.034297 | 0.036564 | 0.066392 | 0.081283 | 0.042076 | 0.04145 | 0.040872 | 0.038587 | 0.043629 | 0.087183 | 0.081959 | 0.085407 | 0.045369 | 0.061083
| 25 | 14918540.4659 | 0 | 12526398.3375 | 0 |  | 588481.75 | 653495.5 | 667974.25 | 753847.375 | 692366.5 | 949009.8125 | 1040063.5 | 1160266.375 | 1356523.268 | 1429092.509 | 1430751.189 | 1484800.302 | 1551415.247 | 1693770.359 | 1808239.174 | 1910003.482 | 1959104.1 | 2039878.092 | 2137928.706 | 2235191.045 | 2444101.507 | 2650972.621 | 2848722.684 | 2980150 | 0 | 0 | 0 | 0 | 0 | 0 | 0 | 0 | 0 | 0 | 0 | 0 | 0 | 0 | 0 | 0 | 0 | 0 | 0 | 0 | 0 | 0 | 0 | 0 | 0.10479 | 0.021914 | 0.12094 | -0.085074 | 0.3153 | 0.091618 | 0.10937 | 0.15628 | 0.052115 | 0.00116 | 0.037081 | 0.043887 | 0.087789 | 0.065397 | 0.054752 | 0.025382 | 0.040403 | 0.046947 | 0.044489 | 0.089351 | 0.081249 | 0.071944 | 0.045103 | 0.071466
| 26 | 14761320.4489 | 0 | 12400225.7298 | 0 |  | 592213.125 | 653122.1875 | 666767.8125 | 751898.75 | 691326.625 | 939686.9375 | 1027544.0625 | 1139558.5 | 1340928.768 | 1413139.884 | 1413605.564 | 1458583.552 | 1529369.122 | 1659171.234 | 1789394.299 | 1900758.232 | 1935399.225 | 2014348.342 | 2100907.081 | 2214269.295 | 2422694.757 | 2619823.871 | 2810993.684 | 2925925.5 | 0 | 0 | 0 | 0 | 0 | 0 | 0 | 0 | 0 | 0 | 0 | 0 | 0 | 0 | 0 | 0 | 0 | 0 | 0 | 0 | 0 | 0 | 0 | 0 | 0.097898 | 0.020678 | 0.12016 | -0.083989 | 0.30693 | 0.08938 | 0.10347 | 0.16272 | 0.052452 | 0.00032948 | 0.031322 | 0.04739 | 0.081463 | 0.075559 | 0.060376 | 0.018061 | 0.039982 | 0.042073 | 0.052553 | 0.089958 | 0.078227 | 0.070431 | 0.040073 | 0.070431
| 27 | 14832330.3177 | 0 | 12478170.7823 | 0 |  | 625194.125 | 662196.8125 | 674355.5625 | 754707.125 | 702628.625 | 950418.1875 | 1031003.625 | 1157958 | 1344426.143 | 1415535.509 | 1416169.189 | 1473729.177 | 1537975.997 | 1668657.484 | 1781164.799 | 1882508.857 | 1922852.975 | 2012374.467 | 2098433.081 | 2209688.545 | 2402869.007 | 2616267.621 | 2807832.184 | 2922701.75 | 0 | 0 | 0 | 0 | 0 | 0 | 0 | 0 | 0 | 0 | 0 | 0 | 0 | 0 | 0 | 0 | 0 | 0 | 0 | 0 | 0 | 0 | 0 | 0 | 0.057501 | 0.018195 | 0.11257 | -0.071501 | 0.30207 | 0.081386 | 0.11613 | 0.14931 | 0.051541 | 0.00044756 | 0.039841 | 0.042671 | 0.081552 | 0.065248 | 0.055338 | 0.021205 | 0.045505 | 0.041876 | 0.051661 | 0.083812 | 0.085085 | 0.070664 | 0.040096 | 0.067254
| 28 | 14634515.0108 | 0 | 12287415.3961 | 0 |  | 616795.4375 | 655943.125 | 666321.0625 | 737237.6875 | 717956.5625 | 962357.8125 | 1027494.75 | 1132089.75 | 1321033.143 | 1390993.384 | 1388716.064 | 1425483.052 | 1486887.372 | 1623988.484 | 1751761.174 | 1851766.357 | 1899820.85 | 1987196.217 | 2056291.706 | 2159807.295 | 2381803.257 | 2589135.871 | 2811873.184 | 2939639.25 | 0 | 0 | 0 | 0 | 0 | 0 | 0 | 0 | 0 | 0 | 0 | 0 | 0 | 0 | 0 | 0 | 0 | 0 | 0 | 0 | 0 | 0 | 0 | 0 | 0.061537 | 0.015698 | 0.10114 | -0.026501 | 0.29298 | 0.065493 | 0.096942 | 0.15435 | 0.051604 | -0.0016385 | 0.026131 | 0.042174 | 0.0882 | 0.075737 | 0.055518 | 0.02562 | 0.044965 | 0.03418 | 0.049115 | 0.097839 | 0.083466 | 0.082527 | 0.044436 | 0.062379
| 29 | 14984934.9524 | 0 | 12600304.3808 | 0 |  | 609811.625 | 662600.4375 | 676530.375 | 750413.875 | 722763.875 | 982705.0625 | 1062107.125 | 1166683 | 1365185.018 | 1431871.009 | 1436019.314 | 1484167.052 | 1544269.747 | 1666536.109 | 1802804.049 | 1897435.482 | 1946790.725 | 2040702.592 | 2123076.581 | 2232173.545 | 2425496.007 | 2633112.871 | 2850020.684 | 2984125.25 | 0 | 0 | 0 | 0 | 0 | 0 | 0 | 0 | 0 | 0 | 0 | 0 | 0 | 0 | 0 | 0 | 0 | 0 | 0 | 0 | 0 | 0 | 0 | 0 | 0.083022 | 0.020805 | 0.10365 | -0.037542 | 0.30723 | 0.077701 | 0.09391 | 0.15713 | 0.047692 | 0.0028929 | 0.032979 | 0.039697 | 0.076196 | 0.078596 | 0.05116 | 0.025679 | 0.047112 | 0.039572 | 0.05011 | 0.08306 | 0.082131 | 0.07916 | 0.04598 | 0.064776
| 30 | 15863393.1605 | 0 | 13352971.7602 | 0 |  | 651377.3125 | 677885.75 | 688003.3125 | 758477.5625 | 792294.1875 | 1084285.625 | 1165936.375 | 1265732.75 | 1447109.018 | 1506354.884 | 1505396.439 | 1560526.177 | 1635150.122 | 1769216.484 | 1910717.549 | 2017256.357 | 2070178.475 | 2160465.092 | 2236832.706 | 2350797.545 | 2558831.007 | 2769101.621 | 3030807.684 | 3105705 | 0 | 0 | 0 | 0 | 0 | 1084285.625 | 0 | 0 | 0 | 0 | 0 | 0 | 0 | 0 | 0 | 0 | 0 | 0 | 0 | 0 | 0 | 0 | 0 | 0 | 0.03989 | 0.014815 | 0.09752 | 0.04362 | 0.31374 | 0.072603 | 0.082127 | 0.13392 | 0.040125 | -0.00063647 | 0.035967 | 0.046712 | 0.078802 | 0.076942 | 0.054259 | 0.025896 | 0.042689 | 0.034737 | 0.049694 | 0.084796 | 0.078972 | 0.090306 | 0.024412 | 0.061809
| 31 | 14538225.2896 | 0 | 12195497.1054 | 0 |  | 600140.5 | 655014.375 | 667635.5 | 743000.6875 | 669980 | 907924.8125 | 994384 | 1116174.75 | 1314292.768 | 1392004.259 | 1389097.689 | 1433958.927 | 1501167.372 | 1626555.359 | 1748815.799 | 1858884.732 | 1896121.975 | 1982398.467 | 2076249.956 | 2188586.045 | 2391250.007 | 2595165.871 | 2796556.184 | 2915536.25 | 0 | 0 | 0 | 0 | 0 | 0 | 0 | 0 | 0 | 0 | 0 | 0 | 0 | 0 | 0 | 0 | 0 | 0 | 0 | 0 | 0 | 0 | 0 | 0 | 0.087493 | 0.019085 | 0.10695 | -0.10345 | 0.30391 | 0.090962 | 0.11554 | 0.16339 | 0.057446 | -0.0020902 | 0.031785 | 0.045804 | 0.080221 | 0.072474 | 0.061038 | 0.019834 | 0.044497 | 0.046256 | 0.052692 | 0.088561 | 0.081834 | 0.074738 | 0.041665 | 0.07173
| 32 | 14285126.9205 | 0 | 11990854.8452 | 0 |  | 585320.5625 | 639040.25 | 652772.75 | 728695.75 | 672417.6875 | 921589.25 | 995293.5625 | 1112949.875 | 1302876.268 | 1363735.884 | 1365357.564 | 1408592.427 | 1471061.372 | 1594043.359 | 1708543.424 | 1806555.482 | 1844140.975 | 1933225.592 | 2015302.956 | 2133570.295 | 2335577.257 | 2541071.371 | 2740690.184 | 2861199.75 | 0 | 0 | 0 | 0 | 0 | 0 | 0 | 0 | 0 | 0 | 0 | 0 | 0 | 0 | 0 | 0 | 0 | 0 | 0 | 0 | 0 | 0 | 0 | 0 | 0.087808 | 0.021262 | 0.11003 | -0.080377 | 0.31522 | 0.076938 | 0.11173 | 0.15756 | 0.045654 | 0.0011884 | 0.031175 | 0.043393 | 0.08029 | 0.069367 | 0.055781 | 0.020592 | 0.047176 | 0.04158 | 0.057027 | 0.090462 | 0.084327 | 0.075624 | 0.043031 | 0.070597
| 33 | 14284886.2412 | 0 | 12025542.4279 | 0 |  | 606749.625 | 652303.625 | 662350.125 | 750782.75 | 701176.25 | 932374.8125 | 1000042.5625 | 1108735.125 | 1302414.768 | 1363337.509 | 1362370.189 | 1404735.677 | 1456514.747 | 1568797.984 | 1689883.299 | 1789134.982 | 1827946.6 | 1921831.467 | 2005248.706 | 2109215.17 | 2297125.757 | 2505609.871 | 2699543.934 | 2816875.5 | 0 | 0 | 0 | 0 | 0 | 0 | 0 | 0 | 0 | 0 | 0 | 0 | 0 | 0 | 0 | 0 | 0 | 0 | 0 | 0 | 0 | 0 | 0 | 0 | 0.072394 | 0.015284 | 0.12532 | -0.068357 | 0.28498 | 0.070063 | 0.10318 | 0.161 | 0.045716 | -0.00070978 | 0.030623 | 0.036197 | 0.074263 | 0.07435 | 0.057073 | 0.021461 | 0.050085 | 0.042489 | 0.050548 | 0.085343 | 0.086873 | 0.074551 | 0.042545 | 0.065444
| 34 | 14437086.0914 | 0 | 12159278.5309 | 0 |  | 626829.375 | 672690.6875 | 682663 | 755533.3125 | 726218.75 | 973580.0625 | 1043580.625 | 1131711.375 | 1309772.268 | 1371265.634 | 1380759.314 | 1411747.927 | 1448255.122 | 1565243.984 | 1675467.049 | 1780835.107 | 1814013.475 | 1905005.092 | 1988836.956 | 2101225.295 | 2309143.507 | 2506690.121 | 2735476.684 | 2855519 | 0 | 0 | 0 | 0 | 0 | 0 | 0 | 0 | 0 | 0 | 0 | 0 | 0 | 0 | 0 | 0 | 0 | 0 | 0 | 0 | 0 | 0 | 0 | 0 | 0.070611 | 0.014716 | 0.10142 | -0.039573 | 0.29313 | 0.069433 | 0.081073 | 0.14612 | 0.045881 | 0.0068994 | 0.022195 | 0.025531 | 0.077682 | 0.06805 | 0.06099 | 0.018459 | 0.048943 | 0.043065 | 0.054971 | 0.094356 | 0.082087 | 0.087343 | 0.042948 | 0.062583
| 35 | 15844558.315 | 0 | 13397099.6081 | 0 |  | 654780.0625 | 697453.125 | 710150.4375 | 797848.4375 | 795913.4375 | 1068416.125 | 1155366.125 | 1257691.875 | 1439055.768 | 1521502.009 | 1541298.064 | 1586451.802 | 1654102.872 | 1778701.109 | 1905277.299 | 2019755.607 | 2032695.6 | 2103389.467 | 2207935.706 | 2310234.795 | 2524459.507 | 2705614.621 | 2922423.934 | 3019132 | 654780.0625 | 697453.125 | 710150.4375 | 797848.4375 | 0 | 0 | 0 | 0 | 0 | 0 | 0 | 0 | 0 | 0 | 0 | 0 | 0 | 0 | 0 | 0 | 0 | 0 | 0 | 0 | 0.063136 | 0.018042 | 0.11644 | -0.0024282 | 0.29444 | 0.07824 | 0.084861 | 0.13471 | 0.055711 | 0.012927 | 0.028875 | 0.041759 | 0.072625 | 0.068744 | 0.058349 | 0.0063863 | 0.034187 | 0.048508 | 0.045291 | 0.088678 | 0.069302 | 0.077084 | 0.032556 | 0.059927
| 36 | 15770281.2129 | 0 | 13315355.0859 | 0 |  | 640655.125 | 672297.4375 | 685957.125 | 777759.5 | 758545.75 | 1047389.125 | 1144138.625 | 1258451.125 | 1454409.143 | 1521184.384 | 1535599.814 | 1579826.052 | 1650726.747 | 1761559.109 | 1914718.549 | 2022824.107 | 2067291.35 | 2149832.342 | 2233669.456 | 2329162.545 | 2522654.507 | 2704377.871 | 2928179.934 | 3054222.75 | 0 | 0 | 0 | 0 | 0 | 0 | 0 | 0 | 0 | 0 | 0 | 0 | 0 | 0 | 0 | 0 | 0 | 0 | 0 | 0 | 0 | 0 | 0 | 0 | 0.04821 | 0.020114 | 0.1256 | -0.025014 | 0.32265 | 0.088352 | 0.09523 | 0.14472 | 0.04489 | 0.0094318 | 0.028394 | 0.043901 | 0.064984 | 0.083371 | 0.054924 | 0.021745 | 0.039151 | 0.038256 | 0.041863 | 0.079803 | 0.06956 | 0.079509 | 0.042144 | 0.066931
| 37 | 14033866.4948 | 0 | 11795723.7755 | 0 |  | 610167.5625 | 650054.25 | 657633.625 | 720735.5625 | 663034.25 | 906771 | 976488.4375 | 1086208.125 | 1265993.018 | 1328633.884 | 1335031.439 | 1372959.427 | 1438083.997 | 1553902.234 | 1676272.799 | 1762202.107 | 1797600.35 | 1883870.217 | 1965814.456 | 2078999.67 | 2277294.757 | 2482966.621 | 2670246.184 | 2791580 | 0 | 0 | 0 | 0 | 0 | 0 | 0 | 0 | 0 | 0 | 0 | 0 | 0 | 0 | 0 | 0 | 0 | 0 | 0 | 0 | 0 | 0 | 0 | 0 | 0.063322 | 0.011592 | 0.091624 | -0.083446 | 0.31306 | 0.074073 | 0.10649 | 0.15316 | 0.048294 | 0.0048036 | 0.028014 | 0.046343 | 0.077458 | 0.075803 | 0.049991 | 0.019888 | 0.046876 | 0.042578 | 0.05598 | 0.091101 | 0.086466 | 0.072717 | 0.044437 | 0.069861
| 38 | 14262331.4163 | 0 | 11979461.0391 | 0 |  | 607547.375 | 655450.4375 | 664930.3125 | 731364.625 | 670866.5 | 910401.75 | 984705.6875 | 1096113.875 | 1292610.518 | 1363557.634 | 1359900.689 | 1398559.427 | 1462040.747 | 1575988.859 | 1694546.049 | 1805915.482 | 1844129.85 | 1932460.342 | 2008418.456 | 2124028.17 | 2322175.507 | 2525252.871 | 2724763.684 | 2855295 | 0 | 0 | 0 | 0 | 0 | 0 | 0 | 0 | 0 | 0 | 0 | 0 | 0 | 0 | 0 | 0 | 0 | 0 | 0 | 0 | 0 | 0 | 0 | 0 | 0.075893 | 0.01436 | 0.09523 | -0.086342 | 0.30532 | 0.078457 | 0.10718 | 0.16489 | 0.053433 | -0.0026855 | 0.028031 | 0.044391 | 0.07505 | 0.072532 | 0.063653 | 0.02094 | 0.046786 | 0.038554 | 0.055967 | 0.08919 | 0.083837 | 0.07604 | 0.046793 | 0.0698
| 39 | 14177719.2862 | 0 | 11891547.5147 | 0 |  | 590520.625 | 649324.625 | 659960.0625 | 734010.6875 | 663669.375 | 896872 | 976317.375 | 1091295.25 | 1286618.268 | 1354441.884 | 1351187.814 | 1389935.802 | 1451986.372 | 1575337.734 | 1687255.174 | 1787589.232 | 1824758.85 | 1915756.342 | 2002403.706 | 2122685.045 | 2327386.507 | 2536326.871 | 2727901.684 | 2849522 | 0 | 0 | 0 | 0 | 0 | 0 | 0 | 0 | 0 | 0 | 0 | 0 | 0 | 0 | 0 | 0 | 0 | 0 | 0 | 0 | 0 | 0 | 0 | 0 | 0.094928 | 0.016247 | 0.10634 | -0.10074 | 0.30113 | 0.084875 | 0.11133 | 0.16465 | 0.051372 | -0.0024054 | 0.028273 | 0.043675 | 0.081537 | 0.068633 | 0.057765 | 0.02058 | 0.048665 | 0.044236 | 0.058334 | 0.092064 | 0.085971 | 0.072816 | 0.043619 | 0.071251
| 40 | 14994003.3143 | 0 | 12581302.5672 | 0 |  | 612360.875 | 666207.1875 | 676221.875 | 767952.875 | 718262.5 | 965171.4375 | 1046183.9375 | 1155231.5 | 1345052.018 | 1407736.009 | 1415908.564 | 1476444.802 | 1539378.372 | 1672323.609 | 1810801.799 | 1919575.607 | 1957731.975 | 2049105.217 | 2149931.456 | 2255469.295 | 2460622.007 | 2670922.371 | 2882287.184 | 3004778.5 | 0 | 0 | 0 | 0 | 0 | 0 | 0 | 0 | 0 | 0 | 0 | 0 | 0 | 0 | 0 | 0 | 0 | 0 | 0 | 0 | 0 | 0 | 0 | 0 | 0.084279 | 0.014921 | 0.12721 | -0.066893 | 0.29547 | 0.080599 | 0.099152 | 0.15213 | 0.04555 | 0.0057887 | 0.041866 | 0.041742 | 0.082835 | 0.079556 | 0.058334 | 0.019683 | 0.045617 | 0.048033 | 0.047922 | 0.087056 | 0.08201 | 0.07616 | 0.04162 | 0.066008
| 41 | 16718283.8803 | 16718283.8803 | 14098018.1056 | 14098018.1056 |  | 626218.625 | 679188.6875 | 700533.875 | 779853.25 | 825431.25 | 1142271.625 | 1240932.25 | 1326842.625 | 1538077.643 | 1652560.134 | 1656279.439 | 1679291.802 | 1743036.497 | 1902170.734 | 2044616.299 | 2141607.982 | 2214772.35 | 2302557.842 | 2369545.956 | 2482485.795 | 2688424.257 | 2904890.871 | 3132322.684 | 3236546.5 | 0 | 0 | 0 | 0 | 825431.25 | 1142271.625 | 1240932.25 | 1326842.625 | 1538077.643 | 1652560.134 | 1656279.439 | 1679291.802 | 1743036.497 | 1902170.734 | 2044616.299 | 2141607.982 | 2214772.35 | 2302557.842 | 2369545.956 | 2482485.795 | 2688424.257 | 2904890.871 | 3132322.684 | 3236546.5 | 0.081199 | 0.030944 | 0.10726 | 0.0568 | 0.32487 | 0.082844 | 0.066939 | 0.14773 | 0.071792 | 0.0022481 | 0.013798 | 0.037257 | 0.087367 | 0.072214 | 0.046347 | 0.033593 | 0.038871 | 0.028678 | 0.046562 | 0.079695 | 0.077441 | 0.075379 | 0.032732 | 0.064014
| 42 | 17112851.8031 | 17112851.8031 | 14383796.8194 | 14383796.8194 |  | 648237.625 | 693708.1875 | 706955.5 | 787849.5625 | 834484.625 | 1141511.375 | 1270750.25 | 1379397 | 1559563.518 | 1649906.134 | 1701278.064 | 1745808.302 | 1802579.747 | 1927531.734 | 2093993.049 | 2173473.857 | 2250252.85 | 2355155.342 | 2411101.706 | 2569169.795 | 2796909.757 | 3003126.621 | 3252464.184 | 3410954 | 0 | 0 | 0 | 787849.5625 | 834484.625 | 1141511.375 | 1270750.25 | 1379397 | 1559563.518 | 1649906.134 | 1701278.064 | 1745808.302 | 1802579.747 | 1927531.734 | 2093993.049 | 2173473.857 | 2250252.85 | 2355155.342 | 2411101.706 | 2569169.795 | 2796909.757 | 3003126.621 | 3252464.184 | 3410954 | 0.067794 | 0.018916 | 0.10834 | 0.057507 | 0.31329 | 0.10725 | 0.082039 | 0.12276 | 0.056312 | 0.030661 | 0.025838 | 0.032001 | 0.067021 | 0.082833 | 0.037254 | 0.034716 | 0.045564 | 0.023477 | 0.063499 | 0.084932 | 0.071139 | 0.079759 | 0.047579 | 0.05988
| 43 | 15086947.4092 | 0 | 12713518.6693 | 0 |  | 615380.125 | 676734.125 | 686226 | 768645.0625 | 719147.4375 | 975884.375 | 1071816.375 | 1182948.25 | 1382677.018 | 1448728.509 | 1447713.439 | 1501300.802 | 1561340.622 | 1698755.734 | 1821603.049 | 1917437.107 | 1950093.35 | 2035850.842 | 2122710.456 | 2236997.295 | 2431965.507 | 2637419.871 | 2828406.434 | 2937960.25 | 0 | 0 | 0 | 0 | 0 | 0 | 0 | 0 | 0 | 0 | 0 | 0 | 0 | 0 | 0 | 0 | 0 | 0 | 0 | 0 | 0 | 0 | 0 | 0 | 0.095038 | 0.013929 | 0.11342 | -0.066563 | 0.30528 | 0.093766 | 0.098655 | 0.15601 | 0.046665 | -0.00070091 | 0.036347 | 0.039213 | 0.084351 | 0.069821 | 0.051273 | 0.016888 | 0.043037 | 0.04178 | 0.052441 | 0.083565 | 0.081101 | 0.069912 | 0.038002 | 0.068262
| 44 | 14210044.9632 | 0 | 11948786.5235 | 0 |  | 607608.875 | 650976 | 669735.125 | 734403 | 683997.125 | 918349.8125 | 984345.0625 | 1099155.5 | 1292882.768 | 1361541.134 | 1350641.314 | 1395235.427 | 1448005.997 | 1563373.359 | 1688181.549 | 1787268.982 | 1824790.475 | 1911125.967 | 1991270.456 | 2101542.42 | 2299983.007 | 2501951.621 | 2703610.934 | 2822860.25 | 0 | 0 | 0 | 0 | 0 | 0 | 0 | 0 | 0 | 0 | 0 | 0 | 0 | 0 | 0 | 0 | 0 | 0 | 0 | 0 | 0 | 0 | 0 | 0 | 0.068941 | 0.02841 | 0.092176 | -0.071104 | 0.29462 | 0.069398 | 0.11032 | 0.16233 | 0.051743 | -0.0080377 | 0.032484 | 0.037124 | 0.076658 | 0.076806 | 0.057037 | 0.020776 | 0.046227 | 0.04108 | 0.053899 | 0.09023 | 0.084169 | 0.077517 | 0.043162 | 0.06645
| 45 | 14436867.2575 | 0 | 12108392.987 | 0 |  | 609132.25 | 670299.1875 | 674243.625 | 754445.625 | 675619.1875 | 912884.5625 | 987495.0625 | 1087197 | 1282868.393 | 1355133.384 | 1355514.189 | 1403713.427 | 1471906.497 | 1601555.109 | 1730191.674 | 1830370.982 | 1880108.85 | 1979135.967 | 2078219.706 | 2189299.795 | 2378898.507 | 2584865.371 | 2774492.934 | 2894226 | 0 | 0 | 0 | 0 | 0 | 0 | 0 | 0 | 0 | 0 | 0 | 0 | 0 | 0 | 0 | 0 | 0 | 0 | 0 | 0 | 0 | 0 | 0 | 0 | 0.095689 | 0.0058673 | 0.11239 | -0.11035 | 0.30098 | 0.078562 | 0.096187 | 0.1655 | 0.054801 | 0.00028097 | 0.03494 | 0.047437 | 0.084417 | 0.077257 | 0.056286 | 0.026811 | 0.051331 | 0.048851 | 0.05207 | 0.083056 | 0.083036 | 0.070795 | 0.04225 | 0.071853
| 46 | 15622126.8406 | 0 | 13100234.9003 | 0 |  | 600821.9375 | 658374.3125 | 667532.4375 | 751092.125 | 723037.1875 | 1005301.5 | 1112036.5 | 1244581.75 | 1437514.143 | 1507494.259 | 1506571.564 | 1542513.677 | 1616653.747 | 1761998.859 | 1897051.674 | 1993619.607 | 2068014.225 | 2157761.342 | 2259602.456 | 2400388.795 | 2603415.007 | 2792814.371 | 3003194.934 | 3111330 | 0 | 0 | 0 | 0 | 0 | 0 | 0 | 0 | 0 | 0 | 0 | 0 | 0 | 0 | 0 | 0 | 0 | 0 | 0 | 0 | 0 | 0 | 0 | 0 | 0.091475 | 0.013814 | 0.11794 | -0.038068 | 0.32958 | 0.10091 | 0.11261 | 0.14412 | 0.047534 | -0.00061226 | 0.023577 | 0.046945 | 0.08609 | 0.073852 | 0.049651 | 0.036637 | 0.042482 | 0.046118 | 0.060442 | 0.081193 | 0.070226 | 0.072627 | 0.035374 | 0.069386
| 47 | 15246599.247 | 0 | 12863065.9022 | 0 |  | 620122.6875 | 666336.4375 | 671327.75 | 758630.5625 | 738704.6875 | 1007369.4375 | 1088506.125 | 1198388.25 | 1397052.143 | 1465623.509 | 1469888.564 | 1527659.802 | 1596345.122 | 1714116.859 | 1864676.049 | 1948918.107 | 1986102.725 | 2080000.967 | 2149868.956 | 2243840.295 | 2449226.757 | 2633128.621 | 2848496.684 | 2951162.5 | 0 | 0 | 0 | 0 | 0 | 0 | 0 | 0 | 0 | 0 | 0 | 0 | 0 | 0 | 0 | 0 | 0 | 0 | 0 | 0 | 0 | 0 | 0 | 0 | 0.071877 | 0.0074628 | 0.12226 | -0.026617 | 0.3102 | 0.077464 | 0.096171 | 0.15339 | 0.047916 | 0.0029058 | 0.03855 | 0.04398 | 0.071181 | 0.084189 | 0.044187 | 0.0189 | 0.046194 | 0.033039 | 0.042782 | 0.087584 | 0.0724 | 0.078619 | 0.035408 | 0.06594
| 48 | 14450530.793 | 0 | 12129593.8814 | 0 |  | 594610.375 | 659294.8125 | 664172.75 | 748131.5 | 671374.9375 | 913334.1875 | 995041.125 | 1115334 | 1314747.893 | 1376888.134 | 1373042.564 | 1418858.427 | 1481256.747 | 1609326.859 | 1738656.799 | 1840802.732 | 1876380.475 | 1962769.842 | 2048099.581 | 2175265.295 | 2380649.257 | 2574499.621 | 2762582.434 | 2878709 | 0 | 0 | 0 | 0 | 0 | 0 | 0 | 0 | 0 | 0 | 0 | 0 | 0 | 0 | 0 | 0 | 0 | 0 | 0 | 0 | 0 | 0 | 0 | 0 | 0.10326 | 0.0073715 | 0.11904 | -0.10825 | 0.30777 | 0.085682 | 0.11413 | 0.16449 | 0.046181 | -0.0027969 | 0.032823 | 0.043038 | 0.082925 | 0.077297 | 0.057089 | 0.019143 | 0.045012 | 0.042556 | 0.060238 | 0.090223 | 0.078282 | 0.070511 | 0.041176 | 0.074024
| 49 | 14470028.2304 | 0 | 12179062.2328 | 0 |  | 627680.625 | 669368.1875 | 675846.5625 | 749689.9375 | 695445.9375 | 941144.375 | 1020645.375 | 1127539.75 | 1310994.893 | 1372358.009 | 1370144.939 | 1413190.927 | 1475344.372 | 1593947.609 | 1721834.549 | 1825719.482 | 1854661.85 | 1934011.467 | 2022286.831 | 2139784.795 | 2341894.257 | 2542099.621 | 2731140.934 | 2845848.75 | 0 | 0 | 0 | 0 | 0 | 0 | 0 | 0 | 0 | 0 | 0 | 0 | 0 | 0 | 0 | 0 | 0 | 0 | 0 | 0 | 0 | 0 | 0 | 0 | 0.064303 | 0.0096318 | 0.10369 | -0.075106 | 0.30254 | 0.081094 | 0.099603 | 0.15075 | 0.045744 | -0.0016139 | 0.030934 | 0.043041 | 0.077322 | 0.077177 | 0.058584 | 0.015728 | 0.041894 | 0.044633 | 0.056476 | 0.090255 | 0.08203 | 0.071729 | 0.041142 | 0.067824
| 50 | 14443381.0439 | 0 | 12155865.1371 | 0 |  | 607548 | 656493.875 | 678441.3125 | 738786.625 | 696960.0625 | 937513.375 | 1006857.5 | 1115237.125 | 1307645.143 | 1377920.884 | 1376756.314 | 1415486.927 | 1487133.622 | 1609742.859 | 1731446.799 | 1826018.232 | 1862119.1 | 1950272.467 | 2035666.331 | 2137610.795 | 2344720.507 | 2535125.121 | 2721019.184 | 2843814.5 | 0 | 0 | 0 | 0 | 0 | 0 | 0 | 0 | 0 | 0 | 0 | 0 | 0 | 0 | 0 | 0 | 0 | 0 | 0 | 0 | 0 | 0 | 0 | 0 | 0.077482 | 0.032885 | 0.085211 | -0.058281 | 0.2965 | 0.071358 | 0.10223 | 0.15916 | 0.052348 | -0.00084552 | 0.027743 | 0.049377 | 0.079224 | 0.072883 | 0.05318 | 0.019577 | 0.046254 | 0.042854 | 0.048866 | 0.092477 | 0.078077 | 0.070764 | 0.04414 | 0.064551
| 51 | 13664285.9086 | 0 | 11274169.7043 | 0 |  | 430256.6875 | 538808.9375 | 553384 | 579748.6875 | 627049.75 | 817054.4375 | 882069.9375 | 1015220.625 | 1218484.518 | 1281059.009 | 1313223.064 | 1359113.302 | 1423231.122 | 1602948.984 | 1710205.424 | 1816138.857 | 1895796.35 | 1996198.467 | 2104534.706 | 2242581.545 | 2445341.257 | 2666213.871 | 2834932.184 | 2965737 | 0 | 0 | 0 | 0 | 0 | 0 | 0 | 0 | 0 | 0 | 0 | 0 | 0 | 0 | 0 | 0 | 0 | 0 | 0 | 0 | 0 | 0 | 0 | 0 | 0.22498 | 0.026691 | 0.046543 | 0.078431 | 0.26468 | 0.076566 | 0.14059 | 0.1825 | 0.050079 | 0.024797 | 0.034348 | 0.046097 | 0.11892 | 0.064768 | 0.060099 | 0.042926 | 0.051606 | 0.05285 | 0.063533 | 0.086557 | 0.086475 | 0.061359 | 0.045108 | 0.062914
| 52 | 14981397.018 | 0 | 12632075.9095 | 0 |  | 614877.5 | 656043.625 | 671373.4375 | 749780.25 | 714321.375 | 981956.75 | 1071005.625 | 1200947 | 1389563.268 | 1441748.634 | 1443730.939 | 1493676.552 | 1561722.872 | 1676676.234 | 1806949.674 | 1898437.482 | 1934673.35 | 2017787.592 | 2101823.956 | 2215704.295 | 2413209.757 | 2603404.121 | 2795877.934 | 2913173.5 | 0 | 0 | 0 | 0 | 0 | 0 | 0 | 0 | 0 | 0 | 0 | 0 | 0 | 0 | 0 | 0 | 0 | 0 | 0 | 0 | 0 | 0 | 0 | 0 | 0.064804 | 0.023098 | 0.11045 | -0.048447 | 0.31821 | 0.086806 | 0.11451 | 0.14588 | 0.036867 | 0.001374 | 0.03401 | 0.044549 | 0.071024 | 0.074827 | 0.049391 | 0.018907 | 0.042063 | 0.040804 | 0.052765 | 0.085387 | 0.075862 | 0.071326 | 0.041097 | 0.067838
| 53 | 14389720.3395 | 0 | 12078033.647 | 0 |  | 606907.6875 | 666308.5625 | 677954.4375 | 751650.25 | 670936.5625 | 905560.6875 | 983410.8125 | 1100421.875 | 1295044.768 | 1362637.259 | 1373016.064 | 1410844.802 | 1480063.997 | 1594571.109 | 1716727.799 | 1817198.857 | 1854099.475 | 1949055.467 | 2037746.456 | 2160698.045 | 2361721.757 | 2566348.371 | 2750772.434 | 2877231 | 0 | 0 | 0 | 0 | 0 | 0 | 0 | 0 | 0 | 0 | 0 | 0 | 0 | 0 | 0 | 0 | 0 | 0 | 0 | 0 | 0 | 0 | 0 | 0 | 0.093376 | 0.017327 | 0.10319 | -0.1136 | 0.29988 | 0.082473 | 0.11242 | 0.16285 | 0.050877 | 0.0075878 | 0.027179 | 0.047897 | 0.074519 | 0.073815 | 0.056876 | 0.020103 | 0.049946 | 0.0445 | 0.058587 | 0.08896 | 0.083093 | 0.069398 | 0.044947 | 0.071683
| 54 | 15264924.4518 | 0 | 12833092.9328 | 0 |  | 601031.125 | 670184.3125 | 688463.5625 | 763629.8125 | 719500.8125 | 984074.25 | 1061896.375 | 1176970 | 1380346.393 | 1463711.759 | 1476153.189 | 1534139.552 | 1603410.872 | 1724364.859 | 1854681.674 | 1950243.107 | 1993650.35 | 2086879.592 | 2177579.456 | 2295281.795 | 2503114.757 | 2694637.871 | 2894139.434 | 3009339.25 | 0 | 0 | 0 | 0 | 0 | 0 | 0 | 0 | 0 | 0 | 0 | 0 | 0 | 0 | 0 | 0 | 0 | 0 | 0 | 0 | 0 | 0 | 0 | 0 | 0.10891 | 0.02691 | 0.10362 | -0.059525 | 0.31314 | 0.07611 | 0.10289 | 0.15939 | 0.058641 | 0.008464 | 0.03853 | 0.044163 | 0.072726 | 0.072854 | 0.050241 | 0.022013 | 0.045703 | 0.042544 | 0.052642 | 0.08668 | 0.073728 | 0.071424 | 0.039033 | 0.067651
| 55 | 14845716.3143 | 0 | 12470780.0519 | 0 |  | 601986.9375 | 655831.1875 | 675853.625 | 744914.125 | 703013.6875 | 962180.1875 | 1039052.9375 | 1151757.75 | 1346117.518 | 1417121.509 | 1422045.064 | 1469229.802 | 1538997.872 | 1660516.484 | 1794254.174 | 1889346.607 | 1924902.1 | 2019338.092 | 2107158.081 | 2227275.045 | 2436258.507 | 2634892.621 | 2828848.434 | 2942720 | 0 | 0 | 0 | 0 | 0 | 0 | 0 | 0 | 0 | 0 | 0 | 0 | 0 | 0 | 0 | 0 | 0 | 0 | 0 | 0 | 0 | 0 | 0 | 0 | 0.085668 | 0.030073 | 0.097292 | -0.057893 | 0.31383 | 0.076863 | 0.10298 | 0.15594 | 0.051403 | 0.0034683 | 0.032642 | 0.046393 | 0.075997 | 0.077461 | 0.051642 | 0.018644 | 0.047895 | 0.04257 | 0.055439 | 0.089685 | 0.078379 | 0.071027 | 0.039465 | 0.067259
| 56 | 14895921.0336 | 0 | 12536604.6578 | 0 |  | 608961.1875 | 668477.25 | 676484.4375 | 748972.9375 | 702342.4375 | 966265.625 | 1054155.75 | 1175716.625 | 1360712.143 | 1422590.884 | 1426095.689 | 1467395.802 | 1526902.372 | 1663660.484 | 1797971.049 | 1904444.607 | 1949222.85 | 2025209.217 | 2104249.456 | 2211039.045 | 2418326.257 | 2613849.871 | 2809149.934 | 2931120.75 | 0 | 0 | 0 | 0 | 0 | 0 | 0 | 0 | 0 | 0 | 0 | 0 | 0 | 0 | 0 | 0 | 0 | 0 | 0 | 0 | 0 | 0 | 0 | 0 | 0.093248 | 0.011907 | 0.10179 | -0.064282 | 0.31902 | 0.087057 | 0.10914 | 0.14613 | 0.044472 | 0.0024606 | 0.028549 | 0.039752 | 0.085779 | 0.077639 | 0.057532 | 0.02324 | 0.038242 | 0.038286 | 0.049504 | 0.089613 | 0.077749 | 0.072058 | 0.042503 | 0.069628
| 57 | 14634925.125 | 0 | 12298695.3914 | 0 |  | 634446.375 | 687784.875 | 700647.0625 | 769758.5625 | 695585 | 931892.9375 | 1007446.125 | 1119262.625 | 1313544.393 | 1375189.634 | 1377748.439 | 1425136.302 | 1486591.997 | 1607869.234 | 1737454.299 | 1836240.107 | 1881976.35 | 1982907.842 | 2072913.956 | 2187168.295 | 2396263.507 | 2591084.871 | 2777405.434 | 2901813.5 | 0 | 0 | 0 | 0 | 0 | 0 | 0 | 0 | 0 | 0 | 0 | 0 | 0 | 0 | 0 | 0 | 0 | 0 | 0 | 0 | 0 | 0 | 0 | 0 | 0.080723 | 0.018528 | 0.094073 | -0.10132 | 0.29246 | 0.077956 | 0.10525 | 0.16006 | 0.045863 | 0.001859 | 0.033817 | 0.042219 | 0.078424 | 0.077511 | 0.055299 | 0.024602 | 0.052242 | 0.044391 | 0.053652 | 0.091303 | 0.078166 | 0.069441 | 0.043819 | 0.06856
| 58 | 15142433.1364 | 0 | 12777747.3382 | 0 |  | 620117.375 | 665823.6875 | 693159.8125 | 767492.875 | 758665.375 | 1024826.875 | 1094115 | 1193357.375 | 1402298.518 | 1476550.259 | 1457982.564 | 1494371.552 | 1561463.747 | 1681281.859 | 1800233.299 | 1889027.232 | 1932109.35 | 2015037.842 | 2107129.831 | 2227107.545 | 2424729.507 | 2618371.621 | 2812647.684 | 2941420.5 | 0 | 0 | 0 | 0 | 0 | 0 | 0 | 0 | 0 | 0 | 0 | 0 | 0 | 0 | 0 | 0 | 0 | 0 | 0 | 0 | 0 | 0 | 0 | 0 | 0.071116 | 0.040236 | 0.10187 | -0.011568 | 0.30072 | 0.065422 | 0.086825 | 0.16134 | 0.051596 | -0.012655 | 0.024652 | 0.043918 | 0.073933 | 0.06836 | 0.048146 | 0.02255 | 0.042026 | 0.044689 | 0.055377 | 0.085016 | 0.076833 | 0.071574 | 0.044766 | 0.062346
| 59 | 15055075.0355 | 0 | 12665896.1107 | 0 |  | 633378.9375 | 682231.625 | 699749.1875 | 763212.875 | 725893.5 | 976207.0625 | 1053841.875 | 1172354.875 | 1361295.893 | 1421056.634 | 1435180.814 | 1482696.802 | 1540907.872 | 1665024.859 | 1800805.924 | 1901354.607 | 1946915.225 | 2045226.842 | 2141454.456 | 2252135.045 | 2451014.507 | 2651467.621 | 2835958.684 | 2969846 | 0 | 0 | 0 | 0 | 0 | 0 | 0 | 0 | 0 | 0 | 0 | 0 | 0 | 0 | 0 | 0 | 0 | 0 | 0 | 0 | 0 | 0 | 0 | 0 | 0.0743 | 0.025353 | 0.086815 | -0.050134 | 0.29627 | 0.076523 | 0.10657 | 0.14942 | 0.042964 | 0.0098901 | 0.032572 | 0.038509 | 0.077468 | 0.078394 | 0.054332 | 0.02368 | 0.049263 | 0.045977 | 0.050393 | 0.084623 | 0.078611 | 0.067267 | 0.04613 | 0.062864
| 60 | 15841452.7319 | 0 | 13347500.5446 | 0 |  | 655297.25 | 693393.75 | 709082.125 | 776650.375 | 776237.3125 | 1070048.75 | 1155109 | 1269500.875 | 1453260.893 | 1504495.009 | 1511038.189 | 1562682.052 | 1640250.622 | 1759439.859 | 1894408.299 | 1991917.857 | 2044325.225 | 2135582.717 | 2225277.206 | 2353702.795 | 2567326.757 | 2754447.371 | 2971865.934 | 3092146.75 | 655297.25 | 0 | 709082.125 | 0 | 0 | 0 | 0 | 0 | 0 | 0 | 0 | 0 | 0 | 0 | 0 | 0 | 0 | 0 | 0 | 0 | 0 | 0 | 0 | 0 | 0.056509 | 0.022373 | 0.091019 | -0.00053199 | 0.321 | 0.076491 | 0.094429 | 0.13519 | 0.034647 | 0.0043397 | 0.033607 | 0.048445 | 0.070146 | 0.073911 | 0.050191 | 0.02597 | 0.043672 | 0.041142 | 0.056108 | 0.086875 | 0.070352 | 0.075973 | 0.039676 | 0.06334
| 61 | 17546782.6126 | 17546782.6126 | 14760154.586 | 14760154.586 |  | 671640.8125 | 713773.5625 | 731569.125 | 823467.25 | 875179.5 | 1192626.25 | 1301997.5 | 1396926.125 | 1587029.893 | 1661386.759 | 1680952.564 | 1762326.052 | 1835709.497 | 1993530.984 | 2138609.049 | 2251014.357 | 2313468.35 | 2444449.342 | 2528377.456 | 2634029.045 | 2862388.507 | 3082666.371 | 3323013.184 | 3454399.75 | 671640.8125 | 713773.5625 | 731569.125 | 823467.25 | 875179.5 | 1192626.25 | 1301997.5 | 1396926.125 | 1587029.893 | 1661386.759 | 1680952.564 | 1762326.052 | 1835709.497 | 1993530.984 | 2138609.049 | 2251014.357 | 2313468.35 | 2444449.342 | 2528377.456 | 2634029.045 | 2862388.507 | 3082666.371 | 3323013.184 | 3454399.75 | 0.060842 | 0.024626 | 0.11833 | 0.060905 | 0.30948 | 0.087742 | 0.070375 | 0.12759 | 0.045788 | 0.011708 | 0.047274 | 0.040796 | 0.082476 | 0.070248 | 0.051225 | 0.027367 | 0.055072 | 0.033758 | 0.040937 | 0.083142 | 0.074139 | 0.075077 | 0.038777 | 0.05907
| 62 | 15915306.1139 | 0 | 13389901.5304 | 0 |  | 607245.875 | 655086.9375 | 667113.125 | 763523.3125 | 764708.5 | 1058027.625 | 1161433.875 | 1295585.5 | 1459652.768 | 1541686.509 | 1556356.189 | 1608804.677 | 1674829.247 | 1796557.734 | 1932873.924 | 2030160.107 | 2075667.6 | 2171021.592 | 2280900.956 | 2375944.545 | 2582201.757 | 2784945.121 | 3013695.684 | 3152765 | 0 | 0 | 0 | 0 | 0 | 0 | 0 | 1295585.5 | 0 | 0 | 0 | 0 | 0 | 0 | 0 | 0 | 0 | 0 | 0 | 0 | 0 | 0 | 0 | 0 | 0.075834 | 0.018192 | 0.13498 | 0.0015511 | 0.32467 | 0.093249 | 0.10931 | 0.11924 | 0.054678 | 0.0094704 | 0.033144 | 0.04022 | 0.070161 | 0.073136 | 0.049107 | 0.022168 | 0.044915 | 0.049373 | 0.040825 | 0.083247 | 0.075586 | 0.078939 | 0.045113 | 0.064885
| 63 | 14751390.8005 | 0 | 12394106.5013 | 0 |  | 606368.875 | 661116.4375 | 673928.75 | 752545.5 | 689371.0625 | 940406.5 | 1030834.1875 | 1146682.625 | 1345812.393 | 1413096.759 | 1412882.564 | 1460776.427 | 1519950.497 | 1645841.734 | 1768722.549 | 1869357.232 | 1912983.35 | 1997812.967 | 2095853.206 | 2212435.545 | 2418077.007 | 2613039.371 | 2812162.184 | 2918892.75 | 0 | 0 | 0 | 0 | 0 | 0 | 0 | 0 | 0 | 0 | 0 | 0 | 0 | 0 | 0 | 0 | 0 | 0 | 0 | 0 | 0 | 0 | 0 | 0 | 0.086441 | 0.019194 | 0.11034 | -0.087682 | 0.31053 | 0.091811 | 0.1065 | 0.16012 | 0.048786 | -0.00015159 | 0.033336 | 0.03971 | 0.079574 | 0.072006 | 0.055337 | 0.023069 | 0.043389 | 0.047908 | 0.054133 | 0.088879 | 0.077541 | 0.07344 | 0.037251 | 0.070761
| 64 | 14295116.4916 | 0 | 12016434.2151 | 0 |  | 607249.1875 | 659483.125 | 669785.8125 | 742330.25 | 685695.125 | 928799.125 | 1000185.9375 | 1107666.625 | 1294188.643 | 1359656.134 | 1355805.564 | 1388035.552 | 1454924.372 | 1578139.734 | 1698980.924 | 1793444.857 | 1831839.85 | 1926773.092 | 2013760.706 | 2119255.795 | 2319885.757 | 2522407.621 | 2724803.684 | 2840209.5 | 0 | 0 | 0 | 0 | 0 | 0 | 0 | 0 | 0 | 0 | 0 | 0 | 0 | 0 | 0 | 0 | 0 | 0 | 0 | 0 | 0 | 0 | 0 | 0 | 0.082517 | 0.015502 | 0.10284 | -0.079361 | 0.30346 | 0.074049 | 0.10207 | 0.15563 | 0.049348 | -0.002836 | 0.023494 | 0.047064 | 0.081293 | 0.073782 | 0.05411 | 0.021183 | 0.050526 | 0.044157 | 0.051061 | 0.090453 | 0.083696 | 0.077183 | 0.041481 | 0.068514
| 65 | 17806711.1985 | 17806711.1985 | 15171138.9247 | 15171138.9247 |  | 787561.3125 | 788806.125 | 788848.25 | 873853.375 | 1023526.875 | 1327369.625 | 1389664.125 | 1461380.5 | 1621237.768 | 1680272.384 | 1704071.939 | 1761304.677 | 1838543.497 | 1950987.859 | 2077804.174 | 2183530.607 | 2245035.1 | 2348962.342 | 2417805.706 | 2503749.295 | 2698292.507 | 2902050.371 | 3149698.184 | 3286250.75 | 787561.3125 | 788806.125 | 788848.25 | 873853.375 | 1023526.875 | 1327369.625 | 1389664.125 | 1461380.5 | 1621237.768 | 1680272.384 | 1704071.939 | 1761304.677 | 1838543.497 | 1950987.859 | 2077804.174 | 2183530.607 | 2245035.1 | 2348962.342 | 2417805.706 | 2503749.295 | 2698292.507 | 2902050.371 | 3149698.184 | 3286250.75 | 0.0015793 | 5.3402e-05 | 0.10234 | 0.1581 | 0.25994 | 0.045863 | 0.050319 | 0.10381 | 0.035766 | 0.014065 | 0.033034 | 0.042919 | 0.059362 | 0.062976 | 0.049631 | 0.027778 | 0.045253 | 0.028887 | 0.034929 | 0.07483 | 0.072798 | 0.081889 | 0.042441 | 0.055746
| 66 | 14628040.0449 | 0 | 12298424.2642 | 0 |  | 615777.4375 | 661337.625 | 675605.9375 | 740593 | 698598.0625 | 949274.25 | 1014688.625 | 1133619.625 | 1324574.643 | 1387290.759 | 1389965.189 | 1434820.427 | 1500630.747 | 1624321.859 | 1753325.549 | 1850762.357 | 1895971.975 | 1989881.842 | 2083649.956 | 2193250.295 | 2387837.257 | 2584351.371 | 2771990.434 | 2892301.25 | 0 | 0 | 0 | 0 | 0 | 0 | 0 | 0 | 0 | 0 | 0 | 0 | 0 | 0 | 0 | 0 | 0 | 0 | 0 | 0 | 0 | 0 | 0 | 0 | 0.071379 | 0.021345 | 0.091841 | -0.058376 | 0.30662 | 0.066639 | 0.11083 | 0.15568 | 0.046261 | 0.001926 | 0.031761 | 0.044846 | 0.079205 | 0.076424 | 0.054083 | 0.024134 | 0.048344 | 0.046046 | 0.051263 | 0.085003 | 0.079087 | 0.070091 | 0.042487 | 0.066194
| 67 | 14542509.8118 | 0 | 12199598.245 | 0 |  | 602309.5 | 661704.875 | 683886.25 | 756400.125 | 694628.625 | 933050.625 | 1002642.5625 | 1118503.375 | 1311236.518 | 1377734.759 | 1382972.439 | 1416716.927 | 1478510.497 | 1604656.984 | 1728021.299 | 1824278.232 | 1871160.35 | 1974241.967 | 2073490.081 | 2187874.295 | 2387635.507 | 2597677.871 | 2798862.684 | 2915542.75 | 0 | 0 | 0 | 0 | 0 | 0 | 0 | 0 | 0 | 0 | 0 | 0 | 0 | 0 | 0 | 0 | 0 | 0 | 0 | 0 | 0 | 0 | 0 | 0 | 0.094048 | 0.032972 | 0.10078 | -0.085193 | 0.29508 | 0.071935 | 0.10935 | 0.15898 | 0.04947 | 0.0037945 | 0.024107 | 0.042693 | 0.081875 | 0.074067 | 0.054207 | 0.025374 | 0.053626 | 0.049049 | 0.053697 | 0.087373 | 0.084314 | 0.074595 | 0.040843 | 0.067242
| 68 | 15034224.9207 | 0 | 12601800.8362 | 0 |  | 594861.25 | 655747.4375 | 675148.375 | 757193.9375 | 698967.5 | 959965.5 | 1040526.375 | 1155269.125 | 1352827.768 | 1420962.759 | 1427307.689 | 1477459.052 | 1555744.997 | 1692950.734 | 1819161.674 | 1939267.357 | 1984919.725 | 2084813.467 | 2172202.956 | 2289860.295 | 2486590.007 | 2689301.371 | 2902240.434 | 3029992 | 0 | 0 | 0 | 0 | 0 | 0 | 0 | 0 | 0 | 0 | 0 | 0 | 0 | 0 | 0 | 0 | 0 | 0 | 0 | 0 | 0 | 0 | 0 | 0 | 0.097448 | 0.029157 | 0.11469 | -0.080015 | 0.31729 | 0.080585 | 0.10461 | 0.15786 | 0.049138 | 0.0044553 | 0.034534 | 0.051631 | 0.084518 | 0.071903 | 0.063934 | 0.023268 | 0.049101 | 0.041062 | 0.052749 | 0.082421 | 0.078369 | 0.076202 | 0.043077 | 0.070199
| 69 | 14638000.2978 | 0 | 12260935.4344 | 0 |  | 575666.3125 | 634583.375 | 654409.25 | 732930.75 | 662029.6875 | 910731.625 | 999979.125 | 1128829.625 | 1337846.893 | 1409531.509 | 1402991.314 | 1451052.052 | 1527072.872 | 1647395.234 | 1772842.924 | 1877458.857 | 1931952.475 | 2020718.967 | 2115729.331 | 2241877.295 | 2438767.257 | 2631251.371 | 2828660.684 | 2954741.25 | 0 | 0 | 0 | 0 | 0 | 0 | 0 | 0 | 0 | 0 | 0 | 0 | 0 | 0 | 0 | 0 | 0 | 0 | 0 | 0 | 0 | 0 | 0 | 0 | 0.097441 | 0.030764 | 0.11332 | -0.10174 | 0.31894 | 0.093486 | 0.1212 | 0.16988 | 0.052196 | -0.0046508 | 0.033682 | 0.051064 | 0.075843 | 0.073389 | 0.057335 | 0.028612 | 0.044922 | 0.045946 | 0.057914 | 0.084179 | 0.075967 | 0.072344 | 0.043608 | 0.074019
| 70 | 15295295.6682 | 0 | 12829242.4032 | 0 |  | 616106.375 | 668042.4375 | 679950.8125 | 756763.3125 | 722973.4375 | 975830.3125 | 1069103.5 | 1190562.25 | 1390798.643 | 1466021.384 | 1471117.439 | 1517385.552 | 1582280.747 | 1718995.734 | 1853678.174 | 1948135.232 | 1983982.975 | 2090739.967 | 2191467.956 | 2294324.545 | 2521168.257 | 2730587.371 | 2945157.934 | 3063952.5 | 0 | 0 | 0 | 0 | 0 | 0 | 0 | 0 | 0 | 0 | 0 | 0 | 0 | 0 | 0 | 0 | 0 | 0 | 0 | 0 | 0 | 0 | 0 | 0 | 0.080932 | 0.017669 | 0.10703 | -0.045678 | 0.29992 | 0.091287 | 0.10761 | 0.15545 | 0.052674 | 0.0034701 | 0.030967 | 0.041878 | 0.082873 | 0.075432 | 0.049701 | 0.018234 | 0.052412 | 0.047054 | 0.045867 | 0.094284 | 0.079794 | 0.075646 | 0.039543 | 0.065028
| 71 | 15073865.7112 | 0 | 12685036.8614 | 0 |  | 593514.1875 | 652799.5625 | 662272.5625 | 737928 | 717008.125 | 985763.1875 | 1069482.625 | 1182708.125 | 1391289.768 | 1449369.884 | 1466013.314 | 1510712.552 | 1578643.997 | 1696719.109 | 1828036.424 | 1919662.232 | 1985366.85 | 2061671.342 | 2144997.956 | 2236584.545 | 2441912.757 | 2645173.371 | 2844191.934 | 2977618 | 0 | 0 | 0 | 0 | 0 | 0 | 0 | 0 | 0 | 0 | 0 | 0 | 0 | 0 | 0 | 0 | 0 | 0 | 0 | 0 | 0 | 0 | 0 | 0 | 0.095209 | 0.014407 | 0.10817 | -0.028759 | 0.31833 | 0.081514 | 0.10063 | 0.16242 | 0.040898 | 0.011418 | 0.030035 | 0.043985 | 0.07213 | 0.074546 | 0.048907 | 0.033654 | 0.037713 | 0.039622 | 0.041811 | 0.087832 | 0.079955 | 0.072542 | 0.045845 | 0.066854
| 72 | 14389933.0059 | 0 | 12090417.6648 | 0 |  | 616642.9375 | 661298.75 | 677113.375 | 747101.4375 | 676925.25 | 916087.375 | 995258.25 | 1115104.125 | 1306881.768 | 1372691.884 | 1373297.064 | 1402315.302 | 1462391.372 | 1589341.484 | 1714004.549 | 1809546.357 | 1850971.475 | 1942409.342 | 2028932.331 | 2141697.295 | 2348325.257 | 2552566.371 | 2738960.184 | 2860710.75 | 0 | 0 | 0 | 0 | 0 | 0 | 0 | 0 | 0 | 0 | 0 | 0 | 0 | 0 | 0 | 0 | 0 | 0 | 0 | 0 | 0 | 0 | 0 | 0 | 0.069916 | 0.023633 | 0.098362 | -0.09864 | 0.30255 | 0.082891 | 0.1137 | 0.1587 | 0.04913 | 0.00044077 | 0.02091 | 0.041948 | 0.083247 | 0.075513 | 0.054244 | 0.022634 | 0.048219 | 0.043581 | 0.054089 | 0.092104 | 0.083397 | 0.070479 | 0.043492 | 0.070432
| 73 | 14499304.4794 | 0 | 12198789.6535 | 0 |  | 622894 | 681633.5625 | 700002.5625 | 763970.375 | 698089.8125 | 943748.375 | 1013461.75 | 1123336 | 1306668.143 | 1364680.509 | 1362922.564 | 1406362.177 | 1461461.372 | 1586651.234 | 1719327.424 | 1822889.732 | 1855448.35 | 1947681.717 | 2035991.706 | 2144712.795 | 2347833.757 | 2553039.871 | 2742167.434 | 2862375.5 | 0 | 0 | 0 | 0 | 0 | 0 | 0 | 0 | 0 | 0 | 0 | 0 | 0 | 0 | 0 | 0 | 0 | 0 | 0 | 0 | 0 | 0 | 0 | 0 | 0.090116 | 0.026592 | 0.087445 | -0.090181 | 0.30151 | 0.071268 | 0.10293 | 0.15118 | 0.04344 | -0.001289 | 0.031375 | 0.038431 | 0.082189 | 0.080308 | 0.05849 | 0.017703 | 0.048513 | 0.044343 | 0.052023 | 0.090487 | 0.083792 | 0.071464 | 0.042903 | 0.068556
| 74 | 15388465.0161 | 0 | 12955300.0835 | 0 |  | 644251.9375 | 692041.9375 | 711689.8125 | 784075.125 | 743510.5 | 1002626.125 | 1088680.25 | 1191935.375 | 1390181.143 | 1458742.134 | 1469924.439 | 1526007.427 | 1585576.747 | 1716781.484 | 1831503.424 | 1937413.107 | 1985567.475 | 2093054.842 | 2175492.456 | 2300673.545 | 2500736.257 | 2712888.871 | 2889037.684 | 3003542.25 | 0 | 0 | 711689.8125 | 0 | 0 | 0 | 0 | 0 | 0 | 0 | 0 | 0 | 0 | 0 | 0 | 0 | 0 | 0 | 0 | 0 | 0 | 0 | 0 | 0 | 0.071557 | 0.027996 | 0.096863 | -0.053122 | 0.299 | 0.082344 | 0.090612 | 0.15386 | 0.04814 | 0.0076365 | 0.037444 | 0.038293 | 0.079503 | 0.064686 | 0.056216 | 0.024551 | 0.05272 | 0.03863 | 0.055947 | 0.083383 | 0.081429 | 0.062909 | 0.038869 | 0.063638
| 75 | 14633723.9466 | 0 | 12284332.0975 | 0 |  | 604785.1875 | 666298 | 678544.3125 | 750124.9375 | 680232.5625 | 926094.875 | 1004845.1875 | 1128107.625 | 1323693.643 | 1387358.384 | 1399427.814 | 1438960.677 | 1496450.247 | 1627496.609 | 1760579.299 | 1863442.732 | 1911307.725 | 1989508.842 | 2084575.956 | 2203744.545 | 2405460.007 | 2603486.121 | 2794717.684 | 2924163 | 0 | 0 | 0 | 0 | 0 | 0 | 0 | 0 | 0 | 0 | 0 | 0 | 0 | 0 | 0 | 0 | 0 | 0 | 0 | 0 | 0 | 0 | 0 | 0 | 0.096864 | 0.018213 | 0.10029 | -0.097805 | 0.30854 | 0.081612 | 0.11571 | 0.15988 | 0.046975 | 0.008662 | 0.027858 | 0.039175 | 0.083947 | 0.0786 | 0.056783 | 0.025362 | 0.0401 | 0.046678 | 0.055593 | 0.087583 | 0.07911 | 0.07088 | 0.045277 | 0.071267
| 76 | 14968149.9915 | 0 | 12600920.2762 | 0 |  | 633102.4375 | 677023.375 | 686282.0625 | 752367.125 | 724421.25 | 981825.25 | 1052738.875 | 1178126.125 | 1359885.268 | 1421943.134 | 1427829.314 | 1468214.677 | 1537679.247 | 1668662.359 | 1795610.049 | 1888451.607 | 1932334.725 | 2015068.342 | 2105182.206 | 2228718.795 | 2423081.257 | 2612815.621 | 2821458.434 | 2953187.75 | 0 | 0 | 0 | 0 | 0 | 0 | 0 | 0 | 0 | 0 | 0 | 0 | 0 | 0 | 0 | 0 | 0 | 0 | 0 | 0 | 0 | 0 | 0 | 0 | 0.067074 | 0.013583 | 0.091936 | -0.037851 | 0.30404 | 0.069737 | 0.11253 | 0.14348 | 0.044624 | 0.004131 | 0.027892 | 0.046227 | 0.081748 | 0.073323 | 0.050412 | 0.022972 | 0.041924 | 0.043749 | 0.057025 | 0.083613 | 0.075388 | 0.076826 | 0.045631 | 0.063832
| 77 | 14676668.3803 | 0 | 12339430.6409 | 0 |  | 605049.4375 | 648996.625 | 660155.375 | 731474.5625 | 699230.875 | 952935.3125 | 1034673.8125 | 1150848.625 | 1331779.518 | 1397822.384 | 1397102.314 | 1452016.052 | 1502399.247 | 1636695.609 | 1767708.174 | 1866993.607 | 1907192.725 | 2001804.092 | 2107689.081 | 2214504.795 | 2405517.507 | 2600196.871 | 2776109.684 | 2886524.75 | 0 | 0 | 0 | 0 | 0 | 0 | 0 | 0 | 0 | 0 | 0 | 0 | 0 | 0 | 0 | 0 | 0 | 0 | 0 | 0 | 0 | 0 | 0 | 0 | 0.070117 | 0.017048 | 0.10259 | -0.045081 | 0.30957 | 0.082294 | 0.10641 | 0.14602 | 0.0484 | -0.00051527 | 0.038553 | 0.03411 | 0.085616 | 0.077005 | 0.054646 | 0.021303 | 0.048416 | 0.051543 | 0.049437 | 0.082736 | 0.077822 | 0.065463 | 0.039003 | 0.065612
| 78 | 15081751.4623 | 0 | 12732197.8656 | 0 |  | 649199.5625 | 675002.3125 | 687602 | 751181.25 | 774217.3125 | 1051755.25 | 1107232.875 | 1190353.25 | 1367062.893 | 1435566.134 | 1432250.189 | 1482109.927 | 1541312.497 | 1664112.984 | 1778378.924 | 1877994.607 | 1923091.1 | 2011311.717 | 2099650.831 | 2194029.545 | 2375370.007 | 2591176.871 | 2830947.184 | 2937138.75 | 0 | 0 | 0 | 0 | 0 | 0 | 0 | 0 | 0 | 0 | 0 | 0 | 0 | 0 | 0 | 0 | 0 | 0 | 0 | 0 | 0 | 0 | 0 | 0 | 0.038976 | 0.018494 | 0.088437 | 0.030206 | 0.30636 | 0.051404 | 0.072386 | 0.13841 | 0.048895 | -0.0023125 | 0.03422 | 0.039168 | 0.076658 | 0.06641 | 0.054502 | 0.023729 | 0.044853 | 0.042984 | 0.043969 | 0.079413 | 0.086959 | 0.088499 | 0.036825 | 0.060378
| 79 | 14734760.173 | 0 | 12382473.31 | 0 |  | 616021.125 | 672261.6875 | 678120.25 | 746328.8125 | 703550.1875 | 956850.625 | 1030921.0625 | 1143228.125 | 1329467.643 | 1397417.384 | 1398381.564 | 1445883.177 | 1514261.622 | 1640908.109 | 1765650.549 | 1862423.232 | 1904274.6 | 1998267.717 | 2084741.956 | 2196008.795 | 2401113.007 | 2609169.121 | 2802523.184 | 2929217.5 | 0 | 0 | 0 | 0 | 0 | 0 | 0 | 0 | 0 | 0 | 0 | 0 | 0 | 0 | 0 | 0 | 0 | 0 | 0 | 0 | 0 | 0 | 0 | 0 | 0.087366 | 0.008677 | 0.095842 | -0.059027 | 0.30751 | 0.074561 | 0.1034 | 0.15092 | 0.049847 | 0.00068973 | 0.033405 | 0.046208 | 0.080322 | 0.073269 | 0.053359 | 0.022223 | 0.04818 | 0.042364 | 0.051996 | 0.089291 | 0.083099 | 0.071488 | 0.044215 | 0.066718
| 80 | 14954103.5124 | 0 | 12547844.8498 | 0 |  | 630428.25 | 681929.6875 | 690402.125 | 767429.8125 | 720361.625 | 950675.0625 | 1030087.0625 | 1149178.75 | 1326294.393 | 1388512.134 | 1399191.689 | 1441701.677 | 1514185.622 | 1659255.109 | 1809594.799 | 1918697.732 | 1972230.6 | 2055407.967 | 2143547.956 | 2261466.295 | 2478228.757 | 2680417.871 | 2854989.684 | 2969105 | 0 | 0 | 0 | 0 | 0 | 0 | 0 | 0 | 0 | 0 | 0 | 0 | 0 | 0 | 0 | 0 | 0 | 0 | 0 | 0 | 0 | 0 | 0 | 0 | 0.078527 | 0.012348 | 0.10577 | -0.063294 | 0.27742 | 0.080226 | 0.1094 | 0.14334 | 0.045844 | 0.0076619 | 0.029929 | 0.049054 | 0.091491 | 0.086734 | 0.058544 | 0.027518 | 0.041309 | 0.041988 | 0.053551 | 0.091531 | 0.078429 | 0.063096 | 0.039192 | 0.062138
| 81 | 14866025.5291 | 0 | 12497499.8464 | 0 |  | 625142.25 | 678692.9375 | 689315.4375 | 763660.375 | 702726.75 | 954288.3125 | 1034832.375 | 1153661.125 | 1347060.143 | 1411183.384 | 1415740.314 | 1464340.177 | 1527221.122 | 1650006.484 | 1780913.299 | 1871961.857 | 1926777.35 | 2008757.842 | 2103958.081 | 2218335.545 | 2420168.507 | 2623195.621 | 2829774.434 | 2942509.5 | 0 | 0 | 0 | 0 | 0 | 0 | 0 | 0 | 0 | 0 | 0 | 0 | 0 | 0 | 0 | 0 | 0 | 0 | 0 | 0 | 0 | 0 | 0 | 0 | 0.08219 | 0.01553 | 0.10242 | -0.083155 | 0.306 | 0.081029 | 0.1087 | 0.15498 | 0.046504 | 0.003224 | 0.033752 | 0.042045 | 0.077329 | 0.076347 | 0.049861 | 0.028862 | 0.041668 | 0.046304 | 0.052937 | 0.08708 | 0.080556 | 0.075804 | 0.039066 | 0.068869
| 82 | 14927783.6816 | 0 | 12547167.2604 | 0 |  | 653616.8125 | 693864.5625 | 708354.25 | 771578.25 | 719565.3125 | 959527.0625 | 1027684.6875 | 1142574 | 1331665.393 | 1397683.884 | 1399231.939 | 1449186.302 | 1516641.247 | 1650095.484 | 1768221.424 | 1886826.607 | 1936693.725 | 2029168.592 | 2125079.581 | 2227297.295 | 2442421.507 | 2641601.871 | 2826357.684 | 2958782.25 | 653616.8125 | 0 | 708354.25 | 0 | 0 | 0 | 0 | 0 | 0 | 0 | 0 | 0 | 0 | 0 | 0 | 0 | 0 | 0 | 0 | 0 | 0 | 0 | 0 | 0 | 0.059756 | 0.020668 | 0.085494 | -0.069791 | 0.28779 | 0.068623 | 0.10598 | 0.15315 | 0.048386 | 0.001107 | 0.035079 | 0.045496 | 0.084335 | 0.069141 | 0.064922 | 0.026086 | 0.046644 | 0.046183 | 0.04698 | 0.092201 | 0.078396 | 0.067603 | 0.045789 | 0.06379
| 83 | 14609951.6945 | 0 | 12283526.8783 | 0 |  | 622622.5 | 675981.4375 | 683463.0625 | 755046.375 | 675647.4375 | 921343.75 | 999747 | 1124885.625 | 1325604.268 | 1389064.884 | 1392391.314 | 1436307.302 | 1505412.247 | 1628064.359 | 1756504.174 | 1849314.982 | 1893260.225 | 1978168.967 | 2073477.706 | 2184287.045 | 2386935.757 | 2582408.371 | 2768329.184 | 2883467.25 | 0 | 0 | 0 | 0 | 0 | 0 | 0 | 0 | 0 | 0 | 0 | 0 | 0 | 0 | 0 | 0 | 0 | 0 | 0 | 0 | 0 | 0 | 0 | 0 | 0.082225 | 0.011007 | 0.099607 | -0.11111 | 0.31016 | 0.081669 | 0.11793 | 0.16419 | 0.046762 | 0.0023919 | 0.031053 | 0.046991 | 0.078325 | 0.075934 | 0.05149 | 0.023485 | 0.043871 | 0.047056 | 0.052062 | 0.088721 | 0.078712 | 0.069522 | 0.04075 | 0.073426
| 84 | 14573603.4398 | 0 | 12250074.8588 | 0 |  | 624927.3125 | 685647.25 | 692307.125 | 770345.5 | 699887.5625 | 937455.8125 | 1005316.6875 | 1124864.5 | 1313731.768 | 1382846.009 | 1381259.689 | 1421160.552 | 1478940.247 | 1597520.109 | 1729974.924 | 1825637.607 | 1868037.975 | 1951016.467 | 2044603.831 | 2153356.295 | 2368337.507 | 2577523.121 | 2774412.434 | 2890722.25 | 0 | 0 | 0 | 0 | 0 | 0 | 0 | 0 | 0 | 0 | 0 | 0 | 0 | 0 | 0 | 0 | 0 | 0 | 0 | 0 | 0 | 0 | 0 | 0 | 0.092728 | 0.0096664 | 0.10681 | -0.095919 | 0.29225 | 0.069888 | 0.11236 | 0.15521 | 0.051272 | -0.0011478 | 0.028478 | 0.039852 | 0.077127 | 0.079654 | 0.053822 | 0.022959 | 0.043462 | 0.046854 | 0.051824 | 0.095161 | 0.084641 | 0.07361 | 0.041067 | 0.069136
| 85 | 15127711.5181 | 0 | 12808805.3385 | 0 |  | 640657 | 672292.9375 | 693896.625 | 771787 | 755760.875 | 1039454.125 | 1107218.25 | 1215494.375 | 1423799.143 | 1482742.384 | 1487745.189 | 1513868.302 | 1560137.247 | 1664602.359 | 1805223.549 | 1881219.232 | 1909054.6 | 1971013.717 | 2046517.706 | 2153814.045 | 2346662.007 | 2557038.371 | 2795548.434 | 2894794.75 | 0 | 0 | 0 | 0 | 0 | 0 | 0 | 0 | 0 | 0 | 0 | 0 | 0 | 0 | 0 | 0 | 0 | 0 | 0 | 0 | 0 | 0 | 0 | 0 | 0.0482 | 0.031629 | 0.10639 | -0.020984 | 0.31873 | 0.063155 | 0.0933 | 0.15818 | 0.040565 | 0.0033683 | 0.017406 | 0.030106 | 0.064812 | 0.081098 | 0.041236 | 0.014688 | 0.03194 | 0.037592 | 0.051101 | 0.085754 | 0.085856 | 0.089179 | 0.034886 | 0.067415
| 86 | 13973472.7063 | 0 | 11709892.944 | 0 |  | 566933.5 | 618778.6875 | 632887.5625 | 704719.125 | 650958.625 | 883425 | 959751 | 1077288.375 | 1272351.268 | 1339109.759 | 1343592.189 | 1376972.552 | 1439974.997 | 1553697.484 | 1678805.549 | 1774354.982 | 1821401.1 | 1913334.842 | 2002643.456 | 2106742.045 | 2307729.257 | 2510418.371 | 2701418.934 | 2817731 | 0 | 0 | 0 | 0 | 0 | 0 | 0 | 0 | 0 | 0 | 0 | 0 | 0 | 0 | 0 | 0 | 0 | 0 | 0 | 0 | 0 | 0 | 0 | 0 | 0.087506 | 0.022545 | 0.10751 | -0.079353 | 0.30536 | 0.082867 | 0.11553 | 0.16642 | 0.051138 | 0.0033417 | 0.024541 | 0.044738 | 0.076012 | 0.077445 | 0.055354 | 0.026169 | 0.049242 | 0.04562 | 0.050675 | 0.091121 | 0.084185 | 0.073328 | 0.042155 | 0.069335
| 87 | 14633049.0102 | 0 | 12302495.147 | 0 |  | 637688.1875 | 686299.875 | 695661.9375 | 767426.3125 | 719015.5625 | 958716.125 | 1013806.9375 | 1127634.125 | 1309087.768 | 1366108.634 | 1374366.439 | 1412450.177 | 1489139.372 | 1615650.984 | 1725588.549 | 1831458.357 | 1879764.725 | 1965558.342 | 2049907.706 | 2159740.545 | 2366150.507 | 2571471.871 | 2794385.934 | 2914353.5 | 0 | 0 | 0 | 0 | 0 | 0 | 0 | 0 | 0 | 0 | 0 | 0 | 0 | 0 | 0 | 0 | 0 | 0 | 0 | 0 | 0 | 0 | 0 | 0 | 0.073465 | 0.013549 | 0.098179 | -0.065159 | 0.28771 | 0.055873 | 0.10641 | 0.14921 | 0.042636 | 0.0060266 | 0.027333 | 0.052872 | 0.08154 | 0.06583 | 0.059544 | 0.026034 | 0.04463 | 0.042018 | 0.052193 | 0.091276 | 0.083214 | 0.083134 | 0.042036 | 0.06381
| 88 | 15629903.7543 | 0 | 13128856.124 | 0 |  | 634839.25 | 682517.1875 | 703629.4375 | 778232.375 | 748834.6875 | 1008892.625 | 1108077.125 | 1246260.625 | 1425399.393 | 1488578.259 | 1486743.064 | 1531637.802 | 1617808.622 | 1747770.484 | 1874460.549 | 1975266.232 | 2021557.725 | 2133054.467 | 2227154.206 | 2351871.795 | 2557041.507 | 2772210.621 | 2983072.184 | 3108172.25 | 0 | 0 | 0 | 0 | 0 | 0 | 0 | 0 | 0 | 0 | 0 | 0 | 0 | 0 | 0 | 0 | 0 | 0 | 0 | 0 | 0 | 0 | 0 | 0 | 0.072416 | 0.030464 | 0.10077 | -0.038507 | 0.29809 | 0.093773 | 0.11752 | 0.1343 | 0.043369 | -0.0012336 | 0.02975 | 0.054735 | 0.077268 | 0.06998 | 0.052382 | 0.023165 | 0.053687 | 0.04317 | 0.054487 | 0.083639 | 0.080794 | 0.073309 | 0.041081 | 0.062458
| 89 | 14664325.9604 | 0 | 12335350.9935 | 0 |  | 619528 | 671557.5 | 680628.75 | 757563.1875 | 691341.25 | 928021.6875 | 1007645.875 | 1130951.625 | 1327272.143 | 1393790.759 | 1395622.439 | 1447378.052 | 1512395.122 | 1633519.859 | 1768087.924 | 1867335.607 | 1900913.35 | 1990843.092 | 2078463.081 | 2192319.045 | 2393847.007 | 2585099.621 | 2770618.934 | 2882327.5 | 0 | 0 | 0 | 0 | 0 | 0 | 0 | 0 | 0 | 0 | 0 | 0 | 0 | 0 | 0 | 0 | 0 | 0 | 0 | 0 | 0 | 0 | 0 | 0 | 0.080642 | 0.013417 | 0.10709 | -0.091473 | 0.29442 | 0.082317 | 0.11544 | 0.16007 | 0.048901 | 0.0013133 | 0.036413 | 0.043941 | 0.077043 | 0.079162 | 0.054614 | 0.017822 | 0.046224 | 0.043071 | 0.053331 | 0.087942 | 0.076862 | 0.069307 | 0.039527 | 0.068807
| 90 | 14783782.9037 | 0 | 12462243.9135 | 0 |  | 624478.25 | 668875.5625 | 683834.25 | 755847.4375 | 719825.25 | 963344.625 | 1045011.5625 | 1156581.375 | 1345218.893 | 1405450.634 | 1411438.939 | 1454705.177 | 1517818.997 | 1645053.484 | 1767449.424 | 1879536.357 | 1907868.1 | 1996876.092 | 2082017.831 | 2188186.545 | 2381659.257 | 2568393.371 | 2763390.934 | 2886628.5 | 0 | 0 | 0 | 0 | 0 | 0 | 0 | 0 | 0 | 0 | 0 | 0 | 0 | 0 | 0 | 0 | 0 | 0 | 0 | 0 | 0 | 0 | 0 | 0 | 0.068682 | 0.022118 | 0.10012 | -0.048831 | 0.2914 | 0.081372 | 0.10144 | 0.15109 | 0.043801 | 0.0042517 | 0.030194 | 0.042471 | 0.080498 | 0.071765 | 0.061488 | 0.014961 | 0.045598 | 0.041754 | 0.049736 | 0.084724 | 0.075483 | 0.073178 | 0.043631 | 0.062916
| 91 | 15408071.6752 | 0 | 12990965.6035 | 0 |  | 633229.375 | 678665.3125 | 697189.875 | 772380.0625 | 774578.25 | 1044898.6875 | 1126813.375 | 1229679 | 1410995.018 | 1468846.634 | 1487435.439 | 1528177.052 | 1575287.247 | 1689465.984 | 1833342.924 | 1931819.982 | 1982526.475 | 2076523.217 | 2154154.206 | 2240593.295 | 2456243.757 | 2669352.371 | 2893396.434 | 3022246 | 0 | 0 | 0 | 0 | 0 | 0 | 0 | 0 | 0 | 0 | 0 | 0 | 0 | 0 | 0 | 0 | 0 | 0 | 0 | 0 | 0 | 0 | 0 | 0 | 0.069295 | 0.02693 | 0.10242 | 0.0028419 | 0.29936 | 0.075474 | 0.08736 | 0.13754 | 0.040182 | 0.012576 | 0.027022 | 0.030362 | 0.069975 | 0.081729 | 0.052322 | 0.025909 | 0.046323 | 0.036703 | 0.039343 | 0.091893 | 0.083203 | 0.080595 | 0.043569 | 0.059883
| 92 | 18177757.1657 | 18177757.1657 | 15186123.0216 | 15186123.0216 |  | 696922.8125 | 717506.875 | 723931.5 | 788093.6875 | 886229.6875 | 1217933.125 | 1333088 | 1437435.875 | 1620622.643 | 1685958.509 | 1720571.689 | 1801991.052 | 1907785.872 | 2081092.484 | 2248698.424 | 2352664.607 | 2426355.35 | 2567232.092 | 2675364.456 | 2807478.045 | 3093433.257 | 3286936.371 | 3527614.184 | 3751890.25 | 696922.8125 | 717506.875 | 723931.5 | 788093.6875 | 886229.6875 | 1217933.125 | 1333088 | 1437435.875 | 1620622.643 | 1685958.509 | 1720571.689 | 1801991.052 | 1907785.872 | 2081092.484 | 2248698.424 | 2352664.607 | 2426355.35 | 2567232.092 | 2675364.456 | 2807478.045 | 3093433.257 | 3286936.371 | 3527614.184 | 3751890.25 | 0.029108 | 0.0089142 | 0.08492 | 0.11736 | 0.31793 | 0.090343 | 0.075363 | 0.11995 | 0.039524 | 0.020322 | 0.046236 | 0.057051 | 0.08695 | 0.077459 | 0.045197 | 0.030842 | 0.056438 | 0.041257 | 0.048201 | 0.096995 | 0.060674 | 0.070666 | 0.061638 | 0.060692
| 93 | 15561456.2191 | 0 | 13110458.8129 | 0 |  | 620390.4375 | 667952.5625 | 680840.25 | 754707.3125 | 736410.6875 | 1021561.4375 | 1129765 | 1246522.625 | 1442828.768 | 1503673.509 | 1525695.564 | 1573038.802 | 1623703.622 | 1755329.484 | 1886887.674 | 1976162.732 | 2012681.975 | 2104087.467 | 2198537.456 | 2298428.545 | 2513751.257 | 2709829.621 | 2918778.684 | 3049144.5 | 0 | 0 | 0 | 0 | 0 | 0 | 0 | 0 | 0 | 0 | 0 | 0 | 0 | 0 | 0 | 0 | 0 | 0 | 0 | 0 | 0 | 0 | 0 | 0 | 0.073868 | 0.019111 | 0.103 | -0.024542 | 0.3273 | 0.10068 | 0.098348 | 0.14625 | 0.041306 | 0.014539 | 0.030559 | 0.0317 | 0.077947 | 0.072272 | 0.046228 | 0.018311 | 0.044414 | 0.04391 | 0.044433 | 0.089551 | 0.07511 | 0.07428 | 0.043696 | 0.067324
| 94 | 14661122.1669 | 0 | 12306569.6275 | 0 |  | 624160.4375 | 673685.25 | 683990 | 758219.5 | 700135.375 | 933117.375 | 1008444.5 | 1123636.25 | 1320146.643 | 1384542.134 | 1380295.814 | 1425265.677 | 1492336.622 | 1614889.734 | 1745260.924 | 1858147.982 | 1897414.35 | 1999747.217 | 2091872.456 | 2205422.795 | 2406947.757 | 2620975.371 | 2800870.434 | 2921749.5 | 0 | 0 | 0 | 0 | 0 | 0 | 0 | 0 | 0 | 0 | 0 | 0 | 0 | 0 | 0 | 0 | 0 | 0 | 0 | 0 | 0 | 0 | 0 | 0 | 0.076356 | 0.01518 | 0.10303 | -0.079699 | 0.28726 | 0.077633 | 0.10816 | 0.16117 | 0.047627 | -0.0030717 | 0.03206 | 0.045985 | 0.078924 | 0.077637 | 0.062676 | 0.020912 | 0.052529 | 0.045039 | 0.05286 | 0.08744 | 0.085187 | 0.066384 | 0.042252 | 0.066188
| 95 | 16110673.679 | 0 | 13614344.3329 | 0 |  | 675059.625 | 713745.125 | 715111.1875 | 789013.5 | 803397.25 | 1084548.875 | 1170514.25 | 1288417.125 | 1468116.268 | 1545924.134 | 1541336.564 | 1593238.052 | 1683722.997 | 1792560.109 | 1920302.674 | 2044371.732 | 2096655.975 | 2188036.342 | 2276013.956 | 2371425.545 | 2559785.507 | 2756025.621 | 2966038.934 | 3117781.5 | 675059.625 | 713745.125 | 715111.1875 | 789013.5 | 803397.25 | 1084548.875 | 1170514.25 | 1288417.125 | 0 | 1545924.134 | 0 | 0 | 0 | 0 | 0 | 0 | 0 | 0 | 0 | 0 | 0 | 0 | 0 | 0 | 0.055725 | 0.0019121 | 0.098345 | 0.018066 | 0.30007 | 0.076279 | 0.095971 | 0.13057 | 0.051642 | -0.0029719 | 0.033119 | 0.055239 | 0.062637 | 0.068838 | 0.062608 | 0.025253 | 0.042661 | 0.039421 | 0.041066 | 0.076432 | 0.073866 | 0.073438 | 0.049894 | 0.059437
| 96 | 15075045.1713 | 0 | 12686474.7014 | 0 |  | 618775.75 | 660387.5625 | 669175.1875 | 745827.25 | 725040.5625 | 978056.4375 | 1071276.375 | 1171651.625 | 1360598.018 | 1429359.884 | 1457343.314 | 1503065.802 | 1561979.747 | 1684269.609 | 1827713.049 | 1934654.732 | 1975785.975 | 2061635.967 | 2156899.456 | 2256927.795 | 2456176.507 | 2647359.871 | 2839755.184 | 2961101.25 | 0 | 0 | 0 | 0 | 0 | 0 | 0 | 0 | 0 | 0 | 0 | 0 | 0 | 0 | 0 | 0 | 0 | 0 | 0 | 0 | 0 | 0 | 0 | 0 | 0.065084 | 0.013219 | 0.10845 | -0.028266 | 0.29934 | 0.091039 | 0.089564 | 0.14951 | 0.049302 | 0.019388 | 0.030892 | 0.038447 | 0.075378 | 0.081733 | 0.056863 | 0.021037 | 0.042534 | 0.045172 | 0.045333 | 0.084601 | 0.074957 | 0.070155 | 0.041843 | 0.062269
| 97 | 15986759.409 | 0 | 13464985.5641 | 0 |  | 654034.25 | 695625.9375 | 713184.5 | 783660.9375 | 784131.75 | 1056057 | 1160935.25 | 1262352 | 1454050.893 | 1504229.009 | 1524046.439 | 1601184.927 | 1667086.247 | 1795843.984 | 1929187.424 | 2027648.107 | 2086177.6 | 2164231.592 | 2267683.706 | 2372219.045 | 2573426.257 | 2790746.121 | 3001878.184 | 3151216.75 | 654034.25 | 695625.9375 | 713184.5 | 0 | 0 | 0 | 0 | 0 | 0 | 0 | 0 | 0 | 0 | 0 | 0 | 0 | 0 | 0 | 0 | 0 | 0 | 0 | 0 | 0 | 0.061652 | 0.024928 | 0.094236 | 0.00060061 | 0.29772 | 0.094684 | 0.083751 | 0.14138 | 0.033927 | 0.013088 | 0.049375 | 0.040333 | 0.074398 | 0.071624 | 0.049778 | 0.028457 | 0.036732 | 0.046694 | 0.045067 | 0.081412 | 0.081071 | 0.072929 | 0.04855 | 0.058848
| 98 | 15169451.9303 | 0 | 12753239.72 | 0 |  | 614763.0625 | 667945.9375 | 684410.875 | 768663.25 | 717873.1875 | 979307.0625 | 1062929.25 | 1192221.625 | 1384780.893 | 1450576.884 | 1459835.064 | 1523142.927 | 1580139.247 | 1698811.359 | 1821133.174 | 1924297.857 | 1954650.475 | 2055814.592 | 2139208.956 | 2270185.795 | 2469611.007 | 2676515.871 | 2878810.184 | 3008786.75 | 0 | 0 | 0 | 0 | 0 | 0 | 0 | 0 | 0 | 0 | 0 | 0 | 0 | 0 | 0 | 0 | 0 | 0 | 0 | 0 | 0 | 0 | 0 | 0 | 0.08297 | 0.024351 | 0.11609 | -0.06836 | 0.31055 | 0.081939 | 0.11479 | 0.14972 | 0.046419 | 0.0063621 | 0.042452 | 0.036737 | 0.072416 | 0.06953 | 0.055102 | 0.01565 | 0.050461 | 0.039764 | 0.059426 | 0.084199 | 0.080455 | 0.072861 | 0.04416 | 0.068063
| 99 | 14574113.8173 | 0 | 12237997.7145 | 0 |  | 609978.9375 | 670702.75 | 677727.4375 | 746746.1875 | 686540.1875 | 924193.4375 | 1001588.25 | 1120404 | 1320602.018 | 1380416.759 | 1383781.189 | 1430545.677 | 1493241.747 | 1616831.484 | 1742587.674 | 1843826.732 | 1889480.725 | 1986198.217 | 2079253.081 | 2188540.795 | 2387590.257 | 2592935.121 | 2784370.934 | 2902289 | 0 | 0 | 0 | 0 | 0 | 0 | 0 | 0 | 0 | 0 | 0 | 0 | 0 | 0 | 0 | 0 | 0 | 0 | 0 | 0 | 0 | 0 | 0 | 0 | 0.094902 | 0.010419 | 0.09698 | -0.084061 | 0.29726 | 0.080421 | 0.1121 | 0.1644 | 0.044298 | 0.0024343 | 0.033236 | 0.042893 | 0.079519 | 0.074903 | 0.056472 | 0.024459 | 0.04992 | 0.045786 | 0.051226 | 0.08705 | 0.082506 | 0.071231 | 0.041478 | 0.068506
| 100 | 14661516.359 | 0 | 12316664.3499 | 0 |  | 607171.375 | 641784.6875 | 659880 | 726667.9375 | 696866.75 | 941851.4375 | 1013547.875 | 1136598.875 | 1334822.393 | 1397963.509 | 1401431.314 | 1450569.052 | 1515775.747 | 1647807.734 | 1782708.674 | 1884816.482 | 1909128.6 | 1995193.092 | 2091551.456 | 2204091.295 | 2411706.507 | 2591440.371 | 2790608.934 | 2911822.5 | 0 | 0 | 0 | 0 | 0 | 0 | 0 | 0 | 0 | 0 | 0 | 0 | 0 | 0 | 0 | 0 | 0 | 0 | 0 | 0 | 0 | 0 | 0 | 0 | 0.055442 | 0.027805 | 0.096412 | -0.041875 | 0.30125 | 0.073365 | 0.11458 | 0.16076 | 0.046218 | 0.0024775 | 0.034462 | 0.043971 | 0.083518 | 0.078688 | 0.055697 | 0.012816 | 0.044094 | 0.047165 | 0.052409 | 0.090019 | 0.071879 | 0.074046 | 0.042519 | 0.064779
| 101 | 13254694.5857 | 0 | 10945842.8564 | 0 |  | 427927.5938 | 536011.625 | 551823.3125 | 575957.75 | 623965.625 | 807900.5625 | 871940.875 | 1017625.875 | 1178428.393 | 1227795.759 | 1260619.314 | 1298698.802 | 1350164.372 | 1523723.734 | 1631000.174 | 1741419.232 | 1821477.1 | 1923922.467 | 2023093.581 | 2157827.295 | 2366383.507 | 2578639.871 | 2737641.684 | 2857222.75 | 0 | 0 | 0 | 0 | 0 | 0 | 0 | 0 | 0 | 0 | 0 | 0 | 0 | 0 | 0 | 0 | 0 | 0 | 0 | 0 | 0 | 0 | 0 | 0 | 0.2252 | 0.029072 | 0.042806 | 0.080061 | 0.25834 | 0.076283 | 0.15451 | 0.14671 | 0.041039 | 0.026383 | 0.02976 | 0.038864 | 0.12093 | 0.068036 | 0.065507 | 0.044947 | 0.054718 | 0.050262 | 0.064474 | 0.092261 | 0.085899 | 0.059835 | 0.042753 | 0.061179
| 102 | 14947190.7854 | 0 | 12559046.5241 | 0 |  | 609922.125 | 662327.25 | 667004 | 752196.25 | 725979.875 | 973387.3125 | 1050848.625 | 1162597.5 | 1350302.268 | 1415964.259 | 1421711.439 | 1472420.052 | 1549931.997 | 1665813.359 | 1807232.924 | 1903279.982 | 1940400.475 | 2036000.967 | 2125572.706 | 2247436.295 | 2446058.507 | 2640366.121 | 2845617.184 | 2973070.5 | 0 | 0 | 0 | 0 | 0 | 0 | 0 | 0 | 0 | 0 | 0 | 0 | 0 | 0 | 0 | 0 | 0 | 0 | 0 | 0 | 0 | 0 | 0 | 0 | 0.082428 | 0.0070363 | 0.1202 | -0.035475 | 0.29326 | 0.076571 | 0.10106 | 0.14967 | 0.047482 | 0.0040506 | 0.035046 | 0.051304 | 0.072102 | 0.081483 | 0.051782 | 0.019316 | 0.048093 | 0.043054 | 0.055749 | 0.084688 | 0.07644 | 0.074862 | 0.043815 | 0.062804
| 103 | 15247955.9902 | 0 | 12791504.0345 | 0 |  | 611988.375 | 679997.5625 | 700821.9375 | 777361.6875 | 738720.5 | 981592.4375 | 1063751.875 | 1181686.5 | 1370712.393 | 1444995.884 | 1440032.939 | 1489597.427 | 1567158.122 | 1699918.609 | 1829971.049 | 1933098.607 | 1973522.1 | 2079757.217 | 2176327.206 | 2307583.045 | 2514716.757 | 2717749.121 | 2926492.684 | 3058131 | 0 | 0 | 0 | 0 | 0 | 0 | 0 | 0 | 0 | 0 | 0 | 0 | 0 | 0 | 0 | 0 | 0 | 0 | 0 | 0 | 0 | 0 | 0 | 0 | 0.10538 | 0.030165 | 0.10365 | -0.050986 | 0.28426 | 0.080381 | 0.10514 | 0.14839 | 0.052776 | -0.0034405 | 0.03384 | 0.050758 | 0.081317 | 0.07372 | 0.054824 | 0.020696 | 0.052431 | 0.045388 | 0.058562 | 0.085959 | 0.077644 | 0.074001 | 0.043999 | 0.061873
| 104 | 15866773.8 | 0 | 13307925.0976 | 0 |  | 610071.1875 | 665799.375 | 688720.8125 | 762223 | 759380.4375 | 1031847.0625 | 1129126.75 | 1248271.875 | 1447177.143 | 1532653.009 | 1544787.314 | 1607911.302 | 1672396.622 | 1793897.109 | 1910662.174 | 2000196.357 | 2086574.85 | 2162950.842 | 2265415.956 | 2373174.545 | 2643511.757 | 2836453.371 | 3044123.184 | 3154736.75 | 0 | 0 | 0 | 0 | 0 | 0 | 0 | 0 | 0 | 0 | 0 | 0 | 0 | 0 | 0 | 0 | 0 | 0 | 0 | 0 | 0 | 0 | 0 | 0 | 0.087413 | 0.033848 | 0.1014 | -0.0037363 | 0.3066 | 0.090094 | 0.10032 | 0.14785 | 0.057385 | 0.007886 | 0.04005 | 0.039322 | 0.070133 | 0.063059 | 0.045795 | 0.042279 | 0.03595 | 0.046285 | 0.04647 | 0.10788 | 0.070446 | 0.070658 | 0.035692 | 0.061606
| 105 | 14754942.3939 | 0 | 12418789.857 | 0 |  | 617588.3125 | 662240.6875 | 673848 | 747655.0625 | 694285.625 | 950828.75 | 1040844.75 | 1158601 | 1359193.143 | 1419681.134 | 1417546.564 | 1457965.177 | 1521278.372 | 1646056.984 | 1764578.549 | 1866078.982 | 1899960.225 | 1992615.217 | 2075698.206 | 2193210.545 | 2397499.257 | 2589148.121 | 2777715.684 | 2901796.25 | 0 | 0 | 0 | 0 | 0 | 0 | 0 | 0 | 0 | 0 | 0 | 0 | 0 | 0 | 0 | 0 | 0 | 0 | 0 | 0 | 0 | 0 | 0 | 0 | 0.069807 | 0.017376 | 0.10394 | -0.074058 | 0.31445 | 0.090454 | 0.10718 | 0.15968 | 0.043541 | -0.0015047 | 0.028114 | 0.042509 | 0.078832 | 0.069529 | 0.055928 | 0.017994 | 0.047615 | 0.04085 | 0.055069 | 0.08906 | 0.076903 | 0.0703 | 0.043701 | 0.070092
| 106 | 14351562.4497 | 0 | 12048356.4804 | 0 |  | 585645.8125 | 638358.5625 | 654001.75 | 732726.3125 | 674214.9375 | 909517.875 | 989035.75 | 1107672.75 | 1305347.268 | 1379306.634 | 1375649.689 | 1417632.927 | 1479854.372 | 1606215.359 | 1728240.799 | 1831386.107 | 1868425.85 | 1950131.217 | 2040082.206 | 2155084.545 | 2348619.757 | 2554068.371 | 2751908.684 | 2863375.25 | 0 | 0 | 0 | 0 | 0 | 0 | 0 | 0 | 0 | 0 | 0 | 0 | 0 | 0 | 0 | 0 | 0 | 0 | 0 | 0 | 0 | 0 | 0 | 0 | 0.086185 | 0.02421 | 0.11366 | -0.083223 | 0.29937 | 0.083816 | 0.11329 | 0.16421 | 0.055112 | -0.0026548 | 0.030062 | 0.042955 | 0.081937 | 0.073223 | 0.057969 | 0.020023 | 0.0428 | 0.045093 | 0.05484 | 0.085998 | 0.08386 | 0.074607 | 0.039706 | 0.069041
| 107 | 15459523.7995 | 0 | 13010812.2183 | 0 |  | 630109.875 | 685601.1875 | 699420.6875 | 775585.875 | 748082 | 1008718.4375 | 1086073.625 | 1205880.375 | 1385129.768 | 1456412.009 | 1476649.064 | 1528137.677 | 1609066.622 | 1739757.234 | 1864554.799 | 1969572.982 | 2024575.975 | 2126751.717 | 2199975.706 | 2323315.545 | 2497437.257 | 2710860.621 | 2925242.684 | 3049502 | 0 | 0 | 0 | 0 | 0 | 0 | 0 | 0 | 0 | 0 | 0 | 0 | 0 | 0 | 0 | 0 | 0 | 0 | 0 | 0 | 0 | 0 | 0 | 0 | 0.084402 | 0.019956 | 0.10337 | -0.036106 | 0.29892 | 0.073888 | 0.10464 | 0.13858 | 0.050182 | 0.013799 | 0.034274 | 0.051604 | 0.078091 | 0.069277 | 0.054794 | 0.027544 | 0.049236 | 0.033851 | 0.054549 | 0.07227 | 0.082001 | 0.076111 | 0.041601 | 0.061643
| 108 | 15745851.3039 | 0 | 13292518.318 | 0 |  | 618187.5 | 667535.6875 | 676314.0625 | 767421.25 | 765057.5625 | 1033126.5625 | 1122394.875 | 1254148.625 | 1468794.893 | 1543631.884 | 1551437.314 | 1611286.177 | 1676914.872 | 1795237.484 | 1911691.174 | 2006630.482 | 2035713.6 | 2122289.467 | 2227836.956 | 2331654.295 | 2518738.257 | 2706738.621 | 2924775.184 | 3051930.25 | 0 | 0 | 0 | 0 | 0 | 0 | 0 | 0 | 0 | 0 | 0 | 0 | 0 | 0 | 0 | 0 | 0 | 0 | 0 | 0 | 0 | 0 | 0 | 0 | 0.076801 | 0.013065 | 0.12638 | -0.0030848 | 0.30039 | 0.082875 | 0.11099 | 0.15799 | 0.049696 | 0.0050438 | 0.037851 | 0.039923 | 0.068182 | 0.062851 | 0.048469 | 0.014389 | 0.041649 | 0.048536 | 0.045547 | 0.07718 | 0.071986 | 0.077473 | 0.042557 | 0.063021
| 109 | 15683303.7652 | 0 | 13192406.0075 | 0 |  | 635211.75 | 684326.25 | 696932.6875 | 779881 | 761300.8125 | 1039376.9375 | 1121027.75 | 1231403.25 | 1426985.768 | 1492888.509 | 1510167.814 | 1539362.927 | 1614935.747 | 1765385.734 | 1892025.799 | 1988431.482 | 2026238.975 | 2126404.092 | 2239681.706 | 2351774.045 | 2562298.257 | 2749765.121 | 2953194.934 | 3108242.5 | 0 | 0 | 0 | 0 | 0 | 0 | 0 | 0 | 0 | 0 | 0 | 0 | 0 | 0 | 0 | 0 | 0 | 0 | 0 | 0 | 0 | 0 | 0 | 0 | 0.074476 | 0.018254 | 0.11245 | -0.024113 | 0.31135 | 0.075624 | 0.093908 | 0.14741 | 0.045148 | 0.011508 | 0.019148 | 0.047927 | 0.089074 | 0.069279 | 0.049698 | 0.018835 | 0.048251 | 0.051901 | 0.048836 | 0.085735 | 0.070611 | 0.071372 | 0.05117 | 0.064152
| 110 | 16612463.0207 | 16612463.0207 | 14062977.4062 | 14062977.4062 |  | 658486.0625 | 683930.25 | 692571.4375 | 765327.125 | 869969.8125 | 1199847.5 | 1289626.125 | 1381549.875 | 1544783.893 | 1579349.259 | 1575930.439 | 1632698.927 | 1720584.122 | 1862217.734 | 2024984.174 | 2124686.982 | 2144809.85 | 2241468.842 | 2359244.956 | 2442199.045 | 2626569.007 | 2825901.871 | 3035035.184 | 3150095.5 | 658486.0625 | 0 | 0 | 0 | 869969.8125 | 1199847.5 | 1289626.125 | 1381549.875 | 1544783.893 | 1579349.259 | 1575930.439 | 1632698.927 | 1720584.122 | 1862217.734 | 2024984.174 | 2124686.982 | 2144809.85 | 2241468.842 | 2359244.956 | 0 | 0 | 0 | 0 | 0 | 0.037913 | 0.012555 | 0.099892 | 0.12816 | 0.32149 | 0.072158 | 0.068854 | 0.11168 | 0.022129 | -0.002167 | 0.035389 | 0.052429 | 0.079104 | 0.083794 | 0.048063 | 0.0094264 | 0.04408 | 0.05121 | 0.034557 | 0.07278 | 0.073149 | 0.071395 | 0.03721 | 0.064072
| 111 | 14444320.4451 | 0 | 12107390.4967 | 0 |  | 592802.8125 | 644466 | 659716.625 | 738989.6875 | 669711.625 | 901770.4375 | 982006.6875 | 1103950 | 1313856.518 | 1375597.509 | 1382128.064 | 1423320.302 | 1488881.247 | 1615523.484 | 1744656.674 | 1846985.107 | 1882771.225 | 1974952.717 | 2062396.331 | 2183227.295 | 2389308.007 | 2587551.371 | 2784091.684 | 2910746 | 0 | 0 | 0 | 0 | 0 | 0 | 0 | 0 | 0 | 0 | 0 | 0 | 0 | 0 | 0 | 0 | 0 | 0 | 0 | 0 | 0 | 0 | 0 | 0 | 0.08356 | 0.023388 | 0.11347 | -0.098437 | 0.29751 | 0.085238 | 0.11705 | 0.17407 | 0.045921 | 0.0047362 | 0.029368 | 0.045033 | 0.081634 | 0.076899 | 0.056997 | 0.01919 | 0.0478 | 0.043324 | 0.056936 | 0.0902 | 0.079708 | 0.07321 | 0.044488 | 0.070784
| 112 | 15006658.4053 | 0 | 12600752.4634 | 0 |  | 614387 | 671740.875 | 687562.5625 | 759603.625 | 718843.625 | 979736.125 | 1053012.375 | 1170320.25 | 1352398.768 | 1430258.259 | 1429941.939 | 1471600.802 | 1533388.747 | 1670815.734 | 1793096.924 | 1885202.982 | 1937607.475 | 2048619.717 | 2128263.456 | 2257031.045 | 2453487.007 | 2658650.871 | 2876179.184 | 2999852.75 | 0 | 0 | 0 | 0 | 0 | 0 | 0 | 0 | 0 | 0 | 0 | 0 | 0 | 0 | 0 | 0 | 0 | 0 | 0 | 0 | 0 | 0 | 0 | 0 | 0.089248 | 0.02328 | 0.099644 | -0.055153 | 0.30964 | 0.072127 | 0.10562 | 0.1446 | 0.055975 | -0.00022119 | 0.028717 | 0.041129 | 0.085832 | 0.070632 | 0.050091 | 0.027418 | 0.055712 | 0.03814 | 0.058744 | 0.08346 | 0.080309 | 0.078644 | 0.0421 | 0.06604
| 113 | 15515723.5374 | 0 | 13057634.9859 | 0 |  | 628121.0625 | 683459.25 | 694835.9375 | 771853.125 | 779622.9375 | 1041620.5 | 1130741.75 | 1224820.5 | 1406905.393 | 1461164.759 | 1473240.814 | 1525759.427 | 1596855.997 | 1722791.734 | 1852697.424 | 1951444.982 | 2002994.35 | 2106209.342 | 2193819.956 | 2319451.295 | 2521943.257 | 2721001.871 | 2933202.434 | 3046632 | 0 | 0 | 0 | 0 | 0 | 0 | 0 | 0 | 0 | 0 | 0 | 0 | 0 | 0 | 0 | 0 | 0 | 0 | 0 | 0 | 0 | 0 | 0 | 0 | 0.084434 | 0.016509 | 0.10512 | 0.010016 | 0.28972 | 0.082096 | 0.07992 | 0.1386 | 0.037841 | 0.0082307 | 0.035028 | 0.045544 | 0.075909 | 0.072697 | 0.051927 | 0.026073 | 0.050247 | 0.040754 | 0.055686 | 0.083699 | 0.07597 | 0.075095 | 0.037942 | 0.057519
| 114 | 16088420.3544 | 0 | 13543795.0566 | 0 |  | 652771.9375 | 688012 | 697835.875 | 767526.1875 | 779980.4375 | 1063327.875 | 1164949.625 | 1274134.125 | 1466567.143 | 1544604.634 | 1566925.564 | 1622253.677 | 1687474.372 | 1804354.859 | 1952181.049 | 2056803.732 | 2104683.475 | 2183453.592 | 2263170.956 | 2382103.295 | 2602559.507 | 2805095.871 | 3051579.934 | 3161105 | 0 | 0 | 0 | 0 | 0 | 0 | 0 | 0 | 0 | 0 | 1566925.564 | 1622253.677 | 1687474.372 | 0 | 0 | 0 | 0 | 0 | 0 | 0 | 0 | 0 | 3051579.934 | 0 | 0.052578 | 0.014178 | 0.095189 | 0.016096 | 0.30989 | 0.091274 | 0.089589 | 0.14066 | 0.051844 | 0.014347 | 0.034701 | 0.039417 | 0.06697 | 0.078744 | 0.052206 | 0.023012 | 0.036743 | 0.035859 | 0.051217 | 0.088512 | 0.074942 | 0.084222 | 0.035262 | 0.061389
| 115 | 15657356.7195 | 0 | 13195341.8415 | 0 |  | 624358.8125 | 672363.3125 | 685677.6875 | 770510.6875 | 766913 | 1034327.875 | 1146081.875 | 1259155.625 | 1442776.518 | 1512382.259 | 1507122.064 | 1573443.677 | 1624082.997 | 1741623.484 | 1895463.424 | 1981111.107 | 2016705.725 | 2114715.592 | 2217564.206 | 2330562.295 | 2533720.507 | 2728228.121 | 2925906.684 | 3051534.25 | 0 | 0 | 0 | 0 | 0 | 0 | 0 | 0 | 0 | 0 | 0 | 0 | 0 | 0 | 0 | 0 | 0 | 0 | 0 | 0 | 0 | 0 | 0 | 0 | 0.074074 | 0.019609 | 0.11665 | -0.0046802 | 0.29913 | 0.1026 | 0.094092 | 0.13613 | 0.047117 | -0.0034841 | 0.043065 | 0.031677 | 0.069874 | 0.084646 | 0.044194 | 0.017807 | 0.047455 | 0.047489 | 0.0497 | 0.083579 | 0.073964 | 0.069952 | 0.04204 | 0.061398
| 116 | 16184319.185 | 0 | 13576565.2038 | 0 |  | 638804.5 | 675134 | 685693.75 | 770093 | 777833.9375 | 1050569.25 | 1138825 | 1264194.5 | 1463548.268 | 1539996.009 | 1552120.439 | 1615428.302 | 1694117.622 | 1833681.609 | 1968529.174 | 2094774.732 | 2146007.85 | 2233109.342 | 2353380.456 | 2479221.545 | 2676513.257 | 2890192.871 | 3099303.184 | 3240226.25 | 0 | 0 | 0 | 0 | 0 | 0 | 0 | 0 | 0 | 0 | 0 | 0 | 1694117.622 | 1833681.609 | 1968529.174 | 2094774.732 | 2146007.85 | 0 | 2353380.456 | 2479221.545 | 2676513.257 | 2890192.871 | 3099303.184 | 3240226.25 | 0.055313 | 0.01552 | 0.11608 | 0.010002 | 0.30057 | 0.080665 | 0.10444 | 0.14643 | 0.050916 | 0.0078422 | 0.039978 | 0.047562 | 0.079164 | 0.070961 | 0.062159 | 0.024163 | 0.039786 | 0.052458 | 0.052092 | 0.07657 | 0.076808 | 0.069854 | 0.044466 | 0.060063
| 117 | 14664033.0963 | 0 | 12325589.3578 | 0 |  | 595403.9375 | 642432.3125 | 659805.6875 | 743672.3125 | 684542.625 | 943475.625 | 1028801.6875 | 1145994.875 | 1338855.893 | 1400683.759 | 1405275.689 | 1446002.927 | 1516202.747 | 1646057.859 | 1771941.174 | 1875598.357 | 1920149.1 | 2004184.217 | 2087107.456 | 2197861.295 | 2396290.757 | 2591560.871 | 2790366.684 | 2898525.75 | 0 | 0 | 0 | 0 | 0 | 0 | 0 | 0 | 0 | 0 | 0 | 0 | 0 | 0 | 0 | 0 | 0 | 0 | 0 | 0 | 0 | 0 | 0 | 0 | 0.076021 | 0.026684 | 0.11966 | -0.08285 | 0.32082 | 0.086579 | 0.10788 | 0.15554 | 0.045145 | 0.003273 | 0.02857 | 0.047406 | 0.082174 | 0.073692 | 0.056852 | 0.023475 | 0.042834 | 0.040542 | 0.051706 | 0.086437 | 0.078338 | 0.073913 | 0.038029 | 0.071592
| 118 | 14760888.6498 | 0 | 12457689.6761 | 0 |  | 637332.3125 | 676214.8125 | 690157.375 | 770583.8125 | 722142.625 | 978174.6875 | 1060639.875 | 1171416.5 | 1351376.268 | 1416192.634 | 1408900.439 | 1444938.927 | 1503925.997 | 1621020.109 | 1733446.924 | 1840694.732 | 1881794.475 | 1967452.342 | 2052407.581 | 2162685.795 | 2361436.507 | 2547418.371 | 2748629.684 | 2858769 | 0 | 0 | 0 | 0 | 0 | 0 | 0 | 0 | 0 | 0 | 0 | 0 | 0 | 0 | 0 | 0 | 0 | 0 | 0 | 0 | 0 | 0 | 0 | 0 | 0.05922 | 0.020409 | 0.11023 | -0.064926 | 0.30347 | 0.080939 | 0.099341 | 0.14291 | 0.046848 | -0.0051625 | 0.025257 | 0.040012 | 0.074977 | 0.067056 | 0.060031 | 0.022083 | 0.044514 | 0.042274 | 0.052337 | 0.087919 | 0.07581 | 0.076022 | 0.039289 | 0.066491
| 119 | 14094500.9277 | 0 | 11826300.9977 | 0 |  | 586514.375 | 638430.3125 | 649858.8125 | 723654.625 | 652780.625 | 890095.125 | 963298.25 | 1088676.25 | 1285760.518 | 1353045.009 | 1349681.064 | 1383312.427 | 1447687.747 | 1570315.609 | 1680844.174 | 1783488.607 | 1826053.975 | 1912399.717 | 2003419.706 | 2117903.17 | 2317253.257 | 2513475.371 | 2703101.184 | 2824054 | 0 | 0 | 0 | 0 | 0 | 0 | 0 | 0 | 0 | 0 | 0 | 0 | 0 | 0 | 0 | 0 | 0 | 0 | 0 | 0 | 0 | 0 | 0 | 0 | 0.084815 | 0.017743 | 0.10756 | -0.10307 | 0.31009 | 0.079035 | 0.12235 | 0.16639 | 0.051007 | -0.0024893 | 0.024613 | 0.045487 | 0.081309 | 0.06802 | 0.059275 | 0.023586 | 0.046202 | 0.046497 | 0.055571 | 0.089956 | 0.081284 | 0.072733 | 0.043774 | 0.072998
| 120 | 15035138.4378 | 0 | 12567658.7963 | 0 |  | 633548.9375 | 673905.25 | 682639.9375 | 756568.375 | 713382.3125 | 956534 | 1039453.3125 | 1152125.625 | 1334397.143 | 1407997.384 | 1411086.564 | 1464228.802 | 1532182.872 | 1665257.609 | 1796840.424 | 1895812.232 | 1962161.6 | 2061503.092 | 2146261.706 | 2281599.545 | 2495535.757 | 2720457.121 | 2945709.684 | 3113515 | 0 | 0 | 0 | 0 | 0 | 0 | 0 | 0 | 0 | 0 | 0 | 0 | 0 | 0 | 0 | 0 | 0 | 0 | 0 | 0 | 0 | 0 | 0 | 0 | 0.061752 | 0.012878 | 0.10283 | -0.058775 | 0.2933 | 0.083134 | 0.10291 | 0.14687 | 0.053689 | 0.0021916 | 0.036969 | 0.045365 | 0.083286 | 0.07605 | 0.053618 | 0.034399 | 0.049389 | 0.040292 | 0.061149 | 0.089627 | 0.086296 | 0.07955 | 0.055403 | 0.063481
| 121 | 18535582.508 | 18535582.508 | 15605212.2281 | 15605212.2281 |  | 686251.1875 | 720592.375 | 742610.375 | 831785.125 | 936846.1875 | 1258267.25 | 1408189.875 | 1518236.5 | 1718477.643 | 1789513.384 | 1800139.064 | 1891661.552 | 1953639.247 | 2113912.984 | 2295374.674 | 2378014.357 | 2421973.6 | 2528930.592 | 2660937.456 | 2791968.295 | 3030377.757 | 3220970.121 | 3493595.934 | 3632274.25 | 686251.1875 | 720592.375 | 742610.375 | 831785.125 | 936846.1875 | 1258267.25 | 1408189.875 | 1518236.5 | 1718477.643 | 1789513.384 | 1800139.064 | 1891661.552 | 1953639.247 | 2113912.984 | 2295374.674 | 2378014.357 | 2421973.6 | 2528930.592 | 2660937.456 | 2791968.295 | 3030377.757 | 3220970.121 | 3493595.934 | 3632274.25 | 0.04883 | 0.030098 | 0.1134 | 0.11894 | 0.29497 | 0.11257 | 0.075244 | 0.12389 | 0.040505 | 0.0059202 | 0.049592 | 0.032238 | 0.078847 | 0.082355 | 0.03537 | 0.018317 | 0.043214 | 0.050882 | 0.048068 | 0.08194 | 0.060995 | 0.081249 | 0.038927 | 0.058519
| 122 | 16565341.083 | 16565341.083 | 14004501.6348 | 14004501.6348 |  | 651120.125 | 683102.3125 | 702348.4375 | 784373.75 | 837572.75 | 1134368.375 | 1258659.375 | 1356312.25 | 1529308.018 | 1590023.634 | 1620947.314 | 1649237.677 | 1712760.997 | 1861864.484 | 1998970.049 | 2125100.482 | 2166042.6 | 2257667.092 | 2359563.956 | 2452664.045 | 2656514.257 | 2829605.371 | 3037644.934 | 3163617.25 | 0 | 0 | 0 | 0 | 837572.75 | 1134368.375 | 1258659.375 | 1356312.25 | 1529308.018 | 1590023.634 | 1620947.314 | 1649237.677 | 1712760.997 | 1861864.484 | 1998970.049 | 2125100.482 | 2166042.6 | 2257667.092 | 2359563.956 | 2452664.045 | 2656514.257 | 0 | 0 | 0 | 0.04795 | 0.027785 | 0.11046 | 0.065622 | 0.30332 | 0.10397 | 0.074722 | 0.12005 | 0.038934 | 0.019262 | 0.017302 | 0.037794 | 0.083472 | 0.071054 | 0.061187 | 0.019083 | 0.04143 | 0.044145 | 0.038698 | 0.07984 | 0.063122 | 0.070945 | 0.040634 | 0.058654
| 123 | 15137000.603 | 0 | 12679686.7335 | 0 |  | 612158.375 | 668402.3125 | 690822.375 | 756024.5625 | 713368.0625 | 959521 | 1041664.5 | 1165206.375 | 1370863.393 | 1426804.384 | 1421300.314 | 1477007.677 | 1547727.622 | 1682262.234 | 1830440.049 | 1945543.607 | 1989880.6 | 2091655.342 | 2193460.456 | 2306181.795 | 2522944.757 | 2733391.121 | 2924131.934 | 3037029.25 | 0 | 0 | 0 | 0 | 0 | 0 | 0 | 0 | 0 | 0 | 0 | 0 | 0 | 0 | 0 | 0 | 0 | 0 | 0 | 0 | 0 | 0 | 0 | 0 | 0.087899 | 0.032992 | 0.090191 | -0.058076 | 0.29644 | 0.082141 | 0.11208 | 0.16254 | 0.039996 | -0.0038651 | 0.038446 | 0.04677 | 0.083352 | 0.084417 | 0.060985 | 0.022533 | 0.049881 | 0.047525 | 0.050113 | 0.089834 | 0.080116 | 0.067455 | 0.037882 | 0.065263
| 124 | 15446872.0435 | 0 | 12957286.6469 | 0 |  | 610158 | 667195.5 | 681612.25 | 769800.875 | 734640.4375 | 989174 | 1073536.5 | 1196180 | 1407629.518 | 1472692.259 | 1471781.439 | 1528422.177 | 1593064.247 | 1729907.734 | 1873489.174 | 1981555.482 | 2036768.475 | 2122695.842 | 2232207.456 | 2359738.295 | 2557650.007 | 2746444.871 | 2973160.684 | 3089761.75 | 0 | 0 | 0 | 0 | 0 | 0 | 0 | 0 | 0 | 0 | 0 | 0 | 0 | 0 | 0 | 0 | 0 | 0 | 0 | 0 | 0 | 0 | 0 | 0 | 0.089365 | 0.021378 | 0.12167 | -0.046751 | 0.29749 | 0.081843 | 0.10817 | 0.16277 | 0.045185 | -0.00061866 | 0.037762 | 0.041423 | 0.082409 | 0.079734 | 0.05608 | 0.027482 | 0.041322 | 0.050304 | 0.05556 | 0.080538 | 0.071218 | 0.079318 | 0.038468 | 0.065126
| 125 | 15365778.3659 | 0 | 12841420.3767 | 0 |  | 614108.6875 | 673761.75 | 690934.3125 | 761118.5 | 706253.5625 | 960576.75 | 1057680.375 | 1171139.125 | 1373793.268 | 1440413.384 | 1447301.064 | 1508550.552 | 1585686.122 | 1724218.484 | 1857528.799 | 1975264.107 | 2031548.975 | 2135296.717 | 2241069.706 | 2366227.045 | 2585752.007 | 2797853.621 | 3002439.434 | 3140416.5 | 0 | 0 | 0 | 0 | 0 | 0 | 0 | 0 | 0 | 0 | 0 | 0 | 0 | 0 | 0 | 0 | 0 | 0 | 0 | 0 | 0 | 0 | 0 | 0 | 0.092705 | 0.025168 | 0.096744 | -0.074815 | 0.30756 | 0.0963 | 0.1019 | 0.1596 | 0.047354 | 0.0047703 | 0.041449 | 0.049868 | 0.083757 | 0.074473 | 0.061455 | 0.028096 | 0.049807 | 0.048348 | 0.054343 | 0.08872 | 0.078836 | 0.070573 | 0.04493 | 0.067611
| 126 | 15523990.3124 | 0 | 13109241.739 | 0 |  | 633773.125 | 672432.75 | 687206 | 773047.5 | 754549.625 | 1033741.625 | 1129260.25 | 1241714.375 | 1430707.393 | 1508203.259 | 1513204.814 | 1557469.177 | 1629162.372 | 1756075.484 | 1873436.674 | 1959023.607 | 1994738.1 | 2086777.967 | 2161718.206 | 2266224.795 | 2456801.257 | 2673278.121 | 2887957.434 | 3011011.75 | 0 | 0 | 0 | 0 | 0 | 0 | 0 | 0 | 0 | 0 | 0 | 0 | 0 | 0 | 0 | 0 | 0 | 0 | 0 | 0 | 0 | 0 | 0 | 0 | 0.059211 | 0.021732 | 0.11771 | -0.024219 | 0.31482 | 0.088378 | 0.09493 | 0.14168 | 0.05275 | 0.0033107 | 0.028832 | 0.045004 | 0.075015 | 0.064693 | 0.044672 | 0.018067 | 0.045108 | 0.035282 | 0.047212 | 0.080745 | 0.084445 | 0.077244 | 0.041727 | 0.06519
| 127 | 15244695.8705 | 0 | 12869072.8579 | 0 |  | 662858.875 | 697225.1875 | 699068 | 770221.25 | 769476.5625 | 1035624.8125 | 1109972.75 | 1200454 | 1379615.518 | 1448339.634 | 1446455.939 | 1498526.302 | 1555038.247 | 1675434.484 | 1808795.799 | 1904854.732 | 1947244.35 | 2035056.967 | 2120801.206 | 2228379.795 | 2424647.257 | 2621014.371 | 2839360.684 | 2965027.75 | 662858.875 | 697225.1875 | 0 | 0 | 0 | 0 | 0 | 0 | 0 | 0 | 0 | 0 | 0 | 0 | 0 | 0 | 0 | 0 | 0 | 0 | 0 | 0 | 0 | 0 | 0.050546 | 0.0026396 | 0.09693 | -0.00096732 | 0.29705 | 0.069331 | 0.078364 | 0.13911 | 0.048613 | -0.0013014 | 0.035366 | 0.037018 | 0.074572 | 0.076589 | 0.051744 | 0.022009 | 0.044109 | 0.04127 | 0.049481 | 0.084411 | 0.077875 | 0.080018 | 0.043307 | 0.060324
| 128 | 14769639.647 | 0 | 12444444.841 | 0 |  | 615268 | 666182.5625 | 673467.0625 | 748517.75 | 708009.75 | 957345.125 | 1044736.8125 | 1159027.375 | 1349836.393 | 1419412.134 | 1421766.314 | 1467769.177 | 1522947.747 | 1647420.484 | 1773565.674 | 1866359.482 | 1896821.475 | 1994441.967 | 2085134.081 | 2190540.795 | 2381300.757 | 2579920.871 | 2766391.434 | 2889086.5 | 0 | 0 | 0 | 0 | 0 | 0 | 0 | 0 | 0 | 0 | 0 | 0 | 0 | 0 | 0 | 0 | 0 | 0 | 0 | 0 | 0 | 0 | 0 | 0 | 0.079506 | 0.010875 | 0.10566 | -0.055637 | 0.30171 | 0.087356 | 0.10382 | 0.1524 | 0.050259 | 0.0016572 | 0.031844 | 0.036904 | 0.078563 | 0.073781 | 0.050998 | 0.01619 | 0.050185 | 0.044469 | 0.049315 | 0.083498 | 0.080112 | 0.069785 | 0.043397 | 0.065993
| 129 | 14786443.6659 | 0 | 12470709.1966 | 0 |  | 631518.625 | 682762.5625 | 699216.1875 | 763739.25 | 721315.125 | 972847.5625 | 1046210.25 | 1152637.875 | 1341074.393 | 1399542.759 | 1404687.439 | 1458466.802 | 1514714.747 | 1635346.359 | 1756333.674 | 1862397.732 | 1899065.1 | 1985275.967 | 2066023.831 | 2179557.795 | 2372577.257 | 2566130.121 | 2758187.184 | 2876656 | 0 | 0 | 0 | 0 | 0 | 0 | 0 | 0 | 0 | 0 | 0 | 0 | 0 | 0 | 0 | 0 | 0 | 0 | 0 | 0 | 0 | 0 | 0 | 0 | 0.07802 | 0.023813 | 0.088266 | -0.05715 | 0.29915 | 0.072702 | 0.096879 | 0.15142 | 0.042675 | 0.0036692 | 0.037571 | 0.037841 | 0.076627 | 0.071374 | 0.058636 | 0.019497 | 0.044396 | 0.039868 | 0.053496 | 0.084855 | 0.078422 | 0.072175 | 0.042055 | 0.064334
| 130 | 15056977.3807 | 0 | 12659112.2168 | 0 |  | 636225 | 681428.875 | 690192.125 | 760244.8125 | 720419.5625 | 977473.8125 | 1058340.625 | 1177074.75 | 1362611.018 | 1424041.634 | 1431539.439 | 1470953.427 | 1534825.247 | 1661271.359 | 1801145.674 | 1913639.607 | 1945287.6 | 2049083.717 | 2143410.956 | 2260141.295 | 2461361.757 | 2644778.371 | 2858649.934 | 2984326.5 | 0 | 0 | 0 | 0 | 0 | 0 | 0 | 0 | 0 | 0 | 0 | 0 | 0 | 0 | 0 | 0 | 0 | 0 | 0 | 0 | 0 | 0 | 0 | 0 | 0.06864 | 0.012778 | 0.096671 | -0.053807 | 0.30514 | 0.079486 | 0.10633 | 0.14637 | 0.044096 | 0.0052513 | 0.02716 | 0.042506 | 0.079167 | 0.08084 | 0.060584 | 0.016403 | 0.051983 | 0.045006 | 0.053029 | 0.085287 | 0.071873 | 0.077762 | 0.043025 | 0.065556
| 131 | 15060117.2514 | 0 | 12694602.9199 | 0 |  | 625942.875 | 686215.25 | 696950.9375 | 779481.375 | 724850.5 | 982625.0625 | 1070205.125 | 1188965.625 | 1384331.143 | 1449699.884 | 1452606.439 | 1494650.302 | 1555542.747 | 1667807.609 | 1786907.299 | 1878983.607 | 1920557.6 | 2015885.717 | 2107471.206 | 2213094.545 | 2421333.257 | 2615299.871 | 2820339.434 | 2945039 | 0 | 0 | 0 | 0 | 0 | 0 | 0 | 0 | 0 | 0 | 0 | 0 | 0 | 0 | 0 | 0 | 0 | 0 | 0 | 0 | 0 | 0 | 0 | 0 | 0.091932 | 0.015524 | 0.11191 | -0.072663 | 0.30426 | 0.085378 | 0.10523 | 0.15213 | 0.046139 | 0.0020029 | 0.028533 | 0.039932 | 0.069685 | 0.068976 | 0.050245 | 0.021885 | 0.048443 | 0.04443 | 0.048903 | 0.089927 | 0.07706 | 0.075478 | 0.043265 | 0.068016
| 132 | 15207893.9544 | 0 | 12746539.8544 | 0 |  | 620552.0625 | 661522.25 | 675792.75 | 750347.625 | 723629.25 | 974183.0625 | 1068018.375 | 1182164.75 | 1359845.268 | 1433441.384 | 1457117.689 | 1501183.802 | 1565280.872 | 1700112.984 | 1841838.424 | 1937959.482 | 1988608.725 | 2093859.092 | 2183076.206 | 2305323.795 | 2537216.257 | 2720793.121 | 2922968.934 | 3055576.25 | 0 | 0 | 0 | 0 | 0 | 0 | 0 | 0 | 0 | 0 | 0 | 0 | 0 | 0 | 0 | 0 | 0 | 0 | 0 | 0 | 0 | 0 | 0 | 0 | 0.063934 | 0.021343 | 0.10465 | -0.036257 | 0.29732 | 0.091961 | 0.10154 | 0.14002 | 0.052707 | 0.016382 | 0.029794 | 0.041811 | 0.082629 | 0.08007 | 0.050871 | 0.0258 | 0.051574 | 0.041726 | 0.054486 | 0.095846 | 0.069856 | 0.071676 | 0.044368 | 0.061722
| 133 | 15822298.4527 | 0 | 13232246.3528 | 0 |  | 620612 | 678561.1875 | 694550.0625 | 777537.9375 | 730515.3125 | 994592.5 | 1085393 | 1205456.75 | 1400191.143 | 1474118.384 | 1511858.189 | 1571522.427 | 1664967.247 | 1782400.859 | 1930245.549 | 2010781.982 | 2094587.475 | 2230891.592 | 2321270.456 | 2490623.795 | 2704612.507 | 2869491.121 | 3034380.184 | 3209780.5 | 0 | 0 | 0 | 0 | 0 | 0 | 0 | 0 | 0 | 0 | 0 | 0 | 0 | 0 | 0 | 0 | 0 | 0 | 0 | 2490623.795 | 2704612.507 | 2869491.121 | 0 | 3209780.5 | 0.089269 | 0.02329 | 0.11287 | -0.062382 | 0.30858 | 0.087364 | 0.10492 | 0.14975 | 0.051451 | 0.025279 | 0.038705 | 0.057761 | 0.068156 | 0.079686 | 0.040876 | 0.040833 | 0.063045 | 0.039713 | 0.070419 | 0.082425 | 0.059176 | 0.055872 | 0.056195 | 0.065215
| 134 | 16210039.2182 | 16210039.2182 | 13520184.347 | 0 |  | 594949.375 | 649059.125 | 669491.125 | 742056.4375 | 734852 | 1025455.375 | 1138180.875 | 1274728.125 | 1473109.518 | 1545632.509 | 1571641.814 | 1646519.927 | 1710227.872 | 1845170.859 | 1992112.924 | 2086943.482 | 2154065.85 | 2300483.342 | 2387346.456 | 2492226.545 | 2746745.007 | 2955283.621 | 3195887.434 | 3390117.5 | 0 | 0 | 0 | 0 | 0 | 0 | 0 | 0 | 1473109.518 | 1545632.509 | 1571641.814 | 1646519.927 | 1710227.872 | 1845170.859 | 1992112.924 | 2086943.482 | 2154065.85 | 2300483.342 | 2387346.456 | 2492226.545 | 2746745.007 | 2955283.621 | 3195887.434 | 3390117.5 | 0.087047 | 0.030994 | 0.10291 | -0.0097562 | 0.33322 | 0.10429 | 0.1133 | 0.14464 | 0.048058 | 0.016688 | 0.046543 | 0.037963 | 0.075945 | 0.076624 | 0.046505 | 0.031657 | 0.065762 | 0.037063 | 0.042994 | 0.09724 | 0.073178 | 0.07827 | 0.059 | 0.066128
| 135 | 15264016.7066 | 0 | 12817836.8933 | 0 |  | 591100.9375 | 660098.25 | 676098.8125 | 751884.875 | 714983.375 | 980257.625 | 1087497.625 | 1199338.625 | 1390956.893 | 1458705.884 | 1466377.814 | 1520293.802 | 1602398.247 | 1722931.234 | 1844027.174 | 1953468.732 | 2008358.475 | 2097218.217 | 2181306.706 | 2300008.295 | 2509497.507 | 2688235.871 | 2913093.934 | 3060868.25 | 0 | 0 | 0 | 0 | 0 | 0 | 0 | 0 | 0 | 0 | 0 | 0 | 0 | 0 | 0 | 0 | 0 | 0 | 0 | 0 | 0 | 0 | 0 | 0 | 0.1104 | 0.023951 | 0.10624 | -0.050324 | 0.31556 | 0.10382 | 0.097891 | 0.14822 | 0.047558 | 0.0052456 | 0.036108 | 0.052598 | 0.072526 | 0.067925 | 0.057655 | 0.027711 | 0.043294 | 0.039312 | 0.052989 | 0.08717 | 0.068803 | 0.080331 | 0.049483 | 0.06698
| 136 | 15311255.2496 | 0 | 12829014.8486 | 0 |  | 622476.3125 | 672404.0625 | 690806.4375 | 762349.8125 | 711345.25 | 969265.0625 | 1058544.125 | 1184020.625 | 1385207.018 | 1457540.259 | 1463306.689 | 1512358.052 | 1588113.872 | 1719816.484 | 1841916.674 | 1940511.857 | 2005753.225 | 2093048.717 | 2203968.206 | 2318696.545 | 2529146.257 | 2748320.621 | 2959806.934 | 3099782.25 | 0 | 0 | 0 | 0 | 0 | 0 | 0 | 0 | 0 | 0 | 0 | 0 | 0 | 0 | 0 | 0 | 0 | 0 | 0 | 0 | 0 | 0 | 0 | 0 | 0.077154 | 0.027 | 0.098546 | -0.069248 | 0.30938 | 0.088112 | 0.11202 | 0.15693 | 0.050901 | 0.0039485 | 0.032971 | 0.048877 | 0.079671 | 0.068589 | 0.052145 | 0.033068 | 0.042602 | 0.051638 | 0.050746 | 0.086877 | 0.083108 | 0.074134 | 0.046208 | 0.067379
| 137 | 14975957.949 | 0 | 12574748.8304 | 0 |  | 621508.5625 | 678342.625 | 697830.4375 | 770638.1875 | 693628.0625 | 939042.25 | 1040225.625 | 1164874 | 1357264.643 | 1420482.259 | 1419615.189 | 1464227.927 | 1532697.122 | 1659904.609 | 1796150.674 | 1895848.732 | 1943095.1 | 2049041.967 | 2148901.706 | 2271669.545 | 2470575.257 | 2666540.121 | 2849220.184 | 2975083 | 0 | 0 | 0 | 0 | 0 | 0 | 0 | 0 | 0 | 0 | 0 | 0 | 0 | 0 | 0 | 0 | 0 | 0 | 0 | 0 | 0 | 0 | 0 | 0 | 0.087503 | 0.028324 | 0.099243 | -0.10528 | 0.30292 | 0.10233 | 0.11318 | 0.15286 | 0.045525 | -0.00061059 | 0.030942 | 0.045701 | 0.079731 | 0.078886 | 0.054021 | 0.024615 | 0.05309 | 0.047585 | 0.055558 | 0.083936 | 0.076331 | 0.066264 | 0.043227 | 0.07062
| 138 | 14832959.8888 | 0 | 12474746.3302 | 0 |  | 598558.4375 | 656731.5625 | 668098.1875 | 757173.5625 | 728756.1875 | 979746.6875 | 1060930.25 | 1170655.625 | 1355639.143 | 1412498.009 | 1429712.689 | 1461300.552 | 1526117.622 | 1627864.234 | 1758851.424 | 1867282.357 | 1921918.475 | 2002992.717 | 2091694.331 | 2204957.295 | 2406015.257 | 2605527.621 | 2821628.434 | 2936807.75 | 0 | 0 | 0 | 0 | 0 | 0 | 0 | 0 | 0 | 0 | 0 | 0 | 0 | 0 | 0 | 0 | 0 | 0 | 0 | 0 | 0 | 0 | 0 | 0 | 0.092751 | 0.01716 | 0.12516 | -0.038253 | 0.29595 | 0.079607 | 0.098418 | 0.14671 | 0.041087 | 0.012114 | 0.021853 | 0.0434 | 0.064542 | 0.077392 | 0.059823 | 0.02884 | 0.041319 | 0.043332 | 0.052734 | 0.087264 | 0.079663 | 0.079679 | 0.040009 | 0.063319
| 139 | 16422714.8348 | 16422714.8348 | 13731675.8364 | 13731675.8364 |  | 651409.8125 | 708295.25 | 724681.75 | 796125.5 | 809550.4375 | 1070969.75 | 1157042.125 | 1266658.75 | 1446214.893 | 1527179.009 | 1542929.189 | 1607226.677 | 1677802.122 | 1827726.109 | 1983255.174 | 2106784.232 | 2160749.1 | 2278097.342 | 2388599.206 | 2515298.795 | 2760007.257 | 2961741.371 | 3199291.934 | 3368819.25 | 0 | 708295.25 | 724681.75 | 796125.5 | 809550.4375 | 0 | 0 | 0 | 0 | 0 | 0 | 0 | 0 | 1827726.109 | 1983255.174 | 2106784.232 | 2160749.1 | 2278097.342 | 2388599.206 | 2515298.795 | 2760007.257 | 2961741.371 | 3199291.934 | 3368819.25 | 0.083722 | 0.022872 | 0.094024 | 0.016722 | 0.27984 | 0.077302 | 0.090516 | 0.13257 | 0.054473 | 0.01026 | 0.040827 | 0.042975 | 0.085588 | 0.081667 | 0.060423 | 0.025292 | 0.052886 | 0.047366 | 0.051685 | 0.092842 | 0.070544 | 0.077152 | 0.051633 | 0.053983
| 140 | 16396735.9347 | 16396735.9347 | 13831109.6041 | 13831109.6041 |  | 631940.75 | 670459.6875 | 684819.125 | 762095.0625 | 783938.5625 | 1075113 | 1208433 | 1347913.625 | 1547298.518 | 1602505.509 | 1619538.814 | 1683448.552 | 1754795.372 | 1862235.609 | 1988661.174 | 2080990.607 | 2117734.975 | 2233594.342 | 2338077.456 | 2452166.545 | 2644765.257 | 2841848.871 | 3049117.934 | 3175833.75 | 0 | 0 | 0 | 0 | 0 | 0 | 1208433 | 1347913.625 | 1547298.518 | 1602505.509 | 1619538.814 | 1683448.552 | 1754795.372 | 1862235.609 | 1988661.174 | 2080990.607 | 0 | 0 | 2338077.456 | 2452166.545 | 0 | 0 | 0 | 0 | 0.059168 | 0.021191 | 0.10692 | 0.028259 | 0.31585 | 0.1169 | 0.10923 | 0.13795 | 0.035058 | 0.010573 | 0.038703 | 0.041508 | 0.059425 | 0.065684 | 0.045382 | 0.017503 | 0.053265 | 0.045717 | 0.047643 | 0.07561 | 0.071873 | 0.070397 | 0.040718 | 0.062777
| 141 | 16107869.6277 | 0 | 13574671.1937 | 0 |  | 663848.9375 | 705881.5625 | 719164.1875 | 787394.8125 | 795119.375 | 1056494.875 | 1149176.25 | 1253894.5 | 1441486.643 | 1509816.384 | 1534364.814 | 1602274.927 | 1676630.497 | 1807483.859 | 1954256.799 | 2073793.232 | 2134186.475 | 2225917.592 | 2305511.456 | 2407166.795 | 2596265.507 | 2800254.121 | 3029107.434 | 3140815.5 | 663848.9375 | 705881.5625 | 719164.1875 | 0 | 0 | 0 | 0 | 0 | 0 | 0 | 0 | 0 | 0 | 0 | 0 | 0 | 2134186.475 | 0 | 0 | 0 | 0 | 0 | 0 | 0 | 0.061393 | 0.018642 | 0.09064 | 0.0097625 | 0.28422 | 0.084089 | 0.087209 | 0.13942 | 0.046313 | 0.016128 | 0.043308 | 0.045362 | 0.07515 | 0.078074 | 0.059369 | 0.028706 | 0.042084 | 0.035133 | 0.043148 | 0.075624 | 0.075636 | 0.078558 | 0.036214 | 0.055809
| 142 | 15455134.3996 | 0 | 13024047.1858 | 0 |  | 613891.3125 | 647333.8125 | 655916.1875 | 734010.4375 | 739600.8125 | 1024340.125 | 1130284.25 | 1245874.375 | 1435333.393 | 1498915.384 | 1516947.439 | 1583560.677 | 1640757.997 | 1736467.609 | 1872071.299 | 1963832.982 | 2021588.975 | 2084965.217 | 2174561.956 | 2279635.045 | 2493953.757 | 2676586.621 | 2902624.434 | 3028381.25 | 0 | 0 | 0 | 0 | 0 | 0 | 0 | 0 | 0 | 0 | 0 | 0 | 0 | 0 | 0 | 0 | 0 | 0 | 0 | 0 | 0 | 0 | 0 | 0 | 0.053044 | 0.013171 | 0.11249 | 0.0075873 | 0.32569 | 0.098421 | 0.097368 | 0.14156 | 0.043345 | 0.011958 | 0.042976 | 0.035482 | 0.056695 | 0.075193 | 0.047853 | 0.028986 | 0.030868 | 0.042075 | 0.047188 | 0.089854 | 0.070673 | 0.081073 | 0.042413 | 0.06528
| 143 | 14734229.0531 | 0 | 12396068.5358 | 0 |  | 622249.0625 | 667092.4375 | 680862 | 759427.3125 | 706433.625 | 949287.125 | 1026894.3125 | 1146226.75 | 1343979.518 | 1403988.759 | 1409446.314 | 1450993.427 | 1509926.497 | 1634338.234 | 1758906.674 | 1855437.482 | 1906116.225 | 1988999.717 | 2075345.956 | 2192021.295 | 2385660.257 | 2584643.121 | 2793535.184 | 2914637 | 0 | 0 | 0 | 0 | 0 | 0 | 0 | 0 | 0 | 0 | 0 | 0 | 0 | 0 | 0 | 0 | 0 | 0 | 0 | 0 | 0 | 0 | 0 | 0 | 0.069588 | 0.020431 | 0.1092 | -0.072335 | 0.29548 | 0.078583 | 0.10994 | 0.15916 | 0.043682 | 0.0038796 | 0.029052 | 0.039813 | 0.079177 | 0.073454 | 0.053428 | 0.026947 | 0.042564 | 0.042496 | 0.054696 | 0.084652 | 0.080112 | 0.07772 | 0.042437 | 0.066497
| 144 | 14886692.893 | 0 | 12508397.6857 | 0 |  | 620714.875 | 671642.4375 | 687918.4375 | 762568.5 | 702233.75 | 961196.4375 | 1045864.375 | 1157680.5 | 1350070.643 | 1412974.134 | 1416465.564 | 1455665.427 | 1528990.372 | 1650129.734 | 1782095.549 | 1884933.607 | 1927203.35 | 2017441.092 | 2109031.081 | 2221776.795 | 2432510.757 | 2630064.121 | 2842106.934 | 2955573.25 | 0 | 0 | 0 | 0 | 0 | 0 | 0 | 0 | 0 | 0 | 0 | 0 | 0 | 0 | 0 | 0 | 0 | 0 | 0 | 0 | 0 | 0 | 0 | 0 | 0.078854 | 0.023944 | 0.10302 | -0.082426 | 0.31391 | 0.08442 | 0.10157 | 0.15374 | 0.04554 | 0.0024679 | 0.027298 | 0.049144 | 0.076246 | 0.076936 | 0.056103 | 0.022177 | 0.04576 | 0.044399 | 0.052079 | 0.090617 | 0.078084 | 0.077537 | 0.039147 | 0.069797
| 145 | 16371626.66 | 16371626.66 | 13865885.8356 | 13865885.8356 |  | 679515.3125 | 698325.3125 | 705444.125 | 773077.9375 | 846945.0625 | 1145521.375 | 1238963.75 | 1354668.25 | 1518215.518 | 1586582.384 | 1607380.189 | 1644243.177 | 1714197.497 | 1802195.484 | 1938706.674 | 2048333.857 | 2101121.725 | 2200872.592 | 2269904.706 | 2361815.045 | 2559827.007 | 2738323.371 | 3018254.434 | 3129550 | 679515.3125 | 698325.3125 | 0 | 0 | 846945.0625 | 1145521.375 | 1238963.75 | 1354668.25 | 1518215.518 | 1586582.384 | 1607380.189 | 1644243.177 | 1714197.497 | 0 | 0 | 0 | 0 | 0 | 0 | 0 | 0 | 0 | 0 | 0 | 0.027305 | 0.010143 | 0.091552 | 0.091256 | 0.30198 | 0.078415 | 0.089281 | 0.11398 | 0.044047 | 0.013023 | 0.022675 | 0.041665 | 0.050061 | 0.073015 | 0.055006 | 0.025445 | 0.046383 | 0.030884 | 0.039693 | 0.080509 | 0.067406 | 0.097333 | 0.036211 | 0.059087
| 146 | 15073957.7923 | 0 | 12680776.1745 | 0 |  | 617838.5625 | 664165.875 | 677934.125 | 758352.4375 | 728930.5 | 987690.375 | 1069679.875 | 1163923.875 | 1360462.268 | 1426842.009 | 1434955.064 | 1487181.302 | 1549175.372 | 1680060.984 | 1813683.549 | 1920955.107 | 1967238.1 | 2069456.092 | 2166343.456 | 2276402.045 | 2461402.757 | 2652192.371 | 2846748.434 | 2964926.5 | 0 | 0 | 0 | 0 | 0 | 0 | 0 | 0 | 0 | 0 | 0 | 0 | 0 | 0 | 0 | 0 | 0 | 0 | 0 | 0 | 0 | 0 | 0 | 0 | 0.072305 | 0.020518 | 0.1121 | -0.03957 | 0.30379 | 0.079745 | 0.084438 | 0.15603 | 0.047639 | 0.0056699 | 0.035749 | 0.04084 | 0.081107 | 0.07653 | 0.057463 | 0.023808 | 0.050655 | 0.045755 | 0.049555 | 0.078135 | 0.074655 | 0.070791 | 0.040675 | 0.063948
| 147 | 14933475.2082 | 0 | 12538386.6486 | 0 |  | 602261.3125 | 664593.3125 | 678735.6875 | 758442.9375 | 702126.3125 | 951001.8125 | 1037006.4375 | 1160287.75 | 1350113.143 | 1422472.384 | 1432006.939 | 1476599.552 | 1536067.872 | 1667501.109 | 1791968.674 | 1909058.357 | 1956259.1 | 2045932.967 | 2132196.956 | 2251312.795 | 2448235.007 | 2649779.371 | 2858013.434 | 2981362.75 | 0 | 0 | 0 | 0 | 0 | 0 | 0 | 0 | 0 | 0 | 0 | 0 | 0 | 0 | 0 | 0 | 0 | 0 | 0 | 0 | 0 | 0 | 0 | 0 | 0.098484 | 0.021056 | 0.11104 | -0.077154 | 0.3034 | 0.086577 | 0.11233 | 0.15152 | 0.052208 | 0.0066804 | 0.030665 | 0.039484 | 0.0821 | 0.071989 | 0.063295 | 0.024424 | 0.04482 | 0.041299 | 0.054361 | 0.083854 | 0.079109 | 0.07565 | 0.042254 | 0.067952
| 148 | 14683650.7219 | 0 | 12333149.1185 | 0 |  | 600216.75 | 659113.6875 | 672304.375 | 745320.9375 | 696355.9375 | 943919.9375 | 1041437.1875 | 1142481.625 | 1335435.893 | 1403327.634 | 1398063.939 | 1442184.927 | 1505937.497 | 1624510.984 | 1753529.424 | 1850122.357 | 1903932.85 | 2004940.842 | 2087398.331 | 2201660.545 | 2402496.007 | 2597214.621 | 2805381.434 | 2929151.5 | 0 | 0 | 0 | 0 | 0 | 0 | 0 | 0 | 0 | 0 | 0 | 0 | 0 | 0 | 0 | 0 | 0 | 0 | 0 | 0 | 0 | 0 | 0 | 0 | 0.093605 | 0.019815 | 0.1031 | -0.067954 | 0.30418 | 0.098316 | 0.092601 | 0.15605 | 0.049589 | -0.0037579 | 0.031071 | 0.043256 | 0.075791 | 0.076424 | 0.053621 | 0.02867 | 0.051693 | 0.040304 | 0.053293 | 0.087296 | 0.077931 | 0.0771 | 0.043173 | 0.067252
| 149 | 15338094.6187 | 0 | 12860883.9511 | 0 |  | 623370.3125 | 695769.625 | 717348.0625 | 796079.375 | 735241.75 | 972320 | 1051176.25 | 1164880.375 | 1356473.893 | 1423015.134 | 1430385.689 | 1497680.927 | 1567882.622 | 1718587.734 | 1860877.549 | 1948525.107 | 2005293.35 | 2107372.592 | 2213218.706 | 2349164.545 | 2552948.507 | 2743693.121 | 2947558.184 | 3063704 | 0 | 695769.625 | 717348.0625 | 796079.375 | 0 | 0 | 0 | 0 | 0 | 0 | 0 | 0 | 0 | 0 | 0 | 0 | 0 | 0 | 0 | 0 | 0 | 0 | 0 | 0 | 0.10988 | 0.030543 | 0.10414 | -0.0795 | 0.27949 | 0.07798 | 0.10271 | 0.15227 | 0.047889 | 0.0051662 | 0.045974 | 0.045808 | 0.091777 | 0.079545 | 0.046025 | 0.028718 | 0.049652 | 0.049006 | 0.059612 | 0.083189 | 0.072056 | 0.071672 | 0.038648 | 0.063697
| 150 | 16342272.0044 | 16342272.0044 | 13741203.0656 | 13741203.0656 |  | 627665.125 | 680000.25 | 696101.25 | 772344.75 | 768738.75 | 1054001 | 1182291.25 | 1314096.375 | 1497773.768 | 1577872.384 | 1589799.939 | 1650962.302 | 1722028.122 | 1855994.109 | 2002194.674 | 2078592.982 | 2161424.35 | 2285118.592 | 2334693.706 | 2458274.295 | 2677624.257 | 2865372.121 | 3090198.684 | 3243325.25 | 0 | 0 | 0 | 0 | 0 | 0 | 1182291.25 | 1314096.375 | 1497773.768 | 1577872.384 | 1589799.939 | 1650962.302 | 1722028.122 | 1855994.109 | 2002194.674 | 2078592.982 | 2161424.35 | 2285118.592 | 2334693.706 | 2458274.295 | 2677624.257 | 2865372.121 | 3090198.684 | 3243325.25 | 0.080086 | 0.023402 | 0.10394 | -0.0046798 | 0.3156 | 0.11486 | 0.10569 | 0.13083 | 0.052097 | 0.0075308 | 0.03775 | 0.042144 | 0.074918 | 0.075823 | 0.037447 | 0.039076 | 0.05565 | 0.021463 | 0.051579 | 0.08547 | 0.067768 | 0.075537 | 0.048364 | 0.063252
| 151 | 13173135.8327 | 0 | 10864787.0794 | 0 |  | 423441.6875 | 537648.1875 | 555685.4375 | 566291.5625 | 619955.4375 | 799605.625 | 870413.25 | 1002145.5625 | 1169137.393 | 1216599.009 | 1251111.814 | 1287163.177 | 1334083.872 | 1504455.859 | 1620368.299 | 1733719.857 | 1809295.1 | 1910554.467 | 2011097.956 | 2144880.045 | 2354420.007 | 2575907.871 | 2742292.684 | 2867483 | 0 | 0 | 0 | 0 | 0 | 0 | 0 | 0 | 0 | 0 | 0 | 0 | 0 | 0 | 0 | 0 | 0 | 0 | 0 | 0 | 0 | 0 | 0 | 0 | 0.23879 | 0.032998 | 0.018907 | 0.090539 | 0.25447 | 0.084849 | 0.14093 | 0.15412 | 0.039793 | 0.027973 | 0.028408 | 0.035804 | 0.12019 | 0.074222 | 0.067616 | 0.042668 | 0.054456 | 0.051287 | 0.064403 | 0.093211 | 0.089908 | 0.062592 | 0.04464 | 0.062663
| 152 | 14668069.9159 | 0 | 12296707.3966 | 0 |  | 578785.25 | 641055.75 | 656045.25 | 742564.125 | 686262.25 | 924800.625 | 1018212.4375 | 1137543.125 | 1343717.518 | 1402352.884 | 1416364.939 | 1453240.552 | 1519785.622 | 1648681.484 | 1762973.299 | 1863986.857 | 1900793.725 | 2004974.842 | 2107953.831 | 2226209.295 | 2421785.507 | 2626567.621 | 2827217.684 | 2953699.75 | 0 | 0 | 0 | 0 | 0 | 0 | 0 | 0 | 0 | 0 | 0 | 0 | 0 | 0 | 0 | 0 | 0 | 0 | 0 | 0 | 0 | 0 | 0 | 0 | 0.10218 | 0.023113 | 0.12388 | -0.078849 | 0.29832 | 0.096226 | 0.11082 | 0.16657 | 0.042711 | 0.0099422 | 0.025702 | 0.044773 | 0.081407 | 0.067026 | 0.055716 | 0.019554 | 0.05336 | 0.050086 | 0.054583 | 0.084205 | 0.081173 | 0.073615 | 0.043765 | 0.06871
| 153 | 15546540.0056 | 0 | 13050422.9637 | 0 |  | 623938.6875 | 685149 | 709337.75 | 784525.75 | 741543.9375 | 1014597.25 | 1097578.875 | 1219550.75 | 1394015.143 | 1468867.134 | 1491394.064 | 1539728.802 | 1595447.122 | 1732401.109 | 1862708.424 | 1963150.857 | 2017472.975 | 2115587.467 | 2217389.956 | 2343258.045 | 2558597.257 | 2765203.121 | 2961129.934 | 3112916 | 0 | 0 | 709337.75 | 0 | 0 | 0 | 0 | 0 | 0 | 0 | 0 | 0 | 0 | 0 | 0 | 0 | 0 | 0 | 0 | 0 | 0 | 0 | 0 | 0 | 0.093584 | 0.034695 | 0.10075 | -0.056345 | 0.31351 | 0.078615 | 0.10538 | 0.13371 | 0.052303 | 0.01522 | 0.031895 | 0.035548 | 0.082354 | 0.072523 | 0.052519 | 0.027295 | 0.047487 | 0.046998 | 0.055211 | 0.087917 | 0.077655 | 0.068457 | 0.049989 | 0.065252
| 154 | 15144498.6725 | 0 | 12751574.156 | 0 |  | 624960.4375 | 679704.125 | 690873.5 | 766314.0625 | 716206.1875 | 980856.625 | 1073029 | 1194441.125 | 1386522.518 | 1449235.009 | 1464727.189 | 1502625.302 | 1556282.997 | 1681069.609 | 1822955.424 | 1917505.107 | 1955362.725 | 2047594.967 | 2139505.456 | 2250058.795 | 2449812.007 | 2650188.621 | 2854150.434 | 2972193.25 | 0 | 0 | 0 | 0 | 0 | 0 | 0 | 0 | 0 | 0 | 0 | 0 | 0 | 0 | 0 | 0 | 0 | 0 | 0 | 0 | 0 | 0 | 0 | 0 | 0.083969 | 0.016299 | 0.10364 | -0.067624 | 0.31446 | 0.089814 | 0.10719 | 0.14912 | 0.044237 | 0.010633 | 0.025545 | 0.035087 | 0.07713 | 0.081029 | 0.050566 | 0.019551 | 0.04609 | 0.043909 | 0.050382 | 0.085055 | 0.07862 | 0.074143 | 0.040526 | 0.068801
| 155 | 15298211.8532 | 0 | 12850172.1479 | 0 |  | 623407.625 | 680510.375 | 702338.3125 | 779739.25 | 732656.5 | 971223 | 1057949.125 | 1178369.375 | 1379876.643 | 1448761.259 | 1468515.564 | 1518754.802 | 1580644.497 | 1710305.359 | 1842103.174 | 1944555.357 | 1991913.225 | 2102393.467 | 2185749.706 | 2286961.045 | 2495030.007 | 2710231.121 | 2927156.934 | 3047736 | 0 | 0 | 0 | 0 | 0 | 0 | 0 | 0 | 0 | 0 | 0 | 0 | 0 | 0 | 0 | 0 | 0 | 0 | 0 | 0 | 0 | 0 | 0 | 0 | 0.087642 | 0.031572 | 0.10454 | -0.062283 | 0.28188 | 0.085531 | 0.1078 | 0.15786 | 0.048715 | 0.013543 | 0.033639 | 0.039942 | 0.078839 | 0.074236 | 0.054125 | 0.024062 | 0.053981 | 0.038882 | 0.045265 | 0.087077 | 0.082733 | 0.076998 | 0.040367 | 0.062625
| 156 | 16941466.155 | 16941466.155 | 14226673.7187 | 14226673.7187 |  | 630382.0625 | 693490.9375 | 707245 | 788223.6875 | 798513.5 | 1100130.75 | 1194238.75 | 1344749.25 | 1530513.393 | 1606962.509 | 1648014.064 | 1718743.677 | 1785780.622 | 1951943.359 | 2116764.299 | 2220137.107 | 2285336.85 | 2341405.092 | 2470340.706 | 2590153.545 | 2800077.507 | 2993233.621 | 3223083.184 | 3377966 | 0 | 0 | 0 | 788223.6875 | 798513.5 | 1100130.75 | 1194238.75 | 1344749.25 | 1530513.393 | 1606962.509 | 1648014.064 | 1718743.677 | 1785780.622 | 1951943.359 | 2116764.299 | 2220137.107 | 2285336.85 | 2341405.092 | 2470340.706 | 2590153.545 | 2800077.507 | 2993233.621 | 3223083.184 | 3377966 | 0.095412 | 0.019639 | 0.1084 | 0.01297 | 0.32043 | 0.08208 | 0.1187 | 0.1294 | 0.048743 | 0.025225 | 0.042023 | 0.038262 | 0.08897 | 0.081063 | 0.04768 | 0.028944 | 0.024238 | 0.053605 | 0.047361 | 0.07793 | 0.066707 | 0.073984 | 0.046935 | 0.06284
| 157 | 15585753.8022 | 0 | 13091263.347 | 0 |  | 595614.125 | 660458.25 | 680537.375 | 757516.125 | 748760.4375 | 1012021.9375 | 1123845.875 | 1246171.875 | 1424927.268 | 1492261.759 | 1492825.564 | 1553793.052 | 1625604.247 | 1752790.859 | 1883585.424 | 1994291.982 | 2046654.975 | 2141789.092 | 2237571.956 | 2345550.045 | 2557873.757 | 2758920.871 | 2976492.684 | 3096361.25 | 0 | 0 | 0 | 0 | 0 | 0 | 0 | 0 | 0 | 0 | 0 | 0 | 0 | 0 | 0 | 0 | 0 | 0 | 0 | 0 | 0 | 0 | 0 | 0 | 0.10334 | 0.029949 | 0.10716 | -0.011626 | 0.30129 | 0.10481 | 0.10332 | 0.13404 | 0.046172 | 0.00037775 | 0.040028 | 0.045181 | 0.07533 | 0.071968 | 0.057112 | 0.025918 | 0.045435 | 0.04375 | 0.047129 | 0.086656 | 0.075663 | 0.075906 | 0.039482 | 0.061339
| 158 | 16119361.6763 | 0 | 13652024.7968 | 13652024.7968 |  | 654336.375 | 673431.8125 | 689826.5 | 758531.0625 | 812620.4375 | 1142785.75 | 1243475.75 | 1341757.625 | 1521996.518 | 1580861.509 | 1593020.189 | 1624498.177 | 1673894.872 | 1788617.359 | 1926434.049 | 2024413.232 | 2057376.6 | 2126109.842 | 2210754.706 | 2323767.045 | 2518386.257 | 2722529.371 | 2959073.684 | 3068159.75 | 654336.375 | 0 | 0 | 0 | 812620.4375 | 1142785.75 | 1243475.75 | 1341757.625 | 1521996.518 | 1580861.509 | 1593020.189 | 1624498.177 | 0 | 0 | 0 | 0 | 0 | 0 | 0 | 0 | 0 | 0 | 0 | 0 | 0.028765 | 0.024053 | 0.094944 | 0.06888 | 0.34096 | 0.084442 | 0.07607 | 0.12604 | 0.037947 | 0.0076617 | 0.019567 | 0.029954 | 0.06629 | 0.074228 | 0.049609 | 0.016152 | 0.032862 | 0.03904 | 0.049856 | 0.080429 | 0.077943 | 0.083315 | 0.036202 | 0.06664
| 159 | 14804317.4703 | 0 | 12431371.3596 | 0 |  | 598530.25 | 649555.5 | 670319.75 | 749530.375 | 709051.5625 | 974107.5 | 1037291.9375 | 1153823.5 | 1341019.518 | 1402842.634 | 1410241.564 | 1455521.177 | 1527283.747 | 1649559.484 | 1779850.174 | 1874981.232 | 1922438.225 | 2019753.967 | 2106759.831 | 2226359.295 | 2433859.507 | 2632894.621 | 2819968.434 | 2947414.5 | 0 | 0 | 0 | 0 | 0 | 0 | 0 | 0 | 0 | 0 | 0 | 0 | 0 | 0 | 0 | 0 | 0 | 0 | 0 | 0 | 0 | 0 | 0 | 0 | 0.081811 | 0.031467 | 0.11169 | -0.055519 | 0.31759 | 0.062847 | 0.10647 | 0.15035 | 0.04507 | 0.0052604 | 0.031603 | 0.048127 | 0.077017 | 0.076021 | 0.052069 | 0.024996 | 0.049381 | 0.042175 | 0.055217 | 0.089111 | 0.078606 | 0.068642 | 0.044203 | 0.067409
| 160 | 15180751.0255 | 0 | 12775305.4799 | 0 |  | 615570.8125 | 673393.8125 | 692193.0625 | 759094.5 | 719545.875 | 982791 | 1068414.5 | 1189870.125 | 1377656.018 | 1445225.509 | 1455871.314 | 1507437.802 | 1571548.247 | 1707293.609 | 1837586.924 | 1925322.482 | 1975356.1 | 2077012.842 | 2166533.206 | 2273575.045 | 2471265.507 | 2659181.121 | 2859500.684 | 2993006.25 | 0 | 0 | 0 | 0 | 0 | 0 | 0 | 0 | 0 | 0 | 0 | 0 | 0 | 0 | 0 | 0 | 0 | 0 | 0 | 0 | 0 | 0 | 0 | 0 | 0.08978 | 0.027535 | 0.092261 | -0.053506 | 0.31178 | 0.083535 | 0.10767 | 0.14654 | 0.047882 | 0.0073392 | 0.034807 | 0.04165 | 0.082848 | 0.073544 | 0.04664 | 0.025655 | 0.050182 | 0.042198 | 0.048225 | 0.083377 | 0.073288 | 0.072629 | 0.045631 | 0.065852
| 161 | 15731337.9719 | 0 | 13207872.4011 | 0 |  | 658313.625 | 715914.375 | 743320.125 | 816572.9375 | 788687.0625 | 1016276.0625 | 1097384.5 | 1200720.625 | 1400329.893 | 1466562.509 | 1473655.564 | 1522935.427 | 1596633.622 | 1733721.109 | 1875033.549 | 1983430.607 | 2042890.6 | 2119833.342 | 2223665.206 | 2392103.045 | 2578657.757 | 2806639.621 | 3003848.184 | 3133043.25 | 658313.625 | 715914.375 | 743320.125 | 816572.9375 | 0 | 0 | 0 | 0 | 0 | 0 | 0 | 0 | 0 | 0 | 0 | 0 | 0 | 0 | 0 | 0 | 0 | 0 | 0 | 0 | 0.083879 | 0.037566 | 0.093989 | -0.034747 | 0.25353 | 0.076785 | 0.089992 | 0.15379 | 0.046213 | 0.0048249 | 0.032894 | 0.047258 | 0.082373 | 0.078357 | 0.056201 | 0.029538 | 0.036972 | 0.047819 | 0.073016 | 0.075096 | 0.084719 | 0.067906 | 0.042111 | 0.054443
| 162 | 15553089.7708 | 0 | 13083493.8582 | 0 |  | 626055.5625 | 673012.5 | 686245.3125 | 772001.375 | 741368.75 | 995441.375 | 1088557.75 | 1223708.875 | 1413954.268 | 1476814.884 | 1502392.689 | 1553635.052 | 1638353.622 | 1772156.734 | 1888113.299 | 1981899.482 | 2036673.6 | 2125723.467 | 2220781.956 | 2346506.795 | 2534582.007 | 2747340.871 | 2941124.934 | 3050526.75 | 0 | 0 | 0 | 0 | 0 | 0 | 0 | 0 | 0 | 0 | 0 | 0 | 0 | 0 | 0 | 0 | 0 | 0 | 0 | 0 | 0 | 0 | 0 | 0 | 0.072325 | 0.019471 | 0.11775 | -0.040488 | 0.29469 | 0.089423 | 0.11703 | 0.1445 | 0.043497 | 0.017171 | 0.033538 | 0.053094 | 0.078505 | 0.063381 | 0.048478 | 0.027262 | 0.042794 | 0.043747 | 0.055068 | 0.077101 | 0.080605 | 0.068159 | 0.036522 | 0.062557
| 163 | 15263339.7427 | 0 | 12770590.2515 | 0 |  | 617688.375 | 670785.9375 | 687473.125 | 761768.6875 | 703900.6875 | 943438.125 | 1030726.75 | 1162965 | 1368173.893 | 1439679.634 | 1445170.189 | 1499842.677 | 1574126.247 | 1718054.984 | 1863666.799 | 1982522.857 | 2019839.725 | 2098640.217 | 2224381.956 | 2349173.545 | 2555757.257 | 2752555.371 | 2968538.184 | 3105973 | 0 | 0 | 0 | 0 | 0 | 0 | 0 | 0 | 0 | 0 | 0 | 0 | 0 | 0 | 0 | 0 | 0 | 0 | 0 | 0 | 0 | 0 | 0 | 0 | 0.082466 | 0.024573 | 0.10262 | -0.079006 | 0.29289 | 0.088489 | 0.12071 | 0.1625 | 0.050944 | 0.0038065 | 0.037133 | 0.04834 | 0.087492 | 0.081353 | 0.061824 | 0.018648 | 0.038271 | 0.058189 | 0.054584 | 0.084285 | 0.074181 | 0.07554 | 0.045257 | 0.06685
| 164 | 15036341.9258 | 0 | 12650357.3111 | 0 |  | 608798.6875 | 668360.9375 | 682348.0625 | 765479.0625 | 722324.9375 | 967458.4375 | 1051829.875 | 1178409 | 1373113.768 | 1433892.634 | 1446081.439 | 1494070.052 | 1551501.497 | 1676575.484 | 1809327.174 | 1911388.982 | 1953593.85 | 2047660.842 | 2133547.456 | 2247648.545 | 2445101.007 | 2644088.621 | 2833385.434 | 2972186.25 | 0 | 0 | 0 | 0 | 0 | 0 | 0 | 0 | 0 | 0 | 0 | 0 | 0 | 0 | 0 | 0 | 0 | 0 | 0 | 0 | 0 | 0 | 0 | 0 | 0.093341 | 0.020712 | 0.11496 | -0.058027 | 0.2922 | 0.083614 | 0.11363 | 0.15292 | 0.043312 | 0.0084646 | 0.032647 | 0.037719 | 0.07753 | 0.076202 | 0.054875 | 0.02184 | 0.047027 | 0.041088 | 0.052099 | 0.084202 | 0.07824 | 0.069146 | 0.047826 | 0.064569
| 165 | 15102101.7725 | 0 | 12763664.363 | 0 |  | 657779.6875 | 695948.625 | 706545.375 | 781872.8125 | 771154.6875 | 1051284.125 | 1123113.375 | 1214786.75 | 1399169.893 | 1458321.884 | 1452710.189 | 1466728.177 | 1523677.372 | 1637703.859 | 1756638.674 | 1855193.482 | 1877921.6 | 1958075.717 | 2042714.706 | 2162782.045 | 2374648.507 | 2577334.621 | 2815434.934 | 2914447.25 | 657779.6875 | 695948.625 | 0 | 0 | 0 | 0 | 0 | 0 | 0 | 0 | 0 | 0 | 0 | 0 | 0 | 0 | 0 | 0 | 0 | 0 | 0 | 0 | 0 | 0 | 0.056406 | 0.015112 | 0.1013 | -0.013803 | 0.30988 | 0.066092 | 0.078464 | 0.14131 | 0.041407 | -0.0038555 | 0.0096033 | 0.038093 | 0.072168 | 0.070107 | 0.054587 | 0.012177 | 0.041797 | 0.042317 | 0.057116 | 0.093454 | 0.081906 | 0.088361 | 0.034563 | 0.0646
| 166 | 14688643.4434 | 0 | 12321973.3573 | 0 |  | 608800.0625 | 667579.625 | 677800.3125 | 738375.4375 | 677947.375 | 930188.9375 | 1006868.25 | 1131235 | 1319248.018 | 1396574.384 | 1393282.814 | 1446510.302 | 1512376.122 | 1638538.859 | 1764368.424 | 1873652.357 | 1910573.975 | 2008890.592 | 2115723.456 | 2224829.545 | 2425430.007 | 2620014.121 | 2821624.184 | 2939079 | 0 | 0 | 0 | 0 | 0 | 0 | 0 | 0 | 0 | 0 | 0 | 0 | 0 | 0 | 0 | 0 | 0 | 0 | 0 | 0 | 0 | 0 | 0 | 0 | 0.092169 | 0.015194 | 0.0856 | -0.085383 | 0.31632 | 0.079212 | 0.11647 | 0.15375 | 0.05696 | -0.0023597 | 0.037491 | 0.044528 | 0.080123 | 0.073988 | 0.060097 | 0.019514 | 0.050179 | 0.051814 | 0.050283 | 0.086329 | 0.077171 | 0.074133 | 0.040784 | 0.07069
| 167 | 15056682.8888 | 0 | 12653561.8394 | 0 |  | 616037.375 | 664706.6875 | 680422 | 750084.9375 | 721269.4375 | 989263.125 | 1066604.375 | 1179201.25 | 1372608.768 | 1436728.884 | 1443385.814 | 1489840.427 | 1551450.497 | 1676376.984 | 1802346.924 | 1903852.107 | 1952379.1 | 2040244.092 | 2132215.706 | 2246281.795 | 2457271.007 | 2647889.871 | 2876963.934 | 2992663.75 | 0 | 0 | 0 | 0 | 0 | 0 | 0 | 0 | 0 | 0 | 0 | 0 | 0 | 0 | 0 | 0 | 0 | 0 | 0 | 0 | 0 | 0 | 0 | 0 | 0.076038 | 0.023367 | 0.097473 | -0.039174 | 0.31595 | 0.075275 | 0.10036 | 0.15188 | 0.045656 | 0.0046227 | 0.031677 | 0.040521 | 0.077445 | 0.072455 | 0.05479 | 0.025169 | 0.044021 | 0.044092 | 0.052115 | 0.089775 | 0.074712 | 0.082973 | 0.039428 | 0.065948
| 168 | 14979247.2261 | 0 | 12609348.6761 | 0 |  | 615566.5625 | 660113.9375 | 678280.9375 | 751122.375 | 724913.875 | 975268.4375 | 1062132.875 | 1178572.625 | 1367692.518 | 1428984.509 | 1429441.564 | 1481692.052 | 1552432.122 | 1668953.234 | 1797455.799 | 1908728.482 | 1945735.725 | 2041366.842 | 2125189.331 | 2224473.295 | 2417423.507 | 2637857.871 | 2821553.434 | 2944803 | 0 | 0 | 0 | 0 | 0 | 0 | 0 | 0 | 0 | 0 | 0 | 0 | 0 | 0 | 0 | 0 | 0 | 0 | 0 | 0 | 0 | 0 | 0 | 0 | 0.069869 | 0.027149 | 0.10201 | -0.035516 | 0.29666 | 0.085322 | 0.10403 | 0.14882 | 0.043839 | 0.00031979 | 0.035901 | 0.046638 | 0.072374 | 0.074176 | 0.060065 | 0.019203 | 0.047979 | 0.040241 | 0.045659 | 0.083182 | 0.087265 | 0.06732 | 0.042754 | 0.062531
| 169 | 14331310.4487 | 0 | 12041511.3094 | 0 |  | 613326.75 | 663002.5625 | 678307.8125 | 751874.125 | 676637.4375 | 911543.5625 | 981280.8125 | 1111214.875 | 1297945.518 | 1355444.384 | 1353415.314 | 1392117.302 | 1458966.622 | 1583618.609 | 1709956.049 | 1807272.482 | 1843225.475 | 1934483.842 | 2028484.081 | 2144940.545 | 2344875.007 | 2539497.871 | 2725557.184 | 2845271.25 | 0 | 0 | 0 | 0 | 0 | 0 | 0 | 0 | 0 | 0 | 0 | 0 | 0 | 0 | 0 | 0 | 0 | 0 | 0 | 0 | 0 | 0 | 0 | 0 | 0.077881 | 0.022822 | 0.10297 | -0.10543 | 0.298 | 0.073719 | 0.12435 | 0.15533 | 0.043347 | -0.0014981 | 0.028195 | 0.046903 | 0.081984 | 0.076755 | 0.055351 | 0.019698 | 0.048324 | 0.047448 | 0.055823 | 0.08912 | 0.079734 | 0.070707 | 0.042986 | 0.070565
| 170 | 14232897.8495 | 0 | 11975353.6318 | 0 |  | 607652 | 652885.5625 | 668766.3125 | 735933.5 | 687740.875 | 932220.3125 | 1007032.625 | 1113498.5 | 1304439.393 | 1357401.634 | 1357016.814 | 1387208.927 | 1454090.247 | 1565696.984 | 1684603.674 | 1777826.357 | 1812418.225 | 1900344.842 | 1978253.456 | 2094649.92 | 2301077.257 | 2497176.621 | 2696278.434 | 2816114.75 | 0 | 0 | 0 | 0 | 0 | 0 | 0 | 0 | 0 | 0 | 0 | 0 | 0 | 0 | 0 | 0 | 0 | 0 | 0 | 0 | 0 | 0 | 0 | 0 | 0.0718 | 0.024033 | 0.095705 | -0.067728 | 0.30416 | 0.077194 | 0.1005 | 0.15827 | 0.039799 | -0.00028354 | 0.022005 | 0.047087 | 0.073951 | 0.073199 | 0.053861 | 0.019271 | 0.047373 | 0.040179 | 0.057172 | 0.093991 | 0.081783 | 0.076712 | 0.043486 | 0.067306
| 171 | 15434476.213 | 0 | 13039823.1536 | 0 |  | 631772.875 | 684580.1875 | 705658.5 | 784236.0625 | 787745.0625 | 1074869.875 | 1126278.875 | 1238621 | 1420512.143 | 1474610.634 | 1479009.564 | 1524263.927 | 1574941.747 | 1708378.109 | 1830645.049 | 1925539.232 | 1955914.1 | 2053880.592 | 2146627.456 | 2262176.045 | 2448441.507 | 2640846.121 | 2860222.684 | 2986774.5 | 0 | 0 | 0 | 0 | 0 | 0 | 0 | 0 | 0 | 0 | 0 | 0 | 0 | 0 | 0 | 0 | 0 | 0 | 0 | 0 | 0 | 0 | 0 | 0 | 0.080276 | 0.030326 | 0.10558 | 0.0044644 | 0.31078 | 0.04672 | 0.095079 | 0.13702 | 0.037377 | 0.0029787 | 0.030139 | 0.032707 | 0.081326 | 0.069124 | 0.050538 | 0.015652 | 0.048873 | 0.044167 | 0.052429 | 0.079125 | 0.075648 | 0.0798 | 0.043295 | 0.062189
| 172 | 17675211.6691 | 17675211.6691 | 15006291.4924 | 15006291.4924 |  | 739021.75 | 740686.875 | 736936.75 | 822804.9375 | 978105.5625 | 1266706.75 | 1389069.875 | 1478072.375 | 1609390.768 | 1693914.634 | 1730343.439 | 1779011.677 | 1841102.122 | 1969324.109 | 2088386.174 | 2186883.107 | 2249617.1 | 2343764.592 | 2464523.956 | 2582778.045 | 2751920.507 | 2957701.621 | 3170203.684 | 3303013.5 | 739021.75 | 740686.875 | 736936.75 | 822804.9375 | 978105.5625 | 1266706.75 | 1389069.875 | 1478072.375 | 1609390.768 | 1693914.634 | 1730343.439 | 1779011.677 | 1841102.122 | 1969324.109 | 2088386.174 | 2186883.107 | 2249617.1 | 2343764.592 | 2464523.956 | 2582778.045 | 2751920.507 | 2957701.621 | 3170203.684 | 3303013.5 | 0.0022506 | -0.0050759 | 0.11022 | 0.1729 | 0.25856 | 0.092214 | 0.062104 | 0.085117 | 0.051186 | 0.021278 | 0.027738 | 0.034306 | 0.067326 | 0.058701 | 0.046086 | 0.028283 | 0.040998 | 0.05024 | 0.046867 | 0.063433 | 0.072113 | 0.069383 | 0.041039 | 0.056046
| 173 | 15646476.4943 | 0 | 13172488.8758 | 0 |  | 647149.3125 | 689595.25 | 704521.5625 | 787851.6875 | 778254.375 | 1041866 | 1115435.875 | 1222048.25 | 1411396.268 | 1477512.884 | 1496648.939 | 1536027.552 | 1624831.247 | 1744587.984 | 1878702.299 | 1978362.357 | 2011480.35 | 2121484.092 | 2223064.706 | 2330637.295 | 2521928.757 | 2732395.121 | 2960948.684 | 3084037.75 | 0 | 0 | 0 | 787851.6875 | 0 | 0 | 0 | 0 | 0 | 0 | 0 | 0 | 0 | 0 | 0 | 0 | 0 | 0 | 0 | 0 | 0 | 0 | 0 | 0 | 0.063528 | 0.021414 | 0.11179 | -0.012256 | 0.29172 | 0.068232 | 0.091283 | 0.14405 | 0.045781 | 0.012868 | 0.025971 | 0.056204 | 0.071114 | 0.074063 | 0.051688 | 0.016602 | 0.053245 | 0.046771 | 0.047255 | 0.078882 | 0.080155 | 0.080331 | 0.04073 | 0.059382
| 174 | 14928095.6238 | 0 | 12535416.842 | 0 |  | 615245.625 | 667323.8125 | 686117.625 | 761574.5625 | 692836.625 | 947509.375 | 1030153.4375 | 1154314.875 | 1346311.518 | 1419907.259 | 1430112.564 | 1467188.677 | 1545501.372 | 1680946.984 | 1812698.674 | 1900702.357 | 1935018.225 | 2037906.967 | 2123437.081 | 2239750.545 | 2445698.007 | 2659547.371 | 2842710.934 | 2977518.75 | 0 | 0 | 0 | 0 | 0 | 0 | 0 | 0 | 0 | 0 | 0 | 0 | 0 | 0 | 0 | 0 | 0 | 0 | 0 | 0 | 0 | 0 | 0 | 0 | 0.081254 | 0.027774 | 0.10434 | -0.094594 | 0.31304 | 0.083626 | 0.1138 | 0.15386 | 0.053223 | 0.0071616 | 0.025595 | 0.052 | 0.084009 | 0.075459 | 0.047407 | 0.017893 | 0.051807 | 0.041113 | 0.053328 | 0.087966 | 0.083825 | 0.066602 | 0.046332 | 0.070982
| 175 | 17126912.2539 | 17126912.2539 | 14448958.4109 | 14448958.4109 |  | 659510.875 | 714273.625 | 730754.9375 | 815670.0625 | 853137.125 | 1153191.875 | 1232276.25 | 1371542 | 1570915.893 | 1638587.009 | 1656422.439 | 1732437.677 | 1796903.747 | 1950181.359 | 2100518.924 | 2194005.107 | 2236064.6 | 2363497.842 | 2472148.206 | 2567602.295 | 2776320.507 | 2960508.871 | 3162855.684 | 3323310.25 | 659510.875 | 714273.625 | 730754.9375 | 815670.0625 | 853137.125 | 1153191.875 | 1232276.25 | 1371542 | 1570915.893 | 1638587.009 | 1656422.439 | 1732437.677 | 1796903.747 | 1950181.359 | 2100518.924 | 2194005.107 | 2236064.6 | 2363497.842 | 2472148.206 | 2567602.295 | 2776320.507 | 2960508.871 | 3162855.684 | 3323310.25 | 0.079768 | 0.022812 | 0.10993 | 0.04491 | 0.30137 | 0.066329 | 0.10707 | 0.13572 | 0.042175 | 0.010826 | 0.044869 | 0.036536 | 0.081857 | 0.074262 | 0.043544 | 0.018989 | 0.055425 | 0.044945 | 0.037885 | 0.078154 | 0.064235 | 0.066114 | 0.049486 | 0.058651
| 176 | 16205298.3069 | 16205298.3069 | 13649625.0963 | 13649625.0963 |  | 660812.6875 | 703460.25 | 713658.9375 | 790084.5625 | 807909.25 | 1077175.25 | 1181895.75 | 1303921 | 1477605.518 | 1537333.259 | 1534439.814 | 1596038.302 | 1661582.622 | 1811469.859 | 1949179.924 | 2060622.607 | 2113687.35 | 2197680.342 | 2301778.706 | 2429631.045 | 2636466.257 | 2828741.871 | 3049212.934 | 3150740.75 | 660812.6875 | 703460.25 | 713658.9375 | 790084.5625 | 807909.25 | 1077175.25 | 1181895.75 | 1303921 | 1477605.518 | 0 | 0 | 0 | 0 | 0 | 0 | 0 | 0 | 0 | 0 | 0 | 0 | 0 | 0 | 0 | 0.062541 | 0.014394 | 0.10173 | 0.02231 | 0.28765 | 0.092778 | 0.098256 | 0.12505 | 0.039626 | -0.0018839 | 0.039359 | 0.040246 | 0.086368 | 0.07327 | 0.055599 | 0.025426 | 0.038968 | 0.04628 | 0.054057 | 0.0817 | 0.070393 | 0.075051 | 0.032754 | 0.057114
| 177 | 16286703.1495 | 16286703.1495 | 13650562.702 | 13650562.702 |  | 662809.8125 | 695655.1875 | 702209.375 | 784965.3125 | 798747.375 | 1063952.625 | 1161342 | 1256769.75 | 1452892.393 | 1527654.384 | 1535008.439 | 1601952.052 | 1683207.747 | 1838811.609 | 1988516.049 | 2081534.732 | 2134763.725 | 2251733.342 | 2357513.956 | 2471963.295 | 2718717.257 | 2906109.121 | 3133535.934 | 3276757.75 | 662809.8125 | 695655.1875 | 0 | 0 | 798747.375 | 0 | 0 | 0 | 0 | 0 | 0 | 0 | 0 | 1838811.609 | 1988516.049 | 2081534.732 | 2134763.725 | 2251733.342 | 2357513.956 | 2471963.295 | 2718717.257 | 2906109.121 | 3133535.934 | 3276757.75 | 0.048366 | 0.0093775 | 0.11141 | 0.017405 | 0.2867 | 0.087585 | 0.078969 | 0.14501 | 0.050177 | 0.0048024 | 0.042687 | 0.049478 | 0.088418 | 0.078269 | 0.045717 | 0.02525 | 0.053344 | 0.045907 | 0.047405 | 0.095147 | 0.066655 | 0.075347 | 0.044692 | 0.057637
| 178 | 15852830.7053 | 0 | 13311884.2918 | 0 |  | 619530 | 677091.8125 | 695617.25 | 775531 | 743383.9375 | 1005639.5 | 1106427.375 | 1228727.5 | 1426338.018 | 1491796.509 | 1521936.814 | 1587937.052 | 1664250.372 | 1804546.859 | 1946991.924 | 2045584.982 | 2074126.1 | 2225082.342 | 2318627.456 | 2439281.545 | 2616561.007 | 2795926.121 | 3025834.684 | 3163463.75 | 0 | 0 | 0 | 0 | 0 | 0 | 0 | 0 | 0 | 0 | 0 | 0 | 0 | 0 | 0 | 0 | 0 | 0 | 0 | 0 | 0 | 0 | 0 | 0 | 0.088846 | 0.026993 | 0.10875 | -0.042335 | 0.30217 | 0.095513 | 0.10484 | 0.14913 | 0.044871 | 0.020003 | 0.042452 | 0.046939 | 0.080935 | 0.075976 | 0.049398 | 0.013856 | 0.070254 | 0.041181 | 0.050728 | 0.070157 | 0.066303 | 0.079024 | 0.044481 | 0.063402
| 179 | 14616453.1414 | 0 | 12258244.3207 | 0 |  | 602559.5 | 658080.125 | 664486.5 | 740382 | 680342.875 | 926493.6875 | 1007736 | 1124385.25 | 1325942.393 | 1396127.884 | 1397165.064 | 1444042.927 | 1504333.122 | 1627416.234 | 1754420.549 | 1850705.857 | 1897167.725 | 1996339.717 | 2087516.706 | 2204566.545 | 2408172.007 | 2614690.371 | 2807717.934 | 2938539.5 | 0 | 0 | 0 | 0 | 0 | 0 | 0 | 0 | 0 | 0 | 0 | 0 | 0 | 0 | 0 | 0 | 0 | 0 | 0 | 0 | 0 | 0 | 0 | 0 | 0.08814 | 0.0096879 | 0.10815 | -0.084569 | 0.30881 | 0.084054 | 0.10953 | 0.16489 | 0.051579 | 0.00074262 | 0.033002 | 0.040903 | 0.078644 | 0.075145 | 0.053428 | 0.024795 | 0.050953 | 0.04466 | 0.054556 | 0.088337 | 0.082278 | 0.071226 | 0.045541 | 0.070447
| 180 | 15348843.9578 | 0 | 12917149.6298 | 0 |  | 635944.3125 | 681056.3125 | 688569.25 | 775231.5625 | 780672.875 | 1018861.0625 | 1085011.125 | 1190583.75 | 1380378.018 | 1446751.134 | 1457864.439 | 1518087.302 | 1585101.372 | 1715308.609 | 1842538.424 | 1950179.357 | 1980488.975 | 2068952.842 | 2163435.706 | 2284694.795 | 2487552.007 | 2684889.621 | 2892805.934 | 3040278 | 0 | 0 | 0 | 0 | 0 | 0 | 0 | 0 | 0 | 0 | 0 | 0 | 0 | 0 | 0 | 0 | 0 | 0 | 0 | 0 | 0 | 0 | 0 | 0 | 0.068534 | 0.010971 | 0.11855 | 0.0069944 | 0.26628 | 0.062905 | 0.092853 | 0.14791 | 0.046963 | 0.0076522 | 0.040479 | 0.043197 | 0.078945 | 0.071551 | 0.056777 | 0.015422 | 0.043699 | 0.044655 | 0.054535 | 0.085067 | 0.076341 | 0.074587 | 0.049722 | 0.054942
| 181 | 15947629.6992 | 0 | 13417303.4213 | 0 |  | 638852.875 | 681289 | 688543.3125 | 772510.75 | 766994 | 1047876.125 | 1121549.875 | 1259168.375 | 1463335.018 | 1511221.759 | 1539045.439 | 1591886.302 | 1663819.622 | 1810944.609 | 1951430.674 | 2043849.982 | 2082651.475 | 2184443.592 | 2281830.206 | 2423145.795 | 2608864.507 | 2793860.371 | 3002293.934 | 3146921.75 | 0 | 0 | 0 | 0 | 0 | 0 | 0 | 0 | 0 | 0 | 0 | 0 | 0 | 0 | 0 | 0 | 0 | 0 | 0 | 0 | 0 | 0 | 0 | 0 | 0.064312 | 0.010592 | 0.11507 | -0.0071669 | 0.31204 | 0.067946 | 0.11574 | 0.15027 | 0.0322 | 0.018244 | 0.033757 | 0.044196 | 0.084733 | 0.074714 | 0.046272 | 0.018807 | 0.047719 | 0.043617 | 0.060089 | 0.073848 | 0.068509 | 0.071952 | 0.047048 | 0.063963
| 182 | 15450161.6063 | 0 | 13023864.068 | 0 |  | 638712.3125 | 680079.5 | 693070.5 | 776392.25 | 765034.75 | 1011112.0625 | 1106827.25 | 1219738.375 | 1412750.018 | 1466096.009 | 1468044.189 | 1548357.927 | 1633959.247 | 1745243.609 | 1845725.549 | 1940634.232 | 1978472.975 | 2084852.467 | 2176484.956 | 2294907.545 | 2499791.007 | 2699072.621 | 2878686.934 | 2996980.5 | 0 | 0 | 0 | 0 | 0 | 0 | 0 | 0 | 0 | 0 | 0 | 0 | 0 | 0 | 0 | 0 | 0 | 0 | 0 | 0 | 0 | 0 | 0 | 0 | 0.062756 | 0.018922 | 0.11353 | -0.014737 | 0.27888 | 0.090447 | 0.097139 | 0.1469 | 0.037065 | 0.0013279 | 0.053264 | 0.053811 | 0.065888 | 0.055978 | 0.050142 | 0.01931 | 0.052373 | 0.043013 | 0.052981 | 0.085515 | 0.076701 | 0.064426 | 0.040271 | 0.058117
| 183 | 14876018.7087 | 0 | 12460311.3121 | 0 |  | 605887.1875 | 671827.5 | 679197.9375 | 758932.875 | 696924.5 | 943122.375 | 1024512.75 | 1155220 | 1344585.643 | 1411972.384 | 1408598.564 | 1464449.427 | 1519841.372 | 1652691.734 | 1791365.674 | 1876914.357 | 1915783.725 | 2009561.342 | 2122141.456 | 2275507.795 | 2478165.757 | 2665254.371 | 2882841.934 | 3004345.5 | 0 | 0 | 0 | 0 | 0 | 0 | 0 | 0 | 0 | 0 | 0 | 0 | 0 | 0 | 0 | 0 | 0 | 0 | 0 | 0 | 0 | 0 | 0 | 0 | 0.10331 | 0.010911 | 0.111 | -0.085236 | 0.30252 | 0.082776 | 0.12007 | 0.1518 | 0.048902 | -0.0023923 | 0.038884 | 0.037127 | 0.083799 | 0.080573 | 0.046651 | 0.020498 | 0.04779 | 0.054509 | 0.069778 | 0.085315 | 0.072781 | 0.078477 | 0.041283 | 0.069644
| 184 | 15821180.3298 | 0 | 13320702.4585 | 0 |  | 640850.875 | 691974.875 | 714006.75 | 796225.8125 | 818368.875 | 1078508.75 | 1151852.5 | 1248086.75 | 1430173.143 | 1499329.009 | 1499389.564 | 1549846.927 | 1618917.122 | 1753028.234 | 1895916.174 | 1981043.982 | 2042011.975 | 2123423.717 | 2221517.706 | 2331344.545 | 2564284.007 | 2765083.871 | 2967111.434 | 3121664.75 | 0 | 0 | 714006.75 | 796225.8125 | 818368.875 | 1078508.75 | 0 | 0 | 0 | 0 | 0 | 0 | 0 | 0 | 0 | 0 | 0 | 0 | 0 | 0 | 0 | 0 | 0 | 0 | 0.076753 | 0.031343 | 0.10899 | 0.02743 | 0.27602 | 0.065792 | 0.08024 | 0.13618 | 0.047222 | 4.0387e-05 | 0.033098 | 0.043601 | 0.079587 | 0.078357 | 0.043922 | 0.030312 | 0.039094 | 0.045161 | 0.048255 | 0.095234 | 0.075392 | 0.070518 | 0.050778 | 0.054255
| 185 | 15489763.616 | 0 | 13014711.2877 | 0 |  | 631436.3125 | 688808.25 | 708055.1875 | 785901.875 | 750180.625 | 996620.6875 | 1083968.625 | 1211775.875 | 1397433.143 | 1455545.134 | 1462923.939 | 1517861.052 | 1590434.622 | 1731602.734 | 1859612.424 | 1962600.607 | 2020315.6 | 2134949.342 | 2222677.956 | 2330776.045 | 2536994.757 | 2746963.371 | 2942050.684 | 3074506.5 | 0 | 0 | 0 | 0 | 0 | 0 | 0 | 0 | 0 | 0 | 0 | 0 | 0 | 0 | 0 | 0 | 0 | 0 | 0 | 0 | 0 | 0 | 0 | 0 | 0.086966 | 0.027559 | 0.10431 | -0.046518 | 0.28406 | 0.084014 | 0.11146 | 0.14255 | 0.040743 | 0.0050566 | 0.036865 | 0.046705 | 0.08504 | 0.071321 | 0.053902 | 0.028983 | 0.055189 | 0.04027 | 0.047489 | 0.084779 | 0.079516 | 0.068611 | 0.044038 | 0.060786
| 186 | 14803651.1576 | 0 | 12454823.5677 | 0 |  | 597353.25 | 655339.0625 | 669933.0625 | 750035.125 | 704175.6875 | 956752.3125 | 1040618.1875 | 1164628.75 | 1361116.268 | 1415350.884 | 1421355.939 | 1470285.177 | 1536511.122 | 1654719.359 | 1782256.674 | 1884211.732 | 1925003.35 | 2010331.842 | 2089870.081 | 2202186.795 | 2403782.257 | 2603724.871 | 2794666.934 | 2923154.75 | 0 | 0 | 0 | 0 | 0 | 0 | 0 | 0 | 0 | 0 | 0 | 0 | 0 | 0 | 0 | 0 | 0 | 0 | 0 | 0 | 0 | 0 | 0 | 0 | 0.092644 | 0.022025 | 0.11294 | -0.063092 | 0.30652 | 0.084026 | 0.11259 | 0.1559 | 0.039072 | 0.0042338 | 0.033845 | 0.044058 | 0.074117 | 0.074249 | 0.055629 | 0.021418 | 0.043372 | 0.038802 | 0.052349 | 0.087593 | 0.0799 | 0.07077 | 0.04495 | 0.067613
| 187 | 14689873.3516 | 0 | 12365067.4707 | 0 |  | 641941.4375 | 675950.875 | 689412.5625 | 775553.1875 | 714710.3125 | 955665.6875 | 1019520.5 | 1137147.375 | 1335203.768 | 1396841.259 | 1398858.064 | 1437490.177 | 1492955.497 | 1611639.359 | 1737451.424 | 1839213.232 | 1879505.6 | 1962211.842 | 2054911.331 | 2169369.295 | 2374550.007 | 2578166.371 | 2770484.934 | 2893018.75 | 0 | 0 | 0 | 0 | 0 | 0 | 0 | 0 | 0 | 0 | 0 | 0 | 0 | 0 | 0 | 0 | 0 | 0 | 0 | 0 | 0 | 0 | 0 | 0 | 0.051623 | 0.019719 | 0.11774 | -0.081699 | 0.29053 | 0.06468 | 0.10919 | 0.16056 | 0.04513 | 0.0014428 | 0.027242 | 0.037859 | 0.076494 | 0.075167 | 0.056919 | 0.021671 | 0.043064 | 0.04616 | 0.054204 | 0.090371 | 0.08227 | 0.071944 | 0.043278 | 0.067307
| 188 | 15244644.7851 | 0 | 12830487.055 | 0 |  | 616585.5 | 668238.625 | 677622.6875 | 763904.25 | 734044.875 | 1009277 | 1089309.625 | 1199505 | 1402521.393 | 1471030.384 | 1473422.814 | 1508359.052 | 1572180.497 | 1708291.234 | 1834389.424 | 1923691.732 | 1967931.85 | 2065615.842 | 2148398.456 | 2260683.295 | 2461502.007 | 2651471.871 | 2899658.684 | 3014716.25 | 0 | 0 | 0 | 0 | 0 | 0 | 0 | 0 | 0 | 0 | 0 | 0 | 0 | 0 | 0 | 0 | 0 | 0 | 0 | 0 | 0 | 0 | 0 | 0 | 0.080448 | 0.013945 | 0.11985 | -0.039872 | 0.31842 | 0.07631 | 0.096365 | 0.15636 | 0.047691 | 0.001625 | 0.023434 | 0.041441 | 0.08303 | 0.071218 | 0.047534 | 0.022737 | 0.048445 | 0.039294 | 0.050944 | 0.085105 | 0.074343 | 0.089478 | 0.038913 | 0.068131
| 189 | 15881431.9531 | 0 | 13386825.0973 | 0 |  | 652729.875 | 700364.25 | 717856.625 | 803402.6875 | 782547.3125 | 1044458.4375 | 1130513.625 | 1251653.125 | 1433435.143 | 1499680.759 | 1503085.189 | 1578082.927 | 1667754.122 | 1779002.609 | 1909994.674 | 2006975.107 | 2054752.35 | 2160717.842 | 2266393.456 | 2370908.045 | 2557350.757 | 2760583.371 | 2971321.184 | 3101217.5 | 0 | 700364.25 | 717856.625 | 803402.6875 | 0 | 0 | 0 | 0 | 0 | 0 | 0 | 0 | 0 | 0 | 0 | 0 | 0 | 0 | 0 | 0 | 0 | 0 | 0 | 0 | 0.070437 | 0.024669 | 0.11259 | -0.026302 | 0.2887 | 0.079174 | 0.10179 | 0.13561 | 0.045178 | 0.0022675 | 0.048691 | 0.055267 | 0.064575 | 0.071048 | 0.049528 | 0.023527 | 0.050285 | 0.047749 | 0.045083 | 0.075699 | 0.07647 | 0.073565 | 0.042788 | 0.059189
| 190 | 17628121.6531 | 17628121.6531 | 14836903.4208 | 14836903.4208 |  | 636472.625 | 683187.625 | 706072.8125 | 794918.1875 | 885254.375 | 1219046.25 | 1324930.375 | 1429490 | 1582039.643 | 1669184.509 | 1701845.439 | 1783110.177 | 1886515.122 | 2053311.234 | 2222631.674 | 2307462.857 | 2341565.35 | 2448178.842 | 2539271.456 | 2607436.295 | 2870881.757 | 3076719.121 | 3321418.934 | 3475641.5 | 0 | 0 | 0 | 794918.1875 | 885254.375 | 1219046.25 | 1324930.375 | 1429490 | 1582039.643 | 1669184.509 | 1701845.439 | 1783110.177 | 1886515.122 | 2053311.234 | 2222631.674 | 2307462.857 | 2341565.35 | 2448178.842 | 2539271.456 | 2607436.295 | 2870881.757 | 3076719.121 | 3321418.934 | 3475641.5 | 0.070828 | 0.032949 | 0.11852 | 0.10764 | 0.31995 | 0.083291 | 0.075958 | 0.1014 | 0.05362 | 0.019378 | 0.046646 | 0.056372 | 0.084722 | 0.079238 | 0.037457 | 0.014671 | 0.044525 | 0.036533 | 0.02649 | 0.096252 | 0.069245 | 0.076528 | 0.045387 | 0.060853
| 191 | 15424406.4679 | 0 | 12909717.7435 | 0 |  | 605892.625 | 666058.0625 | 688372 | 777883.375 | 718787.875 | 969723 | 1052891.75 | 1176416.75 | 1371914.393 | 1452300.509 | 1475542.314 | 1535072.802 | 1593119.997 | 1722419.484 | 1865721.799 | 1989144.857 | 2044985.725 | 2167636.342 | 2264912.456 | 2350550.295 | 2572026.257 | 2786138.871 | 2991544.184 | 3133559.25 | 0 | 0 | 0 | 0 | 0 | 0 | 0 | 0 | 0 | 0 | 0 | 0 | 0 | 0 | 0 | 0 | 0 | 0 | 0 | 0 | 0 | 0 | 0 | 0 | 0.094674 | 0.032953 | 0.12225 | -0.07901 | 0.29944 | 0.082285 | 0.11093 | 0.15373 | 0.056942 | 0.015877 | 0.039552 | 0.037117 | 0.078036 | 0.079918 | 0.064057 | 0.027686 | 0.058247 | 0.043899 | 0.037113 | 0.090045 | 0.079963 | 0.071133 | 0.04638 | 0.066881
| 192 | 15117885.6684 | 0 | 12686403.5575 | 0 |  | 593249.6875 | 655383.5 | 660926.875 | 746085.6875 | 714764.4375 | 977326.4375 | 1069052.875 | 1179729 | 1379551.643 | 1445612.634 | 1445167.439 | 1500002.677 | 1568092.997 | 1689307.859 | 1829205.674 | 1943416.982 | 1982707.6 | 2080439.342 | 2170873.706 | 2287875.795 | 2477007.507 | 2688713.621 | 2905746.934 | 3033896.75 | 0 | 0 | 0 | 0 | 0 | 0 | 0 | 0 | 0 | 0 | 0 | 0 | 0 | 0 | 0 | 0 | 0 | 0 | 0 | 0 | 0 | 0 | 0 | 0 | 0.099605 | 0.0084226 | 0.1212 | -0.042887 | 0.31287 | 0.089708 | 0.098512 | 0.15647 | 0.046775 | -0.00030801 | 0.037242 | 0.044393 | 0.074459 | 0.079563 | 0.060566 | 0.020016 | 0.048116 | 0.042551 | 0.052494 | 0.079427 | 0.082012 | 0.077628 | 0.043157 | 0.067466
| 193 | 15469974.0937 | 0 | 12984109.2114 | 0 |  | 605926.625 | 656044 | 686670.125 | 769612.625 | 762888.6875 | 1016998.8125 | 1090380.875 | 1222921.875 | 1405418.768 | 1457096.259 | 1453963.814 | 1518719.927 | 1603482.122 | 1722325.859 | 1862380.924 | 1978754.107 | 2028960.35 | 2122926.467 | 2230733.706 | 2360080.295 | 2554612.757 | 2736756.621 | 2956327.934 | 3103826 | 0 | 0 | 0 | 0 | 0 | 0 | 0 | 0 | 0 | 0 | 0 | 0 | 0 | 0 | 0 | 0 | 0 | 0 | 0 | 0 | 0 | 0 | 0 | 0 | 0.079469 | 0.045626 | 0.11403 | -0.0087752 | 0.2875 | 0.069671 | 0.11472 | 0.13909 | 0.03611 | -0.0021521 | 0.043574 | 0.05431 | 0.071498 | 0.07818 | 0.060612 | 0.025056 | 0.045272 | 0.049535 | 0.056365 | 0.079205 | 0.068873 | 0.077174 | 0.048688 | 0.058062
| 194 | 15460063.4628 | 0 | 13053456.3909 | 0 |  | 630309.3125 | 669048.5 | 689003.0625 | 769684.8125 | 766423.3125 | 1052641.25 | 1145299.375 | 1244890.375 | 1429233.518 | 1490730.259 | 1510003.189 | 1531600.302 | 1592979.872 | 1720060.109 | 1852976.049 | 1942441.732 | 1978846.1 | 2066437.342 | 2145973.706 | 2262300.295 | 2467862.757 | 2650359.621 | 2873682.934 | 2997946.75 | 0 | 0 | 0 | 0 | 0 | 0 | 0 | 0 | 0 | 0 | 0 | 0 | 0 | 0 | 0 | 0 | 0 | 0 | 0 | 0 | 0 | 0 | 0 | 0 | 0.059646 | 0.029389 | 0.11074 | -0.0042465 | 0.31732 | 0.084364 | 0.083381 | 0.13809 | 0.042128 | 0.012846 | 0.014201 | 0.039293 | 0.076753 | 0.074434 | 0.047153 | 0.018568 | 0.043312 | 0.037767 | 0.052789 | 0.08697 | 0.071343 | 0.080899 | 0.042333 | 0.063804
| 195 | 14141626.0068 | 0 | 11888892.0423 | 0 |  | 599185.375 | 642256.625 | 647190 | 729685.875 | 683439.8125 | 926138.75 | 991896.4375 | 1109576.125 | 1293478.518 | 1355336.259 | 1351491.564 | 1381366.802 | 1440987.747 | 1556056.484 | 1671837.799 | 1766969.982 | 1806879.85 | 1902821.717 | 1984632.581 | 2098777.17 | 2301515.257 | 2497395.871 | 2683549.434 | 2804708.25 | 0 | 0 | 0 | 0 | 0 | 0 | 0 | 0 | 0 | 0 | 0 | 0 | 0 | 0 | 0 | 0 | 0 | 0 | 0 | 0 | 0 | 0 | 0 | 0 | 0.069417 | 0.007652 | 0.11997 | -0.065476 | 0.30389 | 0.068595 | 0.11211 | 0.15336 | 0.046714 | -0.0028407 | 0.021865 | 0.042255 | 0.076826 | 0.071769 | 0.055343 | 0.022335 | 0.051736 | 0.042096 | 0.055921 | 0.092213 | 0.081681 | 0.071892 | 0.044159 | 0.068109
| 196 | 15854395.4543 | 0 | 13364556.2055 | 0 |  | 647670.0625 | 683102.375 | 688748.1875 | 773585.6875 | 761362.4375 | 1040267.5625 | 1131504.5 | 1255328.625 | 1454520.643 | 1531929.259 | 1563636.314 | 1608521.052 | 1655366.622 | 1778076.984 | 1930028.924 | 2016962.982 | 2043352.6 | 2147810.092 | 2248109.456 | 2356606.295 | 2549213.757 | 2752679.371 | 2973428.934 | 3093946 | 0 | 0 | 0 | 0 | 0 | 0 | 0 | 0 | 0 | 0 | 1563636.314 | 0 | 0 | 0 | 0 | 0 | 0 | 0 | 0 | 0 | 0 | 0 | 0 | 0 | 0.053263 | 0.008231 | 0.11616 | -0.015927 | 0.31212 | 0.08407 | 0.10385 | 0.14728 | 0.051852 | 0.020486 | 0.028301 | 0.028707 | 0.07151 | 0.082003 | 0.044058 | 0.012999 | 0.049857 | 0.045641 | 0.047133 | 0.078562 | 0.07679 | 0.077141 | 0.039731 | 0.064793
| 197 | 14642187.1112 | 0 | 12299618.6963 | 0 |  | 596216.125 | 649444.125 | 661776.75 | 739334.3125 | 701563.875 | 948036.8125 | 1029084.875 | 1149376.875 | 1336928.268 | 1394563.759 | 1396919.189 | 1445873.552 | 1513141.247 | 1629514.859 | 1757681.799 | 1853430.232 | 1892008.85 | 1985727.717 | 2076841.956 | 2188052.795 | 2389098.757 | 2595404.371 | 2794225.184 | 2919585 | 0 | 0 | 0 | 0 | 0 | 0 | 0 | 0 | 0 | 0 | 0 | 0 | 0 | 0 | 0 | 0 | 0 | 0 | 0 | 0 | 0 | 0 | 0 | 0 | 0.085514 | 0.018811 | 0.11082 | -0.052438 | 0.30108 | 0.082032 | 0.11055 | 0.15115 | 0.042207 | 0.0016876 | 0.034444 | 0.045474 | 0.074095 | 0.075713 | 0.053042 | 0.020601 | 0.048346 | 0.044863 | 0.052164 | 0.087904 | 0.082826 | 0.073813 | 0.043887 | 0.06535
| 198 | 14509702.0376 | 0 | 12170281.5098 | 0 |  | 604224.5 | 652183.9375 | 660751.6875 | 746123.3125 | 688662.875 | 937922 | 1006543.0625 | 1125388.5 | 1309870.143 | 1378088.384 | 1379768.189 | 1423479.052 | 1485067.372 | 1601063.109 | 1732429.674 | 1829981.607 | 1870433.975 | 1970795.092 | 2063486.581 | 2175408.795 | 2387774.507 | 2588100.871 | 2790202.184 | 2918006.25 | 0 | 0 | 0 | 0 | 0 | 0 | 0 | 0 | 0 | 0 | 0 | 0 | 0 | 0 | 0 | 0 | 0 | 0 | 0 | 0 | 0 | 0 | 0 | 0 | 0.076381 | 0.013051 | 0.12151 | -0.080139 | 0.30891 | 0.07061 | 0.11161 | 0.1518 | 0.050769 | 0.0012182 | 0.031188 | 0.042356 | 0.075208 | 0.078857 | 0.054781 | 0.021865 | 0.052267 | 0.04596 | 0.05282 | 0.093145 | 0.080563 | 0.07519 | 0.044787 | 0.069561
| 199 | 14773452.5045 | 0 | 12373688.003 | 0 |  | 593476.125 | 656696.9375 | 668149.1875 | 749480.4375 | 692492.8125 | 934445.8125 | 1008335.6875 | 1135798.375 | 1333722.393 | 1406596.259 | 1401904.939 | 1452212.677 | 1526145.122 | 1654430.359 | 1777215.924 | 1875235.232 | 1922269.475 | 2029494.217 | 2131715.331 | 2252034.545 | 2461105.257 | 2659307.371 | 2856677.934 | 2979694.5 | 0 | 0 | 0 | 0 | 0 | 0 | 0 | 0 | 0 | 0 | 0 | 0 | 0 | 0 | 0 | 0 | 0 | 0 | 0 | 0 | 0 | 0 | 0 | 0 | 0.10123 | 0.017289 | 0.11487 | -0.079082 | 0.29966 | 0.076103 | 0.11903 | 0.16064 | 0.053199 | -0.0033408 | 0.035256 | 0.049657 | 0.080712 | 0.071591 | 0.053686 | 0.024772 | 0.05428 | 0.04914 | 0.054907 | 0.088776 | 0.077455 | 0.071594 | 0.042161 | 0.068489
| 200 | 14561263.787 | 0 | 12242112.1057 | 0 |  | 595625.9375 | 637340.125 | 651693.6875 | 731097.4375 | 678454.1875 | 936360.0625 | 1015030.1875 | 1141927.125 | 1341074.268 | 1405719.259 | 1406760.064 | 1442523.677 | 1502616.497 | 1634739.984 | 1767165.174 | 1858668.857 | 1893683.975 | 1977310.092 | 2066638.706 | 2173958.545 | 2375632.007 | 2571157.871 | 2763158.434 | 2879063.25 | 0 | 0 | 0 | 0 | 0 | 0 | 0 | 0 | 0 | 0 | 0 | 0 | 0 | 0 | 0 | 0 | 0 | 0 | 0 | 0 | 0 | 0 | 0 | 0 | 0.067691 | 0.022271 | 0.11497 | -0.07473 | 0.32218 | 0.080674 | 0.1178 | 0.16075 | 0.047078 | 0.00074013 | 0.025105 | 0.040814 | 0.084276 | 0.077893 | 0.050484 | 0.018664 | 0.043213 | 0.044186 | 0.050626 | 0.088714 | 0.079093 | 0.072018 | 0.041091 | 0.071965
| 201 | 12893730.18 | 0 | 10621755.695 | 0 |  | 416125.0312 | 531444.4375 | 544680.5625 | 562293.5625 | 611180.875 | 796790.375 | 860261.5 | 972648.75 | 1122922.268 | 1165014.884 | 1214992.689 | 1261342.302 | 1304389.122 | 1471726.609 | 1579667.049 | 1688769.482 | 1761664.1 | 1864085.967 | 1966755.581 | 2105196.795 | 2315181.757 | 2536291.621 | 2701180.434 | 2821554 | 0 | 0 | 0 | 0 | 0 | 0 | 0 | 0 | 0 | 0 | 0 | 0 | 0 | 0 | 0 | 0 | 0 | 0 | 0 | 0 | 0 | 0 | 0 | 0 | 0.24461 | 0.024601 | 0.031825 | 0.083369 | 0.2652 | 0.076645 | 0.12279 | 0.14367 | 0.036799 | 0.042004 | 0.037438 | 0.033558 | 0.1207 | 0.070778 | 0.066786 | 0.042259 | 0.056512 | 0.053614 | 0.068024 | 0.095079 | 0.091215 | 0.062986 | 0.043599 | 0.06268
| 202 | 15421606.6523 | 0 | 13012037.7182 | 0 |  | 651072.0625 | 686607.8125 | 697753.5625 | 769594.9375 | 771552.6875 | 1038276.5 | 1115582.875 | 1227221.875 | 1399356.268 | 1475071.259 | 1478998.939 | 1532798.927 | 1599101.372 | 1706750.484 | 1842120.299 | 1928832.607 | 1964820.85 | 2056247.217 | 2166405.206 | 2274083.545 | 2467725.507 | 2651184.371 | 2882716.684 | 3002430.5 | 0 | 0 | 0 | 0 | 0 | 0 | 0 | 0 | 0 | 0 | 0 | 0 | 0 | 0 | 0 | 0 | 0 | 0 | 0 | 0 | 0 | 0 | 0 | 0 | 0.053143 | 0.016103 | 0.097998 | 0.0025406 | 0.29691 | 0.071815 | 0.095376 | 0.13126 | 0.052694 | 0.0026592 | 0.03573 | 0.042346 | 0.065149 | 0.076326 | 0.045998 | 0.018486 | 0.045482 | 0.052187 | 0.048508 | 0.08172 | 0.07171 | 0.083727 | 0.040689 | 0.059068
| 203 | 15048097.0179 | 0 | 12671737.3892 | 0 |  | 616950.0625 | 675592.9375 | 697260.875 | 775709.375 | 726339.3125 | 987366.9375 | 1062097.125 | 1171365.875 | 1375143.018 | 1437616.884 | 1435402.314 | 1484987.177 | 1556345.497 | 1683443.984 | 1805574.049 | 1899079.857 | 1938382.6 | 2035107.842 | 2112993.581 | 2210200.795 | 2425351.257 | 2630745.121 | 2832063.434 | 2964548.75 | 0 | 0 | 0 | 0 | 0 | 0 | 0 | 0 | 0 | 0 | 0 | 0 | 0 | 0 | 0 | 0 | 0 | 0 | 0 | 0 | 0 | 0 | 0 | 0 | 0.090803 | 0.031569 | 0.10662 | -0.065761 | 0.30702 | 0.072959 | 0.097925 | 0.16039 | 0.044429 | -0.0015416 | 0.033961 | 0.046934 | 0.078501 | 0.070037 | 0.050491 | 0.020484 | 0.048695 | 0.037557 | 0.044978 | 0.092893 | 0.081291 | 0.073738 | 0.045719 | 0.067637
| 204 | 15169946.506 | 0 | 12775179.3869 | 0 |  | 613446.75 | 664498.1875 | 678590.4375 | 768540.375 | 725999.125 | 986605.1875 | 1080384.625 | 1195385.125 | 1398807.893 | 1469947.134 | 1463877.189 | 1518586.677 | 1567001.997 | 1685051.234 | 1817112.299 | 1922083.982 | 1970147.6 | 2057252.217 | 2148491.706 | 2252140.295 | 2461678.507 | 2651049.121 | 2852859.684 | 2967348.25 | 0 | 0 | 0 | 0 | 0 | 0 | 0 | 0 | 0 | 0 | 0 | 0 | 0 | 0 | 0 | 0 | 0 | 0 | 0 | 0 | 0 | 0 | 0 | 0 | 0.079939 | 0.020986 | 0.12448 | -0.056944 | 0.30672 | 0.090802 | 0.10115 | 0.15715 | 0.049606 | -0.0041379 | 0.036692 | 0.031384 | 0.072632 | 0.075453 | 0.056161 | 0.024698 | 0.043263 | 0.043395 | 0.047115 | 0.088962 | 0.074112 | 0.073366 | 0.039347 | 0.067634
| 205 | 14164632.1046 | 0 | 11869802.5072 | 0 |  | 598609 | 660023.625 | 666772.5625 | 726418.5 | 662811.4375 | 889800.0625 | 962748.25 | 1074236 | 1268533.893 | 1331099.509 | 1333416.064 | 1381757.927 | 1447960.872 | 1573116.984 | 1699007.424 | 1792529.732 | 1829920.6 | 1930949.342 | 2022148.581 | 2138595.045 | 2344691.757 | 2547971.871 | 2730729.934 | 2855611 | 0 | 0 | 0 | 0 | 0 | 0 | 0 | 0 | 0 | 0 | 0 | 0 | 0 | 0 | 0 | 0 | 0 | 0 | 0 | 0 | 0 | 0 | 0 | 0 | 0.097667 | 0.010173 | 0.085677 | -0.091636 | 0.29451 | 0.078795 | 0.10957 | 0.16625 | 0.048143 | 0.0017388 | 0.035612 | 0.0468 | 0.082903 | 0.076985 | 0.053584 | 0.020645 | 0.053739 | 0.046149 | 0.055988 | 0.092005 | 0.083144 | 0.069271 | 0.044717 | 0.068766
| 206 | 14677405.2372 | 0 | 12338705.1519 | 0 |  | 605740.9375 | 653117.5 | 676690.5625 | 763770.4375 | 702636.375 | 958942.0625 | 1030345.625 | 1157031.75 | 1337493.768 | 1397878.009 | 1401794.064 | 1442259.052 | 1507121.622 | 1617252.484 | 1740544.174 | 1845063.232 | 1880144.1 | 1987305.717 | 2082113.206 | 2181598.045 | 2383232.007 | 2585607.621 | 2797370.934 | 2915121 | 0 | 0 | 0 | 0 | 0 | 0 | 0 | 0 | 0 | 0 | 0 | 0 | 0 | 0 | 0 | 0 | 0 | 0 | 0 | 0 | 0 | 0 | 0 | 0 | 0.075305 | 0.035457 | 0.12105 | -0.083428 | 0.31099 | 0.071819 | 0.11596 | 0.14494 | 0.044158 | 0.0027975 | 0.028458 | 0.043991 | 0.070527 | 0.073469 | 0.058316 | 0.018835 | 0.055431 | 0.046604 | 0.046674 | 0.0884 | 0.081503 | 0.078719 | 0.041231 | 0.06946
| 207 | 14823389.7906 | 0 | 12477496.3692 | 0 |  | 606771.4375 | 656310 | 667012.125 | 739850.875 | 718255.375 | 974710.4375 | 1056215.25 | 1165828.75 | 1357383.018 | 1422622.509 | 1419382.064 | 1461515.927 | 1525451.747 | 1657005.984 | 1785170.174 | 1887049.857 | 1912210.85 | 2000763.342 | 2092669.831 | 2208786.795 | 2400716.507 | 2592563.121 | 2799750.684 | 2919457.75 | 0 | 0 | 0 | 0 | 0 | 0 | 0 | 0 | 0 | 0 | 0 | 0 | 0 | 0 | 0 | 0 | 0 | 0 | 0 | 0 | 0 | 0 | 0 | 0 | 0.078481 | 0.016175 | 0.10364 | -0.029623 | 0.30532 | 0.080307 | 0.09874 | 0.15213 | 0.046943 | -0.0022804 | 0.029253 | 0.042816 | 0.082722 | 0.074501 | 0.055501 | 0.013245 | 0.045269 | 0.044912 | 0.054003 | 0.083324 | 0.07688 | 0.076883 | 0.041868 | 0.064434
| 208 | 14785934.8277 | 0 | 12394459.9913 | 0 |  | 608117.6875 | 669397.5 | 680033.6875 | 752836.3125 | 689799 | 943327.8125 | 1016496.625 | 1129991.5 | 1330531.393 | 1393601.634 | 1397288.564 | 1450325.677 | 1522127.747 | 1642736.234 | 1770932.049 | 1888681.607 | 1923405.225 | 2023690.717 | 2114666.456 | 2249916.295 | 2452410.007 | 2650481.371 | 2848412.184 | 2967512.5 | 0 | 0 | 0 | 0 | 0 | 0 | 0 | 0 | 0 | 0 | 0 | 0 | 0 | 0 | 0 | 0 | 0 | 0 | 0 | 0 | 0 | 0 | 0 | 0 | 0.09601 | 0.015764 | 0.10171 | -0.087448 | 0.31301 | 0.074703 | 0.10585 | 0.16337 | 0.046313 | 0.0026421 | 0.037255 | 0.048321 | 0.076254 | 0.075143 | 0.064373 | 0.018218 | 0.050826 | 0.043974 | 0.061996 | 0.086178 | 0.07767 | 0.07202 | 0.040962 | 0.070763
| 209 | 15038239.0356 | 0 | 12667978.0645 | 0 |  | 634622.25 | 683996.5 | 695150.875 | 768557.5625 | 732855.125 | 999960.9375 | 1080578 | 1188126 | 1376691.893 | 1431611.884 | 1423111.189 | 1473589.552 | 1536525.872 | 1659613.859 | 1787272.674 | 1880212.232 | 1916355.6 | 2011722.092 | 2109215.331 | 2225484.795 | 2422858.007 | 2626061.621 | 2822831.184 | 2952108.25 | 0 | 0 | 0 | 0 | 0 | 0 | 0 | 0 | 0 | 0 | 0 | 0 | 0 | 0 | 0 | 0 | 0 | 0 | 0 | 0 | 0 | 0 | 0 | 0 | 0.074923 | 0.016176 | 0.10039 | -0.047567 | 0.31077 | 0.077535 | 0.094881 | 0.14731 | 0.039118 | -0.0059555 | 0.034856 | 0.041823 | 0.077061 | 0.074106 | 0.050694 | 0.019041 | 0.048566 | 0.047325 | 0.053659 | 0.084973 | 0.080537 | 0.072255 | 0.044779 | 0.06608
| 210 | 14970537.2616 | 0 | 12601654.2024 | 0 |  | 645150 | 696490.0625 | 700717.875 | 759534.9375 | 722406.9375 | 974368.625 | 1049738.25 | 1160047 | 1352914.518 | 1412549.884 | 1418252.939 | 1458672.302 | 1524221.372 | 1655853.484 | 1788569.424 | 1895794.607 | 1930268.6 | 2019962.842 | 2114153.831 | 2224072.045 | 2427698.757 | 2623092.871 | 2815363.184 | 2950626.25 | 0 | 696490.0625 | 0 | 0 | 0 | 0 | 0 | 0 | 0 | 0 | 0 | 0 | 0 | 0 | 0 | 0 | 0 | 0 | 0 | 0 | 0 | 0 | 0 | 0 | 0.076571 | 0.0060518 | 0.080601 | -0.050118 | 0.2992 | 0.074506 | 0.09992 | 0.1538 | 0.043135 | 0.0040293 | 0.028101 | 0.043957 | 0.082833 | 0.0771 | 0.058222 | 0.018021 | 0.04542 | 0.045576 | 0.050685 | 0.087604 | 0.07741 | 0.070737 | 0.046926 | 0.064607
| 211 | 15057567.4497 | 0 | 12596391.8177 | 0 |  | 600900.4375 | 659719.3125 | 677587.625 | 756996.4375 | 709015.875 | 960825.75 | 1045227.4375 | 1166643.625 | 1366960.518 | 1423223.759 | 1426410.439 | 1475848.677 | 1545391.372 | 1668284.609 | 1789239.799 | 1900669.107 | 1966787.475 | 2072408.342 | 2167295.456 | 2318187.545 | 2521096.757 | 2731341.371 | 2934179.434 | 3050345.75 | 0 | 0 | 0 | 0 | 0 | 0 | 0 | 0 | 0 | 0 | 0 | 0 | 0 | 0 | 0 | 0 | 0 | 0 | 0 | 0 | 0 | 0 | 0 | 0 | 0.093385 | 0.026724 | 0.11082 | -0.065481 | 0.30392 | 0.084197 | 0.1099 | 0.15846 | 0.040335 | 0.0022366 | 0.034072 | 0.046044 | 0.076519 | 0.069995 | 0.060415 | 0.034196 | 0.05231 | 0.044769 | 0.067306 | 0.083908 | 0.080099 | 0.071635 | 0.038827 | 0.066656
| 212 | 15877605.2596 | 0 | 13314945.5429 | 0 |  | 605190.125 | 656371.5 | 675258.6875 | 761937.3125 | 734033.1875 | 1008199 | 1103885.375 | 1246457.25 | 1445023.018 | 1515164.759 | 1542021.689 | 1622784.927 | 1681036.747 | 1828376.359 | 1960637.299 | 2066831.607 | 2082615.6 | 2187110.092 | 2304892.456 | 2418300.545 | 2652826.257 | 2838457.371 | 3049780.184 | 3154192.5 | 0 | 0 | 0 | 0 | 0 | 0 | 0 | 0 | 0 | 0 | 0 | 1622784.927 | 0 | 1828376.359 | 0 | 0 | 0 | 0 | 0 | 0 | 0 | 0 | 0 | 0 | 0.081184 | 0.028369 | 0.12077 | -0.03731 | 0.31737 | 0.090671 | 0.12147 | 0.14782 | 0.047399 | 0.01757 | 0.051049 | 0.035267 | 0.084018 | 0.069841 | 0.052747 | 0.0076078 | 0.048956 | 0.052453 | 0.048031 | 0.092561 | 0.067635 | 0.071809 | 0.033663 | 0.066907
| 213 | 15042944.5833 | 0 | 12595998.0253 | 0 |  | 602240.9375 | 663519.0625 | 676864.625 | 758335.6875 | 697579.375 | 948481.4375 | 1034631.6875 | 1166197 | 1360098.393 | 1437850.259 | 1432598.689 | 1482769.802 | 1551680.872 | 1680027.984 | 1814904.299 | 1912112.857 | 1960960.475 | 2065732.467 | 2164496.706 | 2288635.545 | 2498101.257 | 2719994.121 | 2915065.184 | 3040232.25 | 0 | 0 | 0 | 0 | 0 | 0 | 0 | 0 | 0 | 0 | 0 | 0 | 0 | 0 | 0 | 0 | 0 | 0 | 0 | 0 | 0 | 0 | 0 | 0 | 0.0969 | 0.019914 | 0.11365 | -0.08351 | 0.30725 | 0.086939 | 0.1197 | 0.15381 | 0.055592 | -0.0036591 | 0.034422 | 0.045427 | 0.079472 | 0.077222 | 0.052176 | 0.025226 | 0.05205 | 0.046703 | 0.055768 | 0.087575 | 0.085099 | 0.069262 | 0.042042 | 0.069779
| 214 | 15370181.9015 | 0 | 12981729.8877 | 0 |  | 623519.4375 | 684788.9375 | 702723.9375 | 794998.125 | 771146.75 | 1023138.9375 | 1099618.375 | 1212697.5 | 1405508.518 | 1474907.884 | 1479252.814 | 1532198.177 | 1594085.872 | 1723782.859 | 1835725.674 | 1929229.857 | 1970387.35 | 2069284.092 | 2146333.706 | 2262004.795 | 2457360.007 | 2649797.621 | 2840912.184 | 2955028.75 | 0 | 0 | 0 | 794998.125 | 0 | 0 | 0 | 0 | 0 | 0 | 0 | 0 | 0 | 0 | 0 | 0 | 0 | 0 | 0 | 0 | 0 | 0 | 0 | 0 | 0.093731 | 0.025853 | 0.12338 | -0.030461 | 0.28275 | 0.072088 | 0.097884 | 0.14755 | 0.048196 | 0.0029416 | 0.035166 | 0.039597 | 0.078221 | 0.062919 | 0.049681 | 0.021109 | 0.048973 | 0.036558 | 0.05249 | 0.082836 | 0.075396 | 0.069642 | 0.039383 | 0.060458
| 215 | 14406818.5229 | 0 | 12117409.9558 | 0 |  | 611429.0625 | 658805.5625 | 669816.25 | 743461.8125 | 692941 | 935643.5 | 1008417.6875 | 1121368 | 1318856.518 | 1380229.259 | 1379357.814 | 1412415.552 | 1474600.747 | 1587197.484 | 1708371.924 | 1804185.232 | 1842781.225 | 1929048.342 | 2016475.706 | 2135303.545 | 2339656.257 | 2536383.621 | 2730947.934 | 2847488.25 | 0 | 0 | 0 | 0 | 0 | 0 | 0 | 0 | 0 | 0 | 0 | 0 | 0 | 0 | 0 | 0 | 0 | 0 | 0 | 0 | 0 | 0 | 0 | 0 | 0.074629 | 0.016575 | 0.10431 | -0.070373 | 0.30029 | 0.074903 | 0.10617 | 0.16222 | 0.045485 | -0.00063158 | 0.023683 | 0.043086 | 0.073583 | 0.073571 | 0.054568 | 0.021167 | 0.045751 | 0.044324 | 0.057258 | 0.091395 | 0.080735 | 0.073909 | 0.041789 | 0.067523
| 216 | 14576019.5464 | 0 | 12236025.3241 | 0 |  | 592896.625 | 659917.3125 | 670761.9375 | 754667.1875 | 694300.9375 | 947086.25 | 1022462.8125 | 1131961.625 | 1323696.268 | 1386048.134 | 1381055.939 | 1423532.177 | 1489783.997 | 1618091.984 | 1736589.049 | 1838284.232 | 1885539.475 | 1980929.092 | 2063629.831 | 2167464.295 | 2385893.507 | 2592462.121 | 2794491.184 | 2913620.75 | 0 | 0 | 0 | 0 | 0 | 0 | 0 | 0 | 0 | 0 | 0 | 0 | 0 | 0 | 0 | 0 | 0 | 0 | 0 | 0 | 0 | 0 | 0 | 0 | 0.10709 | 0.0163 | 0.11786 | -0.083371 | 0.31048 | 0.076579 | 0.10174 | 0.15648 | 0.046029 | -0.0036082 | 0.030293 | 0.04549 | 0.082617 | 0.070675 | 0.05691 | 0.025381 | 0.049352 | 0.040901 | 0.049091 | 0.096016 | 0.083034 | 0.075042 | 0.041747 | 0.070805
| 217 | 14912540.5839 | 0 | 12510442.208 | 0 |  | 604922.9375 | 663685.25 | 684640 | 762410.0625 | 688407.8125 | 947450.25 | 1028601.625 | 1147695.875 | 1347458.518 | 1413519.509 | 1413565.939 | 1464831.052 | 1538904.122 | 1656040.984 | 1790544.799 | 1899560.107 | 1959454.725 | 2060740.217 | 2151492.956 | 2264981.295 | 2477165.757 | 2670790.371 | 2845520.684 | 2970590.5 | 0 | 0 | 0 | 0 | 0 | 0 | 0 | 0 | 0 | 0 | 0 | 0 | 0 | 0 | 0 | 0 | 0 | 0 | 0 | 0 | 0 | 0 | 0 | 0 | 0.092707 | 0.031085 | 0.10759 | -0.1021 | 0.31939 | 0.082181 | 0.10956 | 0.16046 | 0.047862 | 3.2847e-05 | 0.035624 | 0.049331 | 0.073359 | 0.07809 | 0.059102 | 0.031044 | 0.050399 | 0.043097 | 0.051405 | 0.089549 | 0.075259 | 0.063372 | 0.043015 | 0.072765
| 218 | 14716811.1229 | 0 | 12372313.99 | 0 |  | 592248.875 | 652463.6875 | 665831.5625 | 742157.625 | 705708 | 969918.8125 | 1049439.75 | 1159408.5 | 1355889.393 | 1411113.259 | 1409642.814 | 1451388.427 | 1509711.997 | 1627814.859 | 1761220.174 | 1861029.107 | 1900006.85 | 1985844.342 | 2076204.831 | 2190737.295 | 2401248.007 | 2595831.121 | 2805597.434 | 2901778.5 | 0 | 0 | 0 | 0 | 0 | 0 | 0 | 0 | 0 | 0 | 0 | 0 | 0 | 0 | 0 | 0 | 0 | 0 | 0 | 0 | 0 | 0 | 0 | 0 | 0.096829 | 0.020281 | 0.10852 | -0.05036 | 0.31801 | 0.078799 | 0.099654 | 0.15655 | 0.039921 | -0.0010426 | 0.029184 | 0.039398 | 0.07532 | 0.078768 | 0.055123 | 0.020728 | 0.044187 | 0.044497 | 0.053697 | 0.09175 | 0.077918 | 0.07771 | 0.033707 | 0.068723
| 219 | 15409113.4545 | 0 | 12992024.8572 | 0 |  | 671384.1875 | 705652.0625 | 716044.5625 | 791395.125 | 767641.125 | 1016446.6875 | 1088386.75 | 1195547.75 | 1390654.643 | 1447538.134 | 1466397.689 | 1505707.927 | 1578637.872 | 1699715.359 | 1849028.424 | 1939214.982 | 1984467.1 | 2064316.967 | 2157713.456 | 2279502.545 | 2479078.507 | 2675207.371 | 2875785.934 | 3006346.25 | 671384.1875 | 705652.0625 | 716044.5625 | 791395.125 | 0 | 0 | 0 | 0 | 0 | 0 | 0 | 0 | 0 | 0 | 0 | 0 | 0 | 0 | 0 | 0 | 0 | 0 | 0 | 0 | 0.049781 | 0.01462 | 0.10005 | -0.030475 | 0.28075 | 0.068384 | 0.093908 | 0.15117 | 0.04009 | 0.012945 | 0.026454 | 0.047299 | 0.073898 | 0.0842 | 0.047623 | 0.023067 | 0.039449 | 0.04425 | 0.054908 | 0.08393 | 0.07614 | 0.072299 | 0.044399 | 0.059435
| 220 | 16360685.5161 | 16360685.5161 | 13746748.2342 | 13746748.2342 |  | 634099.375 | 677837.5625 | 693859 | 779217.75 | 789901.125 | 1074674.375 | 1164118.75 | 1273622.5 | 1480775.518 | 1566559.759 | 1582442.689 | 1660959.052 | 1727760.747 | 1861451.359 | 2011019.424 | 2121724.232 | 2174471.6 | 2266875.842 | 2327353.956 | 2454604.295 | 2676511.507 | 2885252.871 | 3145664.434 | 3227442 | 0 | 0 | 0 | 0 | 0 | 0 | 0 | 0 | 1480775.518 | 1566559.759 | 1582442.689 | 1660959.052 | 1727760.747 | 1861451.359 | 2011019.424 | 2121724.232 | 2174471.6 | 2266875.842 | 2327353.956 | 2454604.295 | 2676511.507 | 2885252.871 | 3145664.434 | 3227442 | 0.066702 | 0.023361 | 0.11602 | 0.013617 | 0.30787 | 0.079947 | 0.089901 | 0.1507 | 0.056316 | 0.010088 | 0.048426 | 0.039431 | 0.07453 | 0.077285 | 0.053587 | 0.024557 | 0.041617 | 0.026329 | 0.053234 | 0.086549 | 0.075098 | 0.086413 | 0.025665 | 0.061854
| 221 | 15999972.9119 | 0 | 13512418.0301 | 0 |  | 644961.5 | 690270.75 | 706457.25 | 790562.3125 | 800075.3125 | 1088870.875 | 1184088.5 | 1286465 | 1468813.768 | 1545519.884 | 1550114.314 | 1613499.802 | 1665207.747 | 1779158.109 | 1903734.174 | 2010354.857 | 2060535.975 | 2150598.842 | 2229528.956 | 2361661.295 | 2546624.757 | 2749347.371 | 2963618.434 | 3099912.5 | 0 | 0 | 0 | 790562.3125 | 800075.3125 | 1088870.875 | 1184088.5 | 1286465 | 1468813.768 | 1545519.884 | 0 | 0 | 0 | 0 | 0 | 0 | 0 | 0 | 0 | 0 | 0 | 0 | 0 | 0 | 0.067893 | 0.023179 | 0.11248 | 0.011961 | 0.30819 | 0.083832 | 0.082925 | 0.13256 | 0.050905 | 0.0029683 | 0.040077 | 0.031544 | 0.06619 | 0.067677 | 0.054494 | 0.024655 | 0.04278 | 0.036044 | 0.057575 | 0.075404 | 0.076595 | 0.075047 | 0.044963 | 0.060539
| 222 | 14739667.3965 | 0 | 12438705.8237 | 0 |  | 619398.625 | 665450.5625 | 675610.5 | 746940.6875 | 724595.375 | 987784.8125 | 1066352.75 | 1184393 | 1356173.518 | 1415666.509 | 1412781.814 | 1453042.052 | 1513804.747 | 1629623.484 | 1756941.924 | 1845716.607 | 1881871.475 | 1961333.467 | 2043365.331 | 2149632.045 | 2337369.257 | 2544192.121 | 2753109.434 | 2875854.5 | 0 | 0 | 0 | 0 | 0 | 0 | 0 | 0 | 0 | 0 | 0 | 0 | 0 | 0 | 0 | 0 | 0 | 0 | 0 | 0 | 0 | 0 | 0 | 0 | 0.071715 | 0.015152 | 0.10037 | -0.030372 | 0.30985 | 0.076535 | 0.10499 | 0.13544 | 0.042933 | -0.0020398 | 0.028099 | 0.040967 | 0.073723 | 0.075226 | 0.049293 | 0.019399 | 0.041358 | 0.040974 | 0.050699 | 0.083729 | 0.084787 | 0.078918 | 0.043619 | 0.064531
| 223 | 14248126.1431 | 0 | 11979293.402 | 0 |  | 601453.5 | 656428.5625 | 670315.8125 | 742522.8125 | 676925.1875 | 919247.25 | 988263.1875 | 1102359 | 1296771.018 | 1362048.884 | 1362809.564 | 1390967.302 | 1455117.622 | 1571208.859 | 1689092.674 | 1789357.607 | 1830108.1 | 1920075.217 | 2003334.206 | 2116624.17 | 2316734.007 | 2514488.121 | 2707570.934 | 2821937.75 | 0 | 0 | 0 | 0 | 0 | 0 | 0 | 0 | 0 | 0 | 0 | 0 | 0 | 0 | 0 | 0 | 0 | 0 | 0 | 0 | 0 | 0 | 0 | 0 | 0.087465 | 0.020935 | 0.1023 | -0.092493 | 0.30599 | 0.072394 | 0.10926 | 0.16242 | 0.049113 | 0.00055833 | 0.020451 | 0.045087 | 0.076759 | 0.072346 | 0.057665 | 0.022518 | 0.047989 | 0.042449 | 0.05501 | 0.090336 | 0.081911 | 0.073983 | 0.041372 | 0.070522
| 224 | 14399504.7729 | 0 | 12120095.6841 | 0 |  | 617607.875 | 670407.0625 | 685722.25 | 752150.25 | 690790.125 | 932996.3125 | 1009374.9375 | 1110248.375 | 1297529.768 | 1361426.509 | 1365365.439 | 1403511.552 | 1475581.997 | 1592875.734 | 1711193.299 | 1812092.732 | 1846456.725 | 1934268.217 | 2021755.831 | 2126280.795 | 2325902.757 | 2522640.121 | 2720151.684 | 2841216.75 | 0 | 0 | 0 | 0 | 0 | 0 | 0 | 0 | 0 | 0 | 0 | 0 | 0 | 0 | 0 | 0 | 0 | 0 | 0 | 0 | 0 | 0 | 0 | 0 | 0.082031 | 0.022588 | 0.092463 | -0.0851 | 0.30057 | 0.078685 | 0.095252 | 0.15588 | 0.048071 | 0.0028891 | 0.027555 | 0.050075 | 0.076489 | 0.07165 | 0.057291 | 0.018786 | 0.046461 | 0.044237 | 0.050408 | 0.089734 | 0.081198 | 0.075382 | 0.043545 | 0.067674
| 225 | 16778923.3368 | 16778923.3368 | 14237163.6444 | 14237163.6444 |  | 698416.75 | 716588.5625 | 730681.625 | 804916.75 | 909097.3125 | 1216146.25 | 1300499.375 | 1386201.5 | 1571101.768 | 1621784.634 | 1632429.939 | 1671135.802 | 1703623.747 | 1826844.859 | 1971138.674 | 2078528.232 | 2132014.975 | 2240103.092 | 2324310.706 | 2399581.545 | 2603957.007 | 2801908.371 | 3042076.434 | 3158769.75 | 698416.75 | 716588.5625 | 730681.625 | 804916.75 | 909097.3125 | 1216146.25 | 1300499.375 | 1386201.5 | 1571101.768 | 1621784.634 | 1632429.939 | 1671135.802 | 1703623.747 | 1826844.859 | 1971138.674 | 2078528.232 | 2132014.975 | 2240103.092 | 0 | 0 | 0 | 0 | 0 | 0 | 0.025686 | 0.019476 | 0.096761 | 0.12171 | 0.29099 | 0.067061 | 0.063819 | 0.12521 | 0.03175 | 0.0065425 | 0.023434 | 0.019254 | 0.069833 | 0.076021 | 0.053049 | 0.025407 | 0.049454 | 0.036902 | 0.031871 | 0.081738 | 0.073269 | 0.08224 | 0.037642 | 0.058875
| 226 | 14747100.0195 | 0 | 12400418.3143 | 0 |  | 612296.5625 | 666154.125 | 681798.125 | 751929.5 | 708766 | 957822 | 1034320.75 | 1143196 | 1338312.643 | 1402505.759 | 1405072.064 | 1454806.677 | 1509880.247 | 1634111.234 | 1767717.424 | 1867253.732 | 1897806.225 | 2000259.467 | 2086862.081 | 2201308.045 | 2403867.257 | 2600840.621 | 2794972.934 | 2915212 | 0 | 0 | 0 | 0 | 0 | 0 | 0 | 0 | 0 | 0 | 0 | 0 | 0 | 0 | 0 | 0 | 0 | 0 | 0 | 0 | 0 | 0 | 0 | 0 | 0.084304 | 0.023213 | 0.097909 | -0.059117 | 0.30114 | 0.076838 | 0.10008 | 0.15758 | 0.046851 | 0.0018281 | 0.034784 | 0.037157 | 0.079069 | 0.07859 | 0.05478 | 0.01623 | 0.052578 | 0.042385 | 0.05339 | 0.088027 | 0.078756 | 0.071988 | 0.04212 | 0.065744
| 227 | 14052549.602 | 0 | 11786126.7265 | 0 |  | 589129.3125 | 644526 | 653286 | 721588.875 | 659860.8125 | 891541.5 | 967855.1875 | 1081084.375 | 1277156.518 | 1342644.384 | 1338108.064 | 1379621.427 | 1436016.747 | 1554310.359 | 1674871.549 | 1768216.232 | 1810412.35 | 1894809.342 | 1988132.831 | 2104311.795 | 2309913.757 | 2513516.371 | 2704303.684 | 2822751 | 0 | 0 | 0 | 0 | 0 | 0 | 0 | 0 | 0 | 0 | 0 | 0 | 0 | 0 | 0 | 0 | 0 | 0 | 0 | 0 | 0 | 0 | 0 | 0 | 0.089869 | 0.0135 | 0.099441 | -0.089427 | 0.30092 | 0.08213 | 0.11064 | 0.16667 | 0.050005 | -0.0033844 | 0.030552 | 0.040064 | 0.079159 | 0.074705 | 0.054235 | 0.023583 | 0.045564 | 0.048078 | 0.056793 | 0.093222 | 0.084473 | 0.073162 | 0.042867 | 0.069985
| 228 | 14639358.6455 | 0 | 12298600.1199 | 0 |  | 604802.375 | 664109.1875 | 681336.625 | 756640.6875 | 697770.5625 | 943219.8125 | 1023592.625 | 1136759.625 | 1331352.893 | 1395336.384 | 1396079.689 | 1434338.677 | 1496127.747 | 1616999.984 | 1736961.674 | 1848026.357 | 1883992.1 | 1981754.592 | 2072026.831 | 2188995.545 | 2394366.507 | 2588368.121 | 2793531.434 | 2912811.75 | 0 | 0 | 0 | 0 | 0 | 0 | 0 | 0 | 0 | 0 | 0 | 0 | 0 | 0 | 0 | 0 | 0 | 0 | 0 | 0 | 0 | 0 | 0 | 0 | 0.093545 | 0.02561 | 0.10483 | -0.080998 | 0.30141 | 0.081775 | 0.10486 | 0.15801 | 0.04694 | 0.00053256 | 0.027036 | 0.042176 | 0.077692 | 0.071565 | 0.061981 | 0.019275 | 0.05059 | 0.044545 | 0.054916 | 0.089676 | 0.077909 | 0.076279 | 0.041812 | 0.068204
| 229 | 14240558.8198 | 0 | 11931815.1273 | 0 |  | 583247.3125 | 634846.375 | 645759.3125 | 720575.3125 | 650650.4375 | 890577.375 | 972400.875 | 1095305.5 | 1292780.518 | 1357496.009 | 1357295.189 | 1405338.802 | 1464794.747 | 1591462.109 | 1715412.924 | 1825185.857 | 1867881.6 | 1954630.967 | 2043185.206 | 2158193.295 | 2360437.507 | 2564237.621 | 2749733.434 | 2867501.75 | 0 | 0 | 0 | 0 | 0 | 0 | 0 | 0 | 0 | 0 | 0 | 0 | 0 | 0 | 0 | 0 | 0 | 0 | 0 | 0 | 0 | 0 | 0 | 0 | 0.084772 | 0.017044 | 0.10962 | -0.10208 | 0.3139 | 0.087898 | 0.11902 | 0.16576 | 0.048846 | -0.00014795 | 0.034785 | 0.041437 | 0.082938 | 0.075001 | 0.062028 | 0.023123 | 0.045396 | 0.044309 | 0.054761 | 0.089576 | 0.082814 | 0.069843 | 0.041937 | 0.073324
| 230 | 14494183.651 | 0 | 12164454.119 | 0 |  | 596712.6875 | 647650.8125 | 662050.375 | 738015.625 | 694190.625 | 938803.875 | 1012723.1875 | 1129244.5 | 1326280.143 | 1397472.759 | 1382379.814 | 1410764.052 | 1476333.622 | 1602500.234 | 1720022.924 | 1822247.857 | 1873095.85 | 1970476.592 | 2049892.831 | 2169593.545 | 2393536.257 | 2578149.621 | 2767695.184 | 2897589.75 | 0 | 0 | 0 | 0 | 0 | 0 | 0 | 0 | 0 | 0 | 0 | 0 | 0 | 0 | 0 | 0 | 0 | 0 | 0 | 0 | 0 | 0 | 0 | 0 | 0.081916 | 0.02199 | 0.10862 | -0.061218 | 0.30186 | 0.075792 | 0.10891 | 0.16083 | 0.052287 | -0.010859 | 0.020325 | 0.04543 | 0.082003 | 0.070773 | 0.057733 | 0.027522 | 0.050683 | 0.039512 | 0.056752 | 0.098232 | 0.0743 | 0.070943 | 0.045864 | 0.067276
| 231 | 15533334.0126 | 0 | 13023614.8412 | 0 |  | 597880.875 | 666569 | 678811.9375 | 767300.8125 | 719311.3125 | 977339.3125 | 1069885.5 | 1196498.875 | 1412259.643 | 1481789.384 | 1485094.939 | 1556243.427 | 1646525.122 | 1763861.734 | 1899737.174 | 2021008.107 | 2053746.1 | 2139829.092 | 2247361.706 | 2376723.795 | 2575456.007 | 2781351.371 | 2980529.184 | 3121583.75 | 0 | 0 | 0 | 0 | 0 | 0 | 0 | 0 | 0 | 0 | 0 | 0 | 0 | 0 | 0 | 0 | 0 | 0 | 0 | 0 | 0 | 0 | 0 | 0 | 0.10875 | 0.0182 | 0.12253 | -0.064585 | 0.30654 | 0.090473 | 0.11185 | 0.16579 | 0.048059 | 0.0022283 | 0.046796 | 0.056392 | 0.068838 | 0.07421 | 0.061881 | 0.016069 | 0.04106 | 0.049031 | 0.055966 | 0.080304 | 0.07691 | 0.069164 | 0.04624 | 0.06851
| 232 | 15342777.8339 | 0 | 12870898.4051 | 0 |  | 606170.3125 | 666060.125 | 683607.4375 | 761241.0625 | 707603.375 | 982318.75 | 1071318.375 | 1195459 | 1398744.018 | 1466922.884 | 1479655.939 | 1520389.677 | 1591385.122 | 1714878.734 | 1851050.674 | 1950515.232 | 2017625.85 | 2134562.717 | 2209105.956 | 2324327.295 | 2537138.757 | 2746106.121 | 2941950.184 | 3059432.5 | 0 | 0 | 0 | 0 | 0 | 0 | 0 | 0 | 0 | 0 | 0 | 0 | 0 | 0 | 0 | 0 | 0 | 0 | 0 | 0 | 0 | 0 | 0 | 0 | 0.094219 | 0.026004 | 0.10757 | -0.073066 | 0.32803 | 0.086729 | 0.10964 | 0.15704 | 0.047592 | 0.0086427 | 0.027157 | 0.045638 | 0.074738 | 0.076411 | 0.05234 | 0.033828 | 0.05634 | 0.034326 | 0.050843 | 0.087606 | 0.079147 | 0.068889 | 0.039157 | 0.071337
| 233 | 14508817.8284 | 0 | 12198791.6749 | 0 |  | 607768 | 665027.375 | 672230.5 | 745899.125 | 688479.375 | 929201.875 | 1016208.0625 | 1132237 | 1323143.393 | 1388430.509 | 1386440.064 | 1428810.552 | 1489002.122 | 1607687.609 | 1732915.424 | 1823913.107 | 1861792.1 | 1948858.092 | 2042733.831 | 2157471.295 | 2358797.257 | 2561383.621 | 2753913.934 | 2874764.75 | 0 | 0 | 0 | 0 | 0 | 0 | 0 | 0 | 0 | 0 | 0 | 0 | 0 | 0 | 0 | 0 | 0 | 0 | 0 | 0 | 0 | 0 | 0 | 0 | 0.090035 | 0.010773 | 0.10399 | -0.080105 | 0.29984 | 0.089507 | 0.10812 | 0.15581 | 0.048164 | -0.0014346 | 0.030103 | 0.041264 | 0.076691 | 0.075008 | 0.051179 | 0.020555 | 0.045704 | 0.047045 | 0.054648 | 0.089215 | 0.082396 | 0.072476 | 0.042948 | 0.068412
| 234 | 14259006.0046 | 0 | 11989182.5281 | 0 |  | 600431.9375 | 661744.25 | 668850.125 | 738247 | 681693.1875 | 930202.625 | 1000078.125 | 1101739.875 | 1291287.268 | 1362687.384 | 1366220.939 | 1394774.552 | 1453863.497 | 1571628.734 | 1683128.799 | 1776507.857 | 1822696.35 | 1924876.467 | 2002171.706 | 2118285.67 | 2315752.007 | 2522899.121 | 2705128.934 | 2821119.25 | 0 | 0 | 0 | 0 | 0 | 0 | 0 | 0 | 0 | 0 | 0 | 0 | 0 | 0 | 0 | 0 | 0 | 0 | 0 | 0 | 0 | 0 | 0 | 0 | 0.09723 | 0.010681 | 0.098718 | -0.079699 | 0.31082 | 0.072431 | 0.096813 | 0.15875 | 0.053819 | 0.0025897 | 0.020684 | 0.041492 | 0.077888 | 0.068542 | 0.053995 | 0.025667 | 0.054545 | 0.039371 | 0.056375 | 0.089127 | 0.085674 | 0.069741 | 0.041984 | 0.069745
| 235 | 14299728.2016 | 0 | 12001965.2846 | 0 |  | 591988.375 | 653752.9375 | 667546.8125 | 742322.1875 | 669501.625 | 902531.375 | 981131.1875 | 1106789.125 | 1294225.268 | 1363087.759 | 1361048.939 | 1400258.427 | 1470465.122 | 1586554.359 | 1710606.549 | 1809858.107 | 1849597.6 | 1941585.217 | 2022760.956 | 2143512.545 | 2347701.757 | 2553353.621 | 2736758.434 | 2854099 | 0 | 0 | 0 | 0 | 0 | 0 | 0 | 0 | 0 | 0 | 0 | 0 | 0 | 0 | 0 | 0 | 0 | 0 | 0 | 0 | 0 | 0 | 0 | 0 | 0.099243 | 0.02088 | 0.10617 | -0.10325 | 0.29867 | 0.083503 | 0.12051 | 0.15645 | 0.05184 | -0.0014969 | 0.028401 | 0.048922 | 0.075986 | 0.075283 | 0.0564 | 0.02172 | 0.048537 | 0.040959 | 0.057982 | 0.090991 | 0.083971 | 0.069367 | 0.041982 | 0.070741
| 236 | 15932960.578 | 0 | 13347946.1774 | 0 |  | 653499.875 | 695267.5 | 696513.75 | 775093.1875 | 797559.5625 | 1058064 | 1129228.375 | 1231563.875 | 1425066.143 | 1495519.759 | 1492192.064 | 1560563.427 | 1635773.872 | 1741766.484 | 1888309.674 | 2026062.357 | 2091685.225 | 2183388.092 | 2292611.206 | 2446918.795 | 2672125.007 | 2881193.871 | 3054347.684 | 3189413.75 | 0 | 0 | 0 | 0 | 797559.5625 | 0 | 0 | 0 | 0 | 0 | 0 | 0 | 0 | 0 | 0 | 0 | 0 | 0 | 0 | 2446918.795 | 2672125.007 | 2881193.871 | 3054347.684 | 0 | 0.061954 | 0.0017909 | 0.1069 | 0.028573 | 0.28264 | 0.065094 | 0.08675 | 0.14593 | 0.048256 | -0.0022276 | 0.044801 | 0.047069 | 0.062784 | 0.080782 | 0.070412 | 0.031876 | 0.042908 | 0.048814 | 0.065138 | 0.088044 | 0.075331 | 0.058361 | 0.043271 | 0.056382
| 237 | 16007907.5375 | 0 | 13489340.5869 | 0 |  | 626729.8125 | 682127.8125 | 698631.0625 | 774340.5 | 781007 | 1062564.25 | 1186914 | 1296236 | 1476842.143 | 1546444.259 | 1551393.314 | 1604707.302 | 1666698.747 | 1781567.359 | 1922929.049 | 2044667.357 | 2089037.1 | 2160608.342 | 2250335.706 | 2377008.295 | 2590077.007 | 2788183.621 | 2996522.934 | 3123339.25 | 0 | 0 | 0 | 0 | 0 | 0 | 1186914 | 1296236 | 1476842.143 | 1546444.259 | 0 | 0 | 0 | 0 | 0 | 0 | 0 | 0 | 0 | 0 | 0 | 0 | 0 | 0 | 0.084702 | 0.023906 | 0.10289 | 0.0085724 | 0.30786 | 0.11067 | 0.088108 | 0.13044 | 0.046052 | 0.0031952 | 0.033788 | 0.037903 | 0.066649 | 0.076356 | 0.061386 | 0.021468 | 0.033687 | 0.04069 | 0.054763 | 0.085845 | 0.073703 | 0.072062 | 0.04145 | 0.061333
| 238 | 17280600.5666 | 17280600.5666 | 14553187.614 | 14553187.614 |  | 655307.5 | 693106.75 | 708596.5625 | 798237.3125 | 878504.375 | 1240170.75 | 1326953.875 | 1399427.625 | 1596371.393 | 1652975.509 | 1684904.939 | 1725942.927 | 1801337.997 | 1941650.984 | 2100129.674 | 2185365.857 | 2235636.85 | 2322102.342 | 2441145.706 | 2568710.545 | 2794932.007 | 2973950.871 | 3268346.684 | 3421496.75 | 655307.5 | 0 | 708596.5625 | 798237.3125 | 878504.375 | 1240170.75 | 1326953.875 | 1399427.625 | 1596371.393 | 1652975.509 | 1684904.939 | 1725942.927 | 1801337.997 | 1941650.984 | 2100129.674 | 2185365.857 | 2235636.85 | 2322102.342 | 2441145.706 | 2568710.545 | 2794932.007 | 2973950.871 | 3268346.684 | 3421496.75 | 0.056079 | 0.022102 | 0.11912 | 0.095815 | 0.34478 | 0.067637 | 0.053177 | 0.13167 | 0.034844 | 0.019132 | 0.024064 | 0.042756 | 0.075009 | 0.07846 | 0.039784 | 0.022743 | 0.037947 | 0.049995 | 0.050937 | 0.084404 | 0.062084 | 0.094393 | 0.045794 | 0.066826
| 239 | 15437988.1599 | 0 | 12992363.7884 | 0 |  | 619195 | 672072.5 | 687645.5625 | 762508.1875 | 738256.1875 | 1004593.125 | 1115902.375 | 1237124.375 | 1424686.393 | 1485304.509 | 1477316.189 | 1529689.927 | 1600487.622 | 1727352.234 | 1863795.799 | 1964707.357 | 2000069.225 | 2095461.717 | 2175799.956 | 2296241.295 | 2518106.507 | 2718616.121 | 2911330.934 | 3014655.25 | 0 | 0 | 0 | 0 | 0 | 0 | 0 | 0 | 0 | 0 | 0 | 0 | 0 | 0 | 0 | 0 | 0 | 0 | 0 | 0 | 0 | 0 | 0 | 0 | 0.081946 | 0.022907 | 0.10334 | -0.032322 | 0.30805 | 0.10508 | 0.10313 | 0.14116 | 0.041668 | -0.0053928 | 0.034838 | 0.045243 | 0.076281 | 0.076025 | 0.052728 | 0.017838 | 0.046592 | 0.037622 | 0.053877 | 0.092234 | 0.076616 | 0.068487 | 0.034875 | 0.065028
| 240 | 14997015.6189 | 0 | 12564372.9103 | 0 |  | 610654.4375 | 662965.875 | 671583 | 745691.75 | 715156.375 | 963461.5625 | 1042042.0625 | 1146247.25 | 1343940.518 | 1407264.884 | 1410739.314 | 1463728.927 | 1537137.747 | 1670714.359 | 1815164.424 | 1930835.357 | 1978530.975 | 2067098.467 | 2160913.706 | 2292296.295 | 2497070.757 | 2708919.371 | 2887364.184 | 3011730 | 0 | 0 | 0 | 0 | 0 | 0 | 0 | 0 | 0 | 0 | 0 | 0 | 0 | 0 | 0 | 0 | 0 | 0 | 0 | 0 | 0 | 0 | 0 | 0 | 0.082192 | 0.012914 | 0.10467 | -0.041811 | 0.29803 | 0.078405 | 0.095311 | 0.15911 | 0.046042 | 0.0024659 | 0.036873 | 0.048935 | 0.083329 | 0.082925 | 0.061777 | 0.024402 | 0.043791 | 0.044385 | 0.059023 | 0.085564 | 0.081431 | 0.063794 | 0.042171 | 0.063807
| 241 | 15554232.2098 | 0 | 13097400.4735 | 0 |  | 656917.625 | 706331.125 | 725051.625 | 795799.3125 | 763145.5 | 1017627.875 | 1106960.625 | 1220216.375 | 1403318.768 | 1463539.384 | 1476567.564 | 1522261.802 | 1590737.372 | 1712744.859 | 1854450.799 | 1956114.857 | 2002369.225 | 2104752.217 | 2201144.956 | 2314573.295 | 2515486.257 | 2717546.371 | 2924707.684 | 3061244 | 656917.625 | 706331.125 | 725051.625 | 795799.3125 | 0 | 0 | 0 | 0 | 0 | 0 | 0 | 0 | 0 | 0 | 0 | 0 | 0 | 0 | 0 | 0 | 0 | 0 | 0 | 0 | 0.072526 | 0.026159 | 0.093104 | -0.041898 | 0.28778 | 0.084144 | 0.09741 | 0.13981 | 0.042018 | 0.0088624 | 0.030477 | 0.044 | 0.0739 | 0.079491 | 0.053372 | 0.023371 | 0.049867 | 0.04478 | 0.050248 | 0.083241 | 0.077263 | 0.073465 | 0.045627 | 0.060151
| 242 | 14712564.7287 | 0 | 12319101.2515 | 0 |  | 609154.25 | 669014.6875 | 679526.5625 | 758189 | 693671.25 | 938053 | 999962.125 | 1120817.25 | 1318337.518 | 1386088.009 | 1390029.814 | 1436535.427 | 1502859.247 | 1627168.734 | 1761872.924 | 1867876.482 | 1907891.1 | 2014086.717 | 2095911.456 | 2228009.045 | 2439431.507 | 2664474.621 | 2850627.684 | 2975036 | 0 | 0 | 0 | 0 | 0 | 0 | 0 | 0 | 0 | 0 | 0 | 0 | 0 | 0 | 0 | 0 | 0 | 0 | 0 | 0 | 0 | 0 | 0 | 0 | 0.093734 | 0.01559 | 0.10954 | -0.088935 | 0.30181 | 0.063911 | 0.1141 | 0.16231 | 0.050114 | 0.0028398 | 0.032909 | 0.045135 | 0.079472 | 0.079536 | 0.058425 | 0.021196 | 0.054167 | 0.039823 | 0.06112 | 0.090657 | 0.088242 | 0.067532 | 0.042717 | 0.069709
| 243 | 14816600.2355 | 0 | 12461842.8002 | 0 |  | 637300.4375 | 686786.125 | 700007.625 | 766743.4375 | 706652.25 | 952056.1875 | 1021851.4375 | 1138872.375 | 1329566.143 | 1394294.134 | 1401898.939 | 1440306.052 | 1507393.122 | 1638910.109 | 1772725.174 | 1875699.857 | 1916332.6 | 2013754.217 | 2101248.956 | 2228174.295 | 2421055.507 | 2612637.371 | 2791653.684 | 2924913.75 | 0 | 0 | 0 | 0 | 0 | 0 | 0 | 0 | 0 | 0 | 0 | 0 | 0 | 0 | 0 | 0 | 0 | 0 | 0 | 0 | 0 | 0 | 0 | 0 | 0.074782 | 0.019068 | 0.091061 | -0.081614 | 0.29809 | 0.070747 | 0.10842 | 0.15481 | 0.047536 | 0.0054394 | 0.027028 | 0.045526 | 0.08365 | 0.078487 | 0.056464 | 0.021431 | 0.049587 | 0.042531 | 0.058651 | 0.083021 | 0.076157 | 0.066274 | 0.046631 | 0.06688
| 244 | 15124654.7193 | 0 | 12688377.2574 | 0 |  | 608273 | 666535.1875 | 683896.6875 | 759161.8125 | 703393.625 | 954821.125 | 1039867.25 | 1151993.875 | 1355377.393 | 1432721.134 | 1448248.189 | 1494951.677 | 1569876.997 | 1707191.609 | 1852348.924 | 1965186.732 | 1998184.6 | 2074199.342 | 2184201.956 | 2277051.545 | 2495792.007 | 2707202.121 | 2895740.434 | 3024613.25 | 0 | 0 | 0 | 0 | 0 | 0 | 0 | 0 | 0 | 0 | 0 | 0 | 0 | 0 | 0 | 0 | 0 | 0 | 0 | 0 | 0 | 0 | 0 | 0 | 0.091469 | 0.025714 | 0.10441 | -0.076298 | 0.30561 | 0.085324 | 0.1024 | 0.16259 | 0.055496 | 0.010779 | 0.031739 | 0.048903 | 0.083852 | 0.081605 | 0.059133 | 0.016652 | 0.037336 | 0.051675 | 0.041631 | 0.091725 | 0.08131 | 0.067325 | 0.043542 | 0.06836
| 245 | 16523274.7408 | 16523274.7408 | 13924456.1359 | 13924456.1359 |  | 612506.625 | 670734.4375 | 678738.875 | 748725.8125 | 798951.0625 | 1120171.375 | 1218748 | 1333709.75 | 1534800.893 | 1613584.384 | 1610041.189 | 1669430.427 | 1762478.122 | 1904579.734 | 2038467.174 | 2149594.357 | 2179304.35 | 2288895.342 | 2379821.206 | 2416212.795 | 2654695.757 | 2871860.121 | 3097058.434 | 3245290.25 | 0 | 0 | 0 | 0 | 798951.0625 | 1120171.375 | 1218748 | 1333709.75 | 1534800.893 | 1613584.384 | 1610041.189 | 1669430.427 | 1762478.122 | 1904579.734 | 2038467.174 | 2149594.357 | 2179304.35 | 2288895.342 | 2379821.206 | 0 | 2654695.757 | 2871860.121 | 3097058.434 | 3245290.25 | 0.090814 | 0.011863 | 0.098136 | 0.064927 | 0.33794 | 0.084342 | 0.09014 | 0.14044 | 0.050057 | -0.0021983 | 0.036223 | 0.054238 | 0.077541 | 0.067937 | 0.053081 | 0.013727 | 0.049064 | 0.038956 | 0.015176 | 0.094129 | 0.07863 | 0.075493 | 0.046752 | 0.066742
| 246 | 14528017.1679 | 0 | 12193878.574 | 0 |  | 589611.25 | 652570.0625 | 670677.25 | 735703.4375 | 677433.75 | 926808.375 | 1003714.3125 | 1122131.75 | 1311182.768 | 1384589.509 | 1389186.689 | 1433612.802 | 1500685.622 | 1619550.734 | 1743534.049 | 1850019.107 | 1889525.475 | 1989577.092 | 2073674.831 | 2189972.295 | 2392676.257 | 2590455.621 | 2776042.184 | 2897846.75 | 0 | 0 | 0 | 0 | 0 | 0 | 0 | 0 | 0 | 0 | 0 | 0 | 0 | 0 | 0 | 0 | 0 | 0 | 0 | 0 | 0 | 0 | 0 | 0 | 0.10146 | 0.02737 | 0.092539 | -0.082515 | 0.31344 | 0.079716 | 0.11152 | 0.1557 | 0.054474 | 0.0033147 | 0.031479 | 0.045724 | 0.076227 | 0.073765 | 0.059282 | 0.02113 | 0.051596 | 0.0414 | 0.054567 | 0.088524 | 0.079421 | 0.069192 | 0.042942 | 0.069695
| 247 | 15515682.7208 | 0 | 13002366.0362 | 0 |  | 609043.75 | 666177.9375 | 686755.375 | 777392.75 | 753776.875 | 1029010.5625 | 1111675.25 | 1221670.5 | 1416258.018 | 1476556.009 | 1473643.689 | 1517461.552 | 1586370.122 | 1709874.984 | 1852515.799 | 1958039.107 | 2026318.1 | 2113558.967 | 2203471.206 | 2343053.045 | 2553835.757 | 2793882.871 | 3010388.684 | 3119892.75 | 0 | 0 | 0 | 0 | 0 | 0 | 0 | 0 | 0 | 0 | 0 | 0 | 0 | 0 | 0 | 0 | 0 | 0 | 0 | 0 | 0 | 0 | 0 | 0 | 0.089667 | 0.030421 | 0.12397 | -0.030849 | 0.31126 | 0.07727 | 0.094351 | 0.1478 | 0.041694 | -0.0019743 | 0.029301 | 0.04441 | 0.074972 | 0.080124 | 0.055399 | 0.034277 | 0.042153 | 0.041661 | 0.061421 | 0.086142 | 0.089836 | 0.074637 | 0.035729 | 0.065132
| 248 | 16528781.5823 | 16528781.5823 | 13977124.7008 | 13977124.7008 |  | 654661.8125 | 711406.5 | 727605 | 810446.5 | 814537.6875 | 1093633.375 | 1189823.625 | 1318785.375 | 1512276.268 | 1584993.509 | 1600855.814 | 1659433.552 | 1745799.997 | 1883205.359 | 2018984.924 | 2120484.482 | 2192681.1 | 2267227.342 | 2348954.206 | 2426654.045 | 2628743.507 | 2825985.871 | 3041098.434 | 3151791.5 | 654661.8125 | 711406.5 | 727605 | 810446.5 | 814537.6875 | 1093633.375 | 1189823.625 | 1318785.375 | 1512276.268 | 1584993.509 | 1600855.814 | 1659433.552 | 1745799.997 | 1883205.359 | 2018984.924 | 2120484.482 | 2192681.1 | 2267227.342 | 2348954.206 | 0 | 0 | 0 | 0 | 0 | 0.083125 | 0.022514 | 0.10783 | 0.0050354 | 0.29464 | 0.0843 | 0.10291 | 0.1369 | 0.046964 | 0.0099581 | 0.035938 | 0.050737 | 0.075762 | 0.06962 | 0.04905 | 0.03348 | 0.033433 | 0.035413 | 0.032543 | 0.079993 | 0.072351 | 0.073361 | 0.035752 | 0.059138
| 249 | 14438936.4319 | 0 | 12115269.0367 | 0 |  | 610459.5625 | 660930.8125 | 673561.25 | 746400.3125 | 683723.375 | 911760.5625 | 981480.625 | 1102770.875 | 1305824.268 | 1372949.759 | 1370536.314 | 1407518.677 | 1470844.247 | 1605424.859 | 1730290.049 | 1832397.232 | 1871560.475 | 1960156.467 | 2045300.206 | 2171702.045 | 2375819.257 | 2580810.371 | 2767886.934 | 2885482.75 | 0 | 0 | 0 | 0 | 0 | 0 | 0 | 0 | 0 | 0 | 0 | 0 | 0 | 0 | 0 | 0 | 0 | 0 | 0 | 0 | 0 | 0 | 0 | 0 | 0.079437 | 0.01893 | 0.10268 | -0.087709 | 0.28782 | 0.073685 | 0.11652 | 0.16901 | 0.050127 | -0.0017594 | 0.026626 | 0.044008 | 0.087552 | 0.074901 | 0.057336 | 0.021147 | 0.046252 | 0.04252 | 0.059967 | 0.089831 | 0.082761 | 0.069981 | 0.041608 | 0.067986
| 250 | 15117653.2471 | 0 | 12705084.5444 | 0 |  | 616061.5 | 670823.875 | 679720.875 | 753820.3125 | 715099.375 | 980868.5 | 1072891.875 | 1182844.25 | 1364483.768 | 1440931.884 | 1457960.189 | 1491894.052 | 1567385.872 | 1681286.609 | 1822009.299 | 1927634.357 | 1972701.85 | 2057538.217 | 2147736.956 | 2256068.045 | 2468310.507 | 2686762.621 | 2869196.184 | 2990580.5 | 0 | 0 | 0 | 0 | 0 | 0 | 0 | 0 | 0 | 0 | 0 | 0 | 0 | 0 | 0 | 0 | 0 | 0 | 0 | 0 | 0 | 0 | 0 | 0 | 0.08516 | 0.013176 | 0.10347 | -0.052733 | 0.31602 | 0.089675 | 0.097564 | 0.14285 | 0.054514 | 0.011748 | 0.023008 | 0.049363 | 0.07015 | 0.080381 | 0.056354 | 0.023111 | 0.042106 | 0.042904 | 0.049209 | 0.08991 | 0.084803 | 0.065695 | 0.041436 | 0.066993
| 251 | 13315162.4738 | 0 | 10967948.4644 | 0 |  | 422367.5312 | 529299.4375 | 550038.6875 | 562617.125 | 612082.5 | 797400.5 | 872928.875 | 1002604.75 | 1182571.268 | 1237066.259 | 1267332.814 | 1307431.177 | 1359996.247 | 1534710.859 | 1658164.299 | 1769606.482 | 1839648.85 | 1940339.342 | 2050876.831 | 2189166.295 | 2402960.757 | 2614867.871 | 2783903.434 | 2914793.75 | 0 | 0 | 0 | 0 | 0 | 0 | 0 | 0 | 0 | 0 | 0 | 0 | 0 | 0 | 0 | 0 | 0 | 0 | 0 | 0 | 0 | 0 | 0 | 0 | 0.22568 | 0.038434 | 0.022611 | 0.084268 | 0.26449 | 0.090497 | 0.1385 | 0.16509 | 0.045052 | 0.024172 | 0.03115 | 0.039418 | 0.12086 | 0.077369 | 0.065046 | 0.038818 | 0.053288 | 0.055405 | 0.065253 | 0.093181 | 0.084512 | 0.06264 | 0.045945 | 0.062473
| 252 | 17706128.5299 | 17706128.5299 | 14955835.9145 | 14955835.9145 |  | 709949.375 | 733563.875 | 751912.5 | 826792.4375 | 911678.125 | 1257362.5 | 1326268.625 | 1418408.375 | 1573781.018 | 1657136.509 | 1711407.939 | 1779380.927 | 1859156.872 | 1989862.734 | 2134697.299 | 2246233.857 | 2352548.35 | 2439933.592 | 2516996.456 | 2636099.295 | 2790072.757 | 3024423.621 | 3314785.934 | 3435290.25 | 709949.375 | 733563.875 | 751912.5 | 826792.4375 | 911678.125 | 1257362.5 | 1326268.625 | 1418408.375 | 1573781.018 | 1657136.509 | 1711407.939 | 1779380.927 | 1859156.872 | 1989862.734 | 2134697.299 | 2246233.857 | 2352548.35 | 2439933.592 | 2516996.456 | 2636099.295 | 2790072.757 | 3024423.621 | 3314785.934 | 3435290.25 | 0.032721 | 0.024705 | 0.094934 | 0.097733 | 0.32148 | 0.053353 | 0.067166 | 0.10395 | 0.05161 | 0.032225 | 0.038949 | 0.043858 | 0.067943 | 0.070259 | 0.05093 | 0.046244 | 0.036472 | 0.031095 | 0.046234 | 0.056767 | 0.080653 | 0.091673 | 0.035708 | 0.059904
| 253 | 15529792.6853 | 0 | 13050668.978 | 0 |  | 640762.25 | 675571.75 | 694994.4375 | 776686.6875 | 771809.25 | 1028772.8125 | 1117036.875 | 1216691.625 | 1399985.643 | 1459108.509 | 1477036.314 | 1514819.427 | 1584040.997 | 1716442.359 | 1857138.174 | 1969734.232 | 2019972.975 | 2119912.217 | 2220072.456 | 2330300.045 | 2547402.507 | 2740906.121 | 2952561.434 | 3077968 | 0 | 0 | 0 | 0 | 0 | 0 | 0 | 0 | 0 | 0 | 0 | 0 | 0 | 0 | 0 | 0 | 0 | 0 | 0 | 0 | 0 | 0 | 0 | 0 | 0.052901 | 0.028344 | 0.11113 | -0.0062996 | 0.28738 | 0.082313 | 0.085456 | 0.14033 | 0.041364 | 0.012212 | 0.025259 | 0.044683 | 0.080275 | 0.078783 | 0.058862 | 0.025186 | 0.048291 | 0.046165 | 0.048457 | 0.089077 | 0.073214 | 0.074385 | 0.041597 | 0.057951
| 254 | 14645030.9127 | 0 | 12269543.8768 | 0 |  | 607111.6875 | 664532.625 | 675028.25 | 755492.25 | 678026 | 923611.625 | 998813.75 | 1121292.5 | 1313983.643 | 1384415.509 | 1391517.939 | 1440501.177 | 1504336.497 | 1628676.109 | 1751745.049 | 1858032.482 | 1897390.725 | 1999795.092 | 2094959.206 | 2219126.795 | 2423266.757 | 2635864.121 | 2830274.684 | 2958759.75 | 0 | 0 | 0 | 0 | 0 | 0 | 0 | 0 | 0 | 0 | 0 | 0 | 0 | 0 | 0 | 0 | 0 | 0 | 0 | 0 | 0 | 0 | 0 | 0 | 0.090371 | 0.015671 | 0.11261 | -0.10818 | 0.30911 | 0.078277 | 0.11567 | 0.15858 | 0.052215 | 0.0051172 | 0.034596 | 0.043361 | 0.079416 | 0.072845 | 0.058906 | 0.020962 | 0.052565 | 0.046489 | 0.05758 | 0.088003 | 0.084095 | 0.071163 | 0.044396 | 0.072419
| 255 | 14786588.1894 | 0 | 12438086.1057 | 0 |  | 633987.375 | 665053.375 | 670691.5625 | 747324.25 | 717681.0625 | 978567.875 | 1041743.6875 | 1151327.25 | 1343555.268 | 1405200.009 | 1410628.189 | 1462691.802 | 1521229.997 | 1639252.859 | 1756550.799 | 1866091.607 | 1916943.1 | 1982138.717 | 2067950.206 | 2175344.045 | 2386102.257 | 2589774.871 | 2813980.934 | 2938457.5 | 0 | 0 | 0 | 0 | 0 | 0 | 0 | 0 | 0 | 0 | 0 | 0 | 0 | 0 | 0 | 0 | 0 | 0 | 0 | 0 | 0 | 0 | 0 | 0 | 0.047838 | 0.0084421 | 0.10819 | -0.040474 | 0.31006 | 0.062561 | 0.10002 | 0.1544 | 0.04486 | 0.0038555 | 0.036243 | 0.039241 | 0.074721 | 0.069112 | 0.060494 | 0.026886 | 0.033445 | 0.042381 | 0.050629 | 0.092474 | 0.08191 | 0.083029 | 0.043285 | 0.06622
| 256 | 15646312.8977 | 0 | 13158036.8444 | 0 |  | 677190.6875 | 698628.125 | 705388.75 | 786321.625 | 791935.6875 | 1035579.25 | 1111515.5 | 1205722.375 | 1401405.518 | 1460520.259 | 1476612.939 | 1529738.177 | 1599335.872 | 1723161.234 | 1861041.424 | 1986048.982 | 2041254.1 | 2114506.592 | 2213350.706 | 2334354.545 | 2540457.757 | 2758832.371 | 2966967.934 | 3096658.25 | 677190.6875 | 698628.125 | 0 | 0 | 0 | 0 | 0 | 0 | 0 | 0 | 0 | 0 | 0 | 0 | 0 | 0 | 0 | 0 | 0 | 0 | 0 | 0 | 0 | 0 | 0.031166 | 0.0096305 | 0.10862 | 0.0071143 | 0.26824 | 0.070763 | 0.081354 | 0.1504 | 0.041317 | 0.010958 | 0.035346 | 0.044492 | 0.074572 | 0.076976 | 0.065011 | 0.027417 | 0.035257 | 0.045686 | 0.053228 | 0.084609 | 0.082463 | 0.072733 | 0.042783 | 0.055351
| 257 | 15885696.7615 | 0 | 13344860.0589 | 0 |  | 640119.3125 | 682220.875 | 691043.25 | 778227.625 | 771629.5625 | 1040518.0625 | 1132036.375 | 1256906.125 | 1437592.768 | 1502350.259 | 1522801.939 | 1585354.052 | 1661482.872 | 1762107.609 | 1903582.674 | 2018833.607 | 2075757.6 | 2183668.342 | 2285417.956 | 2392667.795 | 2584575.507 | 2801543.121 | 3043759.434 | 3176460.25 | 0 | 0 | 0 | 0 | 0 | 0 | 0 | 0 | 0 | 0 | 0 | 0 | 0 | 0 | 0 | 0 | 0 | 0 | 0 | 0 | 0 | 0 | 0 | 0 | 0.063699 | 0.012849 | 0.11882 | -0.0085145 | 0.29897 | 0.084299 | 0.10464 | 0.13432 | 0.044061 | 0.013521 | 0.040256 | 0.046903 | 0.0588 | 0.077227 | 0.058782 | 0.027806 | 0.05068 | 0.045543 | 0.04586 | 0.077152 | 0.080609 | 0.082923 | 0.042674 | 0.060232
| 258 | 15674688.7136 | 0 | 13109094.3336 | 0 |  | 616864.6875 | 679737.8125 | 700231.5625 | 776426.9375 | 745891.875 | 1021513.8125 | 1108075.125 | 1214940.625 | 1385029.768 | 1470939.759 | 1495155.189 | 1549223.302 | 1604993.372 | 1737457.359 | 1873810.924 | 1992604.732 | 2062682.35 | 2144871.092 | 2267916.456 | 2392270.545 | 2625121.757 | 2858055.371 | 3039376.184 | 3191593 | 0 | 0 | 0 | 0 | 0 | 0 | 0 | 0 | 0 | 0 | 0 | 0 | 0 | 0 | 0 | 0 | 0 | 0 | 0 | 0 | 0 | 2858055.371 | 0 | 3191593 | 0.097057 | 0.029704 | 0.10329 | -0.040122 | 0.31446 | 0.081339 | 0.092071 | 0.13103 | 0.06018 | 0.016329 | 0.035524 | 0.035366 | 0.079303 | 0.075552 | 0.061468 | 0.034565 | 0.039072 | 0.055782 | 0.053381 | 0.092884 | 0.085014 | 0.061511 | 0.048868 | 0.06366
| 259 | 16003384.9605 | 0 | 13350257.8766 | 0 |  | 625735.9375 | 689161.875 | 719795.5 | 789803.875 | 767360.9375 | 1013100.125 | 1099004.375 | 1210832 | 1418131.768 | 1486495.384 | 1508888.689 | 1561122.552 | 1636187.497 | 1790156.734 | 1935660.049 | 2054767.857 | 2116233.225 | 2204446.092 | 2322510.956 | 2514841.795 | 2712684.257 | 2945389.621 | 3173499.684 | 3282030.5 | 0 | 0 | 719795.5 | 789803.875 | 0 | 0 | 0 | 0 | 0 | 0 | 0 | 0 | 0 | 0 | 0 | 0 | 0 | 0 | 0 | 2514841.795 | 2712684.257 | 2945389.621 | 3173499.684 | 3282030.5 | 0.096548 | 0.043491 | 0.092818 | -0.028827 | 0.27781 | 0.08139 | 0.096903 | 0.15803 | 0.047081 | 0.014952 | 0.034032 | 0.046964 | 0.089934 | 0.078145 | 0.059714 | 0.029475 | 0.040839 | 0.052173 | 0.079561 | 0.075729 | 0.082302 | 0.074594 | 0.033627 | 0.057905
| 260 | 16269838.7373 | 16269838.7373 | 13633980.0593 | 13633980.0593 |  | 625224.5625 | 669996.8125 | 690099.0625 | 776056.5 | 781384.75 | 1076908.5 | 1171207.75 | 1269559 | 1459319.143 | 1528713.634 | 1564698.314 | 1639452.677 | 1699418.372 | 1841309.109 | 1967473.799 | 2094300.232 | 2149023.1 | 2264777.342 | 2362413.706 | 2467048.295 | 2690142.757 | 2928892.121 | 3150713.434 | 3265869.25 | 0 | 0 | 0 | 0 | 0 | 0 | 1171207.75 | 0 | 0 | 0 | 1564698.314 | 1639452.677 | 1699418.372 | 1841309.109 | 0 | 2094300.232 | 2149023.1 | 2264777.342 | 2362413.706 | 2467048.295 | 2690142.757 | 2928892.121 | 3150713.434 | 3265869.25 | 0.069162 | 0.029562 | 0.11739 | 0.0068423 | 0.32078 | 0.083941 | 0.080634 | 0.1393 | 0.046457 | 0.023266 | 0.046669 | 0.035924 | 0.080191 | 0.066274 | 0.062469 | 0.025794 | 0.052463 | 0.042207 | 0.043339 | 0.086572 | 0.08503 | 0.073005 | 0.035897 | 0.06246
| 261 | 16062908.9868 | 0 | 13449919.6625 | 0 |  | 626154.25 | 673975.8125 | 689601 | 772720.625 | 772827.125 | 1027130.5625 | 1114171.625 | 1219377.625 | 1424526.143 | 1494426.259 | 1532382.189 | 1595627.177 | 1669113.622 | 1810573.734 | 1977042.299 | 2081858.607 | 2131412.1 | 2279977.092 | 2391616.706 | 2499460.795 | 2687177.257 | 2882382.371 | 3111029.434 | 3249944.5 | 0 | 0 | 0 | 0 | 0 | 0 | 0 | 0 | 0 | 0 | 0 | 0 | 0 | 0 | 1977042.299 | 2081858.607 | 2131412.1 | 2279977.092 | 2391616.706 | 2499460.795 | 2687177.257 | 2882382.371 | 3111029.434 | 3249944.5 | 0.073597 | 0.022919 | 0.1138 | 0.00013782 | 0.28447 | 0.081342 | 0.090229 | 0.1555 | 0.047903 | 0.025081 | 0.040443 | 0.045026 | 0.081351 | 0.087958 | 0.051659 | 0.023524 | 0.067381 | 0.047804 | 0.044105 | 0.072416 | 0.070126 | 0.076337 | 0.043684 | 0.057078
| 262 | 15410544.4383 | 0 | 12949144.6921 | 0 |  | 616563.75 | 663615.0625 | 675675.5 | 756217.625 | 740743.75 | 1015314.5 | 1112239.25 | 1208967.5 | 1402205.518 | 1480415.134 | 1489701.689 | 1530012.802 | 1584631.247 | 1716111.609 | 1851254.924 | 1967390.857 | 2012000.1 | 2111268.842 | 2190928.706 | 2302511.545 | 2512974.007 | 2733862.121 | 2933341.934 | 3059428.75 | 0 | 0 | 0 | 0 | 0 | 0 | 0 | 0 | 0 | 0 | 0 | 0 | 0 | 0 | 0 | 0 | 0 | 0 | 0 | 0 | 0 | 0 | 0 | 0 | 0.073541 | 0.018011 | 0.11262 | -0.020674 | 0.3153 | 0.091177 | 0.083391 | 0.14828 | 0.054276 | 0.0062533 | 0.0267 | 0.035076 | 0.079709 | 0.075803 | 0.060844 | 0.022421 | 0.04816 | 0.037036 | 0.049675 | 0.087466 | 0.084248 | 0.070427 | 0.042086 | 0.064955
| 263 | 14729320.6548 | 0 | 12331117.3016 | 0 |  | 592427.75 | 653189.3125 | 668643.8125 | 746067.4375 | 683643.9375 | 920860.1875 | 1005964.1875 | 1132484.75 | 1320627.643 | 1400539.509 | 1397965.064 | 1446115.052 | 1523620.247 | 1650661.484 | 1778967.174 | 1882076.107 | 1934771.1 | 2028087.217 | 2124103.706 | 2234371.545 | 2447953.757 | 2661635.621 | 2854100.934 | 2988019 | 0 | 0 | 0 | 0 | 0 | 0 | 0 | 0 | 0 | 0 | 0 | 0 | 0 | 0 | 0 | 0 | 0 | 0 | 0 | 0 | 0 | 0 | 0 | 0 | 0.097638 | 0.023385 | 0.10956 | -0.087379 | 0.29787 | 0.088394 | 0.11847 | 0.15369 | 0.05875 | -0.0018399 | 0.033863 | 0.052209 | 0.080087 | 0.074857 | 0.056343 | 0.027614 | 0.047104 | 0.046257 | 0.05061 | 0.091292 | 0.083688 | 0.069816 | 0.045854 | 0.068288
| 264 | 15886377.8828 | 0 | 13295482.4078 | 0 |  | 625204.375 | 673963.25 | 684414.1875 | 767340.375 | 775825.8125 | 1037935.8125 | 1112419.75 | 1220319.625 | 1422011.143 | 1509021.009 | 1521820.189 | 1579301.552 | 1653156.872 | 1782926.984 | 1924439.049 | 2009316.357 | 2083723.475 | 2177013.092 | 2321915.706 | 2417260.545 | 2638588.257 | 2876198.871 | 3102297.684 | 3214517.5 | 0 | 0 | 0 | 0 | 0 | 0 | 0 | 0 | 0 | 0 | 0 | 0 | 0 | 0 | 0 | 0 | 0 | 0 | 0 | 0 | 0 | 2876198.871 | 3102297.684 | 3214517.5 | 0.075097 | 0.015388 | 0.11437 | 0.010998 | 0.29106 | 0.069304 | 0.092575 | 0.15296 | 0.059389 | 0.008446 | 0.037076 | 0.045704 | 0.07557 | 0.076378 | 0.04316 | 0.036362 | 0.043797 | 0.064439 | 0.040242 | 0.087609 | 0.086226 | 0.075673 | 0.035534 | 0.058614
| 265 | 15011981.6443 | 0 | 12560671.8377 | 0 |  | 592390.9375 | 655830.875 | 669314.6875 | 752436.125 | 692139.9375 | 946322.25 | 1026503.0625 | 1152693.375 | 1357668.518 | 1431098.009 | 1443538.939 | 1505400.052 | 1569376.497 | 1696400.859 | 1814573.174 | 1904391.857 | 1948801.6 | 2050770.717 | 2157509.706 | 2282025.545 | 2501162.757 | 2719327.871 | 2922910.934 | 3050838.25 | 0 | 0 | 0 | 0 | 0 | 0 | 0 | 0 | 0 | 0 | 0 | 0 | 0 | 0 | 0 | 0 | 0 | 0 | 0 | 0 | 0 | 0 | 0 | 0 | 0.10174 | 0.020351 | 0.11706 | -0.083528 | 0.31279 | 0.08133 | 0.11594 | 0.16367 | 0.052673 | 0.0086557 | 0.041961 | 0.04162 | 0.07783 | 0.067341 | 0.048312 | 0.023052 | 0.051001 | 0.050739 | 0.056109 | 0.091692 | 0.083629 | 0.072195 | 0.042836 | 0.07068
| 266 | 15282702.8238 | 0 | 12773331.9692 | 0 |  | 605803.1875 | 663819.9375 | 678462.375 | 764981.125 | 709048.8125 | 970244.375 | 1053049.625 | 1167999.75 | 1365814.643 | 1431603.384 | 1449409.314 | 1511567.427 | 1582401.622 | 1706931.109 | 1846596.174 | 1969321.482 | 2020879.6 | 2108234.592 | 2202650.706 | 2345408.295 | 2566292.257 | 2779995.621 | 2993376.184 | 3118854.25 | 0 | 0 | 0 | 0 | 0 | 0 | 0 | 0 | 0 | 0 | 0 | 0 | 0 | 0 | 0 | 0 | 0 | 0 | 0 | 0 | 0 | 0 | 0 | 0 | 0.091456 | 0.021818 | 0.12002 | -0.075927 | 0.31362 | 0.081898 | 0.1036 | 0.15646 | 0.047044 | 0.012361 | 0.041991 | 0.045797 | 0.075753 | 0.078647 | 0.064345 | 0.025844 | 0.042318 | 0.043811 | 0.062798 | 0.090003 | 0.079987 | 0.073953 | 0.041064 | 0.069021
| 267 | 15153472.1428 | 0 | 12722210.11 | 0 |  | 621144.9375 | 673609.125 | 681961.4375 | 761670.375 | 729509.125 | 995918.5625 | 1077650.375 | 1186901.75 | 1375426.143 | 1442025.259 | 1438491.064 | 1481043.302 | 1551221.372 | 1677423.359 | 1807866.674 | 1912281.607 | 1966583.225 | 2049197.717 | 2151820.706 | 2278888.545 | 2479542.757 | 2695357.621 | 2902375.934 | 3025688.25 | 0 | 0 | 0 | 0 | 0 | 0 | 0 | 0 | 0 | 0 | 0 | 0 | 0 | 0 | 0 | 0 | 0 | 0 | 0 | 0 | 0 | 0 | 0 | 0 | 0.081086 | 0.012323 | 0.11054 | -0.043142 | 0.31129 | 0.078873 | 0.096563 | 0.14742 | 0.047285 | -0.0024539 | 0.029152 | 0.046296 | 0.078216 | 0.074889 | 0.05615 | 0.028001 | 0.041151 | 0.048866 | 0.057374 | 0.084386 | 0.083457 | 0.073999 | 0.041609 | 0.065905
| 268 | 14813522.0426 | 0 | 12483250.9189 | 0 |  | 645005.1875 | 679860.375 | 688853.75 | 764687.875 | 752601 | 1002278.25 | 1062226 | 1164901.75 | 1358264.518 | 1418622.634 | 1418621.939 | 1454790.552 | 1504470.622 | 1622158.109 | 1734600.049 | 1822653.982 | 1861110.85 | 1939492.342 | 2025479.706 | 2159441.045 | 2359111.507 | 2569729.121 | 2802806.934 | 2914531 | 0 | 0 | 0 | 0 | 0 | 0 | 0 | 0 | 0 | 0 | 0 | 0 | 0 | 0 | 0 | 0 | 0 | 0 | 0 | 0 | 0 | 0 | 0 | 0 | 0.052629 | 0.013142 | 0.10444 | -0.015933 | 0.2865 | 0.058091 | 0.09227 | 0.15357 | 0.043479 | -4.8991e-07 | 0.025176 | 0.033579 | 0.075316 | 0.067019 | 0.049517 | 0.02088 | 0.041253 | 0.04338 | 0.064043 | 0.088436 | 0.085515 | 0.086821 | 0.039088 | 0.060807
| 269 | 14874090.668 | 0 | 12513345.4577 | 0 |  | 620275.75 | 670232.5625 | 684939.1875 | 766538.875 | 734249.0625 | 985198.9375 | 1057534.5 | 1149622.5 | 1331125.268 | 1407460.009 | 1412342.689 | 1453518.802 | 1529144.997 | 1653948.984 | 1772566.924 | 1879348.357 | 1915557.1 | 1999659.842 | 2100350.831 | 2205678.795 | 2411412.257 | 2594467.371 | 2824370.434 | 2952679.75 | 0 | 0 | 0 | 0 | 0 | 0 | 0 | 0 | 0 | 0 | 0 | 0 | 0 | 0 | 0 | 0 | 0 | 0 | 0 | 0 | 0 | 0 | 0 | 0 | 0.077461 | 0.021705 | 0.11256 | -0.043037 | 0.294 | 0.070852 | 0.083493 | 0.14659 | 0.055762 | 0.0034631 | 0.028738 | 0.050721 | 0.078457 | 0.069263 | 0.058496 | 0.019083 | 0.042969 | 0.049127 | 0.048931 | 0.089177 | 0.073169 | 0.084904 | 0.044428 | 0.062325
| 270 | 15417223.9702 | 0 | 12997158.508 | 0 |  | 650653.4375 | 674094.3125 | 689564.4375 | 754644 | 792303.9375 | 1063901.375 | 1132594.75 | 1212570.25 | 1382236.768 | 1453983.884 | 1462678.939 | 1518209.552 | 1588470.997 | 1701752.859 | 1855500.174 | 1949366.732 | 1987657.6 | 2083839.592 | 2162054.456 | 2255567.545 | 2471727.007 | 2672252.621 | 2900560.684 | 3007222.5 | 0 | 0 | 0 | 0 | 0 | 0 | 0 | 0 | 0 | 0 | 0 | 0 | 0 | 0 | 0 | 0 | 0 | 0 | 0 | 0 | 0 | 0 | 0 | 0 | 0.035393 | 0.02269 | 0.090186 | 0.048699 | 0.29475 | 0.062569 | 0.068231 | 0.13096 | 0.050604 | 0.0059623 | 0.037262 | 0.04524 | 0.068887 | 0.086495 | 0.04935 | 0.019452 | 0.047255 | 0.036847 | 0.042343 | 0.091515 | 0.078005 | 0.081982 | 0.036113 | 0.05718
| 271 | 14880839.1673 | 0 | 12430450.0306 | 0 |  | 609713.25 | 658337.75 | 676714.625 | 755882.5625 | 684332.3125 | 918357.75 | 1002762.9375 | 1126744.75 | 1330735.143 | 1411653.759 | 1411644.689 | 1468401.927 | 1532137.622 | 1652048.359 | 1793042.174 | 1899085.232 | 1953131.6 | 2047937.467 | 2150998.206 | 2270027.795 | 2483616.007 | 2722542.871 | 2931192.934 | 3055139 | 0 | 0 | 0 | 0 | 0 | 0 | 0 | 0 | 0 | 0 | 0 | 0 | 0 | 0 | 0 | 0 | 0 | 0 | 0 | 0 | 0 | 0 | 0 | 0 | 0.076729 | 0.027532 | 0.11064 | -0.099442 | 0.29414 | 0.087927 | 0.11657 | 0.1664 | 0.05903 | -6.4251e-06 | 0.039419 | 0.042489 | 0.075352 | 0.081898 | 0.057459 | 0.028062 | 0.047399 | 0.049099 | 0.05386 | 0.089923 | 0.091851 | 0.073843 | 0.041416 | 0.069396
| 272 | 15890886.084 | 0 | 13249288.3666 | 0 |  | 589308.125 | 652693.75 | 680226.625 | 756710 | 716297.0625 | 971779.9375 | 1076074.875 | 1201416 | 1417018.018 | 1498455.384 | 1507661.939 | 1595892.802 | 1682311.497 | 1799271.984 | 1961569.924 | 2099669.482 | 2154189.6 | 2245069.342 | 2364135.956 | 2525652.545 | 2737430.007 | 2927934.371 | 3124428.934 | 3266116.75 | 0 | 0 | 0 | 0 | 0 | 0 | 0 | 0 | 0 | 0 | 0 | 0 | 0 | 0 | 0 | 2099669.482 | 2154189.6 | 2245069.342 | 2364135.956 | 2525652.545 | 2737430.007 | 2927934.371 | 3124428.934 | 3266116.75 | 0.10216 | 0.041318 | 0.10655 | -0.054885 | 0.30503 | 0.10195 | 0.11018 | 0.16505 | 0.05588 | 0.0061252 | 0.056873 | 0.052735 | 0.067213 | 0.086363 | 0.068035 | 0.025635 | 0.041322 | 0.051676 | 0.066087 | 0.08052 | 0.067278 | 0.064954 | 0.04435 | 0.065442
| 273 | 16147318.4166 | 0 | 13579606.9066 | 0 |  | 636984 | 686192.6875 | 695402.625 | 775230.625 | 786457 | 1079620 | 1164249.375 | 1281406.75 | 1467205.893 | 1529498.509 | 1544015.189 | 1589733.302 | 1662145.372 | 1814988.109 | 1957502.674 | 2076617.357 | 2124374.725 | 2233946.842 | 2340068.456 | 2446732.045 | 2639983.757 | 2833472.371 | 3054639.434 | 3195870.75 | 0 | 0 | 0 | 0 | 0 | 1079620 | 0 | 0 | 0 | 0 | 0 | 0 | 0 | 0 | 0 | 0 | 0 | 2233946.842 | 2340068.456 | 2446732.045 | 0 | 0 | 3054639.434 | 3195870.75 | 0.074414 | 0.013333 | 0.10867 | 0.014377 | 0.31683 | 0.075467 | 0.095882 | 0.1354 | 0.04158 | 0.0094464 | 0.02918 | 0.044543 | 0.08797 | 0.075591 | 0.059071 | 0.022737 | 0.050292 | 0.04641 | 0.044573 | 0.076019 | 0.07073 | 0.075159 | 0.045198 | 0.062336
| 274 | 16830414.0627 | 16830414.0627 | 13994135.6792 | 13994135.6792 |  | 652515.1875 | 686708 | 698761.75 | 776574.5625 | 804041 | 1082761 | 1164041.625 | 1267825 | 1481806.268 | 1563597.884 | 1583380.939 | 1651697.552 | 1742455.622 | 1877143.984 | 2038699.924 | 2169804.357 | 2247903.85 | 2362599.092 | 2535036.206 | 2703868.045 | 2922542.507 | 3086636.871 | 3367379.434 | 3578924.25 | 0 | 0 | 0 | 0 | 804041 | 1082761 | 0 | 0 | 1481806.268 | 1563597.884 | 1583380.939 | 1651697.552 | 1742455.622 | 1877143.984 | 2038699.924 | 2169804.357 | 2247903.85 | 2362599.092 | 2535036.206 | 2703868.045 | 2922542.507 | 3086636.871 | 3367379.434 | 3578924.25 | 0.051075 | 0.017401 | 0.10558 | 0.034758 | 0.29762 | 0.072384 | 0.085405 | 0.15596 | 0.053728 | 0.012573 | 0.042241 | 0.053492 | 0.074456 | 0.082561 | 0.062325 | 0.035361 | 0.049764 | 0.070446 | 0.064475 | 0.077771 | 0.054628 | 0.087053 | 0.060927 | 0.057152
| 275 | 15956474.9929 | 0 | 13395886.5682 | 0 |  | 601837.875 | 655786.375 | 668764.4375 | 753714.6875 | 738771.875 | 1023860.5625 | 1125021.875 | 1252603.875 | 1457415.143 | 1528136.634 | 1552874.939 | 1619005.552 | 1688010.247 | 1821516.109 | 1980365.174 | 2073470.982 | 2139080.35 | 2260209.342 | 2305828.706 | 2414727.795 | 2658113.507 | 2819227.621 | 3041907.184 | 3167710.5 | 0 | 0 | 0 | 0 | 0 | 0 | 0 | 0 | 0 | 0 | 0 | 1619005.552 | 1688010.247 | 0 | 1980365.174 | 0 | 2139080.35 | 2260209.342 | 0 | 0 | 2658113.507 | 0 | 0 | 0 | 0.085847 | 0.019597 | 0.11958 | -0.020025 | 0.32635 | 0.094222 | 0.10742 | 0.15144 | 0.047385 | 0.016059 | 0.041704 | 0.041738 | 0.076119 | 0.083612 | 0.045943 | 0.031152 | 0.055081 | 0.019983 | 0.046146 | 0.09603 | 0.058846 | 0.076022 | 0.040524 | 0.067389
| 276 | 15058562.1868 | 0 | 12706122.4767 | 0 |  | 647088.125 | 679960.8125 | 687731.375 | 780108.25 | 747824.1875 | 1006013.5625 | 1084336.375 | 1190335.625 | 1384914.893 | 1440696.634 | 1454264.439 | 1492015.177 | 1544480.122 | 1667447.484 | 1783695.549 | 1866746.232 | 1910197.35 | 1997198.092 | 2080852.706 | 2188576.795 | 2392232.007 | 2596945.871 | 2818772.934 | 2937462.25 | 0 | 0 | 0 | 0 | 0 | 0 | 0 | 0 | 0 | 0 | 0 | 0 | 0 | 0 | 0 | 0 | 0 | 0 | 0 | 0 | 0 | 0 | 0 | 0 | 0.049553 | 0.011363 | 0.12603 | -0.042265 | 0.29658 | 0.074973 | 0.093267 | 0.1514 | 0.039488 | 0.0093735 | 0.025627 | 0.03456 | 0.076607 | 0.067393 | 0.04551 | 0.02301 | 0.044539 | 0.041033 | 0.050474 | 0.088975 | 0.082109 | 0.081966 | 0.041244 | 0.064581
| 277 | 14265307.8589 | 0 | 11968638.8905 | 0 |  | 602904.0625 | 653575.25 | 662663.125 | 735713.0625 | 665201.75 | 909487.9375 | 981843.875 | 1100782.25 | 1280954.018 | 1346366.134 | 1347154.064 | 1388548.177 | 1449822.872 | 1582994.609 | 1715580.174 | 1820146.982 | 1861397.225 | 1933906.092 | 2020123.581 | 2138445.795 | 2350738.007 | 2550196.871 | 2731127.684 | 2854506.25 | 0 | 0 | 0 | 0 | 0 | 0 | 0 | 0 | 0 | 0 | 0 | 0 | 0 | 0 | 0 | 0 | 0 | 0 | 0 | 0 | 0 | 0 | 0 | 0 | 0.0807 | 0.013809 | 0.10457 | -0.10075 | 0.31279 | 0.076551 | 0.11434 | 0.15158 | 0.049804 | 0.00058506 | 0.030264 | 0.043183 | 0.087877 | 0.080433 | 0.059166 | 0.02241 | 0.038214 | 0.043617 | 0.056921 | 0.09465 | 0.081441 | 0.068544 | 0.044184 | 0.072213
| 278 | 14440673.0454 | 0 | 12109858.915 | 0 |  | 592050.5625 | 644270.125 | 658225.5 | 730306.625 | 694821.6875 | 932661.375 | 1008603.5625 | 1114163.75 | 1305972.518 | 1369046.509 | 1369911.564 | 1408254.552 | 1483020.997 | 1607753.859 | 1722697.299 | 1825323.107 | 1875556.85 | 1967887.092 | 2062098.081 | 2166190.795 | 2372874.007 | 2580274.621 | 2785060.934 | 2907337.5 | 0 | 0 | 0 | 0 | 0 | 0 | 0 | 0 | 0 | 0 | 0 | 0 | 0 | 0 | 0 | 0 | 0 | 0 | 0 | 0 | 0 | 0 | 0 | 0 | 0.084526 | 0.021429 | 0.10392 | -0.049809 | 0.29439 | 0.07828 | 0.099537 | 0.15884 | 0.047167 | 0.00063167 | 0.027605 | 0.05173 | 0.080757 | 0.069053 | 0.057866 | 0.027149 | 0.048055 | 0.046764 | 0.049246 | 0.091132 | 0.083794 | 0.076374 | 0.042968 | 0.063842
| 279 | 14501849.2476 | 0 | 12155455.4219 | 0 |  | 605049.375 | 660237.1875 | 676555.375 | 749127.5 | 677325.75 | 917860.0625 | 995807.375 | 1113978.25 | 1309107.768 | 1372984.009 | 1378729.939 | 1421508.052 | 1478460.747 | 1602681.359 | 1727454.549 | 1829690.107 | 1883139.975 | 1972499.842 | 2062305.831 | 2180028.795 | 2388352.007 | 2606728.871 | 2798132.934 | 2922634.5 | 0 | 0 | 0 | 0 | 0 | 0 | 0 | 0 | 0 | 0 | 0 | 0 | 0 | 0 | 0 | 0 | 0 | 0 | 0 | 0 | 0 | 0 | 0 | 0 | 0.087289 | 0.024415 | 0.10189 | -0.10076 | 0.30389 | 0.081509 | 0.11214 | 0.16141 | 0.047641 | 0.0041763 | 0.030556 | 0.039283 | 0.080677 | 0.074971 | 0.057498 | 0.028794 | 0.046361 | 0.044523 | 0.055513 | 0.091266 | 0.087493 | 0.070856 | 0.043533 | 0.070605
| 280 | 15827978.6891 | 0 | 13138777.5652 | 0 |  | 612201.0625 | 663192 | 676907.8125 | 757167.375 | 727406.8125 | 985776 | 1076150.5 | 1184655.75 | 1385144.518 | 1458167.634 | 1477221.939 | 1532962.802 | 1627837.247 | 1788149.359 | 1934511.424 | 2059223.357 | 2129831.475 | 2253629.342 | 2357087.956 | 2494799.045 | 2763705.507 | 2947696.621 | 3194457.184 | 3376275.25 | 0 | 0 | 0 | 0 | 0 | 0 | 0 | 0 | 0 | 0 | 0 | 0 | 0 | 0 | 0 | 0 | 0 | 2253629.342 | 2357087.956 | 2494799.045 | 2763705.507 | 2947696.621 | 3194457.184 | 3376275.25 | 0.080004 | 0.020471 | 0.11205 | -0.040098 | 0.30394 | 0.087716 | 0.096062 | 0.15635 | 0.051376 | 0.012983 | 0.037039 | 0.06005 | 0.093929 | 0.078674 | 0.062474 | 0.033714 | 0.056499 | 0.044885 | 0.056781 | 0.10236 | 0.064452 | 0.080393 | 0.055356 | 0.06339
| 281 | 17098540.0866 | 17098540.0866 | 14419260.7608 | 14419260.7608 |  | 627497.25 | 672985.25 | 698807 | 779521.125 | 823370.3125 | 1159016.875 | 1270041.25 | 1393272.875 | 1589367.643 | 1682178.509 | 1710418.689 | 1793524.677 | 1848805.247 | 1983281.609 | 2069406.549 | 2166918.857 | 2268628.85 | 2340473.342 | 2416745.206 | 2505430.545 | 2755463.007 | 2967655.621 | 3210941.934 | 3295902.75 | 0 | 0 | 0 | 0 | 823370.3125 | 1159016.875 | 1270041.25 | 1393272.875 | 1589367.643 | 1682178.509 | 1710418.689 | 1793524.677 | 1848805.247 | 1983281.609 | 2069406.549 | 2166918.857 | 2268628.85 | 2340473.342 | 2416745.206 | 2505430.545 | 2755463.007 | 2967655.621 | 3210941.934 | 3295902.75 | 0.069984 | 0.037651 | 0.10931 | 0.054726 | 0.34192 | 0.091477 | 0.092606 | 0.13168 | 0.056753 | 0.016649 | 0.047445 | 0.030357 | 0.070213 | 0.042509 | 0.046044 | 0.045869 | 0.031178 | 0.032068 | 0.036039 | 0.095125 | 0.074187 | 0.078792 | 0.026116 | 0.065784
| 282 | 16200804.6923 | 16200804.6923 | 13663525.8661 | 13663525.8661 |  | 648777.0625 | 682520.5625 | 691441.3125 | 780353.8125 | 798275.75 | 1118384.875 | 1202871.625 | 1287325.375 | 1472925.893 | 1544612.009 | 1573870.189 | 1603941.677 | 1688395.872 | 1836461.984 | 1977124.549 | 2070376.482 | 2110682.475 | 2180149.842 | 2296208.706 | 2409846.045 | 2611877.257 | 2795359.371 | 3009864.934 | 3168449.5 | 0 | 0 | 0 | 0 | 798275.75 | 1118384.875 | 1202871.625 | 1287325.375 | 1472925.893 | 1544612.009 | 1573870.189 | 0 | 1688395.872 | 1836461.984 | 1977124.549 | 0 | 0 | 0 | 0 | 0 | 0 | 0 | 0 | 0 | 0.050704 | 0.012986 | 0.12097 | 0.022707 | 0.33719 | 0.072826 | 0.067855 | 0.13468 | 0.047522 | 0.018765 | 0.018926 | 0.051315 | 0.084062 | 0.073803 | 0.046087 | 0.019281 | 0.032382 | 0.051866 | 0.048303 | 0.080506 | 0.067891 | 0.073935 | 0.051347 | 0.066111
| 283 | 15633438.9294 | 0 | 13173276.1781 | 0 |  | 635475.0625 | 685577.8125 | 697291.75 | 780374.25 | 752898.75 | 1027286.375 | 1111664 | 1235247.375 | 1429386.143 | 1493648.384 | 1509294.564 | 1555808.177 | 1615290.497 | 1740787.484 | 1890042.049 | 1993197.232 | 2051626.35 | 2131356.592 | 2217164.706 | 2325469.045 | 2526717.507 | 2719105.121 | 2930887.684 | 3055885.25 | 0 | 0 | 0 | 0 | 0 | 0 | 0 | 0 | 0 | 0 | 0 | 0 | 0 | 0 | 0 | 0 | 0 | 0 | 0 | 0 | 0 | 0 | 0 | 0 | 0.075889 | 0.016942 | 0.11257 | -0.035843 | 0.31075 | 0.078937 | 0.10541 | 0.14597 | 0.043977 | 0.010421 | 0.030353 | 0.03752 | 0.074823 | 0.082261 | 0.053141 | 0.028893 | 0.038126 | 0.039471 | 0.047693 | 0.082999 | 0.073382 | 0.075003 | 0.041764 | 0.065126
| 284 | 14760103.8686 | 0 | 12405978.7184 | 0 |  | 593617.5625 | 651265.4375 | 669479.9375 | 743075.6875 | 706312.6875 | 954705.5625 | 1036648.5 | 1163631.75 | 1351408.893 | 1418352.884 | 1421311.189 | 1468562.802 | 1524101.497 | 1635833.734 | 1762838.049 | 1866911.482 | 1917344.975 | 2009116.467 | 2093527.331 | 2196800.295 | 2395746.757 | 2599504.371 | 2824897.684 | 2932172.75 | 0 | 0 | 0 | 0 | 0 | 0 | 0 | 0 | 0 | 0 | 0 | 0 | 0 | 0 | 0 | 0 | 0 | 0 | 0 | 0 | 0 | 0 | 0 | 0 | 0.092682 | 0.027584 | 0.1043 | -0.05074 | 0.30134 | 0.082345 | 0.11555 | 0.1496 | 0.048349 | 0.0020836 | 0.032704 | 0.037121 | 0.070748 | 0.074772 | 0.05736 | 0.026656 | 0.046754 | 0.041155 | 0.048152 | 0.086693 | 0.081626 | 0.083151 | 0.037272 | 0.065111
| 285 | 15842594.6086 | 0 | 13306006.2141 | 0 |  | 646823.625 | 705584.8125 | 735238.9375 | 812202.5 | 796853.1875 | 1043846.125 | 1102526.5 | 1197958.875 | 1390610.393 | 1455497.134 | 1475149.939 | 1536705.427 | 1616071.372 | 1766350.734 | 1920319.924 | 2028511.982 | 2076416.975 | 2170505.342 | 2297979.206 | 2419402.795 | 2627204.007 | 2821051.121 | 3006722.684 | 3120174 | 0 | 705584.8125 | 735238.9375 | 812202.5 | 796853.1875 | 0 | 0 | 0 | 0 | 0 | 0 | 0 | 0 | 0 | 0 | 0 | 0 | 0 | 0 | 0 | 0 | 0 | 0 | 0 | 0.086953 | 0.041169 | 0.099554 | -0.019079 | 0.27 | 0.054692 | 0.083015 | 0.14912 | 0.045605 | 0.013412 | 0.040881 | 0.050357 | 0.088918 | 0.083576 | 0.054811 | 0.023341 | 0.044316 | 0.05707 | 0.051491 | 0.082399 | 0.071189 | 0.063741 | 0.037038 | 0.055171
| 286 | 15379308.6935 | 0 | 12957711.228 | 0 |  | 607665.4375 | 662671.25 | 684329.875 | 767879.5 | 723423.1875 | 1014272.625 | 1102893.5 | 1221896.125 | 1411437.643 | 1495830.634 | 1493495.689 | 1548260.802 | 1601248.747 | 1730668.734 | 1870049.799 | 1949964.857 | 1997660.85 | 2071917.842 | 2182734.456 | 2284404.795 | 2474296.007 | 2682599.871 | 2895669.684 | 3005188.75 | 0 | 0 | 0 | 0 | 0 | 0 | 0 | 0 | 0 | 0 | 0 | 0 | 0 | 0 | 0 | 0 | 0 | 0 | 0 | 0 | 0 | 0 | 0 | 0 | 0.086655 | 0.032161 | 0.11519 | -0.059638 | 0.33793 | 0.083765 | 0.10247 | 0.1442 | 0.058073 | -0.0015622 | 0.036013 | 0.033652 | 0.077724 | 0.077457 | 0.041846 | 0.024166 | 0.036498 | 0.052104 | 0.045527 | 0.07985 | 0.080831 | 0.07643 | 0.037124 | 0.071737
| 287 | 14711761.8941 | 0 | 12393557.7889 | 0 |  | 625047.5 | 665655.0625 | 682485.6875 | 751164.875 | 725764.1875 | 977120 | 1044709.9375 | 1160301.125 | 1348914.393 | 1406769.634 | 1412147.314 | 1451257.052 | 1498705.247 | 1618256.359 | 1740443.174 | 1838739.107 | 1881056.975 | 1968499.592 | 2046584.956 | 2150821.545 | 2347436.757 | 2565421.371 | 2784000.184 | 2893070 | 0 | 0 | 0 | 0 | 0 | 0 | 0 | 0 | 0 | 0 | 0 | 0 | 0 | 0 | 0 | 0 | 0 | 0 | 0 | 0 | 0 | 0 | 0 | 0 | 0.062944 | 0.02497 | 0.095884 | -0.0344 | 0.29738 | 0.066885 | 0.10494 | 0.15062 | 0.041996 | 0.0038154 | 0.027319 | 0.032171 | 0.076748 | 0.072791 | 0.05494 | 0.022754 | 0.045438 | 0.038901 | 0.049677 | 0.087474 | 0.088799 | 0.081766 | 0.038429 | 0.063075
| 288 | 14175299.3937 | 0 | 11897836.1216 | 0 |  | 577924 | 625579.0625 | 643243.75 | 721027 | 657484.1875 | 894592.875 | 972954.625 | 1094471 | 1296385.768 | 1355823.634 | 1356586.439 | 1404349.552 | 1472159.747 | 1587818.859 | 1708105.924 | 1813829.732 | 1854012.225 | 1942041.592 | 2022289.581 | 2126993.795 | 2324722.507 | 2530137.371 | 2710763.684 | 2834321.25 | 0 | 0 | 0 | 0 | 0 | 0 | 0 | 0 | 0 | 0 | 0 | 0 | 0 | 0 | 0 | 0 | 0 | 0 | 0 | 0 | 0 | 0 | 0 | 0 | 0.079235 | 0.027846 | 0.11415 | -0.092256 | 0.30795 | 0.083969 | 0.11769 | 0.16931 | 0.044829 | 0.00056246 | 0.034603 | 0.047156 | 0.075631 | 0.073024 | 0.060055 | 0.021912 | 0.046388 | 0.040491 | 0.050479 | 0.088891 | 0.084673 | 0.068957 | 0.044572 | 0.071282
| 289 | 14652950.9534 | 0 | 12346467.1636 | 0 |  | 637633.8125 | 677270.3125 | 693525.0625 | 755532.0625 | 704055.125 | 959417.125 | 1026910.375 | 1133572.375 | 1322146.518 | 1389144.259 | 1395717.814 | 1431256.177 | 1506900.497 | 1635702.984 | 1766200.674 | 1841512.732 | 1867615.35 | 1965205.717 | 2040419.206 | 2148581.795 | 2356834.007 | 2562414.121 | 2747930.934 | 2864541 | 0 | 0 | 0 | 0 | 0 | 0 | 0 | 0 | 0 | 0 | 0 | 0 | 0 | 0 | 0 | 0 | 0 | 0 | 0 | 0 | 0 | 0 | 0 | 0 | 0.060306 | 0.023717 | 0.085635 | -0.070566 | 0.30947 | 0.067984 | 0.098819 | 0.15388 | 0.049431 | 0.0047209 | 0.025144 | 0.051502 | 0.082018 | 0.076758 | 0.041757 | 0.014075 | 0.050935 | 0.037558 | 0.051653 | 0.092511 | 0.083631 | 0.069898 | 0.04156 | 0.067877
| 290 | 15582430.2578 | 0 | 13133754.8253 | 0 |  | 634365.75 | 679794.6875 | 686523.75 | 775685.1875 | 761033.0625 | 1029903.1875 | 1105769.125 | 1233879 | 1428584.268 | 1489049.009 | 1503510.064 | 1553438.302 | 1621838.122 | 1749769.234 | 1899963.049 | 1966076.857 | 2025756.475 | 2120031.092 | 2201429.456 | 2317113.045 | 2515409.757 | 2703460.121 | 2919164.934 | 3042290.75 | 0 | 0 | 0 | 0 | 0 | 0 | 0 | 0 | 0 | 0 | 0 | 0 | 0 | 0 | 0 | 0 | 0 | 0 | 0 | 0 | 0 | 0 | 0 | 0 | 0.069165 | 0.00985 | 0.12211 | -0.01907 | 0.30254 | 0.071076 | 0.10962 | 0.14652 | 0.041454 | 0.0096647 | 0.032668 | 0.043089 | 0.075924 | 0.082351 | 0.034206 | 0.029903 | 0.045488 | 0.037676 | 0.051215 | 0.082114 | 0.072097 | 0.076765 | 0.041313 | 0.063375
| 291 | 14896326.6812 | 0 | 12531889.1536 | 0 |  | 634571.1875 | 693319.25 | 710877.375 | 777043.5 | 725702.625 | 965057.1875 | 1039364.875 | 1151950.375 | 1337900.643 | 1398150.884 | 1399736.564 | 1443796.927 | 1510621.997 | 1641885.484 | 1769460.049 | 1871786.732 | 1922528.6 | 2019701.342 | 2110427.081 | 2212765.045 | 2413947.757 | 2623323.121 | 2816318.184 | 2943774.5 | 0 | 0 | 710877.375 | 0 | 0 | 0 | 0 | 0 | 0 | 0 | 0 | 0 | 0 | 0 | 0 | 0 | 0 | 0 | 0 | 0 | 0 | 0 | 0 | 0 | 0.088541 | 0.025009 | 0.088996 | -0.068356 | 0.28505 | 0.074178 | 0.10285 | 0.14965 | 0.044049 | 0.0011335 | 0.030992 | 0.045245 | 0.083324 | 0.074829 | 0.056219 | 0.026748 | 0.049308 | 0.043941 | 0.047353 | 0.087021 | 0.083178 | 0.070989 | 0.044262 | 0.063198
| 292 | 15469833.8146 | 0 | 13002193.5458 | 0 |  | 615959.875 | 671169.25 | 678927.375 | 761782.8125 | 753301.8125 | 1024404.3125 | 1091951.125 | 1210212.75 | 1402793.268 | 1476234.259 | 1484971.689 | 1542662.177 | 1608550.747 | 1733984.859 | 1874598.299 | 1960024.232 | 2009999.1 | 2108120.717 | 2218857.956 | 2326875.295 | 2534559.007 | 2735494.621 | 2936452.934 | 3059254.5 | 0 | 0 | 0 | 0 | 0 | 0 | 0 | 0 | 0 | 0 | 0 | 0 | 0 | 0 | 0 | 0 | 0 | 0 | 0 | 0 | 0 | 0 | 0 | 0 | 0.08584 | 0.011493 | 0.11515 | -0.011196 | 0.3074 | 0.063855 | 0.10283 | 0.14767 | 0.051029 | 0.0059013 | 0.038114 | 0.041824 | 0.075089 | 0.077972 | 0.044562 | 0.025177 | 0.047663 | 0.051196 | 0.047534 | 0.085493 | 0.076293 | 0.07089 | 0.040969 | 0.062999
| 293 | 14865293.5206 | 0 | 12432257.6281 | 0 |  | 586672.4375 | 644852 | 662107.875 | 739315.3125 | 679510.9375 | 932444.5625 | 1025026.5625 | 1149124.875 | 1347898.393 | 1409442.259 | 1411978.814 | 1468894.927 | 1540520.497 | 1663597.734 | 1787372.174 | 1899019.732 | 1952178.85 | 2062058.967 | 2155604.956 | 2297438.795 | 2506614.257 | 2705285.871 | 2893053.434 | 3000101.5 | 0 | 0 | 0 | 0 | 0 | 0 | 0 | 0 | 0 | 0 | 0 | 0 | 0 | 0 | 0 | 0 | 0 | 0 | 0 | 0 | 0 | 0 | 0 | 0 | 0.094554 | 0.026408 | 0.1103 | -0.084351 | 0.31644 | 0.094664 | 0.11428 | 0.15955 | 0.044647 | 0.0017981 | 0.039518 | 0.04761 | 0.076862 | 0.071764 | 0.060591 | 0.027608 | 0.054759 | 0.044366 | 0.063724 | 0.087138 | 0.076275 | 0.067105 | 0.036334 | 0.070811
| 294 | 14955695.3637 | 0 | 12608928.3113 | 0 |  | 595781.25 | 651783.0625 | 670479.8125 | 741645.625 | 711162.75 | 980471.125 | 1071467.25 | 1173627 | 1365428.143 | 1442657.759 | 1450811.689 | 1501057.802 | 1574063.747 | 1691486.734 | 1815738.549 | 1911609.732 | 1935808.35 | 2027161.342 | 2121989.581 | 2227092.045 | 2420941.257 | 2604292.121 | 2784403.434 | 2902100 | 0 | 0 | 0 | 0 | 0 | 0 | 0 | 0 | 0 | 0 | 0 | 0 | 0 | 0 | 0 | 0 | 0 | 0 | 0 | 0 | 0 | 0 | 0 | 0 | 0.089838 | 0.028282 | 0.10088 | -0.04197 | 0.32113 | 0.088751 | 0.09107 | 0.15137 | 0.055019 | 0.0056361 | 0.034047 | 0.047491 | 0.071947 | 0.070884 | 0.051453 | 0.012579 | 0.046111 | 0.045718 | 0.048343 | 0.08346 | 0.073004 | 0.066873 | 0.041401 | 0.066925
| 295 | 14272053.2167 | 0 | 11994926.5864 | 0 |  | 597276.625 | 646276.75 | 650216 | 730720 | 668799 | 914697.8125 | 990725.6875 | 1106334 | 1300972.018 | 1365323.009 | 1361553.564 | 1407640.302 | 1465303.747 | 1584299.984 | 1714530.174 | 1817455.107 | 1858240.6 | 1937505.717 | 2014795.081 | 2126489.17 | 2326295.757 | 2524838.371 | 2715069.684 | 2832156.75 | 0 | 0 | 0 | 0 | 0 | 0 | 0 | 0 | 0 | 0 | 0 | 0 | 0 | 0 | 0 | 0 | 0 | 0 | 0 | 0 | 0 | 0 | 0 | 0 | 0.078847 | 0.0060768 | 0.11673 | -0.088547 | 0.31311 | 0.079844 | 0.11037 | 0.16206 | 0.048279 | -0.0027647 | 0.033288 | 0.040148 | 0.07808 | 0.078996 | 0.058298 | 0.022193 | 0.041771 | 0.039116 | 0.053955 | 0.089805 | 0.0819 | 0.072641 | 0.042221 | 0.072161
| 296 | 14800851.9429 | 0 | 12440716.5934 | 0 |  | 608029.75 | 666659.6875 | 675671.9375 | 761495.625 | 712081.5 | 976000.625 | 1049599 | 1153076.125 | 1345746.393 | 1410703.384 | 1412441.064 | 1447407.052 | 1510993.747 | 1639320.734 | 1773595.049 | 1868282.607 | 1899209.1 | 1993251.967 | 2083758.956 | 2204454.795 | 2403383.257 | 2608464.621 | 2823989.434 | 2943825.75 | 0 | 0 | 0 | 0 | 0 | 0 | 0 | 0 | 0 | 0 | 0 | 0 | 0 | 0 | 0 | 0 | 0 | 0 | 0 | 0 | 0 | 0 | 0 | 0 | 0.092056 | 0.013428 | 0.11958 | -0.067092 | 0.31527 | 0.0727 | 0.094025 | 0.15452 | 0.04714 | 0.001231 | 0.024454 | 0.042994 | 0.081514 | 0.078727 | 0.052011 | 0.016418 | 0.04833 | 0.044406 | 0.056307 | 0.086397 | 0.081884 | 0.079389 | 0.041559 | 0.069693
| 297 | 15279381.6189 | 0 | 12812128.788 | 0 |  | 609135.375 | 665907.8125 | 685412.375 | 768719.25 | 710064.75 | 962986.75 | 1064118.375 | 1179839.25 | 1383131.893 | 1440954.384 | 1449938.439 | 1508080.802 | 1581006.247 | 1709968.984 | 1857507.799 | 1973639.107 | 2012135.475 | 2116623.467 | 2205120.706 | 2331090.045 | 2536737.257 | 2743930.871 | 2927650.934 | 3054398.5 | 0 | 0 | 0 | 0 | 0 | 0 | 0 | 0 | 0 | 0 | 0 | 0 | 0 | 0 | 0 | 0 | 0 | 0 | 0 | 0 | 0 | 0 | 0 | 0 | 0.089111 | 0.028869 | 0.11471 | -0.07937 | 0.30468 | 0.099862 | 0.10323 | 0.15897 | 0.040955 | 0.0062154 | 0.039317 | 0.047224 | 0.078414 | 0.08276 | 0.060643 | 0.019317 | 0.050626 | 0.04096 | 0.055554 | 0.084543 | 0.078513 | 0.064809 | 0.042382 | 0.068463
| 298 | 15372379.0632 | 0 | 12964345.4494 | 0 |  | 625541.125 | 674749.9375 | 690130 | 768053.25 | 760063.5625 | 1029318.0625 | 1123547.625 | 1234764.125 | 1412954.768 | 1471492.759 | 1472722.064 | 1514457.177 | 1577710.247 | 1698215.234 | 1839379.174 | 1933671.482 | 1988541.1 | 2082159.342 | 2167871.456 | 2275061.045 | 2467808.257 | 2663674.121 | 2864384.434 | 2999912.25 | 0 | 0 | 0 | 0 | 0 | 0 | 0 | 0 | 0 | 0 | 0 | 0 | 0 | 0 | 0 | 0 | 0 | 0 | 0 | 0 | 0 | 0 | 0 | 0 | 0.075725 | 0.022538 | 0.10698 | -0.010457 | 0.30325 | 0.087595 | 0.094389 | 0.1348 | 0.040594 | 0.00083506 | 0.027945 | 0.040918 | 0.073603 | 0.07985 | 0.049992 | 0.027981 | 0.046004 | 0.04034 | 0.048261 | 0.081324 | 0.076376 | 0.072647 | 0.04623 | 0.061336
| 299 | 14836541.2335 | 0 | 12509846.4392 | 0 |  | 629095.1875 | 677061.4375 | 689984.5625 | 758438.125 | 722706.3125 | 966371.75 | 1043322.875 | 1157442.625 | 1348280.643 | 1413287.634 | 1420996.189 | 1461056.677 | 1533254.747 | 1643267.984 | 1774940.924 | 1873853.482 | 1913848.725 | 2005674.092 | 2083994.081 | 2191878.795 | 2395233.257 | 2578346.621 | 2765742.184 | 2882086.25 | 0 | 0 | 0 | 0 | 0 | 0 | 0 | 0 | 0 | 0 | 0 | 0 | 0 | 0 | 0 | 0 | 0 | 0 | 0 | 0 | 0 | 0 | 0 | 0 | 0.073479 | 0.018907 | 0.094592 | -0.048258 | 0.29055 | 0.076617 | 0.1038 | 0.15262 | 0.047088 | 0.0054395 | 0.027802 | 0.048233 | 0.069294 | 0.07708 | 0.05423 | 0.021119 | 0.046864 | 0.038306 | 0.050473 | 0.088722 | 0.073668 | 0.070161 | 0.041205 | 0.062624
| 300 | 14959545.4402 | 0 | 12655895.9097 | 0 |  | 642758.6875 | 668917.25 | 692690 | 755328.75 | 745178.75 | 998250.5625 | 1078714.25 | 1201608 | 1377821.768 | 1445479.634 | 1439818.814 | 1489084.677 | 1536019.997 | 1665593.609 | 1794236.799 | 1880890.357 | 1918774.975 | 1989860.467 | 2061230.706 | 2159611.795 | 2358092.007 | 2543133.371 | 2754256.184 | 2864017.25 | 0 | 0 | 0 | 0 | 0 | 0 | 0 | 0 | 0 | 0 | 0 | 0 | 0 | 0 | 0 | 0 | 0 | 0 | 0 | 0 | 0 | 0 | 0 | 0 | 0.039891 | 0.034922 | 0.086571 | -0.013529 | 0.29238 | 0.077521 | 0.10789 | 0.13684 | 0.047937 | -0.0039239 | 0.033644 | 0.031033 | 0.080987 | 0.074398 | 0.047166 | 0.019942 | 0.036378 | 0.035239 | 0.046625 | 0.087924 | 0.075544 | 0.07975 | 0.039078 | 0.060478
| 301 | 14539923.0968 | 0 | 12277621.2374 | 0 |  | 628051.4375 | 673667.875 | 674858.3125 | 740573.6875 | 718868.9375 | 969018.8125 | 1042249.4375 | 1140000.25 | 1328838.143 | 1396825.759 | 1393224.064 | 1427338.427 | 1489666.622 | 1596525.234 | 1746643.299 | 1824594.857 | 1853908.35 | 1945725.467 | 2010809.706 | 2105051.17 | 2318749.007 | 2499335.871 | 2700624.934 | 2811334.75 | 0 | 0 | 0 | 0 | 0 | 0 | 0 | 0 | 0 | 0 | 0 | 0 | 0 | 0 | 0 | 0 | 0 | 0 | 0 | 0 | 0 | 0 | 0 | 0 | 0.070115 | 0.0017655 | 0.092922 | -0.029746 | 0.2986 | 0.072853 | 0.089647 | 0.15328 | 0.049897 | -0.0025818 | 0.024191 | 0.042741 | 0.069277 | 0.089866 | 0.043662 | 0.015938 | 0.048339 | 0.032903 | 0.045802 | 0.096688 | 0.074997 | 0.077458 | 0.040176 | 0.064251
| 302 | 14635005.2635 | 0 | 12361057.4156 | 0 |  | 608128.625 | 649866 | 656639.6875 | 731274.375 | 713724.8125 | 978286.875 | 1064317.875 | 1169957.375 | 1346054.393 | 1409689.134 | 1404998.814 | 1450722.427 | 1518573.622 | 1646272.984 | 1779212.549 | 1853539.357 | 1885571.35 | 1957573.342 | 2039360.581 | 2122265.795 | 2314349.007 | 2514487.371 | 2723098.934 | 2834019.25 | 0 | 0 | 0 | 0 | 0 | 0 | 0 | 0 | 0 | 0 | 0 | 0 | 0 | 0 | 0 | 0 | 0 | 0 | 0 | 0 | 0 | 0 | 0 | 0 | 0.06638 | 0.010369 | 0.10765 | -0.024291 | 0.31531 | 0.084286 | 0.094633 | 0.14021 | 0.046192 | -0.0033327 | 0.032025 | 0.04571 | 0.080742 | 0.077657 | 0.040926 | 0.017134 | 0.037475 | 0.040931 | 0.039848 | 0.086644 | 0.082941 | 0.079702 | 0.039925 | 0.065927
| 303 | 14586801.8817 | 0 | 12275313.5327 | 0 |  | 607166.625 | 670149 | 682661.5 | 753102.875 | 702622.4375 | 940438.0625 | 1022045.9375 | 1135932.5 | 1330997.893 | 1396344.134 | 1398512.064 | 1440752.927 | 1489987.872 | 1605565.359 | 1740867.674 | 1833922.107 | 1872890.35 | 1965779.592 | 2051622.081 | 2153162.795 | 2359882.007 | 2558631.371 | 2757874.934 | 2879716.25 | 0 | 0 | 0 | 0 | 0 | 0 | 0 | 0 | 0 | 0 | 0 | 0 | 0 | 0 | 0 | 0 | 0 | 0 | 0 | 0 | 0 | 0 | 0 | 0 | 0.098697 | 0.018499 | 0.098203 | -0.069382 | 0.29153 | 0.083216 | 0.10565 | 0.15848 | 0.047929 | 0.0015514 | 0.029757 | 0.033602 | 0.074708 | 0.080908 | 0.052073 | 0.021026 | 0.048406 | 0.042742 | 0.048307 | 0.091674 | 0.080861 | 0.074988 | 0.043231 | 0.066026
| 304 | 15001504.4001 | 0 | 12631179.2943 | 0 |  | 623572.875 | 677737 | 694788.3125 | 770498 | 728883.25 | 987477.875 | 1067105.875 | 1181312.625 | 1367097.893 | 1430752.884 | 1439377.689 | 1473915.927 | 1530253.622 | 1655401.234 | 1785233.549 | 1873855.357 | 1922172.725 | 2023857.092 | 2111961.831 | 2225758.545 | 2422872.757 | 2631883.871 | 2829074.684 | 2939072.5 | 0 | 0 | 0 | 0 | 0 | 0 | 0 | 0 | 0 | 0 | 0 | 0 | 0 | 0 | 0 | 0 | 0 | 0 | 0 | 0 | 0 | 0 | 0 | 0 | 0.083294 | 0.024848 | 0.10343 | -0.055523 | 0.30364 | 0.077551 | 0.10168 | 0.14606 | 0.045511 | 0.0060101 | 0.023712 | 0.037511 | 0.07861 | 0.075506 | 0.048449 | 0.025458 | 0.051549 | 0.042612 | 0.05248 | 0.084856 | 0.082746 | 0.07225 | 0.038144 | 0.065232
| 305 | 17525942.242 | 17525942.242 | 14845873.6483 | 14845873.6483 |  | 718873.3125 | 734043.625 | 756315.0625 | 834683.625 | 938541 | 1231344.5 | 1317342.75 | 1421494.25 | 1591002.018 | 1667912.259 | 1686478.314 | 1763432.302 | 1815340.497 | 1982179.109 | 2117016.924 | 2224087.607 | 2270071.6 | 2360653.592 | 2445039.456 | 2569656.045 | 2774354.257 | 2931024.621 | 3198130.434 | 3332376 | 718873.3125 | 734043.625 | 756315.0625 | 834683.625 | 938541 | 1231344.5 | 1317342.75 | 1421494.25 | 1591002.018 | 1667912.259 | 1686478.314 | 1763432.302 | 1815340.497 | 1982179.109 | 2117016.924 | 2224087.607 | 2270071.6 | 2360653.592 | 2445039.456 | 2569656.045 | 2774354.257 | 2931024.621 | 3198130.434 | 3332376 | 0.020883 | 0.02989 | 0.098595 | 0.11727 | 0.27154 | 0.06751 | 0.076092 | 0.11266 | 0.047209 | 0.01107 | 0.04462 | 0.029011 | 0.087924 | 0.065811 | 0.049339 | 0.020465 | 0.039127 | 0.035123 | 0.049711 | 0.076646 | 0.054934 | 0.087214 | 0.041119 | 0.053436
| 306 | 15065278.3833 | 0 | 12686143.7927 | 0 |  | 621960.4375 | 677042.25 | 685714 | 762278.9375 | 727546 | 983867.1875 | 1063874.25 | 1181966 | 1375406.893 | 1431908.384 | 1444557.939 | 1490015.927 | 1549958.122 | 1669137.859 | 1806459.049 | 1917135.232 | 1965225.85 | 2032830.342 | 2129123.206 | 2240644.545 | 2437413.507 | 2630040.871 | 2829390.684 | 2967430.5 | 0 | 0 | 0 | 0 | 0 | 0 | 0 | 0 | 0 | 0 | 0 | 0 | 0 | 0 | 0 | 0 | 0 | 0 | 0 | 0 | 0 | 0 | 0 | 0 | 0.084857 | 0.012727 | 0.10585 | -0.046635 | 0.30181 | 0.078182 | 0.10526 | 0.15157 | 0.040258 | 0.0087953 | 0.030983 | 0.039441 | 0.074079 | 0.079061 | 0.059463 | 0.024775 | 0.033822 | 0.046281 | 0.051053 | 0.084174 | 0.076062 | 0.073062 | 0.047635 | 0.064777
| 307 | 14630904.9658 | 0 | 12280612.1666 | 0 |  | 614682.1875 | 667888.125 | 686653.8125 | 751764.75 | 690659.125 | 934102.25 | 1006136.9375 | 1126584.125 | 1321457.393 | 1394274.509 | 1387607.939 | 1431737.552 | 1493756.247 | 1619896.984 | 1738223.049 | 1847752.357 | 1894092.1 | 1991542.592 | 2076714.456 | 2189168.795 | 2403164.007 | 2605638.121 | 2801169.434 | 2922148.75 | 0 | 0 | 0 | 0 | 0 | 0 | 0 | 0 | 0 | 0 | 0 | 0 | 0 | 0 | 0 | 0 | 0 | 0 | 0 | 0 | 0 | 0 | 0 | 0 | 0.083015 | 0.02771 | 0.090593 | -0.084777 | 0.30194 | 0.074288 | 0.11307 | 0.15955 | 0.053639 | -0.0047929 | 0.031307 | 0.042405 | 0.081069 | 0.070501 | 0.061107 | 0.02477 | 0.05017 | 0.041878 | 0.052735 | 0.093264 | 0.080891 | 0.072359 | 0.042282 | 0.068489
| 308 | 14379311.7602 | 0 | 12088081.7707 | 0 |  | 580626.375 | 638973.0625 | 653837.8125 | 729761.875 | 672482.5625 | 926414.375 | 1008154.0625 | 1125279 | 1320835.518 | 1391544.509 | 1389683.064 | 1432002.427 | 1485186.622 | 1610337.984 | 1731719.299 | 1818501.482 | 1856376.725 | 1944340.467 | 2027581.581 | 2134252.045 | 2335258.007 | 2533243.621 | 2736323.684 | 2859891.25 | 0 | 0 | 0 | 0 | 0 | 0 | 0 | 0 | 0 | 0 | 0 | 0 | 0 | 0 | 0 | 0 | 0 | 0 | 0 | 0 | 0 | 0 | 0 | 0 | 0.095755 | 0.022997 | 0.10986 | -0.081742 | 0.32035 | 0.084555 | 0.10991 | 0.16023 | 0.05215 | -0.0013386 | 0.029998 | 0.036467 | 0.080904 | 0.072671 | 0.048898 | 0.020614 | 0.046296 | 0.041921 | 0.051273 | 0.090006 | 0.081378 | 0.077115 | 0.044168 | 0.072044
| 309 | 14259650.2017 | 0 | 11974117.9394 | 0 |  | 602085.9375 | 661057.5625 | 667267.1875 | 740232.5625 | 659367.625 | 900029.0625 | 977739.4375 | 1098476.625 | 1293621.018 | 1360481.009 | 1354769.314 | 1396696.802 | 1459778.747 | 1576469.609 | 1704217.924 | 1808459.482 | 1843903.725 | 1929754.217 | 2018096.331 | 2136072.545 | 2335215.757 | 2537546.621 | 2720424.934 | 2843319 | 0 | 0 | 0 | 0 | 0 | 0 | 0 | 0 | 0 | 0 | 0 | 0 | 0 | 0 | 0 | 0 | 0 | 0 | 0 | 0 | 0 | 0 | 0 | 0 | 0.093441 | 0.0093496 | 0.10377 | -0.11568 | 0.31115 | 0.082816 | 0.11644 | 0.16352 | 0.050393 | -0.0042071 | 0.030479 | 0.044175 | 0.076903 | 0.077918 | 0.059369 | 0.01941 | 0.045508 | 0.044762 | 0.056814 | 0.089135 | 0.083093 | 0.06959 | 0.044184 | 0.074601
| 310 | 14573629.9284 | 0 | 12268236.311 | 0 |  | 594208.9375 | 640489 | 654505.3125 | 728581.8125 | 688985.5 | 939192.9375 | 1024939.6875 | 1139453.25 | 1327827.768 | 1399153.259 | 1410685.689 | 1451716.552 | 1515081.122 | 1636258.109 | 1765613.799 | 1856398.982 | 1907680.225 | 1987134.717 | 2079211.956 | 2171885.545 | 2360830.507 | 2550674.621 | 2748470.184 | 2867012.75 | 0 | 0 | 0 | 0 | 0 | 0 | 0 | 0 | 0 | 0 | 0 | 0 | 0 | 0 | 0 | 0 | 0 | 0 | 0 | 0 | 0 | 0 | 0 | 0 | 0.075001 | 0.021648 | 0.10722 | -0.05588 | 0.3098 | 0.087368 | 0.10591 | 0.153 | 0.052323 | 0.0082087 | 0.028671 | 0.042722 | 0.076943 | 0.076086 | 0.05014 | 0.027249 | 0.040806 | 0.045295 | 0.043607 | 0.083418 | 0.077344 | 0.074687 | 0.042226 | 0.066605
TVaR90 |  |  | 16905686.563 |  | 14246786.4671 | [25 empty] | 674730.9859 | 710896.25 | 725049.9859 | 804496.375 | 850750.7944 | 1156602.2581 | 1256214.754 | 1364369.8266 | 1546021.1027 | 1618663.0292 | 1641114.189 | 1701288.9996 | 1772147.6139 | 1913347.8429 | 2059011.9482 | 2160819.5264 | 2219788.9669 | 2325328.2372 | 2423040.3995 | 2541390.6902 | 2761280.9747 | 2962114.2581 | 3196573.7969 | 3340652.0323 | [23 empty] | 0.065274
AvgVolatility
|  | 24-yr NPV |  | 20-yr NPV |  |  | 2022 | 2023 | 2024 | 2025 | 2026 | 2027 | 2028 | 2029 | 2030 | 2031 | 2032 | 2033 | 2034 | 2035 | 2036 | 2037 | 2038 | 2039 | 2040 | 2041 | 2042 | 2043 | 2044 | 2045
Mean |  | 15183318.8672 |  | 12761982.5202 |  | Mean | 618712.2798 | 669049.3815 | 682629.1442 | 758287.8587 | 731424.1788 | 990381.3446 | 1073416.1512 | 1187594.5165 | 1378318.0547 | 1445054.1751 | 1452729.962 | 1501166.8258 | 1567278.4946 | 1694975.4933 | 1826652.6252 | 1927611.2949 | 1973829.6177 | 2066902.4105 | 2159078.0133 | 2273508.6224 | 2478837.653 | 2680074.3081 | 2886390.0195 | 3011130.4645
StdDev |  | 816076.7589 |  | 707160.9263 |  | StdDev | 37448.3366 | 26842.0877 | 26768.7503 | 33829.1243 | 56592.0281 | 77348.5766 | 84280.3387 | 80605.4152 | 78764.7958 | 81589.7634 | 86489.8294 | 93282.3476 | 96784.8763 | 100213.4416 | 107966.7414 | 108741.583 | 113729.0464 | 117931.8694 | 122158.3256 | 123721.9567 | 129065.0323 | 128812.5997 | 141784.8097 | 149589.8421
Q1 (P25) |  | 14658364.7206 |  | 12317273.5753 |  | Q1 (P25) | 605593.1875 | 658882.5938 | 670966.2656 | 747406.9531 | 695480.7031 | 941988.9844 | 1019801.7188 | 1133584.1875 | 1327411.0492 | 1396401.6965 | 1397457.689 | 1441822.4895 | 1504333.9657 | 1627436.3277 | 1754898.8303 | 1852182.3258 | 1895840.2563 | 1985756.8732 | 2074092.6123 | 2188086.2325 | 2387670.257 | 2589304.8085 | 2790427.2465 | 2911015.125
Min |  | 12893730.18 |  | 10621755.695 |  | Min | 416125.0312 | 529299.4375 | 544680.5625 | 562293.5625 | 611180.875 | 796790.375 | 860261.5 | 972648.75 | 1122922.268 | 1165014.884 | 1214992.689 | 1261342.302 | 1304389.122 | 1471726.609 | 1579667.049 | 1688769.482 | 1761664.1 | 1864085.967 | 1965814.456 | 2078999.67 | 2277294.757 | 2482966.621 | 2670246.184 | 2791580
Median (P50) |  | 15037290.4807 |  | 12641216.6103 |  | Median (P50) | 617598.0938 | 669208.3438 | 683063.0312 | 759013.6875 | 720093.4375 | 977332.875 | 1059592 | 1172003.25 | 1363546.0805 | 1430925.4465 | 1435067.939 | 1482403.3645 | 1548451.497 | 1669926.109 | 1805398.799 | 1904121.982 | 1949658.1 | 2045777.342 | 2135295.706 | 2249987.545 | 2450413.257 | 2650274.121 | 2848971.434 | 2974053.25
Max |  | 18535582.508 |  | 15605212.2281 |  | Max | 787561.3125 | 788806.125 | 788848.25 | 873853.375 | 1023526.875 | 1327369.625 | 1408189.875 | 1518236.5 | 1718477.643 | 1789513.384 | 1800139.064 | 1891661.552 | 1953639.247 | 2113912.984 | 2295374.674 | 2378014.357 | 2426355.35 | 2567232.092 | 2675364.456 | 2807478.045 | 3093433.257 | 3286936.371 | 3527614.184 | 3751890.25
Q3 P75 |  | 15559650.2168 |  | 13099526.2936 |  | Q3 P75 | 634609.4844 | 680972.125 | 695111.7656 | 773070.3281 | 761347.0312 | 1026711.7656 | 1111946.1875 | 1223512.125 | 1415682.0805 | 1481445.8215 | 1491992.564 | 1541817.4582 | 1615876.1532 | 1741076.1402 | 1876109.6115 | 1981094.3258 | 2028299.7875 | 2122594.2483 | 2220604.581 | 2331576.8575 | 2539647.382 | 2746360.1835 | 2958387.2465 | 3091550.5
TVaR90 |  | 16905686.563 |  | 14246786.4671 |  | TVaR90
Mid Scenario Deterministic |  | 15528537.9874 |  | 13100624.4447
|  |  | Mid Scenario | Frequency
1 | 13000000 | 1 | 1 | <=13
2 | 13500000 | 5 | 4 | 13-13.5
3 | 14000000 | 7 | 2 | 13.5-14
4 | 14500000 | 47 | 40 | 14-14.5
5 | 15000000 | 149 | 102 | 14.5-15
6 | 15500000 | 223 | 74 | 15-15.5
7 | 16000000 | 270 | 47 | 15.5-16
8 | 16500000 | 290 | 20 | 16-16.5
9 | 17000000 | 298 | 8 | 16.5-17
10 | 17500000 | 302 | 4 | 17-17.5
11 | 18000000 | 308 | 6 | 17.5-18
12 | 18500000 | 309 | 1 | 18-18.5
13 | 19000000 | 310 | 1 | 18.5-19
|  |  | Mid Scenario | Frequency
1 | 14000000 | 7 | 7 | <=14
2 | 14500000 | 47 | 40 | 14-14.5
3 | 15000000 | 149 | 102 | 14.5-15
4 | 15500000 | 223 | 74 | 15-15.5
5 | 16000000 | 270 | 47 | 15.5-16
6 | 16500000 | 290 | 20 | 16-16.5
7 | 17000000 | 298 | 8 | 16.5-17
8 | 17500000 | 302 | 4 | 17-17.5
9 | 18000000 | 308 | 6 | 17.5-18
10 | 18500000 | 309 | 1 | 18-18.5
11 | 19000000 | 310 | 1 | 18.5-19
12 | 19500000 | 310 | 0 | 19-19.5
13 | 20000000 | 310 | 0 | 19.5-20
14 | 20500000 | 310 | 0 | 20-20.5
15 | 21000000 | 310 | 0 | 20.5-21
16 | 21500000 | 310 | 0 | 21-21.5
17 | 22000000 | 310 | 0 | 21.5-22
18 | 22500000 | 310 | 0 | 22-22.5
19 | 23000000 | 310 | 0 | 22.5-23

## Sensitivity W RR
| Iteration | 24-yr NPV | >=P90Index | 20-yr NPV | >=P90Index |  | 2022 | 2023 | 2024 | 2025 | 2026 | 2027 | 2028 | 2029 | 2030 | 2031 | 2032 | 2033 | 2034 | 2035 | 2036 | 2037 | 2038 | 2039 | 2040 | 2041 | 2042 | 2043 | 2044 | 2045 | P90_2022 | P90_2023 | P90_2024 | P90_2025 | P90_2026 | P90_2027 | P90_2028 | P90_2029 | P90_2030 | P90_2031 | P90_2032 | P90_2033 | P90_2034 | P90_2035 | P90_2036 | P90_2037 | P90_2038 | P90_2039 | P90_2040 | P90_2041 | P90_2042 | P90_2043 | P90_2044 | P90_2045 | Vol_2022 | Vol_2023 | Vol_2024 | Vol_2025 | Vol_2026 | Vol_2027 | Vol_2028 | Vol_2029 | Vol_2030 | Vol_2031 | Vol_2032 | Vol_2033 | Vol_2034 | Vol_2035 | Vol_2036 | Vol_2037 | Vol_2038 | Vol_2039 | Vol_2040 | Vol_2041 | Vol_2042 | Vol_2043 | Vol_2044 | St Dev
| 1 | 13530895.1589 | 0 | 11245421.9162 | 0 |  | 429868.1875 | 540207.9375 | 555801.125 | 609624.25 | 684329.625 | 920936.5 | 928403.1875 | 1048039.8125 | 1202818.7679 | 1247028.509 | 1294332.5644 | 1338125.1772 | 1393639.2467 | 1574389.6095 | 1634906.7995 | 1725243.2325 | 1841754.1002 | 1933012.0918 | 2008384.5807 | 2150385.5455 | 2326767.0071 | 2565072.6205 | 2715244.434 | 2827407.75 | 0 | 0 | 0 | 0 | 0 | 0 | 0 | 0 | 0 | 0 | 0 | 0 | 0 | 0 | 0 | 0 | 0 | 0 | 0 | 0 | 0 | 0 | 0 | 0 | 0.22848 | 0.028456 | 0.092432 | 0.1156 | 0.29695 | 0.008075 | 0.12121 | 0.13775 | 0.036096 | 0.037232 | 0.033274 | 0.040649 | 0.12195 | 0.037718 | 0.053782 | 0.06535 | 0.048361 | 0.038251 | 0.068316 | 0.078833 | 0.097507 | 0.056895 | 0.040478 | 0.067601
| 2 | 15896177.5175 | 0 | 13417923.3866 | 13417923.3866 |  | 656725.25 | 714945.4375 | 726035.3125 | 843453 | 796806.625 | 1080537.875 | 1118618.25 | 1226481.75 | 1441924.5179 | 1501011.384 | 1517694.0644 | 1579269.9272 | 1663238.3717 | 1800005.3595 | 1872019.4245 | 1954449.8575 | 2046641.9752 | 2144824.3418 | 2223857.9557 | 2359063.0455 | 2535540.2571 | 2761979.1205 | 2949826.434 | 3066919 | 656725.25 | 714945.4375 | 726035.3125 | 843453 | 0 | 0 | 0 | 0 | 0 | 0 | 0 | 0 | 0 | 0 | 0 | 0 | 0 | 0 | 0 | 0 | 0 | 0 | 0 | 0 | 0.08494 | 0.015392 | 0.14991 | -0.056892 | 0.3046 | 0.034635 | 0.092055 | 0.16183 | 0.04016 | 0.011053 | 0.039771 | 0.051804 | 0.079023 | 0.039228 | 0.043091 | 0.046092 | 0.046857 | 0.036186 | 0.059021 | 0.072142 | 0.085541 | 0.065799 | 0.038927 | 0.067976
| 3 | 15191741.0063 | 0 | 12775227.8338 | 0 |  | 610334.625 | 665258.8125 | 682080.875 | 792662.4375 | 733772.6875 | 1013013.6875 | 1048729.375 | 1160375.125 | 1376268.6429 | 1442077.509 | 1455413.8144 | 1512086.3022 | 1592087.1217 | 1731844.7345 | 1804990.6745 | 1889854.1075 | 1979132.9752 | 2076006.5918 | 2153272.2057 | 2284429.0455 | 2468811.2571 | 2697638.8705 | 2873901.184 | 2992363 | 0 | 0 | 0 | 0 | 0 | 0 | 0 | 0 | 0 | 0 | 0 | 0 | 0 | 0 | 0 | 0 | 0 | 0 | 0 | 0 | 0 | 0 | 0 | 0 | 0.086169 | 0.024972 | 0.15025 | -0.077198 | 0.32249 | 0.03465 | 0.10116 | 0.17063 | 0.046709 | 0.0092055 | 0.0382 | 0.051555 | 0.084141 | 0.041368 | 0.045944 | 0.046159 | 0.047787 | 0.036543 | 0.059127 | 0.077621 | 0.08864 | 0.063294 | 0.040393 | 0.073016
| 4 | 15248447.6524 | 0 | 12832368.0423 | 0 |  | 603393.5 | 661216.25 | 677782.875 | 792493.25 | 750615.6875 | 1031365.625 | 1062894.5 | 1175893.5 | 1395572.7679 | 1458485.009 | 1470690.5644 | 1523817.9272 | 1598462.6217 | 1733075.9845 | 1800991.2995 | 1885771.4825 | 1978717.6002 | 2071157.8418 | 2147631.4557 | 2284780.5455 | 2461677.7571 | 2692853.3705 | 2878573.434 | 2999388 | 0 | 0 | 0 | 0 | 0 | 0 | 0 | 0 | 0 | 0 | 0 | 0 | 0 | 0 | 0 | 0 | 0 | 0 | 0 | 0 | 0 | 0 | 0 | 0 | 0.091511 | 0.024746 | 0.15636 | -0.05429 | 0.31775 | 0.030112 | 0.10103 | 0.17128 | 0.044093 | 0.0083338 | 0.035487 | 0.047823 | 0.080856 | 0.038439 | 0.046 | 0.048112 | 0.045659 | 0.036258 | 0.061904 | 0.074573 | 0.089758 | 0.066693 | 0.041113 | 0.071026
| 5 | 15730840.8694 | 0 | 13257075.6832 | 0 |  | 623323.6875 | 661505.8125 | 672433.9375 | 777350.5625 | 809479.0625 | 1114812.75 | 1146024.375 | 1249769.75 | 1450375.7679 | 1495525.009 | 1529929.6894 | 1573403.3022 | 1644726.1217 | 1781470.8595 | 1854224.4245 | 1913730.7325 | 2025482.9752 | 2123720.2168 | 2214212.7057 | 2338527.2955 | 2523432.5071 | 2726948.8705 | 2978712.184 | 3068306.75 | 0 | 0 | 0 | 0 | 809479.0625 | 1114812.75 | 0 | 0 | 0 | 0 | 0 | 0 | 0 | 0 | 0 | 0 | 0 | 0 | 0 | 0 | 0 | 0 | 0 | 0 | 0.059453 | 0.016385 | 0.14499 | 0.040499 | 0.32005 | 0.027612 | 0.08666 | 0.14886 | 0.030655 | 0.022744 | 0.028019 | 0.044333 | 0.079865 | 0.040027 | 0.031588 | 0.056754 | 0.047361 | 0.041728 | 0.054624 | 0.076099 | 0.077563 | 0.088308 | 0.029635 | 0.064928
| 6 | 14928246.3573 | 0 | 12532546.6187 | 0 |  | 579019.0625 | 636526.5625 | 653554.75 | 764183.3125 | 724966.6875 | 1007441 | 1036094.375 | 1145830 | 1363753.2679 | 1423761.134 | 1434916.3144 | 1491533.6772 | 1567895.3717 | 1701412.3595 | 1768058.0495 | 1855222.4825 | 1948258.2252 | 2046087.2168 | 2119872.8307 | 2258934.0455 | 2438165.0071 | 2667106.3705 | 2856034.684 | 2979058 | 0 | 0 | 0 | 0 | 0 | 0 | 0 | 0 | 0 | 0 | 0 | 0 | 0 | 0 | 0 | 0 | 0 | 0 | 0 | 0 | 0 | 0 | 0 | 0 | 0.094691 | 0.0264 | 0.15638 | -0.052682 | 0.32904 | 0.028045 | 0.10067 | 0.17411 | 0.043061 | 0.0078045 | 0.038698 | 0.049929 | 0.081725 | 0.038423 | 0.048123 | 0.048931 | 0.048994 | 0.035427 | 0.063537 | 0.076353 | 0.089748 | 0.06844 | 0.042173 | 0.072786
| 7 | 15349463.0684 | 0 | 12920482.7096 | 0 |  | 610643.875 | 660449.75 | 675948.125 | 784880.375 | 761907.5625 | 1054717.5 | 1090403.75 | 1196578.875 | 1408027.2679 | 1465583.134 | 1477798.6894 | 1530717.0522 | 1603129.3717 | 1748948.1095 | 1804486.6745 | 1890268.3575 | 1987891.7252 | 2084520.0918 | 2148897.4557 | 2290166.7955 | 2471019.5071 | 2696402.1205 | 2900209.934 | 3025746.75 | 0 | 0 | 0 | 0 | 0 | 0 | 0 | 0 | 0 | 0 | 0 | 0 | 0 | 0 | 0 | 0 | 0 | 0 | 0 | 0 | 0 | 0 | 0 | 0 | 0.078407 | 0.023195 | 0.14941 | -0.029706 | 0.3252 | 0.033275 | 0.092919 | 0.16272 | 0.040064 | 0.0083004 | 0.035183 | 0.046221 | 0.087057 | 0.031262 | 0.046443 | 0.050356 | 0.047464 | 0.030416 | 0.06367 | 0.076006 | 0.087288 | 0.072865 | 0.042375 | 0.06959
| 8 | 15669426.8211 | 0 | 13203333.4278 | 0 |  | 623962.1875 | 675416.625 | 689423.5 | 796073.625 | 774743.875 | 1075074.625 | 1114219.5 | 1228746.375 | 1439086.2679 | 1498280.509 | 1506805.3144 | 1568874.9272 | 1649706.7467 | 1784065.9845 | 1852156.6745 | 1936718.1075 | 2030463.6002 | 2123210.8418 | 2206002.4557 | 2327913.0455 | 2524451.2571 | 2740253.1205 | 2936971.184 | 3057833.5 | 0 | 0 | 0 | 0 | 0 | 0 | 0 | 0 | 0 | 0 | 0 | 0 | 0 | 0 | 0 | 0 | 0 | 0 | 0 | 0 | 0 | 0 | 0 | 0 | 0.07924 | 0.020526 | 0.14384 | -0.027159 | 0.32761 | 0.035764 | 0.09784 | 0.15801 | 0.04031 | 0.0056736 | 0.040367 | 0.050239 | 0.078297 | 0.037456 | 0.044644 | 0.047269 | 0.044665 | 0.038253 | 0.05379 | 0.081052 | 0.082027 | 0.069329 | 0.040328 | 0.069118
| 9 | 15258992.8495 | 0 | 12833976.5076 | 0 |  | 617043.625 | 673035 | 687405.6875 | 797358.125 | 741442.5625 | 1018931.1875 | 1047213.3125 | 1169169 | 1385751.1429 | 1446311.134 | 1457873.6894 | 1516262.9272 | 1596106.1217 | 1739630.2345 | 1809096.5495 | 1895315.3575 | 1983411.6002 | 2079728.5918 | 2160454.2057 | 2289242.0455 | 2471978.2571 | 2703192.3705 | 2889493.934 | 3008294.25 | 0 | 0 | 0 | 0 | 0 | 0 | 0 | 0 | 0 | 0 | 0 | 0 | 0 | 0 | 0 | 0 | 0 | 0 | 0 | 0 | 0 | 0 | 0 | 0 | 0.086858 | 0.021127 | 0.14838 | -0.072706 | 0.31791 | 0.027378 | 0.11016 | 0.16995 | 0.042774 | 0.0079627 | 0.03927 | 0.051318 | 0.086106 | 0.039155 | 0.046558 | 0.045433 | 0.047419 | 0.038081 | 0.057902 | 0.076798 | 0.089415 | 0.066648 | 0.040292 | 0.072385
| 10 | 15422548.2541 | 0 | 12974683.2734 | 0 |  | 604410.5 | 657604.3125 | 671072.75 | 782908 | 762580.4375 | 1052356.5 | 1090368.125 | 1200809.125 | 1413187.7679 | 1474968.009 | 1489055.0644 | 1542688.8022 | 1618340.8717 | 1757622.3595 | 1829881.4245 | 1908842.6075 | 2002641.3502 | 2095815.7168 | 2181931.9557 | 2312673.0455 | 2500116.5071 | 2721421.6205 | 2917112.684 | 3038569.25 | 0 | 0 | 0 | 0 | 0 | 0 | 0 | 0 | 0 | 0 | 0 | 0 | 0 | 0 | 0 | 0 | 0 | 0 | 0 | 0 | 0 | 0 | 0 | 0 | 0.08435 | 0.020274 | 0.15414 | -0.026307 | 0.32208 | 0.035483 | 0.09648 | 0.16285 | 0.042788 | 0.0095054 | 0.035385 | 0.047875 | 0.08256 | 0.040289 | 0.042246 | 0.04797 | 0.045476 | 0.040268 | 0.058193 | 0.077933 | 0.084817 | 0.06944 | 0.040792 | 0.068833
| 11 | 15838291.841 | 0 | 13343267.9913 | 0 |  | 622459.3125 | 668895.875 | 678584.125 | 791889.9375 | 801388.5625 | 1110376 | 1152174.75 | 1261864.375 | 1451583.1429 | 1508545.384 | 1526700.8144 | 1587226.6772 | 1653683.6217 | 1795898.9845 | 1862330.2995 | 1955709.9825 | 2049423.9752 | 2147043.8418 | 2233460.4557 | 2353376.5455 | 2547706.0071 | 2772042.6205 | 2980810.684 | 3091860.5 | 0 | 0 | 0 | 0 | 0 | 1110376 | 1152174.75 | 1261864.375 | 0 | 0 | 0 | 0 | 0 | 0 | 0 | 0 | 0 | 0 | 0 | 0 | 0 | 0 | 0 | 0 | 0.07195 | 0.01438 | 0.15441 | 0.011924 | 0.32611 | 0.036953 | 0.090939 | 0.14006 | 0.038491 | 0.011963 | 0.038879 | 0.041017 | 0.0825 | 0.036323 | 0.048925 | 0.046805 | 0.046533 | 0.03946 | 0.052299 | 0.079342 | 0.084391 | 0.072611 | 0.036578 | 0.066497
| 12 | 16319173.8874 | 16319173.8874 | 13800832.4675 | 13800832.4675 |  | 666075.125 | 696760.25 | 703950.25 | 800782.5 | 845321 | 1174301.25 | 1221542.25 | 1324754 | 1505803.0179 | 1555490.259 | 1577780.1894 | 1631749.6772 | 1702169.6217 | 1835451.9845 | 1914838.1745 | 1995966.6075 | 2092650.9752 | 2186351.8418 | 2266936.2057 | 2392235.2955 | 2565092.5071 | 2778425.6205 | 3018018.184 | 3140956.5 | 666075.125 | 696760.25 | 703950.25 | 0 | 845321 | 1174301.25 | 1221542.25 | 1324754 | 1505803.0179 | 1555490.259 | 1577780.1894 | 1631749.6772 | 1702169.6217 | 1835451.9845 | 1914838.1745 | 1995966.6075 | 2092650.9752 | 2186351.8418 | 2266936.2057 | 2392235.2955 | 2565092.5071 | 0 | 3018018.184 | 3140956.5 | 0.045039 | 0.010266 | 0.12888 | 0.054127 | 0.32871 | 0.039441 | 0.081113 | 0.1281 | 0.032464 | 0.014228 | 0.033634 | 0.042251 | 0.075387 | 0.042342 | 0.041495 | 0.047303 | 0.043803 | 0.036195 | 0.053799 | 0.069766 | 0.07989 | 0.082716 | 0.039927 | 0.064354
| 13 | 15604151.8015 | 0 | 13141245.4139 | 0 |  | 626490 | 671330.5625 | 684525.625 | 794245.25 | 776935 | 1075134.75 | 1113429.375 | 1220797.125 | 1427524.1429 | 1482369.259 | 1502534.1894 | 1558508.8022 | 1633260.4967 | 1775607.1095 | 1840037.0495 | 1924552.2325 | 2015132.1002 | 2110665.3418 | 2196892.9557 | 2323857.7955 | 2507231.2571 | 2737639.3705 | 2942373.934 | 3060065.25 | 0 | 0 | 0 | 0 | 0 | 0 | 0 | 0 | 0 | 0 | 0 | 0 | 0 | 0 | 0 | 0 | 0 | 0 | 0 | 0 | 0 | 0 | 0 | 0 | 0.069129 | 0.019464 | 0.14867 | -0.022036 | 0.32484 | 0.034999 | 0.092059 | 0.15644 | 0.0377 | 0.013511 | 0.036576 | 0.046849 | 0.083564 | 0.035643 | 0.044908 | 0.045991 | 0.046318 | 0.040041 | 0.056185 | 0.07595 | 0.087917 | 0.072121 | 0.03922 | 0.068335
| 14 | 15086034.8804 | 0 | 12680461.9355 | 0 |  | 596720.5 | 661758.25 | 672568.5625 | 781689.3125 | 728007.6875 | 1009577.5 | 1042526.25 | 1153875 | 1372767.0179 | 1437680.259 | 1449455.5644 | 1503911.3022 | 1581980.3717 | 1722077.2345 | 1786429.9245 | 1872957.7325 | 1964273.8502 | 2059613.2168 | 2139492.4557 | 2268366.2955 | 2454321.0071 | 2685132.6205 | 2861386.684 | 2982675.75 | 0 | 0 | 0 | 0 | 0 | 0 | 0 | 0 | 0 | 0 | 0 | 0 | 0 | 0 | 0 | 0 | 0 | 0 | 0 | 0 | 0 | 0 | 0 | 0 | 0.10345 | 0.016204 | 0.15035 | -0.071146 | 0.32698 | 0.032115 | 0.10148 | 0.1737 | 0.046202 | 0.0081571 | 0.036881 | 0.050608 | 0.084854 | 0.036688 | 0.0473 | 0.047604 | 0.047396 | 0.03805 | 0.058491 | 0.07879 | 0.08988 | 0.063576 | 0.041514 | 0.074103
| 15 | 16152623.8113 | 16152623.8113 | 13621957.323 | 13621957.323 |  | 636467.5625 | 684500.25 | 694046.25 | 803578.5625 | 829080.4375 | 1139117.75 | 1180623.125 | 1281549.875 | 1488974.2679 | 1546463.134 | 1556756.0644 | 1620438.0522 | 1696013.6217 | 1831509.8595 | 1892392.1745 | 1981184.7325 | 2086451.4752 | 2183072.5918 | 2269385.4557 | 2391037.0455 | 2576981.5071 | 2805465.8705 | 3029067.434 | 3145741.75 | 636467.5625 | 684500.25 | 694046.25 | 803578.5625 | 829080.4375 | 1139117.75 | 1180623.125 | 1281549.875 | 1488974.2679 | 1546463.134 | 1556756.0644 | 1620438.0522 | 1696013.6217 | 1831509.8595 | 1892392.1745 | 1981184.7325 | 2086451.4752 | 2183072.5918 | 2269385.4557 | 2391037.0455 | 2576981.5071 | 2805465.8705 | 3029067.434 | 3145741.75 | 0.072756 | 0.01385 | 0.14654 | 0.031242 | 0.31769 | 0.035788 | 0.082028 | 0.15002 | 0.037883 | 0.0066337 | 0.040092 | 0.045584 | 0.07686 | 0.032701 | 0.045853 | 0.05177 | 0.045269 | 0.038776 | 0.052218 | 0.074892 | 0.084951 | 0.076685 | 0.037795 | 0.064564
| 16 | 15572679.3443 | 0 | 13110325.2976 | 0 |  | 622125.8125 | 672384.5625 | 683055 | 795946.75 | 773944.5 | 1065578.875 | 1102629.875 | 1210931.5 | 1419716.1429 | 1478222.009 | 1495240.9394 | 1556148.0522 | 1630944.7467 | 1766945.7345 | 1846326.7995 | 1923768.7325 | 2022755.3502 | 2112026.5918 | 2198043.7057 | 2336214.2955 | 2514190.2571 | 2738313.8705 | 2933986.684 | 3056964.5 | 0 | 0 | 0 | 0 | 0 | 0 | 0 | 0 | 0 | 0 | 0 | 0 | 0 | 0 | 0 | 0 | 0 | 0 | 0 | 0 | 0 | 0 | 0 | 0 | 0.077688 | 0.015745 | 0.15296 | -0.028032 | 0.31977 | 0.03418 | 0.093692 | 0.15907 | 0.040383 | 0.011447 | 0.039926 | 0.046946 | 0.080093 | 0.043946 | 0.041088 | 0.050174 | 0.043187 | 0.03992 | 0.060964 | 0.073419 | 0.085392 | 0.06902 | 0.04106 | 0.068154
| 17 | 15754272.086 | 0 | 13281543.5647 | 0 |  | 636838.5 | 680894.4375 | 693616.5625 | 795859.875 | 790389.75 | 1094713.25 | 1131553.625 | 1239788.5 | 1440597.7679 | 1498107.634 | 1515056.0644 | 1571010.9272 | 1648967.7467 | 1788445.6095 | 1862936.4245 | 1941799.6075 | 2040298.4752 | 2124264.0918 | 2198918.2057 | 2337322.2955 | 2519286.5071 | 2749600.3705 | 2952295.684 | 3070497 | 636838.5 | 680894.4375 | 693616.5625 | 0 | 0 | 0 | 0 | 0 | 0 | 0 | 0 | 0 | 0 | 0 | 0 | 0 | 0 | 0 | 0 | 0 | 0 | 0 | 0 | 0 | 0.066891 | 0.018512 | 0.1375 | -0.006897 | 0.32572 | 0.033099 | 0.091349 | 0.15012 | 0.039145 | 0.01125 | 0.036267 | 0.04843 | 0.081197 | 0.040807 | 0.041461 | 0.049481 | 0.040329 | 0.03454 | 0.06104 | 0.07497 | 0.08748 | 0.071127 | 0.039256 | 0.066884
| 18 | 15289178.7309 | 0 | 12857864.1106 | 0 |  | 602233.75 | 658730.8125 | 674099.75 | 785051.0625 | 754248.9375 | 1036046.8125 | 1067837.375 | 1174466.5 | 1388829.1429 | 1450812.009 | 1467992.6894 | 1525388.3022 | 1603426.3717 | 1743411.2345 | 1813962.9245 | 1902974.9825 | 1995205.4752 | 2092427.4668 | 2170031.7057 | 2297045.7955 | 2475809.5071 | 2709786.8705 | 2897210.434 | 3019537.5 | 0 | 0 | 0 | 0 | 0 | 0 | 0 | 0 | 0 | 0 | 0 | 0 | 0 | 0 | 0 | 0 | 0 | 0 | 0 | 0 | 0 | 0 | 0 | 0 | 0.089669 | 0.023063 | 0.15237 | -0.040026 | 0.31745 | 0.030223 | 0.095179 | 0.16765 | 0.043662 | 0.011773 | 0.038353 | 0.049894 | 0.083701 | 0.03967 | 0.047905 | 0.047329 | 0.047578 | 0.036417 | 0.056882 | 0.074944 | 0.090303 | 0.066878 | 0.041355 | 0.069128
| 19 | 15091027.0041 | 0 | 12683677.578 | 0 |  | 594117.75 | 650361.6875 | 665570.0625 | 778533.625 | 735369.9375 | 1015915.75 | 1046425.9375 | 1159385.125 | 1379408.5179 | 1439087.134 | 1451446.3144 | 1506541.4272 | 1587016.1217 | 1719792.1095 | 1787943.7995 | 1871123.4825 | 1965408.8502 | 2061938.0918 | 2138385.2057 | 2269380.2955 | 2449233.2571 | 2679016.6205 | 2874396.434 | 2990935.5 | 0 | 0 | 0 | 0 | 0 | 0 | 0 | 0 | 0 | 0 | 0 | 0 | 0 | 0 | 0 | 0 | 0 | 0 | 0 | 0 | 0 | 0 | 0 | 0 | 0.090451 | 0.023115 | 0.15677 | -0.057038 | 0.32317 | 0.02959 | 0.10251 | 0.17376 | 0.042354 | 0.0085515 | 0.037256 | 0.052039 | 0.080348 | 0.038863 | 0.045473 | 0.049161 | 0.047946 | 0.036405 | 0.059456 | 0.076268 | 0.089675 | 0.070393 | 0.039743 | 0.072284
| 20 | 15335512.7663 | 0 | 12913617.9381 | 0 |  | 611256.6875 | 655527.625 | 666599.5625 | 773629.125 | 761984 | 1061091.125 | 1088855.5 | 1196017.5 | 1404208.2679 | 1456901.009 | 1471618.4394 | 1533363.8022 | 1608325.8717 | 1748657.2345 | 1814857.2995 | 1900266.8575 | 1995556.8502 | 2084713.8418 | 2166507.2057 | 2296844.5455 | 2477179.7571 | 2691132.6205 | 2886642.434 | 3003050 | 0 | 0 | 0 | 0 | 0 | 0 | 0 | 0 | 0 | 0 | 0 | 0 | 0 | 0 | 0 | 0 | 0 | 0 | 0 | 0 | 0 | 0 | 0 | 0 | 0.069923 | 0.016749 | 0.1489 | -0.015167 | 0.33113 | 0.025829 | 0.09387 | 0.16048 | 0.036838 | 0.010051 | 0.041101 | 0.04773 | 0.083654 | 0.037159 | 0.045987 | 0.048929 | 0.043708 | 0.038485 | 0.05842 | 0.075584 | 0.082841 | 0.070132 | 0.039534 | 0.06956
| 21 | 15487419.1338 | 0 | 13034122.8724 | 0 |  | 600902.4375 | 655335.6875 | 666232 | 780698.4375 | 770236.5 | 1058810.125 | 1099688.875 | 1201201.25 | 1414931.6429 | 1474996.884 | 1496297.1894 | 1554487.6772 | 1632692.1217 | 1765747.8595 | 1847471.4245 | 1929254.3575 | 2025187.6002 | 2121459.0918 | 2200568.7057 | 2321855.0455 | 2505903.2571 | 2722100.3705 | 2924066.684 | 3050635.5 | 0 | 0 | 0 | 0 | 0 | 0 | 0 | 0 | 0 | 0 | 0 | 0 | 0 | 0 | 0 | 0 | 0 | 0 | 0 | 0 | 0 | 0 | 0 | 0 | 0.086715 | 0.01649 | 0.15855 | -0.013491 | 0.3182 | 0.037882 | 0.088295 | 0.16376 | 0.041575 | 0.014338 | 0.038153 | 0.049084 | 0.078344 | 0.045244 | 0.043316 | 0.048529 | 0.046442 | 0.036612 | 0.053651 | 0.076283 | 0.082755 | 0.071572 | 0.042375 | 0.067361
| 22 | 15142884.6228 | 0 | 12727312.017 | 0 |  | 598121.1875 | 646012.8125 | 657906.625 | 770661 | 748081.4375 | 1026757.5 | 1056217.75 | 1167354.75 | 1377769.1429 | 1439397.009 | 1450143.4394 | 1509185.6772 | 1584588.2467 | 1729691.4845 | 1808493.1745 | 1886152.9825 | 1980962.1002 | 2073315.5918 | 2151000.9557 | 2276307.0455 | 2466145.2571 | 2688259.6205 | 2877830.184 | 2997416.75 | 0 | 0 | 0 | 0 | 0 | 0 | 0 | 0 | 0 | 0 | 0 | 0 | 0 | 0 | 0 | 0 | 0 | 0 | 0 | 0 | 0 | 0 | 0 | 0 | 0.077026 | 0.018244 | 0.15819 | -0.029737 | 0.31665 | 0.028289 | 0.10005 | 0.16573 | 0.043759 | 0.0074382 | 0.039908 | 0.048754 | 0.087618 | 0.044551 | 0.042045 | 0.049043 | 0.045566 | 0.036784 | 0.056621 | 0.080102 | 0.086238 | 0.068143 | 0.040714 | 0.068867
| 23 | 14996590.5601 | 0 | 12594484.7467 | 0 |  | 584707.875 | 644106 | 657197.0625 | 767948.0625 | 725553.5625 | 1003194.375 | 1036391.625 | 1150656 | 1368300.2679 | 1427356.009 | 1440081.8144 | 1497126.9272 | 1575659.3717 | 1715111.2345 | 1785993.5495 | 1866398.6075 | 1963645.3502 | 2060188.8418 | 2138279.9557 | 2263520.0455 | 2451241.5071 | 2680105.6205 | 2858297.434 | 2978033.25 | 0 | 0 | 0 | 0 | 0 | 0 | 0 | 0 | 0 | 0 | 0 | 0 | 0 | 0 | 0 | 0 | 0 | 0 | 0 | 0 | 0 | 0 | 0 | 0 | 0.096751 | 0.020121 | 0.15574 | -0.056787 | 0.32401 | 0.032556 | 0.10459 | 0.17324 | 0.042254 | 0.0088761 | 0.038848 | 0.051126 | 0.084804 | 0.040497 | 0.044036 | 0.050792 | 0.047995 | 0.037204 | 0.056919 | 0.079673 | 0.089262 | 0.06437 | 0.041037 | 0.072433
| 24 | 15500514.3671 | 0 | 13048604.7814 | 0 |  | 615504 | 663350 | 674454.125 | 787856.1875 | 785135.875 | 1076174 | 1112525.5 | 1207562.25 | 1417348.8929 | 1481702.759 | 1491701.5644 | 1550072.1772 | 1624140.9967 | 1757081.2345 | 1825637.7995 | 1884762.2325 | 2008746.1002 | 2102207.7168 | 2180804.2057 | 2297175.2955 | 2499264.2571 | 2716436.1205 | 2927682.684 | 3054388.5 | 0 | 0 | 0 | 0 | 0 | 0 | 0 | 0 | 0 | 0 | 0 | 0 | 0 | 0 | 0 | 0 | 0 | 0 | 0 | 0 | 0 | 0 | 0 | 0 | 0.074861 | 0.016601 | 0.15541 | -0.0034588 | 0.31531 | 0.03322 | 0.081971 | 0.16018 | 0.044404 | 0.0067255 | 0.038384 | 0.046678 | 0.078675 | 0.038275 | 0.031872 | 0.063709 | 0.045477 | 0.036706 | 0.051987 | 0.084316 | 0.083324 | 0.07489 | 0.042368 | 0.066521
| 25 | 15225320.1871 | 0 | 12804009.954 | 0 |  | 598952.625 | 657834.9375 | 669620.5625 | 785121 | 743598.8125 | 1026031.5625 | 1061102.25 | 1174599 | 1392081.0179 | 1453597.134 | 1463651.5644 | 1520718.3022 | 1595513.2467 | 1733419.9845 | 1805508.4245 | 1888329.4825 | 1984470.1002 | 2079311.3418 | 2161933.4557 | 2288521.7955 | 2466282.0071 | 2695278.3705 | 2885670.934 | 3009739 | 0 | 0 | 0 | 0 | 0 | 0 | 0 | 0 | 0 | 0 | 0 | 0 | 0 | 0 | 0 | 0 | 0 | 0 | 0 | 0 | 0 | 0 | 0 | 0 | 0.093772 | 0.017757 | 0.15913 | -0.054336 | 0.32195 | 0.03361 | 0.10162 | 0.16987 | 0.043242 | 0.0068931 | 0.038248 | 0.048013 | 0.082901 | 0.040746 | 0.04485 | 0.049659 | 0.046685 | 0.038966 | 0.056903 | 0.074806 | 0.08879 | 0.068256 | 0.042096 | 0.071849
| 26 | 15161848.4467 | 0 | 12746870.7597 | 0 |  | 593455.875 | 650733.375 | 664344.625 | 781165.125 | 744321.3125 | 1023755.75 | 1054041.375 | 1165158.375 | 1382016.8929 | 1444354.134 | 1454876.1894 | 1510700.9272 | 1593072.3717 | 1728312.4845 | 1803412.4245 | 1888490.8575 | 1985584.7252 | 2074626.0918 | 2151772.2057 | 2284190.2955 | 2463295.2571 | 2687224.3705 | 2877541.434 | 2999401.25 | 0 | 0 | 0 | 0 | 0 | 0 | 0 | 0 | 0 | 0 | 0 | 0 | 0 | 0 | 0 | 0 | 0 | 0 | 0 | 0 | 0 | 0 | 0 | 0 | 0.092137 | 0.020701 | 0.16199 | -0.048314 | 0.31876 | 0.029154 | 0.10023 | 0.17069 | 0.044118 | 0.0072585 | 0.037653 | 0.053091 | 0.081481 | 0.042535 | 0.046097 | 0.050135 | 0.043867 | 0.036511 | 0.05972 | 0.075488 | 0.087009 | 0.068427 | 0.041476 | 0.070972
| 27 | 15372357.8264 | 0 | 12934264.0541 | 0 |  | 614063.3125 | 663015.25 | 677501.6875 | 785197.1875 | 762137.125 | 1044809.1875 | 1078362.125 | 1192026 | 1399595.0179 | 1462169.009 | 1473089.5644 | 1530879.0522 | 1611299.3717 | 1749922.7345 | 1821305.2995 | 1905963.7325 | 2002605.3502 | 2092911.3418 | 2172437.4557 | 2301702.0455 | 2490750.0071 | 2708321.8705 | 2908253.184 | 3025269.75 | 0 | 0 | 0 | 0 | 0 | 0 | 0 | 0 | 0 | 0 | 0 | 0 | 0 | 0 | 0 | 0 | 0 | 0 | 0 | 0 | 0 | 0 | 0 | 0 | 0.0767 | 0.021614 | 0.14752 | -0.029808 | 0.31546 | 0.031609 | 0.10021 | 0.16053 | 0.043738 | 0.007441 | 0.03848 | 0.051199 | 0.082531 | 0.039982 | 0.045434 | 0.049461 | 0.044107 | 0.037294 | 0.057799 | 0.078935 | 0.083745 | 0.071223 | 0.039448 | 0.067524
| 28 | 15351214.3889 | 0 | 12925905.725 | 0 |  | 599018 | 646590.25 | 659071.25 | 763772.375 | 774501.625 | 1068688.75 | 1106847.625 | 1212822.375 | 1414188.5179 | 1470307.259 | 1479887.1894 | 1532184.9272 | 1608781.2467 | 1747520.7345 | 1814689.6745 | 1896580.4825 | 1994924.1002 | 2083051.0918 | 2165996.9557 | 2284894.0455 | 2469031.5071 | 2686340.3705 | 2906548.684 | 3014413.5 | 0 | 0 | 0 | 0 | 0 | 0 | 0 | 0 | 0 | 0 | 0 | 0 | 0 | 0 | 0 | 0 | 0 | 0 | 0 | 0 | 0 | 0 | 0 | 0 | 0.076421 | 0.019119 | 0.14744 | 0.01395 | 0.32197 | 0.035084 | 0.091434 | 0.15361 | 0.038916 | 0.0064945 | 0.034729 | 0.048782 | 0.082721 | 0.037716 | 0.044138 | 0.050553 | 0.043228 | 0.039047 | 0.053439 | 0.077506 | 0.084354 | 0.078787 | 0.036439 | 0.066155
| 29 | 15466232.6939 | 0 | 13023379.2684 | 0 |  | 613395.8125 | 666297.5 | 679921.4375 | 786589.75 | 777938.5 | 1069260.75 | 1103160.375 | 1207783.375 | 1421867.1429 | 1478313.259 | 1488725.6894 | 1543777.8022 | 1617281.9967 | 1755433.2345 | 1819925.1745 | 1898528.6075 | 1996398.1002 | 2098109.4668 | 2167320.4557 | 2294913.5455 | 2483600.2571 | 2708576.6205 | 2924317.184 | 3040526.75 | 0 | 0 | 0 | 0 | 0 | 0 | 0 | 0 | 0 | 0 | 0 | 0 | 0 | 0 | 0 | 0 | 0 | 0 | 0 | 0 | 0 | 0 | 0 | 0 | 0.082726 | 0.020241 | 0.14573 | -0.011059 | 0.31808 | 0.031212 | 0.090608 | 0.16318 | 0.038931 | 0.0070188 | 0.036312 | 0.046514 | 0.081969 | 0.03608 | 0.042284 | 0.050265 | 0.049692 | 0.032455 | 0.057204 | 0.079014 | 0.086714 | 0.076638 | 0.03897 | 0.067257
| 30 | 16138694.9788 | 16138694.9788 | 13595217.7194 | 13595217.7194 |  | 636787.1875 | 672280.125 | 681796.9375 | 793680.9375 | 822005.0625 | 1140105.125 | 1184394.125 | 1277240.375 | 1473528.1429 | 1525809.634 | 1550889.1894 | 1615449.8022 | 1694152.8717 | 1838548.1095 | 1912875.7995 | 1998398.9825 | 2100358.1002 | 2194463.0918 | 2288838.9557 | 2395788.2955 | 2600610.2571 | 2832482.6205 | 3043167.934 | 3135367.5 | 636787.1875 | 0 | 0 | 0 | 822005.0625 | 1140105.125 | 1184394.125 | 1277240.375 | 1473528.1429 | 1525809.634 | 1550889.1894 | 1615449.8022 | 1694152.8717 | 1838548.1095 | 1912875.7995 | 1998398.9825 | 2100358.1002 | 2194463.0918 | 2288838.9557 | 2395788.2955 | 2600610.2571 | 2832482.6205 | 3043167.934 | 3135367.5 | 0.05424 | 0.014057 | 0.15195 | 0.035065 | 0.32713 | 0.038111 | 0.07547 | 0.14296 | 0.034866 | 0.016303 | 0.040785 | 0.047569 | 0.081793 | 0.039632 | 0.043739 | 0.049762 | 0.04383 | 0.042107 | 0.045668 | 0.082034 | 0.085407 | 0.071745 | 0.029847 | 0.065877
| 31 | 15021476.2267 | 0 | 12620483.0668 | 0 |  | 593756.5 | 648178.3125 | 663497.0625 | 774957.3125 | 726918.5 | 1002034.4375 | 1030851.8125 | 1146943.5 | 1370444.6429 | 1430339.259 | 1442195.8144 | 1497298.5522 | 1576426.9967 | 1714578.2345 | 1788215.0495 | 1872531.4825 | 1964627.6002 | 2060513.0918 | 2139340.4557 | 2268971.7955 | 2445635.0071 | 2671955.1205 | 2864969.184 | 2981479.25 | 0 | 0 | 0 | 0 | 0 | 0 | 0 | 0 | 0 | 0 | 0 | 0 | 0 | 0 | 0 | 0 | 0 | 0 | 0 | 0 | 0 | 0 | 0 | 0 | 0.087697 | 0.023359 | 0.15528 | -0.063994 | 0.32097 | 0.028353 | 0.10672 | 0.17803 | 0.042776 | 0.0082552 | 0.037496 | 0.051498 | 0.084006 | 0.042051 | 0.046073 | 0.048011 | 0.047652 | 0.037543 | 0.058829 | 0.074978 | 0.088506 | 0.069747 | 0.039862 | 0.072737
| 32 | 15119109.3886 | 0 | 12700307.735 | 0 |  | 590253.6875 | 646203.3125 | 660499.5625 | 774474.25 | 739036.1875 | 1025866.9375 | 1057677.25 | 1164359 | 1378831.7679 | 1438159.009 | 1450043.4394 | 1507861.5522 | 1587417.3717 | 1725756.3595 | 1795078.9245 | 1877700.8575 | 1969371.2252 | 2073366.5918 | 2141421.2057 | 2269299.2955 | 2460291.2571 | 2686567.3705 | 2887791.434 | 3012132 | 0 | 0 | 0 | 0 | 0 | 0 | 0 | 0 | 0 | 0 | 0 | 0 | 0 | 0 | 0 | 0 | 0 | 0 | 0 | 0 | 0 | 0 | 0 | 0 | 0.090562 | 0.021882 | 0.15919 | -0.046838 | 0.32795 | 0.030537 | 0.096095 | 0.16907 | 0.042127 | 0.0082297 | 0.039099 | 0.051416 | 0.083557 | 0.039384 | 0.044999 | 0.047666 | 0.051459 | 0.032296 | 0.058001 | 0.080809 | 0.087985 | 0.072228 | 0.042156 | 0.072043
| 33 | 15415781.5 | 0 | 12956424.1791 | 0 |  | 593158.9375 | 646670.625 | 663077 | 778370.1875 | 763698.5625 | 1056290.25 | 1089447.375 | 1193880 | 1408906.1429 | 1462095.884 | 1480417.9394 | 1543114.3022 | 1626142.2467 | 1755685.4845 | 1830304.4245 | 1921313.3575 | 2012869.1002 | 2121744.4668 | 2199529.7057 | 2324528.0455 | 2511855.7571 | 2727092.3705 | 2930072.934 | 3061750.25 | 0 | 0 | 0 | 0 | 0 | 0 | 0 | 0 | 0 | 0 | 0 | 0 | 0 | 0 | 0 | 0 | 0 | 0 | 0 | 0 | 0 | 0 | 0 | 0 | 0.086375 | 0.025054 | 0.16031 | -0.019029 | 0.32435 | 0.030908 | 0.091538 | 0.16561 | 0.037057 | 0.012453 | 0.041478 | 0.052408 | 0.076649 | 0.041623 | 0.048527 | 0.046552 | 0.052677 | 0.036005 | 0.055273 | 0.077505 | 0.082214 | 0.071791 | 0.043959 | 0.068785
| 34 | 15740131.1059 | 0 | 13272782.1728 | 0 |  | 634743.125 | 676032.3125 | 689792.5625 | 794588.4375 | 803012.625 | 1100003 | 1144171.625 | 1248331.25 | 1446349.8929 | 1501452.259 | 1516719.0644 | 1569106.6772 | 1637843.8717 | 1774250.6095 | 1845767.6745 | 1929373.1075 | 2026566.8502 | 2125899.9668 | 2199182.7057 | 2321164.0455 | 2507086.5071 | 2719983.6205 | 2965232.434 | 3078376.5 | 634743.125 | 0 | 689792.5625 | 0 | 0 | 0 | 0 | 0 | 0 | 0 | 0 | 0 | 0 | 0 | 0 | 0 | 0 | 0 | 0 | 0 | 0 | 0 | 0 | 0 | 0.06302 | 0.02015 | 0.14143 | 0.010546 | 0.3147 | 0.039368 | 0.087127 | 0.14724 | 0.03739 | 0.010117 | 0.033957 | 0.042874 | 0.079997 | 0.039517 | 0.0443 | 0.049148 | 0.047852 | 0.033891 | 0.053983 | 0.077053 | 0.081505 | 0.08633 | 0.037447 | 0.064163
| 35 | 15190258.2956 | 0 | 12779457.89 | 0 |  | 596371.875 | 650843.375 | 664510.5 | 773939.3125 | 747434 | 1034949.875 | 1068819.375 | 1179179.125 | 1386237.2679 | 1448209.384 | 1460768.9394 | 1518218.9272 | 1590391.2467 | 1733859.2345 | 1800492.9245 | 1887044.1075 | 1980716.7252 | 2077339.9668 | 2156520.7057 | 2274814.7955 | 2458213.7571 | 2684315.3705 | 2877206.184 | 2988261.75 | 0 | 0 | 0 | 0 | 0 | 0 | 0 | 0 | 0 | 0 | 0 | 0 | 0 | 0 | 0 | 0 | 0 | 0 | 0 | 0 | 0 | 0 | 0 | 0 | 0.087405 | 0.020782 | 0.15244 | -0.034847 | 0.32546 | 0.032202 | 0.098264 | 0.16177 | 0.043735 | 0.0086351 | 0.038575 | 0.046442 | 0.08637 | 0.037711 | 0.046951 | 0.048447 | 0.047629 | 0.037408 | 0.053403 | 0.077536 | 0.087991 | 0.069394 | 0.037872 | 0.070059
| 36 | 15911386.8527 | 15911386.8527 | 13410063.5472 | 0 |  | 632117.6875 | 671360.5 | 684447.9375 | 796186.4375 | 800850.5 | 1105962.875 | 1139570.125 | 1250836 | 1458794.5179 | 1510234.509 | 1531657.8144 | 1591025.9272 | 1672987.2467 | 1817029.3595 | 1890728.0495 | 1971361.6075 | 2074169.4752 | 2168553.3418 | 2251685.4557 | 2372840.2955 | 2549048.0071 | 2769756.8705 | 2989055.934 | 3115752.25 | 0 | 0 | 0 | 0 | 0 | 0 | 0 | 0 | 0 | 0 | 0 | 0 | 1672987.2467 | 1817029.3595 | 1890728.0495 | 1971361.6075 | 2074169.4752 | 2168553.3418 | 2251685.4557 | 0 | 0 | 0 | 2989055.934 | 3115752.25 | 0.060231 | 0.019306 | 0.15122 | 0.0058409 | 0.3228 | 0.029935 | 0.093161 | 0.1538 | 0.034655 | 0.014086 | 0.038028 | 0.050232 | 0.082592 | 0.039759 | 0.041763 | 0.050836 | 0.044499 | 0.037619 | 0.052409 | 0.071632 | 0.08304 | 0.076198 | 0.041513 | 0.066571
| 37 | 15143161.3032 | 0 | 12731868.1273 | 0 |  | 595976.625 | 649407.375 | 663972.5 | 771926.8125 | 741656.75 | 1027984.125 | 1061013.75 | 1171958.625 | 1378787.6429 | 1437493.134 | 1457299.4394 | 1510513.3022 | 1585816.3717 | 1726388.9845 | 1798166.0495 | 1883234.8575 | 1976531.1002 | 2073147.0918 | 2148792.9557 | 2275441.0455 | 2461013.0071 | 2687498.6205 | 2873091.684 | 2988077 | 0 | 0 | 0 | 0 | 0 | 0 | 0 | 0 | 0 | 0 | 0 | 0 | 0 | 0 | 0 | 0 | 0 | 0 | 0 | 0 | 0 | 0 | 0 | 0 | 0.085859 | 0.022181 | 0.15065 | -0.040003 | 0.32647 | 0.031625 | 0.099452 | 0.16253 | 0.041696 | 0.013684 | 0.035865 | 0.04865 | 0.084933 | 0.040735 | 0.046224 | 0.048352 | 0.047724 | 0.035838 | 0.057268 | 0.078399 | 0.088038 | 0.066778 | 0.039241 | 0.070293
| 38 | 15414243.2709 | 0 | 12967999.8983 | 0 |  | 605917.1875 | 658736.5625 | 676546.875 | 784952.75 | 756349.375 | 1049209.75 | 1087193.5 | 1195724.125 | 1406940.2679 | 1470570.134 | 1480769.9394 | 1541774.1772 | 1613932.7467 | 1757283.3595 | 1827840.9245 | 1914386.9825 | 2011668.4752 | 2104378.5918 | 2187229.9557 | 2313901.0455 | 2495491.2571 | 2723196.3705 | 2912713.434 | 3038735.5 | 0 | 0 | 0 | 0 | 0 | 0 | 0 | 0 | 0 | 0 | 0 | 0 | 0 | 0 | 0 | 0 | 0 | 0 | 0 | 0 | 0 | 0 | 0 | 0 | 0.08358 | 0.026678 | 0.14862 | -0.03712 | 0.32729 | 0.035562 | 0.095152 | 0.16267 | 0.044233 | 0.006912 | 0.040372 | 0.04574 | 0.085095 | 0.039366 | 0.046262 | 0.049567 | 0.045056 | 0.038616 | 0.056299 | 0.075551 | 0.087321 | 0.067279 | 0.042356 | 0.069894
| 39 | 14937924.0876 | 0 | 12542763.3108 | 0 |  | 583787.3125 | 643640.3125 | 660120.625 | 766126.6875 | 721201.5 | 998218.4375 | 1027332.625 | 1142342.75 | 1363398.6429 | 1425048.509 | 1433227.4394 | 1488283.0522 | 1567176.7467 | 1711072.9845 | 1776349.7995 | 1860148.7325 | 1953373.6002 | 2048456.3418 | 2124665.2057 | 2255121.2955 | 2440341.5071 | 2668217.1205 | 2852856.434 | 2975807.25 | 0 | 0 | 0 | 0 | 0 | 0 | 0 | 0 | 0 | 0 | 0 | 0 | 0 | 0 | 0 | 0 | 0 | 0 | 0 | 0 | 0 | 0 | 0 | 0 | 0.097603 | 0.025283 | 0.14892 | -0.060429 | 0.32505 | 0.028749 | 0.10612 | 0.1769 | 0.044225 | 0.005723 | 0.037694 | 0.051653 | 0.087845 | 0.03744 | 0.046096 | 0.048901 | 0.047529 | 0.036528 | 0.05959 | 0.078934 | 0.089273 | 0.06691 | 0.042195 | 0.07293
| 40 | 15206405.1084 | 0 | 12780837.0903 | 0 |  | 590910.375 | 643388.875 | 659596.625 | 776550.3125 | 742603.8125 | 1030796.625 | 1064467.625 | 1172427.75 | 1389052.2679 | 1451531.009 | 1463520.6894 | 1523467.4272 | 1600486.6217 | 1742529.7345 | 1809438.7995 | 1894189.1075 | 1989088.9752 | 2082196.3418 | 2156890.4557 | 2288432.5455 | 2471376.0071 | 2698133.3705 | 2893658.184 | 3013145.25 | 0 | 0 | 0 | 0 | 0 | 0 | 0 | 0 | 0 | 0 | 0 | 0 | 0 | 0 | 0 | 0 | 0 | 0 | 0 | 0 | 0 | 0 | 0 | 0 | 0.085085 | 0.024879 | 0.16323 | -0.044699 | 0.32792 | 0.032143 | 0.096602 | 0.16955 | 0.043997 | 0.0082261 | 0.040144 | 0.049319 | 0.08503 | 0.037679 | 0.045774 | 0.048886 | 0.045747 | 0.035244 | 0.0592 | 0.076908 | 0.087785 | 0.069961 | 0.040463 | 0.071964
| 41 | 15704839.6689 | 0 | 13246604.4868 | 0 |  | 620701.5 | 663594.75 | 673196.375 | 778383.625 | 796676.5625 | 1102482.875 | 1145090.375 | 1254142.125 | 1445747.8929 | 1506537.884 | 1520472.8144 | 1573488.0522 | 1643907.1217 | 1781271.4845 | 1861314.0495 | 1927448.1075 | 2032458.9752 | 2126531.0918 | 2205239.4557 | 2331348.7955 | 2504919.7571 | 2725970.1205 | 2934806.434 | 3060807 | 0 | 0 | 0 | 0 | 0 | 0 | 0 | 0 | 0 | 0 | 0 | 0 | 0 | 0 | 0 | 0 | 0 | 0 | 0 | 0 | 0 | 0 | 0 | 0 | 0.066821 | 0.014365 | 0.14518 | 0.023229 | 0.32487 | 0.037919 | 0.090968 | 0.14217 | 0.041187 | 0.0092071 | 0.034273 | 0.043781 | 0.080252 | 0.043955 | 0.034914 | 0.053049 | 0.045246 | 0.036344 | 0.055611 | 0.07181 | 0.084568 | 0.073817 | 0.042037 | 0.065481
| 42 | 15676443.5198 | 0 | 13207257.0874 | 0 |  | 624918.75 | 669719.0625 | 679553.875 | 787037.4375 | 787390.3125 | 1090165.625 | 1128017.875 | 1231499.25 | 1429849.8929 | 1489357.884 | 1513509.8144 | 1566303.0522 | 1639629.9967 | 1776999.4845 | 1858904.5495 | 1948096.6075 | 2038038.8502 | 2126316.0918 | 2199306.4557 | 2329223.0455 | 2512719.7571 | 2739743.8705 | 2954367.434 | 3069750.75 | 0 | 0 | 0 | 0 | 0 | 0 | 0 | 0 | 0 | 0 | 0 | 0 | 0 | 0 | 0 | 0 | 0 | 0 | 0 | 0 | 0 | 0 | 0 | 0 | 0.069237 | 0.014578 | 0.14684 | 0.00044826 | 0.32536 | 0.034132 | 0.08777 | 0.14934 | 0.040776 | 0.016086 | 0.034287 | 0.045753 | 0.080456 | 0.045061 | 0.046865 | 0.045135 | 0.042403 | 0.033751 | 0.057393 | 0.075831 | 0.086499 | 0.07542 | 0.038312 | 0.066738
| 43 | 15372618.4927 | 0 | 12915213.0276 | 0 |  | 595440.8125 | 652476.4375 | 664720.6875 | 775354 | 751025.0625 | 1038664.8125 | 1075171.75 | 1189596.875 | 1405454.7679 | 1464087.259 | 1478403.9394 | 1536105.5522 | 1618043.2467 | 1760232.7345 | 1832849.9245 | 1911830.4825 | 2005504.1002 | 2102093.0918 | 2192527.9557 | 2338943.5455 | 2520639.0071 | 2741852.6205 | 2917637.934 | 3037577.5 | 0 | 0 | 0 | 0 | 0 | 0 | 0 | 0 | 0 | 0 | 0 | 0 | 0 | 0 | 0 | 0 | 0 | 0 | 0 | 0 | 0 | 0 | 0 | 0 | 0.091473 | 0.018592 | 0.15395 | -0.031881 | 0.32425 | 0.034544 | 0.10113 | 0.16675 | 0.040871 | 0.0097311 | 0.038287 | 0.051967 | 0.084228 | 0.040426 | 0.042189 | 0.047834 | 0.047038 | 0.042122 | 0.064644 | 0.074813 | 0.084121 | 0.062141 | 0.040286 | 0.06987
| 44 | 15221239.8853 | 0 | 12796234.5838 | 0 |  | 596902.75 | 653290.1875 | 664599.25 | 776643.75 | 750202.125 | 1037874.625 | 1074613 | 1180246.75 | 1396782.2679 | 1460212.134 | 1464365.4394 | 1515965.6772 | 1593339.9967 | 1728851.2345 | 1796573.1745 | 1875673.3575 | 1970079.9752 | 2067290.8418 | 2154842.4557 | 2290646.0455 | 2471914.0071 | 2700107.1205 | 2887902.684 | 3013549.75 | 0 | 0 | 0 | 0 | 0 | 0 | 0 | 0 | 0 | 0 | 0 | 0 | 0 | 0 | 0 | 0 | 0 | 0 | 0 | 0 | 0 | 0 | 0 | 0 | 0.090267 | 0.017163 | 0.1558 | -0.034639 | 0.32459 | 0.034786 | 0.093763 | 0.16845 | 0.044411 | 0.0028403 | 0.034631 | 0.04978 | 0.081625 | 0.038424 | 0.043087 | 0.049106 | 0.048165 | 0.041479 | 0.061116 | 0.076159 | 0.088299 | 0.067239 | 0.042588 | 0.07053
| 45 | 15062410.926 | 0 | 12655320.4811 | 0 |  | 596377.5 | 657786 | 671619.25 | 785903.4375 | 729469.125 | 1008593.8125 | 1036310.1875 | 1145674.5 | 1365793.7679 | 1431744.134 | 1444167.3144 | 1495124.8022 | 1577222.1217 | 1715033.1095 | 1783334.0495 | 1866508.8575 | 1960236.3502 | 2062681.2168 | 2147959.4557 | 2283027.0455 | 2448554.0071 | 2692017.1205 | 2866790.934 | 2983721.75 | 0 | 0 | 0 | 0 | 0 | 0 | 0 | 0 | 0 | 0 | 0 | 0 | 0 | 0 | 0 | 0 | 0 | 0 | 0 | 0 | 0 | 0 | 0 | 0 | 0.098006 | 0.020812 | 0.15714 | -0.074517 | 0.324 | 0.027109 | 0.10033 | 0.17574 | 0.047158 | 0.0086395 | 0.034677 | 0.053455 | 0.083767 | 0.039052 | 0.045585 | 0.048995 | 0.050942 | 0.040512 | 0.060984 | 0.069995 | 0.094793 | 0.062902 | 0.039978 | 0.074165
| 46 | 15438622.409 | 0 | 12961373.1991 | 0 |  | 590492.6875 | 645799.6875 | 660028.875 | 774054.0625 | 755187.625 | 1049442.875 | 1088601.125 | 1201895.25 | 1420979.0179 | 1481573.134 | 1486843.5644 | 1540717.6772 | 1617926.3717 | 1769629.6095 | 1829849.0495 | 1905092.4825 | 2010159.9752 | 2116758.0918 | 2208615.2057 | 2345610.2955 | 2528354.2571 | 2759394.3705 | 2955163.434 | 3067900.25 | 0 | 0 | 0 | 0 | 0 | 0 | 0 | 0 | 0 | 0 | 0 | 0 | 0 | 0 | 0 | 0 | 0 | 0 | 0 | 0 | 0 | 0 | 0 | 0 | 0.089532 | 0.021794 | 0.15936 | -0.024675 | 0.32905 | 0.036634 | 0.099006 | 0.16745 | 0.041758 | 0.003551 | 0.035593 | 0.048897 | 0.089625 | 0.033463 | 0.040297 | 0.053684 | 0.051671 | 0.04248 | 0.06018 | 0.075023 | 0.087443 | 0.068543 | 0.037439 | 0.070852
| 47 | 15653867.4728 | 0 | 13173151.786 | 0 |  | 617102.875 | 661621.75 | 673884.4375 | 785792.25 | 784621.5625 | 1078988 | 1120693.25 | 1225311.5 | 1430877.6429 | 1492293.009 | 1505780.8144 | 1561122.0522 | 1644793.4967 | 1779278.6095 | 1850765.6745 | 1936292.1075 | 2029835.1002 | 2128479.2168 | 2221053.4557 | 2357216.5455 | 2530839.2571 | 2766630.6205 | 2956156.934 | 3072981 | 0 | 0 | 0 | 0 | 0 | 0 | 0 | 0 | 0 | 0 | 0 | 0 | 0 | 0 | 0 | 0 | 0 | 0 | 0 | 0 | 0 | 0 | 0 | 0 | 0.069658 | 0.018365 | 0.15363 | -0.0014909 | 0.31858 | 0.037924 | 0.089248 | 0.15509 | 0.042026 | 0.0089977 | 0.036093 | 0.05221 | 0.078593 | 0.039391 | 0.045175 | 0.04718 | 0.047453 | 0.042574 | 0.0595 | 0.071069 | 0.089079 | 0.06626 | 0.038758 | 0.066073
| 48 | 15114685.8623 | 0 | 12688981.6224 | 0 |  | 580408.375 | 641197.25 | 653697.8125 | 764773.1875 | 727847.75 | 1009592.8125 | 1044669.4375 | 1161079.875 | 1383175.0179 | 1444044.884 | 1452404.5644 | 1513950.5522 | 1593687.1217 | 1734488.1095 | 1803651.6745 | 1885888.3575 | 1982663.2252 | 2091550.5918 | 2165190.4557 | 2295205.5455 | 2477923.2571 | 2701588.8705 | 2887365.934 | 3008594.5 | 0 | 0 | 0 | 0 | 0 | 0 | 0 | 0 | 0 | 0 | 0 | 0 | 0 | 0 | 0 | 0 | 0 | 0 | 0 | 0 | 0 | 0 | 0 | 0 | 0.099605 | 0.019308 | 0.15693 | -0.049487 | 0.32721 | 0.034153 | 0.10565 | 0.17503 | 0.043067 | 0.0057724 | 0.041502 | 0.051328 | 0.084662 | 0.039101 | 0.044586 | 0.050042 | 0.053465 | 0.034603 | 0.058314 | 0.076598 | 0.086419 | 0.066505 | 0.041128 | 0.072619
| 49 | 15559118.0218 | 0 | 13101425.4926 | 0 |  | 626014.0625 | 675357.375 | 686093.9375 | 799520.625 | 765006.625 | 1058536.25 | 1094822.25 | 1209638.25 | 1417442.7679 | 1476131.509 | 1492629.6894 | 1556007.0522 | 1635519.7467 | 1770077.3595 | 1846975.0495 | 1926935.7325 | 2016394.2252 | 2109838.8418 | 2194393.4557 | 2333237.2955 | 2512947.2571 | 2733113.8705 | 2929747.184 | 3045484.75 | 0 | 0 | 0 | 0 | 0 | 0 | 0 | 0 | 0 | 0 | 0 | 0 | 0 | 0 | 0 | 0 | 0 | 0 | 0 | 0 | 0 | 0 | 0 | 0 | 0.075869 | 0.015773 | 0.153 | -0.044128 | 0.32476 | 0.033705 | 0.099729 | 0.15853 | 0.04057 | 0.011115 | 0.041584 | 0.049838 | 0.079063 | 0.042526 | 0.042382 | 0.04538 | 0.045301 | 0.039294 | 0.061351 | 0.0742 | 0.083985 | 0.069475 | 0.038744 | 0.070184
| 50 | 15517937.114 | 0 | 13051638.5385 | 0 |  | 609947.5625 | 662313.6875 | 677845.1875 | 785123.8125 | 766303.5 | 1058908.375 | 1090475.125 | 1202592 | 1413222.0179 | 1474656.884 | 1491560.8144 | 1549555.0522 | 1630542.3717 | 1773259.2345 | 1848441.2995 | 1925020.3575 | 2018141.6002 | 2118177.9668 | 2205155.7057 | 2338536.0455 | 2517693.0071 | 2743209.6205 | 2941289.184 | 3059137.5 | 0 | 0 | 0 | 0 | 0 | 0 | 0 | 0 | 0 | 0 | 0 | 0 | 0 | 0 | 0 | 0 | 0 | 0 | 0 | 0 | 0 | 0 | 0 | 0 | 0.082366 | 0.02318 | 0.14692 | -0.024263 | 0.32342 | 0.029375 | 0.097866 | 0.16139 | 0.042553 | 0.011398 | 0.038145 | 0.050945 | 0.083907 | 0.041524 | 0.040594 | 0.047241 | 0.048379 | 0.040242 | 0.058727 | 0.073818 | 0.085786 | 0.069719 | 0.039285 | 0.068353
| 51 | 13526869.7693 | 0 | 11241770.7646 | 0 |  | 432678.5938 | 541103.9375 | 563050.25 | 596919.8125 | 685670.875 | 917979.75 | 928241.9375 | 1043896.5 | 1203218.8929 | 1247083.134 | 1294325.0644 | 1338139.5522 | 1393651.2467 | 1574389.4845 | 1634903.1745 | 1725243.2325 | 1841754.1002 | 1933012.0918 | 2008384.5807 | 2150385.5455 | 2326767.0071 | 2565072.6205 | 2714451.184 | 2826370.75 | 0 | 0 | 0 | 0 | 0 | 0 | 0 | 0 | 0 | 0 | 0 | 0 | 0 | 0 | 0 | 0 | 0 | 0 | 0 | 0 | 0 | 0 | 0 | 0 | 0.22362 | 0.039757 | 0.058414 | 0.13861 | 0.29178 | 0.011117 | 0.11742 | 0.14204 | 0.035807 | 0.037182 | 0.033291 | 0.040647 | 0.12194 | 0.037716 | 0.053784 | 0.06535 | 0.048361 | 0.038251 | 0.068316 | 0.078833 | 0.097507 | 0.056603 | 0.040404 | 0.066811
| 52 | 15498944.3733 | 0 | 13044431.059 | 0 |  | 611108.4375 | 660778 | 676350.8125 | 786039.4375 | 761487.4375 | 1055477 | 1097494.625 | 1213859.125 | 1422122.5179 | 1477194.384 | 1489380.6894 | 1547330.0522 | 1631547.7467 | 1770268.9845 | 1841601.7995 | 1921627.7325 | 2010099.9752 | 2108035.2168 | 2192265.2057 | 2329983.2955 | 2506039.5071 | 2730446.8705 | 2920872.434 | 3050467 | 0 | 0 | 0 | 0 | 0 | 0 | 0 | 0 | 0 | 0 | 0 | 0 | 0 | 0 | 0 | 0 | 0 | 0 | 0 | 0 | 0 | 0 | 0 | 0 | 0.078144 | 0.023294 | 0.1503 | -0.031733 | 0.32647 | 0.039037 | 0.10077 | 0.15835 | 0.037994 | 0.0082158 | 0.038171 | 0.052998 | 0.081602 | 0.039504 | 0.042537 | 0.045012 | 0.047572 | 0.039179 | 0.060926 | 0.072843 | 0.085762 | 0.067417 | 0.043412 | 0.069291
| 53 | 15043583.0581 | 0 | 12637083.49 | 0 |  | 599585 | 653451.4375 | 668287.875 | 776178.0625 | 723776.5625 | 999540.1875 | 1033738 | 1149396 | 1366047.7679 | 1429708.634 | 1440951.9394 | 1498344.4272 | 1577279.7467 | 1719088.7345 | 1790299.6745 | 1873824.1075 | 1961958.1002 | 2059138.3418 | 2142748.9557 | 2277515.0455 | 2457536.7571 | 2683980.6205 | 2863391.184 | 2982582.25 | 0 | 0 | 0 | 0 | 0 | 0 | 0 | 0 | 0 | 0 | 0 | 0 | 0 | 0 | 0 | 0 | 0 | 0 | 0 | 0 | 0 | 0 | 0 | 0 | 0.08603 | 0.022451 | 0.14966 | -0.069899 | 0.32281 | 0.033641 | 0.10606 | 0.17269 | 0.045549 | 0.0078333 | 0.039057 | 0.051341 | 0.086093 | 0.040589 | 0.045598 | 0.045962 | 0.048345 | 0.039802 | 0.060995 | 0.076075 | 0.088141 | 0.064706 | 0.040783 | 0.072704
| 54 | 15138355.5943 | 0 | 12714765.0074 | 0 |  | 583021.625 | 640973.9375 | 656341.4375 | 763108.0625 | 737962.4375 | 1023120.75 | 1054272.875 | 1168648 | 1383295.2679 | 1444428.134 | 1457129.1894 | 1510800.6772 | 1596781.8717 | 1736664.1095 | 1802661.0495 | 1883136.9825 | 1977017.8502 | 2079492.5918 | 2162258.9557 | 2296117.7955 | 2478061.7571 | 2704680.6205 | 2884520.184 | 2997282 | 0 | 0 | 0 | 0 | 0 | 0 | 0 | 0 | 0 | 0 | 0 | 0 | 0 | 0 | 0 | 0 | 0 | 0 | 0 | 0 | 0 | 0 | 0 | 0 | 0.094765 | 0.023692 | 0.15072 | -0.033507 | 0.32672 | 0.029994 | 0.103 | 0.16862 | 0.043245 | 0.0087547 | 0.036172 | 0.055351 | 0.083976 | 0.037298 | 0.043675 | 0.048651 | 0.050534 | 0.03903 | 0.060066 | 0.076257 | 0.087507 | 0.064375 | 0.038347 | 0.070495
| 55 | 15168606.747 | 0 | 12746207.8627 | 0 |  | 596645.75 | 650231.8125 | 663864.8125 | 774755.8125 | 741971.625 | 1026863.75 | 1059486.625 | 1174571.25 | 1389982.7679 | 1453123.634 | 1459415.5644 | 1510924.8022 | 1589882.8717 | 1726083.9845 | 1793062.5495 | 1876809.9825 | 1970162.2252 | 2062405.5918 | 2149895.7057 | 2286948.5455 | 2471440.5071 | 2696697.6205 | 2884640.684 | 3008388 | 0 | 0 | 0 | 0 | 0 | 0 | 0 | 0 | 0 | 0 | 0 | 0 | 0 | 0 | 0 | 0 | 0 | 0 | 0 | 0 | 0 | 0 | 0 | 0 | 0.086005 | 0.02075 | 0.15447 | -0.043237 | 0.32495 | 0.031275 | 0.10312 | 0.16839 | 0.044424 | 0.0043206 | 0.034686 | 0.050938 | 0.082195 | 0.03807 | 0.045648 | 0.048542 | 0.045757 | 0.041546 | 0.061799 | 0.077583 | 0.087227 | 0.067372 | 0.042004 | 0.071135
| 56 | 15369409.6101 | 0 | 12923327.1584 | 0 |  | 603097.8125 | 662283.5 | 673607.3125 | 783448 | 758879.625 | 1048336.8125 | 1084744.5 | 1196065.5 | 1408668.6429 | 1469795.759 | 1478404.5644 | 1528235.8022 | 1605205.6217 | 1747354.9845 | 1813620.6745 | 1894134.4825 | 1992029.8502 | 2088279.4668 | 2177453.2057 | 2307932.5455 | 2491255.7571 | 2721196.6205 | 2919948.184 | 3037658.25 | 0 | 0 | 0 | 0 | 0 | 0 | 0 | 0 | 0 | 0 | 0 | 0 | 0 | 0 | 0 | 0 | 0 | 0 | 0 | 0 | 0 | 0 | 0 | 0 | 0.093614 | 0.016954 | 0.15106 | -0.031862 | 0.32312 | 0.03414 | 0.097693 | 0.16361 | 0.042478 | 0.0058401 | 0.03315 | 0.049138 | 0.084851 | 0.037222 | 0.043437 | 0.050392 | 0.047186 | 0.041815 | 0.058196 | 0.076435 | 0.088285 | 0.070494 | 0.039521 | 0.069743
| 57 | 15190559.2752 | 0 | 12772223.2785 | 0 |  | 616085.875 | 670542.625 | 686493.4375 | 801283.75 | 728071.5625 | 1010827.875 | 1045144.125 | 1159862.375 | 1379874.0179 | 1440205.259 | 1448201.3144 | 1507806.3022 | 1587293.6217 | 1728589.4845 | 1803054.7995 | 1879567.1075 | 1971566.2252 | 2068274.4668 | 2151621.4557 | 2291522.5455 | 2474533.2571 | 2696392.3705 | 2875049.434 | 2994741.25 | 0 | 0 | 0 | 0 | 0 | 0 | 0 | 0 | 0 | 0 | 0 | 0 | 0 | 0 | 0 | 0 | 0 | 0 | 0 | 0 | 0 | 0 | 0 | 0 | 0.084701 | 0.023509 | 0.15462 | -0.095816 | 0.32813 | 0.033385 | 0.10415 | 0.17369 | 0.042793 | 0.0055367 | 0.040334 | 0.051375 | 0.085275 | 0.042177 | 0.041559 | 0.047787 | 0.047886 | 0.039507 | 0.062995 | 0.076835 | 0.085863 | 0.064155 | 0.040788 | 0.076268
| 58 | 15500940.0512 | 0 | 13037125.6304 | 0 |  | 600737.4375 | 660617.125 | 674859 | 787324.375 | 764644.1875 | 1063075.75 | 1103983.625 | 1215399.375 | 1425338.1429 | 1485191.884 | 1495030.9394 | 1548712.4272 | 1629637.1217 | 1762671.9845 | 1831560.7995 | 1906584.3575 | 1998414.2252 | 2102099.0918 | 2189640.7057 | 2330346.2955 | 2514110.7571 | 2745191.1205 | 2936616.934 | 3053736.75 | 0 | 0 | 0 | 0 | 0 | 0 | 0 | 0 | 0 | 0 | 0 | 0 | 0 | 0 | 0 | 0 | 0 | 0 | 0 | 0 | 0 | 0 | 0 | 0 | 0.095016 | 0.021329 | 0.15414 | -0.02923 | 0.32951 | 0.037759 | 0.096148 | 0.15934 | 0.041135 | 0.0066029 | 0.035277 | 0.050933 | 0.078473 | 0.038338 | 0.040145 | 0.047041 | 0.050582 | 0.040801 | 0.062279 | 0.075902 | 0.087932 | 0.067408 | 0.039108 | 0.070221
| 59 | 15499706.8335 | 0 | 13041845.2211 | 0 |  | 618383.125 | 670603.8125 | 685069.4375 | 790153.5 | 759782.375 | 1049450 | 1082087.125 | 1204409 | 1417826.1429 | 1472353.884 | 1488632.8144 | 1546864.5522 | 1627155.4967 | 1767357.3595 | 1841965.9245 | 1919517.3575 | 2008509.4752 | 2108752.5918 | 2199157.2057 | 2327779.0455 | 2514408.5071 | 2734004.1205 | 2926538.934 | 3046961.25 | 0 | 0 | 0 | 0 | 0 | 0 | 0 | 0 | 0 | 0 | 0 | 0 | 0 | 0 | 0 | 0 | 0 | 0 | 0 | 0 | 0 | 0 | 0 | 0 | 0.08107 | 0.021342 | 0.14271 | -0.039195 | 0.32299 | 0.030625 | 0.1071 | 0.16314 | 0.037738 | 0.010996 | 0.038372 | 0.050603 | 0.082652 | 0.041348 | 0.04124 | 0.045319 | 0.048704 | 0.041978 | 0.05684 | 0.077123 | 0.08373 | 0.068053 | 0.040324 | 0.069461
| 60 | 15909264.4737 | 0 | 13412759.7469 | 0 |  | 638645.625 | 681930.4375 | 694087 | 795737.625 | 801446.25 | 1101566.5 | 1148284.625 | 1265547.75 | 1461461.2679 | 1521847.509 | 1536520.8144 | 1593150.0522 | 1670246.8717 | 1809650.4845 | 1874828.9245 | 1954481.1075 | 2041660.9752 | 2141056.0918 | 2228054.2057 | 2366325.2955 | 2556128.5071 | 2772461.6205 | 2974511.934 | 3095270.75 | 638645.625 | 681930.4375 | 694087 | 0 | 0 | 0 | 0 | 1265547.75 | 0 | 1521847.509 | 1536520.8144 | 1593150.0522 | 1670246.8717 | 0 | 0 | 0 | 0 | 0 | 0 | 0 | 0 | 0 | 0 | 0 | 0.065578 | 0.01767 | 0.13667 | 0.0071484 | 0.31807 | 0.041536 | 0.097236 | 0.14393 | 0.040488 | 0.0095956 | 0.036193 | 0.047258 | 0.080162 | 0.035384 | 0.041607 | 0.043639 | 0.047536 | 0.039829 | 0.06021 | 0.077156 | 0.081242 | 0.070344 | 0.039795 | 0.064403
| 61 | 15986223.8741 | 15986223.8741 | 13466816.6182 | 13466816.6182 |  | 639188.5625 | 682495.625 | 696420.75 | 806948.75 | 801756.125 | 1107226.875 | 1151957 | 1261171.25 | 1461600.7679 | 1527816.759 | 1540352.0644 | 1592849.5522 | 1673433.3717 | 1813428.6095 | 1884571.9245 | 1969891.9825 | 2059096.1002 | 2159592.3418 | 2250068.9557 | 2386611.0455 | 2577101.0071 | 2797338.3705 | 3005613.934 | 3123255.75 | 639188.5625 | 682495.625 | 696420.75 | 806948.75 | 0 | 0 | 1151957 | 1261171.25 | 0 | 1527816.759 | 1540352.0644 | 1592849.5522 | 1673433.3717 | 1813428.6095 | 1884571.9245 | 1969891.9825 | 0 | 0 | 2250068.9557 | 2386611.0455 | 2577101.0071 | 2797338.3705 | 3005613.934 | 3123255.75 | 0.065557 | 0.020198 | 0.14731 | -0.0064557 | 0.32281 | 0.039604 | 0.090579 | 0.14749 | 0.044308 | 0.0081712 | 0.033514 | 0.049353 | 0.080342 | 0.038481 | 0.044278 | 0.044288 | 0.047652 | 0.041041 | 0.058914 | 0.076791 | 0.082003 | 0.071813 | 0.038394 | 0.06636
| 62 | 15696348.4806 | 0 | 13208418.9567 | 0 |  | 607926.0625 | 653218.25 | 668329.25 | 780698.3125 | 785959 | 1093192.875 | 1136712.625 | 1247437.375 | 1446976.6429 | 1510047.384 | 1524619.1894 | 1575382.1772 | 1648941.3717 | 1782889.7345 | 1855080.0495 | 1927704.9825 | 2020940.7252 | 2122633.8418 | 2211424.4557 | 2351762.7955 | 2540741.5071 | 2761758.3705 | 2968408.434 | 3089676 | 0 | 0 | 0 | 0 | 0 | 0 | 0 | 0 | 0 | 0 | 0 | 0 | 0 | 0 | 0 | 0 | 0 | 0 | 0 | 0 | 0 | 0 | 0 | 0 | 0.071858 | 0.02287 | 0.15541 | 0.0067158 | 0.32995 | 0.039038 | 0.092951 | 0.14838 | 0.042665 | 0.0096036 | 0.032753 | 0.045636 | 0.078102 | 0.039692 | 0.038402 | 0.047233 | 0.049095 | 0.040979 | 0.061528 | 0.077291 | 0.083412 | 0.072158 | 0.04004 | 0.067448
| 63 | 15135971.4218 | 0 | 12709726.7433 | 0 |  | 591050.4375 | 645230.125 | 663184.5625 | 770605.6875 | 733717.1875 | 1018083.9375 | 1052739.625 | 1164182.375 | 1383062.2679 | 1448335.884 | 1455292.4394 | 1505550.6772 | 1586040.4967 | 1729076.7345 | 1799327.2995 | 1874336.4825 | 1976187.9752 | 2077172.2168 | 2156728.2057 | 2287844.7955 | 2475216.0071 | 2706694.1205 | 2893734.684 | 3001976.75 | 0 | 0 | 0 | 0 | 0 | 0 | 0 | 0 | 0 | 0 | 0 | 0 | 0 | 0 | 0 | 0 | 0 | 0 | 0 | 0 | 0 | 0 | 0 | 0 | 0.087706 | 0.027446 | 0.15012 | -0.049053 | 0.32755 | 0.033474 | 0.10062 | 0.17228 | 0.046115 | 0.0047916 | 0.033952 | 0.052082 | 0.086347 | 0.039825 | 0.040842 | 0.052915 | 0.049838 | 0.037585 | 0.059018 | 0.078717 | 0.0894 | 0.06682 | 0.036723 | 0.071886
| 64 | 15422104.8581 | 0 | 12972675.1086 | 0 |  | 613397.5 | 669936.25 | 683466.5625 | 794469.1875 | 749336.5625 | 1043678.75 | 1082101.75 | 1195317.25 | 1408414.1429 | 1469632.384 | 1481302.8144 | 1537091.4272 | 1614585.8717 | 1754881.1095 | 1825153.1745 | 1904545.4825 | 1998410.1002 | 2097845.4668 | 2180693.4557 | 2319904.7955 | 2505035.5071 | 2728597.8705 | 2918725.934 | 3030495 | 0 | 0 | 0 | 0 | 0 | 0 | 0 | 0 | 0 | 0 | 0 | 0 | 0 | 0 | 0 | 0 | 0 | 0 | 0 | 0 | 0 | 0 | 0 | 0 | 0.088169 | 0.019995 | 0.1505 | -0.058486 | 0.33132 | 0.036153 | 0.099506 | 0.16405 | 0.042548 | 0.0079097 | 0.03697 | 0.049187 | 0.083323 | 0.039263 | 0.042579 | 0.048109 | 0.048559 | 0.038732 | 0.061883 | 0.076777 | 0.085485 | 0.067359 | 0.037579 | 0.072706
| 65 | 17385806.9489 | 17385806.9489 | 14691031.0726 | 14691031.0726 |  | 703849.6875 | 726031.125 | 730929.625 | 842436.5 | 907171.8125 | 1235026.25 | 1305598.625 | 1420229.125 | 1613103.3929 | 1664045.884 | 1690807.1894 | 1755846.5522 | 1832032.7467 | 1970833.4845 | 2055715.2995 | 2121236.4825 | 2211330.8502 | 2316388.3418 | 2411293.4557 | 2555286.2955 | 2747813.5071 | 2980212.6205 | 3225251.184 | 3353667.75 | 703849.6875 | 726031.125 | 730929.625 | 842436.5 | 907171.8125 | 1235026.25 | 1305598.625 | 1420229.125 | 1613103.3929 | 1664045.884 | 1690807.1894 | 1755846.5522 | 1832032.7467 | 1970833.4845 | 2055715.2995 | 2121236.4825 | 2211330.8502 | 2316388.3418 | 2411293.4557 | 2555286.2955 | 2747813.5071 | 2980212.6205 | 3225251.184 | 3353667.75 | 0.031028 | 0.0067243 | 0.14198 | 0.074034 | 0.30852 | 0.055569 | 0.084157 | 0.12734 | 0.031092 | 0.015954 | 0.037745 | 0.042475 | 0.07303 | 0.042167 | 0.031375 | 0.041595 | 0.046415 | 0.040154 | 0.058001 | 0.072641 | 0.081189 | 0.079016 | 0.039044 | 0.061527
| 66 | 15349258.8293 | 0 | 12913448.7129 | 0 |  | 609274.875 | 665565.25 | 681154.375 | 787200 | 758069.625 | 1043191.4375 | 1076419.5 | 1188205.25 | 1398043.6429 | 1457735.134 | 1470435.9394 | 1527517.6772 | 1606022.4967 | 1748838.8595 | 1819880.7995 | 1893675.8575 | 1983107.7252 | 2087388.2168 | 2180015.9557 | 2314280.2955 | 2490542.5071 | 2723063.6205 | 2895886.184 | 3010378.5 | 0 | 0 | 0 | 0 | 0 | 0 | 0 | 0 | 0 | 0 | 0 | 0 | 0 | 0 | 0 | 0 | 0 | 0 | 0 | 0 | 0 | 0 | 0 | 0 | 0.088367 | 0.023152 | 0.14469 | -0.037707 | 0.31926 | 0.031356 | 0.098804 | 0.16263 | 0.04181 | 0.008675 | 0.038085 | 0.050117 | 0.085191 | 0.039819 | 0.039749 | 0.046145 | 0.051248 | 0.043419 | 0.059767 | 0.073402 | 0.089257 | 0.061534 | 0.038775 | 0.068732
| 67 | 15033720.5794 | 0 | 12625589.6847 | 0 |  | 591753.6875 | 652834.5 | 671332.125 | 779751.5625 | 730686.1875 | 1008135 | 1036403.9375 | 1151948.125 | 1369453.2679 | 1434046.509 | 1442344.0644 | 1491902.0522 | 1572540.8717 | 1711942.1095 | 1765358.5495 | 1863321.8575 | 1949445.7252 | 2053235.4668 | 2140785.4557 | 2274262.2955 | 2458760.7571 | 2677296.8705 | 2872461.184 | 2987249 | 0 | 0 | 0 | 0 | 0 | 0 | 0 | 0 | 0 | 0 | 0 | 0 | 0 | 0 | 0 | 0 | 0 | 0 | 0 | 0 | 0 | 0 | 0 | 0 | 0.098233 | 0.02794 | 0.14971 | -0.064991 | 0.32187 | 0.027655 | 0.1057 | 0.17296 | 0.046089 | 0.0057694 | 0.033782 | 0.052641 | 0.084936 | 0.030725 | 0.054007 | 0.045184 | 0.051872 | 0.041756 | 0.060483 | 0.078002 | 0.08515 | 0.070362 | 0.039184 | 0.072505
| 68 | 15001314.2141 | 0 | 12598745.9913 | 0 |  | 582449.125 | 640706.8125 | 654436.375 | 761934.5 | 727479.5 | 1015453.125 | 1047916.875 | 1158766.875 | 1374907.5179 | 1438038.509 | 1442028.3144 | 1491763.4272 | 1569732.6217 | 1710866.1095 | 1777128.1745 | 1860829.9825 | 1954263.9752 | 2055287.3418 | 2136791.9557 | 2268225.7955 | 2446201.0071 | 2674892.6205 | 2868615.684 | 2981460.25 | 0 | 0 | 0 | 0 | 0 | 0 | 0 | 0 | 0 | 0 | 0 | 0 | 0 | 0 | 0 | 0 | 0 | 0 | 0 | 0 | 0 | 0 | 0 | 0 | 0.09533 | 0.021202 | 0.15209 | -0.046275 | 0.3335 | 0.031469 | 0.10055 | 0.17103 | 0.044894 | 0.0027706 | 0.033908 | 0.050946 | 0.086094 | 0.037999 | 0.046024 | 0.048991 | 0.050402 | 0.03889 | 0.059692 | 0.075538 | 0.089373 | 0.06992 | 0.038584 | 0.073014
| 69 | 14910964.0511 | 0 | 12515707.4686 | 0 |  | 582526.6875 | 640881.875 | 655470.625 | 764894.5 | 714876.4375 | 994897.5 | 1025322.3125 | 1142009.75 | 1359246.5179 | 1424933.134 | 1429851.3144 | 1486626.0522 | 1565528.1217 | 1707219.2345 | 1772280.6745 | 1854467.8575 | 1949702.7252 | 2046203.4668 | 2125221.9557 | 2260541.7955 | 2439710.0071 | 2671414.1205 | 2855847.434 | 2970205.25 | 0 | 0 | 0 | 0 | 0 | 0 | 0 | 0 | 0 | 0 | 0 | 0 | 0 | 0 | 0 | 0 | 0 | 0 | 0 | 0 | 0 | 0 | 0 | 0 | 0.09547 | 0.022508 | 0.15438 | -0.067628 | 0.33053 | 0.030123 | 0.10778 | 0.17414 | 0.047194 | 0.0034456 | 0.038939 | 0.051714 | 0.086643 | 0.037401 | 0.045331 | 0.050079 | 0.048309 | 0.03789 | 0.061728 | 0.076275 | 0.090729 | 0.066761 | 0.039262 | 0.074553
| 70 | 15252276.5315 | 0 | 12824337.4293 | 0 |  | 600792 | 654438.375 | 667822.125 | 775187.9375 | 750231.3125 | 1039472.5625 | 1076741.5 | 1188008.625 | 1398945.3929 | 1460382.509 | 1469285.6894 | 1515801.1772 | 1592200.2467 | 1733665.3595 | 1802384.2995 | 1879627.9825 | 1970831.2252 | 2078920.5918 | 2160453.7057 | 2295817.5455 | 2480923.0071 | 2710478.3705 | 2892242.434 | 3000794.5 | 0 | 0 | 0 | 0 | 0 | 0 | 0 | 0 | 0 | 0 | 0 | 0 | 0 | 0 | 0 | 0 | 0 | 0 | 0 | 0 | 0 | 0 | 0 | 0 | 0.085529 | 0.020244 | 0.14908 | -0.032724 | 0.32609 | 0.035226 | 0.098339 | 0.16344 | 0.04298 | 0.006078 | 0.031168 | 0.049173 | 0.085121 | 0.038873 | 0.041963 | 0.047382 | 0.053393 | 0.038469 | 0.060771 | 0.077542 | 0.088494 | 0.064907 | 0.036845 | 0.070058
| 71 | 15250656.9138 | 0 | 12817527.572 | 0 |  | 595217.1875 | 646282.0625 | 660358.875 | 765563.625 | 752615.6875 | 1042411.75 | 1073172.375 | 1184580.875 | 1398339.0179 | 1458771.884 | 1467725.0644 | 1517102.9272 | 1596568.3717 | 1744107.4845 | 1812553.4245 | 1882573.9825 | 1986089.6002 | 2077257.5918 | 2168018.7057 | 2310459.5455 | 2487200.5071 | 2704563.3705 | 2905054.684 | 3012324 | 0 | 0 | 0 | 0 | 0 | 0 | 0 | 0 | 0 | 0 | 0 | 0 | 0 | 0 | 0 | 0 | 0 | 0 | 0 | 0 | 0 | 0 | 0 | 0 | 0.08231 | 0.021547 | 0.14783 | -0.017058 | 0.32574 | 0.029082 | 0.09877 | 0.1659 | 0.04231 | 0.0061187 | 0.033089 | 0.051054 | 0.088386 | 0.038494 | 0.037903 | 0.053528 | 0.044881 | 0.042765 | 0.063633 | 0.073711 | 0.083783 | 0.071512 | 0.03626 | 0.069147
| 72 | 15190088.1037 | 0 | 12765297.197 | 0 |  | 598107.1875 | 655943.625 | 670775.5 | 774979.75 | 734808.5 | 1018204.625 | 1053574 | 1170855.75 | 1386701.8929 | 1447811.134 | 1458270.5644 | 1515451.0522 | 1593169.2467 | 1735199.6095 | 1804849.5495 | 1886949.6075 | 1982282.1002 | 2077739.9668 | 2159794.2057 | 2297980.2955 | 2478479.7571 | 2699303.6205 | 2885881.934 | 3007514 | 0 | 0 | 0 | 0 | 0 | 0 | 0 | 0 | 0 | 0 | 0 | 0 | 0 | 0 | 0 | 0 | 0 | 0 | 0 | 0 | 0 | 0 | 0 | 0 | 0.092305 | 0.02236 | 0.1444 | -0.053227 | 0.32619 | 0.034147 | 0.10555 | 0.16919 | 0.043125 | 0.0071983 | 0.038462 | 0.050012 | 0.085397 | 0.039355 | 0.044484 | 0.049287 | 0.047032 | 0.038732 | 0.062018 | 0.075615 | 0.085348 | 0.066837 | 0.041283 | 0.071508
| 73 | 15276293.6435 | 0 | 12848025.5779 | 0 |  | 614790.6875 | 670800 | 686118.9375 | 794189.5625 | 745092.25 | 1027433.5625 | 1061528.625 | 1176399.375 | 1388936.3929 | 1452178.259 | 1459362.8144 | 1515376.4272 | 1594506.8717 | 1739927.2345 | 1807761.4245 | 1888301.3575 | 1977706.3502 | 2075301.4668 | 2157601.9557 | 2298682.5455 | 2477367.2571 | 2708108.3705 | 2892645.684 | 3009084.75 | 0 | 0 | 0 | 0 | 0 | 0 | 0 | 0 | 0 | 0 | 0 | 0 | 0 | 0 | 0 | 0 | 0 | 0 | 0 | 0 | 0 | 0 | 0 | 0 | 0.087189 | 0.02258 | 0.14627 | -0.063814 | 0.32131 | 0.032646 | 0.10275 | 0.16608 | 0.044526 | 0.0049352 | 0.037664 | 0.050901 | 0.087279 | 0.038246 | 0.043588 | 0.04626 | 0.048169 | 0.038891 | 0.063339 | 0.07486 | 0.089054 | 0.065921 | 0.039464 | 0.071601
| 74 | 15412709.291 | 0 | 12966718.6801 | 0 |  | 614560.1875 | 669317.5 | 684480.4375 | 791453.75 | 757407.75 | 1049009.75 | 1083986.875 | 1195708.875 | 1408274.1429 | 1471096.884 | 1481208.9394 | 1534286.9272 | 1606837.4967 | 1749050.7345 | 1818442.9245 | 1903437.4825 | 1989104.8502 | 2092237.3418 | 2181706.4557 | 2310410.5455 | 2496064.5071 | 2725285.3705 | 2916382.434 | 3030445.25 | 0 | 0 | 0 | 0 | 0 | 0 | 0 | 0 | 0 | 0 | 0 | 0 | 0 | 0 | 0 | 0 | 0 | 0 | 0 | 0 | 0 | 0 | 0 | 0 | 0.085352 | 0.022402 | 0.14521 | -0.04397 | 0.3257 | 0.032799 | 0.098093 | 0.16363 | 0.043643 | 0.0068503 | 0.035207 | 0.046202 | 0.084805 | 0.038907 | 0.045681 | 0.044023 | 0.050549 | 0.041873 | 0.057318 | 0.07729 | 0.087858 | 0.067771 | 0.038366 | 0.070414
| 75 | 15137264.6884 | 0 | 12717295.1197 | 0 |  | 596483.0625 | 658402.6875 | 674317.1875 | 782089.0625 | 726873.5625 | 1009885.4375 | 1043582.0625 | 1159527.75 | 1377139.5179 | 1441233.134 | 1453509.3144 | 1504741.4272 | 1585463.8717 | 1732042.6095 | 1797090.2995 | 1883178.7325 | 1973179.9752 | 2069246.9668 | 2155132.4557 | 2290187.2955 | 2472607.0071 | 2700284.8705 | 2876476.684 | 2999348.75 | 0 | 0 | 0 | 0 | 0 | 0 | 0 | 0 | 0 | 0 | 0 | 0 | 0 | 0 | 0 | 0 | 0 | 0 | 0 | 0 | 0 | 0 | 0 | 0 | 0.098766 | 0.023884 | 0.14827 | -0.073216 | 0.32884 | 0.032822 | 0.10535 | 0.172 | 0.045491 | 0.0084818 | 0.03464 | 0.052256 | 0.088424 | 0.036867 | 0.046792 | 0.046685 | 0.047538 | 0.040667 | 0.060781 | 0.076639 | 0.088084 | 0.063209 | 0.041829 | 0.074086
| 76 | 15510862.8755 | 0 | 13064398.4178 | 0 |  | 619324.75 | 668874.5625 | 679918.3125 | 785103.6875 | 768279.3125 | 1059903.125 | 1093949.375 | 1208446 | 1421598.3929 | 1478836.134 | 1490230.6894 | 1548759.3022 | 1624786.3717 | 1770068.7345 | 1845922.5495 | 1927101.1075 | 2010211.4752 | 2108303.5918 | 2192893.2057 | 2322875.7955 | 2499838.0071 | 2723396.8705 | 2915708.434 | 3031095.75 | 0 | 0 | 0 | 0 | 0 | 0 | 0 | 0 | 0 | 0 | 0 | 0 | 0 | 0 | 0 | 0 | 0 | 0 | 0 | 0 | 0 | 0 | 0 | 0 | 0.076967 | 0.016376 | 0.14384 | -0.021662 | 0.32178 | 0.031617 | 0.099541 | 0.16245 | 0.039474 | 0.0076756 | 0.038523 | 0.047922 | 0.085642 | 0.041961 | 0.043038 | 0.042223 | 0.047644 | 0.039338 | 0.057584 | 0.07342 | 0.085654 | 0.068233 | 0.038811 | 0.068322
| 77 | 15292316.8142 | 0 | 12857181.3641 | 0 |  | 598606.875 | 653318.75 | 667550.3125 | 774046.8125 | 743629.8125 | 1036899.25 | 1077694.5 | 1191690.875 | 1398882.6429 | 1458761.009 | 1467934.9394 | 1525356.8022 | 1602875.1217 | 1747331.7345 | 1816472.9245 | 1896568.3575 | 1985783.8502 | 2094289.4668 | 2175935.2057 | 2309693.0455 | 2487806.2571 | 2712864.6205 | 2901130.684 | 3016388.75 | 0 | 0 | 0 | 0 | 0 | 0 | 0 | 0 | 0 | 0 | 0 | 0 | 0 | 0 | 0 | 0 | 0 | 0 | 0 | 0 | 0 | 0 | 0 | 0 | 0.08746 | 0.02155 | 0.14802 | -0.040089 | 0.33245 | 0.038589 | 0.10055 | 0.1603 | 0.041914 | 0.0062692 | 0.038372 | 0.049571 | 0.086291 | 0.038807 | 0.043149 | 0.045968 | 0.053201 | 0.038244 | 0.059656 | 0.074287 | 0.086604 | 0.067095 | 0.03896 | 0.07112
| 78 | 16210060.1547 | 16210060.1547 | 13665651.3796 | 13665651.3796 |  | 636900.875 | 671430.5625 | 684322 | 789445.5 | 831008.6875 | 1158215.375 | 1204560 | 1301876.625 | 1492841.7679 | 1562828.634 | 1574968.5644 | 1616074.6772 | 1692387.4967 | 1834539.7345 | 1907556.5495 | 1977041.4825 | 2091346.9752 | 2182166.0918 | 2290493.9557 | 2408011.7955 | 2598143.0071 | 2799409.3705 | 3043836.184 | 3180210.25 | 636900.875 | 0 | 0 | 0 | 831008.6875 | 1158215.375 | 1204560 | 1301876.625 | 1492841.7679 | 1562828.634 | 1574968.5644 | 1616074.6772 | 1692387.4967 | 1834539.7345 | 1907556.5495 | 1977041.4825 | 2091346.9752 | 2182166.0918 | 2290493.9557 | 2408011.7955 | 2598143.0071 | 2799409.3705 | 3043836.184 | 3180210.25 | 0.052797 | 0.019018 | 0.1429 | 0.051309 | 0.332 | 0.039234 | 0.077692 | 0.13687 | 0.045816 | 0.0077379 | 0.025765 | 0.04614 | 0.080653 | 0.03903 | 0.035778 | 0.056207 | 0.04251 | 0.048449 | 0.050034 | 0.075996 | 0.074611 | 0.08371 | 0.043829 | 0.065591
| 79 | 15312241.4397 | 0 | 12881701.6065 | 0 |  | 601641.8125 | 658003.875 | 671542.9375 | 779609.25 | 749504 | 1046396.8125 | 1082295 | 1190349.875 | 1401413.5179 | 1464193.134 | 1472224.6894 | 1522478.6772 | 1602032.8717 | 1749270.2345 | 1811993.6745 | 1897045.3575 | 1985071.3502 | 2085928.9668 | 2170085.7057 | 2301797.2955 | 2481801.2571 | 2706699.6205 | 2894304.934 | 3014940.5 | 0 | 0 | 0 | 0 | 0 | 0 | 0 | 0 | 0 | 0 | 0 | 0 | 0 | 0 | 0 | 0 | 0 | 0 | 0 | 0 | 0 | 0 | 0 | 0 | 0.089549 | 0.020367 | 0.14921 | -0.039381 | 0.3337 | 0.033731 | 0.095163 | 0.16323 | 0.043823 | 0.0054703 | 0.033565 | 0.050934 | 0.087925 | 0.035229 | 0.04587 | 0.045357 | 0.049559 | 0.039552 | 0.058924 | 0.075294 | 0.086745 | 0.067015 | 0.040835 | 0.071718
| 80 | 15295552.6775 | 0 | 12866794.7597 | 0 |  | 617006.5625 | 672354 | 682576.5625 | 791876.5 | 744801.0625 | 1026501.125 | 1056501.5 | 1171703.375 | 1384358.2679 | 1446407.634 | 1462791.1894 | 1519544.6772 | 1603740.4967 | 1748719.3595 | 1818706.2995 | 1896834.1075 | 1989103.3502 | 2086375.4668 | 2175780.2057 | 2308405.5455 | 2487964.0071 | 2707528.6205 | 2887503.934 | 3004745.75 | 0 | 0 | 0 | 0 | 0 | 0 | 0 | 0 | 0 | 0 | 0 | 0 | 0 | 0 | 0 | 0 | 0 | 0 | 0 | 0 | 0 | 0 | 0 | 0 | 0.085905 | 0.01509 | 0.14853 | -0.061288 | 0.32079 | 0.028807 | 0.1035 | 0.16678 | 0.043846 | 0.011263 | 0.038064 | 0.053928 | 0.086545 | 0.039242 | 0.042061 | 0.047498 | 0.047744 | 0.041959 | 0.05917 | 0.074908 | 0.084572 | 0.064356 | 0.039801 | 0.071421
| 81 | 15394434.9029 | 0 | 12959614.4588 | 0 |  | 624781 | 678693.5625 | 691642.5625 | 797073 | 752341.625 | 1038499.125 | 1075310.875 | 1189088.375 | 1403831.1429 | 1464010.009 | 1474723.5644 | 1530268.4272 | 1608427.6217 | 1750201.3595 | 1820819.4245 | 1900375.9825 | 1989461.8502 | 2085482.3418 | 2172954.4557 | 2307420.2955 | 2489057.0071 | 2712585.8705 | 2898884.184 | 3015992.75 | 0 | 678693.5625 | 691642.5625 | 0 | 0 | 0 | 0 | 0 | 0 | 0 | 0 | 0 | 0 | 0 | 0 | 0 | 0 | 0 | 0 | 0 | 0 | 0 | 0 | 0 | 0.082769 | 0.0189 | 0.14188 | -0.057756 | 0.32234 | 0.034833 | 0.10058 | 0.16602 | 0.041974 | 0.0072913 | 0.036973 | 0.049814 | 0.084474 | 0.039556 | 0.042765 | 0.045812 | 0.047136 | 0.041088 | 0.060042 | 0.075774 | 0.085998 | 0.066424 | 0.039603 | 0.070915
| 82 | 15344006.474 | 0 | 12909370.6178 | 0 |  | 623232 | 678064.25 | 691585.5625 | 799435.0625 | 749488.6875 | 1028755.3125 | 1060700.5 | 1177170.25 | 1389228.1429 | 1449758.384 | 1463656.5644 | 1522510.4272 | 1602827.4967 | 1747661.8595 | 1819983.4245 | 1900977.6075 | 1990558.9752 | 2087759.3418 | 2175606.2057 | 2308274.2955 | 2489183.0071 | 2718103.3705 | 2894591.684 | 3013186.75 | 0 | 678064.25 | 691585.5625 | 0 | 0 | 0 | 0 | 0 | 0 | 0 | 0 | 0 | 0 | 0 | 0 | 0 | 0 | 0 | 0 | 0 | 0 | 0 | 0 | 0 | 0.084323 | 0.019745 | 0.14492 | -0.064514 | 0.31671 | 0.03058 | 0.10418 | 0.16563 | 0.042649 | 0.0095409 | 0.039423 | 0.051409 | 0.08651 | 0.040549 | 0.043541 | 0.046047 | 0.047676 | 0.041216 | 0.059193 | 0.075454 | 0.08798 | 0.06291 | 0.040154 | 0.070697
| 83 | 15255611.0048 | 0 | 12830558.4988 | 0 |  | 612873.5625 | 671598.0625 | 684638.5625 | 801610.8125 | 738054 | 1019334.25 | 1050924.375 | 1166209.125 | 1384735.3929 | 1446658.634 | 1460082.4394 | 1517946.0522 | 1599923.8717 | 1736279.4845 | 1808066.5495 | 1892919.9825 | 1981443.3502 | 2076789.7168 | 2160915.2057 | 2301404.7955 | 2478664.0071 | 2703968.3705 | 2884681.434 | 3004553 | 0 | 0 | 0 | 0 | 0 | 0 | 0 | 0 | 0 | 0 | 0 | 0 | 0 | 0 | 0 | 0 | 0 | 0 | 0 | 0 | 0 | 0 | 0 | 0 | 0.091501 | 0.019231 | 0.15773 | -0.082606 | 0.32289 | 0.03052 | 0.10409 | 0.17175 | 0.043747 | 0.0092364 | 0.038865 | 0.052598 | 0.081789 | 0.040513 | 0.045863 | 0.045705 | 0.046998 | 0.039709 | 0.062988 | 0.0742 | 0.087001 | 0.064694 | 0.040714 | 0.074332
| 84 | 15372484.1794 | 0 | 12930361.8474 | 0 |  | 607539.5625 | 669291.3125 | 683325.75 | 799385.625 | 754964.875 | 1035391.125 | 1067335.75 | 1180877 | 1403337.2679 | 1465890.259 | 1477166.8144 | 1530588.9272 | 1610822.8717 | 1745583.4845 | 1824500.0495 | 1903231.4825 | 1994255.8502 | 2089377.3418 | 2178192.9557 | 2316777.7955 | 2491120.0071 | 2721270.8705 | 2909090.934 | 3029401 | 0 | 0 | 0 | 0 | 0 | 0 | 0 | 0 | 0 | 0 | 0 | 0 | 0 | 0 | 0 | 0 | 0 | 0 | 0 | 0 | 0 | 0 | 0 | 0 | 0.096802 | 0.020752 | 0.15687 | -0.057172 | 0.31586 | 0.030386 | 0.10109 | 0.1726 | 0.04361 | 0.0076632 | 0.035527 | 0.051093 | 0.080344 | 0.044217 | 0.042247 | 0.046718 | 0.046595 | 0.04163 | 0.061682 | 0.072555 | 0.088367 | 0.066742 | 0.040524 | 0.071105
| 85 | 15875061.9949 | 0 | 13366498.2885 | 0 |  | 620535.4375 | 656729.0625 | 673475.625 | 779022.375 | 809470.5 | 1118360.5 | 1148497.875 | 1256391.75 | 1464681.2679 | 1514586.009 | 1543686.4394 | 1588985.9272 | 1663706.8717 | 1803190.7345 | 1879466.9245 | 1953025.3575 | 2064045.2252 | 2157694.5918 | 2243787.9557 | 2360777.2955 | 2554875.5071 | 2782450.1205 | 2996302.684 | 3122822.75 | 0 | 0 | 0 | 0 | 809470.5 | 1118360.5 | 0 | 0 | 1464681.2679 | 0 | 1543686.4394 | 0 | 0 | 0 | 0 | 0 | 2064045.2252 | 0 | 0 | 0 | 0 | 2782450.1205 | 2996302.684 | 3122822.75 | 0.056689 | 0.02518 | 0.14559 | 0.038341 | 0.32324 | 0.026591 | 0.089789 | 0.15339 | 0.033504 | 0.019031 | 0.028923 | 0.045952 | 0.08051 | 0.04143 | 0.038391 | 0.055288 | 0.044373 | 0.039125 | 0.050825 | 0.079013 | 0.085328 | 0.074047 | 0.041358 | 0.065272
| 86 | 14983916.9838 | 0 | 12585639.4618 | 0 |  | 579124.4375 | 638621.75 | 654454.125 | 767276.8125 | 729283.5625 | 1009556.125 | 1044542.875 | 1153950.125 | 1369700.6429 | 1433915.134 | 1445312.3144 | 1498267.0522 | 1575698.9967 | 1707647.1095 | 1768353.9245 | 1858960.4825 | 1954039.3502 | 2058667.2168 | 2131920.0807 | 2263568.5455 | 2442983.5071 | 2676693.8705 | 2855396.684 | 2975859.75 | 0 | 0 | 0 | 0 | 0 | 0 | 0 | 0 | 0 | 0 | 0 | 0 | 0 | 0 | 0 | 0 | 0 | 0 | 0 | 0 | 0 | 0 | 0 | 0 | 0.097795 | 0.024489 | 0.15905 | -0.050785 | 0.3252 | 0.034069 | 0.099612 | 0.1714 | 0.045816 | 0.0079169 | 0.035984 | 0.05039 | 0.080417 | 0.034933 | 0.049968 | 0.049881 | 0.05216 | 0.034964 | 0.05992 | 0.076277 | 0.091362 | 0.064628 | 0.041322 | 0.071994
| 87 | 15391751.6479 | 0 | 12961272.4929 | 0 |  | 611177.875 | 661486.0625 | 674614.0625 | 785743.125 | 765493.25 | 1060787.375 | 1095274.25 | 1209531.75 | 1414037.8929 | 1471155.384 | 1483103.3144 | 1529554.9272 | 1607547.7467 | 1747559.8595 | 1802956.6745 | 1897612.8575 | 1995963.7252 | 2088037.9668 | 2164930.2057 | 2302360.5455 | 2481991.0071 | 2699900.8705 | 2896310.684 | 3020036.5 | 0 | 0 | 0 | 0 | 0 | 0 | 0 | 0 | 0 | 0 | 0 | 0 | 0 | 0 | 0 | 0 | 0 | 0 | 0 | 0 | 0 | 0 | 0 | 0 | 0.079101 | 0.019652 | 0.15249 | -0.02611 | 0.32625 | 0.031993 | 0.099229 | 0.15622 | 0.039599 | 0.0080887 | 0.03084 | 0.049733 | 0.083511 | 0.031207 | 0.051169 | 0.05053 | 0.045098 | 0.036163 | 0.061547 | 0.075126 | 0.084154 | 0.070223 | 0.041831 | 0.069422
| 88 | 15746995.6379 | 0 | 13263171.4984 | 0 |  | 623428.8125 | 675574.125 | 689060 | 800772.9375 | 780176 | 1075239.75 | 1118713.125 | 1234796.875 | 1447642.1429 | 1507045.009 | 1515872.8144 | 1569013.4272 | 1655678.9967 | 1794647.7345 | 1864253.9245 | 1949568.9825 | 2035642.1002 | 2142635.0918 | 2220862.9557 | 2351506.7955 | 2542354.5071 | 2771547.8705 | 2950834.684 | 3074614.25 | 0 | 0 | 0 | 0 | 0 | 0 | 0 | 0 | 0 | 0 | 0 | 0 | 0 | 0 | 0 | 0 | 0 | 0 | 0 | 0 | 0 | 0 | 0 | 0 | 0.080328 | 0.019765 | 0.15025 | -0.026058 | 0.32078 | 0.039635 | 0.098727 | 0.15903 | 0.040215 | 0.0058406 | 0.034456 | 0.053764 | 0.080598 | 0.038052 | 0.044747 | 0.043203 | 0.051225 | 0.035859 | 0.05716 | 0.078034 | 0.086315 | 0.062682 | 0.041091 | 0.068349
| 89 | 15399644.496 | 0 | 12950599.4662 | 0 |  | 615941.75 | 673826.5625 | 687169.8125 | 805586.8125 | 750773.8125 | 1029260.375 | 1061671 | 1181090.875 | 1401237.1429 | 1459369.134 | 1476104.5644 | 1535234.4272 | 1618829.6217 | 1754914.4845 | 1827187.7995 | 1911316.1075 | 1997580.3502 | 2097670.3418 | 2179805.4557 | 2313986.7955 | 2498127.5071 | 2729426.3705 | 2913949.934 | 3041173 | 0 | 0 | 0 | 805586.8125 | 0 | 0 | 0 | 0 | 0 | 0 | 0 | 0 | 0 | 0 | 0 | 0 | 0 | 0 | 0 | 0 | 0 | 0 | 0 | 0 | 0.08982 | 0.019609 | 0.15899 | -0.070467 | 0.31549 | 0.031004 | 0.10659 | 0.17092 | 0.040649 | 0.011402 | 0.039277 | 0.05302 | 0.080717 | 0.040358 | 0.045014 | 0.044145 | 0.048891 | 0.038408 | 0.059736 | 0.07657 | 0.08855 | 0.065418 | 0.042734 | 0.072111
| 90 | 15522604.0719 | 0 | 13057926.1935 | 0 |  | 606813.0625 | 660382.1875 | 673312.3125 | 783978.3125 | 763772.625 | 1057344 | 1098536.25 | 1215228.625 | 1424199.8929 | 1483380.884 | 1499148.9394 | 1550517.8022 | 1634115.9967 | 1773630.9845 | 1840930.5495 | 1925683.1075 | 2015783.3502 | 2112459.2168 | 2197041.9557 | 2327133.2955 | 2519809.5071 | 2746307.1205 | 2935609.934 | 3050912 | 0 | 0 | 0 | 0 | 0 | 0 | 0 | 0 | 0 | 0 | 0 | 0 | 0 | 0 | 0 | 0 | 0 | 0 | 0 | 0 | 0 | 0 | 0 | 0 | 0.084598 | 0.019391 | 0.15217 | -0.026111 | 0.32525 | 0.038219 | 0.10095 | 0.15868 | 0.040714 | 0.010574 | 0.033691 | 0.052513 | 0.081927 | 0.037242 | 0.04501 | 0.045727 | 0.046845 | 0.039259 | 0.057525 | 0.079546 | 0.086074 | 0.066658 | 0.038525 | 0.069143
| 91 | 15761752.7464 | 0 | 13292935.4827 | 0 |  | 623321.75 | 667994.9375 | 681501.9375 | 788594.0625 | 797866.0625 | 1103774.125 | 1152158.125 | 1255705 | 1453559.2679 | 1507736.509 | 1528620.9394 | 1580130.8022 | 1653821.2467 | 1787843.3595 | 1849755.7995 | 1937067.3575 | 2029119.9752 | 2130496.4668 | 2206576.4557 | 2333133.0455 | 2525811.5071 | 2756992.6205 | 2939507.434 | 3048025 | 0 | 0 | 0 | 0 | 0 | 0 | 1152158.125 | 0 | 0 | 0 | 0 | 0 | 0 | 0 | 0 | 0 | 0 | 0 | 0 | 0 | 0 | 0 | 0 | 0 | 0.069218 | 0.020018 | 0.14595 | 0.011689 | 0.32455 | 0.042901 | 0.08606 | 0.14632 | 0.036594 | 0.013756 | 0.033142 | 0.045581 | 0.077922 | 0.034044 | 0.046122 | 0.046427 | 0.048753 | 0.035087 | 0.05577 | 0.07935 | 0.087578 | 0.064102 | 0.036252 | 0.065857
| 92 | 16744347.5705 | 16744347.5705 | 14148164.0989 | 14148164.0989 |  | 676294.625 | 698789.9375 | 706088 | 810358.6875 | 859827.375 | 1192495.5 | 1250313.875 | 1358087.75 | 1548626.2679 | 1597446.134 | 1625257.9394 | 1687085.1772 | 1767632.3717 | 1901550.7345 | 1974902.5495 | 2059046.2325 | 2147287.1002 | 2256829.5918 | 2350040.2057 | 2458671.5455 | 2651281.2571 | 2879818.1205 | 3108940.434 | 3214376.75 | 676294.625 | 698789.9375 | 706088 | 810358.6875 | 859827.375 | 1192495.5 | 1250313.875 | 1358087.75 | 1548626.2679 | 1597446.134 | 1625257.9394 | 1687085.1772 | 1767632.3717 | 1901550.7345 | 1974902.5495 | 2059046.2325 | 2147287.1002 | 2256829.5918 | 2350040.2057 | 2458671.5455 | 2651281.2571 | 2879818.1205 | 3108940.434 | 3214376.75 | 0.032721 | 0.01039 | 0.13774 | 0.059255 | 0.32707 | 0.047346 | 0.082683 | 0.13129 | 0.031038 | 0.01726 | 0.037336 | 0.046639 | 0.073029 | 0.037849 | 0.041724 | 0.041962 | 0.049756 | 0.040471 | 0.045189 | 0.075422 | 0.082684 | 0.076555 | 0.033352 | 0.064689
| 93 | 15635059.628 | 0 | 13172138.104 | 0 |  | 623870.125 | 672674.5 | 686776.75 | 793683 | 777206.5 | 1075931.625 | 1118283.25 | 1226638.5 | 1436222.7679 | 1488243.384 | 1508078.8144 | 1561828.0522 | 1636153.8717 | 1776702.9845 | 1845389.9245 | 1930670.6075 | 2022193.2252 | 2117385.4668 | 2200003.9557 | 2327574.2955 | 2515770.0071 | 2741814.3705 | 2935256.934 | 3052525.75 | 0 | 0 | 0 | 0 | 0 | 0 | 0 | 0 | 0 | 0 | 0 | 0 | 0 | 0 | 0 | 0 | 0 | 0 | 0 | 0 | 0 | 0 | 0 | 0 | 0.075319 | 0.020748 | 0.14467 | -0.020978 | 0.32524 | 0.038608 | 0.092483 | 0.15774 | 0.03558 | 0.01324 | 0.03502 | 0.046491 | 0.082411 | 0.037931 | 0.045177 | 0.046315 | 0.045999 | 0.038277 | 0.056367 | 0.077752 | 0.086041 | 0.068175 | 0.039174 | 0.068158
| 94 | 15164983.1086 | 0 | 12747361.2229 | 0 |  | 601461.3125 | 658754.8125 | 673197.6875 | 784420.125 | 732254.875 | 1013976.125 | 1046693.1875 | 1161597.5 | 1380799.6429 | 1448220.384 | 1455846.5644 | 1510370.3022 | 1592769.3717 | 1732235.6095 | 1798323.1745 | 1884943.2325 | 1976498.6002 | 2071785.3418 | 2153555.9557 | 2289414.5455 | 2467936.7571 | 2693977.8705 | 2882568.434 | 2993937.25 | 0 | 0 | 0 | 0 | 0 | 0 | 0 | 0 | 0 | 0 | 0 | 0 | 0 | 0 | 0 | 0 | 0 | 0 | 0 | 0 | 0 | 0 | 0 | 0 | 0.090989 | 0.021688 | 0.15291 | -0.068816 | 0.32551 | 0.031756 | 0.10416 | 0.17287 | 0.047673 | 0.0052521 | 0.036767 | 0.053119 | 0.083939 | 0.037442 | 0.047043 | 0.047429 | 0.047084 | 0.03871 | 0.061176 | 0.075086 | 0.087636 | 0.067663 | 0.037908 | 0.073465
| 95 | 16031961.1077 | 16031961.1077 | 13525903.3795 | 13525903.3795 |  | 632451.375 | 681732.875 | 690369.0625 | 801655.5 | 821680.125 | 1123010.375 | 1166060.625 | 1274904.75 | 1478182.3929 | 1543820.884 | 1552017.8144 | 1598351.8022 | 1685603.7467 | 1818158.4845 | 1881322.0495 | 1966898.4825 | 2062650.7252 | 2178403.0918 | 2249439.4557 | 2375056.5455 | 2561581.2571 | 2784389.1205 | 2985981.684 | 3110810.5 | 0 | 681732.875 | 690369.0625 | 0 | 821680.125 | 1123010.375 | 1166060.625 | 1274904.75 | 1478182.3929 | 1543820.884 | 1552017.8144 | 1598351.8022 | 1685603.7467 | 1818158.4845 | 0 | 0 | 0 | 2178403.0918 | 2249439.4557 | 2375056.5455 | 0 | 2784389.1205 | 0 | 3110810.5 | 0.075035 | 0.012588 | 0.14945 | 0.024672 | 0.31242 | 0.037618 | 0.08924 | 0.14794 | 0.043447 | 0.0052955 | 0.029417 | 0.053151 | 0.0757 | 0.034151 | 0.044483 | 0.047534 | 0.0546 | 0.032089 | 0.05434 | 0.075604 | 0.083404 | 0.0699 | 0.040955 | 0.064034
| 96 | 15709709.2405 | 0 | 13231201.5482 | 0 |  | 626422.25 | 675335.0625 | 685753.6875 | 797223.6875 | 777612.0625 | 1073978 | 1109939.5 | 1223624.5 | 1435177.8929 | 1493390.884 | 1511984.5644 | 1571565.4272 | 1652937.7467 | 1795032.3595 | 1868085.4245 | 1953739.9825 | 2038623.3502 | 2138375.0918 | 2214412.2057 | 2352584.7955 | 2537279.0071 | 2762071.8705 | 2945484.934 | 3070606.25 | 0 | 0 | 0 | 0 | 0 | 0 | 0 | 0 | 0 | 0 | 0 | 0 | 0 | 0 | 0 | 0 | 0 | 0 | 0 | 0 | 0 | 0 | 0 | 0 | 0.075184 | 0.01531 | 0.15062 | -0.024908 | 0.3229 | 0.032936 | 0.097512 | 0.15947 | 0.03976 | 0.012374 | 0.038649 | 0.050482 | 0.082469 | 0.039891 | 0.044831 | 0.042529 | 0.047771 | 0.034941 | 0.060528 | 0.075578 | 0.084889 | 0.064292 | 0.041602 | 0.068607
| 97 | 15982980.9572 | 15982980.9572 | 13473729.0891 | 13473729.0891 |  | 638719.875 | 685982.75 | 698242.5625 | 804640.75 | 802529.3125 | 1103334.875 | 1152816.25 | 1261031.125 | 1465114.0179 | 1520301.759 | 1535609.1894 | 1598016.8022 | 1677497.1217 | 1821157.2345 | 1886239.6745 | 1974345.9825 | 2064354.4752 | 2167244.0918 | 2252118.2057 | 2373914.2955 | 2559774.2571 | 2791935.3705 | 2991298.934 | 3114792.75 | 638719.875 | 685982.75 | 698242.5625 | 804640.75 | 0 | 0 | 1152816.25 | 1261031.125 | 1465114.0179 | 1520301.759 | 0 | 1598016.8022 | 1677497.1217 | 1821157.2345 | 1886239.6745 | 1974345.9825 | 2064354.4752 | 2167244.0918 | 2252118.2057 | 2373914.2955 | 0 | 2791935.3705 | 2991298.934 | 3114792.75 | 0.071387 | 0.017714 | 0.14183 | -0.0026275 | 0.31832 | 0.043871 | 0.089722 | 0.15 | 0.036976 | 0.010018 | 0.039836 | 0.04854 | 0.082169 | 0.035113 | 0.045652 | 0.04458 | 0.048639 | 0.038415 | 0.052669 | 0.075379 | 0.086816 | 0.068973 | 0.040455 | 0.065325
| 98 | 15395973.5629 | 0 | 12950119.4813 | 0 |  | 605008.5625 | 660725 | 673440.0625 | 788806.25 | 754198.125 | 1043727.5 | 1077271.125 | 1185950.5 | 1404091.1429 | 1469076.759 | 1482727.1894 | 1538578.5522 | 1623037.8717 | 1758410.6095 | 1827577.4245 | 1914382.9825 | 2003430.2252 | 2101629.2168 | 2178934.7057 | 2322867.2955 | 2502056.5071 | 2726397.1205 | 2910427.684 | 3027520.75 | 0 | 0 | 0 | 0 | 0 | 0 | 0 | 0 | 0 | 0 | 0 | 0 | 0 | 0 | 0 | 0 | 0 | 0 | 0 | 0 | 0 | 0 | 0 | 0 | 0.088095 | 0.019061 | 0.15812 | -0.044866 | 0.3249 | 0.031633 | 0.096113 | 0.16885 | 0.045244 | 0.0092489 | 0.036976 | 0.053441 | 0.080111 | 0.038581 | 0.046404 | 0.045465 | 0.047852 | 0.036123 | 0.063966 | 0.074311 | 0.085868 | 0.065319 | 0.039444 | 0.071222
| 99 | 15171976.2609 | 0 | 12762849.4535 | 0 |  | 599273.25 | 654952.625 | 668739.125 | 779391.125 | 741101.3125 | 1022267.625 | 1054996.125 | 1168431.375 | 1389569.7679 | 1449463.884 | 1461558.6894 | 1514430.9272 | 1594029.4967 | 1731929.4845 | 1798823.5495 | 1886601.1075 | 1975100.9752 | 2069232.2168 | 2148668.7057 | 2284740.5455 | 2455886.2571 | 2688501.1205 | 2870199.684 | 2985383.75 | 0 | 0 | 0 | 0 | 0 | 0 | 0 | 0 | 0 | 0 | 0 | 0 | 0 | 0 | 0 | 0 | 0 | 0 | 0 | 0 | 0 | 0 | 0 | 0 | 0.088845 | 0.020831 | 0.15312 | -0.050376 | 0.32164 | 0.031514 | 0.10213 | 0.17333 | 0.0422 | 0.0083097 | 0.035536 | 0.051225 | 0.082971 | 0.037897 | 0.047644 | 0.045843 | 0.046558 | 0.037671 | 0.061404 | 0.072235 | 0.090496 | 0.065398 | 0.039347 | 0.071395
| 100 | 15486506.635 | 0 | 13026813.0876 | 0 |  | 610689.6875 | 654971.8125 | 669172.625 | 771598.9375 | 768773.875 | 1062077.375 | 1095068.25 | 1208276.5 | 1415425.5179 | 1470173.259 | 1489365.3144 | 1549198.4272 | 1628292.8717 | 1772814.1095 | 1838496.6745 | 1926826.2325 | 2018512.1002 | 2119319.3418 | 2195947.7057 | 2326061.2955 | 2523577.0071 | 2736576.8705 | 2921193.434 | 3047743 | 0 | 0 | 0 | 0 | 0 | 0 | 0 | 0 | 0 | 0 | 0 | 0 | 0 | 0 | 0 | 0 | 0 | 0 | 0 | 0 | 0 | 0 | 0 | 0 | 0.070003 | 0.02145 | 0.14242 | -0.003668 | 0.32319 | 0.03059 | 0.098378 | 0.15824 | 0.03795 | 0.01297 | 0.039388 | 0.049794 | 0.085036 | 0.03638 | 0.046926 | 0.046486 | 0.048734 | 0.035519 | 0.057563 | 0.081501 | 0.08103 | 0.065284 | 0.042409 | 0.066802
| 101 | 13518724.8574 | 0 | 11234914.6447 | 0 |  | 425030.5938 | 536400 | 551161.75 | 603554.3125 | 686281.1875 | 919054.125 | 930992.625 | 1056005.125 | 1202203.3929 | 1246495.634 | 1294291.3144 | 1338113.9272 | 1393648.2467 | 1574386.6095 | 1634905.4245 | 1725243.2325 | 1841754.1002 | 1933012.0918 | 2008384.5807 | 2150385.5455 | 2326767.0071 | 2565072.6205 | 2711447.184 | 2823090.75 | 0 | 0 | 0 | 0 | 0 | 0 | 0 | 0 | 0 | 0 | 0 | 0 | 0 | 0 | 0 | 0 | 0 | 0 | 0 | 0 | 0 | 0 | 0 | 0 | 0.23272 | 0.027148 | 0.090808 | 0.12845 | 0.29206 | 0.012906 | 0.126 | 0.12966 | 0.03618 | 0.037627 | 0.033298 | 0.040664 | 0.12194 | 0.037719 | 0.053783 | 0.06535 | 0.048361 | 0.038251 | 0.068316 | 0.078833 | 0.097507 | 0.055496 | 0.04035 | 0.06734
| 102 | 15239562.6164 | 0 | 12812956.613 | 0 |  | 595630.625 | 647892.4375 | 661472 | 771152.9375 | 753195.3125 | 1035706 | 1070914.25 | 1176354.375 | 1387786.8929 | 1449793.134 | 1460436.4394 | 1523313.1772 | 1600038.6217 | 1745495.2345 | 1810907.1745 | 1900075.6075 | 1992162.9752 | 2090248.0918 | 2165234.7057 | 2300463.7955 | 2481870.2571 | 2700198.6205 | 2888686.184 | 3008485.25 | 0 | 0 | 0 | 0 | 0 | 0 | 0 | 0 | 0 | 0 | 0 | 0 | 0 | 0 | 0 | 0 | 0 | 0 | 0 | 0 | 0 | 0 | 0 | 0 | 0.084104 | 0.020743 | 0.15342 | -0.023562 | 0.31851 | 0.033429 | 0.093907 | 0.16529 | 0.043711 | 0.0073144 | 0.042152 | 0.04914 | 0.087011 | 0.03679 | 0.048066 | 0.047327 | 0.048062 | 0.035246 | 0.060582 | 0.075902 | 0.084313 | 0.067476 | 0.040635 | 0.068153
| 103 | 15104450.6695 | 0 | 12686586.9687 | 0 |  | 586226.125 | 644801.0625 | 661143.5625 | 771784.625 | 729814 | 1009340.125 | 1043866.125 | 1157483.25 | 1376023.1429 | 1439620.759 | 1452772.3144 | 1511404.3022 | 1592514.6217 | 1732839.2345 | 1800706.0495 | 1889883.9825 | 1978757.8502 | 2074164.8418 | 2151744.7057 | 2283854.7955 | 2471268.0071 | 2697671.1205 | 2875345.684 | 2994578.25 | 0 | 0 | 0 | 0 | 0 | 0 | 0 | 0 | 0 | 0 | 0 | 0 | 0 | 0 | 0 | 0 | 0 | 0 | 0 | 0 | 0 | 0 | 0 | 0 | 0.095236 | 0.025029 | 0.15473 | -0.055916 | 0.32426 | 0.033634 | 0.10332 | 0.17295 | 0.045182 | 0.009094 | 0.039566 | 0.052275 | 0.084447 | 0.038418 | 0.048337 | 0.045954 | 0.047089 | 0.03672 | 0.059586 | 0.078867 | 0.087657 | 0.063784 | 0.04063 | 0.07205
| 104 | 15464535.2638 | 0 | 13011414.8699 | 0 |  | 607148.75 | 660464.6875 | 672148.5 | 779271.4375 | 780797.625 | 1066273.75 | 1103936.25 | 1206317.5 | 1418022.3929 | 1479390.384 | 1491009.5644 | 1541494.0522 | 1616724.9967 | 1752983.8595 | 1827301.5495 | 1894165.3575 | 2022862.1002 | 2099664.2168 | 2178351.4557 | 2297805.0455 | 2512732.7571 | 2741060.1205 | 2910421.434 | 3034291.5 | 0 | 0 | 0 | 0 | 0 | 0 | 0 | 0 | 0 | 0 | 0 | 0 | 0 | 0 | 0 | 0 | 0 | 0 | 0 | 0 | 0 | 0 | 0 | 0 | 0.08417 | 0.017536 | 0.14788 | 0.0019566 | 0.31161 | 0.034712 | 0.08869 | 0.16169 | 0.042367 | 0.0078234 | 0.033299 | 0.04765 | 0.080917 | 0.041521 | 0.035938 | 0.065735 | 0.037264 | 0.036791 | 0.053386 | 0.089417 | 0.086974 | 0.059953 | 0.04168 | 0.065584
| 105 | 15305608.1677 | 0 | 12866623.0286 | 0 |  | 606523 | 660351.875 | 671821 | 783984.3125 | 743858.125 | 1029373.375 | 1067087.5 | 1181165.625 | 1399245.5179 | 1462437.759 | 1470822.1894 | 1525024.5522 | 1602731.7467 | 1749311.6095 | 1814101.7995 | 1901942.7325 | 1990297.8502 | 2091040.0918 | 2167923.7057 | 2306671.7955 | 2492786.7571 | 2718976.6205 | 2905315.184 | 3018218.75 | 0 | 0 | 0 | 0 | 0 | 0 | 0 | 0 | 0 | 0 | 0 | 0 | 0 | 0 | 0 | 0 | 0 | 0 | 0 | 0 | 0 | 0 | 0 | 0 | 0.08503 | 0.017219 | 0.1544 | -0.052539 | 0.32486 | 0.035983 | 0.10157 | 0.16943 | 0.044172 | 0.0057168 | 0.036189 | 0.049699 | 0.087513 | 0.036368 | 0.047285 | 0.045408 | 0.049377 | 0.036108 | 0.062036 | 0.077596 | 0.086854 | 0.066286 | 0.038125 | 0.072005
| 106 | 15158262.9841 | 0 | 12743963.7898 | 0 |  | 591594.6875 | 645057.8125 | 657959.0625 | 769179.375 | 743310.1875 | 1021807.1875 | 1055154.75 | 1168660.875 | 1387785.3929 | 1448783.259 | 1458211.4394 | 1514144.4272 | 1595131.6217 | 1736581.1095 | 1802476.6745 | 1894036.4825 | 1984358.9752 | 2080845.7168 | 2154676.4557 | 2288159.5455 | 2461197.0071 | 2689189.8705 | 2875073.934 | 2998941.5 | 0 | 0 | 0 | 0 | 0 | 0 | 0 | 0 | 0 | 0 | 0 | 0 | 0 | 0 | 0 | 0 | 0 | 0 | 0 | 0 | 0 | 0 | 0 | 0 | 0.086518 | 0.019803 | 0.15618 | -0.034211 | 0.31821 | 0.032115 | 0.10217 | 0.17185 | 0.043015 | 0.0064866 | 0.03764 | 0.052106 | 0.084962 | 0.037243 | 0.049549 | 0.046586 | 0.047478 | 0.034866 | 0.060107 | 0.0729 | 0.088592 | 0.066838 | 0.042181 | 0.069706
| 107 | 15413225.9632 | 0 | 12965577.2677 | 0 |  | 608977.125 | 660879.6875 | 672302.875 | 780554.5 | 761676.1875 | 1043670.5625 | 1076725 | 1191630.875 | 1404725.0179 | 1465181.634 | 1480768.9394 | 1539801.8022 | 1621776.2467 | 1765174.4845 | 1836170.2995 | 1918603.1075 | 2011559.9752 | 2110860.4668 | 2184215.7057 | 2319510.7955 | 2496852.2571 | 2727783.3705 | 2912260.184 | 3039386.25 | 0 | 0 | 0 | 0 | 0 | 0 | 0 | 0 | 0 | 0 | 0 | 0 | 0 | 0 | 0 | 0 | 0 | 0 | 0 | 0 | 0 | 0 | 0 | 0 | 0.081791 | 0.017137 | 0.1493 | -0.024483 | 0.31498 | 0.03118 | 0.1014 | 0.16452 | 0.042138 | 0.010582 | 0.039092 | 0.051868 | 0.084728 | 0.039433 | 0.043915 | 0.047313 | 0.048185 | 0.034161 | 0.060099 | 0.073675 | 0.088458 | 0.06544 | 0.042726 | 0.067589
| 108 | 15891203.1667 | 0 | 13374347.6243 | 0 |  | 608620.5625 | 653220.5 | 663351.4375 | 776554.1875 | 801545 | 1101849.625 | 1148286.875 | 1253287.75 | 1464437.6429 | 1523548.259 | 1539435.6894 | 1589501.6772 | 1671644.8717 | 1819386.8595 | 1889959.1745 | 1982332.6075 | 2094815.2252 | 2178916.5918 | 2255834.9557 | 2381334.0455 | 2571589.7571 | 2797731.8705 | 2996046.684 | 3126929 | 0 | 0 | 0 | 0 | 0 | 0 | 0 | 0 | 1464437.6429 | 1523548.259 | 1539435.6894 | 0 | 1671644.8717 | 1819386.8595 | 1889959.1745 | 1982332.6075 | 2094815.2252 | 2178916.5918 | 2255834.9557 | 2381334.0455 | 2571589.7571 | 2797731.8705 | 2996046.684 | 3126929 | 0.07072 | 0.01539 | 0.15756 | 0.031675 | 0.3182 | 0.041281 | 0.087499 | 0.1557 | 0.039571 | 0.010374 | 0.032005 | 0.050388 | 0.084691 | 0.038056 | 0.047719 | 0.055191 | 0.039362 | 0.034692 | 0.054141 | 0.076863 | 0.084285 | 0.068485 | 0.042758 | 0.065318
| 109 | 15608502.7053 | 0 | 13142573.8038 | 0 |  | 615794.9375 | 668045.0625 | 679848.75 | 789646.5625 | 785948.625 | 1078351.75 | 1114406.875 | 1218850.375 | 1430686.2679 | 1494124.134 | 1504680.3144 | 1552953.9272 | 1633380.8717 | 1771661.9845 | 1837994.1745 | 1923551.6075 | 2023082.7252 | 2120612.4668 | 2207774.4557 | 2328734.2955 | 2523953.5071 | 2748595.6205 | 2932129.184 | 3053247.5 | 0 | 0 | 0 | 0 | 0 | 0 | 0 | 0 | 0 | 0 | 0 | 0 | 0 | 0 | 0 | 0 | 0 | 0 | 0 | 0 | 0 | 0 | 0 | 0 | 0.081442 | 0.017515 | 0.14972 | -0.004694 | 0.3163 | 0.032889 | 0.089586 | 0.16025 | 0.043386 | 0.0070403 | 0.031578 | 0.050493 | 0.081266 | 0.036757 | 0.045498 | 0.050449 | 0.047082 | 0.04028 | 0.05334 | 0.080502 | 0.085264 | 0.064639 | 0.040477 | 0.06642
| 110 | 16213977.002 | 16213977.002 | 13672594.9897 | 13672594.9897 |  | 636027.5 | 672948.3125 | 680448.5 | 785287.5 | 826680.1875 | 1146743 | 1205011.125 | 1292384.625 | 1485715.1429 | 1539665.509 | 1559939.4394 | 1621640.9272 | 1698174.1217 | 1858133.9845 | 1941293.5495 | 2023154.1075 | 2110094.4752 | 2198382.0918 | 2281735.7057 | 2412773.2955 | 2596012.0071 | 2821044.1205 | 3033448.934 | 3153924.25 | 636027.5 | 0 | 0 | 0 | 826680.1875 | 1146743 | 1205011.125 | 1292384.625 | 1485715.1429 | 1539665.509 | 1559939.4394 | 1621640.9272 | 1698174.1217 | 1858133.9845 | 1941293.5495 | 2023154.1075 | 2110094.4752 | 2198382.0918 | 2281735.7057 | 2412773.2955 | 2596012.0071 | 2821044.1205 | 3033448.934 | 3153924.25 | 0.056427 | 0.011084 | 0.1433 | 0.051368 | 0.32726 | 0.049563 | 0.07 | 0.13941 | 0.035669 | 0.013082 | 0.038792 | 0.046115 | 0.090019 | 0.043782 | 0.041303 | 0.042075 | 0.040989 | 0.037215 | 0.05584 | 0.0732 | 0.083131 | 0.072593 | 0.038947 | 0.064918
| 111 | 15184401.2214 | 0 | 12758746.6697 | 0 |  | 600619.75 | 654920.8125 | 667610.25 | 777097.5625 | 733725.0625 | 1010719.3125 | 1041349 | 1162774.875 | 1384356.7679 | 1445351.009 | 1458744.9394 | 1516382.4272 | 1599358.3717 | 1738224.1095 | 1811105.4245 | 1894220.3575 | 1986690.4752 | 2085869.5918 | 2165398.4557 | 2294450.5455 | 2477705.2571 | 2704238.3705 | 2885501.184 | 3007574 | 0 | 0 | 0 | 0 | 0 | 0 | 0 | 0 | 0 | 0 | 0 | 0 | 0 | 0 | 0 | 0 | 0 | 0 | 0 | 0 | 0 | 0 | 0 | 0 | 0.086552 | 0.01919 | 0.15186 | -0.057432 | 0.32028 | 0.029855 | 0.11029 | 0.17443 | 0.043117 | 0.0092242 | 0.038751 | 0.053275 | 0.083261 | 0.041073 | 0.04487 | 0.047663 | 0.048716 | 0.037419 | 0.057889 | 0.076839 | 0.087487 | 0.064878 | 0.041435 | 0.071747
| 112 | 15222847.6975 | 0 | 12799693.0464 | 0 |  | 589678.5 | 645552.0625 | 662519.5 | 776301.0625 | 747591.1875 | 1036934.1875 | 1069104.25 | 1180009.625 | 1394128.0179 | 1457034.134 | 1465468.1894 | 1518233.9272 | 1598020.7467 | 1737801.6095 | 1811868.0495 | 1893162.8575 | 1981484.3502 | 2082736.0918 | 2163827.2057 | 2286275.5455 | 2473356.7571 | 2693511.3705 | 2886802.684 | 3011183.5 | 0 | 0 | 0 | 0 | 0 | 0 | 0 | 0 | 0 | 0 | 0 | 0 | 0 | 0 | 0 | 0 | 0 | 0 | 0 | 0 | 0 | 0 | 0 | 0 | 0.090528 | 0.025944 | 0.15849 | -0.037684 | 0.32717 | 0.030553 | 0.098701 | 0.16675 | 0.044134 | 0.0057718 | 0.035373 | 0.051218 | 0.083855 | 0.041738 | 0.043891 | 0.045597 | 0.049836 | 0.038196 | 0.055046 | 0.078652 | 0.085269 | 0.069304 | 0.042184 | 0.071026
| 113 | 15433282.3882 | 0 | 12983428.1643 | 0 |  | 602408.75 | 658549.75 | 670822.5625 | 779047.0625 | 763229.625 | 1055440.625 | 1089376.875 | 1196353.375 | 1411630.3929 | 1468222.009 | 1479949.0644 | 1537820.1772 | 1619701.2467 | 1765820.3595 | 1834634.0495 | 1920125.8575 | 2015340.6002 | 2112490.2168 | 2184833.7057 | 2333081.5455 | 2507081.2571 | 2727559.1205 | 2915518.934 | 3034748.75 | 0 | 0 | 0 | 0 | 0 | 0 | 0 | 0 | 0 | 0 | 0 | 0 | 0 | 0 | 0 | 0 | 0 | 0 | 0 | 0 | 0 | 0 | 0 | 0 | 0.089104 | 0.018465 | 0.14957 | -0.020513 | 0.32415 | 0.031648 | 0.093672 | 0.16547 | 0.039307 | 0.0079555 | 0.038358 | 0.051876 | 0.086374 | 0.03823 | 0.045546 | 0.048397 | 0.047079 | 0.033672 | 0.06565 | 0.071929 | 0.084288 | 0.066641 | 0.040081 | 0.068994
| 114 | 16177937.9342 | 16177937.9342 | 13658166.3843 | 13658166.3843 |  | 643724.25 | 685376.6875 | 698925.375 | 805848.125 | 822192.125 | 1133456.125 | 1181527.375 | 1288714.5 | 1494436.8929 | 1552984.509 | 1572195.5644 | 1624706.6772 | 1700020.6217 | 1834846.2345 | 1906481.6745 | 1996232.1075 | 2083700.8502 | 2186382.5918 | 2268603.9557 | 2384196.7955 | 2569225.0071 | 2795321.6205 | 3017349.184 | 3124486 | 643724.25 | 685376.6875 | 698925.375 | 805848.125 | 822192.125 | 1133456.125 | 1181527.375 | 1288714.5 | 1494436.8929 | 1552984.509 | 1572195.5644 | 1624706.6772 | 1700020.6217 | 1834846.2345 | 1906481.6745 | 1996232.1075 | 2083700.8502 | 2186382.5918 | 2268603.9557 | 2384196.7955 | 2569225.0071 | 2795321.6205 | 3017349.184 | 3124486 | 0.062698 | 0.019575 | 0.14235 | 0.020079 | 0.32105 | 0.041537 | 0.086837 | 0.1481 | 0.038429 | 0.012295 | 0.032854 | 0.045313 | 0.07632 | 0.038299 | 0.046002 | 0.042884 | 0.048103 | 0.036916 | 0.049698 | 0.074742 | 0.084343 | 0.076432 | 0.034891 | 0.0649
| 115 | 15502361.4009 | 0 | 13039998.9291 | 0 |  | 605768.1875 | 658732.5 | 672039.375 | 784694.6875 | 760586.6875 | 1049703.375 | 1090627 | 1207940.25 | 1417811.0179 | 1478585.259 | 1492423.6894 | 1550589.1772 | 1630686.2467 | 1773985.7345 | 1847598.9245 | 1929972.6075 | 2022120.2252 | 2121372.8418 | 2203332.2057 | 2333428.0455 | 2518630.0071 | 2740893.6205 | 2928312.184 | 3054690.75 | 0 | 0 | 0 | 0 | 0 | 0 | 0 | 0 | 0 | 0 | 0 | 0 | 0 | 0 | 0 | 0 | 0 | 0 | 0 | 0 | 0 | 0 | 0 | 0 | 0.08382 | 0.019999 | 0.15498 | -0.031205 | 0.32217 | 0.038245 | 0.10216 | 0.1602 | 0.041972 | 0.0093157 | 0.038234 | 0.050366 | 0.084228 | 0.040658 | 0.043619 | 0.046641 | 0.047917 | 0.037907 | 0.057368 | 0.076377 | 0.084569 | 0.066142 | 0.042252 | 0.06902
| 116 | 16006257.213 | 16006257.213 | 13469366.1902 | 13469366.1902 |  | 629574.75 | 671527.9375 | 680725.9375 | 788907.375 | 804231.8125 | 1102271.125 | 1142489.375 | 1256599 | 1465037.8929 | 1520491.759 | 1540252.5644 | 1599052.1772 | 1680157.7467 | 1828060.8595 | 1903453.4245 | 2002856.2325 | 2095322.3502 | 2190494.3418 | 2270760.4557 | 2401741.0455 | 2592062.2571 | 2820385.6205 | 3023009.684 | 3148052 | 0 | 0 | 0 | 0 | 804231.8125 | 0 | 0 | 0 | 1465037.8929 | 1520491.759 | 1540252.5644 | 1599052.1772 | 1680157.7467 | 1828060.8595 | 1903453.4245 | 2002856.2325 | 2095322.3502 | 2190494.3418 | 2270760.4557 | 2401741.0455 | 2592062.2571 | 2820385.6205 | 3023009.684 | 3148052 | 0.064511 | 0.013604 | 0.14749 | 0.019239 | 0.31524 | 0.035837 | 0.095199 | 0.15347 | 0.037153 | 0.012913 | 0.037465 | 0.049477 | 0.084368 | 0.040414 | 0.050904 | 0.045133 | 0.04442 | 0.035988 | 0.056079 | 0.07626 | 0.08442 | 0.069379 | 0.040531 | 0.064564
| 117 | 15150333.5542 | 0 | 12730683.1896 | 0 |  | 588243.875 | 643373.625 | 657546.125 | 762138.5625 | 737195.5625 | 1025351.875 | 1061850.25 | 1171656.75 | 1379677.8929 | 1438057.759 | 1456455.4394 | 1515878.9272 | 1593494.1217 | 1739608.9845 | 1806303.5495 | 1895055.6075 | 1986182.2252 | 2081890.0918 | 2157402.4557 | 2285007.7955 | 2466242.5071 | 2698839.6205 | 2884237.934 | 2998882.25 | 0 | 0 | 0 | 0 | 0 | 0 | 0 | 0 | 0 | 0 | 0 | 0 | 0 | 0 | 0 | 0 | 0 | 0 | 0 | 0 | 0 | 0 | 0 | 0 | 0.089584 | 0.021789 | 0.14761 | -0.033275 | 0.32994 | 0.034977 | 0.098406 | 0.16343 | 0.041443 | 0.012712 | 0.03999 | 0.049934 | 0.087731 | 0.037622 | 0.047966 | 0.046966 | 0.047062 | 0.035629 | 0.057465 | 0.076326 | 0.090126 | 0.066439 | 0.038979 | 0.070316
| 118 | 15489101.9359 | 0 | 13040664.325 | 0 |  | 610823.1875 | 665201.0625 | 675366.375 | 791176.375 | 764822.9375 | 1058802.75 | 1098748.625 | 1209526.625 | 1419751.1429 | 1479666.884 | 1491370.3144 | 1547549.4272 | 1631225.8717 | 1766927.9845 | 1834949.5495 | 1912633.3575 | 2009564.6002 | 2100429.4668 | 2185318.4557 | 2318151.2955 | 2501840.7571 | 2724288.6205 | 2913942.184 | 3039454.75 | 0 | 0 | 0 | 0 | 0 | 0 | 0 | 0 | 0 | 0 | 0 | 0 | 0 | 0 | 0 | 0 | 0 | 0 | 0 | 0 | 0 | 0 | 0 | 0 | 0.085282 | 0.015166 | 0.15827 | -0.033877 | 0.32525 | 0.037033 | 0.096057 | 0.16025 | 0.041335 | 0.0078784 | 0.036977 | 0.052659 | 0.079911 | 0.037775 | 0.041464 | 0.049437 | 0.044224 | 0.03962 | 0.059008 | 0.076257 | 0.085181 | 0.0673 | 0.042171 | 0.070094
| 119 | 15065330.7288 | 0 | 12655787.5199 | 0 |  | 587551 | 646428 | 660768.0625 | 772771.3125 | 728724.625 | 1010695.0625 | 1042568.5 | 1158971.25 | 1378830.7679 | 1444146.134 | 1447987.5644 | 1500098.3022 | 1580593.7467 | 1723795.8595 | 1787248.1745 | 1870591.1075 | 1965995.7252 | 2064652.7168 | 2146419.7057 | 2275022.0455 | 2461020.7571 | 2687752.1205 | 2864110.434 | 2988567.75 | 0 | 0 | 0 | 0 | 0 | 0 | 0 | 0 | 0 | 0 | 0 | 0 | 0 | 0 | 0 | 0 | 0 | 0 | 0 | 0 | 0 | 0 | 0 | 0 | 0.095499 | 0.021941 | 0.15658 | -0.058687 | 0.3271 | 0.031049 | 0.10585 | 0.1737 | 0.046282 | 0.0026565 | 0.035356 | 0.05227 | 0.086728 | 0.036148 | 0.045577 | 0.049744 | 0.048963 | 0.038839 | 0.058189 | 0.078586 | 0.088129 | 0.063553 | 0.042536 | 0.073378
| 120 | 15220567.709 | 0 | 12783444.4125 | 0 |  | 594330.9375 | 647057.6875 | 661175.125 | 767642.4375 | 740666 | 1023372.25 | 1056663.125 | 1170875.75 | 1384415.5179 | 1447632.884 | 1461034.8144 | 1516376.6772 | 1599871.3717 | 1747745.7345 | 1817608.4245 | 1904625.1075 | 1997836.2252 | 2094809.2168 | 2171758.9557 | 2302768.0455 | 2491589.7571 | 2713743.6205 | 2900246.184 | 3021713.5 | 0 | 0 | 0 | 0 | 0 | 0 | 0 | 0 | 0 | 0 | 0 | 0 | 0 | 0 | 0 | 0 | 0 | 0 | 0 | 0 | 0 | 0 | 0 | 0 | 0.084999 | 0.021583 | 0.14931 | -0.035774 | 0.32331 | 0.032013 | 0.10264 | 0.16753 | 0.044652 | 0.0092152 | 0.037179 | 0.0536 | 0.088404 | 0.039195 | 0.046764 | 0.04778 | 0.047398 | 0.036075 | 0.058574 | 0.078809 | 0.085408 | 0.066467 | 0.041028 | 0.0698
| 121 | 16088987.9012 | 16088987.9012 | 13585930.8519 | 13585930.8519 |  | 632981.9375 | 673555.4375 | 686901 | 788088.25 | 821796.8125 | 1129356 | 1189795 | 1293595.875 | 1485122.5179 | 1545325.634 | 1564790.9394 | 1608214.5522 | 1694730.6217 | 1836165.3595 | 1907436.2995 | 1980784.7325 | 2085339.1002 | 2173901.0918 | 2261410.9557 | 2377217.2955 | 2565518.0071 | 2778387.1205 | 2982893.434 | 3101044.75 | 0 | 0 | 0 | 0 | 821796.8125 | 1129356 | 1189795 | 1293595.875 | 1485122.5179 | 1545325.634 | 1564790.9394 | 1608214.5522 | 1694730.6217 | 1836165.3595 | 1907436.2995 | 1980784.7325 | 2085339.1002 | 2173901.0918 | 2261410.9557 | 2377217.2955 | 2565518.0071 | 0 | 0 | 0 | 0.062128 | 0.01962 | 0.13742 | 0.041883 | 0.31791 | 0.052133 | 0.083645 | 0.13807 | 0.039737 | 0.012518 | 0.027372 | 0.052399 | 0.080156 | 0.038081 | 0.037733 | 0.051438 | 0.041592 | 0.039466 | 0.049942 | 0.07623 | 0.07971 | 0.071023 | 0.038845 | 0.062746
| 122 | 15876014.3955 | 0 | 13374842.083 | 0 |  | 631966.5625 | 680237.1875 | 688944.1875 | 793269.125 | 800897.5 | 1099905.25 | 1148004.75 | 1245745.125 | 1443461.8929 | 1503587.509 | 1527446.3144 | 1585591.1772 | 1660635.3717 | 1804717.8595 | 1875826.4245 | 1969440.6075 | 2064482.8502 | 2160229.3418 | 2245219.4557 | 2361219.2955 | 2564929.2571 | 2771622.6205 | 2980311.184 | 3102772 | 0 | 680237.1875 | 0 | 0 | 0 | 0 | 0 | 0 | 0 | 0 | 0 | 0 | 0 | 0 | 0 | 1969440.6075 | 2064482.8502 | 2160229.3418 | 0 | 0 | 2564929.2571 | 0 | 0 | 0 | 0.073605 | 0.012719 | 0.141 | 0.0095704 | 0.31725 | 0.042801 | 0.081708 | 0.14731 | 0.04081 | 0.015743 | 0.03736 | 0.046243 | 0.083204 | 0.038645 | 0.0487 | 0.04713 | 0.045335 | 0.038589 | 0.050375 | 0.082753 | 0.077502 | 0.072595 | 0.040268 | 0.064175
| 123 | 15308516.0997 | 0 | 12874869.0921 | 0 |  | 600484.1875 | 655267.875 | 670831.375 | 774800.6875 | 754514.1875 | 1039611.875 | 1068649.625 | 1181498.25 | 1398860.8929 | 1454807.634 | 1471764.4394 | 1524487.4272 | 1606165.9967 | 1753672.2345 | 1822481.6745 | 1909129.9825 | 1998890.6002 | 2094766.9668 | 2176199.7057 | 2305402.0455 | 2485945.0071 | 2708393.6205 | 2894988.434 | 3022854 | 0 | 0 | 0 | 0 | 0 | 0 | 0 | 0 | 0 | 0 | 0 | 0 | 0 | 0 | 0 | 0 | 0 | 0 | 0 | 0 | 0 | 0 | 0 | 0 | 0.087308 | 0.023474 | 0.14409 | -0.026532 | 0.32053 | 0.027548 | 0.10039 | 0.16887 | 0.039215 | 0.011588 | 0.035196 | 0.052192 | 0.087862 | 0.038487 | 0.046449 | 0.045945 | 0.04685 | 0.038138 | 0.057675 | 0.075398 | 0.085703 | 0.066625 | 0.04322 | 0.068615
| 124 | 15344367.048 | 0 | 12904708.5355 | 0 |  | 597967.875 | 652623.375 | 667188.875 | 781486.625 | 759295.8125 | 1047061.625 | 1081086.625 | 1190441.625 | 1410606.8929 | 1470792.759 | 1476093.0644 | 1532922.4272 | 1603847.4967 | 1748685.8595 | 1809401.4245 | 1900745.3575 | 1999885.9752 | 2098486.7168 | 2173148.2057 | 2307635.2955 | 2479446.5071 | 2722606.6205 | 2905755.184 | 3033315.75 | 0 | 0 | 0 | 0 | 0 | 0 | 0 | 0 | 0 | 0 | 0 | 0 | 0 | 0 | 0 | 0 | 0 | 0 | 0 | 0 | 0 | 0 | 0 | 0 | 0.087463 | 0.022073 | 0.15812 | -0.028807 | 0.32135 | 0.031979 | 0.096358 | 0.1697 | 0.041782 | 0.0035972 | 0.037777 | 0.045229 | 0.086459 | 0.034132 | 0.04925 | 0.050844 | 0.048126 | 0.03496 | 0.060046 | 0.071812 | 0.093554 | 0.065104 | 0.042963 | 0.069971
| 125 | 15113836.7214 | 0 | 12698831.3468 | 0 |  | 600286.1875 | 661845.9375 | 678594.75 | 784067.375 | 734599.6875 | 1011134.125 | 1038251.75 | 1146353.5 | 1366498.0179 | 1431284.134 | 1443356.9394 | 1500195.1772 | 1584014.6217 | 1725961.8595 | 1791495.2995 | 1880919.3575 | 1971847.1002 | 2071315.4668 | 2153386.9557 | 2284167.7955 | 2455055.7571 | 2698916.6205 | 2878151.934 | 2995594 | 0 | 0 | 0 | 0 | 0 | 0 | 0 | 0 | 0 | 0 | 0 | 0 | 0 | 0 | 0 | 0 | 0 | 0 | 0 | 0 | 0 | 0 | 0 | 0 | 0.097626 | 0.024991 | 0.14447 | -0.065169 | 0.3195 | 0.026466 | 0.099048 | 0.17567 | 0.046321 | 0.0083996 | 0.038624 | 0.054367 | 0.085822 | 0.037266 | 0.04871 | 0.04721 | 0.049213 | 0.038858 | 0.05896 | 0.072148 | 0.094701 | 0.064298 | 0.039994 | 0.071894
| 126 | 15434690.2678 | 0 | 12988315.9117 | 0 |  | 596219.875 | 647015.375 | 663465.4375 | 785402.125 | 767653.8125 | 1061301.625 | 1100751.25 | 1210515.5 | 1429101.2679 | 1485757.384 | 1494679.1894 | 1550096.4272 | 1626664.9967 | 1763542.3595 | 1817012.4245 | 1893570.7325 | 2002016.4752 | 2098916.5918 | 2169953.7057 | 2311429.7955 | 2487482.2571 | 2732360.6205 | 2914155.934 | 3037169.25 | 0 | 0 | 0 | 0 | 0 | 0 | 0 | 0 | 0 | 0 | 0 | 0 | 0 | 0 | 0 | 0 | 0 | 0 | 0 | 0 | 0 | 0 | 0 | 0 | 0.081761 | 0.025107 | 0.16872 | -0.022857 | 0.32391 | 0.036497 | 0.095053 | 0.166 | 0.038879 | 0.0059869 | 0.036406 | 0.048215 | 0.080793 | 0.029869 | 0.041271 | 0.055691 | 0.047266 | 0.033285 | 0.06316 | 0.073405 | 0.093895 | 0.064414 | 0.041346 | 0.070297
| 127 | 15662704.1966 | 0 | 13196283.4887 | 0 |  | 618166.75 | 660201.1875 | 679489.0625 | 785886.75 | 787695.75 | 1086961.25 | 1131653.625 | 1235443.375 | 1435875.3929 | 1495545.884 | 1505228.0644 | 1562513.0522 | 1638840.2467 | 1781049.1095 | 1850655.6745 | 1936481.6075 | 2031823.3502 | 2129273.8418 | 2208352.9557 | 2350095.0455 | 2528947.5071 | 2748381.1205 | 2936485.184 | 3045198.5 | 0 | 0 | 0 | 0 | 0 | 0 | 0 | 0 | 0 | 0 | 0 | 0 | 0 | 0 | 0 | 0 | 0 | 0 | 0 | 0 | 0 | 0 | 0 | 0 | 0.065786 | 0.028797 | 0.14547 | 0.0022992 | 0.32203 | 0.040294 | 0.08775 | 0.15034 | 0.040717 | 0.0064531 | 0.037351 | 0.047693 | 0.083214 | 0.038337 | 0.045333 | 0.048061 | 0.046847 | 0.036466 | 0.062209 | 0.073347 | 0.083209 | 0.066201 | 0.036353 | 0.065691
| 128 | 15032013.7423 | 0 | 12629369.248 | 0 |  | 586652.9375 | 641160.5625 | 656361.625 | 763338.375 | 726648.3125 | 1009737.375 | 1042946.0625 | 1158161.875 | 1375530.0179 | 1436011.509 | 1447945.6894 | 1498580.3022 | 1580710.3717 | 1720628.9845 | 1784391.5495 | 1872178.3575 | 1959719.2252 | 2068051.4668 | 2147180.2057 | 2279981.2955 | 2458167.2571 | 2677710.3705 | 2858858.934 | 2974410.25 | 0 | 0 | 0 | 0 | 0 | 0 | 0 | 0 | 0 | 0 | 0 | 0 | 0 | 0 | 0 | 0 | 0 | 0 | 0 | 0 | 0 | 0 | 0 | 0 | 0.088847 | 0.023432 | 0.15099 | -0.049259 | 0.329 | 0.032359 | 0.10478 | 0.172 | 0.04303 | 0.0082763 | 0.034372 | 0.053356 | 0.084816 | 0.036388 | 0.048025 | 0.045699 | 0.053806 | 0.037549 | 0.060012 | 0.075249 | 0.085546 | 0.06546 | 0.039623 | 0.072157
| 129 | 15498835.3566 | 0 | 13048814.4267 | 0 |  | 618500.875 | 668202.1875 | 682694.1875 | 792665.8125 | 760410.5 | 1055980.75 | 1092956.75 | 1205569.625 | 1416569.8929 | 1475085.384 | 1488032.3144 | 1548584.9272 | 1624345.1217 | 1763409.4845 | 1839801.9245 | 1922478.4825 | 2010585.4752 | 2109001.7168 | 2188315.7057 | 2328903.2955 | 2507215.7571 | 2730198.3705 | 2916445.184 | 3031413.25 | 0 | 0 | 0 | 0 | 0 | 0 | 0 | 0 | 0 | 0 | 0 | 0 | 0 | 0 | 0 | 0 | 0 | 0 | 0 | 0 | 0 | 0 | 0 | 0 | 0.077292 | 0.021456 | 0.14935 | -0.041543 | 0.32837 | 0.034417 | 0.098066 | 0.16129 | 0.040477 | 0.0087388 | 0.039887 | 0.047763 | 0.082144 | 0.042409 | 0.043957 | 0.044811 | 0.047789 | 0.036917 | 0.062265 | 0.073775 | 0.085201 | 0.065991 | 0.038663 | 0.070521
| 130 | 15554325.0909 | 0 | 13101956.1553 | 0 |  | 615005.5625 | 668159.5625 | 682935.5 | 792713 | 768675.375 | 1066157.75 | 1103492.875 | 1215811.375 | 1423013.2679 | 1483400.759 | 1502596.8144 | 1555796.0522 | 1632470.4967 | 1770568.9845 | 1840390.9245 | 1922133.2325 | 2010968.8502 | 2117675.2168 | 2199377.4557 | 2332830.0455 | 2515916.2571 | 2731151.3705 | 2917525.684 | 3030347.5 | 0 | 0 | 0 | 0 | 0 | 0 | 0 | 0 | 0 | 0 | 0 | 0 | 0 | 0 | 0 | 0 | 0 | 0 | 0 | 0 | 0 | 0 | 0 | 0 | 0.082896 | 0.021873 | 0.14906 | -0.030792 | 0.32715 | 0.034419 | 0.096931 | 0.15736 | 0.041561 | 0.012858 | 0.034793 | 0.048107 | 0.081206 | 0.038677 | 0.043458 | 0.045181 | 0.051702 | 0.037855 | 0.058908 | 0.075555 | 0.082086 | 0.066013 | 0.037941 | 0.06927
| 131 | 15367192.7969 | 0 | 12937269.9745 | 0 |  | 609696.5625 | 672526.1875 | 684749 | 801758.25 | 759074.5 | 1045582.5625 | 1078052.375 | 1189481.625 | 1407805.1429 | 1470275.634 | 1480820.6894 | 1534934.6772 | 1607938.7467 | 1736682.9845 | 1805111.9245 | 1886490.4825 | 1977911.2252 | 2080627.3418 | 2172769.9557 | 2301484.5455 | 2483689.2571 | 2704643.6205 | 2896929.684 | 3009065.75 | 0 | 0 | 0 | 801758.25 | 0 | 0 | 0 | 0 | 0 | 0 | 0 | 0 | 0 | 0 | 0 | 0 | 0 | 0 | 0 | 0 | 0 | 0 | 0 | 0 | 0.09808 | 0.018011 | 0.15775 | -0.054707 | 0.32023 | 0.030582 | 0.098362 | 0.16851 | 0.043418 | 0.0071466 | 0.035891 | 0.046465 | 0.077024 | 0.038646 | 0.044096 | 0.047323 | 0.050628 | 0.043333 | 0.057552 | 0.076191 | 0.085225 | 0.068681 | 0.037978 | 0.071524
| 132 | 15530876.8569 | 0 | 13078038.2356 | 0 |  | 616664.625 | 669589.375 | 681438.3125 | 788609.5 | 769775 | 1060000.75 | 1100599.125 | 1218698.25 | 1424449.2679 | 1482081.009 | 1494236.3144 | 1547853.3022 | 1626448.2467 | 1768441.1095 | 1839340.6745 | 1923775.2325 | 2008267.9752 | 2106122.3418 | 2183010.2057 | 2334761.7955 | 2511471.7571 | 2730367.1205 | 2919849.184 | 3036566 | 0 | 0 | 0 | 0 | 0 | 0 | 0 | 0 | 0 | 0 | 0 | 0 | 0 | 0 | 0 | 0 | 0 | 0 | 0 | 0 | 0 | 0 | 0 | 0 | 0.082339 | 0.017541 | 0.14607 | -0.024173 | 0.31993 | 0.037585 | 0.10193 | 0.156 | 0.039662 | 0.0081681 | 0.035254 | 0.04953 | 0.0837 | 0.039309 | 0.044882 | 0.042983 | 0.047576 | 0.035856 | 0.067205 | 0.072959 | 0.083567 | 0.067096 | 0.039195 | 0.067811
| 133 | 15044021.7081 | 0 | 12642902.045 | 0 |  | 597160.0625 | 652664.3125 | 664847.75 | 777446.625 | 723857.8125 | 1003835.5 | 1038138.875 | 1154503.875 | 1371658.8929 | 1432049.634 | 1444489.9394 | 1498063.3022 | 1579434.9967 | 1716014.9845 | 1787290.1745 | 1871696.4825 | 1961596.8502 | 2063454.5918 | 2137607.9557 | 2271856.5455 | 2456174.2571 | 2677655.1205 | 2856101.434 | 2972180 | 0 | 0 | 0 | 0 | 0 | 0 | 0 | 0 | 0 | 0 | 0 | 0 | 0 | 0 | 0 | 0 | 0 | 0 | 0 | 0 | 0 | 0 | 0 | 0 | 0.088878 | 0.018495 | 0.15646 | -0.07142 | 0.32699 | 0.033601 | 0.10624 | 0.17235 | 0.043086 | 0.0086495 | 0.036417 | 0.052894 | 0.082938 | 0.040696 | 0.046145 | 0.046914 | 0.050623 | 0.035306 | 0.06091 | 0.078008 | 0.086336 | 0.064516 | 0.039838 | 0.074042
| 134 | 15172585.3326 | 0 | 12752379.1779 | 0 |  | 588681 | 642608.6875 | 661683.8125 | 769238.625 | 742767.6875 | 1024034.5625 | 1059744 | 1171010.375 | 1390627.3929 | 1448148.134 | 1463380.9394 | 1514757.5522 | 1592901.1217 | 1731249.6095 | 1802435.5495 | 1888815.1075 | 1984853.3502 | 2086149.0918 | 2156668.4557 | 2301256.0455 | 2476941.7571 | 2695513.1205 | 2881732.434 | 2995073 | 0 | 0 | 0 | 0 | 0 | 0 | 0 | 0 | 0 | 0 | 0 | 0 | 0 | 0 | 0 | 0 | 0 | 0 | 0 | 0 | 0 | 0 | 0 | 0 | 0.087652 | 0.029252 | 0.15061 | -0.035018 | 0.32112 | 0.034277 | 0.09984 | 0.17189 | 0.040531 | 0.010464 | 0.034506 | 0.050302 | 0.083287 | 0.040295 | 0.046811 | 0.049595 | 0.049775 | 0.033245 | 0.06489 | 0.07357 | 0.084564 | 0.066803 | 0.038577 | 0.069472
| 135 | 15217522.053 | 0 | 12804176.4184 | 0 |  | 599062.5 | 654119.0625 | 667738.4375 | 781343.5625 | 745802.9375 | 1033908.5 | 1068478.75 | 1183187.625 | 1398135.2679 | 1457938.259 | 1469556.8144 | 1518495.3022 | 1598663.8717 | 1730433.9845 | 1797787.4245 | 1883099.3575 | 1971908.2252 | 2071483.8418 | 2148641.9557 | 2282403.7955 | 2463347.5071 | 2686608.8705 | 2876346.934 | 2993096.5 | 0 | 0 | 0 | 0 | 0 | 0 | 0 | 0 | 0 | 0 | 0 | 0 | 0 | 0 | 0 | 0 | 0 | 0 | 0 | 0 | 0 | 0 | 0 | 0 | 0.087923 | 0.020607 | 0.15712 | -0.046554 | 0.32664 | 0.03289 | 0.10198 | 0.16693 | 0.041884 | 0.0079376 | 0.032759 | 0.051448 | 0.079204 | 0.038184 | 0.046362 | 0.046083 | 0.049263 | 0.036571 | 0.060393 | 0.076292 | 0.086759 | 0.068241 | 0.039787 | 0.071691
| 136 | 15321820.1103 | 0 | 12893759.1098 | 0 |  | 607632.4375 | 661295.9375 | 676833.4375 | 783433.6875 | 756369.9375 | 1047360.4375 | 1084682.5 | 1198715.375 | 1408484.1429 | 1467772.009 | 1475971.4394 | 1522567.9272 | 1601203.2467 | 1734165.1095 | 1802247.9245 | 1880619.6075 | 1977525.6002 | 2081028.5918 | 2164439.7057 | 2292971.5455 | 2476414.5071 | 2708953.3705 | 2896727.684 | 3003874.25 | 0 | 0 | 0 | 0 | 0 | 0 | 0 | 0 | 0 | 0 | 0 | 0 | 0 | 0 | 0 | 0 | 0 | 0 | 0 | 0 | 0 | 0 | 0 | 0 | 0.084631 | 0.023224 | 0.14626 | -0.035156 | 0.3255 | 0.035014 | 0.099963 | 0.16126 | 0.041232 | 0.0055708 | 0.031082 | 0.050357 | 0.079771 | 0.038509 | 0.042567 | 0.050245 | 0.051016 | 0.039299 | 0.057687 | 0.076963 | 0.089751 | 0.067019 | 0.036321 | 0.069787
| 137 | 15287020.7848 | 0 | 12854186.9425 | 0 |  | 610469.5625 | 672328.4375 | 688334.5625 | 799337.6875 | 733759.375 | 1016927.625 | 1055833.625 | 1171683.5 | 1390521.5179 | 1450774.384 | 1462824.5644 | 1517956.3022 | 1599078.6217 | 1742332.1095 | 1812510.0495 | 1898707.2325 | 1989439.2252 | 2087711.8418 | 2168750.9557 | 2310043.7955 | 2490570.2571 | 2714950.1205 | 2891240.934 | 3009602 | 0 | 0 | 0 | 0 | 0 | 0 | 0 | 0 | 0 | 0 | 0 | 0 | 0 | 0 | 0 | 0 | 0 | 0 | 0 | 0 | 0 | 0 | 0 | 0 | 0.096519 | 0.023528 | 0.14951 | -0.085602 | 0.32636 | 0.037545 | 0.10411 | 0.17124 | 0.042419 | 0.0082717 | 0.036996 | 0.052063 | 0.085797 | 0.039488 | 0.046461 | 0.04668 | 0.048216 | 0.038083 | 0.063115 | 0.075245 | 0.086262 | 0.062912 | 0.040122 | 0.074654
| 138 | 15461496.7216 | 0 | 13014486.2937 | 0 |  | 595634.6875 | 653988.1875 | 668568.5625 | 789144.0625 | 766213.625 | 1066874.625 | 1110287 | 1217869.25 | 1427551.3929 | 1483226.259 | 1498297.0644 | 1544979.5522 | 1623591.6217 | 1757166.9845 | 1818968.5495 | 1901935.3575 | 1991998.7252 | 2102339.8418 | 2184453.2057 | 2317965.5455 | 2493712.5071 | 2726935.3705 | 2913258.934 | 3039915.5 | 0 | 0 | 0 | 0 | 0 | 0 | 0 | 0 | 0 | 0 | 0 | 0 | 0 | 0 | 0 | 0 | 0 | 0 | 0 | 0 | 0 | 0 | 0 | 0 | 0.093462 | 0.02205 | 0.16581 | -0.029488 | 0.33103 | 0.039885 | 0.092484 | 0.15886 | 0.038259 | 0.01011 | 0.030682 | 0.04963 | 0.079062 | 0.034567 | 0.044602 | 0.046267 | 0.053912 | 0.038315 | 0.059324 | 0.073083 | 0.089406 | 0.066094 | 0.042557 | 0.071027
| 139 | 15506240.2044 | 0 | 13048126.9867 | 0 |  | 612674.5 | 667908.5 | 678440.8125 | 787097.4375 | 766401.0625 | 1051004.125 | 1091703.25 | 1206522.25 | 1416447.0179 | 1473650.259 | 1490179.8144 | 1548096.1772 | 1625184.2467 | 1770398.1095 | 1843963.9245 | 1932060.2325 | 2014652.4752 | 2113308.9668 | 2191071.7057 | 2332064.5455 | 2514441.0071 | 2737028.6205 | 2927605.434 | 3043587.5 | 0 | 0 | 0 | 0 | 0 | 0 | 0 | 0 | 0 | 0 | 0 | 0 | 0 | 0 | 0 | 0 | 0 | 0 | 0 | 0 | 0 | 0 | 0 | 0 | 0.086317 | 0.015646 | 0.14855 | -0.026646 | 0.3158 | 0.037993 | 0.1 | 0.16041 | 0.039591 | 0.011154 | 0.038129 | 0.048595 | 0.085583 | 0.040713 | 0.046669 | 0.04186 | 0.047808 | 0.036136 | 0.062363 | 0.075297 | 0.084822 | 0.067312 | 0.038852 | 0.067576
| 140 | 15998672.588 | 15998672.588 | 13486747.1669 | 13486747.1669 |  | 628678.8125 | 674212.5 | 691797 | 806395.75 | 808993.4375 | 1109236 | 1154568.25 | 1275792.75 | 1473096.2679 | 1534035.634 | 1550081.6894 | 1600272.4272 | 1684752.2467 | 1811065.8595 | 1891033.5495 | 1973318.7325 | 2062823.8502 | 2165011.0918 | 2245936.9557 | 2379625.2955 | 2567291.2571 | 2795124.8705 | 2997436.184 | 3108847.5 | 0 | 0 | 691797 | 806395.75 | 808993.4375 | 0 | 1154568.25 | 1275792.75 | 1473096.2679 | 1534035.634 | 1550081.6894 | 1600272.4272 | 1684752.2467 | 1811065.8595 | 1891033.5495 | 1973318.7325 | 2062823.8502 | 2165011.0918 | 2245936.9557 | 2379625.2955 | 2567291.2571 | 2795124.8705 | 2997436.184 | 0 | 0.069925 | 0.025747 | 0.15328 | 0.0032162 | 0.31564 | 0.040055 | 0.099841 | 0.1438 | 0.040535 | 0.010406 | 0.031866 | 0.051445 | 0.072297 | 0.043208 | 0.042593 | 0.044359 | 0.04835 | 0.036697 | 0.05782 | 0.075908 | 0.085025 | 0.069881 | 0.036495 | 0.0648
| 141 | 16089137.1685 | 16089137.1685 | 13560401.7356 | 13560401.7356 |  | 635787.5625 | 679736.75 | 695613.25 | 804489.3125 | 815073.1875 | 1117634.75 | 1161686.875 | 1272869.875 | 1474056.5179 | 1539948.134 | 1553708.6894 | 1613878.0522 | 1684923.9967 | 1821004.2345 | 1903655.5495 | 1989532.2325 | 2079404.2252 | 2185741.8418 | 2271627.9557 | 2394541.0455 | 2593366.5071 | 2814752.6205 | 3015936.684 | 3119376.5 | 635787.5625 | 679736.75 | 695613.25 | 804489.3125 | 815073.1875 | 1117634.75 | 1161686.875 | 1272869.875 | 1474056.5179 | 1539948.134 | 1553708.6894 | 1613878.0522 | 1684923.9967 | 1821004.2345 | 1903655.5495 | 1989532.2325 | 2079404.2252 | 2185741.8418 | 2271627.9557 | 2394541.0455 | 2593366.5071 | 2814752.6205 | 3015936.684 | 3119376.5 | 0.066841 | 0.023088 | 0.14541 | 0.01307 | 0.31569 | 0.038659 | 0.091401 | 0.14674 | 0.043731 | 0.008896 | 0.037995 | 0.04308 | 0.077668 | 0.044388 | 0.044124 | 0.044182 | 0.049874 | 0.038541 | 0.052695 | 0.079765 | 0.081918 | 0.069036 | 0.033723 | 0.064063
| 142 | 15734018.2752 | 0 | 13249667.7911 | 0 |  | 612654.9375 | 656386.4375 | 670315.4375 | 784707.5 | 796340.5625 | 1090253.25 | 1143279 | 1251935.625 | 1448882.8929 | 1508850.259 | 1526319.3144 | 1577482.1772 | 1658951.1217 | 1791471.3595 | 1857754.7995 | 1934475.7325 | 2042242.7252 | 2125731.9668 | 2210284.4557 | 2339682.2955 | 2545425.5071 | 2758678.3705 | 2962419.934 | 3075840.5 | 0 | 0 | 0 | 0 | 0 | 0 | 0 | 0 | 0 | 0 | 0 | 0 | 0 | 0 | 0 | 0 | 0 | 0 | 0 | 0 | 0 | 0 | 0 | 0 | 0.068948 | 0.020999 | 0.15756 | 0.014716 | 0.31414 | 0.04749 | 0.09079 | 0.1461 | 0.040555 | 0.011511 | 0.032971 | 0.050356 | 0.076852 | 0.036331 | 0.040468 | 0.054212 | 0.040068 | 0.039005 | 0.056894 | 0.084283 | 0.080454 | 0.071255 | 0.037572 | 0.064386
| 143 | 15158055.7104 | 0 | 12747202.6866 | 0 |  | 595948.9375 | 652353.125 | 668094.125 | 773654.5625 | 740522.625 | 1026247.375 | 1058013.25 | 1175493.75 | 1385554.8929 | 1448737.384 | 1457961.9394 | 1508099.3022 | 1589918.4967 | 1728908.2345 | 1793264.2995 | 1879454.9825 | 1972497.4752 | 2070504.7168 | 2155117.7057 | 2282780.2955 | 2461946.0071 | 2687264.1205 | 2875328.934 | 2982592.5 | 0 | 0 | 0 | 0 | 0 | 0 | 0 | 0 | 0 | 0 | 0 | 0 | 0 | 0 | 0 | 0 | 0 | 0 | 0 | 0 | 0 | 0 | 0 | 0 | 0.090431 | 0.023843 | 0.1467 | -0.043769 | 0.32631 | 0.030484 | 0.1053 | 0.16441 | 0.044592 | 0.0063471 | 0.033811 | 0.052833 | 0.083807 | 0.036547 | 0.046944 | 0.048319 | 0.048492 | 0.040053 | 0.057549 | 0.075558 | 0.087572 | 0.067643 | 0.036626 | 0.070831
| 144 | 15438878.1845 | 0 | 12988425.4955 | 0 |  | 614382.625 | 667915.4375 | 685100.9375 | 796508.8125 | 753408.9375 | 1046623.4375 | 1084547.5 | 1198874.625 | 1412495.5179 | 1469766.634 | 1481695.0644 | 1534848.6772 | 1619935.2467 | 1758026.7345 | 1821292.0495 | 1907716.4825 | 1998710.9752 | 2099408.3418 | 2183000.7057 | 2317666.5455 | 2507654.7571 | 2720987.1205 | 2922672.684 | 3036929.75 | 0 | 0 | 0 | 0 | 0 | 0 | 0 | 0 | 0 | 0 | 0 | 0 | 0 | 0 | 0 | 0 | 0 | 0 | 0 | 0 | 0 | 0 | 0 | 0 | 0.083544 | 0.025405 | 0.15067 | -0.05563 | 0.32872 | 0.035594 | 0.10022 | 0.16397 | 0.039746 | 0.0080831 | 0.035245 | 0.053954 | 0.081806 | 0.035354 | 0.046361 | 0.046595 | 0.049153 | 0.039045 | 0.05986 | 0.078787 | 0.081647 | 0.071504 | 0.038349 | 0.071888
| 145 | 16998142.0278 | 16998142.0278 | 14386502.2015 | 14386502.2015 |  | 685762.5625 | 717547.4375 | 725317.9375 | 820635.3125 | 891214.9375 | 1221900.25 | 1295479.625 | 1401498.625 | 1583774.0179 | 1632984.884 | 1650921.5644 | 1700112.1772 | 1765898.3717 | 1909901.6095 | 1990201.6745 | 2084001.2325 | 2183065.1002 | 2266670.8418 | 2356920.7057 | 2481252.2955 | 2689096.5071 | 2879606.6205 | 3128425.434 | 3225363.75 | 685762.5625 | 717547.4375 | 725317.9375 | 820635.3125 | 891214.9375 | 1221900.25 | 1295479.625 | 1401498.625 | 1583774.0179 | 1632984.884 | 1650921.5644 | 1700112.1772 | 1765898.3717 | 1909901.6095 | 1990201.6745 | 2084001.2325 | 2183065.1002 | 2266670.8418 | 2356920.7057 | 2481252.2955 | 2689096.5071 | 2879606.6205 | 3128425.434 | 3225363.75 | 0.045308 | 0.010771 | 0.12347 | 0.082507 | 0.31558 | 0.058474 | 0.078661 | 0.12227 | 0.030599 | 0.010924 | 0.029361 | 0.037965 | 0.078392 | 0.041184 | 0.046054 | 0.04644 | 0.037582 | 0.039044 | 0.051407 | 0.080442 | 0.068448 | 0.082876 | 0.030516 | 0.061849
| 146 | 15467314.6647 | 0 | 13015650.7302 | 0 |  | 611514.3125 | 664850.625 | 682331.5625 | 792957.6875 | 768588.75 | 1055795.25 | 1091592.25 | 1196238.125 | 1409551.5179 | 1471278.009 | 1486803.4394 | 1543941.0522 | 1613794.1217 | 1758416.9845 | 1832749.7995 | 1917845.7325 | 2002708.7252 | 2108036.7168 | 2190810.9557 | 2321022.0455 | 2508151.7571 | 2733672.3705 | 2918470.934 | 3032403.5 | 0 | 0 | 0 | 0 | 0 | 0 | 0 | 0 | 0 | 0 | 0 | 0 | 0 | 0 | 0 | 0 | 0 | 0 | 0 | 0 | 0 | 0 | 0 | 0 | 0.083624 | 0.025953 | 0.15025 | -0.031214 | 0.31749 | 0.033343 | 0.091544 | 0.16409 | 0.04286 | 0.010497 | 0.03771 | 0.04425 | 0.085826 | 0.041403 | 0.045385 | 0.043298 | 0.051256 | 0.038515 | 0.057736 | 0.077539 | 0.0861 | 0.065414 | 0.038296 | 0.068066
| 147 | 15064092.57 | 0 | 12650348.1766 | 0 |  | 591827.9375 | 653485.1875 | 668400.6875 | 780128.125 | 733457.125 | 1010645.375 | 1039125.1875 | 1153577.375 | 1374566.8929 | 1437983.884 | 1447371.3144 | 1500386.8022 | 1578346.3717 | 1714150.3595 | 1764502.5495 | 1868579.1075 | 1950743.6002 | 2058652.4668 | 2138312.9557 | 2285278.0455 | 2458815.7571 | 2688881.1205 | 2877917.434 | 2996372.5 | 0 | 0 | 0 | 0 | 0 | 0 | 0 | 0 | 0 | 0 | 0 | 0 | 0 | 0 | 0 | 0 | 0 | 0 | 0 | 0 | 0 | 0 | 0 | 0 | 0.099104 | 0.022568 | 0.15457 | -0.061689 | 0.32058 | 0.02779 | 0.10449 | 0.17527 | 0.045103 | 0.006507 | 0.035974 | 0.050655 | 0.08254 | 0.028951 | 0.057309 | 0.043032 | 0.053841 | 0.037966 | 0.066471 | 0.073192 | 0.089445 | 0.067942 | 0.040335 | 0.072586
| 148 | 14960634.292 | 0 | 12569124.6922 | 0 |  | 580938 | 640153.375 | 656799.25 | 763243.5625 | 729679.9375 | 1009412.5625 | 1045717.1875 | 1152797.5 | 1369492.5179 | 1432456.259 | 1436871.4394 | 1489335.8022 | 1567064.1217 | 1708851.8595 | 1773453.1745 | 1857338.4825 | 1951167.7252 | 2048599.3418 | 2128098.9557 | 2252099.2955 | 2438234.7571 | 2664804.8705 | 2850382.184 | 2966541.25 | 0 | 0 | 0 | 0 | 0 | 0 | 0 | 0 | 0 | 0 | 0 | 0 | 0 | 0 | 0 | 0 | 0 | 0 | 0 | 0 | 0 | 0 | 0 | 0 | 0.097064 | 0.025671 | 0.1502 | -0.044971 | 0.32452 | 0.035334 | 0.097489 | 0.17225 | 0.04495 | 0.0030775 | 0.035862 | 0.050874 | 0.086618 | 0.037107 | 0.046216 | 0.049283 | 0.048728 | 0.038073 | 0.056634 | 0.079412 | 0.088857 | 0.067322 | 0.039944 | 0.071196
| 149 | 14937647.7099 | 0 | 12540368.7041 | 0 |  | 582551.0625 | 642654.6875 | 658956.375 | 769236.875 | 717317.3125 | 995171.875 | 1028471.6875 | 1141783.625 | 1361652.8929 | 1423612.759 | 1432808.1894 | 1489084.9272 | 1568020.4967 | 1709293.8595 | 1776576.4245 | 1862782.1075 | 1952565.8502 | 2050683.5918 | 2126980.2057 | 2264590.0455 | 2446913.7571 | 2672085.8705 | 2855087.434 | 2971621.75 | 0 | 0 | 0 | 0 | 0 | 0 | 0 | 0 | 0 | 0 | 0 | 0 | 0 | 0 | 0 | 0 | 0 | 0 | 0 | 0 | 0 | 0 | 0 | 0 | 0.098191 | 0.02505 | 0.15474 | -0.069881 | 0.3274 | 0.032914 | 0.10452 | 0.17611 | 0.044499 | 0.0064385 | 0.038526 | 0.051652 | 0.086266 | 0.038608 | 0.047383 | 0.047073 | 0.049029 | 0.03653 | 0.062691 | 0.077434 | 0.088032 | 0.066243 | 0.040005 | 0.074112
| 150 | 15214541.7151 | 0 | 12800244.9977 | 0 |  | 596036.9375 | 651818.9375 | 666831.625 | 770834.1875 | 751896.125 | 1037695.5625 | 1071364 | 1181037.125 | 1393446.0179 | 1453126.759 | 1460950.0644 | 1514988.4272 | 1591126.3717 | 1734814.4845 | 1799298.7995 | 1889883.2325 | 1982081.1002 | 2082238.2168 | 2158737.7057 | 2291098.0455 | 2463635.5071 | 2687741.3705 | 2878922.184 | 2993485.25 | 0 | 0 | 0 | 0 | 0 | 0 | 0 | 0 | 0 | 0 | 0 | 0 | 0 | 0 | 0 | 0 | 0 | 0 | 0 | 0 | 0 | 0 | 0 | 0 | 0.089464 | 0.022771 | 0.14494 | -0.024875 | 0.32216 | 0.03193 | 0.09746 | 0.16539 | 0.041938 | 0.0053693 | 0.036321 | 0.049034 | 0.086458 | 0.036497 | 0.049118 | 0.047632 | 0.049296 | 0.03608 | 0.059508 | 0.072607 | 0.087063 | 0.068715 | 0.039022 | 0.068732
| 151 | 13558722.9869 | 0 | 11273046.5254 | 0 |  | 427568.4688 | 548704.6875 | 562500.375 | 615041.5 | 685026.5 | 927235.4375 | 934656.6875 | 1055514.25 | 1202575.8929 | 1246918.134 | 1294252.4394 | 1338118.5522 | 1393644.9967 | 1574391.2345 | 1634910.2995 | 1725243.2325 | 1841754.1002 | 1933012.0918 | 2008384.5807 | 2150385.5455 | 2326767.0071 | 2565072.6205 | 2715805.934 | 2827831 | 0 | 0 | 0 | 0 | 0 | 0 | 0 | 0 | 0 | 0 | 0 | 0 | 0 | 0 | 0 | 0 | 0 | 0 | 0 | 0 | 0 | 0 | 0 | 0 | 0.24945 | 0.024831 | 0.089298 | 0.10777 | 0.30275 | 0.0079718 | 0.1216 | 0.13044 | 0.036209 | 0.037258 | 0.033331 | 0.040658 | 0.12195 | 0.037719 | 0.05378 | 0.06535 | 0.048361 | 0.038251 | 0.068316 | 0.078833 | 0.097507 | 0.057102 | 0.040421 | 0.07032
| 152 | 15199029.8267 | 0 | 12772121.2674 | 0 |  | 591109.3125 | 649541.0625 | 665644.3125 | 777164.125 | 737573 | 1018961.3125 | 1054356.625 | 1173512.5 | 1392985.8929 | 1447703.509 | 1461782.5644 | 1514492.6772 | 1595374.9967 | 1739352.7345 | 1808890.5495 | 1892635.4825 | 1982636.9752 | 2085937.2168 | 2168317.7057 | 2303708.7955 | 2479307.5071 | 2704171.8705 | 2891179.684 | 3005932.75 | 0 | 0 | 0 | 0 | 0 | 0 | 0 | 0 | 0 | 0 | 0 | 0 | 0 | 0 | 0 | 0 | 0 | 0 | 0 | 0 | 0 | 0 | 0 | 0 | 0.094265 | 0.024489 | 0.1549 | -0.052286 | 0.32317 | 0.034147 | 0.10707 | 0.17145 | 0.038529 | 0.0096781 | 0.035424 | 0.052028 | 0.086404 | 0.039201 | 0.045257 | 0.046457 | 0.05079 | 0.038733 | 0.060569 | 0.073459 | 0.086816 | 0.066869 | 0.038923 | 0.071699
| 153 | 15309597.6706 | 0 | 12877218.3754 | 0 |  | 613546.875 | 671872.5625 | 685847.5625 | 794992.125 | 747019.25 | 1033727.5 | 1066552.25 | 1182595.25 | 1394114.8929 | 1456358.509 | 1465159.0644 | 1519040.5522 | 1599280.3717 | 1741263.2345 | 1805630.2995 | 1891435.2325 | 1983086.8502 | 2079456.9668 | 2166618.9557 | 2295216.2955 | 2485344.0071 | 2711013.3705 | 2895006.934 | 3014185 | 0 | 0 | 0 | 0 | 0 | 0 | 0 | 0 | 0 | 0 | 0 | 0 | 0 | 0 | 0 | 0 | 0 | 0 | 0 | 0 | 0 | 0 | 0 | 0 | 0.090812 | 0.020587 | 0.14768 | -0.062241 | 0.32484 | 0.03126 | 0.10328 | 0.16455 | 0.043679 | 0.0060247 | 0.036115 | 0.051475 | 0.085057 | 0.036299 | 0.046426 | 0.047319 | 0.047452 | 0.041061 | 0.057659 | 0.079584 | 0.086911 | 0.065665 | 0.040342 | 0.072097
| 154 | 15443124.7846 | 0 | 12995771.08 | 0 |  | 609787.5625 | 667851.8125 | 682601.0625 | 789095.3125 | 757971.25 | 1050656 | 1088499.625 | 1197509 | 1411583.6429 | 1473323.634 | 1487730.3144 | 1535136.8022 | 1610231.1217 | 1754355.4845 | 1829383.0495 | 1909538.3575 | 2005645.6002 | 2106962.0918 | 2189363.9557 | 2329778.2955 | 2506267.5071 | 2722468.8705 | 2916388.684 | 3028040.5 | 0 | 0 | 0 | 0 | 0 | 0 | 0 | 0 | 0 | 0 | 0 | 0 | 0 | 0 | 0 | 0 | 0 | 0 | 0 | 0 | 0 | 0 | 0 | 0 | 0.090956 | 0.021844 | 0.14498 | -0.040242 | 0.32652 | 0.035386 | 0.095443 | 0.16447 | 0.042809 | 0.0097309 | 0.031368 | 0.047758 | 0.085724 | 0.041877 | 0.042883 | 0.049104 | 0.049281 | 0.038364 | 0.062162 | 0.073021 | 0.082745 | 0.068807 | 0.03757 | 0.070191
| 155 | 15183089.8542 | 0 | 12761721.8169 | 0 |  | 597029 | 659020.0625 | 677129 | 787043.9375 | 732932.3125 | 1015475.6875 | 1049527.375 | 1167501 | 1385023.1429 | 1447046.509 | 1459066.0644 | 1509704.8022 | 1590325.4967 | 1733402.3595 | 1800588.6745 | 1885969.2325 | 1976181.4752 | 2074569.0918 | 2156594.4557 | 2294169.5455 | 2471944.0071 | 2702386.3705 | 2883486.434 | 2997303.25 | 0 | 0 | 0 | 0 | 0 | 0 | 0 | 0 | 0 | 0 | 0 | 0 | 0 | 0 | 0 | 0 | 0 | 0 | 0 | 0 | 0 | 0 | 0 | 0 | 0.098788 | 0.027108 | 0.15042 | -0.071231 | 0.32606 | 0.032983 | 0.10653 | 0.17085 | 0.043808 | 0.008272 | 0.034118 | 0.052025 | 0.086147 | 0.038027 | 0.046328 | 0.046725 | 0.048587 | 0.038777 | 0.061841 | 0.074634 | 0.08913 | 0.064865 | 0.038713 | 0.073518
| 156 | 15550012.9902 | 0 | 13086808.6499 | 0 |  | 609633.25 | 662085.5625 | 674286.1875 | 780253.3125 | 768313.25 | 1065654.875 | 1098073.75 | 1215277.375 | 1422069.1429 | 1480580.509 | 1493986.3144 | 1556002.4272 | 1635226.6217 | 1774845.6095 | 1848769.9245 | 1935235.7325 | 2024007.6002 | 2122098.4668 | 2205739.7057 | 2350008.7955 | 2521939.7571 | 2740109.1205 | 2936735.684 | 3046768.25 | 0 | 0 | 0 | 0 | 0 | 0 | 0 | 0 | 0 | 0 | 0 | 0 | 0 | 0 | 0 | 0 | 0 | 0 | 0 | 0 | 0 | 0 | 0 | 0 | 0.082537 | 0.01826 | 0.14596 | -0.015421 | 0.32715 | 0.029968 | 0.10141 | 0.15714 | 0.040321 | 0.0090137 | 0.040672 | 0.049661 | 0.081932 | 0.040807 | 0.045709 | 0.04485 | 0.047326 | 0.038657 | 0.063356 | 0.070609 | 0.082969 | 0.069301 | 0.036783 | 0.068461
| 157 | 15216632.2071 | 0 | 12796262.2613 | 0 |  | 596126.75 | 653347.5 | 665899.75 | 774146.9375 | 745598.9375 | 1031563.8125 | 1072713.5 | 1187275.625 | 1392160.5179 | 1448729.134 | 1464863.9394 | 1512508.4272 | 1594269.3717 | 1736146.2345 | 1801035.6745 | 1885636.1075 | 1977071.1002 | 2076993.8418 | 2156880.7057 | 2297923.0455 | 2482551.7571 | 2704153.6205 | 2878060.434 | 2983072.5 | 0 | 0 | 0 | 0 | 0 | 0 | 0 | 0 | 0 | 0 | 0 | 0 | 0 | 0 | 0 | 0 | 0 | 0 | 0 | 0 | 0 | 0 | 0 | 0 | 0.091656 | 0.01903 | 0.15062 | -0.037574 | 0.32464 | 0.039116 | 0.10147 | 0.1592 | 0.03983 | 0.011076 | 0.032007 | 0.052646 | 0.085252 | 0.036694 | 0.045903 | 0.047351 | 0.049305 | 0.037741 | 0.063343 | 0.077281 | 0.085502 | 0.062328 | 0.035837 | 0.069895
| 158 | 16141118.7088 | 16141118.7088 | 13633469.8089 | 13633469.8089 |  | 640140.25 | 673103.125 | 689671.5 | 787201.875 | 837412.5 | 1163677.875 | 1215983 | 1305233.375 | 1504507.8929 | 1554687.134 | 1575548.0644 | 1606384.6772 | 1676725.9967 | 1817847.2345 | 1893599.9245 | 1962285.7325 | 2063288.8502 | 2165412.8418 | 2260758.4557 | 2371425.5455 | 2571094.5071 | 2764758.3705 | 3000012.184 | 3114637.25 | 640140.25 | 0 | 0 | 0 | 837412.5 | 1163677.875 | 1215983 | 1305233.375 | 1504507.8929 | 1554687.134 | 1575548.0644 | 1606384.6772 | 1676725.9967 | 1817847.2345 | 1893599.9245 | 0 | 2063288.8502 | 2165412.8418 | 2260758.4557 | 0 | 2571094.5071 | 0 | 3000012.184 | 3114637.25 | 0.050211 | 0.024317 | 0.13227 | 0.061832 | 0.32902 | 0.043967 | 0.070829 | 0.14208 | 0.032808 | 0.013329 | 0.019383 | 0.042857 | 0.08081 | 0.040827 | 0.03563 | 0.050191 | 0.04831 | 0.043089 | 0.047791 | 0.08084 | 0.072622 | 0.081663 | 0.037496 | 0.064947
| 159 | 15413328.1973 | 0 | 12962231.2974 | 0 |  | 601782.5625 | 656219.0625 | 671885.75 | 785610.375 | 759743.1875 | 1053511.75 | 1089764.625 | 1201436.375 | 1412911.1429 | 1471221.759 | 1485765.0644 | 1538338.3022 | 1615482.4967 | 1754894.4845 | 1825406.5495 | 1912236.6075 | 1998718.7252 | 2096724.7168 | 2176573.4557 | 2314645.7955 | 2503314.2571 | 2731224.1205 | 2919990.684 | 3036643.5 | 0 | 0 | 0 | 0 | 0 | 0 | 0 | 0 | 0 | 0 | 0 | 0 | 0 | 0 | 0 | 0 | 0 | 0 | 0 | 0 | 0 | 0 | 0 | 0 | 0.086598 | 0.023594 | 0.15637 | -0.03348 | 0.3269 | 0.033833 | 0.097556 | 0.16213 | 0.040441 | 0.0098367 | 0.034773 | 0.048931 | 0.082775 | 0.039394 | 0.046471 | 0.044233 | 0.04787 | 0.037375 | 0.061505 | 0.078359 | 0.087134 | 0.066831 | 0.039172 | 0.070258
| 160 | 15326064.3636 | 0 | 12896956.0035 | 0 |  | 614169.375 | 669692.1875 | 685559.6875 | 789648.3125 | 749695.9375 | 1036189.8125 | 1066613.625 | 1182829.875 | 1388032.3929 | 1451690.384 | 1466661.6894 | 1523730.4272 | 1604358.2467 | 1748682.7345 | 1818276.1745 | 1904989.7325 | 1995321.8502 | 2089181.5918 | 2166407.7057 | 2309053.2955 | 2485443.7571 | 2706799.1205 | 2891466.684 | 3006192 | 0 | 0 | 0 | 0 | 0 | 0 | 0 | 0 | 0 | 0 | 0 | 0 | 0 | 0 | 0 | 0 | 0 | 0 | 0 | 0 | 0 | 0 | 0 | 0 | 0.086547 | 0.023417 | 0.14135 | -0.05192 | 0.32364 | 0.028938 | 0.10342 | 0.15998 | 0.044841 | 0.01026 | 0.038173 | 0.051562 | 0.086139 | 0.039026 | 0.046588 | 0.046329 | 0.045967 | 0.036298 | 0.063767 | 0.073614 | 0.085316 | 0.065997 | 0.03891 | 0.070219
| 161 | 15482977.4338 | 0 | 13036556.1214 | 0 |  | 626713.4375 | 684110 | 697428.625 | 803044.3125 | 757938 | 1044833.375 | 1081273.75 | 1196944.875 | 1411714.5179 | 1471798.634 | 1484824.0644 | 1536469.1772 | 1617050.3717 | 1757868.9845 | 1826413.7995 | 1918127.8575 | 2000044.9752 | 2101485.3418 | 2182688.9557 | 2319954.7955 | 2502207.5071 | 2722944.1205 | 2912873.184 | 3031529 | 0 | 684110 | 697428.625 | 803044.3125 | 0 | 0 | 0 | 0 | 0 | 0 | 0 | 0 | 0 | 0 | 0 | 0 | 0 | 0 | 0 | 0 | 0 | 0 | 0 | 0 | 0.087629 | 0.019281 | 0.14101 | -0.057808 | 0.32101 | 0.034282 | 0.10163 | 0.16503 | 0.04168 | 0.0088111 | 0.034191 | 0.051117 | 0.083499 | 0.038252 | 0.048995 | 0.04182 | 0.049475 | 0.037913 | 0.06099 | 0.075626 | 0.08454 | 0.067426 | 0.039927 | 0.070653
| 162 | 15376821.9617 | 0 | 12936318.2703 | 0 |  | 613136.1875 | 670634.8125 | 684236.6875 | 795622.5625 | 752004.5 | 1031902.75 | 1066417.875 | 1183446 | 1394858.0179 | 1454034.259 | 1476571.1894 | 1528797.8022 | 1608715.7467 | 1757427.3595 | 1825219.5495 | 1910664.7325 | 2001471.1002 | 2101147.8418 | 2189687.4557 | 2322282.7955 | 2500933.2571 | 2717342.6205 | 2905975.684 | 3017061.5 | 0 | 0 | 0 | 0 | 0 | 0 | 0 | 0 | 0 | 0 | 0 | 0 | 0 | 0 | 0 | 0 | 0 | 0 | 0 | 0 | 0 | 0 | 0 | 0 | 0.089638 | 0.020079 | 0.15082 | -0.056383 | 0.31642 | 0.032901 | 0.10413 | 0.16436 | 0.041549 | 0.015381 | 0.034759 | 0.050955 | 0.088415 | 0.037849 | 0.045751 | 0.046431 | 0.048601 | 0.041275 | 0.058792 | 0.074113 | 0.08299 | 0.067115 | 0.037514 | 0.0701
| 163 | 15191017.9555 | 0 | 12768048.2132 | 0 |  | 605193.5625 | 663558.875 | 677685.875 | 787453 | 730821.5625 | 1010980.375 | 1044479.375 | 1163828.25 | 1379846.0179 | 1440661.134 | 1453822.6894 | 1510240.1772 | 1590215.4967 | 1736140.8595 | 1807409.5495 | 1894562.9825 | 1982463.7252 | 2077154.9668 | 2161893.4557 | 2299674.7955 | 2478884.5071 | 2702600.8705 | 2881344.934 | 2998923.25 | 0 | 0 | 0 | 0 | 0 | 0 | 0 | 0 | 0 | 0 | 0 | 0 | 0 | 0 | 0 | 0 | 0 | 0 | 0 | 0 | 0 | 0 | 0 | 0 | 0.092069 | 0.021066 | 0.15012 | -0.074634 | 0.32451 | 0.032598 | 0.1082 | 0.17026 | 0.04313 | 0.0090943 | 0.038072 | 0.051601 | 0.087795 | 0.04023 | 0.047094 | 0.045352 | 0.046659 | 0.039985 | 0.061783 | 0.075041 | 0.086406 | 0.064043 | 0.039996 | 0.073474
| 164 | 15468870.3146 | 0 | 13021328.0513 | 0 |  | 610317.625 | 672052.125 | 687885.125 | 802369.625 | 765650.8125 | 1045407.0625 | 1077316.75 | 1193888.75 | 1414470.5179 | 1480534.634 | 1489547.0644 | 1539191.1772 | 1619306.1217 | 1757750.9845 | 1832810.6745 | 1913513.3575 | 2004095.9752 | 2104401.2168 | 2190024.2057 | 2327824.5455 | 2503903.7571 | 2731151.8705 | 2911484.684 | 3027194 | 0 | 0 | 0 | 802369.625 | 0 | 0 | 0 | 0 | 0 | 0 | 0 | 0 | 0 | 0 | 0 | 0 | 0 | 0 | 0 | 0 | 0 | 0 | 0 | 0 | 0.096356 | 0.023286 | 0.15395 | -0.046843 | 0.31144 | 0.030067 | 0.10274 | 0.16954 | 0.045648 | 0.0060688 | 0.032785 | 0.050741 | 0.082037 | 0.041816 | 0.04309 | 0.046252 | 0.048838 | 0.039882 | 0.061022 | 0.072917 | 0.086872 | 0.06394 | 0.038973 | 0.069358
| 165 | 15711227.686 | 0 | 13241763.6873 | 0 |  | 625826.625 | 660645.625 | 671752.75 | 772853.9375 | 806134.0625 | 1112365.625 | 1144747.75 | 1253817.875 | 1453145.5179 | 1497942.134 | 1525164.0644 | 1559402.5522 | 1633882.8717 | 1775975.9845 | 1851233.2995 | 1927023.7325 | 2029536.9752 | 2130237.3418 | 2201082.7057 | 2334514.2955 | 2515522.2571 | 2736922.8705 | 2952174.184 | 3073293 | 0 | 0 | 0 | 0 | 806134.0625 | 1112365.625 | 0 | 0 | 0 | 0 | 0 | 0 | 0 | 0 | 0 | 0 | 0 | 0 | 0 | 0 | 0 | 0 | 0 | 0 | 0.054144 | 0.016673 | 0.1402 | 0.04216 | 0.32199 | 0.028695 | 0.091009 | 0.14754 | 0.030362 | 0.01801 | 0.022201 | 0.046657 | 0.083391 | 0.041502 | 0.040125 | 0.051831 | 0.048426 | 0.032716 | 0.058854 | 0.074677 | 0.084354 | 0.075708 | 0.040208 | 0.064979
| 166 | 15026236.4671 | 0 | 12622626.1494 | 0 |  | 590124.5 | 648882.6875 | 665135.875 | 768992.0625 | 729036.9375 | 1015406.0625 | 1046671.6875 | 1157720 | 1372280.8929 | 1432788.259 | 1441553.9394 | 1493267.5522 | 1573145.3717 | 1709995.6095 | 1771152.5495 | 1863041.3575 | 1950407.3502 | 2053605.9668 | 2138692.2057 | 2271837.5455 | 2456348.7571 | 2678392.3705 | 2861683.684 | 2977700.25 | 0 | 0 | 0 | 0 | 0 | 0 | 0 | 0 | 0 | 0 | 0 | 0 | 0 | 0 | 0 | 0 | 0 | 0 | 0 | 0 | 0 | 0 | 0 | 0 | 0.094918 | 0.024739 | 0.14509 | -0.053356 | 0.33132 | 0.030327 | 0.10084 | 0.17002 | 0.043148 | 0.0060993 | 0.035245 | 0.05211 | 0.083414 | 0.03514 | 0.05058 | 0.045828 | 0.051559 | 0.040597 | 0.060394 | 0.078087 | 0.086541 | 0.066193 | 0.039741 | 0.072486
| 167 | 15261914.1641 | 0 | 12836092.4841 | 0 |  | 606367.0625 | 657801.75 | 673764.6875 | 778912.375 | 756564.375 | 1048330.375 | 1080467.375 | 1187028.625 | 1399303.7679 | 1455143.509 | 1463900.9394 | 1513957.4272 | 1591365.9967 | 1729608.6095 | 1795942.9245 | 1876632.9825 | 1969578.6002 | 2074200.0918 | 2155955.9557 | 2287825.0455 | 2478066.7571 | 2684757.8705 | 2900953.684 | 3013734.75 | 0 | 0 | 0 | 0 | 0 | 0 | 0 | 0 | 0 | 0 | 0 | 0 | 0 | 0 | 0 | 0 | 0 | 0 | 0 | 0 | 0 | 0 | 0 | 0 | 0.081418 | 0.023977 | 0.14502 | -0.029111 | 0.32617 | 0.030195 | 0.09406 | 0.16452 | 0.03913 | 0.0060002 | 0.033622 | 0.049866 | 0.083302 | 0.037635 | 0.043949 | 0.04834 | 0.051756 | 0.038659 | 0.059367 | 0.079877 | 0.080112 | 0.077449 | 0.038141 | 0.0695
| 168 | 15856561.4944 | 0 | 13367027.983 | 0 |  | 626851.875 | 679552.125 | 696232.5625 | 805602.75 | 795010.1875 | 1090307.375 | 1125460 | 1240557.875 | 1453685.8929 | 1518517.134 | 1524247.1894 | 1584358.0522 | 1664099.9967 | 1809784.6095 | 1878773.6745 | 1968356.9825 | 2058370.1002 | 2156216.3418 | 2233497.9557 | 2365294.0455 | 2546302.2571 | 2771518.1205 | 2962333.684 | 3086281.5 | 0 | 679552.125 | 696232.5625 | 805602.75 | 0 | 0 | 0 | 0 | 0 | 0 | 0 | 0 | 0 | 0 | 0 | 1968356.9825 | 0 | 0 | 0 | 0 | 0 | 0 | 0 | 0 | 0.080724 | 0.02425 | 0.14591 | -0.013236 | 0.31586 | 0.031732 | 0.097369 | 0.15854 | 0.043632 | 0.0037664 | 0.038679 | 0.049105 | 0.083923 | 0.037411 | 0.04658 | 0.044715 | 0.046441 | 0.035214 | 0.057333 | 0.07374 | 0.084753 | 0.066582 | 0.04099 | 0.066518
| 169 | 15387103.3694 | 0 | 12943183.4035 | 0 |  | 619337.125 | 672699 | 687795.125 | 803174.5 | 746991.625 | 1031303.5 | 1058749.5 | 1182173.375 | 1398473.5179 | 1458948.634 | 1472746.6894 | 1531256.9272 | 1614397.2467 | 1756675.3595 | 1826241.6745 | 1910831.8575 | 2001248.1002 | 2094259.7168 | 2176661.2057 | 2320681.2955 | 2499985.0071 | 2727262.1205 | 2907070.684 | 3022912.75 | 0 | 0 | 0 | 803174.5 | 0 | 0 | 0 | 0 | 0 | 0 | 0 | 0 | 0 | 0 | 0 | 0 | 0 | 0 | 0 | 0 | 0 | 0 | 0 | 0 | 0.082648 | 0.022193 | 0.15508 | -0.072518 | 0.32252 | 0.026265 | 0.11027 | 0.16803 | 0.042335 | 0.0094131 | 0.03896 | 0.052873 | 0.084461 | 0.038837 | 0.045279 | 0.046232 | 0.045429 | 0.038592 | 0.064069 | 0.074424 | 0.087013 | 0.063848 | 0.039075 | 0.073193
| 170 | 15608710.582 | 0 | 13141597.1684 | 0 |  | 611241.875 | 662227.4375 | 679880.75 | 792027.375 | 769142.4375 | 1065594.25 | 1109555.5 | 1221905.875 | 1432250.8929 | 1494166.759 | 1508622.8144 | 1562692.6772 | 1641731.9967 | 1781092.8595 | 1855262.7995 | 1936107.2325 | 2021037.2252 | 2121727.8418 | 2204465.9557 | 2346888.0455 | 2525275.2571 | 2748225.1205 | 2932872.934 | 3057226 | 0 | 0 | 0 | 0 | 0 | 0 | 0 | 0 | 0 | 0 | 0 | 0 | 0 | 0 | 0 | 0 | 0 | 0 | 0 | 0 | 0 | 0 | 0 | 0 | 0.080116 | 0.026308 | 0.15268 | -0.02932 | 0.32601 | 0.040427 | 0.096452 | 0.15884 | 0.042321 | 0.0096285 | 0.035213 | 0.049341 | 0.081475 | 0.040799 | 0.042653 | 0.042931 | 0.04862 | 0.038255 | 0.062605 | 0.07326 | 0.084605 | 0.065027 | 0.041526 | 0.069023
| 171 | 15875561.4609 | 0 | 13391058.5595 | 0 |  | 622667.5625 | 673010.6875 | 683792.8125 | 793007.625 | 801835.1875 | 1114948 | 1157852.25 | 1267574 | 1462687.7679 | 1522365.259 | 1536914.5644 | 1591252.1772 | 1661426.1217 | 1805204.6095 | 1871768.4245 | 1954969.3575 | 2044253.6002 | 2145209.0918 | 2222743.2057 | 2368862.2955 | 2539590.0071 | 2775094.3705 | 2948722.184 | 3079619.5 | 0 | 0 | 0 | 0 | 0 | 1114948 | 1157852.25 | 1267574 | 1462687.7679 | 1522365.259 | 1536914.5644 | 0 | 0 | 0 | 0 | 0 | 0 | 0 | 0 | 0 | 0 | 0 | 0 | 0 | 0.077748 | 0.015894 | 0.14818 | 0.01107 | 0.32966 | 0.037759 | 0.090538 | 0.14317 | 0.03999 | 0.0095117 | 0.034744 | 0.043155 | 0.082998 | 0.03621 | 0.043491 | 0.044658 | 0.048204 | 0.035505 | 0.063668 | 0.069593 | 0.088682 | 0.060687 | 0.043434 | 0.067025
| 172 | 16858957.6705 | 16858957.6705 | 14228490.4687 | 14228490.4687 |  | 673693.8125 | 701565.4375 | 706963.5 | 815894.375 | 873063.6875 | 1195331.125 | 1262029.875 | 1374192.75 | 1554696.1429 | 1604239.009 | 1629750.3144 | 1685222.5522 | 1766698.6217 | 1919534.9845 | 2004116.0495 | 2080100.9825 | 2170356.1002 | 2258382.3418 | 2348066.7057 | 2487900.7955 | 2695282.2571 | 2915418.8705 | 3137222.684 | 3262262.25 | 673693.8125 | 701565.4375 | 706963.5 | 815894.375 | 873063.6875 | 1195331.125 | 1262029.875 | 1374192.75 | 1554696.1429 | 1604239.009 | 1629750.3144 | 1685222.5522 | 1766698.6217 | 1919534.9845 | 2004116.0495 | 2080100.9825 | 2170356.1002 | 2258382.3418 | 2348066.7057 | 2487900.7955 | 2695282.2571 | 2915418.8705 | 3137222.684 | 3262262.25 | 0.040538 | 0.0076649 | 0.14331 | 0.067724 | 0.31417 | 0.054298 | 0.085145 | 0.12341 | 0.031369 | 0.015777 | 0.033471 | 0.047215 | 0.08297 | 0.04312 | 0.037213 | 0.042475 | 0.039758 | 0.038944 | 0.057847 | 0.080064 | 0.078511 | 0.073324 | 0.039083 | 0.062235
| 173 | 15662897.0099 | 0 | 13187837.0375 | 0 |  | 621145.375 | 669597.5 | 685229.0625 | 795295.6875 | 775989.9375 | 1072656.625 | 1117258.75 | 1224668.25 | 1438675.3929 | 1493862.634 | 1510117.4394 | 1561880.4272 | 1640304.9967 | 1783633.8595 | 1857126.7995 | 1943946.6075 | 2026780.1002 | 2119697.3418 | 2205427.9557 | 2341979.0455 | 2524500.5071 | 2756018.1205 | 2952956.934 | 3067810.75 | 0 | 0 | 0 | 0 | 0 | 0 | 0 | 0 | 0 | 0 | 0 | 0 | 0 | 0 | 0 | 0 | 0 | 0 | 0 | 0 | 0 | 0 | 0 | 0 | 0.075112 | 0.023076 | 0.14896 | -0.024574 | 0.32375 | 0.04074 | 0.091792 | 0.16105 | 0.037642 | 0.010822 | 0.033703 | 0.048992 | 0.083771 | 0.040378 | 0.04569 | 0.041728 | 0.044825 | 0.039648 | 0.060075 | 0.075047 | 0.087744 | 0.06902 | 0.038157 | 0.068486
| 174 | 15248573.2751 | 0 | 12816522.6946 | 0 |  | 605637.9375 | 662574.5625 | 676925.8125 | 791970.4375 | 737478.8125 | 1020338.25 | 1050695.5 | 1168156.625 | 1389802.1429 | 1455031.009 | 1461474.3144 | 1515665.9272 | 1598275.7467 | 1740528.4845 | 1811825.7995 | 1894941.4825 | 1983206.2252 | 2083781.8418 | 2161920.9557 | 2302958.0455 | 2485035.0071 | 2712782.1205 | 2893947.184 | 3012016.75 | 0 | 0 | 0 | 0 | 0 | 0 | 0 | 0 | 0 | 0 | 0 | 0 | 0 | 0 | 0 | 0 | 0 | 0 | 0 | 0 | 0 | 0 | 0 | 0 | 0.089851 | 0.021429 | 0.15696 | -0.071287 | 0.32465 | 0.029318 | 0.10597 | 0.17373 | 0.045866 | 0.0044185 | 0.036409 | 0.05307 | 0.085263 | 0.040146 | 0.044853 | 0.045527 | 0.04947 | 0.036813 | 0.063197 | 0.076092 | 0.087688 | 0.064647 | 0.039988 | 0.073958
| 175 | 16154914.3421 | 16154914.3421 | 13627594.8732 | 13627594.8732 |  | 635607.8125 | 683373.1875 | 695380.75 | 808749.3125 | 823047.4375 | 1131601.875 | 1182045.875 | 1287686.125 | 1494264.2679 | 1553516.009 | 1559649.3144 | 1615432.8022 | 1692733.2467 | 1833022.6095 | 1904557.7995 | 1986254.1075 | 2083645.7252 | 2174698.0918 | 2256029.2057 | 2403869.0455 | 2584429.2571 | 2807730.6205 | 3017922.684 | 3129092.25 | 635607.8125 | 683373.1875 | 695380.75 | 808749.3125 | 823047.4375 | 1131601.875 | 1182045.875 | 1287686.125 | 1494264.2679 | 1553516.009 | 1559649.3144 | 1615432.8022 | 1692733.2467 | 1833022.6095 | 1904557.7995 | 1986254.1075 | 2083645.7252 | 2174698.0918 | 2256029.2057 | 2403869.0455 | 2584429.2571 | 2807730.6205 | 3017922.684 | 3129092.25 | 0.072459 | 0.017418 | 0.15103 | 0.017525 | 0.31838 | 0.043613 | 0.0856 | 0.14879 | 0.038887 | 0.0039402 | 0.035142 | 0.046742 | 0.079622 | 0.038284 | 0.042001 | 0.047869 | 0.042771 | 0.036716 | 0.063473 | 0.072425 | 0.082872 | 0.072192 | 0.036174 | 0.065223
| 176 | 15767235.8765 | 0 | 13273159.9269 | 0 |  | 628214.875 | 680121.25 | 693779.75 | 805059.875 | 786918.625 | 1074721 | 1118507.875 | 1225625.875 | 1436760.6429 | 1496791.259 | 1515553.4394 | 1570743.1772 | 1646533.1217 | 1795862.7345 | 1866958.0495 | 1956402.7325 | 2043898.2252 | 2137647.8418 | 2229609.9557 | 2360797.2955 | 2551664.7571 | 2778220.3705 | 2970124.184 | 3086601.5 | 0 | 680121.25 | 693779.75 | 805059.875 | 0 | 0 | 0 | 0 | 0 | 0 | 0 | 0 | 0 | 0 | 0 | 0 | 0 | 0 | 0 | 0 | 0 | 0 | 0 | 0 | 0.079389 | 0.019883 | 0.14876 | -0.022792 | 0.31169 | 0.039934 | 0.091456 | 0.15894 | 0.040933 | 0.012457 | 0.035768 | 0.047123 | 0.086814 | 0.038825 | 0.046797 | 0.043751 | 0.044847 | 0.042121 | 0.057173 | 0.077747 | 0.085065 | 0.066793 | 0.038467 | 0.066157
| 177 | 15930352.1696 | 15930352.1696 | 13419124.1562 | 13419124.1562 |  | 632778.3125 | 680778.875 | 693606.3125 | 804425.0625 | 800603.75 | 1098510.25 | 1140201.125 | 1254484.125 | 1459728.2679 | 1515482.884 | 1526643.9394 | 1584890.0522 | 1667941.2467 | 1812943.3595 | 1898054.2995 | 1970788.3575 | 2063467.1002 | 2160900.3418 | 2241092.4557 | 2376112.0455 | 2565192.2571 | 2792672.8705 | 2997631.934 | 3110499.25 | 0 | 680778.875 | 693606.3125 | 804425.0625 | 0 | 0 | 0 | 0 | 0 | 0 | 0 | 0 | 0 | 1812943.3595 | 1898054.2995 | 1970788.3575 | 2063467.1002 | 2160900.3418 | 0 | 2376112.0455 | 2565192.2571 | 2792672.8705 | 2997631.934 | 3110499.25 | 0.073117 | 0.018667 | 0.14822 | -0.0047617 | 0.31634 | 0.03725 | 0.09552 | 0.15153 | 0.037484 | 0.0073377 | 0.037443 | 0.051075 | 0.083362 | 0.045878 | 0.037604 | 0.045954 | 0.046137 | 0.036438 | 0.058502 | 0.076568 | 0.084966 | 0.070823 | 0.036961 | 0.065842
| 178 | 15332182.1563 | 0 | 12893778.795 | 0 |  | 603587.875 | 661631.5 | 678867.1875 | 785351.1875 | 749963.9375 | 1035330.375 | 1070256.625 | 1186417.375 | 1396923.3929 | 1456367.634 | 1467312.0644 | 1522197.8022 | 1605884.3717 | 1756083.7345 | 1824555.2995 | 1910156.4825 | 1998242.3502 | 2091801.5918 | 2173551.9557 | 2310634.5455 | 2491825.0071 | 2718676.6205 | 2904608.934 | 3017563.5 | 0 | 0 | 0 | 0 | 0 | 0 | 0 | 0 | 0 | 0 | 0 | 0 | 0 | 0 | 0 | 0 | 0 | 0 | 0 | 0 | 0 | 0 | 0 | 0 | 0.091817 | 0.025717 | 0.14571 | -0.046106 | 0.32245 | 0.033178 | 0.10304 | 0.16333 | 0.041673 | 0.0074868 | 0.036723 | 0.053519 | 0.089412 | 0.03825 | 0.045849 | 0.045083 | 0.045758 | 0.038337 | 0.06116 | 0.075493 | 0.08713 | 0.066154 | 0.038151 | 0.070142
| 179 | 15170893.985 | 0 | 12751854.3551 | 0 |  | 595693.25 | 655747.4375 | 666182.75 | 777278.6875 | 735439.125 | 1020093.8125 | 1053661 | 1165626.5 | 1386169.8929 | 1448459.009 | 1460290.6894 | 1510458.9272 | 1591538.6217 | 1733693.6095 | 1806228.2995 | 1887166.6075 | 1980799.1002 | 2076806.8418 | 2152891.4557 | 2285841.5455 | 2469128.7571 | 2690573.6205 | 2879453.684 | 3006848.5 | 0 | 0 | 0 | 0 | 0 | 0 | 0 | 0 | 0 | 0 | 0 | 0 | 0 | 0 | 0 | 0 | 0 | 0 | 0 | 0 | 0 | 0 | 0 | 0 | 0.09605 | 0.015788 | 0.15423 | -0.055331 | 0.32718 | 0.032376 | 0.10099 | 0.17329 | 0.043956 | 0.0081353 | 0.033778 | 0.052288 | 0.085553 | 0.040987 | 0.043836 | 0.048424 | 0.047331 | 0.03598 | 0.059922 | 0.077131 | 0.085889 | 0.067846 | 0.043292 | 0.072852
| 180 | 15472362.9998 | 0 | 13008677.8406 | 0 |  | 610119.75 | 654673.875 | 664960.375 | 776380.0625 | 766082.5625 | 1058089.375 | 1091998.625 | 1205572.75 | 1414022.2679 | 1473107.884 | 1482382.1894 | 1542775.3022 | 1624350.8717 | 1770897.1095 | 1845698.0495 | 1926958.7325 | 2013083.6002 | 2107959.9668 | 2193488.4557 | 2331804.0455 | 2519687.0071 | 2744540.6205 | 2931113.684 | 3052891.25 | 0 | 0 | 0 | 0 | 0 | 0 | 0 | 0 | 0 | 0 | 0 | 0 | 0 | 0 | 0 | 0 | 0 | 0 | 0 | 0 | 0 | 0 | 0 | 0 | 0.070482 | 0.01559 | 0.15491 | -0.013352 | 0.32293 | 0.031545 | 0.098945 | 0.15948 | 0.040936 | 0.006276 | 0.039933 | 0.051525 | 0.086378 | 0.041371 | 0.043085 | 0.043725 | 0.046053 | 0.039773 | 0.061149 | 0.077492 | 0.085479 | 0.065769 | 0.040707 | 0.06836
| 181 | 15710186.4865 | 0 | 13207298.0302 | 0 |  | 610750.9375 | 663027.6875 | 676450.5625 | 789031 | 768108.6875 | 1063425.875 | 1102946.625 | 1219194.625 | 1434898.3929 | 1491889.259 | 1509990.4394 | 1570695.9272 | 1651238.1217 | 1803657.2345 | 1882856.9245 | 1963249.6075 | 2057191.7252 | 2159199.3418 | 2239762.9557 | 2383305.2955 | 2561741.7571 | 2786995.8705 | 2978827.684 | 3099316 | 0 | 0 | 0 | 0 | 0 | 0 | 0 | 0 | 0 | 0 | 0 | 0 | 0 | 0 | 0 | 0 | 0 | 0 | 0 | 2383305.2955 | 0 | 2786995.8705 | 0 | 0 | 0.082128 | 0.020043 | 0.15395 | -0.026874 | 0.32532 | 0.03649 | 0.10021 | 0.1629 | 0.038949 | 0.01206 | 0.039415 | 0.050007 | 0.088291 | 0.042974 | 0.041811 | 0.046741 | 0.048396 | 0.036633 | 0.062118 | 0.072199 | 0.084277 | 0.066566 | 0.039652 | 0.069335
| 182 | 15288986.8113 | 0 | 12848663.1173 | 0 |  | 602622.5 | 650413.6875 | 666652.375 | 775075 | 759585.4375 | 1036175 | 1072063.125 | 1180809.125 | 1392051.7679 | 1451428.384 | 1462088.8144 | 1519455.3022 | 1601452.6217 | 1745175.6095 | 1818793.7995 | 1900641.6075 | 1993887.4752 | 2091736.3418 | 2173964.9557 | 2309601.2955 | 2498256.7571 | 2712157.1205 | 2903310.434 | 3028215.25 | 0 | 0 | 0 | 0 | 0 | 0 | 0 | 0 | 0 | 0 | 0 | 0 | 0 | 0 | 0 | 0 | 0 | 0 | 0 | 0 | 0 | 0 | 0 | 0 | 0.076318 | 0.02466 | 0.15069 | -0.020187 | 0.31052 | 0.034049 | 0.096615 | 0.16458 | 0.041769 | 0.0073179 | 0.038486 | 0.052559 | 0.085944 | 0.041318 | 0.044018 | 0.047895 | 0.047908 | 0.038558 | 0.060522 | 0.078518 | 0.082151 | 0.068107 | 0.042122 | 0.066184
| 183 | 15095763.0253 | 0 | 12672441.3575 | 0 |  | 586607.4375 | 647593.375 | 660845.3125 | 770671.5625 | 723726.5625 | 1009919.1875 | 1041688.4375 | 1159389.375 | 1374893.1429 | 1437620.259 | 1448237.6894 | 1503295.5522 | 1585694.9967 | 1731328.1095 | 1802417.2995 | 1885550.1075 | 1973285.7252 | 2072542.2168 | 2149435.4557 | 2295064.7955 | 2478155.0071 | 2699536.8705 | 2887123.934 | 2998913.5 | 0 | 0 | 0 | 0 | 0 | 0 | 0 | 0 | 0 | 0 | 0 | 0 | 0 | 0 | 0 | 0 | 0 | 0 | 0 | 0 | 0 | 0 | 0 | 0 | 0.098907 | 0.020257 | 0.15374 | -0.062849 | 0.33321 | 0.030973 | 0.10705 | 0.17048 | 0.044613 | 0.0073583 | 0.037312 | 0.053363 | 0.087866 | 0.04024 | 0.045091 | 0.04548 | 0.049076 | 0.036429 | 0.065556 | 0.076753 | 0.085566 | 0.067181 | 0.037989 | 0.074306
| 184 | 15674722.184 | 0 | 13200216.0275 | 0 |  | 622651 | 677867.8125 | 686585.5 | 796041.5 | 793917.8125 | 1088342.125 | 1122309.75 | 1227426.875 | 1440542.5179 | 1503936.134 | 1513082.4394 | 1560790.1772 | 1636188.2467 | 1774621.9845 | 1848582.1745 | 1905630.6075 | 2021924.3502 | 2105608.0918 | 2202590.4557 | 2322154.7955 | 2528667.7571 | 2754314.8705 | 2952234.184 | 3062641.75 | 0 | 0 | 0 | 0 | 0 | 0 | 0 | 0 | 0 | 0 | 0 | 0 | 0 | 0 | 0 | 0 | 0 | 0 | 0 | 0 | 0 | 0 | 0 | 0 | 0.084966 | 0.012778 | 0.14792 | -0.0026714 | 0.31543 | 0.030733 | 0.089531 | 0.1601 | 0.043066 | 0.0060632 | 0.031043 | 0.047177 | 0.081218 | 0.040832 | 0.030394 | 0.059237 | 0.040555 | 0.04503 | 0.052861 | 0.085197 | 0.085476 | 0.069394 | 0.036716 | 0.06674
| 185 | 15359255.9062 | 0 | 12913584.1323 | 0 |  | 608619.25 | 665487.875 | 681206.1875 | 789732.75 | 749344.5 | 1033418.25 | 1068395.25 | 1184740.875 | 1404106.5179 | 1463270.009 | 1472921.3144 | 1527130.9272 | 1606329.4967 | 1752448.2345 | 1822666.2995 | 1907019.3575 | 1994773.1002 | 2093736.5918 | 2177142.2057 | 2312715.2955 | 2496594.0071 | 2721412.1205 | 2915417.184 | 3033655.25 | 0 | 0 | 0 | 0 | 0 | 0 | 0 | 0 | 0 | 0 | 0 | 0 | 0 | 0 | 0 | 0 | 0 | 0 | 0 | 0 | 0 | 0 | 0 | 0 | 0.089328 | 0.023345 | 0.14783 | -0.052496 | 0.32143 | 0.033286 | 0.10337 | 0.16988 | 0.041272 | 0.0065741 | 0.036143 | 0.050561 | 0.087062 | 0.039287 | 0.045241 | 0.044989 | 0.04842 | 0.039063 | 0.060409 | 0.076505 | 0.086224 | 0.068862 | 0.039755 | 0.070982
| 186 | 15169450.286 | 0 | 12743185.7353 | 0 |  | 585969.25 | 639710.0625 | 657163.6875 | 771319.5625 | 742037.875 | 1021295.1875 | 1051153.625 | 1171477.25 | 1392486.7679 | 1451652.134 | 1457359.5644 | 1514194.1772 | 1596714.9967 | 1739098.8595 | 1809601.4245 | 1890515.9825 | 1983683.7252 | 2084507.0918 | 2158732.2057 | 2294296.0455 | 2474689.7571 | 2705033.6205 | 2889718.184 | 3008917.5 | 0 | 0 | 0 | 0 | 0 | 0 | 0 | 0 | 0 | 0 | 0 | 0 | 0 | 0 | 0 | 0 | 0 | 0 | 0 | 0 | 0 | 0 | 0 | 0 | 0.087748 | 0.026918 | 0.16017 | -0.038702 | 0.31943 | 0.028817 | 0.10838 | 0.17283 | 0.041611 | 0.003924 | 0.038257 | 0.053065 | 0.085419 | 0.03974 | 0.043743 | 0.048106 | 0.049577 | 0.034989 | 0.060905 | 0.075689 | 0.088999 | 0.066045 | 0.040421 | 0.07066
| 187 | 15497848.3663 | 0 | 13035757.6494 | 0 |  | 619201.3125 | 663505.625 | 678648.0625 | 792589.8125 | 768843.25 | 1051642.125 | 1085265.375 | 1197221 | 1410442.0179 | 1473336.134 | 1486680.4394 | 1543900.8022 | 1623808.6217 | 1765392.4845 | 1838865.2995 | 1921582.8575 | 2018126.6002 | 2113320.4668 | 2196200.7057 | 2334626.0455 | 2513065.2571 | 2749427.6205 | 2927745.934 | 3050973.5 | 0 | 0 | 0 | 0 | 0 | 0 | 0 | 0 | 0 | 0 | 0 | 0 | 0 | 0 | 0 | 0 | 0 | 0 | 0 | 0 | 0 | 0 | 0 | 0 | 0.069107 | 0.022565 | 0.1552 | -0.030419 | 0.31322 | 0.031472 | 0.098178 | 0.1639 | 0.043626 | 0.0090164 | 0.037766 | 0.050462 | 0.083599 | 0.040776 | 0.044001 | 0.04902 | 0.046091 | 0.038469 | 0.061123 | 0.073651 | 0.08989 | 0.06284 | 0.041228 | 0.067676
| 188 | 15799718.9862 | 0 | 13284679.5662 | 0 |  | 606712.375 | 650640 | 665874.5 | 774499.25 | 792073.5 | 1094032.125 | 1138509.125 | 1241461.375 | 1454101.3929 | 1515003.759 | 1525841.8144 | 1578443.4272 | 1657086.9967 | 1805168.9845 | 1881446.4245 | 1969163.4825 | 2060021.7252 | 2157611.0918 | 2247307.2057 | 2378284.7955 | 2566536.5071 | 2789245.8705 | 3009018.934 | 3119797.75 | 0 | 0 | 0 | 0 | 0 | 0 | 0 | 0 | 0 | 0 | 0 | 0 | 0 | 0 | 0 | 1969163.4825 | 0 | 0 | 2247307.2057 | 2378284.7955 | 2566536.5071 | 2789245.8705 | 3009018.934 | 3119797.75 | 0.069902 | 0.023145 | 0.15112 | 0.022437 | 0.32297 | 0.03985 | 0.08657 | 0.1581 | 0.04103 | 0.0071283 | 0.033893 | 0.048622 | 0.085593 | 0.041387 | 0.045568 | 0.045108 | 0.046285 | 0.040731 | 0.056647 | 0.076178 | 0.083214 | 0.075843 | 0.036154 | 0.065977
| 189 | 15641601.9793 | 0 | 13177062.1829 | 0 |  | 620795.8125 | 672219 | 686700.1875 | 797026.6875 | 785440.75 | 1082667.25 | 1119457.75 | 1225841.25 | 1436190.0179 | 1499903.134 | 1506147.5644 | 1553465.1772 | 1634131.9967 | 1774900.2345 | 1841218.6745 | 1924228.4825 | 2013036.4752 | 2112775.8418 | 2203738.9557 | 2336353.7955 | 2519806.7571 | 2738701.8705 | 2937586.684 | 3056807.5 | 0 | 0 | 0 | 0 | 0 | 0 | 0 | 0 | 0 | 0 | 0 | 0 | 0 | 0 | 0 | 0 | 0 | 0 | 0 | 0 | 0 | 0 | 0 | 0 | 0.079582 | 0.021314 | 0.14899 | -0.014643 | 0.32094 | 0.033417 | 0.090783 | 0.15837 | 0.043407 | 0.0041546 | 0.030933 | 0.050624 | 0.082632 | 0.036683 | 0.044097 | 0.045119 | 0.048358 | 0.042153 | 0.058436 | 0.075591 | 0.083302 | 0.070104 | 0.039783 | 0.067557
| 190 | 16349102.6528 | 16349102.6528 | 13773605.8533 | 13773605.8533 |  | 638295.25 | 675112.6875 | 685894 | 801717.5 | 836522.25 | 1147987.375 | 1199641.875 | 1302959.75 | 1498285.2679 | 1555278.259 | 1573774.9394 | 1632360.1772 | 1717300.8717 | 1865638.2345 | 1948683.9245 | 2026627.1075 | 2124097.6002 | 2219989.8418 | 2315112.7057 | 2444428.5455 | 2656795.0071 | 2862143.3705 | 3060374.934 | 3175576.25 | 638295.25 | 0 | 0 | 801717.5 | 836522.25 | 1147987.375 | 1199641.875 | 1302959.75 | 1498285.2679 | 1555278.259 | 1573774.9394 | 1632360.1772 | 1717300.8717 | 1865638.2345 | 1948683.9245 | 2026627.1075 | 2124097.6002 | 2219989.8418 | 2315112.7057 | 2444428.5455 | 2656795.0071 | 2862143.3705 | 3060374.934 | 3175576.25 | 0.056079 | 0.015843 | 0.15603 | 0.042497 | 0.31651 | 0.044013 | 0.082615 | 0.13968 | 0.037333 | 0.011823 | 0.03655 | 0.050727 | 0.082849 | 0.043551 | 0.039219 | 0.046974 | 0.044156 | 0.041956 | 0.054353 | 0.083309 | 0.07445 | 0.066967 | 0.036952 | 0.063613
| 191 | 15147202.8426 | 0 | 12723217.6504 | 0 |  | 595542.0625 | 649226.0625 | 666944.9375 | 780730.1875 | 732975.625 | 1010861.8125 | 1037747.875 | 1159085.75 | 1380238.2679 | 1442686.384 | 1457607.8144 | 1512155.9272 | 1591514.7467 | 1734372.8595 | 1803231.9245 | 1889751.1075 | 1981043.2252 | 2077346.9668 | 2154297.4557 | 2292145.0455 | 2477579.0071 | 2695990.6205 | 2891043.184 | 3002827 | 0 | 0 | 0 | 0 | 0 | 0 | 0 | 0 | 0 | 0 | 0 | 0 | 0 | 0 | 0 | 0 | 0 | 0 | 0 | 0 | 0 | 0 | 0 | 0 | 0.086309 | 0.026927 | 0.15752 | -0.063117 | 0.32145 | 0.02625 | 0.11058 | 0.17462 | 0.044251 | 0.01029 | 0.03674 | 0.05115 | 0.08596 | 0.038935 | 0.046865 | 0.047178 | 0.047468 | 0.036373 | 0.062023 | 0.077794 | 0.084484 | 0.069852 | 0.037937 | 0.072675
| 192 | 15198631.9144 | 0 | 12777165.1211 | 0 |  | 595056.6875 | 654308.25 | 666403.25 | 771724.9375 | 740999.25 | 1029765.5625 | 1064062 | 1175596.5 | 1392500.1429 | 1454165.884 | 1458870.6894 | 1511976.5522 | 1589641.8717 | 1732802.1095 | 1807283.0495 | 1887708.8575 | 1983308.6002 | 2076566.4668 | 2158976.2057 | 2286934.2955 | 2472293.7571 | 2693707.1205 | 2887152.434 | 3003382.5 | 0 | 0 | 0 | 0 | 0 | 0 | 0 | 0 | 0 | 0 | 0 | 0 | 0 | 0 | 0 | 0 | 0 | 0 | 0 | 0 | 0 | 0 | 0 | 0 | 0.094922 | 0.018316 | 0.14673 | -0.040629 | 0.32909 | 0.032762 | 0.099682 | 0.16933 | 0.043332 | 0.0032302 | 0.035755 | 0.050091 | 0.086231 | 0.042085 | 0.043539 | 0.049403 | 0.045949 | 0.038918 | 0.057578 | 0.077934 | 0.085772 | 0.069352 | 0.039468 | 0.071517
| 193 | 15356552.8102 | 0 | 12902490.125 | 0 |  | 596165 | 649766.375 | 665819.0625 | 771021.5 | 759476.125 | 1048687.125 | 1083339.5 | 1193054.875 | 1404857.2679 | 1458868.884 | 1472498.3144 | 1522976.3022 | 1612223.4967 | 1757031.7345 | 1827127.4245 | 1906223.6075 | 1999487.4752 | 2096114.5918 | 2182908.4557 | 2328242.2955 | 2516510.7571 | 2737005.6205 | 2917755.184 | 3031209.25 | 0 | 0 | 0 | 0 | 0 | 0 | 0 | 0 | 0 | 0 | 0 | 0 | 0 | 0 | 0 | 0 | 0 | 0 | 0 | 0 | 0 | 0 | 0 | 0 | 0.086095 | 0.024405 | 0.1467 | -0.015087 | 0.32267 | 0.032509 | 0.096469 | 0.16342 | 0.037726 | 0.0092991 | 0.033706 | 0.056948 | 0.086012 | 0.039119 | 0.042379 | 0.047767 | 0.047195 | 0.040573 | 0.064455 | 0.07776 | 0.083991 | 0.06395 | 0.038147 | 0.067933
| 194 | 15960474.235 | 15960474.235 | 13469066.2988 | 13469066.2988 |  | 633394.5 | 674684.25 | 691244.375 | 806734.8125 | 813209.4375 | 1120775.125 | 1168669.125 | 1269493.875 | 1474382.8929 | 1534260.009 | 1549320.9394 | 1598449.5522 | 1667260.2467 | 1806053.7345 | 1878361.0495 | 1967608.9825 | 2047509.2252 | 2141243.3418 | 2222266.9557 | 2366248.7955 | 2548702.5071 | 2765629.8705 | 2971368.684 | 3089860.5 | 633394.5 | 0 | 691244.375 | 806734.8125 | 813209.4375 | 1120775.125 | 1168669.125 | 1269493.875 | 1474382.8929 | 1534260.009 | 1549320.9394 | 1598449.5522 | 0 | 0 | 0 | 0 | 0 | 0 | 0 | 0 | 0 | 0 | 0 | 0 | 0.063151 | 0.024249 | 0.1545 | 0.0079937 | 0.32079 | 0.041845 | 0.082753 | 0.14962 | 0.039809 | 0.0097685 | 0.031217 | 0.042148 | 0.079962 | 0.039255 | 0.046419 | 0.039805 | 0.044763 | 0.037141 | 0.062778 | 0.074278 | 0.081684 | 0.071754 | 0.039103 | 0.065885
| 195 | 15252599.9753 | 0 | 12823095.7723 | 0 |  | 596379.25 | 652066.1875 | 663425.875 | 774709.125 | 743489.3125 | 1031344.5625 | 1068929.75 | 1183996.5 | 1393414.0179 | 1453438.259 | 1465048.4394 | 1519204.6772 | 1599585.8717 | 1747054.7345 | 1815745.6745 | 1898173.9825 | 1991832.1002 | 2090555.9668 | 2166840.2057 | 2303701.7955 | 2483288.7571 | 2708707.3705 | 2896722.934 | 3003018 | 0 | 0 | 0 | 0 | 0 | 0 | 0 | 0 | 0 | 0 | 0 | 0 | 0 | 0 | 0 | 0 | 0 | 0 | 0 | 0 | 0 | 0 | 0 | 0 | 0.089269 | 0.017271 | 0.15507 | -0.041133 | 0.32726 | 0.035795 | 0.10224 | 0.16286 | 0.042175 | 0.0079563 | 0.036299 | 0.051558 | 0.088187 | 0.038565 | 0.044396 | 0.048163 | 0.048375 | 0.03584 | 0.061247 | 0.075066 | 0.086888 | 0.067109 | 0.036038 | 0.071188
| 196 | 15943740.7264 | 15943740.7264 | 13436055.1237 | 13436055.1237 |  | 637618.625 | 676018.9375 | 686586.75 | 791443.0625 | 805086.4375 | 1103295.5 | 1139948.125 | 1253483.875 | 1464894.7679 | 1513748.384 | 1534449.4394 | 1592527.6772 | 1669229.7467 | 1818614.9845 | 1903542.7995 | 1986717.8575 | 2067690.1002 | 2165487.0918 | 2254922.7057 | 2379161.7955 | 2557882.0071 | 2783448.6205 | 2993788.684 | 3116265.25 | 637618.625 | 0 | 0 | 0 | 805086.4375 | 0 | 0 | 0 | 1464894.7679 | 0 | 0 | 1592527.6772 | 1669229.7467 | 1818614.9845 | 1903542.7995 | 1986717.8575 | 2067690.1002 | 2165487.0918 | 2254922.7057 | 2379161.7955 | 0 | 2783448.6205 | 2993788.684 | 3116265.25 | 0.058481 | 0.015511 | 0.14213 | 0.017092 | 0.31511 | 0.032681 | 0.094944 | 0.15586 | 0.032806 | 0.013583 | 0.037151 | 0.04704 | 0.085713 | 0.045642 | 0.042767 | 0.039948 | 0.046213 | 0.04047 | 0.053633 | 0.072431 | 0.084511 | 0.072849 | 0.040096 | 0.064676
| 197 | 15241298.3251 | 0 | 12811693.3426 | 0 |  | 590861.1875 | 645725.6875 | 661429.625 | 772593.0625 | 745458.625 | 1028726.75 | 1066472.125 | 1180861 | 1391014.6429 | 1448292.509 | 1464343.6894 | 1520095.5522 | 1601521.4967 | 1747229.8595 | 1826535.4245 | 1902231.7325 | 1996571.9752 | 2088424.2168 | 2175488.9557 | 2306235.0455 | 2484263.2571 | 2704525.8705 | 2894627.184 | 3009359.5 | 0 | 0 | 0 | 0 | 0 | 0 | 0 | 0 | 0 | 0 | 0 | 0 | 0 | 0 | 0 | 0 | 0 | 0 | 0 | 0 | 0 | 0 | 0 | 0 | 0.088794 | 0.024029 | 0.15535 | -0.035753 | 0.32208 | 0.036034 | 0.10189 | 0.16379 | 0.040352 | 0.011022 | 0.037366 | 0.052181 | 0.087077 | 0.044389 | 0.040607 | 0.048404 | 0.044978 | 0.040844 | 0.058363 | 0.07436 | 0.08495 | 0.06793 | 0.038871 | 0.069503
| 198 | 15390547.5729 | 0 | 12946682.0495 | 0 |  | 607977.4375 | 661100.4375 | 675945.875 | 788629.875 | 756020.875 | 1047178.625 | 1080697.875 | 1193514.5 | 1404811.3929 | 1467091.509 | 1476621.9394 | 1531610.5522 | 1613091.8717 | 1754002.3595 | 1827447.7995 | 1910195.1075 | 1997040.6002 | 2096327.0918 | 2179527.9557 | 2318246.7955 | 2493288.0071 | 2718172.8705 | 2912470.434 | 3035460 | 0 | 0 | 0 | 0 | 0 | 0 | 0 | 0 | 0 | 0 | 0 | 0 | 0 | 0 | 0 | 0 | 0 | 0 | 0 | 0 | 0 | 0 | 0 | 0 | 0.083768 | 0.022207 | 0.15418 | -0.042228 | 0.32579 | 0.031507 | 0.099295 | 0.163 | 0.043379 | 0.0064751 | 0.036563 | 0.051833 | 0.083747 | 0.04102 | 0.044285 | 0.044461 | 0.04852 | 0.038922 | 0.061703 | 0.072791 | 0.086358 | 0.069042 | 0.041361 | 0.070614
| 199 | 15097892.207 | 0 | 12681514.6047 | 0 |  | 593799.25 | 653951.8125 | 668217.125 | 779154 | 729514.75 | 1010658.1875 | 1041267.75 | 1157204.25 | 1377091.2679 | 1440944.259 | 1445592.4394 | 1499350.3022 | 1582190.9967 | 1726494.2345 | 1791093.4245 | 1877153.4825 | 1966899.8502 | 2063223.7168 | 2142533.7057 | 2288789.2955 | 2463774.5071 | 2694611.1205 | 2877326.934 | 2997645 | 0 | 0 | 0 | 0 | 0 | 0 | 0 | 0 | 0 | 0 | 0 | 0 | 0 | 0 | 0 | 0 | 0 | 0 | 0 | 0 | 0 | 0 | 0 | 0 | 0.096492 | 0.021579 | 0.1536 | -0.065829 | 0.32598 | 0.029837 | 0.10557 | 0.17397 | 0.045325 | 0.0032206 | 0.036513 | 0.053779 | 0.087282 | 0.036733 | 0.04693 | 0.046702 | 0.047811 | 0.037719 | 0.066034 | 0.073672 | 0.089559 | 0.065608 | 0.040965 | 0.07368
| 200 | 15188927.1277 | 0 | 12757799.5955 | 0 |  | 592911.875 | 645416.6875 | 661153.625 | 769207.6875 | 735862.25 | 1024266.4375 | 1055534.625 | 1166532.125 | 1383888.6429 | 1445476.009 | 1459185.1894 | 1512447.4272 | 1593785.3717 | 1738386.4845 | 1814726.0495 | 1898044.3575 | 1990473.7252 | 2086554.9668 | 2172758.2057 | 2302818.7955 | 2485845.5071 | 2706380.3705 | 2893718.434 | 3013944 | 0 | 0 | 0 | 0 | 0 | 0 | 0 | 0 | 0 | 0 | 0 | 0 | 0 | 0 | 0 | 0 | 0 | 0 | 0 | 0 | 0 | 0 | 0 | 0 | 0.08485 | 0.02409 | 0.15137 | -0.044318 | 0.33069 | 0.030071 | 0.099988 | 0.17086 | 0.043541 | 0.0094395 | 0.035851 | 0.052383 | 0.086845 | 0.042977 | 0.04489 | 0.047549 | 0.047142 | 0.040483 | 0.058137 | 0.076479 | 0.084999 | 0.06693 | 0.040707 | 0.071762
| 201 | 13543830.2803 | 0 | 11258056.3363 | 0 |  | 422682.25 | 539806.0625 | 557364.6875 | 604323 | 684126.75 | 934119.6875 | 941977.25 | 1056047.625 | 1203977.5179 | 1247122.634 | 1294321.5644 | 1338135.8022 | 1393643.7467 | 1574386.7345 | 1634904.7995 | 1725243.2325 | 1841754.1002 | 1933012.0918 | 2008384.5807 | 2150385.5455 | 2326767.0071 | 2565072.6205 | 2716069.934 | 2828039.75 | 0 | 0 | 0 | 0 | 0 | 0 | 0 | 0 | 0 | 0 | 0 | 0 | 0 | 0 | 0 | 0 | 0 | 0 | 0 | 0 | 0 | 0 | 0 | 0 | 0.24459 | 0.03201 | 0.080889 | 0.12403 | 0.31146 | 0.0083765 | 0.11431 | 0.1311 | 0.035208 | 0.037148 | 0.033291 | 0.040644 | 0.12194 | 0.037719 | 0.053783 | 0.06535 | 0.048361 | 0.038251 | 0.068316 | 0.078833 | 0.097507 | 0.057199 | 0.040398 | 0.07102
| 202 | 15689100.0384 | 0 | 13212800.2647 | 0 |  | 614708.375 | 663933.8125 | 678442.0625 | 782576.9375 | 784939.75 | 1085083.5 | 1130426.75 | 1230032.125 | 1431257.3929 | 1496883.259 | 1516338.4394 | 1561565.0522 | 1645657.7467 | 1786218.4845 | 1869052.4245 | 1953299.1075 | 2038179.3502 | 2139727.8418 | 2215533.2057 | 2348484.7955 | 2541038.2571 | 2743334.3705 | 2953460.684 | 3067789.5 | 0 | 0 | 0 | 0 | 0 | 0 | 0 | 0 | 0 | 0 | 0 | 0 | 0 | 0 | 0 | 0 | 0 | 0 | 0 | 0 | 0 | 0 | 0 | 0 | 0.077034 | 0.021617 | 0.14279 | 0.0030147 | 0.32381 | 0.040938 | 0.084445 | 0.15151 | 0.044832 | 0.012913 | 0.02939 | 0.052452 | 0.081961 | 0.045331 | 0.044088 | 0.042537 | 0.048622 | 0.034814 | 0.058277 | 0.078802 | 0.076601 | 0.073803 | 0.03798 | 0.06582
| 203 | 15328121.6114 | 0 | 12886840.1533 | 0 |  | 599213.25 | 650322.8125 | 667915.9375 | 772796.875 | 755221.8125 | 1037880.5625 | 1073405.875 | 1186168.125 | 1401924.1429 | 1461145.634 | 1471278.1894 | 1524718.5522 | 1608434.8717 | 1755656.6095 | 1829334.9245 | 1912333.4825 | 2005351.2252 | 2104508.2168 | 2177140.9557 | 2309495.2955 | 2501166.2571 | 2717254.6205 | 2904076.934 | 3022826.75 | 0 | 0 | 0 | 0 | 0 | 0 | 0 | 0 | 0 | 0 | 0 | 0 | 0 | 0 | 0 | 0 | 0 | 0 | 0 | 0 | 0 | 0 | 0 | 0 | 0.081851 | 0.026693 | 0.14585 | -0.023005 | 0.31792 | 0.033656 | 0.099891 | 0.16712 | 0.041375 | 0.0069107 | 0.035678 | 0.053452 | 0.087581 | 0.04111 | 0.044372 | 0.047495 | 0.048263 | 0.033931 | 0.059016 | 0.079728 | 0.082865 | 0.066494 | 0.040077 | 0.067806
| 204 | 15351889.8621 | 0 | 12912273.0947 | 0 |  | 596185.75 | 651989.5625 | 664976.75 | 787034.0625 | 760459.125 | 1046536.625 | 1079525.5 | 1192859.5 | 1408270.1429 | 1471772.009 | 1479673.1894 | 1532536.8022 | 1612251.6217 | 1749864.1095 | 1816934.5495 | 1899980.2325 | 1998102.3502 | 2095040.0918 | 2183170.4557 | 2300112.0455 | 2484869.5071 | 2718525.8705 | 2905425.684 | 3031489.5 | 0 | 0 | 0 | 0 | 0 | 0 | 0 | 0 | 0 | 0 | 0 | 0 | 0 | 0 | 0 | 0 | 0 | 0 | 0 | 0 | 0 | 0 | 0 | 0 | 0.089476 | 0.019724 | 0.16852 | -0.034349 | 0.31932 | 0.031035 | 0.099832 | 0.16601 | 0.044105 | 0.0053541 | 0.035103 | 0.050707 | 0.081906 | 0.037613 | 0.044693 | 0.050354 | 0.047375 | 0.041205 | 0.05218 | 0.077262 | 0.08987 | 0.06649 | 0.042474 | 0.070327
| 205 | 15098439.2244 | 0 | 12690366.5609 | 0 |  | 604838.5625 | 666174.125 | 680537.375 | 785491.75 | 737600.75 | 1010448.375 | 1038523.6875 | 1148782.625 | 1367599.7679 | 1432025.384 | 1441956.6894 | 1495893.4272 | 1576984.7467 | 1719295.6095 | 1787308.6745 | 1871200.8575 | 1965159.8502 | 2059900.0918 | 2140224.4557 | 2279126.5455 | 2449927.0071 | 2690853.8705 | 2866607.934 | 2988516.75 | 0 | 0 | 0 | 0 | 0 | 0 | 0 | 0 | 0 | 0 | 0 | 0 | 0 | 0 | 0 | 0 | 0 | 0 | 0 | 0 | 0 | 0 | 0 | 0 | 0.09659 | 0.021332 | 0.14343 | -0.062907 | 0.31475 | 0.027406 | 0.1009 | 0.17435 | 0.046033 | 0.0069112 | 0.036723 | 0.052791 | 0.0864 | 0.038796 | 0.045869 | 0.048993 | 0.047084 | 0.038253 | 0.062882 | 0.072266 | 0.0938 | 0.063271 | 0.041648 | 0.071004
| 206 | 15424654.7118 | 0 | 12971188.8053 | 0 |  | 590762.125 | 643774.1875 | 662004.0625 | 775473.1875 | 762280.125 | 1055838.875 | 1094525.375 | 1206226 | 1418466.5179 | 1482790.509 | 1489586.0644 | 1537900.9272 | 1622566.9967 | 1764789.3595 | 1831566.5495 | 1908632.9825 | 2010756.2252 | 2106826.7168 | 2198825.4557 | 2335547.0455 | 2498031.2571 | 2731015.8705 | 2932284.434 | 3042133.5 | 0 | 0 | 0 | 0 | 0 | 0 | 0 | 0 | 0 | 0 | 0 | 0 | 0 | 0 | 0 | 0 | 0 | 0 | 0 | 0 | 0 | 0 | 0 | 0 | 0.085935 | 0.027924 | 0.1582 | -0.017159 | 0.32578 | 0.035985 | 0.097176 | 0.16208 | 0.044349 | 0.0045725 | 0.03192 | 0.053591 | 0.084022 | 0.03714 | 0.041216 | 0.052124 | 0.046672 | 0.04274 | 0.060323 | 0.067257 | 0.089171 | 0.071108 | 0.036777 | 0.069119
| 207 | 15704215.279 | 0 | 13229009.0501 | 0 |  | 624075.5 | 669231.9375 | 681100.375 | 786030.125 | 793562.125 | 1086231.25 | 1124540.75 | 1236681.125 | 1435592.6429 | 1496543.134 | 1505392.1894 | 1559468.3022 | 1639134.7467 | 1788702.6095 | 1858160.2995 | 1947795.7325 | 2036157.4752 | 2137953.0918 | 2221602.2057 | 2355853.2955 | 2522844.2571 | 2748966.3705 | 2957891.434 | 3073365.5 | 0 | 0 | 0 | 0 | 0 | 0 | 0 | 0 | 0 | 0 | 0 | 0 | 0 | 0 | 0 | 0 | 0 | 0 | 0 | 0 | 0 | 0 | 0 | 0 | 0.069859 | 0.017579 | 0.14329 | 0.0095367 | 0.31394 | 0.034661 | 0.095057 | 0.14915 | 0.04158 | 0.0058956 | 0.035291 | 0.049824 | 0.087322 | 0.038096 | 0.047111 | 0.044366 | 0.048784 | 0.03838 | 0.058674 | 0.068484 | 0.085838 | 0.073252 | 0.038297 | 0.064415
| 208 | 15093915.6405 | 0 | 12672441.9882 | 0 |  | 588319.625 | 647444.3125 | 660761.5625 | 765210.75 | 731426.8125 | 1013461.1875 | 1040989.875 | 1155093.375 | 1377443.8929 | 1434072.134 | 1446249.3144 | 1499228.9272 | 1584568.6217 | 1728220.7345 | 1796431.5495 | 1883853.3575 | 1974363.4752 | 2079877.9668 | 2160627.4557 | 2294394.5455 | 2475878.5071 | 2703182.8705 | 2880446.184 | 2995360.25 | 0 | 0 | 0 | 0 | 0 | 0 | 0 | 0 | 0 | 0 | 0 | 0 | 0 | 0 | 0 | 0 | 0 | 0 | 0 | 0 | 0 | 0 | 0 | 0 | 0.095762 | 0.02036 | 0.14676 | -0.045154 | 0.32613 | 0.026801 | 0.10401 | 0.17605 | 0.040289 | 0.0084555 | 0.035977 | 0.055361 | 0.08678 | 0.03871 | 0.047517 | 0.046927 | 0.052063 | 0.038089 | 0.06007 | 0.076126 | 0.087835 | 0.063515 | 0.039119 | 0.071754
| 209 | 15459939.5993 | 0 | 13015018.407 | 0 |  | 620528.4375 | 671987.5 | 687125.4375 | 790293.1875 | 760515.1875 | 1049273 | 1087198.125 | 1200657.875 | 1410606.8929 | 1467829.384 | 1477018.1894 | 1538748.5522 | 1619416.9967 | 1760952.3595 | 1838938.0495 | 1917604.6075 | 2007751.7252 | 2105418.0918 | 2179563.4557 | 2313575.2955 | 2500940.7571 | 2724233.6205 | 2909897.934 | 3027228.5 | 0 | 0 | 0 | 0 | 0 | 0 | 0 | 0 | 0 | 0 | 0 | 0 | 0 | 0 | 0 | 0 | 0 | 0 | 0 | 0 | 0 | 0 | 0 | 0 | 0.079668 | 0.022277 | 0.13989 | -0.038408 | 0.32186 | 0.035506 | 0.099266 | 0.16115 | 0.039765 | 0.0062406 | 0.040944 | 0.051097 | 0.083789 | 0.043333 | 0.041889 | 0.045939 | 0.047499 | 0.034611 | 0.059669 | 0.077873 | 0.08552 | 0.065931 | 0.03953 | 0.068865
| 210 | 15544469.3691 | 0 | 13087631.5322 | 0 |  | 619168.875 | 670605.3125 | 683941.8125 | 789179.3125 | 767466.6875 | 1057559.875 | 1094893.5 | 1209729.5 | 1418605.6429 | 1476771.634 | 1496145.5644 | 1553151.5522 | 1626901.2467 | 1775700.6095 | 1848479.6745 | 1934548.8575 | 2015249.3502 | 2115470.4668 | 2201165.2057 | 2329071.5455 | 2517144.2571 | 2734596.3705 | 2922770.434 | 3041808 | 0 | 0 | 0 | 0 | 0 | 0 | 0 | 0 | 0 | 0 | 0 | 0 | 0 | 0 | 0 | 0 | 0 | 0 | 0 | 0 | 0 | 0 | 0 | 0 | 0.079803 | 0.019692 | 0.14312 | -0.027898 | 0.32062 | 0.034693 | 0.09974 | 0.15928 | 0.040184 | 0.013034 | 0.037394 | 0.046391 | 0.087518 | 0.040168 | 0.045511 | 0.040869 | 0.048534 | 0.03971 | 0.056483 | 0.077655 | 0.082859 | 0.066548 | 0.03992 | 0.067944
| 211 | 15349104.8427 | 0 | 12916090.9201 | 0 |  | 610532.1875 | 668801.25 | 683293.125 | 799561.0625 | 755537.5 | 1038942.4375 | 1073377.5 | 1186898.875 | 1405664.0179 | 1467802.259 | 1478599.6894 | 1529702.4272 | 1606626.8717 | 1741110.8595 | 1805848.9245 | 1887666.6075 | 1981002.8502 | 2082323.5918 | 2163980.7057 | 2303296.7955 | 2486902.5071 | 2709320.3705 | 2897493.684 | 3014752 | 0 | 0 | 0 | 0 | 0 | 0 | 0 | 0 | 0 | 0 | 0 | 0 | 0 | 0 | 0 | 0 | 0 | 0 | 0 | 0 | 0 | 0 | 0 | 0 | 0.091156 | 0.021437 | 0.15714 | -0.056633 | 0.31853 | 0.032607 | 0.10053 | 0.16917 | 0.043256 | 0.0073293 | 0.033978 | 0.049064 | 0.080386 | 0.036507 | 0.044311 | 0.048262 | 0.049881 | 0.038465 | 0.062392 | 0.076696 | 0.08566 | 0.067148 | 0.039671 | 0.071279
| 212 | 15609648.807 | 0 | 13132644.4809 | 0 |  | 615153.625 | 664050.625 | 679287.5625 | 792631.6875 | 770838.9375 | 1066729.375 | 1101600 | 1218798.25 | 1429832.8929 | 1484245.009 | 1502471.4394 | 1560530.6772 | 1637438.4967 | 1778556.4845 | 1850706.0495 | 1938681.6075 | 2024437.7252 | 2121736.2168 | 2209102.2057 | 2354909.0455 | 2537629.2571 | 2759613.1205 | 2944179.434 | 3066813 | 0 | 0 | 0 | 0 | 0 | 0 | 0 | 0 | 0 | 0 | 0 | 0 | 0 | 0 | 0 | 0 | 0 | 0 | 0 | 0 | 0 | 0 | 0 | 0 | 0.076486 | 0.022686 | 0.15431 | -0.027879 | 0.32487 | 0.032166 | 0.1011 | 0.15969 | 0.037349 | 0.012205 | 0.037915 | 0.048107 | 0.082669 | 0.039765 | 0.046441 | 0.043284 | 0.046943 | 0.040351 | 0.063916 | 0.074728 | 0.08386 | 0.06474 | 0.040809 | 0.069142
| 213 | 15129357.6355 | 0 | 12714102.133 | 0 |  | 599150.375 | 654562.0625 | 667609.0625 | 784295.75 | 729029.5625 | 1008709.75 | 1042917.8125 | 1160173 | 1377962.0179 | 1443043.759 | 1452318.3144 | 1508535.5522 | 1588916.1217 | 1728816.1095 | 1794859.7995 | 1882164.8575 | 1972214.3502 | 2072505.9668 | 2153693.4557 | 2286214.2955 | 2470758.5071 | 2694748.8705 | 2869089.434 | 2992097 | 0 | 0 | 0 | 0 | 0 | 0 | 0 | 0 | 0 | 0 | 0 | 0 | 0 | 0 | 0 | 0 | 0 | 0 | 0 | 0 | 0 | 0 | 0 | 0 | 0.088454 | 0.019736 | 0.16108 | -0.073072 | 0.32471 | 0.03335 | 0.10655 | 0.17204 | 0.046149 | 0.0064065 | 0.037978 | 0.051913 | 0.084385 | 0.03749 | 0.047496 | 0.046734 | 0.049602 | 0.038426 | 0.059713 | 0.077628 | 0.08678 | 0.06269 | 0.04198 | 0.074032
| 214 | 15267820.9387 | 0 | 12826607.0153 | 0 |  | 585127.1875 | 643865.25 | 659420.25 | 774157.25 | 747435.6875 | 1030668.5 | 1065140.25 | 1177092.25 | 1397155.6429 | 1460708.009 | 1476492.0644 | 1531901.5522 | 1604145.4967 | 1741599.6095 | 1817698.0495 | 1901104.8575 | 1997937.3502 | 2096916.4668 | 2179397.9557 | 2316219.7955 | 2505036.0071 | 2719328.1205 | 2901756.184 | 3017859.75 | 0 | 0 | 0 | 0 | 0 | 0 | 0 | 0 | 0 | 0 | 0 | 0 | 0 | 0 | 0 | 0 | 0 | 0 | 0 | 0 | 0 | 0 | 0 | 0 | 0.09566 | 0.023872 | 0.16041 | -0.035127 | 0.32131 | 0.032899 | 0.099941 | 0.17139 | 0.044483 | 0.010748 | 0.036841 | 0.046081 | 0.082213 | 0.042767 | 0.044864 | 0.04968 | 0.048353 | 0.038581 | 0.060888 | 0.078367 | 0.082082 | 0.064931 | 0.039232 | 0.070123
| 215 | 15287081.7943 | 0 | 12843866.4983 | 0 |  | 599894.8125 | 653930.3125 | 667119.125 | 780600 | 743779.0625 | 1033434.5625 | 1065902.875 | 1182464.75 | 1399269.6429 | 1459252.009 | 1470286.3144 | 1523778.3022 | 1603392.4967 | 1740485.6095 | 1810982.0495 | 1897290.1075 | 1991495.6002 | 2087669.2168 | 2172255.2057 | 2308686.2955 | 2501402.0071 | 2719702.6205 | 2903935.434 | 3029631.75 | 0 | 0 | 0 | 0 | 0 | 0 | 0 | 0 | 0 | 0 | 0 | 0 | 0 | 0 | 0 | 0 | 0 | 0 | 0 | 0 | 0 | 0 | 0 | 0 | 0.086246 | 0.019968 | 0.15709 | -0.048319 | 0.3289 | 0.030934 | 0.10378 | 0.16835 | 0.041974 | 0.0075332 | 0.035736 | 0.050929 | 0.082042 | 0.039705 | 0.046557 | 0.048459 | 0.047162 | 0.039718 | 0.060913 | 0.080173 | 0.083671 | 0.065544 | 0.042374 | 0.072178
| 216 | 15406276.0908 | 0 | 12951585.2672 | 0 |  | 601391.1875 | 658939 | 672922.4375 | 783191.1875 | 759154.1875 | 1050192.125 | 1086013.625 | 1199242.5 | 1412808.5179 | 1475847.134 | 1482800.4394 | 1537710.4272 | 1614585.1217 | 1751187.9845 | 1813174.4245 | 1899195.2325 | 1998840.2252 | 2099955.5918 | 2186208.9557 | 2318567.5455 | 2505404.5071 | 2735365.3705 | 2920037.684 | 3047403.5 | 0 | 0 | 0 | 0 | 0 | 0 | 0 | 0 | 0 | 0 | 0 | 0 | 0 | 0 | 0 | 0 | 0 | 0 | 0 | 0 | 0 | 0 | 0 | 0 | 0.091385 | 0.020999 | 0.15175 | -0.031172 | 0.32452 | 0.033541 | 0.099176 | 0.16389 | 0.043653 | 0.0047003 | 0.036362 | 0.048783 | 0.081216 | 0.034785 | 0.046351 | 0.051137 | 0.049349 | 0.040253 | 0.058781 | 0.077501 | 0.087815 | 0.065332 | 0.042693 | 0.069722
| 217 | 15283652.616 | 0 | 12847234.7071 | 0 |  | 611323.875 | 671706.875 | 688643.6875 | 802723.5 | 732061.625 | 1019640.3125 | 1052293.125 | 1168513 | 1388703.7679 | 1450731.384 | 1459197.0644 | 1520153.1772 | 1600456.7467 | 1737959.7345 | 1811284.1745 | 1892731.6075 | 1986890.8502 | 2089845.0918 | 2166498.2057 | 2308456.2955 | 2492852.5071 | 2717211.8705 | 2894917.184 | 3018345.75 | 0 | 0 | 0 | 802723.5 | 0 | 0 | 0 | 0 | 0 | 0 | 0 | 0 | 0 | 0 | 0 | 0 | 0 | 0 | 0 | 0 | 0 | 0 | 0 | 0 | 0.094195 | 0.024902 | 0.15329 | -0.092146 | 0.33134 | 0.031522 | 0.10476 | 0.17264 | 0.043697 | 0.0058185 | 0.040925 | 0.051478 | 0.082423 | 0.041324 | 0.043985 | 0.04855 | 0.050519 | 0.036022 | 0.063467 | 0.076849 | 0.086179 | 0.06335 | 0.041752 | 0.076337
| 218 | 15489416.422 | 0 | 13032946.2899 | 0 |  | 602040.8125 | 657915.5625 | 675686.4375 | 785615.125 | 764577.0625 | 1066695.125 | 1101129.25 | 1213744 | 1426665.5179 | 1486536.134 | 1498533.3144 | 1546551.8022 | 1624572.6217 | 1756648.6095 | 1819697.5495 | 1911084.3575 | 2005897.3502 | 2107646.8418 | 2192119.2057 | 2324104.7955 | 2512592.2571 | 2734913.8705 | 2929808.184 | 3037635.5 | 0 | 0 | 0 | 0 | 0 | 0 | 0 | 0 | 0 | 0 | 0 | 0 | 0 | 0 | 0 | 0 | 0 | 0 | 0 | 0 | 0 | 0 | 0 | 0 | 0.088751 | 0.026653 | 0.15074 | -0.027144 | 0.333 | 0.031771 | 0.097374 | 0.16163 | 0.041109 | 0.0080382 | 0.031541 | 0.049217 | 0.078163 | 0.035263 | 0.049001 | 0.048421 | 0.049481 | 0.039297 | 0.058466 | 0.07798 | 0.084785 | 0.068837 | 0.036142 | 0.070598
| 219 | 15660507.5696 | 0 | 13167672.7083 | 0 |  | 616211 | 669259.25 | 683355.75 | 794493.4375 | 770757.5 | 1060130.5 | 1096704.375 | 1212281.5 | 1433064.1429 | 1487388.884 | 1504370.0644 | 1562320.8022 | 1644257.1217 | 1785642.8595 | 1866166.4245 | 1949034.2325 | 2035982.9752 | 2136350.8418 | 2225200.7057 | 2369346.7955 | 2563928.0071 | 2774097.6205 | 2958722.934 | 3082251.5 | 0 | 0 | 0 | 0 | 0 | 0 | 0 | 0 | 0 | 0 | 0 | 0 | 0 | 0 | 0 | 0 | 0 | 0 | 0 | 0 | 2563928.0071 | 0 | 0 | 0 | 0.082582 | 0.020844 | 0.15069 | -0.030331 | 0.31877 | 0.033918 | 0.10019 | 0.16731 | 0.037207 | 0.011352 | 0.037798 | 0.051116 | 0.08249 | 0.044108 | 0.043448 | 0.043645 | 0.04812 | 0.040748 | 0.062767 | 0.078926 | 0.078785 | 0.064432 | 0.040903 | 0.068516
| 220 | 16027373.8967 | 16027373.8967 | 13508604.6239 | 13508604.6239 |  | 635208.125 | 679071.0625 | 691203.1875 | 801319.8125 | 809823.8125 | 1113296.125 | 1161015.625 | 1269094.625 | 1473280.1429 | 1530630.259 | 1545849.5644 | 1607743.6772 | 1679860.9967 | 1814911.8595 | 1887813.5495 | 1983529.8575 | 2073623.3502 | 2171297.5918 | 2258271.9557 | 2388393.2955 | 2579904.2571 | 2803686.1205 | 3007155.434 | 3107697.75 | 635208.125 | 679071.0625 | 691203.1875 | 0 | 809823.8125 | 1113296.125 | 1161015.625 | 1269094.625 | 1473280.1429 | 1530630.259 | 1545849.5644 | 1607743.6772 | 1679860.9967 | 1814911.8595 | 1887813.5495 | 1983529.8575 | 2073623.3502 | 2171297.5918 | 2258271.9557 | 2388393.2955 | 2579904.2571 | 2803686.1205 | 3007155.434 | 0 | 0.066773 | 0.017708 | 0.14783 | 0.010557 | 0.31826 | 0.04197 | 0.089009 | 0.14919 | 0.038188 | 0.0098941 | 0.039258 | 0.043879 | 0.077326 | 0.039382 | 0.049459 | 0.044419 | 0.046027 | 0.039275 | 0.056021 | 0.077131 | 0.083183 | 0.07006 | 0.032888 | 0.065018
| 221 | 15946208.6922 | 15946208.6922 | 13434619.0012 | 13434619.0012 |  | 635039.5 | 679771 | 692653 | 800098.5625 | 802551.1875 | 1101341.125 | 1146708.125 | 1254219.5 | 1462200.6429 | 1525968.259 | 1536179.9394 | 1593257.6772 | 1668091.4967 | 1813549.2345 | 1879717.1745 | 1962750.9825 | 2063199.6002 | 2166764.0918 | 2247110.2057 | 2383702.7955 | 2572061.2571 | 2791241.6205 | 2987394.934 | 3116502 | 635039.5 | 679771 | 692653 | 0 | 0 | 0 | 0 | 0 | 1462200.6429 | 1525968.259 | 1536179.9394 | 1593257.6772 | 1668091.4967 | 1813549.2345 | 0 | 0 | 2063199.6002 | 2166764.0918 | 2247110.2057 | 2383702.7955 | 2572061.2571 | 2791241.6205 | 0 | 3116502 | 0.068069 | 0.018773 | 0.14421 | 0.0030607 | 0.31649 | 0.040367 | 0.089618 | 0.15343 | 0.042687 | 0.0066696 | 0.036482 | 0.045899 | 0.083606 | 0.035835 | 0.043226 | 0.049911 | 0.048977 | 0.03641 | 0.05901 | 0.076053 | 0.081779 | 0.067915 | 0.042309 | 0.06507
| 222 | 15701540.518 | 0 | 13216773.9712 | 0 |  | 610812.125 | 656365.25 | 672421.875 | 777385.25 | 785826 | 1092919.75 | 1133372 | 1245497.875 | 1442495.1429 | 1502590.259 | 1515964.1894 | 1567462.0522 | 1645060.3717 | 1784821.9845 | 1860457.4245 | 1937869.2325 | 2045494.7252 | 2140633.3418 | 2211722.2057 | 2358257.7955 | 2536577.5071 | 2763644.8705 | 2960384.434 | 3085261.25 | 0 | 0 | 0 | 0 | 0 | 0 | 0 | 0 | 0 | 0 | 0 | 0 | 0 | 0 | 0 | 0 | 0 | 0 | 0 | 0 | 0 | 0 | 0 | 0 | 0.071928 | 0.024169 | 0.14505 | 0.010799 | 0.32987 | 0.036344 | 0.094338 | 0.14684 | 0.040816 | 0.0088612 | 0.033406 | 0.048319 | 0.081542 | 0.041504 | 0.040767 | 0.054051 | 0.045462 | 0.03267 | 0.064152 | 0.072893 | 0.085735 | 0.068769 | 0.041317 | 0.06673
| 223 | 15089586.1145 | 0 | 12671268.9488 | 0 |  | 585261.375 | 643742 | 658237.9375 | 765211.4375 | 734975.9375 | 1017949.5 | 1050007.875 | 1163220.25 | 1381497.3929 | 1442756.884 | 1450732.1894 | 1502956.6772 | 1589520.1217 | 1722111.7345 | 1785776.5495 | 1865343.4825 | 1966723.6002 | 2068942.3418 | 2153101.9557 | 2290227.5455 | 2469350.0071 | 2692148.1205 | 2879281.934 | 3001319.75 | 0 | 0 | 0 | 0 | 0 | 0 | 0 | 0 | 0 | 0 | 0 | 0 | 0 | 0 | 0 | 0 | 0 | 0 | 0 | 0 | 0 | 0 | 0 | 0 | 0.095239 | 0.022268 | 0.15059 | -0.040314 | 0.32571 | 0.031007 | 0.10239 | 0.17198 | 0.043388 | 0.0055126 | 0.035366 | 0.055998 | 0.080119 | 0.036302 | 0.043592 | 0.052924 | 0.050669 | 0.039872 | 0.061742 | 0.075304 | 0.086384 | 0.067202 | 0.041511 | 0.070987
| 224 | 15436621.2419 | 0 | 12985402.2319 | 0 |  | 615140.0625 | 671144.1875 | 688068.125 | 793241.0625 | 752562 | 1045162.25 | 1084492.875 | 1197845.875 | 1411868.1429 | 1471568.134 | 1481438.0644 | 1538482.5522 | 1617431.9967 | 1753708.6095 | 1820432.7995 | 1905404.6075 | 2002272.6002 | 2098891.3418 | 2175268.2057 | 2312485.2955 | 2507230.2571 | 2728059.3705 | 2920618.934 | 3035414.75 | 0 | 0 | 0 | 0 | 0 | 0 | 0 | 0 | 0 | 0 | 0 | 0 | 0 | 0 | 0 | 0 | 0 | 0 | 0 | 0 | 0 | 0 | 0 | 0 | 0.087134 | 0.024904 | 0.14224 | -0.052644 | 0.32844 | 0.03694 | 0.099412 | 0.16439 | 0.041415 | 0.0066847 | 0.037783 | 0.050043 | 0.080893 | 0.037342 | 0.04562 | 0.049588 | 0.047126 | 0.035743 | 0.061171 | 0.080856 | 0.084412 | 0.068205 | 0.038553 | 0.071284
| 225 | 17496943.4099 | 17496943.4099 | 14760591.1071 | 14760591.1071 |  | 695799.0625 | 719473.3125 | 727045.125 | 832031 | 905789.6875 | 1241414.875 | 1311670.625 | 1420497.125 | 1614905.8929 | 1678774.759 | 1701225.1894 | 1771050.8022 | 1845170.6217 | 1978368.3595 | 2069204.6745 | 2146620.1075 | 2242059.6002 | 2357506.5918 | 2450953.9557 | 2599566.5455 | 2793716.2571 | 3023297.6205 | 3276326.684 | 3403022.75 | 695799.0625 | 719473.3125 | 727045.125 | 832031 | 905789.6875 | 1241414.875 | 1311670.625 | 1420497.125 | 1614905.8929 | 1678774.759 | 1701225.1894 | 1771050.8022 | 1845170.6217 | 1978368.3595 | 2069204.6745 | 2146620.1075 | 2242059.6002 | 2357506.5918 | 2450953.9557 | 2599566.5455 | 2793716.2571 | 3023297.6205 | 3276326.684 | 3403022.75 | 0.033459 | 0.010469 | 0.13488 | 0.084937 | 0.3152 | 0.05505 | 0.079705 | 0.12827 | 0.038788 | 0.013284 | 0.040224 | 0.040999 | 0.069701 | 0.044892 | 0.03673 | 0.0435 | 0.05021 | 0.038873 | 0.058867 | 0.072028 | 0.078975 | 0.080375 | 0.037941 | 0.061861
| 226 | 15362222.3766 | 0 | 12919914.7254 | 0 |  | 608011.875 | 660636.875 | 676878.5625 | 784675 | 757388.4375 | 1043013.5 | 1076538.75 | 1184249.125 | 1400950.7679 | 1463202.134 | 1474628.5644 | 1533873.4272 | 1609484.8717 | 1749673.1095 | 1819131.7995 | 1902561.6075 | 1989697.2252 | 2098425.8418 | 2182496.2057 | 2315922.5455 | 2495861.2571 | 2722364.1205 | 2904164.684 | 3028550 | 0 | 0 | 0 | 0 | 0 | 0 | 0 | 0 | 0 | 0 | 0 | 0 | 0 | 0 | 0 | 0 | 0 | 0 | 0 | 0 | 0 | 0 | 0 | 0 | 0.08301 | 0.024288 | 0.14778 | -0.035393 | 0.31999 | 0.031637 | 0.095358 | 0.16804 | 0.043476 | 0.0077789 | 0.03939 | 0.048118 | 0.083515 | 0.03893 | 0.044842 | 0.044781 | 0.053205 | 0.039282 | 0.059339 | 0.074826 | 0.086867 | 0.064645 | 0.041938 | 0.068923
| 227 | 15044047.6847 | 0 | 12639843.8305 | 0 |  | 591197.125 | 652390.6875 | 668213.5 | 778683.5 | 732029.3125 | 1010426.5625 | 1037677.3125 | 1151371.25 | 1373923.5179 | 1437914.759 | 1445308.3144 | 1496812.6772 | 1580912.6217 | 1717637.1095 | 1767908.7995 | 1865101.3575 | 1949262.1002 | 2056120.3418 | 2142791.2057 | 2270316.7955 | 2453744.5071 | 2680582.3705 | 2864167.934 | 2978715 | 0 | 0 | 0 | 0 | 0 | 0 | 0 | 0 | 0 | 0 | 0 | 0 | 0 | 0 | 0 | 0 | 0 | 0 | 0 | 0 | 0 | 0 | 0 | 0 | 0.098494 | 0.023964 | 0.153 | -0.061784 | 0.32231 | 0.026612 | 0.10397 | 0.17672 | 0.045523 | 0.0051287 | 0.035015 | 0.054664 | 0.082947 | 0.028848 | 0.053518 | 0.044135 | 0.05337 | 0.041288 | 0.05781 | 0.077696 | 0.088419 | 0.066244 | 0.039214 | 0.072909
| 228 | 14976277.983 | 0 | 12569917.6588 | 0 |  | 574125.25 | 633814.0625 | 650442.5 | 757577.625 | 726215.6875 | 1010340.6875 | 1046111.75 | 1155976.875 | 1373816.6429 | 1436295.259 | 1439754.3144 | 1493182.1772 | 1569947.2467 | 1712063.2345 | 1778307.4245 | 1857759.6075 | 1955825.8502 | 2052406.8418 | 2133782.4557 | 2275258.0455 | 2446352.5071 | 2682222.6205 | 2876098.684 | 2983988.75 | 0 | 0 | 0 | 0 | 0 | 0 | 0 | 0 | 0 | 0 | 0 | 0 | 0 | 0 | 0 | 0 | 0 | 0 | 0 | 0 | 0 | 0 | 0 | 0 | 0.098908 | 0.025897 | 0.15247 | -0.042279 | 0.3302 | 0.034793 | 0.099866 | 0.17265 | 0.044474 | 0.0024054 | 0.036437 | 0.050132 | 0.086657 | 0.037963 | 0.043709 | 0.051441 | 0.048201 | 0.038883 | 0.064197 | 0.072505 | 0.092048 | 0.069789 | 0.036826 | 0.072189
| 229 | 14930370.898 | 0 | 12529737.239 | 0 |  | 582833.3125 | 639292.6875 | 655628.1875 | 764995.75 | 714657.5 | 994531.3125 | 1026615 | 1143089.875 | 1362068.1429 | 1424572.634 | 1435008.6894 | 1490581.4272 | 1567377.8717 | 1708674.8595 | 1773900.6745 | 1859779.4825 | 1949935.9752 | 2050073.2168 | 2133448.7057 | 2264656.2955 | 2447191.5071 | 2677899.8705 | 2858372.434 | 2978017 | 0 | 0 | 0 | 0 | 0 | 0 | 0 | 0 | 0 | 0 | 0 | 0 | 0 | 0 | 0 | 0 | 0 | 0 | 0 | 0 | 0 | 0 | 0 | 0 | 0.092461 | 0.025231 | 0.15428 | -0.068067 | 0.33047 | 0.031751 | 0.10747 | 0.17527 | 0.044868 | 0.007299 | 0.037995 | 0.050238 | 0.086314 | 0.037463 | 0.047277 | 0.047339 | 0.050079 | 0.039864 | 0.059683 | 0.077518 | 0.090092 | 0.06522 | 0.041005 | 0.074319
| 230 | 15355571.1156 | 0 | 12909423.4277 | 0 |  | 598537.8125 | 652102.8125 | 666004.9375 | 772903.5 | 757341.1875 | 1051264.25 | 1081951.875 | 1191682.625 | 1408006.0179 | 1468001.759 | 1476181.1894 | 1530547.8022 | 1610931.8717 | 1752899.9845 | 1821035.9245 | 1898242.4825 | 2001872.2252 | 2095942.5918 | 2183701.4557 | 2317486.7955 | 2501053.7571 | 2725553.3705 | 2916164.934 | 3025055.75 | 0 | 0 | 0 | 0 | 0 | 0 | 0 | 0 | 0 | 0 | 0 | 0 | 0 | 0 | 0 | 0 | 0 | 0 | 0 | 0 | 0 | 0 | 0 | 0 | 0.085713 | 0.021095 | 0.14886 | -0.02034 | 0.32793 | 0.028773 | 0.0966 | 0.16681 | 0.041728 | 0.0055563 | 0.036167 | 0.051187 | 0.084459 | 0.038134 | 0.041523 | 0.053154 | 0.045921 | 0.041018 | 0.059462 | 0.076229 | 0.085959 | 0.067598 | 0.03666 | 0.069751
| 231 | 15297980.1832 | 0 | 12854878.2565 | 0 |  | 597426 | 649083.375 | 660932.4375 | 768755.1875 | 756252.25 | 1048696.75 | 1080167.625 | 1190751 | 1404731.8929 | 1464231.884 | 1474765.0644 | 1524005.6772 | 1601786.4967 | 1746055.8595 | 1808613.4245 | 1875817.6075 | 1991228.4752 | 2082351.7168 | 2168016.9557 | 2310954.2955 | 2497036.2571 | 2718807.1205 | 2914838.934 | 3023765.5 | 0 | 0 | 0 | 0 | 0 | 0 | 0 | 0 | 0 | 0 | 0 | 0 | 0 | 0 | 0 | 0 | 0 | 0 | 0 | 0 | 0 | 0 | 0 | 0 | 0.082931 | 0.01809 | 0.15112 | -0.016398 | 0.32693 | 0.029568 | 0.097468 | 0.16526 | 0.041484 | 0.0071679 | 0.032843 | 0.049777 | 0.08624 | 0.035201 | 0.036484 | 0.059707 | 0.044746 | 0.040315 | 0.063848 | 0.077444 | 0.085089 | 0.069621 | 0.036688 | 0.069603
| 232 | 15265376.069 | 0 | 12827688.0047 | 0 |  | 597267.0625 | 657391.375 | 673074.6875 | 780433.0625 | 738027.875 | 1026013.625 | 1062013.5 | 1176223.625 | 1395402.1429 | 1456545.134 | 1466898.1894 | 1524338.8022 | 1601707.8717 | 1741755.3595 | 1809232.6745 | 1891650.9825 | 1988937.3502 | 2093631.7168 | 2174967.4557 | 2306937.0455 | 2488560.5071 | 2721583.3705 | 2899225.934 | 3020387.5 | 0 | 0 | 0 | 0 | 0 | 0 | 0 | 0 | 0 | 0 | 0 | 0 | 0 | 0 | 0 | 0 | 0 | 0 | 0 | 0 | 0 | 0 | 0 | 0 | 0.095915 | 0.023577 | 0.14799 | -0.055867 | 0.32945 | 0.034486 | 0.10214 | 0.17087 | 0.042885 | 0.0070828 | 0.038411 | 0.04951 | 0.083823 | 0.038009 | 0.044547 | 0.050151 | 0.0513 | 0.038113 | 0.058907 | 0.075784 | 0.089509 | 0.06323 | 0.040941 | 0.072518
| 233 | 15284124.1222 | 0 | 12855669.3618 | 0 |  | 610675.9375 | 668829.4375 | 682097.1875 | 794282.6875 | 748244.625 | 1031197 | 1064540.875 | 1178379.625 | 1394637.8929 | 1455645.884 | 1464576.3144 | 1520348.6772 | 1599653.8717 | 1737180.7345 | 1798308.6745 | 1883399.9825 | 1981239.1002 | 2078372.2168 | 2161983.7057 | 2298037.2955 | 2483426.7571 | 2705240.8705 | 2889405.184 | 3009356 | 0 | 0 | 0 | 0 | 0 | 0 | 0 | 0 | 0 | 0 | 0 | 0 | 0 | 0 | 0 | 0 | 0 | 0 | 0 | 0 | 0 | 0 | 0 | 0 | 0.090963 | 0.019643 | 0.15227 | -0.059709 | 0.32075 | 0.031823 | 0.1016 | 0.16849 | 0.042815 | 0.0061163 | 0.037374 | 0.050848 | 0.082476 | 0.034583 | 0.046232 | 0.050644 | 0.047863 | 0.039441 | 0.061029 | 0.077584 | 0.085552 | 0.06586 | 0.040675 | 0.071627
| 234 | 15423749.3084 | 0 | 12976990.3315 | 0 |  | 609159 | 669916.9375 | 679749 | 785648.6875 | 758439.75 | 1052706.125 | 1086179.875 | 1197148.125 | 1413333.7679 | 1470533.009 | 1482860.8144 | 1535956.8022 | 1611945.4967 | 1752370.4845 | 1820870.6745 | 1903883.8575 | 1995592.8502 | 2102352.4668 | 2184360.9557 | 2323557.5455 | 2501574.7571 | 2726602.1205 | 2913494.684 | 3029154.25 | 0 | 0 | 0 | 0 | 0 | 0 | 0 | 0 | 0 | 0 | 0 | 0 | 0 | 0 | 0 | 0 | 0 | 0 | 0 | 0 | 0 | 0 | 0 | 0 | 0.095074 | 0.01457 | 0.14479 | -0.035246 | 0.32786 | 0.031303 | 0.097275 | 0.16601 | 0.039674 | 0.0083483 | 0.03518 | 0.048288 | 0.083528 | 0.038345 | 0.044581 | 0.047045 | 0.052116 | 0.038266 | 0.061776 | 0.073821 | 0.086136 | 0.066297 | 0.03893 | 0.070624
| 235 | 15140818.7899 | 0 | 12726784.8929 | 0 |  | 592968.0625 | 657903.8125 | 672921.25 | 782828.75 | 727855.875 | 1012389.75 | 1045457.8125 | 1161805.125 | 1382555.0179 | 1443457.009 | 1455270.0644 | 1508856.6772 | 1590415.3717 | 1728527.1095 | 1798304.1745 | 1883133.9825 | 1969944.8502 | 2076552.8418 | 2152893.9557 | 2292169.0455 | 2467680.0071 | 2697057.3705 | 2868716.184 | 2987468 | 0 | 0 | 0 | 0 | 0 | 0 | 0 | 0 | 0 | 0 | 0 | 0 | 0 | 0 | 0 | 0 | 0 | 0 | 0 | 0 | 0 | 0 | 0 | 0 | 0.10392 | 0.02257 | 0.15129 | -0.072811 | 0.32997 | 0.032141 | 0.10552 | 0.17396 | 0.043108 | 0.0081506 | 0.036161 | 0.052643 | 0.083274 | 0.039574 | 0.046093 | 0.045068 | 0.052704 | 0.036104 | 0.062686 | 0.07378 | 0.088883 | 0.061703 | 0.040562 | 0.074645
| 236 | 15692218.2985 | 0 | 13200023.4156 | 0 |  | 612440.4375 | 661814.0625 | 673876.625 | 789492.5 | 781454.875 | 1073877.5 | 1106716.75 | 1224290 | 1440281.7679 | 1500651.634 | 1512420.3144 | 1572577.9272 | 1655033.2467 | 1792203.8595 | 1862701.2995 | 1951341.3575 | 2038312.2252 | 2135124.2168 | 2221550.2057 | 2364920.2955 | 2546530.0071 | 2774921.6205 | 2974330.184 | 3082684.5 | 0 | 0 | 0 | 0 | 0 | 0 | 0 | 0 | 0 | 0 | 0 | 0 | 0 | 0 | 0 | 0 | 0 | 0 | 0 | 0 | 0 | 0 | 0 | 0 | 0.077533 | 0.018062 | 0.15834 | -0.010233 | 0.31787 | 0.030122 | 0.10096 | 0.16248 | 0.041061 | 0.0078118 | 0.039005 | 0.051105 | 0.079625 | 0.038582 | 0.046489 | 0.043605 | 0.046403 | 0.03968 | 0.062539 | 0.073987 | 0.085891 | 0.069396 | 0.035782 | 0.067709
| 237 | 15355434.9071 | 0 | 12919990.8647 | 0 |  | 602389.125 | 660042.875 | 674603.625 | 781238.5 | 751202.75 | 1045088.6875 | 1084088.5 | 1195190.125 | 1406154.0179 | 1466387.384 | 1475541.6894 | 1530444.4272 | 1609615.9967 | 1749258.8595 | 1815601.1745 | 1900727.8575 | 1995973.1002 | 2095174.2168 | 2182647.2057 | 2315341.5455 | 2497715.7571 | 2716671.6205 | 2893311.434 | 3009822.25 | 0 | 0 | 0 | 0 | 0 | 0 | 0 | 0 | 0 | 0 | 0 | 0 | 0 | 0 | 0 | 0 | 0 | 0 | 0 | 0 | 0 | 0 | 0 | 0 | 0.091401 | 0.021821 | 0.14676 | -0.039205 | 0.33018 | 0.036638 | 0.097566 | 0.16255 | 0.041943 | 0.0062234 | 0.036533 | 0.050437 | 0.083197 | 0.037224 | 0.04582 | 0.048895 | 0.048505 | 0.040902 | 0.059019 | 0.075819 | 0.084031 | 0.062994 | 0.039479 | 0.070713
| 238 | 16547376.7022 | 16547376.7022 | 13934864.8829 | 13934864.8829 |  | 638922.875 | 674497.0625 | 687418.9375 | 802052.8125 | 849414.5 | 1179898.375 | 1230245 | 1323522.5 | 1523869.2679 | 1581469.759 | 1602651.5644 | 1655872.4272 | 1731397.6217 | 1877073.2345 | 1947301.4245 | 2038236.8575 | 2141019.1002 | 2262210.0918 | 2334008.9557 | 2481424.5455 | 2675413.5071 | 2884881.8705 | 3116751.434 | 3252956.75 | 638922.875 | 0 | 0 | 802052.8125 | 849414.5 | 1179898.375 | 1230245 | 1323522.5 | 1523869.2679 | 1581469.759 | 1602651.5644 | 1655872.4272 | 1731397.6217 | 1877073.2345 | 1947301.4245 | 2038236.8575 | 2141019.1002 | 2262210.0918 | 2334008.9557 | 2481424.5455 | 2675413.5071 | 2884881.8705 | 3116751.434 | 3252956.75 | 0.054184 | 0.018977 | 0.15423 | 0.057373 | 0.32864 | 0.041785 | 0.073083 | 0.14096 | 0.037102 | 0.013305 | 0.032669 | 0.044601 | 0.080785 | 0.036731 | 0.045641 | 0.049197 | 0.05506 | 0.031245 | 0.061245 | 0.075271 | 0.07538 | 0.077307 | 0.042773 | 0.065389
| 239 | 15435137.2341 | 0 | 12983768.2796 | 0 |  | 610708.75 | 667915.625 | 680736.25 | 784802.25 | 759603.875 | 1053448 | 1092319.5 | 1203460.5 | 1414229.8929 | 1474865.259 | 1483617.3144 | 1537052.4272 | 1613790.1217 | 1753805.4845 | 1817409.4245 | 1898666.4825 | 1993342.2252 | 2095439.9668 | 2184531.7057 | 2319574.5455 | 2506471.2571 | 2730991.8705 | 2920589.684 | 3033775 | 0 | 0 | 0 | 0 | 0 | 0 | 0 | 0 | 0 | 0 | 0 | 0 | 0 | 0 | 0 | 0 | 0 | 0 | 0 | 0 | 0 | 0 | 0 | 0 | 0.089542 | 0.019013 | 0.14226 | -0.032635 | 0.32703 | 0.036235 | 0.096898 | 0.16138 | 0.041981 | 0.0059166 | 0.035383 | 0.048719 | 0.083202 | 0.035624 | 0.04374 | 0.048661 | 0.049951 | 0.041638 | 0.059982 | 0.077492 | 0.085789 | 0.067121 | 0.038022 | 0.069641
| 240 | 15243718.6005 | 0 | 12814855.9741 | 0 |  | 606401.75 | 664084.3125 | 673331.5 | 782492.8125 | 741576.1875 | 1025046.9375 | 1055963.875 | 1167698.25 | 1386194.8929 | 1447070.259 | 1459684.8144 | 1518242.6772 | 1598778.4967 | 1741218.1095 | 1812099.7995 | 1894112.2325 | 1981088.4752 | 2084405.7168 | 2169137.2057 | 2307973.2955 | 2486208.5071 | 2704474.1205 | 2892140.934 | 3005957 | 0 | 0 | 0 | 0 | 0 | 0 | 0 | 0 | 0 | 0 | 0 | 0 | 0 | 0 | 0 | 0 | 0 | 0 | 0 | 0 | 0 | 0 | 0 | 0 | 0.090866 | 0.013829 | 0.15025 | -0.053707 | 0.32372 | 0.029716 | 0.10058 | 0.17153 | 0.042978 | 0.0086795 | 0.039333 | 0.051686 | 0.085345 | 0.039901 | 0.044264 | 0.044896 | 0.050837 | 0.039846 | 0.06204 | 0.074389 | 0.084149 | 0.06709 | 0.038599 | 0.07177
| 241 | 15511209.1222 | 0 | 13055641.2908 | 0 |  | 628801.3125 | 683978.0625 | 699950.8125 | 804945.4375 | 759953.9375 | 1046546.0625 | 1081349.625 | 1199014.625 | 1412735.6429 | 1473061.134 | 1486832.1894 | 1540783.8022 | 1619844.6217 | 1760726.6095 | 1830459.9245 | 1910963.1075 | 2003071.4752 | 2103706.4668 | 2191431.9557 | 2321703.7955 | 2507173.0071 | 2728695.3705 | 2931181.184 | 3045369.5 | 0 | 683978.0625 | 699950.8125 | 804945.4375 | 0 | 0 | 0 | 0 | 0 | 0 | 0 | 0 | 0 | 0 | 0 | 0 | 0 | 0 | 0 | 0 | 0 | 0 | 0 | 0 | 0.084111 | 0.023084 | 0.13976 | -0.057517 | 0.31999 | 0.032715 | 0.10329 | 0.16403 | 0.041815 | 0.0093052 | 0.035643 | 0.050039 | 0.083396 | 0.038841 | 0.04304 | 0.047074 | 0.049019 | 0.040854 | 0.057746 | 0.076855 | 0.084668 | 0.071582 | 0.038217 | 0.070225
| 242 | 15399516.9915 | 0 | 12954594.0268 | 0 |  | 616330.375 | 675523.8125 | 689684.9375 | 806451.3125 | 752215.0625 | 1038004.6875 | 1066194.375 | 1181185.5 | 1399546.6429 | 1463871.759 | 1475862.3144 | 1531766.1772 | 1615905.6217 | 1751411.3595 | 1820336.7995 | 1901916.4825 | 1996631.3502 | 2096112.2168 | 2175968.4557 | 2314303.0455 | 2498514.5071 | 2727342.3705 | 2912533.934 | 3023830.25 | 0 | 0 | 0 | 806451.3125 | 0 | 0 | 0 | 0 | 0 | 0 | 0 | 0 | 0 | 0 | 0 | 0 | 0 | 0 | 0 | 0 | 0 | 0 | 0 | 0 | 0.091705 | 0.020746 | 0.15641 | -0.069621 | 0.32203 | 0.026795 | 0.10242 | 0.16963 | 0.044936 | 0.0081576 | 0.037179 | 0.053474 | 0.080526 | 0.0386 | 0.043841 | 0.048599 | 0.048623 | 0.03739 | 0.061635 | 0.076588 | 0.087631 | 0.065696 | 0.037501 | 0.073009
| 243 | 15223916.8117 | 0 | 12802668.2555 | 0 |  | 613360.4375 | 670799.9375 | 687534.6875 | 793777.1875 | 736284.875 | 1019554.625 | 1044315.8125 | 1161285.75 | 1378843.0179 | 1442626.759 | 1456334.8144 | 1512687.0522 | 1591796.6217 | 1736487.8595 | 1808169.9245 | 1892592.4825 | 1981589.8502 | 2079432.2168 | 2156325.7057 | 2291010.5455 | 2475572.2571 | 2702690.8705 | 2879380.434 | 2996304 | 0 | 0 | 0 | 0 | 0 | 0 | 0 | 0 | 0 | 0 | 0 | 0 | 0 | 0 | 0 | 0 | 0 | 0 | 0 | 0 | 0 | 0 | 0 | 0 | 0.089518 | 0.024641 | 0.14369 | -0.075186 | 0.3255 | 0.023996 | 0.10617 | 0.17172 | 0.045221 | 0.0094573 | 0.037965 | 0.050976 | 0.087001 | 0.040451 | 0.045632 | 0.045952 | 0.048195 | 0.036311 | 0.060587 | 0.077479 | 0.087776 | 0.063327 | 0.039804 | 0.073548
| 244 | 15330731.4446 | 0 | 12895442.0092 | 0 |  | 608044.5625 | 667492.6875 | 685921.6875 | 793170.8125 | 750321.125 | 1035176.125 | 1066044.375 | 1180724.75 | 1401681.5179 | 1463867.009 | 1472977.4394 | 1524176.1772 | 1601958.3717 | 1745282.2345 | 1808237.2995 | 1893755.2325 | 1985531.8502 | 2087829.5918 | 2175438.7057 | 2304851.5455 | 2482366.7571 | 2716787.3705 | 2897661.684 | 3023044.75 | 0 | 0 | 0 | 0 | 0 | 0 | 0 | 0 | 0 | 0 | 0 | 0 | 0 | 0 | 0 | 0 | 0 | 0 | 0 | 0 | 0 | 0 | 0 | 0 | 0.09328 | 0.027235 | 0.14528 | -0.055537 | 0.32183 | 0.029383 | 0.10217 | 0.17154 | 0.043409 | 0.0062043 | 0.034168 | 0.049773 | 0.085689 | 0.035436 | 0.046209 | 0.047325 | 0.050238 | 0.041105 | 0.057786 | 0.074196 | 0.090238 | 0.064454 | 0.04236 | 0.071285
| 245 | 15671881.0604 | 0 | 13195913.7739 | 0 |  | 618478 | 662913.4375 | 674572 | 772584.125 | 802062.4375 | 1109918 | 1135698.25 | 1244385.625 | 1447940.7679 | 1487391.009 | 1520149.6894 | 1561022.5522 | 1645997.9967 | 1765329.3595 | 1846315.9245 | 1910666.1075 | 2014669.1002 | 2123109.0918 | 2193192.2057 | 2326866.2955 | 2504526.2571 | 2752062.8705 | 2976965.934 | 3075674.25 | 0 | 0 | 0 | 0 | 0 | 0 | 0 | 0 | 0 | 0 | 0 | 0 | 0 | 0 | 0 | 0 | 0 | 0 | 0 | 0 | 0 | 0 | 0 | 0 | 0.069383 | 0.017434 | 0.13566 | 0.037446 | 0.32485 | 0.022962 | 0.091394 | 0.1515 | 0.026881 | 0.021785 | 0.026532 | 0.053006 | 0.06999 | 0.044855 | 0.03426 | 0.053003 | 0.052427 | 0.032477 | 0.059164 | 0.073577 | 0.094251 | 0.078554 | 0.03262 | 0.065666
| 246 | 14937398.1582 | 0 | 12548409.7469 | 0 |  | 580172.1875 | 641832.1875 | 658457.6875 | 764946.5 | 726024.3125 | 1006402.4375 | 1037491.625 | 1147228.125 | 1364294.6429 | 1426808.384 | 1437503.0644 | 1490473.0522 | 1566374.6217 | 1707133.2345 | 1764170.7995 | 1850090.6075 | 1944965.9752 | 2045785.8418 | 2132452.9557 | 2260505.7955 | 2432175.0071 | 2661801.3705 | 2850279.934 | 2964802 | 0 | 0 | 0 | 0 | 0 | 0 | 0 | 0 | 0 | 0 | 0 | 0 | 0 | 0 | 0 | 0 | 0 | 0 | 0 | 0 | 0 | 0 | 0 | 0 | 0.101 | 0.025573 | 0.14991 | -0.052222 | 0.32655 | 0.030424 | 0.10054 | 0.17329 | 0.044803 | 0.0074676 | 0.036186 | 0.04967 | 0.086052 | 0.032865 | 0.047554 | 0.05001 | 0.050538 | 0.041491 | 0.058316 | 0.073197 | 0.090217 | 0.068414 | 0.039393 | 0.07216
| 247 | 15483511.1294 | 0 | 13031253.1247 | 0 |  | 609676.875 | 664091.375 | 678816.375 | 794834.75 | 773064.9375 | 1071776.75 | 1103430.875 | 1212562.375 | 1425300.8929 | 1484612.009 | 1492913.5644 | 1542484.4272 | 1619132.7467 | 1749974.9845 | 1807208.2995 | 1895236.2325 | 1993225.3502 | 2096493.7168 | 2172793.4557 | 2322990.7955 | 2504142.7571 | 2726044.6205 | 2931151.184 | 3035467.75 | 0 | 0 | 0 | 0 | 0 | 0 | 0 | 0 | 0 | 0 | 0 | 0 | 0 | 0 | 0 | 0 | 0 | 0 | 0 | 0 | 0 | 0 | 0 | 0 | 0.085491 | 0.021931 | 0.15778 | -0.027771 | 0.32671 | 0.029107 | 0.094311 | 0.16165 | 0.040771 | 0.0055762 | 0.032665 | 0.048496 | 0.077711 | 0.032182 | 0.04756 | 0.050411 | 0.050512 | 0.035747 | 0.066842 | 0.075091 | 0.084905 | 0.072544 | 0.03497 | 0.070279
| 248 | 15821459.327 | 0 | 13316004.0341 | 0 |  | 617846.4375 | 674295.1875 | 687087.625 | 805040.375 | 781964.25 | 1082520.25 | 1118004.125 | 1238488.125 | 1453387.6429 | 1514873.384 | 1522739.1894 | 1582596.3022 | 1666169.8717 | 1802670.7345 | 1873676.4245 | 1956699.2325 | 2046689.9752 | 2157569.0918 | 2238632.4557 | 2378379.2955 | 2573519.5071 | 2789274.8705 | 2970814.434 | 3103796.5 | 0 | 0 | 0 | 805040.375 | 0 | 0 | 0 | 0 | 0 | 0 | 0 | 0 | 0 | 0 | 0 | 0 | 0 | 0 | 0 | 2378379.2955 | 2573519.5071 | 2789274.8705 | 0 | 0 | 0.087428 | 0.018794 | 0.15843 | -0.029083 | 0.32524 | 0.032253 | 0.10235 | 0.16001 | 0.041435 | 0.005179 | 0.038556 | 0.051461 | 0.078742 | 0.038633 | 0.043356 | 0.044965 | 0.052758 | 0.036883 | 0.060554 | 0.078855 | 0.080507 | 0.063054 | 0.04379 | 0.069882
| 249 | 15185246.301 | 0 | 12764712.5207 | 0 |  | 609192.1875 | 668543.875 | 681289.25 | 785963 | 737724.3125 | 1011399.25 | 1040182.9375 | 1157794.125 | 1377798.7679 | 1438731.884 | 1450527.0644 | 1510127.3022 | 1588904.2467 | 1735613.4845 | 1805506.0495 | 1887038.3575 | 1978503.9752 | 2078912.5918 | 2155823.7057 | 2291616.5455 | 2472334.0071 | 2701659.6205 | 2880354.434 | 2996804.5 | 0 | 0 | 0 | 0 | 0 | 0 | 0 | 0 | 0 | 0 | 0 | 0 | 0 | 0 | 0 | 0 | 0 | 0 | 0 | 0 | 0 | 0 | 0 | 0 | 0.092968 | 0.018885 | 0.14292 | -0.06334 | 0.31552 | 0.028062 | 0.10712 | 0.17397 | 0.043275 | 0.0081649 | 0.040267 | 0.050851 | 0.088316 | 0.03948 | 0.044168 | 0.047332 | 0.049504 | 0.036328 | 0.061085 | 0.075905 | 0.088704 | 0.064047 | 0.039633 | 0.071244
| 250 | 15521710.6716 | 0 | 13066113.0716 | 0 |  | 609708.125 | 668186.75 | 682135.375 | 785216.5 | 762897.4375 | 1057856.625 | 1099905.625 | 1214017.125 | 1423688.0179 | 1482154.759 | 1496762.9394 | 1550882.5522 | 1631798.8717 | 1767049.7345 | 1839176.9245 | 1917910.7325 | 2010175.6002 | 2111432.9668 | 2196846.9557 | 2332801.2955 | 2518104.5071 | 2736668.6205 | 2921697.434 | 3033160.5 | 0 | 0 | 0 | 0 | 0 | 0 | 0 | 0 | 0 | 0 | 0 | 0 | 0 | 0 | 0 | 0 | 0 | 0 | 0 | 0 | 0 | 0 | 0 | 0 | 0.091587 | 0.02066 | 0.14073 | -0.028836 | 0.32688 | 0.03898 | 0.09871 | 0.15932 | 0.040246 | 0.0098078 | 0.035519 | 0.050859 | 0.079628 | 0.040007 | 0.041918 | 0.046986 | 0.049145 | 0.039656 | 0.060047 | 0.076437 | 0.083235 | 0.065423 | 0.03744 | 0.068936
| 251 | 13541516.8108 | 0 | 11255650.4322 | 0 |  | 431599.8125 | 535674.9375 | 557402.25 | 606869.4375 | 683270.8125 | 929514.8125 | 938233.125 | 1051818.125 | 1203026.2679 | 1247039.009 | 1294243.8144 | 1338093.8022 | 1393633.8717 | 1574393.8595 | 1634901.7995 | 1725243.2325 | 1841754.1002 | 1933012.0918 | 2008384.5807 | 2150385.5455 | 2326767.0071 | 2565072.6205 | 2716377.934 | 2828176 | 0 | 0 | 0 | 0 | 0 | 0 | 0 | 0 | 0 | 0 | 0 | 0 | 0 | 0 | 0 | 0 | 0 | 0 | 0 | 0 | 0 | 0 | 0 | 0 | 0.21603 | 0.03976 | 0.085027 | 0.11858 | 0.30777 | 0.0093357 | 0.11428 | 0.13432 | 0.035932 | 0.037155 | 0.033319 | 0.040669 | 0.12196 | 0.037712 | 0.053785 | 0.06535 | 0.048361 | 0.038251 | 0.068316 | 0.078833 | 0.097507 | 0.057313 | 0.040333 | 0.067352
| 252 | 16665473.1514 | 16665473.1514 | 14082031.6287 | 14082031.6287 |  | 676365.25 | 691392.4375 | 703849.375 | 815075.125 | 860108.9375 | 1195829.875 | 1245544.25 | 1349348.125 | 1536865.7679 | 1587271.259 | 1616395.0644 | 1676726.3022 | 1749315.3717 | 1878230.3595 | 1958079.9245 | 2045351.4825 | 2146999.8502 | 2241368.8418 | 2334051.9557 | 2463303.0455 | 2640108.2571 | 2860870.6205 | 3084415.934 | 3211769 | 676365.25 | 691392.4375 | 703849.375 | 815075.125 | 860108.9375 | 1195829.875 | 1245544.25 | 1349348.125 | 1536865.7679 | 1587271.259 | 1616395.0644 | 1676726.3022 | 1749315.3717 | 1878230.3595 | 1958079.9245 | 2045351.4825 | 2146999.8502 | 2241368.8418 | 2334051.9557 | 2463303.0455 | 2640108.2571 | 2860870.6205 | 3084415.934 | 3211769 | 0.021974 | 0.017857 | 0.14672 | 0.053779 | 0.32954 | 0.040732 | 0.080049 | 0.13012 | 0.032271 | 0.018182 | 0.036645 | 0.042381 | 0.071106 | 0.041634 | 0.043605 | 0.048502 | 0.043015 | 0.040519 | 0.053897 | 0.069317 | 0.080306 | 0.075236 | 0.04046 | 0.065296
| 253 | 15594586.1138 | 0 | 13135611.7907 | 0 |  | 624051.125 | 672309.25 | 685202.875 | 795467.5 | 778220.1875 | 1068920.875 | 1114364.375 | 1220194.25 | 1427217.1429 | 1483225.134 | 1505009.8144 | 1559008.9272 | 1632645.4967 | 1770519.6095 | 1839831.0495 | 1924611.2325 | 2012259.3502 | 2113456.7168 | 2192300.2057 | 2321099.5455 | 2506994.7571 | 2732311.3705 | 2934260.434 | 3055319.25 | 0 | 0 | 0 | 0 | 0 | 0 | 0 | 0 | 0 | 0 | 0 | 0 | 0 | 0 | 0 | 0 | 0 | 0 | 0 | 0 | 0 | 0 | 0 | 0 | 0.074486 | 0.018997 | 0.14922 | -0.02192 | 0.3174 | 0.041635 | 0.090726 | 0.15672 | 0.038492 | 0.014581 | 0.035251 | 0.046151 | 0.081071 | 0.038401 | 0.04505 | 0.044534 | 0.049067 | 0.036626 | 0.05709 | 0.077044 | 0.086063 | 0.071308 | 0.040429 | 0.066885
| 254 | 15126583.6221 | 0 | 12720689.0722 | 0 |  | 598426.625 | 660221.6875 | 672538.25 | 789745.1875 | 735139.75 | 1016720.75 | 1043577.375 | 1158513 | 1377956.2679 | 1444428.759 | 1457089.5644 | 1510297.8022 | 1589635.3717 | 1723734.1095 | 1786148.9245 | 1876981.3575 | 1969411.3502 | 2063821.9668 | 2138157.4557 | 2269358.5455 | 2454115.0071 | 2680183.1205 | 2866164.434 | 2985101 | 0 | 0 | 0 | 0 | 0 | 0 | 0 | 0 | 0 | 0 | 0 | 0 | 0 | 0 | 0 | 0 | 0 | 0 | 0 | 0 | 0 | 0 | 0 | 0 | 0.098272 | 0.018483 | 0.16065 | -0.07165 | 0.32428 | 0.026072 | 0.10448 | 0.17346 | 0.047112 | 0.0087271 | 0.035866 | 0.051198 | 0.080988 | 0.035569 | 0.049603 | 0.04807 | 0.046825 | 0.035385 | 0.059553 | 0.078269 | 0.088119 | 0.06709 | 0.040659 | 0.074262
| 255 | 15899541.6505 | 0 | 13408509.8535 | 0 |  | 634492.4375 | 675155.3125 | 687771.5625 | 798802.0625 | 811230.5 | 1115600.875 | 1160447.125 | 1264063.25 | 1463468.5179 | 1523715.259 | 1537719.9394 | 1588596.0522 | 1661538.7467 | 1800821.7345 | 1862519.2995 | 1944884.1075 | 2050785.8502 | 2145169.8418 | 2222506.2057 | 2354525.5455 | 2542155.5071 | 2763882.6205 | 2974109.684 | 3095046.25 | 634492.4375 | 0 | 0 | 0 | 811230.5 | 1115600.875 | 1160447.125 | 1264063.25 | 1463468.5179 | 1523715.259 | 1537719.9394 | 0 | 0 | 0 | 0 | 0 | 0 | 0 | 0 | 0 | 0 | 0 | 0 | 0 | 0.062117 | 0.018514 | 0.14966 | 0.015439 | 0.3186 | 0.039412 | 0.085526 | 0.14648 | 0.040342 | 0.0091492 | 0.03255 | 0.044893 | 0.080499 | 0.033687 | 0.043272 | 0.053021 | 0.044996 | 0.035417 | 0.057704 | 0.076673 | 0.083624 | 0.073308 | 0.039858 | 0.065018
| 256 | 15590418.7134 | 0 | 13134012.8843 | 0 |  | 628070.25 | 678841.25 | 687121.0625 | 796678.375 | 774737.25 | 1071326.75 | 1107273.75 | 1213996.25 | 1422668.1429 | 1479300.134 | 1494604.4394 | 1554574.0522 | 1631077.1217 | 1768108.8595 | 1844599.9245 | 1927750.8575 | 2022628.8502 | 2113533.9668 | 2195148.9557 | 2326697.0455 | 2509210.0071 | 2731811.3705 | 2923983.184 | 3051232.5 | 0 | 678841.25 | 0 | 0 | 0 | 0 | 0 | 0 | 0 | 0 | 0 | 0 | 0 | 0 | 0 | 0 | 0 | 0 | 0 | 0 | 0 | 0 | 0 | 0 | 0.077735 | 0.012123 | 0.14794 | -0.027927 | 0.32413 | 0.033003 | 0.092017 | 0.15862 | 0.039035 | 0.010292 | 0.03934 | 0.048039 | 0.08067 | 0.042352 | 0.044092 | 0.048044 | 0.043963 | 0.037888 | 0.0582 | 0.075518 | 0.084997 | 0.067982 | 0.042599 | 0.068808
| 257 | 15872158.6383 | 0 | 13382397.1199 | 0 |  | 640324.25 | 686720.9375 | 695746.625 | 806834.0625 | 798637.4375 | 1099254.75 | 1141978.5 | 1251730.5 | 1455549.5179 | 1512257.759 | 1524871.8144 | 1584685.6772 | 1662044.8717 | 1798000.2345 | 1871951.6745 | 1959728.6075 | 2044603.8502 | 2137572.0918 | 2220943.9557 | 2352159.7955 | 2542019.7571 | 2771294.6205 | 2963285.684 | 3091909.5 | 640324.25 | 686720.9375 | 695746.625 | 806834.0625 | 0 | 0 | 0 | 0 | 0 | 0 | 0 | 0 | 0 | 0 | 0 | 0 | 0 | 0 | 0 | 0 | 0 | 0 | 0 | 0 | 0.069953 | 0.013058 | 0.14813 | -0.010211 | 0.31948 | 0.03813 | 0.091765 | 0.15086 | 0.03822 | 0.0083066 | 0.038476 | 0.047663 | 0.078626 | 0.040306 | 0.045824 | 0.042398 | 0.044467 | 0.038262 | 0.057402 | 0.077625 | 0.086356 | 0.066984 | 0.04249 | 0.066577
| 258 | 15250549.6921 | 0 | 12826573.48 | 0 |  | 602281.625 | 659257.5 | 671346.8125 | 780482.6875 | 747212.375 | 1037170.3125 | 1068930.125 | 1174974.625 | 1387557.0179 | 1451024.384 | 1467076.9394 | 1523059.6772 | 1599655.4967 | 1738866.9845 | 1808159.9245 | 1897488.8575 | 1985352.6002 | 2078766.9668 | 2161266.2057 | 2282612.2955 | 2475228.0071 | 2704380.8705 | 2883525.934 | 3004100 | 0 | 0 | 0 | 0 | 0 | 0 | 0 | 0 | 0 | 0 | 0 | 0 | 0 | 0 | 0 | 0 | 0 | 0 | 0 | 0 | 0 | 0 | 0 | 0 | 0.090389 | 0.018172 | 0.15063 | -0.043563 | 0.3279 | 0.030162 | 0.094588 | 0.1663 | 0.044725 | 0.011002 | 0.037449 | 0.049067 | 0.083445 | 0.039076 | 0.048222 | 0.045265 | 0.045978 | 0.038919 | 0.054626 | 0.081012 | 0.08854 | 0.064141 | 0.040964 | 0.071172
| 259 | 15076052.9331 | 0 | 12667204.0874 | 0 |  | 595944.5625 | 652220.125 | 669644.875 | 774631.0625 | 732847.6875 | 1014067.25 | 1044043.9375 | 1158339.625 | 1376226.6429 | 1437013.884 | 1450656.5644 | 1502619.9272 | 1578892.2467 | 1718045.3595 | 1782548.9245 | 1869256.2325 | 1963123.2252 | 2055518.4668 | 2135187.4557 | 2269687.0455 | 2452048.0071 | 2682855.8705 | 2871630.434 | 2993610.5 | 0 | 0 | 0 | 0 | 0 | 0 | 0 | 0 | 0 | 0 | 0 | 0 | 0 | 0 | 0 | 0 | 0 | 0 | 0 | 0 | 0 | 0 | 0 | 0 | 0.090234 | 0.026365 | 0.14564 | -0.055449 | 0.32479 | 0.029132 | 0.10389 | 0.17236 | 0.043222 | 0.009449 | 0.035194 | 0.049513 | 0.084464 | 0.036857 | 0.047496 | 0.048996 | 0.045991 | 0.038026 | 0.061088 | 0.077282 | 0.089958 | 0.067998 | 0.0416 | 0.07173
| 260 | 15419131.8997 | 0 | 12971613.0653 | 0 |  | 605104.5625 | 650696.4375 | 666892.0625 | 777770.75 | 771142.75 | 1060622.5 | 1095810.5 | 1199035.75 | 1407982.8929 | 1464599.384 | 1481361.0644 | 1542695.4272 | 1620588.1217 | 1760754.2345 | 1831760.7995 | 1914136.3575 | 2007475.1002 | 2104073.4668 | 2176746.4557 | 2313675.2955 | 2495906.0071 | 2723778.3705 | 2919257.184 | 3036988.25 | 0 | 0 | 0 | 0 | 0 | 0 | 0 | 0 | 0 | 0 | 0 | 0 | 0 | 0 | 0 | 0 | 0 | 0 | 0 | 0 | 0 | 0 | 0 | 0 | 0.072642 | 0.024585 | 0.1538 | -0.0085583 | 0.31874 | 0.032638 | 0.090023 | 0.16064 | 0.039424 | 0.01138 | 0.04057 | 0.049258 | 0.082953 | 0.039535 | 0.043989 | 0.047611 | 0.046997 | 0.033956 | 0.061006 | 0.075814 | 0.087368 | 0.069309 | 0.039537 | 0.066831
| 261 | 15513933.2603 | 0 | 13057233.2923 | 0 |  | 604356.875 | 655219.8125 | 671812 | 783233.625 | 764354.5625 | 1058825.125 | 1097374.625 | 1206399.75 | 1420094.6429 | 1478793.634 | 1494463.5644 | 1553632.1772 | 1634578.3717 | 1774803.3595 | 1849941.7995 | 1927387.1075 | 2031255.8502 | 2128051.8418 | 2209997.2057 | 2327649.7955 | 2510118.2571 | 2728370.3705 | 2929946.684 | 3049161 | 0 | 0 | 0 | 0 | 0 | 0 | 0 | 0 | 0 | 0 | 0 | 0 | 0 | 0 | 0 | 0 | 0 | 0 | 0 | 0 | 0 | 0 | 0 | 0 | 0.080806 | 0.025008 | 0.15345 | -0.024399 | 0.32588 | 0.035761 | 0.09472 | 0.16308 | 0.040503 | 0.010541 | 0.038828 | 0.050789 | 0.082305 | 0.041465 | 0.041011 | 0.052489 | 0.046553 | 0.037784 | 0.051868 | 0.075471 | 0.083375 | 0.07128 | 0.039882 | 0.069029
| 262 | 15071200.6743 | 0 | 12666717.7829 | 0 |  | 595507.375 | 647226.375 | 659198.4375 | 763679.5625 | 740893.625 | 1021951.6875 | 1057863.875 | 1163754.125 | 1371635.6429 | 1433624.009 | 1447254.4394 | 1504190.9272 | 1575480.1217 | 1718722.4845 | 1784148.9245 | 1872319.9825 | 1963700.8502 | 2062252.7168 | 2139493.2057 | 2268528.5455 | 2450276.2571 | 2681864.8705 | 2867543.934 | 2979287.25 | 0 | 0 | 0 | 0 | 0 | 0 | 0 | 0 | 0 | 0 | 0 | 0 | 0 | 0 | 0 | 0 | 0 | 0 | 0 | 0 | 0 | 0 | 0 | 0 | 0.083282 | 0.018328 | 0.14712 | -0.030291 | 0.32161 | 0.034537 | 0.095399 | 0.16435 | 0.044202 | 0.0094628 | 0.038587 | 0.046305 | 0.087021 | 0.03736 | 0.048237 | 0.047653 | 0.048968 | 0.03677 | 0.058562 | 0.077069 | 0.090312 | 0.066943 | 0.038228 | 0.068865
| 263 | 14996011.3897 | 0 | 12591347.4628 | 0 |  | 582063.5 | 641461.6875 | 655763.125 | 767824.75 | 724144.4375 | 1003378 | 1034353.875 | 1148936.75 | 1366046.0179 | 1427737.384 | 1438694.1894 | 1497573.4272 | 1575274.6217 | 1717002.3595 | 1789425.0495 | 1870140.4825 | 1961494.6002 | 2063059.8418 | 2141989.7057 | 2276093.2955 | 2453849.7571 | 2679930.6205 | 2862359.434 | 2983584.5 | 0 | 0 | 0 | 0 | 0 | 0 | 0 | 0 | 0 | 0 | 0 | 0 | 0 | 0 | 0 | 0 | 0 | 0 | 0 | 0 | 0 | 0 | 0 | 0 | 0.09717 | 0.02205 | 0.15776 | -0.058571 | 0.32614 | 0.030405 | 0.10506 | 0.17308 | 0.04417 | 0.0076449 | 0.04011 | 0.050584 | 0.08615 | 0.041314 | 0.044119 | 0.047693 | 0.050484 | 0.037545 | 0.060725 | 0.075198 | 0.088133 | 0.065855 | 0.041479 | 0.072944
| 264 | 15377562.974 | 0 | 12951910.5439 | 0 |  | 613000.5 | 660956.25 | 674704.25 | 784578.6875 | 780504.6875 | 1068730.25 | 1104030.625 | 1200637.5 | 1410663.6429 | 1471733.134 | 1486592.0644 | 1535423.4272 | 1609457.3717 | 1742046.3595 | 1808884.7995 | 1863016.9825 | 1986451.8502 | 2073773.4668 | 2163701.4557 | 2262957.2955 | 2480275.0071 | 2698481.3705 | 2886500.434 | 3009936.5 | 0 | 0 | 0 | 0 | 0 | 0 | 0 | 0 | 0 | 0 | 0 | 0 | 0 | 0 | 0 | 0 | 0 | 0 | 0 | 0 | 0 | 0 | 0 | 0 | 0.075322 | 0.020587 | 0.15087 | -0.0052061 | 0.31429 | 0.032496 | 0.083885 | 0.16121 | 0.04238 | 0.010046 | 0.03232 | 0.047091 | 0.079163 | 0.03765 | 0.029487 | 0.064153 | 0.04302 | 0.042451 | 0.044852 | 0.091697 | 0.08432 | 0.067356 | 0.041874 | 0.066382
| 265 | 15348188.1059 | 0 | 12912303.0297 | 0 |  | 608225.0625 | 663725 | 677709.25 | 792626.9375 | 747293.5625 | 1038132.5 | 1071940.25 | 1187599.5 | 1402877.7679 | 1463681.259 | 1474842.5644 | 1530285.4272 | 1610311.8717 | 1746614.4845 | 1819462.5495 | 1903503.6075 | 1995844.4752 | 2092738.3418 | 2171262.2057 | 2306627.5455 | 2483076.0071 | 2708406.1205 | 2909400.934 | 3022210.5 | 0 | 0 | 0 | 0 | 0 | 0 | 0 | 0 | 0 | 0 | 0 | 0 | 0 | 0 | 0 | 0 | 0 | 0 | 0 | 0 | 0 | 0 | 0 | 0 | 0.087323 | 0.02085 | 0.15663 | -0.058895 | 0.32872 | 0.032047 | 0.10246 | 0.16659 | 0.042429 | 0.0075966 | 0.036903 | 0.050974 | 0.081251 | 0.040862 | 0.045155 | 0.047371 | 0.047406 | 0.036835 | 0.060478 | 0.073712 | 0.086862 | 0.071587 | 0.038041 | 0.072874
| 266 | 15049024.6953 | 0 | 12639836.2956 | 0 |  | 580825.3125 | 638806.875 | 651849.625 | 766105.25 | 734878.4375 | 1015828.75 | 1044559.8125 | 1157979.875 | 1377478.6429 | 1435639.134 | 1446952.1894 | 1504217.8022 | 1585121.3717 | 1721118.3595 | 1788582.4245 | 1878230.9825 | 1970880.4752 | 2068703.8418 | 2141252.4557 | 2272602.5455 | 2456894.7571 | 2682626.1205 | 2870915.934 | 2990416 | 0 | 0 | 0 | 0 | 0 | 0 | 0 | 0 | 0 | 0 | 0 | 0 | 0 | 0 | 0 | 0 | 0 | 0 | 0 | 0 | 0 | 0 | 0 | 0 | 0.095152 | 0.020212 | 0.16151 | -0.041614 | 0.32375 | 0.027891 | 0.10308 | 0.17358 | 0.041355 | 0.0078493 | 0.038814 | 0.052388 | 0.082313 | 0.038449 | 0.048907 | 0.04815 | 0.048442 | 0.034469 | 0.059535 | 0.077973 | 0.087898 | 0.067835 | 0.040781 | 0.071671
| 267 | 15232796.3179 | 0 | 12811133.1416 | 0 |  | 604215.875 | 656407.1875 | 668922.375 | 777257.1875 | 748755.3125 | 1035329.8125 | 1066935 | 1179812.875 | 1389572.5179 | 1450312.134 | 1464447.6894 | 1519374.9272 | 1594301.1217 | 1737460.9845 | 1804754.1745 | 1890066.8575 | 1985264.3502 | 2071797.9668 | 2149498.9557 | 2291496.0455 | 2468432.0071 | 2698914.3705 | 2888939.934 | 3001228.25 | 0 | 0 | 0 | 0 | 0 | 0 | 0 | 0 | 0 | 0 | 0 | 0 | 0 | 0 | 0 | 0 | 0 | 0 | 0 | 0 | 0 | 0 | 0 | 0 | 0.08285 | 0.018887 | 0.1501 | -0.037359 | 0.32406 | 0.03007 | 0.10057 | 0.16364 | 0.042783 | 0.0096994 | 0.036821 | 0.048136 | 0.085989 | 0.038 | 0.046188 | 0.04914 | 0.042665 | 0.036818 | 0.06397 | 0.074378 | 0.089266 | 0.06804 | 0.038132 | 0.070096
| 268 | 15599288.7606 | 0 | 13129149.3094 | 0 |  | 609717.875 | 651084 | 662311.75 | 771165.1875 | 787812.4375 | 1085336.25 | 1125765 | 1226681.375 | 1433204.6429 | 1488552.509 | 1503387.5644 | 1563510.4272 | 1640594.6217 | 1776739.1095 | 1845133.0495 | 1938226.4825 | 2036264.6002 | 2121831.5918 | 2201095.9557 | 2328667.2955 | 2511228.5071 | 2738745.3705 | 2955489.934 | 3076319.5 | 0 | 0 | 0 | 0 | 0 | 0 | 0 | 0 | 0 | 0 | 0 | 0 | 0 | 0 | 0 | 0 | 0 | 0 | 0 | 0 | 0 | 0 | 0 | 0 | 0.065642 | 0.017098 | 0.15217 | 0.021357 | 0.32039 | 0.036573 | 0.08585 | 0.1556 | 0.037891 | 0.0099168 | 0.039213 | 0.048125 | 0.079721 | 0.037772 | 0.049222 | 0.049344 | 0.041163 | 0.036676 | 0.056341 | 0.075476 | 0.086728 | 0.076165 | 0.040069 | 0.065627
| 269 | 15516137.1269 | 0 | 13059703.207 | 0 |  | 612106.1875 | 666009.75 | 678563.5 | 793430.25 | 779541.3125 | 1071207.25 | 1106979.625 | 1211624.375 | 1420675.3929 | 1484081.884 | 1499173.0644 | 1547868.5522 | 1623639.7467 | 1756540.4845 | 1821678.2995 | 1903114.1075 | 1995524.6002 | 2106081.9668 | 2185347.9557 | 2314635.0455 | 2490827.2571 | 2735626.3705 | 2939035.684 | 3053407.75 | 0 | 0 | 0 | 0 | 0 | 0 | 0 | 0 | 0 | 0 | 0 | 0 | 0 | 0 | 0 | 0 | 0 | 0 | 0 | 0 | 0 | 0 | 0 | 0 | 0.084399 | 0.018674 | 0.15639 | -0.01766 | 0.31784 | 0.032849 | 0.090327 | 0.15917 | 0.043664 | 0.010117 | 0.031965 | 0.047792 | 0.078676 | 0.036412 | 0.043733 | 0.047415 | 0.053922 | 0.036946 | 0.057477 | 0.073363 | 0.093746 | 0.071721 | 0.038177 | 0.067715
| 270 | 15875413.4608 | 0 | 13395081.5759 | 0 |  | 632905 | 666179.125 | 678375.75 | 780963.8125 | 806651.125 | 1122000.75 | 1170156.375 | 1270787.625 | 1457424.2679 | 1508561.384 | 1529036.5644 | 1591453.5522 | 1667892.8717 | 1805686.7345 | 1884696.6745 | 1957784.2325 | 2054080.6002 | 2148887.3418 | 2220102.9557 | 2360746.2955 | 2544587.7571 | 2747101.8705 | 2963023.684 | 3069219.5 | 0 | 0 | 0 | 0 | 806651.125 | 1122000.75 | 1170156.375 | 1270787.625 | 0 | 0 | 0 | 1591453.5522 | 0 | 0 | 1884696.6745 | 0 | 0 | 0 | 0 | 0 | 0 | 0 | 0 | 0 | 0.051238 | 0.018143 | 0.14083 | 0.032362 | 0.32998 | 0.042024 | 0.082499 | 0.13703 | 0.034486 | 0.013481 | 0.04001 | 0.046913 | 0.07938 | 0.042826 | 0.038046 | 0.048015 | 0.045122 | 0.032603 | 0.061424 | 0.074991 | 0.076578 | 0.075664 | 0.035213 | 0.065391
| 271 | 15069111.1628 | 0 | 12660647.6039 | 0 |  | 591082.75 | 644703.3125 | 663203.3125 | 775884.5625 | 730714.8125 | 1008023.4375 | 1037487.4375 | 1154697.125 | 1375898.8929 | 1436172.759 | 1447553.3144 | 1506234.9272 | 1584546.9967 | 1719245.8595 | 1792884.4245 | 1883594.7325 | 1974094.6002 | 2067024.0918 | 2144384.9557 | 2270381.5455 | 2452437.2571 | 2683262.6205 | 2872845.184 | 2989428 | 0 | 0 | 0 | 0 | 0 | 0 | 0 | 0 | 0 | 0 | 0 | 0 | 0 | 0 | 0 | 0 | 0 | 0 | 0 | 0 | 0 | 0 | 0 | 0 | 0.086834 | 0.028291 | 0.15692 | -0.05998 | 0.32172 | 0.02881 | 0.10704 | 0.17527 | 0.042875 | 0.007893 | 0.039738 | 0.050685 | 0.081587 | 0.04194 | 0.049356 | 0.046928 | 0.046 | 0.036743 | 0.057095 | 0.077134 | 0.089951 | 0.068269 | 0.039779 | 0.072287
| 272 | 15132096.0575 | 0 | 12716595.288 | 0 |  | 589028.9375 | 648027.0625 | 662333.875 | 772367.3125 | 742674.75 | 1025731.375 | 1057585.125 | 1166863.625 | 1380169.7679 | 1444973.134 | 1453821.9394 | 1509193.6772 | 1584464.6217 | 1724375.4845 | 1797696.1745 | 1875880.8575 | 1975054.4752 | 2075358.4668 | 2148898.7057 | 2278520.0455 | 2460838.5071 | 2683859.1205 | 2881523.184 | 3004635.25 | 0 | 0 | 0 | 0 | 0 | 0 | 0 | 0 | 0 | 0 | 0 | 0 | 0 | 0 | 0 | 0 | 0 | 0 | 0 | 0 | 0 | 0 | 0 | 0 | 0.095457 | 0.021837 | 0.15369 | -0.039202 | 0.3229 | 0.030582 | 0.098331 | 0.16789 | 0.045884 | 0.0061052 | 0.03738 | 0.048671 | 0.084618 | 0.041641 | 0.042572 | 0.051518 | 0.049538 | 0.034822 | 0.058571 | 0.076976 | 0.086754 | 0.071063 | 0.041837 | 0.070383
| 273 | 15297059.2952 | 0 | 12861174.716 | 0 |  | 596901.4375 | 654205.6875 | 665250.5625 | 773002.25 | 756143.875 | 1047061.4375 | 1079794 | 1185735 | 1401804.0179 | 1452823.759 | 1467057.1894 | 1525108.8022 | 1605584.8717 | 1742011.4845 | 1813207.5495 | 1891803.9825 | 1993273.2252 | 2095195.7168 | 2170824.2057 | 2303611.0455 | 2491056.2571 | 2701159.8705 | 2906691.434 | 3023630 | 0 | 0 | 0 | 0 | 0 | 0 | 0 | 0 | 0 | 0 | 0 | 0 | 0 | 0 | 0 | 0 | 0 | 0 | 0 | 0 | 0 | 0 | 0 | 0 | 0.09167 | 0.016742 | 0.15012 | -0.02205 | 0.32551 | 0.030783 | 0.093593 | 0.1674 | 0.035749 | 0.0097494 | 0.038807 | 0.051422 | 0.081552 | 0.040057 | 0.042433 | 0.052247 | 0.049869 | 0.03546 | 0.059371 | 0.078229 | 0.080974 | 0.073334 | 0.039443 | 0.069455
| 274 | 15824718.1296 | 0 | 13338168.917 | 0 |  | 630311 | 673209.6875 | 686279.25 | 796291.5 | 800620.8125 | 1110331.125 | 1150352.625 | 1253925.25 | 1453766.1429 | 1511350.259 | 1525828.9394 | 1583146.6772 | 1650149.1217 | 1791550.4845 | 1855635.0495 | 1945058.1075 | 2041574.8502 | 2138430.8418 | 2224700.7057 | 2341142.5455 | 2525979.7571 | 2750661.1205 | 2985272.934 | 3095448.25 | 0 | 0 | 0 | 0 | 0 | 1110331.125 | 0 | 0 | 0 | 0 | 0 | 0 | 0 | 0 | 0 | 0 | 0 | 0 | 0 | 0 | 0 | 0 | 0 | 0 | 0.065844 | 0.019228 | 0.14868 | 0.0054221 | 0.32703 | 0.03541 | 0.08621 | 0.14788 | 0.038846 | 0.0095344 | 0.036877 | 0.041451 | 0.082216 | 0.035146 | 0.047065 | 0.04843 | 0.046351 | 0.03955 | 0.051017 | 0.07599 | 0.085212 | 0.08185 | 0.036242 | 0.06702
| 275 | 15205242.0129 | 0 | 12787515.8917 | 0 |  | 596324.3125 | 648251.875 | 663805.1875 | 773390.5 | 748006.125 | 1032034.5 | 1066676 | 1180148.125 | 1390950.0179 | 1447202.759 | 1463275.8144 | 1520699.6772 | 1596776.3717 | 1734355.1095 | 1803460.9245 | 1892554.6075 | 1982929.1002 | 2078442.3418 | 2157508.2057 | 2283288.0455 | 2464634.0071 | 2687019.8705 | 2886847.934 | 3001889 | 0 | 0 | 0 | 0 | 0 | 0 | 0 | 0 | 0 | 0 | 0 | 0 | 0 | 0 | 0 | 0 | 0 | 0 | 0 | 0 | 0 | 0 | 0 | 0 | 0.083495 | 0.023709 | 0.1528 | -0.033373 | 0.32188 | 0.033015 | 0.10109 | 0.16435 | 0.039646 | 0.011045 | 0.038493 | 0.048816 | 0.082649 | 0.039072 | 0.04822 | 0.046648 | 0.047044 | 0.037335 | 0.056663 | 0.076427 | 0.086389 | 0.071733 | 0.039077 | 0.069268
| 276 | 15934180.8719 | 15934180.8719 | 13431741.5121 | 13431741.5121 |  | 636984.4375 | 678461.5 | 688120.9375 | 798828.1875 | 811943.625 | 1103162.75 | 1147407.625 | 1252281.125 | 1456541.2679 | 1512131.634 | 1531039.3144 | 1592100.0522 | 1671043.2467 | 1808688.8595 | 1892603.4245 | 1974386.1075 | 2070258.8502 | 2171568.3418 | 2249513.2057 | 2363196.0455 | 2543896.0071 | 2776032.1205 | 2992404.934 | 3116918.5 | 636984.4375 | 678461.5 | 0 | 0 | 811943.625 | 0 | 0 | 0 | 0 | 0 | 0 | 1592100.0522 | 1671043.2467 | 0 | 1892603.4245 | 1974386.1075 | 2070258.8502 | 2171568.3418 | 2249513.2057 | 0 | 0 | 0 | 2992404.934 | 3116918.5 | 0.063083 | 0.014137 | 0.14918 | 0.016285 | 0.30651 | 0.039324 | 0.087462 | 0.1511 | 0.037456 | 0.012426 | 0.039107 | 0.048394 | 0.079154 | 0.045351 | 0.042304 | 0.047416 | 0.047776 | 0.035264 | 0.049301 | 0.073682 | 0.087326 | 0.075055 | 0.040767 | 0.062938
| 277 | 15151191.95 | 0 | 12735738.7684 | 0 |  | 594208.3125 | 647416.375 | 662303.8125 | 770367.5 | 740971.9375 | 1030497.3125 | 1062613.125 | 1171671.125 | 1378253.1429 | 1439162.259 | 1456322.0644 | 1513448.9272 | 1583181.6217 | 1728108.7345 | 1799556.2995 | 1889967.3575 | 1979074.1002 | 2076984.4668 | 2152035.2057 | 2279971.5455 | 2469068.0071 | 2689233.3705 | 2878064.684 | 2991872.5 | 0 | 0 | 0 | 0 | 0 | 0 | 0 | 0 | 0 | 0 | 0 | 0 | 0 | 0 | 0 | 0 | 0 | 0 | 0 | 0 | 0 | 0 | 0 | 0 | 0.08576 | 0.022735 | 0.15114 | -0.038905 | 0.32983 | 0.03069 | 0.0977 | 0.16239 | 0.043244 | 0.011853 | 0.038477 | 0.045045 | 0.087591 | 0.040513 | 0.049019 | 0.04607 | 0.048288 | 0.035497 | 0.057749 | 0.079678 | 0.085415 | 0.067862 | 0.038781 | 0.070812
| 278 | 15153041.5693 | 0 | 12741038.2589 | 0 |  | 595895.0625 | 652588.0625 | 668840.3125 | 777319.5 | 746345.75 | 1028575.3125 | 1063365.625 | 1173163.125 | 1387673.7679 | 1444207.384 | 1454954.1894 | 1510136.3022 | 1588135.3717 | 1726064.7345 | 1789604.6745 | 1872287.2325 | 1966654.3502 | 2057879.2168 | 2145347.7057 | 2275890.0455 | 2456631.0071 | 2688668.6205 | 2874458.184 | 2994218 | 0 | 0 | 0 | 0 | 0 | 0 | 0 | 0 | 0 | 0 | 0 | 0 | 0 | 0 | 0 | 0 | 0 | 0 | 0 | 0 | 0 | 0 | 0 | 0 | 0.090882 | 0.024599 | 0.15031 | -0.040662 | 0.32074 | 0.033264 | 0.098265 | 0.16793 | 0.039932 | 0.0074138 | 0.037225 | 0.050361 | 0.083283 | 0.036151 | 0.045166 | 0.049173 | 0.045342 | 0.041626 | 0.05907 | 0.07642 | 0.090255 | 0.066818 | 0.040819 | 0.069837
| 279 | 14950495.9189 | 0 | 12558815.5753 | 0 |  | 584359.375 | 644279.6875 | 659305 | 771710.3125 | 720208.4375 | 1000026.1875 | 1029935.875 | 1144875.625 | 1367075.7679 | 1428218.134 | 1434680.4394 | 1490879.0522 | 1570318.2467 | 1709762.1095 | 1776039.2995 | 1863356.1075 | 1953325.9752 | 2049298.8418 | 2127385.4557 | 2253287.0455 | 2434854.7571 | 2663012.6205 | 2851863.184 | 2972005.25 | 0 | 0 | 0 | 0 | 0 | 0 | 0 | 0 | 0 | 0 | 0 | 0 | 0 | 0 | 0 | 0 | 0 | 0 | 0 | 0 | 0 | 0 | 0 | 0 | 0.097617 | 0.023053 | 0.15742 | -0.069069 | 0.32824 | 0.02947 | 0.1058 | 0.17738 | 0.043754 | 0.0045145 | 0.038424 | 0.051912 | 0.085076 | 0.038032 | 0.047993 | 0.047154 | 0.047964 | 0.037396 | 0.057496 | 0.077497 | 0.089571 | 0.068514 | 0.041264 | 0.074654
| 280 | 15247192.6364 | 0 | 12816492.6487 | 0 |  | 596883.25 | 650289.1875 | 665271.5 | 780155.125 | 749373.375 | 1028854.5625 | 1066099 | 1173194 | 1390107.2679 | 1450155.009 | 1470034.5644 | 1522171.0522 | 1603353.9967 | 1740851.7345 | 1813123.7995 | 1893524.7325 | 1989492.8502 | 2086503.3418 | 2170960.7057 | 2297178.5455 | 2483270.5071 | 2705526.1205 | 2895256.434 | 3014274 | 0 | 0 | 0 | 0 | 0 | 0 | 0 | 0 | 0 | 0 | 0 | 0 | 0 | 0 | 0 | 0 | 0 | 0 | 0 | 0 | 0 | 0 | 0 | 0 | 0.085696 | 0.022778 | 0.1593 | -0.040255 | 0.31696 | 0.03556 | 0.095724 | 0.16965 | 0.04229 | 0.013615 | 0.034852 | 0.05196 | 0.082277 | 0.040677 | 0.043389 | 0.04944 | 0.04761 | 0.03968 | 0.056512 | 0.077895 | 0.08572 | 0.067777 | 0.040285 | 0.069355
| 281 | 15794375.0608 | 0 | 13314958.5335 | 0 |  | 619635.75 | 658939.5 | 671034.8125 | 778333.625 | 802996.875 | 1113389.125 | 1156318.625 | 1261038.875 | 1456411.7679 | 1512364.384 | 1528400.9394 | 1580739.1772 | 1656753.1217 | 1788472.7345 | 1867706.9245 | 1947546.6075 | 2056101.1002 | 2147434.5918 | 2214536.4557 | 2342768.5455 | 2534692.7571 | 2746047.6205 | 2969717.434 | 3070765.25 | 0 | 0 | 0 | 0 | 0 | 1113389.125 | 1156318.625 | 1261038.875 | 0 | 0 | 0 | 0 | 0 | 0 | 0 | 0 | 0 | 0 | 0 | 0 | 0 | 0 | 0 | 0 | 0.0615 | 0.018189 | 0.14833 | 0.031196 | 0.32681 | 0.037833 | 0.086695 | 0.14404 | 0.037699 | 0.010548 | 0.033671 | 0.046967 | 0.076502 | 0.043349 | 0.041859 | 0.054241 | 0.043462 | 0.030769 | 0.05629 | 0.078739 | 0.08009 | 0.078304 | 0.03346 | 0.065843
| 282 | 15664874.5668 | 0 | 13188383.1491 | 0 |  | 622040.3125 | 665985.9375 | 676545.375 | 786781.1875 | 784253.125 | 1081987.625 | 1123803.5 | 1227448.5 | 1427750.8929 | 1486712.259 | 1507481.6894 | 1565463.6772 | 1640789.7467 | 1785503.7345 | 1858506.5495 | 1944116.8575 | 2039885.2252 | 2133714.3418 | 2207557.4557 | 2332255.2955 | 2518699.7571 | 2754825.6205 | 2956161.184 | 3080060 | 0 | 0 | 0 | 0 | 0 | 0 | 0 | 0 | 0 | 0 | 0 | 0 | 0 | 0 | 0 | 0 | 0 | 0 | 0 | 0 | 0 | 0 | 0 | 0 | 0.068264 | 0.015731 | 0.15095 | -0.0032183 | 0.32182 | 0.037919 | 0.088219 | 0.15116 | 0.040467 | 0.013873 | 0.037742 | 0.046996 | 0.084523 | 0.040073 | 0.045035 | 0.048086 | 0.044971 | 0.034022 | 0.054949 | 0.076907 | 0.089611 | 0.070537 | 0.041058 | 0.066552
| 283 | 15393997.0484 | 0 | 12950359.0909 | 0 |  | 596672.375 | 649926.9375 | 664200.625 | 780083.625 | 767083.0625 | 1052600.625 | 1086019 | 1188683 | 1403047.1429 | 1461881.384 | 1484463.9394 | 1541113.4272 | 1620817.3717 | 1755702.7345 | 1830919.1745 | 1920614.3575 | 2013113.3502 | 2113836.7168 | 2196190.7057 | 2318715.5455 | 2494876.7571 | 2715836.1205 | 2914373.434 | 3033007 | 0 | 0 | 0 | 0 | 0 | 0 | 0 | 0 | 0 | 0 | 0 | 0 | 0 | 0 | 0 | 0 | 0 | 0 | 0 | 0 | 0 | 0 | 0 | 0 | 0.085492 | 0.021724 | 0.16082 | -0.016806 | 0.31642 | 0.031255 | 0.090327 | 0.1658 | 0.041078 | 0.015329 | 0.037451 | 0.050425 | 0.079939 | 0.041949 | 0.047827 | 0.047037 | 0.048822 | 0.03822 | 0.054289 | 0.073226 | 0.084861 | 0.070555 | 0.0399 | 0.067479
| 284 | 15187810.094 | 0 | 12768650.9788 | 0 |  | 597473.75 | 651984.6875 | 667046.75 | 774263 | 750591.875 | 1032852.75 | 1065137.75 | 1175817.875 | 1391191.5179 | 1451852.759 | 1459271.1894 | 1511494.8022 | 1588353.3717 | 1725739.1095 | 1796873.5495 | 1876483.8575 | 1975850.9752 | 2075196.9668 | 2151257.7057 | 2274694.0455 | 2458914.7571 | 2689688.8705 | 2891544.184 | 3008031.75 | 0 | 0 | 0 | 0 | 0 | 0 | 0 | 0 | 0 | 0 | 0 | 0 | 0 | 0 | 0 | 0 | 0 | 0 | 0 | 0 | 0 | 0 | 0 | 0 | 0.087311 | 0.022839 | 0.14905 | -0.03105 | 0.31922 | 0.030779 | 0.09886 | 0.1682 | 0.04268 | 0.0050966 | 0.035162 | 0.049599 | 0.082958 | 0.040393 | 0.043351 | 0.051599 | 0.049057 | 0.035997 | 0.055793 | 0.077875 | 0.089705 | 0.072365 | 0.039495 | 0.069075
| 285 | 15045341.6097 | 0 | 12643153.6546 | 0 |  | 598228.9375 | 655141.375 | 672785.0625 | 781042.625 | 734285.3125 | 1009534.125 | 1037190.3125 | 1144304 | 1363398.5179 | 1427436.634 | 1441287.3144 | 1498646.8022 | 1575387.9967 | 1715282.8595 | 1782814.4245 | 1864652.2325 | 1959533.3502 | 2059400.3418 | 2139078.7057 | 2266936.0455 | 2441299.5071 | 2679943.3705 | 2866681.934 | 2981833 | 0 | 0 | 0 | 0 | 0 | 0 | 0 | 0 | 0 | 0 | 0 | 0 | 0 | 0 | 0 | 0 | 0 | 0 | 0 | 0 | 0 | 0 | 0 | 0 | 0.090878 | 0.026575 | 0.1492 | -0.061732 | 0.31835 | 0.027026 | 0.098281 | 0.17518 | 0.0459 | 0.0096564 | 0.039026 | 0.049939 | 0.085076 | 0.038615 | 0.044881 | 0.049632 | 0.049708 | 0.03796 | 0.058054 | 0.074101 | 0.093265 | 0.06736 | 0.039383 | 0.071433
| 286 | 15242642.7268 | 0 | 12815526.1781 | 0 |  | 590676.5625 | 644484.1875 | 660717.5 | 773164.625 | 753036.4375 | 1049818.5 | 1079415.5 | 1182241.125 | 1398269.1429 | 1458130.009 | 1467041.3144 | 1518931.1772 | 1596328.7467 | 1738215.3595 | 1806408.7995 | 1878649.3575 | 1978901.2252 | 2084679.7168 | 2170533.9557 | 2291850.7955 | 2467774.0071 | 2689999.3705 | 2905104.684 | 3022419.25 | 0 | 0 | 0 | 0 | 0 | 0 | 0 | 0 | 0 | 0 | 0 | 0 | 0 | 0 | 0 | 0 | 0 | 0 | 0 | 0 | 0 | 0 | 0 | 0 | 0.087182 | 0.024876 | 0.15717 | -0.026378 | 0.33226 | 0.027802 | 0.090992 | 0.16782 | 0.04192 | 0.0060929 | 0.034759 | 0.0497 | 0.085152 | 0.038482 | 0.039212 | 0.051989 | 0.052073 | 0.040358 | 0.054386 | 0.073957 | 0.086224 | 0.076928 | 0.039588 | 0.071186
| 287 | 15579931.6221 | 0 | 13118928.0176 | 0 |  | 621824.0625 | 666173.5625 | 681078.5625 | 783789.0625 | 780585.5625 | 1081095 | 1116029 | 1223160.875 | 1424146.6429 | 1482070.759 | 1499341.9394 | 1551113.4272 | 1626769.9967 | 1765822.8595 | 1834528.5495 | 1926233.1075 | 2018726.6002 | 2113549.9668 | 2197220.2057 | 2325517.5455 | 2508348.0071 | 2736520.8705 | 2938310.934 | 3054737.5 | 0 | 0 | 0 | 0 | 0 | 0 | 0 | 0 | 0 | 0 | 0 | 0 | 0 | 0 | 0 | 0 | 0 | 0 | 0 | 0 | 0 | 0 | 0 | 0 | 0.068893 | 0.022127 | 0.14046 | -0.0040956 | 0.32569 | 0.031802 | 0.091662 | 0.15213 | 0.039867 | 0.011586 | 0.033947 | 0.047623 | 0.08202 | 0.038171 | 0.048779 | 0.046901 | 0.045902 | 0.038824 | 0.05675 | 0.075682 | 0.087063 | 0.071148 | 0.038859 | 0.066766
| 288 | 15128554.2928 | 0 | 12708971.1748 | 0 |  | 588824.8125 | 641644.125 | 655773.5625 | 768520.6875 | 736353.5625 | 1021996.625 | 1047412.8125 | 1161461.25 | 1384013.1429 | 1438321.634 | 1452242.8144 | 1511986.5522 | 1591633.7467 | 1729916.6095 | 1801269.4245 | 1885916.4825 | 1984416.6002 | 2087296.7168 | 2165225.7057 | 2289391.7955 | 2463618.2571 | 2698035.1205 | 2882015.684 | 3005053.25 | 0 | 0 | 0 | 0 | 0 | 0 | 0 | 0 | 0 | 0 | 0 | 0 | 0 | 0 | 0 | 0 | 0 | 0 | 0 | 0 | 0 | 0 | 0 | 0 | 0.085905 | 0.021782 | 0.15865 | -0.042757 | 0.3278 | 0.024565 | 0.10336 | 0.17531 | 0.03849 | 0.0096322 | 0.040315 | 0.051337 | 0.083312 | 0.040418 | 0.045922 | 0.050911 | 0.050545 | 0.036655 | 0.055762 | 0.073345 | 0.090893 | 0.065966 | 0.041805 | 0.072199
| 289 | 15389146.5503 | 0 | 12956132.1799 | 0 |  | 620040.3125 | 670664.5 | 683269 | 788405.4375 | 759525.9375 | 1048082.6875 | 1081125.875 | 1189046.25 | 1398559.0179 | 1457993.259 | 1470773.4394 | 1532289.4272 | 1607155.6217 | 1751333.1095 | 1831563.9245 | 1907596.1075 | 2005147.8502 | 2099113.5918 | 2172666.4557 | 2299648.5455 | 2478373.5071 | 2712758.8705 | 2901207.184 | 3017287 | 0 | 0 | 0 | 0 | 0 | 0 | 0 | 0 | 0 | 0 | 0 | 0 | 0 | 0 | 0 | 0 | 0 | 0 | 0 | 0 | 0 | 0 | 0 | 0 | 0.078485 | 0.01862 | 0.14312 | -0.037318 | 0.32202 | 0.03104 | 0.095149 | 0.16229 | 0.041619 | 0.0087274 | 0.040975 | 0.047703 | 0.085911 | 0.044793 | 0.040674 | 0.049874 | 0.045797 | 0.03444 | 0.056801 | 0.074846 | 0.090364 | 0.067161 | 0.039231 | 0.06915
| 290 | 15562015.5475 | 0 | 13099508.807 | 0 |  | 609206.75 | 662943.3125 | 676967.9375 | 793410.8125 | 778132.75 | 1066971 | 1100236.375 | 1208461.625 | 1422390.7679 | 1483490.884 | 1497333.1894 | 1563033.4272 | 1637259.9967 | 1771223.9845 | 1845998.2995 | 1925312.7325 | 2023820.8502 | 2123889.7168 | 2199261.7057 | 2329751.2955 | 2513509.5071 | 2735631.6205 | 2940087.934 | 3055109.75 | 0 | 0 | 0 | 0 | 0 | 0 | 0 | 0 | 0 | 0 | 0 | 0 | 0 | 0 | 0 | 0 | 0 | 0 | 0 | 0 | 0 | 0 | 0 | 0 | 0.084532 | 0.020934 | 0.15872 | -0.019444 | 0.31568 | 0.030701 | 0.093823 | 0.16299 | 0.042059 | 0.0092876 | 0.042943 | 0.046396 | 0.078647 | 0.041349 | 0.042068 | 0.049899 | 0.048262 | 0.034873 | 0.05764 | 0.075918 | 0.084682 | 0.072077 | 0.038376 | 0.067608
| 291 | 15283051.8085 | 0 | 12860285.4285 | 0 |  | 613396.375 | 674100 | 689040.0625 | 793757.75 | 751897.75 | 1034889.4375 | 1063979.125 | 1178295.875 | 1392654.5179 | 1455060.634 | 1465454.6894 | 1522279.1772 | 1592307.1217 | 1733394.3595 | 1798781.2995 | 1883718.1075 | 1974629.9752 | 2073127.0918 | 2153283.7057 | 2290177.2955 | 2468286.7571 | 2695644.6205 | 2884191.684 | 3015785 | 0 | 0 | 0 | 0 | 0 | 0 | 0 | 0 | 0 | 0 | 0 | 0 | 0 | 0 | 0 | 0 | 0 | 0 | 0 | 0 | 0 | 0 | 0 | 0 | 0.094367 | 0.021921 | 0.14148 | -0.054178 | 0.31945 | 0.027721 | 0.10205 | 0.16714 | 0.043836 | 0.007118 | 0.038043 | 0.044975 | 0.084898 | 0.037028 | 0.046138 | 0.047133 | 0.048677 | 0.037936 | 0.061635 | 0.074895 | 0.088113 | 0.067607 | 0.044615 | 0.070434
| 292 | 15500190.8866 | 0 | 13052953.4169 | 0 |  | 615375.75 | 665640 | 680864.6875 | 788336.125 | 769932.8125 | 1063021.75 | 1098101 | 1211655.25 | 1417638.2679 | 1478224.884 | 1489709.9394 | 1550344.5522 | 1624282.4967 | 1763615.7345 | 1838799.6745 | 1917835.1075 | 2014840.3502 | 2106035.4668 | 2182854.7057 | 2309716.0455 | 2489641.0071 | 2722233.8705 | 2922175.184 | 3041885 | 0 | 0 | 0 | 0 | 0 | 0 | 0 | 0 | 0 | 0 | 0 | 0 | 0 | 0 | 0 | 0 | 0 | 0 | 0 | 0 | 0 | 0 | 0 | 0 | 0.078516 | 0.022615 | 0.14656 | -0.023621 | 0.32257 | 0.032467 | 0.098405 | 0.157 | 0.04185 | 0.0077395 | 0.039896 | 0.046589 | 0.0823 | 0.041747 | 0.042084 | 0.049343 | 0.044267 | 0.035826 | 0.056491 | 0.075014 | 0.089314 | 0.070875 | 0.040149 | 0.068123
| 293 | 15046823.7456 | 0 | 12644249.8199 | 0 |  | 598361.4375 | 655259.5 | 664493.25 | 778570.25 | 721434.75 | 999895.8125 | 1035087.875 | 1151176.5 | 1369559.5179 | 1434632.759 | 1445345.5644 | 1501564.8022 | 1580593.8717 | 1719874.1095 | 1790592.4245 | 1871351.7325 | 1959217.1002 | 2058932.8418 | 2142045.4557 | 2276670.0455 | 2455375.5071 | 2679818.3705 | 2858098.434 | 2975873.25 | 0 | 0 | 0 | 0 | 0 | 0 | 0 | 0 | 0 | 0 | 0 | 0 | 0 | 0 | 0 | 0 | 0 | 0 | 0 | 0 | 0 | 0 | 0 | 0 | 0.090836 | 0.013993 | 0.15843 | -0.076217 | 0.32641 | 0.034591 | 0.1063 | 0.1737 | 0.04642 | 0.0074395 | 0.038159 | 0.051293 | 0.08445 | 0.040295 | 0.044114 | 0.045884 | 0.049643 | 0.039573 | 0.060953 | 0.075566 | 0.087469 | 0.064408 | 0.040381 | 0.074676
| 294 | 15180886.441 | 0 | 12756744.4919 | 0 |  | 589142.6875 | 644041.875 | 661270.8125 | 767879.3125 | 739582.5625 | 1022718.875 | 1058739.125 | 1168633.75 | 1388264.2679 | 1452298.509 | 1463510.1894 | 1519802.6772 | 1597396.8717 | 1731836.7345 | 1807039.6745 | 1891439.2325 | 1977986.3502 | 2085867.7168 | 2167941.7057 | 2303374.7955 | 2481248.0071 | 2701800.8705 | 2885163.934 | 2998766.5 | 0 | 0 | 0 | 0 | 0 | 0 | 0 | 0 | 0 | 0 | 0 | 0 | 0 | 0 | 0 | 0 | 0 | 0 | 0 | 0 | 0 | 0 | 0 | 0 | 0.089095 | 0.0264 | 0.14947 | -0.037547 | 0.32413 | 0.034614 | 0.098757 | 0.17222 | 0.045093 | 0.0076903 | 0.037743 | 0.049795 | 0.080807 | 0.042507 | 0.045648 | 0.044741 | 0.053106 | 0.038593 | 0.060597 | 0.074386 | 0.085157 | 0.065663 | 0.038619 | 0.070037
| 295 | 15194134.3367 | 0 | 12767132.2202 | 0 |  | 597325 | 650542.0625 | 663179.75 | 776482.375 | 739376.5 | 1027537.75 | 1060343.125 | 1176199.5 | 1390684.3929 | 1454350.509 | 1460737.3144 | 1512887.9272 | 1589893.7467 | 1732286.6095 | 1804009.2995 | 1883023.3575 | 1974227.3502 | 2073326.9668 | 2159301.4557 | 2290766.7955 | 2475312.7571 | 2704178.3705 | 2893375.684 | 3008937.25 | 0 | 0 | 0 | 0 | 0 | 0 | 0 | 0 | 0 | 0 | 0 | 0 | 0 | 0 | 0 | 0 | 0 | 0 | 0 | 0 | 0 | 0 | 0 | 0 | 0.085345 | 0.01924 | 0.15773 | -0.048967 | 0.32911 | 0.031427 | 0.1037 | 0.16751 | 0.044763 | 0.0043819 | 0.035079 | 0.049647 | 0.085775 | 0.040569 | 0.042867 | 0.047298 | 0.048977 | 0.04063 | 0.059102 | 0.07748 | 0.088431 | 0.067626 | 0.039163 | 0.072503
| 296 | 15373272.3645 | 0 | 12921613.1233 | 0 |  | 600197 | 657882.4375 | 667935.8125 | 783250.875 | 755115.0625 | 1045781.9375 | 1083905 | 1197536.875 | 1409298.6429 | 1471259.259 | 1478755.4394 | 1530034.5522 | 1609192.9967 | 1750308.8595 | 1814855.9245 | 1898047.6075 | 1991483.8502 | 2091519.3418 | 2186253.2057 | 2322558.0455 | 2500088.5071 | 2728418.1205 | 2925875.434 | 3040341 | 0 | 0 | 0 | 0 | 0 | 0 | 0 | 0 | 0 | 0 | 0 | 0 | 0 | 0 | 0 | 0 | 0 | 0 | 0 | 0 | 0 | 0 | 0 | 0 | 0.091768 | 0.015166 | 0.15926 | -0.036583 | 0.32565 | 0.035805 | 0.099697 | 0.16283 | 0.043027 | 0.0050821 | 0.03409 | 0.050442 | 0.084059 | 0.036214 | 0.04482 | 0.048054 | 0.049011 | 0.044298 | 0.06048 | 0.073657 | 0.087396 | 0.069872 | 0.038376 | 0.07084
| 297 | 15193609.4797 | 0 | 12771175.9411 | 0 |  | 609219.375 | 667916.125 | 683164.0625 | 799754.5625 | 731111.0625 | 1009111.8125 | 1045234.125 | 1159420.75 | 1380888.1429 | 1440864.759 | 1452555.6894 | 1511976.9272 | 1591475.6217 | 1728686.1095 | 1803504.4245 | 1884040.9825 | 1973111.9752 | 2071477.2168 | 2154127.2057 | 2292690.5455 | 2474342.2571 | 2701317.8705 | 2881040.434 | 3003575.25 | 0 | 0 | 0 | 0 | 0 | 0 | 0 | 0 | 0 | 0 | 0 | 0 | 0 | 0 | 0 | 0 | 0 | 0 | 0 | 0 | 0 | 0 | 0 | 0 | 0.091984 | 0.022572 | 0.15757 | -0.08974 | 0.32226 | 0.03517 | 0.10368 | 0.17481 | 0.042517 | 0.0080811 | 0.040093 | 0.051244 | 0.0827 | 0.04237 | 0.043687 | 0.046193 | 0.04865 | 0.039124 | 0.06234 | 0.076249 | 0.087765 | 0.064412 | 0.041652 | 0.07494
| 298 | 15481117.122 | 0 | 13021565.0417 | 0 |  | 600034.0625 | 655273.125 | 668681 | 780531.6875 | 761564.25 | 1057276.75 | 1099099.375 | 1211471.125 | 1422314.5179 | 1484837.259 | 1493599.1894 | 1549369.3022 | 1627863.7467 | 1764264.2345 | 1834460.6745 | 1917842.1075 | 2011401.1002 | 2116430.2168 | 2195751.7057 | 2325620.2955 | 2511715.0071 | 2731671.8705 | 2930638.434 | 3057058.75 | 0 | 0 | 0 | 0 | 0 | 0 | 0 | 0 | 0 | 0 | 0 | 0 | 0 | 0 | 0 | 0 | 0 | 0 | 0 | 0 | 0 | 0 | 0 | 0 | 0.088066 | 0.020255 | 0.15467 | -0.024601 | 0.32808 | 0.038795 | 0.097344 | 0.16045 | 0.04302 | 0.0058836 | 0.036659 | 0.049421 | 0.080465 | 0.039017 | 0.04445 | 0.047631 | 0.050899 | 0.036794 | 0.057462 | 0.076979 | 0.083948 | 0.070306 | 0.042233 | 0.069625
| 299 | 15636237.216 | 0 | 13158429.3007 | 0 |  | 619231.625 | 672571.8125 | 683953.625 | 795865.1875 | 768556.6875 | 1058940.625 | 1098741.625 | 1213003.75 | 1433360.8929 | 1487348.134 | 1501999.3144 | 1562856.0522 | 1646171.7467 | 1782079.1095 | 1857216.2995 | 1940967.6075 | 2031105.1002 | 2129448.9668 | 2220472.7057 | 2355631.5455 | 2538772.5071 | 2752548.3705 | 2951142.184 | 3070098.25 | 0 | 0 | 0 | 0 | 0 | 0 | 0 | 0 | 0 | 0 | 0 | 0 | 0 | 0 | 0 | 0 | 0 | 0 | 0 | 0 | 0 | 0 | 0 | 0 | 0.082629 | 0.016781 | 0.15154 | -0.034915 | 0.32051 | 0.036897 | 0.098934 | 0.16692 | 0.036973 | 0.0098023 | 0.039718 | 0.051937 | 0.079328 | 0.041298 | 0.044108 | 0.045393 | 0.047283 | 0.041857 | 0.059089 | 0.074872 | 0.080846 | 0.069665 | 0.039517 | 0.069206
| 300 | 15897622.726 | 0 | 13388737.803 | 0 |  | 629479.5625 | 673782.3125 | 688805.3125 | 795070.5625 | 795595.5 | 1095397 | 1148714 | 1256257.5 | 1458315.5179 | 1513882.134 | 1533745.5644 | 1589135.4272 | 1667582.2467 | 1815142.2345 | 1885360.6745 | 1959808.1075 | 2052674.9752 | 2152668.8418 | 2244083.9557 | 2369169.0455 | 2562405.7571 | 2787981.3705 | 2994994.934 | 3110293.75 | 0 | 0 | 0 | 0 | 0 | 0 | 0 | 0 | 0 | 0 | 0 | 0 | 0 | 1815142.2345 | 1885360.6745 | 0 | 0 | 0 | 0 | 0 | 2562405.7571 | 2787981.3705 | 2994994.934 | 3110293.75 | 0.068014 | 0.022052 | 0.14347 | 0.00066002 | 0.31978 | 0.047526 | 0.089494 | 0.14914 | 0.037395 | 0.013036 | 0.035477 | 0.048185 | 0.084789 | 0.037955 | 0.038727 | 0.046297 | 0.047565 | 0.041589 | 0.054242 | 0.078407 | 0.084371 | 0.071625 | 0.037775 | 0.065255
| 301 | 15834733.1373 | 0 | 13339258.0721 | 0 |  | 630669.6875 | 676683.375 | 687218.9375 | 793331.75 | 793047.0625 | 1097333 | 1142383.625 | 1247581.875 | 1452753.1429 | 1514067.884 | 1526925.5644 | 1578483.4272 | 1659004.3717 | 1798027.6095 | 1872400.0495 | 1948422.4825 | 2047116.2252 | 2139475.5918 | 2228083.9557 | 2365071.0455 | 2553762.5071 | 2772860.8705 | 2975015.934 | 3091983 | 0 | 0 | 0 | 0 | 0 | 0 | 0 | 0 | 0 | 0 | 0 | 0 | 0 | 0 | 0 | 0 | 0 | 0 | 0 | 0 | 0 | 0 | 0 | 0 | 0.070421 | 0.015449 | 0.14359 | -0.00035891 | 0.32476 | 0.040234 | 0.08809 | 0.15225 | 0.04134 | 0.0084563 | 0.033208 | 0.049753 | 0.080473 | 0.040531 | 0.039799 | 0.049412 | 0.044129 | 0.040581 | 0.059666 | 0.07676 | 0.082312 | 0.07037 | 0.038563 | 0.066646
| 302 | 15559736.5815 | 0 | 13090777.243 | 0 |  | 604318.3125 | 652123.9375 | 662678 | 770026.5625 | 775578.625 | 1077128 | 1125901.75 | 1230726.875 | 1428308.7679 | 1489723.009 | 1499907.3144 | 1556533.8022 | 1636570.3717 | 1777058.9845 | 1842532.4245 | 1917207.9825 | 2014505.3502 | 2116646.4668 | 2203075.4557 | 2338318.2955 | 2517743.7571 | 2745576.8705 | 2943770.934 | 3067117.75 | 0 | 0 | 0 | 0 | 0 | 0 | 0 | 0 | 0 | 0 | 0 | 0 | 0 | 0 | 0 | 0 | 0 | 0 | 0 | 0 | 0 | 0 | 0 | 0 | 0.076134 | 0.016055 | 0.15014 | 0.0071844 | 0.32844 | 0.044286 | 0.089021 | 0.14889 | 0.042099 | 0.0068131 | 0.037058 | 0.050141 | 0.082357 | 0.036181 | 0.039729 | 0.049504 | 0.049459 | 0.040021 | 0.059578 | 0.073931 | 0.086628 | 0.0697 | 0.041047 | 0.06701
| 303 | 15134917.173 | 0 | 12710917.2843 | 0 |  | 589319.3125 | 647151.8125 | 661704.75 | 770752.0625 | 737245.875 | 1017861.875 | 1053606.875 | 1166069.75 | 1382632.8929 | 1447271.259 | 1454975.5644 | 1508797.5522 | 1587802.1217 | 1730745.6095 | 1796859.7995 | 1877247.6075 | 1975582.8502 | 2067310.4668 | 2156839.2057 | 2285201.0455 | 2470037.7571 | 2704768.8705 | 2891520.934 | 3001576 | 0 | 0 | 0 | 0 | 0 | 0 | 0 | 0 | 0 | 0 | 0 | 0 | 0 | 0 | 0 | 0 | 0 | 0 | 0 | 0 | 0 | 0 | 0 | 0 | 0.093613 | 0.022239 | 0.15255 | -0.044445 | 0.32254 | 0.034515 | 0.10142 | 0.17035 | 0.04569 | 0.0053092 | 0.036324 | 0.051038 | 0.086202 | 0.037488 | 0.043766 | 0.051057 | 0.045385 | 0.042395 | 0.05781 | 0.077779 | 0.090783 | 0.066766 | 0.037355 | 0.070887
| 304 | 15360716.917 | 0 | 12921922.4482 | 0 |  | 612611.5 | 667491.3125 | 681918.375 | 789809.5 | 747279 | 1040599.3125 | 1077641.25 | 1193058.375 | 1405393.0179 | 1465104.634 | 1476004.0644 | 1530251.3022 | 1608323.8717 | 1748510.6095 | 1813862.1745 | 1896552.4825 | 1986269.7252 | 2090329.4668 | 2170103.4557 | 2300872.7955 | 2493232.7571 | 2711426.3705 | 2908308.184 | 3022150 | 0 | 0 | 0 | 0 | 0 | 0 | 0 | 0 | 0 | 0 | 0 | 0 | 0 | 0 | 0 | 0 | 0 | 0 | 0 | 0 | 0 | 0 | 0 | 0 | 0.085795 | 0.021384 | 0.14688 | -0.055353 | 0.33111 | 0.034978 | 0.10175 | 0.1638 | 0.04161 | 0.0074118 | 0.036093 | 0.049761 | 0.083572 | 0.036694 | 0.044579 | 0.046221 | 0.051063 | 0.037453 | 0.058514 | 0.080292 | 0.083895 | 0.070097 | 0.038397 | 0.072324
| 305 | 17017616.0735 | 17017616.0735 | 14370317.1655 | 14370317.1655 |  | 687974.0625 | 709110.375 | 717451.5 | 824286.5 | 887497.375 | 1211321.625 | 1277009.875 | 1396101.5 | 1574303.2679 | 1634006.634 | 1646609.9394 | 1709867.0522 | 1778094.7467 | 1937250.4845 | 1999975.6745 | 2073899.4825 | 2168715.8502 | 2266945.3418 | 2359509.4557 | 2509784.5455 | 2708343.0071 | 2926956.3705 | 3161746.184 | 3291645 | 687974.0625 | 709110.375 | 717451.5 | 824286.5 | 887497.375 | 1211321.625 | 1277009.875 | 1396101.5 | 1574303.2679 | 1634006.634 | 1646609.9394 | 1709867.0522 | 1778094.7467 | 1937250.4845 | 1999975.6745 | 2073899.4825 | 2168715.8502 | 2266945.3418 | 2359509.4557 | 2509784.5455 | 2708343.0071 | 2926956.3705 | 3161746.184 | 3291645 | 0.03026 | 0.011694 | 0.13881 | 0.073887 | 0.31106 | 0.052809 | 0.089162 | 0.12013 | 0.037222 | 0.0076835 | 0.037697 | 0.039127 | 0.085727 | 0.031865 | 0.036296 | 0.044705 | 0.044298 | 0.04002 | 0.061743 | 0.07614 | 0.077626 | 0.077161 | 0.040263 | 0.061799
| 306 | 15429968.7755 | 0 | 12977811.4021 | 0 |  | 612548.4375 | 668818.25 | 681695.125 | 793512 | 762335.5625 | 1049716.625 | 1085776.75 | 1192451.125 | 1405044.3929 | 1463718.009 | 1478188.5644 | 1538445.8022 | 1612670.2467 | 1754151.8595 | 1825858.1745 | 1905084.8575 | 1994945.3502 | 2100286.9668 | 2186838.2057 | 2320658.2955 | 2503512.0071 | 2729063.3705 | 2921679.184 | 3042410.75 | 0 | 0 | 0 | 0 | 0 | 0 | 0 | 0 | 0 | 0 | 0 | 0 | 0 | 0 | 0 | 0 | 0 | 0 | 0 | 0 | 0 | 0 | 0 | 0 | 0.087884 | 0.01907 | 0.15189 | -0.040082 | 0.31989 | 0.033775 | 0.093715 | 0.16406 | 0.040911 | 0.0098376 | 0.039955 | 0.047119 | 0.084094 | 0.040065 | 0.042476 | 0.04609 | 0.051457 | 0.040383 | 0.059394 | 0.075844 | 0.086264 | 0.0682 | 0.040492 | 0.069322
| 307 | 15055483.7609 | 0 | 12646034.0416 | 0 |  | 594473.25 | 656608.4375 | 673087.375 | 781789.4375 | 732203.5625 | 1010570.5625 | 1038890.625 | 1152173.75 | 1372301.0179 | 1438721.759 | 1444650.0644 | 1496990.6772 | 1574535.3717 | 1714941.1095 | 1768520.9245 | 1863980.2325 | 1947291.7252 | 2051698.3418 | 2135033.7057 | 2271517.5455 | 2457219.5071 | 2685793.3705 | 2871037.434 | 2987581 | 0 | 0 | 0 | 0 | 0 | 0 | 0 | 0 | 0 | 0 | 0 | 0 | 0 | 0 | 0 | 0 | 0 | 0 | 0 | 0 | 0 | 0 | 0 | 0 | 0.099412 | 0.024787 | 0.14971 | -0.065527 | 0.32221 | 0.027638 | 0.1035 | 0.17484 | 0.047266 | 0.0041121 | 0.03559 | 0.050503 | 0.085419 | 0.030765 | 0.052571 | 0.043725 | 0.052228 | 0.039815 | 0.061966 | 0.078582 | 0.088946 | 0.066697 | 0.039791 | 0.072923
| 308 | 15059596.6222 | 0 | 12648937.5133 | 0 |  | 581102.9375 | 638065.3125 | 655633.25 | 767704.625 | 734059.4375 | 1021341.875 | 1054060.75 | 1167436.125 | 1380932.5179 | 1448352.634 | 1451171.0644 | 1503899.4272 | 1578971.3717 | 1715775.7345 | 1778688.5495 | 1867596.2325 | 1960398.9752 | 2054454.3418 | 2137298.9557 | 2276204.0455 | 2458234.2571 | 2683086.6205 | 2876320.434 | 2989878.25 | 0 | 0 | 0 | 0 | 0 | 0 | 0 | 0 | 0 | 0 | 0 | 0 | 0 | 0 | 0 | 0 | 0 | 0 | 0 | 0 | 0 | 0 | 0 | 0 | 0.093513 | 0.027161 | 0.1578 | -0.044815 | 0.33028 | 0.031533 | 0.10216 | 0.16795 | 0.047668 | 0.0019441 | 0.03569 | 0.048712 | 0.083092 | 0.036011 | 0.048776 | 0.048496 | 0.046862 | 0.039533 | 0.062966 | 0.076934 | 0.087525 | 0.069544 | 0.038721 | 0.072283
| 309 | 14915222.4284 | 0 | 12519530.6576 | 0 |  | 581399.875 | 643015 | 656797.875 | 768111.4375 | 716673.75 | 994173.375 | 1026849.6875 | 1142043.25 | 1360924.8929 | 1423113.009 | 1430691.5644 | 1485772.4272 | 1566282.9967 | 1705331.2345 | 1773669.6745 | 1856085.7325 | 1943709.2252 | 2045604.5918 | 2123907.7057 | 2258639.2955 | 2441130.5071 | 2671802.6205 | 2855382.934 | 2970711.5 | 0 | 0 | 0 | 0 | 0 | 0 | 0 | 0 | 0 | 0 | 0 | 0 | 0 | 0 | 0 | 0 | 0 | 0 | 0 | 0 | 0 | 0 | 0 | 0 | 0.10073 | 0.021208 | 0.15656 | -0.069314 | 0.32729 | 0.032339 | 0.10632 | 0.17535 | 0.044682 | 0.0053112 | 0.037777 | 0.052771 | 0.085054 | 0.039291 | 0.045419 | 0.046128 | 0.051095 | 0.037564 | 0.061505 | 0.077699 | 0.090292 | 0.066453 | 0.039596 | 0.074356
| 310 | 15354234.565 | 0 | 12908016.2131 | 0 |  | 603840 | 657353.1875 | 672214.75 | 779142 | 753254.9375 | 1045038.3125 | 1079281.375 | 1199205.25 | 1407332.5179 | 1467925.134 | 1476797.5644 | 1528190.0522 | 1603691.1217 | 1748229.1095 | 1822407.9245 | 1893183.3575 | 1992071.6002 | 2089130.9668 | 2174350.9557 | 2311801.2955 | 2496854.5071 | 2723713.6205 | 2916532.434 | 3032263.75 | 0 | 0 | 0 | 0 | 0 | 0 | 0 | 0 | 0 | 0 | 0 | 0 | 0 | 0 | 0 | 0 | 0 | 0 | 0 | 0 | 0 | 0 | 0 | 0 | 0.084912 | 0.022356 | 0.14762 | -0.03379 | 0.32741 | 0.032242 | 0.10536 | 0.16004 | 0.042154 | 0.006026 | 0.034208 | 0.048224 | 0.086295 | 0.041555 | 0.038101 | 0.050915 | 0.047573 | 0.039982 | 0.061297 | 0.077005 | 0.086965 | 0.068399 | 0.038914 | 0.070128
TVaR90 |  |  | 16303555.0091 |  | 13752810.0825 | [25 empty] | 649754.7782 | 689356.123 | 700677.2621 | 810075.5504 | 834263.2883 | 1149828.4113 | 1200286.9839 | 1305635.7016 | 1501907.8687 | 1559388.2832 | 1577159.7337 | 1632430.2618 | 1709358.783 | 1851061.2829 | 1926804.0616 | 2009682.5631 | 2105466.5921 | 2203926.8821 | 2290604.7944 | 2419577.731 | 2610801.3942 | 2831719.8544 | 3048773.3292 | 3167326.5806 | [23 empty] | 0.069419
AvgVolatility
|  | 24-yr NPV |  | 20-yr NPV |  |  | 2022 | 2023 | 2024 | 2025 | 2026 | 2027 | 2028 | 2029 | 2030 | 2031 | 2032 | 2033 | 2034 | 2035 | 2036 | 2037 | 2038 | 2039 | 2040 | 2041 | 2042 | 2043 | 2044 | 2045
Mean |  | 15421155.6776 |  | 12972433.5168 |  | Mean | 606336.566 | 659614.5716 | 673439.2952 | 781884.2454 | 762392.702 | 1052670.8867 | 1088925.3222 | 1200167.0385 | 1410296.0175 | 1469856.9393 | 1483555.6733 | 1538331.3679 | 1616306.285 | 1757391.6627 | 1827251.0846 | 1910383.9059 | 2004413.0082 | 2102482.9236 | 2184268.2307 | 2317134.2834 | 2500668.4394 | 2725458.4713 | 2918400.7485 | 3036215.4048
StdDev |  | 468681.5253 |  | 418825.9087 |  | StdDev | 31671.407 | 21928.0553 | 20851.8583 | 27976.656 | 34296.1149 | 46718.6092 | 53834.2274 | 51191.2115 | 49538.7505 | 49551.647 | 48806.6815 | 50081.1189 | 51266.3447 | 48313.7404 | 51517.5426 | 50388.7246 | 49439.8789 | 49880.0155 | 52067.0261 | 51384.7034 | 54523.7437 | 52019.9172 | 63727.7717 | 64681.0214
Q1 (P25) |  | 15188089.3524 |  | 12764858.6898 |  | Q1 (P25) | 596170.1875 | 651267.7344 | 665164.5469 | 774839.8438 | 739817.5781 | 1023183.625 | 1055866.1875 | 1168651.2188 | 1385603.9554 | 1447650.5403 | 1458776.3769 | 1513028.1772 | 1592358.9967 | 1733396.3595 | 1802522.7682 | 1885800.7012 | 1978727.6627 | 2076851.248 | 2156539.1432 | 2289602.608 | 2471558.8821 | 2697646.933 | 2884308.4965 | 3001654.25
Min |  | 13518724.8574 |  | 11234914.6447 |  | Min | 422682.25 | 535674.9375 | 551161.75 | 596919.8125 | 683270.8125 | 917979.75 | 928241.9375 | 1043896.5 | 1202203.3929 | 1246495.634 | 1294243.8144 | 1338093.8022 | 1393633.8717 | 1574386.6095 | 1634901.7995 | 1725243.2325 | 1841754.1002 | 1933012.0918 | 2008384.5807 | 2150385.5455 | 2326767.0071 | 2565072.6205 | 2711447.184 | 2823090.75
Median (P50) |  | 15372421.0029 |  | 12928133.7862 |  | Median (P50) | 607951.75 | 660641.25 | 673992.0938 | 784701.0938 | 756359.6562 | 1046089.375 | 1080582.625 | 1191858.4375 | 1405218.7054 | 1465143.134 | 1476709.7519 | 1531688.3647 | 1609471.1217 | 1750255.1095 | 1819902.987 | 1901939.045 | 1995968.4127 | 2095184.9668 | 2176617.3307 | 2310794.4205 | 2494294.6321 | 2719843.1205 | 2909245.934 | 3027374.625
Max |  | 17496943.4099 |  | 14760591.1071 |  | Max | 703849.6875 | 726031.125 | 730929.625 | 843453 | 907171.8125 | 1241414.875 | 1311670.625 | 1420497.125 | 1614905.8929 | 1678774.759 | 1701225.1894 | 1771050.8022 | 1845170.6217 | 1978368.3595 | 2069204.6745 | 2146620.1075 | 2242059.6002 | 2357506.5918 | 2450953.9557 | 2599566.5455 | 2793716.2571 | 3023297.6205 | 3276326.684 | 3403022.75
Q3 P75 |  | 15608658.6128 |  | 13141509.2298 |  | Q3 P75 | 619193.2031 | 670657.0781 | 684165.9219 | 793425.3906 | 778084.1875 | 1073572.2812 | 1111965.875 | 1220646.4062 | 1429845.6429 | 1487378.6965 | 1504124.4394 | 1559451.8647 | 1636179.6529 | 1775430.3907 | 1848230.7057 | 1927739.3887 | 2023027.5689 | 2121734.123 | 2202954.2057 | 2334242.733 | 2519139.8196 | 2742870.3705 | 2939389.4965 | 3058811.5
TVaR90 |  | 16303555.0091 |  | 13752810.0825 |  | TVaR90
Balanced Portfolio with Alternative Fuel for Peakers Deterministic |  | 16095450.4727 |  | 13606928.8327
|  |  | W Balanced Portfolio with Alternative Fuel for Peakers | Frequency
1 | 13000000 | 0 | 0 | <=13
2 | 13500000 | 0 | 0 | 13-13.5
3 | 14000000 | 6 | 6 | 13.5-14
4 | 14500000 | 6 | 0 | 14-14.5
5 | 15000000 | 19 | 13 | 14.5-15
6 | 15500000 | 206 | 187 | 15-15.5
7 | 16000000 | 288 | 82 | 15.5-16
8 | 16500000 | 302 | 14 | 16-16.5
9 | 17000000 | 307 | 5 | 16.5-17
10 | 17500000 | 310 | 3 | 17-17.5
11 | 18000000 | 310 | 0 | 17.5-18
12 | 18500000 | 310 | 0 | 18-18.5
13 | 19000000 | 310 | 0 | 18.5-19
|  |  | W Balanced Portfolio with Alternative Fuel for Peakers | Frequency
1 | 14000000 | 6 | 6 | <=14
2 | 14500000 | 6 | 0 | 14-14.5
3 | 15000000 | 19 | 13 | 14.5-15
4 | 15500000 | 206 | 187 | 15-15.5
5 | 16000000 | 288 | 82 | 15.5-16
6 | 16500000 | 302 | 14 | 16-16.5
7 | 17000000 | 307 | 5 | 16.5-17
8 | 17500000 | 310 | 3 | 17-17.5
9 | 18000000 | 310 | 0 | 17.5-18
10 | 18500000 | 310 | 0 | 18-18.5
11 | 19000000 | 310 | 0 | 18.5-19
12 | 19500000 | 310 | 0 | 19-19.5
13 | 20000000 | 310 | 0 | 19.5-20
14 | 20500000 | 310 | 0 | 20-20.5
15 | 21000000 | 310 | 0 | 20.5-21
16 | 21500000 | 310 | 0 | 21-21.5
17 | 22000000 | 310 | 0 | 21.5-22
18 | 22500000 | 310 | 0 | 22-22.5
19 | 23000000 | 310 | 0 | 22.5-23

## Sensitivity WX RR
| Iteration | 24-yr NPV | >=P90Index | 20-yr NPV | >=P90Index |  | 2022 | 2023 | 2024 | 2025 | 2026 | 2027 | 2028 | 2029 | 2030 | 2031 | 2032 | 2033 | 2034 | 2035 | 2036 | 2037 | 2038 | 2039 | 2040 | 2041 | 2042 | 2043 | 2044 | 2045 | P90_2022 | P90_2023 | P90_2024 | P90_2025 | P90_2026 | P90_2027 | P90_2028 | P90_2029 | P90_2030 | P90_2031 | P90_2032 | P90_2033 | P90_2034 | P90_2035 | P90_2036 | P90_2037 | P90_2038 | P90_2039 | P90_2040 | P90_2041 | P90_2042 | P90_2043 | P90_2044 | P90_2045 | Vol_2022 | Vol_2023 | Vol_2024 | Vol_2025 | Vol_2026 | Vol_2027 | Vol_2028 | Vol_2029 | Vol_2030 | Vol_2031 | Vol_2032 | Vol_2033 | Vol_2034 | Vol_2035 | Vol_2036 | Vol_2037 | Vol_2038 | Vol_2039 | Vol_2040 | Vol_2041 | Vol_2042 | Vol_2043 | Vol_2044 | St Dev
| 1 | 14008304.7855 | 0 | 11672641.6206 | 0 |  | 435267.4062 | 548210 | 596440.9375 | 679507.3125 | 728382.875 | 939410.5 | 961575.4375 | 1086297.875 | 1256656.3929 | 1273927.134 | 1320159.1894 | 1380559.1772 | 1413532.1217 | 1660096.4845 | 1738200.5495 | 1814715.3575 | 1868087.1002 | 1957624.0918 | 2075075.9557 | 2241172.7955 | 2411946.2571 | 2608599.6205 | 2750531.684 | 2888468.5 | 0 | 0 | 0 | 0 | 0 | 0 | 0 | 0 | 0 | 0 | 0 | 0 | 0 | 0 | 0 | 0 | 0 | 0 | 0 | 0 | 0 | 0 | 0 | 0 | 0.2307 | 0.084322 | 0.13039 | 0.069459 | 0.25443 | 0.02332 | 0.12196 | 0.14568 | 0.01365 | 0.035648 | 0.044736 | 0.023603 | 0.16078 | 0.045975 | 0.043078 | 0.028986 | 0.046817 | 0.058266 | 0.077002 | 0.073435 | 0.07838 | 0.052981 | 0.048932 | 0.064221
| 2 | 17078995.907 | 0 | 14503697.4744 | 0 |  | 662308.5 | 714387.25 | 752569.8125 | 948562.8125 | 958554.625 | 1248316.5 | 1315005.625 | 1387631.25 | 1565325.3929 | 1596809.509 | 1612780.6894 | 1697469.5522 | 1736501.7467 | 1936647.7345 | 2026797.2995 | 2099121.1075 | 2147246.6002 | 2236261.8418 | 2345716.7057 | 2507720.7955 | 2693799.0071 | 2849239.6205 | 3050118.934 | 3155019.5 | 662308.5 | 714387.25 | 752569.8125 | 0 | 0 | 0 | 0 | 0 | 0 | 0 | 0 | 0 | 0 | 0 | 0 | 0 | 0 | 0 | 0 | 0 | 0 | 0 | 0 | 0 | 0.075694 | 0.052069 | 0.23145 | 0.010479 | 0.26412 | 0.052045 | 0.053757 | 0.1205 | 0.019914 | 0.0099522 | 0.051179 | 0.022734 | 0.10909 | 0.045498 | 0.035062 | 0.022668 | 0.040619 | 0.047785 | 0.066783 | 0.071578 | 0.0561 | 0.068128 | 0.033814 | 0.063191
| 3 | 16008203.7895 | 0 | 13542135.3321 | 0 |  | 619005 | 663942.75 | 702197.6875 | 890933.9375 | 864941 | 1142988.375 | 1184855 | 1279178.125 | 1475160.2679 | 1502604.634 | 1517375.6894 | 1599795.9272 | 1636680.1217 | 1815186.2345 | 1900990.0495 | 1980372.8575 | 2009542.9752 | 2104802.4668 | 2226066.2057 | 2381396.2955 | 2556975.0071 | 2745366.8705 | 2907210.434 | 3043882 | 0 | 0 | 0 | 0 | 0 | 0 | 0 | 0 | 0 | 0 | 0 | 0 | 0 | 0 | 0 | 0 | 0 | 0 | 0 | 0 | 0 | 0 | 0 | 0 | 0.070083 | 0.056019 | 0.23806 | -0.029609 | 0.27874 | 0.035974 | 0.076597 | 0.14255 | 0.018433 | 0.0097823 | 0.052894 | 0.022794 | 0.10352 | 0.046187 | 0.04091 | 0.014622 | 0.046314 | 0.056014 | 0.067451 | 0.071138 | 0.07109 | 0.057279 | 0.04594 | 0.068854
| 4 | 17164880.6916 | 0 | 14426681.6235 | 0 |  | 616744.1875 | 670919.5625 | 710032.0625 | 902927.8125 | 918964.3125 | 1217303.375 | 1261773.5 | 1341710.375 | 1540496.1429 | 1595026.384 | 1617962.9394 | 1711054.3022 | 1777850.1217 | 1956219.9845 | 2055667.0495 | 2145760.8575 | 2216888.8502 | 2363913.8418 | 2476092.2057 | 2663556.7955 | 2856816.0071 | 3060175.1205 | 3194147.434 | 3380802.25 | 0 | 0 | 0 | 0 | 0 | 0 | 0 | 0 | 0 | 0 | 0 | 0 | 0 | 0 | 0 | 0 | 0 | 0 | 0 | 0 | 0 | 0 | 0 | 0 | 0.084195 | 0.056661 | 0.24033 | 0.017605 | 0.28115 | 0.03588 | 0.061427 | 0.13816 | 0.034786 | 0.014278 | 0.055942 | 0.038295 | 0.095609 | 0.049586 | 0.042894 | 0.032611 | 0.064214 | 0.046363 | 0.072981 | 0.070045 | 0.068764 | 0.042848 | 0.056793 | 0.064845
| 5 | 19430582.6405 | 19430582.6405 | 16651377.4601 | 16651377.4601 |  | 635169.4375 | 673509.875 | 711710.875 | 905844.75 | 1101262.75 | 1499556.125 | 1620949.875 | 1721356.375 | 1861880.6429 | 1928279.384 | 1997242.4394 | 2067317.0522 | 2116221.2467 | 2350819.8595 | 2443093.9245 | 2435863.1075 | 2500930.1002 | 2550772.5918 | 2670731.7057 | 2735038.7955 | 2882345.0071 | 3088726.8705 | 3311425.684 | 3398034.25 | 0 | 0 | 0 | 0 | 1101262.75 | 1499556.125 | 1620949.875 | 1721356.375 | 1861880.6429 | 1928279.384 | 1997242.4394 | 2067317.0522 | 2116221.2467 | 2350819.8595 | 2443093.9245 | 0 | 0 | 0 | 0 | 0 | 0 | 0 | 0 | 0 | 0.058611 | 0.055169 | 0.2412 | 0.19534 | 0.30871 | 0.077843 | 0.0601 | 0.078475 | 0.035041 | 0.035139 | 0.034484 | 0.02338 | 0.10513 | 0.038501 | -0.0029641 | 0.026362 | 0.019734 | 0.045956 | 0.023793 | 0.052459 | 0.069155 | 0.06962 | 0.025818 | 0.075443
| 6 | 16469870.3945 | 0 | 13927026.3139 | 0 |  | 596773.5 | 653672.1875 | 699040.1875 | 890799.8125 | 924133.4375 | 1219062 | 1241222.875 | 1322380.375 | 1506142.8929 | 1534080.384 | 1558810.8144 | 1643924.4272 | 1700772.8717 | 1887144.9845 | 1970220.9245 | 2042270.3575 | 2083251.6002 | 2177644.3418 | 2309234.9557 | 2467509.0455 | 2628987.0071 | 2817393.3705 | 2998140.184 | 3162876 | 0 | 0 | 0 | 0 | 0 | 0 | 0 | 0 | 0 | 0 | 0 | 0 | 0 | 0 | 0 | 0 | 0 | 0 | 0 | 0 | 0 | 0 | 0 | 0 | 0.091068 | 0.067102 | 0.24241 | 0.036737 | 0.27698 | 0.018015 | 0.063336 | 0.13012 | 0.018379 | 0.015992 | 0.053163 | 0.033996 | 0.10398 | 0.043081 | 0.035916 | 0.019868 | 0.044314 | 0.058673 | 0.066293 | 0.063389 | 0.069214 | 0.06218 | 0.05349 | 0.065449
| 7 | 17247169.2179 | 0 | 14593516.7605 | 0 |  | 609321.8125 | 660765.875 | 701873.6875 | 895571.3125 | 926450.1875 | 1245287.5 | 1328989.625 | 1413433.375 | 1590863.2679 | 1627102.509 | 1670129.6894 | 1764621.0522 | 1798747.2467 | 2027570.1095 | 2072103.0495 | 2168823.8575 | 2223193.3502 | 2323256.0918 | 2418248.9557 | 2549805.5455 | 2737054.5071 | 2935785.1205 | 3154364.684 | 3286306.75 | 0 | 0 | 0 | 0 | 0 | 0 | 0 | 0 | 0 | 0 | 0 | 0 | 0 | 0 | 0 | 0 | 0 | 0 | 0 | 0 | 0 | 0 | 0 | 0 | 0.081053 | 0.060354 | 0.24371 | 0.033898 | 0.29576 | 0.065053 | 0.061603 | 0.11826 | 0.022524 | 0.0261 | 0.055035 | 0.019154 | 0.11975 | 0.021726 | 0.045621 | 0.02476 | 0.044025 | 0.040074 | 0.052973 | 0.070865 | 0.070093 | 0.071812 | 0.040977 | 0.068085
| 8 | 17683967.8341 | 0 | 15048593.202 | 0 |  | 671634.3125 | 721125.9375 | 753314.75 | 941038.3125 | 1015806.5625 | 1334778.5 | 1403549.75 | 1466184.75 | 1619984.8929 | 1670064.134 | 1689091.5644 | 1779444.8022 | 1835503.1217 | 2001647.4845 | 2086568.0495 | 2168958.6075 | 2242119.1002 | 2318470.8418 | 2404702.9557 | 2556412.2955 | 2752101.0071 | 2925660.8705 | 3105844.684 | 3239286.25 | 671634.3125 | 721125.9375 | 753314.75 | 0 | 0 | 0 | 0 | 0 | 0 | 0 | 0 | 0 | 0 | 0 | 0 | 0 | 0 | 0 | 0 | 0 | 0 | 0 | 0 | 0 | 0.0711 | 0.043669 | 0.2225 | 0.076454 | 0.27308 | 0.050239 | 0.043659 | 0.099753 | 0.030445 | 0.011329 | 0.052111 | 0.031017 | 0.086652 | 0.04155 | 0.038727 | 0.033174 | 0.033486 | 0.036519 | 0.061178 | 0.07376 | 0.061156 | 0.059765 | 0.042067 | 0.060649
| 9 | 16920382.7595 | 0 | 14338979.8683 | 0 |  | 637664.625 | 687875.625 | 732748.125 | 918997.5625 | 918646.625 | 1219880 | 1258125 | 1351815.375 | 1531979.7679 | 1577462.134 | 1620420.5644 | 1693143.8022 | 1745616.2467 | 1939730.7345 | 2038963.2995 | 2122722.3575 | 2181470.6002 | 2281007.8418 | 2373010.9557 | 2512418.7955 | 2672172.0071 | 2886914.8705 | 3033026.184 | 3187421.5 | 0 | 0 | 0 | 0 | 0 | 0 | 0 | 0 | 0 | 0 | 0 | 0 | 0 | 0 | 0 | 0 | 0 | 0 | 0 | 0 | 0 | 0 | 0 | 0 | 0.075796 | 0.063194 | 0.22648 | -0.00038194 | 0.28361 | 0.03087 | 0.071826 | 0.12511 | 0.029256 | 0.026868 | 0.043901 | 0.030521 | 0.10544 | 0.049892 | 0.040258 | 0.0273 | 0.044618 | 0.039542 | 0.057086 | 0.061646 | 0.077297 | 0.049372 | 0.049651 | 0.06486
| 10 | 16700021.2726 | 0 | 14232141.3065 | 0 |  | 638346.875 | 688392.9375 | 728153.3125 | 926763.6875 | 981989.1875 | 1284588.875 | 1310139.75 | 1366635.75 | 1535603.5179 | 1577486.259 | 1599178.4394 | 1682146.4272 | 1709606.3717 | 1891343.6095 | 1973284.7995 | 2054067.1075 | 2059925.1002 | 2135420.7168 | 2253376.9557 | 2395914.2955 | 2553512.0071 | 2733185.6205 | 2919448.684 | 3058095 | 0 | 0 | 0 | 0 | 0 | 0 | 0 | 0 | 0 | 0 | 0 | 0 | 0 | 0 | 0 | 0 | 0 | 0 | 0 | 0 | 0 | 0 | 0 | 0 | 0.075478 | 0.056152 | 0.24119 | 0.057882 | 0.26861 | 0.019695 | 0.042218 | 0.11657 | 0.026909 | 0.013657 | 0.050581 | 0.016193 | 0.10102 | 0.042412 | 0.040122 | 0.0028478 | 0.035994 | 0.053766 | 0.061335 | 0.063705 | 0.067998 | 0.065927 | 0.046397 | 0.064685
| 11 | 16634895.4038 | 0 | 14141215.6952 | 0 |  | 644395.4375 | 690642.5625 | 721413.5625 | 913938.8125 | 959906.5625 | 1249026 | 1271275.5 | 1347237.25 | 1518329.7679 | 1552905.759 | 1575312.9394 | 1658638.4272 | 1726567.4967 | 1908452.2345 | 1981790.4245 | 2057011.2325 | 2079401.1002 | 2154474.3418 | 2257429.7057 | 2414426.7955 | 2579068.2571 | 2757946.1205 | 2951395.184 | 3094296.25 | 0 | 0 | 0 | 0 | 0 | 0 | 0 | 0 | 0 | 0 | 0 | 0 | 0 | 0 | 0 | 0 | 0 | 0 | 0 | 0 | 0 | 0 | 0 | 0 | 0.06931 | 0.04359 | 0.23655 | 0.049072 | 0.26328 | 0.017657 | 0.058035 | 0.11955 | 0.022517 | 0.014326 | 0.051543 | 0.040138 | 0.10016 | 0.037708 | 0.037253 | 0.010826 | 0.035467 | 0.04668 | 0.067235 | 0.065966 | 0.067058 | 0.067792 | 0.047282 | 0.06285
| 12 | 17962560.3176 | 0 | 15330925.8356 | 0 |  | 643372 | 679595.6875 | 710093.9375 | 897042.4375 | 1059691.875 | 1428557.5 | 1469293.75 | 1518850.75 | 1673294.8929 | 1723917.509 | 1788948.0644 | 1837015.4272 | 1829340.1217 | 2034697.4845 | 2139948.7995 | 2231555.6075 | 2314309.1002 | 2366591.8418 | 2490897.4557 | 2580531.2955 | 2721902.5071 | 2895712.6205 | 3125948.184 | 3270169.25 | 0 | 0 | 0 | 0 | 0 | 1428557.5 | 0 | 0 | 0 | 0 | 0 | 0 | 0 | 0 | 0 | 0 | 0 | 0 | 0 | 0 | 0 | 0 | 0 | 0 | 0.054775 | 0.043899 | 0.23371 | 0.16663 | 0.29869 | 0.028117 | 0.033172 | 0.096841 | 0.029805 | 0.037028 | 0.026514 | -0.0041869 | 0.10639 | 0.050435 | 0.041917 | 0.036412 | 0.02234 | 0.051192 | 0.035352 | 0.053336 | 0.0619 | 0.076506 | 0.045104 | 0.071261
| 13 | 16467340.252 | 0 | 13960650.1192 | 0 |  | 638402.5625 | 678728.6875 | 713552.625 | 898428.3125 | 908840.875 | 1207335 | 1236866.5 | 1328875.875 | 1504305.1429 | 1536689.759 | 1564491.4394 | 1658371.9272 | 1699857.1217 | 1896830.1095 | 1973154.6745 | 2032135.8575 | 2065721.9752 | 2155414.8418 | 2259671.7057 | 2422431.7955 | 2590881.5071 | 2778212.3705 | 2966070.434 | 3106499.75 | 0 | 0 | 0 | 0 | 0 | 0 | 0 | 0 | 0 | 0 | 0 | 0 | 0 | 0 | 0 | 0 | 0 | 0 | 0 | 0 | 0 | 0 | 0 | 0 | 0.061252 | 0.050035 | 0.23039 | 0.011523 | 0.284 | 0.024166 | 0.071752 | 0.124 | 0.0213 | 0.01793 | 0.058276 | 0.024708 | 0.10964 | 0.039449 | 0.029454 | 0.016392 | 0.042503 | 0.047236 | 0.069552 | 0.067226 | 0.06981 | 0.06543 | 0.046259 | 0.066251
| 14 | 15796645.7765 | 0 | 13354298.5602 | 0 |  | 605238.125 | 660170.25 | 702769.1875 | 879410.6875 | 839488 | 1118689 | 1157353.625 | 1257314.625 | 1448595.1429 | 1470481.634 | 1486954.6894 | 1574690.4272 | 1619340.4967 | 1814352.3595 | 1896035.1745 | 1967424.6075 | 1990493.4752 | 2087815.5918 | 2197238.7057 | 2344428.5455 | 2520620.2571 | 2712333.8705 | 2887456.684 | 3027793.75 | 0 | 0 | 0 | 0 | 0 | 0 | 0 | 0 | 0 | 0 | 0 | 0 | 0 | 0 | 0 | 0 | 0 | 0 | 0 | 0 | 0 | 0 | 0 | 0 | 0.086876 | 0.062531 | 0.22422 | -0.04646 | 0.28712 | 0.033979 | 0.082842 | 0.14162 | 0.014996 | 0.01114 | 0.057329 | 0.02796 | 0.11371 | 0.044036 | 0.03696 | 0.011657 | 0.047736 | 0.051083 | 0.06484 | 0.072463 | 0.073304 | 0.062567 | 0.047458 | 0.070188
| 15 | 18347393.5516 | 0 | 15639339.1835 | 0 |  | 658590 | 707321.4375 | 751975.3125 | 970489.625 | 1070741.375 | 1412777.875 | 1463609.875 | 1530978.125 | 1696715.6429 | 1749531.009 | 1773950.4394 | 1889631.6772 | 1922028.9967 | 2105342.9845 | 2226598.1745 | 2273523.6075 | 2300555.6002 | 2377080.3418 | 2512933.2057 | 2656883.7955 | 2820770.7571 | 3018036.1205 | 3203090.684 | 3311694 | 658590 | 707321.4375 | 751975.3125 | 970489.625 | 0 | 0 | 0 | 0 | 0 | 0 | 0 | 0 | 0 | 0 | 0 | 0 | 0 | 0 | 0 | 0 | 0 | 0 | 0 | 0 | 0.071384 | 0.061218 | 0.2551 | 0.098306 | 0.27721 | 0.035348 | 0.045001 | 0.10279 | 0.030653 | 0.013861 | 0.063173 | 0.016999 | 0.091097 | 0.055997 | 0.020856 | 0.01182 | 0.032722 | 0.055578 | 0.055703 | 0.059856 | 0.067596 | 0.05951 | 0.033344 | 0.066857
| 16 | 17409918.505 | 0 | 14789642.5258 | 0 |  | 634331.6875 | 680341.25 | 728590.25 | 934051.375 | 994173 | 1314115.375 | 1372481.75 | 1432361.625 | 1610848.3929 | 1644222.634 | 1659682.9394 | 1744468.0522 | 1809896.8717 | 2000869.6095 | 2072134.5495 | 2142474.2325 | 2189185.6002 | 2285726.8418 | 2400955.4557 | 2579710.5455 | 2731718.0071 | 2890353.3705 | 3087078.184 | 3248638.5 | 0 | 0 | 0 | 0 | 0 | 0 | 0 | 0 | 0 | 0 | 0 | 0 | 0 | 0 | 0 | 0 | 0 | 0 | 0 | 0 | 0 | 0 | 0 | 0 | 0.070023 | 0.068517 | 0.24842 | 0.06238 | 0.27901 | 0.043457 | 0.042704 | 0.11744 | 0.020507 | 0.0093589 | 0.049823 | 0.03682 | 0.10031 | 0.034997 | 0.033382 | 0.021568 | 0.043154 | 0.049183 | 0.07181 | 0.057254 | 0.056448 | 0.065846 | 0.051011 | 0.065575
| 17 | 16920795.7383 | 0 | 14396702.1465 | 0 |  | 636113.5625 | 680852.625 | 716003.25 | 898562 | 946907.1875 | 1275560.5 | 1323985.625 | 1405998 | 1588798.8929 | 1624009.634 | 1650097.6894 | 1710368.6772 | 1749829.7467 | 1927899.6095 | 2017046.1745 | 2089540.6075 | 2125599.9752 | 2184022.0918 | 2288309.2057 | 2436618.2955 | 2614182.2571 | 2800010.6205 | 2979461.934 | 3126396.25 | 0 | 0 | 0 | 0 | 0 | 0 | 0 | 0 | 0 | 0 | 0 | 0 | 0 | 0 | 0 | 0 | 0 | 0 | 0 | 0 | 0 | 0 | 0 | 0 | 0.067969 | 0.050339 | 0.22711 | 0.052405 | 0.29794 | 0.037261 | 0.060101 | 0.12223 | 0.02192 | 0.015936 | 0.035874 | 0.02281 | 0.096913 | 0.045203 | 0.03531 | 0.01711 | 0.027114 | 0.046645 | 0.062798 | 0.07034 | 0.068672 | 0.06212 | 0.048138 | 0.0668
| 18 | 16678971.0289 | 0 | 14163356.3036 | 0 |  | 616937.375 | 675101.8125 | 713090.875 | 921540.375 | 946318.0625 | 1238526.5 | 1283482.5 | 1345343.75 | 1542163.8929 | 1585319.509 | 1595961.1894 | 1672436.6772 | 1701687.1217 | 1900085.3595 | 1994670.2995 | 2074981.1075 | 2104845.1002 | 2187854.0918 | 2287964.2057 | 2427450.5455 | 2611807.2571 | 2792483.1205 | 2962790.184 | 3113031 | 0 | 0 | 0 | 0 | 0 | 0 | 0 | 0 | 0 | 0 | 0 | 0 | 0 | 0 | 0 | 0 | 0 | 0 | 0 | 0 | 0 | 0 | 0 | 0 | 0.090096 | 0.054745 | 0.25644 | 0.026532 | 0.2691 | 0.035655 | 0.047072 | 0.13654 | 0.027599 | 0.0066902 | 0.046805 | 0.017339 | 0.11028 | 0.04858 | 0.039473 | 0.01429 | 0.038679 | 0.044741 | 0.059179 | 0.073201 | 0.066889 | 0.0592 | 0.049465 | 0.067616
| 19 | 16564297.7189 | 0 | 14016547.1093 | 0 |  | 604220.125 | 664681.875 | 707084.375 | 897643.375 | 904173.5625 | 1184241.25 | 1240290.125 | 1336263.875 | 1515771.3929 | 1567302.134 | 1578679.1894 | 1661964.4272 | 1723927.2467 | 1907861.9845 | 1997654.9245 | 2058162.8575 | 2116191.3502 | 2226064.0918 | 2303031.4557 | 2448923.0455 | 2637214.2571 | 2835751.3705 | 3002063.934 | 3152323 | 0 | 0 | 0 | 0 | 0 | 0 | 0 | 0 | 0 | 0 | 0 | 0 | 0 | 0 | 0 | 0 | 0 | 0 | 0 | 0 | 0 | 0 | 0 | 0 | 0.09537 | 0.061841 | 0.23862 | 0.0072485 | 0.26984 | 0.046243 | 0.074532 | 0.12605 | 0.033431 | 0.0072328 | 0.051412 | 0.036605 | 0.10138 | 0.045991 | 0.02984 | 0.027804 | 0.050617 | 0.033991 | 0.061422 | 0.074075 | 0.072584 | 0.056993 | 0.04884 | 0.064224
| 20 | 17955720.2404 | 0 | 15227680.0983 | 0 |  | 622931.9375 | 669870.1875 | 705226.75 | 912840.75 | 987172.4375 | 1339269.875 | 1391667.625 | 1499140.75 | 1653711.2679 | 1690477.884 | 1721557.4394 | 1818668.9272 | 1877591.4967 | 2095391.9845 | 2217269.9245 | 2294527.8575 | 2327690.3502 | 2428108.0918 | 2545762.9557 | 2674801.7955 | 2831442.7571 | 3023904.3705 | 3213194.934 | 3381803.25 | 0 | 0 | 0 | 0 | 0 | 0 | 0 | 0 | 0 | 0 | 0 | 0 | 0 | 0 | 0 | 0 | 0 | 0 | 0 | 0 | 0 | 0 | 0 | 0 | 0.072647 | 0.051435 | 0.25804 | 0.078283 | 0.30504 | 0.038378 | 0.074389 | 0.09813 | 0.021989 | 0.018218 | 0.054876 | 0.031885 | 0.10975 | 0.056536 | 0.03425 | 0.014349 | 0.042236 | 0.047318 | 0.049445 | 0.056911 | 0.065762 | 0.060717 | 0.051143 | 0.069963
| 21 | 18531553.0325 | 0 | 15647276.7334 | 0 |  | 649450.3125 | 706218.875 | 740075.0625 | 946994.375 | 1052605.625 | 1369012.5 | 1440819.25 | 1478430.625 | 1665317.5179 | 1712081.384 | 1777178.9394 | 1878674.0522 | 1905186.3717 | 2097356.7345 | 2234716.6745 | 2307910.8575 | 2425063.6002 | 2517936.0918 | 2688716.7057 | 2798548.7955 | 2975365.0071 | 3202250.3705 | 3397116.934 | 3591997 | 0 | 706218.875 | 0 | 0 | 0 | 0 | 0 | 0 | 0 | 0 | 0 | 0 | 0 | 0 | 0 | 0 | 0 | 0 | 0 | 0 | 0 | 0 | 0 | 0 | 0.083799 | 0.046826 | 0.24654 | 0.10573 | 0.26282 | 0.051122 | 0.025769 | 0.11903 | 0.027694 | 0.037317 | 0.055539 | 0.014014 | 0.096098 | 0.063437 | 0.032228 | 0.049515 | 0.037582 | 0.065624 | 0.040037 | 0.061266 | 0.073487 | 0.059073 | 0.055781 | 0.062443
| 22 | 18417530.0963 | 0 | 15679264.7285 | 0 |  | 624993.25 | 679110.8125 | 720947.875 | 929993.125 | 1021922.4375 | 1357215.25 | 1453108 | 1571110 | 1753526.7679 | 1790276.009 | 1812972.6894 | 1920496.4272 | 1970005.9967 | 2126233.8595 | 2263083.6745 | 2312028.8575 | 2377913.1002 | 2473084.0918 | 2556469.7057 | 2670352.5455 | 2861680.0071 | 3046909.6205 | 3211487.434 | 3371813.25 | 0 | 0 | 0 | 0 | 0 | 0 | 0 | 0 | 0 | 0 | 0 | 0 | 0 | 0 | 0 | 0 | 0 | 0 | 0 | 0 | 0 | 0 | 0 | 0 | 0.083043 | 0.059783 | 0.25461 | 0.094264 | 0.28375 | 0.06827 | 0.078078 | 0.10985 | 0.020741 | 0.012598 | 0.057616 | 0.025453 | 0.076316 | 0.062376 | 0.021397 | 0.028098 | 0.039243 | 0.033161 | 0.043583 | 0.069198 | 0.062719 | 0.052606 | 0.048716 | 0.066717
| 23 | 16691563.1082 | 0 | 14092627.1174 | 0 |  | 603249.75 | 660799.9375 | 696730.3125 | 895597.1875 | 883394.625 | 1172812.875 | 1231209.375 | 1329725.125 | 1530166.7679 | 1581141.759 | 1596583.3144 | 1698262.9272 | 1734379.9967 | 1916856.2345 | 2022796.9245 | 2101610.4825 | 2145223.1002 | 2250438.3418 | 2375058.7057 | 2504497.7955 | 2686208.5071 | 2898056.8705 | 3077572.434 | 3198178 | 0 | 0 | 0 | 0 | 0 | 0 | 0 | 0 | 0 | 0 | 0 | 0 | 0 | 0 | 0 | 0 | 0 | 0 | 0 | 0 | 0 | 0 | 0 | 0 | 0.09112 | 0.052947 | 0.25109 | -0.013719 | 0.28339 | 0.048592 | 0.076975 | 0.1404 | 0.03277 | 0.0097187 | 0.06174 | 0.021044 | 0.10004 | 0.053795 | 0.038223 | 0.02054 | 0.047881 | 0.053897 | 0.053066 | 0.070042 | 0.07591 | 0.060101 | 0.03844 | 0.069302
| 24 | 18796647.6791 | 0 | 15942339.3573 | 0 |  | 637231.9375 | 685189.625 | 727373 | 935141.5625 | 1037210.9375 | 1414688.75 | 1506676.75 | 1603112.375 | 1771498.0179 | 1806971.134 | 1847096.8144 | 1943959.3022 | 1976916.2467 | 2152081.6095 | 2256646.1745 | 2305810.8575 | 2425724.1002 | 2556509.5918 | 2635397.4557 | 2748484.7955 | 2942832.2571 | 3172493.8705 | 3379654.434 | 3533557.25 | 0 | 0 | 0 | 0 | 0 | 0 | 0 | 0 | 0 | 0 | 0 | 0 | 0 | 0 | 0 | 0 | 0 | 0 | 0 | 0 | 0 | 0 | 0 | 0 | 0.072562 | 0.059744 | 0.25126 | 0.10359 | 0.31037 | 0.062997 | 0.062041 | 0.099879 | 0.019827 | 0.021963 | 0.051112 | 0.016811 | 0.084897 | 0.047444 | 0.021553 | 0.050698 | 0.052513 | 0.030391 | 0.042016 | 0.068323 | 0.075146 | 0.063255 | 0.044532 | 0.069825
| 25 | 17193225.3947 | 0 | 14578311.7486 | 0 |  | 592248.625 | 659669.25 | 702650.5 | 908855.5 | 922125.1875 | 1231158.25 | 1300336.25 | 1405247.25 | 1583210.7679 | 1626053.009 | 1655079.1894 | 1759377.4272 | 1840715.8717 | 2033534.9845 | 2112173.7995 | 2187101.6075 | 2230020.1002 | 2319098.5918 | 2426454.9557 | 2536342.2955 | 2712325.2571 | 2907874.3705 | 3083532.934 | 3229102 | 0 | 0 | 0 | 0 | 0 | 0 | 0 | 0 | 0 | 0 | 0 | 0 | 0 | 0 | 0 | 0 | 0 | 0 | 0 | 0 | 0 | 0 | 0 | 0 | 0.10781 | 0.063121 | 0.25733 | 0.014495 | 0.28903 | 0.054667 | 0.07759 | 0.11924 | 0.026701 | 0.017693 | 0.061111 | 0.045195 | 0.099621 | 0.037942 | 0.03486 | 0.019433 | 0.039168 | 0.045253 | 0.044292 | 0.067083 | 0.069616 | 0.058654 | 0.046128 | 0.068739
| 26 | 17015399.9683 | 0 | 14433944.1138 | 0 |  | 595979.4375 | 660312.9375 | 700825.5 | 904443.25 | 927207.8125 | 1236332.75 | 1309624.875 | 1384705 | 1577727.0179 | 1627901.884 | 1652954.9394 | 1731995.6772 | 1780150.8717 | 1954016.9845 | 2065747.6745 | 2155373.3575 | 2189692.3502 | 2270745.0918 | 2372466.9557 | 2524404.0455 | 2691473.7571 | 2877541.3705 | 3034309.684 | 3173415.5 | 0 | 0 | 0 | 0 | 0 | 0 | 0 | 0 | 0 | 0 | 0 | 0 | 0 | 0 | 0 | 0 | 0 | 0 | 0 | 0 | 0 | 0 | 0 | 0 | 0.10251 | 0.059545 | 0.25506 | 0.024858 | 0.28773 | 0.057591 | 0.055746 | 0.1305 | 0.031307 | 0.015273 | 0.04671 | 0.027424 | 0.093189 | 0.055605 | 0.042472 | 0.015797 | 0.036347 | 0.043822 | 0.062075 | 0.064084 | 0.066847 | 0.053048 | 0.044825 | 0.06837
| 27 | 17029158.1339 | 0 | 14470376.7234 | 0 |  | 628953.1875 | 669304.5625 | 706839.1875 | 906408.25 | 941482.0625 | 1246843 | 1307778.5 | 1415045.125 | 1584230.7679 | 1632354.259 | 1644945.0644 | 1737770.9272 | 1784726.1217 | 1966618.1095 | 2040528.1745 | 2123072.9825 | 2145836.1002 | 2248545.8418 | 2357858.2057 | 2489699.2955 | 2655106.7571 | 2856776.6205 | 3008613.684 | 3154934.75 | 0 | 0 | 0 | 0 | 0 | 0 | 0 | 0 | 0 | 0 | 0 | 0 | 0 | 0 | 0 | 0 | 0 | 0 | 0 | 0 | 0 | 0 | 0 | 0 | 0.062182 | 0.054564 | 0.24869 | 0.037965 | 0.28091 | 0.047715 | 0.078832 | 0.11294 | 0.029924 | 0.0076837 | 0.054896 | 0.026662 | 0.09705 | 0.036893 | 0.039656 | 0.010665 | 0.046754 | 0.04747 | 0.054408 | 0.064323 | 0.073209 | 0.051785 | 0.047488 | 0.066125
| 28 | 16643484.476 | 0 | 14097955.1023 | 0 |  | 620550.875 | 664857.75 | 703371.9375 | 896190.625 | 960652.0625 | 1240742 | 1278241.75 | 1335707.875 | 1528456.7679 | 1560872.884 | 1559910.8144 | 1654205.6772 | 1697753.1217 | 1911013.1095 | 1982543.2995 | 2070425.2325 | 2127254.2252 | 2207717.8418 | 2290186.4557 | 2425860.5455 | 2624893.5071 | 2823229.3705 | 3014801.434 | 3156915.5 | 0 | 0 | 0 | 0 | 0 | 0 | 0 | 0 | 0 | 0 | 0 | 0 | 0 | 0 | 0 | 0 | 0 | 0 | 0 | 0 | 0 | 0 | 0 | 0 | 0.068966 | 0.056313 | 0.24227 | 0.069459 | 0.25585 | 0.029776 | 0.043976 | 0.1348 | 0.020987 | -0.00061656 | 0.058692 | 0.025985 | 0.11833 | 0.036747 | 0.043373 | 0.027078 | 0.037127 | 0.036674 | 0.057553 | 0.078854 | 0.072841 | 0.065653 | 0.046061 | 0.063732
| 29 | 16891723.2124 | 0 | 14321890.943 | 0 |  | 613575 | 668740.3125 | 710477.375 | 901448.4375 | 926564.5 | 1224546.875 | 1277088.125 | 1364972.75 | 1553037.6429 | 1592408.634 | 1619547.8144 | 1707386.4272 | 1769508.9967 | 1950077.3595 | 2038765.6745 | 2127104.3575 | 2168687.1002 | 2262622.0918 | 2366399.4557 | 2498634.0455 | 2651805.0071 | 2829701.8705 | 3046187.934 | 3205441.5 | 0 | 0 | 0 | 0 | 0 | 0 | 0 | 0 | 0 | 0 | 0 | 0 | 0 | 0 | 0 | 0 | 0 | 0 | 0 | 0 | 0 | 0 | 0 | 0 | 0.086093 | 0.060541 | 0.23807 | 0.027481 | 0.27884 | 0.042012 | 0.066552 | 0.12908 | 0.025035 | 0.016899 | 0.052817 | 0.035738 | 0.097167 | 0.044476 | 0.042417 | 0.01936 | 0.042402 | 0.044845 | 0.054375 | 0.059496 | 0.064931 | 0.07372 | 0.050959 | 0.064455
| 30 | 19129625.3599 | 0 | 16240251.1417 | 0 |  | 655130.125 | 686014.875 | 725217.9375 | 921470.625 | 1143503.5 | 1503611 | 1566665 | 1627212.375 | 1788282.7679 | 1828974.759 | 1853797.5644 | 1937379.9272 | 1998523.1217 | 2200394.8595 | 2294002.1745 | 2367294.8575 | 2442675.6002 | 2545937.8418 | 2651730.2057 | 2810748.7955 | 2998949.7571 | 3193044.3705 | 3453642.434 | 3538882.75 | 0 | 0 | 0 | 0 | 1143503.5 | 1503611 | 1566665 | 1627212.375 | 1788282.7679 | 0 | 0 | 0 | 0 | 0 | 0 | 0 | 0 | 0 | 0 | 0 | 0 | 0 | 0 | 0 | 0.046065 | 0.055573 | 0.2395 | 0.21588 | 0.27377 | 0.04108 | 0.037919 | 0.094387 | 0.0225 | 0.013481 | 0.0441 | 0.031072 | 0.096228 | 0.041661 | 0.03145 | 0.031346 | 0.041405 | 0.040713 | 0.058239 | 0.064811 | 0.062713 | 0.078455 | 0.024382 | 0.070927
| 31 | 16540160.0579 | 0 | 14004018.7279 | 0 |  | 603906.9375 | 662027.8125 | 700524.75 | 902790.9375 | 882924.8125 | 1171420.75 | 1245903.625 | 1333654 | 1522699.6429 | 1576542.509 | 1589237.1894 | 1664085.5522 | 1721731.8717 | 1907950.3595 | 1972679.0495 | 2080969.3575 | 2111916.9752 | 2205290.8418 | 2317138.7057 | 2466702.0455 | 2629907.0071 | 2811351.3705 | 2990188.184 | 3143399 | 0 | 0 | 0 | 0 | 0 | 0 | 0 | 0 | 0 | 0 | 0 | 0 | 0 | 0 | 0 | 0 | 0 | 0 | 0 | 0 | 0 | 0 | 0 | 0 | 0.091887 | 0.056522 | 0.25366 | -0.022251 | 0.28273 | 0.061644 | 0.068061 | 0.13256 | 0.034749 | 0.00802 | 0.046022 | 0.034055 | 0.1027 | 0.033363 | 0.053441 | 0.014762 | 0.043263 | 0.049474 | 0.062549 | 0.064066 | 0.066717 | 0.061671 | 0.049968 | 0.069568
| 32 | 16089423.1164 | 0 | 13624053.9722 | 0 |  | 589086.8125 | 645714.5 | 686040.6875 | 881036.25 | 878927.6875 | 1175272.625 | 1221196.5 | 1306408.375 | 1488023.3929 | 1514334.134 | 1532574.0644 | 1620331.3022 | 1674495.9967 | 1854377.1095 | 1915078.1745 | 1992842.8575 | 2024184.8502 | 2117579.9668 | 2224786.9557 | 2376072.2955 | 2552821.0071 | 2730846.6205 | 2913154.934 | 3055699.25 | 0 | 0 | 0 | 0 | 0 | 0 | 0 | 0 | 0 | 0 | 0 | 0 | 0 | 0 | 0 | 0 | 0 | 0 | 0 | 0 | 0 | 0 | 0 | 0 | 0.091784 | 0.060579 | 0.25016 | -0.0023961 | 0.29055 | 0.038331 | 0.067451 | 0.13017 | 0.017527 | 0.011973 | 0.055682 | 0.032882 | 0.10204 | 0.03221 | 0.039804 | 0.015605 | 0.045107 | 0.049387 | 0.065788 | 0.07175 | 0.067413 | 0.064625 | 0.047772 | 0.069773
| 33 | 16308960.8371 | 0 | 13884736.4682 | 0 |  | 610512.25 | 662430.75 | 706042.125 | 913780.75 | 955284.5 | 1227674.125 | 1259018.75 | 1338217 | 1509846.3929 | 1542278.634 | 1549828.8144 | 1644659.0522 | 1671170.2467 | 1842590.2345 | 1917868.1745 | 2000056.3575 | 2038946.2252 | 2138123.0918 | 2237129.7057 | 2361097.7955 | 2510838.5071 | 2687779.1205 | 2863314.684 | 3002379.25 | 0 | 0 | 0 | 0 | 0 | 0 | 0 | 0 | 0 | 0 | 0 | 0 | 0 | 0 | 0 | 0 | 0 | 0 | 0 | 0 | 0 | 0 | 0 | 0 | 0.081618 | 0.063759 | 0.25792 | 0.044419 | 0.25087 | 0.025211 | 0.061005 | 0.12067 | 0.021253 | 0.0048835 | 0.059389 | 0.015991 | 0.097648 | 0.040042 | 0.041961 | 0.019258 | 0.047495 | 0.045265 | 0.053933 | 0.06149 | 0.068098 | 0.063265 | 0.047425 | 0.064021
| 34 | 16163534.5271 | 0 | 13754447.837 | 0 |  | 630545.6875 | 679829.5 | 716794.4375 | 910254.9375 | 945717.5 | 1218501.125 | 1267155.25 | 1316758 | 1489314.2679 | 1525578.259 | 1547709.1894 | 1615634.0522 | 1650962.2467 | 1806897.8595 | 1881901.5495 | 1963537.2325 | 1988803.8502 | 2079792.7168 | 2162970.9557 | 2305187.5455 | 2477119.2571 | 2650412.6205 | 2865260.434 | 3008058.75 | 0 | 0 | 0 | 0 | 0 | 0 | 0 | 0 | 0 | 0 | 0 | 0 | 0 | 0 | 0 | 0 | 0 | 0 | 0 | 0 | 0 | 0 | 0 | 0 | 0.075256 | 0.052947 | 0.23894 | 0.038219 | 0.25343 | 0.039153 | 0.038398 | 0.12314 | 0.024058 | 0.014402 | 0.042952 | 0.021631 | 0.090253 | 0.040671 | 0.042465 | 0.012786 | 0.044735 | 0.039214 | 0.063679 | 0.071934 | 0.067619 | 0.077944 | 0.048636 | 0.061763
| 35 | 18730159.7113 | 0 | 16011891.9019 | 0 |  | 658582.625 | 708803.1875 | 755330.9375 | 961102.0625 | 1085246.5 | 1428655.25 | 1499308.25 | 1568891.875 | 1737624.1429 | 1798444.259 | 1859707.4394 | 1965777.8022 | 2037112.9967 | 2182915.3595 | 2292679.1745 | 2374236.6075 | 2367657.3502 | 2451021.3418 | 2541673.2057 | 2658963.2955 | 2866093.7571 | 3005015.1205 | 3216724.684 | 3307992 | 658582.625 | 708803.1875 | 755330.9375 | 961102.0625 | 1085246.5 | 1428655.25 | 0 | 0 | 0 | 0 | 0 | 0 | 0 | 0 | 0 | 0 | 0 | 0 | 0 | 0 | 0 | 0 | 0 | 0 | 0.073488 | 0.063578 | 0.24092 | 0.12148 | 0.27493 | 0.04827 | 0.045366 | 0.10215 | 0.034403 | 0.033497 | 0.055469 | 0.035646 | 0.069128 | 0.04906 | 0.034955 | -0.002775 | 0.034604 | 0.036318 | 0.045114 | 0.075014 | 0.047333 | 0.068081 | 0.027978 | 0.064771
| 36 | 18337516.5617 | 0 | 15643389.7122 | 0 |  | 644415.25 | 679104.75 | 721577.375 | 934519.75 | 1038400.0625 | 1400322 | 1482933.875 | 1555015.125 | 1734337.1429 | 1761453.884 | 1812526.8144 | 1874844.4272 | 1925630.2467 | 2117547.8595 | 2226134.1745 | 2312128.8575 | 2358203.6002 | 2431550.5918 | 2548044.4557 | 2647999.2955 | 2817305.7571 | 2974104.3705 | 3184443.934 | 3315979.25 | 0 | 0 | 0 | 0 | 0 | 0 | 0 | 0 | 0 | 0 | 0 | 0 | 0 | 0 | 0 | 0 | 0 | 0 | 0 | 0 | 0 | 0 | 0 | 0 | 0.052432 | 0.060664 | 0.25859 | 0.1054 | 0.29902 | 0.05732 | 0.047463 | 0.10914 | 0.015514 | 0.028582 | 0.033804 | 0.026728 | 0.095005 | 0.050008 | 0.037902 | 0.019731 | 0.030629 | 0.046797 | 0.038478 | 0.061977 | 0.054162 | 0.068335 | 0.040475 | 0.070244
| 37 | 15792998.7954 | 0 | 13403986.6631 | 0 |  | 613933.9375 | 657421.875 | 689712.875 | 866190.375 | 869709.1875 | 1160483.5 | 1197206.375 | 1274995.75 | 1458884.6429 | 1482325.009 | 1506195.0644 | 1583884.8022 | 1624505.3717 | 1800451.3595 | 1884952.7995 | 1956525.9825 | 1977121.8502 | 2057938.0918 | 2160075.2057 | 2304517.0455 | 2467234.0071 | 2652804.6205 | 2819884.684 | 2964817.25 | 0 | 0 | 0 | 0 | 0 | 0 | 0 | 0 | 0 | 0 | 0 | 0 | 0 | 0 | 0 | 0 | 0 | 0 | 0 | 0 | 0 | 0 | 0 | 0 | 0.068439 | 0.047949 | 0.22783 | 0.0040542 | 0.28843 | 0.031154 | 0.062952 | 0.13473 | 0.01594 | 0.015975 | 0.050294 | 0.025323 | 0.10283 | 0.045865 | 0.037268 | 0.010472 | 0.040062 | 0.048438 | 0.064728 | 0.068227 | 0.07252 | 0.061079 | 0.050119 | 0.067261
| 38 | 16008050.5937 | 0 | 13556208.8991 | 0 |  | 611303.25 | 662598.375 | 697525.4375 | 879730.1875 | 867257.875 | 1146661.5 | 1188074.625 | 1278170.125 | 1479017.7679 | 1515117.634 | 1523635.9394 | 1603923.4272 | 1653598.6217 | 1821586.8595 | 1896370.1745 | 1994506.8575 | 2029726.6002 | 2117949.3418 | 2219062.2057 | 2361934.7955 | 2529633.7571 | 2714559.3705 | 2894221.684 | 3054814.5 | 0 | 0 | 0 | 0 | 0 | 0 | 0 | 0 | 0 | 0 | 0 | 0 | 0 | 0 | 0 | 0 | 0 | 0 | 0 | 0 | 0 | 0 | 0 | 0 | 0.080576 | 0.05137 | 0.23208 | -0.014279 | 0.27927 | 0.035479 | 0.073095 | 0.14595 | 0.024115 | 0.0056065 | 0.051353 | 0.030501 | 0.096754 | 0.040234 | 0.050455 | 0.017504 | 0.042547 | 0.046636 | 0.062396 | 0.068593 | 0.070555 | 0.064087 | 0.054003 | 0.067131
| 39 | 15818218.9472 | 0 | 13375788.8962 | 0 |  | 594288.375 | 655296.75 | 691968.625 | 877050.3125 | 845252.5625 | 1125564.25 | 1173469.5 | 1264812 | 1454561.2679 | 1488254.134 | 1506868.0644 | 1578504.5522 | 1626930.1217 | 1814768.2345 | 1885239.1745 | 1962764.2325 | 1992569.8502 | 2086419.7168 | 2197429.4557 | 2351623.2955 | 2523985.5071 | 2709717.8705 | 2884133.434 | 3030640.25 | 0 | 0 | 0 | 0 | 0 | 0 | 0 | 0 | 0 | 0 | 0 | 0 | 0 | 0 | 0 | 0 | 0 | 0 | 0 | 0 | 0 | 0 | 0 | 0 | 0.097724 | 0.054452 | 0.23702 | -0.036929 | 0.2864 | 0.04168 | 0.074959 | 0.13978 | 0.022899 | 0.01243 | 0.046445 | 0.030217 | 0.10926 | 0.038097 | 0.040299 | 0.015071 | 0.046024 | 0.051839 | 0.067818 | 0.070733 | 0.071005 | 0.06238 | 0.049549 | 0.070184
| 40 | 17351721.5793 | 0 | 14687932.3984 | 0 |  | 616126.5 | 674559.5 | 711997.5625 | 926156 | 965352.625 | 1279432.25 | 1345411.75 | 1400930.625 | 1583890.3929 | 1612765.634 | 1641221.1894 | 1738080.4272 | 1788909.1217 | 2000654.3595 | 2092334.6745 | 2190004.1075 | 2221079.3502 | 2340096.0918 | 2464979.2057 | 2589217.0455 | 2760108.5071 | 2947532.6205 | 3153231.184 | 3296931 | 0 | 0 | 0 | 0 | 0 | 0 | 0 | 0 | 0 | 0 | 0 | 0 | 0 | 0 | 0 | 0 | 0 | 0 | 0 | 0 | 0 | 0 | 0 | 0 | 0.090608 | 0.054015 | 0.26297 | 0.041451 | 0.28168 | 0.050284 | 0.040437 | 0.12275 | 0.018066 | 0.01749 | 0.057341 | 0.028825 | 0.11187 | 0.044806 | 0.045623 | 0.01409 | 0.052199 | 0.051991 | 0.049172 | 0.063914 | 0.065698 | 0.067459 | 0.044564 | 0.068287
| 41 | 20032832.4377 | 20032832.4377 | 17044695.4745 | 17044695.4745 |  | 629995.375 | 688292.0625 | 744679.5 | 944622.0625 | 1118380.375 | 1522796.125 | 1616536.625 | 1648365.375 | 1869519.1429 | 1998467.384 | 2050140.4394 | 2093779.6772 | 2148487.6217 | 2365700.3595 | 2501977.4245 | 2533418.3575 | 2650913.3502 | 2767156.5918 | 2786438.7057 | 2932303.2955 | 3140760.0071 | 3330805.3705 | 3513241.684 | 3641518.5 | 0 | 0 | 0 | 0 | 1118380.375 | 1522796.125 | 1616536.625 | 1648365.375 | 1869519.1429 | 1998467.384 | 2050140.4394 | 2093779.6772 | 2148487.6217 | 2365700.3595 | 2501977.4245 | 2533418.3575 | 2650913.3502 | 2767156.5918 | 0 | 2932303.2955 | 3140760.0071 | 3330805.3705 | 3513241.684 | 3641518.5 | 0.088501 | 0.078741 | 0.23783 | 0.16885 | 0.30867 | 0.059738 | 0.019498 | 0.1259 | 0.066699 | 0.025528 | 0.021063 | 0.025793 | 0.09631 | 0.056007 | 0.012488 | 0.045335 | 0.042916 | 0.006944 | 0.051024 | 0.068677 | 0.058749 | 0.053325 | 0.035862 | 0.073229
| 42 | 20847368.7383 | 20847368.7383 | 17653186.4726 | 17653186.4726 |  | 651998.375 | 703163.375 | 751226.8125 | 967973.625 | 1147724.375 | 1538537.5 | 1671606.375 | 1778427.375 | 1947320.5179 | 2035143.384 | 2190628.0644 | 2195479.5522 | 2271182.3717 | 2445973.8595 | 2562172.9245 | 2600562.3575 | 2711269.3502 | 2826336.3418 | 2885794.9557 | 3106031.7955 | 3344600.2571 | 3508685.8705 | 3790182.434 | 3930358 | 0 | 0 | 0 | 967973.625 | 1147724.375 | 1538537.5 | 1671606.375 | 1778427.375 | 1947320.5179 | 2035143.384 | 2190628.0644 | 2195479.5522 | 2271182.3717 | 2445973.8595 | 2562172.9245 | 2600562.3575 | 2711269.3502 | 2826336.3418 | 2885794.9557 | 3106031.7955 | 3344600.2571 | 3508685.8705 | 3790182.434 | 3930358 | 0.075547 | 0.066118 | 0.2535 | 0.17033 | 0.29305 | 0.082953 | 0.061944 | 0.090725 | 0.044112 | 0.073622 | 0.0022122 | 0.0339 | 0.074143 | 0.046412 | 0.014872 | 0.041689 | 0.041564 | 0.020819 | 0.073546 | 0.074001 | 0.047894 | 0.077173 | 0.036316 | 0.070263
| 43 | 17478551.415 | 0 | 14886758.5373 | 0 |  | 619143.5 | 686567.625 | 722439.3125 | 934313.875 | 990269.3125 | 1295245.875 | 1388649.5 | 1462449 | 1634780.2679 | 1661669.384 | 1693077.0644 | 1789507.8022 | 1829239.2467 | 2028168.6095 | 2100070.7995 | 2169109.1075 | 2210633.3502 | 2303251.0918 | 2405784.2057 | 2538252.5455 | 2693254.5071 | 2884097.8705 | 3070869.934 | 3176706.5 | 0 | 0 | 0 | 0 | 0 | 0 | 0 | 0 | 0 | 0 | 0 | 0 | 0 | 0 | 0 | 0 | 0 | 0 | 0 | 0 | 0 | 0 | 0 | 0 | 0.10337 | 0.050929 | 0.25718 | 0.058165 | 0.26848 | 0.069631 | 0.051781 | 0.1114 | 0.016314 | 0.018725 | 0.055393 | 0.02196 | 0.10323 | 0.034838 | 0.032345 | 0.018963 | 0.041043 | 0.043554 | 0.0536 | 0.059274 | 0.068462 | 0.062749 | 0.033884 | 0.065969
| 44 | 15779754.0823 | 0 | 13377322.9326 | 0 |  | 611364.125 | 657065.5625 | 701502.0625 | 882675.125 | 864581.5 | 1134464.375 | 1165379.875 | 1264116.75 | 1456182.8929 | 1486093.134 | 1496900.3144 | 1583831.1772 | 1615524.3717 | 1796474.9845 | 1874522.5495 | 1951666.6075 | 1987032.6002 | 2070088.3418 | 2177490.7057 | 2320672.2955 | 2487165.7571 | 2663236.1205 | 2835244.684 | 2979663.25 | 0 | 0 | 0 | 0 | 0 | 0 | 0 | 0 | 0 | 0 | 0 | 0 | 0 | 0 | 0 | 0 | 0 | 0 | 0 | 0 | 0 | 0 | 0 | 0 | 0.072091 | 0.06544 | 0.22973 | -0.020712 | 0.27167 | 0.026886 | 0.081327 | 0.14144 | 0.020332 | 0.0072459 | 0.05645 | 0.019813 | 0.10617 | 0.042528 | 0.04033 | 0.017959 | 0.040949 | 0.050582 | 0.063684 | 0.069287 | 0.068398 | 0.062586 | 0.049682 | 0.06674
| 45 | 16295421.6802 | 0 | 13770009.3701 | 0 |  | 612899.8125 | 676366.125 | 708023.9375 | 900628.5625 | 874253.6875 | 1165182.625 | 1209871.625 | 1277453.75 | 1469313.0179 | 1511910.384 | 1530621.8144 | 1620521.4272 | 1672605.6217 | 1864319.2345 | 1947861.9245 | 2022302.7325 | 2069873.8502 | 2192687.5918 | 2316725.9557 | 2463924.5455 | 2617538.2571 | 2801244.8705 | 2978429.934 | 3128624.25 | 0 | 0 | 0 | 0 | 0 | 0 | 0 | 0 | 0 | 0 | 0 | 0 | 0 | 0 | 0 | 0 | 0 | 0 | 0 | 0 | 0 | 0 | 0 | 0 | 0.098533 | 0.045743 | 0.24062 | -0.029722 | 0.28726 | 0.037636 | 0.054355 | 0.13993 | 0.028579 | 0.0123 | 0.057074 | 0.031635 | 0.10851 | 0.043836 | 0.037505 | 0.023251 | 0.05764 | 0.055027 | 0.0616 | 0.060479 | 0.06783 | 0.061332 | 0.049197 | 0.069729
| 46 | 18336958.1989 | 0 | 15467071.5325 | 0 |  | 604582.25 | 666012.9375 | 701778.625 | 907331 | 970979.5 | 1316510.5 | 1425556.875 | 1520317.625 | 1711222.3929 | 1760975.759 | 1786486.0644 | 1841947.8022 | 1902811.3717 | 2133071.8595 | 2249646.9245 | 2322003.6075 | 2390314.8502 | 2485951.5918 | 2651472.2057 | 2823987.7955 | 3022659.5071 | 3202814.6205 | 3370410.934 | 3489529.75 | 0 | 0 | 0 | 0 | 0 | 0 | 0 | 0 | 0 | 0 | 0 | 0 | 0 | 0 | 0 | 0 | 0 | 0 | 0 | 0 | 0 | 0 | 0 | 0 | 0.096771 | 0.052309 | 0.25689 | 0.067798 | 0.30443 | 0.079578 | 0.064357 | 0.11829 | 0.02866 | 0.014383 | 0.030573 | 0.032509 | 0.11423 | 0.05321 | 0.031657 | 0.028995 | 0.03923 | 0.06446 | 0.063035 | 0.067987 | 0.057893 | 0.051005 | 0.034732 | 0.070202
| 47 | 17592739.146 | 0 | 14979548.216 | 0 |  | 623886.0625 | 675010.125 | 706388.4375 | 922986.5625 | 995877 | 1316130 | 1374285.625 | 1444670.75 | 1652316.8929 | 1695689.634 | 1711154.0644 | 1788178.9272 | 1853297.7467 | 2044780.8595 | 2156851.4245 | 2210173.1075 | 2249599.8502 | 2356071.5918 | 2421083.2057 | 2550571.7955 | 2747233.0071 | 2897686.3705 | 3072690.434 | 3200950.75 | 0 | 0 | 0 | 0 | 0 | 0 | 0 | 0 | 0 | 0 | 0 | 0 | 0 | 0 | 0 | 0 | 0 | 0 | 0 | 0 | 0 | 0 | 0 | 0 | 0.07876 | 0.045438 | 0.26745 | 0.076009 | 0.27883 | 0.043238 | 0.049947 | 0.1343 | 0.025911 | 0.0090785 | 0.04403 | 0.035769 | 0.098324 | 0.053359 | 0.024421 | 0.017682 | 0.046243 | 0.027219 | 0.052103 | 0.074277 | 0.053318 | 0.058641 | 0.040894 | 0.069387
| 48 | 16421848.6518 | 0 | 13913560.9535 | 0 |  | 598374.1875 | 666232.125 | 700620 | 897416.8125 | 897450.1875 | 1194141 | 1238535.125 | 1328212.5 | 1518578.3929 | 1556078.009 | 1564601.8144 | 1645893.4272 | 1691004.1217 | 1889971.6095 | 1969214.7995 | 2054791.6075 | 2079043.3502 | 2170246.5918 | 2276175.9557 | 2436139.0455 | 2614732.5071 | 2786085.1205 | 2953756.184 | 3089519 | 0 | 0 | 0 | 0 | 0 | 0 | 0 | 0 | 0 | 0 | 0 | 0 | 0 | 0 | 0 | 0 | 0 | 0 | 0 | 0 | 0 | 0 | 0 | 0 | 0.10742 | 0.050328 | 0.24755 | 3.7189e-05 | 0.28562 | 0.036502 | 0.069905 | 0.13394 | 0.024394 | 0.0054628 | 0.050652 | 0.027039 | 0.11124 | 0.041073 | 0.04254 | 0.011733 | 0.042933 | 0.047656 | 0.067918 | 0.070747 | 0.063476 | 0.05844 | 0.044938 | 0.06976
| 49 | 16318144.0488 | 0 | 13849503.2819 | 0 |  | 631434.3125 | 675651.875 | 707629.25 | 900784.875 | 916685.875 | 1210279.125 | 1260070 | 1331145.625 | 1510686.6429 | 1531718.884 | 1554248.6894 | 1621165.9272 | 1663625.4967 | 1843148.6095 | 1926062.5495 | 2004627.1075 | 2033165.3502 | 2118252.0918 | 2230514.7057 | 2384877.0455 | 2556968.5071 | 2740035.8705 | 2917159.184 | 3052308 | 0 | 0 | 0 | 0 | 0 | 0 | 0 | 0 | 0 | 0 | 0 | 0 | 0 | 0 | 0 | 0 | 0 | 0 | 0 | 0 | 0 | 0 | 0 | 0 | 0.067684 | 0.046242 | 0.24135 | 0.017498 | 0.27784 | 0.040316 | 0.054873 | 0.12652 | 0.013826 | 0.014602 | 0.042153 | 0.025854 | 0.10248 | 0.044002 | 0.03998 | 0.014136 | 0.040997 | 0.051641 | 0.066915 | 0.069675 | 0.069149 | 0.062639 | 0.045288 | 0.066296
| 50 | 16272293.4655 | 0 | 13818804.4669 | 0 |  | 611310.875 | 663529.3125 | 717036.4375 | 898916.0625 | 910484.875 | 1202581.25 | 1236724.625 | 1307498.25 | 1499619.2679 | 1529820.134 | 1550897.4394 | 1631230.1772 | 1676625.1217 | 1852466.9845 | 1946483.6745 | 2019880.7325 | 2044488.9752 | 2147223.5918 | 2238246.2057 | 2378954.7955 | 2553281.2571 | 2723922.3705 | 2885310.684 | 3032987.75 | 0 | 0 | 0 | 0 | 0 | 0 | 0 | 0 | 0 | 0 | 0 | 0 | 0 | 0 | 0 | 0 | 0 | 0 | 0 | 0 | 0 | 0 | 0 | 0 | 0.081967 | 0.077554 | 0.22606 | 0.012788 | 0.27825 | 0.027996 | 0.055649 | 0.1371 | 0.019939 | 0.013684 | 0.050501 | 0.027448 | 0.099735 | 0.049506 | 0.037014 | 0.012109 | 0.049028 | 0.041517 | 0.060969 | 0.070718 | 0.064694 | 0.05756 | 0.049916 | 0.065086
| 51 | 14478505.5124 | 0 | 12038507.2311 | 0 |  | 434054.75 | 545388.0625 | 587996.5 | 693592.1875 | 732582.25 | 949209.0625 | 979131.375 | 1098751.625 | 1295591.3929 | 1323870.884 | 1367354.9394 | 1450147.0522 | 1491407.3717 | 1750278.4845 | 1818023.5495 | 1893796.1075 | 1956470.9752 | 2051796.0918 | 2182314.7057 | 2349803.5455 | 2517486.7571 | 2725895.3705 | 2873135.934 | 3019595.5 | 0 | 0 | 0 | 0 | 0 | 0 | 0 | 0 | 0 | 0 | 0 | 0 | 0 | 0 | 0 | 0 | 0 | 0 | 0 | 0 | 0 | 0 | 0 | 0 | 0.22833 | 0.075223 | 0.16516 | 0.054691 | 0.25905 | 0.031037 | 0.11526 | 0.16479 | 0.021593 | 0.032318 | 0.058787 | 0.028055 | 0.16005 | 0.037975 | 0.040833 | 0.032559 | 0.047573 | 0.061671 | 0.073946 | 0.068929 | 0.079536 | 0.052607 | 0.049719 | 0.066189
| 52 | 17075618.5143 | 0 | 14527810.3769 | 0 |  | 618643.125 | 662770.3125 | 706457.9375 | 911648.625 | 944162.25 | 1268947.25 | 1338807.25 | 1432467.75 | 1626205.6429 | 1647490.884 | 1666694.3144 | 1743210.1772 | 1789215.3717 | 1950601.2345 | 2045270.7995 | 2115076.8575 | 2140367.1002 | 2227742.0918 | 2340084.2057 | 2480980.2955 | 2655593.5071 | 2839194.1205 | 2994474.434 | 3134295.5 | 0 | 0 | 0 | 0 | 0 | 0 | 0 | 0 | 0 | 0 | 0 | 0 | 0 | 0 | 0 | 0 | 0 | 0 | 0 | 0 | 0 | 0 | 0 | 0 | 0.0689 | 0.063835 | 0.25499 | 0.035043 | 0.29564 | 0.053591 | 0.06762 | 0.12685 | 0.013004 | 0.011589 | 0.044886 | 0.026049 | 0.08636 | 0.047393 | 0.033561 | 0.011886 | 0.040011 | 0.049198 | 0.058467 | 0.068014 | 0.066852 | 0.053248 | 0.045636 | 0.069726
| 53 | 16146910.1406 | 0 | 13661068.4449 | 0 |  | 610675.5 | 673130.25 | 712264.6875 | 899930.875 | 882020.9375 | 1150665.125 | 1191407.5 | 1280399.375 | 1474513.0179 | 1500782.384 | 1534620.0644 | 1614518.1772 | 1666462.8717 | 1839728.2345 | 1926926.0495 | 2003666.2325 | 2032314.6002 | 2140178.0918 | 2247818.7057 | 2400041.5455 | 2572870.0071 | 2758679.1205 | 2931049.184 | 3083317.75 | 0 | 0 | 0 | 0 | 0 | 0 | 0 | 0 | 0 | 0 | 0 | 0 | 0 | 0 | 0 | 0 | 0 | 0 | 0 | 0 | 0 | 0 | 0 | 0 | 0.097373 | 0.056511 | 0.23387 | -0.020102 | 0.26588 | 0.034795 | 0.072037 | 0.14116 | 0.017659 | 0.022296 | 0.050754 | 0.031667 | 0.098915 | 0.046308 | 0.039053 | 0.014197 | 0.051714 | 0.049071 | 0.065526 | 0.069536 | 0.06973 | 0.060608 | 0.050646 | 0.06542
| 54 | 17925965.7082 | 0 | 15219319.551 | 0 |  | 604795.5 | 679692 | 727233.625 | 929098.125 | 977912.25 | 1315609.25 | 1378076.375 | 1457258.375 | 1657444.5179 | 1726702.759 | 1762178.8144 | 1866235.6772 | 1923068.2467 | 2103724.1095 | 2179920.9245 | 2258759.6075 | 2288668.8502 | 2404593.3418 | 2518459.9557 | 2653455.2955 | 2836699.2571 | 2995338.3705 | 3184214.684 | 3331266 | 0 | 0 | 0 | 0 | 0 | 0 | 0 | 0 | 0 | 0 | 0 | 0 | 0 | 0 | 0 | 0 | 0 | 0 | 0 | 0 | 0 | 0 | 0 | 0 | 0.11675 | 0.067608 | 0.24497 | 0.051206 | 0.29664 | 0.046389 | 0.055868 | 0.12872 | 0.040937 | 0.020337 | 0.057372 | 0.029999 | 0.089787 | 0.035579 | 0.035527 | 0.013155 | 0.04941 | 0.046267 | 0.052215 | 0.066778 | 0.054416 | 0.061148 | 0.045147 | 0.067972
| 55 | 16738339.5911 | 0 | 14178373.1946 | 0 |  | 605753.5 | 662331.8125 | 709426.25 | 893648.6875 | 899797.6875 | 1212977.875 | 1267228.75 | 1358925.25 | 1543998.6429 | 1574880.009 | 1610528.5644 | 1705776.1772 | 1751982.6217 | 1929794.8595 | 2027186.1745 | 2094178.3575 | 2122117.1002 | 2226941.5918 | 2336444.4557 | 2483118.7955 | 2668932.0071 | 2848674.1205 | 3020779.184 | 3140240.75 | 0 | 0 | 0 | 0 | 0 | 0 | 0 | 0 | 0 | 0 | 0 | 0 | 0 | 0 | 0 | 0 | 0 | 0 | 0 | 0 | 0 | 0 | 0 | 0 | 0.089294 | 0.06869 | 0.23086 | 0.0068572 | 0.29866 | 0.043754 | 0.069862 | 0.12768 | 0.019804 | 0.022383 | 0.057458 | 0.026728 | 0.096666 | 0.049235 | 0.032513 | 0.013253 | 0.048215 | 0.048001 | 0.060885 | 0.072163 | 0.065175 | 0.058661 | 0.038785 | 0.067837
| 56 | 16710210.2137 | 0 | 14167909.2545 | 0 |  | 612726.3125 | 674713.5625 | 707612.25 | 900330.1875 | 890465.125 | 1203890.375 | 1275823.5 | 1371240.75 | 1552473.2679 | 1573541.884 | 1611599.3144 | 1685768.6772 | 1719153.2467 | 1916069.4845 | 2008266.6745 | 2107729.8575 | 2137149.3502 | 2221678.5918 | 2326968.2057 | 2459767.5455 | 2651225.7571 | 2815977.6205 | 2995310.684 | 3137565.75 | 0 | 0 | 0 | 0 | 0 | 0 | 0 | 0 | 0 | 0 | 0 | 0 | 0 | 0 | 0 | 0 | 0 | 0 | 0 | 0 | 0 | 0 | 0 | 0 | 0.09637 | 0.047608 | 0.24087 | -0.011018 | 0.30157 | 0.058034 | 0.072124 | 0.12413 | 0.01348 | 0.023898 | 0.044995 | 0.01961 | 0.10844 | 0.046996 | 0.048339 | 0.013861 | 0.03879 | 0.046303 | 0.055501 | 0.074955 | 0.060287 | 0.061738 | 0.046399 | 0.070787
| 57 | 16634470.8994 | 0 | 14105320.6487 | 0 |  | 638215.0625 | 698398.3125 | 737313.25 | 917216.4375 | 917823.8125 | 1212229.75 | 1253952.625 | 1339302.375 | 1525411.0179 | 1554031.384 | 1582540.5644 | 1664391.8022 | 1699201.8717 | 1866806.9845 | 1977801.0495 | 2055715.2325 | 2088514.1002 | 2190292.5918 | 2314988.7057 | 2442006.5455 | 2634631.7571 | 2810421.6205 | 2966830.934 | 3128441.5 | 0 | 0 | 0 | 0 | 0 | 0 | 0 | 0 | 0 | 0 | 0 | 0 | 0 | 0 | 0 | 0 | 0 | 0 | 0 | 0 | 0 | 0 | 0 | 0 | 0.090114 | 0.054223 | 0.21833 | 0.00066197 | 0.27821 | 0.033839 | 0.065848 | 0.13012 | 0.018589 | 0.018179 | 0.050428 | 0.020699 | 0.094071 | 0.057756 | 0.038638 | 0.015829 | 0.047582 | 0.05537 | 0.053415 | 0.075923 | 0.064591 | 0.05416 | 0.053041 | 0.064003
| 58 | 17386031.4521 | 0 | 14812823.3333 | 0 |  | 623878.5 | 674214.4375 | 734159.25 | 924020.6875 | 1016583.75 | 1336148.25 | 1390462.625 | 1431526.375 | 1646830.3929 | 1713003.759 | 1688582.0644 | 1771472.9272 | 1808958.9967 | 2001813.1095 | 2048556.6745 | 2111425.1075 | 2151409.1002 | 2228587.8418 | 2356841.9557 | 2502485.2955 | 2670675.7571 | 2852199.3705 | 3034332.934 | 3186290.5 | 0 | 0 | 0 | 0 | 0 | 0 | 0 | 0 | 0 | 0 | 0 | 0 | 0 | 0 | 0 | 0 | 0 | 0 | 0 | 0 | 0 | 0 | 0 | 0 | 0.077593 | 0.085178 | 0.23001 | 0.095469 | 0.27334 | 0.039845 | 0.029105 | 0.14011 | 0.039396 | -0.014359 | 0.047922 | 0.02094 | 0.1013 | 0.023082 | 0.030228 | 0.01876 | 0.035245 | 0.055954 | 0.059962 | 0.065047 | 0.065759 | 0.061901 | 0.048866 | 0.065976
| 59 | 17230555.6293 | 0 | 14620539.4414 | 0 |  | 637144.1875 | 690901 | 742082.5 | 919681.25 | 975339.5 | 1276183.25 | 1327494.5 | 1410980 | 1593018.7679 | 1621721.259 | 1659671.6894 | 1727151.3022 | 1764075.8717 | 1943345.3595 | 2039834.1745 | 2128500.1075 | 2158998.3502 | 2287647.0918 | 2417302.9557 | 2540042.7955 | 2712047.7571 | 2908797.1205 | 3066279.934 | 3222166.25 | 0 | 0 | 0 | 0 | 0 | 0 | 0 | 0 | 0 | 0 | 0 | 0 | 0 | 0 | 0 | 0 | 0 | 0 | 0 | 0 | 0 | 0 | 0 | 0 | 0.081001 | 0.071464 | 0.21457 | 0.058758 | 0.26884 | 0.03942 | 0.060991 | 0.12135 | 0.017857 | 0.023132 | 0.039854 | 0.021154 | 0.096784 | 0.048458 | 0.042549 | 0.014227 | 0.057879 | 0.055129 | 0.049528 | 0.065523 | 0.070036 | 0.052725 | 0.049589 | 0.059967
| 60 | 18093250.648 | 0 | 15344442.5434 | 0 |  | 659064.3125 | 701976.4375 | 749455.25 | 931552.5 | 1017840.875 | 1362886.625 | 1419624.75 | 1503414 | 1686794.5179 | 1701463.384 | 1725019.0644 | 1819392.9272 | 1889498.6217 | 2062214.1095 | 2156409.1745 | 2238159.8575 | 2301557.1002 | 2402171.0918 | 2507112.9557 | 2664603.2955 | 2891232.2571 | 3018397.8705 | 3246776.684 | 3383634.75 | 659064.3125 | 0 | 0 | 0 | 0 | 0 | 0 | 0 | 0 | 0 | 0 | 0 | 0 | 0 | 0 | 0 | 0 | 0 | 0 | 0 | 0 | 0 | 0 | 0 | 0.063079 | 0.065447 | 0.21751 | 0.088586 | 0.29192 | 0.040788 | 0.057346 | 0.11509 | 0.0086587 | 0.013749 | 0.053265 | 0.037809 | 0.087469 | 0.044664 | 0.03721 | 0.027932 | 0.042787 | 0.042759 | 0.060923 | 0.081628 | 0.043043 | 0.072937 | 0.041288 | 0.063866
| 61 | 21098735.1178 | 21098735.1178 | 17850511.3133 | 17850511.3133 |  | 675402.1875 | 722231.625 | 776345.4375 | 989276.8125 | 1173791.5 | 1562747.125 | 1701727.875 | 1763880.125 | 1945165.3929 | 1993064.384 | 2042527.5644 | 2171551.3022 | 2243258.8717 | 2452431.1095 | 2581936.1745 | 2675531.3575 | 2830983.1002 | 2984883.8418 | 3101405.9557 | 3152310.0455 | 3359322.7571 | 3600593.1205 | 3860222.184 | 4004530.25 | 675402.1875 | 722231.625 | 776345.4375 | 989276.8125 | 1173791.5 | 1562747.125 | 1701727.875 | 1763880.125 | 1945165.3929 | 1993064.384 | 2042527.5644 | 2171551.3022 | 2243258.8717 | 2452431.1095 | 2581936.1745 | 2675531.3575 | 2830983.1002 | 2984883.8418 | 3101405.9557 | 3152310.0455 | 3359322.7571 | 3600593.1205 | 3860222.184 | 4004530.25 | 0.067038 | 0.072252 | 0.24238 | 0.17102 | 0.28621 | 0.085199 | 0.035872 | 0.097831 | 0.024326 | 0.024515 | 0.061254 | 0.032488 | 0.08915 | 0.05146 | 0.035608 | 0.056476 | 0.052937 | 0.038295 | 0.01628 | 0.063604 | 0.069359 | 0.069626 | 0.036702 | 0.067636
| 62 | 18665333.8407 | 0 | 15852471.9557 | 0 |  | 611006.3125 | 661503.3125 | 702801.75 | 918526.9375 | 1035845.5 | 1379095.875 | 1476356.875 | 1597155.375 | 1746448.8929 | 1823650.759 | 1882329.4394 | 1972495.0522 | 1993170.2467 | 2174086.3595 | 2250184.1745 | 2355346.6075 | 2416083.8502 | 2515205.3418 | 2642330.7057 | 2727219.0455 | 2920478.2571 | 3121676.6205 | 3314122.684 | 3480344.75 | 0 | 0 | 0 | 0 | 0 | 0 | 0 | 0 | 0 | 0 | 0 | 0 | 0 | 0 | 0 | 0 | 0 | 0 | 0 | 0 | 0 | 0 | 0 | 0 | 0.079408 | 0.06056 | 0.2677 | 0.1202 | 0.28621 | 0.068149 | 0.078647 | 0.08936 | 0.043256 | 0.03167 | 0.046789 | 0.010427 | 0.086882 | 0.034404 | 0.045676 | 0.02546 | 0.040206 | 0.049307 | 0.031621 | 0.068465 | 0.066623 | 0.059823 | 0.048938 | 0.06809
| 63 | 16700464.2999 | 0 | 14161229.2355 | 0 |  | 610133.375 | 668825.0625 | 709595.9375 | 908955.25 | 898908.625 | 1214133.375 | 1273740 | 1367333.25 | 1554453.6429 | 1579933.509 | 1608004.1894 | 1680056.4272 | 1730829.3717 | 1917798.2345 | 1995309.4245 | 2076180.6075 | 2112927.4752 | 2213450.0918 | 2331131.9557 | 2468329.5455 | 2646357.7571 | 2821532.3705 | 3001829.934 | 3114747.5 | 0 | 0 | 0 | 0 | 0 | 0 | 0 | 0 | 0 | 0 | 0 | 0 | 0 | 0 | 0 | 0 | 0 | 0 | 0 | 0 | 0 | 0 | 0 | 0 | 0.091845 | 0.059173 | 0.2476 | -0.011114 | 0.3006 | 0.047927 | 0.070905 | 0.12826 | 0.016259 | 0.017611 | 0.043834 | 0.029773 | 0.10258 | 0.039621 | 0.039731 | 0.017544 | 0.046478 | 0.051802 | 0.057188 | 0.069643 | 0.064096 | 0.061942 | 0.036926 | 0.07122
| 64 | 15974060.1955 | 0 | 13536489.7892 | 0 |  | 611012.75 | 665521.375 | 703830.0625 | 891363.3125 | 883876.375 | 1165229 | 1198152.875 | 1284275.5 | 1469131.2679 | 1498919.134 | 1510325.5644 | 1575758.0522 | 1630842.1217 | 1816008.4845 | 1902104.2995 | 1965684.6075 | 2001255.7252 | 2102125.9668 | 2211506.2057 | 2352796.5455 | 2524610.2571 | 2700614.8705 | 2878780.684 | 3021533 | 0 | 0 | 0 | 0 | 0 | 0 | 0 | 0 | 0 | 0 | 0 | 0 | 0 | 0 | 0 | 0 | 0 | 0 | 0 | 0 | 0 | 0 | 0 | 0 | 0.085453 | 0.055966 | 0.23622 | -0.0084349 | 0.27636 | 0.027863 | 0.069414 | 0.13448 | 0.020073 | 0.007581 | 0.042411 | 0.03436 | 0.10754 | 0.04632 | 0.03288 | 0.017934 | 0.049174 | 0.050725 | 0.061931 | 0.070482 | 0.067393 | 0.063887 | 0.048397 | 0.066942
| 65 | 21145819.4344 | 21145819.4344 | 18205527.3003 | 18205527.3003 |  | 791305.9375 | 810592.9375 | 858878.3125 | 1077156.25 | 1424389.5 | 1794310.75 | 1840089.5 | 1817531.5 | 1941319.5179 | 1981650.009 | 2064865.9394 | 2154104.3022 | 2224536.3717 | 2378532.6095 | 2461292.6745 | 2539005.6075 | 2633532.6002 | 2750090.8418 | 2811282.4557 | 2879235.2955 | 3067242.0071 | 3238093.8705 | 3478519.434 | 3633675 | 791305.9375 | 810592.9375 | 858878.3125 | 1077156.25 | 1424389.5 | 1794310.75 | 1840089.5 | 1817531.5 | 1941319.5179 | 1981650.009 | 2064865.9394 | 2154104.3022 | 2224536.3717 | 2378532.6095 | 2461292.6745 | 2539005.6075 | 2633532.6002 | 2750090.8418 | 2811282.4557 | 0 | 0 | 0 | 0 | 3633675 | 0.024081 | 0.057861 | 0.22645 | 0.27942 | 0.23088 | 0.025193 | -0.012335 | 0.065889 | 0.020562 | 0.041135 | 0.04231 | 0.032174 | 0.066935 | 0.034203 | 0.031086 | 0.036554 | 0.043308 | 0.022007 | 0.023884 | 0.063254 | 0.054206 | 0.071622 | 0.043638 | 0.074005
| 66 | 16567913.4716 | 0 | 14046002.3762 | 0 |  | 619543.5625 | 668819.1875 | 710033.0625 | 888378.625 | 909690.75 | 1219554.25 | 1247759 | 1343200.125 | 1532462.2679 | 1562560.759 | 1583791.4394 | 1664486.0522 | 1710678.6217 | 1889337.6095 | 1977451.4245 | 2055136.7325 | 2084134.3502 | 2202843.5918 | 2324724.9557 | 2456257.5455 | 2633622.7571 | 2804623.8705 | 2957871.684 | 3109421 | 0 | 0 | 0 | 0 | 0 | 0 | 0 | 0 | 0 | 0 | 0 | 0 | 0 | 0 | 0 | 0 | 0 | 0 | 0 | 0 | 0 | 0 | 0 | 0 | 0.076531 | 0.059798 | 0.22409 | 0.023707 | 0.29314 | 0.022864 | 0.073706 | 0.13182 | 0.01945 | 0.013496 | 0.049695 | 0.027374 | 0.099336 | 0.045583 | 0.038534 | 0.014011 | 0.055395 | 0.053853 | 0.055037 | 0.069722 | 0.062909 | 0.053201 | 0.049967 | 0.066356
| 67 | 16232067.2238 | 0 | 13717084.2085 | 0 |  | 606078.375 | 667493.4375 | 715551.4375 | 898368.6875 | 886416.3125 | 1159811.5 | 1205219.375 | 1296398.625 | 1485922.3929 | 1514868.009 | 1548124.3144 | 1619938.1772 | 1653822.4967 | 1841660.8595 | 1924516.1745 | 1995924.8575 | 2040499.1002 | 2151015.5918 | 2280739.2057 | 2428312.2955 | 2602041.5071 | 2791983.1205 | 2977040.684 | 3107130 | 0 | 0 | 0 | 0 | 0 | 0 | 0 | 0 | 0 | 0 | 0 | 0 | 0 | 0 | 0 | 0 | 0 | 0 | 0 | 0 | 0 | 0 | 0 | 0 | 0.09652 | 0.069524 | 0.22753 | -0.013394 | 0.26883 | 0.038404 | 0.072929 | 0.13645 | 0.019293 | 0.021716 | 0.045344 | 0.020701 | 0.10758 | 0.044007 | 0.036433 | 0.022087 | 0.052746 | 0.05856 | 0.062697 | 0.0691 | 0.070456 | 0.064178 | 0.04277 | 0.064706
| 68 | 17087487.4553 | 0 | 14433952.1966 | 0 |  | 598626.6875 | 662758.5625 | 709491.125 | 909628.3125 | 908232.9375 | 1217767.125 | 1269973.625 | 1362058.5 | 1555076.8929 | 1590070.259 | 1631401.5644 | 1712509.8022 | 1776160.8717 | 1974782.9845 | 2080693.2995 | 2176498.1075 | 2224429.3502 | 2339599.0918 | 2466273.7057 | 2609773.2955 | 2764822.7571 | 2936283.6205 | 3129234.184 | 3278039.25 | 0 | 0 | 0 | 0 | 0 | 0 | 0 | 0 | 0 | 0 | 0 | 0 | 0 | 0 | 0 | 0 | 0 | 0 | 0 | 0 | 0 | 0 | 0 | 0 | 0.10177 | 0.068137 | 0.24849 | -0.0015352 | 0.29327 | 0.041977 | 0.070001 | 0.13253 | 0.022253 | 0.025661 | 0.048521 | 0.036494 | 0.106 | 0.052243 | 0.045016 | 0.021783 | 0.050479 | 0.052729 | 0.056555 | 0.057713 | 0.060168 | 0.063644 | 0.046457 | 0.068845
| 69 | 16674985.1659 | 0 | 14097278.1092 | 0 |  | 579433.6875 | 640512.125 | 688352.375 | 883080.9375 | 850590.9375 | 1158580 | 1235883.5 | 1343275.625 | 1562111.5179 | 1620912.384 | 1618500.5644 | 1698517.6772 | 1754546.2467 | 1925804.6095 | 2037383.4245 | 2109174.4825 | 2165212.3502 | 2254686.0918 | 2373047.4557 | 2535550.0455 | 2696796.7571 | 2862408.3705 | 3023458.184 | 3176936.25 | 0 | 0 | 0 | 0 | 0 | 0 | 0 | 0 | 0 | 0 | 0 | 0 | 0 | 0 | 0 | 0 | 0 | 0 | 0 | 0 | 0 | 0 | 0 | 0 | 0.10022 | 0.072033 | 0.24912 | -0.037486 | 0.30902 | 0.064591 | 0.083325 | 0.15093 | 0.036951 | -0.001489 | 0.048256 | 0.032454 | 0.093134 | 0.056322 | 0.03463 | 0.026222 | 0.040492 | 0.051164 | 0.066236 | 0.061654 | 0.059599 | 0.054738 | 0.049516 | 0.074504
| 70 | 17651900.2124 | 0 | 14922467.3254 | 0 |  | 619870.25 | 675594.25 | 717307.5625 | 910211 | 954228.9375 | 1262678.125 | 1336218.5 | 1444150.875 | 1629983.5179 | 1679710.759 | 1705774.8144 | 1797984.6772 | 1856151.7467 | 2062723.6095 | 2154227.9245 | 2233511.6075 | 2233598.6002 | 2373949.3418 | 2503537.9557 | 2614756.2955 | 2822110.0071 | 3041683.3705 | 3218751.184 | 3373956.5 | 0 | 0 | 0 | 0 | 0 | 0 | 0 | 0 | 0 | 0 | 0 | 0 | 0 | 0 | 0 | 0 | 0 | 0 | 0 | 0 | 0 | 0 | 0 | 0 | 0.086082 | 0.059912 | 0.23817 | 0.047227 | 0.28009 | 0.056609 | 0.077678 | 0.12105 | 0.030052 | 0.015398 | 0.052647 | 0.031839 | 0.10552 | 0.043405 | 0.036143 | 3.8948e-05 | 0.060941 | 0.05315 | 0.043466 | 0.076314 | 0.074926 | 0.056582 | 0.047093 | 0.064673
| 71 | 17304353.611 | 0 | 14694796.6794 | 0 |  | 597275.5 | 661168.0625 | 698822.3125 | 898143.1875 | 947146.0625 | 1277868.625 | 1346753.625 | 1430848.5 | 1620564.1429 | 1653265.509 | 1695752.0644 | 1778990.8022 | 1820462.3717 | 1996146.9845 | 2087265.2995 | 2182832.1075 | 2231363.3502 | 2324179.3418 | 2421328.9557 | 2534345.5455 | 2719946.0071 | 2881561.3705 | 3076854.184 | 3230038.25 | 0 | 0 | 0 | 0 | 0 | 0 | 0 | 0 | 0 | 0 | 0 | 0 | 0 | 0 | 0 | 0 | 0 | 0 | 0 | 0 | 0 | 0 | 0 | 0 | 0.10163 | 0.055388 | 0.25093 | 0.053124 | 0.2995 | 0.052503 | 0.060571 | 0.12451 | 0.019978 | 0.025374 | 0.04792 | 0.023044 | 0.092128 | 0.044636 | 0.044768 | 0.02199 | 0.040754 | 0.04095 | 0.045619 | 0.070677 | 0.05772 | 0.065575 | 0.048586 | 0.068818
| 72 | 16123626.2602 | 0 | 13660359.8617 | 0 |  | 620364.0625 | 667907.3125 | 711535 | 901990.125 | 878848.375 | 1167532 | 1205978.625 | 1296157 | 1478182.1429 | 1508516.259 | 1531588.4394 | 1606225.4272 | 1639582.8717 | 1831313.4845 | 1921456.4245 | 1996739.1075 | 2026343.7252 | 2128120.5918 | 2229704.7057 | 2381111.0455 | 2552406.5071 | 2742880.6205 | 2896619.684 | 3049530 | 0 | 0 | 0 | 0 | 0 | 0 | 0 | 0 | 0 | 0 | 0 | 0 | 0 | 0 | 0 | 0 | 0 | 0 | 0 | 0 | 0 | 0 | 0 | 0 | 0.073843 | 0.063275 | 0.23718 | -0.025991 | 0.28404 | 0.032399 | 0.072112 | 0.13141 | 0.020314 | 0.015179 | 0.047582 | 0.020555 | 0.11059 | 0.04805 | 0.038432 | 0.014718 | 0.049006 | 0.04663 | 0.065698 | 0.069469 | 0.071972 | 0.054536 | 0.051443 | 0.06889
| 73 | 16153251.0751 | 0 | 13689955.5141 | 0 |  | 626660.6875 | 687664.25 | 733122.9375 | 908803.625 | 889768 | 1172320.375 | 1214588.25 | 1299930.5 | 1481094.7679 | 1501167.509 | 1513867.9394 | 1601686.3022 | 1635289.7467 | 1814443.3595 | 1907784.4245 | 1995395.9825 | 2020189.2252 | 2113233.5918 | 2228007.4557 | 2374597.5455 | 2553021.0071 | 2735536.6205 | 2901665.684 | 3051930.5 | 0 | 0 | 0 | 0 | 0 | 0 | 0 | 0 | 0 | 0 | 0 | 0 | 0 | 0 | 0 | 0 | 0 | 0 | 0 | 0 | 0 | 0 | 0 | 0 | 0.092895 | 0.064013 | 0.21482 | -0.021168 | 0.27578 | 0.03542 | 0.067906 | 0.13047 | 0.013462 | 0.0084248 | 0.056389 | 0.020763 | 0.10396 | 0.050164 | 0.0449 | 0.012349 | 0.045028 | 0.052888 | 0.06372 | 0.072449 | 0.06905 | 0.058957 | 0.050489 | 0.065219
| 74 | 17561610.7548 | 0 | 14904692.074 | 0 |  | 648012.3125 | 699570.8125 | 749022.125 | 934930.0625 | 959506.875 | 1291353 | 1354286 | 1409553.875 | 1615603.1429 | 1654371.384 | 1685815.4394 | 1794012.5522 | 1827233.6217 | 2013475.6095 | 2090440.4245 | 2191951.6075 | 2235151.3502 | 2354306.5918 | 2447911.2057 | 2605520.7955 | 2782445.5071 | 2982586.8705 | 3116296.684 | 3234372 | 0 | 0 | 0 | 0 | 0 | 0 | 0 | 0 | 0 | 0 | 0 | 0 | 0 | 0 | 0 | 0 | 0 | 0 | 0 | 0 | 0 | 0 | 0 | 0 | 0.076557 | 0.068302 | 0.2217 | 0.025948 | 0.29703 | 0.047584 | 0.039999 | 0.13644 | 0.023713 | 0.018828 | 0.062205 | 0.018348 | 0.097059 | 0.037512 | 0.047418 | 0.019517 | 0.051937 | 0.038989 | 0.062397 | 0.065698 | 0.069461 | 0.043854 | 0.037189 | 0.06668
| 75 | 16498333.2015 | 0 | 13960367.3399 | 0 |  | 608553.3125 | 672313.375 | 711746.625 | 898358.8125 | 881309.9375 | 1183065.875 | 1231480.25 | 1329741.625 | 1522520.0179 | 1554015.009 | 1584661.9394 | 1654208.9272 | 1686075.2467 | 1879920.4845 | 1974245.9245 | 2065936.2325 | 2116375.2252 | 2186239.8418 | 2304885.2057 | 2459080.2955 | 2637627.0071 | 2814565.8705 | 2984679.184 | 3145357 | 0 | 0 | 0 | 0 | 0 | 0 | 0 | 0 | 0 | 0 | 0 | 0 | 0 | 0 | 0 | 0 | 0 | 0 | 0 | 0 | 0 | 0 | 0 | 0 | 0.09964 | 0.056997 | 0.23285 | -0.01916 | 0.29446 | 0.040108 | 0.076768 | 0.13538 | 0.020475 | 0.019529 | 0.042952 | 0.019081 | 0.10883 | 0.048957 | 0.045397 | 0.024121 | 0.032478 | 0.052848 | 0.064757 | 0.070092 | 0.064928 | 0.058684 | 0.052435 | 0.069492
| 76 | 16914409.7721 | 0 | 14356033.129 | 0 |  | 636867 | 684102.25 | 720059.1875 | 900883.375 | 952719.875 | 1264301 | 1305220.375 | 1397528.375 | 1566110.5179 | 1602544.134 | 1622717.1894 | 1687557.8022 | 1740720.6217 | 1927636.9845 | 2013089.1745 | 2082739.9825 | 2110182.7252 | 2215411.3418 | 2319334.4557 | 2482164.2955 | 2657434.7571 | 2823209.6205 | 3016234.934 | 3180302.75 | 0 | 0 | 0 | 0 | 0 | 0 | 0 | 0 | 0 | 0 | 0 | 0 | 0 | 0 | 0 | 0 | 0 | 0 | 0 | 0 | 0 | 0 | 0 | 0 | 0.071547 | 0.051226 | 0.22404 | 0.055945 | 0.28295 | 0.031852 | 0.068333 | 0.11389 | 0.022997 | 0.01251 | 0.03918 | 0.031017 | 0.102 | 0.043376 | 0.034014 | 0.01309 | 0.048664 | 0.045842 | 0.067851 | 0.06823 | 0.060513 | 0.066135 | 0.052967 | 0.063499
| 77 | 16615837.3294 | 0 | 14102064.7126 | 0 |  | 608809.125 | 656519.8125 | 696560.0625 | 884610.625 | 923249.875 | 1228494.75 | 1280574.25 | 1363234.125 | 1535334.1429 | 1570259.509 | 1582792.5644 | 1677954.9272 | 1707260.6217 | 1895979.4845 | 1989996.1745 | 2074798.2325 | 2098008.8502 | 2220419.0918 | 2341393.4557 | 2476321.0455 | 2626789.7571 | 2797519.1205 | 2954322.684 | 3088706.25 | 0 | 0 | 0 | 0 | 0 | 0 | 0 | 0 | 0 | 0 | 0 | 0 | 0 | 0 | 0 | 0 | 0 | 0 | 0 | 0 | 0 | 0 | 0 | 0 | 0.075448 | 0.059201 | 0.23899 | 0.042752 | 0.28565 | 0.041519 | 0.062551 | 0.11889 | 0.022493 | 0.0079498 | 0.058385 | 0.017314 | 0.10485 | 0.048397 | 0.041731 | 0.011125 | 0.056707 | 0.05305 | 0.056028 | 0.058988 | 0.062971 | 0.054536 | 0.044483 | 0.066017
| 78 | 16987264.7192 | 0 | 14466925.3869 | 0 |  | 652948.9375 | 681366 | 720849.625 | 899557.8125 | 1013767 | 1311080.375 | 1337738.25 | 1376697.5 | 1555777.6429 | 1601658.134 | 1628243.4394 | 1702043.9272 | 1757463.4967 | 1949818.3595 | 2016595.6745 | 2068866.3575 | 2124440.9752 | 2222544.0918 | 2330173.4557 | 2446881.7955 | 2616247.0071 | 2779691.1205 | 2990978.684 | 3115885 | 0 | 0 | 0 | 0 | 0 | 0 | 0 | 0 | 0 | 0 | 0 | 0 | 0 | 0 | 0 | 0 | 0 | 0 | 0 | 0 | 0 | 0 | 0 | 0 | 0.042601 | 0.056331 | 0.22147 | 0.11953 | 0.25718 | 0.020129 | 0.028707 | 0.12229 | 0.029064 | 0.016462 | 0.044328 | 0.032042 | 0.10386 | 0.033675 | 0.02559 | 0.026508 | 0.045144 | 0.04729 | 0.048872 | 0.066926 | 0.060599 | 0.073261 | 0.040913 | 0.061683
| 79 | 16612407.3304 | 0 | 14070663.2917 | 0 |  | 619786.125 | 680158.625 | 714436.9375 | 899592.875 | 915550.8125 | 1215418 | 1257904 | 1339047.125 | 1519397.6429 | 1557697.634 | 1589086.1894 | 1669388.4272 | 1711535.3717 | 1904418.6095 | 1973662.6745 | 2051591.3575 | 2091445.2252 | 2199529.8418 | 2316015.4557 | 2453812.0455 | 2626682.5071 | 2821233.8705 | 3001186.434 | 3152501.25 | 0 | 0 | 0 | 0 | 0 | 0 | 0 | 0 | 0 | 0 | 0 | 0 | 0 | 0 | 0 | 0 | 0 | 0 | 0 | 0 | 0 | 0 | 0 | 0 | 0.092952 | 0.049169 | 0.23045 | 0.017584 | 0.28332 | 0.034359 | 0.062511 | 0.12636 | 0.024895 | 0.01995 | 0.049298 | 0.024933 | 0.10679 | 0.035714 | 0.038725 | 0.01924 | 0.050388 | 0.051605 | 0.057795 | 0.068079 | 0.071453 | 0.061833 | 0.049188 | 0.065334
| 80 | 17048008.9846 | 0 | 14419354.9494 | 0 |  | 634196.25 | 689878.1875 | 727930.625 | 927330.5 | 950916.9375 | 1228703.625 | 1290436.25 | 1377866.5 | 1545629.1429 | 1576031.384 | 1596867.0644 | 1664479.6772 | 1719759.4967 | 1932953.8595 | 2056773.2995 | 2151290.3575 | 2200742.8502 | 2304440.3418 | 2405354.4557 | 2541463.0455 | 2756033.5071 | 2929674.6205 | 3085476.934 | 3217806.75 | 0 | 0 | 0 | 0 | 0 | 0 | 0 | 0 | 0 | 0 | 0 | 0 | 0 | 0 | 0 | 0 | 0 | 0 | 0 | 0 | 0 | 0 | 0 | 0 | 0.084157 | 0.053691 | 0.2421 | 0.025117 | 0.25629 | 0.049021 | 0.065556 | 0.11489 | 0.019479 | 0.013134 | 0.041469 | 0.032672 | 0.11686 | 0.062089 | 0.044929 | 0.022727 | 0.046043 | 0.042859 | 0.055043 | 0.081053 | 0.061099 | 0.051815 | 0.041994 | 0.062245
| 81 | 16761920.2873 | 0 | 14203035.1413 | 0 |  | 628909.125 | 684647.875 | 722224.4375 | 915127.125 | 908993.75 | 1213826 | 1268441 | 1363084.625 | 1545824.7679 | 1581651.009 | 1599990.9394 | 1683134.1772 | 1724456.1217 | 1906412.4845 | 1997756.0495 | 2069500.9825 | 2124141.8502 | 2222585.0918 | 2334423.9557 | 2474994.7955 | 2658130.7571 | 2834678.3705 | 3028550.434 | 3155715.75 | 0 | 0 | 0 | 0 | 0 | 0 | 0 | 0 | 0 | 0 | 0 | 0 | 0 | 0 | 0 | 0 | 0 | 0 | 0 | 0 | 0 | 0 | 0 | 0 | 0.084918 | 0.053431 | 0.23673 | -0.0067248 | 0.28919 | 0.044011 | 0.071962 | 0.12581 | 0.022912 | 0.011529 | 0.05066 | 0.024254 | 0.10031 | 0.046801 | 0.035283 | 0.02606 | 0.045303 | 0.049094 | 0.058473 | 0.071385 | 0.064305 | 0.066156 | 0.041131 | 0.067682
| 82 | 17068281.941 | 0 | 14478701.3622 | 0 |  | 657326.1875 | 704110.5 | 749574 | 923764.0625 | 951583.875 | 1256431.125 | 1299263 | 1373870.625 | 1549760.8929 | 1591411.509 | 1615808.0644 | 1709663.5522 | 1752400.2467 | 1924640.1095 | 2010884.9245 | 2125458.4825 | 2174845.1002 | 2265767.8418 | 2381429.9557 | 2504674.2955 | 2692999.2571 | 2875616.1205 | 3046083.934 | 3202091.5 | 657326.1875 | 0 | 0 | 0 | 0 | 0 | 0 | 0 | 0 | 0 | 0 | 0 | 0 | 0 | 0 | 0 | 0 | 0 | 0 | 0 | 0 | 0 | 0 | 0 | 0.068755 | 0.06257 | 0.20895 | 0.029671 | 0.2779 | 0.033522 | 0.055835 | 0.12047 | 0.026521 | 0.015214 | 0.056461 | 0.02469 | 0.093753 | 0.043836 | 0.055413 | 0.02297 | 0.040956 | 0.049787 | 0.050458 | 0.072497 | 0.065611 | 0.05759 | 0.049947 | 0.060782
| 83 | 16630794.8973 | 0 | 14114379.2213 | 0 |  | 626391.1875 | 682715.3125 | 716765.5 | 905997.375 | 891426.625 | 1205635.125 | 1241906.5 | 1353073.375 | 1547383.0179 | 1585957.634 | 1602741.6894 | 1678376.5522 | 1734052.4967 | 1900832.1095 | 1994598.9245 | 2063649.2325 | 2095208.1002 | 2195337.5918 | 2303343.9557 | 2445177.2955 | 2619741.7571 | 2789638.8705 | 2963408.434 | 3109947.75 | 0 | 0 | 0 | 0 | 0 | 0 | 0 | 0 | 0 | 0 | 0 | 0 | 0 | 0 | 0 | 0 | 0 | 0 | 0 | 0 | 0 | 0 | 0 | 0 | 0.086103 | 0.048671 | 0.23429 | -0.016213 | 0.30194 | 0.029641 | 0.085731 | 0.13419 | 0.024623 | 0.010527 | 0.046111 | 0.032634 | 0.091831 | 0.048151 | 0.034033 | 0.015177 | 0.046683 | 0.048026 | 0.059756 | 0.068958 | 0.062836 | 0.060428 | 0.048266 | 0.070547
| 84 | 16253914.7413 | 0 | 13759271.2906 | 0 |  | 628695.3125 | 691662.375 | 724122.0625 | 918708.6875 | 890799.125 | 1172924 | 1203775.5 | 1303706.875 | 1486406.6429 | 1515775.884 | 1536895.1894 | 1618990.0522 | 1654774.1217 | 1830832.3595 | 1923795.9245 | 2003879.1075 | 2033572.7252 | 2118033.9668 | 2242465.2057 | 2394503.7955 | 2572294.7571 | 2768035.6205 | 2955089.934 | 3091945.5 | 0 | 0 | 0 | 0 | 0 | 0 | 0 | 0 | 0 | 0 | 0 | 0 | 0 | 0 | 0 | 0 | 0 | 0 | 0 | 0 | 0 | 0 | 0 | 0 | 0.095451 | 0.045862 | 0.23801 | -0.03085 | 0.27514 | 0.025963 | 0.079749 | 0.13115 | 0.019566 | 0.013837 | 0.052038 | 0.021862 | 0.10111 | 0.04953 | 0.040785 | 0.014709 | 0.040694 | 0.057088 | 0.0656 | 0.071622 | 0.07334 | 0.065391 | 0.045271 | 0.068356
| 85 | 17368480.4589 | 0 | 14915535.2075 | 0 |  | 644403.5625 | 680985.5625 | 733510.5 | 933480.875 | 1039558.25 | 1382278.375 | 1431065.5 | 1476573.375 | 1664969.8929 | 1700823.259 | 1719613.6894 | 1802964.4272 | 1815607.8717 | 2009789.8595 | 2056420.1745 | 2119683.9825 | 2128169.4752 | 2191731.5918 | 2276246.7057 | 2382482.7955 | 2533753.0071 | 2718260.3705 | 2914920.184 | 3028956.5 | 0 | 0 | 0 | 0 | 0 | 0 | 0 | 0 | 0 | 0 | 0 | 0 | 0 | 0 | 0 | 0 | 0 | 0 | 0 | 0 | 0 | 0 | 0 | 0 | 0.055216 | 0.074301 | 0.24108 | 0.10763 | 0.28494 | 0.034686 | 0.031305 | 0.12008 | 0.021305 | 0.010987 | 0.047333 | 0.0069881 | 0.10161 | 0.022937 | 0.0303 | 0.0039952 | 0.02943 | 0.037836 | 0.045615 | 0.061558 | 0.070291 | 0.06985 | 0.038376 | 0.069424
| 86 | 15636045.3622 | 0 | 13222279.2641 | 0 |  | 570700.6875 | 625611 | 665086.8125 | 854567.625 | 836643.75 | 1108247 | 1157498.375 | 1252765.25 | 1446792.5179 | 1486810.009 | 1504857.6894 | 1576934.1772 | 1622161.7467 | 1790722.3595 | 1871578.0495 | 1959462.3575 | 1987694.2252 | 2085430.9668 | 2187611.2057 | 2339939.2955 | 2500469.7571 | 2678273.8705 | 2851468.434 | 2985926.75 | 0 | 0 | 0 | 0 | 0 | 0 | 0 | 0 | 0 | 0 | 0 | 0 | 0 | 0 | 0 | 0 | 0 | 0 | 0 | 0 | 0 | 0 | 0 | 0 | 0.091864 | 0.061189 | 0.25068 | -0.021197 | 0.28114 | 0.043482 | 0.079092 | 0.144 | 0.027284 | 0.012065 | 0.046784 | 0.028277 | 0.098859 | 0.044163 | 0.045888 | 0.014305 | 0.048 | 0.047835 | 0.067315 | 0.066354 | 0.068694 | 0.062662 | 0.046076 | 0.069589
| 87 | 16376873.6206 | 0 | 13885878.0319 | 0 |  | 641450.875 | 695229 | 733712 | 921014.0625 | 925176.5625 | 1209873.25 | 1218828.5 | 1307083.875 | 1479860.2679 | 1503283.009 | 1525076.5644 | 1601321.9272 | 1668604.1217 | 1864174.9845 | 1944554.7995 | 2025606.8575 | 2050345.3502 | 2164386.0918 | 2283142.2057 | 2397295.2955 | 2569308.2571 | 2765479.3705 | 2938014.434 | 3098412.5 | 0 | 0 | 0 | 0 | 0 | 0 | 0 | 0 | 0 | 0 | 0 | 0 | 0 | 0 | 0 | 0 | 0 | 0 | 0 | 0 | 0 | 0 | 0 | 0 | 0.080509 | 0.053875 | 0.22736 | 0.0045093 | 0.26829 | 0.0073745 | 0.069908 | 0.12415 | 0.015704 | 0.014393 | 0.048785 | 0.041158 | 0.11083 | 0.042214 | 0.040836 | 0.012139 | 0.054129 | 0.053416 | 0.048788 | 0.069296 | 0.073577 | 0.06052 | 0.053156 | 0.064266
| 88 | 18141101.9597 | 0 | 15338174.5807 | 0 |  | 638594.625 | 691182.3125 | 745002.8125 | 938651.125 | 992138 | 1311728.875 | 1420304.875 | 1529527.625 | 1688211.3929 | 1716642.384 | 1737416.0644 | 1799978.4272 | 1887779.8717 | 2070502.1095 | 2169225.9245 | 2248286.1075 | 2307698.1002 | 2428516.3418 | 2573145.4557 | 2713949.2955 | 2907236.7571 | 3110945.3705 | 3313414.184 | 3459536.25 | 0 | 0 | 0 | 0 | 0 | 0 | 0 | 0 | 0 | 0 | 0 | 0 | 0 | 0 | 0 | 0 | 0 | 0 | 0 | 0 | 0 | 0 | 0 | 0 | 0.079134 | 0.074984 | 0.23106 | 0.055418 | 0.27924 | 0.079526 | 0.074087 | 0.098711 | 0.016701 | 0.012029 | 0.035376 | 0.047627 | 0.09239 | 0.046579 | 0.035798 | 0.026082 | 0.05103 | 0.057849 | 0.053276 | 0.068798 | 0.067724 | 0.063052 | 0.043155 | 0.061905
| 89 | 16662705.6377 | 0 | 14149986.1472 | 0 |  | 623296.6875 | 678076.875 | 714859.5625 | 908291.8125 | 906698.125 | 1200276.125 | 1251315 | 1353257 | 1542580.7679 | 1592325.509 | 1604717.1894 | 1696527.5522 | 1733096.1217 | 1906426.6095 | 2020991.6745 | 2073345.7325 | 2102517.7252 | 2194841.0918 | 2305439.9557 | 2452691.7955 | 2623494.0071 | 2788708.6205 | 2960689.434 | 3090705.25 | 0 | 0 | 0 | 0 | 0 | 0 | 0 | 0 | 0 | 0 | 0 | 0 | 0 | 0 | 0 | 0 | 0 | 0 | 0 | 0 | 0 | 0 | 0 | 0 | 0.084238 | 0.052825 | 0.23948 | -0.0017561 | 0.2805 | 0.041643 | 0.078319 | 0.13094 | 0.031739 | 0.007752 | 0.055636 | 0.021326 | 0.095321 | 0.058358 | 0.025575 | 0.013972 | 0.042974 | 0.049162 | 0.061915 | 0.067321 | 0.061072 | 0.059844 | 0.042977 | 0.067155
| 90 | 16709620.7365 | 0 | 14210309.743 | 0 |  | 628249.25 | 676829.1875 | 720641.0625 | 910276.875 | 950525.25 | 1232009.375 | 1284795.875 | 1365909.875 | 1542925.3929 | 1574689.759 | 1605538.3144 | 1687072.6772 | 1718299.9967 | 1906656.6095 | 1996695.9245 | 2082971.6075 | 2096726.9752 | 2198078.3418 | 2299018.9557 | 2440101.2955 | 2607521.2571 | 2769111.1205 | 2940909.184 | 3086283 | 0 | 0 | 0 | 0 | 0 | 0 | 0 | 0 | 0 | 0 | 0 | 0 | 0 | 0 | 0 | 0 | 0 | 0 | 0 | 0 | 0 | 0 | 0 | 0 | 0.074482 | 0.062722 | 0.23361 | 0.043266 | 0.25939 | 0.041953 | 0.061221 | 0.12186 | 0.020378 | 0.019401 | 0.049536 | 0.018341 | 0.10402 | 0.046143 | 0.042302 | 0.006582 | 0.047206 | 0.044899 | 0.059557 | 0.066361 | 0.060126 | 0.060192 | 0.048249 | 0.061617
| 91 | 17500134.7718 | 0 | 14868724.8352 | 0 |  | 636990.6875 | 685570.875 | 732118.5 | 927623.8125 | 1017212.3125 | 1323636.25 | 1375157.875 | 1452056.625 | 1622921.0179 | 1657575.884 | 1697143.9394 | 1775742.4272 | 1795683.1217 | 1974459.9845 | 2066518.9245 | 2159074.8575 | 2201685.3502 | 2326027.0918 | 2417933.9557 | 2521343.7955 | 2736516.2571 | 2925162.3705 | 3092298.684 | 3253447.25 | 0 | 0 | 0 | 0 | 0 | 0 | 0 | 0 | 0 | 0 | 0 | 0 | 0 | 0 | 0 | 0 | 0 | 0 | 0 | 0 | 0 | 0 | 0 | 0 | 0.073497 | 0.065691 | 0.23668 | 0.092195 | 0.26332 | 0.038186 | 0.054412 | 0.11125 | 0.021129 | 0.023591 | 0.045272 | 0.011167 | 0.094909 | 0.045571 | 0.043814 | 0.019543 | 0.054939 | 0.038752 | 0.041879 | 0.081894 | 0.066664 | 0.055565 | 0.0508 | 0.06194
| 92 | 22254479.9577 | 22254479.9577 | 18647656.602 | 18647656.602 |  | 700675.75 | 728095.4375 | 773028.3125 | 961867.8125 | 1237413.375 | 1619647.875 | 1748570.5 | 1798393.875 | 1986878.8929 | 2051514.259 | 2164584.5644 | 2277832.8022 | 2388957.8717 | 2632095.3595 | 2782964.1745 | 2863201.8575 | 2969569.6002 | 3192315.3418 | 3293968.9557 | 3438069.7955 | 3720291.2571 | 3922228.8705 | 4261295.934 | 4572385.5 | 700675.75 | 728095.4375 | 773028.3125 | 961867.8125 | 1237413.375 | 1619647.875 | 1748570.5 | 1798393.875 | 1986878.8929 | 2051514.259 | 2164584.5644 | 2277832.8022 | 2388957.8717 | 2632095.3595 | 2782964.1745 | 2863201.8575 | 2969569.6002 | 3192315.3418 | 3293968.9557 | 3438069.7955 | 3720291.2571 | 3922228.8705 | 4261295.934 | 4572385.5 | 0.038387 | 0.059884 | 0.21856 | 0.2519 | 0.26919 | 0.07659 | 0.028095 | 0.099671 | 0.032013 | 0.05365 | 0.050996 | 0.047633 | 0.096923 | 0.055736 | 0.028424 | 0.036476 | 0.072329 | 0.031347 | 0.042817 | 0.078892 | 0.052858 | 0.082913 | 0.070462 | 0.068978
| 93 | 17914806.8091 | 0 | 15231296.4163 | 0 |  | 624171.5 | 675137.25 | 716484.9375 | 903995.25 | 962323.3125 | 1318134.125 | 1427314.375 | 1531881.375 | 1699155.0179 | 1744220.884 | 1779865.1894 | 1862612.8022 | 1907282.7467 | 2082277.7345 | 2182873.6745 | 2236668.3575 | 2256310.1002 | 2359174.8418 | 2450098.9557 | 2602157.2955 | 2796816.2571 | 2974851.1205 | 3149064.684 | 3324560 | 0 | 0 | 0 | 0 | 0 | 0 | 0 | 0 | 0 | 0 | 0 | 0 | 0 | 0 | 0 | 0 | 0 | 0 | 0 | 0 | 0 | 0 | 0 | 0 | 0.078491 | 0.059441 | 0.23247 | 0.062526 | 0.31462 | 0.079577 | 0.070702 | 0.10363 | 0.026177 | 0.02023 | 0.045443 | 0.023699 | 0.087783 | 0.04718 | 0.024345 | 0.0087434 | 0.044581 | 0.037816 | 0.060212 | 0.072141 | 0.061712 | 0.056911 | 0.054232 | 0.068628
| 94 | 16546516.4635 | 0 | 14007661.7315 | 0 |  | 627928.5 | 679955.5625 | 718027.0625 | 905949.1875 | 910621.6875 | 1195521 | 1252016.125 | 1333332.625 | 1526156.5179 | 1546792.009 | 1548869.4394 | 1628963.9272 | 1689280.1217 | 1866755.3595 | 1960272.2995 | 2062353.3575 | 2078388.1002 | 2213441.0918 | 2330256.2057 | 2476265.2955 | 2637930.0071 | 2829924.3705 | 2986906.184 | 3129508.25 | 0 | 0 | 0 | 0 | 0 | 0 | 0 | 0 | 0 | 0 | 0 | 0 | 0 | 0 | 0 | 0 | 0 | 0 | 0 | 0 | 0 | 0 | 0 | 0 | 0.079601 | 0.05448 | 0.23248 | 0.0051443 | 0.27221 | 0.046173 | 0.062926 | 0.13507 | 0.013431 | 0.0013422 | 0.050419 | 0.036358 | 0.099899 | 0.048882 | 0.050764 | 0.0077449 | 0.062956 | 0.05143 | 0.060773 | 0.063243 | 0.070255 | 0.053988 | 0.046638 | 0.065025
| 95 | 18877278.8663 | 0 | 16121319.1774 | 0 |  | 678801.75 | 728031.9375 | 764698.5625 | 965176.5 | 1080350.75 | 1424943 | 1507786.625 | 1581093.5 | 1757845.8929 | 1795938.884 | 1836353.3144 | 1921651.4272 | 2004019.3717 | 2170282.6095 | 2292546.4245 | 2387897.6075 | 2419389.1002 | 2564788.3418 | 2629510.2057 | 2724221.7955 | 2870931.0071 | 3071551.8705 | 3221747.934 | 3410467.25 | 678801.75 | 728031.9375 | 764698.5625 | 965176.5 | 1080350.75 | 0 | 0 | 0 | 0 | 0 | 0 | 0 | 0 | 0 | 0 | 0 | 0 | 0 | 0 | 0 | 0 | 0 | 0 | 0 | 0.070016 | 0.049137 | 0.23283 | 0.11273 | 0.27685 | 0.056511 | 0.047474 | 0.10597 | 0.021439 | 0.022254 | 0.045403 | 0.04197 | 0.079703 | 0.054806 | 0.04075 | 0.013102 | 0.058361 | 0.024922 | 0.035385 | 0.052454 | 0.067547 | 0.047741 | 0.056925 | 0.063366
| 96 | 17402176.9368 | 0 | 14800682.1074 | 0 |  | 622540.3125 | 667630.0625 | 706263.6875 | 906168.375 | 974905.6875 | 1285867.125 | 1356054.5 | 1414422.125 | 1605515.8929 | 1657786.634 | 1720396.6894 | 1799393.0522 | 1822507.6217 | 2009345.1095 | 2113818.1745 | 2191647.6075 | 2223163.1002 | 2325496.8418 | 2445961.2057 | 2552863.0455 | 2709823.7571 | 2891574.8705 | 3057497.434 | 3211056.25 | 0 | 0 | 0 | 0 | 0 | 0 | 0 | 0 | 0 | 0 | 0 | 0 | 0 | 0 | 0 | 0 | 0 | 0 | 0 | 0 | 0 | 0 | 0 | 0 | 0.069926 | 0.056254 | 0.24924 | 0.073116 | 0.27685 | 0.053146 | 0.042142 | 0.12672 | 0.032038 | 0.037072 | 0.044895 | 0.012764 | 0.097595 | 0.050687 | 0.036158 | 0.014277 | 0.045003 | 0.050504 | 0.042777 | 0.059668 | 0.064918 | 0.055795 | 0.049003 | 0.065257
| 97 | 18660267.5694 | 0 | 15859286.4054 | 0 |  | 657799.1875 | 704717.8125 | 757077.1875 | 946560.125 | 1044625.0625 | 1397066.5 | 1520670.375 | 1537876.5 | 1724287.7679 | 1739540.384 | 1807566.4394 | 1930277.8022 | 1973572.2467 | 2163259.6095 | 2292487.9245 | 2309946.1075 | 2388714.1002 | 2465581.3418 | 2627648.4557 | 2717934.2955 | 2890015.0071 | 3097506.3705 | 3298961.184 | 3501648.25 | 657799.1875 | 0 | 757077.1875 | 0 | 0 | 0 | 0 | 0 | 0 | 0 | 0 | 0 | 0 | 0 | 0 | 0 | 0 | 0 | 0 | 0 | 0 | 0 | 0 | 0 | 0.068898 | 0.071668 | 0.22337 | 0.098579 | 0.29072 | 0.084777 | 0.011251 | 0.11441 | 0.0088069 | 0.038361 | 0.065682 | 0.022181 | 0.091771 | 0.058021 | 0.0075865 | 0.033531 | 0.031672 | 0.063662 | 0.033783 | 0.06139 | 0.069336 | 0.06301 | 0.059626 | 0.065532
| 98 | 17502413.6271 | 0 | 14857742.4896 | 0 |  | 618520.4375 | 675031.5 | 720729.25 | 925397.375 | 948106.9375 | 1274336.875 | 1342841.5 | 1456612.5 | 1645661.2679 | 1685977.009 | 1708524.3144 | 1820913.6772 | 1851059.1217 | 2011291.8595 | 2100636.2995 | 2178465.3575 | 2195552.8502 | 2315907.3418 | 2430003.9557 | 2594505.7955 | 2744636.7571 | 2945306.6205 | 3108409.684 | 3270038 | 0 | 0 | 0 | 0 | 0 | 0 | 0 | 0 | 0 | 0 | 0 | 0 | 0 | 0 | 0 | 0 | 0 | 0 | 0 | 0 | 0 | 0 | 0 | 0 | 0.087429 | 0.065504 | 0.24996 | 0.024244 | 0.29571 | 0.052362 | 0.081326 | 0.12203 | 0.024203 | 0.013285 | 0.063708 | 0.01642 | 0.083019 | 0.043463 | 0.03638 | 0.0078132 | 0.053368 | 0.048091 | 0.065503 | 0.056253 | 0.070564 | 0.053898 | 0.05069 | 0.068906
| 99 | 16358590.9061 | 0 | 13844986.4692 | 0 |  | 613745.375 | 677423.75 | 711295.0625 | 895908.0625 | 888705.9375 | 1166107.25 | 1210712.875 | 1313485.875 | 1506861.7679 | 1532954.134 | 1555024.0644 | 1645338.4272 | 1685714.4967 | 1859483.3595 | 1948263.7995 | 2029921.6075 | 2075589.8502 | 2180179.3418 | 2286124.2057 | 2432833.7955 | 2615536.7571 | 2790135.1205 | 2964812.934 | 3098860.5 | 0 | 0 | 0 | 0 | 0 | 0 | 0 | 0 | 0 | 0 | 0 | 0 | 0 | 0 | 0 | 0 | 0 | 0 | 0 | 0 | 0 | 0 | 0 | 0 | 0.098717 | 0.04879 | 0.23075 | -0.0080714 | 0.27166 | 0.037538 | 0.081475 | 0.13734 | 0.017167 | 0.014294 | 0.056455 | 0.024243 | 0.098109 | 0.04664 | 0.041059 | 0.022248 | 0.049162 | 0.047451 | 0.062199 | 0.072413 | 0.064621 | 0.060724 | 0.044221 | 0.065369
| 100 | 16789336.9643 | 0 | 14238924.9895 | 0 |  | 610869.5625 | 649686.5 | 697821.5625 | 883242.4375 | 948096.8125 | 1236033.25 | 1279021.375 | 1370456.25 | 1557851.3929 | 1596317.509 | 1604398.6894 | 1696234.8022 | 1726230.2467 | 1929772.3595 | 2048332.2995 | 2111028.2325 | 2132533.6002 | 2224182.0918 | 2350369.2057 | 2482814.5455 | 2686338.2571 | 2822717.1205 | 2987293.684 | 3136317.75 | 0 | 0 | 0 | 0 | 0 | 0 | 0 | 0 | 0 | 0 | 0 | 0 | 0 | 0 | 0 | 0 | 0 | 0 | 0 | 0 | 0 | 0 | 0 | 0 | 0.061606 | 0.071473 | 0.23564 | 0.070857 | 0.26521 | 0.034188 | 0.069048 | 0.12816 | 0.024392 | 0.0050496 | 0.055662 | 0.017529 | 0.11146 | 0.059624 | 0.030149 | 0.010136 | 0.042078 | 0.055183 | 0.05482 | 0.078786 | 0.049521 | 0.056668 | 0.048682 | 0.063556
| 101 | 14075950.1837 | 0 | 11714246.3094 | 0 |  | 431661.7188 | 541858.6875 | 583819.5 | 692827.9375 | 727850.0625 | 937269.625 | 967989.5625 | 1097603.375 | 1264966.5179 | 1286579.009 | 1319229.8144 | 1382811.6772 | 1416333.7467 | 1665686.7345 | 1735856.2995 | 1819531.3575 | 1882700.2252 | 1980966.2168 | 2102024.9557 | 2268590.2955 | 2441430.0071 | 2641353.3705 | 2779227.434 | 2915407.5 | 0 | 0 | 0 | 0 | 0 | 0 | 0 | 0 | 0 | 0 | 0 | 0 | 0 | 0 | 0 | 0 | 0 | 0 | 0 | 0 | 0 | 0 | 0 | 0 | 0.22736 | 0.074587 | 0.17119 | 0.049313 | 0.25288 | 0.03225 | 0.12566 | 0.14192 | 0.016941 | 0.025061 | 0.047071 | 0.023953 | 0.16217 | 0.041263 | 0.047078 | 0.034128 | 0.050878 | 0.059316 | 0.076257 | 0.073425 | 0.078707 | 0.050882 | 0.047837 | 0.065627
| 102 | 17283523.0776 | 0 | 14661959.074 | 0 |  | 613687.5625 | 669353 | 701492.3125 | 909111.625 | 989245.75 | 1285389.75 | 1346806.875 | 1419618.25 | 1597646.8929 | 1633254.384 | 1664018.3144 | 1757803.5522 | 1802817.7467 | 1968579.7345 | 2074347.0495 | 2158893.3575 | 2183337.8502 | 2292881.0918 | 2419120.7057 | 2568721.5455 | 2743465.2571 | 2910405.3705 | 3080285.684 | 3225070.5 | 0 | 0 | 0 | 0 | 0 | 0 | 0 | 0 | 0 | 0 | 0 | 0 | 0 | 0 | 0 | 0 | 0 | 0 | 0 | 0 | 0 | 0 | 0 | 0 | 0.086826 | 0.046898 | 0.25926 | 0.084475 | 0.26187 | 0.046675 | 0.052651 | 0.11814 | 0.022043 | 0.018661 | 0.05483 | 0.025286 | 0.087961 | 0.052334 | 0.039949 | 0.011259 | 0.048954 | 0.053595 | 0.060004 | 0.065813 | 0.059071 | 0.05673 | 0.045932 | 0.064165
| 103 | 17679968.0955 | 0 | 14981290.059 | 0 |  | 615755.25 | 689190.3125 | 741668.6875 | 935526 | 992431.25 | 1293669.375 | 1376450.75 | 1450933 | 1638290.5179 | 1692604.134 | 1678738.5644 | 1760616.0522 | 1826368.2467 | 2045595.2345 | 2127124.7995 | 2185295.8575 | 2242279.3502 | 2356331.5918 | 2481424.9557 | 2641412.7955 | 2798783.2571 | 2985200.3705 | 3182539.934 | 3350921.5 | 0 | 0 | 0 | 0 | 0 | 0 | 0 | 0 | 0 | 0 | 0 | 0 | 0 | 0 | 0 | 0 | 0 | 0 | 0 | 0 | 0 | 0 | 0 | 0 | 0.11267 | 0.073385 | 0.23221 | 0.059049 | 0.26508 | 0.062026 | 0.052699 | 0.12145 | 0.032615 | -0.0082256 | 0.047621 | 0.036666 | 0.11336 | 0.039082 | 0.02698 | 0.025742 | 0.049613 | 0.051727 | 0.062481 | 0.057871 | 0.064482 | 0.064013 | 0.051556 | 0.062579
| 104 | 18678469.5594 | 0 | 15765782.8255 | 0 |  | 613826.875 | 674628.625 | 727308.25 | 928255.6875 | 994181 | 1330993.5 | 1434139.125 | 1518777 | 1711661.0179 | 1797785.384 | 1859441.5644 | 1984239.8022 | 2016894.8717 | 2184057.3595 | 2264605.6745 | 2347557.6075 | 2417922.3502 | 2548186.8418 | 2659031.2057 | 2773790.5455 | 3039786.5071 | 3261982.3705 | 3415463.434 | 3568311.75 | 0 | 0 | 0 | 0 | 0 | 0 | 0 | 0 | 0 | 0 | 0 | 0 | 0 | 0 | 0 | 0 | 0 | 0 | 0 | 0 | 0 | 0 | 0 | 0 | 0.094449 | 0.075188 | 0.24396 | 0.068612 | 0.29176 | 0.074639 | 0.057341 | 0.11956 | 0.049091 | 0.033721 | 0.06496 | 0.016323 | 0.079625 | 0.036216 | 0.035975 | 0.029533 | 0.052473 | 0.04258 | 0.042253 | 0.091572 | 0.070548 | 0.045978 | 0.043779 | 0.065356
| 105 | 16726931.0933 | 0 | 14213459.6492 | 0 |  | 621352.625 | 669191.9375 | 707459.5625 | 897929.8125 | 916600.6875 | 1231284.75 | 1298990.75 | 1376092.625 | 1581148.5179 | 1607946.509 | 1618365.3144 | 1684710.9272 | 1736360.2467 | 1914888.3595 | 1988983.1745 | 2075758.8575 | 2100540.6002 | 2191082.8418 | 2293891.9557 | 2441442.7955 | 2612953.5071 | 2789767.8705 | 2954932.684 | 3112341.5 | 0 | 0 | 0 | 0 | 0 | 0 | 0 | 0 | 0 | 0 | 0 | 0 | 0 | 0 | 0 | 0 | 0 | 0 | 0 | 0 | 0 | 0 | 0 | 0 | 0.074172 | 0.05561 | 0.23841 | 0.02058 | 0.29514 | 0.053529 | 0.05766 | 0.1389 | 0.016806 | 0.0064587 | 0.040177 | 0.030197 | 0.097868 | 0.037964 | 0.042703 | 0.011868 | 0.042201 | 0.045854 | 0.062339 | 0.067892 | 0.065477 | 0.057517 | 0.051899 | 0.068782
| 106 | 16251789.6177 | 0 | 13774137.798 | 0 |  | 589412 | 645203.3125 | 687217 | 884538.9375 | 896475.1875 | 1173578 | 1233898.875 | 1311311.625 | 1505207.2679 | 1539361.009 | 1556099.1894 | 1642203.8022 | 1682228.6217 | 1857508.1095 | 1959934.6745 | 2040116.4825 | 2067054.7252 | 2153850.3418 | 2265427.9557 | 2409749.7955 | 2571595.2571 | 2752014.3705 | 2919027.434 | 3064100.5 | 0 | 0 | 0 | 0 | 0 | 0 | 0 | 0 | 0 | 0 | 0 | 0 | 0 | 0 | 0 | 0 | 0 | 0 | 0 | 0 | 0 | 0 | 0 | 0 | 0.09044 | 0.063085 | 0.25242 | 0.013404 | 0.26934 | 0.050122 | 0.060849 | 0.1379 | 0.022437 | 0.010815 | 0.053857 | 0.02408 | 0.099116 | 0.053675 | 0.040096 | 0.013118 | 0.041132 | 0.050507 | 0.061759 | 0.065004 | 0.067807 | 0.058917 | 0.048504 | 0.066395
| 107 | 17989830.5361 | 0 | 15295528.9084 | 0 |  | 633860.5625 | 694189.4375 | 738746.4375 | 940214.5 | 1003043.75 | 1324237.25 | 1389726.5 | 1470484.375 | 1664183.5179 | 1688472.634 | 1752422.8144 | 1844515.5522 | 1903318.8717 | 2088937.4845 | 2172525.6745 | 2256186.6075 | 2325238.8502 | 2443855.0918 | 2528279.9557 | 2658988.0455 | 2798489.7571 | 3002732.8705 | 3174353.934 | 3317925.75 | 0 | 0 | 0 | 0 | 0 | 0 | 0 | 0 | 0 | 0 | 0 | 0 | 0 | 0 | 0 | 0 | 0 | 0 | 0 | 0 | 0 | 0 | 0 | 0 | 0.090916 | 0.06221 | 0.24115 | 0.064686 | 0.2778 | 0.04827 | 0.056485 | 0.12374 | 0.01449 | 0.037175 | 0.051217 | 0.031382 | 0.093056 | 0.039235 | 0.037786 | 0.030147 | 0.049754 | 0.033962 | 0.050406 | 0.051134 | 0.070443 | 0.055581 | 0.044236 | 0.063918
| 108 | 18346913.8978 | 0 | 15651387.8006 | 0 |  | 621942.75 | 677679.5625 | 713012.75 | 938404.0625 | 1057281.25 | 1365094 | 1435591 | 1530950.875 | 1759655.7679 | 1811224.259 | 1836193.8144 | 1924395.9272 | 1971641.3717 | 2136610.8595 | 2229067.6745 | 2299933.1075 | 2305894.8502 | 2428238.3418 | 2546379.9557 | 2686262.7955 | 2846744.2571 | 2989208.8705 | 3144782.434 | 3312138.5 | 0 | 0 | 0 | 0 | 0 | 0 | 0 | 0 | 0 | 0 | 0 | 0 | 0 | 0 | 0 | 0 | 0 | 0 | 0 | 0 | 0 | 0 | 0 | 0 | 0.085827 | 0.050825 | 0.27468 | 0.11928 | 0.25552 | 0.050353 | 0.064312 | 0.13923 | 0.028885 | 0.013692 | 0.046917 | 0.024254 | 0.080354 | 0.042363 | 0.031297 | 0.0025888 | 0.051697 | 0.047507 | 0.053478 | 0.058025 | 0.048833 | 0.050736 | 0.051849 | 0.067825
| 109 | 18169824.3749 | 0 | 15401960.8592 | 0 |  | 638961.125 | 691207.9375 | 731790.8125 | 936631.4375 | 996933.4375 | 1346583.625 | 1431701.375 | 1476069.25 | 1681357.3929 | 1721418.509 | 1740440.4394 | 1821878.3022 | 1911121.7467 | 2131699.3595 | 2213640.4245 | 2279837.6075 | 2310002.1002 | 2431901.8418 | 2570441.2057 | 2720911.2955 | 2905719.0071 | 3056213.6205 | 3234574.934 | 3431691.75 | 0 | 0 | 0 | 0 | 0 | 0 | 0 | 0 | 0 | 0 | 0 | 0 | 0 | 0 | 0 | 0 | 0 | 0 | 0 | 0 | 0 | 0 | 0 | 0 | 0.078597 | 0.057054 | 0.2468 | 0.062394 | 0.30064 | 0.061293 | 0.030519 | 0.13022 | 0.023547 | 0.01099 | 0.04573 | 0.047822 | 0.10923 | 0.037719 | 0.029466 | 0.013144 | 0.051425 | 0.055404 | 0.056889 | 0.065714 | 0.050496 | 0.056721 | 0.059156 | 0.069214
| 110 | 20395949.773 | 20395949.773 | 17451545.639 | 17451545.639 |  | 662237.875 | 696515.875 | 745674.625 | 960126.5625 | 1240432.375 | 1655463.875 | 1752291.75 | 1810977.25 | 1945326.3929 | 1979718.509 | 2009963.0644 | 2087961.4272 | 2156110.4967 | 2368710.3595 | 2494987.1745 | 2545709.1075 | 2575296.6002 | 2724114.8418 | 2856438.2057 | 2943761.0455 | 3134240.0071 | 3283071.8705 | 3430173.934 | 3572635 | 662237.875 | 0 | 0 | 960126.5625 | 1240432.375 | 1655463.875 | 1752291.75 | 1810977.25 | 1945326.3929 | 1979718.509 | 2009963.0644 | 2087961.4272 | 2156110.4967 | 2368710.3595 | 2494987.1745 | 2545709.1075 | 2575296.6002 | 2724114.8418 | 2856438.2057 | 2943761.0455 | 3134240.0071 | 3283071.8705 | 0 | 0 | 0.050466 | 0.068199 | 0.25278 | 0.25615 | 0.28862 | 0.056843 | 0.032942 | 0.071563 | 0.017525 | 0.015162 | 0.038072 | 0.032118 | 0.09404 | 0.051938 | 0.020126 | 0.011555 | 0.056179 | 0.047432 | 0.030113 | 0.062699 | 0.046393 | 0.043831 | 0.040692 | 0.078916
| 111 | 16251093.1728 | 0 | 13737634.0561 | 0 |  | 596569.875 | 650731.3125 | 692117.9375 | 888629.5625 | 872853.5625 | 1155824.5 | 1200756.375 | 1294067.875 | 1499784.2679 | 1534552.509 | 1559425.3144 | 1641624.3022 | 1671725.7467 | 1859206.4845 | 1966874.4245 | 2041494.2325 | 2061030.6002 | 2167870.8418 | 2269961.2057 | 2431245.5455 | 2609947.7571 | 2784443.6205 | 2958921.684 | 3117783.75 | 0 | 0 | 0 | 0 | 0 | 0 | 0 | 0 | 0 | 0 | 0 | 0 | 0 | 0 | 0 | 0 | 0 | 0 | 0 | 0 | 0 | 0 | 0 | 0 | 0.0869 | 0.06166 | 0.24992 | -0.017913 | 0.2808 | 0.038138 | 0.074839 | 0.14753 | 0.022918 | 0.016079 | 0.051369 | 0.01817 | 0.10629 | 0.056296 | 0.037236 | 0.0095241 | 0.050539 | 0.046017 | 0.068641 | 0.070927 | 0.064718 | 0.060777 | 0.052298 | 0.069947
| 112 | 17028543.4158 | 0 | 14418010.5981 | 0 |  | 618153.1875 | 679814.9375 | 722711.3125 | 913070.125 | 940952.5 | 1248028.25 | 1299611.5 | 1382544.75 | 1553973.8929 | 1611576.259 | 1629043.0644 | 1705801.8022 | 1750951.1217 | 1945464.9845 | 2042678.9245 | 2101285.9825 | 2150125.6002 | 2276761.0918 | 2386999.9557 | 2544033.7955 | 2718739.2571 | 2885583.1205 | 3070340.684 | 3238797.75 | 0 | 0 | 0 | 0 | 0 | 0 | 0 | 0 | 0 | 0 | 0 | 0 | 0 | 0 | 0 | 0 | 0 | 0 | 0 | 0 | 0 | 0 | 0 | 0 | 0.095084 | 0.061189 | 0.2338 | 0.03008 | 0.28243 | 0.0405 | 0.06186 | 0.11689 | 0.036397 | 0.01078 | 0.046043 | 0.026124 | 0.10534 | 0.048761 | 0.028287 | 0.022977 | 0.057228 | 0.047283 | 0.063714 | 0.066417 | 0.059559 | 0.062062 | 0.053414 | 0.064408
| 113 | 18235125.8054 | 0 | 15525956.639 | 0 |  | 631884.5 | 694621.4375 | 740192.375 | 945576.5625 | 1073166.625 | 1412403.125 | 1504805.75 | 1536361 | 1692225.0179 | 1724328.884 | 1768709.5644 | 1852881.5522 | 1904158.4967 | 2068517.9845 | 2142292.9245 | 2227012.1075 | 2310114.8502 | 2417498.3418 | 2533281.7057 | 2667467.7955 | 2844965.0071 | 3015971.1205 | 3168439.434 | 3327126 | 0 | 0 | 0 | 0 | 0 | 0 | 0 | 0 | 0 | 0 | 0 | 0 | 0 | 0 | 0 | 0 | 0 | 0 | 0 | 0 | 0 | 0 | 0 | 0 | 0.09466 | 0.063543 | 0.24488 | 0.12657 | 0.27468 | 0.063371 | 0.020753 | 0.096628 | 0.018794 | 0.025412 | 0.046492 | 0.027298 | 0.082792 | 0.035044 | 0.038784 | 0.036636 | 0.045436 | 0.046782 | 0.051614 | 0.064421 | 0.058371 | 0.049317 | 0.04887 | 0.064798
| 114 | 18497827.5808 | 0 | 15693317.4043 | 0 |  | 656528.4375 | 695778.5625 | 736507.4375 | 924700.125 | 1018248.5 | 1349989.75 | 1446206 | 1521273.125 | 1710350.8929 | 1769008.884 | 1816798.8144 | 1917471.5522 | 1962855.7467 | 2139412.3595 | 2257610.9245 | 2339442.1075 | 2388853.1002 | 2489035.0918 | 2588154.7057 | 2707100.7955 | 2915754.7571 | 3092584.8705 | 3316558.934 | 3474730 | 0 | 0 | 0 | 0 | 0 | 0 | 0 | 0 | 0 | 0 | 0 | 0 | 0 | 0 | 0 | 0 | 0 | 0 | 0 | 0 | 0 | 0 | 0 | 0 | 0.058065 | 0.056888 | 0.22755 | 0.09637 | 0.28201 | 0.068847 | 0.050604 | 0.11715 | 0.033721 | 0.026657 | 0.053931 | 0.023393 | 0.086131 | 0.053776 | 0.035605 | 0.020901 | 0.041082 | 0.03905 | 0.044933 | 0.07425 | 0.058879 | 0.069921 | 0.046589 | 0.062559
| 115 | 18442118.8871 | 0 | 15720923.7034 | 0 |  | 628122.8125 | 682152.5 | 728119.5625 | 937032.3125 | 1032148.0625 | 1374578.5 | 1513996.375 | 1591107.625 | 1764756.6429 | 1797758.009 | 1823335.9394 | 1927885.1772 | 1952257.3717 | 2113662.8595 | 2233817.4245 | 2280774.1075 | 2310027.3502 | 2446581.5918 | 2554172.4557 | 2677316.0455 | 2860085.0071 | 3030854.6205 | 3174269.184 | 3345943.5 | 0 | 0 | 0 | 0 | 0 | 0 | 0 | 0 | 0 | 0 | 0 | 0 | 0 | 0 | 0 | 0 | 0 | 0 | 0 | 0 | 0 | 0 | 0 | 0 | 0.082518 | 0.065212 | 0.25225 | 0.09668 | 0.28651 | 0.096606 | 0.049678 | 0.10358 | 0.018528 | 0.014127 | 0.055756 | 0.012563 | 0.079436 | 0.05529 | 0.020803 | 0.012744 | 0.057432 | 0.043036 | 0.047087 | 0.066037 | 0.057993 | 0.046233 | 0.052671 | 0.067679
| 116 | 18994772.8863 | 0 | 16070023.3788 | 0 |  | 642561.625 | 683550.25 | 724926.125 | 941940.625 | 1047772.5 | 1388009.25 | 1458241.75 | 1550535 | 1744643.8929 | 1808084.259 | 1831322.9394 | 1940192.9272 | 2020764.6217 | 2204654.8595 | 2315676.4245 | 2425705.6075 | 2488685.1002 | 2614288.3418 | 2779640.4557 | 2891066.2955 | 3052768.2571 | 3254883.8705 | 3439991.434 | 3595083.25 | 0 | 0 | 0 | 0 | 0 | 0 | 0 | 0 | 0 | 0 | 0 | 0 | 0 | 0 | 0 | 0 | 0 | 0 | 0 | 0 | 0 | 0 | 0 | 0 | 0.061837 | 0.05877 | 0.26187 | 0.10648 | 0.2812 | 0.049361 | 0.061369 | 0.11795 | 0.035717 | 0.012771 | 0.057749 | 0.040689 | 0.087095 | 0.049131 | 0.046421 | 0.025632 | 0.049237 | 0.06133 | 0.039304 | 0.054423 | 0.064108 | 0.055312 | 0.044098 | 0.066239
| 117 | 16735427.5983 | 0 | 14200907.2335 | 0 |  | 599170.9375 | 649905.375 | 694759.125 | 897402.4375 | 914256.125 | 1231531.25 | 1289170.625 | 1372487.375 | 1566258.3929 | 1601798.134 | 1622147.1894 | 1688513.5522 | 1731503.9967 | 1914882.3595 | 2013503.4245 | 2090800.4825 | 2134453.2252 | 2230699.3418 | 2339763.7057 | 2464447.5455 | 2637259.7571 | 2821424.6205 | 2985389.184 | 3119839.25 | 0 | 0 | 0 | 0 | 0 | 0 | 0 | 0 | 0 | 0 | 0 | 0 | 0 | 0 | 0 | 0 | 0 | 0 | 0 | 0 | 0 | 0 | 0 | 0 | 0.08128 | 0.066738 | 0.25594 | 0.018606 | 0.2979 | 0.045741 | 0.062626 | 0.13206 | 0.022437 | 0.012624 | 0.040098 | 0.025142 | 0.10067 | 0.05022 | 0.037671 | 0.020664 | 0.044105 | 0.047735 | 0.051918 | 0.067773 | 0.067502 | 0.056488 | 0.044051 | 0.070501
| 118 | 16671825.2237 | 0 | 14203624.9912 | 0 |  | 641082.5625 | 683822.625 | 727506.875 | 929855.625 | 949262.375 | 1256189.875 | 1311054.75 | 1393630.25 | 1555287.6429 | 1596550.134 | 1592456.8144 | 1665735.9272 | 1701529.4967 | 1869159.6095 | 1950968.7995 | 2021430.3575 | 2073690.1002 | 2160291.3418 | 2263209.7057 | 2410824.0455 | 2578632.2571 | 2736473.6205 | 2905607.684 | 3040004.5 | 0 | 0 | 0 | 0 | 0 | 0 | 0 | 0 | 0 | 0 | 0 | 0 | 0 | 0 | 0 | 0 | 0 | 0 | 0 | 0 | 0 | 0 | 0 | 0 | 0.06454 | 0.061925 | 0.24541 | 0.020656 | 0.28015 | 0.042749 | 0.06108 | 0.10975 | 0.026185 | -0.0025671 | 0.044989 | 0.021261 | 0.093961 | 0.042837 | 0.035479 | 0.025524 | 0.040913 | 0.046541 | 0.063185 | 0.067291 | 0.059411 | 0.059972 | 0.045216 | 0.066293
| 119 | 15677771.5381 | 0 | 13257907.2593 | 0 |  | 590281.8125 | 644385.9375 | 681468.25 | 870752.875 | 834166.25 | 1106779.125 | 1150318.75 | 1253188 | 1449820.2679 | 1483788.884 | 1491984.0644 | 1568140.9272 | 1614482.8717 | 1790489.4845 | 1868250.0495 | 1958061.7325 | 1981755.1002 | 2075955.8418 | 2191331.2057 | 2342797.0455 | 2511468.0071 | 2683727.1205 | 2852516.684 | 2995828.25 | 0 | 0 | 0 | 0 | 0 | 0 | 0 | 0 | 0 | 0 | 0 | 0 | 0 | 0 | 0 | 0 | 0 | 0 | 0 | 0 | 0 | 0 | 0 | 0 | 0.087698 | 0.055952 | 0.24511 | -0.042925 | 0.28278 | 0.038585 | 0.085652 | 0.14575 | 0.023159 | 0.0055079 | 0.049784 | 0.029124 | 0.10347 | 0.042513 | 0.046953 | 0.012028 | 0.046439 | 0.054088 | 0.066836 | 0.069522 | 0.066339 | 0.060995 | 0.049019 | 0.07126
| 120 | 17285442.5637 | 0 | 14560259.5875 | 0 |  | 637330.125 | 684176.5 | 726190.25 | 921540.125 | 965395.75 | 1258690.375 | 1324515.625 | 1396208.75 | 1548881.5179 | 1593743.384 | 1618940.1894 | 1717484.5522 | 1758761.7467 | 1963802.8595 | 2047364.1745 | 2134709.3575 | 2206337.3502 | 2317821.8418 | 2422960.2057 | 2586518.0455 | 2789337.0071 | 3010310.1205 | 3210801.434 | 3437061.5 | 0 | 0 | 0 | 0 | 0 | 0 | 0 | 0 | 0 | 0 | 0 | 0 | 0 | 0 | 0 | 0 | 0 | 0 | 0 | 0 | 0 | 0 | 0 | 0 | 0.070928 | 0.059596 | 0.23823 | 0.046492 | 0.26529 | 0.050975 | 0.052714 | 0.10377 | 0.028553 | 0.015686 | 0.059089 | 0.023749 | 0.11027 | 0.04167 | 0.041777 | 0.033003 | 0.049294 | 0.044362 | 0.065323 | 0.075491 | 0.076239 | 0.064477 | 0.068096 | 0.060822
| 121 | 22919635.7118 | 22919635.7118 | 19401652.01 | 19401652.01 |  | 689960.5 | 735629.625 | 805824.5625 | 1015002.3125 | 1277194.875 | 1702012.25 | 1891407.125 | 1948420.75 | 2126404.2679 | 2198635.384 | 2299866.8144 | 2431328.5522 | 2487606.6217 | 2724712.1095 | 2858110.6745 | 2964693.8575 | 3007776.6002 | 3155071.3418 | 3328360.2057 | 3424329.0455 | 3649084.2571 | 3839185.3705 | 4181348.434 | 4392482 | 689960.5 | 735629.625 | 805824.5625 | 1015002.3125 | 1277194.875 | 1702012.25 | 1891407.125 | 1948420.75 | 2126404.2679 | 2198635.384 | 2299866.8144 | 2431328.5522 | 2487606.6217 | 2724712.1095 | 2858110.6745 | 2964693.8575 | 3007776.6002 | 3155071.3418 | 3328360.2057 | 3424329.0455 | 3649084.2571 | 3839185.3705 | 4181348.434 | 4392482 | 0.064092 | 0.091139 | 0.23078 | 0.22978 | 0.28715 | 0.10551 | 0.029698 | 0.087413 | 0.033404 | 0.045014 | 0.055587 | 0.022883 | 0.091042 | 0.047798 | 0.036613 | 0.014427 | 0.04781 | 0.053469 | 0.028426 | 0.063571 | 0.050784 | 0.085374 | 0.049261 | 0.071597
| 122 | 19769894.7748 | 19769894.7748 | 16917367.7761 | 16917367.7761 |  | 654876.125 | 690917.1875 | 746943.1875 | 957291.5625 | 1153445.25 | 1531898.125 | 1649158.625 | 1739332.25 | 1892414.7679 | 1939932.259 | 2004903.0644 | 2037374.3022 | 2080952.6217 | 2294692.8595 | 2395161.4245 | 2501552.6075 | 2560211.3502 | 2633416.0918 | 2748376.2057 | 2854577.7955 | 3034750.7571 | 3155566.3705 | 3331477.684 | 3482977 | 0 | 0 | 0 | 957291.5625 | 1153445.25 | 1531898.125 | 1649158.625 | 1739332.25 | 1892414.7679 | 1939932.259 | 2004903.0644 | 2037374.3022 | 2080952.6217 | 2294692.8595 | 2395161.4245 | 2501552.6075 | 2560211.3502 | 0 | 0 | 0 | 0 | 0 | 0 | 0 | 0.053574 | 0.077969 | 0.24812 | 0.1864 | 0.28375 | 0.073758 | 0.053236 | 0.084352 | 0.024799 | 0.032943 | 0.016066 | 0.021164 | 0.097773 | 0.042852 | 0.043461 | 0.023178 | 0.028192 | 0.042728 | 0.037914 | 0.061205 | 0.039039 | 0.054248 | 0.044471 | 0.070778
| 123 | 17420082.5925 | 0 | 14705170.3444 | 0 |  | 615921.625 | 677041.125 | 731166.6875 | 914182.75 | 954821.8125 | 1262145.875 | 1316864.375 | 1417278.625 | 1606691.8929 | 1631737.009 | 1631983.5644 | 1725857.1772 | 1774302.9967 | 1976133.8595 | 2099040.1745 | 2203832.3575 | 2244684.3502 | 2363841.8418 | 2489070.9557 | 2631693.5455 | 2851160.5071 | 3032952.6205 | 3186610.684 | 3309609.25 | 0 | 0 | 0 | 0 | 0 | 0 | 0 | 0 | 0 | 0 | 0 | 0 | 0 | 0 | 0 | 0 | 0 | 0 | 0 | 0 | 0 | 0 | 0 | 0 | 0.094612 | 0.076909 | 0.22339 | 0.043494 | 0.27904 | 0.04244 | 0.073485 | 0.12544 | 0.015468 | 0.00015109 | 0.055928 | 0.027684 | 0.10773 | 0.060338 | 0.048718 | 0.018367 | 0.051723 | 0.051621 | 0.055718 | 0.080099 | 0.061811 | 0.049421 | 0.037872 | 0.06367
| 124 | 17956273.7937 | 0 | 15169246.2021 | 0 |  | 613922.6875 | 673532.625 | 714565.25 | 926724 | 965676.25 | 1275019.5 | 1367567.25 | 1445121.5 | 1672993.2679 | 1702067.884 | 1714760.6894 | 1826606.9272 | 1865992.2467 | 2073495.1095 | 2187896.6745 | 2278691.1075 | 2327409.6002 | 2456462.5918 | 2608221.4557 | 2753097.0455 | 2919516.5071 | 3075615.6205 | 3296633.934 | 3422773.25 | 0 | 0 | 0 | 0 | 0 | 0 | 0 | 0 | 0 | 0 | 0 | 0 | 0 | 0 | 0 | 0 | 0 | 0 | 0 | 0 | 0 | 0 | 0 | 0 | 0.092667 | 0.059138 | 0.25998 | 0.041173 | 0.27789 | 0.070072 | 0.05516 | 0.14642 | 0.01723 | 0.0074296 | 0.063187 | 0.021333 | 0.10544 | 0.053705 | 0.040661 | 0.021155 | 0.053966 | 0.059946 | 0.054058 | 0.058692 | 0.052087 | 0.069397 | 0.037549 | 0.068198
| 125 | 18289514.5633 | 0 | 15363446.9309 | 0 |  | 617876.5625 | 681029.625 | 726099.375 | 909015.125 | 923147 | 1250133.75 | 1373568.875 | 1453217.125 | 1650423.3929 | 1698402.009 | 1730438.5644 | 1846082.6772 | 1940081.7467 | 2116651.8595 | 2244623.9245 | 2376821.6075 | 2476047.3502 | 2567101.0918 | 2691350.7057 | 2828545.0455 | 3052816.7571 | 3236446.8705 | 3462290.434 | 3598908.5 | 0 | 0 | 0 | 0 | 0 | 0 | 0 | 0 | 0 | 0 | 0 | 0 | 0 | 0 | 0 | 0 | 0 | 0 | 0 | 0 | 0 | 0 | 0 | 0 | 0.097317 | 0.064081 | 0.22467 | 0.015427 | 0.30322 | 0.094162 | 0.056367 | 0.12725 | 0.028656 | 0.018687 | 0.064691 | 0.049664 | 0.087105 | 0.058702 | 0.057226 | 0.040899 | 0.036114 | 0.047266 | 0.049719 | 0.076302 | 0.058411 | 0.067454 | 0.0387 | 0.065563
| 126 | 18190694.8973 | 0 | 15515474.2201 | 0 |  | 637532.0625 | 682180.9375 | 728689.0625 | 941919.25 | 1015909.9375 | 1379849 | 1468382.875 | 1532619.125 | 1708995.8929 | 1775566.509 | 1793162.6894 | 1891377.0522 | 1946864.2467 | 2138154.4845 | 2203206.1745 | 2258894.1075 | 2282553.3502 | 2399021.5918 | 2472908.4557 | 2605431.0455 | 2779032.2571 | 2973114.3705 | 3172302.684 | 3281691 | 0 | 0 | 0 | 0 | 0 | 0 | 0 | 0 | 0 | 0 | 0 | 0 | 0 | 0 | 0 | 0 | 0 | 0 | 0 | 0 | 0 | 0 | 0 | 0 | 0.06769 | 0.065952 | 0.25667 | 0.07562 | 0.30619 | 0.062188 | 0.042816 | 0.10893 | 0.038214 | 0.0098614 | 0.053324 | 0.028915 | 0.093723 | 0.029971 | 0.024962 | 0.010419 | 0.049766 | 0.030334 | 0.052203 | 0.064505 | 0.067507 | 0.064848 | 0.033901 | 0.071021
| 127 | 17552293.4659 | 0 | 14962478.2114 | 0 |  | 666623.3125 | 710620.3125 | 746064.625 | 941313.8125 | 1033429 | 1354720 | 1395550.625 | 1443229.125 | 1602932.5179 | 1647071.259 | 1670432.1894 | 1768902.0522 | 1799435.3717 | 1999601.3595 | 2113061.1745 | 2157873.6075 | 2194242.3502 | 2286664.8418 | 2407224.9557 | 2535228.0455 | 2697303.2571 | 2871991.3705 | 3052333.934 | 3195467.75 | 666623.3125 | 710620.3125 | 0 | 0 | 0 | 0 | 0 | 0 | 0 | 0 | 0 | 0 | 0 | 0 | 0 | 0 | 0 | 0 | 0 | 0 | 0 | 0 | 0 | 0 | 0.063913 | 0.048674 | 0.23246 | 0.093361 | 0.27071 | 0.029694 | 0.033594 | 0.10495 | 0.027164 | 0.014084 | 0.057277 | 0.017114 | 0.10547 | 0.05519 | 0.020986 | 0.016714 | 0.041258 | 0.05138 | 0.051809 | 0.061969 | 0.062753 | 0.060901 | 0.045827 | 0.06351
| 128 | 16994928.687 | 0 | 14474237.5785 | 0 |  | 619035.6875 | 674460.6875 | 711812.3125 | 909274.6875 | 946200.75 | 1262016 | 1328616.25 | 1415843.25 | 1582328.7679 | 1632536.509 | 1646821.5644 | 1732361.3022 | 1774004.7467 | 1955854.3595 | 2044489.0495 | 2105125.9825 | 2122420.8502 | 2254883.3418 | 2353088.9557 | 2482310.7955 | 2630628.5071 | 2806298.8705 | 2959828.684 | 3102929.25 | 0 | 0 | 0 | 0 | 0 | 0 | 0 | 0 | 0 | 0 | 0 | 0 | 0 | 0 | 0 | 0 | 0 | 0 | 0 | 0 | 0 | 0 | 0 | 0 | 0.08575 | 0.053901 | 0.24483 | 0.039808 | 0.28801 | 0.051428 | 0.063587 | 0.11117 | 0.031237 | 0.0087122 | 0.050638 | 0.023754 | 0.097588 | 0.044321 | 0.029227 | 0.008182 | 0.060541 | 0.042631 | 0.053461 | 0.058033 | 0.064644 | 0.053265 | 0.047215 | 0.066863
| 129 | 16863039.6429 | 0 | 14356830.6178 | 0 |  | 635285.125 | 692811.8125 | 740034 | 919430.25 | 961516.4375 | 1258641.25 | 1314420.75 | 1376145.75 | 1556437.1429 | 1597152.384 | 1614482.5644 | 1707899.3022 | 1748491.4967 | 1915440.2345 | 1989907.1745 | 2075990.6075 | 2109405.2252 | 2191995.0918 | 2317215.4557 | 2448844.0455 | 2605829.2571 | 2781777.3705 | 2953563.184 | 3095079.25 | 0 | 0 | 0 | 0 | 0 | 0 | 0 | 0 | 0 | 0 | 0 | 0 | 0 | 0 | 0 | 0 | 0 | 0 | 0 | 0 | 0 | 0 | 0 | 0 | 0.086684 | 0.065938 | 0.21706 | 0.044757 | 0.26928 | 0.043363 | 0.045891 | 0.12311 | 0.025823 | 0.010792 | 0.05625 | 0.023489 | 0.091194 | 0.038141 | 0.04235 | 0.015968 | 0.038406 | 0.055554 | 0.05525 | 0.062135 | 0.065339 | 0.059922 | 0.046801 | 0.060848
| 130 | 17217639.5413 | 0 | 14589160.4758 | 0 |  | 639988.8125 | 691045.375 | 731226.375 | 920620.875 | 948217 | 1254998.625 | 1301773.75 | 1397725.125 | 1582661.0179 | 1613729.509 | 1636132.4394 | 1720388.1772 | 1763389.8717 | 1955039.1095 | 2067512.7995 | 2157343.1075 | 2184163.6002 | 2318361.0918 | 2432028.9557 | 2577904.5455 | 2758345.7571 | 2908847.3705 | 3090774.184 | 3232260.25 | 0 | 0 | 0 | 0 | 0 | 0 | 0 | 0 | 0 | 0 | 0 | 0 | 0 | 0 | 0 | 0 | 0 | 0 | 0 | 0 | 0 | 0 | 0 | 0 | 0.076755 | 0.056518 | 0.23033 | 0.029535 | 0.28031 | 0.036593 | 0.071118 | 0.12426 | 0.01944 | 0.013787 | 0.050215 | 0.024688 | 0.10317 | 0.055936 | 0.042531 | 0.012356 | 0.059628 | 0.047865 | 0.058251 | 0.067654 | 0.053126 | 0.060665 | 0.04476 | 0.064365
| 131 | 17278587.6552 | 0 | 14706147.3156 | 0 |  | 629702.375 | 693728.1875 | 730763.1875 | 932574.9375 | 940131.9375 | 1290262.875 | 1364683.25 | 1437577.75 | 1615950.8929 | 1661495.634 | 1678867.8144 | 1764673.9272 | 1793325.1217 | 1982088.9845 | 2052210.4245 | 2108072.9825 | 2170319.6002 | 2276941.8418 | 2388574.7057 | 2503934.5455 | 2661481.0071 | 2837876.1205 | 3036228.934 | 3208038 | 0 | 0 | 0 | 0 | 0 | 0 | 0 | 0 | 0 | 0 | 0 | 0 | 0 | 0 | 0 | 0 | 0 | 0 | 0 | 0 | 0 | 0 | 0 | 0 | 0.096833 | 0.052009 | 0.24386 | 0.0080707 | 0.31658 | 0.056076 | 0.052037 | 0.11696 | 0.027795 | 0.010401 | 0.049846 | 0.016106 | 0.10008 | 0.034766 | 0.026857 | 0.0291 | 0.047959 | 0.047864 | 0.047166 | 0.061019 | 0.064173 | 0.06756 | 0.055043 | 0.072231
| 132 | 17524171.926 | 0 | 14787867.0192 | 0 |  | 624317.75 | 668670.5625 | 712278.375 | 905292.4375 | 945843.75 | 1243329.125 | 1330609.25 | 1412287.75 | 1576251.3929 | 1650870.884 | 1699927.3144 | 1781886.5522 | 1825780.8717 | 2020581.8595 | 2127529.7995 | 2187940.6075 | 2258778.1002 | 2399540.5918 | 2489831.2057 | 2663157.0455 | 2871659.0071 | 3043021.8705 | 3205625.684 | 3360440.25 | 0 | 0 | 0 | 0 | 0 | 0 | 0 | 0 | 0 | 0 | 0 | 0 | 0 | 0 | 0 | 0 | 0 | 0 | 0 | 0 | 0 | 0 | 0 | 0 | 0.068632 | 0.063177 | 0.23979 | 0.043819 | 0.27347 | 0.067844 | 0.059574 | 0.10984 | 0.046253 | 0.029283 | 0.047087 | 0.024335 | 0.10138 | 0.051576 | 0.027999 | 0.031863 | 0.060453 | 0.036938 | 0.067297 | 0.075378 | 0.057961 | 0.052056 | 0.047165 | 0.061796
| 133 | 19190863.3281 | 0 | 16123902.3086 | 0 |  | 624376.75 | 686271.6875 | 732686.1875 | 932150.375 | 971983.5625 | 1335529.875 | 1453727.5 | 1500950 | 1703624.2679 | 1762552.259 | 1870763.6894 | 1991366.0522 | 2095144.6217 | 2222690.8595 | 2384782.6745 | 2422244.1075 | 2581383.1002 | 2757525.0918 | 2833551.2057 | 3066013.5455 | 3283549.5071 | 3378813.3705 | 3533848.684 | 3786908.25 | 0 | 0 | 0 | 0 | 0 | 0 | 0 | 0 | 0 | 0 | 0 | 0 | 2095144.6217 | 0 | 2384782.6745 | 0 | 2581383.1002 | 2757525.0918 | 2833551.2057 | 3066013.5455 | 3283549.5071 | 3378813.3705 | 3533848.684 | 3786908.25 | 0.09452 | 0.065444 | 0.24078 | 0.041845 | 0.31774 | 0.084803 | 0.031967 | 0.12666 | 0.034005 | 0.059584 | 0.062474 | 0.050802 | 0.059096 | 0.070389 | 0.015586 | 0.063631 | 0.066008 | 0.027197 | 0.078847 | 0.068547 | 0.0286 | 0.044863 | 0.069162 | 0.068902
| 134 | 19866430.9004 | 19866430.9004 | 16646200.8428 | 16646200.8428 |  | 598713.875 | 657979.75 | 710191.6875 | 904163.625 | 1006959.375 | 1393263.5 | 1506784.375 | 1625045.75 | 1818434.6429 | 1891020.384 | 1939527.6894 | 2088649.5522 | 2165005.1217 | 2359717.1095 | 2482863.4245 | 2535065.6075 | 2678999.3502 | 2849795.3418 | 2937766.7057 | 3041259.7955 | 3292901.0071 | 3489515.1205 | 3839043.184 | 4094546.25 | 0 | 0 | 0 | 0 | 0 | 0 | 0 | 1625045.75 | 1818434.6429 | 1891020.384 | 1939527.6894 | 2088649.5522 | 2165005.1217 | 2359717.1095 | 2482863.4245 | 2535065.6075 | 2678999.3502 | 2849795.3418 | 2937766.7057 | 3041259.7955 | 3292901.0071 | 3489515.1205 | 3839043.184 | 4094546.25 | 0.09439 | 0.076361 | 0.24148 | 0.10768 | 0.32471 | 0.078329 | 0.075558 | 0.11244 | 0.039141 | 0.025328 | 0.074073 | 0.035905 | 0.086119 | 0.050871 | 0.020807 | 0.055224 | 0.061804 | 0.030402 | 0.034622 | 0.079497 | 0.057994 | 0.09546 | 0.064433 | 0.069145
| 135 | 17546679.5186 | 0 | 14858269.2881 | 0 |  | 594867.25 | 666613.4375 | 709001.6875 | 901230.125 | 918249.625 | 1247476.125 | 1356461 | 1438648 | 1624551.5179 | 1665518.009 | 1701217.9394 | 1809879.4272 | 1877645.9967 | 2053070.8595 | 2137804.2995 | 2204795.8575 | 2278171.1002 | 2394458.8418 | 2486738.9557 | 2649780.0455 | 2790577.0071 | 2936429.1205 | 3171750.184 | 3376582 | 0 | 0 | 0 | 0 | 0 | 0 | 0 | 0 | 0 | 0 | 0 | 0 | 0 | 0 | 0 | 0 | 0 | 0 | 0 | 0 | 0 | 0 | 0 | 0 | 0.11387 | 0.061648 | 0.2399 | 0.018709 | 0.30641 | 0.083757 | 0.058825 | 0.12153 | 0.024904 | 0.021208 | 0.061916 | 0.036759 | 0.089318 | 0.040443 | 0.030856 | 0.032738 | 0.049784 | 0.037815 | 0.063504 | 0.051772 | 0.050946 | 0.077089 | 0.06258 | 0.068655
| 136 | 17390269.9378 | 0 | 14650880.5998 | 0 |  | 626241.375 | 678750.9375 | 724878.1875 | 909942.6875 | 904183.3125 | 1202540.75 | 1275510.125 | 1378771.875 | 1585468.5179 | 1637457.884 | 1679197.6894 | 1771563.8022 | 1829860.2467 | 2016388.3595 | 2106184.0495 | 2157047.3575 | 2257241.8502 | 2366386.0918 | 2506202.2057 | 2623758.2955 | 2824885.0071 | 3035277.8705 | 3218628.434 | 3428184.75 | 0 | 0 | 0 | 0 | 0 | 0 | 0 | 0 | 0 | 0 | 0 | 0 | 0 | 0 | 0 | 0 | 0 | 0 | 0 | 0 | 0 | 0 | 0 | 0 | 0.080518 | 0.065749 | 0.22738 | -0.0063495 | 0.28516 | 0.05891 | 0.077847 | 0.13969 | 0.032265 | 0.025171 | 0.053547 | 0.032377 | 0.097068 | 0.04357 | 0.023863 | 0.045403 | 0.04722 | 0.057405 | 0.045839 | 0.07386 | 0.071835 | 0.058652 | 0.063076 | 0.064824
| 137 | 17237036.202 | 0 | 14603091.6102 | 0 |  | 625277.625 | 683900.5625 | 731954.625 | 918759.5625 | 915394.6875 | 1229495.375 | 1302358.125 | 1418131 | 1594701.2679 | 1631984.259 | 1654819.5644 | 1746749.0522 | 1782953.7467 | 1952205.1095 | 2064279.9245 | 2145565.3575 | 2197460.3502 | 2344124.5918 | 2456486.7057 | 2600504.0455 | 2760088.5071 | 2917063.6205 | 3089723.934 | 3249386.25 | 0 | 0 | 0 | 0 | 0 | 0 | 0 | 0 | 0 | 0 | 0 | 0 | 0 | 0 | 0 | 0 | 0 | 0 | 0 | 0 | 0 | 0 | 0 | 0 | 0.089617 | 0.067906 | 0.22731 | -0.0036691 | 0.295 | 0.057573 | 0.085163 | 0.11735 | 0.02311 | 0.013895 | 0.054064 | 0.020515 | 0.090688 | 0.055822 | 0.038622 | 0.023899 | 0.06461 | 0.04682 | 0.056973 | 0.059557 | 0.055315 | 0.057504 | 0.050384 | 0.066449
| 138 | 17052395.1278 | 0 | 14474307.5496 | 0 |  | 602310.1875 | 664436.4375 | 704487 | 917533 | 983797.4375 | 1279537.875 | 1339297.125 | 1405379.25 | 1571408.7679 | 1607244.259 | 1656975.4394 | 1711144.8022 | 1779214.9967 | 1921131.6095 | 2020026.9245 | 2116366.3575 | 2173917.8502 | 2262602.3418 | 2351048.2057 | 2508573.0455 | 2670086.7571 | 2860947.8705 | 3054003.684 | 3180543.5 | 0 | 0 | 0 | 0 | 0 | 0 | 0 | 0 | 0 | 0 | 0 | 0 | 0 | 0 | 0 | 0 | 0 | 0 | 0 | 0 | 0 | 0 | 0 | 0 | 0.098167 | 0.058531 | 0.26422 | 0.069731 | 0.26283 | 0.045646 | 0.048162 | 0.11167 | 0.022549 | 0.030473 | 0.032169 | 0.03901 | 0.076742 | 0.050196 | 0.04659 | 0.02683 | 0.039985 | 0.038346 | 0.064853 | 0.062397 | 0.069042 | 0.0653 | 0.040599 | 0.064116
| 139 | 19695945.8159 | 19695945.8159 | 16527534.4906 | 16527534.4906 |  | 655175 | 720017.75 | 774141.1875 | 968028.125 | 1097009.75 | 1442261.625 | 1538064.125 | 1575692.875 | 1722779.8929 | 1804664.884 | 1865550.8144 | 1963374.8022 | 2017493.1217 | 2246295.3595 | 2390635.4245 | 2508771.6075 | 2593569.6002 | 2744387.8418 | 2880301.4557 | 3023697.7955 | 3290959.5071 | 3452932.1205 | 3752531.934 | 3970243.5 | 0 | 720017.75 | 774141.1875 | 968028.125 | 1097009.75 | 1442261.625 | 1538064.125 | 0 | 0 | 0 | 0 | 0 | 0 | 0 | 2390635.4245 | 2508771.6075 | 2593569.6002 | 2744387.8418 | 2880301.4557 | 3023697.7955 | 3290959.5071 | 3452932.1205 | 3752531.934 | 3970243.5 | 0.094373 | 0.072478 | 0.22351 | 0.12508 | 0.27362 | 0.064312 | 0.024171 | 0.089244 | 0.046436 | 0.033181 | 0.051108 | 0.027191 | 0.10743 | 0.062277 | 0.048234 | 0.033242 | 0.056523 | 0.048337 | 0.048586 | 0.084699 | 0.048045 | 0.083207 | 0.056397 | 0.05997
| 140 | 19518585.2707 | 19518585.2707 | 16616813.0858 | 16616813.0858 |  | 635700.5625 | 679321.0625 | 727849.875 | 926191.375 | 1046426.6875 | 1404894.5 | 1576752.5 | 1672844 | 1874894.6429 | 1928261.384 | 1967068.3144 | 2069324.4272 | 2141220.1217 | 2281686.6095 | 2398498.1745 | 2456594.1075 | 2506582.8502 | 2673444.3418 | 2808330.9557 | 2907821.0455 | 3042749.2571 | 3197938.8705 | 3420568.684 | 3577515.25 | 0 | 0 | 0 | 0 | 0 | 0 | 1576752.5 | 1672844 | 1874894.6429 | 1928261.384 | 1967068.3144 | 2069324.4272 | 2141220.1217 | 2281686.6095 | 2398498.1745 | 0 | 0 | 0 | 2808330.9557 | 0 | 0 | 0 | 0 | 0 | 0.066366 | 0.069001 | 0.24099 | 0.12206 | 0.29458 | 0.11541 | 0.059158 | 0.11403 | 0.028066 | 0.019926 | 0.050678 | 0.034154 | 0.063539 | 0.049928 | 0.023933 | 0.020145 | 0.064447 | 0.049223 | 0.034814 | 0.045357 | 0.049745 | 0.0673 | 0.044862 | 0.067503
| 141 | 18737765.2953 | 0 | 15896635.9121 | 0 |  | 667632.1875 | 716202.25 | 764081.0625 | 953512.3125 | 1051108.375 | 1371973.5 | 1431295.5 | 1504843.875 | 1679023.8929 | 1726713.509 | 1789435.5644 | 1923559.5522 | 1977104.2467 | 2141861.3595 | 2300019.1745 | 2401006.3575 | 2476604.1002 | 2603784.8418 | 2699341.4557 | 2799713.2955 | 2969815.2571 | 3168213.1205 | 3358172.434 | 3462007.25 | 667632.1875 | 716202.25 | 764081.0625 | 0 | 0 | 0 | 0 | 0 | 0 | 0 | 0 | 0 | 0 | 0 | 0 | 0 | 0 | 0 | 0 | 0 | 0 | 0 | 0 | 0 | 0.070225 | 0.064711 | 0.22148 | 0.097448 | 0.26641 | 0.04233 | 0.050109 | 0.10952 | 0.028007 | 0.03568 | 0.072277 | 0.027456 | 0.080042 | 0.071242 | 0.042971 | 0.031 | 0.050078 | 0.036042 | 0.036509 | 0.058983 | 0.064668 | 0.058229 | 0.030452 | 0.059008
| 142 | 17750590.2244 | 0 | 15082296.9266 | 0 |  | 617651.8125 | 653913.5625 | 688911.1875 | 884163.1875 | 977963.0625 | 1306201.625 | 1391899.875 | 1477727.25 | 1674620.7679 | 1710420.509 | 1772682.0644 | 1882145.8022 | 1918593.6217 | 2044968.2345 | 2151897.6745 | 2221959.8575 | 2297274.1002 | 2352073.5918 | 2464378.7057 | 2603462.0455 | 2797868.7571 | 2928448.1205 | 3156145.184 | 3292125.75 | 0 | 0 | 0 | 0 | 0 | 0 | 0 | 0 | 0 | 0 | 0 | 0 | 0 | 0 | 0 | 0 | 0 | 0 | 0 | 0 | 0 | 0 | 0 | 0 | 0.05705 | 0.052137 | 0.24953 | 0.10083 | 0.28941 | 0.063546 | 0.059836 | 0.12508 | 0.021153 | 0.035754 | 0.059919 | 0.01918 | 0.06379 | 0.050968 | 0.03204 | 0.033334 | 0.023574 | 0.046642 | 0.054902 | 0.072016 | 0.045615 | 0.074879 | 0.042182 | 0.066935
| 143 | 16634772.0127 | 0 | 14117375.2213 | 0 |  | 625910.625 | 674661.4375 | 715513.5625 | 910047.1875 | 921566.875 | 1208463.875 | 1258651 | 1352212.25 | 1542243.0179 | 1570133.884 | 1588569.8144 | 1669344.0522 | 1708694.3717 | 1902325.1095 | 1979278.6745 | 2068155.2325 | 2105649.1002 | 2211420.0918 | 2308954.2057 | 2449283.0455 | 2610017.2571 | 2784643.1205 | 2977322.184 | 3117626.75 | 0 | 0 | 0 | 0 | 0 | 0 | 0 | 0 | 0 | 0 | 0 | 0 | 0 | 0 | 0 | 0 | 0 | 0 | 0 | 0 | 0 | 0 | 0 | 0 | 0.075003 | 0.05879 | 0.2405 | 0.012579 | 0.27103 | 0.04069 | 0.071701 | 0.1315 | 0.017923 | 0.011673 | 0.049597 | 0.023299 | 0.10735 | 0.039656 | 0.043925 | 0.017967 | 0.049011 | 0.04316 | 0.059001 | 0.063561 | 0.064763 | 0.066905 | 0.046048 | 0.065339
| 144 | 16921880.0618 | 0 | 14339680.1988 | 0 |  | 624471.5 | 678029.5625 | 722128 | 911807.25 | 913639.375 | 1226628.875 | 1285352.375 | 1369144.75 | 1554639.8929 | 1593931.134 | 1619900.1894 | 1711541.3022 | 1750108.3717 | 1932280.4845 | 2036128.9245 | 2109832.8575 | 2156334.3502 | 2270235.0918 | 2364337.7057 | 2509094.5455 | 2686019.5071 | 2864150.6205 | 3047485.684 | 3185068.25 | 0 | 0 | 0 | 0 | 0 | 0 | 0 | 0 | 0 | 0 | 0 | 0 | 0 | 0 | 0 | 0 | 0 | 0 | 0 | 0 | 0 | 0 | 0 | 0 | 0.082285 | 0.063012 | 0.23323 | 0.0020073 | 0.29459 | 0.046763 | 0.063153 | 0.12706 | 0.024959 | 0.016161 | 0.05503 | 0.022283 | 0.099023 | 0.05235 | 0.035558 | 0.021801 | 0.051474 | 0.040615 | 0.059424 | 0.068138 | 0.064211 | 0.062045 | 0.044157 | 0.06739
| 145 | 19241907.2034 | 0 | 16471025.4722 | 16471025.4722 |  | 683263.625 | 709177.8125 | 752927.5 | 942336.4375 | 1186285.5 | 1516808.375 | 1598861.5 | 1672499.625 | 1821067.1429 | 1854624.134 | 1910129.8144 | 1995046.8022 | 2052342.7467 | 2166829.6095 | 2275838.1745 | 2356678.1075 | 2416219.1002 | 2557280.0918 | 2657530.4557 | 2736147.7955 | 2892885.2571 | 3010990.6205 | 3304790.434 | 3439244.5 | 683263.625 | 709177.8125 | 752927.5 | 0 | 1186285.5 | 1516808.375 | 1598861.5 | 1672499.625 | 1821067.1429 | 1854624.134 | 1910129.8144 | 1995046.8022 | 2052342.7467 | 0 | 0 | 0 | 0 | 0 | 0 | 0 | 0 | 0 | 0 | 0 | 0.037226 | 0.059863 | 0.22439 | 0.23022 | 0.24578 | 0.052683 | 0.045027 | 0.085103 | 0.018259 | 0.029489 | 0.043496 | 0.028314 | 0.054283 | 0.049083 | 0.034905 | 0.024951 | 0.05674 | 0.038453 | 0.029154 | 0.055703 | 0.040015 | 0.093104 | 0.039879 | 0.067022
| 146 | 17376735.5162 | 0 | 14749086.4392 | 0 |  | 621604.625 | 673186.3125 | 712785.1875 | 913424.5625 | 961308.375 | 1293533.875 | 1353283.375 | 1393106.5 | 1584657.7679 | 1628938.884 | 1666676.1894 | 1769991.4272 | 1793011.6217 | 1987601.4845 | 2102701.9245 | 2185766.3575 | 2247802.3502 | 2380720.5918 | 2465729.7057 | 2607236.7955 | 2760101.0071 | 2933217.3705 | 3074256.434 | 3215713.5 | 0 | 0 | 0 | 0 | 0 | 0 | 0 | 0 | 0 | 0 | 0 | 0 | 0 | 0 | 0 | 0 | 0 | 0 | 0 | 0 | 0 | 0 | 0 | 0 | 0.079718 | 0.057158 | 0.24802 | 0.051094 | 0.29684 | 0.045156 | 0.029002 | 0.12883 | 0.02756 | 0.022903 | 0.060143 | 0.012922 | 0.10303 | 0.056295 | 0.038743 | 0.027987 | 0.05745 | 0.035085 | 0.055803 | 0.056976 | 0.060833 | 0.046963 | 0.044986 | 0.068708
| 147 | 17033240.3025 | 0 | 14414283.3586 | 0 |  | 606028.9375 | 670416.8125 | 711028.9375 | 903747.25 | 893497.625 | 1199153.75 | 1277422.875 | 1381160.75 | 1555355.2679 | 1606458.884 | 1638976.4394 | 1740207.3022 | 1768848.4967 | 1958777.1095 | 2053134.2995 | 2169094.6075 | 2218834.6002 | 2328571.8418 | 2415160.7057 | 2585708.7955 | 2730769.2571 | 2884990.3705 | 3087023.434 | 3249349.25 | 0 | 0 | 0 | 0 | 0 | 0 | 0 | 0 | 0 | 0 | 0 | 0 | 0 | 0 | 0 | 0 | 0 | 0 | 0 | 0 | 0 | 0 | 0 | 0 | 0.10097 | 0.058814 | 0.23984 | -0.011406 | 0.29423 | 0.063229 | 0.07808 | 0.11878 | 0.032328 | 0.02004 | 0.059932 | 0.016325 | 0.10199 | 0.047047 | 0.054942 | 0.022672 | 0.048273 | 0.036511 | 0.068234 | 0.054584 | 0.054938 | 0.067686 | 0.051247 | 0.06824
| 148 | 16595430.3195 | 0 | 14064288.0884 | 0 |  | 603982.4375 | 666267.6875 | 708483.875 | 895164.5625 | 905283.625 | 1198584.25 | 1267967.25 | 1348137.875 | 1534161.2679 | 1569392.509 | 1587560.9394 | 1664694.3022 | 1716469.4967 | 1887050.8595 | 1976785.2995 | 2044669.2325 | 2110139.4752 | 2239017.8418 | 2330468.7057 | 2487650.7955 | 2633221.0071 | 2808426.6205 | 2974827.434 | 3133933.5 | 0 | 0 | 0 | 0 | 0 | 0 | 0 | 0 | 0 | 0 | 0 | 0 | 0 | 0 | 0 | 0 | 0 | 0 | 0 | 0 | 0 | 0 | 0 | 0 | 0.098146 | 0.061436 | 0.23388 | 0.011241 | 0.28065 | 0.056274 | 0.061309 | 0.12926 | 0.022705 | 0.01151 | 0.047443 | 0.030628 | 0.094746 | 0.046457 | 0.033764 | 0.031518 | 0.059283 | 0.040032 | 0.065269 | 0.056869 | 0.064417 | 0.057562 | 0.052103 | 0.064897
| 149 | 17975691.4911 | 0 | 15157827.1198 | 0 |  | 627146.5 | 702235.5 | 759370.5 | 948032.9375 | 999498.9375 | 1278854.375 | 1353689.75 | 1393741.75 | 1583808.8929 | 1623981.009 | 1655612.9394 | 1795154.9272 | 1846598.2467 | 2069126.1095 | 2218993.4245 | 2264634.1075 | 2342890.1002 | 2503133.8418 | 2660214.7057 | 2794665.0455 | 2983431.5071 | 3117730.8705 | 3313216.934 | 3433977.25 | 0 | 0 | 759370.5 | 0 | 0 | 0 | 0 | 0 | 0 | 0 | 0 | 0 | 0 | 0 | 0 | 0 | 0 | 0 | 0 | 0 | 0 | 0 | 0 | 0 | 0.11309 | 0.078221 | 0.2219 | 0.052865 | 0.24647 | 0.056869 | 0.029158 | 0.12784 | 0.025048 | 0.019291 | 0.08092 | 0.028254 | 0.11378 | 0.069927 | 0.02036 | 0.033972 | 0.066158 | 0.060863 | 0.049305 | 0.065362 | 0.044031 | 0.060814 | 0.0358 | 0.058726
| 150 | 19644152.6908 | 19644152.6908 | 16637205.2578 | 16637205.2578 |  | 631429.125 | 690189.875 | 739090.8125 | 932915.25 | 1017041.0625 | 1386476.25 | 1551051.875 | 1677735.375 | 1821975.6429 | 1925537.384 | 1929819.8144 | 2048397.3022 | 2153568.1217 | 2307374.8595 | 2443703.6745 | 2479761.8575 | 2597367.8502 | 2746302.3418 | 2816548.2057 | 2954143.0455 | 3136384.2571 | 3319646.8705 | 3539619.934 | 3726199.5 | 0 | 0 | 0 | 0 | 0 | 0 | 1551051.875 | 1677735.375 | 1821975.6429 | 1925537.384 | 1929819.8144 | 2048397.3022 | 2153568.1217 | 2307374.8595 | 2443703.6745 | 2479761.8575 | 2597367.8502 | 2746302.3418 | 2816548.2057 | 2954143.0455 | 3136384.2571 | 3319646.8705 | 3539619.934 | 3726199.5 | 0.088981 | 0.068454 | 0.23289 | 0.086338 | 0.30987 | 0.11217 | 0.078512 | 0.082477 | 0.055284 | 0.0022215 | 0.059631 | 0.050068 | 0.068984 | 0.057404 | 0.014648 | 0.046336 | 0.055757 | 0.025257 | 0.047697 | 0.059862 | 0.056788 | 0.064161 | 0.051369 | 0.066736
| 151 | 13988309.1182 | 0 | 11626947.2688 | 0 |  | 427220.1562 | 543492.375 | 585917.5 | 680674.75 | 717573.875 | 936183.625 | 962577.75 | 1088615.5 | 1253087.5179 | 1269169.884 | 1306965.1894 | 1372331.6772 | 1400613.9967 | 1646781.9845 | 1725842.9245 | 1811735.3575 | 1870606.1002 | 1967912.8418 | 2090162.9557 | 2256168.0455 | 2430152.2571 | 2639000.8705 | 2783872.184 | 2925211.75 | 0 | 0 | 0 | 0 | 0 | 0 | 0 | 0 | 0 | 0 | 0 | 0 | 0 | 0 | 0 | 0 | 0 | 0 | 0 | 0 | 0 | 0 | 0 | 0 | 0.24072 | 0.075163 | 0.14991 | 0.052791 | 0.26594 | 0.027803 | 0.12305 | 0.1407 | 0.012753 | 0.029345 | 0.048803 | 0.020399 | 0.16191 | 0.046893 | 0.04857 | 0.031977 | 0.050711 | 0.060269 | 0.076426 | 0.074286 | 0.082446 | 0.053442 | 0.049524 | 0.067304
| 152 | 16771831.6966 | 0 | 14179537.6439 | 0 |  | 582552.125 | 647809.0625 | 690149.875 | 895930.4375 | 897374.75 | 1185536.5 | 1261899.875 | 1345949.75 | 1567167.0179 | 1594650.884 | 1644011.8144 | 1715241.8022 | 1753225.2467 | 1935066.8595 | 2020252.0495 | 2098514.6075 | 2109535.3502 | 2255127.3418 | 2400416.2057 | 2536687.5455 | 2695837.7571 | 2865537.1205 | 3060402.934 | 3208504.5 | 0 | 0 | 0 | 0 | 0 | 0 | 0 | 0 | 0 | 0 | 0 | 0 | 0 | 0 | 0 | 0 | 0 | 0 | 0 | 0 | 0 | 0 | 0 | 0 | 0.10618 | 0.063313 | 0.26095 | 0.0016108 | 0.27848 | 0.062423 | 0.064481 | 0.15217 | 0.017385 | 0.030485 | 0.042415 | 0.021903 | 0.098685 | 0.04308 | 0.038007 | 0.0052379 | 0.066739 | 0.062436 | 0.055217 | 0.06085 | 0.061047 | 0.065791 | 0.047258 | 0.069918
| 153 | 18340243.5163 | 0 | 15495087.4318 | 0 |  | 627705.375 | 691522.8125 | 745727.25 | 934050.0625 | 961498.875 | 1394900 | 1428606.5 | 1518124.125 | 1667404.7679 | 1708919.384 | 1775886.9394 | 1895957.1772 | 1937494.1217 | 2073182.1095 | 2184810.1745 | 2263259.1075 | 2363177.8502 | 2511781.3418 | 2595509.7057 | 2754745.2955 | 2957613.5071 | 3168492.8705 | 3329272.184 | 3527824.75 | 0 | 0 | 0 | 0 | 0 | 0 | 0 | 0 | 0 | 0 | 0 | 0 | 0 | 0 | 0 | 0 | 0 | 0 | 0 | 0 | 0 | 0 | 0 | 0 | 0.096825 | 0.075464 | 0.22517 | 0.028963 | 0.37208 | 0.023877 | 0.060776 | 0.093793 | 0.024593 | 0.038439 | 0.065424 | 0.021672 | 0.067689 | 0.052444 | 0.035277 | 0.043201 | 0.060985 | 0.032791 | 0.059542 | 0.071058 | 0.068873 | 0.049498 | 0.057928 | 0.076797
| 154 | 17264156.0221 | 0 | 14650398.9498 | 0 |  | 628726.8125 | 686361.75 | 723623.0625 | 917474.5625 | 925894.875 | 1236092 | 1318007.625 | 1411296.75 | 1613660.0179 | 1655253.884 | 1674956.3144 | 1768488.3022 | 1788840.8717 | 1992840.3595 | 2082135.5495 | 2169642.3575 | 2188848.1002 | 2292891.5918 | 2407388.4557 | 2559015.2955 | 2727329.0071 | 2895843.1205 | 3084836.434 | 3217282.5 | 0 | 0 | 0 | 0 | 0 | 0 | 0 | 0 | 0 | 0 | 0 | 0 | 0 | 0 | 0 | 0 | 0 | 0 | 0 | 0 | 0 | 0 | 0 | 0 | 0.087708 | 0.052866 | 0.23735 | 0.0091358 | 0.28895 | 0.064166 | 0.068388 | 0.134 | 0.025449 | 0.011833 | 0.054338 | 0.011443 | 0.10799 | 0.043833 | 0.041168 | 0.0088131 | 0.046438 | 0.048729 | 0.06108 | 0.0637 | 0.059954 | 0.063222 | 0.042038 | 0.068147
| 155 | 17733722.4838 | 0 | 15003873.9515 | 0 |  | 627175.9375 | 687498.125 | 736784.0625 | 929690.3125 | 967605.625 | 1260969 | 1343734.875 | 1422608.875 | 1623852.3929 | 1671498.634 | 1716308.0644 | 1824205.4272 | 1852553.1217 | 2033229.4845 | 2145386.2995 | 2211805.8575 | 2286396.1002 | 2431670.8418 | 2527929.7057 | 2639866.7955 | 2812118.0071 | 3014333.3705 | 3235726.934 | 3401417.5 | 0 | 0 | 0 | 0 | 0 | 0 | 0 | 0 | 0 | 0 | 0 | 0 | 0 | 0 | 0 | 0 | 0 | 0 | 0 | 0 | 0 | 0 | 0 | 0 | 0.091832 | 0.069236 | 0.23256 | 0.039973 | 0.26481 | 0.063572 | 0.057039 | 0.13231 | 0.028919 | 0.026455 | 0.060969 | 0.01542 | 0.093061 | 0.053694 | 0.03049 | 0.033168 | 0.061602 | 0.038822 | 0.043328 | 0.063209 | 0.069441 | 0.070875 | 0.049939 | 0.061099
| 156 | 20692968.3612 | 20692968.3612 | 17458044.5771 | 17458044.5771 |  | 634145.6875 | 703236.5625 | 753798.4375 | 962169.75 | 1077701.125 | 1502645.875 | 1580192 | 1700977.5 | 1883281.6429 | 1961580.884 | 2085324.9394 | 2178680.8022 | 2224098.1217 | 2437098.3595 | 2635656.1745 | 2692042.8575 | 2806638.1002 | 2855398.8418 | 3046107.9557 | 3151146.0455 | 3383334.0071 | 3533874.3705 | 3809057.184 | 4039204.75 | 0 | 0 | 753798.4375 | 962169.75 | 0 | 1502645.875 | 1580192 | 1700977.5 | 1883281.6429 | 1961580.884 | 2085324.9394 | 2178680.8022 | 2224098.1217 | 2437098.3595 | 2635656.1745 | 2692042.8575 | 2806638.1002 | 2855398.8418 | 3046107.9557 | 3151146.0455 | 3383334.0071 | 3533874.3705 | 3809057.184 | 4039204.75 | 0.10341 | 0.069432 | 0.24407 | 0.11339 | 0.3324 | 0.050319 | 0.073657 | 0.10181 | 0.040735 | 0.061174 | 0.043795 | 0.020632 | 0.091457 | 0.078324 | 0.021168 | 0.041687 | 0.017224 | 0.064653 | 0.033902 | 0.071095 | 0.043533 | 0.074987 | 0.058666 | 0.071913
| 157 | 18409201.33 | 0 | 15606581.2281 | 0 |  | 599379 | 669175.8125 | 720672.3125 | 915403.0625 | 1010937 | 1343228.125 | 1450597.625 | 1557743.5 | 1715222.3929 | 1778826.009 | 1789778.5644 | 1906163.1772 | 1978241.8717 | 2129641.7345 | 2241047.9245 | 2330250.6075 | 2386138.6002 | 2498211.5918 | 2606434.9557 | 2728474.5455 | 2910171.2571 | 3092128.6205 | 3320672.934 | 3468162.75 | 0 | 0 | 0 | 0 | 0 | 0 | 0 | 0 | 0 | 0 | 0 | 0 | 0 | 0 | 0 | 0 | 0 | 0 | 0 | 0 | 0 | 0 | 0 | 0 | 0.11015 | 0.074138 | 0.23918 | 0.099268 | 0.2842 | 0.0769 | 0.071263 | 0.096304 | 0.036411 | 0.0061383 | 0.063001 | 0.037116 | 0.073745 | 0.05099 | 0.039032 | 0.023701 | 0.045899 | 0.042408 | 0.045759 | 0.064469 | 0.060648 | 0.071308 | 0.043458 | 0.063739
| 158 | 18637554.5931 | 0 | 15942874.4506 | 0 |  | 658084.75 | 682685.625 | 730609.3125 | 915497.375 | 1078472.625 | 1453650.875 | 1554818 | 1609081.5 | 1778463.8929 | 1824124.884 | 1864772.1894 | 1925033.8022 | 1976075.8717 | 2128180.2345 | 2249573.1745 | 2334618.8575 | 2362949.6002 | 2441215.0918 | 2552597.2057 | 2647527.0455 | 2824257.0071 | 2969761.1205 | 3185865.184 | 3313708 | 658084.75 | 0 | 0 | 0 | 0 | 1453650.875 | 1554818 | 1609081.5 | 0 | 0 | 0 | 0 | 0 | 0 | 0 | 0 | 0 | 0 | 0 | 0 | 0 | 0 | 0 | 0 | 0.036701 | 0.067844 | 0.22559 | 0.16383 | 0.29853 | 0.06728 | 0.034305 | 0.10009 | 0.02535 | 0.022039 | 0.031805 | 0.026169 | 0.074154 | 0.055473 | 0.037108 | 0.012062 | 0.032585 | 0.044615 | 0.036515 | 0.064619 | 0.050236 | 0.070242 | 0.039344 | 0.069218
| 159 | 16831185.6594 | 0 | 14252348.445 | 0 |  | 602295.375 | 655801.125 | 704443.5 | 905255.5625 | 934150.9375 | 1258920 | 1270343 | 1357571.25 | 1538057.8929 | 1581129.634 | 1611295.1894 | 1703432.4272 | 1742879.3717 | 1919236.6095 | 2015175.0495 | 2086801.4825 | 2144509.8502 | 2262275.8418 | 2373149.2057 | 2519516.0455 | 2691891.7571 | 2864963.8705 | 3024745.934 | 3184332.5 | 0 | 0 | 0 | 0 | 0 | 0 | 0 | 0 | 0 | 0 | 0 | 0 | 0 | 0 | 0 | 0 | 0 | 0 | 0 | 0 | 0 | 0 | 0 | 0 | 0.08511 | 0.071551 | 0.25081 | 0.031421 | 0.29837 | 0.0090327 | 0.06641 | 0.12482 | 0.027619 | 0.018899 | 0.055607 | 0.022893 | 0.096389 | 0.048779 | 0.034926 | 0.027279 | 0.05346 | 0.047847 | 0.059849 | 0.066177 | 0.062312 | 0.054271 | 0.051416 | 0.069327
| 160 | 17657728.6571 | 0 | 15014571.2191 | 0 |  | 619325.75 | 681234.3125 | 729905.5625 | 918096.375 | 965118.9375 | 1308384.5 | 1396715 | 1475574.25 | 1641343.3929 | 1697794.634 | 1724422.5644 | 1825990.5522 | 1834616.8717 | 2031894.6095 | 2129172.2995 | 2185920.8575 | 2245513.1002 | 2361470.0918 | 2472066.9557 | 2596229.7955 | 2773252.7571 | 2912892.8705 | 3104773.434 | 3268364.5 | 0 | 0 | 0 | 0 | 0 | 0 | 0 | 0 | 0 | 0 | 0 | 0 | 0 | 0 | 0 | 0 | 0 | 0 | 0 | 0 | 0 | 0 | 0 | 0 | 0.095275 | 0.069009 | 0.22939 | 0.049949 | 0.3043 | 0.06533 | 0.054924 | 0.10647 | 0.033815 | 0.015562 | 0.05723 | 0.0047131 | 0.10213 | 0.046765 | 0.026304 | 0.026897 | 0.05035 | 0.04577 | 0.049006 | 0.065961 | 0.049126 | 0.063794 | 0.051349 | 0.067111
| 161 | 18356872.8762 | 0 | 15485230.3608 | 0 |  | 662079.9375 | 723416.5 | 782853.875 | 964780.25 | 1042939 | 1345305.875 | 1419732.125 | 1449723.375 | 1650023.5179 | 1674173.009 | 1715525.1894 | 1822926.0522 | 1875911.3717 | 2073084.6095 | 2199116.1745 | 2271339.3575 | 2362215.8502 | 2477197.8418 | 2599427.9557 | 2802646.5455 | 2942176.5071 | 3173262.8705 | 3433041.934 | 3563707 | 662079.9375 | 723416.5 | 782853.875 | 964780.25 | 0 | 0 | 0 | 0 | 0 | 0 | 0 | 0 | 0 | 0 | 0 | 0 | 0 | 0 | 0 | 0 | 0 | 0 | 0 | 0 | 0.088599 | 0.078961 | 0.20895 | 0.077898 | 0.25458 | 0.053847 | 0.020905 | 0.12942 | 0.01453 | 0.0244 | 0.060724 | 0.028652 | 0.099943 | 0.059018 | 0.032314 | 0.03923 | 0.047528 | 0.048163 | 0.075273 | 0.048585 | 0.075611 | 0.078686 | 0.037355 | 0.057529
| 162 | 18466940.2672 | 0 | 15686379.3974 | 0 |  | 629798.875 | 680905.375 | 721629.75 | 925296.125 | 978619.5 | 1306793.625 | 1428108.375 | 1534522.5 | 1727144.0179 | 1773752.759 | 1842268.1894 | 1932021.6772 | 2023567.1217 | 2187286.8595 | 2279525.1745 | 2314429.3575 | 2401213.3502 | 2500977.5918 | 2601927.7057 | 2778446.0455 | 2910454.0071 | 3116012.1205 | 3259101.934 | 3395208.25 | 0 | 0 | 0 | 0 | 0 | 0 | 0 | 0 | 0 | 0 | 0 | 0 | 0 | 0 | 0 | 0 | 0 | 0 | 0 | 0 | 0 | 0 | 0 | 0 | 0.078023 | 0.058089 | 0.2486 | 0.056029 | 0.28919 | 0.088774 | 0.071869 | 0.11825 | 0.026628 | 0.0379 | 0.047569 | 0.046295 | 0.0778 | 0.041305 | 0.015196 | 0.036811 | 0.040708 | 0.039571 | 0.065639 | 0.046417 | 0.068245 | 0.044898 | 0.040913 | 0.065916
| 163 | 17961537.8025 | 0 | 15100635.3176 | 0 |  | 621455.9375 | 678704.5625 | 724271.9375 | 906627.625 | 920641.3125 | 1234091.375 | 1312467.5 | 1410359.375 | 1625039.5179 | 1679224.259 | 1695264.9394 | 1807157.5522 | 1893806.7467 | 2088982.2345 | 2223264.9245 | 2332569.3575 | 2373699.6002 | 2460834.3418 | 2663486.7057 | 2818203.7955 | 2965015.7571 | 3124893.1205 | 3373590.184 | 3600582.5 | 0 | 0 | 0 | 0 | 0 | 0 | 0 | 0 | 0 | 0 | 0 | 0 | 0 | 0 | 0 | 0 | 0 | 0 | 0 | 0 | 0 | 0 | 0 | 0 | 0.088121 | 0.064981 | 0.22456 | 0.015339 | 0.29302 | 0.061574 | 0.071936 | 0.14169 | 0.0328 | 0.0095071 | 0.063916 | 0.046834 | 0.098088 | 0.0623 | 0.047994 | 0.017479 | 0.036051 | 0.079136 | 0.056464 | 0.050783 | 0.052518 | 0.076577 | 0.065118 | 0.065058
| 164 | 17267687.4584 | 0 | 14664741.0153 | 0 |  | 612566.5 | 674200.625 | 714970.0625 | 916928 | 926451.6875 | 1236810.625 | 1333484.25 | 1416546.375 | 1592023.3929 | 1643854.634 | 1669418.1894 | 1766899.5522 | 1802494.7467 | 1988805.9845 | 2111217.9245 | 2157476.1075 | 2223548.1002 | 2354179.3418 | 2441000.7057 | 2581169.2955 | 2715641.5071 | 2895383.1205 | 3058560.684 | 3205754 | 0 | 0 | 0 | 0 | 0 | 0 | 0 | 0 | 0 | 0 | 0 | 0 | 0 | 0 | 0 | 0 | 0 | 0 | 0 | 0 | 0 | 0 | 0 | 0 | 0.09587 | 0.058713 | 0.24879 | 0.010333 | 0.28893 | 0.075259 | 0.060427 | 0.11678 | 0.032038 | 0.015431 | 0.056751 | 0.019945 | 0.098363 | 0.059731 | 0.021674 | 0.030165 | 0.057088 | 0.036216 | 0.055834 | 0.050786 | 0.064089 | 0.054827 | 0.047003 | 0.067782
| 165 | 17374082.1793 | 0 | 14878885.8221 | 0 |  | 661533.1875 | 705970.9375 | 747668.1875 | 947859.5 | 1055966 | 1383074 | 1439009.125 | 1496718.625 | 1666842.2679 | 1689594.134 | 1688868.9394 | 1719368.5522 | 1787848.6217 | 1932924.2345 | 2030651.6745 | 2075411.7325 | 2094102.9752 | 2179577.5918 | 2293182.9557 | 2406613.7955 | 2582505.2571 | 2758266.8705 | 2954866.434 | 3093650.5 | 661533.1875 | 705970.9375 | 0 | 0 | 0 | 0 | 0 | 0 | 0 | 0 | 0 | 0 | 0 | 0 | 0 | 0 | 0 | 0 | 0 | 0 | 0 | 0 | 0 | 0 | 0.065014 | 0.057385 | 0.23725 | 0.108 | 0.26985 | 0.039646 | 0.03932 | 0.10766 | 0.013557 | -0.0004293 | 0.017898 | 0.039056 | 0.078021 | 0.049323 | 0.021803 | 0.0089657 | 0.040006 | 0.05081 | 0.04828 | 0.070539 | 0.065843 | 0.068851 | 0.045898 | 0.06513
| 166 | 16642753.7277 | 0 | 14084053.5631 | 0 |  | 612566.9375 | 675374.4375 | 711368.375 | 883399.4375 | 874252.25 | 1174510.5 | 1231337.125 | 1331394.625 | 1525728.5179 | 1581580.759 | 1591614.0644 | 1692792.4272 | 1741006.1217 | 1927458.3595 | 2004095.5495 | 2093592.6075 | 2113241.6002 | 2238397.0918 | 2371354.7057 | 2489526.7955 | 2668250.2571 | 2843961.3705 | 3013287.934 | 3148101.5 | 0 | 0 | 0 | 0 | 0 | 0 | 0 | 0 | 0 | 0 | 0 | 0 | 0 | 0 | 0 | 0 | 0 | 0 | 0 | 0 | 0 | 0 | 0 | 0 | 0.097609 | 0.051923 | 0.21659 | -0.010409 | 0.29524 | 0.047249 | 0.078126 | 0.13625 | 0.035953 | 0.0063238 | 0.061631 | 0.028084 | 0.10174 | 0.038991 | 0.043689 | 0.0093415 | 0.057537 | 0.057701 | 0.048631 | 0.06933 | 0.063775 | 0.057834 | 0.043768 | 0.067331
| 167 | 17044665.5618 | 0 | 14429693.1134 | 0 |  | 619821.375 | 671554.625 | 714332.0625 | 897637.6875 | 924765.6875 | 1237919 | 1289429.125 | 1373147.75 | 1569014.2679 | 1610781.759 | 1645359.9394 | 1746587.9272 | 1768601.7467 | 1952935.8595 | 2030924.5495 | 2123909.8575 | 2187885.6002 | 2286704.3418 | 2399376.9557 | 2545122.2955 | 2719271.5071 | 2889998.6205 | 3093930.184 | 3230228.5 | 0 | 0 | 0 | 0 | 0 | 0 | 0 | 0 | 0 | 0 | 0 | 0 | 0 | 0 | 0 | 0 | 0 | 0 | 0 | 0 | 0 | 0 | 0 | 0 | 0.080164 | 0.061753 | 0.22842 | 0.029774 | 0.29165 | 0.040768 | 0.062906 | 0.13334 | 0.026272 | 0.02124 | 0.059705 | 0.012525 | 0.099145 | 0.039157 | 0.044768 | 0.029677 | 0.044176 | 0.048097 | 0.05897 | 0.066185 | 0.060892 | 0.068186 | 0.043111 | 0.065613
| 168 | 17128758.39 | 0 | 14544265.9466 | 0 |  | 619359.75 | 669054.875 | 716323.1875 | 911969.5 | 961667 | 1259435.5 | 1313529.5 | 1408103 | 1587199.0179 | 1616467.259 | 1629281.6894 | 1734075.3022 | 1794233.9967 | 1948071.2345 | 2045591.0495 | 2138350.3575 | 2192424.6002 | 2314896.3418 | 2415543.4557 | 2527990.2955 | 2687117.7571 | 2891382.8705 | 3031496.684 | 3181217.5 | 0 | 0 | 0 | 0 | 0 | 0 | 0 | 0 | 0 | 0 | 0 | 0 | 0 | 0 | 0 | 0 | 0 | 0 | 0 | 0 | 0 | 0 | 0 | 0 | 0.07718 | 0.068265 | 0.24148 | 0.053062 | 0.26975 | 0.042054 | 0.069526 | 0.11973 | 0.018272 | 0.0078962 | 0.062335 | 0.034104 | 0.082262 | 0.048847 | 0.044348 | 0.024973 | 0.054357 | 0.042559 | 0.0455 | 0.061045 | 0.073266 | 0.047322 | 0.048208 | 0.06278
| 169 | 16132616.5564 | 0 | 13670696.67 | 0 |  | 617095.5625 | 668976.4375 | 710926.6875 | 901040.9375 | 882565.875 | 1169712.25 | 1203020.375 | 1318724.375 | 1490984.3929 | 1509821.259 | 1524090.6894 | 1602385.4272 | 1641771.6217 | 1824503.3595 | 1911211.4245 | 1993036.6075 | 2022813.9752 | 2119388.2168 | 2243144.7057 | 2391122.7955 | 2556217.7571 | 2730247.6205 | 2904757.434 | 3043831.25 | 0 | 0 | 0 | 0 | 0 | 0 | 0 | 0 | 0 | 0 | 0 | 0 | 0 | 0 | 0 | 0 | 0 | 0 | 0 | 0 | 0 | 0 | 0 | 0 | 0.080725 | 0.06082 | 0.23698 | -0.020717 | 0.28168 | 0.028078 | 0.09183 | 0.12277 | 0.012555 | 0.0094067 | 0.050095 | 0.024283 | 0.10553 | 0.046429 | 0.041922 | 0.01483 | 0.046638 | 0.056751 | 0.063884 | 0.066766 | 0.065864 | 0.061958 | 0.046767 | 0.0683
| 170 | 15954645.8368 | 0 | 13541116.8091 | 0 |  | 611404.4375 | 659786.375 | 704671.875 | 888378.8125 | 899800.1875 | 1182597.75 | 1221831.875 | 1298616.125 | 1486751.7679 | 1504630.009 | 1515560.8144 | 1578129.9272 | 1628883.6217 | 1794163.6095 | 1881650.6745 | 1952138.6075 | 1980708.6002 | 2077606.4668 | 2177331.7057 | 2327368.2955 | 2497152.2571 | 2678543.1205 | 2846796.684 | 2993482.25 | 0 | 0 | 0 | 0 | 0 | 0 | 0 | 0 | 0 | 0 | 0 | 0 | 0 | 0 | 0 | 0 | 0 | 0 | 0 | 0 | 0 | 0 | 0 | 0 | 0.076157 | 0.065816 | 0.23167 | 0.012774 | 0.2733 | 0.032638 | 0.060948 | 0.13529 | 0.011953 | 0.0072385 | 0.040455 | 0.031654 | 0.096644 | 0.04761 | 0.036776 | 0.014529 | 0.047762 | 0.046884 | 0.066638 | 0.070413 | 0.070122 | 0.060921 | 0.050243 | 0.065043
| 171 | 17625888.5589 | 0 | 15025656.2945 | 0 |  | 635527.6875 | 693501.9375 | 745586.875 | 946694.3125 | 1043146.0625 | 1379763.875 | 1389346.5 | 1467871.75 | 1655956.8929 | 1682277.009 | 1701932.8144 | 1789143.8022 | 1812627.7467 | 2007570.6095 | 2077270.1745 | 2159597.8575 | 2176328.3502 | 2304205.0918 | 2408459.9557 | 2544550.0455 | 2713274.2571 | 2876406.8705 | 3065440.934 | 3209330.5 | 0 | 0 | 0 | 0 | 0 | 0 | 0 | 0 | 0 | 0 | 0 | 0 | 0 | 0 | 0 | 0 | 0 | 0 | 0 | 0 | 0 | 0 | 0 | 0 | 0.087298 | 0.072418 | 0.2388 | 0.09702 | 0.27967 | 0.0069211 | 0.05498 | 0.12057 | 0.015769 | 0.011616 | 0.049973 | 0.01304 | 0.10215 | 0.034129 | 0.038867 | 0.0077172 | 0.057097 | 0.044252 | 0.054966 | 0.064202 | 0.058386 | 0.06365 | 0.045871 | 0.06717
| 172 | 21360275.2714 | 21360275.2714 | 18298905.7972 | 18298905.7972 |  | 742746.9375 | 755954.375 | 794008.5 | 1009325.625 | 1345249.25 | 1687368 | 1803638.625 | 1846954.625 | 1979587.5179 | 2086134.884 | 2171184.8144 | 2265378.5522 | 2275976.8717 | 2470974.3595 | 2537194.4245 | 2622916.8575 | 2700414.3502 | 2794786.0918 | 2970895.7057 | 3102010.0455 | 3249321.2571 | 3407698.3705 | 3582224.434 | 3715832.5 | 742746.9375 | 755954.375 | 794008.5 | 1009325.625 | 1345249.25 | 1687368 | 1803638.625 | 1846954.625 | 1979587.5179 | 2086134.884 | 2171184.8144 | 2265378.5522 | 2275976.8717 | 2470974.3595 | 2537194.4245 | 2622916.8575 | 2700414.3502 | 2794786.0918 | 2970895.7057 | 3102010.0455 | 3249321.2571 | 3407698.3705 | 3582224.434 | 3715832.5 | 0.017626 | 0.049113 | 0.23994 | 0.2873 | 0.22659 | 0.066636 | 0.023732 | 0.06935 | 0.052425 | 0.03996 | 0.042469 | 0.0046675 | 0.082203 | 0.026446 | 0.033228 | 0.029118 | 0.03435 | 0.061108 | 0.043187 | 0.046396 | 0.047591 | 0.049947 | 0.036619 | 0.074438
| 173 | 18161337.8034 | 0 | 15416538.2696 | 0 |  | 650908.5 | 699519.25 | 745384.75 | 949938.6875 | 1025315.125 | 1337563.125 | 1397119.125 | 1468580.625 | 1676649.2679 | 1712501.384 | 1759143.6894 | 1840280.9272 | 1927210.8717 | 2119684.3595 | 2195633.4245 | 2283238.3575 | 2286636.1002 | 2451906.0918 | 2547425.2057 | 2674105.2955 | 2845095.7571 | 3023616.8705 | 3239559.684 | 3421658 | 0 | 0 | 0 | 0 | 0 | 0 | 0 | 0 | 0 | 0 | 0 | 0 | 0 | 0 | 0 | 0 | 0 | 0 | 0 | 0 | 0 | 0 | 0 | 0 | 0.072024 | 0.063507 | 0.2425 | 0.076358 | 0.26585 | 0.043563 | 0.049884 | 0.1325 | 0.021158 | 0.026872 | 0.045091 | 0.046156 | 0.095193 | 0.035203 | 0.039124 | 0.001487 | 0.069784 | 0.038217 | 0.048532 | 0.061982 | 0.060857 | 0.068984 | 0.054688 | 0.063204
| 174 | 17203651.6267 | 0 | 14592209.9437 | 0 |  | 619013.4375 | 673975.75 | 724159.25 | 912567.25 | 907903.125 | 1243270.625 | 1310294.875 | 1394553.125 | 1586188.6429 | 1637975.759 | 1677021.4394 | 1748438.6772 | 1817911.1217 | 2020374.3595 | 2115382.1745 | 2155148.6075 | 2161481.1002 | 2314197.0918 | 2399458.4557 | 2535825.2955 | 2718080.7571 | 2907848.1205 | 3061148.184 | 3228539.25 | 0 | 0 | 0 | 0 | 0 | 0 | 0 | 0 | 0 | 0 | 0 | 0 | 0 | 0 | 0 | 0 | 0 | 0 | 0 | 0 | 0 | 0 | 0 | 0 | 0.085067 | 0.071817 | 0.23125 | -0.0051241 | 0.31436 | 0.052507 | 0.062322 | 0.12876 | 0.032127 | 0.023558 | 0.041704 | 0.038965 | 0.10559 | 0.045953 | 0.018624 | 0.002934 | 0.068269 | 0.03618 | 0.055276 | 0.069407 | 0.067487 | 0.051377 | 0.05324 | 0.071244
| 175 | 20811582.5125 | 20811582.5125 | 17702490.0506 | 17702490.0506 |  | 663269 | 728056.9375 | 786517.25 | 1000745.1875 | 1152860.75 | 1543835.875 | 1609817.375 | 1741365 | 1921160.3929 | 1996444.009 | 2052225.9394 | 2177834.0522 | 2229173.1217 | 2476471.6095 | 2621702.6745 | 2688229.3575 | 2742221.1002 | 2879141.5918 | 3036835.4557 | 3146525.7955 | 3302293.5071 | 3470818.6205 | 3617494.184 | 3781484.75 | 663269 | 728056.9375 | 786517.25 | 1000745.1875 | 1152860.75 | 1543835.875 | 1609817.375 | 1741365 | 1921160.3929 | 1996444.009 | 2052225.9394 | 2177834.0522 | 2229173.1217 | 2476471.6095 | 2621702.6745 | 2688229.3575 | 2742221.1002 | 2879141.5918 | 3036835.4557 | 3146525.7955 | 3302293.5071 | 3470818.6205 | 3617494.184 | 3781484.75 | 0.093199 | 0.077235 | 0.24089 | 0.1415 | 0.29202 | 0.041851 | 0.078549 | 0.09826 | 0.038438 | 0.027557 | 0.059406 | 0.0233 | 0.1052 | 0.056989 | 0.025059 | 0.019885 | 0.048724 | 0.053324 | 0.035483 | 0.048318 | 0.049773 | 0.041391 | 0.044335 | 0.067565
| 176 | 19513276.461 | 19513276.461 | 16583280.5606 | 16583280.5606 |  | 664554.5625 | 715805.5625 | 762864.875 | 966945.3125 | 1097069.625 | 1421372.75 | 1591650.625 | 1670475.625 | 1840917.1429 | 1875428.134 | 1890196.8144 | 1993417.1772 | 2016109.2467 | 2274981.8595 | 2359609.1745 | 2455696.1075 | 2517436.6002 | 2641334.5918 | 2776154.9557 | 2880631.2955 | 3076491.2571 | 3242577.3705 | 3469818.434 | 3574655 | 664554.5625 | 715805.5625 | 762864.875 | 966945.3125 | 1097069.625 | 0 | 1591650.625 | 1670475.625 | 1840917.1429 | 1875428.134 | 0 | 1993417.1772 | 0 | 2274981.8595 | 0 | 0 | 0 | 0 | 0 | 0 | 0 | 0 | 0 | 0 | 0.074292 | 0.063672 | 0.23706 | 0.12626 | 0.25898 | 0.11315 | 0.048337 | 0.097156 | 0.018573 | 0.007844 | 0.053169 | 0.011319 | 0.1208 | 0.036524 | 0.039914 | 0.024831 | 0.048043 | 0.049783 | 0.036943 | 0.06578 | 0.052579 | 0.067734 | 0.029766 | 0.064136
| 177 | 19134683.5162 | 0 | 16103555.0101 | 0 |  | 666574.3125 | 706207.9375 | 745643.6875 | 951233.1875 | 1056065.25 | 1365642.5 | 1479169.875 | 1515951.375 | 1712289.6429 | 1786809.759 | 1821512.1894 | 1917933.1772 | 1985481.7467 | 2236190.8595 | 2358945.4245 | 2414249.1075 | 2492181.3502 | 2647039.5918 | 2778954.4557 | 2915570.0455 | 3182607.7571 | 3352381.3705 | 3557244.934 | 3735143.75 | 666574.3125 | 706207.9375 | 0 | 0 | 0 | 0 | 0 | 0 | 0 | 0 | 0 | 0 | 0 | 0 | 0 | 0 | 0 | 0 | 0 | 2915570.0455 | 3182607.7571 | 3352381.3705 | 3557244.934 | 3735143.75 | 0.057758 | 0.054338 | 0.24351 | 0.10455 | 0.25708 | 0.079856 | 0.024562 | 0.12179 | 0.0426 | 0.019235 | 0.051581 | 0.034613 | 0.11891 | 0.053441 | 0.023174 | 0.03177 | 0.060284 | 0.048633 | 0.047991 | 0.087636 | 0.05197 | 0.059315 | 0.0488 | 0.061957
| 178 | 18943350.3665 | 0 | 16035181.2471 | 0 |  | 623296.4375 | 684104.6875 | 732095.5625 | 930839.875 | 991402.9375 | 1331484.125 | 1428516.5 | 1522322.625 | 1724735.2679 | 1775379.259 | 1863278.9394 | 1974545.4272 | 2049855.7467 | 2268290.1095 | 2407505.4245 | 2419716.8575 | 2454531.1002 | 2689603.0918 | 2793458.9557 | 2935815.2955 | 3031778.2571 | 3206028.6205 | 3446721.434 | 3585941.5 | 0 | 0 | 0 | 0 | 0 | 0 | 0 | 0 | 0 | 0 | 0 | 0 | 0 | 2268290.1095 | 2407505.4245 | 0 | 0 | 2689603.0918 | 0 | 2935815.2955 | 0 | 0 | 0 | 0 | 0.093089 | 0.0678 | 0.24018 | 0.063034 | 0.29493 | 0.070342 | 0.063601 | 0.12484 | 0.02894 | 0.048324 | 0.058 | 0.037431 | 0.10126 | 0.059565 | 0.0050594 | 0.014285 | 0.091458 | 0.037887 | 0.049705 | 0.032164 | 0.055884 | 0.07239 | 0.039598 | 0.066936
| 179 | 16447959.9868 | 0 | 13912370.917 | 0 |  | 606326.375 | 664110.5 | 695833.0625 | 886327.125 | 875905.8125 | 1168586.875 | 1223446.125 | 1317835.5 | 1516925.3929 | 1565232.509 | 1589419.4394 | 1669111.9272 | 1708977.9967 | 1887340.9845 | 1977157.6745 | 2039789.1075 | 2078998.8502 | 2198784.3418 | 2308654.4557 | 2458584.7955 | 2626731.0071 | 2812030.3705 | 2986634.184 | 3147528.75 | 0 | 0 | 0 | 0 | 0 | 0 | 0 | 0 | 0 | 0 | 0 | 0 | 0 | 0 | 0 | 0 | 0 | 0 | 0 | 0 | 0 | 0 | 0 | 0 | 0.09103 | 0.046661 | 0.24198 | -0.011828 | 0.28829 | 0.045876 | 0.074319 | 0.14069 | 0.031349 | 0.015334 | 0.048923 | 0.023604 | 0.099273 | 0.046491 | 0.031186 | 0.01904 | 0.056018 | 0.04876 | 0.062921 | 0.066154 | 0.068167 | 0.06024 | 0.052471 | 0.068808
| 180 | 17893715.3736 | 0 | 15211779.9739 | 0 |  | 639704.5 | 692717.9375 | 736033.25 | 951554.3125 | 1063480.5 | 1360359.25 | 1396285.25 | 1462661 | 1640377.6429 | 1682911.259 | 1719418.4394 | 1802532.5522 | 1853729.3717 | 2061412.1095 | 2143481.1745 | 2239195.3575 | 2265253.6002 | 2363175.0918 | 2488334.7057 | 2624305.7955 | 2800562.7571 | 2958690.8705 | 3153775.934 | 3325490.75 | 0 | 0 | 0 | 0 | 0 | 0 | 0 | 0 | 0 | 0 | 0 | 0 | 0 | 0 | 0 | 0 | 0 | 0 | 0 | 0 | 0 | 0 | 0 | 0 | 0.079617 | 0.060652 | 0.25682 | 0.11121 | 0.2462 | 0.026066 | 0.046442 | 0.11467 | 0.025599 | 0.021461 | 0.047207 | 0.028007 | 0.10619 | 0.03904 | 0.043685 | 0.01157 | 0.042319 | 0.051608 | 0.053203 | 0.065004 | 0.054927 | 0.063854 | 0.053017 | 0.062955
| 181 | 19041703.2376 | 0 | 16165783.073 | 0 |  | 642555.0625 | 691777.9375 | 735424.375 | 951555.1875 | 1047593.125 | 1420040 | 1481302.375 | 1584649.125 | 1787826.5179 | 1812752.759 | 1884055.9394 | 1977432.1772 | 2010329.6217 | 2230690.6095 | 2343636.6745 | 2386524.8575 | 2436882.3502 | 2573917.3418 | 2705401.2057 | 2875484.7955 | 3022471.5071 | 3176409.8705 | 3356441.184 | 3565316 | 0 | 0 | 0 | 0 | 0 | 0 | 0 | 0 | 1787826.5179 | 0 | 0 | 0 | 0 | 0 | 0 | 0 | 0 | 0 | 0 | 0 | 0 | 0 | 0 | 0 | 0.073812 | 0.061183 | 0.25765 | 0.096153 | 0.30419 | 0.042237 | 0.067441 | 0.12064 | 0.013846 | 0.03858 | 0.048372 | 0.0165 | 0.10401 | 0.049393 | 0.018134 | 0.020881 | 0.054709 | 0.049821 | 0.060971 | 0.049854 | 0.049677 | 0.05513 | 0.060371 | 0.07062
| 182 | 18237898.062 | 0 | 15550693.8803 | 0 |  | 642475.375 | 693891.625 | 741136.75 | 944893.5 | 1044603.4375 | 1365415.375 | 1468699.25 | 1524179.5 | 1708821.3929 | 1743380.634 | 1764956.6894 | 1901749.5522 | 1969928.9967 | 2112127.2345 | 2177535.1745 | 2251145.8575 | 2297473.1002 | 2420646.3418 | 2527241.9557 | 2656789.7955 | 2831854.7571 | 2995386.1205 | 3149339.684 | 3276491.5 | 0 | 0 | 0 | 0 | 0 | 0 | 0 | 0 | 0 | 0 | 0 | 0 | 0 | 0 | 0 | 0 | 0 | 0 | 0 | 0 | 0 | 0 | 0 | 0 | 0.076987 | 0.065869 | 0.24289 | 0.10032 | 0.26782 | 0.072918 | 0.037079 | 0.11435 | 0.020022 | 0.0123 | 0.074648 | 0.035223 | 0.069698 | 0.030498 | 0.033246 | 0.020371 | 0.052225 | 0.043094 | 0.04999 | 0.063813 | 0.056141 | 0.05012 | 0.03958 | 0.063416
| 183 | 17117931.867 | 0 | 14455075.8676 | 0 |  | 609642.1875 | 680158.4375 | 717593.875 | 912349.625 | 919930 | 1233418 | 1291548.875 | 1401018.25 | 1586742.3929 | 1632848.009 | 1628692.3144 | 1746173.6772 | 1753708.7467 | 1946001.7345 | 2072519.2995 | 2110770.7325 | 2147438.1002 | 2242360.5918 | 2387934.2057 | 2610667.5455 | 2778740.5071 | 2929527.8705 | 3160890.184 | 3281832.75 | 0 | 0 | 0 | 0 | 0 | 0 | 0 | 0 | 0 | 0 | 0 | 0 | 0 | 0 | 0 | 0 | 0 | 0 | 0 | 0 | 0 | 0 | 0 | 0 | 0.10945 | 0.053578 | 0.24012 | 0.0082743 | 0.29325 | 0.046053 | 0.081357 | 0.12448 | 0.028643 | -0.0025483 | 0.069649 | 0.0043059 | 0.10404 | 0.062988 | 0.018288 | 0.017222 | 0.043254 | 0.062899 | 0.089177 | 0.062392 | 0.052844 | 0.076012 | 0.037548 | 0.07019
| 184 | 18440818.1245 | 0 | 15643350.3965 | 0 |  | 644593.8125 | 702899.0625 | 757555 | 962677.125 | 1078331.375 | 1401540.375 | 1489763.125 | 1507019.75 | 1682931.2679 | 1730927.884 | 1768965.1894 | 1867082.8022 | 1913393.1217 | 2113965.1095 | 2207551.9245 | 2275782.8575 | 2342147.8502 | 2449840.3418 | 2560075.2057 | 2695212.7955 | 2937095.5071 | 3096231.3705 | 3258199.184 | 3471381.25 | 0 | 0 | 757555 | 962677.125 | 0 | 0 | 0 | 0 | 0 | 0 | 0 | 0 | 0 | 0 | 0 | 0 | 0 | 0 | 0 | 0 | 0 | 0 | 0 | 0 | 0.086593 | 0.074883 | 0.23962 | 0.11345 | 0.26216 | 0.061045 | 0.011517 | 0.1104 | 0.028121 | 0.021737 | 0.053982 | 0.024501 | 0.099687 | 0.043319 | 0.03044 | 0.028744 | 0.044954 | 0.044014 | 0.051441 | 0.085944 | 0.052765 | 0.050989 | 0.063378 | 0.06276
| 185 | 17917170.8046 | 0 | 15165752.8857 | 0 |  | 635203.0625 | 695165.5625 | 744744.5 | 942603.4375 | 984812.1875 | 1289746.5 | 1350389.875 | 1464223.125 | 1656775.2679 | 1678827.634 | 1686818.6894 | 1807962.0522 | 1852989.6217 | 2067922.9845 | 2175284.6745 | 2246728.3575 | 2326067.8502 | 2451082.3418 | 2567448.7057 | 2659713.0455 | 2874410.0071 | 3049657.1205 | 3224264.434 | 3405687.25 | 0 | 0 | 0 | 0 | 0 | 0 | 0 | 0 | 0 | 0 | 0 | 0 | 0 | 0 | 0 | 0 | 0 | 0 | 0 | 0 | 0 | 0 | 0 | 0 | 0.090205 | 0.068891 | 0.2356 | 0.043805 | 0.26975 | 0.045948 | 0.080931 | 0.12355 | 0.013223 | 0.0047486 | 0.069356 | 0.0246 | 0.10974 | 0.050615 | 0.032316 | 0.034704 | 0.05235 | 0.046383 | 0.035306 | 0.077629 | 0.059182 | 0.055676 | 0.054742 | 0.063471
| 186 | 16954289.0063 | 0 | 14400884.0287 | 0 |  | 601119.5625 | 661903.625 | 704140.0625 | 909529.6875 | 937217.9375 | 1239659.625 | 1299646.375 | 1399769.25 | 1597847.6429 | 1615157.134 | 1650340.5644 | 1732579.9272 | 1781287.2467 | 1951507.1095 | 2045332.2995 | 2119864.4825 | 2137084.9752 | 2254209.0918 | 2341838.2057 | 2481752.0455 | 2661520.7571 | 2835504.6205 | 3002519.934 | 3150854.75 | 0 | 0 | 0 | 0 | 0 | 0 | 0 | 0 | 0 | 0 | 0 | 0 | 0 | 0 | 0 | 0 | 0 | 0 | 0 | 0 | 0 | 0 | 0 | 0 | 0.096326 | 0.061857 | 0.25595 | 0.029988 | 0.27968 | 0.047255 | 0.074215 | 0.13235 | 0.010775 | 0.021549 | 0.04863 | 0.027725 | 0.091266 | 0.046958 | 0.035792 | 0.0080906 | 0.053356 | 0.038137 | 0.058029 | 0.069933 | 0.063322 | 0.057232 | 0.048222 | 0.067901
| 187 | 16754654.9182 | 0 | 14241425.1695 | 0 |  | 645706.625 | 685688.0625 | 731739.0625 | 935741.625 | 970433.6875 | 1253380.875 | 1278483.375 | 1369977.625 | 1558803.5179 | 1584971.509 | 1603056.1894 | 1677259.4272 | 1703497.8717 | 1886383.8595 | 1967138.5495 | 2039880.4825 | 2082955.3502 | 2170318.3418 | 2284266.7057 | 2438154.2955 | 2611454.0071 | 2785258.1205 | 2955398.684 | 3117621 | 0 | 0 | 0 | 0 | 0 | 0 | 0 | 0 | 0 | 0 | 0 | 0 | 0 | 0 | 0 | 0 | 0 | 0 | 0 | 0 | 0 | 0 | 0 | 0 | 0.060078 | 0.065001 | 0.24592 | 0.036404 | 0.25586 | 0.01983 | 0.06912 | 0.12912 | 0.016648 | 0.011345 | 0.045249 | 0.015523 | 0.10198 | 0.041918 | 0.036311 | 0.020897 | 0.041086 | 0.051171 | 0.065196 | 0.068666 | 0.064433 | 0.059293 | 0.053437 | 0.063804
| 188 | 17545515.2022 | 0 | 14896664.7369 | 0 |  | 620339.375 | 675777.8125 | 711660.5625 | 929424.5625 | 1012578.375 | 1324618 | 1368710.625 | 1441464.5 | 1649711.3929 | 1689031.634 | 1686688.5644 | 1767830.6772 | 1816650.2467 | 2002210.8595 | 2089537.6745 | 2165752.6075 | 2223190.3502 | 2333067.0918 | 2434360.2057 | 2576884.0455 | 2745875.2571 | 2927074.3705 | 3139691.684 | 3276979 | 0 | 0 | 0 | 0 | 0 | 0 | 0 | 0 | 0 | 0 | 0 | 0 | 0 | 0 | 0 | 0 | 0 | 0 | 0 | 0 | 0 | 0 | 0 | 0 | 0.085598 | 0.051737 | 0.26696 | 0.08569 | 0.26862 | 0.032745 | 0.05179 | 0.13494 | 0.023555 | -0.0013882 | 0.046986 | 0.027241 | 0.097258 | 0.042691 | 0.035825 | 0.026175 | 0.04824 | 0.0425 | 0.056897 | 0.063519 | 0.063904 | 0.070121 | 0.042797 | 0.067852
| 189 | 18554215.1369 | 0 | 15749425.1185 | 0 |  | 656463.25 | 708148.125 | 755428.5625 | 960023 | 1038508.6875 | 1354921.5 | 1434658 | 1522739 | 1692930.0179 | 1731521.509 | 1764243.8144 | 1903116.1772 | 1990289.8717 | 2137999.8595 | 2252819.6745 | 2345182.3575 | 2395465.6002 | 2508754.0918 | 2655346.9557 | 2760342.7955 | 2937875.5071 | 3102330.1205 | 3299188.434 | 3456494 | 0 | 708148.125 | 755428.5625 | 960023 | 0 | 0 | 0 | 0 | 0 | 0 | 0 | 0 | 0 | 0 | 0 | 0 | 0 | 0 | 0 | 0 | 0 | 0 | 0 | 0 | 0.075787 | 0.064632 | 0.23967 | 0.078584 | 0.26596 | 0.057183 | 0.059584 | 0.10595 | 0.02254 | 0.018722 | 0.07577 | 0.044788 | 0.07159 | 0.052312 | 0.040181 | 0.021214 | 0.046209 | 0.056789 | 0.03878 | 0.062332 | 0.054467 | 0.061523 | 0.046578 | 0.060508
| 190 | 22278906.2747 | 22278906.2747 | 18926695.0277 | 18926695.0277 |  | 640224.5625 | 694214.375 | 762024.125 | 1004013.6875 | 1288290.875 | 1701248.625 | 1817263.875 | 1894507.5 | 2043155.0179 | 2162229.509 | 2266836.5644 | 2355334.0522 | 2449886.8717 | 2708658.3595 | 2839525.1745 | 2908295.3575 | 2992843.6002 | 3078579.8418 | 3164703.9557 | 3257574.0455 | 3484284.0071 | 3717066.1205 | 3961262.434 | 4134142.75 | 0 | 0 | 762024.125 | 1004013.6875 | 1288290.875 | 1701248.625 | 1817263.875 | 1894507.5 | 2043155.0179 | 2162229.509 | 2266836.5644 | 2355334.0522 | 2449886.8717 | 2708658.3595 | 2839525.1745 | 2908295.3575 | 2992843.6002 | 3078579.8418 | 3164703.9557 | 3257574.0455 | 3484284.0071 | 3717066.1205 | 3961262.434 | 4134142.75 | 0.080962 | 0.093197 | 0.27578 | 0.24931 | 0.27805 | 0.06597 | 0.041627 | 0.075536 | 0.056645 | 0.047245 | 0.038297 | 0.039359 | 0.10041 | 0.047183 | 0.02393 | 0.028657 | 0.028244 | 0.027591 | 0.028923 | 0.06728 | 0.064672 | 0.063628 | 0.042717 | 0.076997
| 191 | 17985260.1328 | 0 | 15166646.5394 | 0 |  | 609659.375 | 672073.0625 | 721242.25 | 935591.8125 | 958940.625 | 1268134.625 | 1335545.125 | 1424379.75 | 1618327.8929 | 1678968.134 | 1748318.6894 | 1857345.0522 | 1885353.7467 | 2063357.2345 | 2198114.1745 | 2300836.1075 | 2350994.1002 | 2534542.0918 | 2613723.9557 | 2738462.7955 | 2911668.2571 | 3117649.3705 | 3322180.184 | 3516096.5 | 0 | 0 | 0 | 0 | 0 | 0 | 0 | 0 | 0 | 0 | 0 | 0 | 0 | 0 | 0 | 0 | 0 | 0 | 0 | 0 | 0 | 0 | 0 | 0 | 0.097467 | 0.070608 | 0.2602 | 0.02465 | 0.27947 | 0.051793 | 0.064397 | 0.12766 | 0.036786 | 0.040475 | 0.060493 | 0.014967 | 0.090219 | 0.063265 | 0.045673 | 0.021566 | 0.075175 | 0.030763 | 0.046621 | 0.061329 | 0.068353 | 0.063542 | 0.05673 | 0.066254
| 192 | 17518378.1679 | 0 | 14849886.429 | 0 |  | 596993.5 | 662558.9375 | 694559.8125 | 902070 | 945867.5 | 1288741.625 | 1350318 | 1429025.75 | 1632891.6429 | 1677088.009 | 1692969.3144 | 1790151.5522 | 1848201.2467 | 2005651.7345 | 2141613.4245 | 2235394.8575 | 2280807.6002 | 2389607.5918 | 2482174.2057 | 2609714.7955 | 2768578.0071 | 2955947.6205 | 3154879.684 | 3298865 | 0 | 0 | 0 | 0 | 0 | 0 | 0 | 0 | 0 | 0 | 0 | 0 | 0 | 0 | 0 | 0 | 0 | 0 | 0 | 0 | 0 | 0 | 0 | 0 | 0.1042 | 0.047169 | 0.26141 | 0.04741 | 0.30932 | 0.046674 | 0.056653 | 0.13336 | 0.026707 | 0.009425 | 0.055816 | 0.031913 | 0.081756 | 0.06559 | 0.042858 | 0.020112 | 0.0466 | 0.038006 | 0.050106 | 0.059093 | 0.065485 | 0.065131 | 0.044628 | 0.071913
| 193 | 18341162.5103 | 0 | 15543446.3878 | 0 |  | 609689 | 665406.125 | 738582.6875 | 943701.375 | 1053411.5 | 1367733.625 | 1430938 | 1552690.875 | 1702937.7679 | 1716718.509 | 1732171.5644 | 1853091.8022 | 1908237.4967 | 2076953.8595 | 2219710.4245 | 2327885.6075 | 2392497.6002 | 2489821.0918 | 2609729.4557 | 2767189.5455 | 2932051.7571 | 3092659.6205 | 3296913.184 | 3441481 | 0 | 0 | 0 | 0 | 0 | 0 | 0 | 0 | 0 | 0 | 0 | 0 | 0 | 0 | 0 | 0 | 0 | 0 | 0 | 0 | 0 | 0 | 0 | 0 | 0.087449 | 0.10434 | 0.24508 | 0.10998 | 0.26112 | 0.045175 | 0.081659 | 0.092365 | 0.0080598 | 0.0089612 | 0.06748 | 0.029325 | 0.084722 | 0.066474 | 0.047584 | 0.027377 | 0.039873 | 0.047036 | 0.058586 | 0.05787 | 0.053329 | 0.063955 | 0.042915 | 0.062309
| 194 | 17661648.0846 | 0 | 15069600.5808 | 0 |  | 634069.3125 | 676769.5 | 725056.8125 | 927468.25 | 1007309.75 | 1344538.375 | 1437882.25 | 1484626.75 | 1663330.7679 | 1691606.134 | 1767249.4394 | 1806305.5522 | 1858787.7467 | 2047282.2345 | 2121215.4245 | 2169964.6075 | 2196072.6002 | 2304850.8418 | 2388709.7057 | 2535648.7955 | 2709286.5071 | 2852179.8705 | 3060237.934 | 3206261.5 | 0 | 0 | 0 | 0 | 0 | 0 | 0 | 0 | 0 | 0 | 0 | 0 | 0 | 0 | 0 | 0 | 0 | 0 | 0 | 0 | 0 | 0 | 0 | 0 | 0.065172 | 0.068919 | 0.24621 | 0.08258 | 0.28877 | 0.067121 | 0.031992 | 0.11366 | 0.016856 | 0.043746 | 0.021859 | 0.028641 | 0.096589 | 0.035476 | 0.022722 | 0.01196 | 0.048345 | 0.035737 | 0.059696 | 0.066236 | 0.051398 | 0.070409 | 0.046613 | 0.067469
| 195 | 15877173.0059 | 0 | 13469836.9825 | 0 |  | 602950.1875 | 649399.0625 | 680573.375 | 877100.375 | 901012.5 | 1187255.375 | 1210090 | 1301459.75 | 1470135.5179 | 1498279.259 | 1513112.9394 | 1574665.1772 | 1615843.8717 | 1790679.3595 | 1875055.9245 | 1954794.4825 | 1973670.6002 | 2076161.5918 | 2182349.7057 | 2328379.7955 | 2495700.2571 | 2673216.3705 | 2834923.684 | 2982852.75 | 0 | 0 | 0 | 0 | 0 | 0 | 0 | 0 | 0 | 0 | 0 | 0 | 0 | 0 | 0 | 0 | 0 | 0 | 0 | 0 | 0 | 0 | 0 | 0 | 0.074213 | 0.046888 | 0.25369 | 0.026898 | 0.27588 | 0.019051 | 0.072792 | 0.12187 | 0.018963 | 0.0098518 | 0.039874 | 0.025815 | 0.10274 | 0.046043 | 0.041647 | 0.00961 | 0.050626 | 0.049881 | 0.064771 | 0.069397 | 0.068713 | 0.058733 | 0.050865 | 0.067523
| 196 | 18519138.0393 | 0 | 15767881.1836 | 0 |  | 651469.1875 | 692355.25 | 731956.5625 | 938074.9375 | 1044174.375 | 1379200.375 | 1472064.25 | 1535341 | 1731083.7679 | 1800706.759 | 1853050.5644 | 1923479.6772 | 1938790.2467 | 2128215.8595 | 2261903.6745 | 2330002.6075 | 2348672.6002 | 2465040.3418 | 2582695.4557 | 2720519.0455 | 2885435.5071 | 3067112.3705 | 3235904.934 | 3358955.25 | 0 | 0 | 0 | 0 | 0 | 0 | 0 | 0 | 0 | 0 | 0 | 0 | 0 | 0 | 0 | 0 | 0 | 0 | 0 | 0 | 0 | 0 | 0 | 0 | 0.060869 | 0.055622 | 0.24811 | 0.10715 | 0.27828 | 0.065162 | 0.042087 | 0.12 | 0.039432 | 0.028654 | 0.037303 | 0.0079283 | 0.09322 | 0.060923 | 0.029663 | 0.0079809 | 0.048358 | 0.046625 | 0.051989 | 0.058853 | 0.061061 | 0.053572 | 0.037321 | 0.066256
| 197 | 16759266.5117 | 0 | 14216508.6062 | 0 |  | 599982.375 | 658021.5 | 699818.25 | 897456.0625 | 944139 | 1247522.5 | 1301084.875 | 1388794.375 | 1568491.2679 | 1591412.009 | 1606701.6894 | 1685343.6772 | 1736214.2467 | 1914395.6095 | 2005862.4245 | 2071731.8575 | 2106100.9752 | 2211138.5918 | 2310663.2057 | 2456334.0455 | 2629065.5071 | 2818182.6205 | 3005710.184 | 3153345 | 0 | 0 | 0 | 0 | 0 | 0 | 0 | 0 | 0 | 0 | 0 | 0 | 0 | 0 | 0 | 0 | 0 | 0 | 0 | 0 | 0 | 0 | 0 | 0 | 0.092337 | 0.061583 | 0.24874 | 0.050709 | 0.27864 | 0.042039 | 0.065238 | 0.12168 | 0.014507 | 0.0095618 | 0.047786 | 0.029738 | 0.097695 | 0.046672 | 0.032311 | 0.016453 | 0.048669 | 0.044027 | 0.061135 | 0.067958 | 0.069464 | 0.064422 | 0.04795 | 0.066047
| 198 | 16349068.0799 | 0 | 13823081.878 | 0 |  | 607982.375 | 658638.125 | 693677.5 | 903386.9375 | 908117.0625 | 1197564.125 | 1228192.625 | 1318287.125 | 1508182.2679 | 1528540.134 | 1552056.0644 | 1629624.4272 | 1661765.2467 | 1841486.7345 | 1948200.5495 | 2024278.3575 | 2053083.3502 | 2167770.8418 | 2290477.2057 | 2427164.5455 | 2616982.7571 | 2800998.6205 | 2977169.934 | 3133825.25 | 0 | 0 | 0 | 0 | 0 | 0 | 0 | 0 | 0 | 0 | 0 | 0 | 0 | 0 | 0 | 0 | 0 | 0 | 0 | 0 | 0 | 0 | 0 | 0 | 0.080028 | 0.051833 | 0.26414 | 0.0052223 | 0.27667 | 0.025254 | 0.07079 | 0.13457 | 0.013408 | 0.015267 | 0.048769 | 0.019531 | 0.10269 | 0.056333 | 0.038307 | 0.014129 | 0.054357 | 0.055061 | 0.057964 | 0.075298 | 0.067954 | 0.060997 | 0.051281 | 0.069681
| 199 | 16903393.033 | 0 | 14278400.0435 | 0 |  | 597243.5 | 662917.75 | 700696.25 | 901423.625 | 899188 | 1214731 | 1252156.5 | 1356344.375 | 1560747.8929 | 1592391.259 | 1610704.3144 | 1709733.6772 | 1753996.6217 | 1951354.7345 | 2036639.2995 | 2119090.9825 | 2165342.6002 | 2294016.5918 | 2417237.4557 | 2566344.0455 | 2744096.2571 | 2921031.8705 | 3080391.184 | 3229302.25 | 0 | 0 | 0 | 0 | 0 | 0 | 0 | 0 | 0 | 0 | 0 | 0 | 0 | 0 | 0 | 0 | 0 | 0 | 0 | 0 | 0 | 0 | 0 | 0 | 0.10433 | 0.055424 | 0.2519 | -0.0024832 | 0.30079 | 0.030345 | 0.079926 | 0.14037 | 0.020072 | 0.011435 | 0.059666 | 0.025559 | 0.10663 | 0.042777 | 0.039686 | 0.021591 | 0.057726 | 0.052321 | 0.059857 | 0.066969 | 0.062485 | 0.05312 | 0.047209 | 0.072029
| 200 | 16555698.9227 | 0 | 14053144.8049 | 0 |  | 599391.625 | 643564.625 | 684589.375 | 879713.875 | 904575.375 | 1218452.5 | 1257995.25 | 1369219.5 | 1571264.3929 | 1594282.259 | 1607967.8144 | 1671187.6772 | 1715651.8717 | 1910996.8595 | 1999332.4245 | 2075933.8575 | 2089181.4752 | 2186585.0918 | 2287879.2057 | 2434592.5455 | 2601567.5071 | 2778056.1205 | 2950493.934 | 3089422.25 | 0 | 0 | 0 | 0 | 0 | 0 | 0 | 0 | 0 | 0 | 0 | 0 | 0 | 0 | 0 | 0 | 0 | 0 | 0 | 0 | 0 | 0 | 0 | 0 | 0.071107 | 0.061797 | 0.25078 | 0.027869 | 0.29787 | 0.031938 | 0.084721 | 0.13764 | 0.014543 | 0.0085475 | 0.038563 | 0.026259 | 0.10783 | 0.045188 | 0.037598 | 0.0063612 | 0.045569 | 0.045284 | 0.062154 | 0.066335 | 0.065637 | 0.060221 | 0.046012 | 0.071199
| 201 | 13701194.824 | 0 | 11374870.7762 | 0 |  | 419805.7812 | 538310 | 584093.6875 | 670271.5 | 704805.5 | 924492.0625 | 951506.8125 | 1056883.75 | 1205267.2679 | 1216659.259 | 1269074.5644 | 1345085.6772 | 1369762.7467 | 1613128.2345 | 1685369.6745 | 1767809.2325 | 1823844.8502 | 1922888.9668 | 2047176.4557 | 2217839.0455 | 2392249.2571 | 2600744.1205 | 2744231.934 | 2881251.75 | 0 | 0 | 0 | 0 | 0 | 0 | 0 | 0 | 0 | 0 | 0 | 0 | 0 | 0 | 0 | 0 | 0 | 0 | 0 | 0 | 0 | 0 | 0 | 0 | 0.24864 | 0.081627 | 0.13762 | 0.050239 | 0.27132 | 0.028802 | 0.10503 | 0.13138 | 0.0094074 | 0.042179 | 0.05817 | 0.01818 | 0.16354 | 0.04381 | 0.047756 | 0.031206 | 0.052882 | 0.062633 | 0.080072 | 0.075701 | 0.083564 | 0.053704 | 0.048724 | 0.067412
| 202 | 17852358.3922 | 0 | 15216383.2198 | 0 |  | 654833.0625 | 697129 | 741708.5 | 941050.5 | 1046205.8125 | 1352434.375 | 1412413.5 | 1502199.125 | 1666765.2679 | 1715992.759 | 1727395.9394 | 1826789.9272 | 1877322.2467 | 2035390.8595 | 2117303.9245 | 2186388.1075 | 2218309.1002 | 2326850.5918 | 2463389.9557 | 2582342.7955 | 2742900.5071 | 2893670.3705 | 3133651.684 | 3260433.75 | 0 | 0 | 0 | 0 | 0 | 0 | 0 | 0 | 0 | 0 | 0 | 0 | 0 | 0 | 0 | 0 | 0 | 0 | 0 | 0 | 0 | 0 | 0 | 0 | 0.06259 | 0.061986 | 0.23804 | 0.10593 | 0.25674 | 0.043394 | 0.06163 | 0.10395 | 0.029107 | 0.0066233 | 0.055945 | 0.027286 | 0.080841 | 0.039456 | 0.032107 | 0.014494 | 0.04777 | 0.057023 | 0.047159 | 0.060319 | 0.05351 | 0.079673 | 0.039661 | 0.061159
| 203 | 17345735.2712 | 0 | 14746936.9012 | 0 |  | 620717.3125 | 684119.25 | 737627.9375 | 936542.75 | 993931.4375 | 1324725.875 | 1369881.125 | 1431668.75 | 1605458.1429 | 1639005.884 | 1659783.0644 | 1734820.6772 | 1791934.2467 | 1999165.8595 | 2081366.4245 | 2147502.1075 | 2176767.1002 | 2281753.5918 | 2376666.2057 | 2492579.0455 | 2690768.0071 | 2888905.8705 | 3062562.934 | 3218430.5 | 0 | 0 | 0 | 0 | 0 | 0 | 0 | 0 | 0 | 0 | 0 | 0 | 0 | 0 | 0 | 0 | 0 | 0 | 0 | 0 | 0 | 0 | 0 | 0 | 0.097256 | 0.075307 | 0.23876 | 0.059473 | 0.28729 | 0.033518 | 0.044117 | 0.11457 | 0.020681 | 0.012597 | 0.044217 | 0.032392 | 0.10943 | 0.040295 | 0.031281 | 0.013535 | 0.047103 | 0.040754 | 0.047619 | 0.076509 | 0.071051 | 0.058374 | 0.049642 | 0.066713
| 204 | 17495559.8018 | 0 | 14878062.1895 | 0 |  | 617217.625 | 670619.25 | 713195.125 | 924692.625 | 951871.9375 | 1282925.75 | 1367588.875 | 1437083.25 | 1634647.2679 | 1703083.384 | 1709541.9394 | 1825219.1772 | 1830853.6217 | 1992598.3595 | 2103337.4245 | 2193791.8575 | 2242414.6002 | 2356665.0918 | 2459320.9557 | 2551478.5455 | 2763984.5071 | 2901469.3705 | 3073845.684 | 3196580.75 | 0 | 0 | 0 | 0 | 0 | 0 | 0 | 0 | 0 | 0 | 0 | 0 | 0 | 0 | 0 | 0 | 0 | 0 | 0 | 0 | 0 | 0 | 0 | 0 | 0.08298 | 0.061554 | 0.25971 | 0.028969 | 0.29847 | 0.063906 | 0.049566 | 0.12881 | 0.041013 | 0.0037851 | 0.065475 | 0.0030822 | 0.084657 | 0.054086 | 0.042106 | 0.021922 | 0.049694 | 0.042638 | 0.036788 | 0.08 | 0.048544 | 0.057712 | 0.039152 | 0.071088
| 205 | 15817491.5331 | 0 | 13362095.5693 | 0 |  | 602377.1875 | 666512.6875 | 698800.8125 | 870504.625 | 844835.3125 | 1114456.5 | 1161569.5 | 1250385.25 | 1445738.6429 | 1472456.634 | 1485697.1894 | 1579210.8022 | 1621061.3717 | 1800618.3595 | 1898199.1745 | 1963551.6075 | 1993629.6002 | 2102748.9668 | 2224653.4557 | 2369938.2955 | 2535908.5071 | 2727885.1205 | 2893104.934 | 3050988.25 | 0 | 0 | 0 | 0 | 0 | 0 | 0 | 0 | 0 | 0 | 0 | 0 | 0 | 0 | 0 | 0 | 0 | 0 | 0 | 0 | 0 | 0 | 0 | 0 | 0.10118 | 0.047307 | 0.21971 | -0.029931 | 0.27698 | 0.041405 | 0.07368 | 0.14517 | 0.018312 | 0.008952 | 0.061041 | 0.026156 | 0.10505 | 0.052775 | 0.033849 | 0.015202 | 0.053289 | 0.056356 | 0.063263 | 0.067688 | 0.072975 | 0.058804 | 0.053135 | 0.066869
| 206 | 16720327.3251 | 0 | 14178318.5763 | 0 |  | 609492 | 659880.8125 | 710626.3125 | 920644.125 | 948016 | 1246880.875 | 1277665.875 | 1384547.75 | 1550403.2679 | 1577891.259 | 1596903.4394 | 1681208.4272 | 1722498.1217 | 1878582.8595 | 1975533.4245 | 2063136.3575 | 2090705.4752 | 2199942.3418 | 2325884.4557 | 2457826.2955 | 2642859.0071 | 2816599.8705 | 3004966.184 | 3135294 | 0 | 0 | 0 | 0 | 0 | 0 | 0 | 0 | 0 | 0 | 0 | 0 | 0 | 0 | 0 | 0 | 0 | 0 | 0 | 0 | 0 | 0 | 0 | 0 | 0.079433 | 0.074087 | 0.25893 | 0.029298 | 0.27403 | 0.02439 | 0.080339 | 0.11314 | 0.017574 | 0.011977 | 0.051446 | 0.024263 | 0.086742 | 0.050321 | 0.043389 | 0.013274 | 0.05093 | 0.055669 | 0.055177 | 0.072584 | 0.063669 | 0.064736 | 0.042457 | 0.066696
| 207 | 16955599.7735 | 0 | 14415774.8926 | 0 |  | 610534.75 | 663681.0625 | 704237.4375 | 895560.125 | 969052.75 | 1275161 | 1324261.5 | 1398451 | 1576974.7679 | 1617607.259 | 1638281.8144 | 1715675.5522 | 1759427.6217 | 1938622.9845 | 2033001.5495 | 2124591.8575 | 2138025.3502 | 2228197.0918 | 2345286.9557 | 2485591.5455 | 2649127.7571 | 2809904.3705 | 2989159.434 | 3141187.75 | 0 | 0 | 0 | 0 | 0 | 0 | 0 | 0 | 0 | 0 | 0 | 0 | 0 | 0 | 0 | 0 | 0 | 0 | 0 | 0 | 0 | 0 | 0 | 0 | 0.083466 | 0.059314 | 0.24033 | 0.07887 | 0.27451 | 0.037783 | 0.05451 | 0.12014 | 0.02544 | 0.0127 | 0.046159 | 0.025182 | 0.096989 | 0.047535 | 0.044066 | 0.006303 | 0.04131 | 0.051215 | 0.058103 | 0.06372 | 0.05892 | 0.061842 | 0.049609 | 0.064223
| 208 | 16965008.1104 | 0 | 14357856.1184 | 0 |  | 611879.8125 | 677827.8125 | 718252 | 909663.625 | 923116.5625 | 1241224.625 | 1294166.625 | 1363205.625 | 1552286.5179 | 1586169.759 | 1602833.8144 | 1701632.6772 | 1754910.1217 | 1932731.8595 | 2029372.6745 | 2125979.3575 | 2165397.8502 | 2289532.3418 | 2390632.4557 | 2559231.7955 | 2714074.2571 | 2892450.3705 | 3074933.184 | 3214703.5 | 0 | 0 | 0 | 0 | 0 | 0 | 0 | 0 | 0 | 0 | 0 | 0 | 0 | 0 | 0 | 0 | 0 | 0 | 0 | 0 | 0 | 0 | 0 | 0 | 0.10236 | 0.057927 | 0.23625 | 0.014681 | 0.2961 | 0.041768 | 0.051972 | 0.12989 | 0.021593 | 0.010451 | 0.059815 | 0.030829 | 0.096517 | 0.048792 | 0.046506 | 0.018372 | 0.055743 | 0.04321 | 0.068149 | 0.058744 | 0.063653 | 0.061179 | 0.044452 | 0.06787
| 209 | 17327919.2977 | 0 | 14745829.6103 | 0 |  | 638366.8125 | 693593.75 | 736225.75 | 928781.25 | 989855.6875 | 1312864.125 | 1381160.25 | 1448445.875 | 1638420.1429 | 1662158.509 | 1661262.9394 | 1739573.1772 | 1775624.2467 | 1961021.4845 | 2044862.5495 | 2114986.6075 | 2147670.6002 | 2249142.5918 | 2378807.9557 | 2519289.2955 | 2675776.5071 | 2868325.1205 | 3039899.684 | 3200388.75 | 0 | 0 | 0 | 0 | 0 | 0 | 0 | 0 | 0 | 0 | 0 | 0 | 0 | 0 | 0 | 0 | 0 | 0 | 0 | 0 | 0 | 0 | 0 | 0 | 0.082973 | 0.05965 | 0.23234 | 0.063686 | 0.28241 | 0.050713 | 0.047567 | 0.12324 | 0.014385 | -0.00053894 | 0.046062 | 0.020512 | 0.099313 | 0.041865 | 0.033718 | 0.015335 | 0.046165 | 0.05605 | 0.057377 | 0.060263 | 0.069489 | 0.058096 | 0.051448 | 0.065381
| 210 | 16997763.9521 | 0 | 14433331.9455 | 0 |  | 648894.8125 | 706807.8125 | 741690.625 | 912336.8125 | 951124.125 | 1248853.375 | 1298160.125 | 1372532.625 | 1567061.5179 | 1593668.884 | 1616363.4394 | 1693164.5522 | 1729068.8717 | 1927187.4845 | 2026510.0495 | 2127799.3575 | 2148468.8502 | 2245817.0918 | 2370505.7057 | 2498055.7955 | 2670818.5071 | 2839057.1205 | 3015058.434 | 3177554.75 | 0 | 706807.8125 | 0 | 0 | 0 | 0 | 0 | 0 | 0 | 0 | 0 | 0 | 0 | 0 | 0 | 0 | 0 | 0 | 0 | 0 | 0 | 0 | 0 | 0 | 0.085488 | 0.048173 | 0.20708 | 0.041635 | 0.27234 | 0.038722 | 0.05571 | 0.13254 | 0.016837 | 0.01414 | 0.04642 | 0.020984 | 0.10848 | 0.050253 | 0.048773 | 0.0096671 | 0.044314 | 0.054034 | 0.052409 | 0.066872 | 0.061087 | 0.060147 | 0.052493 | 0.061389
| 211 | 17305276.3328 | 0 | 14550038.0133 | 0 |  | 604668.25 | 665539.8125 | 710516.4375 | 905323.6875 | 918264.375 | 1234897.875 | 1292902.625 | 1388636.5 | 1586621.7679 | 1616389.259 | 1623480.5644 | 1737793.5522 | 1793579.6217 | 1976496.3595 | 2046871.4245 | 2155496.8575 | 2224921.1002 | 2376143.3418 | 2471204.9557 | 2698597.5455 | 2875299.2571 | 3083695.3705 | 3243324.684 | 3364510 | 0 | 0 | 0 | 0 | 0 | 0 | 0 | 0 | 0 | 0 | 0 | 0 | 0 | 0 | 0 | 0 | 0 | 0 | 0 | 0 | 0 | 0 | 0 | 0 | 0.095918 | 0.065394 | 0.2423 | 0.014193 | 0.29626 | 0.045902 | 0.071433 | 0.13328 | 0.018588 | 0.0043775 | 0.068044 | 0.031597 | 0.097112 | 0.034987 | 0.051709 | 0.0317 | 0.065757 | 0.039227 | 0.088026 | 0.063425 | 0.069972 | 0.05047 | 0.036683 | 0.068689
| 212 | 18998584.2956 | 0 | 16050174.6353 | 0 |  | 608955.75 | 663802.4375 | 715906.25 | 926904.875 | 996936.6875 | 1344795.875 | 1426716.25 | 1558115.25 | 1747408.2679 | 1846549.884 | 1895003.6894 | 2040387.4272 | 2041198.3717 | 2240680.1095 | 2370281.4245 | 2463890.8575 | 2466587.1002 | 2602651.8418 | 2740479.7057 | 2883127.7955 | 3106386.2571 | 3275264.3705 | 3481366.434 | 3581082.75 | 0 | 0 | 0 | 0 | 0 | 0 | 0 | 0 | 0 | 1846549.884 | 1895003.6894 | 2040387.4272 | 0 | 0 | 0 | 0 | 0 | 0 | 0 | 0 | 0 | 0 | 3481366.434 | 0 | 0.086239 | 0.075565 | 0.2583 | 0.072836 | 0.29931 | 0.059133 | 0.088101 | 0.11466 | 0.055185 | 0.025902 | 0.073919 | 0.00039737 | 0.093242 | 0.056229 | 0.038733 | 0.0010937 | 0.053695 | 0.051602 | 0.050743 | 0.074584 | 0.052939 | 0.061026 | 0.02824 | 0.069491
| 213 | 17350475.7009 | 0 | 14644191.741 | 0 |  | 606008.6875 | 669842.6875 | 711324.3125 | 909039.1875 | 919316.125 | 1221414.125 | 1295420.125 | 1405457.75 | 1603356.0179 | 1666445.009 | 1677188.1894 | 1750744.5522 | 1807688.2467 | 2001062.9845 | 2099513.2995 | 2184204.8575 | 2224530.8502 | 2353036.8418 | 2468128.9557 | 2621568.2955 | 2809748.7571 | 3028896.1205 | 3182140.184 | 3326249.25 | 0 | 0 | 0 | 0 | 0 | 0 | 0 | 0 | 0 | 0 | 0 | 0 | 0 | 0 | 0 | 0 | 0 | 0 | 0 | 0 | 0 | 0 | 0 | 0 | 0.10015 | 0.060086 | 0.24526 | 0.011242 | 0.28413 | 0.058826 | 0.081528 | 0.13174 | 0.038594 | 0.0064261 | 0.042922 | 0.032008 | 0.10163 | 0.048027 | 0.039546 | 0.018294 | 0.056161 | 0.047754 | 0.060312 | 0.069322 | 0.075103 | 0.049356 | 0.044291 | 0.067051
| 214 | 18164568.8026 | 0 | 15514070.2461 | 0 |  | 627362.125 | 696695.875 | 747068.125 | 973233.9375 | 1071141.125 | 1395900.125 | 1431218.875 | 1531728.75 | 1716709.7679 | 1765615.509 | 1770059.6894 | 1853362.9272 | 1899563.7467 | 2108436.9845 | 2201606.4245 | 2230940.8575 | 2272975.6002 | 2405532.3418 | 2458813.9557 | 2625637.7955 | 2784503.2571 | 2941307.6205 | 3112797.434 | 3250483.75 | 0 | 0 | 0 | 973233.9375 | 0 | 0 | 0 | 0 | 0 | 0 | 0 | 0 | 0 | 0 | 0 | 0 | 0 | 0 | 0 | 0 | 0 | 0 | 0 | 0 | 0.10483 | 0.069807 | 0.26447 | 0.095855 | 0.26481 | 0.024987 | 0.067871 | 0.11401 | 0.02809 | 0.0025139 | 0.045989 | 0.024622 | 0.10432 | 0.04324 | 0.013236 | 0.018666 | 0.056681 | 0.021908 | 0.065645 | 0.058746 | 0.054785 | 0.056668 | 0.043282 | 0.068099
| 215 | 16168921.2365 | 0 | 13715606.2687 | 0 |  | 615210.8125 | 665010.375 | 704530.5625 | 894786.3125 | 906360 | 1181500.5 | 1216898 | 1311188.625 | 1503466.6429 | 1525379.509 | 1544899.8144 | 1622834.4272 | 1652897.2467 | 1831534.8595 | 1920384.9245 | 1995596.2325 | 2021212.2252 | 2112906.8418 | 2214735.9557 | 2375760.0455 | 2546030.7571 | 2723269.1205 | 2889046.184 | 3037737.25 | 0 | 0 | 0 | 0 | 0 | 0 | 0 | 0 | 0 | 0 | 0 | 0 | 0 | 0 | 0 | 0 | 0 | 0 | 0 | 0 | 0 | 0 | 0 | 0 | 0.077838 | 0.057729 | 0.23905 | 0.012852 | 0.2651 | 0.02952 | 0.074629 | 0.13684 | 0.01447 | 0.012716 | 0.049215 | 0.018355 | 0.10262 | 0.047371 | 0.038417 | 0.012755 | 0.044367 | 0.047069 | 0.070184 | 0.069218 | 0.067297 | 0.059093 | 0.050187 | 0.065108
| 216 | 16343874.0116 | 0 | 13819002.4872 | 0 |  | 596661.6875 | 666486.5625 | 703695.5625 | 900642.0625 | 897428.0625 | 1190823.125 | 1229496.25 | 1318157.125 | 1500592.2679 | 1534154.634 | 1542204.4394 | 1627349.4272 | 1670795.6217 | 1856507.9845 | 1939771.5495 | 2026598.4825 | 2075491.3502 | 2174719.5918 | 2277548.7057 | 2423333.0455 | 2619956.2571 | 2800483.8705 | 2977754.934 | 3124532.75 | 0 | 0 | 0 | 0 | 0 | 0 | 0 | 0 | 0 | 0 | 0 | 0 | 0 | 0 | 0 | 0 | 0 | 0 | 0 | 0 | 0 | 0 | 0 | 0 | 0.11067 | 0.054326 | 0.24676 | -0.0035749 | 0.28287 | 0.03196 | 0.06963 | 0.12963 | 0.02212 | 0.0052333 | 0.05374 | 0.026347 | 0.1054 | 0.043873 | 0.043789 | 0.023839 | 0.046702 | 0.0462 | 0.062044 | 0.078014 | 0.066635 | 0.061377 | 0.048115 | 0.068753
| 217 | 17266502.4702 | 0 | 14624281.0624 | 0 |  | 608693 | 669940.9375 | 718689.9375 | 908587 | 908969.25 | 1238470.25 | 1299992 | 1396762.5 | 1590856.5179 | 1640249.384 | 1668894.4394 | 1745536.5522 | 1800739.6217 | 1979253.9845 | 2095798.5495 | 2184948.6075 | 2239727.8502 | 2395178.3418 | 2456067.7057 | 2602169.5455 | 2772354.0071 | 2948670.8705 | 3095039.184 | 3234222 | 0 | 0 | 0 | 0 | 0 | 0 | 0 | 0 | 0 | 0 | 0 | 0 | 0 | 0 | 0 | 0 | 0 | 0 | 0 | 0 | 0 | 0 | 0 | 0 | 0.095876 | 0.07024 | 0.23446 | 0.00042062 | 0.30932 | 0.048481 | 0.071799 | 0.13012 | 0.030576 | 0.017313 | 0.044901 | 0.031135 | 0.094523 | 0.057215 | 0.041658 | 0.024762 | 0.067103 | 0.025104 | 0.057784 | 0.063351 | 0.061658 | 0.048446 | 0.043988 | 0.069827
| 218 | 16799812.1152 | 0 | 14253047.2292 | 0 |  | 596011.875 | 659087.0625 | 700576.875 | 900780.625 | 932349.875 | 1254426.375 | 1304325.75 | 1404747.625 | 1586253.3929 | 1600527.009 | 1620878.5644 | 1702194.3022 | 1727967.9967 | 1910688.3595 | 2011741.9245 | 2074141.8575 | 2112637.1002 | 2201164.3418 | 2313046.2057 | 2464753.5455 | 2662474.0071 | 2827491.3705 | 3005656.434 | 3122047 | 0 | 0 | 0 | 0 | 0 | 0 | 0 | 0 | 0 | 0 | 0 | 0 | 0 | 0 | 0 | 0 | 0 | 0 | 0 | 0 | 0 | 0 | 0 | 0 | 0.1006 | 0.061048 | 0.25136 | 0.034446 | 0.29673 | 0.039008 | 0.074171 | 0.12152 | 0.0089581 | 0.012635 | 0.04895 | 0.015028 | 0.10052 | 0.051537 | 0.030547 | 0.018389 | 0.041049 | 0.049579 | 0.063526 | 0.077164 | 0.060134 | 0.061106 | 0.037993 | 0.070272
| 219 | 17963792.1724 | 0 | 15290954.2205 | 0 |  | 675102.6875 | 718976.8125 | 766943.9375 | 973219.125 | 1050550.75 | 1355335.625 | 1414751.25 | 1474493.75 | 1654577.7679 | 1675002.009 | 1716886.9394 | 1809055.5522 | 1853895.7467 | 2025561.2345 | 2166380.9245 | 2218016.1075 | 2272079.1002 | 2339589.3418 | 2461341.4557 | 2605795.7955 | 2793556.0071 | 2970348.3705 | 3139440.684 | 3290226.25 | 675102.6875 | 718976.8125 | 766943.9375 | 973219.125 | 0 | 0 | 0 | 0 | 0 | 0 | 0 | 0 | 0 | 0 | 0 | 0 | 0 | 0 | 0 | 0 | 0 | 0 | 0 | 0 | 0.062964 | 0.064585 | 0.2382 | 0.076461 | 0.25473 | 0.042905 | 0.041361 | 0.11523 | 0.012269 | 0.024698 | 0.052292 | 0.024484 | 0.088558 | 0.067211 | 0.023555 | 0.024082 | 0.02928 | 0.050731 | 0.057032 | 0.069577 | 0.061364 | 0.055365 | 0.046912 | 0.060871
| 220 | 19519590.0832 | 19519590.0832 | 16500042.5295 | 16500042.5295 |  | 637848 | 686805.5625 | 735410.4375 | 954615.625 | 1052287.625 | 1426214.875 | 1494664.25 | 1556141.5 | 1785960.8929 | 1878663.009 | 1945160.5644 | 2043197.1772 | 2097574.9967 | 2308592.3595 | 2432839.9245 | 2513652.8575 | 2573043.8502 | 2725145.0918 | 2752325.4557 | 2901579.5455 | 3146016.0071 | 3339810.1205 | 3621605.684 | 3667121.75 | 0 | 0 | 0 | 954615.625 | 0 | 0 | 0 | 0 | 0 | 1878663.009 | 1945160.5644 | 2043197.1772 | 2097574.9967 | 2308592.3595 | 2432839.9245 | 2513652.8575 | 2573043.8502 | 2725145.0918 | 0 | 0 | 3146016.0071 | 3339810.1205 | 3621605.684 | 3667121.75 | 0.073951 | 0.068378 | 0.26088 | 0.097413 | 0.30406 | 0.046878 | 0.040308 | 0.13775 | 0.050604 | 0.034784 | 0.049171 | 0.026266 | 0.095856 | 0.052421 | 0.032678 | 0.023353 | 0.057432 | 0.0099245 | 0.052809 | 0.080882 | 0.059777 | 0.081004 | 0.01249 | 0.071788
| 221 | 18782409.4393 | 0 | 16007978.7248 | 0 |  | 648724 | 700226.8125 | 747457.9375 | 957334.1875 | 1074525.875 | 1460834.25 | 1518562.125 | 1600241.375 | 1772674.8929 | 1838137.884 | 1845117.4394 | 1943126.1772 | 1991136.1217 | 2137263.6095 | 2230354.9245 | 2321119.3575 | 2379171.6002 | 2461262.0918 | 2574113.2057 | 2726822.2955 | 2888200.5071 | 3083736.3705 | 3255504.684 | 3432340.75 | 0 | 0 | 0 | 957334.1875 | 0 | 1460834.25 | 0 | 0 | 0 | 0 | 0 | 0 | 0 | 0 | 0 | 0 | 0 | 0 | 0 | 0 | 0 | 0 | 0 | 0 | 0.076397 | 0.065274 | 0.24747 | 0.11548 | 0.30713 | 0.038756 | 0.052391 | 0.10234 | 0.036263 | 0.0037899 | 0.051755 | 0.024407 | 0.070821 | 0.042634 | 0.039889 | 0.024703 | 0.033922 | 0.044831 | 0.057632 | 0.057497 | 0.065508 | 0.054205 | 0.052895 | 0.069577
| 222 | 16768558.0641 | 0 | 14287544.9177 | 0 |  | 623158.9375 | 672826.8125 | 712306.625 | 909433.3125 | 958768.125 | 1261877.75 | 1315529.125 | 1403571.5 | 1577855.7679 | 1599489.259 | 1624700.4394 | 1700391.9272 | 1730992.4967 | 1908562.1095 | 2005646.6745 | 2062428.4825 | 2099586.9752 | 2165872.0918 | 2267936.9557 | 2417913.5455 | 2568210.0071 | 2751241.8705 | 2929544.684 | 3074813.25 | 0 | 0 | 0 | 0 | 0 | 0 | 0 | 0 | 0 | 0 | 0 | 0 | 0 | 0 | 0 | 0 | 0 | 0 | 0 | 0 | 0 | 0 | 0 | 0 | 0.076686 | 0.057021 | 0.24431 | 0.052828 | 0.27471 | 0.041638 | 0.064781 | 0.11705 | 0.013618 | 0.015639 | 0.045535 | 0.017836 | 0.097655 | 0.049616 | 0.027918 | 0.017856 | 0.031082 | 0.046047 | 0.064034 | 0.060304 | 0.068843 | 0.062795 | 0.048397 | 0.06526
| 223 | 15954165.4486 | 0 | 13527949.2156 | 0 |  | 605231.0625 | 663675.3125 | 704658.0625 | 892219.4375 | 880405.25 | 1160324.75 | 1188506.875 | 1296627.75 | 1477329.3929 | 1507314.884 | 1523412.6894 | 1584645.6772 | 1632906.7467 | 1808851.4845 | 1881207.9245 | 1968538.4825 | 2000937.6002 | 2093482.2168 | 2194063.4557 | 2348362.0455 | 2519835.5071 | 2692174.3705 | 2859508.434 | 3000444.75 | 0 | 0 | 0 | 0 | 0 | 0 | 0 | 0 | 0 | 0 | 0 | 0 | 0 | 0 | 0 | 0 | 0 | 0 | 0 | 0 | 0 | 0 | 0 | 0 | 0.092183 | 0.05992 | 0.236 | -0.01333 | 0.27607 | 0.023998 | 0.087069 | 0.13047 | 0.020094 | 0.010623 | 0.039408 | 0.030001 | 0.10233 | 0.039222 | 0.045377 | 0.016324 | 0.045213 | 0.046926 | 0.067963 | 0.070476 | 0.066156 | 0.060301 | 0.048111 | 0.067214
| 224 | 16065273.2171 | 0 | 13629789.3801 | 0 |  | 621373.9375 | 676466.25 | 719586.4375 | 898322.0625 | 888549.875 | 1160766.625 | 1209594.5 | 1289154.75 | 1470632.8929 | 1497541.509 | 1521690.0644 | 1597508.8022 | 1655532.6217 | 1828055.8595 | 1907792.9245 | 1988165.9825 | 2020506.1002 | 2098558.4668 | 2208141.4557 | 2358468.2955 | 2526965.5071 | 2696344.6205 | 2873386.934 | 3018793.25 | 0 | 0 | 0 | 0 | 0 | 0 | 0 | 0 | 0 | 0 | 0 | 0 | 0 | 0 | 0 | 0 | 0 | 0 | 0 | 0 | 0 | 0 | 0 | 0 | 0.08495 | 0.061794 | 0.22185 | -0.010938 | 0.26725 | 0.041205 | 0.063702 | 0.13171 | 0.018132 | 0.015997 | 0.048624 | 0.035677 | 0.09913 | 0.042694 | 0.041266 | 0.016135 | 0.037903 | 0.050901 | 0.065861 | 0.069007 | 0.064878 | 0.063594 | 0.049366 | 0.063215
| 225 | 19808169.9024 | 19808169.9024 | 16945411.323 | 16945411.323 |  | 702159.1875 | 729657.3125 | 785239.875 | 984983.25 | 1251231.375 | 1614926.5 | 1663050.625 | 1721738.375 | 1900635.1429 | 1932847.634 | 1958931.3144 | 2000376.1772 | 2003347.4967 | 2191698.3595 | 2330676.6745 | 2419403.8575 | 2462055.1002 | 2605270.0918 | 2708871.2057 | 2800102.7955 | 2967021.2571 | 3169271.6205 | 3398352.434 | 3530210.75 | 702159.1875 | 729657.3125 | 785239.875 | 984983.25 | 1251231.375 | 1614926.5 | 1663050.625 | 1721738.375 | 1900635.1429 | 1932847.634 | 1958931.3144 | 2000376.1772 | 0 | 0 | 0 | 0 | 0 | 0 | 0 | 0 | 0 | 0 | 0 | 0 | 0.038415 | 0.073414 | 0.22664 | 0.23926 | 0.25516 | 0.029364 | 0.034681 | 0.098854 | 0.016806 | 0.013405 | 0.020936 | 0.0014843 | 0.089857 | 0.061482 | 0.037363 | 0.017475 | 0.05654 | 0.038996 | 0.033124 | 0.057902 | 0.065943 | 0.069789 | 0.038067 | 0.071769
| 226 | 16836573.4509 | 0 | 14285029.7519 | 0 |  | 616026.125 | 673214.5625 | 716984.4375 | 901919.1875 | 932322.6875 | 1242764.125 | 1288484.125 | 1380466.5 | 1557973.7679 | 1596527.634 | 1628219.0644 | 1698755.8022 | 1732719.2467 | 1912683.4845 | 2021894.6745 | 2098740.3575 | 2121962.6002 | 2225062.5918 | 2334431.9557 | 2476908.2955 | 2655290.7571 | 2836781.1205 | 3007440.184 | 3142378.75 | 0 | 0 | 0 | 0 | 0 | 0 | 0 | 0 | 0 | 0 | 0 | 0 | 0 | 0 | 0 | 0 | 0 | 0 | 0 | 0 | 0 | 0 | 0 | 0 | 0.088775 | 0.06299 | 0.22947 | 0.033154 | 0.28741 | 0.036128 | 0.068955 | 0.12096 | 0.024445 | 0.019656 | 0.042409 | 0.019796 | 0.098815 | 0.055528 | 0.037302 | 0.011004 | 0.047444 | 0.047984 | 0.059243 | 0.069543 | 0.066116 | 0.058419 | 0.043891 | 0.06523
| 227 | 15648022.5054 | 0 | 13230627.4502 | 0 |  | 592897.875 | 650329.875 | 684588.125 | 864892 | 842042.875 | 1113248.125 | 1154996.5 | 1257913.125 | 1446623.5179 | 1477109.259 | 1487103.5644 | 1569504.9272 | 1601025.6217 | 1776078.9845 | 1858814.9245 | 1936570.4825 | 1968742.4752 | 2051082.7168 | 2174467.4557 | 2329107.7955 | 2498500.2571 | 2682778.1205 | 2850662.934 | 3002329 | 0 | 0 | 0 | 0 | 0 | 0 | 0 | 0 | 0 | 0 | 0 | 0 | 0 | 0 | 0 | 0 | 0 | 0 | 0 | 0 | 0 | 0 | 0 | 0 | 0.092458 | 0.051338 | 0.23379 | -0.026774 | 0.27921 | 0.036815 | 0.085357 | 0.13978 | 0.020855 | 0.0067433 | 0.05393 | 0.019884 | 0.10376 | 0.045531 | 0.040979 | 0.016476 | 0.040973 | 0.058416 | 0.068701 | 0.070205 | 0.071162 | 0.060699 | 0.051837 | 0.068437
| 228 | 16468851.6824 | 0 | 13940835.5976 | 0 |  | 608559 | 670622.75 | 715570.6875 | 902178.625 | 912503.9375 | 1188742.5 | 1246591.875 | 1327975.875 | 1518670.7679 | 1543574.759 | 1569348.6894 | 1646612.6772 | 1692420.7467 | 1870265.4845 | 1954896.6745 | 2042319.7325 | 2067361.8502 | 2178725.3418 | 2292263.2057 | 2447805.7955 | 2642267.5071 | 2806922.8705 | 2978088.434 | 3105342.25 | 0 | 0 | 0 | 0 | 0 | 0 | 0 | 0 | 0 | 0 | 0 | 0 | 0 | 0 | 0 | 0 | 0 | 0 | 0 | 0 | 0 | 0 | 0 | 0 | 0.097113 | 0.064874 | 0.23173 | 0.01138 | 0.26446 | 0.047517 | 0.063243 | 0.13418 | 0.016266 | 0.01656 | 0.04806 | 0.02744 | 0.09992 | 0.044257 | 0.043749 | 0.012187 | 0.052467 | 0.0508 | 0.065652 | 0.076445 | 0.060451 | 0.059193 | 0.041842 | 0.063312
| 229 | 15959456.2049 | 0 | 13475435.4665 | 0 |  | 587014.9375 | 641168.8125 | 676758.75 | 867807.3125 | 829145.6875 | 1112765.375 | 1170610.125 | 1272935.125 | 1471937.7679 | 1503502.634 | 1524380.3144 | 1608872.0522 | 1649493.2467 | 1833255.3595 | 1926454.5495 | 2013972.7325 | 2057143.8502 | 2144896.5918 | 2255658.9557 | 2402061.5455 | 2573750.2571 | 2769130.1205 | 2925239.434 | 3067321.75 | 0 | 0 | 0 | 0 | 0 | 0 | 0 | 0 | 0 | 0 | 0 | 0 | 0 | 0 | 0 | 0 | 0 | 0 | 0 | 0 | 0 | 0 | 0 | 0 | 0.088243 | 0.054022 | 0.24865 | -0.045574 | 0.29421 | 0.050677 | 0.0838 | 0.14525 | 0.021218 | 0.013791 | 0.053945 | 0.024935 | 0.10563 | 0.049588 | 0.044428 | 0.021209 | 0.041773 | 0.050351 | 0.062885 | 0.069037 | 0.073169 | 0.054843 | 0.047428 | 0.072866
| 230 | 16497494.5957 | 0 | 13963034.0294 | 0 |  | 600464.6875 | 654903 | 697262.875 | 891610.8125 | 929898.0625 | 1215313 | 1258776.25 | 1353717.5 | 1533005.8929 | 1572760.259 | 1572954.6894 | 1642130.6772 | 1679666.9967 | 1864221.2345 | 1930934.9245 | 2036796.4825 | 2077861.1002 | 2193110.8418 | 2299592.9557 | 2447626.2955 | 2650431.0071 | 2818204.6205 | 2971536.184 | 3121919.25 | 0 | 0 | 0 | 0 | 0 | 0 | 0 | 0 | 0 | 0 | 0 | 0 | 0 | 0 | 0 | 0 | 0 | 0 | 0 | 0 | 0 | 0 | 0 | 0 | 0.086783 | 0.062675 | 0.24587 | 0.042045 | 0.26768 | 0.035138 | 0.072714 | 0.12438 | 0.025602 | 0.00012362 | 0.043039 | 0.022601 | 0.10425 | 0.035161 | 0.053374 | 0.019961 | 0.053982 | 0.047411 | 0.062387 | 0.079604 | 0.061378 | 0.052979 | 0.049369 | 0.064646
| 231 | 18134607.0726 | 0 | 15318338.0548 | 0 |  | 601642.625 | 673511.5625 | 716724.4375 | 923149.9375 | 964565.3125 | 1271727.5 | 1353287.875 | 1467857 | 1675969.3929 | 1717837.134 | 1734693.4394 | 1860791.1772 | 1947130.9967 | 2131003.8595 | 2230060.4245 | 2369806.8575 | 2374769.3502 | 2471581.8418 | 2607701.2057 | 2767933.7955 | 2953958.2571 | 3132994.3705 | 3297798.184 | 3461043 | 0 | 0 | 0 | 0 | 0 | 0 | 0 | 0 | 0 | 0 | 0 | 0 | 0 | 0 | 0 | 0 | 0 | 0 | 0 | 0 | 0 | 0 | 0 | 0 | 0.11284 | 0.062186 | 0.2531 | 0.043886 | 0.27645 | 0.062161 | 0.081266 | 0.13259 | 0.024674 | 0.0097647 | 0.070171 | 0.045355 | 0.090236 | 0.045436 | 0.06078 | 0.0020919 | 0.039958 | 0.053611 | 0.059632 | 0.065045 | 0.058843 | 0.051266 | 0.048315 | 0.066138
| 232 | 18035753.7783 | 0 | 15229970.7136 | 0 |  | 609929.625 | 674273 | 720690.625 | 913980.3125 | 934353.875 | 1288911.5 | 1369492.875 | 1477374.25 | 1675130.6429 | 1746776.259 | 1774667.3144 | 1837222.3022 | 1889756.9967 | 2074045.8595 | 2186128.1745 | 2255825.3575 | 2351293.3502 | 2491342.5918 | 2595224.9557 | 2708212.7955 | 2930832.0071 | 3128399.1205 | 3303445.684 | 3435735 | 0 | 0 | 0 | 0 | 0 | 0 | 0 | 0 | 0 | 0 | 0 | 0 | 0 | 0 | 0 | 0 | 0 | 0 | 0 | 0 | 0 | 0 | 0 | 0 | 0.10029 | 0.066575 | 0.2376 | 0.022046 | 0.3217 | 0.060642 | 0.075826 | 0.12562 | 0.041881 | 0.015841 | 0.034642 | 0.028193 | 0.093053 | 0.052631 | 0.031384 | 0.04145 | 0.057856 | 0.040851 | 0.042616 | 0.078997 | 0.065235 | 0.054445 | 0.039265 | 0.070766
| 233 | 16331854.2127 | 0 | 13850577.6596 | 0 |  | 611529.6875 | 671412.9375 | 705764.4375 | 891437.625 | 890649.4375 | 1176548.625 | 1225973.625 | 1330642.125 | 1525877.1429 | 1564234.259 | 1576877.1894 | 1654379.5522 | 1684741.4967 | 1866562.4845 | 1946245.7995 | 2010556.6075 | 2044151.3502 | 2138400.5918 | 2248637.4557 | 2394434.7955 | 2572848.5071 | 2757355.6205 | 2924470.684 | 3068894.75 | 0 | 0 | 0 | 0 | 0 | 0 | 0 | 0 | 0 | 0 | 0 | 0 | 0 | 0 | 0 | 0 | 0 | 0 | 0 | 0 | 0 | 0 | 0 | 0 | 0.093421 | 0.049897 | 0.23355 | -0.00088457 | 0.27839 | 0.04115 | 0.081926 | 0.13691 | 0.024827 | 0.00805 | 0.04798 | 0.018186 | 0.10249 | 0.041804 | 0.032509 | 0.016571 | 0.045075 | 0.050266 | 0.062823 | 0.071866 | 0.069258 | 0.058841 | 0.048204 | 0.066888
| 234 | 15946988.9296 | 0 | 13514335.1453 | 0 |  | 604198.125 | 668558.0625 | 702446.75 | 886956.1875 | 885120.125 | 1174188.5 | 1199126 | 1279079.5 | 1466633.2679 | 1502290.259 | 1518703.8144 | 1581239.5522 | 1620145.4967 | 1808771.2345 | 1874269.9245 | 1955404.6075 | 1994414.1002 | 2110689.8418 | 2196609.7057 | 2350852.5455 | 2523588.2571 | 2705889.3705 | 2867466.684 | 3004079.5 | 0 | 0 | 0 | 0 | 0 | 0 | 0 | 0 | 0 | 0 | 0 | 0 | 0 | 0 | 0 | 0 | 0 | 0 | 0 | 0 | 0 | 0 | 0 | 0 | 0.10122 | 0.049446 | 0.23323 | -0.0020722 | 0.28261 | 0.021016 | 0.064548 | 0.13683 | 0.024021 | 0.010866 | 0.040352 | 0.024307 | 0.11013 | 0.035571 | 0.042378 | 0.019753 | 0.056665 | 0.0399 | 0.067863 | 0.070904 | 0.069749 | 0.057998 | 0.046542 | 0.068016
| 235 | 16018003.2364 | 0 | 13551337.2779 | 0 |  | 595744.9375 | 659931.625 | 700759.875 | 887201.5625 | 868214.625 | 1142940.75 | 1180241.875 | 1293236.75 | 1471601.8929 | 1510291.384 | 1519104.4394 | 1597779.6772 | 1653090.2467 | 1827045.1095 | 1912411.7995 | 1994332.6075 | 2023599.6002 | 2118137.9668 | 2225082.4557 | 2383026.7955 | 2561098.7571 | 2743083.3705 | 2905080.684 | 3046736 | 0 | 0 | 0 | 0 | 0 | 0 | 0 | 0 | 0 | 0 | 0 | 0 | 0 | 0 | 0 | 0 | 0 | 0 | 0 | 0 | 0 | 0 | 0 | 0 | 0.10232 | 0.060029 | 0.23591 | -0.021633 | 0.27492 | 0.032115 | 0.091429 | 0.1292 | 0.025951 | 0.0058184 | 0.050494 | 0.034031 | 0.10005 | 0.045665 | 0.041944 | 0.014568 | 0.045659 | 0.049257 | 0.068577 | 0.072065 | 0.068646 | 0.057379 | 0.04761 | 0.067156
| 236 | 18935672.1703 | 0 | 15947731.1226 | 0 |  | 657269.3125 | 707960.3125 | 740112.875 | 941695.125 | 1091914.375 | 1412175.875 | 1464403.875 | 1530983.625 | 1712125.5179 | 1771438.259 | 1787891.9394 | 1883489.3022 | 1962011.9967 | 2112010.8595 | 2227340.4245 | 2390013.8575 | 2464666.1002 | 2584471.5918 | 2736036.9557 | 2914752.0455 | 3176585.2571 | 3342054.1205 | 3467852.434 | 3632362.25 | 0 | 707960.3125 | 0 | 0 | 1091914.375 | 0 | 0 | 0 | 0 | 0 | 0 | 0 | 0 | 0 | 0 | 0 | 0 | 0 | 0 | 2914752.0455 | 3176585.2571 | 3342054.1205 | 0 | 3632362.25 | 0.074294 | 0.044415 | 0.24088 | 0.14801 | 0.2572 | 0.036317 | 0.044462 | 0.11183 | 0.034056 | 0.0092454 | 0.052089 | 0.040844 | 0.07367 | 0.053168 | 0.070491 | 0.030757 | 0.047465 | 0.056989 | 0.063274 | 0.086022 | 0.050779 | 0.03695 | 0.046348 | 0.062194
| 237 | 18914777.8549 | 0 | 16086944.1294 | 0 |  | 630472.25 | 690133.1875 | 737812.3125 | 927659.0625 | 1058874.625 | 1405854.875 | 1549512.25 | 1615721.5 | 1805759.2679 | 1850149.759 | 1877389.1894 | 1950274.3022 | 1999026.7467 | 2183051.6095 | 2286022.6745 | 2396235.3575 | 2446287.6002 | 2502497.0918 | 2581478.7057 | 2763775.2955 | 2963168.7571 | 3143963.6205 | 3340829.934 | 3449453.5 | 0 | 0 | 0 | 0 | 0 | 0 | 1549512.25 | 1615721.5 | 1805759.2679 | 1850149.759 | 0 | 0 | 0 | 0 | 0 | 0 | 0 | 0 | 0 | 0 | 0 | 0 | 0 | 0 | 0.090415 | 0.066805 | 0.22897 | 0.1323 | 0.28344 | 0.097295 | 0.041841 | 0.1112 | 0.024285 | 0.014615 | 0.038088 | 0.02469 | 0.088063 | 0.04609 | 0.047085 | 0.020673 | 0.022717 | 0.031073 | 0.068235 | 0.069662 | 0.059225 | 0.060735 | 0.031997 | 0.065889
| 238 | 20545973.8528 | 20545973.8528 | 17378238.6212 | 17378238.6212 |  | 659046.0625 | 701207.6875 | 750541.3125 | 969354.5625 | 1180502.25 | 1597283 | 1670554.625 | 1697281.375 | 1891821.8929 | 1947683.509 | 2040709.6894 | 2112948.9272 | 2200915.8717 | 2393662.8595 | 2541934.6745 | 2594358.8575 | 2667724.8502 | 2766560.0918 | 2857223.2057 | 3055214.2955 | 3281772.2571 | 3456550.6205 | 3771544.434 | 3953604.25 | 659046.0625 | 0 | 0 | 969354.5625 | 1180502.25 | 1597283 | 1670554.625 | 1697281.375 | 1891821.8929 | 1947683.509 | 2040709.6894 | 2112948.9272 | 2200915.8717 | 2393662.8595 | 2541934.6745 | 2594358.8575 | 2667724.8502 | 2766560.0918 | 2857223.2057 | 3055214.2955 | 3281772.2571 | 3456550.6205 | 3771544.434 | 3953604.25 | 0.062011 | 0.067991 | 0.25584 | 0.19706 | 0.30236 | 0.044852 | 0.015872 | 0.10851 | 0.0291 | 0.046657 | 0.034787 | 0.040789 | 0.083951 | 0.060101 | 0.020414 | 0.027887 | 0.036379 | 0.032246 | 0.066999 | 0.071534 | 0.051888 | 0.087213 | 0.047143 | 0.074132
| 239 | 17876597.8757 | 0 | 15161381.7989 | 0 |  | 622960.125 | 679126.8125 | 724297.9375 | 912720.5625 | 966724.4375 | 1285906.375 | 1413355.75 | 1497408.625 | 1691139.0179 | 1720120.384 | 1736610.8144 | 1821218.6772 | 1873123.4967 | 2072512.6095 | 2160218.6745 | 2253785.6075 | 2299389.3502 | 2412648.0918 | 2471187.9557 | 2612034.2955 | 2846230.2571 | 3038079.8705 | 3193265.434 | 3304189.25 | 0 | 0 | 0 | 0 | 0 | 0 | 0 | 0 | 0 | 0 | 0 | 0 | 0 | 0 | 0 | 0 | 0 | 0 | 0 | 0 | 0 | 0 | 0 | 0 | 0.086325 | 0.064395 | 0.23123 | 0.057484 | 0.28531 | 0.094503 | 0.057769 | 0.12167 | 0.016992 | 0.0095411 | 0.04757 | 0.028101 | 0.10115 | 0.041448 | 0.042402 | 0.020032 | 0.048081 | 0.023974 | 0.05543 | 0.085866 | 0.06523 | 0.049818 | 0.034147 | 0.065582
| 240 | 17394876.3722 | 0 | 14706884.0682 | 0 |  | 614420.5 | 670520.125 | 708936.4375 | 899014.5625 | 953873.375 | 1250151 | 1317400.875 | 1402814.5 | 1606382.7679 | 1628488.509 | 1648253.4394 | 1741252.0522 | 1804785.3717 | 1991306.7345 | 2132710.6745 | 2231032.3575 | 2268832.1002 | 2368476.5918 | 2457413.2057 | 2640116.0455 | 2798201.2571 | 3000404.3705 | 3169002.184 | 3294879.5 | 0 | 0 | 0 | 0 | 0 | 0 | 0 | 0 | 0 | 0 | 0 | 0 | 0 | 0 | 0 | 0 | 0 | 0 | 0 | 0 | 0 | 0 | 0 | 0 | 0.087374 | 0.055712 | 0.23753 | 0.059232 | 0.27049 | 0.052396 | 0.06282 | 0.1355 | 0.013667 | 0.012064 | 0.054888 | 0.035837 | 0.098349 | 0.068603 | 0.045071 | 0.016801 | 0.042982 | 0.036862 | 0.071714 | 0.058154 | 0.06977 | 0.05467 | 0.038953 | 0.06349
| 241 | 17981298.6496 | 0 | 15241829.2947 | 0 |  | 660684 | 713964.125 | 760549.9375 | 943699.75 | 988275.8125 | 1311194.375 | 1399142.25 | 1477897.875 | 1642279.0179 | 1687297.759 | 1740021.6894 | 1798745.0522 | 1844444.1217 | 2030199.6095 | 2159236.1745 | 2238949.8575 | 2305233.3502 | 2438470.0918 | 2521160.7057 | 2656671.5455 | 2844442.5071 | 3003739.6205 | 3235442.184 | 3422751.5 | 660684 | 713964.125 | 760549.9375 | 0 | 0 | 0 | 0 | 0 | 0 | 0 | 0 | 0 | 0 | 0 | 0 | 0 | 0 | 0 | 0 | 0 | 0 | 0 | 0 | 0 | 0.077557 | 0.063209 | 0.21577 | 0.046154 | 0.28273 | 0.064921 | 0.054761 | 0.10546 | 0.027043 | 0.030769 | 0.033192 | 0.025089 | 0.095956 | 0.06162 | 0.036252 | 0.029175 | 0.056189 | 0.033349 | 0.052355 | 0.068293 | 0.054491 | 0.074308 | 0.056279 | 0.060767
| 242 | 16890132.9906 | 0 | 14252599.9538 | 0 |  | 612921.875 | 676599.125 | 715818.875 | 912153.8125 | 912825.8125 | 1224890 | 1250865.5 | 1351750.25 | 1544890.8929 | 1582264.759 | 1604069.0644 | 1703940.3022 | 1745150.1217 | 1929879.9845 | 2021520.9245 | 2115362.2325 | 2138517.9752 | 2266460.0918 | 2355000.2057 | 2514013.7955 | 2718488.0071 | 2951819.3705 | 3111995.434 | 3254792.25 | 0 | 0 | 0 | 0 | 0 | 0 | 0 | 0 | 0 | 0 | 0 | 0 | 0 | 0 | 0 | 0 | 0 | 0 | 0 | 0 | 0 | 0 | 0 | 0 | 0.098841 | 0.056348 | 0.24238 | 0.00073645 | 0.29406 | 0.020985 | 0.077565 | 0.13355 | 0.023904 | 0.013686 | 0.0604 | 0.023897 | 0.10062 | 0.046392 | 0.045376 | 0.010887 | 0.058106 | 0.038322 | 0.06534 | 0.078195 | 0.082346 | 0.052842 | 0.044864 | 0.069903
| 243 | 16970250.1852 | 0 | 14404540.8908 | 0 |  | 641050.0625 | 694953.1875 | 735675.5625 | 916993.375 | 933240.375 | 1247159.375 | 1275952.625 | 1367184.5 | 1563252.0179 | 1601292.634 | 1618964.9394 | 1693422.9272 | 1738038.3717 | 1924621.3595 | 2037038.5495 | 2124701.1075 | 2152047.6002 | 2267188.0918 | 2362875.2057 | 2525322.7955 | 2674111.0071 | 2855322.8705 | 3011807.184 | 3164825.75 | 0 | 0 | 0 | 0 | 0 | 0 | 0 | 0 | 0 | 0 | 0 | 0 | 0 | 0 | 0 | 0 | 0 | 0 | 0 | 0 | 0 | 0 | 0 | 0 | 0.080737 | 0.056945 | 0.22031 | 0.017563 | 0.28996 | 0.022825 | 0.06906 | 0.13401 | 0.024043 | 0.010976 | 0.044965 | 0.026005 | 0.10197 | 0.056768 | 0.042134 | 0.012789 | 0.052121 | 0.041339 | 0.06649 | 0.057248 | 0.065568 | 0.053355 | 0.049558 | 0.065977
| 244 | 17440467.2408 | 0 | 14729363.3152 | 0 |  | 612040.75 | 672525.5625 | 716166.375 | 905581.875 | 902618.9375 | 1223892.75 | 1275081.875 | 1363213 | 1564663.5179 | 1647835.134 | 1689721.0644 | 1791898.6772 | 1835715.4967 | 2022816.6095 | 2181407.1745 | 2282505.3575 | 2305385.6002 | 2375924.0918 | 2527823.9557 | 2610929.2955 | 2812989.5071 | 3014482.3705 | 3200023.684 | 3343930.25 | 0 | 0 | 0 | 0 | 0 | 0 | 0 | 0 | 0 | 0 | 0 | 0 | 0 | 0 | 0 | 0 | 0 | 0 | 0 | 0 | 0 | 0 | 0 | 0 | 0.094241 | 0.062872 | 0.23467 | -0.0032772 | 0.30449 | 0.040974 | 0.066834 | 0.13783 | 0.051792 | 0.025101 | 0.058712 | 0.024159 | 0.097057 | 0.075479 | 0.045304 | 0.0099743 | 0.030139 | 0.061972 | 0.032347 | 0.074542 | 0.06918 | 0.05973 | 0.043989 | 0.069626
| 245 | 19912558.0395 | 19912558.0395 | 16898881.2907 | 16898881.2907 |  | 616259.6875 | 680207.8125 | 720211.75 | 916169.5625 | 1081370.875 | 1471265.375 | 1593169.25 | 1677780.5 | 1867128.0179 | 1952521.884 | 1967589.5644 | 2064223.8022 | 2162160.1217 | 2396536.1095 | 2463163.1745 | 2602746.6075 | 2659671.1002 | 2779917.5918 | 2842924.4557 | 2939393.5455 | 3156880.5071 | 3338798.8705 | 3558337.434 | 3693079.5 | 0 | 0 | 0 | 0 | 1081370.875 | 1471265.375 | 1593169.25 | 1677780.5 | 1867128.0179 | 1952521.884 | 1967589.5644 | 2064223.8022 | 2162160.1217 | 2396536.1095 | 2463163.1745 | 2602746.6075 | 2659671.1002 | 2779917.5918 | 2842924.4557 | 2939393.5455 | 3156880.5071 | 3338798.8705 | 3558337.434 | 3693079.5 | 0.09873 | 0.057147 | 0.24066 | 0.16578 | 0.30789 | 0.079602 | 0.051747 | 0.10693 | 0.04472 | 0.0076874 | 0.047945 | 0.046354 | 0.10292 | 0.027422 | 0.055121 | 0.021635 | 0.044219 | 0.022412 | 0.03337 | 0.071381 | 0.056027 | 0.063682 | 0.037167 | 0.071625
| 246 | 16416654.1585 | 0 | 13906735.1504 | 0 |  | 594308.9375 | 659365.625 | 703913.0625 | 883542.625 | 876557 | 1182386.375 | 1220065.25 | 1325439.875 | 1515592.1429 | 1564160.259 | 1579222.9394 | 1667104.6772 | 1702952.9967 | 1890748.6095 | 1971448.4245 | 2052846.2325 | 2094855.7252 | 2210966.5918 | 2295196.7057 | 2436222.0455 | 2612528.2571 | 2794422.3705 | 2950860.434 | 3093993.75 | 0 | 0 | 0 | 0 | 0 | 0 | 0 | 0 | 0 | 0 | 0 | 0 | 0 | 0 | 0 | 0 | 0 | 0 | 0 | 0 | 0 | 0 | 0 | 0 | 0.10388 | 0.065377 | 0.22728 | -0.0079378 | 0.29929 | 0.03137 | 0.08284 | 0.13406 | 0.031543 | 0.0095838 | 0.054155 | 0.021275 | 0.10461 | 0.041796 | 0.040459 | 0.020257 | 0.053945 | 0.037389 | 0.05963 | 0.06987 | 0.067307 | 0.054471 | 0.047366 | 0.069259
| 247 | 18037877.0593 | 0 | 15170170.8532 | 0 |  | 612807.0625 | 673079.8125 | 721184.5625 | 933924.1875 | 988253.5 | 1324785.625 | 1388271.875 | 1470517.75 | 1650356.5179 | 1693828.759 | 1709693.4394 | 1777157.8022 | 1851638.9967 | 2046562.9845 | 2163552.1745 | 2248139.1075 | 2352858.6002 | 2460919.5918 | 2559978.2057 | 2734186.5455 | 2945791.2571 | 3207645.6205 | 3424297.684 | 3509461 | 0 | 0 | 0 | 0 | 0 | 0 | 0 | 0 | 0 | 0 | 0 | 0 | 0 | 0 | 0 | 0 | 0 | 0 | 0 | 0 | 0 | 0 | 0 | 0 | 0.093814 | 0.069031 | 0.2585 | 0.056544 | 0.29307 | 0.046809 | 0.057555 | 0.11538 | 0.026 | 0.0093226 | 0.038701 | 0.041056 | 0.10009 | 0.05559 | 0.038351 | 0.045528 | 0.044904 | 0.039464 | 0.065835 | 0.074543 | 0.08516 | 0.065359 | 0.024566 | 0.068112
| 248 | 19986234.84 | 19986234.84 | 17062315.8448 | 17062315.8448 |  | 658407.625 | 722868.125 | 773955.0625 | 982289.9375 | 1113600.75 | 1486021.375 | 1595900.5 | 1655079.875 | 1846536.0179 | 1929169.009 | 1972895.1894 | 2084704.0522 | 2192188.8717 | 2407130.3595 | 2469732.9245 | 2565222.1075 | 2680802.8502 | 2757788.8418 | 2799004.9557 | 2894428.0455 | 3066394.5071 | 3247714.6205 | 3456467.184 | 3564799.5 | 658407.625 | 722868.125 | 773955.0625 | 982289.9375 | 1113600.75 | 1486021.375 | 1595900.5 | 1655079.875 | 1846536.0179 | 1929169.009 | 1972895.1894 | 2084704.0522 | 2192188.8717 | 2407130.3595 | 2469732.9245 | 2565222.1075 | 2680802.8502 | 2757788.8418 | 2799004.9557 | 0 | 0 | 0 | 0 | 0 | 0.093403 | 0.068287 | 0.23837 | 0.12547 | 0.2885 | 0.071336 | 0.036411 | 0.10946 | 0.043778 | 0.022413 | 0.055125 | 0.050274 | 0.093535 | 0.025675 | 0.037935 | 0.044071 | 0.028313 | 0.014835 | 0.033524 | 0.057715 | 0.057449 | 0.062295 | 0.030861 | 0.066718
| 249 | 16311456.832 | 0 | 13801244.8167 | 0 |  | 614228.625 | 667037.5 | 706362.3125 | 892829.25 | 898102.9375 | 1165402.375 | 1210093 | 1299178.875 | 1505897.0179 | 1539718.009 | 1552314.1894 | 1630484.3022 | 1668244.7467 | 1860294.8595 | 1945281.4245 | 2035285.9825 | 2065051.6002 | 2157208.8418 | 2272179.7057 | 2429079.7955 | 2601020.0071 | 2794336.6205 | 2961059.684 | 3098744.25 | 0 | 0 | 0 | 0 | 0 | 0 | 0 | 0 | 0 | 0 | 0 | 0 | 0 | 0 | 0 | 0 | 0 | 0 | 0 | 0 | 0 | 0 | 0 | 0 | 0.082479 | 0.057282 | 0.23427 | 0.0058893 | 0.26054 | 0.037631 | 0.071035 | 0.14766 | 0.022211 | 0.0081476 | 0.04913 | 0.022895 | 0.10896 | 0.044672 | 0.04523 | 0.014519 | 0.04366 | 0.051924 | 0.066773 | 0.068391 | 0.071691 | 0.057952 | 0.04545 | 0.064382
| 250 | 17326593.4274 | 0 | 14699563.9426 | 0 |  | 619813.4375 | 679057.875 | 715347.9375 | 910220.5625 | 941136.4375 | 1279726.75 | 1343290.875 | 1413617 | 1590976.1429 | 1654900.759 | 1695828.9394 | 1748895.5522 | 1816174.7467 | 1964143.9845 | 2103457.5495 | 2187270.1075 | 2227419.6002 | 2310326.8418 | 2414115.9557 | 2547789.7955 | 2729510.2571 | 2939556.8705 | 3084485.684 | 3231839 | 0 | 0 | 0 | 0 | 0 | 0 | 0 | 0 | 0 | 0 | 0 | 0 | 0 | 0 | 0 | 0 | 0 | 0 | 0 | 0 | 0 | 0 | 0 | 0 | 0.091288 | 0.052063 | 0.24092 | 0.033401 | 0.30731 | 0.048476 | 0.051029 | 0.1182 | 0.039393 | 0.024431 | 0.030813 | 0.037748 | 0.078324 | 0.068526 | 0.039072 | 0.01819 | 0.036545 | 0.043944 | 0.053893 | 0.068896 | 0.074137 | 0.048126 | 0.046666 | 0.068463
| 251 | 14120301.511 | 0 | 11722297.253 | 0 |  | 425946.1562 | 536340.375 | 582942.6875 | 677200.625 | 709552.3125 | 931179 | 960975.5625 | 1083143.5 | 1265627.7679 | 1289413.759 | 1323539.9394 | 1393912.1772 | 1426771.3717 | 1676838.4845 | 1762897.5495 | 1845795.2325 | 1899766.9752 | 1995782.5918 | 2127719.5807 | 2297678.5455 | 2475603.7571 | 2675670.1205 | 2823406.434 | 2969946.75 | 0 | 0 | 0 | 0 | 0 | 0 | 0 | 0 | 0 | 0 | 0 | 0 | 0 | 0 | 0 | 0 | 0 | 0 | 0 | 0 | 0 | 0 | 0 | 0 | 0.23046 | 0.08332 | 0.14988 | 0.046667 | 0.27182 | 0.031497 | 0.11967 | 0.1557 | 0.018619 | 0.026122 | 0.051804 | 0.0233 | 0.1615 | 0.050049 | 0.045951 | 0.028821 | 0.049305 | 0.064015 | 0.076848 | 0.074585 | 0.077716 | 0.053744 | 0.0506 | 0.067229
| 252 | 21165875.599 | 21165875.599 | 17995032.1026 | 17995032.1026 |  | 713547.75 | 743405.0625 | 807333.25 | 1004818.5 | 1261404 | 1655742.375 | 1699984.375 | 1766824.25 | 1880677.3929 | 1973052.759 | 2087196.4394 | 2190768.0522 | 2242070.8717 | 2446489.1095 | 2537770.1745 | 2656402.8575 | 2839693.6002 | 2952641.5918 | 3019018.7057 | 3146713.5455 | 3271047.7571 | 3475711.1205 | 3766438.684 | 3965928.75 | 713547.75 | 743405.0625 | 807333.25 | 1004818.5 | 1261404 | 1655742.375 | 1699984.375 | 1766824.25 | 1880677.3929 | 1973052.759 | 2087196.4394 | 2190768.0522 | 2242070.8717 | 2446489.1095 | 2537770.1745 | 2656402.8575 | 2839693.6002 | 2952641.5918 | 3019018.7057 | 3146713.5455 | 3271047.7571 | 3475711.1205 | 3766438.684 | 3965928.75 | 0.040992 | 0.082495 | 0.21883 | 0.22742 | 0.27202 | 0.02637 | 0.038565 | 0.062448 | 0.04795 | 0.05624 | 0.04843 | 0.023148 | 0.087254 | 0.036632 | 0.045687 | 0.066723 | 0.039004 | 0.022232 | 0.041427 | 0.038752 | 0.060689 | 0.080331 | 0.05161 | 0.068132
| 253 | 17942119.5345 | 0 | 15188390.2391 | 0 |  | 644518.5 | 682840.375 | 732146.5625 | 937419.125 | 1016859.625 | 1331816.125 | 1396120.875 | 1453639.875 | 1627508.1429 | 1671912.634 | 1730970.3144 | 1793332.3022 | 1839653.2467 | 2039227.6095 | 2151909.4245 | 2247381.3575 | 2310620.1002 | 2444970.0918 | 2566187.4557 | 2670044.7955 | 2880023.7571 | 3061005.6205 | 3216801.684 | 3405458.75 | 0 | 0 | 0 | 0 | 0 | 0 | 0 | 0 | 0 | 0 | 0 | 0 | 0 | 0 | 0 | 0 | 0 | 0 | 0 | 0 | 0 | 0 | 0 | 0 | 0.057758 | 0.06972 | 0.24715 | 0.081344 | 0.26982 | 0.047154 | 0.040373 | 0.11298 | 0.026918 | 0.034714 | 0.035393 | 0.025502 | 0.10299 | 0.053784 | 0.04341 | 0.02775 | 0.056517 | 0.048388 | 0.039674 | 0.075703 | 0.060945 | 0.049644 | 0.056992 | 0.06292
| 254 | 16633256.5283 | 0 | 14031495.5616 | 0 |  | 610879.5625 | 670513.6875 | 707043.0625 | 904294.5625 | 878922.9375 | 1171437.875 | 1224868.625 | 1332172.125 | 1514767.5179 | 1557621.134 | 1588686.1894 | 1679540.1772 | 1720808.4967 | 1908678.8595 | 1994722.4245 | 2088416.6075 | 2107849.8502 | 2226683.0918 | 2337245.7057 | 2505719.5455 | 2684715.2571 | 2912591.1205 | 3059839.684 | 3216576.75 | 0 | 0 | 0 | 0 | 0 | 0 | 0 | 0 | 0 | 0 | 0 | 0 | 0 | 0 | 0 | 0 | 0 | 0 | 0 | 0 | 0 | 0 | 0 | 0 | 0.093144 | 0.053047 | 0.24606 | -0.028458 | 0.28729 | 0.044602 | 0.083977 | 0.12845 | 0.027898 | 0.019748 | 0.055613 | 0.024274 | 0.10362 | 0.044094 | 0.045901 | 0.0092622 | 0.054845 | 0.04846 | 0.069603 | 0.068999 | 0.081468 | 0.049319 | 0.049955 | 0.069804
| 255 | 16752373.7324 | 0 | 14214623.5607 | 0 |  | 637732.5625 | 671162.8125 | 703213.125 | 899388.875 | 959600.8125 | 1256188.75 | 1284910 | 1362901.5 | 1545782.3929 | 1566842.009 | 1598145.4394 | 1698658.9272 | 1732709.6217 | 1900485.3595 | 1977598.4245 | 2072433.4825 | 2126735.7252 | 2194269.8418 | 2306726.2057 | 2437046.5455 | 2627194.0071 | 2803561.3705 | 2998748.684 | 3154582.25 | 0 | 0 | 0 | 0 | 0 | 0 | 0 | 0 | 0 | 0 | 0 | 0 | 0 | 0 | 0 | 0 | 0 | 0 | 0 | 0 | 0 | 0 | 0 | 0 | 0.051093 | 0.046648 | 0.24606 | 0.064802 | 0.26932 | 0.022606 | 0.058927 | 0.12591 | 0.013532 | 0.019782 | 0.060995 | 0.019847 | 0.092423 | 0.039774 | 0.04684 | 0.025865 | 0.031261 | 0.04998 | 0.054958 | 0.075129 | 0.064974 | 0.067305 | 0.050661 | 0.064636
| 256 | 18414903.2556 | 0 | 15620174.2476 | 0 |  | 680814.0625 | 711586.375 | 752776.9375 | 960237.8125 | 1071205.5 | 1378131.25 | 1443432.5 | 1483351.5 | 1683332.7679 | 1706504.634 | 1765257.5644 | 1858277.1772 | 1899120.4967 | 2088849.7345 | 2188964.9245 | 2307029.3575 | 2397237.6002 | 2466366.5918 | 2567573.4557 | 2733005.5455 | 2882987.7571 | 3102313.6205 | 3306991.184 | 3464658.75 | 680814.0625 | 711586.375 | 752776.9375 | 960237.8125 | 0 | 0 | 0 | 0 | 0 | 0 | 0 | 0 | 0 | 0 | 0 | 0 | 0 | 0 | 0 | 0 | 0 | 0 | 0 | 0 | 0.044208 | 0.056272 | 0.24341 | 0.10936 | 0.25194 | 0.046296 | 0.02728 | 0.12647 | 0.013672 | 0.033849 | 0.051353 | 0.021741 | 0.095223 | 0.046815 | 0.052532 | 0.038356 | 0.028429 | 0.040215 | 0.062441 | 0.053425 | 0.073321 | 0.063891 | 0.046575 | 0.06191
| 257 | 18629986.5272 | 0 | 15768908.6166 | 0 |  | 643874.0625 | 691840.4375 | 733420.1875 | 945319.125 | 1049377.625 | 1362606.125 | 1430065.25 | 1558859.75 | 1704918.0179 | 1751887.134 | 1826769.9394 | 1910549.3022 | 1997154.3717 | 2112747.3595 | 2227581.4245 | 2328760.6075 | 2411405.8502 | 2542966.0918 | 2649194.4557 | 2767293.7955 | 2949418.5071 | 3142844.3705 | 3411774.934 | 3559170.5 | 0 | 0 | 0 | 0 | 0 | 0 | 0 | 0 | 0 | 0 | 0 | 0 | 0 | 0 | 0 | 0 | 0 | 0 | 0 | 0 | 0 | 0 | 0 | 0 | 0.071852 | 0.058363 | 0.2538 | 0.10443 | 0.2612 | 0.048321 | 0.086235 | 0.089562 | 0.027177 | 0.041856 | 0.044841 | 0.044333 | 0.056266 | 0.052927 | 0.04442 | 0.034874 | 0.053121 | 0.040924 | 0.043614 | 0.063738 | 0.06352 | 0.082104 | 0.042295 | 0.060849
| 258 | 18684042.7449 | 0 | 15695461.4533 | 0 |  | 620631.1875 | 688594.8125 | 741531.75 | 934855 | 1011671 | 1396254.375 | 1452693.75 | 1535705.125 | 1649110.1429 | 1735205.384 | 1809397.9394 | 1897585.5522 | 1938749.4967 | 2119859.9845 | 2218216.1745 | 2327160.8575 | 2416891.8502 | 2546210.3418 | 2684743.7057 | 2852872.7955 | 3096221.2571 | 3335490.8705 | 3506251.184 | 3700389.5 | 0 | 0 | 0 | 0 | 0 | 0 | 0 | 0 | 0 | 0 | 0 | 0 | 0 | 0 | 0 | 0 | 0 | 0 | 0 | 0 | 0 | 3335490.8705 | 3506251.184 | 3700389.5 | 0.10392 | 0.074065 | 0.23167 | 0.078967 | 0.32219 | 0.039626 | 0.05557 | 0.071246 | 0.05089 | 0.041868 | 0.047588 | 0.021461 | 0.089307 | 0.045353 | 0.047946 | 0.037833 | 0.052124 | 0.052979 | 0.060741 | 0.081856 | 0.074437 | 0.049928 | 0.053891 | 0.067019
| 259 | 19614580.0594 | 19614580.0594 | 16357800.2783 | 0 |  | 629502.375 | 696338.5 | 758691.8125 | 943894 | 1060525.75 | 1385060.75 | 1443159.75 | 1526868.625 | 1718914.5179 | 1781125.259 | 1858942.9394 | 1955504.4272 | 2046490.8717 | 2261000.8595 | 2384167.1745 | 2521665.1075 | 2658695.8502 | 2742504.3418 | 2911729.7057 | 3139046.2955 | 3368095.2571 | 3600714.8705 | 3869088.684 | 4027276.75 | 0 | 0 | 758691.8125 | 0 | 0 | 0 | 0 | 0 | 0 | 0 | 0 | 0 | 0 | 0 | 0 | 2521665.1075 | 2658695.8502 | 2742504.3418 | 2911729.7057 | 3139046.2955 | 3368095.2571 | 3600714.8705 | 3869088.684 | 4027276.75 | 0.10091 | 0.08576 | 0.21842 | 0.11651 | 0.26698 | 0.041091 | 0.056384 | 0.11847 | 0.035552 | 0.042763 | 0.05064 | 0.045478 | 0.099681 | 0.053042 | 0.05607 | 0.052916 | 0.031036 | 0.059876 | 0.075172 | 0.070428 | 0.066785 | 0.071887 | 0.040071 | 0.057229
| 260 | 19648491.9118 | 19648491.9118 | 16580678.9586 | 16580678.9586 |  | 628984.9375 | 679063.625 | 731007.8125 | 937785.625 | 1089188 | 1472795.375 | 1540178.5 | 1611614 | 1788590.7679 | 1862539.509 | 1945322.8144 | 2052025.8022 | 2093993.7467 | 2285454.3595 | 2373262.9245 | 2489423.8575 | 2585283.6002 | 2726479.8418 | 2828062.7057 | 2946998.7955 | 3163721.2571 | 3444905.8705 | 3612726.434 | 3777869.5 | 0 | 0 | 0 | 0 | 1089188 | 1472795.375 | 1540178.5 | 1611614 | 1788590.7679 | 1862539.509 | 1945322.8144 | 2052025.8022 | 2093993.7467 | 2285454.3595 | 0 | 2489423.8575 | 2585283.6002 | 2726479.8418 | 2828062.7057 | 2946998.7955 | 3163721.2571 | 3444905.8705 | 3612726.434 | 3777869.5 | 0.076608 | 0.073709 | 0.2491 | 0.14967 | 0.30173 | 0.044736 | 0.045338 | 0.10419 | 0.040513 | 0.043487 | 0.0534 | 0.020246 | 0.087492 | 0.037701 | 0.047786 | 0.037784 | 0.053176 | 0.036581 | 0.041195 | 0.070962 | 0.085148 | 0.047566 | 0.044697 | 0.068738
| 261 | 19519010.1026 | 19519010.1026 | 16422756.6648 | 0 |  | 629916.8125 | 684965.8125 | 733826.25 | 951295.0625 | 1069254.75 | 1414871.25 | 1479338.875 | 1540797.375 | 1723892.2679 | 1766979.634 | 1901106.6894 | 1986531.4272 | 2052002.3717 | 2266516.6095 | 2441216.4245 | 2505736.1075 | 2572485.8502 | 2828518.8418 | 2953517.4557 | 3036542.2955 | 3190851.7571 | 3423152.6205 | 3684849.434 | 3835695.75 | 0 | 0 | 0 | 0 | 0 | 0 | 0 | 0 | 0 | 0 | 1901106.6894 | 0 | 0 | 0 | 2441216.4245 | 2505736.1075 | 2572485.8502 | 2828518.8418 | 2953517.4557 | 3036542.2955 | 3190851.7571 | 3423152.6205 | 3684849.434 | 3835695.75 | 0.083781 | 0.068903 | 0.25955 | 0.11689 | 0.28008 | 0.044557 | 0.040705 | 0.11228 | 0.024687 | 0.073165 | 0.043954 | 0.032426 | 0.099428 | 0.074252 | 0.026086 | 0.02629 | 0.094881 | 0.043244 | 0.027723 | 0.049568 | 0.070274 | 0.073668 | 0.040121 | 0.066534
| 262 | 18107799.6862 | 0 | 15350017.548 | 0 |  | 620328.6875 | 673088.5 | 713779.9375 | 915364.4375 | 996136.8125 | 1356157.5 | 1435299.875 | 1499169.125 | 1680547.0179 | 1750434.509 | 1795653.6894 | 1857836.9272 | 1878564.7467 | 2073168.1095 | 2173270.9245 | 2286866.6075 | 2338351.1002 | 2438951.3418 | 2524773.2057 | 2660401.5455 | 2860923.2571 | 3079547.6205 | 3252519.684 | 3389833.25 | 0 | 0 | 0 | 0 | 0 | 0 | 0 | 0 | 0 | 0 | 0 | 0 | 0 | 0 | 0 | 0 | 0 | 0 | 0 | 0 | 0 | 0 | 0 | 0 | 0.081627 | 0.058698 | 0.24875 | 0.084562 | 0.30853 | 0.056718 | 0.043537 | 0.11421 | 0.040745 | 0.025505 | 0.034044 | 0.011095 | 0.09857 | 0.047155 | 0.050949 | 0.022263 | 0.042122 | 0.034583 | 0.052326 | 0.072667 | 0.073638 | 0.054647 | 0.041351 | 0.069678
| 263 | 16983084.7648 | 0 | 14326739.2475 | 0 |  | 596144.9375 | 660842.3125 | 705666.5625 | 900660 | 916767 | 1193406.5 | 1272776 | 1362529.75 | 1544684.0179 | 1593775.759 | 1604742.9394 | 1705418.8022 | 1775639.9967 | 1965950.4845 | 2065102.9245 | 2140299.8575 | 2206420.8502 | 2302176.0918 | 2417980.7057 | 2557706.0455 | 2754865.5071 | 2956557.6205 | 3128755.934 | 3281699 | 0 | 0 | 0 | 0 | 0 | 0 | 0 | 0 | 0 | 0 | 0 | 0 | 0 | 0 | 0 | 0 | 0 | 0 | 0 | 0 | 0 | 0 | 0 | 0 | 0.10303 | 0.065628 | 0.24398 | 0.017726 | 0.26371 | 0.064389 | 0.068143 | 0.12548 | 0.031287 | 0.0068577 | 0.060847 | 0.04035 | 0.10181 | 0.049204 | 0.035766 | 0.030426 | 0.042483 | 0.049078 | 0.056178 | 0.074258 | 0.070657 | 0.05661 | 0.047726 | 0.062909
| 264 | 18970887.2777 | 0 | 15948915.4294 | 0 |  | 628965.875 | 683671.625 | 724485.8125 | 931514.875 | 1047779.375 | 1386043.75 | 1421400.375 | 1505433 | 1701995.7679 | 1785599.009 | 1820433.5644 | 1938858.1772 | 1993472.9967 | 2208165.1095 | 2297395.1745 | 2378766.1075 | 2458918.3502 | 2637133.0918 | 2850010.9557 | 2916707.2955 | 3120320.0071 | 3390839.1205 | 3583651.184 | 3692998 | 0 | 0 | 0 | 0 | 0 | 0 | 0 | 0 | 0 | 0 | 0 | 0 | 0 | 0 | 0 | 0 | 0 | 0 | 2850010.9557 | 2916707.2955 | 3120320.0071 | 3390839.1205 | 3583651.184 | 3692998 | 0.083401 | 0.057984 | 0.25135 | 0.11762 | 0.27978 | 0.025189 | 0.057438 | 0.12272 | 0.047952 | 0.019321 | 0.063025 | 0.027779 | 0.10228 | 0.039614 | 0.034806 | 0.03314 | 0.069971 | 0.07763 | 0.023133 | 0.06748 | 0.083142 | 0.055305 | 0.030056 | 0.066405
| 265 | 17424449.6046 | 0 | 14682242.5768 | 0 |  | 596157.8125 | 663601 | 704880.5 | 904813.8125 | 918725.1875 | 1239247.625 | 1290027.75 | 1396183 | 1598616.0179 | 1645933.509 | 1703142.3144 | 1807629.6772 | 1864677.1217 | 2039889.1095 | 2098197.7995 | 2177211.8575 | 2220273.1002 | 2327563.0918 | 2487296.2057 | 2627098.5455 | 2823731.5071 | 3046564.8705 | 3256216.684 | 3390669.75 | 0 | 0 | 0 | 0 | 0 | 0 | 0 | 0 | 0 | 0 | 0 | 0 | 0 | 0 | 0 | 0 | 0 | 0 | 0 | 0 | 0 | 0 | 0 | 0 | 0.10718 | 0.060347 | 0.2497 | 0.015258 | 0.29927 | 0.040159 | 0.079078 | 0.1354 | 0.029169 | 0.034167 | 0.059541 | 0.031071 | 0.089808 | 0.028183 | 0.036966 | 0.019585 | 0.047192 | 0.066374 | 0.054684 | 0.072179 | 0.075955 | 0.066551 | 0.040461 | 0.069383
| 266 | 17970713.6243 | 0 | 15113241.9993 | 0 |  | 609569.1875 | 672709.625 | 715559 | 930118.0625 | 952242 | 1286683.375 | 1344774 | 1428162.25 | 1617709.0179 | 1673877.009 | 1722109.1894 | 1836122.8022 | 1879139.2467 | 2095633.3595 | 2176004.6745 | 2277548.6075 | 2347798.1002 | 2465448.3418 | 2555732.4557 | 2769009.2955 | 2987302.2571 | 3185401.3705 | 3363000.184 | 3498108.75 | 0 | 0 | 0 | 0 | 0 | 0 | 0 | 0 | 0 | 0 | 0 | 0 | 0 | 0 | 0 | 0 | 0 | 0 | 0 | 0 | 0 | 0 | 0 | 0 | 0.098561 | 0.06175 | 0.26225 | 0.023508 | 0.301 | 0.044158 | 0.060163 | 0.12462 | 0.034132 | 0.028407 | 0.064106 | 0.023158 | 0.10904 | 0.037635 | 0.045609 | 0.030378 | 0.048896 | 0.035965 | 0.080151 | 0.075881 | 0.064208 | 0.054255 | 0.039389 | 0.070466
| 267 | 17669733.461 | 0 | 14968336.3257 | 0 |  | 624906.75 | 683690.5 | 722373.25 | 923644.5 | 976942.125 | 1327409.25 | 1402272.25 | 1474868.125 | 1635063.6429 | 1686581.634 | 1703126.8144 | 1770501.8022 | 1817242.9967 | 2006352.3595 | 2106812.2995 | 2180587.1075 | 2246813.3502 | 2335115.5918 | 2460703.7057 | 2618732.5455 | 2797183.5071 | 3010499.6205 | 3189853.434 | 3329807.25 | 0 | 0 | 0 | 0 | 0 | 0 | 0 | 0 | 0 | 0 | 0 | 0 | 0 | 0 | 0 | 0 | 0 | 0 | 0 | 0 | 0 | 0 | 0 | 0 | 0.089903 | 0.055037 | 0.24579 | 0.0561 | 0.30656 | 0.054865 | 0.050475 | 0.10311 | 0.031022 | 0.0097621 | 0.038797 | 0.026058 | 0.098998 | 0.048858 | 0.034418 | 0.029919 | 0.038548 | 0.052386 | 0.062243 | 0.065923 | 0.073493 | 0.057869 | 0.042939 | 0.068652
| 268 | 16985008.9771 | 0 | 14480442.6596 | 0 |  | 648776.5 | 692433.6875 | 730460.125 | 931752.3125 | 1023619.3125 | 1309182.25 | 1347323.875 | 1416255.125 | 1597019.3929 | 1625851.384 | 1676174.4394 | 1706203.3022 | 1750238.6217 | 1907529.8595 | 1969859.7995 | 2024068.1075 | 2067660.3502 | 2158443.0918 | 2242971.2057 | 2424004.7955 | 2579004.0071 | 2767665.1205 | 2973089.434 | 3114898 | 0 | 0 | 0 | 0 | 0 | 0 | 0 | 0 | 0 | 0 | 0 | 0 | 0 | 0 | 0 | 0 | 0 | 0 | 0 | 0 | 0 | 0 | 0 | 0 | 0.065124 | 0.053462 | 0.24339 | 0.094033 | 0.24606 | 0.028718 | 0.049896 | 0.12012 | 0.017893 | 0.030482 | 0.017757 | 0.025482 | 0.086057 | 0.032153 | 0.027147 | 0.021308 | 0.042969 | 0.038414 | 0.07762 | 0.061982 | 0.070601 | 0.071598 | 0.046595 | 0.061707
| 269 | 16808643.4602 | 0 | 14250483.9873 | 0 |  | 624039.125 | 676903.25 | 718278.5 | 919424.75 | 943265.8125 | 1229227.125 | 1271676.375 | 1335512.625 | 1518032.5179 | 1567112.384 | 1597425.6894 | 1686178.8022 | 1759082.2467 | 1953144.4845 | 2027185.9245 | 2107802.3575 | 2137257.6002 | 2221564.8418 | 2332034.9557 | 2478437.5455 | 2640085.7571 | 2835753.3705 | 3019454.934 | 3182646.25 | 0 | 0 | 0 | 0 | 0 | 0 | 0 | 0 | 0 | 0 | 0 | 0 | 0 | 0 | 0 | 0 | 0 | 0 | 0 | 0 | 0 | 0 | 0 | 0 | 0.081315 | 0.059329 | 0.24689 | 0.0256 | 0.26479 | 0.03395 | 0.048979 | 0.1281 | 0.03182 | 0.019159 | 0.054072 | 0.042327 | 0.10465 | 0.037208 | 0.038997 | 0.013878 | 0.038688 | 0.048529 | 0.060887 | 0.063183 | 0.071496 | 0.062769 | 0.052637 | 0.063933
| 270 | 18498002.3973 | 0 | 15745800.2644 | 0 |  | 654405.375 | 686446.5 | 742933.9375 | 933539.4375 | 1124745.875 | 1469789.125 | 1502060.5 | 1540876.375 | 1700917.5179 | 1760853.759 | 1781094.0644 | 1880140.3022 | 1923739.3717 | 2116966.8595 | 2212371.6745 | 2314458.6075 | 2327129.3502 | 2448908.5918 | 2526379.4557 | 2668693.5455 | 2852948.5071 | 3051022.8705 | 3255233.184 | 3401217.5 | 0 | 0 | 0 | 0 | 1124745.875 | 1469789.125 | 0 | 0 | 0 | 0 | 0 | 0 | 0 | 0 | 0 | 0 | 0 | 0 | 0 | 0 | 0 | 0 | 0 | 0 | 0.047801 | 0.079079 | 0.22838 | 0.18633 | 0.26756 | 0.021719 | 0.025513 | 0.098816 | 0.034631 | 0.011429 | 0.054119 | 0.022924 | 0.095713 | 0.044081 | 0.045111 | 0.0054597 | 0.051007 | 0.031145 | 0.054802 | 0.066764 | 0.067124 | 0.064787 | 0.04387 | 0.067216
| 271 | 17194182.7588 | 0 | 14442089.203 | 0 |  | 613480.125 | 665143.5 | 709341.3125 | 908897.125 | 915954.6875 | 1194393.125 | 1243916.625 | 1353846.625 | 1550083.8929 | 1608683.634 | 1630860.4394 | 1745285.3022 | 1778267.2467 | 1966472.8595 | 2071476.0495 | 2167927.6075 | 2237568.8502 | 2353762.8418 | 2472317.4557 | 2615288.0455 | 2811410.5071 | 3066334.1205 | 3280060.684 | 3407435.5 | 0 | 0 | 0 | 0 | 0 | 0 | 0 | 0 | 0 | 0 | 0 | 0 | 0 | 0 | 0 | 0 | 0 | 0 | 0 | 0 | 0 | 0 | 0 | 0 | 0.080855 | 0.064334 | 0.2479 | 0.007735 | 0.26543 | 0.040627 | 0.084685 | 0.13536 | 0.037107 | 0.013692 | 0.06781 | 0.018721 | 0.1006 | 0.05202 | 0.04551 | 0.031618 | 0.050625 | 0.049141 | 0.056218 | 0.072312 | 0.086796 | 0.067379 | 0.038098 | 0.064411
| 272 | 19317676.5571 | 0 | 16145425.685 | 0 |  | 593074.6875 | 660301.5625 | 716339.75 | 911851.5 | 941231.4375 | 1250821.75 | 1387024.75 | 1484950 | 1707418.7679 | 1779201.134 | 1822752.8144 | 1996792.5522 | 2148940.7467 | 2287290.8595 | 2461887.4245 | 2613364.8575 | 2708811.8502 | 2814798.5918 | 2941060.7057 | 3118326.7955 | 3323637.2571 | 3542961.8705 | 3714758.684 | 3886979.25 | 0 | 0 | 0 | 0 | 0 | 0 | 0 | 0 | 0 | 0 | 0 | 1996792.5522 | 2148940.7467 | 2287290.8595 | 2461887.4245 | 2613364.8575 | 2708811.8502 | 2814798.5918 | 2941060.7057 | 3118326.7955 | 3323637.2571 | 3542961.8705 | 3714758.684 | 3886979.25 | 0.10738 | 0.081458 | 0.24132 | 0.031712 | 0.28437 | 0.10336 | 0.06822 | 0.1396 | 0.041182 | 0.024183 | 0.091194 | 0.073433 | 0.062393 | 0.07356 | 0.05971 | 0.035871 | 0.038381 | 0.04388 | 0.058526 | 0.063763 | 0.063903 | 0.047351 | 0.045319 | 0.063544
| 273 | 19523036.6208 | 19523036.6208 | 16565303.2115 | 16565303.2115 |  | 640742.0625 | 696542.25 | 742068.6875 | 938859.1875 | 1084470.5 | 1477987.25 | 1549429.5 | 1618352.875 | 1811421.7679 | 1864812.509 | 1910850.5644 | 1980892.0522 | 2059132.1217 | 2271767.1095 | 2383413.9245 | 2500804.6075 | 2567803.6002 | 2711062.5918 | 2814065.9557 | 2945182.5455 | 3087235.5071 | 3281909.6205 | 3481250.184 | 3644020.25 | 0 | 0 | 0 | 0 | 1084470.5 | 1477987.25 | 1549429.5 | 1618352.875 | 1811421.7679 | 1864812.509 | 1910850.5644 | 0 | 2059132.1217 | 2271767.1095 | 0 | 2500804.6075 | 2567803.6002 | 2711062.5918 | 2814065.9557 | 2945182.5455 | 0 | 0 | 3481250.184 | 3644020.25 | 0.083501 | 0.063313 | 0.23522 | 0.14418 | 0.30959 | 0.047206 | 0.043522 | 0.1127 | 0.029048 | 0.024388 | 0.035999 | 0.038737 | 0.098273 | 0.047976 | 0.048079 | 0.026438 | 0.05429 | 0.03729 | 0.04554 | 0.047105 | 0.061149 | 0.058966 | 0.045696 | 0.069264
| 274 | 20086829.2093 | 20086829.2093 | 16692501.5052 | 16692501.5052 |  | 656252.0625 | 696110.75 | 737520.6875 | 934548.75 | 1071790.125 | 1396998.25 | 1457217.25 | 1521797.5 | 1742301.8929 | 1820754.259 | 1864062.5644 | 2027633.3022 | 2111973.8717 | 2321145.3595 | 2438508.1745 | 2572680.1075 | 2689748.8502 | 2888883.0918 | 3128766.7057 | 3306091.0455 | 3521071.0071 | 3663268.1205 | 4001764.934 | 4319545.5 | 0 | 0 | 0 | 0 | 0 | 0 | 0 | 0 | 0 | 0 | 0 | 2027633.3022 | 2111973.8717 | 2321145.3595 | 2438508.1745 | 2572680.1075 | 2689748.8502 | 2888883.0918 | 3128766.7057 | 3306091.0455 | 3521071.0071 | 3663268.1205 | 4001764.934 | 4319545.5 | 0.058964 | 0.057785 | 0.23677 | 0.13702 | 0.265 | 0.042203 | 0.043364 | 0.13531 | 0.044044 | 0.023507 | 0.084111 | 0.040754 | 0.094438 | 0.049326 | 0.053562 | 0.0445 | 0.071422 | 0.079769 | 0.055128 | 0.062999 | 0.03959 | 0.08838 | 0.076415 | 0.06052
| 275 | 19259328.0582 | 0 | 16314420.8917 | 0 |  | 605602.6875 | 663305.125 | 704174.9375 | 914545.3125 | 998336.4375 | 1370590.25 | 1469416.375 | 1562717.75 | 1781121.2679 | 1843302.759 | 1929701.4394 | 2031580.6772 | 2120670.6217 | 2303766.1095 | 2449978.1745 | 2526358.1075 | 2581826.1002 | 2754331.8418 | 2795702.4557 | 2902059.7955 | 3125757.0071 | 3245174.8705 | 3459943.684 | 3597072 | 0 | 0 | 0 | 0 | 0 | 0 | 0 | 0 | 0 | 0 | 1929701.4394 | 2031580.6772 | 2120670.6217 | 2303766.1095 | 2449978.1745 | 2526358.1075 | 2581826.1002 | 2754331.8418 | 2795702.4557 | 0 | 3125757.0071 | 0 | 0 | 0 | 0.091011 | 0.059792 | 0.2614 | 0.087663 | 0.31691 | 0.069624 | 0.061561 | 0.13082 | 0.034316 | 0.045806 | 0.051449 | 0.042918 | 0.082813 | 0.061534 | 0.0307 | 0.021718 | 0.064678 | 0.014909 | 0.037337 | 0.074256 | 0.037493 | 0.064083 | 0.038868 | 0.072048
| 276 | 17284667.8209 | 0 | 14734300.2058 | 0 |  | 650848.0625 | 688935.875 | 724046.4375 | 939652.4375 | 1031231.625 | 1334424.625 | 1370858.5 | 1436229.875 | 1627110.1429 | 1664127.259 | 1680174.8144 | 1738240.1772 | 1785319.1217 | 1961878.6095 | 2034678.1745 | 2092284.1075 | 2129953.8502 | 2218145.5918 | 2324724.4557 | 2464778.2955 | 2646326.2571 | 2824090.3705 | 3010706.184 | 3158453.75 | 0 | 0 | 0 | 0 | 0 | 0 | 0 | 0 | 0 | 0 | 0 | 0 | 0 | 0 | 0 | 0 | 0 | 0 | 0 | 0 | 0 | 0 | 0 | 0 | 0.056872 | 0.049707 | 0.26065 | 0.092999 | 0.25775 | 0.026937 | 0.046584 | 0.12478 | 0.022495 | 0.009597 | 0.033975 | 0.026724 | 0.094305 | 0.036435 | 0.027919 | 0.017844 | 0.040571 | 0.04693 | 0.0585 | 0.07107 | 0.065014 | 0.063988 | 0.047908 | 0.065865
| 277 | 16132657.2056 | 0 | 13659231.2411 | 0 |  | 606663.6875 | 660439.9375 | 695696.1875 | 885622.75 | 884011.5625 | 1175308.375 | 1212673.875 | 1294448.375 | 1464781.0179 | 1506544.884 | 1516608.8144 | 1608616.0522 | 1643644.6217 | 1852817.9845 | 1939897.6745 | 2029204.2325 | 2058529.2252 | 2139994.8418 | 2237891.9557 | 2389217.2955 | 2576555.0071 | 2746779.6205 | 2906441.934 | 3056191 | 0 | 0 | 0 | 0 | 0 | 0 | 0 | 0 | 0 | 0 | 0 | 0 | 0 | 0 | 0 | 0 | 0 | 0 | 0 | 0 | 0 | 0 | 0 | 0 | 0.084932 | 0.052007 | 0.24138 | -0.0018209 | 0.28482 | 0.031297 | 0.065257 | 0.12362 | 0.028113 | 0.0066579 | 0.058897 | 0.021542 | 0.11979 | 0.045928 | 0.045008 | 0.014348 | 0.038812 | 0.044731 | 0.065431 | 0.075487 | 0.063976 | 0.0565 | 0.05024 | 0.068392
| 278 | 16295833.7533 | 0 | 13778063.7759 | 0 |  | 595817.8125 | 651465.625 | 693083.9375 | 878957.6875 | 895518.6875 | 1186931.25 | 1228526.875 | 1307756.25 | 1493791.1429 | 1522763.009 | 1540349.1894 | 1618366.1772 | 1681079.4967 | 1866756.1095 | 1957043.9245 | 2025261.6075 | 2076162.6002 | 2180445.8418 | 2299944.2057 | 2427168.0455 | 2600036.0071 | 2789977.1205 | 2981062.434 | 3121619.75 | 0 | 0 | 0 | 0 | 0 | 0 | 0 | 0 | 0 | 0 | 0 | 0 | 0 | 0 | 0 | 0 | 0 | 0 | 0 | 0 | 0 | 0 | 0 | 0 | 0.08929 | 0.061926 | 0.23759 | 0.018666 | 0.28172 | 0.034445 | 0.062497 | 0.133 | 0.019209 | 0.011483 | 0.049408 | 0.038019 | 0.10477 | 0.047233 | 0.034264 | 0.024822 | 0.049008 | 0.053355 | 0.05384 | 0.0688 | 0.070508 | 0.066246 | 0.046072 | 0.065797
| 279 | 16338292.7461 | 0 | 13811647.5677 | 0 |  | 608817 | 666376.6875 | 709289.375 | 893762.25 | 884772.6875 | 1165319.5 | 1214919.75 | 1307027.125 | 1496083.1429 | 1526783.884 | 1552541.0644 | 1633336.9272 | 1680145.3717 | 1858370.9845 | 1934680.4245 | 2035374.4825 | 2085930.1002 | 2190950.8418 | 2297548.9557 | 2434384.7955 | 2607701.7571 | 2807408.1205 | 2979678.434 | 3138488 | 0 | 0 | 0 | 0 | 0 | 0 | 0 | 0 | 0 | 0 | 0 | 0 | 0 | 0 | 0 | 0 | 0 | 0 | 0 | 0 | 0 | 0 | 0 | 0 | 0.090337 | 0.062408 | 0.23118 | -0.010109 | 0.27542 | 0.041683 | 0.073077 | 0.1351 | 0.020313 | 0.016729 | 0.050732 | 0.028255 | 0.10082 | 0.040242 | 0.050738 | 0.024535 | 0.049121 | 0.047507 | 0.057851 | 0.068775 | 0.073792 | 0.059554 | 0.051926 | 0.065125
| 280 | 18999049.2249 | 0 | 15786261.0078 | 0 |  | 615966.875 | 671149.25 | 713978.4375 | 920224.1875 | 983906.4375 | 1311537.625 | 1375553 | 1466315.375 | 1651058.3929 | 1716905.384 | 1776457.0644 | 1872361.6772 | 1969915.9967 | 2220726.8595 | 2365591.6745 | 2476786.8575 | 2527299.6002 | 2730844.3418 | 2846098.7057 | 3055246.7955 | 3340938.5071 | 3515804.8705 | 3746025.434 | 4067672 | 0 | 0 | 0 | 0 | 0 | 0 | 0 | 0 | 0 | 0 | 0 | 0 | 0 | 0 | 0 | 2476786.8575 | 0 | 2730844.3418 | 2846098.7057 | 3055246.7955 | 3340938.5071 | 3515804.8705 | 3746025.434 | 4067672 | 0.085798 | 0.061861 | 0.25376 | 0.066913 | 0.28742 | 0.047656 | 0.063897 | 0.11866 | 0.039107 | 0.034097 | 0.05258 | 0.05079 | 0.11984 | 0.063194 | 0.045934 | 0.020189 | 0.077459 | 0.041338 | 0.070911 | 0.089391 | 0.051017 | 0.063427 | 0.082375 | 0.064399
| 281 | 20778214.1891 | 20778214.1891 | 17687393.1762 | 17687393.1762 |  | 631252.4375 | 682741.9375 | 745509.3125 | 967650.375 | 1142653 | 1558723.5 | 1680323.25 | 1809775.5 | 1978950.3929 | 2064326.634 | 2148263.4394 | 2270312.3022 | 2286798.1217 | 2493245.3595 | 2510143.1745 | 2612017.6075 | 2746723.1002 | 2794491.5918 | 2903133.2057 | 3032986.0455 | 3253166.7571 | 3450509.6205 | 3642438.934 | 3746114 | 0 | 0 | 0 | 967650.375 | 1142653 | 1558723.5 | 1680323.25 | 1809775.5 | 1978950.3929 | 2064326.634 | 2148263.4394 | 2270312.3022 | 2286798.1217 | 2493245.3595 | 2510143.1745 | 2612017.6075 | 2746723.1002 | 2794491.5918 | 2903133.2057 | 3032986.0455 | 3253166.7571 | 3450509.6205 | 3642438.934 | 3746114 | 0.078411 | 0.087951 | 0.2608 | 0.16624 | 0.31051 | 0.075119 | 0.074217 | 0.089364 | 0.042237 | 0.039856 | 0.055258 | 0.0072352 | 0.086433 | 0.0067546 | 0.039783 | 0.050286 | 0.017242 | 0.03814 | 0.043757 | 0.070081 | 0.058893 | 0.054132 | 0.028066 | 0.074189
| 282 | 19396553.0146 | 0 | 16517660.4645 | 16517660.4645 |  | 652461.8125 | 691662.1875 | 733885.625 | 953433.375 | 1088907.75 | 1530099.625 | 1598624.5 | 1643004.25 | 1806474.0179 | 1870840.884 | 1918954.8144 | 1964065.3022 | 2077717.6217 | 2295645.1095 | 2384666.9245 | 2427688.1075 | 2492985.8502 | 2548786.8418 | 2711020.9557 | 2827954.2955 | 3014933.2571 | 3182469.3705 | 3369618.184 | 3568489.75 | 0 | 0 | 0 | 0 | 1088907.75 | 1530099.625 | 1598624.5 | 1643004.25 | 1806474.0179 | 1870840.884 | 1918954.8144 | 0 | 2077717.6217 | 2295645.1095 | 0 | 0 | 0 | 0 | 0 | 0 | 0 | 0 | 0 | 0 | 0.058345 | 0.059256 | 0.26172 | 0.13286 | 0.34016 | 0.043811 | 0.027383 | 0.09485 | 0.035011 | 0.025393 | 0.023236 | 0.056254 | 0.099744 | 0.038046 | 0.01788 | 0.026542 | 0.022136 | 0.061708 | 0.042228 | 0.064024 | 0.05408 | 0.057142 | 0.057343 | 0.077625
| 283 | 18663416.6251 | 0 | 15896302.2739 | 0 |  | 638597.5625 | 697215.0625 | 740688.25 | 944391.4375 | 1049140.625 | 1415020.5 | 1473837.375 | 1563897.625 | 1769428.0179 | 1791846.259 | 1813313.9394 | 1920213.1772 | 1947447.9967 | 2160535.3595 | 2270320.9245 | 2375694.6075 | 2421731.6002 | 2502626.3418 | 2612708.2057 | 2741573.5455 | 2905718.5071 | 3055819.8705 | 3257876.434 | 3403442.75 | 0 | 0 | 0 | 0 | 0 | 0 | 0 | 0 | 0 | 0 | 0 | 0 | 0 | 0 | 0 | 0 | 0 | 0 | 0 | 0 | 0 | 0 | 0 | 0 | 0.087819 | 0.060486 | 0.24296 | 0.10519 | 0.29917 | 0.040725 | 0.059312 | 0.12348 | 0.01259 | 0.01191 | 0.05728 | 0.014084 | 0.10384 | 0.049565 | 0.045369 | 0.019193 | 0.032858 | 0.043047 | 0.048145 | 0.058149 | 0.050367 | 0.064028 | 0.043712 | 0.069506
| 284 | 16722036.2563 | 0 | 14189331.7396 | 0 |  | 597384.4375 | 657224.8125 | 702621.5625 | 888656.625 | 906500.6875 | 1214141.125 | 1278377.625 | 1382298 | 1557823.7679 | 1594329.259 | 1620095.1894 | 1701681.6772 | 1753788.2467 | 1920828.4845 | 2005514.0495 | 2100821.2325 | 2138311.3502 | 2230098.0918 | 2322688.2057 | 2453786.0455 | 2624338.5071 | 2800314.6205 | 3004563.434 | 3130150.75 | 0 | 0 | 0 | 0 | 0 | 0 | 0 | 0 | 0 | 0 | 0 | 0 | 0 | 0 | 0 | 0 | 0 | 0 | 0 | 0 | 0 | 0 | 0 | 0 | 0.095465 | 0.066792 | 0.23489 | 0.019881 | 0.2922 | 0.051555 | 0.078156 | 0.11954 | 0.023163 | 0.016032 | 0.049132 | 0.030161 | 0.090978 | 0.043144 | 0.046428 | 0.017688 | 0.042029 | 0.04068 | 0.054907 | 0.067197 | 0.064903 | 0.070401 | 0.040949 | 0.066343
| 285 | 19356429.9505 | 0 | 16345489.6946 | 0 |  | 650590.375 | 714766.6875 | 776716.75 | 970772.625 | 1107301.625 | 1411861.25 | 1485840 | 1524913.875 | 1683810.7679 | 1731366.634 | 1818730.4394 | 1938420.8022 | 2047769.3717 | 2245795.6095 | 2420707.1745 | 2488749.1075 | 2592902.6002 | 2682596.0918 | 2878682.7057 | 2994123.7955 | 3250498.7571 | 3377477.1205 | 3497752.934 | 3585251.5 | 0 | 714766.6875 | 776716.75 | 970772.625 | 1107301.625 | 0 | 0 | 0 | 0 | 0 | 0 | 0 | 0 | 0 | 2420707.1745 | 2488749.1075 | 2592902.6002 | 0 | 2878682.7057 | 2994123.7955 | 3250498.7571 | 3377477.1205 | 3497752.934 | 0 | 0.094076 | 0.08312 | 0.22302 | 0.13159 | 0.24298 | 0.051071 | 0.025958 | 0.099122 | 0.027852 | 0.049228 | 0.063735 | 0.054877 | 0.092309 | 0.075 | 0.02772 | 0.040998 | 0.034007 | 0.070548 | 0.039319 | 0.082157 | 0.038321 | 0.034992 | 0.024708 | 0.05757
| 286 | 18113373.8218 | 0 | 15435150.9377 | 0 |  | 611426.1875 | 671154.25 | 720657.1875 | 933137.75 | 988062.375 | 1358894 | 1434065.375 | 1542528.25 | 1696562.0179 | 1772204.259 | 1793387.0644 | 1896518.3022 | 1918668.8717 | 2110927.4845 | 2226894.4245 | 2274137.6075 | 2316737.6002 | 2377716.0918 | 2514187.7057 | 2663567.2955 | 2789296.7571 | 2980813.8705 | 3160140.684 | 3288452.75 | 0 | 0 | 0 | 0 | 0 | 0 | 0 | 0 | 0 | 0 | 0 | 0 | 0 | 0 | 0 | 0 | 0 | 0 | 0 | 0 | 0 | 0 | 0 | 0 | 0.093205 | 0.071165 | 0.25839 | 0.057193 | 0.31868 | 0.053842 | 0.072909 | 0.095181 | 0.04362 | 0.011882 | 0.055914 | 0.011612 | 0.095496 | 0.053481 | 0.020993 | 0.018559 | 0.02598 | 0.055809 | 0.057717 | 0.046123 | 0.066407 | 0.05842 | 0.039801 | 0.072702
| 287 | 16767329.1543 | 0 | 14283022.0553 | 0 |  | 628810.875 | 674222.375 | 721827.0625 | 913398.6875 | 967931.75 | 1277520.75 | 1323143.125 | 1397359.125 | 1573803.7679 | 1600970.509 | 1608007.9394 | 1708172.0522 | 1712988.8717 | 1897732.7345 | 1973004.2995 | 2062373.7325 | 2078756.2252 | 2170398.3418 | 2272081.4557 | 2393831.0455 | 2558242.7571 | 2745194.1205 | 2947615.684 | 3091199 | 0 | 0 | 0 | 0 | 0 | 0 | 0 | 0 | 0 | 0 | 0 | 0 | 0 | 0 | 0 | 0 | 0 | 0 | 0 | 0 | 0 | 0 | 0 | 0 | 0.069729 | 0.068226 | 0.23539 | 0.057989 | 0.27751 | 0.035089 | 0.054574 | 0.11891 | 0.017115 | 0.0043861 | 0.060428 | 0.0028159 | 0.10242 | 0.038898 | 0.0443 | 0.0079121 | 0.043141 | 0.045786 | 0.052199 | 0.066426 | 0.070531 | 0.071145 | 0.047562 | 0.065637
| 288 | 16163591.7494 | 0 | 13705466.4586 | 0 |  | 581688.9375 | 632671.75 | 679515 | 875668.3125 | 879166.125 | 1184474.75 | 1219669.5 | 1324986.25 | 1519304.7679 | 1531806.509 | 1543221.3144 | 1627147.3022 | 1680426.1217 | 1859331.6095 | 1945829.4245 | 2021897.1075 | 2058296.2252 | 2154100.3418 | 2254238.7057 | 2389584.0455 | 2547826.7571 | 2738906.8705 | 2892645.434 | 3038031.25 | 0 | 0 | 0 | 0 | 0 | 0 | 0 | 0 | 0 | 0 | 0 | 0 | 0 | 0 | 0 | 0 | 0 | 0 | 0 | 0 | 0 | 0 | 0 | 0 | 0.084016 | 0.071428 | 0.25361 | 0.0039865 | 0.29808 | 0.02928 | 0.082822 | 0.13685 | 0.0081949 | 0.0074242 | 0.052956 | 0.032219 | 0.10117 | 0.045471 | 0.038348 | 0.017842 | 0.045495 | 0.045439 | 0.058307 | 0.064121 | 0.072318 | 0.054613 | 0.049038 | 0.071765
| 289 | 16683204.1913 | 0 | 14192195.8581 | 0 |  | 641399.875 | 687624.8125 | 733464.125 | 909642.625 | 932011.125 | 1250372.5 | 1284154.875 | 1359006.125 | 1533158.2679 | 1572258.384 | 1599552.0644 | 1669249.1772 | 1727040.7467 | 1929564.1095 | 2021453.6745 | 2044899.2325 | 2071278.1002 | 2169558.5918 | 2263090.7057 | 2404934.5455 | 2578380.0071 | 2777304.6205 | 2936366.434 | 3075604.5 | 0 | 0 | 0 | 0 | 0 | 0 | 0 | 0 | 0 | 0 | 0 | 0 | 0 | 0 | 0 | 0 | 0 | 0 | 0 | 0 | 0 | 0 | 0 | 0 | 0.06959 | 0.064535 | 0.21527 | 0.024293 | 0.29385 | 0.026659 | 0.056653 | 0.12058 | 0.025183 | 0.017211 | 0.04265 | 0.034035 | 0.11088 | 0.046523 | 0.011532 | 0.012817 | 0.046358 | 0.042208 | 0.060791 | 0.069639 | 0.07432 | 0.055692 | 0.046329 | 0.065995
| 290 | 18312064.0223 | 0 | 15584442.4937 | 0 |  | 638049.4375 | 690345.4375 | 726394.5625 | 947847.75 | 1035556.75 | 1366123.375 | 1455563.125 | 1531687.625 | 1715978.2679 | 1759482.634 | 1795674.4394 | 1894830.4272 | 1933100.2467 | 2111185.3595 | 2218465.1745 | 2258794.1075 | 2341942.1002 | 2441917.0918 | 2554130.4557 | 2684379.7955 | 2862037.0071 | 3001014.3705 | 3219395.684 | 3361805.5 | 0 | 0 | 0 | 0 | 0 | 0 | 0 | 0 | 0 | 0 | 0 | 0 | 0 | 0 | 0 | 0 | 0 | 0 | 0 | 0 | 0 | 0 | 0 | 0 | 0.078776 | 0.050901 | 0.2661 | 0.088501 | 0.27704 | 0.063416 | 0.050977 | 0.11361 | 0.025036 | 0.020361 | 0.053749 | 0.019996 | 0.088125 | 0.049566 | 0.018015 | 0.036149 | 0.041803 | 0.044928 | 0.049738 | 0.064084 | 0.047417 | 0.070243 | 0.043285 | 0.067161
| 291 | 16720746.5704 | 0 | 14174267.0869 | 0 |  | 638338.875 | 699424.25 | 743850.125 | 924067.625 | 923050.125 | 1214252.625 | 1253780.5 | 1343930.75 | 1524696.1429 | 1544965.509 | 1576155.5644 | 1665003.9272 | 1706148.9967 | 1904991.2345 | 1985228.6745 | 2063805.1075 | 2116748.6002 | 2231202.5918 | 2340513.9557 | 2465135.0455 | 2639903.5071 | 2829015.8705 | 3002097.684 | 3150298 | 0 | 0 | 0 | 0 | 0 | 0 | 0 | 0 | 0 | 0 | 0 | 0 | 0 | 0 | 0 | 0 | 0 | 0 | 0 | 0 | 0 | 0 | 0 | 0 | 0.091388 | 0.061582 | 0.21695 | -0.0011017 | 0.2742 | 0.032035 | 0.069435 | 0.1262 | 0.013206 | 0.019987 | 0.054839 | 0.024411 | 0.11024 | 0.041257 | 0.038817 | 0.02533 | 0.052659 | 0.04783 | 0.051876 | 0.068496 | 0.069187 | 0.059382 | 0.048186 | 0.06347
| 292 | 18030361.053 | 0 | 15297905.181 | 0 |  | 619725.1875 | 678842 | 716874.5625 | 926960.1875 | 1019911.125 | 1361325 | 1388635.5 | 1481114.625 | 1664886.3929 | 1717818.134 | 1741451.5644 | 1838920.0522 | 1898960.2467 | 2087373.7345 | 2209267.1745 | 2243957.1075 | 2299961.1002 | 2417638.5918 | 2572244.7057 | 2673929.0455 | 2851802.0071 | 3031599.1205 | 3231691.434 | 3350540.75 | 0 | 0 | 0 | 0 | 0 | 0 | 0 | 0 | 0 | 0 | 0 | 0 | 0 | 0 | 0 | 0 | 0 | 0 | 0 | 0 | 0 | 0 | 0 | 0 | 0.091112 | 0.054512 | 0.25701 | 0.09556 | 0.28874 | 0.019863 | 0.064473 | 0.11696 | 0.031298 | 0.013664 | 0.054459 | 0.032128 | 0.0946 | 0.056754 | 0.01558 | 0.024651 | 0.049899 | 0.061988 | 0.03877 | 0.064402 | 0.061139 | 0.063915 | 0.036116 | 0.0686
| 293 | 17082201.6321 | 0 | 14386224.4924 | 0 |  | 590439.6875 | 651182.25 | 694045.625 | 892756.5 | 888657.625 | 1205945.75 | 1269847.375 | 1395730.125 | 1581261.6429 | 1609988.509 | 1632878.5644 | 1729862.8022 | 1775529.6217 | 1962138.3595 | 2048606.6745 | 2140322.6075 | 2207956.1002 | 2319635.5918 | 2470896.2057 | 2625355.2955 | 2842009.5071 | 3010768.3705 | 3159305.684 | 3280001.25 | 0 | 0 | 0 | 0 | 0 | 0 | 0 | 0 | 0 | 0 | 0 | 0 | 0 | 0 | 0 | 0 | 0 | 0 | 0 | 0 | 0 | 0 | 0 | 0 | 0.097922 | 0.063748 | 0.25178 | -0.0046018 | 0.30531 | 0.051633 | 0.094521 | 0.12481 | 0.018004 | 0.014117 | 0.057698 | 0.026057 | 0.099936 | 0.043125 | 0.043797 | 0.031111 | 0.049343 | 0.063171 | 0.060635 | 0.079295 | 0.057684 | 0.048157 | 0.037492 | 0.071453
| 294 | 17309301.124 | 0 | 14758623.154 | 0 |  | 599546.25 | 659500.125 | 705656.875 | 899456 | 960170.625 | 1294758.75 | 1377000.875 | 1450254.375 | 1620589.0179 | 1682618.509 | 1709568.0644 | 1793604.0522 | 1857608.7467 | 2025715.7345 | 2102010.6745 | 2156209.8575 | 2179845.1002 | 2278038.5918 | 2384490.7057 | 2514312.2955 | 2683941.0071 | 2827767.1205 | 2990129.934 | 3131779.75 | 0 | 0 | 0 | 0 | 0 | 0 | 0 | 0 | 0 | 0 | 0 | 0 | 0 | 0 | 0 | 0 | 0 | 0 | 0 | 0 | 0 | 0 | 0 | 0 | 0.095309 | 0.067647 | 0.24266 | 0.065321 | 0.29897 | 0.061583 | 0.051831 | 0.11105 | 0.037562 | 0.01589 | 0.047986 | 0.035063 | 0.086633 | 0.036971 | 0.025458 | 0.010902 | 0.044061 | 0.045671 | 0.053014 | 0.065287 | 0.052201 | 0.055829 | 0.046285 | 0.067453
| 295 | 15890103.5696 | 0 | 13454447.4248 | 0 |  | 601042.875 | 652469.0625 | 681681.9375 | 880876.1875 | 848199.375 | 1130752.75 | 1181057.875 | 1276301.5 | 1466169.5179 | 1501879.509 | 1507614.6894 | 1599596.3022 | 1631494.2467 | 1813045.4845 | 1911155.0495 | 1986146.2325 | 2023954.2252 | 2112434.7168 | 2204798.9557 | 2358853.0455 | 2522734.7571 | 2703996.8705 | 2873971.434 | 3015458.5 | 0 | 0 | 0 | 0 | 0 | 0 | 0 | 0 | 0 | 0 | 0 | 0 | 0 | 0 | 0 | 0 | 0 | 0 | 0 | 0 | 0 | 0 | 0 | 0 | 0.082097 | 0.043799 | 0.25635 | -0.037801 | 0.28752 | 0.043527 | 0.077556 | 0.13869 | 0.024064 | 0.0038114 | 0.059223 | 0.019745 | 0.10551 | 0.0527 | 0.038488 | 0.018857 | 0.042788 | 0.042795 | 0.067539 | 0.067168 | 0.069387 | 0.060964 | 0.048057 | 0.072718
| 296 | 16610676.2957 | 0 | 14058542.407 | 0 |  | 611782.1875 | 673534.5625 | 708723.1875 | 911472.6875 | 912103.875 | 1227668 | 1260156.75 | 1338574.25 | 1534001.8929 | 1558423.884 | 1589422.6894 | 1649221.9272 | 1696541.6217 | 1904679.1095 | 1983891.1745 | 2058520.9825 | 2074895.6002 | 2183601.0918 | 2304092.9557 | 2468309.7955 | 2632872.2571 | 2822143.1205 | 3031834.184 | 3163448.25 | 0 | 0 | 0 | 0 | 0 | 0 | 0 | 0 | 0 | 0 | 0 | 0 | 0 | 0 | 0 | 0 | 0 | 0 | 0 | 0 | 0 | 0 | 0 | 0 | 0.096163 | 0.050926 | 0.2516 | 0.00069225 | 0.29712 | 0.02612 | 0.060369 | 0.13627 | 0.015795 | 0.019696 | 0.036933 | 0.028288 | 0.11572 | 0.040747 | 0.036928 | 0.0079231 | 0.051065 | 0.053712 | 0.068847 | 0.064542 | 0.069421 | 0.071671 | 0.042495 | 0.072106
| 297 | 18076568.1108 | 0 | 15307217.234 | 0 |  | 612905 | 672071.5 | 719627.5 | 916219.0625 | 955315.875 | 1282216.5 | 1385704.375 | 1471024.75 | 1673401.1429 | 1711186.384 | 1757708.6894 | 1834732.3022 | 1934336.6217 | 2087639.1095 | 2232361.9245 | 2334284.6075 | 2422105.1002 | 2483712.5918 | 2573752.7057 | 2728397.5455 | 2911191.2571 | 3084241.6205 | 3245646.934 | 3388572.5 | 0 | 0 | 0 | 0 | 0 | 0 | 0 | 0 | 0 | 0 | 0 | 0 | 0 | 0 | 0 | 0 | 0 | 0 | 0 | 0 | 0 | 0 | 0 | 0 | 0.092155 | 0.068369 | 0.24152 | 0.041787 | 0.2943 | 0.077618 | 0.059751 | 0.1289 | 0.022329 | 0.026824 | 0.042888 | 0.052866 | 0.076269 | 0.067026 | 0.044645 | 0.036932 | 0.025117 | 0.035611 | 0.058349 | 0.064848 | 0.057743 | 0.051009 | 0.043094 | 0.065976
| 298 | 17714027.4941 | 0 | 15067453.3563 | 0 |  | 629303.8125 | 683562.375 | 729268.25 | 927054.4375 | 1007551.5 | 1329829.375 | 1427204.625 | 1496837.875 | 1658660.6429 | 1686852.384 | 1710609.3144 | 1784523.0522 | 1838499.4967 | 2002559.3595 | 2114125.1745 | 2202852.3575 | 2231117.8502 | 2350119.0918 | 2475499.9557 | 2584194.7955 | 2763918.7571 | 2934011.3705 | 3121009.934 | 3255470.75 | 0 | 0 | 0 | 0 | 0 | 0 | 0 | 0 | 0 | 0 | 0 | 0 | 0 | 0 | 0 | 0 | 0 | 0 | 0 | 0 | 0 | 0 | 0 | 0 | 0.082704 | 0.064724 | 0.23997 | 0.083266 | 0.27753 | 0.070667 | 0.047637 | 0.10266 | 0.016854 | 0.013985 | 0.042302 | 0.029799 | 0.085476 | 0.054215 | 0.041112 | 0.01275 | 0.051963 | 0.051976 | 0.042972 | 0.067236 | 0.059721 | 0.061786 | 0.04218 | 0.063648
| 299 | 17018388.1554 | 0 | 14496315.163 | 0 |  | 632847.6875 | 686312.6875 | 732282.75 | 925337.875 | 976275 | 1275895 | 1324783.5 | 1409592.75 | 1580464.6429 | 1627784.009 | 1645205.1894 | 1713737.5522 | 1769416.3717 | 1923210.2345 | 2023928.6745 | 2093626.6075 | 2130992.6002 | 2232717.0918 | 2323805.7057 | 2465553.5455 | 2637888.5071 | 2791828.3705 | 2969266.434 | 3107467.75 | 0 | 0 | 0 | 0 | 0 | 0 | 0 | 0 | 0 | 0 | 0 | 0 | 0 | 0 | 0 | 0 | 0 | 0 | 0 | 0 | 0 | 0 | 0 | 0 | 0.081104 | 0.064833 | 0.23399 | 0.053585 | 0.26766 | 0.037601 | 0.062052 | 0.11442 | 0.029501 | 0.010646 | 0.040812 | 0.031973 | 0.083346 | 0.051045 | 0.033857 | 0.01769 | 0.046631 | 0.039987 | 0.05921 | 0.067562 | 0.056718 | 0.061618 | 0.045493 | 0.061758
| 300 | 16863243.2991 | 0 | 14392628.4279 | 0 |  | 646520 | 675969.25 | 730017.4375 | 907582.4375 | 977965.5625 | 1267979.625 | 1319198 | 1417928.25 | 1585659.6429 | 1618751.134 | 1630540.5644 | 1715610.9272 | 1735117.1217 | 1927503.6095 | 2004358.7995 | 2079671.6075 | 2105248.9752 | 2182787.5918 | 2267973.2057 | 2394937.0455 | 2568815.0071 | 2734379.8705 | 2919546.184 | 3051672.5 | 0 | 0 | 0 | 0 | 0 | 0 | 0 | 0 | 0 | 0 | 0 | 0 | 0 | 0 | 0 | 0 | 0 | 0 | 0 | 0 | 0 | 0 | 0 | 0 | 0.044543 | 0.076921 | 0.21772 | 0.07469 | 0.25971 | 0.039599 | 0.072173 | 0.1118 | 0.020654 | 0.0072566 | 0.050858 | 0.011306 | 0.10515 | 0.039099 | 0.036886 | 0.012224 | 0.036169 | 0.038284 | 0.05447 | 0.070088 | 0.06246 | 0.065524 | 0.044262 | 0.060676
| 301 | 16322662.7132 | 0 | 13902434.3775 | 0 |  | 631814.4375 | 680640.0625 | 708806.875 | 891678.25 | 933342.875 | 1228412.25 | 1272960.625 | 1330798 | 1516964.2679 | 1541891.009 | 1561075.6894 | 1626043.0522 | 1677907.6217 | 1844116.1095 | 1948856.7995 | 2009789.4825 | 2035485.9752 | 2132667.7168 | 2220519.4557 | 2345294.2955 | 2530469.5071 | 2678103.6205 | 2849269.184 | 2984313 | 0 | 0 | 0 | 0 | 0 | 0 | 0 | 0 | 0 | 0 | 0 | 0 | 0 | 0 | 0 | 0 | 0 | 0 | 0 | 0 | 0 | 0 | 0 | 0 | 0.074438 | 0.040549 | 0.22952 | 0.045667 | 0.27471 | 0.035623 | 0.044433 | 0.13093 | 0.016298 | 0.012366 | 0.040774 | 0.031398 | 0.094453 | 0.055243 | 0.030787 | 0.012705 | 0.046639 | 0.040368 | 0.05467 | 0.075994 | 0.056704 | 0.061954 | 0.046307 | 0.064286
| 302 | 16471909.5394 | 0 | 14049128.2354 | 0 |  | 611889.25 | 656463.0625 | 689863.75 | 884445.125 | 937944.625 | 1242118 | 1300293 | 1366231.625 | 1542460.2679 | 1575325.509 | 1591072.5644 | 1660630.0522 | 1710397.2467 | 1903302.1095 | 1985264.7995 | 2066576.1075 | 2076761.8502 | 2143105.0918 | 2247214.7057 | 2360067.0455 | 2511616.7571 | 2690029.6205 | 2857089.434 | 2998240 | 0 | 0 | 0 | 0 | 0 | 0 | 0 | 0 | 0 | 0 | 0 | 0 | 0 | 0 | 0 | 0 | 0 | 0 | 0 | 0 | 0 | 0 | 0 | 0 | 0.070315 | 0.049628 | 0.24847 | 0.05873 | 0.28088 | 0.045772 | 0.049467 | 0.12132 | 0.021083 | 0.0099464 | 0.042789 | 0.029529 | 0.10686 | 0.042162 | 0.040141 | 0.0049167 | 0.031446 | 0.047436 | 0.048998 | 0.062237 | 0.068626 | 0.060251 | 0.048222 | 0.067148
| 303 | 16427706.3142 | 0 | 13949244.5646 | 0 |  | 610932.1875 | 678226.3125 | 721176.6875 | 906668.9375 | 921008.8125 | 1208784.75 | 1264078.625 | 1332911.625 | 1520880.7679 | 1547319.884 | 1565598.5644 | 1650059.8022 | 1676442.3717 | 1861744.7345 | 1944537.7995 | 2033393.3575 | 2056715.3502 | 2162541.0918 | 2268112.7057 | 2398263.0455 | 2574058.0071 | 2741291.3705 | 2926493.684 | 3069450 | 0 | 0 | 0 | 0 | 0 | 0 | 0 | 0 | 0 | 0 | 0 | 0 | 0 | 0 | 0 | 0 | 0 | 0 | 0 | 0 | 0 | 0 | 0 | 0 | 0.1045 | 0.061403 | 0.22889 | 0.015692 | 0.2719 | 0.044728 | 0.053022 | 0.13192 | 0.017235 | 0.011744 | 0.052543 | 0.015862 | 0.10484 | 0.04351 | 0.044682 | 0.011404 | 0.050174 | 0.047664 | 0.055797 | 0.070739 | 0.062945 | 0.065376 | 0.047693 | 0.064685
| 304 | 16899043.7876 | 0 | 14347063.1403 | 0 |  | 627339.75 | 683866.0625 | 728684.75 | 919553.5625 | 932481.8125 | 1242710.625 | 1298746 | 1389385.75 | 1572841.5179 | 1606710.134 | 1650817.1894 | 1702272.5522 | 1737500.6217 | 1921937.1095 | 2009191.9245 | 2064140.7325 | 2103544.8502 | 2219177.8418 | 2341822.2057 | 2469823.5455 | 2644685.7571 | 2835125.8705 | 3020886.184 | 3145071.75 | 0 | 0 | 0 | 0 | 0 | 0 | 0 | 0 | 0 | 0 | 0 | 0 | 0 | 0 | 0 | 0 | 0 | 0 | 0 | 0 | 0 | 0 | 0 | 0 | 0.086274 | 0.063479 | 0.23265 | 0.013961 | 0.2872 | 0.044104 | 0.067463 | 0.12402 | 0.021305 | 0.027082 | 0.030694 | 0.020484 | 0.10089 | 0.044399 | 0.026981 | 0.01891 | 0.053513 | 0.053793 | 0.053217 | 0.068406 | 0.069534 | 0.063464 | 0.040286 | 0.066297
| 305 | 20739724.5888 | 20739724.5888 | 17724722.1393 | 17724722.1393 |  | 722621.375 | 748287.3125 | 823361.75 | 1025470 | 1288419.625 | 1627765.375 | 1721460 | 1756998.875 | 1888530.0179 | 1966087.384 | 2019057.9394 | 2150670.3022 | 2186034.8717 | 2415986.8595 | 2516430.1745 | 2575588.1075 | 2646301.6002 | 2759851.0918 | 2860960.9557 | 3003005.5455 | 3163290.7571 | 3303570.8705 | 3570787.684 | 3718904.5 | 722621.375 | 748287.3125 | 823361.75 | 1025470 | 1288419.625 | 1627765.375 | 1721460 | 1756998.875 | 1888530.0179 | 1966087.384 | 2019057.9394 | 2150670.3022 | 2186034.8717 | 2415986.8595 | 2516430.1745 | 2575588.1075 | 2646301.6002 | 2759851.0918 | 2860960.9557 | 3003005.5455 | 3163290.7571 | 3303570.8705 | 3570787.684 | 3718904.5 | 0.034902 | 0.095609 | 0.21951 | 0.22827 | 0.23379 | 0.055965 | 0.020434 | 0.072192 | 0.040247 | 0.026586 | 0.063149 | 0.01631 | 0.10002 | 0.040733 | 0.023237 | 0.027085 | 0.042014 | 0.035981 | 0.048456 | 0.051999 | 0.043391 | 0.077782 | 0.040643 | 0.065569
| 306 | 17327732.0692 | 0 | 14727866.0218 | 0 |  | 625726.5625 | 685604.0625 | 721921.1875 | 918560.1875 | 962770.5 | 1278232 | 1356401.25 | 1430569.875 | 1610109.3929 | 1646877.634 | 1689434.9394 | 1767530.4272 | 1799794.7467 | 1970261.9845 | 2064166.1745 | 2175424.1075 | 2225755.6002 | 2279609.3418 | 2407277.7057 | 2530601.5455 | 2707428.5071 | 2868969.1205 | 3062128.184 | 3226695 | 0 | 0 | 0 | 0 | 0 | 0 | 0 | 0 | 0 | 0 | 0 | 0 | 0 | 0 | 0 | 0 | 0 | 0 | 0 | 0 | 0 | 0 | 0 | 0 | 0.091387 | 0.051616 | 0.24089 | 0.047008 | 0.28342 | 0.059357 | 0.053238 | 0.11823 | 0.022579 | 0.025513 | 0.045189 | 0.018089 | 0.090494 | 0.04656 | 0.052497 | 0.022873 | 0.023908 | 0.054492 | 0.049961 | 0.067542 | 0.057953 | 0.065157 | 0.052348 | 0.065033
| 307 | 16402831.6014 | 0 | 13874573.1698 | 0 |  | 618450.1875 | 674055.9375 | 718740.5 | 896043.25 | 879350.25 | 1166240.75 | 1216672.375 | 1315092.125 | 1511816.2679 | 1547248.884 | 1559500.9394 | 1646107.6772 | 1688302.3717 | 1871192.8595 | 1937334.7995 | 2040630.8575 | 2080744.7252 | 2192105.0918 | 2290811.7057 | 2431386.5455 | 2627186.7571 | 2811789.8705 | 2982205.434 | 3115049.25 | 0 | 0 | 0 | 0 | 0 | 0 | 0 | 0 | 0 | 0 | 0 | 0 | 0 | 0 | 0 | 0 | 0 | 0 | 0 | 0 | 0 | 0 | 0 | 0 | 0.086096 | 0.064187 | 0.22049 | -0.018805 | 0.28236 | 0.042334 | 0.077787 | 0.13941 | 0.023167 | 0.0078874 | 0.054048 | 0.02531 | 0.10285 | 0.034737 | 0.051946 | 0.019467 | 0.052136 | 0.044044 | 0.059555 | 0.077452 | 0.067908 | 0.058842 | 0.043582 | 0.066419
| 308 | 16134717.3503 | 0 | 13680766.6813 | 0 |  | 584392.0625 | 645118.5625 | 685971.75 | 877439.6875 | 867261.3125 | 1163968 | 1216395.25 | 1316525 | 1513200.5179 | 1560615.384 | 1570451.6894 | 1640937.6772 | 1678700.4967 | 1856607.1095 | 1927066.1745 | 1997908.7325 | 2022362.6002 | 2126989.8418 | 2231103.4557 | 2376691.2955 | 2545424.0071 | 2718144.1205 | 2896763.184 | 3039292.25 | 0 | 0 | 0 | 0 | 0 | 0 | 0 | 0 | 0 | 0 | 0 | 0 | 0 | 0 | 0 | 0 | 0 | 0 | 0 | 0 | 0 | 0 | 0 | 0 | 0.098862 | 0.061402 | 0.24617 | -0.011668 | 0.29425 | 0.044057 | 0.079104 | 0.13923 | 0.030853 | 0.0062831 | 0.043905 | 0.022752 | 0.10073 | 0.037248 | 0.036102 | 0.012165 | 0.050441 | 0.047789 | 0.063213 | 0.068588 | 0.065652 | 0.063645 | 0.048031 | 0.070989
| 309 | 15909068.494 | 0 | 13464883.9908 | 0 |  | 605853.75 | 667733.4375 | 701266.6875 | 886453.9375 | 849224.1875 | 1133654.625 | 1171697.25 | 1265281 | 1457638.8929 | 1490856.884 | 1501395.6894 | 1584165.6772 | 1639116.8717 | 1812201.3595 | 1903720.6745 | 1992277.1075 | 2011580.9752 | 2104176.5918 | 2216488.7057 | 2370259.0455 | 2533243.7571 | 2717056.3705 | 2875681.934 | 3028791 | 0 | 0 | 0 | 0 | 0 | 0 | 0 | 0 | 0 | 0 | 0 | 0 | 0 | 0 | 0 | 0 | 0 | 0 | 0 | 0 | 0 | 0 | 0 | 0 | 0.09725 | 0.048999 | 0.23434 | -0.042906 | 0.28888 | 0.033007 | 0.076841 | 0.14152 | 0.022533 | 0.0070441 | 0.053663 | 0.0341 | 0.10038 | 0.049268 | 0.045468 | 0.0096427 | 0.045003 | 0.052 | 0.067075 | 0.066501 | 0.070048 | 0.056741 | 0.051874 | 0.070782
| 310 | 16513031.9294 | 0 | 14026757.2924 | 0 |  | 597973.4375 | 647350.0625 | 688185.6875 | 877692.125 | 897464.0625 | 1202429.125 | 1268229 | 1358729.25 | 1529779.2679 | 1569881.884 | 1612719.3144 | 1678944.3022 | 1724499.1217 | 1901473.2345 | 1993860.1745 | 2073688.1075 | 2110701.3502 | 2200344.5918 | 2311608.2057 | 2435858.5455 | 2589820.2571 | 2760197.8705 | 2927744.184 | 3066549.25 | 0 | 0 | 0 | 0 | 0 | 0 | 0 | 0 | 0 | 0 | 0 | 0 | 0 | 0 | 0 | 0 | 0 | 0 | 0 | 0 | 0 | 0 | 0 | 0 | 0.079341 | 0.061171 | 0.24324 | 0.022277 | 0.29253 | 0.053278 | 0.068928 | 0.11857 | 0.025877 | 0.026921 | 0.040243 | 0.026771 | 0.097692 | 0.047444 | 0.039256 | 0.017692 | 0.041594 | 0.049329 | 0.052356 | 0.061289 | 0.063714 | 0.05893 | 0.046321 | 0.066893
TVaR90 |  |  | 20391151.9724 |  | 17298061.1735 | [25 empty] | 678465.6028 | 722590.2157 | 772909.1411 | 978972.6169 | 1169535.8347 | 1550285.3508 | 1649783.9073 | 1720630.8105 | 1889139.913 | 1958932.5816 | 2025405.9353 | 2121110.0723 | 2189803.2991 | 2394375.2788 | 2513163.7229 | 2595945.6881 | 2690468.0276 | 2823526.0837 | 2935556.6412 | 3069061.0052 | 3284115.5958 | 3471256.0479 | 3706750.1921 | 3886716.6694 | [23 empty] | 0.066817
AvgVolatility
|  | 24-yr NPV |  | 20-yr NPV |  |  | 2022 | 2023 | 2024 | 2025 | 2026 | 2027 | 2028 | 2029 | 2030 | 2031 | 2032 | 2033 | 2034 | 2035 | 2036 | 2037 | 2038 | 2039 | 2040 | 2041 | 2042 | 2043 | 2044 | 2045
Mean |  | 17526731.2625 |  | 14855833.3098 |  | Mean | 622470.6434 | 677191.3034 | 720519.9105 | 915223.9552 | 970823.6109 | 1287725.9738 | 1351653.3685 | 1434485.9714 | 1617651.4489 | 1660526.3126 | 1692248.0128 | 1779837.1534 | 1828770.4068 | 2015851.0623 | 2113690.8906 | 2193029.3466 | 2241809.9687 | 2349891.0986 | 2460672.8222 | 2600140.8842 | 2780051.17 | 2961539.0415 | 3148391.5284 | 3297487.3871
StdDev |  | 1381831.4228 |  | 1186779.8869 |  | StdDev | 37442.9234 | 28125.9916 | 30584.5633 | 43554.6231 | 97047.2147 | 126546.5487 | 143772.6871 | 135379.7285 | 131057.0647 | 142824.6855 | 157264.6122 | 164159.9302 | 172033.9437 | 175528.2703 | 187659.0079 | 188630.896 | 205843.6026 | 217020.4085 | 220355.153 | 215353.7817 | 227458.5585 | 229819.7063 | 251557.3384 | 263703.9238
Q1 (P25) |  | 16634802.8605 |  | 14098982.5049 |  | Q1 (P25) | 609364.3594 | 665525.9844 | 706288.3438 | 899481.4531 | 909168 | 1212416.7812 | 1259281.5625 | 1345495.25 | 1533043.9866 | 1570759.2278 | 1591207.9394 | 1669355.1459 | 1713654.6217 | 1902569.3595 | 1981978.6432 | 2063264.5762 | 2094943.8189 | 2192250.7168 | 2303109.5807 | 2442799.233 | 2619795.3821 | 2800086.6205 | 2975380.7465 | 3116319
Min |  | 13701194.824 |  | 11374870.7762 |  | Min | 419805.7812 | 536340.375 | 582942.6875 | 670271.5 | 704805.5 | 924492.0625 | 951506.8125 | 1056883.75 | 1205267.2679 | 1216659.259 | 1269074.5644 | 1345085.6772 | 1369762.7467 | 1613128.2345 | 1685369.6745 | 1767809.2325 | 1823844.8502 | 1922888.9668 | 2047176.4557 | 2217839.0455 | 2392249.2571 | 2600744.1205 | 2744231.934 | 2881251.75
Median (P50) |  | 17281055.3664 |  | 14647295.3454 |  | Median (P50) | 621363.2812 | 676799.3438 | 718715.2188 | 913959.5625 | 954051.1562 | 1262080.9375 | 1326139 | 1409976.0625 | 1590919.7054 | 1632692.259 | 1660523.0019 | 1745410.9272 | 1792472.9342 | 1974621.4845 | 2069494.4245 | 2155853.3575 | 2195812.7252 | 2304645.5918 | 2414638.3307 | 2548797.6705 | 2720924.2571 | 2897871.6205 | 3078929.059 | 3227617.125
Max |  | 22919635.7118 |  | 19401652.01 |  | Max | 791305.9375 | 810592.9375 | 858878.3125 | 1077156.25 | 1424389.5 | 1794310.75 | 1891407.125 | 1948420.75 | 2126404.2679 | 2198635.384 | 2299866.8144 | 2431328.5522 | 2487606.6217 | 2724712.1095 | 2858110.6745 | 2964693.8575 | 3007776.6002 | 3192315.3418 | 3328360.2057 | 3438069.7955 | 3720291.2571 | 3922228.8705 | 4261295.934 | 4572385.5
Q3 P75 |  | 18306426.6576 |  | 15515123.2266 |  | Q3 P75 | 638344.875 | 690306.5469 | 735097.6406 | 934778.4375 | 1019495.4688 | 1356950.8125 | 1431033.625 | 1506623.0625 | 1686048.5804 | 1729874.2903 | 1774488.0956 | 1866871.0209 | 1922808.4342 | 2111120.8907 | 2218402.9245 | 2292612.545 | 2350413.7252 | 2459741.4043 | 2569724.2682 | 2712515.1705 | 2887509.2571 | 3074599.683 | 3256038.684 | 3422478.125
TVaR90 |  | 20391151.9724 |  | 17298061.1735 |  | TVaR90
Balanced Portfolio with Alternative Fuel for Peakers and Reduced Firm Market Access at Peak Deterministic |  | 17302100.4663 |  | 14634331.198
|  |  | WX Balanced Portfolio with Alternative Fuel for Peakers and Reduced Firm Market Access at Peak | Frequency
1 | 14000000 | 2 | 2 | <=14
2 | 14500000 | 6 | 4 | 14-14.5
3 | 15000000 | 6 | 0 | 14.5-15
4 | 15500000 | 6 | 0 | 15-15.5
5 | 16000000 | 22 | 16 | 15.5-16
6 | 16500000 | 64 | 42 | 16-16.5
7 | 17000000 | 128 | 64 | 16.5-17
8 | 17500000 | 180 | 52 | 17-17.5
9 | 18000000 | 216 | 36 | 17.5-18
10 | 18500000 | 248 | 32 | 18-18.5
11 | 19000000 | 270 | 22 | 18.5-19
12 | 19500000 | 280 | 10 | 19-19.5
13 | 20000000 | 294 | 14 | 19.5-20
14 | 20500000 | 297 | 3 | 20-20.5
15 | 21000000 | 303 | 6 | 20.5-21
16 | 21500000 | 307 | 4 | 21-21.5
17 | 22000000 | 307 | 0 | 21.5-22
18 | 22500000 | 309 | 2 | 22-22.5
19 | 23000000 | 310 | 1 | 22.5-23

## Sensitivity Z No DSR RR
| Iteration | 24-yr NPV | >=P90Index | 20-yr NPV | >=P90Index |  | 2022 | 2023 | 2024 | 2025 | 2026 | 2027 | 2028 | 2029 | 2030 | 2031 | 2032 | 2033 | 2034 | 2035 | 2036 | 2037 | 2038 | 2039 | 2040 | 2041 | 2042 | 2043 | 2044 | 2045 | P90_2022 | P90_2023 | P90_2024 | P90_2025 | P90_2026 | P90_2027 | P90_2028 | P90_2029 | P90_2030 | P90_2031 | P90_2032 | P90_2033 | P90_2034 | P90_2035 | P90_2036 | P90_2037 | P90_2038 | P90_2039 | P90_2040 | P90_2041 | P90_2042 | P90_2043 | P90_2044 | P90_2045 | Vol_2022 | Vol_2023 | Vol_2024 | Vol_2025 | Vol_2026 | Vol_2027 | Vol_2028 | Vol_2029 | Vol_2030 | Vol_2031 | Vol_2032 | Vol_2033 | Vol_2034 | Vol_2035 | Vol_2036 | Vol_2037 | Vol_2038 | Vol_2039 | Vol_2040 | Vol_2041 | Vol_2042 | Vol_2043 | Vol_2044 | St Dev
| 1 | 15849396.6798 | 0 | 12753128.0275 | 0 |  | 323596.8438 | 417987.0625 | 463874.25 | 605830.375 | 615822.875 | 828157.125 | 925214.6875 | 1106518.75 | 1327452.018 | 1440527.384 | 1568382.314 | 1629045.802 | 1744355.997 | 1959868.859 | 2105906.299 | 2257488.357 | 2456149.85 | 2594118.842 | 2733857.456 | 2925373.795 | 3139460.507 | 3446714.621 | 3685788.434 | 3870710.5 | 0 | 0 | 0 | 0 | 0 | 0 | 0 | 0 | 0 | 0 | 0 | 0 | 0 | 0 | 0 | 0 | 0 | 0 | 0 | 0 | 0 | 0 | 0 | 0 | 0.25595 | 0.10416 | 0.26699 | 0.016359 | 0.29624 | 0.11082 | 0.17895 | 0.18204 | 0.081748 | 0.085035 | 0.03795 | 0.068391 | 0.11649 | 0.071868 | 0.069507 | 0.084342 | 0.054652 | 0.052467 | 0.067709 | 0.070629 | 0.093371 | 0.067063 | 0.048954 | 0.075971
| 2 | 17346583.2883 | 0 | 14132606.5652 | 0 |  | 552753.625 | 585452.8125 | 629291.1875 | 721987.4375 | 717680.0625 | 991412.9375 | 1090653.875 | 1228264.125 | 1425310.768 | 1550667.509 | 1682585.314 | 1753928.427 | 1872271.872 | 2033865.609 | 2181994.674 | 2326264.357 | 2534182.85 | 2674132.842 | 2803159.706 | 2996460.795 | 3235450.757 | 3563541.371 | 3855022.434 | 4031561.5 | 552753.625 | 585452.8125 | 629291.1875 | 0 | 0 | 0 | 0 | 0 | 0 | 0 | 0 | 0 | 0 | 0 | 0 | 0 | 0 | 0 | 0 | 0 | 0 | 0 | 0 | 0 | 0.057473 | 0.072209 | 0.13741 | -0.0059839 | 0.32311 | 0.095402 | 0.11882 | 0.14879 | 0.084296 | 0.081646 | 0.041527 | 0.065295 | 0.082786 | 0.070301 | 0.064024 | 0.085608 | 0.053754 | 0.047122 | 0.066685 | 0.076736 | 0.096587 | 0.078622 | 0.044777 | 0.060856
| 3 | 16481745.0943 | 0 | 13369545.0765 | 0 |  | 509365.5 | 536372.125 | 585404.6875 | 679347.5 | 650599.125 | 907853.75 | 1007525.625 | 1147667.125 | 1358992.143 | 1475366.384 | 1599271.814 | 1673785.927 | 1783806.122 | 1936747.234 | 2081982.174 | 2232465.857 | 2431378.6 | 2566506.842 | 2712050.456 | 2897678.045 | 3126479.257 | 3457308.121 | 3726448.184 | 3911252 | 0 | 0 | 0 | 0 | 0 | 0 | 0 | 0 | 0 | 0 | 0 | 0 | 0 | 0 | 0 | 0 | 0 | 0 | 0 | 0 | 0 | 0 | 0 | 0 | 0.051662 | 0.087475 | 0.14883 | -0.043239 | 0.33319 | 0.10417 | 0.13023 | 0.16901 | 0.082163 | 0.080642 | 0.04554 | 0.063661 | 0.082261 | 0.072311 | 0.069786 | 0.085352 | 0.054087 | 0.055159 | 0.066205 | 0.075998 | 0.10058 | 0.074965 | 0.048402 | 0.067017
| 4 | 17333980.5939 | 0 | 14022983.5878 | 0 |  | 506959.2188 | 543624.625 | 593401.0625 | 704875.625 | 696388.5 | 956431.75 | 1052081.625 | 1193082 | 1418793.143 | 1545019.509 | 1677915.814 | 1747052.177 | 1879242.747 | 2042109.484 | 2199683.924 | 2355005.857 | 2578236.6 | 2720684.592 | 2895207.456 | 3116603.795 | 3335469.007 | 3659714.871 | 3946546.434 | 4190009 | 0 | 0 | 0 | 0 | 0 | 0 | 0 | 0 | 0 | 0 | 0 | 0 | 0 | 0 | 0 | 0 | 0 | 0 | 0 | 0 | 0 | 0 | 0 | 0 | 0.069828 | 0.087612 | 0.17215 | -0.012114 | 0.3173 | 0.095317 | 0.12577 | 0.17327 | 0.08523 | 0.082516 | 0.040377 | 0.072939 | 0.083114 | 0.07433 | 0.06823 | 0.090562 | 0.053778 | 0.062173 | 0.073687 | 0.067869 | 0.092772 | 0.075456 | 0.059862 | 0.062154
| 5 | 19425215.8123 | 19425215.8123 | 15942668.3342 | 15942668.3342 |  | 526442.25 | 549151.4375 | 597651.6875 | 733499.6875 | 805448.125 | 1160845.75 | 1303250.625 | 1463022.875 | 1681635.143 | 1815292.509 | 1988526.439 | 2075798.677 | 2213633.622 | 2388064.609 | 2545779.924 | 2668164.107 | 2858316.85 | 2972685.342 | 3107759.206 | 3261390.545 | 3501831.007 | 3834242.871 | 4196562.934 | 4383562.5 | 0 | 0 | 0 | 0 | 805448.125 | 1160845.75 | 1303250.625 | 1463022.875 | 1681635.143 | 1815292.509 | 1988526.439 | 2075798.677 | 2213633.622 | 2388064.609 | 2545779.924 | 2668164.107 | 2858316.85 | 2972685.342 | 3107759.206 | 0 | 0 | 0 | 0 | 0 | 0.042233 | 0.084634 | 0.20482 | 0.093572 | 0.36551 | 0.11571 | 0.11564 | 0.13926 | 0.07648 | 0.091147 | 0.042952 | 0.064289 | 0.075848 | 0.063954 | 0.046954 | 0.068842 | 0.039233 | 0.044436 | 0.048252 | 0.071132 | 0.090686 | 0.090294 | 0.043596 | 0.070773
| 6 | 16866453.0147 | 0 | 13676706.703 | 0 |  | 486894.4062 | 525599.1875 | 580599.1875 | 693113.5 | 687065.1875 | 959223.25 | 1042003.8125 | 1176780.625 | 1386922.143 | 1501747.134 | 1636459.064 | 1712691.802 | 1839610.872 | 1996342.109 | 2142148.924 | 2299546.607 | 2494895.35 | 2627735.092 | 2786032.706 | 2968087.545 | 3192031.257 | 3531169.621 | 3821080.434 | 4035975.75 | 0 | 0 | 0 | 0 | 0 | 0 | 0 | 0 | 0 | 0 | 0 | 0 | 0 | 0 | 0 | 0 | 0 | 0 | 0 | 0 | 0 | 0 | 0 | 0 | 0.076492 | 0.099522 | 0.17713 | -0.0087646 | 0.33369 | 0.082777 | 0.12164 | 0.1643 | 0.079542 | 0.085906 | 0.045531 | 0.071488 | 0.081762 | 0.070493 | 0.070902 | 0.081535 | 0.051876 | 0.058496 | 0.063299 | 0.07274 | 0.10097 | 0.078904 | 0.054715 | 0.064586
| 7 | 17679821.6738 | 0 | 14370319.5257 | 0 |  | 499804.4375 | 533721.3125 | 584880.5625 | 705170.4375 | 712748.9375 | 1006875.25 | 1124207.625 | 1273337.875 | 1482211.518 | 1607303.384 | 1743312.814 | 1821989.677 | 1944459.372 | 2119650.359 | 2253259.674 | 2409761.107 | 2608769.35 | 2747621.592 | 2891787.956 | 3074688.295 | 3319758.507 | 3652087.371 | 3981246.184 | 4173316.75 | 0 | 0 | 0 | 0 | 0 | 0 | 0 | 0 | 0 | 0 | 0 | 0 | 0 | 0 | 0 | 0 | 0 | 0 | 0 | 0 | 0 | 0 | 0 | 0 | 0.065657 | 0.091534 | 0.18703 | 0.01069 | 0.34548 | 0.11023 | 0.12456 | 0.15189 | 0.081023 | 0.081229 | 0.044142 | 0.065055 | 0.086267 | 0.061127 | 0.06715 | 0.079351 | 0.051857 | 0.051139 | 0.061329 | 0.076689 | 0.095407 | 0.086296 | 0.047116 | 0.066434
| 8 | 17856611.5378 | 0 | 14578674.2594 | 0 |  | 562943.3125 | 589390.5 | 625547.5 | 739534.5625 | 748154.375 | 1032461.0625 | 1140685.625 | 1282468.375 | 1484225.643 | 1620213.134 | 1743722.064 | 1816770.552 | 1953145.122 | 2092513.359 | 2245884.674 | 2396960.107 | 2616781.85 | 2741279.092 | 2871962.706 | 3061343.045 | 3305714.507 | 3627414.121 | 3912553.934 | 4133184.75 | 562943.3125 | 589390.5 | 0 | 0 | 0 | 0 | 0 | 0 | 0 | 0 | 0 | 0 | 0 | 0 | 0 | 0 | 0 | 0 | 0 | 0 | 0 | 0 | 0 | 0 | 0.04591 | 0.059538 | 0.16739 | 0.011588 | 0.32209 | 0.099684 | 0.11716 | 0.14611 | 0.087665 | 0.073464 | 0.041039 | 0.07238 | 0.068925 | 0.070734 | 0.065102 | 0.087744 | 0.046479 | 0.046571 | 0.063858 | 0.076799 | 0.092867 | 0.07567 | 0.054858 | 0.061465
| 9 | 17131134.0522 | 0 | 13928009.2609 | 0 |  | 527762.3125 | 559857.9375 | 613550.4375 | 703341.0625 | 690728.625 | 949003 | 1041957.5 | 1191192.125 | 1401387.643 | 1528407.009 | 1666873.939 | 1730984.177 | 1855664.247 | 2027583.359 | 2186687.674 | 2330196.857 | 2557257.1 | 2689265.092 | 2819882.956 | 2995405.795 | 3221299.257 | 3560972.621 | 3824787.934 | 4029488.5 | 0 | 0 | 0 | 0 | 0 | 0 | 0 | 0 | 0 | 0 | 0 | 0 | 0 | 0 | 0 | 0 | 0 | 0 | 0 | 0 | 0 | 0 | 0 | 0 | 0.059037 | 0.091579 | 0.13658 | -0.018095 | 0.31766 | 0.093444 | 0.13385 | 0.16251 | 0.086763 | 0.086724 | 0.03774 | 0.069553 | 0.088602 | 0.075543 | 0.063565 | 0.092982 | 0.050333 | 0.047427 | 0.060384 | 0.072705 | 0.10025 | 0.071469 | 0.052136 | 0.061906
| 10 | 17079146.7626 | 0 | 13942987.6595 | 0 |  | 529154.6875 | 557365.125 | 603082.1875 | 722315.375 | 723929.1875 | 1003980.3125 | 1096295.125 | 1216885.75 | 1419804.018 | 1546464.634 | 1674204.564 | 1745233.677 | 1845078.622 | 2005046.609 | 2150074.174 | 2291868.107 | 2474427.85 | 2600748.592 | 2753186.206 | 2927271.045 | 3145243.257 | 3468684.621 | 3763400.934 | 3956452.75 | 0 | 0 | 0 | 0 | 0 | 0 | 0 | 0 | 0 | 0 | 0 | 0 | 0 | 0 | 0 | 0 | 0 | 0 | 0 | 0 | 0 | 0 | 0 | 0 | 0.05194 | 0.078833 | 0.18041 | 0.0022317 | 0.32703 | 0.087964 | 0.10436 | 0.15422 | 0.085453 | 0.079367 | 0.04155 | 0.055633 | 0.083145 | 0.069835 | 0.063865 | 0.076642 | 0.04979 | 0.05696 | 0.061312 | 0.071821 | 0.097884 | 0.081548 | 0.050025 | 0.063387
| 11 | 17275208.7783 | 0 | 14083071.4157 | 0 |  | 535536.4375 | 562250.6875 | 600890.5625 | 724115.3125 | 730411.9375 | 1017422.0625 | 1100604.375 | 1230404.75 | 1435838.393 | 1549418.759 | 1677160.564 | 1754530.677 | 1884397.997 | 2031865.984 | 2176939.924 | 2325795.607 | 2515123.85 | 2638377.592 | 2776478.206 | 2971674.795 | 3197419.007 | 3517394.371 | 3837005.184 | 4040155.75 | 0 | 0 | 0 | 0 | 0 | 0 | 0 | 0 | 0 | 0 | 0 | 0 | 0 | 0 | 0 | 0 | 0 | 0 | 0 | 0 | 0 | 0 | 0 | 0 | 0.048679 | 0.066465 | 0.18654 | 0.008658 | 0.33142 | 0.078587 | 0.11148 | 0.15441 | 0.076131 | 0.079222 | 0.045099 | 0.071407 | 0.075346 | 0.068966 | 0.066142 | 0.07826 | 0.047842 | 0.051019 | 0.067942 | 0.073218 | 0.095377 | 0.086972 | 0.051591 | 0.064218
| 12 | 18179848.3071 | 0 | 14885296.6351 | 0 |  | 535009.625 | 553144.75 | 589482.5 | 725055.5625 | 774550.375 | 1125854.875 | 1217926.25 | 1338161.625 | 1534280.518 | 1669025.884 | 1808222.689 | 1884527.427 | 1972957.372 | 2139643.234 | 2311496.174 | 2459773.107 | 2675421.1 | 2788897.342 | 2937575.206 | 3088506.545 | 3307530.007 | 3613113.621 | 3972981.684 | 4166395.5 | 0 | 0 | 0 | 0 | 0 | 1125854.875 | 0 | 0 | 0 | 0 | 0 | 0 | 0 | 0 | 0 | 0 | 0 | 0 | 0 | 0 | 0 | 0 | 0 | 0 | 0.033335 | 0.063625 | 0.207 | 0.066034 | 0.37402 | 0.078607 | 0.094147 | 0.13676 | 0.084179 | 0.080104 | 0.041333 | 0.045857 | 0.081105 | 0.077256 | 0.062174 | 0.084038 | 0.04154 | 0.051938 | 0.050103 | 0.068514 | 0.088368 | 0.094947 | 0.047534 | 0.072091
| 13 | 17083731.2688 | 0 | 13892285.5842 | 0 |  | 528771.1875 | 551346.5625 | 596033.0625 | 706892.75 | 693629.8125 | 976407.4375 | 1071542.75 | 1209147 | 1410252.518 | 1527093.384 | 1663158.564 | 1746820.177 | 1855046.122 | 2025326.984 | 2163345.924 | 2302368.607 | 2497573.35 | 2630783.842 | 2774297.706 | 2963744.045 | 3185347.007 | 3532562.121 | 3838236.184 | 4032774.5 | 0 | 0 | 0 | 0 | 0 | 0 | 0 | 0 | 0 | 0 | 0 | 0 | 0 | 0 | 0 | 0 | 0 | 0 | 0 | 0 | 0 | 0 | 0 | 0 | 0.041808 | 0.077933 | 0.17058 | -0.018941 | 0.34194 | 0.092975 | 0.12082 | 0.15385 | 0.079597 | 0.085352 | 0.049079 | 0.060112 | 0.087822 | 0.065925 | 0.062282 | 0.081381 | 0.051962 | 0.053116 | 0.066056 | 0.072108 | 0.10346 | 0.08299 | 0.049442 | 0.067074
| 14 | 16404428.2865 | 0 | 13298418.3797 | 0 |  | 495314.4375 | 532899.9375 | 586722.125 | 677604.1875 | 640453.125 | 902170.1875 | 998687.6875 | 1137270.25 | 1348080.143 | 1456245.509 | 1588420.689 | 1661529.427 | 1781754.997 | 1943607.984 | 2084162.549 | 2233546.857 | 2429416.35 | 2559494.342 | 2700083.956 | 2887297.295 | 3112290.007 | 3445087.371 | 3720800.434 | 3917457 | 0 | 0 | 0 | 0 | 0 | 0 | 0 | 0 | 0 | 0 | 0 | 0 | 0 | 0 | 0 | 0 | 0 | 0 | 0 | 0 | 0 | 0 | 0 | 0 | 0.073141 | 0.096218 | 0.14401 | -0.056387 | 0.34263 | 0.10164 | 0.12994 | 0.17005 | 0.07718 | 0.086879 | 0.044998 | 0.06986 | 0.086947 | 0.069821 | 0.069224 | 0.08406 | 0.052159 | 0.053473 | 0.067038 | 0.075038 | 0.10159 | 0.07699 | 0.051504 | 0.069223
| 15 | 18514392.5491 | 0 | 15127263.9955 | 0 |  | 549669.875 | 576969.25 | 627052.75 | 773624.125 | 788099.5625 | 1097397.5 | 1202659.875 | 1343157.125 | 1545902.893 | 1693928.384 | 1817195.439 | 1917944.802 | 2037415.122 | 2201462.359 | 2363684.924 | 2481505.107 | 2690581.6 | 2805571.842 | 2975626.206 | 3164414.545 | 3390883.007 | 3757223.621 | 4065669.434 | 4266757.5 | 549669.875 | 576969.25 | 627052.75 | 773624.125 | 0 | 0 | 0 | 0 | 0 | 0 | 0 | 0 | 0 | 0 | 0 | 0 | 0 | 0 | 0 | 0 | 0 | 0 | 0 | 0 | 0.048471 | 0.083242 | 0.21006 | 0.018538 | 0.33107 | 0.091594 | 0.11049 | 0.14059 | 0.091442 | 0.070244 | 0.05396 | 0.060428 | 0.07744 | 0.0711 | 0.048643 | 0.080892 | 0.04185 | 0.058847 | 0.061514 | 0.069122 | 0.10259 | 0.078898 | 0.048276 | 0.065297
| 16 | 17554516.6742 | 0 | 14287916.2432 | 0 |  | 525017.6875 | 550527 | 603096.125 | 716459.9375 | 732041.25 | 1021442.6875 | 1120796.625 | 1247364 | 1463988.893 | 1589800.759 | 1719266.689 | 1793668.677 | 1907213.622 | 2061961.734 | 2222824.674 | 2369239.107 | 2566569.35 | 2702349.092 | 2848527.206 | 3052764.045 | 3276792.007 | 3604652.121 | 3913262.934 | 4136754.5 | 0 | 0 | 0 | 0 | 0 | 0 | 0 | 0 | 0 | 0 | 0 | 0 | 0 | 0 | 0 | 0 | 0 | 0 | 0 | 0 | 0 | 0 | 0 | 0 | 0.047444 | 0.091201 | 0.17225 | 0.021515 | 0.33313 | 0.092824 | 0.10699 | 0.16013 | 0.082444 | 0.078289 | 0.042365 | 0.06138 | 0.078014 | 0.075121 | 0.06379 | 0.080001 | 0.051551 | 0.052681 | 0.069245 | 0.070817 | 0.09536 | 0.082146 | 0.05554 | 0.062877
| 17 | 17345339.9632 | 0 | 14152250.3732 | 0 |  | 526544 | 552138.75 | 593336.875 | 708340.75 | 711769.3125 | 1009143.625 | 1113778.5 | 1251893.125 | 1457501.518 | 1588347.634 | 1710647.814 | 1777145.677 | 1895890.372 | 2054404.109 | 2197199.424 | 2343941.107 | 2545009.35 | 2651535.092 | 2787629.456 | 2977073.295 | 3202849.507 | 3536398.871 | 3826888.184 | 4027382.5 | 0 | 0 | 0 | 0 | 0 | 0 | 0 | 0 | 0 | 0 | 0 | 0 | 0 | 0 | 0 | 0 | 0 | 0 | 0 | 0 | 0 | 0 | 0 | 0 | 0.047464 | 0.071963 | 0.17716 | 0.0048286 | 0.3491 | 0.098656 | 0.1169 | 0.15207 | 0.085971 | 0.074178 | 0.038136 | 0.06468 | 0.080297 | 0.067198 | 0.06465 | 0.082301 | 0.041004 | 0.050053 | 0.065749 | 0.0731 | 0.099068 | 0.078943 | 0.051065 | 0.067494
| 18 | 17057770.8034 | 0 | 13884463.3828 | 0 |  | 507227.5625 | 547115.25 | 595144.4375 | 713189.3125 | 705858.5625 | 981792.1875 | 1074695.25 | 1199976.75 | 1416650.393 | 1548086.384 | 1673195.814 | 1737005.552 | 1842229.997 | 2010766.359 | 2153789.674 | 2307800.857 | 2508476.85 | 2636966.342 | 2770020.456 | 2951841.295 | 3182698.507 | 3517800.121 | 3803419.184 | 3998764.75 | 0 | 0 | 0 | 0 | 0 | 0 | 0 | 0 | 0 | 0 | 0 | 0 | 0 | 0 | 0 | 0 | 0 | 0 | 0 | 0 | 0 | 0 | 0 | 0 | 0.0757 | 0.084145 | 0.18094 | -0.010332 | 0.32996 | 0.090413 | 0.11027 | 0.16599 | 0.088724 | 0.077716 | 0.037427 | 0.058814 | 0.087539 | 0.068713 | 0.069066 | 0.083381 | 0.049953 | 0.049226 | 0.063574 | 0.0753 | 0.10011 | 0.078065 | 0.050085 | 0.065085
| 19 | 16917692.9973 | 0 | 13727715.0309 | 0 |  | 494330.6875 | 536972 | 588177.4375 | 695472.25 | 675310.4375 | 938646.9375 | 1042184.875 | 1187785.5 | 1401026.393 | 1524848.009 | 1646505.064 | 1719496.177 | 1847566.622 | 2005435.359 | 2153926.424 | 2303980.357 | 2506458.85 | 2640214.842 | 2774870.956 | 2958456.795 | 3197563.007 | 3537374.621 | 3815690.934 | 4029037 | 0 | 0 | 0 | 0 | 0 | 0 | 0 | 0 | 0 | 0 | 0 | 0 | 0 | 0 | 0 | 0 | 0 | 0 | 0 | 0 | 0 | 0 | 0 | 0 | 0.082741 | 0.091083 | 0.16756 | -0.029419 | 0.32927 | 0.10464 | 0.13077 | 0.16511 | 0.08469 | 0.07676 | 0.043376 | 0.071838 | 0.081992 | 0.071431 | 0.067346 | 0.084233 | 0.051989 | 0.049744 | 0.064064 | 0.077721 | 0.101 | 0.075737 | 0.054406 | 0.065438
| 20 | 17906443.7241 | 0 | 14568111.3807 | 0 |  | 513751.1875 | 539588.625 | 583994.4375 | 713827.9375 | 719622.375 | 1022324.3125 | 1129380.625 | 1285455.875 | 1487708.643 | 1606038.009 | 1746566.689 | 1833650.177 | 1973743.622 | 2161314.359 | 2323510.174 | 2482626.107 | 2666492.6 | 2788142.092 | 2950094.456 | 3127504.795 | 3361545.507 | 3691602.621 | 3980492.934 | 4223015.5 | 0 | 0 | 0 | 0 | 0 | 0 | 0 | 0 | 0 | 0 | 0 | 0 | 0 | 0 | 0 | 0 | 0 | 0 | 0 | 0 | 0 | 0 | 0 | 0 | 0.049068 | 0.079084 | 0.20075 | 0.0080846 | 0.35111 | 0.099591 | 0.12944 | 0.14612 | 0.076533 | 0.083882 | 0.048657 | 0.073623 | 0.090784 | 0.072363 | 0.066238 | 0.071447 | 0.044611 | 0.056462 | 0.058398 | 0.072165 | 0.09366 | 0.075345 | 0.059144 | 0.068353
| 21 | 18520696.4387 | 0 | 15036317.66 | 0 |  | 541088.6875 | 575059.375 | 613599.8125 | 734234.375 | 772906.0625 | 1045391.75 | 1159100.875 | 1294662.125 | 1516688.893 | 1665758.634 | 1818794.064 | 1905603.052 | 2033200.247 | 2194179.109 | 2376012.424 | 2524925.107 | 2740370.85 | 2883972.592 | 3036524.706 | 3261097.545 | 3505027.007 | 3854114.121 | 4164169.684 | 4400790.5 | 0 | 0 | 0 | 0 | 0 | 0 | 0 | 0 | 0 | 0 | 0 | 0 | 0 | 0 | 0 | 0 | 0 | 0 | 0 | 0 | 0 | 0 | 0 | 0 | 0.06089 | 0.06487 | 0.17949 | 0.051329 | 0.30199 | 0.10325 | 0.11061 | 0.15828 | 0.093751 | 0.087893 | 0.046625 | 0.064813 | 0.076197 | 0.079616 | 0.060788 | 0.081882 | 0.051075 | 0.051545 | 0.07135 | 0.072134 | 0.094943 | 0.077376 | 0.055267 | 0.056391
| 22 | 18156886.5302 | 0 | 14822357.1429 | 0 |  | 515284.8125 | 549631.625 | 600402.0625 | 723422.3125 | 753072.8125 | 1036117.625 | 1155375.125 | 1324662.875 | 1538815.018 | 1674072.259 | 1804926.314 | 1907434.052 | 2024453.872 | 2178319.859 | 2329545.424 | 2459395.607 | 2685471.35 | 2801911.842 | 2941768.206 | 3119958.045 | 3368481.007 | 3700567.121 | 3971444.184 | 4194787.5 | 0 | 0 | 0 | 0 | 0 | 0 | 0 | 0 | 0 | 0 | 0 | 0 | 0 | 0 | 0 | 0 | 0 | 0 | 0 | 0 | 0 | 0 | 0 | 0 | 0.064528 | 0.088351 | 0.18639 | 0.040169 | 0.31907 | 0.10894 | 0.13673 | 0.14985 | 0.084246 | 0.075261 | 0.055239 | 0.059541 | 0.073254 | 0.067119 | 0.054242 | 0.087941 | 0.042446 | 0.048709 | 0.058809 | 0.076642 | 0.094024 | 0.070644 | 0.054713 | 0.061134
| 23 | 17024086.5253 | 0 | 13796710.0251 | 0 |  | 493600.5 | 533241.1875 | 578535.0625 | 689089.125 | 668116.6875 | 927691.3125 | 1041524.25 | 1187411.125 | 1404768.643 | 1537238.134 | 1669266.564 | 1757465.552 | 1861371.122 | 2019778.984 | 2170222.924 | 2330512.357 | 2531211.1 | 2660060.842 | 2819317.206 | 2997811.045 | 3237861.257 | 3588360.371 | 3862047.184 | 4060210 | 0 | 0 | 0 | 0 | 0 | 0 | 0 | 0 | 0 | 0 | 0 | 0 | 0 | 0 | 0 | 0 | 0 | 0 | 0 | 0 | 0 | 0 | 0 | 0 | 0.077247 | 0.081525 | 0.17487 | -0.030908 | 0.32824 | 0.11574 | 0.13109 | 0.1681 | 0.090115 | 0.082397 | 0.051488 | 0.057441 | 0.081675 | 0.071842 | 0.071258 | 0.08261 | 0.049651 | 0.058146 | 0.061388 | 0.077031 | 0.10278 | 0.073502 | 0.050037 | 0.066151
| 24 | 18644490.6823 | 0 | 15201720.6367 | 0 |  | 528126.9375 | 556821.125 | 607710.25 | 737336 | 785197.1875 | 1095284.625 | 1214241 | 1376240.625 | 1580271.018 | 1699374.134 | 1852480.064 | 1949468.052 | 2055536.997 | 2200179.359 | 2376862.674 | 2515605.607 | 2740057.85 | 2871313.342 | 3018367.456 | 3201693.545 | 3425505.257 | 3804572.121 | 4136695.934 | 4374564.5 | 0 | 0 | 0 | 0 | 0 | 0 | 0 | 1376240.625 | 0 | 0 | 0 | 0 | 0 | 0 | 0 | 0 | 0 | 0 | 0 | 0 | 0 | 0 | 0 | 0 | 0.052907 | 0.087454 | 0.19335 | 0.062891 | 0.33283 | 0.1031 | 0.12524 | 0.13824 | 0.072664 | 0.086265 | 0.051031 | 0.052981 | 0.068002 | 0.077243 | 0.056732 | 0.085465 | 0.046791 | 0.049947 | 0.058964 | 0.067569 | 0.10495 | 0.083694 | 0.05591 | 0.062799
| 25 | 17360912.6019 | 0 | 14109873.4161 | 0 |  | 482510.3125 | 530840.6875 | 584220.3125 | 705938.8125 | 687339.6875 | 967892.8125 | 1081132.5 | 1230940.25 | 1446143.518 | 1574162.509 | 1709275.189 | 1793413.427 | 1914683.872 | 2086678.609 | 2235172.424 | 2379929.857 | 2585882.1 | 2712295.842 | 2855889.956 | 3033173.795 | 3270735.257 | 3599830.871 | 3889627.684 | 4096564.5 | 0 | 0 | 0 | 0 | 0 | 0 | 0 | 0 | 0 | 0 | 0 | 0 | 0 | 0 | 0 | 0 | 0 | 0 | 0 | 0 | 0 | 0 | 0 | 0 | 0.09546 | 0.095816 | 0.18925 | -0.0267 | 0.34229 | 0.11064 | 0.12977 | 0.16112 | 0.084823 | 0.082346 | 0.048051 | 0.065432 | 0.086021 | 0.068745 | 0.062753 | 0.082996 | 0.047729 | 0.051588 | 0.060226 | 0.075405 | 0.095872 | 0.077427 | 0.051835 | 0.068677
| 26 | 17214782.8491 | 0 | 13998293.7427 | 0 |  | 486251.0312 | 531726.4375 | 582478.625 | 702430.875 | 683027.5625 | 961749.875 | 1072139 | 1213621.625 | 1437560.268 | 1568504.384 | 1698406.189 | 1775751.677 | 1892847.247 | 2058740.484 | 2204324.674 | 2364328.607 | 2564641.6 | 2685837.842 | 2821930.706 | 3003658.295 | 3241989.257 | 3563793.621 | 3844084.934 | 4047627.75 | 0 | 0 | 0 | 0 | 0 | 0 | 0 | 0 | 0 | 0 | 0 | 0 | 0 | 0 | 0 | 0 | 0 | 0 | 0 | 0 | 0 | 0 | 0 | 0 | 0.089404 | 0.091163 | 0.18725 | -0.028012 | 0.34222 | 0.10866 | 0.12395 | 0.16934 | 0.087175 | 0.079568 | 0.044534 | 0.063858 | 0.084012 | 0.068327 | 0.070073 | 0.081325 | 0.046174 | 0.049429 | 0.06241 | 0.076356 | 0.094638 | 0.07571 | 0.051595 | 0.069003
| 27 | 17301432.0909 | 0 | 14081596.617 | 0 |  | 519376.3438 | 541288.125 | 589492.1875 | 704352.3125 | 695469.375 | 971448.875 | 1076553.875 | 1234295.875 | 1437757.643 | 1564959.384 | 1697363.689 | 1798178.802 | 1914861.497 | 2068245.109 | 2199033.924 | 2347137.607 | 2544225.85 | 2684140.592 | 2823937.706 | 3004283.545 | 3222253.757 | 3576770.121 | 3860676.684 | 4056047.75 | 0 | 0 | 0 | 0 | 0 | 0 | 0 | 0 | 0 | 0 | 0 | 0 | 0 | 0 | 0 | 0 | 0 | 0 | 0 | 0 | 0 | 0 | 0 | 0 | 0.041323 | 0.08531 | 0.17802 | -0.012692 | 0.3342 | 0.10273 | 0.13674 | 0.15258 | 0.084775 | 0.081216 | 0.057698 | 0.062871 | 0.077055 | 0.061318 | 0.065178 | 0.08063 | 0.053534 | 0.050772 | 0.061907 | 0.070042 | 0.10438 | 0.076382 | 0.049367 | 0.066144
| 28 | 17196725.3789 | 0 | 13972111.2894 | 0 |  | 511882.625 | 538572.875 | 583831.4375 | 714661.3125 | 716421.125 | 992766.1875 | 1085722.625 | 1221406.75 | 1419164.518 | 1550459.134 | 1666452.314 | 1744245.802 | 1855160.747 | 2030824.984 | 2185272.424 | 2329680.857 | 2543865.6 | 2665686.092 | 2795332.956 | 2963800.045 | 3213144.257 | 3557163.121 | 3876834.184 | 4096426 | 0 | 0 | 0 | 0 | 0 | 0 | 0 | 0 | 0 | 0 | 0 | 0 | 0 | 0 | 0 | 0 | 0 | 0 | 0 | 0 | 0 | 0 | 0 | 0 | 0.050827 | 0.080689 | 0.2022 | 0.0024594 | 0.32623 | 0.089506 | 0.11776 | 0.15007 | 0.088483 | 0.072146 | 0.045625 | 0.061649 | 0.090471 | 0.073298 | 0.063991 | 0.087954 | 0.046777 | 0.04749 | 0.058521 | 0.080778 | 0.10171 | 0.086056 | 0.055096 | 0.064746
| 29 | 17490074.6436 | 0 | 14229122.7772 | 0 |  | 504115.9688 | 542444.6875 | 593453.75 | 720165.0625 | 714770.375 | 1004744.375 | 1106666.5 | 1242981.5 | 1457431.768 | 1582238.509 | 1712898.564 | 1794489.177 | 1910649.247 | 2074606.484 | 2218369.174 | 2370148.107 | 2581667.1 | 2720218.592 | 2865575.956 | 3044723.295 | 3260686.257 | 3605828.121 | 3915685.184 | 4124072 | 0 | 0 | 0 | 0 | 0 | 0 | 0 | 0 | 0 | 0 | 0 | 0 | 0 | 0 | 0 | 0 | 0 | 0 | 0 | 0 | 0 | 0 | 0 | 0 | 0.07328 | 0.089873 | 0.19352 | -0.0075191 | 0.34053 | 0.096619 | 0.11616 | 0.15916 | 0.082165 | 0.079346 | 0.046533 | 0.062723 | 0.082328 | 0.067001 | 0.06618 | 0.085483 | 0.052277 | 0.052057 | 0.060641 | 0.068528 | 0.10061 | 0.082439 | 0.051851 | 0.066923
| 30 | 19039965.8345 | 19039965.8345 | 15521495.3636 | 0 |  | 546644.5625 | 560299.125 | 606080.3125 | 734551.875 | 803301.3125 | 1135190.875 | 1246819.25 | 1386855 | 1606230.393 | 1742304.384 | 1872197.439 | 1972027.677 | 2117086.747 | 2290431.609 | 2455611.424 | 2597086.607 | 2809933.1 | 2934909.592 | 3054303.206 | 3251816.045 | 3509849.257 | 3874890.121 | 4266599.434 | 4433311.5 | 0 | 0 | 0 | 0 | 803301.3125 | 1135190.875 | 1246819.25 | 1386855 | 1606230.393 | 1742304.384 | 0 | 0 | 2117086.747 | 2290431.609 | 0 | 0 | 0 | 0 | 0 | 0 | 0 | 0 | 4266599.434 | 4433311.5 | 0.024672 | 0.078542 | 0.19225 | 0.089469 | 0.34583 | 0.093795 | 0.10644 | 0.14685 | 0.081319 | 0.071904 | 0.051949 | 0.070979 | 0.078699 | 0.069636 | 0.056014 | 0.07877 | 0.043516 | 0.039875 | 0.062662 | 0.076359 | 0.098944 | 0.0963 | 0.03833 | 0.066136
| 31 | 16880646.834 | 0 | 13694137.1765 | 0 |  | 494154.9375 | 533265.125 | 582840.3125 | 689271.5625 | 661374.5625 | 922945.5625 | 1032618.5 | 1179811.625 | 1396681.143 | 1532286.759 | 1653893.314 | 1723897.802 | 1846379.122 | 2006918.359 | 2143960.549 | 2306953.107 | 2506838.1 | 2641304.092 | 2785093.706 | 2967364.545 | 3194010.757 | 3531944.621 | 3818542.934 | 4019073 | 0 | 0 | 0 | 0 | 0 | 0 | 0 | 0 | 0 | 0 | 0 | 0 | 0 | 0 | 0 | 0 | 0 | 0 | 0 | 0 | 0 | 0 | 0 | 0 | 0.07617 | 0.088895 | 0.16772 | -0.041315 | 0.33325 | 0.11228 | 0.13326 | 0.16874 | 0.092662 | 0.076371 | 0.041456 | 0.068639 | 0.083374 | 0.066054 | 0.073273 | 0.083095 | 0.052251 | 0.053009 | 0.063393 | 0.073603 | 0.10057 | 0.07802 | 0.051182 | 0.067645
| 32 | 16641124.3643 | 0 | 13502611.6441 | 0 |  | 479340.7812 | 517890.5 | 568654.75 | 688037.9375 | 662888.6875 | 937686.5 | 1035933.625 | 1178709.375 | 1388232.893 | 1501086.134 | 1627601.689 | 1701681.802 | 1814687.247 | 1968884.984 | 2103696.174 | 2252506.107 | 2453795.85 | 2592468.342 | 2728518.706 | 2918086.295 | 3143794.007 | 3477613.121 | 3760975.934 | 3962462.5 | 0 | 0 | 0 | 0 | 0 | 0 | 0 | 0 | 0 | 0 | 0 | 0 | 0 | 0 | 0 | 0 | 0 | 0 | 0 | 0 | 0 | 0 | 0 | 0 | 0.077352 | 0.09351 | 0.19057 | -0.037237 | 0.34681 | 0.099643 | 0.12912 | 0.16361 | 0.078157 | 0.080919 | 0.044509 | 0.064296 | 0.081554 | 0.066228 | 0.068348 | 0.085593 | 0.054974 | 0.051148 | 0.067169 | 0.074502 | 0.10092 | 0.078332 | 0.052187 | 0.070276
| 33 | 16756490.1602 | 0 | 13636014.0389 | 0 |  | 501871.5938 | 532514.375 | 581388.75 | 714101.75 | 700924.625 | 961164.125 | 1053123.625 | 1186303.75 | 1402036.518 | 1512383.634 | 1630560.564 | 1697374.302 | 1805865.872 | 1954469.109 | 2108638.174 | 2256390.357 | 2454884.1 | 2602438.342 | 2738349.956 | 2912741.295 | 3129973.757 | 3450896.121 | 3743008.934 | 3938294.5 | 0 | 0 | 0 | 0 | 0 | 0 | 0 | 0 | 0 | 0 | 0 | 0 | 0 | 0 | 0 | 0 | 0 | 0 | 0 | 0 | 0 | 0 | 0 | 0 | 0.059266 | 0.08781 | 0.20561 | -0.018625 | 0.31574 | 0.091371 | 0.11908 | 0.16708 | 0.075761 | 0.075237 | 0.040159 | 0.061958 | 0.079078 | 0.075924 | 0.067724 | 0.084313 | 0.058369 | 0.050907 | 0.061739 | 0.07193 | 0.097609 | 0.081256 | 0.050858 | 0.065268
| 34 | 16955550.0157 | 0 | 13814535.3682 | 0 |  | 521307.2188 | 553508.125 | 599123.375 | 727948.3125 | 724268.3125 | 1001333.875 | 1098914.125 | 1221736 | 1412270.018 | 1526740.259 | 1654436.189 | 1712321.302 | 1811039.997 | 1962918.609 | 2095978.174 | 2247881.107 | 2451885.1 | 2595177.592 | 2729373.456 | 2916405.545 | 3145485.257 | 3457038.121 | 3777598.184 | 3978760.25 | 0 | 0 | 0 | 0 | 0 | 0 | 0 | 0 | 0 | 0 | 0 | 0 | 0 | 0 | 0 | 0 | 0 | 0 | 0 | 0 | 0 | 0 | 0 | 0 | 0.059937 | 0.079191 | 0.19476 | -0.0050681 | 0.32393 | 0.09299 | 0.10595 | 0.14493 | 0.077937 | 0.080325 | 0.03439 | 0.056051 | 0.080531 | 0.065588 | 0.069968 | 0.086869 | 0.056798 | 0.050417 | 0.06628 | 0.075616 | 0.094444 | 0.088676 | 0.051882 | 0.063771
| 35 | 18500292.9863 | 0 | 15162021.4134 | 0 |  | 549208.875 | 579029.1875 | 627149.125 | 754161.3125 | 794471.6875 | 1091143.625 | 1205287.125 | 1339460.625 | 1552165.893 | 1706732.009 | 1860416.189 | 1947860.552 | 2062225.247 | 2214356.859 | 2361559.924 | 2507295.857 | 2677961.85 | 2800683.592 | 2951032.956 | 3139007.295 | 3380637.507 | 3687277.121 | 3996378.184 | 4187297.5 | 549208.875 | 579029.1875 | 627149.125 | 754161.3125 | 0 | 0 | 0 | 0 | 0 | 0 | 0 | 0 | 0 | 0 | 0 | 0 | 0 | 0 | 0 | 0 | 0 | 0 | 0 | 0 | 0.052874 | 0.079831 | 0.18442 | 0.052071 | 0.3173 | 0.099491 | 0.10555 | 0.14738 | 0.094929 | 0.08622 | 0.045931 | 0.057054 | 0.071176 | 0.06436 | 0.059882 | 0.065851 | 0.044808 | 0.052292 | 0.061751 | 0.074158 | 0.086824 | 0.0805 | 0.046667 | 0.059971
| 36 | 18590740.1953 | 0 | 15194499.3011 | 0 |  | 535345.6875 | 551154.875 | 603358.875 | 750402.0625 | 763248.75 | 1091906.125 | 1210195.625 | 1358867.25 | 1578692.268 | 1703675.009 | 1862172.814 | 1944590.552 | 2066927.497 | 2223766.859 | 2375116.174 | 2525232.607 | 2745633.35 | 2871303.592 | 3005882.956 | 3188213.295 | 3419888.507 | 3747161.621 | 4065669.934 | 4288678.5 | 0 | 0 | 0 | 0 | 0 | 0 | 0 | 0 | 0 | 0 | 0 | 0 | 0 | 0 | 0 | 0 | 0 | 0 | 0 | 0 | 0 | 0 | 0 | 0 | 0.029103 | 0.090496 | 0.2181 | 0.016975 | 0.3581 | 0.10286 | 0.11587 | 0.14995 | 0.076191 | 0.088956 | 0.043307 | 0.061012 | 0.073139 | 0.065844 | 0.061287 | 0.083679 | 0.044754 | 0.045805 | 0.058889 | 0.070147 | 0.091391 | 0.08158 | 0.0534 | 0.071817
| 37 | 16328192.1653 | 0 | 13274537.7014 | 0 |  | 504501.75 | 529236.375 | 572695.6875 | 674750.625 | 652323.5625 | 921832.9375 | 1014702.5625 | 1152228 | 1351371.393 | 1469385.134 | 1601761.314 | 1662838.677 | 1766513.122 | 1916199.984 | 2059574.174 | 2204423.607 | 2399651.1 | 2531605.592 | 2667396.456 | 2853993.795 | 3064951.507 | 3384213.871 | 3654837.684 | 3851830.5 | 0 | 0 | 0 | 0 | 0 | 0 | 0 | 0 | 0 | 0 | 0 | 0 | 0 | 0 | 0 | 0 | 0 | 0 | 0 | 0 | 0 | 0 | 0 | 0 | 0.047864 | 0.078919 | 0.16399 | -0.033802 | 0.34582 | 0.095987 | 0.1271 | 0.15942 | 0.083724 | 0.08626 | 0.037422 | 0.060481 | 0.081336 | 0.072155 | 0.067967 | 0.084857 | 0.05353 | 0.052249 | 0.067616 | 0.071312 | 0.09909 | 0.07693 | 0.052497 | 0.068814
| 38 | 16637382.4335 | 0 | 13503281.2396 | 0 |  | 502153.7188 | 534851.125 | 580755.3125 | 687588.5 | 660787.5625 | 929255.5625 | 1029911.75 | 1164075 | 1377970.893 | 1504030.259 | 1625274.939 | 1688862.677 | 1805001.497 | 1950019.359 | 2093001.424 | 2257040.607 | 2458690.85 | 2594098.842 | 2724681.706 | 2910652.045 | 3140093.007 | 3460696.621 | 3753395.184 | 3972231.75 | 0 | 0 | 0 | 0 | 0 | 0 | 0 | 0 | 0 | 0 | 0 | 0 | 0 | 0 | 0 | 0 | 0 | 0 | 0 | 0 | 0 | 0 | 0 | 0 | 0.063082 | 0.082341 | 0.16886 | -0.039758 | 0.34095 | 0.10284 | 0.12245 | 0.16869 | 0.087536 | 0.077529 | 0.038378 | 0.066506 | 0.077278 | 0.07076 | 0.075455 | 0.085575 | 0.05361 | 0.049112 | 0.066026 | 0.075875 | 0.097217 | 0.081191 | 0.056667 | 0.068549
| 39 | 16412352.7163 | 0 | 13311701.9726 | 0 |  | 484421.4375 | 527870.9375 | 574926.3125 | 685936.3125 | 652425.3125 | 910364.5 | 1011983.0625 | 1152521.5 | 1360814.643 | 1472846.634 | 1596260.189 | 1656865.802 | 1773120.247 | 1931762.984 | 2071970.549 | 2222978.607 | 2422546.35 | 2557968.842 | 2699871.956 | 2894221.295 | 3113957.757 | 3435366.621 | 3711950.184 | 3909004.5 | 0 | 0 | 0 | 0 | 0 | 0 | 0 | 0 | 0 | 0 | 0 | 0 | 0 | 0 | 0 | 0 | 0 | 0 | 0 | 0 | 0 | 0 | 0 | 0 | 0.085897 | 0.08539 | 0.17654 | -0.050088 | 0.33315 | 0.10582 | 0.13004 | 0.16613 | 0.079113 | 0.080466 | 0.037264 | 0.067813 | 0.085692 | 0.070067 | 0.070348 | 0.085971 | 0.054394 | 0.053991 | 0.069512 | 0.073178 | 0.098229 | 0.077434 | 0.051725 | 0.068479
| 40 | 17530846.0972 | 0 | 14224736.8312 | 0 |  | 506598.25 | 545596.75 | 592527.4375 | 716046.25 | 714164.875 | 988022.25 | 1093907.375 | 1230127.75 | 1438969.143 | 1562496.884 | 1696555.439 | 1790222.302 | 1911289.122 | 2083422.484 | 2238499.424 | 2404213.357 | 2597057.6 | 2743730.592 | 2895363.956 | 3077550.295 | 3312186.507 | 3658790.871 | 3971327.684 | 4168429.75 | 0 | 0 | 0 | 0 | 0 | 0 | 0 | 0 | 0 | 0 | 0 | 0 | 0 | 0 | 0 | 0 | 0 | 0 | 0 | 0 | 0 | 0 | 0 | 0 | 0.074162 | 0.082517 | 0.18935 | -0.0026309 | 0.32459 | 0.10181 | 0.11736 | 0.15681 | 0.082358 | 0.082315 | 0.05374 | 0.065438 | 0.086234 | 0.071794 | 0.071417 | 0.077156 | 0.054939 | 0.053792 | 0.061023 | 0.073475 | 0.099524 | 0.081968 | 0.048439 | 0.063068
| 41 | 19670725.6367 | 19670725.6367 | 16104360.509 | 16104360.509 |  | 521212.6562 | 561943.6875 | 619390 | 761273.8125 | 830718.625 | 1183623.125 | 1313731.5 | 1434428.625 | 1666620.518 | 1852221.384 | 2008024.064 | 2071719.552 | 2197263.122 | 2387265.609 | 2549661.174 | 2686003.857 | 2912194.85 | 3046468.092 | 3159252.706 | 3343986.295 | 3593642.757 | 3964325.371 | 4266161.434 | 4470188.5 | 0 | 0 | 0 | 761273.8125 | 830718.625 | 1183623.125 | 1313731.5 | 1434428.625 | 1666620.518 | 1852221.384 | 2008024.064 | 2071719.552 | 2197263.122 | 2387265.609 | 2549661.174 | 2686003.857 | 2912194.85 | 3046468.092 | 3159252.706 | 3343986.295 | 3593642.757 | 3964325.371 | 4266161.434 | 4470188.5 | 0.075244 | 0.097333 | 0.20626 | 0.087298 | 0.35404 | 0.10429 | 0.087895 | 0.15003 | 0.10559 | 0.080766 | 0.031228 | 0.058834 | 0.082936 | 0.065812 | 0.052094 | 0.080853 | 0.045076 | 0.036353 | 0.056828 | 0.072003 | 0.098169 | 0.073379 | 0.046716 | 0.068258
| 42 | 20147929.3477 | 20147929.3477 | 16460007.3304 | 16460007.3304 |  | 543501.0625 | 574838.5 | 623595.125 | 761253.6875 | 838570.1875 | 1181094.75 | 1337439.625 | 1488708 | 1707835.768 | 1869944.134 | 2069777.814 | 2155585.802 | 2271338.622 | 2438818.359 | 2623115.674 | 2739147.107 | 2960316.85 | 3113243.342 | 3204130.706 | 3451986.545 | 3731541.257 | 4061994.371 | 4405048.934 | 4653518 | 0 | 0 | 0 | 761253.6875 | 838570.1875 | 1181094.75 | 1337439.625 | 1488708 | 1707835.768 | 1869944.134 | 2069777.814 | 2155585.802 | 2271338.622 | 2438818.359 | 2623115.674 | 2739147.107 | 2960316.85 | 3113243.342 | 3204130.706 | 3451986.545 | 3731541.257 | 4061994.371 | 4405048.934 | 4653518 | 0.056057 | 0.081412 | 0.19947 | 0.096732 | 0.3425 | 0.12432 | 0.10715 | 0.13732 | 0.090682 | 0.10153 | 0.040621 | 0.052307 | 0.071144 | 0.072849 | 0.043284 | 0.07765 | 0.050369 | 0.028776 | 0.074509 | 0.077871 | 0.084853 | 0.081077 | 0.054872 | 0.065534
| 43 | 17647522.1 | 0 | 14401732.8878 | 0 |  | 509993.7812 | 555246.375 | 602912.5625 | 727031.4375 | 723585.4375 | 1010368.6875 | 1126162.5 | 1269434.75 | 1482643.268 | 1613274.259 | 1741237.814 | 1825657.927 | 1940458.997 | 2114036.984 | 2260737.424 | 2392387.607 | 2588736.6 | 2716496.092 | 2861812.456 | 3035105.795 | 3259334.757 | 3598844.621 | 3890459.184 | 4084306.75 | 0 | 0 | 0 | 0 | 0 | 0 | 0 | 0 | 0 | 0 | 0 | 0 | 0 | 0 | 0 | 0 | 0 | 0 | 0 | 0 | 0 | 0 | 0 | 0 | 0.085013 | 0.08236 | 0.1872 | -0.0047511 | 0.33385 | 0.1085 | 0.11976 | 0.15525 | 0.084439 | 0.07633 | 0.047344 | 0.060984 | 0.085675 | 0.067092 | 0.056601 | 0.078878 | 0.048173 | 0.052112 | 0.058791 | 0.071277 | 0.09909 | 0.077914 | 0.048625 | 0.065562
| 44 | 16538529.0013 | 0 | 13442201.4133 | 0 |  | 501720.2188 | 530215.625 | 586117.5625 | 689065.3125 | 671782 | 933858.375 | 1022957.4375 | 1164717.5 | 1373534.268 | 1494052.009 | 1607205.189 | 1677710.302 | 1780927.122 | 1940460.609 | 2091746.674 | 2236206.857 | 2436382.6 | 2566368.092 | 2705163.956 | 2887784.295 | 3109782.757 | 3429885.121 | 3706511.934 | 3904422.75 | 0 | 0 | 0 | 0 | 0 | 0 | 0 | 0 | 0 | 0 | 0 | 0 | 0 | 0 | 0 | 0 | 0 | 0 | 0 | 0 | 0 | 0 | 0 | 0 | 0.055241 | 0.10024 | 0.16182 | -0.025402 | 0.32939 | 0.091128 | 0.12978 | 0.16491 | 0.084105 | 0.073005 | 0.042933 | 0.059704 | 0.085791 | 0.075074 | 0.066782 | 0.085733 | 0.051977 | 0.052671 | 0.065327 | 0.074063 | 0.097974 | 0.077564 | 0.052019 | 0.065329
| 45 | 16758831.3207 | 0 | 13587728.6874 | 0 |  | 503178.7812 | 549350.625 | 589475.3125 | 689874.4375 | 665395.9375 | 926657.0625 | 1023000.375 | 1145205.5 | 1360131.518 | 1491102.259 | 1620939.439 | 1691811.677 | 1814162.997 | 1977328.359 | 2129921.674 | 2285075.857 | 2486221.6 | 2636819.342 | 2787866.956 | 2973495.545 | 3187562.507 | 3510262.371 | 3795640.184 | 3998649 | 0 | 0 | 0 | 0 | 0 | 0 | 0 | 0 | 0 | 0 | 0 | 0 | 0 | 0 | 0 | 0 | 0 | 0 | 0 | 0 | 0 | 0 | 0 | 0 | 0.087791 | 0.070496 | 0.15728 | -0.036127 | 0.3312 | 0.098912 | 0.11284 | 0.172 | 0.091934 | 0.08349 | 0.042794 | 0.069824 | 0.086122 | 0.074339 | 0.070314 | 0.084365 | 0.058809 | 0.055703 | 0.064461 | 0.069518 | 0.096434 | 0.078162 | 0.052103 | 0.065547
| 46 | 18400244.2691 | 0 | 14943782.6299 | 0 |  | 495270.125 | 538254.5 | 583882.5 | 708989.8125 | 722252.625 | 1036955.6875 | 1169780.25 | 1331122.5 | 1557857.018 | 1695063.384 | 1823230.939 | 1897816.177 | 2027984.122 | 2212286.109 | 2372728.924 | 2513568.857 | 2738503.1 | 2888864.842 | 3048305.956 | 3260711.545 | 3497868.507 | 3815924.871 | 4139568.184 | 4338911 | 0 | 0 | 0 | 0 | 0 | 0 | 0 | 0 | 0 | 0 | 0 | 0 | 0 | 0 | 0 | 0 | 0 | 0 | 0 | 0 | 0 | 0 | 0 | 0 | 0.083228 | 0.081368 | 0.19414 | 0.018534 | 0.36167 | 0.12053 | 0.12921 | 0.15729 | 0.084409 | 0.07289 | 0.040094 | 0.066338 | 0.086984 | 0.070014 | 0.057663 | 0.085708 | 0.053452 | 0.053722 | 0.067359 | 0.070208 | 0.087029 | 0.081408 | 0.047032 | 0.069665
| 47 | 17888898.1248 | 0 | 14607669.2194 | 0 |  | 514586.9375 | 546626.75 | 588010.875 | 726519.375 | 738472.875 | 1035691.125 | 1143974.5 | 1279160.375 | 1513646.393 | 1649796.134 | 1785020.689 | 1854882.427 | 1984812.247 | 2139699.609 | 2304281.424 | 2430620.857 | 2637033.6 | 2776737.842 | 2895102.956 | 3066509.045 | 3311368.757 | 3623950.121 | 3936236.684 | 4121478.5 | 0 | 0 | 0 | 0 | 0 | 0 | 0 | 0 | 0 | 0 | 0 | 0 | 0 | 0 | 0 | 0 | 0 | 0 | 0 | 0 | 0 | 0 | 0 | 0 | 0.060402 | 0.072979 | 0.21152 | 0.016319 | 0.33824 | 0.09944 | 0.1117 | 0.16832 | 0.08613 | 0.078778 | 0.038391 | 0.067703 | 0.075141 | 0.074103 | 0.053378 | 0.081508 | 0.051622 | 0.041744 | 0.057519 | 0.076822 | 0.090203 | 0.08266 | 0.045987 | 0.068052
| 48 | 16847859.3874 | 0 | 13669382.1043 | 0 |  | 488711.7812 | 539154.9375 | 580548.625 | 699634.25 | 665947.6875 | 936237.1875 | 1040062.5 | 1185509.625 | 1399007.018 | 1517699.759 | 1636627.064 | 1706378.177 | 1830985.247 | 1987541.234 | 2146151.924 | 2298367.607 | 2493174.85 | 2629519.592 | 2770309.456 | 2964591.045 | 3199912.757 | 3522374.121 | 3804875.434 | 3996950.25 | 0 | 0 | 0 | 0 | 0 | 0 | 0 | 0 | 0 | 0 | 0 | 0 | 0 | 0 | 0 | 0 | 0 | 0 | 0 | 0 | 0 | 0 | 0 | 0 | 0.09823 | 0.073971 | 0.18658 | -0.049347 | 0.34066 | 0.10517 | 0.13089 | 0.16559 | 0.081433 | 0.075442 | 0.041736 | 0.070481 | 0.082044 | 0.076778 | 0.068523 | 0.081358 | 0.053244 | 0.052158 | 0.06778 | 0.076384 | 0.096012 | 0.077148 | 0.049248 | 0.070249
| 49 | 16826124.8846 | 0 | 13693795.8939 | 0 |  | 521862.2812 | 548564.0625 | 592233.125 | 694504.875 | 683085.9375 | 957055.8125 | 1058433.625 | 1190184 | 1400517.518 | 1515597.884 | 1643586.564 | 1706236.427 | 1824487.872 | 1977424.984 | 2134165.049 | 2273926.857 | 2464520.1 | 2588314.342 | 2731191.706 | 2917682.795 | 3140086.257 | 3472586.121 | 3753554.934 | 3949535.5 | 0 | 0 | 0 | 0 | 0 | 0 | 0 | 0 | 0 | 0 | 0 | 0 | 0 | 0 | 0 | 0 | 0 | 0 | 0 | 0 | 0 | 0 | 0 | 0 | 0.0499 | 0.076596 | 0.1593 | -0.016579 | 0.33724 | 0.10068 | 0.11732 | 0.16273 | 0.078968 | 0.081071 | 0.037409 | 0.067009 | 0.080496 | 0.07628 | 0.063433 | 0.080489 | 0.04901 | 0.053731 | 0.066052 | 0.073461 | 0.10065 | 0.077804 | 0.050895 | 0.06583
| 50 | 16848204.305 | 0 | 13718885.1752 | 0 |  | 501934.7188 | 536201.5625 | 595780.0625 | 702888.5 | 690677.375 | 960402.4375 | 1052447.25 | 1179851.625 | 1398116.268 | 1525355.634 | 1649577.314 | 1717905.177 | 1834275.747 | 1991150.359 | 2143241.799 | 2285088.107 | 2478019.6 | 2610824.092 | 2753168.706 | 2925352.295 | 3155896.757 | 3462052.371 | 3741386.434 | 3940088.5 | 0 | 0 | 0 | 0 | 0 | 0 | 0 | 0 | 0 | 0 | 0 | 0 | 0 | 0 | 0 | 0 | 0 | 0 | 0 | 0 | 0 | 0 | 0 | 0 | 0.06604 | 0.10536 | 0.16533 | -0.017525 | 0.32968 | 0.091521 | 0.11427 | 0.16974 | 0.087102 | 0.078291 | 0.040587 | 0.065544 | 0.082063 | 0.073607 | 0.064085 | 0.081055 | 0.052206 | 0.053087 | 0.060662 | 0.075858 | 0.092589 | 0.077595 | 0.051747 | 0.064731
| 51 | 16222694.5478 | 0 | 13019681.0278 | 0 |  | 321391.6875 | 414551.7188 | 461212.75 | 611310.5625 | 620290.875 | 836558.0625 | 931535.3125 | 1109469.375 | 1346359.268 | 1467738.634 | 1603667.439 | 1674698.802 | 1795161.372 | 2020517.984 | 2163990.674 | 2321678.107 | 2534843.85 | 2680399.592 | 2832968.706 | 3032397.045 | 3245008.507 | 3567388.121 | 3811731.434 | 4006533 | 0 | 0 | 0 | 0 | 0 | 0 | 0 | 0 | 0 | 0 | 0 | 0 | 0 | 0 | 0 | 0 | 0 | 0 | 0 | 0 | 0 | 0 | 0 | 0 | 0.25454 | 0.10666 | 0.28175 | 0.014583 | 0.29911 | 0.10754 | 0.1748 | 0.19352 | 0.086319 | 0.08857 | 0.04334 | 0.069462 | 0.11826 | 0.0686 | 0.070336 | 0.087842 | 0.055834 | 0.055359 | 0.068028 | 0.067765 | 0.094716 | 0.06625 | 0.049843 | 0.077644
| 52 | 17446660.0211 | 0 | 14242135.8899 | 0 |  | 508862.8438 | 535410.25 | 587037.1875 | 705196 | 706849.625 | 1002655.25 | 1114344.875 | 1272297.25 | 1489270.393 | 1603736.384 | 1731557.064 | 1807057.802 | 1925164.622 | 2078130.234 | 2232672.424 | 2365959.357 | 2556685.1 | 2687757.342 | 2828292.956 | 3008202.295 | 3231387.507 | 3552770.621 | 3829600.184 | 4028428.25 | 0 | 0 | 0 | 0 | 0 | 0 | 0 | 0 | 0 | 0 | 0 | 0 | 0 | 0 | 0 | 0 | 0 | 0 | 0 | 0 | 0 | 0 | 0 | 0 | 0.050855 | 0.092055 | 0.18339 | 0.0023422 | 0.34959 | 0.10561 | 0.13256 | 0.15746 | 0.07405 | 0.076685 | 0.042679 | 0.063311 | 0.076457 | 0.071731 | 0.057984 | 0.077528 | 0.049996 | 0.050966 | 0.061669 | 0.071569 | 0.094816 | 0.075033 | 0.050616 | 0.06845
| 53 | 16657813.1199 | 0 | 13519590.0015 | 0 |  | 500772.1562 | 545056.4375 | 593496 | 695044.75 | 662186.125 | 922028.0625 | 1021415.4375 | 1160504 | 1363710.018 | 1484573.259 | 1619217.314 | 1685356.177 | 1810020.497 | 1962422.109 | 2108540.549 | 2257205.607 | 2457740.6 | 2602008.092 | 2742832.956 | 2934531.545 | 3154323.007 | 3483991.621 | 3749861.934 | 3952705.75 | 0 | 0 | 0 | 0 | 0 | 0 | 0 | 0 | 0 | 0 | 0 | 0 | 0 | 0 | 0 | 0 | 0 | 0 | 0 | 0 | 0 | 0 | 0 | 0 | 0.084738 | 0.085141 | 0.15795 | -0.04843 | 0.33103 | 0.10237 | 0.12767 | 0.16135 | 0.084918 | 0.086816 | 0.040034 | 0.071361 | 0.080841 | 0.071817 | 0.068132 | 0.085115 | 0.057041 | 0.052708 | 0.067557 | 0.072226 | 0.099405 | 0.07354 | 0.052681 | 0.066549
| 54 | 17850499.4299 | 0 | 14540136.0449 | 0 |  | 495726.5 | 551076.8125 | 604201.0625 | 721746.9375 | 716768.25 | 1009576 | 1114858 | 1259908.875 | 1491862.143 | 1628579.384 | 1771432.814 | 1873724.552 | 1994427.122 | 2142788.234 | 2296263.174 | 2432931.357 | 2628934.85 | 2773748.842 | 2926371.956 | 3110478.545 | 3348257.007 | 3666533.121 | 3953749.934 | 4155656.5 | 0 | 0 | 0 | 0 | 0 | 0 | 0 | 0 | 0 | 0 | 0 | 0 | 0 | 0 | 0 | 0 | 0 | 0 | 0 | 0 | 0 | 0 | 0 | 0 | 0.10585 | 0.092033 | 0.17777 | -0.006922 | 0.34253 | 0.099197 | 0.12231 | 0.16899 | 0.087683 | 0.084081 | 0.056139 | 0.062429 | 0.071751 | 0.069175 | 0.057814 | 0.077482 | 0.053621 | 0.053564 | 0.061013 | 0.073663 | 0.090807 | 0.075418 | 0.049806 | 0.066691
| 55 | 17229382.9026 | 0 | 14007408.2655 | 0 |  | 495599.0312 | 535174.125 | 592067.625 | 701356.0625 | 692284.25 | 977271.3125 | 1077946.25 | 1220725.625 | 1437495.268 | 1549255.634 | 1688948.689 | 1764797.802 | 1890108.497 | 2047673.234 | 2197967.674 | 2346207.357 | 2548418.85 | 2682419.592 | 2826881.706 | 3017425.045 | 3254284.257 | 3569542.621 | 3858151.184 | 4038591.5 | 0 | 0 | 0 | 0 | 0 | 0 | 0 | 0 | 0 | 0 | 0 | 0 | 0 | 0 | 0 | 0 | 0 | 0 | 0 | 0 | 0 | 0 | 0 | 0 | 0.076825 | 0.10103 | 0.16939 | -0.013019 | 0.34477 | 0.098049 | 0.12439 | 0.16346 | 0.074872 | 0.086332 | 0.04393 | 0.068598 | 0.08007 | 0.070829 | 0.065267 | 0.082673 | 0.051246 | 0.052455 | 0.06523 | 0.075569 | 0.092465 | 0.077751 | 0.045708 | 0.066924
| 56 | 17366713.6837 | 0 | 14142482.3057 | 0 |  | 503266.8438 | 547811.75 | 592257.1875 | 706009.4375 | 692656.875 | 986088.6875 | 1098070.25 | 1247522.25 | 1455609.393 | 1574473.384 | 1707706.064 | 1773362.177 | 1889541.872 | 2057962.109 | 2223267.174 | 2375452.107 | 2583366.85 | 2704980.092 | 2838491.956 | 3014901.295 | 3250874.757 | 3569836.371 | 3855789.434 | 4056325.25 | 0 | 0 | 0 | 0 | 0 | 0 | 0 | 0 | 0 | 0 | 0 | 0 | 0 | 0 | 0 | 0 | 0 | 0 | 0 | 0 | 0 | 0 | 0 | 0 | 0.084811 | 0.078009 | 0.17569 | -0.019094 | 0.35321 | 0.10756 | 0.12761 | 0.15427 | 0.078496 | 0.08123 | 0.037726 | 0.063457 | 0.085382 | 0.077262 | 0.06621 | 0.083906 | 0.046001 | 0.048178 | 0.060294 | 0.075357 | 0.093596 | 0.077056 | 0.050702 | 0.069241
| 57 | 16939114.6546 | 0 | 13773675.2243 | 0 |  | 528110.75 | 567812 | 617883.625 | 702032.9375 | 686843.0625 | 946874.5625 | 1042235.625 | 1180434 | 1391084.643 | 1513010.884 | 1646905.314 | 1715274.677 | 1820266.247 | 1978583.109 | 2140913.424 | 2284264.607 | 2490896.1 | 2632227.342 | 2779150.456 | 2963193.045 | 3190549.757 | 3506191.871 | 3781233.434 | 3986528 | 0 | 0 | 0 | 0 | 0 | 0 | 0 | 0 | 0 | 0 | 0 | 0 | 0 | 0 | 0 | 0 | 0 | 0 | 0 | 0 | 0 | 0 | 0 | 0 | 0.072484 | 0.08451 | 0.12768 | -0.021874 | 0.32106 | 0.095957 | 0.12451 | 0.1642 | 0.084018 | 0.084796 | 0.040675 | 0.05941 | 0.083398 | 0.078852 | 0.064812 | 0.086598 | 0.055188 | 0.054315 | 0.064122 | 0.073926 | 0.094337 | 0.07552 | 0.05287 | 0.061628
| 58 | 17663981.1289 | 0 | 14437133.9738 | 0 |  | 514896.6875 | 546009.0625 | 609965 | 730877.875 | 751988.6875 | 1046490.4375 | 1142268 | 1272483.875 | 1503913.268 | 1637287.759 | 1742636.439 | 1811889.052 | 1939019.872 | 2094749.734 | 2230834.424 | 2362910.607 | 2573194.6 | 2702040.342 | 2845383.956 | 3029073.545 | 3248662.757 | 3570041.371 | 3855403.934 | 4072389.75 | 0 | 0 | 0 | 0 | 0 | 0 | 0 | 0 | 0 | 0 | 0 | 0 | 0 | 0 | 0 | 0 | 0 | 0 | 0 | 0 | 0 | 0 | 0 | 0 | 0.058669 | 0.11077 | 0.18084 | 0.028475 | 0.33048 | 0.087574 | 0.10796 | 0.1671 | 0.084971 | 0.062358 | 0.038971 | 0.067813 | 0.077251 | 0.062942 | 0.057518 | 0.085254 | 0.048859 | 0.051691 | 0.062559 | 0.069987 | 0.094334 | 0.076899 | 0.054754 | 0.06366
| 59 | 17559107.6927 | 0 | 14301997.1505 | 0 |  | 527954.6875 | 562143.8125 | 616191.625 | 717596.875 | 722084.5 | 998478.8125 | 1095383.75 | 1245134 | 1456509.143 | 1583662.759 | 1733431.814 | 1795067.677 | 1903981.997 | 2068054.734 | 2232202.674 | 2376620.607 | 2580508.35 | 2730682.842 | 2876610.956 | 3058254.295 | 3274175.007 | 3606358.621 | 3888789.934 | 4116370.5 | 0 | 0 | 0 | 0 | 0 | 0 | 0 | 0 | 0 | 0 | 0 | 0 | 0 | 0 | 0 | 0 | 0 | 0 | 0 | 0 | 0 | 0 | 0 | 0 | 0.062747 | 0.0918 | 0.15235 | 0.0062342 | 0.32409 | 0.092627 | 0.12814 | 0.1568 | 0.083698 | 0.090363 | 0.03494 | 0.058905 | 0.082661 | 0.07638 | 0.062691 | 0.082307 | 0.056565 | 0.052061 | 0.061231 | 0.068222 | 0.096633 | 0.075399 | 0.056874 | 0.061296
| 60 | 18518898.728 | 0 | 15117375.5189 | 0 |  | 550095 | 574070 | 626465.375 | 741260.8125 | 775242.5 | 1097279.625 | 1212069.875 | 1360083.375 | 1558457.768 | 1671538.634 | 1802030.314 | 1906945.177 | 2042516.747 | 2186397.359 | 2351585.674 | 2491168.357 | 2713802.35 | 2848205.092 | 2995143.456 | 3191432.045 | 3441564.007 | 3746835.121 | 4069373.434 | 4285173.5 | 550095 | 0 | 626465.375 | 0 | 0 | 0 | 0 | 0 | 0 | 0 | 0 | 0 | 0 | 0 | 0 | 0 | 0 | 0 | 0 | 0 | 0 | 0 | 0 | 0 | 0.04266 | 0.087342 | 0.16826 | 0.044823 | 0.34741 | 0.099495 | 0.11522 | 0.13615 | 0.070048 | 0.075169 | 0.056589 | 0.06868 | 0.068072 | 0.072835 | 0.057662 | 0.085599 | 0.048338 | 0.050303 | 0.063478 | 0.075456 | 0.084985 | 0.082578 | 0.051672 | 0.063719
| 61 | 20485719.6063 | 20485719.6063 | 16728910.8388 | 16728910.8388 |  | 566416.875 | 594672.5625 | 649181.125 | 792366.375 | 873185.0625 | 1223045.625 | 1360198.875 | 1487225.75 | 1720380.268 | 1851010.009 | 2025407.939 | 2156717.302 | 2284932.872 | 2447277.359 | 2650748.424 | 2802191.607 | 3029642.85 | 3211019.342 | 3330489.206 | 3514192.795 | 3784251.757 | 4163185.371 | 4505683.934 | 4712637 | 566416.875 | 594672.5625 | 649181.125 | 792366.375 | 873185.0625 | 1223045.625 | 1360198.875 | 1487225.75 | 1720380.268 | 1851010.009 | 2025407.939 | 2156717.302 | 2284932.872 | 2447277.359 | 2650748.424 | 2802191.607 | 3029642.85 | 3211019.342 | 3330489.206 | 3514192.795 | 3784251.757 | 4163185.371 | 4505683.934 | 4712637 | 0.048681 | 0.087701 | 0.19931 | 0.097124 | 0.33695 | 0.10629 | 0.089282 | 0.14563 | 0.073186 | 0.09004 | 0.062816 | 0.057749 | 0.068639 | 0.079866 | 0.05556 | 0.078043 | 0.058144 | 0.036531 | 0.053691 | 0.074038 | 0.095432 | 0.079059 | 0.044908 | 0.063795
| 62 | 18750961.8501 | 0 | 15295789.5955 | 0 |  | 501793.7188 | 535326.75 | 583621.5 | 739938.4375 | 765002.1875 | 1090899 | 1219429.625 | 1383810.75 | 1581955.143 | 1738952.134 | 1899644.314 | 1991114.552 | 2099552.247 | 2250616.359 | 2412689.674 | 2562307.357 | 2762291.6 | 2898017.092 | 3059806.206 | 3237479.295 | 3476121.007 | 3804586.871 | 4140596.934 | 4370907 | 0 | 0 | 0 | 0 | 0 | 0 | 0 | 1383810.75 | 0 | 1738952.134 | 1899644.314 | 1991114.552 | 0 | 0 | 0 | 0 | 0 | 0 | 0 | 0 | 0 | 0 | 0 | 0 | 0.064688 | 0.086375 | 0.23731 | 0.033312 | 0.35488 | 0.11138 | 0.12646 | 0.13382 | 0.094621 | 0.088384 | 0.047028 | 0.05303 | 0.06948 | 0.069538 | 0.060166 | 0.075152 | 0.047966 | 0.054325 | 0.056443 | 0.071122 | 0.09029 | 0.084633 | 0.054131 | 0.070734
| 63 | 17138583.2829 | 0 | 13936932.1403 | 0 |  | 500668.8438 | 540667.125 | 590695.25 | 711975.625 | 682863.375 | 959647.5625 | 1073590.875 | 1214996.5 | 1435467.768 | 1552512.509 | 1682102.564 | 1750410.802 | 1863144.622 | 2025366.609 | 2175902.924 | 2325423.357 | 2530824.35 | 2658022.092 | 2819176.706 | 3004619.045 | 3231534.007 | 3548007.621 | 3836471.434 | 4011873.75 | 0 | 0 | 0 | 0 | 0 | 0 | 0 | 0 | 0 | 0 | 0 | 0 | 0 | 0 | 0 | 0 | 0 | 0 | 0 | 0 | 0 | 0 | 0 | 0 | 0.076859 | 0.088496 | 0.18674 | -0.041749 | 0.34027 | 0.1122 | 0.12373 | 0.16675 | 0.078384 | 0.08017 | 0.039806 | 0.062415 | 0.083485 | 0.071693 | 0.066458 | 0.084643 | 0.049037 | 0.058863 | 0.063706 | 0.072806 | 0.093429 | 0.078167 | 0.044705 | 0.069855
| 64 | 16622014.6567 | 0 | 13503698.7186 | 0 |  | 501308.25 | 538900.25 | 585969.5625 | 691281.75 | 674725.9375 | 941056.5 | 1037783.4375 | 1169414 | 1378632.018 | 1492589.009 | 1610886.939 | 1673807.177 | 1794664.372 | 1955011.234 | 2100731.924 | 2243124.857 | 2440051.35 | 2581194.092 | 2722669.706 | 2904412.795 | 3131557.507 | 3450746.371 | 3738461.934 | 3930507.5 | 0 | 0 | 0 | 0 | 0 | 0 | 0 | 0 | 0 | 0 | 0 | 0 | 0 | 0 | 0 | 0 | 0 | 0 | 0 | 0 | 0 | 0 | 0 | 0 | 0.072309 | 0.083737 | 0.16528 | -0.024241 | 0.3327 | 0.097839 | 0.11942 | 0.16459 | 0.07942 | 0.076273 | 0.038316 | 0.069717 | 0.085578 | 0.07189 | 0.065584 | 0.084149 | 0.056233 | 0.053361 | 0.064618 | 0.075299 | 0.09706 | 0.080084 | 0.050094 | 0.065332
| 65 | 21084420.9003 | 21084420.9003 | 17420230.6252 | 17420230.6252 |  | 684754.375 | 676710.4375 | 714658.1875 | 887101 | 1041178.125 | 1381032.5 | 1484996.25 | 1599768.625 | 1782997.268 | 1913501.384 | 2081130.689 | 2179647.052 | 2315666.372 | 2470328.109 | 2615888.174 | 2751425.107 | 2972082.6 | 3129692.592 | 3274834.456 | 3428053.795 | 3690469.757 | 4028909.871 | 4397954.934 | 4629667 | 684754.375 | 676710.4375 | 714658.1875 | 887101 | 1041178.125 | 1381032.5 | 1484996.25 | 1599768.625 | 1782997.268 | 1913501.384 | 2081130.689 | 2179647.052 | 2315666.372 | 2470328.109 | 2615888.174 | 2751425.107 | 2972082.6 | 3129692.592 | 3274834.456 | 3428053.795 | 3690469.757 | 4028909.871 | 4397954.934 | 4629667 | -0.011817 | 0.054561 | 0.21615 | 0.16015 | 0.28248 | 0.072581 | 0.074447 | 0.10844 | 0.070639 | 0.083977 | 0.046252 | 0.060535 | 0.064653 | 0.057253 | 0.050515 | 0.077144 | 0.051672 | 0.045333 | 0.045725 | 0.073761 | 0.087742 | 0.087644 | 0.051345 | 0.061467
| 66 | 17047080.3678 | 0 | 13860184.9543 | 0 |  | 509903.6562 | 540427.9375 | 590646.0625 | 691201.4375 | 687778.3125 | 969587.625 | 1055664.875 | 1200566.75 | 1414312.768 | 1538500.009 | 1662392.439 | 1744109.177 | 1858409.497 | 2018375.359 | 2166244.174 | 2310795.607 | 2515969.6 | 2658791.842 | 2803198.456 | 2978446.045 | 3201459.007 | 3533714.621 | 3817014.684 | 4011509.25 | 0 | 0 | 0 | 0 | 0 | 0 | 0 | 0 | 0 | 0 | 0 | 0 | 0 | 0 | 0 | 0 | 0 | 0 | 0 | 0 | 0 | 0 | 0 | 0 | 0.05814 | 0.088856 | 0.15721 | -0.0049647 | 0.3434 | 0.085055 | 0.12862 | 0.16385 | 0.084164 | 0.07745 | 0.047986 | 0.063477 | 0.082572 | 0.070702 | 0.064597 | 0.085066 | 0.055214 | 0.052889 | 0.060641 | 0.072205 | 0.098743 | 0.077119 | 0.049699 | 0.065756
| 67 | 16829460.0983 | 0 | 13652053.9243 | 0 |  | 496171.1875 | 540286.1875 | 599264.375 | 694829.4375 | 681625.25 | 944609.6875 | 1036718.5 | 1176011.5 | 1386467.393 | 1501878.509 | 1635949.189 | 1703652.177 | 1811632.622 | 1977548.609 | 2125670.424 | 2272330.857 | 2483653.85 | 2626440.842 | 2780091.206 | 2964068.295 | 3186707.507 | 3519357.621 | 3811040.184 | 4004574.25 | 0 | 0 | 0 | 0 | 0 | 0 | 0 | 0 | 0 | 0 | 0 | 0 | 0 | 0 | 0 | 0 | 0 | 0 | 0 | 0 | 0 | 0 | 0 | 0 | 0.085178 | 0.1036 | 0.14796 | -0.019186 | 0.32629 | 0.093044 | 0.12607 | 0.16463 | 0.079958 | 0.085507 | 0.040551 | 0.061454 | 0.08763 | 0.072229 | 0.066719 | 0.088925 | 0.055899 | 0.056854 | 0.064079 | 0.072426 | 0.09929 | 0.079624 | 0.049535 | 0.063069
| 68 | 17470107.759 | 0 | 14172807.7705 | 0 |  | 488988.4062 | 534919.75 | 591249.375 | 708862.1875 | 690977.4375 | 977198.9375 | 1081417.875 | 1223307.875 | 1440815.518 | 1567630.259 | 1707133.314 | 1784622.552 | 1906206.372 | 2083402.109 | 2238931.674 | 2394766.607 | 2602999.85 | 2758642.592 | 2898497.706 | 3107420.795 | 3322721.757 | 3647665.621 | 3941513.434 | 4155772.75 | 0 | 0 | 0 | 0 | 0 | 0 | 0 | 0 | 0 | 0 | 0 | 0 | 0 | 0 | 0 | 0 | 0 | 0 | 0 | 0 | 0 | 0 | 0 | 0 | 0.089778 | 0.10012 | 0.18142 | -0.025554 | 0.34658 | 0.10134 | 0.12329 | 0.16365 | 0.084356 | 0.08525 | 0.044391 | 0.065908 | 0.088887 | 0.071997 | 0.067287 | 0.083379 | 0.058074 | 0.049454 | 0.0696 | 0.066991 | 0.093303 | 0.077477 | 0.052934 | 0.068373
| 69 | 16971533.6264 | 0 | 13759729.2118 | 0 |  | 469438.2812 | 512774.3438 | 569727.75 | 683408.125 | 649407.3125 | 923468.375 | 1036019.4375 | 1189900 | 1414633.518 | 1553144.009 | 1667357.689 | 1745870.302 | 1873826.497 | 2029364.234 | 2174411.424 | 2323090.107 | 2538526.85 | 2675502.342 | 2827312.956 | 3031349.295 | 3241975.257 | 3555964.621 | 3838251.934 | 4039239.75 | 0 | 0 | 0 | 0 | 0 | 0 | 0 | 0 | 0 | 0 | 0 | 0 | 0 | 0 | 0 | 0 | 0 | 0 | 0 | 0 | 0 | 0 | 0 | 0 | 0.088299 | 0.10532 | 0.18193 | -0.051032 | 0.35208 | 0.115 | 0.13848 | 0.173 | 0.093411 | 0.070959 | 0.046013 | 0.070729 | 0.07974 | 0.069035 | 0.06614 | 0.088686 | 0.052553 | 0.05519 | 0.069681 | 0.067175 | 0.092444 | 0.076391 | 0.051039 | 0.072578
| 70 | 17842214.925 | 0 | 14493601.5972 | 0 |  | 510290.7188 | 547621.8125 | 596810.4375 | 712896.4375 | 716949.1875 | 998402.25 | 1111814.375 | 1265380.125 | 1482333.268 | 1615283.634 | 1759217.689 | 1848783.802 | 1969690.247 | 2133956.359 | 2288359.674 | 2437933.857 | 2624418.35 | 2788235.842 | 2939563.956 | 3106583.045 | 3354309.757 | 3717981.121 | 4008982.684 | 4223012 | 0 | 0 | 0 | 0 | 0 | 0 | 0 | 0 | 0 | 0 | 0 | 0 | 0 | 0 | 0 | 0 | 0 | 0 | 0 | 0 | 0 | 0 | 0 | 0 | 0.070604 | 0.086015 | 0.17774 | 0.0056688 | 0.33115 | 0.10759 | 0.12938 | 0.15824 | 0.085893 | 0.085359 | 0.049659 | 0.063348 | 0.080101 | 0.069858 | 0.063316 | 0.073708 | 0.06055 | 0.052852 | 0.055262 | 0.076723 | 0.10293 | 0.075357 | 0.052011 | 0.063641
| 71 | 17663024.2108 | 0 | 14395710.2545 | 0 |  | 488014.2812 | 533276.25 | 580787.6875 | 708413.25 | 714372.6875 | 1012553.5 | 1124812.5 | 1267010.75 | 1494508.268 | 1617495.009 | 1766453.939 | 1847105.677 | 1958089.497 | 2109393.484 | 2263359.924 | 2401053.857 | 2623408.6 | 2753766.842 | 2887480.206 | 3052488.795 | 3285589.257 | 3611467.121 | 3908143.434 | 4127259.75 | 0 | 0 | 0 | 0 | 0 | 0 | 0 | 0 | 0 | 0 | 0 | 0 | 0 | 0 | 0 | 0 | 0 | 0 | 0 | 0 | 0 | 0 | 0 | 0 | 0.088695 | 0.085346 | 0.19864 | 0.0083772 | 0.34883 | 0.10514 | 0.11904 | 0.16514 | 0.079081 | 0.088095 | 0.044646 | 0.058349 | 0.074431 | 0.07045 | 0.059057 | 0.088567 | 0.048495 | 0.047414 | 0.055573 | 0.073589 | 0.094568 | 0.078948 | 0.054551 | 0.06848
| 72 | 16675851.5506 | 0 | 13546916.2969 | 0 |  | 510814.4062 | 540422.375 | 592658.25 | 695614.625 | 667615.75 | 929028.625 | 1033481.3125 | 1176515 | 1382308.268 | 1499273.759 | 1624102.439 | 1682660.177 | 1793809.497 | 1956753.234 | 2106244.549 | 2248307.607 | 2454662.6 | 2594846.842 | 2736631.706 | 2918029.295 | 3144131.257 | 3472037.371 | 3740756.684 | 3941803.75 | 0 | 0 | 0 | 0 | 0 | 0 | 0 | 0 | 0 | 0 | 0 | 0 | 0 | 0 | 0 | 0 | 0 | 0 | 0 | 0 | 0 | 0 | 0 | 0 | 0.056345 | 0.092267 | 0.16018 | -0.041083 | 0.33043 | 0.10655 | 0.12962 | 0.1612 | 0.081226 | 0.079974 | 0.035421 | 0.063966 | 0.086945 | 0.07362 | 0.065271 | 0.087812 | 0.055538 | 0.0532 | 0.064181 | 0.074629 | 0.099204 | 0.074546 | 0.052351 | 0.06669
| 73 | 16793117.5044 | 0 | 13658868.7472 | 0 |  | 516800.2812 | 560725.5625 | 615829.25 | 701378.875 | 686488.625 | 955619.0625 | 1048233.875 | 1183926 | 1383822.893 | 1494333.634 | 1616321.564 | 1691170.427 | 1797934.997 | 1961237.734 | 2115553.924 | 2271724.107 | 2468385.6 | 2599068.342 | 2737054.456 | 2924108.795 | 3145562.007 | 3476869.871 | 3750206.184 | 3951186 | 0 | 0 | 0 | 0 | 0 | 0 | 0 | 0 | 0 | 0 | 0 | 0 | 0 | 0 | 0 | 0 | 0 | 0 | 0 | 0 | 0 | 0 | 0 | 0 | 0.081575 | 0.093738 | 0.13008 | -0.021459 | 0.33077 | 0.092503 | 0.12173 | 0.15601 | 0.07683 | 0.078473 | 0.045268 | 0.061218 | 0.086937 | 0.075741 | 0.071222 | 0.083025 | 0.051589 | 0.051729 | 0.066107 | 0.073003 | 0.10014 | 0.075678 | 0.052205 | 0.062771
| 74 | 17836767.6629 | 0 | 14539128.8515 | 0 |  | 538511.625 | 571436.6875 | 628524.0625 | 734787.75 | 735047.1875 | 1020287.75 | 1133095.125 | 1259740.875 | 1481118.143 | 1610813.759 | 1735229.939 | 1837553.552 | 1942642.497 | 2107760.734 | 2252744.424 | 2407728.357 | 2623509.35 | 2769353.592 | 2901668.456 | 3101595.795 | 3324660.507 | 3669357.371 | 3941966.684 | 4129801 | 0 | 0 | 628524.0625 | 0 | 0 | 0 | 0 | 0 | 0 | 0 | 0 | 0 | 0 | 0 | 0 | 0 | 0 | 0 | 0 | 0 | 0 | 0 | 0 | 0 | 0.059345 | 0.095221 | 0.15621 | 0.00035302 | 0.32791 | 0.10487 | 0.10595 | 0.16189 | 0.083942 | 0.0744 | 0.057295 | 0.055614 | 0.081577 | 0.066523 | 0.066534 | 0.085829 | 0.054101 | 0.046672 | 0.066631 | 0.069451 | 0.098649 | 0.071663 | 0.046549 | 0.062428
| 75 | 16939719.2234 | 0 | 13755999.3546 | 0 |  | 498744.6562 | 544901.125 | 593559.375 | 695913.125 | 669382.125 | 941941.75 | 1042890.125 | 1186963.125 | 1402664.393 | 1520184.884 | 1657212.814 | 1721165.302 | 1832266.372 | 1998785.609 | 2153338.924 | 2314716.857 | 2523673.6 | 2643196.092 | 2787628.956 | 2980846.795 | 3204348.507 | 3523649.871 | 3801650.934 | 4019924.25 | 0 | 0 | 0 | 0 | 0 | 0 | 0 | 0 | 0 | 0 | 0 | 0 | 0 | 0 | 0 | 0 | 0 | 0 | 0 | 0 | 0 | 0 | 0 | 0 | 0.08851 | 0.085533 | 0.15909 | -0.03887 | 0.34159 | 0.10181 | 0.1294 | 0.16698 | 0.080458 | 0.086305 | 0.037864 | 0.062552 | 0.086986 | 0.07448 | 0.072268 | 0.086428 | 0.046273 | 0.053203 | 0.067016 | 0.072301 | 0.094989 | 0.075938 | 0.055828 | 0.068076
| 76 | 17432604.4494 | 0 | 14203200.8904 | 0 |  | 527332.5625 | 556878.25 | 602557.875 | 708075.4375 | 716746.25 | 1001352.25 | 1097707.5 | 1250975.75 | 1460420.018 | 1589919.134 | 1709869.564 | 1780730.302 | 1904033.872 | 2062287.109 | 2217643.674 | 2352675.107 | 2550634.1 | 2683940.092 | 2821759.206 | 3013804.295 | 3241819.507 | 3564636.371 | 3866734.434 | 4087710.5 | 0 | 0 | 0 | 0 | 0 | 0 | 0 | 0 | 0 | 0 | 0 | 0 | 0 | 0 | 0 | 0 | 0 | 0 | 0 | 0 | 0 | 0 | 0 | 0 | 0.054515 | 0.078837 | 0.16137 | 0.012171 | 0.33438 | 0.091873 | 0.1307 | 0.1548 | 0.084959 | 0.072734 | 0.040606 | 0.066951 | 0.079841 | 0.07263 | 0.059108 | 0.080789 | 0.050944 | 0.050075 | 0.065843 | 0.072932 | 0.094927 | 0.081348 | 0.055575 | 0.063286
| 77 | 17097955.7775 | 0 | 13919894.5205 | 0 |  | 499538.5625 | 528406.5625 | 576148.875 | 696248.6875 | 692700.5 | 973873.9375 | 1080647.875 | 1223517.5 | 1425454.143 | 1550381.259 | 1675512.439 | 1756497.552 | 1857664.747 | 2024770.734 | 2178701.424 | 2324901.857 | 2525348.6 | 2664287.342 | 2825235.956 | 3003002.295 | 3215680.257 | 3523996.371 | 3796981.184 | 3982142.75 | 0 | 0 | 0 | 0 | 0 | 0 | 0 | 0 | 0 | 0 | 0 | 0 | 0 | 0 | 0 | 0 | 0 | 0 | 0 | 0 | 0 | 0 | 0 | 0 | 0.056181 | 0.0865 | 0.18934 | -0.0051092 | 0.34068 | 0.10403 | 0.12417 | 0.15276 | 0.08401 | 0.077618 | 0.047203 | 0.055998 | 0.086136 | 0.073273 | 0.064949 | 0.082701 | 0.053557 | 0.058655 | 0.061021 | 0.068426 | 0.091557 | 0.074611 | 0.047614 | 0.066749
| 78 | 17959479.0113 | 0 | 14661171.273 | 0 |  | 544777.9375 | 557724.0625 | 605995.5625 | 736086.0625 | 773975.375 | 1093953.125 | 1172151 | 1292686 | 1493592.768 | 1638372.884 | 1759104.064 | 1847406.052 | 1964971.497 | 2127156.359 | 2267349.424 | 2394423.607 | 2603765.1 | 2741765.842 | 2890961.706 | 3056318.295 | 3285105.007 | 3630871.621 | 3982452.434 | 4182317.75 | 0 | 0 | 0 | 0 | 0 | 0 | 0 | 0 | 0 | 0 | 0 | 0 | 0 | 0 | 0 | 0 | 0 | 0 | 0 | 0 | 0 | 0 | 0 | 0 | 0.023486 | 0.083008 | 0.19447 | 0.050193 | 0.34601 | 0.069043 | 0.097882 | 0.14446 | 0.092519 | 0.071101 | 0.048978 | 0.061695 | 0.079308 | 0.063825 | 0.054531 | 0.083816 | 0.051644 | 0.052987 | 0.055622 | 0.072188 | 0.10007 | 0.092425 | 0.048968 | 0.066406
| 79 | 17134878.7574 | 0 | 13931826.5348 | 0 |  | 510356.5625 | 551927.125 | 594254.4375 | 700981.375 | 696832.875 | 975489.6875 | 1073318.375 | 1210684.625 | 1421605.768 | 1544079.009 | 1666908.314 | 1740047.177 | 1861158.497 | 2026603.609 | 2180510.174 | 2319540.357 | 2522001.35 | 2664975.592 | 2797829.206 | 2984160.795 | 3212303.007 | 3541558.121 | 3836952.184 | 4049337.5 | 0 | 0 | 0 | 0 | 0 | 0 | 0 | 0 | 0 | 0 | 0 | 0 | 0 | 0 | 0 | 0 | 0 | 0 | 0 | 0 | 0 | 0 | 0 | 0 | 0.078306 | 0.073892 | 0.16517 | -0.0059357 | 0.33639 | 0.095571 | 0.12043 | 0.1606 | 0.082641 | 0.076543 | 0.042942 | 0.067287 | 0.085162 | 0.073198 | 0.06181 | 0.083684 | 0.055142 | 0.048649 | 0.064475 | 0.07367 | 0.097579 | 0.080112 | 0.053875 | 0.064425
| 80 | 17391946.2535 | 0 | 14128169.8066 | 0 |  | 524589 | 560913 | 606165.625 | 710243.625 | 715263.4375 | 970389.125 | 1075391.25 | 1220408.25 | 1415463.143 | 1543462.259 | 1678382.439 | 1747453.802 | 1869331.372 | 2051188.984 | 2235898.674 | 2388521.857 | 2595050.35 | 2730915.092 | 2869611.206 | 3050156.295 | 3295045.757 | 3634141.121 | 3888771.434 | 4092639 | 0 | 0 | 0 | 0 | 0 | 0 | 0 | 0 | 0 | 0 | 0 | 0 | 0 | 0 | 0 | 0 | 0 | 0 | 0 | 0 | 0 | 0 | 0 | 0 | 0.066951 | 0.077587 | 0.15845 | 0.0070429 | 0.30505 | 0.10274 | 0.1265 | 0.14827 | 0.086571 | 0.083802 | 0.040329 | 0.067421 | 0.092839 | 0.086224 | 0.066031 | 0.082931 | 0.051031 | 0.04954 | 0.061016 | 0.077227 | 0.097953 | 0.06772 | 0.051097 | 0.057715
| 81 | 17228078.1837 | 0 | 14011710.8933 | 0 |  | 519292.3125 | 557048.9375 | 604344.3125 | 708333.5 | 692303 | 969738.25 | 1076419.875 | 1220331.625 | 1431845.143 | 1553684.009 | 1681094.189 | 1756929.302 | 1875253.747 | 2026126.734 | 2184513.174 | 2329142.607 | 2538948.85 | 2673403.092 | 2818314.956 | 2999340.795 | 3227865.507 | 3557381.871 | 3864100.684 | 4050227.5 | 0 | 0 | 0 | 0 | 0 | 0 | 0 | 0 | 0 | 0 | 0 | 0 | 0 | 0 | 0 | 0 | 0 | 0 | 0 | 0 | 0 | 0 | 0 | 0 | 0.070186 | 0.081491 | 0.15877 | -0.022891 | 0.337 | 0.10437 | 0.12548 | 0.15984 | 0.081665 | 0.078816 | 0.044123 | 0.065176 | 0.077382 | 0.075267 | 0.064107 | 0.08625 | 0.051602 | 0.052787 | 0.062253 | 0.073429 | 0.097204 | 0.082704 | 0.047044 | 0.065751
| 82 | 17315710.409 | 0 | 14088268.666 | 0 |  | 548146.75 | 573846.0625 | 625682.5 | 712050.3125 | 713111.875 | 982146.1875 | 1068012.5 | 1210066.25 | 1417127.268 | 1544690.384 | 1672927.689 | 1750990.677 | 1869034.622 | 2035917.234 | 2181410.174 | 2347535.857 | 2555497.1 | 2691889.342 | 2829035.206 | 3006203.545 | 3251763.007 | 3578799.371 | 3854210.684 | 4062845.75 | 0 | 0 | 0 | 0 | 0 | 0 | 0 | 0 | 0 | 0 | 0 | 0 | 0 | 0 | 0 | 0 | 0 | 0 | 0 | 0 | 0 | 0 | 0 | 0 | 0.045818 | 0.086482 | 0.12931 | 0.0014897 | 0.3201 | 0.083815 | 0.12488 | 0.15796 | 0.086192 | 0.079752 | 0.045607 | 0.06524 | 0.085524 | 0.069025 | 0.073395 | 0.084881 | 0.051997 | 0.049692 | 0.060742 | 0.078519 | 0.09583 | 0.074139 | 0.052717 | 0.059987
| 83 | 16954671.246 | 0 | 13791764.712 | 0 |  | 516524.4688 | 554882.6875 | 598794.9375 | 688135.9375 | 666153.625 | 935585.625 | 1036168.5 | 1184168.25 | 1412474.893 | 1534153.884 | 1664301.814 | 1746999.177 | 1862418.497 | 2013707.109 | 2159694.174 | 2298227.357 | 2501776.85 | 2637953.842 | 2776914.456 | 2955948.295 | 3179479.007 | 3501432.621 | 3786264.934 | 3987380.75 | 0 | 0 | 0 | 0 | 0 | 0 | 0 | 0 | 0 | 0 | 0 | 0 | 0 | 0 | 0 | 0 | 0 | 0 | 0 | 0 | 0 | 0 | 0 | 0 | 0.071634 | 0.076162 | 0.13907 | -0.032466 | 0.33965 | 0.10211 | 0.13351 | 0.1763 | 0.082636 | 0.081427 | 0.048494 | 0.063976 | 0.078101 | 0.069989 | 0.062171 | 0.084863 | 0.053002 | 0.051337 | 0.062479 | 0.072898 | 0.096455 | 0.078208 | 0.051755 | 0.067132
| 84 | 16895337.7301 | 0 | 13728291.5093 | 0 |  | 518906.9062 | 564276.5625 | 608274.6875 | 713283.625 | 688588 | 951511.5625 | 1040756.8125 | 1186097.625 | 1394120.393 | 1514626.759 | 1635470.939 | 1708155.802 | 1818556.872 | 1971334.734 | 2132343.674 | 2275696.857 | 2476125.85 | 2608693.842 | 2754668.706 | 2936478.545 | 3171324.757 | 3515164.871 | 3799250.434 | 3988615 | 0 | 0 | 0 | 0 | 0 | 0 | 0 | 0 | 0 | 0 | 0 | 0 | 0 | 0 | 0 | 0 | 0 | 0 | 0 | 0 | 0 | 0 | 0 | 0 | 0.08382 | 0.075082 | 0.15925 | -0.035236 | 0.32341 | 0.089652 | 0.13072 | 0.1616 | 0.082905 | 0.076762 | 0.043484 | 0.062629 | 0.080668 | 0.078511 | 0.065065 | 0.084409 | 0.052154 | 0.054448 | 0.063914 | 0.076938 | 0.10294 | 0.077717 | 0.04864 | 0.064509
| 85 | 17885669.8712 | 0 | 14653700.0342 | 0 |  | 535917.25 | 555045.3125 | 612403.4375 | 755577.8125 | 765120.75 | 1076188.875 | 1178533.5 | 1322568.625 | 1547670.268 | 1656636.384 | 1797455.439 | 1851614.177 | 1959228.247 | 2107822.234 | 2245435.924 | 2376861.857 | 2577024.35 | 2688323.092 | 2825942.956 | 3007020.795 | 3243701.757 | 3564773.371 | 3894085.684 | 4068922 | 0 | 0 | 0 | 755577.8125 | 0 | 0 | 0 | 0 | 0 | 0 | 0 | 0 | 0 | 0 | 0 | 0 | 0 | 0 | 0 | 0 | 0 | 0 | 0 | 0 | 0.03507 | 0.098342 | 0.21009 | 0.012551 | 0.34115 | 0.090845 | 0.1153 | 0.15717 | 0.068039 | 0.081583 | 0.029686 | 0.056493 | 0.073105 | 0.063244 | 0.056881 | 0.080854 | 0.042282 | 0.049924 | 0.062108 | 0.075765 | 0.094385 | 0.088358 | 0.043919 | 0.069466
| 86 | 16267567.9948 | 0 | 13175560.7908 | 0 |  | 460847.3125 | 497953.3438 | 548165.875 | 664786.5 | 637411.1875 | 893651.9375 | 995839.3125 | 1138198.5 | 1345402.268 | 1465998.884 | 1596042.939 | 1656163.677 | 1774762.872 | 1924983.484 | 2069729.299 | 2222107.607 | 2430595.6 | 2565766.592 | 2707256.956 | 2889638.295 | 3109617.507 | 3429466.621 | 3700260.934 | 3890023 | 0 | 0 | 0 | 0 | 0 | 0 | 0 | 0 | 0 | 0 | 0 | 0 | 0 | 0 | 0 | 0 | 0 | 0 | 0 | 0 | 0 | 0 | 0 | 0 | 0.07744 | 0.096072 | 0.19289 | -0.042051 | 0.3379 | 0.10827 | 0.13362 | 0.16725 | 0.085844 | 0.084991 | 0.036976 | 0.069163 | 0.081251 | 0.0725 | 0.071038 | 0.08968 | 0.054121 | 0.053679 | 0.065195 | 0.073368 | 0.097905 | 0.075999 | 0.050012 | 0.069769
| 87 | 17062302.5481 | 0 | 13863944.5632 | 0 |  | 532479.875 | 566761.1875 | 612748.125 | 728232.3125 | 711737.875 | 978996.0625 | 1060645.875 | 1203244.875 | 1395577.268 | 1508442.759 | 1636158.689 | 1701305.927 | 1832235.247 | 2001716.109 | 2128554.424 | 2283996.357 | 2503190.85 | 2635825.342 | 2787926.956 | 2969666.295 | 3200154.507 | 3529385.371 | 3843946.434 | 4047003.25 | 0 | 0 | 0 | 0 | 0 | 0 | 0 | 0 | 0 | 0 | 0 | 0 | 0 | 0 | 0 | 0 | 0 | 0 | 0 | 0 | 0 | 0 | 0 | 0 | 0.062393 | 0.078016 | 0.17267 | -0.02291 | 0.31882 | 0.080106 | 0.12614 | 0.14829 | 0.07777 | 0.081273 | 0.039045 | 0.074141 | 0.088468 | 0.061438 | 0.070484 | 0.09164 | 0.05163 | 0.056102 | 0.063151 | 0.07475 | 0.097925 | 0.085376 | 0.051477 | 0.062881
| 88 | 18184613.4395 | 0 | 14792136.1372 | 0 |  | 529223.875 | 562378.6875 | 620566 | 733021.5625 | 741094.6875 | 1028423.3125 | 1152467 | 1324058.25 | 1519073.268 | 1644828.259 | 1778700.814 | 1838294.427 | 1986965.497 | 2160108.109 | 2327451.924 | 2460401.857 | 2673100.6 | 2819855.342 | 2987435.706 | 3180216.795 | 3409096.257 | 3759254.121 | 4064660.434 | 4270169 | 0 | 0 | 0 | 0 | 0 | 0 | 0 | 0 | 0 | 0 | 0 | 0 | 0 | 0 | 0 | 0 | 0 | 0 | 0 | 0 | 0 | 0 | 0 | 0 | 0.060764 | 0.098457 | 0.16654 | 0.010953 | 0.32765 | 0.11388 | 0.1388 | 0.1374 | 0.079536 | 0.078247 | 0.032955 | 0.07777 | 0.08355 | 0.074616 | 0.055551 | 0.082914 | 0.053447 | 0.05773 | 0.062534 | 0.069498 | 0.097773 | 0.07811 | 0.049323 | 0.062257
| 89 | 17008854.1861 | 0 | 13841713.4213 | 0 |  | 513711.4688 | 550497.8125 | 596328 | 695260.8125 | 680006 | 944174.6875 | 1042689.5 | 1192946.75 | 1410464.893 | 1533247.509 | 1665300.939 | 1745483.302 | 1862361.122 | 2015384.859 | 2173429.424 | 2323249.607 | 2515623.6 | 2650721.842 | 2786340.206 | 2975052.795 | 3198973.757 | 3515065.121 | 3781015.184 | 3974869 | 0 | 0 | 0 | 0 | 0 | 0 | 0 | 0 | 0 | 0 | 0 | 0 | 0 | 0 | 0 | 0 | 0 | 0 | 0 | 0 | 0 | 0 | 0 | 0 | 0.069161 | 0.079968 | 0.1535 | -0.022185 | 0.32821 | 0.099248 | 0.13462 | 0.16749 | 0.083469 | 0.082618 | 0.047026 | 0.064814 | 0.078965 | 0.075496 | 0.066661 | 0.079554 | 0.052311 | 0.049897 | 0.065533 | 0.072568 | 0.094228 | 0.072934 | 0.049999 | 0.064441
| 90 | 17204368.4557 | 0 | 14028802.6476 | 0 |  | 518755.3125 | 548570.25 | 599657.875 | 715606.1875 | 713829 | 979909.5625 | 1085052.625 | 1227837.875 | 1430202.143 | 1551305.134 | 1684711.189 | 1763974.552 | 1878564.247 | 2046697.359 | 2185296.424 | 2332847.607 | 2518085.35 | 2657242.092 | 2796304.956 | 2980976.295 | 3202718.757 | 3513449.871 | 3795952.184 | 3998603.5 | 0 | 0 | 0 | 0 | 0 | 0 | 0 | 0 | 0 | 0 | 0 | 0 | 0 | 0 | 0 | 0 | 0 | 0 | 0 | 0 | 0 | 0 | 0 | 0 | 0.055883 | 0.089044 | 0.17677 | -0.0024866 | 0.31682 | 0.10192 | 0.12363 | 0.15256 | 0.081281 | 0.082498 | 0.045975 | 0.062938 | 0.08572 | 0.065524 | 0.065338 | 0.076409 | 0.05379 | 0.05101 | 0.063952 | 0.071749 | 0.092598 | 0.077337 | 0.05201 | 0.061612
| 91 | 18065172.706 | 0 | 14739624.1805 | 0 |  | 527848.4375 | 559271.625 | 613630.25 | 741883 | 770772.5 | 1068583.75 | 1176906 | 1318132.625 | 1518951.393 | 1630648.134 | 1785719.314 | 1863501.552 | 1974691.247 | 2122313.984 | 2288918.174 | 2433054.857 | 2634650.35 | 2778301.842 | 2907857.456 | 3077034.545 | 3337598.257 | 3662627.121 | 3984440.684 | 4216850.5 | 0 | 0 | 0 | 0 | 0 | 0 | 0 | 0 | 0 | 0 | 0 | 0 | 0 | 0 | 0 | 0 | 0 | 0 | 0 | 0 | 0 | 0 | 0 | 0 | 0.057826 | 0.092757 | 0.1898 | 0.038202 | 0.3267 | 0.096555 | 0.11333 | 0.1418 | 0.070957 | 0.090844 | 0.042636 | 0.057955 | 0.072095 | 0.075572 | 0.061068 | 0.079603 | 0.053089 | 0.045577 | 0.05655 | 0.081285 | 0.092929 | 0.084216 | 0.056692 | 0.061706
| 92 | 21332993.5745 | 21332993.5745 | 17358196.9192 | 17358196.9192 |  | 592364.125 | 601051.75 | 641975.9375 | 775350.5625 | 891441.375 | 1264409.625 | 1408430 | 1543203.125 | 1772792.893 | 1912649.384 | 2103841.814 | 2227446.302 | 2394434.622 | 2596025.109 | 2791956.424 | 2945310.357 | 3157446.85 | 3356358.092 | 3505474.456 | 3706313.545 | 4023574.757 | 4355325.871 | 4739613.934 | 5047907.5 | 592364.125 | 601051.75 | 641975.9375 | 775350.5625 | 891441.375 | 1264409.625 | 1408430 | 1543203.125 | 1772792.893 | 1912649.384 | 2103841.814 | 2227446.302 | 2394434.622 | 2596025.109 | 2791956.424 | 2945310.357 | 3157446.85 | 3356358.092 | 3505474.456 | 3706313.545 | 4023574.757 | 4355325.871 | 4739613.934 | 5047907.5 | 0.01456 | 0.06587 | 0.18876 | 0.13952 | 0.34952 | 0.10787 | 0.091385 | 0.1387 | 0.075933 | 0.095276 | 0.057091 | 0.072291 | 0.080834 | 0.072761 | 0.053472 | 0.06955 | 0.061093 | 0.043469 | 0.055712 | 0.082133 | 0.079229 | 0.084556 | 0.063018 | 0.066457
| 93 | 18076361.6242 | 0 | 14750504.6067 | 0 |  | 514536.5 | 547465.625 | 595970.3125 | 711759.125 | 726692.3125 | 1041104.5 | 1175516.5 | 1321516.625 | 1543509.018 | 1658226.509 | 1814691.814 | 1895993.427 | 1984134.747 | 2166268.609 | 2320093.924 | 2457688.857 | 2652328.85 | 2784250.592 | 2935663.456 | 3108413.545 | 3344258.757 | 3674425.621 | 3980975.434 | 4200458.5 | 0 | 0 | 0 | 0 | 0 | 0 | 0 | 0 | 0 | 0 | 0 | 0 | 0 | 0 | 0 | 0 | 0 | 0 | 0 | 0 | 0 | 0 | 0 | 0 | 0.062033 | 0.084891 | 0.17755 | 0.020764 | 0.35953 | 0.12143 | 0.11707 | 0.15528 | 0.07169 | 0.090167 | 0.043827 | 0.04544 | 0.087823 | 0.068602 | 0.057614 | 0.076217 | 0.048541 | 0.052955 | 0.057179 | 0.073133 | 0.094152 | 0.08013 | 0.053667 | 0.068722
| 94 | 16963890.8871 | 0 | 13769997.1869 | 0 |  | 519009.5312 | 552057.4375 | 600090.3125 | 699330.875 | 687480.5 | 945851.375 | 1044032.125 | 1184982.25 | 1397785.518 | 1517080.259 | 1637161.189 | 1702907.177 | 1833542.122 | 1990627.484 | 2145868.924 | 2297950.107 | 2497477.1 | 2649773.592 | 2795366.456 | 2992362.545 | 3212053.507 | 3548747.121 | 3816152.684 | 4017522.25 | 0 | 0 | 0 | 0 | 0 | 0 | 0 | 0 | 0 | 0 | 0 | 0 | 0 | 0 | 0 | 0 | 0 | 0 | 0 | 0 | 0 | 0 | 0 | 0 | 0.06173 | 0.083428 | 0.15304 | -0.017091 | 0.31905 | 0.09876 | 0.12664 | 0.16516 | 0.081898 | 0.076176 | 0.039373 | 0.073913 | 0.0822 | 0.075095 | 0.068473 | 0.083264 | 0.059193 | 0.053489 | 0.0681 | 0.070847 | 0.099684 | 0.072648 | 0.051423 | 0.06204
| 95 | 18911963.0783 | 0 | 15500897.0839 | 0 |  | 570383 | 596011.125 | 635219.9375 | 768682.3125 | 806675.3125 | 1117443.5 | 1236772.625 | 1392188.875 | 1596816.518 | 1731947.134 | 1860087.439 | 1944189.177 | 2104826.997 | 2248002.109 | 2407753.674 | 2574973.857 | 2762199.6 | 2915003.592 | 3037558.206 | 3211925.795 | 3428845.757 | 3769214.371 | 4080288.184 | 4311537.5 | 570383 | 596011.125 | 635219.9375 | 768682.3125 | 806675.3125 | 1117443.5 | 1236772.625 | 1392188.875 | 1596816.518 | 0 | 0 | 0 | 0 | 0 | 0 | 0 | 0 | 0 | 0 | 0 | 0 | 0 | 0 | 0 | 0.043951 | 0.063712 | 0.19071 | 0.048243 | 0.32588 | 0.10146 | 0.11837 | 0.13713 | 0.081234 | 0.071377 | 0.044222 | 0.079388 | 0.065809 | 0.068652 | 0.067145 | 0.070188 | 0.053844 | 0.041183 | 0.055817 | 0.065353 | 0.094643 | 0.079301 | 0.055127 | 0.062086
| 96 | 17611706.8472 | 0 | 14355282.8585 | 0 |  | 512984.8438 | 540235.4375 | 585588.1875 | 704036.4375 | 717994.875 | 998920.8125 | 1116087.75 | 1246167.5 | 1456458.018 | 1590046.634 | 1753024.814 | 1836274.927 | 1939956.247 | 2107368.609 | 2266472.674 | 2419518.107 | 2613373.85 | 2745942.342 | 2896547.206 | 3066238.545 | 3284778.257 | 3607018.121 | 3888126.434 | 4099888 | 0 | 0 | 0 | 0 | 0 | 0 | 0 | 0 | 0 | 0 | 0 | 0 | 0 | 0 | 0 | 0 | 0 | 0 | 0 | 0 | 0 | 0 | 0 | 0 | 0.051759 | 0.080612 | 0.18421 | 0.019632 | 0.33021 | 0.11091 | 0.11024 | 0.15593 | 0.087756 | 0.097579 | 0.046396 | 0.054926 | 0.082775 | 0.072785 | 0.065344 | 0.077074 | 0.049482 | 0.053395 | 0.056932 | 0.068848 | 0.093582 | 0.075046 | 0.053032 | 0.063502
| 97 | 18640371.646 | 0 | 15216177.6367 | 0 |  | 548401.1875 | 575913.25 | 630534.3125 | 745849.1875 | 779206.375 | 1080906 | 1213888.625 | 1345344.5 | 1561853.518 | 1670203.259 | 1835257.814 | 1950219.427 | 2058911.747 | 2216460.359 | 2404231.174 | 2512318.357 | 2734349.6 | 2868044.342 | 3027541.956 | 3210248.045 | 3435534.257 | 3786134.371 | 4100511.434 | 4328500.5 | 548401.1875 | 0 | 630534.3125 | 0 | 0 | 0 | 0 | 0 | 0 | 0 | 0 | 0 | 0 | 0 | 0 | 0 | 0 | 0 | 0 | 0 | 0 | 0 | 0 | 0 | 0.04895 | 0.090611 | 0.16796 | 0.043753 | 0.32728 | 0.11603 | 0.10282 | 0.14922 | 0.067072 | 0.09424 | 0.060757 | 0.054236 | 0.073734 | 0.081319 | 0.043976 | 0.084688 | 0.047737 | 0.054121 | 0.058597 | 0.067824 | 0.097173 | 0.079766 | 0.054109 | 0.060944
| 98 | 17671320.2799 | 0 | 14374126.7236 | 0 |  | 508887.4062 | 547145.0625 | 600743.4375 | 714827.625 | 711218.9375 | 1000035.8125 | 1108404.5 | 1266451.875 | 1479294.393 | 1601194.259 | 1743800.314 | 1840990.177 | 1949764.747 | 2100404.109 | 2252727.924 | 2407291.857 | 2583759.35 | 2732570.842 | 2879069.206 | 3078828.795 | 3310762.757 | 3651051.621 | 3946904.684 | 4160233 | 0 | 0 | 0 | 0 | 0 | 0 | 0 | 0 | 0 | 0 | 0 | 0 | 0 | 0 | 0 | 0 | 0 | 0 | 0 | 0 | 0 | 0 | 0 | 0 | 0.072487 | 0.093454 | 0.17387 | -0.0050611 | 0.34081 | 0.10289 | 0.1333 | 0.15535 | 0.079185 | 0.085317 | 0.054237 | 0.057405 | 0.074421 | 0.070012 | 0.066361 | 0.070743 | 0.055997 | 0.052224 | 0.067082 | 0.072629 | 0.097837 | 0.077916 | 0.052639 | 0.065585
| 99 | 16929763.7444 | 0 | 13746288.7113 | 0 |  | 503855.5 | 549871.8125 | 593885.6875 | 695083.875 | 675946.6875 | 935594 | 1036921.5625 | 1183751.5 | 1401875.268 | 1518760.509 | 1646580.689 | 1725534.677 | 1841983.997 | 2001284.484 | 2147714.299 | 2295085.857 | 2501156.35 | 2646826.592 | 2793682.206 | 2977250.045 | 3203253.757 | 3529246.621 | 3806924.184 | 4007985.75 | 0 | 0 | 0 | 0 | 0 | 0 | 0 | 0 | 0 | 0 | 0 | 0 | 0 | 0 | 0 | 0 | 0 | 0 | 0 | 0 | 0 | 0 | 0 | 0 | 0.087396 | 0.077002 | 0.15735 | -0.027918 | 0.32507 | 0.10283 | 0.13243 | 0.16912 | 0.080084 | 0.080806 | 0.046836 | 0.065306 | 0.082946 | 0.070615 | 0.066366 | 0.085983 | 0.056608 | 0.053999 | 0.06364 | 0.073167 | 0.096917 | 0.075737 | 0.051467 | 0.064272
| 100 | 17175932.6831 | 0 | 13955037.0822 | 0 |  | 501659.3125 | 521135.8438 | 576777.1875 | 700067.4375 | 693852.5625 | 967391.75 | 1064813.5 | 1219228.75 | 1429095.893 | 1557890.134 | 1677705.939 | 1769382.677 | 1877278.872 | 2048207.484 | 2204398.924 | 2347240.857 | 2534663.35 | 2662849.092 | 2826996.956 | 3011075.045 | 3250618.257 | 3556563.371 | 3849844.684 | 4061379.25 | 0 | 0 | 0 | 0 | 0 | 0 | 0 | 0 | 0 | 0 | 0 | 0 | 0 | 0 | 0 | 0 | 0 | 0 | 0 | 0 | 0 | 0 | 0 | 0 | 0.03809 | 0.10145 | 0.19372 | -0.0089172 | 0.33234 | 0.095951 | 0.13542 | 0.15882 | 0.08629 | 0.074095 | 0.053203 | 0.059193 | 0.087142 | 0.07349 | 0.062786 | 0.07682 | 0.049336 | 0.059818 | 0.063082 | 0.076548 | 0.08995 | 0.079238 | 0.05349 | 0.066605
| 101 | 15918345.8038 | 0 | 12794537.0367 | 0 |  | 321033.5 | 409853.5 | 461550.5938 | 611033.875 | 616054.5625 | 830710.1875 | 926776.625 | 1109365.875 | 1330357.643 | 1443635.634 | 1568684.564 | 1635009.177 | 1750525.497 | 1969753.234 | 2110385.549 | 2265310.607 | 2472061.6 | 2618941.592 | 2761732.706 | 2954086.795 | 3170401.007 | 3481250.371 | 3716447.934 | 3899281.25 | 0 | 0 | 0 | 0 | 0 | 0 | 0 | 0 | 0 | 0 | 0 | 0 | 0 | 0 | 0 | 0 | 0 | 0 | 0 | 0 | 0 | 0 | 0 | 0 | 0.24425 | 0.11879 | 0.28056 | 0.0081831 | 0.29895 | 0.10943 | 0.17983 | 0.18166 | 0.081717 | 0.083073 | 0.041411 | 0.068268 | 0.11799 | 0.068962 | 0.070841 | 0.087341 | 0.057718 | 0.053088 | 0.067331 | 0.070669 | 0.093533 | 0.065377 | 0.048024 | 0.076999
| 102 | 17514131.4487 | 0 | 14246489.2848 | 0 |  | 504066.4688 | 541344.25 | 583023.3125 | 707623.6875 | 725746.5625 | 999813.5 | 1104106.375 | 1240222.875 | 1451369.268 | 1578664.884 | 1713439.564 | 1802322.427 | 1937549.247 | 2086854.859 | 2253506.924 | 2390872.607 | 2579257.35 | 2714500.592 | 2861714.956 | 3061049.045 | 3282531.757 | 3618232.371 | 3910027.934 | 4122898.75 | 0 | 0 | 0 | 0 | 0 | 0 | 0 | 0 | 0 | 0 | 0 | 0 | 0 | 0 | 0 | 0 | 0 | 0 | 0 | 0 | 0 | 0 | 0 | 0 | 0.071347 | 0.074172 | 0.19369 | 0.025288 | 0.32037 | 0.099223 | 0.11625 | 0.15722 | 0.084072 | 0.081923 | 0.050573 | 0.072348 | 0.074234 | 0.07683 | 0.059171 | 0.075843 | 0.051106 | 0.052813 | 0.067337 | 0.069857 | 0.097371 | 0.077559 | 0.053012 | 0.061343
| 103 | 17731977.9602 | 0 | 14405623.0599 | 0 |  | 506395.4062 | 559835.75 | 618866.125 | 723366 | 734246.375 | 1001903.3125 | 1105290.875 | 1251614.875 | 1468248.768 | 1599210.634 | 1716978.939 | 1802505.427 | 1929437.497 | 2108742.359 | 2252571.674 | 2418355.857 | 2613112.35 | 2755701.592 | 2907248.706 | 3112471.295 | 3350516.007 | 3678941.621 | 3977013.184 | 4194379 | 0 | 0 | 0 | 0 | 0 | 0 | 0 | 0 | 0 | 0 | 0 | 0 | 0 | 0 | 0 | 0 | 0 | 0 | 0 | 0 | 0 | 0 | 0 | 0 | 0.10033 | 0.10025 | 0.15603 | 0.014929 | 0.31081 | 0.098207 | 0.12433 | 0.15964 | 0.08544 | 0.071056 | 0.048611 | 0.068051 | 0.088863 | 0.065981 | 0.071015 | 0.077454 | 0.05313 | 0.053535 | 0.06821 | 0.073697 | 0.093511 | 0.077906 | 0.053214 | 0.057835
| 104 | 18587758.8326 | 0 | 15114551.657 | 0 |  | 504603.375 | 546478.75 | 605947.625 | 731369.8125 | 755552.875 | 1056192 | 1179978.25 | 1332648.625 | 1556280.643 | 1716913.759 | 1854389.439 | 1968347.677 | 2071007.872 | 2242835.109 | 2367663.174 | 2525667.607 | 2751444.85 | 2884425.092 | 3034010.456 | 3216110.795 | 3518026.757 | 3851563.121 | 4152351.184 | 4344153.5 | 0 | 0 | 0 | 0 | 0 | 0 | 0 | 0 | 0 | 0 | 0 | 0 | 0 | 0 | 0 | 0 | 0 | 0 | 0 | 0 | 0 | 0 | 0 | 0 | 0.079723 | 0.1033 | 0.18813 | 0.032531 | 0.33498 | 0.11083 | 0.12167 | 0.15513 | 0.09823 | 0.077027 | 0.059639 | 0.050841 | 0.079705 | 0.054163 | 0.064602 | 0.085621 | 0.047199 | 0.05056 | 0.058287 | 0.089727 | 0.090579 | 0.075196 | 0.045156 | 0.063952
| 105 | 17122518.9907 | 0 | 13943695.3201 | 0 |  | 511545.5625 | 540803.9375 | 589468.875 | 701602.625 | 687615.8125 | 967732.9375 | 1080666.5 | 1228712.125 | 1444976.268 | 1555551.634 | 1680144.189 | 1748955.677 | 1868520.247 | 2037500.609 | 2175153.924 | 2321216.607 | 2512331.6 | 2642234.092 | 2786080.706 | 2979837.045 | 3208903.507 | 3522411.621 | 3794298.184 | 3998962.25 | 0 | 0 | 0 | 0 | 0 | 0 | 0 | 0 | 0 | 0 | 0 | 0 | 0 | 0 | 0 | 0 | 0 | 0 | 0 | 0 | 0 | 0 | 0 | 0 | 0.05562 | 0.086165 | 0.17415 | -0.020137 | 0.34173 | 0.11038 | 0.12839 | 0.16213 | 0.073737 | 0.077049 | 0.040139 | 0.066128 | 0.086577 | 0.065376 | 0.064992 | 0.07912 | 0.050414 | 0.053011 | 0.067233 | 0.074061 | 0.093217 | 0.074354 | 0.052535 | 0.067781
| 106 | 16712408.8692 | 0 | 13562018.1049 | 0 |  | 479644.9375 | 517065.9062 | 569915.625 | 693518.875 | 667280 | 927172 | 1029721.9375 | 1176296 | 1384913.268 | 1514111.009 | 1642413.189 | 1713297.677 | 1825643.497 | 1981084.109 | 2119731.424 | 2269693.607 | 2475621.1 | 2610952.342 | 2751850.206 | 2944283.795 | 3163809.007 | 3495110.371 | 3770831.684 | 3967245.5 | 0 | 0 | 0 | 0 | 0 | 0 | 0 | 0 | 0 | 0 | 0 | 0 | 0 | 0 | 0 | 0 | 0 | 0 | 0 | 0 | 0 | 0 | 0 | 0 | 0.075124 | 0.097318 | 0.19629 | -0.038569 | 0.32893 | 0.1049 | 0.13308 | 0.16327 | 0.089191 | 0.081338 | 0.042253 | 0.063513 | 0.081712 | 0.067645 | 0.068355 | 0.086846 | 0.053224 | 0.052558 | 0.067592 | 0.071911 | 0.099588 | 0.075931 | 0.050776 | 0.068115
| 107 | 18050462.2275 | 0 | 14716610.7099 | 0 |  | 524368.9375 | 565272 | 616196.6875 | 730072.4375 | 744978.25 | 1030272.6875 | 1131665.25 | 1281560.875 | 1486563.268 | 1619816.509 | 1774395.689 | 1863276.052 | 2006060.747 | 2159194.859 | 2311338.924 | 2463560.857 | 2681952.1 | 2825174.592 | 2949745.956 | 3144590.295 | 3348685.007 | 3686074.371 | 3999696.184 | 4201965 | 0 | 0 | 0 | 0 | 0 | 0 | 0 | 0 | 0 | 0 | 0 | 0 | 0 | 0 | 0 | 0 | 0 | 0 | 0 | 0 | 0 | 0 | 0 | 0 | 0.075112 | 0.086259 | 0.16958 | 0.020211 | 0.32422 | 0.093867 | 0.12439 | 0.14839 | 0.085846 | 0.091147 | 0.048876 | 0.073837 | 0.073562 | 0.068092 | 0.063781 | 0.084937 | 0.052025 | 0.043149 | 0.063965 | 0.062884 | 0.095994 | 0.081656 | 0.049334 | 0.060732
| 108 | 18610625.5733 | 0 | 15222075.1881 | 0 |  | 513141 | 548739.125 | 592021.6875 | 755141.125 | 775752.6875 | 1072503 | 1190072.875 | 1353393.875 | 1607494.018 | 1750103.509 | 1885316.939 | 1971897.927 | 2105811.872 | 2261490.859 | 2395945.674 | 2520626.357 | 2706813.35 | 2839809.342 | 3002876.456 | 3184147.545 | 3426506.507 | 3739828.121 | 4056239.684 | 4260309.5 | 0 | 0 | 0 | 755141.125 | 0 | 0 | 0 | 0 | 1607494.018 | 1750103.509 | 0 | 0 | 0 | 0 | 0 | 0 | 0 | 0 | 0 | 0 | 0 | 0 | 0 | 0 | 0.067072 | 0.07592 | 0.24336 | 0.026929 | 0.32392 | 0.10402 | 0.1286 | 0.17206 | 0.084998 | 0.074421 | 0.044901 | 0.065705 | 0.071323 | 0.057754 | 0.050729 | 0.071265 | 0.047965 | 0.055834 | 0.058614 | 0.073357 | 0.087498 | 0.081217 | 0.049085 | 0.068554
| 109 | 18285838.4657 | 0 | 14909821.0292 | 0 |  | 529563.5 | 564607.125 | 612490.9375 | 749039.1875 | 754782.6875 | 1061292.5 | 1173649.25 | 1302717.625 | 1531492.268 | 1658006.134 | 1805463.064 | 1873979.177 | 2006441.747 | 2193187.609 | 2356791.174 | 2486748.857 | 2676840.1 | 2815754.092 | 2977530.456 | 3169867.295 | 3391908.507 | 3729975.621 | 4040409.434 | 4267720 | 0 | 0 | 0 | 0 | 0 | 0 | 0 | 0 | 0 | 0 | 0 | 0 | 0 | 0 | 0 | 0 | 0 | 0 | 0 | 0 | 0 | 0 | 0 | 0 | 0.064077 | 0.081404 | 0.20126 | 0.0076386 | 0.34081 | 0.10063 | 0.10433 | 0.16179 | 0.079373 | 0.085201 | 0.037247 | 0.068299 | 0.088993 | 0.071945 | 0.053675 | 0.073661 | 0.050593 | 0.055864 | 0.062595 | 0.067703 | 0.095009 | 0.079944 | 0.054734 | 0.067053
| 110 | 19797145.0222 | 19797145.0222 | 16269823.9449 | 16269823.9449 |  | 554114.9375 | 566834.4375 | 611136.1875 | 756199.75 | 884993.25 | 1259113.5 | 1380370.375 | 1513340.25 | 1717278.643 | 1817098.009 | 1956179.689 | 2055616.177 | 2193764.122 | 2389769.859 | 2580338.924 | 2701674.607 | 2869144.35 | 2992328.592 | 3176182.706 | 3326794.545 | 3564495.257 | 3901857.371 | 4218227.934 | 4431902 | 554114.9375 | 0 | 0 | 756199.75 | 884993.25 | 1259113.5 | 1380370.375 | 1513340.25 | 1717278.643 | 1817098.009 | 1956179.689 | 2055616.177 | 2193764.122 | 2389769.859 | 2580338.924 | 2701674.607 | 2869144.35 | 2992328.592 | 3176182.706 | 3326794.545 | 3564495.257 | 3901857.371 | 4218227.934 | 4431902 | 0.022695 | 0.075253 | 0.21299 | 0.15727 | 0.35258 | 0.091944 | 0.091967 | 0.12642 | 0.0565 | 0.073753 | 0.049582 | 0.065043 | 0.085578 | 0.076724 | 0.045951 | 0.060142 | 0.042038 | 0.059628 | 0.046329 | 0.069013 | 0.09043 | 0.077962 | 0.049414 | 0.070296
| 111 | 16760640.0099 | 0 | 13583222.5598 | 0 |  | 486624.0625 | 522497.5938 | 576314.625 | 683630.125 | 655996.25 | 913856.125 | 1016807.75 | 1162353.625 | 1388221.268 | 1510279.759 | 1646044.564 | 1716357.927 | 1830926.122 | 1989714.609 | 2145801.049 | 2293839.107 | 2488154.1 | 2624598.342 | 2770729.956 | 2966952.545 | 3197524.507 | 3519350.871 | 3797943.184 | 4005408.5 | 0 | 0 | 0 | 0 | 0 | 0 | 0 | 0 | 0 | 0 | 0 | 0 | 0 | 0 | 0 | 0 | 0 | 0 | 0 | 0 | 0 | 0 | 0 | 0 | 0.071128 | 0.098033 | 0.17076 | -0.041262 | 0.33152 | 0.10675 | 0.13378 | 0.17758 | 0.084272 | 0.08608 | 0.041829 | 0.064617 | 0.083169 | 0.075522 | 0.066714 | 0.081314 | 0.053387 | 0.054183 | 0.068425 | 0.074842 | 0.0959 | 0.076183 | 0.053186 | 0.067788
| 112 | 17478024.1842 | 0 | 14202614.048 | 0 |  | 508456.1875 | 551503.125 | 603746 | 713231.6875 | 710632.375 | 995798.5625 | 1093585.625 | 1239132.25 | 1443078.018 | 1579321.759 | 1712790.314 | 1787295.052 | 1901175.497 | 2068434.484 | 2229782.924 | 2352810.107 | 2573437.1 | 2720522.342 | 2864206.956 | 3049763.045 | 3280039.757 | 3619722.371 | 3936792.934 | 4134751.25 | 0 | 0 | 0 | 0 | 0 | 0 | 0 | 0 | 0 | 0 | 0 | 0 | 0 | 0 | 0 | 0 | 0 | 0 | 0 | 0 | 0 | 0 | 0 | 0 | 0.081268 | 0.090506 | 0.16665 | -0.0036511 | 0.33739 | 0.093672 | 0.12495 | 0.15237 | 0.090217 | 0.081128 | 0.04258 | 0.061769 | 0.08432 | 0.075112 | 0.053706 | 0.089632 | 0.055582 | 0.051468 | 0.062772 | 0.072792 | 0.098542 | 0.083969 | 0.049061 | 0.064388
| 113 | 18192612.8946 | 0 | 14831180.0044 | 0 |  | 522623.9688 | 564045.1875 | 612211.3125 | 737311.0625 | 782769.8125 | 1075917.25 | 1187160.125 | 1314815.625 | 1517433.768 | 1636574.134 | 1779900.189 | 1874756.552 | 2001732.622 | 2150469.109 | 2295074.674 | 2448855.107 | 2660877.1 | 2796857.842 | 2954096.456 | 3146320.295 | 3388310.007 | 3721803.371 | 4036156.184 | 4212543.5 | 0 | 0 | 0 | 0 | 0 | 0 | 0 | 0 | 0 | 0 | 0 | 0 | 0 | 0 | 0 | 0 | 0 | 0 | 0 | 0 | 0 | 0 | 0 | 0 | 0.076272 | 0.081943 | 0.18593 | 0.059829 | 0.31809 | 0.09839 | 0.10213 | 0.14332 | 0.075585 | 0.083952 | 0.051922 | 0.065534 | 0.071673 | 0.065079 | 0.064855 | 0.083035 | 0.049841 | 0.054696 | 0.063041 | 0.074098 | 0.093877 | 0.081084 | 0.042774 | 0.058595
| 114 | 18859110.1476 | 0 | 15397638.7906 | 0 |  | 547695.1875 | 569245.4375 | 615597.8125 | 741569.1875 | 778795 | 1092920.25 | 1222684.5 | 1369113.75 | 1587692.268 | 1725165.009 | 1891423.439 | 1973579.302 | 2100947.247 | 2246464.859 | 2432347.924 | 2586252.357 | 2787544.1 | 2900251.842 | 3038271.206 | 3221792.295 | 3483398.507 | 3817086.121 | 4149925.184 | 4369455.5 | 0 | 0 | 0 | 0 | 0 | 0 | 0 | 0 | 0 | 0 | 0 | 0 | 0 | 0 | 0 | 0 | 0 | 0 | 0 | 0 | 0 | 0 | 0 | 0 | 0.038593 | 0.078282 | 0.18617 | 0.048979 | 0.33886 | 0.1122 | 0.11311 | 0.14812 | 0.083041 | 0.092007 | 0.042519 | 0.06254 | 0.066969 | 0.079499 | 0.061353 | 0.074951 | 0.039637 | 0.046491 | 0.058649 | 0.078071 | 0.091479 | 0.083603 | 0.051548 | 0.064622
| 115 | 18303967.804 | 0 | 14963745.9143 | 0 |  | 518867.1562 | 552776.125 | 602988.125 | 731143 | 765711.5 | 1061746.5 | 1197530.625 | 1345212 | 1563438.143 | 1691963.259 | 1830794.314 | 1930373.677 | 2025271.122 | 2174987.859 | 2355300.674 | 2479833.357 | 2663263.35 | 2802261.592 | 2958249.706 | 3138326.795 | 3379916.507 | 3691077.371 | 3981086.434 | 4210015.5 | 0 | 0 | 0 | 0 | 0 | 0 | 0 | 0 | 0 | 0 | 0 | 0 | 0 | 0 | 0 | 0 | 0 | 0 | 0 | 0 | 0 | 0 | 0 | 0 | 0.063305 | 0.086944 | 0.19271 | 0.046196 | 0.32687 | 0.12035 | 0.11629 | 0.15034 | 0.079002 | 0.07886 | 0.052964 | 0.04799 | 0.07132 | 0.079645 | 0.051523 | 0.071361 | 0.050875 | 0.054171 | 0.059092 | 0.074161 | 0.088067 | 0.075636 | 0.055912 | 0.062371
| 116 | 19067382.3644 | 19067382.3644 | 15521694.9786 | 15521694.9786 |  | 533524.75 | 556440.625 | 604521.5 | 748095.75 | 787298.9375 | 1088692.25 | 1212525 | 1365525.25 | 1597129.643 | 1740862.509 | 1875901.314 | 1980130.427 | 2122643.497 | 2299199.359 | 2462257.674 | 2623479.857 | 2830891.35 | 2965273.592 | 3149751.956 | 3344302.295 | 3573025.257 | 3925297.871 | 4240157.434 | 4463717 | 0 | 0 | 0 | 0 | 0 | 0 | 0 | 0 | 1597129.643 | 1740862.509 | 0 | 1980130.427 | 2122643.497 | 2299199.359 | 2462257.674 | 2623479.857 | 2830891.35 | 2965273.592 | 3149751.956 | 3344302.295 | 3573025.257 | 3925297.871 | 4240157.434 | 4463717 | 0.042055 | 0.082877 | 0.21309 | 0.051077 | 0.32412 | 0.10773 | 0.11883 | 0.15667 | 0.086173 | 0.074709 | 0.054073 | 0.0695 | 0.079899 | 0.068518 | 0.063423 | 0.07609 | 0.046378 | 0.060354 | 0.059934 | 0.066155 | 0.09403 | 0.077158 | 0.051381 | 0.063476
| 117 | 17063679.181 | 0 | 13880066.4302 | 0 |  | 489440.1875 | 522004.5938 | 575286.375 | 702785 | 677869.3125 | 964110.6875 | 1074488.875 | 1217054.5 | 1423137.768 | 1549349.884 | 1679594.814 | 1748140.302 | 1866540.747 | 2030171.734 | 2183464.674 | 2332584.607 | 2534737.1 | 2660763.842 | 2800429.706 | 2979972.045 | 3207529.757 | 3531384.621 | 3809737.184 | 3997990.25 | 0 | 0 | 0 | 0 | 0 | 0 | 0 | 0 | 0 | 0 | 0 | 0 | 0 | 0 | 0 | 0 | 0 | 0 | 0 | 0 | 0 | 0 | 0 | 0 | 0.064414 | 0.097192 | 0.20018 | -0.036096 | 0.35225 | 0.10839 | 0.12459 | 0.15643 | 0.084971 | 0.080717 | 0.04 | 0.065534 | 0.084034 | 0.072793 | 0.066064 | 0.083113 | 0.048523 | 0.05116 | 0.062141 | 0.073587 | 0.096189 | 0.07587 | 0.048232 | 0.071937
| 118 | 17142299.511 | 0 | 13993912.5628 | 0 |  | 531409.625 | 555676.3125 | 606189.5625 | 725952.125 | 716729.3125 | 996351.1875 | 1104549.75 | 1240569.875 | 1441626.018 | 1558910.884 | 1672305.314 | 1737366.927 | 1847727.997 | 2003411.734 | 2148496.299 | 2289197.357 | 2492041.35 | 2626254.842 | 2768263.956 | 2950537.045 | 3175831.007 | 3488526.871 | 3764070.184 | 3957200.5 | 0 | 0 | 0 | 0 | 0 | 0 | 0 | 0 | 0 | 0 | 0 | 0 | 0 | 0 | 0 | 0 | 0 | 0 | 0 | 0 | 0 | 0 | 0 | 0 | 0.044653 | 0.087007 | 0.18029 | -0.012786 | 0.3294 | 0.10309 | 0.11613 | 0.1502 | 0.078216 | 0.070216 | 0.038168 | 0.061586 | 0.080895 | 0.069917 | 0.063433 | 0.084901 | 0.052457 | 0.052662 | 0.063767 | 0.073582 | 0.09391 | 0.076021 | 0.050036 | 0.065093
| 119 | 16358519.128 | 0 | 13262470.5984 | 0 |  | 480420.6875 | 517139.4375 | 565309.375 | 682226.3125 | 639437.375 | 901085.9375 | 996984.4375 | 1145622.5 | 1356751.643 | 1477753.884 | 1599315.064 | 1658555.927 | 1769782.372 | 1932407.484 | 2070422.424 | 2220160.357 | 2425386.85 | 2560430.342 | 2705548.456 | 2895685.045 | 3117005.257 | 3435262.871 | 3700734.184 | 3894203.25 | 0 | 0 | 0 | 0 | 0 | 0 | 0 | 0 | 0 | 0 | 0 | 0 | 0 | 0 | 0 | 0 | 0 | 0 | 0 | 0 | 0 | 0 | 0 | 0 | 0.07365 | 0.089061 | 0.18799 | -0.064773 | 0.34301 | 0.10113 | 0.13897 | 0.16915 | 0.08543 | 0.079052 | 0.036372 | 0.064909 | 0.08791 | 0.068986 | 0.069827 | 0.088412 | 0.054184 | 0.055129 | 0.067917 | 0.073651 | 0.097221 | 0.074438 | 0.050958 | 0.072669
| 120 | 17518014.2905 | 0 | 14172668.2441 | 0 |  | 528568.8125 | 554735.5625 | 600174.4375 | 715754.625 | 712192.3125 | 979871.8125 | 1089269 | 1224088 | 1428240.393 | 1569718.759 | 1687329.064 | 1767592.552 | 1893220.997 | 2055390.234 | 2207463.674 | 2359225.857 | 2585192.1 | 2731270.092 | 2877434.206 | 3080632.045 | 3327222.507 | 3691476.621 | 4006424.434 | 4272770 | 0 | 0 | 0 | 0 | 0 | 0 | 0 | 0 | 0 | 0 | 0 | 0 | 0 | 0 | 0 | 0 | 0 | 0 | 0 | 0 | 0 | 0 | 0 | 0 | 0.048319 | 0.078729 | 0.17612 | -0.0049894 | 0.31907 | 0.10584 | 0.11669 | 0.15425 | 0.094453 | 0.07225 | 0.046472 | 0.068661 | 0.082186 | 0.071378 | 0.066489 | 0.091466 | 0.054967 | 0.052132 | 0.068236 | 0.077003 | 0.10389 | 0.081873 | 0.064363 | 0.061688
| 121 | 21631793.6128 | 21631793.6128 | 17735553.9174 | 17735553.9174 |  | 582931.5625 | 605095.5 | 666349.5625 | 830190.1875 | 944366.375 | 1302988.75 | 1472216.625 | 1641990.375 | 1863879.393 | 2010526.259 | 2162526.064 | 2313420.802 | 2421028.622 | 2623686.859 | 2830170.424 | 2952100.607 | 3144485.6 | 3283758.342 | 3467041.206 | 3676977.545 | 3937095.507 | 4276495.371 | 4668962.434 | 4923740.5 | 582931.5625 | 605095.5 | 666349.5625 | 830190.1875 | 944366.375 | 1302988.75 | 1472216.625 | 1641990.375 | 1863879.393 | 2010526.259 | 2162526.064 | 2313420.802 | 2421028.622 | 2623686.859 | 2830170.424 | 2952100.607 | 3144485.6 | 3283758.342 | 3467041.206 | 3676977.545 | 3937095.507 | 4276495.371 | 4668962.434 | 4923740.5 | 0.037317 | 0.096428 | 0.21984 | 0.12886 | 0.3219 | 0.12211 | 0.10914 | 0.12675 | 0.075736 | 0.072881 | 0.06745 | 0.045465 | 0.080388 | 0.075756 | 0.04218 | 0.063133 | 0.043338 | 0.054313 | 0.05879 | 0.068352 | 0.082691 | 0.087803 | 0.053132 | 0.064009
| 122 | 19381379.1777 | 19381379.1777 | 15911172.1378 | 15911172.1378 |  | 546235.3125 | 563937.0625 | 619603.125 | 755170.75 | 841818.4375 | 1170228.625 | 1318793.25 | 1454412.25 | 1661627.518 | 1795487.634 | 1955635.814 | 2019799.302 | 2140760.372 | 2325319.359 | 2501574.924 | 2652152.607 | 2834329.85 | 2963234.842 | 3134408.956 | 3287039.545 | 3528823.007 | 3834325.371 | 4140076.684 | 4348677.5 | 0 | 0 | 0 | 755170.75 | 841818.4375 | 1170228.625 | 1318793.25 | 1454412.25 | 1661627.518 | 1795487.634 | 1955635.814 | 2019799.302 | 2140760.372 | 2325319.359 | 2501574.924 | 2652152.607 | 2834329.85 | 0 | 3134408.956 | 0 | 0 | 0 | 0 | 0 | 0.031893 | 0.094136 | 0.19786 | 0.10862 | 0.32939 | 0.11952 | 0.097885 | 0.1332 | 0.077479 | 0.085439 | 0.032283 | 0.058163 | 0.082696 | 0.073063 | 0.058451 | 0.066434 | 0.044476 | 0.056159 | 0.047547 | 0.070977 | 0.083029 | 0.076721 | 0.049157 | 0.063664
| 123 | 17653562.1273 | 0 | 14315955.0336 | 0 |  | 506440.5 | 548501.3125 | 607800.9375 | 713651.3125 | 709753.375 | 983203 | 1089213.25 | 1246258.25 | 1470091.518 | 1586158.634 | 1698091.439 | 1785112.552 | 1917598.622 | 2089024.234 | 2256846.924 | 2413842.857 | 2620566.1 | 2771672.842 | 2934616.956 | 3112620.045 | 3366728.007 | 3714919.871 | 3990199.434 | 4175954 | 0 | 0 | 0 | 0 | 0 | 0 | 0 | 0 | 0 | 0 | 0 | 0 | 0 | 0 | 0 | 0 | 0 | 0 | 0 | 0 | 0 | 0 | 0 | 0 | 0.079783 | 0.10266 | 0.16055 | -0.0054769 | 0.3259 | 0.1024 | 0.13469 | 0.16518 | 0.07599 | 0.06819 | 0.049977 | 0.071592 | 0.085623 | 0.077272 | 0.067251 | 0.08217 | 0.056061 | 0.057126 | 0.058888 | 0.078477 | 0.098416 | 0.071484 | 0.045502 | 0.062827
| 124 | 18005910.672 | 0 | 14635244.3902 | 0 |  | 504169 | 546327.25 | 595331.5625 | 733717.25 | 726666 | 1013020.0625 | 1119374.5 | 1264482.25 | 1516100.518 | 1638265.884 | 1765329.314 | 1846945.427 | 1976953.747 | 2135015.484 | 2314871.174 | 2472807.607 | 2679709.35 | 2818859.342 | 2986459.206 | 3168188.045 | 3395127.507 | 3730231.621 | 4039753.184 | 4237228 | 0 | 0 | 0 | 0 | 0 | 0 | 0 | 0 | 0 | 0 | 0 | 0 | 0 | 0 | 0 | 0 | 0 | 0 | 0 | 0 | 0 | 0 | 0 | 0 | 0.080307 | 0.0859 | 0.20901 | -0.0096568 | 0.33222 | 0.099834 | 0.12189 | 0.18148 | 0.077497 | 0.074699 | 0.045196 | 0.068024 | 0.076917 | 0.08088 | 0.066 | 0.080354 | 0.050624 | 0.057756 | 0.059071 | 0.069181 | 0.094129 | 0.079713 | 0.047726 | 0.068059
| 125 | 17867613.8989 | 0 | 14470039.9752 | 0 |  | 508002.0625 | 552568.375 | 605412.8125 | 700537.375 | 696556.3125 | 977488.6875 | 1102406.5 | 1241866.5 | 1460039.518 | 1587538.009 | 1724416.189 | 1826080.677 | 1956318.372 | 2140897.234 | 2307422.674 | 2483050.107 | 2681026.35 | 2816508.092 | 2986373.956 | 3179401.295 | 3426976.257 | 3772003.621 | 4056858.684 | 4267719 | 0 | 0 | 0 | 0 | 0 | 0 | 0 | 0 | 0 | 0 | 0 | 0 | 0 | 0 | 0 | 0 | 0 | 0 | 0 | 0 | 0 | 0 | 0 | 0 | 0.084092 | 0.091333 | 0.14594 | -0.0056991 | 0.33884 | 0.12026 | 0.11912 | 0.16185 | 0.083721 | 0.082704 | 0.057283 | 0.068892 | 0.090161 | 0.074906 | 0.073357 | 0.076712 | 0.049298 | 0.058562 | 0.062633 | 0.074985 | 0.095928 | 0.072803 | 0.050671 | 0.063536
| 126 | 18211708.8288 | 0 | 14887813.8877 | 0 |  | 529230.8125 | 552615.625 | 604728.75 | 739244.1875 | 756100.875 | 1061359 | 1181496.375 | 1328369.875 | 1540186.393 | 1681461.134 | 1818139.564 | 1904116.677 | 2025999.247 | 2187509.359 | 2338905.424 | 2462692.107 | 2652728.1 | 2786557.842 | 2930453.456 | 3107508.045 | 3324742.757 | 3684272.871 | 3992735.434 | 4190613.25 | 0 | 0 | 0 | 0 | 0 | 0 | 0 | 0 | 0 | 0 | 0 | 0 | 0 | 0 | 0 | 0 | 0 | 0 | 0 | 0 | 0 | 0 | 0 | 0 | 0.043238 | 0.090117 | 0.20085 | 0.022547 | 0.33913 | 0.10723 | 0.11717 | 0.14795 | 0.08776 | 0.078151 | 0.046204 | 0.062045 | 0.076701 | 0.066919 | 0.051572 | 0.074333 | 0.049219 | 0.05035 | 0.058664 | 0.067571 | 0.10268 | 0.080403 | 0.048371 | 0.06656
| 127 | 17859447.0255 | 0 | 14585564.5202 | 0 |  | 557556.75 | 578585.4375 | 616622.375 | 744970.9375 | 769995.8125 | 1069197.875 | 1167210.625 | 1288937 | 1480758.393 | 1603895.134 | 1729847.439 | 1820276.927 | 1932788.747 | 2093669.109 | 2247872.924 | 2389954.607 | 2589370.85 | 2730219.842 | 2873605.456 | 3063526.795 | 3288902.257 | 3616643.871 | 3922909.184 | 4134580.75 | 557556.75 | 578585.4375 | 0 | 0 | 0 | 0 | 0 | 0 | 0 | 0 | 0 | 0 | 0 | 0 | 0 | 0 | 0 | 0 | 0 | 0 | 0 | 0 | 0 | 0 | 0.037022 | 0.063671 | 0.18909 | 0.03304 | 0.32828 | 0.087708 | 0.099201 | 0.13874 | 0.079881 | 0.075598 | 0.050955 | 0.059975 | 0.079954 | 0.071066 | 0.06129 | 0.080141 | 0.052967 | 0.051185 | 0.063999 | 0.070987 | 0.094993 | 0.081287 | 0.052552 | 0.062212
| 128 | 17218783.6177 | 0 | 14036691.1962 | 0 |  | 509446.5312 | 544527.25 | 590487.625 | 702581.4375 | 705412.375 | 979992.75 | 1090019.125 | 1235086 | 1439899.643 | 1569224.259 | 1704669.939 | 1773044.052 | 1886576.247 | 2041803.359 | 2189035.424 | 2330181.857 | 2518678.6 | 2672374.092 | 2803641.456 | 2979447.045 | 3207708.757 | 3529658.871 | 3805790.434 | 3996307.75 | 0 | 0 | 0 | 0 | 0 | 0 | 0 | 0 | 0 | 0 | 0 | 0 | 0 | 0 | 0 | 0 | 0 | 0 | 0 | 0 | 0 | 0 | 0 | 0 | 0.066593 | 0.081031 | 0.17381 | 0.0040212 | 0.32876 | 0.10641 | 0.12495 | 0.15343 | 0.086008 | 0.08279 | 0.039326 | 0.062066 | 0.07907 | 0.069628 | 0.062485 | 0.077788 | 0.059233 | 0.047952 | 0.060819 | 0.073819 | 0.095644 | 0.075322 | 0.048847 | 0.063313
| 129 | 17205705.0973 | 0 | 14040532.2263 | 0 |  | 525459.9375 | 562860.5 | 615505.625 | 711517.75 | 715071.6875 | 996177.1875 | 1092865.75 | 1223234.625 | 1429831.518 | 1548792.884 | 1676634.439 | 1764922.302 | 1881087.497 | 2030898.484 | 2173898.424 | 2321240.357 | 2519232.85 | 2643483.092 | 2784456.706 | 2959200.045 | 3182952.507 | 3506401.621 | 3790521.184 | 3984309 | 0 | 0 | 0 | 0 | 0 | 0 | 0 | 0 | 0 | 0 | 0 | 0 | 0 | 0 | 0 | 0 | 0 | 0 | 0 | 0 | 0 | 0 | 0 | 0 | 0.068758 | 0.089412 | 0.14496 | 0.0049824 | 0.33154 | 0.092634 | 0.1127 | 0.15606 | 0.079919 | 0.079313 | 0.051318 | 0.063743 | 0.076628 | 0.068044 | 0.06558 | 0.081853 | 0.048143 | 0.051955 | 0.060866 | 0.07289 | 0.096781 | 0.077913 | 0.04986 | 0.061686
| 130 | 17557447.5793 | 0 | 14284232.0482 | 0 |  | 530854.625 | 561066.5 | 607887.4375 | 714741.5 | 716543.6875 | 999801.9375 | 1100938.625 | 1249249.875 | 1458722.268 | 1579856.759 | 1712529.189 | 1775023.927 | 1895793.372 | 2068064.484 | 2223335.924 | 2383522.857 | 2587409.85 | 2734573.592 | 2880159.456 | 3082141.545 | 3295665.757 | 3606778.621 | 3924667.934 | 4132348.75 | 0 | 0 | 0 | 0 | 0 | 0 | 0 | 0 | 0 | 0 | 0 | 0 | 0 | 0 | 0 | 0 | 0 | 0 | 0 | 0 | 0 | 0 | 0 | 0 | 0.055351 | 0.08015 | 0.16193 | 0.0025183 | 0.33312 | 0.096361 | 0.12638 | 0.15502 | 0.079773 | 0.080637 | 0.035843 | 0.065824 | 0.086976 | 0.072396 | 0.069571 | 0.082078 | 0.055318 | 0.05187 | 0.067779 | 0.066984 | 0.090207 | 0.084467 | 0.051564 | 0.063427
| 131 | 17453614.2167 | 0 | 14233221.6742 | 0 |  | 519937.9062 | 565320 | 612696.9375 | 724971 | 713569 | 995660.75 | 1107170.625 | 1257863.375 | 1459047.518 | 1589936.884 | 1722013.064 | 1796675.802 | 1903144.497 | 2056004.609 | 2206026.424 | 2343890.357 | 2542129.1 | 2683207.342 | 2840815.456 | 3013888.295 | 3239511.507 | 3568224.121 | 3850767.434 | 4058109.5 | 0 | 0 | 0 | 0 | 0 | 0 | 0 | 0 | 0 | 0 | 0 | 0 | 0 | 0 | 0 | 0 | 0 | 0 | 0 | 0 | 0 | 0 | 0 | 0 | 0.083683 | 0.080478 | 0.16826 | -0.015853 | 0.33313 | 0.10616 | 0.12761 | 0.14837 | 0.08591 | 0.0798 | 0.042444 | 0.057569 | 0.077257 | 0.070428 | 0.060619 | 0.08119 | 0.054011 | 0.057078 | 0.05914 | 0.072192 | 0.096645 | 0.076204 | 0.052445 | 0.064617
| 132 | 17738971.2206 | 0 | 14394666.0495 | 0 |  | 514948.1562 | 540948.875 | 592361.125 | 704155.25 | 714997.75 | 993301.25 | 1112293 | 1255900 | 1461204.143 | 1589837.009 | 1745942.689 | 1815063.427 | 1933778.872 | 2106565.109 | 2280983.924 | 2422569.357 | 2630608.35 | 2787218.592 | 2929613.456 | 3119507.295 | 3390367.257 | 3707589.371 | 3981626.434 | 4198325 | 0 | 0 | 0 | 0 | 0 | 0 | 0 | 0 | 0 | 0 | 0 | 0 | 0 | 0 | 0 | 0 | 0 | 0 | 0 | 0 | 0 | 0 | 0 | 0 | 0.049259 | 0.090792 | 0.17288 | 0.015281 | 0.32875 | 0.11314 | 0.12143 | 0.15141 | 0.084371 | 0.093663 | 0.038826 | 0.063356 | 0.085583 | 0.079548 | 0.060222 | 0.082386 | 0.057829 | 0.049826 | 0.062805 | 0.083263 | 0.089444 | 0.071308 | 0.052995 | 0.062514
| 133 | 18390817.6733 | 0 | 14903384.7546 | 0 |  | 514376.8125 | 557548.1875 | 611475.25 | 711626.875 | 725683.375 | 1011163.1875 | 1130592.125 | 1274046.625 | 1497727.768 | 1629840.259 | 1802937.564 | 1911089.177 | 2047539.622 | 2219951.109 | 2371432.674 | 2521723.357 | 2746910.35 | 2910590.592 | 3076263.456 | 3308011.045 | 3565464.257 | 3859923.871 | 4135769.184 | 4365934.5 | 0 | 0 | 0 | 0 | 0 | 0 | 0 | 0 | 0 | 0 | 0 | 0 | 0 | 0 | 0 | 0 | 0 | 0 | 0 | 3308011.045 | 3565464.257 | 0 | 0 | 0 | 0.080593 | 0.092326 | 0.15168 | 0.01956 | 0.33174 | 0.11164 | 0.11946 | 0.16175 | 0.084533 | 0.10094 | 0.058256 | 0.068966 | 0.080846 | 0.066009 | 0.061448 | 0.085534 | 0.057879 | 0.05536 | 0.072631 | 0.074947 | 0.079353 | 0.069026 | 0.054159 | 0.060779
| 134 | 19023707.3518 | 0 | 15394659.2544 | 0 |  | 489390.0625 | 528464.875 | 586947.5 | 700704.75 | 735905.1875 | 1053808 | 1196402 | 1366724.875 | 1588898.893 | 1722792.884 | 1884705.689 | 2026668.677 | 2154497.747 | 2309992.359 | 2476703.424 | 2620604.107 | 2844126.85 | 3025576.842 | 3166630.706 | 3339501.045 | 3628539.507 | 3995760.621 | 4342880.434 | 4625256.5 | 0 | 0 | 0 | 0 | 0 | 0 | 0 | 0 | 0 | 0 | 0 | 2026668.677 | 2154497.747 | 2309992.359 | 2476703.424 | 2620604.107 | 2844126.85 | 3025576.842 | 3166630.706 | 3339501.045 | 3628539.507 | 3995760.621 | 4342880.434 | 4625256.5 | 0.076816 | 0.10496 | 0.17715 | 0.049015 | 0.35906 | 0.12691 | 0.1331 | 0.15062 | 0.080905 | 0.089825 | 0.072622 | 0.061164 | 0.069687 | 0.069684 | 0.056476 | 0.081851 | 0.061846 | 0.045566 | 0.053153 | 0.083009 | 0.096404 | 0.083304 | 0.062994 | 0.066001
| 135 | 17765854.2351 | 0 | 14443263.4161 | 0 |  | 485024.1875 | 539108.5 | 592456.6875 | 703804.6875 | 705207.875 | 996106 | 1125693.875 | 1268236.625 | 1480877.143 | 1605137.384 | 1758347.439 | 1859459.052 | 1977187.497 | 2130022.234 | 2267886.924 | 2427476.357 | 2636963.85 | 2786612.092 | 2920522.706 | 3120596.295 | 3347817.257 | 3654788.121 | 3972079.934 | 4211632.5 | 0 | 0 | 0 | 0 | 0 | 0 | 0 | 0 | 0 | 0 | 0 | 0 | 0 | 0 | 0 | 0 | 0 | 0 | 0 | 0 | 0 | 0 | 0 | 0 | 0.10572 | 0.094361 | 0.17222 | 0.0019917 | 0.34536 | 0.1223 | 0.11923 | 0.15501 | 0.080575 | 0.091165 | 0.055911 | 0.06139 | 0.074457 | 0.062716 | 0.068004 | 0.082776 | 0.055198 | 0.046936 | 0.066261 | 0.070284 | 0.08773 | 0.083252 | 0.05856 | 0.065502
| 136 | 17836229.1056 | 0 | 14469752.0145 | 0 |  | 516858.8125 | 551908.9375 | 606788.875 | 711985.625 | 699729.8125 | 987032.125 | 1100072.5 | 1254339.75 | 1476510.643 | 1612411.259 | 1750235.189 | 1834800.052 | 1976783.872 | 2138911.859 | 2272830.924 | 2416211.607 | 2642188.85 | 2782451.592 | 2953589.706 | 3137118.045 | 3379691.507 | 3717983.121 | 4028902.684 | 4260637.5 | 0 | 0 | 0 | 0 | 0 | 0 | 0 | 0 | 0 | 0 | 0 | 0 | 0 | 0 | 0 | 0 | 0 | 0 | 0 | 0 | 0 | 0 | 0 | 0 | 0.065613 | 0.094798 | 0.15988 | -0.017363 | 0.34401 | 0.10843 | 0.13123 | 0.16307 | 0.088049 | 0.082019 | 0.047185 | 0.074536 | 0.078826 | 0.060729 | 0.061175 | 0.089407 | 0.051725 | 0.059689 | 0.060283 | 0.07448 | 0.095397 | 0.080313 | 0.055925 | 0.066607
| 137 | 17383789.378 | 0 | 14124675.5397 | 0 |  | 515317 | 556939.4375 | 613456.9375 | 696828.6875 | 684453.375 | 952532.4375 | 1075584.125 | 1228091.375 | 1443616.018 | 1568411.759 | 1702034.314 | 1778394.552 | 1892632.122 | 2055150.859 | 2200721.674 | 2362072.857 | 2571430.35 | 2726411.592 | 2877567.956 | 3074474.795 | 3292582.507 | 3622568.871 | 3883016.184 | 4091560.25 | 0 | 0 | 0 | 0 | 0 | 0 | 0 | 0 | 0 | 0 | 0 | 0 | 0 | 0 | 0 | 0 | 0 | 0 | 0 | 0 | 0 | 0 | 0 | 0 | 0.077674 | 0.096654 | 0.12743 | -0.017919 | 0.3305 | 0.1215 | 0.1326 | 0.16169 | 0.082912 | 0.081761 | 0.043887 | 0.062257 | 0.082381 | 0.068436 | 0.070754 | 0.084923 | 0.058524 | 0.053959 | 0.066189 | 0.068538 | 0.095511 | 0.069429 | 0.052314 | 0.063302
| 138 | 17364604.7382 | 0 | 14129179.9541 | 0 |  | 492867.625 | 536321.5625 | 584548.9375 | 719934.75 | 724232.1875 | 1002917.375 | 1114399.5 | 1252059.5 | 1451271.018 | 1567113.134 | 1711395.064 | 1775160.802 | 1897431.497 | 2031250.984 | 2185524.924 | 2348433.857 | 2562363.6 | 2687855.092 | 2834801.456 | 3022259.545 | 3243795.257 | 3578605.871 | 3885460.434 | 4079613.25 | 0 | 0 | 0 | 0 | 0 | 0 | 0 | 0 | 0 | 0 | 0 | 0 | 0 | 0 | 0 | 0 | 0 | 0 | 0 | 0 | 0 | 0 | 0 | 0 | 0.084493 | 0.086107 | 0.20832 | 0.0059515 | 0.32556 | 0.1054 | 0.11647 | 0.14765 | 0.076795 | 0.088074 | 0.036582 | 0.06661 | 0.068151 | 0.073204 | 0.071893 | 0.087181 | 0.047813 | 0.053228 | 0.064033 | 0.070739 | 0.098229 | 0.082268 | 0.048761 | 0.064475
| 139 | 19273592.5177 | 19273592.5177 | 15622870.319 | 15622870.319 |  | 546039.8125 | 589246.25 | 642057.8125 | 750054.1875 | 810540.4375 | 1101386.5 | 1207763.375 | 1353226.625 | 1556630.018 | 1702958.509 | 1865021.314 | 1978690.927 | 2103201.872 | 2288764.359 | 2488392.924 | 2645088.107 | 2875240.35 | 3031461.342 | 3184340.706 | 3393736.295 | 3671862.257 | 4029556.621 | 4375500.934 | 4607865 | 0 | 589246.25 | 642057.8125 | 0 | 810540.4375 | 0 | 0 | 0 | 0 | 0 | 0 | 0 | 0 | 0 | 2488392.924 | 2645088.107 | 2875240.35 | 3031461.342 | 3184340.706 | 3393736.295 | 3671862.257 | 4029556.621 | 4375500.934 | 4607865 | 0.076152 | 0.085834 | 0.15547 | 0.077556 | 0.30662 | 0.0922 | 0.11372 | 0.14003 | 0.089844 | 0.090905 | 0.059163 | 0.061025 | 0.084551 | 0.083625 | 0.061067 | 0.083432 | 0.052909 | 0.0492 | 0.063686 | 0.078767 | 0.092957 | 0.082365 | 0.051744 | 0.053345
| 140 | 19245019.391 | 19245019.391 | 15732709.2485 | 15732709.2485 |  | 526640.5 | 551558.875 | 603537.4375 | 734383.1875 | 785715.75 | 1110864 | 1267779.625 | 1449737.875 | 1671994.518 | 1797045.134 | 1949361.814 | 2055750.052 | 2172348.622 | 2323341.859 | 2463217.424 | 2606265.357 | 2797265.1 | 2960046.342 | 3127247.706 | 3311500.045 | 3564602.257 | 3879435.621 | 4192765.684 | 4409034 | 0 | 0 | 0 | 0 | 0 | 1110864 | 1267779.625 | 1449737.875 | 1671994.518 | 1797045.134 | 1949361.814 | 2055750.052 | 2172348.622 | 2323341.859 | 2463217.424 | 2606265.357 | 0 | 0 | 3127247.706 | 3311500.045 | 3564602.257 | 0 | 0 | 0 | 0.04623 | 0.090059 | 0.19622 | 0.067564 | 0.3463 | 0.13213 | 0.13412 | 0.14263 | 0.072126 | 0.081358 | 0.053139 | 0.055168 | 0.067198 | 0.058462 | 0.05645 | 0.070724 | 0.056563 | 0.054948 | 0.057248 | 0.073651 | 0.084637 | 0.077671 | 0.050295 | 0.06646
| 141 | 18911321.9773 | 0 | 15444990.1487 | 0 |  | 558615.6875 | 586906.9375 | 638011.9375 | 756838.125 | 797965.125 | 1089866.625 | 1199402.125 | 1341036 | 1556754.768 | 1694064.634 | 1846930.439 | 1972906.427 | 2098187.247 | 2257825.359 | 2443868.924 | 2605493.357 | 2820501.85 | 2954589.592 | 3086510.456 | 3264712.045 | 3483844.757 | 3843051.371 | 4155277.684 | 4357961.5 | 558615.6875 | 586906.9375 | 638011.9375 | 756838.125 | 797965.125 | 0 | 0 | 0 | 0 | 0 | 0 | 0 | 0 | 0 | 0 | 0 | 2820501.85 | 0 | 0 | 0 | 0 | 0 | 0 | 0 | 0.049405 | 0.083491 | 0.17079 | 0.052916 | 0.31175 | 0.095768 | 0.11162 | 0.14916 | 0.084527 | 0.086394 | 0.065983 | 0.061566 | 0.073328 | 0.07918 | 0.06404 | 0.079293 | 0.046445 | 0.043681 | 0.05613 | 0.064965 | 0.09813 | 0.078113 | 0.047625 | 0.057677
| 142 | 18238324.4964 | 0 | 14884095.0141 | 0 |  | 508471.9688 | 527922.4375 | 572787.375 | 702177.625 | 735077.375 | 1053420.875 | 1186927.125 | 1334846.25 | 1557455.018 | 1675566.134 | 1838892.689 | 1953851.052 | 2066592.497 | 2186923.109 | 2353732.174 | 2480698.357 | 2704692.1 | 2804859.342 | 2959991.706 | 3138187.045 | 3380648.007 | 3699568.871 | 4019257.184 | 4229147.5 | 0 | 0 | 0 | 0 | 0 | 0 | 0 | 0 | 0 | 0 | 0 | 0 | 0 | 0 | 0 | 0 | 0 | 0 | 0 | 0 | 0 | 0 | 0 | 0 | 0.037539 | 0.081565 | 0.20367 | 0.045789 | 0.35982 | 0.11932 | 0.11745 | 0.15424 | 0.073098 | 0.093012 | 0.060639 | 0.056099 | 0.056594 | 0.073507 | 0.052538 | 0.086448 | 0.036365 | 0.053833 | 0.058459 | 0.074422 | 0.090149 | 0.082881 | 0.050903 | 0.070147
| 143 | 17103134.6336 | 0 | 13914110.7802 | 0 |  | 516467.0312 | 546269.5 | 597201.875 | 709214.5 | 702095.3125 | 967328.8125 | 1066658.125 | 1215098 | 1427398.768 | 1539224.759 | 1667164.314 | 1739488.677 | 1856482.372 | 2010195.234 | 2158721.424 | 2310256.857 | 2521031.85 | 2653383.592 | 2794881.706 | 2982367.295 | 3205385.757 | 3526198.621 | 3819986.934 | 4022847.5 | 0 | 0 | 0 | 0 | 0 | 0 | 0 | 0 | 0 | 0 | 0 | 0 | 0 | 0 | 0 | 0 | 0 | 0 | 0 | 0 | 0 | 0 | 0 | 0 | 0.056101 | 0.089143 | 0.1719 | -0.010089 | 0.32047 | 0.097747 | 0.13029 | 0.16103 | 0.075425 | 0.079845 | 0.042467 | 0.065092 | 0.079548 | 0.071284 | 0.067843 | 0.08731 | 0.051167 | 0.051954 | 0.064928 | 0.072115 | 0.095388 | 0.080027 | 0.051743 | 0.063014
| 144 | 17317905.8235 | 0 | 14078706.8009 | 0 |  | 514646.0625 | 550576.3125 | 604226.25 | 704427.3125 | 691446 | 974019 | 1083501.625 | 1226035 | 1441152.018 | 1569900.384 | 1692937.314 | 1763014.677 | 1890836.122 | 2049005.234 | 2202297.424 | 2353098.107 | 2553587.85 | 2690651.342 | 2835848.956 | 3013605.045 | 3254595.257 | 3582708.621 | 3880972.934 | 4085515.5 | 0 | 0 | 0 | 0 | 0 | 0 | 0 | 0 | 0 | 0 | 0 | 0 | 0 | 0 | 0 | 0 | 0 | 0 | 0 | 0 | 0 | 0 | 0 | 0 | 0.067486 | 0.092983 | 0.15344 | -0.0186 | 0.34265 | 0.10652 | 0.12359 | 0.16166 | 0.085569 | 0.075453 | 0.04056 | 0.069994 | 0.080335 | 0.072147 | 0.066232 | 0.081767 | 0.052284 | 0.052558 | 0.060796 | 0.076931 | 0.096051 | 0.079967 | 0.051362 | 0.06616
| 145 | 19366171.0697 | 19366171.0697 | 15896005.2203 | 15896005.2203 |  | 575122.4375 | 582045.5 | 626280.9375 | 766474.0625 | 861806.625 | 1191935.25 | 1321877.25 | 1480656.625 | 1673186.768 | 1794223.634 | 1937139.939 | 2020529.927 | 2147062.747 | 2276503.109 | 2432054.674 | 2573544.857 | 2799016.85 | 2943662.342 | 3070864.206 | 3240479.545 | 3472551.257 | 3795505.621 | 4201975.934 | 4395553.5 | 575122.4375 | 582045.5 | 626280.9375 | 766474.0625 | 861806.625 | 1191935.25 | 1321877.25 | 1480656.625 | 1673186.768 | 1794223.634 | 1937139.939 | 2020529.927 | 2147062.747 | 0 | 0 | 0 | 0 | 0 | 0 | 0 | 0 | 0 | 4201975.934 | 0 | 0.011966 | 0.07325 | 0.202 | 0.11723 | 0.3243 | 0.10347 | 0.11343 | 0.12224 | 0.069842 | 0.07664 | 0.042147 | 0.060741 | 0.05854 | 0.066096 | 0.056548 | 0.083984 | 0.050386 | 0.042305 | 0.053762 | 0.069168 | 0.088928 | 0.10174 | 0.045039 | 0.064125
| 146 | 17630859.597 | 0 | 14364866.4613 | 0 |  | 512305.0938 | 544177.6875 | 593849.875 | 711486.5625 | 724693.625 | 1015073.5 | 1118691 | 1238659.75 | 1461235.018 | 1586015.259 | 1733445.439 | 1806908.927 | 1922695.372 | 2092201.609 | 2264263.174 | 2415355.857 | 2616109.35 | 2774504.342 | 2903387.456 | 3094861.295 | 3305378.007 | 3614509.871 | 3903640.184 | 4097718.75 | 0 | 0 | 0 | 0 | 0 | 0 | 0 | 0 | 0 | 0 | 0 | 0 | 0 | 0 | 0 | 0 | 0 | 0 | 0 | 0 | 0 | 0 | 0 | 0 | 0.060355 | 0.087351 | 0.18073 | 0.018392 | 0.33697 | 0.097198 | 0.10187 | 0.16525 | 0.081943 | 0.088886 | 0.041507 | 0.06211 | 0.084489 | 0.079032 | 0.064597 | 0.079842 | 0.058784 | 0.045406 | 0.063865 | 0.065808 | 0.089405 | 0.076953 | 0.048521 | 0.064423
| 147 | 17350722.9661 | 0 | 14099529.1365 | 0 |  | 496129.5938 | 543292.5625 | 594472.875 | 700686.6875 | 689419.3125 | 964554.375 | 1073006.625 | 1219506 | 1433799.268 | 1564822.884 | 1717383.689 | 1789889.177 | 1898152.747 | 2059486.109 | 2218673.174 | 2382250.357 | 2587858.6 | 2720460.592 | 2851027.206 | 3049881.795 | 3269420.257 | 3594507.621 | 3895110.434 | 4099179.5 | 0 | 0 | 0 | 0 | 0 | 0 | 0 | 0 | 0 | 0 | 0 | 0 | 0 | 0 | 0 | 0 | 0 | 0 | 0 | 0 | 0 | 0 | 0 | 0 | 0.090811 | 0.090027 | 0.16439 | -0.016211 | 0.33582 | 0.10655 | 0.12798 | 0.16188 | 0.087445 | 0.093029 | 0.041352 | 0.058727 | 0.081575 | 0.074453 | 0.071136 | 0.082785 | 0.04997 | 0.046878 | 0.067423 | 0.06951 | 0.094794 | 0.080315 | 0.051065 | 0.065419
| 148 | 17051642.0526 | 0 | 13855320.8567 | 0 |  | 494375.2188 | 538087.8125 | 588690.3125 | 700953.625 | 688399.375 | 958989.75 | 1076793.125 | 1209990 | 1426584.018 | 1541772.759 | 1662227.939 | 1732269.677 | 1851348.497 | 2004946.609 | 2152061.174 | 2304634.357 | 2514739.35 | 2669189.342 | 2804767.956 | 2990303.045 | 3211310.007 | 3539771.371 | 3828099.434 | 4028154 | 0 | 0 | 0 | 0 | 0 | 0 | 0 | 0 | 0 | 0 | 0 | 0 | 0 | 0 | 0 | 0 | 0 | 0 | 0 | 0 | 0 | 0 | 0 | 0 | 0.084727 | 0.089878 | 0.17454 | -0.018073 | 0.33151 | 0.11586 | 0.11662 | 0.16467 | 0.07765 | 0.075226 | 0.041274 | 0.066482 | 0.079703 | 0.070809 | 0.068496 | 0.087247 | 0.059606 | 0.049546 | 0.064054 | 0.071304 | 0.097383 | 0.078306 | 0.05094 | 0.065243
| 149 | 17747925.7296 | 0 | 14405270.7753 | 0 |  | 517263.3125 | 575088 | 633319.875 | 733969.875 | 729660.4375 | 988296.75 | 1090676.375 | 1232367 | 1444265.393 | 1566089.009 | 1700468.689 | 1784370.927 | 1914127.247 | 2108770.859 | 2274391.174 | 2423692.857 | 2621523.85 | 2773841.342 | 2948109.956 | 3158815.295 | 3384066.257 | 3708253.371 | 3985304.434 | 4193029 | 0 | 0 | 633319.875 | 0 | 0 | 0 | 0 | 0 | 0 | 0 | 0 | 0 | 0 | 0 | 0 | 0 | 0 | 0 | 0 | 0 | 0 | 0 | 0 | 0 | 0.10597 | 0.096453 | 0.14749 | -0.0058887 | 0.3034 | 0.09857 | 0.12214 | 0.15866 | 0.080981 | 0.082322 | 0.048162 | 0.070196 | 0.096843 | 0.075607 | 0.06358 | 0.078463 | 0.056477 | 0.060931 | 0.069033 | 0.068881 | 0.091483 | 0.072053 | 0.05081 | 0.057295
| 150 | 19117422.372 | 19117422.372 | 15598770.131 | 15598770.131 |  | 521734.0938 | 560476.3125 | 613738.5625 | 731926.9375 | 766236.875 | 1080234.125 | 1229792.625 | 1401327.375 | 1604929.643 | 1760367.634 | 1914962.939 | 2042652.427 | 2160553.872 | 2315624.359 | 2495418.174 | 2606207.857 | 2832950.6 | 2986288.592 | 3115598.206 | 3313372.295 | 3549101.757 | 3892243.371 | 4200640.434 | 4436881.5 | 0 | 0 | 0 | 0 | 0 | 0 | 1229792.625 | 1401327.375 | 1604929.643 | 1760367.634 | 1914962.939 | 2042652.427 | 2160553.872 | 2315624.359 | 2495418.174 | 2606207.857 | 2832950.6 | 2986288.592 | 3115598.206 | 3313372.295 | 3549101.757 | 3892243.371 | 4200640.434 | 4436881.5 | 0.071629 | 0.090782 | 0.17611 | 0.045811 | 0.34344 | 0.12967 | 0.13057 | 0.13566 | 0.092443 | 0.084176 | 0.064551 | 0.056115 | 0.069315 | 0.074777 | 0.04344 | 0.083423 | 0.052713 | 0.04239 | 0.061545 | 0.068728 | 0.092291 | 0.076251 | 0.054715 | 0.063993
| 151 | 15840339.563 | 0 | 12717061.4419 | 0 |  | 316820.625 | 405933.0938 | 459548.625 | 593290.3125 | 607632.625 | 833579.75 | 928957.1875 | 1102255.875 | 1325326.018 | 1437820.259 | 1562311.314 | 1625587.427 | 1736895.372 | 1952587.234 | 2098448.674 | 2255963.107 | 2459051.6 | 2604953.592 | 2749135.706 | 2940960.295 | 3158283.257 | 3478488.371 | 3721105.684 | 3909618 | 0 | 0 | 0 | 0 | 0 | 0 | 0 | 0 | 0 | 0 | 0 | 0 | 0 | 0 | 0 | 0 | 0 | 0 | 0 | 0 | 0 | 0 | 0 | 0 | 0.24785 | 0.12406 | 0.25544 | 0.023887 | 0.31616 | 0.10833 | 0.17105 | 0.1843 | 0.08147 | 0.083038 | 0.039703 | 0.06623 | 0.11706 | 0.072043 | 0.072379 | 0.086199 | 0.057639 | 0.053872 | 0.06745 | 0.071292 | 0.096569 | 0.067423 | 0.049419 | 0.075752
| 152 | 17084435.5629 | 0 | 13853409.308 | 0 |  | 472769.7812 | 519668.0312 | 571055.875 | 692572.5 | 678263.8125 | 943578.8125 | 1055351.25 | 1203376.75 | 1433925.643 | 1555345.384 | 1694384.314 | 1759512.802 | 1875729.997 | 2036330.984 | 2179690.674 | 2316484.107 | 2519455.1 | 2665855.092 | 2822791.456 | 3027193.045 | 3239553.507 | 3582524.621 | 3870626.684 | 4074027.5 | 0 | 0 | 0 | 0 | 0 | 0 | 0 | 0 | 0 | 0 | 0 | 0 | 0 | 0 | 0 | 0 | 0 | 0 | 0 | 0 | 0 | 0 | 0 | 0 | 0.094582 | 0.094297 | 0.19293 | -0.020877 | 0.33014 | 0.11195 | 0.13126 | 0.17528 | 0.081282 | 0.085622 | 0.037718 | 0.063961 | 0.082152 | 0.068033 | 0.060868 | 0.083992 | 0.056482 | 0.057201 | 0.06991 | 0.0678 | 0.10063 | 0.077349 | 0.051216 | 0.06727
| 153 | 18051997.5918 | 0 | 14677895.545 | 0 |  | 517892 | 564061.5 | 625812.4375 | 721488.1875 | 730524.25 | 1034038.0625 | 1138627.5 | 1289884 | 1483673.018 | 1624711.259 | 1777460.314 | 1872341.427 | 1966131.872 | 2140664.484 | 2292630.674 | 2445778.107 | 2662493.85 | 2810844.842 | 2952188.706 | 3166765.795 | 3388488.757 | 3754849.371 | 4033794.434 | 4240869.5 | 0 | 0 | 0 | 0 | 0 | 0 | 0 | 0 | 0 | 0 | 0 | 0 | 0 | 0 | 0 | 0 | 0 | 0 | 0 | 0 | 0 | 0 | 0 | 0 | 0.085397 | 0.10389 | 0.14227 | 0.012446 | 0.34746 | 0.096352 | 0.12473 | 0.13997 | 0.090809 | 0.089855 | 0.052004 | 0.048878 | 0.085048 | 0.068584 | 0.064663 | 0.0849 | 0.054222 | 0.049062 | 0.070164 | 0.067673 | 0.10266 | 0.071659 | 0.050061 | 0.063665
| 154 | 17632578.0973 | 0 | 14371716.4264 | 0 |  | 518995.3125 | 558911.5 | 606890.8125 | 719899.3125 | 708974.5 | 998202.375 | 1115112 | 1262951.625 | 1483782.768 | 1614588.259 | 1742892.189 | 1821068.927 | 1925258.747 | 2098695.609 | 2249251.674 | 2386788.357 | 2583589.35 | 2726408.592 | 2869388.956 | 3053305.795 | 3272149.507 | 3611949.871 | 3908422.434 | 4110350.5 | 0 | 0 | 0 | 0 | 0 | 0 | 0 | 0 | 0 | 0 | 0 | 0 | 0 | 0 | 0 | 0 | 0 | 0 | 0 | 0 | 0 | 0 | 0 | 0 | 0.074096 | 0.082358 | 0.17076 | -0.015292 | 0.34214 | 0.11075 | 0.1245 | 0.16114 | 0.084485 | 0.076466 | 0.043878 | 0.055637 | 0.086256 | 0.069282 | 0.059351 | 0.079231 | 0.053806 | 0.051114 | 0.062126 | 0.069222 | 0.098801 | 0.078886 | 0.050374 | 0.067081
| 155 | 17740459.5984 | 0 | 14426762.6423 | 0 |  | 517450.1875 | 559569.8125 | 617496.5 | 714340.125 | 719934.8125 | 985377.6875 | 1095125.125 | 1243368 | 1473765.143 | 1589207.134 | 1751144.189 | 1840306.052 | 1951506.247 | 2112929.359 | 2265078.674 | 2408670.857 | 2617295.35 | 2781111.592 | 2915708.956 | 3101330.545 | 3324913.757 | 3679464.121 | 3969222.934 | 4169676.75 | 0 | 0 | 0 | 0 | 0 | 0 | 0 | 0 | 0 | 0 | 0 | 0 | 0 | 0 | 0 | 0 | 0 | 0 | 0 | 0 | 0 | 0 | 0 | 0 | 0.078255 | 0.098505 | 0.14569 | 0.0078015 | 0.31386 | 0.1056 | 0.12696 | 0.17 | 0.075415 | 0.097034 | 0.049662 | 0.05867 | 0.079474 | 0.069534 | 0.061466 | 0.083066 | 0.060709 | 0.047262 | 0.061718 | 0.069613 | 0.10132 | 0.075803 | 0.049268 | 0.05967
| 156 | 19822185.3633 | 19822185.3633 | 16160914.5889 | 16160914.5889 |  | 524708.625 | 573975.125 | 624715.375 | 749126.25 | 796651.25 | 1133678.5 | 1250227.375 | 1426231 | 1666989.768 | 1812275.509 | 2030618.314 | 2103724.052 | 2233152.872 | 2421807.609 | 2601484.674 | 2768776.107 | 2970184.6 | 3074821.842 | 3218769.206 | 3444254.795 | 3721850.007 | 4043450.121 | 4344323.934 | 4617279 | 0 | 0 | 0 | 0 | 0 | 1133678.5 | 1250227.375 | 1426231 | 1666989.768 | 1812275.509 | 2030618.314 | 2103724.052 | 2233152.872 | 2421807.609 | 2601484.674 | 2768776.107 | 2970184.6 | 3074821.842 | 3218769.206 | 3444254.795 | 3721850.007 | 4043450.121 | 4344323.934 | 4617279 | 0.089743 | 0.08471 | 0.18161 | 0.061509 | 0.35281 | 0.097858 | 0.13171 | 0.15598 | 0.083564 | 0.11376 | 0.035369 | 0.059705 | 0.0811 | 0.071568 | 0.062323 | 0.070219 | 0.034623 | 0.045752 | 0.067709 | 0.077513 | 0.082877 | 0.071772 | 0.060935 | 0.06639
| 157 | 18154328.8884 | 0 | 14784033.0664 | 0 |  | 490022.375 | 540451.8125 | 596754.375 | 713079.875 | 741855.0625 | 1033786.0625 | 1165418 | 1322442.125 | 1531088.768 | 1652360.259 | 1794646.564 | 1881970.302 | 2022175.872 | 2174172.359 | 2333374.424 | 2485793.607 | 2690088.35 | 2836766.842 | 2981462.456 | 3157027.545 | 3397426.757 | 3733854.371 | 4032200.434 | 4236481 | 0 | 0 | 0 | 0 | 0 | 0 | 0 | 0 | 0 | 0 | 0 | 0 | 0 | 0 | 0 | 0 | 0 | 0 | 0 | 0 | 0 | 0 | 0 | 0 | 0.097954 | 0.0991 | 0.17809 | 0.03956 | 0.33183 | 0.11985 | 0.1264 | 0.1465 | 0.076226 | 0.082603 | 0.047511 | 0.071855 | 0.072474 | 0.070667 | 0.063276 | 0.078982 | 0.053091 | 0.049749 | 0.057217 | 0.073387 | 0.094423 | 0.076871 | 0.049421 | 0.06182
| 158 | 19038980.8354 | 0 | 15629422.2369 | 15629422.2369 |  | 550075 | 556583.375 | 608780.75 | 747961.8125 | 816552.1875 | 1186119.625 | 1319652.375 | 1454186.25 | 1657881.893 | 1783414.009 | 1928812.064 | 1985613.177 | 2116196.122 | 2259582.359 | 2418372.424 | 2558231.357 | 2750426.1 | 2861296.842 | 2994670.206 | 3181551.045 | 3415211.757 | 3762828.871 | 4091652.184 | 4315781.5 | 550075 | 0 | 0 | 0 | 816552.1875 | 1186119.625 | 1319652.375 | 1454186.25 | 1657881.893 | 1783414.009 | 1928812.064 | 1985613.177 | 0 | 0 | 0 | 0 | 0 | 0 | 0 | 0 | 0 | 0 | 0 | 0 | 0.011762 | 0.089641 | 0.20589 | 0.087739 | 0.37335 | 0.10668 | 0.097078 | 0.13109 | 0.072989 | 0.078375 | 0.029023 | 0.063692 | 0.06556 | 0.067915 | 0.056221 | 0.07244 | 0.039519 | 0.045559 | 0.060535 | 0.070871 | 0.096932 | 0.083778 | 0.05333 | 0.072744
| 159 | 17262593.1073 | 0 | 14025190.3128 | 0 |  | 492683.4688 | 528739.625 | 585861.3125 | 704144.6875 | 701389.3125 | 996538.0625 | 1083864.125 | 1225199.625 | 1433821.268 | 1552000.884 | 1687011.814 | 1762033.427 | 1888852.622 | 2048040.984 | 2197189.424 | 2340965.857 | 2556908.6 | 2692824.092 | 2833774.456 | 3020900.545 | 3256110.757 | 3589923.621 | 3868364.184 | 4079842.25 | 0 | 0 | 0 | 0 | 0 | 0 | 0 | 0 | 0 | 0 | 0 | 0 | 0 | 0 | 0 | 0 | 0 | 0 | 0 | 0 | 0 | 0 | 0 | 0 | 0.070629 | 0.10259 | 0.1839 | -0.0039208 | 0.35122 | 0.084 | 0.12257 | 0.15724 | 0.079202 | 0.083414 | 0.04351 | 0.069501 | 0.080914 | 0.070295 | 0.063385 | 0.088235 | 0.051792 | 0.051019 | 0.063945 | 0.074978 | 0.097597 | 0.074701 | 0.053227 | 0.067889
| 160 | 17706610.7704 | 0 | 14432832.1912 | 0 |  | 509545.2812 | 552457.9375 | 608614.25 | 701491.25 | 715130.375 | 1007208.125 | 1110947.875 | 1270534.25 | 1483210.393 | 1617918.509 | 1760921.689 | 1837548.427 | 1954016.872 | 2119749.109 | 2262082.424 | 2401031.857 | 2611710.85 | 2754156.092 | 2895239.206 | 3071075.545 | 3302354.007 | 3623306.121 | 3905673.684 | 4128405.5 | 0 | 0 | 0 | 0 | 0 | 0 | 0 | 0 | 0 | 0 | 0 | 0 | 0 | 0 | 0 | 0 | 0 | 0 | 0 | 0 | 0 | 0 | 0 | 0 | 0.080859 | 0.096807 | 0.14202 | 0.019256 | 0.34247 | 0.098031 | 0.13422 | 0.15477 | 0.086932 | 0.084697 | 0.042595 | 0.061455 | 0.081411 | 0.064988 | 0.059613 | 0.084107 | 0.053106 | 0.049957 | 0.05896 | 0.072608 | 0.092751 | 0.075043 | 0.055461 | 0.063314
| 161 | 18239902.9175 | 0 | 14831568.0101 | 0 |  | 552335.4375 | 595596.25 | 660637.8125 | 751974.5625 | 780120.625 | 1032077.9375 | 1135624 | 1274011.375 | 1486704.768 | 1615020.759 | 1762537.689 | 1842005.427 | 1978123.872 | 2147552.609 | 2310304.674 | 2476643.607 | 2671262.85 | 2802493.092 | 2969634.956 | 3218155.045 | 3425592.007 | 3781975.371 | 4079561.434 | 4287935.5 | 552335.4375 | 595596.25 | 660637.8125 | 0 | 0 | 0 | 0 | 0 | 0 | 0 | 0 | 0 | 0 | 0 | 0 | 0 | 0 | 0 | 0 | 0 | 0 | 0 | 0 | 0 | 0.075407 | 0.10364 | 0.1295 | 0.036746 | 0.27988 | 0.095608 | 0.11499 | 0.15439 | 0.082786 | 0.087407 | 0.0441 | 0.071294 | 0.08218 | 0.073051 | 0.069525 | 0.075647 | 0.047958 | 0.05793 | 0.080369 | 0.062466 | 0.098972 | 0.075743 | 0.049816 | 0.049849
| 162 | 18165470.9057 | 0 | 14808292.5437 | 0 |  | 519976.25 | 551479.1875 | 601990.5625 | 710344.3125 | 734645.9375 | 1015647.6875 | 1132599.5 | 1297117.75 | 1512121.018 | 1647357.634 | 1822621.689 | 1906083.302 | 2044888.372 | 2205020.609 | 2355605.924 | 2500226.857 | 2684965.1 | 2824803.592 | 2967023.206 | 3158886.295 | 3393521.507 | 3735777.871 | 4009543.434 | 4197206 | 0 | 0 | 0 | 0 | 0 | 0 | 0 | 0 | 0 | 0 | 0 | 0 | 0 | 0 | 0 | 0 | 0 | 0 | 0 | 0 | 0 | 0 | 0 | 0 | 0.058821 | 0.087638 | 0.16551 | 0.033639 | 0.32389 | 0.10899 | 0.13563 | 0.15337 | 0.085659 | 0.1011 | 0.044775 | 0.070293 | 0.075394 | 0.066061 | 0.059583 | 0.071286 | 0.050771 | 0.04912 | 0.06266 | 0.071649 | 0.096088 | 0.070721 | 0.045742 | 0.061165
| 163 | 17765003.1845 | 0 | 14387724.6223 | 0 |  | 511559.7188 | 549663.8125 | 603332.125 | 691677.25 | 694587.375 | 959759.875 | 1072411.875 | 1232526.5 | 1458142.018 | 1591112.634 | 1727719.939 | 1809624.552 | 1942970.247 | 2139606.234 | 2307236.174 | 2472483.607 | 2658082.1 | 2784068.842 | 2981460.456 | 3163131.545 | 3407622.757 | 3740872.121 | 4044112.934 | 4238409.5 | 0 | 0 | 0 | 0 | 0 | 0 | 0 | 0 | 0 | 0 | 0 | 0 | 0 | 0 | 0 | 0 | 0 | 0 | 0 | 0 | 0 | 0 | 0 | 0 | 0.071843 | 0.093161 | 0.13665 | 0.0041985 | 0.32337 | 0.11098 | 0.13916 | 0.1681 | 0.087271 | 0.082369 | 0.046317 | 0.071098 | 0.096404 | 0.075429 | 0.069173 | 0.072382 | 0.046309 | 0.0685 | 0.059149 | 0.074452 | 0.093304 | 0.077943 | 0.046926 | 0.061093
| 164 | 17492750.2011 | 0 | 14232677.5419 | 0 |  | 502772.9375 | 547279.3125 | 598474.8125 | 711026.3125 | 708349.125 | 981369.75 | 1092272 | 1240726.125 | 1458129.893 | 1587519.509 | 1737962.814 | 1807792.302 | 1909768.247 | 2082546.109 | 2231396.674 | 2376346.607 | 2584590.85 | 2719353.342 | 2863421.206 | 3057628.295 | 3280790.507 | 3614011.871 | 3898899.934 | 4103625.25 | 0 | 0 | 0 | 0 | 0 | 0 | 0 | 0 | 0 | 0 | 0 | 0 | 0 | 0 | 0 | 0 | 0 | 0 | 0 | 0 | 0 | 0 | 0 | 0 | 0.084821 | 0.089425 | 0.17232 | -0.0037724 | 0.32601 | 0.10707 | 0.12744 | 0.16146 | 0.085018 | 0.090541 | 0.039393 | 0.054876 | 0.086609 | 0.069036 | 0.062937 | 0.084003 | 0.050827 | 0.051623 | 0.065622 | 0.070445 | 0.096734 | 0.075876 | 0.051176 | 0.063545
| 165 | 17852963.3452 | 0 | 14602067.1581 | 0 |  | 553393.375 | 578615.375 | 623583.5 | 770942.4375 | 788330.9375 | 1097030.125 | 1210939 | 1329252.75 | 1514418.893 | 1626671.259 | 1740312.314 | 1793901.302 | 1907701.247 | 2064304.859 | 2207798.424 | 2348479.107 | 2545267.35 | 2673597.592 | 2816813.206 | 3011215.795 | 3259379.757 | 3587404.871 | 3906469.184 | 4105946.5 | 553393.375 | 578615.375 | 0 | 770942.4375 | 0 | 0 | 0 | 0 | 0 | 0 | 0 | 0 | 0 | 0 | 0 | 0 | 0 | 0 | 0 | 0 | 0 | 0 | 0 | 0 | 0.044569 | 0.074845 | 0.21213 | 0.022304 | 0.33044 | 0.098789 | 0.093221 | 0.13041 | 0.071504 | 0.067529 | 0.030328 | 0.061506 | 0.078895 | 0.067202 | 0.061772 | 0.080468 | 0.049189 | 0.052181 | 0.066738 | 0.079193 | 0.095892 | 0.085205 | 0.049802 | 0.065128
| 166 | 17060687.9291 | 0 | 13845737.28 | 0 |  | 502870.0312 | 546643.3125 | 593206.5625 | 689663.75 | 665792.4375 | 947135.1875 | 1047927.125 | 1198376.75 | 1401383.018 | 1534754.884 | 1654648.689 | 1736879.677 | 1860306.247 | 2026198.109 | 2170021.424 | 2332925.607 | 2526352.6 | 2672555.092 | 2836341.456 | 3013424.045 | 3241820.007 | 3563941.121 | 3843516.184 | 4040523.25 | 0 | 0 | 0 | 0 | 0 | 0 | 0 | 0 | 0 | 0 | 0 | 0 | 0 | 0 | 0 | 0 | 0 | 0 | 0 | 0 | 0 | 0 | 0 | 0 | 0.083465 | 0.081746 | 0.15066 | -0.035226 | 0.35246 | 0.10113 | 0.13415 | 0.15649 | 0.090911 | 0.075218 | 0.048502 | 0.068651 | 0.08542 | 0.068576 | 0.072386 | 0.079653 | 0.056258 | 0.05948 | 0.060562 | 0.073058 | 0.094732 | 0.075521 | 0.049987 | 0.068489
| 167 | 17541786.298 | 0 | 14270186.2999 | 0 |  | 510274.9375 | 544101.8125 | 596827.4375 | 711847.5625 | 714146.0625 | 1011178.875 | 1117147.75 | 1255822.5 | 1467534.393 | 1587535.884 | 1724006.189 | 1794444.427 | 1913753.497 | 2072929.734 | 2223306.424 | 2375456.607 | 2582051.6 | 2721222.592 | 2865979.956 | 3049783.295 | 3282469.757 | 3608626.371 | 3932747.684 | 4129604 | 0 | 0 | 0 | 0 | 0 | 0 | 0 | 0 | 0 | 0 | 0 | 0 | 0 | 0 | 0 | 0 | 0 | 0 | 0 | 0 | 0 | 0 | 0 | 0 | 0.064187 | 0.092492 | 0.17624 | 0.0032237 | 0.34778 | 0.099662 | 0.11701 | 0.15579 | 0.078599 | 0.082468 | 0.040045 | 0.064371 | 0.079896 | 0.070033 | 0.066194 | 0.083395 | 0.052497 | 0.051829 | 0.06216 | 0.073526 | 0.094731 | 0.086011 | 0.048843 | 0.066509
| 168 | 17506327.0471 | 0 | 14255107.108 | 0 |  | 509959.9688 | 540242.1875 | 595284.125 | 711366.8125 | 719783.625 | 997669.75 | 1107481.25 | 1253208.625 | 1472181.268 | 1594356.509 | 1711101.689 | 1795313.052 | 1922404.247 | 2080883.734 | 2219747.174 | 2381368.357 | 2587184.1 | 2725264.842 | 2854301.956 | 3032514.045 | 3263136.757 | 3615210.121 | 3887142.434 | 4091836.5 | 0 | 0 | 0 | 0 | 0 | 0 | 0 | 0 | 0 | 0 | 0 | 0 | 0 | 0 | 0 | 0 | 0 | 0 | 0 | 0 | 0 | 0 | 0 | 0 | 0.057685 | 0.097021 | 0.17815 | 0.011762 | 0.32647 | 0.10442 | 0.12362 | 0.16104 | 0.079725 | 0.070667 | 0.048042 | 0.068397 | 0.079216 | 0.064601 | 0.070282 | 0.082895 | 0.051996 | 0.046262 | 0.060565 | 0.073297 | 0.10246 | 0.072524 | 0.05132 | 0.063119
| 169 | 16607927.7893 | 0 | 13488627.8686 | 0 |  | 507281.5312 | 541485.0625 | 593750.4375 | 687919.625 | 662187 | 922655.3125 | 1014517.8125 | 1170463.125 | 1374576.393 | 1483758.259 | 1607268.439 | 1677250.927 | 1792115.997 | 1955179.234 | 2101562.549 | 2251326.357 | 2448514.6 | 2588306.092 | 2733541.456 | 2925247.795 | 3139806.257 | 3455543.621 | 3735069.184 | 3923508.5 | 0 | 0 | 0 | 0 | 0 | 0 | 0 | 0 | 0 | 0 | 0 | 0 | 0 | 0 | 0 | 0 | 0 | 0 | 0 | 0 | 0 | 0 | 0 | 0 | 0.065249 | 0.092144 | 0.14721 | -0.038124 | 0.33171 | 0.094913 | 0.14299 | 0.16075 | 0.076433 | 0.079958 | 0.04262 | 0.066241 | 0.087085 | 0.072199 | 0.068838 | 0.083962 | 0.055522 | 0.054594 | 0.067781 | 0.070782 | 0.095819 | 0.077787 | 0.04922 | 0.065918
| 170 | 16576714.6225 | 0 | 13483984.1246 | 0 |  | 501836.125 | 532201.375 | 584668 | 694811.5 | 675409.625 | 948023.1875 | 1047189.4375 | 1178975.25 | 1383649.143 | 1496304.634 | 1613381.689 | 1673980.677 | 1790294.372 | 1937204.609 | 2088852.299 | 2234624.357 | 2424215.85 | 2562355.842 | 2694720.456 | 2888676.295 | 3109030.257 | 3421543.371 | 3703897.934 | 3899561.75 | 0 | 0 | 0 | 0 | 0 | 0 | 0 | 0 | 0 | 0 | 0 | 0 | 0 | 0 | 0 | 0 | 0 | 0 | 0 | 0 | 0 | 0 | 0 | 0 | 0.058748 | 0.094022 | 0.1726 | -0.028321 | 0.33906 | 0.099486 | 0.11854 | 0.16008 | 0.078274 | 0.075334 | 0.036872 | 0.067176 | 0.078866 | 0.075369 | 0.067458 | 0.081435 | 0.055419 | 0.050367 | 0.069504 | 0.073512 | 0.095781 | 0.079294 | 0.051478 | 0.067201
| 171 | 18055701.3203 | 0 | 14775136.3294 | 0 |  | 526514.25 | 565586.9375 | 622172.8125 | 753701.125 | 785647.5625 | 1105457.25 | 1179664.5 | 1323090.5 | 1527595.143 | 1641094.009 | 1772382.939 | 1859534.802 | 1966215.122 | 2135085.859 | 2276121.424 | 2420736.607 | 2608403.85 | 2752451.092 | 2894192.706 | 3079784.045 | 3293651.757 | 3619734.621 | 3932426.434 | 4148718.75 | 0 | 0 | 0 | 753701.125 | 0 | 0 | 0 | 0 | 0 | 0 | 0 | 0 | 0 | 0 | 0 | 0 | 0 | 0 | 0 | 0 | 0 | 0 | 0 | 0 | 0.071586 | 0.095354 | 0.19178 | 0.041512 | 0.34151 | 0.064971 | 0.11474 | 0.14372 | 0.071668 | 0.076962 | 0.048001 | 0.055784 | 0.082396 | 0.063966 | 0.061599 | 0.074667 | 0.053753 | 0.050214 | 0.062153 | 0.067137 | 0.094404 | 0.082856 | 0.053543 | 0.064409
| 172 | 20879839.6397 | 20879839.6397 | 17216938.5918 | 17216938.5918 |  | 634789.25 | 624956.875 | 657236.6875 | 818715.75 | 981898.0625 | 1317310.625 | 1472508.375 | 1595664.25 | 1777503.143 | 1929123.134 | 2117256.439 | 2228937.552 | 2329722.372 | 2481289.359 | 2626399.174 | 2771208.607 | 2975060.85 | 3125029.592 | 3288830.706 | 3484074.295 | 3706979.007 | 4056993.871 | 4381355.934 | 4588584.5 | 634789.25 | 624956.875 | 657236.6875 | 818715.75 | 981898.0625 | 1317310.625 | 1472508.375 | 1595664.25 | 1777503.143 | 1929123.134 | 2117256.439 | 2228937.552 | 2329722.372 | 2481289.359 | 2626399.174 | 2771208.607 | 2975060.85 | 3125029.592 | 3288830.706 | 3484074.295 | 3706979.007 | 4056993.871 | 4381355.934 | 4588584.5 | -0.01561 | 0.050362 | 0.21969 | 0.18175 | 0.29386 | 0.11138 | 0.080323 | 0.10792 | 0.081856 | 0.093056 | 0.051404 | 0.044224 | 0.063029 | 0.056835 | 0.05367 | 0.070981 | 0.049179 | 0.051088 | 0.05767 | 0.062015 | 0.090225 | 0.076916 | 0.046213 | 0.065468
| 173 | 18287939.0936 | 0 | 14917726.9363 | 0 |  | 541923.75 | 569944.125 | 621055.5625 | 745145.4375 | 774420.0625 | 1067495.125 | 1164478.875 | 1298415.5 | 1515941.018 | 1647409.634 | 1804959.189 | 1873474.052 | 2037552.747 | 2186140.609 | 2335932.924 | 2482053.607 | 2661725.6 | 2829205.592 | 2964660.456 | 3152331.795 | 3381015.257 | 3715801.871 | 4051609.684 | 4256042 | 0 | 0 | 0 | 0 | 0 | 0 | 0 | 0 | 0 | 0 | 0 | 0 | 0 | 0 | 0 | 0 | 0 | 0 | 0 | 0 | 0 | 0 | 0 | 0 | 0.050413 | 0.085882 | 0.18216 | 0.038535 | 0.32096 | 0.086959 | 0.10887 | 0.15489 | 0.083168 | 0.091334 | 0.037257 | 0.083955 | 0.070388 | 0.066274 | 0.060675 | 0.069888 | 0.061021 | 0.046767 | 0.06138 | 0.070034 | 0.094418 | 0.08652 | 0.049225 | 0.060805
| 174 | 17350607.0255 | 0 | 14107552.3783 | 0 |  | 509228.7188 | 546173.5 | 603251.9375 | 700537.6875 | 684572.9375 | 962110.4375 | 1068177.25 | 1219199.25 | 1433966.393 | 1568758.259 | 1702040.439 | 1778810.802 | 1927688.372 | 2082735.109 | 2247432.924 | 2365934.357 | 2552776.6 | 2710348.092 | 2841867.456 | 3030945.045 | 3268145.757 | 3600269.871 | 3871053.684 | 4078871.5 | 0 | 0 | 0 | 0 | 0 | 0 | 0 | 0 | 0 | 0 | 0 | 0 | 0 | 0 | 0 | 0 | 0 | 0 | 0 | 0 | 0 | 0 | 0 | 0 | 0.070039 | 0.099398 | 0.14951 | -0.023053 | 0.34033 | 0.10458 | 0.13224 | 0.16225 | 0.08984 | 0.081543 | 0.044117 | 0.080376 | 0.07736 | 0.076107 | 0.051384 | 0.076009 | 0.059895 | 0.047384 | 0.064413 | 0.075348 | 0.096786 | 0.072518 | 0.052294 | 0.066183
| 175 | 20147372.8752 | 20147372.8752 | 16493498.8183 | 16493498.8183 |  | 554560.8125 | 596663.0625 | 651422.5 | 802662.4375 | 855536.625 | 1191422.375 | 1300779.375 | 1476602.25 | 1710344.018 | 1835008.009 | 2007424.064 | 2122633.677 | 2245652.622 | 2441743.359 | 2618089.674 | 2759950.857 | 2945467.85 | 3124379.092 | 3293397.706 | 3461192.295 | 3693004.007 | 4051628.621 | 4359185.434 | 4590064 | 554560.8125 | 596663.0625 | 651422.5 | 802662.4375 | 855536.625 | 1191422.375 | 1300779.375 | 1476602.25 | 1710344.018 | 1835008.009 | 2007424.064 | 2122633.677 | 2245652.622 | 2441743.359 | 2618089.674 | 2759950.857 | 2945467.85 | 3124379.092 | 3293397.706 | 3461192.295 | 3693004.007 | 4051628.621 | 4359185.434 | 4590064 | 0.073176 | 0.087806 | 0.20878 | 0.063795 | 0.33117 | 0.087816 | 0.12678 | 0.14695 | 0.070354 | 0.089803 | 0.055805 | 0.056339 | 0.083716 | 0.069733 | 0.052768 | 0.065055 | 0.058968 | 0.052684 | 0.049693 | 0.064827 | 0.092679 | 0.073166 | 0.051609 | 0.063708
| 176 | 19029333.9038 | 0 | 15553570.2759 | 15553570.2759 |  | 555823.875 | 584417.125 | 632368.9375 | 749736.0625 | 805665.125 | 1104293.625 | 1243224.375 | 1395677.625 | 1611208.893 | 1736102.759 | 1875783.189 | 1979759.927 | 2094090.622 | 2277195.609 | 2433965.924 | 2592055.357 | 2785695.35 | 2920626.592 | 3084596.706 | 3284615.295 | 3510676.507 | 3859941.621 | 4165391.684 | 4342494 | 555823.875 | 584417.125 | 632368.9375 | 0 | 805665.125 | 0 | 1243224.375 | 1395677.625 | 1611208.893 | 0 | 0 | 0 | 0 | 0 | 0 | 0 | 0 | 0 | 0 | 0 | 0 | 0 | 0 | 0 | 0.050164 | 0.078858 | 0.17025 | 0.071947 | 0.31529 | 0.1185 | 0.11567 | 0.1436 | 0.074658 | 0.077383 | 0.053949 | 0.056144 | 0.083825 | 0.066577 | 0.062929 | 0.072046 | 0.047301 | 0.054623 | 0.062829 | 0.066559 | 0.094843 | 0.076158 | 0.041639 | 0.058375
| 177 | 19064193.0846 | 19064193.0846 | 15494725.8061 | 0 |  | 556698.875 | 576344.25 | 618512.6875 | 749607.875 | 797013.9375 | 1093202.625 | 1212969.375 | 1340952.25 | 1562695.393 | 1711235.759 | 1849132.564 | 1958475.802 | 2088037.122 | 2294012.609 | 2469506.674 | 2614702.107 | 2818157.1 | 2974584.842 | 3153155.206 | 3340059.295 | 3616474.507 | 3950901.371 | 4250843.934 | 4489617.5 | 556698.875 | 576344.25 | 0 | 0 | 797013.9375 | 0 | 0 | 0 | 0 | 0 | 0 | 0 | 0 | 2294012.609 | 2469506.674 | 2614702.107 | 2818157.1 | 2974584.842 | 3153155.206 | 3340059.295 | 3616474.507 | 3950901.371 | 4250843.934 | 4489617.5 | 0.034681 | 0.070613 | 0.19223 | 0.061322 | 0.31599 | 0.10396 | 0.10031 | 0.15303 | 0.090804 | 0.077501 | 0.05745 | 0.064058 | 0.094078 | 0.073716 | 0.057132 | 0.074933 | 0.054021 | 0.058299 | 0.057585 | 0.079511 | 0.088444 | 0.073174 | 0.05465 | 0.059741
| 178 | 18452503.6795 | 0 | 15020873.7763 | 0 |  | 513549.1562 | 556318.5 | 611986.3125 | 723850.625 | 738135.25 | 1027485.8125 | 1150525.875 | 1304101.5 | 1527614.518 | 1654155.759 | 1822290.314 | 1928386.927 | 2048933.872 | 2230837.609 | 2404640.174 | 2546062.357 | 2726207.35 | 2938076.092 | 3076472.706 | 3259424.545 | 3464116.757 | 3795722.621 | 4102693.184 | 4317674.5 | 0 | 0 | 0 | 0 | 0 | 0 | 0 | 0 | 0 | 0 | 0 | 0 | 0 | 0 | 0 | 0 | 0 | 0 | 0 | 0 | 0 | 0 | 0 | 0 | 0.079995 | 0.095369 | 0.16788 | 0.019542 | 0.33074 | 0.1131 | 0.1253 | 0.15819 | 0.079583 | 0.096803 | 0.05659 | 0.060636 | 0.085058 | 0.075023 | 0.057148 | 0.068363 | 0.074844 | 0.046029 | 0.057767 | 0.060907 | 0.091417 | 0.077769 | 0.051073 | 0.062172
| 179 | 17024327.8519 | 0 | 13811118.6022 | 0 |  | 496539.1562 | 537018.3125 | 580511.0625 | 686973.0625 | 668696.6875 | 941924.5 | 1046246 | 1189199 | 1415102.518 | 1542597.634 | 1662725.689 | 1745311.177 | 1867068.872 | 2018796.109 | 2175328.174 | 2311336.857 | 2522425.1 | 2666453.592 | 2807716.956 | 3003268.045 | 3230177.757 | 3557798.121 | 3844182.184 | 4052316.5 | 0 | 0 | 0 | 0 | 0 | 0 | 0 | 0 | 0 | 0 | 0 | 0 | 0 | 0 | 0 | 0 | 0 | 0 | 0 | 0 | 0 | 0 | 0 | 0 | 0.07837 | 0.077877 | 0.16839 | -0.026965 | 0.34259 | 0.10504 | 0.12807 | 0.17392 | 0.086266 | 0.07499 | 0.048475 | 0.067437 | 0.078132 | 0.074678 | 0.060647 | 0.087395 | 0.055529 | 0.051622 | 0.067329 | 0.072836 | 0.096605 | 0.077419 | 0.052728 | 0.06788
| 180 | 18000885.6134 | 0 | 14669199.4097 | 0 |  | 530575.25 | 562174.3125 | 606758.8125 | 742746.125 | 785182 | 1055306.25 | 1145766.625 | 1279182.25 | 1481849.893 | 1617605.009 | 1761607.689 | 1843246.802 | 1966222.997 | 2146100.359 | 2289639.174 | 2443284.357 | 2633316.85 | 2768700.842 | 2917932.706 | 3109992.295 | 3349035.007 | 3689799.871 | 3978409.434 | 4209134.5 | 0 | 0 | 0 | 0 | 0 | 0 | 0 | 0 | 0 | 0 | 0 | 0 | 0 | 0 | 0 | 0 | 0 | 0 | 0 | 0 | 0 | 0 | 0 | 0 | 0.05785 | 0.076319 | 0.20222 | 0.055561 | 0.29567 | 0.082243 | 0.11015 | 0.14707 | 0.087655 | 0.08528 | 0.045302 | 0.064586 | 0.087538 | 0.064742 | 0.064949 | 0.074901 | 0.050134 | 0.052497 | 0.063745 | 0.074052 | 0.0969 | 0.07531 | 0.056375 | 0.05662
| 181 | 18750159.3589 | 0 | 15296817.7837 | 0 |  | 533871.625 | 560927.6875 | 605369.125 | 738346.125 | 771441.375 | 1080498.5 | 1180019 | 1352360.375 | 1587580.143 | 1712014.509 | 1874950.814 | 1953288.052 | 2080668.122 | 2272160.359 | 2420985.174 | 2549828.357 | 2760418.85 | 2910435.092 | 3071186.956 | 3280287.295 | 3500406.257 | 3806632.371 | 4114816.684 | 4357194.5 | 0 | 0 | 0 | 0 | 0 | 0 | 0 | 0 | 0 | 0 | 0 | 0 | 0 | 0 | 0 | 0 | 0 | 0 | 0 | 0 | 0 | 0 | 0 | 0 | 0.049437 | 0.076246 | 0.19857 | 0.043848 | 0.33692 | 0.088108 | 0.13632 | 0.16036 | 0.07546 | 0.090912 | 0.040932 | 0.063175 | 0.088042 | 0.063443 | 0.051851 | 0.079356 | 0.05292 | 0.053762 | 0.065867 | 0.064948 | 0.083866 | 0.077849 | 0.057234 | 0.06556
| 182 | 18095616.4742 | 0 | 14780863.8587 | 0 |  | 533642.5625 | 561293.75 | 611804.5 | 737894.4375 | 771672.6875 | 1043178.5 | 1162570.375 | 1304694.875 | 1527925.393 | 1650890.634 | 1778362.564 | 1884078.927 | 2028511.122 | 2172282.859 | 2287700.174 | 2422918.107 | 2624770.6 | 2783188.592 | 2926378.956 | 3113132.045 | 3344769.257 | 3686143.621 | 3958233.934 | 4154804 | 0 | 0 | 0 | 0 | 0 | 0 | 0 | 0 | 0 | 0 | 0 | 0 | 0 | 0 | 0 | 0 | 0 | 0 | 0 | 0 | 0 | 0 | 0 | 0 | 0.050518 | 0.086168 | 0.18739 | 0.04476 | 0.30147 | 0.10836 | 0.11534 | 0.15794 | 0.077404 | 0.074378 | 0.057746 | 0.073863 | 0.068477 | 0.051768 | 0.057426 | 0.080021 | 0.058604 | 0.050169 | 0.061864 | 0.071768 | 0.097183 | 0.071217 | 0.048467 | 0.058004
| 183 | 17278387.6587 | 0 | 14004891.9673 | 0 |  | 499909.625 | 551097.625 | 595303.1875 | 703724.9375 | 689315.0625 | 959162.0625 | 1063678.625 | 1218298.875 | 1433674.643 | 1561267.884 | 1670411.564 | 1770700.802 | 1874341.247 | 2036933.234 | 2208267.674 | 2333237.857 | 2532949.85 | 2675966.842 | 2846313.206 | 3073701.795 | 3292412.257 | 3614570.621 | 3925138.684 | 4128323 | 0 | 0 | 0 | 0 | 0 | 0 | 0 | 0 | 0 | 0 | 0 | 0 | 0 | 0 | 0 | 0 | 0 | 0 | 0 | 0 | 0 | 0 | 0 | 0 | 0.097485 | 0.077159 | 0.16732 | -0.020689 | 0.33036 | 0.10343 | 0.13572 | 0.16279 | 0.085257 | 0.067572 | 0.058305 | 0.056882 | 0.083188 | 0.080763 | 0.055049 | 0.082128 | 0.054926 | 0.061714 | 0.076858 | 0.068738 | 0.093353 | 0.082429 | 0.05047 | 0.064684
| 184 | 18528251.8338 | 0 | 15121339.6944 | 0 |  | 535354.875 | 573308.8125 | 631838.9375 | 766606.5 | 810567.125 | 1103675 | 1203193.625 | 1333718.125 | 1541752.768 | 1676257.759 | 1807917.939 | 1899459.302 | 2041178.497 | 2199503.859 | 2363455.674 | 2484578.107 | 2705459.1 | 2841029.592 | 2981078.706 | 3173714.545 | 3429969.007 | 3763030.871 | 4062186.934 | 4315672.5 | 0 | 0 | 631838.9375 | 766606.5 | 810567.125 | 0 | 0 | 0 | 0 | 0 | 0 | 0 | 0 | 0 | 0 | 0 | 0 | 0 | 0 | 0 | 0 | 0 | 0 | 0 | 0.068495 | 0.09721 | 0.19334 | 0.055761 | 0.30867 | 0.086334 | 0.10299 | 0.14495 | 0.083644 | 0.075612 | 0.049393 | 0.071958 | 0.074704 | 0.071893 | 0.049978 | 0.085169 | 0.048895 | 0.048119 | 0.062617 | 0.077649 | 0.092673 | 0.076497 | 0.060532 | 0.057676
| 185 | 18016528.0048 | 0 | 14657851.719 | 0 |  | 525728.5 | 568046.3125 | 624504.6875 | 725138.5 | 740669.75 | 1015861.375 | 1124949.625 | 1279751.25 | 1498779.893 | 1607424.009 | 1739719.814 | 1837520.302 | 1971206.997 | 2144859.484 | 2299514.924 | 2456312.607 | 2672223.85 | 2826448.842 | 2980870.706 | 3148642.545 | 3388282.507 | 3719729.121 | 4014501.434 | 4224226 | 0 | 0 | 0 | 0 | 0 | 0 | 0 | 0 | 0 | 0 | 0 | 0 | 0 | 0 | 0 | 0 | 0 | 0 | 0 | 0 | 0 | 0 | 0 | 0 | 0.077418 | 0.094756 | 0.1494 | 0.021192 | 0.31594 | 0.102 | 0.12893 | 0.15799 | 0.069982 | 0.079091 | 0.054693 | 0.070229 | 0.084428 | 0.069624 | 0.065963 | 0.08425 | 0.05611 | 0.053194 | 0.054756 | 0.073352 | 0.093328 | 0.076262 | 0.050923 | 0.058282
| 186 | 17328579.2069 | 0 | 14112070.6748 | 0 |  | 491267.9375 | 534165.5625 | 585238.8125 | 705597.9375 | 703344.75 | 977804.25 | 1085514.125 | 1238395.125 | 1463241.018 | 1578996.259 | 1715325.314 | 1800078.302 | 1914544.622 | 2062378.609 | 2213726.424 | 2361095.107 | 2563586.85 | 2693722.842 | 2824962.206 | 3005132.795 | 3238734.757 | 3562269.121 | 3846127.184 | 4051269 | 0 | 0 | 0 | 0 | 0 | 0 | 0 | 0 | 0 | 0 | 0 | 0 | 0 | 0 | 0 | 0 | 0 | 0 | 0 | 0 | 0 | 0 | 0 | 0 | 0.083716 | 0.091314 | 0.18703 | -0.0031984 | 0.32946 | 0.1045 | 0.13176 | 0.16684 | 0.076136 | 0.082813 | 0.048227 | 0.06165 | 0.07438 | 0.070817 | 0.064448 | 0.082282 | 0.049517 | 0.047571 | 0.061827 | 0.074861 | 0.095215 | 0.076669 | 0.051963 | 0.065193
| 187 | 17117970.6656 | 0 | 13935376.585 | 0 |  | 536187.25 | 555430 | 606352.375 | 722970.1875 | 710175.25 | 978816.5625 | 1065046.5 | 1210990.25 | 1423635.643 | 1545680.634 | 1668353.689 | 1740569.427 | 1842227.372 | 2001166.109 | 2149731.424 | 2296438.607 | 2504960.6 | 2637309.592 | 2779577.456 | 2967334.545 | 3197307.257 | 3525589.871 | 3808714.934 | 4013094.5 | 0 | 0 | 0 | 0 | 0 | 0 | 0 | 0 | 0 | 0 | 0 | 0 | 0 | 0 | 0 | 0 | 0 | 0 | 0 | 0 | 0 | 0 | 0 | 0 | 0.035259 | 0.087719 | 0.17591 | -0.017856 | 0.32083 | 0.084429 | 0.12842 | 0.16178 | 0.08225 | 0.076373 | 0.042375 | 0.056763 | 0.082755 | 0.071613 | 0.066017 | 0.086914 | 0.051486 | 0.05254 | 0.065365 | 0.074645 | 0.097739 | 0.077244 | 0.052271 | 0.064591
| 188 | 18028073.3179 | 0 | 14680194.0137 | 0 |  | 511481.6875 | 548842.5 | 592973.5 | 740541.8125 | 748045.9375 | 1052128.625 | 1158924.625 | 1293769.5 | 1526244.143 | 1653884.509 | 1780545.064 | 1852696.677 | 1969450.997 | 2152194.859 | 2303248.174 | 2427899.857 | 2629538.35 | 2784378.592 | 2927546.206 | 3109420.045 | 3345404.757 | 3692658.621 | 4035547.184 | 4230773 | 0 | 0 | 0 | 0 | 0 | 0 | 0 | 0 | 0 | 0 | 0 | 0 | 0 | 0 | 0 | 0 | 0 | 0 | 0 | 0 | 0 | 0 | 0 | 0 | 0.0705 | 0.077338 | 0.22223 | 0.010082 | 0.34111 | 0.096677 | 0.11007 | 0.16525 | 0.080317 | 0.073793 | 0.039723 | 0.061113 | 0.088733 | 0.067832 | 0.052706 | 0.079782 | 0.057216 | 0.05014 | 0.060272 | 0.073151 | 0.098759 | 0.088795 | 0.047243 | 0.069066
| 189 | 18528569.814 | 0 | 15139276.0701 | 0 |  | 547085.6875 | 580728.375 | 633160.25 | 770789.3125 | 786063.1875 | 1070401 | 1185330.125 | 1332578 | 1538607.143 | 1673015.009 | 1810119.314 | 1921124.302 | 2053898.122 | 2192978.609 | 2366495.924 | 2498038.107 | 2712565.85 | 2871239.842 | 3035887.206 | 3194770.545 | 3415182.507 | 3747429.871 | 4062203.184 | 4262838 | 0 | 580728.375 | 633160.25 | 770789.3125 | 0 | 0 | 0 | 0 | 0 | 0 | 0 | 0 | 0 | 0 | 0 | 0 | 0 | 0 | 0 | 0 | 0 | 0 | 0 | 0 | 0.059678 | 0.08644 | 0.19669 | 0.019622 | 0.30875 | 0.10199 | 0.11709 | 0.14376 | 0.08375 | 0.078765 | 0.059518 | 0.066829 | 0.065521 | 0.07615 | 0.054095 | 0.082389 | 0.056849 | 0.05576 | 0.051012 | 0.066716 | 0.092839 | 0.080655 | 0.04821 | 0.059856
| 190 | 21020400.786 | 21020400.786 | 17200704.6285 | 17200704.6285 |  | 532040.0625 | 566370.5625 | 625790.3125 | 796537.5625 | 906356.9375 | 1280165.125 | 1412542.375 | 1547508.375 | 1751690.393 | 1919091.259 | 2123718.564 | 2240383.302 | 2408237.122 | 2617264.359 | 2800874.674 | 2933894.357 | 3110339.35 | 3270341.092 | 3396445.706 | 3515787.545 | 3822132.757 | 4210329.121 | 4595897.934 | 4832672 | 0 | 0 | 0 | 796537.5625 | 906356.9375 | 1280165.125 | 1412542.375 | 1547508.375 | 1751690.393 | 1919091.259 | 2123718.564 | 2240383.302 | 2408237.122 | 2617264.359 | 2800874.674 | 2933894.357 | 3110339.35 | 3270341.092 | 3396445.706 | 3515787.545 | 3822132.757 | 4210329.121 | 4595897.934 | 4832672 | 0.06253 | 0.099767 | 0.24126 | 0.12916 | 0.34531 | 0.098402 | 0.091255 | 0.12394 | 0.091271 | 0.10132 | 0.053478 | 0.072248 | 0.083235 | 0.067802 | 0.046399 | 0.058401 | 0.050162 | 0.037835 | 0.034534 | 0.083545 | 0.096732 | 0.087623 | 0.050235 | 0.06913
| 191 | 18032872.2867 | 0 | 14619900.113 | 0 |  | 499766.1562 | 544765.5 | 604065 | 719979.75 | 711755.375 | 990424.0625 | 1094048.125 | 1246267.375 | 1470379.393 | 1616703.384 | 1772925.189 | 1872900.552 | 1981998.372 | 2151789.234 | 2326920.674 | 2494682.607 | 2706327.35 | 2891385.842 | 3024698.456 | 3188454.295 | 3425101.507 | 3785256.871 | 4082267.934 | 4305250 | 0 | 0 | 0 | 0 | 0 | 0 | 0 | 0 | 0 | 0 | 0 | 0 | 0 | 0 | 0 | 0 | 0 | 0 | 0 | 0 | 0 | 0 | 0 | 0 | 0.086215 | 0.10333 | 0.17554 | -0.011489 | 0.3304 | 0.099507 | 0.13027 | 0.16537 | 0.094869 | 0.092242 | 0.054857 | 0.056617 | 0.082194 | 0.078246 | 0.069616 | 0.081431 | 0.066143 | 0.045075 | 0.052725 | 0.071595 | 0.099983 | 0.075539 | 0.053183 | 0.064574
| 192 | 17597634.5928 | 0 | 14302444.6927 | 0 |  | 487273.3125 | 534402.8125 | 576970.125 | 707777.375 | 709587 | 997502.0625 | 1108091.875 | 1249450.375 | 1475306.268 | 1600086.634 | 1726291.439 | 1816664.302 | 1931658.372 | 2090665.359 | 2258021.924 | 2415613.107 | 2617783.35 | 2761515.342 | 2895561.456 | 3086203.045 | 3306874.257 | 3645915.371 | 3948599.934 | 4158961.25 | 0 | 0 | 0 | 0 | 0 | 0 | 0 | 0 | 0 | 0 | 0 | 0 | 0 | 0 | 0 | 0 | 0 | 0 | 0 | 0 | 0 | 0 | 0 | 0 | 0.092325 | 0.076641 | 0.20434 | 0.0025535 | 0.34057 | 0.10514 | 0.12006 | 0.16616 | 0.081192 | 0.075918 | 0.051027 | 0.061377 | 0.079103 | 0.077007 | 0.067464 | 0.080375 | 0.053452 | 0.047399 | 0.063763 | 0.069062 | 0.097604 | 0.079754 | 0.051904 | 0.067345
| 193 | 18081208.359 | 0 | 14703886.2169 | 0 |  | 501063.5625 | 534935.625 | 605955.625 | 737705.8125 | 765302.1875 | 1041432.8125 | 1144684.875 | 1309213.875 | 1515485.393 | 1626532.134 | 1746183.564 | 1847710.552 | 1979667.122 | 2128058.984 | 2311338.174 | 2468507.107 | 2671118.6 | 2823596.592 | 2983078.706 | 3179847.795 | 3405359.757 | 3726207.121 | 4049131.684 | 4252811 | 0 | 0 | 0 | 0 | 0 | 0 | 0 | 0 | 0 | 0 | 0 | 0 | 0 | 0 | 0 | 0 | 0 | 0 | 0 | 0 | 0 | 0 | 0 | 0 | 0.065413 | 0.12466 | 0.19674 | 0.036726 | 0.30808 | 0.094532 | 0.1343 | 0.14631 | 0.070714 | 0.070982 | 0.056515 | 0.068981 | 0.072282 | 0.082616 | 0.065787 | 0.078884 | 0.055514 | 0.054944 | 0.063877 | 0.068517 | 0.09004 | 0.083112 | 0.049078 | 0.059239
| 194 | 18126605.4672 | 0 | 14827878.8881 | 0 |  | 524992.875 | 550322.125 | 605859.875 | 736634.5 | 760334.875 | 1079207 | 1200433.375 | 1332891.375 | 1541867.768 | 1662313.634 | 1819703.689 | 1879874.677 | 2000071.997 | 2160608.109 | 2311038.674 | 2439565.607 | 2634318.6 | 2768601.092 | 2897979.206 | 3092561.795 | 3325423.257 | 3634521.121 | 3958937.184 | 4156056.25 | 0 | 0 | 0 | 0 | 0 | 0 | 0 | 0 | 0 | 0 | 0 | 0 | 0 | 0 | 0 | 0 | 0 | 0 | 0 | 0 | 0 | 0 | 0 | 0 | 0.047119 | 0.096145 | 0.19544 | 0.031667 | 0.35022 | 0.10646 | 0.10467 | 0.14564 | 0.075216 | 0.090463 | 0.032531 | 0.061978 | 0.077207 | 0.067307 | 0.054123 | 0.076805 | 0.049718 | 0.045671 | 0.064986 | 0.072597 | 0.08888 | 0.085498 | 0.048591 | 0.067553
| 195 | 16458554.5088 | 0 | 13378854.3608 | 0 |  | 493467.2188 | 521833.8438 | 562582.6875 | 689665.9375 | 680817.125 | 943630.5 | 1032263.5 | 1176398.25 | 1373959.393 | 1486043.509 | 1596345.939 | 1656530.677 | 1767109.122 | 1929517.109 | 2078061.799 | 2221924.107 | 2414199.35 | 2555250.592 | 2693164.956 | 2875793.795 | 3094877.257 | 3408777.371 | 3687454.684 | 3883430.75 | 0 | 0 | 0 | 0 | 0 | 0 | 0 | 0 | 0 | 0 | 0 | 0 | 0 | 0 | 0 | 0 | 0 | 0 | 0 | 0 | 0 | 0 | 0 | 0 | 0.055893 | 0.075189 | 0.20367 | -0.012914 | 0.32644 | 0.089775 | 0.1307 | 0.15524 | 0.078421 | 0.0716 | 0.037008 | 0.064619 | 0.087925 | 0.074166 | 0.066938 | 0.082994 | 0.056783 | 0.052567 | 0.065612 | 0.07342 | 0.096605 | 0.078583 | 0.051783 | 0.066223
| 196 | 18672239.4697 | 0 | 15258732.6488 | 0 |  | 542685.3125 | 564317.6875 | 605680.875 | 750054.6875 | 782422.25 | 1082282.625 | 1202910.875 | 1355658.125 | 1581691.893 | 1731733.509 | 1904109.564 | 1960964.677 | 2056407.997 | 2229082.109 | 2396594.924 | 2523308.107 | 2710461.35 | 2859219.842 | 3025317.706 | 3206282.795 | 3434610.257 | 3785411.371 | 4087954.684 | 4290045 | 0 | 0 | 0 | 0 | 0 | 0 | 0 | 0 | 0 | 0 | 1904109.564 | 0 | 0 | 0 | 0 | 0 | 0 | 0 | 0 | 0 | 0 | 0 | 0 | 0 | 0.039088 | 0.070736 | 0.21379 | 0.042248 | 0.32443 | 0.10567 | 0.11954 | 0.15421 | 0.090628 | 0.094892 | 0.029422 | 0.047524 | 0.080629 | 0.072459 | 0.051522 | 0.071548 | 0.05343 | 0.056467 | 0.058096 | 0.068791 | 0.097251 | 0.07689 | 0.048252 | 0.065498
| 197 | 17076204.5655 | 0 | 13886203.7082 | 0 |  | 490444.4062 | 528642.9375 | 577563.25 | 697210.5625 | 698089.5 | 971838.3125 | 1074353.125 | 1224184.375 | 1432605.768 | 1551106.134 | 1674833.564 | 1750957.302 | 1870317.247 | 2020074.984 | 2172014.424 | 2308535.857 | 2508574.6 | 2654324.842 | 2792137.706 | 2981247.045 | 3203040.507 | 3527244.871 | 3824548.184 | 4024564.25 | 0 | 0 | 0 | 0 | 0 | 0 | 0 | 0 | 0 | 0 | 0 | 0 | 0 | 0 | 0 | 0 | 0 | 0 | 0 | 0 | 0 | 0 | 0 | 0 | 0.075001 | 0.088505 | 0.18827 | 0.0012599 | 0.33084 | 0.10028 | 0.13056 | 0.15722 | 0.079473 | 0.076745 | 0.044449 | 0.065945 | 0.077027 | 0.07252 | 0.060958 | 0.083101 | 0.056476 | 0.050617 | 0.065534 | 0.071759 | 0.096417 | 0.080923 | 0.050976 | 0.064504
| 198 | 16898504.3645 | 0 | 13706720.0334 | 0 |  | 498315.2188 | 531614.75 | 576347.625 | 702435.8125 | 681836.4375 | 961722.9375 | 1048817.25 | 1191856.5 | 1399844.518 | 1520236.134 | 1641329.064 | 1708527.927 | 1826750.247 | 1983958.734 | 2146443.924 | 2286865.357 | 2483493.1 | 2634063.342 | 2778231.206 | 2965616.045 | 3204535.007 | 3533172.621 | 3822996.434 | 4026597.75 | 0 | 0 | 0 | 0 | 0 | 0 | 0 | 0 | 0 | 0 | 0 | 0 | 0 | 0 | 0 | 0 | 0 | 0 | 0 | 0 | 0 | 0 | 0 | 0 | 0.064686 | 0.080792 | 0.19784 | -0.029764 | 0.34394 | 0.086692 | 0.12785 | 0.16085 | 0.082505 | 0.076641 | 0.040126 | 0.066906 | 0.082556 | 0.078718 | 0.06337 | 0.082484 | 0.058862 | 0.053287 | 0.06527 | 0.077482 | 0.097629 | 0.078838 | 0.051887 | 0.069594
| 199 | 17128890.6398 | 0 | 13878118.345 | 0 |  | 487363.3125 | 535289.9375 | 583720.4375 | 698152.5 | 681254.375 | 949007.75 | 1044003.25 | 1199062.375 | 1415915.893 | 1545518.884 | 1667296.564 | 1744899.052 | 1866338.997 | 2031335.984 | 2184119.424 | 2325610.607 | 2536340.35 | 2688285.342 | 2845520.956 | 3041327.295 | 3272356.007 | 3614359.121 | 3885569.934 | 4080952.5 | 0 | 0 | 0 | 0 | 0 | 0 | 0 | 0 | 0 | 0 | 0 | 0 | 0 | 0 | 0 | 0 | 0 | 0 | 0 | 0 | 0 | 0 | 0 | 0 | 0.093799 | 0.086614 | 0.17902 | -0.024502 | 0.33148 | 0.095401 | 0.13848 | 0.16624 | 0.087583 | 0.075844 | 0.045493 | 0.067282 | 0.084715 | 0.072519 | 0.06277 | 0.08674 | 0.058181 | 0.056843 | 0.066548 | 0.073216 | 0.099404 | 0.072355 | 0.049061 | 0.066141
| 200 | 16984458.6525 | 0 | 13823301.7032 | 0 |  | 489816.5 | 515292.9375 | 566619.9375 | 686175.375 | 675418.75 | 955953.1875 | 1058360.5 | 1211057.125 | 1436889.268 | 1559793.384 | 1688558.439 | 1756583.802 | 1858814.747 | 2030147.859 | 2179102.674 | 2316974.107 | 2514019.1 | 2645172.342 | 2780175.956 | 2962265.045 | 3183332.757 | 3502256.121 | 3787106.434 | 3972006.25 | 0 | 0 | 0 | 0 | 0 | 0 | 0 | 0 | 0 | 0 | 0 | 0 | 0 | 0 | 0 | 0 | 0 | 0 | 0 | 0 | 0 | 0 | 0 | 0 | 0.050705 | 0.094953 | 0.19144 | -0.0158 | 0.34738 | 0.10177 | 0.13477 | 0.17099 | 0.082073 | 0.079322 | 0.039496 | 0.056568 | 0.08817 | 0.070805 | 0.061349 | 0.081621 | 0.050854 | 0.049778 | 0.06344 | 0.071974 | 0.095479 | 0.078195 | 0.047669 | 0.070461
| 201 | 15624978.71 | 0 | 12538147.9234 | 0 |  | 306065.0312 | 408371.6562 | 455668.2812 | 573507.375 | 601839.0625 | 827312.875 | 928230.1875 | 1089294.75 | 1304298.768 | 1412739.134 | 1538638.064 | 1608672.427 | 1716938.622 | 1928881.984 | 2065241.549 | 2215171.357 | 2413632.35 | 2560673.342 | 2706185.206 | 2901533.545 | 3119055.507 | 3438755.871 | 3679900.684 | 3863540.25 | 0 | 0 | 0 | 0 | 0 | 0 | 0 | 0 | 0 | 0 | 0 | 0 | 0 | 0 | 0 | 0 | 0 | 0 | 0 | 0 | 0 | 0 | 0 | 0 | 0.28838 | 0.10959 | 0.23001 | 0.048219 | 0.31819 | 0.1151 | 0.16001 | 0.18014 | 0.079865 | 0.085367 | 0.044512 | 0.065134 | 0.1164 | 0.068307 | 0.070083 | 0.085803 | 0.059137 | 0.05527 | 0.069699 | 0.072291 | 0.09758 | 0.067776 | 0.048698 | 0.075956
| 202 | 18084963.0797 | 0 | 14791362.9049 | 0 |  | 546633.75 | 567929.0625 | 614913.5625 | 739968.1875 | 773508.875 | 1073206 | 1173739 | 1318831.25 | 1521481.518 | 1660752.259 | 1784590.314 | 1876421.802 | 1998829.872 | 2140166.359 | 2289903.924 | 2415047.857 | 2610498.6 | 2753303.592 | 2914008.206 | 3091585.295 | 3316027.757 | 3624294.371 | 3959649.684 | 4152667.75 | 0 | 0 | 0 | 0 | 0 | 0 | 0 | 0 | 0 | 0 | 0 | 0 | 0 | 0 | 0 | 0 | 0 | 0 | 0 | 0 | 0 | 0 | 0 | 0 | 0.038218 | 0.079485 | 0.18513 | 0.04433 | 0.32747 | 0.089544 | 0.11655 | 0.14294 | 0.087586 | 0.071918 | 0.050178 | 0.063195 | 0.068322 | 0.067626 | 0.053209 | 0.077822 | 0.05326 | 0.056728 | 0.059154 | 0.070084 | 0.088892 | 0.088496 | 0.047595 | 0.061962
| 203 | 17559611.933 | 0 | 14318613.8318 | 0 |  | 511779.375 | 553629.8125 | 615366.625 | 732845.25 | 732342 | 1022703.625 | 1121510.5 | 1252899.875 | 1473639.268 | 1591367.259 | 1715366.939 | 1794672.052 | 1920943.497 | 2089323.359 | 2232858.924 | 2365311.107 | 2568923.1 | 2714255.092 | 2841510.456 | 3004342.545 | 3250672.257 | 3583711.371 | 3877217.934 | 4102251 | 0 | 0 | 0 | 0 | 0 | 0 | 0 | 0 | 0 | 0 | 0 | 0 | 0 | 0 | 0 | 0 | 0 | 0 | 0 | 0 | 0 | 0 | 0 | 0 | 0.078603 | 0.10572 | 0.17472 | -0.00068694 | 0.33396 | 0.092227 | 0.11078 | 0.16227 | 0.076859 | 0.075033 | 0.045195 | 0.067994 | 0.084024 | 0.066443 | 0.057627 | 0.082577 | 0.055031 | 0.045818 | 0.055723 | 0.078803 | 0.097537 | 0.078719 | 0.056418 | 0.064427
| 204 | 17670508.2906 | 0 | 14416797.9996 | 0 |  | 507469.0312 | 543710.5625 | 593347.6875 | 729718.4375 | 724457.3125 | 1007076.8125 | 1121452.625 | 1271128.5 | 1492085.393 | 1629419.884 | 1752269.064 | 1839007.802 | 1943324.122 | 2083450.234 | 2247806.924 | 2408563.357 | 2599555.1 | 2746616.592 | 2878896.706 | 3054274.045 | 3280351.007 | 3608545.871 | 3895283.184 | 4082230.75 | 0 | 0 | 0 | 0 | 0 | 0 | 0 | 0 | 0 | 0 | 0 | 0 | 0 | 0 | 0 | 0 | 0 | 0 | 0 | 0 | 0 | 0 | 0 | 0 | 0.068981 | 0.087363 | 0.20688 | -0.0072359 | 0.32938 | 0.10757 | 0.12528 | 0.16027 | 0.088049 | 0.072688 | 0.048315 | 0.055174 | 0.069625 | 0.07593 | 0.069075 | 0.07631 | 0.05503 | 0.047037 | 0.059135 | 0.071408 | 0.095354 | 0.076461 | 0.046877 | 0.066838
| 205 | 16395090.2594 | 0 | 13289606.1759 | 0 |  | 492782.5312 | 539245.25 | 581472.625 | 676459.5 | 644434.5625 | 898001.8125 | 993828.125 | 1128148.375 | 1344982.143 | 1457910.634 | 1583519.314 | 1657591.427 | 1775079.747 | 1930656.359 | 2088766.799 | 2230767.107 | 2429441.1 | 2572835.592 | 2715522.206 | 2907391.545 | 3128352.757 | 3440306.121 | 3710451.684 | 3911687.75 | 0 | 0 | 0 | 0 | 0 | 0 | 0 | 0 | 0 | 0 | 0 | 0 | 0 | 0 | 0 | 0 | 0 | 0 | 0 | 0 | 0 | 0 | 0 | 0 | 0.090103 | 0.075393 | 0.15131 | -0.048499 | 0.3318 | 0.10139 | 0.12677 | 0.1758 | 0.080624 | 0.082645 | 0.045716 | 0.06848 | 0.084015 | 0.078714 | 0.065772 | 0.085316 | 0.057347 | 0.053976 | 0.068272 | 0.07325 | 0.095054 | 0.075593 | 0.052815 | 0.066924
| 206 | 17223634.6833 | 0 | 13991063.2349 | 0 |  | 500185.4062 | 532840.5 | 592020.5 | 716798.75 | 700720.5 | 984902.875 | 1080639.875 | 1239878.375 | 1446629.643 | 1558991.009 | 1688075.814 | 1759237.177 | 1876359.872 | 2021831.234 | 2168339.674 | 2316001.857 | 2513102.1 | 2663126.092 | 2818741.456 | 2997080.545 | 3231937.007 | 3568846.121 | 3886389.184 | 4089926 | 0 | 0 | 0 | 0 | 0 | 0 | 0 | 0 | 0 | 0 | 0 | 0 | 0 | 0 | 0 | 0 | 0 | 0 | 0 | 0 | 0 | 0 | 0 | 0 | 0.063243 | 0.10532 | 0.19125 | -0.022686 | 0.34043 | 0.092766 | 0.13746 | 0.15422 | 0.074802 | 0.07955 | 0.041291 | 0.064453 | 0.07467 | 0.069958 | 0.065881 | 0.081676 | 0.057983 | 0.05679 | 0.061348 | 0.075443 | 0.099161 | 0.085238 | 0.051046 | 0.068224
| 207 | 17332303.0166 | 0 | 14119690.5597 | 0 |  | 501159.25 | 536390.9375 | 583861.5 | 708825.6875 | 724589.0625 | 1003524 | 1111872.625 | 1248420.875 | 1453070.768 | 1571327.134 | 1695638.939 | 1765561.552 | 1894773.997 | 2053000.734 | 2208689.924 | 2355217.107 | 2538689.85 | 2683841.842 | 2823499.956 | 3011502.295 | 3236674.507 | 3549167.871 | 3847274.434 | 4047925 | 0 | 0 | 0 | 0 | 0 | 0 | 0 | 0 | 0 | 0 | 0 | 0 | 0 | 0 | 0 | 0 | 0 | 0 | 0 | 0 | 0 | 0 | 0 | 0 | 0.067939 | 0.084801 | 0.19395 | 0.021995 | 0.32567 | 0.10253 | 0.11583 | 0.1518 | 0.078241 | 0.076139 | 0.040409 | 0.070631 | 0.080203 | 0.073097 | 0.064233 | 0.075015 | 0.055601 | 0.050728 | 0.064462 | 0.072107 | 0.092167 | 0.080652 | 0.050839 | 0.062475
| 208 | 17256079.9756 | 0 | 14003221.2551 | 0 |  | 502406.4375 | 548650.5 | 598492.0625 | 701302.125 | 687082.125 | 963723.5 | 1061545.875 | 1201907.75 | 1422399.768 | 1540470.134 | 1679109.564 | 1772036.177 | 1889838.872 | 2051581.359 | 2197257.674 | 2354418.607 | 2547649.85 | 2694509.092 | 2838682.706 | 3056021.795 | 3278507.007 | 3608491.121 | 3890350.934 | 4085536 | 0 | 0 | 0 | 0 | 0 | 0 | 0 | 0 | 0 | 0 | 0 | 0 | 0 | 0 | 0 | 0 | 0 | 0 | 0 | 0 | 0 | 0 | 0 | 0 | 0.088052 | 0.086952 | 0.15853 | -0.020485 | 0.33835 | 0.096677 | 0.12418 | 0.16844 | 0.079742 | 0.086176 | 0.053866 | 0.064362 | 0.082119 | 0.068599 | 0.069084 | 0.078877 | 0.056045 | 0.052124 | 0.073774 | 0.070274 | 0.095902 | 0.07521 | 0.048954 | 0.065461
| 209 | 17483926.4188 | 0 | 14261894.4681 | 0 |  | 529042.75 | 563765 | 611202.1875 | 719380.375 | 729608.75 | 1023767.0625 | 1126514.5 | 1261478.375 | 1479309.518 | 1589275.134 | 1708779.064 | 1778250.177 | 1894824.872 | 2048775.359 | 2200870.674 | 2340694.607 | 2536907.85 | 2678626.342 | 2828370.456 | 3022162.795 | 3236218.507 | 3575981.871 | 3847908.184 | 4064581.75 | 0 | 0 | 0 | 0 | 0 | 0 | 0 | 0 | 0 | 0 | 0 | 0 | 0 | 0 | 0 | 0 | 0 | 0 | 0 | 0 | 0 | 0 | 0 | 0 | 0.063568 | 0.08079 | 0.16296 | 0.014118 | 0.33874 | 0.095639 | 0.11316 | 0.15929 | 0.071703 | 0.072501 | 0.039851 | 0.063497 | 0.078116 | 0.071611 | 0.061595 | 0.080498 | 0.054358 | 0.054397 | 0.066272 | 0.068433 | 0.099834 | 0.07329 | 0.054781 | 0.063775
| 210 | 17433787.5171 | 0 | 14205023.3934 | 0 |  | 539751.8125 | 577130.6875 | 618107.1875 | 715452 | 718956.25 | 995564.375 | 1094953.75 | 1229515.125 | 1443549.143 | 1564551.009 | 1694589.689 | 1767179.927 | 1885425.122 | 2056084.859 | 2220464.924 | 2368908.607 | 2554921.1 | 2693101.842 | 2834200.456 | 3022332.795 | 3253240.007 | 3571589.621 | 3859301.184 | 4070505 | 0 | 577130.6875 | 0 | 0 | 0 | 0 | 0 | 0 | 0 | 0 | 0 | 0 | 0 | 0 | 0 | 0 | 0 | 0 | 0 | 0 | 0 | 0 | 0 | 0 | 0.066959 | 0.068593 | 0.14625 | 0.004886 | 0.32551 | 0.095158 | 0.11591 | 0.16048 | 0.080494 | 0.079842 | 0.041944 | 0.064768 | 0.08665 | 0.076913 | 0.064713 | 0.075592 | 0.052672 | 0.051066 | 0.064269 | 0.073622 | 0.093359 | 0.077475 | 0.053281 | 0.061031
| 211 | 17467140.8957 | 0 | 14131028.3797 | 0 |  | 494779.7188 | 538498.375 | 593003.6875 | 701329.25 | 695915.8125 | 974394.25 | 1082452.25 | 1229492.875 | 1446705.268 | 1560199.634 | 1692796.689 | 1777082.802 | 1892819.122 | 2050269.984 | 2206392.424 | 2375449.857 | 2595142.85 | 2744452.842 | 2898604.706 | 3116809.795 | 3356877.757 | 3704148.121 | 3997517.184 | 4184978.5 | 0 | 0 | 0 | 0 | 0 | 0 | 0 | 0 | 0 | 0 | 0 | 0 | 0 | 0 | 0 | 0 | 0 | 0 | 0 | 0 | 0 | 0 | 0 | 0 | 0.084672 | 0.096416 | 0.16778 | -0.0077488 | 0.33659 | 0.10517 | 0.12737 | 0.16269 | 0.075525 | 0.081568 | 0.048591 | 0.063094 | 0.079904 | 0.073387 | 0.073828 | 0.088455 | 0.05594 | 0.054648 | 0.07258 | 0.074201 | 0.098442 | 0.07622 | 0.045828 | 0.064576
| 212 | 18575380.0385 | 0 | 15105046.9105 | 0 |  | 499368.2812 | 535184 | 591528.9375 | 724517.125 | 730029.1875 | 1034949.5 | 1154080.625 | 1326657.75 | 1555508.893 | 1703776.384 | 1866656.314 | 1977470.677 | 2082591.122 | 2245589.859 | 2415684.674 | 2588492.357 | 2757011.35 | 2888890.842 | 3086750.206 | 3250843.795 | 3515513.757 | 3851538.121 | 4146617.434 | 4338911 | 0 | 0 | 0 | 0 | 0 | 0 | 0 | 0 | 0 | 0 | 0 | 0 | 0 | 0 | 0 | 0 | 0 | 0 | 0 | 0 | 0 | 0 | 0 | 0 | 0.069267 | 0.1001 | 0.20279 | 0.0075791 | 0.34902 | 0.10895 | 0.13936 | 0.15914 | 0.091044 | 0.091302 | 0.05767 | 0.051794 | 0.075355 | 0.073015 | 0.069093 | 0.063072 | 0.046725 | 0.066246 | 0.051796 | 0.078271 | 0.091287 | 0.07382 | 0.04533 | 0.069024
| 213 | 17490698.0312 | 0 | 14176168.4813 | 0 |  | 496238.625 | 541933.0625 | 591204.75 | 692226.1875 | 688252.375 | 964308.625 | 1074731.375 | 1231246.875 | 1447804.893 | 1585548.134 | 1720126.314 | 1793329.677 | 1920063.497 | 2080728.234 | 2243650.424 | 2375172.357 | 2584550.35 | 2752728.092 | 2902713.456 | 3095665.045 | 3329953.757 | 3683796.121 | 3964275.934 | 4168037.5 | 0 | 0 | 0 | 0 | 0 | 0 | 0 | 0 | 0 | 0 | 0 | 0 | 0 | 0 | 0 | 0 | 0 | 0 | 0 | 0 | 0 | 0 | 0 | 0 | 0.088086 | 0.08702 | 0.15775 | -0.0057572 | 0.33726 | 0.10841 | 0.13596 | 0.16202 | 0.090882 | 0.081468 | 0.041676 | 0.068284 | 0.08036 | 0.075386 | 0.056966 | 0.084482 | 0.063041 | 0.053054 | 0.064357 | 0.072956 | 0.10099 | 0.073379 | 0.050122 | 0.064574
| 214 | 18056298.5956 | 0 | 14775822.0673 | 0 |  | 518336.625 | 565043.5625 | 618915.375 | 758803.875 | 773647.375 | 1060751.75 | 1156924.5 | 1310735.25 | 1528212.518 | 1655644.509 | 1789015.439 | 1877457.052 | 1993353.747 | 2153009.859 | 2296533.674 | 2422990.607 | 2628084.85 | 2767764.592 | 2905473.206 | 3092407.045 | 3313248.757 | 3635336.371 | 3922822.934 | 4116706.5 | 0 | 0 | 0 | 758803.875 | 0 | 0 | 0 | 0 | 0 | 0 | 0 | 0 | 0 | 0 | 0 | 0 | 0 | 0 | 0 | 0 | 0 | 0 | 0 | 0 | 0.086278 | 0.091066 | 0.20377 | 0.019373 | 0.31562 | 0.086787 | 0.12482 | 0.15351 | 0.080092 | 0.077475 | 0.048253 | 0.0599 | 0.077048 | 0.064534 | 0.053602 | 0.081253 | 0.051785 | 0.048556 | 0.062353 | 0.068979 | 0.092772 | 0.07611 | 0.048242 | 0.062362
| 215 | 16736218.5436 | 0 | 13610813.2147 | 0 |  | 505320.4375 | 537778.5 | 586036.25 | 699315.9375 | 681394.125 | 954519.75 | 1046904.5 | 1190869.5 | 1399633.393 | 1509410.509 | 1631008.189 | 1695650.052 | 1808530.747 | 1962587.859 | 2108529.424 | 2251231.357 | 2456244.6 | 2586300.342 | 2726557.706 | 2922808.545 | 3143804.507 | 3470021.371 | 3739792.434 | 3927757 | 0 | 0 | 0 | 0 | 0 | 0 | 0 | 0 | 0 | 0 | 0 | 0 | 0 | 0 | 0 | 0 | 0 | 0 | 0 | 0 | 0 | 0 | 0 | 0 | 0.062254 | 0.085935 | 0.17672 | -0.025962 | 0.33707 | 0.092385 | 0.12885 | 0.16153 | 0.075509 | 0.077479 | 0.038868 | 0.064449 | 0.081749 | 0.071727 | 0.065487 | 0.087156 | 0.051595 | 0.052811 | 0.069505 | 0.072889 | 0.098727 | 0.074869 | 0.049038 | 0.067288
| 216 | 16974737.2088 | 0 | 13776240.7981 | 0 |  | 486942.0938 | 539038.0625 | 586562.5 | 711504.375 | 689490.3125 | 967304.125 | 1068549.125 | 1202800.75 | 1406290.393 | 1517251.134 | 1632301.814 | 1714426.677 | 1833472.497 | 2007687.734 | 2144863.549 | 2296262.607 | 2509841.85 | 2654450.342 | 2782526.456 | 2965194.045 | 3207225.257 | 3541993.371 | 3835581.184 | 4033567.5 | 0 | 0 | 0 | 0 | 0 | 0 | 0 | 0 | 0 | 0 | 0 | 0 | 0 | 0 | 0 | 0 | 0 | 0 | 0 | 0 | 0 | 0 | 0 | 0 | 0.10164 | 0.084493 | 0.1931 | -0.031429 | 0.33856 | 0.099544 | 0.11835 | 0.1563 | 0.075945 | 0.073091 | 0.049088 | 0.067133 | 0.090772 | 0.066092 | 0.068207 | 0.088937 | 0.056018 | 0.047122 | 0.063583 | 0.078464 | 0.099284 | 0.079631 | 0.05033 | 0.06804
| 217 | 17321579.8135 | 0 | 14069518.4768 | 0 |  | 498763.9375 | 542127.1875 | 600073.0625 | 691620.375 | 679856.1875 | 963662.5 | 1066703.75 | 1213922 | 1436160.893 | 1556135.884 | 1695434.314 | 1771759.927 | 1894663.247 | 2047343.984 | 2215523.174 | 2375778.857 | 2590441.35 | 2739833.592 | 2873480.706 | 3064851.795 | 3292089.507 | 3600996.871 | 3883320.184 | 4080989.5 | 0 | 0 | 0 | 0 | 0 | 0 | 0 | 0 | 0 | 0 | 0 | 0 | 0 | 0 | 0 | 0 | 0 | 0 | 0 | 0 | 0 | 0 | 0 | 0 | 0.083368 | 0.10155 | 0.14199 | -0.017156 | 0.34886 | 0.10159 | 0.12928 | 0.16812 | 0.080232 | 0.085733 | 0.044034 | 0.067068 | 0.077502 | 0.078945 | 0.069837 | 0.086503 | 0.056069 | 0.047627 | 0.064475 | 0.071523 | 0.089688 | 0.07548 | 0.049649 | 0.066856
| 218 | 17174395.3137 | 0 | 13973812.9834 | 0 |  | 486707.4062 | 532007.4375 | 581934.3125 | 708813.4375 | 698364.625 | 991073.6875 | 1095041.125 | 1231385 | 1453694.518 | 1561430.384 | 1683188.814 | 1759531.677 | 1873319.872 | 2027729.984 | 2179049.424 | 2321105.107 | 2527949.6 | 2653760.092 | 2800827.206 | 2987179.795 | 3217663.257 | 3550996.121 | 3838251.434 | 4018143 | 0 | 0 | 0 | 0 | 0 | 0 | 0 | 0 | 0 | 0 | 0 | 0 | 0 | 0 | 0 | 0 | 0 | 0 | 0 | 0 | 0 | 0 | 0 | 0 | 0.088994 | 0.0897 | 0.19723 | -0.014851 | 0.35005 | 0.099758 | 0.11735 | 0.16597 | 0.071494 | 0.075088 | 0.044358 | 0.062665 | 0.079205 | 0.071972 | 0.063155 | 0.085365 | 0.048569 | 0.053937 | 0.064415 | 0.074326 | 0.098573 | 0.077789 | 0.045803 | 0.069848
| 219 | 17969492.2044 | 0 | 14671895.0778 | 0 |  | 566280.8125 | 586352.9375 | 633109.9375 | 750049 | 766667.3125 | 1048617.625 | 1148084 | 1271441.875 | 1485763.393 | 1605691.259 | 1755105.064 | 1827382.052 | 1956259.747 | 2116142.734 | 2286033.424 | 2424121.607 | 2624691.35 | 2742705.092 | 2895114.956 | 3096146.045 | 3323280.007 | 3652064.121 | 3940588.184 | 4152543.25 | 566280.8125 | 586352.9375 | 633109.9375 | 0 | 0 | 0 | 0 | 0 | 0 | 0 | 0 | 0 | 0 | 0 | 0 | 0 | 0 | 0 | 0 | 0 | 0 | 0 | 0 | 0 | 0.034832 | 0.076722 | 0.16949 | 0.021914 | 0.31318 | 0.090622 | 0.10206 | 0.15578 | 0.077626 | 0.088974 | 0.040356 | 0.06815 | 0.078561 | 0.077223 | 0.058651 | 0.079494 | 0.043981 | 0.05408 | 0.067133 | 0.070794 | 0.09434 | 0.076037 | 0.052391 | 0.059774
| 220 | 19172494.9427 | 19172494.9427 | 15628105.9974 | 15628105.9974 |  | 528756.3125 | 558645.625 | 611435.625 | 750613.4375 | 789652.3125 | 1107697.625 | 1219395.875 | 1363069.125 | 1597401.643 | 1768568.259 | 1928667.314 | 2019294.927 | 2151065.622 | 2328872.859 | 2493374.674 | 2647170.607 | 2843058.85 | 2982904.592 | 3102326.956 | 3300345.045 | 3571416.257 | 3919122.121 | 4267848.934 | 4436589.5 | 0 | 0 | 0 | 0 | 0 | 0 | 0 | 0 | 1597401.643 | 1768568.259 | 1928667.314 | 2019294.927 | 2151065.622 | 2328872.859 | 2493374.674 | 2647170.607 | 2843058.85 | 2982904.592 | 0 | 3300345.045 | 3571416.257 | 3919122.121 | 4267848.934 | 4436589.5 | 0.054988 | 0.090294 | 0.20508 | 0.050702 | 0.33845 | 0.096072 | 0.11138 | 0.15864 | 0.10179 | 0.086659 | 0.045919 | 0.063215 | 0.079421 | 0.068253 | 0.059854 | 0.071389 | 0.048017 | 0.039255 | 0.061875 | 0.078935 | 0.092905 | 0.085242 | 0.038776 | 0.065837
| 221 | 18720537.8068 | 0 | 15324883.4194 | 0 |  | 539349.6875 | 570859.875 | 623073.0625 | 757884.6875 | 796968.5 | 1119112.75 | 1240383.75 | 1372638.625 | 1591375.768 | 1729156.634 | 1870378.939 | 1964374.177 | 2073271.872 | 2213560.359 | 2360924.674 | 2527709.107 | 2725188.35 | 2859653.592 | 3004339.956 | 3195580.295 | 3410550.757 | 3755490.621 | 4071354.684 | 4281541.5 | 0 | 0 | 0 | 757884.6875 | 796968.5 | 1119112.75 | 1240383.75 | 0 | 0 | 0 | 0 | 0 | 0 | 0 | 0 | 0 | 0 | 0 | 0 | 0 | 0 | 0 | 0 | 0 | 0.05678 | 0.08752 | 0.19587 | 0.050284 | 0.33948 | 0.10288 | 0.10131 | 0.14786 | 0.083035 | 0.078507 | 0.049033 | 0.053954 | 0.065474 | 0.064451 | 0.06826 | 0.075224 | 0.048163 | 0.049357 | 0.061711 | 0.065105 | 0.096345 | 0.080757 | 0.050337 | 0.064456
| 222 | 17309727.4676 | 0 | 14135917.681 | 0 |  | 514203.7812 | 546252.3125 | 592895.6875 | 718496.375 | 720078.4375 | 1017313.3125 | 1133714.25 | 1267466.75 | 1460991.268 | 1570931.884 | 1699341.814 | 1782179.427 | 1893377.622 | 2050897.859 | 2194131.174 | 2317912.857 | 2520513.85 | 2637908.092 | 2779533.456 | 2964152.545 | 3175775.507 | 3506411.621 | 3813194.184 | 4012344.75 | 0 | 0 | 0 | 0 | 0 | 0 | 0 | 0 | 0 | 0 | 0 | 0 | 0 | 0 | 0 | 0 | 0 | 0 | 0 | 0 | 0 | 0 | 0 | 0 | 0.060461 | 0.081937 | 0.19214 | 0.0021995 | 0.34556 | 0.10833 | 0.11152 | 0.14209 | 0.072554 | 0.078572 | 0.047596 | 0.060525 | 0.079915 | 0.067508 | 0.054881 | 0.083796 | 0.045523 | 0.052297 | 0.064308 | 0.068961 | 0.099041 | 0.083874 | 0.050909 | 0.06709
| 223 | 16554123.2283 | 0 | 13454322.2855 | 0 |  | 495508.6875 | 535468.9375 | 586303.5 | 701643.375 | 669856.5 | 934821.25 | 1027827.9375 | 1167707.5 | 1370333.643 | 1481809.384 | 1609105.064 | 1674594.302 | 1789024.997 | 1944424.609 | 2080526.299 | 2235098.107 | 2437124.6 | 2575018.092 | 2712093.456 | 2898585.795 | 3121555.007 | 3436747.621 | 3708260.184 | 3897790.75 | 0 | 0 | 0 | 0 | 0 | 0 | 0 | 0 | 0 | 0 | 0 | 0 | 0 | 0 | 0 | 0 | 0 | 0 | 0 | 0 | 0 | 0 | 0 | 0 | 0.077558 | 0.090695 | 0.17959 | -0.046362 | 0.33329 | 0.094848 | 0.12759 | 0.16001 | 0.07821 | 0.082414 | 0.039893 | 0.0661 | 0.083295 | 0.067655 | 0.071664 | 0.086534 | 0.055038 | 0.051864 | 0.066502 | 0.074108 | 0.096194 | 0.076037 | 0.049847 | 0.068024
| 224 | 16717744.7483 | 0 | 13599859.2558 | 0 |  | 511636.625 | 549214 | 601911.375 | 696256.25 | 676940.875 | 944868.25 | 1046789.9375 | 1173978.875 | 1381256.768 | 1491992.634 | 1618376.689 | 1688008.802 | 1816258.747 | 1972601.859 | 2110605.549 | 2260065.357 | 2455616.85 | 2588441.342 | 2730099.706 | 2915435.295 | 3132475.507 | 3450521.121 | 3734489.434 | 3931722.25 | 0 | 0 | 0 | 0 | 0 | 0 | 0 | 0 | 0 | 0 | 0 | 0 | 0 | 0 | 0 | 0 | 0 | 0 | 0 | 0 | 0 | 0 | 0 | 0 | 0.070874 | 0.091622 | 0.14561 | -0.028134 | 0.33346 | 0.10244 | 0.11467 | 0.1626 | 0.077119 | 0.081311 | 0.042126 | 0.073229 | 0.082575 | 0.067621 | 0.068419 | 0.082984 | 0.052678 | 0.053282 | 0.065681 | 0.071804 | 0.096702 | 0.079086 | 0.051466 | 0.064625
| 225 | 19968650.2506 | 19968650.2506 | 16426990.7939 | 16426990.7939 |  | 594246.1875 | 601208.4375 | 651745.25 | 798065.375 | 924512.875 | 1274150.375 | 1389606.25 | 1516286.75 | 1741115.893 | 1851736.509 | 2010231.064 | 2076522.552 | 2158492.122 | 2331732.859 | 2504299.674 | 2648425.857 | 2856057.85 | 3019615.592 | 3162921.706 | 3310671.295 | 3542240.007 | 3915131.871 | 4263643.434 | 4467614 | 594246.1875 | 601208.4375 | 651745.25 | 798065.375 | 924512.875 | 1274150.375 | 1389606.25 | 1516286.75 | 1741115.893 | 1851736.509 | 2010231.064 | 2076522.552 | 2158492.122 | 2331732.859 | 2504299.674 | 2648425.857 | 2856057.85 | 3019615.592 | 3162921.706 | 3310671.295 | 0 | 3915131.871 | 4263643.434 | 4467614 | 0.011648 | 0.080712 | 0.20254 | 0.14708 | 0.32077 | 0.086741 | 0.087244 | 0.13826 | 0.061598 | 0.082126 | 0.032445 | 0.038715 | 0.077202 | 0.071397 | 0.055956 | 0.075477 | 0.055687 | 0.046367 | 0.045655 | 0.067608 | 0.10009 | 0.085275 | 0.04673 | 0.065319
| 226 | 17161059.5416 | 0 | 13960324.8124 | 0 |  | 506361.1875 | 545239.4375 | 596727.75 | 704612.0625 | 702444 | 981476.875 | 1078184.75 | 1210310.875 | 1431345.268 | 1546246.009 | 1682949.189 | 1754140.177 | 1862138.622 | 2019900.109 | 2177673.424 | 2326298.607 | 2516707.35 | 2665271.842 | 2810289.956 | 2988744.795 | 3215843.507 | 3549075.371 | 3830669.934 | 4031446 | 0 | 0 | 0 | 0 | 0 | 0 | 0 | 0 | 0 | 0 | 0 | 0 | 0 | 0 | 0 | 0 | 0 | 0 | 0 | 0 | 0 | 0 | 0 | 0 | 0.073975 | 0.090236 | 0.16619 | -0.0030817 | 0.33449 | 0.093976 | 0.1156 | 0.16774 | 0.077215 | 0.084718 | 0.041431 | 0.059747 | 0.081322 | 0.075209 | 0.066021 | 0.078673 | 0.057355 | 0.052982 | 0.061566 | 0.073236 | 0.098597 | 0.076353 | 0.051085 | 0.064307
| 227 | 16302548.7619 | 0 | 13218354.8509 | 0 |  | 483253.1562 | 522916.6562 | 568109.125 | 673579.1875 | 644741.875 | 901012.6875 | 999209.5 | 1137316.75 | 1350013.518 | 1466204.884 | 1590417.314 | 1653519.802 | 1764242.622 | 1918812.359 | 2065641.924 | 2208960.107 | 2409180.35 | 2545403.842 | 2688516.456 | 2879436.545 | 3095784.257 | 3418491.871 | 3694686.434 | 3886110 | 0 | 0 | 0 | 0 | 0 | 0 | 0 | 0 | 0 | 0 | 0 | 0 | 0 | 0 | 0 | 0 | 0 | 0 | 0 | 0 | 0 | 0 | 0 | 0 | 0.078881 | 0.082891 | 0.17029 | -0.043756 | 0.33467 | 0.10345 | 0.12946 | 0.17144 | 0.082563 | 0.081319 | 0.03891 | 0.064815 | 0.083985 | 0.073735 | 0.067081 | 0.086765 | 0.055003 | 0.0547 | 0.068605 | 0.072447 | 0.099158 | 0.077696 | 0.050513 | 0.068084
| 228 | 17003103.9152 | 0 | 13818243.971 | 0 |  | 498885.75 | 542705.875 | 597243.0625 | 711963.8125 | 694963.875 | 960013.625 | 1070524.375 | 1210214.875 | 1413340.143 | 1524178.259 | 1651295.064 | 1719793.552 | 1840945.247 | 1999330.734 | 2139922.424 | 2297596.357 | 2497280.85 | 2638800.592 | 2787657.956 | 2979998.045 | 3208298.507 | 3526473.621 | 3811681.684 | 4006872.5 | 0 | 0 | 0 | 0 | 0 | 0 | 0 | 0 | 0 | 0 | 0 | 0 | 0 | 0 | 0 | 0 | 0 | 0 | 0 | 0 | 0 | 0 | 0 | 0 | 0.08419 | 0.095757 | 0.1757 | -0.024167 | 0.32309 | 0.10896 | 0.12265 | 0.15516 | 0.0755 | 0.080104 | 0.040644 | 0.068075 | 0.082533 | 0.067957 | 0.071094 | 0.083339 | 0.055122 | 0.054877 | 0.066721 | 0.073818 | 0.094558 | 0.077772 | 0.049941 | 0.063831
| 229 | 16500590.6113 | 0 | 13366970.2564 | 0 |  | 477127.3438 | 513376.9688 | 560913.6875 | 669895.75 | 636318.6875 | 900826.4375 | 1005594.625 | 1151478 | 1365603.393 | 1481959.134 | 1607975.689 | 1685656.677 | 1796458.622 | 1958660.609 | 2106898.049 | 2264214.607 | 2469024.35 | 2601952.092 | 2740778.206 | 2929151.545 | 3154155.257 | 3482770.871 | 3743066.684 | 3938386.5 | 0 | 0 | 0 | 0 | 0 | 0 | 0 | 0 | 0 | 0 | 0 | 0 | 0 | 0 | 0 | 0 | 0 | 0 | 0 | 0 | 0 | 0 | 0 | 0 | 0.073227 | 0.088557 | 0.17756 | -0.051423 | 0.34761 | 0.11002 | 0.13547 | 0.17055 | 0.081769 | 0.081611 | 0.047179 | 0.063662 | 0.086444 | 0.072956 | 0.072011 | 0.086595 | 0.052439 | 0.05198 | 0.066471 | 0.074008 | 0.099107 | 0.072077 | 0.050866 | 0.071384
| 230 | 16913686.491 | 0 | 13727358.8754 | 0 |  | 491107.375 | 527100.25 | 578481.375 | 698449.8125 | 691424.8125 | 958901.9375 | 1060249.125 | 1199216.125 | 1414792.893 | 1533501.009 | 1644546.814 | 1708399.302 | 1821446.122 | 1986020.484 | 2130181.049 | 2287320.607 | 2493371.35 | 2643630.342 | 2780551.456 | 2967090.545 | 3213435.257 | 3529383.621 | 3806669.434 | 4010011.5 | 0 | 0 | 0 | 0 | 0 | 0 | 0 | 0 | 0 | 0 | 0 | 0 | 0 | 0 | 0 | 0 | 0 | 0 | 0 | 0 | 0 | 0 | 0 | 0 | 0.070728 | 0.093016 | 0.18846 | -0.010109 | 0.32703 | 0.10047 | 0.12316 | 0.16532 | 0.08057 | 0.069911 | 0.038092 | 0.064074 | 0.086502 | 0.070074 | 0.071174 | 0.086255 | 0.058517 | 0.050496 | 0.064933 | 0.079759 | 0.093783 | 0.075631 | 0.052039 | 0.064915
| 231 | 18212275.0222 | 0 | 14784734.6018 | 0 |  | 492275.6562 | 546282.3125 | 595395.9375 | 732626.75 | 721372.8125 | 1004521.75 | 1122343.25 | 1282888.5 | 1524834.143 | 1647347.884 | 1781307.814 | 1891214.052 | 2036116.622 | 2187056.859 | 2341030.924 | 2533436.607 | 2718677.85 | 2857048.842 | 3016789.456 | 3223314.045 | 3452862.507 | 3792308.121 | 4087107.684 | 4331424.5 | 0 | 0 | 0 | 0 | 0 | 0 | 0 | 0 | 0 | 0 | 0 | 0 | 0 | 0 | 0 | 0 | 0 | 0 | 0 | 0 | 0 | 0 | 0 | 0 | 0.1041 | 0.086091 | 0.20741 | -0.01548 | 0.33111 | 0.11091 | 0.1337 | 0.17277 | 0.077281 | 0.078181 | 0.059871 | 0.073825 | 0.071512 | 0.068035 | 0.078985 | 0.070569 | 0.049644 | 0.054404 | 0.066217 | 0.068794 | 0.093771 | 0.074863 | 0.058059 | 0.067403
| 232 | 17852734.6718 | 0 | 14504366.8121 | 0 |  | 500202.1875 | 545157.1875 | 600037.8125 | 707427.75 | 700366 | 1003152.875 | 1114369.375 | 1267293.375 | 1495724.018 | 1635621.759 | 1771715.189 | 1834547.802 | 1963756.622 | 2119283.484 | 2273536.174 | 2427153.857 | 2659371.1 | 2807425.592 | 2963739.956 | 3130703.545 | 3376804.507 | 3712274.371 | 3997689.684 | 4212851.5 | 0 | 0 | 0 | 0 | 0 | 0 | 0 | 0 | 0 | 0 | 0 | 0 | 0 | 0 | 0 | 0 | 0 | 0 | 0 | 0 | 0 | 0 | 0 | 0 | 0.086062 | 0.095919 | 0.16464 | -0.010032 | 0.3593 | 0.10514 | 0.12859 | 0.16573 | 0.089413 | 0.079925 | 0.03485 | 0.068061 | 0.076219 | 0.070258 | 0.065383 | 0.09137 | 0.054178 | 0.054184 | 0.054806 | 0.075672 | 0.094715 | 0.074072 | 0.052423 | 0.069398
| 233 | 16818551.7661 | 0 | 13677822.8255 | 0 |  | 501832.0625 | 544254.6875 | 587668.1875 | 691774.9375 | 676545.8125 | 940038 | 1051924 | 1194364.625 | 1403304.893 | 1521040.009 | 1652086.689 | 1717780.677 | 1829059.872 | 1986769.234 | 2127299.424 | 2268632.107 | 2470704.1 | 2603600.342 | 2747432.206 | 2933948.795 | 3162302.507 | 3483845.871 | 3754915.184 | 3950325.25 | 0 | 0 | 0 | 0 | 0 | 0 | 0 | 0 | 0 | 0 | 0 | 0 | 0 | 0 | 0 | 0 | 0 | 0 | 0 | 0 | 0 | 0 | 0 | 0 | 0.081152 | 0.076745 | 0.1631 | -0.022261 | 0.32892 | 0.11246 | 0.12699 | 0.16122 | 0.080564 | 0.082645 | 0.038994 | 0.062769 | 0.082708 | 0.068343 | 0.064324 | 0.085326 | 0.052392 | 0.053771 | 0.065682 | 0.074951 | 0.096836 | 0.074929 | 0.050732 | 0.064764
| 234 | 16575492.4284 | 0 | 13472854.3311 | 0 |  | 494501.5625 | 541067.125 | 585223.375 | 699832.75 | 673807.125 | 948715.0625 | 1041400.6875 | 1166921.25 | 1362948.518 | 1482135.384 | 1615332.814 | 1675837.802 | 1786243.122 | 1946461.984 | 2087257.549 | 2224119.607 | 2429849.35 | 2582002.592 | 2707845.956 | 2899161.795 | 3117914.007 | 3442324.371 | 3713783.184 | 3904252.75 | 0 | 0 | 0 | 0 | 0 | 0 | 0 | 0 | 0 | 0 | 0 | 0 | 0 | 0 | 0 | 0 | 0 | 0 | 0 | 0 | 0 | 0 | 0 | 0 | 0.089993 | 0.07845 | 0.17885 | -0.037897 | 0.34216 | 0.093213 | 0.1138 | 0.15528 | 0.083833 | 0.086057 | 0.036772 | 0.063801 | 0.085899 | 0.069838 | 0.06351 | 0.088468 | 0.060736 | 0.047588 | 0.068268 | 0.072743 | 0.098983 | 0.075904 | 0.050015 | 0.068362
| 235 | 16547758.844 | 0 | 13424198.1965 | 0 |  | 485866.6562 | 532067.125 | 582781.375 | 689568.375 | 656368.3125 | 915245.75 | 1013096.75 | 1161828.625 | 1363196.393 | 1480581.759 | 1603612.814 | 1675463.802 | 1794537.372 | 1953392.109 | 2102853.424 | 2252832.357 | 2450678.85 | 2586019.592 | 2725832.456 | 2916585.795 | 3141071.757 | 3470038.371 | 3733466.434 | 3928555.25 | 0 | 0 | 0 | 0 | 0 | 0 | 0 | 0 | 0 | 0 | 0 | 0 | 0 | 0 | 0 | 0 | 0 | 0 | 0 | 0 | 0 | 0 | 0 | 0 | 0.090835 | 0.091042 | 0.16825 | -0.049344 | 0.33247 | 0.10157 | 0.13698 | 0.15984 | 0.082603 | 0.079824 | 0.043831 | 0.068657 | 0.08482 | 0.073728 | 0.068893 | 0.084177 | 0.053755 | 0.052654 | 0.06764 | 0.07415 | 0.099602 | 0.073171 | 0.050935 | 0.067559
| 236 | 18628302.6663 | 0 | 15122916.888 | 0 |  | 548248.8125 | 576706.4375 | 613974.75 | 739665.4375 | 794441.75 | 1089609.875 | 1184611.125 | 1314866 | 1534876.768 | 1670016.759 | 1806845.814 | 1896417.552 | 2021561.122 | 2166178.609 | 2354640.674 | 2549205.857 | 2756877.85 | 2887130.592 | 3058503.706 | 3269113.295 | 3546529.507 | 3902797.121 | 4176422.184 | 4387019 | 548248.8125 | 576706.4375 | 0 | 0 | 0 | 0 | 0 | 0 | 0 | 0 | 0 | 0 | 0 | 0 | 0 | 0 | 0 | 0 | 0 | 0 | 0 | 3902797.121 | 0 | 0 | 0.050604 | 0.06262 | 0.18624 | 0.071442 | 0.31594 | 0.083595 | 0.10432 | 0.15472 | 0.084384 | 0.078749 | 0.048384 | 0.063903 | 0.069095 | 0.083424 | 0.079394 | 0.078317 | 0.046164 | 0.057663 | 0.066593 | 0.081451 | 0.095724 | 0.067761 | 0.049195 | 0.058956
| 237 | 18679169.0133 | 0 | 15254088.7173 | 0 |  | 521228.7188 | 561837.9375 | 614780.5625 | 720501.875 | 778526.6875 | 1091012.125 | 1238034.5 | 1382137.125 | 1588476.143 | 1715603.884 | 1863001.564 | 1952770.177 | 2070285.747 | 2226414.859 | 2384882.674 | 2558896.357 | 2750975.6 | 2866163.592 | 3003627.956 | 3200762.795 | 3454571.757 | 3795479.371 | 4097131.684 | 4302586 | 0 | 0 | 0 | 0 | 0 | 0 | 1238034.5 | 1382137.125 | 0 | 0 | 0 | 0 | 0 | 0 | 0 | 0 | 0 | 0 | 0 | 0 | 0 | 0 | 0 | 0 | 0.075024 | 0.090052 | 0.15868 | 0.077455 | 0.33746 | 0.12642 | 0.11011 | 0.13914 | 0.07699 | 0.082424 | 0.04706 | 0.058438 | 0.072706 | 0.068757 | 0.070426 | 0.07238 | 0.041019 | 0.046846 | 0.063568 | 0.076309 | 0.094112 | 0.076476 | 0.048929 | 0.061034
| 238 | 20590844.055 | 20590844.055 | 16831564.0988 | 16831564.0988 |  | 551341.9375 | 576002.25 | 627310.4375 | 787381.4375 | 896578.3125 | 1293727.5 | 1415423.625 | 1527245.125 | 1762828.018 | 1912552.009 | 2079059.439 | 2155624.927 | 2301795.372 | 2478439.359 | 2670886.674 | 2795307.607 | 2967576.1 | 3111978.592 | 3288117.206 | 3476800.795 | 3761335.507 | 4113589.371 | 4522313.934 | 4792099 | 551341.9375 | 576002.25 | 627310.4375 | 787381.4375 | 896578.3125 | 1293727.5 | 1415423.625 | 1527245.125 | 1762828.018 | 1912552.009 | 2079059.439 | 2155624.927 | 2301795.372 | 2478439.359 | 2670886.674 | 2795307.607 | 2967576.1 | 3111978.592 | 3288117.206 | 3476800.795 | 3761335.507 | 4113589.371 | 4522313.934 | 4792099 | 0.043756 | 0.08533 | 0.22727 | 0.12987 | 0.3667 | 0.089901 | 0.076037 | 0.14345 | 0.081519 | 0.083477 | 0.036165 | 0.065609 | 0.07394 | 0.074781 | 0.045532 | 0.059803 | 0.047513 | 0.055056 | 0.055797 | 0.078662 | 0.089522 | 0.094728 | 0.057945 | 0.072047
| 239 | 17959665.0175 | 0 | 14645858.3638 | 0 |  | 513400.5312 | 551780.0625 | 603749.9375 | 714693.125 | 731141.8125 | 1026910.4375 | 1157882.375 | 1311035.25 | 1521758.768 | 1648376.259 | 1774082.439 | 1856753.052 | 1978262.997 | 2138682.234 | 2294922.174 | 2445570.607 | 2642119.1 | 2780773.842 | 2909242.456 | 3105631.045 | 3351892.007 | 3691704.871 | 3948066.434 | 4145832.25 | 0 | 0 | 0 | 0 | 0 | 0 | 0 | 0 | 0 | 0 | 0 | 0 | 0 | 0 | 0 | 0 | 0 | 0 | 0 | 0 | 0 | 0 | 0 | 0 | 0.072093 | 0.090011 | 0.16869 | 0.022754 | 0.3397 | 0.12004 | 0.12422 | 0.14905 | 0.079924 | 0.073493 | 0.045546 | 0.06339 | 0.077971 | 0.070509 | 0.06358 | 0.077303 | 0.051148 | 0.045163 | 0.065324 | 0.076308 | 0.096563 | 0.067138 | 0.048878 | 0.063941
| 240 | 17461959.2456 | 0 | 14173418.5901 | 0 |  | 505112.7188 | 542377.3125 | 588502.5625 | 699585.75 | 707993.8125 | 983836.125 | 1085736.875 | 1218575.875 | 1438540.643 | 1558763.009 | 1692847.564 | 1779689.927 | 1902259.997 | 2070327.109 | 2240733.674 | 2408530.857 | 2603993.35 | 2749928.592 | 2885353.456 | 3084043.795 | 3318170.257 | 3652596.121 | 3926790.184 | 4127319 | 0 | 0 | 0 | 0 | 0 | 0 | 0 | 0 | 0 | 0 | 0 | 0 | 0 | 0 | 0 | 0 | 0 | 0 | 0 | 0 | 0 | 0 | 0 | 0 | 0.07118 | 0.081619 | 0.17291 | 0.011947 | 0.32902 | 0.098555 | 0.11542 | 0.16595 | 0.080263 | 0.082519 | 0.050027 | 0.066604 | 0.084664 | 0.079097 | 0.072214 | 0.078029 | 0.054529 | 0.048072 | 0.066594 | 0.073172 | 0.096025 | 0.072384 | 0.049806 | 0.062407
| 241 | 18041786.853 | 0 | 14712315.2669 | 0 |  | 551218.625 | 586489.75 | 641235.5 | 733194.5625 | 755686.75 | 1032972.4375 | 1147492.875 | 1290733.25 | 1496235.893 | 1623779.009 | 1770317.064 | 1836194.052 | 1955758.372 | 2120040.734 | 2271935.174 | 2429482.357 | 2650822.85 | 2800677.342 | 2941532.206 | 3117124.295 | 3347889.007 | 3679374.121 | 3985033.684 | 4204223 | 551218.625 | 586489.75 | 641235.5 | 0 | 0 | 0 | 0 | 0 | 0 | 0 | 0 | 0 | 0 | 0 | 0 | 0 | 0 | 0 | 0 | 0 | 0 | 0 | 0 | 0 | 0.062024 | 0.089242 | 0.13401 | 0.030216 | 0.31257 | 0.10514 | 0.11763 | 0.14774 | 0.081804 | 0.086403 | 0.036536 | 0.063083 | 0.080657 | 0.069197 | 0.067046 | 0.087192 | 0.054991 | 0.049069 | 0.05798 | 0.071419 | 0.094413 | 0.079803 | 0.053544 | 0.056623
| 242 | 17067584.8671 | 0 | 13819722.4958 | 0 |  | 503340.1562 | 548072.125 | 595621.8125 | 701076.5 | 682025.75 | 952943.9375 | 1034430.0625 | 1183401.25 | 1397535.893 | 1525753.134 | 1655393.564 | 1733787.427 | 1846268.122 | 2002346.109 | 2163577.924 | 2318884.607 | 2525105.35 | 2676224.592 | 2805438.956 | 3017882.045 | 3256193.507 | 3620153.121 | 3881568.184 | 4083725.25 | 0 | 0 | 0 | 0 | 0 | 0 | 0 | 0 | 0 | 0 | 0 | 0 | 0 | 0 | 0 | 0 | 0 | 0 | 0 | 0 | 0 | 0 | 0 | 0 | 0.085141 | 0.083199 | 0.16301 | -0.02755 | 0.33449 | 0.08205 | 0.13454 | 0.16632 | 0.087778 | 0.081551 | 0.046269 | 0.062858 | 0.081153 | 0.077444 | 0.069323 | 0.085196 | 0.058124 | 0.047153 | 0.072995 | 0.076004 | 0.10596 | 0.069723 | 0.05077 | 0.065987
| 243 | 17167141.8914 | 0 | 13975258.674 | 0 |  | 531481.25 | 565430.75 | 615755 | 701124.6875 | 697594.8125 | 968510.4375 | 1058301.125 | 1204277.875 | 1418869.018 | 1538919.134 | 1670400.689 | 1739596.302 | 1852283.747 | 2017893.109 | 2180316.424 | 2331058.357 | 2530562.6 | 2673672.592 | 2817001.706 | 3009899.295 | 3221281.507 | 3545121.621 | 3804557.434 | 4012649.5 | 0 | 0 | 0 | 0 | 0 | 0 | 0 | 0 | 0 | 0 | 0 | 0 | 0 | 0 | 0 | 0 | 0 | 0 | 0 | 0 | 0 | 0 | 0 | 0 | 0.06192 | 0.085261 | 0.12984 | -0.0050473 | 0.32812 | 0.088661 | 0.12922 | 0.16398 | 0.08122 | 0.081983 | 0.04059 | 0.062766 | 0.085635 | 0.077416 | 0.066852 | 0.082119 | 0.055011 | 0.05222 | 0.066234 | 0.067873 | 0.095793 | 0.070627 | 0.053252 | 0.062015
| 244 | 17545764.6675 | 0 | 14256422.9072 | 0 |  | 502217.2812 | 545198.1875 | 599659.625 | 709766.375 | 692284.125 | 968004.125 | 1076950.75 | 1214186.375 | 1441612.393 | 1577333.009 | 1728223.939 | 1811871.927 | 1930990.247 | 2095073.359 | 2270913.674 | 2425479.357 | 2631231.6 | 2754951.092 | 2914228.706 | 3073682.545 | 3308666.507 | 3657352.871 | 3922758.684 | 4141857.5 | 0 | 0 | 0 | 0 | 0 | 0 | 0 | 0 | 0 | 0 | 0 | 0 | 0 | 0 | 0 | 0 | 0 | 0 | 0 | 0 | 0 | 0 | 0 | 0 | 0.082117 | 0.095213 | 0.16857 | -0.024939 | 0.33524 | 0.10665 | 0.11994 | 0.17169 | 0.089973 | 0.091359 | 0.047266 | 0.063672 | 0.081556 | 0.080594 | 0.065847 | 0.081423 | 0.045948 | 0.056205 | 0.053271 | 0.073669 | 0.10019 | 0.070056 | 0.054349 | 0.066471
| 245 | 19579204.8464 | 19579204.8464 | 16005514.3568 | 16005514.3568 |  | 507558.0938 | 550846 | 598408.625 | 739629.1875 | 809153.625 | 1168532.5 | 1296747.125 | 1456608.5 | 1682999.893 | 1826034.384 | 1956330.189 | 2053906.177 | 2218922.622 | 2397781.109 | 2545177.924 | 2709699.107 | 2892295.35 | 3033797.592 | 3190028.956 | 3341696.295 | 3619442.007 | 3928665.121 | 4269111.434 | 4513166.5 | 0 | 0 | 0 | 0 | 809153.625 | 1168532.5 | 1296747.125 | 1456608.5 | 1682999.893 | 1826034.384 | 1956330.189 | 2053906.177 | 2218922.622 | 2397781.109 | 2545177.924 | 2709699.107 | 2892295.35 | 3033797.592 | 3190028.956 | 3341696.295 | 3619442.007 | 3928665.121 | 4269111.434 | 4513166.5 | 0.081844 | 0.082819 | 0.21188 | 0.08984 | 0.36752 | 0.10411 | 0.11625 | 0.14447 | 0.081569 | 0.068924 | 0.048673 | 0.077278 | 0.077522 | 0.059657 | 0.062637 | 0.065213 | 0.047765 | 0.050215 | 0.046449 | 0.079841 | 0.08198 | 0.083106 | 0.055593 | 0.069659
| 246 | 16839452.6292 | 0 | 13679323.0829 | 0 |  | 483548.875 | 530931.0625 | 585632.75 | 693509.25 | 665997 | 937998 | 1040917.1875 | 1180841.625 | 1391076.518 | 1521544.259 | 1648387.189 | 1716049.802 | 1838142.372 | 1996883.609 | 2146292.049 | 2291382.607 | 2499611.35 | 2648325.342 | 2783210.206 | 2966097.045 | 3189736.507 | 3500721.621 | 3774336.434 | 3974407.5 | 0 | 0 | 0 | 0 | 0 | 0 | 0 | 0 | 0 | 0 | 0 | 0 | 0 | 0 | 0 | 0 | 0 | 0 | 0 | 0 | 0 | 0 | 0 | 0 | 0.09348 | 0.098061 | 0.16907 | -0.040479 | 0.34246 | 0.10411 | 0.12613 | 0.16385 | 0.089648 | 0.080072 | 0.040228 | 0.06873 | 0.082832 | 0.072154 | 0.065414 | 0.08698 | 0.057792 | 0.049678 | 0.063642 | 0.072691 | 0.093031 | 0.075255 | 0.051651 | 0.068543
| 247 | 18081876.543 | 0 | 14671915.5411 | 0 |  | 503354.9688 | 546067.3125 | 603670.6875 | 730991.3125 | 746433.4375 | 1049570.25 | 1159944 | 1300442.25 | 1512189.268 | 1629245.384 | 1753177.689 | 1830603.427 | 1967219.622 | 2130685.359 | 2300582.174 | 2446970.107 | 2674855.85 | 2807062.842 | 2962529.706 | 3165752.295 | 3406761.007 | 3770585.371 | 4115114.684 | 4294179.5 | 0 | 0 | 0 | 0 | 0 | 0 | 0 | 0 | 0 | 0 | 0 | 0 | 0 | 0 | 0 | 0 | 0 | 0 | 0 | 0 | 0 | 0 | 0 | 0 | 0.081447 | 0.10029 | 0.19137 | 0.020905 | 0.34083 | 0.099991 | 0.11433 | 0.15085 | 0.074559 | 0.073313 | 0.043216 | 0.071976 | 0.079823 | 0.076719 | 0.061688 | 0.089045 | 0.048243 | 0.053905 | 0.066347 | 0.073371 | 0.10147 | 0.087436 | 0.042594 | 0.064907
| 248 | 19358125.4999 | 19358125.4999 | 15870820.3952 | 15870820.3952 |  | 549009.1875 | 591854.8125 | 645906.875 | 768926.5625 | 815948.125 | 1119546.625 | 1238011.375 | 1406690.375 | 1631590.643 | 1774647.134 | 1927186.064 | 2036727.177 | 2189222.372 | 2370921.609 | 2524164.674 | 2668883.357 | 2872171.35 | 2986352.342 | 3115479.206 | 3282118.295 | 3512632.007 | 3866624.871 | 4169904.184 | 4385776 | 549009.1875 | 591854.8125 | 645906.875 | 768926.5625 | 815948.125 | 1119546.625 | 1238011.375 | 1406690.375 | 1631590.643 | 1774647.134 | 1927186.064 | 2036727.177 | 2189222.372 | 2370921.609 | 2524164.674 | 2668883.357 | 2872171.35 | 2986352.342 | 3115479.206 | 0 | 0 | 0 | 0 | 0 | 0.075146 | 0.087394 | 0.17434 | 0.059355 | 0.31633 | 0.10058 | 0.12773 | 0.14832 | 0.084046 | 0.082459 | 0.055283 | 0.072202 | 0.079732 | 0.062631 | 0.05575 | 0.073408 | 0.038984 | 0.04233 | 0.052106 | 0.067877 | 0.096016 | 0.075511 | 0.050474 | 0.059147
| 249 | 16693832.4409 | 0 | 13545275.0992 | 0 |  | 504296.9062 | 539528.0625 | 589315.25 | 685891.3125 | 670020.875 | 926355.375 | 1016735.75 | 1159013.625 | 1379903.018 | 1498494.134 | 1616923.314 | 1686669.052 | 1798657.247 | 1972315.859 | 2119692.674 | 2274204.857 | 2467480.6 | 2606746.092 | 2746170.456 | 2946534.295 | 3165508.007 | 3494421.621 | 3766851.684 | 3960974 | 0 | 0 | 0 | 0 | 0 | 0 | 0 | 0 | 0 | 0 | 0 | 0 | 0 | 0 | 0 | 0 | 0 | 0 | 0 | 0 | 0 | 0 | 0 | 0 | 0.06753 | 0.088266 | 0.15176 | -0.02341 | 0.32395 | 0.093095 | 0.13097 | 0.17444 | 0.082447 | 0.076064 | 0.04223 | 0.064285 | 0.092168 | 0.072063 | 0.070359 | 0.081567 | 0.054905 | 0.052105 | 0.070422 | 0.071684 | 0.098854 | 0.075072 | 0.05025 | 0.063952
| 250 | 17560958.6068 | 0 | 14295310.0633 | 0 |  | 510291.2188 | 550553.0625 | 595880.0625 | 714025.3125 | 706736.4375 | 1002318.3125 | 1116615.25 | 1252103.625 | 1462081.018 | 1599033.134 | 1733457.939 | 1794128.427 | 1923275.872 | 2077485.109 | 2234869.674 | 2389129.107 | 2591831.35 | 2730296.092 | 2881563.456 | 3050919.545 | 3282743.507 | 3643663.121 | 3895328.184 | 4099220 | 0 | 0 | 0 | 0 | 0 | 0 | 0 | 0 | 0 | 0 | 0 | 0 | 0 | 0 | 0 | 0 | 0 | 0 | 0 | 0 | 0 | 0 | 0 | 0 | 0.075942 | 0.079116 | 0.18088 | -0.010261 | 0.34941 | 0.10799 | 0.11452 | 0.15504 | 0.089538 | 0.080719 | 0.034401 | 0.069511 | 0.077128 | 0.073025 | 0.066746 | 0.081436 | 0.052045 | 0.053923 | 0.05711 | 0.073236 | 0.10431 | 0.066788 | 0.051019 | 0.068125
| 251 | 15944870.744 | 0 | 12783516.3613 | 0 |  | 316598.8125 | 402092.3438 | 444623.125 | 584140.1875 | 600309.3125 | 834838 | 930724.375 | 1105918.625 | 1331247.518 | 1446863.509 | 1570981.564 | 1638976.552 | 1754010.997 | 1973182.734 | 2126309.299 | 2285231.107 | 2486094.1 | 2630795.592 | 2784753.956 | 2983215.795 | 3205067.007 | 3516987.121 | 3761832.684 | 3956577.25 | 0 | 0 | 0 | 0 | 0 | 0 | 0 | 0 | 0 | 0 | 0 | 0 | 0 | 0 | 0 | 0 | 0 | 0 | 0 | 0 | 0 | 0 | 0 | 0 | 0.23905 | 0.10055 | 0.27291 | 0.027304 | 0.32979 | 0.10873 | 0.17247 | 0.18544 | 0.083282 | 0.082303 | 0.042371 | 0.067833 | 0.11774 | 0.07474 | 0.072079 | 0.084246 | 0.056573 | 0.056873 | 0.068842 | 0.071731 | 0.092872 | 0.067302 | 0.050473 | 0.077974
| 252 | 20986658.9413 | 20986658.9413 | 17194807.7265 | 17194807.7265 |  | 605475.5 | 617191.8125 | 671913.25 | 812595.375 | 921413.375 | 1306272.75 | 1406415.875 | 1549132 | 1723688.268 | 1879689.759 | 2090993.564 | 2209522.052 | 2351758.122 | 2516462.859 | 2684157.424 | 2846727.857 | 3116198.6 | 3255677.092 | 3381569.206 | 3562096.295 | 3771104.757 | 4179089.371 | 4562767.934 | 4826024 | 605475.5 | 617191.8125 | 671913.25 | 812595.375 | 921413.375 | 1306272.75 | 1406415.875 | 1549132 | 1723688.268 | 1879689.759 | 2090993.564 | 2209522.052 | 2351758.122 | 2516462.859 | 2684157.424 | 2846727.857 | 3116198.6 | 3255677.092 | 3381569.206 | 3562096.295 | 3771104.757 | 4179089.371 | 4562767.934 | 4826024 | 0.019166 | 0.084949 | 0.1901 | 0.12568 | 0.34902 | 0.073867 | 0.09665 | 0.10677 | 0.08664 | 0.10653 | 0.055137 | 0.062387 | 0.067691 | 0.064513 | 0.058803 | 0.090444 | 0.043786 | 0.03794 | 0.052009 | 0.057019 | 0.10273 | 0.087836 | 0.056093 | 0.066432
| 253 | 18114023.3785 | 0 | 14750668.3256 | 0 |  | 535145.125 | 555402.375 | 610779 | 731783.9375 | 766736.6875 | 1051480.375 | 1162888.625 | 1291427.875 | 1501272.893 | 1628356.009 | 1774013.314 | 1852096.927 | 1962854.747 | 2136004.484 | 2304121.674 | 2466819.357 | 2671061.6 | 2818647.092 | 2972624.206 | 3149108.795 | 3389885.257 | 3716013.871 | 4023323.684 | 4240651.5 | 0 | 0 | 0 | 0 | 0 | 0 | 0 | 0 | 0 | 0 | 0 | 0 | 0 | 0 | 0 | 0 | 0 | 0 | 0 | 0 | 0 | 0 | 0 | 0 | 0.037155 | 0.095042 | 0.18075 | 0.046658 | 0.31581 | 0.10071 | 0.10484 | 0.15056 | 0.081258 | 0.085673 | 0.043074 | 0.058081 | 0.084537 | 0.075763 | 0.06823 | 0.079546 | 0.053781 | 0.053188 | 0.057674 | 0.073677 | 0.091855 | 0.079457 | 0.052609 | 0.059371
| 254 | 17014500.4569 | 0 | 13777222.933 | 0 |  | 501119.9062 | 543218.5625 | 590881.6875 | 691142.5 | 667061.6875 | 936263.5 | 1032456 | 1182286.75 | 1392814.268 | 1515972.009 | 1655434.189 | 1735637.802 | 1855555.622 | 2020254.109 | 2163080.174 | 2316253.607 | 2517748.85 | 2663067.592 | 2813605.206 | 3017545.295 | 3242402.507 | 3594954.621 | 3878387.934 | 4079511 | 0 | 0 | 0 | 0 | 0 | 0 | 0 | 0 | 0 | 0 | 0 | 0 | 0 | 0 | 0 | 0 | 0 | 0 | 0 | 0 | 0 | 0 | 0 | 0 | 0.080666 | 0.084104 | 0.15673 | -0.035463 | 0.33901 | 0.097799 | 0.13551 | 0.16388 | 0.08473 | 0.088007 | 0.047312 | 0.066809 | 0.085039 | 0.06831 | 0.068418 | 0.083414 | 0.056113 | 0.054988 | 0.069977 | 0.071871 | 0.10322 | 0.075888 | 0.050558 | 0.066848
| 255 | 17381513.2233 | 0 | 14136583.6043 | 0 |  | 528792.5625 | 545889.0625 | 587272.3125 | 719558.8125 | 715661.0625 | 1006647.5 | 1100364.75 | 1239778.25 | 1446975.018 | 1566259.259 | 1697591.814 | 1784888.927 | 1905717.372 | 2044907.859 | 2184349.924 | 2342822.607 | 2550856.85 | 2676093.342 | 2819911.206 | 2995166.545 | 3237631.507 | 3582823.871 | 3906366.684 | 4107856.5 | 0 | 0 | 0 | 0 | 0 | 0 | 0 | 0 | 0 | 0 | 0 | 0 | 0 | 0 | 0 | 0 | 0 | 0 | 0 | 0 | 0 | 0 | 0 | 0 | 0.03182 | 0.073073 | 0.20315 | -0.0054316 | 0.34117 | 0.089016 | 0.11929 | 0.15454 | 0.079215 | 0.080521 | 0.050146 | 0.065502 | 0.070494 | 0.065966 | 0.070038 | 0.085073 | 0.047929 | 0.052347 | 0.060294 | 0.077842 | 0.10131 | 0.086456 | 0.050294 | 0.068553
| 256 | 18330424.9627 | 0 | 14934620.1189 | 0 |  | 572409.0625 | 580673.3125 | 623709.4375 | 747015.9375 | 790647.75 | 1063148.375 | 1165580.125 | 1294025.5 | 1509887.643 | 1634014.509 | 1792115.564 | 1876472.927 | 1993313.372 | 2154388.859 | 2316275.674 | 2493998.607 | 2710547.35 | 2818057.092 | 2967253.956 | 3169516.295 | 3411027.507 | 3762333.621 | 4066754.184 | 4278807 | 572409.0625 | 580673.3125 | 0 | 0 | 0 | 0 | 0 | 0 | 0 | 0 | 0 | 0 | 0 | 0 | 0 | 0 | 0 | 0 | 0 | 0 | 0 | 0 | 0 | 0 | 0.014334 | 0.071496 | 0.1804 | 0.056766 | 0.29614 | 0.091984 | 0.10454 | 0.15428 | 0.079005 | 0.092357 | 0.045997 | 0.060404 | 0.077709 | 0.072453 | 0.073927 | 0.083263 | 0.038897 | 0.051589 | 0.065942 | 0.073435 | 0.098026 | 0.077806 | 0.050829 | 0.057376
| 257 | 18546269.2018 | 0 | 15096667.9789 | 0 |  | 534542.5 | 562347.125 | 608234.625 | 742126.875 | 766669.1875 | 1069557.5 | 1188873.875 | 1339371 | 1543091.768 | 1677604.134 | 1823050.814 | 1931241.177 | 2059347.747 | 2187704.609 | 2352263.924 | 2520467.357 | 2730677.6 | 2886944.592 | 3036474.456 | 3221537.295 | 3456051.507 | 3801149.371 | 4151234.434 | 4359958 | 0 | 0 | 0 | 0 | 0 | 0 | 0 | 0 | 0 | 0 | 0 | 0 | 0 | 0 | 0 | 0 | 0 | 0 | 0 | 0 | 0 | 0 | 0 | 0 | 0.050708 | 0.078441 | 0.19896 | 0.032535 | 0.33294 | 0.10576 | 0.11919 | 0.14159 | 0.083579 | 0.083145 | 0.057652 | 0.064226 | 0.060464 | 0.072525 | 0.069066 | 0.080105 | 0.055649 | 0.050498 | 0.059162 | 0.070268 | 0.095177 | 0.088102 | 0.049057 | 0.063568
| 258 | 18317638.4102 | 0 | 14845543.7938 | 0 |  | 511010.7188 | 558694.875 | 617034.5625 | 726637.875 | 743661.1875 | 1045984.8125 | 1153509.125 | 1294512.75 | 1483977.643 | 1636283.384 | 1808249.064 | 1896295.802 | 1993945.497 | 2174923.109 | 2334212.424 | 2490112.357 | 2727129.1 | 2856204.092 | 3013449.206 | 3224644.545 | 3499647.757 | 3874918.871 | 4128802.684 | 4359509 | 0 | 0 | 0 | 0 | 0 | 0 | 0 | 0 | 0 | 0 | 0 | 0 | 0 | 0 | 0 | 0 | 0 | 0 | 0 | 0 | 0 | 0 | 0 | 0 | 0.089213 | 0.099322 | 0.1635 | 0.023157 | 0.34113 | 0.09785 | 0.11533 | 0.13659 | 0.097701 | 0.099932 | 0.047543 | 0.050213 | 0.086878 | 0.070681 | 0.064653 | 0.090922 | 0.046244 | 0.053592 | 0.067737 | 0.08184 | 0.10186 | 0.063463 | 0.054372 | 0.062576
| 259 | 18584698.4011 | 0 | 15038978.2592 | 0 |  | 519805.9375 | 568362.5 | 637212.9375 | 733062.875 | 763371.5 | 1033021.5 | 1135095.25 | 1283193.875 | 1506016.143 | 1642685.384 | 1802205.939 | 1880253.927 | 2028987.997 | 2207896.109 | 2392003.424 | 2574223.107 | 2784560.85 | 2920448.842 | 3076105.956 | 3343596.545 | 3560622.507 | 3941992.121 | 4230618.434 | 4470164.5 | 0 | 0 | 637212.9375 | 0 | 0 | 0 | 0 | 0 | 0 | 0 | 0 | 0 | 0 | 0 | 0 | 0 | 0 | 0 | 0 | 3343596.545 | 3560622.507 | 3941992.121 | 4230618.434 | 4470164.5 | 0.089304 | 0.11434 | 0.14013 | 0.040513 | 0.3025 | 0.094229 | 0.12264 | 0.16012 | 0.086864 | 0.092679 | 0.042395 | 0.07613 | 0.084503 | 0.080091 | 0.073417 | 0.078542 | 0.047647 | 0.051927 | 0.083383 | 0.062888 | 0.10175 | 0.070662 | 0.055077 | 0.054432
| 260 | 19184467.5529 | 19184467.5529 | 15596497.4521 | 15596497.4521 |  | 519570.3125 | 548746.6875 | 607351.5 | 733470.6875 | 789882.5 | 1116118.125 | 1239134.125 | 1368212.25 | 1587477.143 | 1733248.259 | 1908135.064 | 2023121.677 | 2140693.122 | 2311026.359 | 2458061.924 | 2626069.607 | 2866571.1 | 3004616.842 | 3172471.706 | 3340065.045 | 3610304.257 | 3975062.871 | 4307143.434 | 4502523 | 0 | 0 | 0 | 0 | 0 | 1116118.125 | 1239134.125 | 0 | 0 | 0 | 1908135.064 | 2023121.677 | 2140693.122 | 2311026.359 | 0 | 2626069.607 | 2866571.1 | 3004616.842 | 3172471.706 | 3340065.045 | 3610304.257 | 3975062.871 | 4307143.434 | 4502523 | 0.054635 | 0.10147 | 0.18868 | 0.074097 | 0.34573 | 0.10456 | 0.099092 | 0.14864 | 0.087851 | 0.096129 | 0.058515 | 0.056488 | 0.076562 | 0.061681 | 0.066115 | 0.087628 | 0.047033 | 0.054361 | 0.051479 | 0.077802 | 0.096249 | 0.080234 | 0.044363 | 0.064257
| 261 | 18875013.2953 | 0 | 15326968.2934 | 0 |  | 520996.625 | 554837.25 | 606855.25 | 735433.625 | 776429.75 | 1068036.125 | 1175156.125 | 1308437.375 | 1537182.893 | 1674377.384 | 1868109.939 | 1961308.052 | 2084558.122 | 2277973.609 | 2460806.174 | 2598755.607 | 2812512.6 | 3008928.842 | 3166826.706 | 3360391.545 | 3580302.507 | 3920274.121 | 4229267.934 | 4484085 | 0 | 0 | 0 | 0 | 0 | 0 | 0 | 0 | 0 | 0 | 0 | 0 | 0 | 0 | 2460806.174 | 0 | 0 | 3008928.842 | 3166826.706 | 3360391.545 | 3580302.507 | 3920274.121 | 4229267.934 | 4484085 | 0.062931 | 0.089615 | 0.19217 | 0.054246 | 0.31887 | 0.095579 | 0.10743 | 0.16112 | 0.08549 | 0.10949 | 0.048684 | 0.060945 | 0.088729 | 0.077203 | 0.054544 | 0.079046 | 0.067506 | 0.051146 | 0.059327 | 0.06339 | 0.090714 | 0.075867 | 0.058506 | 0.06003
| 262 | 18012706.7774 | 0 | 14666692.1196 | 0 |  | 510742.375 | 543280.1875 | 592121.75 | 714372.6875 | 738938.1875 | 1040956.375 | 1161333.5 | 1293168.75 | 1506367.268 | 1646606.884 | 1787140.564 | 1861285.177 | 1974583.747 | 2139913.359 | 2293706.674 | 2458820.107 | 2669693.6 | 2805654.842 | 2943214.206 | 3129663.295 | 3377515.257 | 3711970.621 | 3993752.934 | 4204684 | 0 | 0 | 0 | 0 | 0 | 0 | 0 | 0 | 0 | 0 | 0 | 0 | 0 | 0 | 0 | 0 | 0 | 0 | 0 | 0 | 0 | 0 | 0 | 0 | 0.06176 | 0.086087 | 0.18769 | 0.033809 | 0.34268 | 0.10943 | 0.10753 | 0.15261 | 0.089016 | 0.0819 | 0.04065 | 0.05909 | 0.080408 | 0.069404 | 0.069512 | 0.082282 | 0.049673 | 0.047865 | 0.061423 | 0.076215 | 0.094423 | 0.073168 | 0.051468 | 0.06486
| 263 | 17141865.5806 | 0 | 13882298.2986 | 0 |  | 486294.8438 | 532468.4375 | 584476.0625 | 690873.0625 | 675423.6875 | 937631.4375 | 1048168.8125 | 1195559.625 | 1408151.268 | 1535810.259 | 1662643.689 | 1746726.052 | 1870583.497 | 2041938.734 | 2211407.924 | 2354583.107 | 2561318.35 | 2702467.842 | 2843753.956 | 3029846.545 | 3275059.757 | 3612234.621 | 3896025.184 | 4113202.25 | 0 | 0 | 0 | 0 | 0 | 0 | 0 | 0 | 0 | 0 | 0 | 0 | 0 | 0 | 0 | 0 | 0 | 0 | 0 | 0 | 0 | 0 | 0 | 0 | 0.090709 | 0.093192 | 0.16724 | -0.022616 | 0.32802 | 0.11144 | 0.13157 | 0.16366 | 0.08678 | 0.079351 | 0.049334 | 0.068507 | 0.087649 | 0.07973 | 0.062734 | 0.084158 | 0.053643 | 0.05096 | 0.063387 | 0.077824 | 0.09799 | 0.07563 | 0.054245 | 0.064357
| 264 | 18597428.1913 | 0 | 15086616.9658 | 0 |  | 519836.5 | 554363.1875 | 602015 | 740692.5 | 773673.125 | 1063979 | 1164981.375 | 1306707.25 | 1524927.393 | 1678709.384 | 1825288.189 | 1920847.552 | 2047466.872 | 2230665.609 | 2377161.674 | 2522895.857 | 2754427.6 | 2914778.092 | 3087707.706 | 3262715.795 | 3531686.507 | 3883775.121 | 4208446.934 | 4420031.5 | 0 | 0 | 0 | 0 | 0 | 0 | 0 | 0 | 0 | 0 | 0 | 0 | 0 | 0 | 0 | 0 | 0 | 0 | 0 | 0 | 0 | 3883775.121 | 4208446.934 | 4420031.5 | 0.064306 | 0.082462 | 0.2073 | 0.043564 | 0.31862 | 0.090689 | 0.11481 | 0.15444 | 0.096078 | 0.083713 | 0.051029 | 0.063837 | 0.085697 | 0.063607 | 0.0595 | 0.087802 | 0.056584 | 0.057635 | 0.055131 | 0.079216 | 0.095032 | 0.080286 | 0.049053 | 0.061303
| 265 | 17498689.4437 | 0 | 14167976.5403 | 0 |  | 486323.25 | 534961.3125 | 585605.625 | 694503.125 | 685766.4375 | 963951.3125 | 1068175.5 | 1221410.125 | 1454320.893 | 1579128.259 | 1728864.189 | 1825578.302 | 1940676.872 | 2105590.734 | 2230290.674 | 2375782.357 | 2576338.1 | 2732419.592 | 2897424.456 | 3093923.045 | 3349581.007 | 3692178.371 | 3984980.434 | 4193811.75 | 0 | 0 | 0 | 0 | 0 | 0 | 0 | 0 | 0 | 0 | 0 | 0 | 0 | 0 | 0 | 0 | 0 | 0 | 0 | 0 | 0 | 0 | 0 | 0 | 0.095321 | 0.090452 | 0.17055 | -0.01266 | 0.3405 | 0.10267 | 0.13405 | 0.17453 | 0.082334 | 0.090592 | 0.054432 | 0.06114 | 0.081559 | 0.057536 | 0.063195 | 0.081042 | 0.058818 | 0.058635 | 0.065618 | 0.079395 | 0.097381 | 0.076316 | 0.051078 | 0.066485
| 266 | 17913157.991 | 0 | 14492760.1373 | 0 |  | 499961.9375 | 542987.875 | 594913.1875 | 717930.375 | 704805.375 | 997186.125 | 1103013.125 | 1243858.625 | 1464128.268 | 1609148.634 | 1752600.189 | 1856636.052 | 1976678.872 | 2127438.109 | 2287483.424 | 2460790.857 | 2663749.1 | 2810015.342 | 2955947.456 | 3181369.545 | 3437701.257 | 3800958.871 | 4091973.684 | 4298891.5 | 0 | 0 | 0 | 0 | 0 | 0 | 0 | 0 | 0 | 0 | 0 | 0 | 0 | 0 | 0 | 0 | 0 | 0 | 0 | 0 | 0 | 0 | 0 | 0 | 0.082555 | 0.091329 | 0.18796 | -0.018451 | 0.34702 | 0.10086 | 0.12017 | 0.16304 | 0.094445 | 0.085395 | 0.057666 | 0.062652 | 0.0735 | 0.072534 | 0.073031 | 0.079252 | 0.053455 | 0.050629 | 0.073493 | 0.077491 | 0.10045 | 0.073774 | 0.04933 | 0.067991
| 267 | 17662584.1666 | 0 | 14355141.9235 | 0 |  | 515683.875 | 553828.125 | 598273.1875 | 718211.875 | 726577.375 | 1018707.1875 | 1123928.875 | 1261365.875 | 1472023.268 | 1595480.384 | 1721822.064 | 1799378.427 | 1917442.622 | 2080841.609 | 2225980.924 | 2385611.857 | 2604391.1 | 2732220.592 | 2887769.706 | 3091563.045 | 3321060.007 | 3672387.121 | 3957839.184 | 4163155.5 | 0 | 0 | 0 | 0 | 0 | 0 | 0 | 0 | 0 | 0 | 0 | 0 | 0 | 0 | 0 | 0 | 0 | 0 | 0 | 0 | 0 | 0 | 0 | 0 | 0.07136 | 0.077193 | 0.18272 | 0.01158 | 0.33794 | 0.098296 | 0.11536 | 0.15444 | 0.080537 | 0.076208 | 0.044058 | 0.063551 | 0.08178 | 0.067425 | 0.069258 | 0.087743 | 0.047916 | 0.05537 | 0.068192 | 0.071607 | 0.10056 | 0.074856 | 0.050575 | 0.064444
| 268 | 17422976.6747 | 0 | 14208351.2227 | 0 |  | 540658.1875 | 562020.75 | 604405.125 | 744266.8125 | 762357.6875 | 1040796.75 | 1129117.875 | 1261977 | 1457713.893 | 1574528.634 | 1699150.689 | 1755788.552 | 1876282.872 | 2030738.234 | 2167216.174 | 2306237.107 | 2505949.85 | 2642564.592 | 2782548.956 | 2994920.545 | 3214689.757 | 3543637.871 | 3871772.684 | 4065098.75 | 0 | 0 | 0 | 0 | 0 | 0 | 0 | 0 | 0 | 0 | 0 | 0 | 0 | 0 | 0 | 0 | 0 | 0 | 0 | 0 | 0 | 0 | 0 | 0 | 0.038752 | 0.072706 | 0.20815 | 0.024016 | 0.31133 | 0.08145 | 0.11124 | 0.14419 | 0.077087 | 0.076173 | 0.03279 | 0.066375 | 0.079107 | 0.065044 | 0.062174 | 0.083051 | 0.053082 | 0.051618 | 0.07355 | 0.070813 | 0.097423 | 0.088559 | 0.048726 | 0.061995
| 269 | 17363220.7118 | 0 | 14130270.3615 | 0 |  | 514484.4375 | 550190.3125 | 600311.9375 | 726535.25 | 726160.8125 | 1004399.75 | 1105011.875 | 1221632.625 | 1427345.643 | 1557031.134 | 1694715.314 | 1768802.302 | 1899051.622 | 2060489.109 | 2198808.424 | 2351899.357 | 2541177.6 | 2676004.842 | 2821649.956 | 3010317.045 | 3234337.257 | 3569869.621 | 3884401.434 | 4089852.25 | 0 | 0 | 0 | 0 | 0 | 0 | 0 | 0 | 0 | 0 | 0 | 0 | 0 | 0 | 0 | 0 | 0 | 0 | 0 | 0 | 0 | 0 | 0 | 0 | 0.067099 | 0.087185 | 0.19084 | -0.00051551 | 0.32437 | 0.095466 | 0.10033 | 0.15563 | 0.086964 | 0.084734 | 0.042788 | 0.071052 | 0.081589 | 0.064972 | 0.067308 | 0.077404 | 0.051697 | 0.052997 | 0.064724 | 0.071779 | 0.098705 | 0.08444 | 0.05154 | 0.063122
| 270 | 18206953.3741 | 0 | 14884343.5354 | 0 |  | 546708.875 | 556328.75 | 607441.375 | 741120.125 | 793100.4375 | 1106433.875 | 1207847.125 | 1312295 | 1518675.018 | 1649211.509 | 1786695.314 | 1878733.552 | 1989269.747 | 2137707.484 | 2329694.924 | 2474856.607 | 2658508.35 | 2799061.092 | 2920582.206 | 3089344.545 | 3332025.007 | 3651967.871 | 3992565.434 | 4212372 | 0 | 0 | 0 | 0 | 0 | 0 | 0 | 0 | 0 | 0 | 0 | 0 | 0 | 0 | 0 | 0 | 0 | 0 | 0 | 0 | 0 | 0 | 0 | 0 | 0.017443 | 0.087896 | 0.19891 | 0.067787 | 0.33295 | 0.087697 | 0.082938 | 0.14606 | 0.082459 | 0.08007 | 0.05023 | 0.05717 | 0.071966 | 0.086003 | 0.060445 | 0.071583 | 0.051519 | 0.042499 | 0.056176 | 0.075621 | 0.091686 | 0.089168 | 0.053592 | 0.064172
| 271 | 17349172.6134 | 0 | 14014735.4383 | 0 |  | 503546.125 | 537189.375 | 592328.8125 | 698382.5625 | 677647.25 | 936043.0625 | 1041518.8125 | 1193785.375 | 1422459.018 | 1556290.509 | 1691384.689 | 1776364.427 | 1893983.997 | 2045713.609 | 2209809.424 | 2372328.107 | 2587606.35 | 2726022.092 | 2885584.956 | 3090956.045 | 3327582.757 | 3708155.871 | 4007070.434 | 4197590 | 0 | 0 | 0 | 0 | 0 | 0 | 0 | 0 | 0 | 0 | 0 | 0 | 0 | 0 | 0 | 0 | 0 | 0 | 0 | 0 | 0 | 0 | 0 | 0 | 0.064675 | 0.097711 | 0.16471 | -0.03014 | 0.32303 | 0.10677 | 0.13645 | 0.17526 | 0.089918 | 0.083242 | 0.049021 | 0.064114 | 0.077064 | 0.07716 | 0.070966 | 0.086861 | 0.05211 | 0.056884 | 0.068753 | 0.073766 | 0.10829 | 0.077526 | 0.04645 | 0.06514
| 272 | 18535294.535 | 0 | 15008043.3681 | 0 |  | 483255.0938 | 532092.5 | 596074.875 | 715283.1875 | 709458.4375 | 989681.625 | 1119060.75 | 1276255.25 | 1515531.768 | 1658657.759 | 1815212.314 | 1940284.177 | 2073792.122 | 2243408.859 | 2426916.674 | 2630588.357 | 2834407.1 | 2979795.342 | 3134464.456 | 3355993.545 | 3595600.757 | 3913731.121 | 4182436.684 | 4418175.5 | 0 | 0 | 0 | 0 | 0 | 0 | 0 | 0 | 0 | 0 | 0 | 0 | 0 | 0 | 0 | 2630588.357 | 2834407.1 | 2979795.342 | 3134464.456 | 3355993.545 | 3595600.757 | 3913731.121 | 0 | 4418175.5 | 0.096273 | 0.11355 | 0.18231 | -0.0081766 | 0.33288 | 0.12286 | 0.13144 | 0.17184 | 0.090242 | 0.090194 | 0.066632 | 0.066544 | 0.078618 | 0.078625 | 0.080586 | 0.074625 | 0.050022 | 0.050604 | 0.06829 | 0.068963 | 0.08478 | 0.066403 | 0.054833 | 0.065337
| 273 | 18894627.1989 | 0 | 15415535.7331 | 0 |  | 532150.9375 | 566787.375 | 611706 | 738726.5625 | 791366.625 | 1115886.375 | 1222327.375 | 1365287.25 | 1584167.143 | 1719421.759 | 1865982.189 | 1949358.302 | 2076088.747 | 2255445.359 | 2417491.924 | 2593192.857 | 2793987.1 | 2953866.592 | 3107409.706 | 3293105.545 | 3516889.007 | 3841000.871 | 4144343.934 | 4395844.5 | 0 | 0 | 0 | 0 | 0 | 1115886.375 | 0 | 0 | 0 | 0 | 0 | 0 | 0 | 0 | 0 | 0 | 0 | 0 | 0 | 0 | 0 | 0 | 0 | 0 | 0.063057 | 0.076268 | 0.18868 | 0.068834 | 0.34364 | 0.091108 | 0.11061 | 0.14869 | 0.081929 | 0.0818 | 0.043713 | 0.062985 | 0.082862 | 0.069383 | 0.070159 | 0.07458 | 0.055645 | 0.050674 | 0.058042 | 0.065746 | 0.088156 | 0.076012 | 0.058915 | 0.063548
| 274 | 19701592.2046 | 19701592.2046 | 15909487.1054 | 15909487.1054 |  | 547539.875 | 568348 | 616895.9375 | 745026.75 | 800934.25 | 1110329.25 | 1217664.75 | 1357390.5 | 1593936.768 | 1749484.509 | 1906011.439 | 2035106.177 | 2183377.872 | 2359394.359 | 2539371.924 | 2707370.107 | 2924178.85 | 3120922.592 | 3348608.706 | 3559036.545 | 3831857.257 | 4145064.621 | 4516683.434 | 4841171 | 0 | 0 | 0 | 0 | 800934.25 | 1110329.25 | 0 | 0 | 0 | 1749484.509 | 1906011.439 | 2035106.177 | 2183377.872 | 2359394.359 | 2539371.924 | 2707370.107 | 2924178.85 | 3120922.592 | 3348608.706 | 3559036.545 | 3831857.257 | 4145064.621 | 4516683.434 | 4841171 | 0.037299 | 0.081966 | 0.18872 | 0.072359 | 0.32663 | 0.092278 | 0.10863 | 0.16064 | 0.093114 | 0.085692 | 0.065535 | 0.070325 | 0.077532 | 0.073512 | 0.064061 | 0.077036 | 0.065115 | 0.070416 | 0.060945 | 0.07386 | 0.078569 | 0.08586 | 0.069379 | 0.059802
| 275 | 18764521.2928 | 0 | 15283346.4004 | 0 |  | 496072.0938 | 535420.4375 | 584586.0625 | 708917 | 738080.9375 | 1049287.25 | 1180391.75 | 1334807.125 | 1576398.268 | 1710428.884 | 1893674.814 | 2004027.052 | 2141409.622 | 2294610.359 | 2479323.924 | 2615620.107 | 2815097.85 | 2980560.092 | 3082185.956 | 3259845.045 | 3550801.007 | 3839751.621 | 4139430.184 | 4371518.5 | 0 | 0 | 0 | 0 | 0 | 0 | 0 | 0 | 0 | 0 | 1893674.814 | 2004027.052 | 2141409.622 | 2294610.359 | 2479323.924 | 2615620.107 | 2815097.85 | 2980560.092 | 0 | 0 | 3550801.007 | 0 | 0 | 0 | 0.076331 | 0.087852 | 0.19283 | 0.040315 | 0.35181 | 0.11774 | 0.12294 | 0.16636 | 0.081601 | 0.10178 | 0.056639 | 0.066306 | 0.069099 | 0.077423 | 0.053515 | 0.073496 | 0.057114 | 0.033528 | 0.056041 | 0.085494 | 0.078234 | 0.07515 | 0.054552 | 0.06746
| 276 | 17660133.5414 | 0 | 14416878.9905 | 0 |  | 541714.6875 | 560094.375 | 603978.1875 | 749395.9375 | 754036.5 | 1038486.6875 | 1141941.125 | 1285847 | 1497301.393 | 1602099.134 | 1730135.064 | 1800816.802 | 1915425.247 | 2083516.109 | 2219423.424 | 2352691.107 | 2557654.35 | 2693208.342 | 2828194.456 | 3013739.545 | 3247110.257 | 3581138.621 | 3891656.184 | 4105479 | 0 | 0 | 0 | 0 | 0 | 0 | 0 | 0 | 0 | 0 | 0 | 0 | 0 | 0 | 0 | 0 | 0 | 0 | 0 | 0 | 0 | 0 | 0 | 0 | 0.033366 | 0.075433 | 0.21573 | 0.0061733 | 0.32008 | 0.094965 | 0.11869 | 0.15225 | 0.06765 | 0.076885 | 0.040041 | 0.061699 | 0.084117 | 0.063191 | 0.058312 | 0.083531 | 0.051643 | 0.048905 | 0.063543 | 0.074584 | 0.097915 | 0.083154 | 0.053488 | 0.065759
| 277 | 16598386.0962 | 0 | 13467498.3734 | 0 |  | 497028.1875 | 532010.375 | 578699.375 | 686267.5 | 655495.375 | 928126.1875 | 1023137.0625 | 1162265.875 | 1359183.768 | 1477602.134 | 1617587.814 | 1683743.802 | 1786411.872 | 1955805.984 | 2116814.424 | 2268729.107 | 2471148.35 | 2594364.592 | 2726427.956 | 2918246.795 | 3143329.007 | 3467225.371 | 3745607.434 | 3952940.25 | 0 | 0 | 0 | 0 | 0 | 0 | 0 | 0 | 0 | 0 | 0 | 0 | 0 | 0 | 0 | 0 | 0 | 0 | 0 | 0 | 0 | 0 | 0 | 0 | 0.068016 | 0.08412 | 0.17048 | -0.045876 | 0.34778 | 0.097461 | 0.1275 | 0.15651 | 0.083536 | 0.090515 | 0.040084 | 0.059189 | 0.090593 | 0.07911 | 0.069307 | 0.085463 | 0.048659 | 0.049651 | 0.067991 | 0.074299 | 0.098072 | 0.077229 | 0.053876 | 0.069884
| 278 | 16792181.442 | 0 | 13627310.6955 | 0 |  | 486308.25 | 523875.625 | 574517.75 | 690380.25 | 685374.6875 | 951411.5625 | 1049664.125 | 1182175.5 | 1388341.018 | 1504394.759 | 1628031.689 | 1698281.677 | 1828401.872 | 1982656.484 | 2131571.674 | 2279135.607 | 2489541.35 | 2624786.842 | 2773327.956 | 2942783.045 | 3176031.507 | 3500797.621 | 3793227.184 | 3994776 | 0 | 0 | 0 | 0 | 0 | 0 | 0 | 0 | 0 | 0 | 0 | 0 | 0 | 0 | 0 | 0 | 0 | 0 | 0 | 0 | 0 | 0 | 0 | 0 | 0.074412 | 0.092277 | 0.18371 | -0.0072769 | 0.32798 | 0.098279 | 0.11889 | 0.16075 | 0.080281 | 0.078981 | 0.042245 | 0.073825 | 0.080995 | 0.072422 | 0.066937 | 0.088302 | 0.052901 | 0.055048 | 0.059308 | 0.076277 | 0.097358 | 0.080226 | 0.05177 | 0.063961
| 279 | 16807756.8585 | 0 | 13622533.2997 | 0 |  | 499002.3125 | 537306.875 | 591774.5625 | 697672 | 666972.5 | 929807.3125 | 1033818.3125 | 1178338.625 | 1387584.518 | 1500781.884 | 1631623.814 | 1697811.802 | 1812471.247 | 1970857.859 | 2121629.799 | 2278815.857 | 2492602.35 | 2634176.342 | 2769650.956 | 2960478.545 | 3192228.007 | 3542016.121 | 3809527.934 | 4012894.25 | 0 | 0 | 0 | 0 | 0 | 0 | 0 | 0 | 0 | 0 | 0 | 0 | 0 | 0 | 0 | 0 | 0 | 0 | 0 | 0 | 0 | 0 | 0 | 0 | 0.073959 | 0.096556 | 0.16462 | -0.045 | 0.33223 | 0.10604 | 0.13085 | 0.16346 | 0.078422 | 0.083589 | 0.039765 | 0.065351 | 0.083778 | 0.073716 | 0.071471 | 0.089671 | 0.055243 | 0.050151 | 0.06663 | 0.075368 | 0.10398 | 0.072809 | 0.052007 | 0.06726
| 280 | 18551744.034 | 0 | 14923446.5858 | 0 |  | 506368.0938 | 542751.0625 | 593431.25 | 708263.0625 | 723313.5 | 1010594.9375 | 1123670.5 | 1261403.625 | 1488173.268 | 1626605.134 | 1785041.439 | 1880896.302 | 2047098.122 | 2232440.609 | 2395620.424 | 2574607.107 | 2811880.6 | 2982827.592 | 3127146.706 | 3356601.295 | 3671505.007 | 4007853.871 | 4314994.434 | 4584876 | 0 | 0 | 0 | 0 | 0 | 0 | 0 | 0 | 0 | 0 | 0 | 0 | 0 | 0 | 0 | 0 | 0 | 2982827.592 | 3127146.706 | 3356601.295 | 3671505.007 | 4007853.871 | 4314994.434 | 4584876 | 0.069387 | 0.089271 | 0.17689 | 0.021027 | 0.33445 | 0.10606 | 0.11562 | 0.16532 | 0.088946 | 0.092947 | 0.052307 | 0.084675 | 0.086672 | 0.070547 | 0.072055 | 0.088157 | 0.059018 | 0.047249 | 0.070808 | 0.089673 | 0.087654 | 0.07384 | 0.060667 | 0.062071
| 281 | 20187854.0287 | 20187854.0287 | 16535730.0323 | 16535730.0323 |  | 522322.125 | 555024.125 | 616012.375 | 772176.5625 | 833238.875 | 1202373.125 | 1351767.875 | 1514524.875 | 1736857.518 | 1912254.634 | 2090524.314 | 2208059.552 | 2311290.122 | 2489485.359 | 2584936.174 | 2728789.357 | 2975785.85 | 3080269.842 | 3222256.456 | 3400177.295 | 3721033.007 | 4040150.121 | 4371130.934 | 4547295 | 0 | 0 | 0 | 772176.5625 | 833238.875 | 1202373.125 | 1351767.875 | 1514524.875 | 1736857.518 | 1912254.634 | 2090524.314 | 2208059.552 | 2311290.122 | 2489485.359 | 2584936.174 | 2728789.357 | 2975785.85 | 3080269.842 | 3222256.456 | 3400177.295 | 3721033.007 | 4040150.121 | 4371130.934 | 4547295 | 0.060727 | 0.10426 | 0.22595 | 0.076107 | 0.36673 | 0.11712 | 0.11369 | 0.13698 | 0.096206 | 0.089132 | 0.054699 | 0.045692 | 0.07427 | 0.037625 | 0.054157 | 0.08665 | 0.034509 | 0.045065 | 0.053746 | 0.090174 | 0.082281 | 0.07874 | 0.039511 | 0.07265
| 282 | 19089294.1909 | 19089294.1909 | 15612151.5385 | 15612151.5385 |  | 543482.6875 | 563701 | 608080.1875 | 751649.9375 | 802898.5 | 1154795.375 | 1270787.125 | 1387330.125 | 1604113.893 | 1745715.884 | 1920672.439 | 1977143.802 | 2134654.372 | 2321697.359 | 2471021.674 | 2596891.857 | 2782014.85 | 2914457.342 | 3088402.706 | 3261057.045 | 3517690.757 | 3830501.621 | 4154059.934 | 4386665 | 0 | 0 | 0 | 0 | 802898.5 | 1154795.375 | 1270787.125 | 1387330.125 | 1604113.893 | 1745715.884 | 1920672.439 | 0 | 2134654.372 | 2321697.359 | 2471021.674 | 0 | 0 | 0 | 0 | 0 | 0 | 0 | 0 | 0 | 0.036526 | 0.075783 | 0.21196 | 0.065958 | 0.36345 | 0.095713 | 0.087745 | 0.14519 | 0.084593 | 0.095511 | 0.028978 | 0.076651 | 0.083994 | 0.062333 | 0.049684 | 0.06886 | 0.046508 | 0.05797 | 0.054397 | 0.075753 | 0.085191 | 0.08109 | 0.054483 | 0.070371
| 283 | 18458205.661 | 0 | 15064122.0997 | 0 |  | 530112.3125 | 565408.625 | 613634.875 | 738197.75 | 766612.4375 | 1067688.875 | 1182340.875 | 1335412.25 | 1562552.768 | 1687619.384 | 1833358.939 | 1907033.177 | 2029332.372 | 2190545.609 | 2366555.424 | 2527488.107 | 2720948.6 | 2855832.592 | 2999368.456 | 3189992.045 | 3413550.257 | 3757509.621 | 4064130.184 | 4275373.5 | 0 | 0 | 0 | 0 | 0 | 0 | 0 | 0 | 0 | 0 | 0 | 0 | 0 | 0 | 0 | 0 | 0 | 0 | 0 | 0 | 0 | 0 | 0 | 0 | 0.06446 | 0.081851 | 0.18481 | 0.03777 | 0.33127 | 0.102 | 0.12174 | 0.15708 | 0.076998 | 0.082831 | 0.039399 | 0.062158 | 0.076444 | 0.077285 | 0.06579 | 0.073755 | 0.048383 | 0.049038 | 0.061617 | 0.067734 | 0.096004 | 0.078443 | 0.050672 | 0.063053
| 284 | 17174018.9503 | 0 | 13972700.4902 | 0 |  | 487572.125 | 530228.25 | 584858.75 | 707092.125 | 703941.5 | 976472.25 | 1077673.375 | 1236753 | 1437615.643 | 1558919.509 | 1691537.064 | 1767588.802 | 1886118.872 | 2022118.734 | 2171954.424 | 2328464.607 | 2537937.1 | 2673749.092 | 2805948.206 | 2990632.795 | 3211773.257 | 3536920.621 | 3844504.184 | 4038478.75 | 0 | 0 | 0 | 0 | 0 | 0 | 0 | 0 | 0 | 0 | 0 | 0 | 0 | 0 | 0 | 0 | 0 | 0 | 0 | 0 | 0 | 0 | 0 | 0 | 0.083869 | 0.098063 | 0.18979 | -0.0044657 | 0.32725 | 0.098613 | 0.13768 | 0.1505 | 0.081007 | 0.081645 | 0.043979 | 0.064905 | 0.069625 | 0.071482 | 0.069582 | 0.086143 | 0.05213 | 0.04826 | 0.063743 | 0.071338 | 0.096433 | 0.083388 | 0.049223 | 0.064401
| 285 | 18402216.9521 | 0 | 14989941.8487 | 0 |  | 541028.9375 | 585027.75 | 651488 | 753152.8125 | 783775.875 | 1051510.625 | 1143350.875 | 1267897 | 1491045.643 | 1614461.759 | 1781983.439 | 1886416.927 | 2015903.122 | 2190891.609 | 2373468.674 | 2531226.857 | 2724165.85 | 2861858.842 | 3036616.456 | 3254764.795 | 3484081.757 | 3786135.621 | 4060328.434 | 4252008.5 | 0 | 585027.75 | 651488 | 753152.8125 | 0 | 0 | 0 | 0 | 0 | 0 | 0 | 0 | 0 | 0 | 0 | 0 | 0 | 0 | 0 | 0 | 0 | 0 | 0 | 0 | 0.078187 | 0.1076 | 0.14501 | 0.039855 | 0.29386 | 0.083735 | 0.1034 | 0.16212 | 0.079524 | 0.098725 | 0.056952 | 0.066388 | 0.083241 | 0.080044 | 0.064352 | 0.073458 | 0.049309 | 0.059273 | 0.069376 | 0.068085 | 0.083141 | 0.069918 | 0.046128 | 0.052983
| 286 | 18063085.3115 | 0 | 14736661.592 | 0 |  | 502506.625 | 542733.3125 | 601357.9375 | 729681.1875 | 725564.25 | 1043302.9375 | 1160887.125 | 1311408.75 | 1524736.518 | 1664267.509 | 1800303.939 | 1893660.302 | 1999717.122 | 2162464.859 | 2329448.174 | 2452379.107 | 2661823.6 | 2776100.592 | 2941220.456 | 3124254.795 | 3345351.007 | 3687944.621 | 3977784.434 | 4189921 | 0 | 0 | 0 | 0 | 0 | 0 | 0 | 0 | 0 | 0 | 0 | 0 | 0 | 0 | 0 | 0 | 0 | 0 | 0 | 0 | 0 | 0 | 0 | 0 | 0.077009 | 0.10257 | 0.19342 | -0.0056581 | 0.3632 | 0.10679 | 0.12192 | 0.15072 | 0.087563 | 0.07857 | 0.050556 | 0.054494 | 0.078243 | 0.074383 | 0.051427 | 0.081953 | 0.042036 | 0.057777 | 0.060371 | 0.068376 | 0.097498 | 0.075656 | 0.051957 | 0.07102
| 287 | 17221149.9483 | 0 | 14034751.083 | 0 |  | 519409.6562 | 545995.25 | 598800.25 | 725964.75 | 723968.5 | 1003175.75 | 1099139.375 | 1249562 | 1437860.768 | 1557416.009 | 1690648.189 | 1754267.302 | 1864539.372 | 2014186.484 | 2163366.924 | 2314086.607 | 2502958.6 | 2650216.342 | 2782169.456 | 2958058.045 | 3183745.257 | 3525667.371 | 3828588.684 | 4027516.75 | 0 | 0 | 0 | 0 | 0 | 0 | 0 | 0 | 0 | 0 | 0 | 0 | 0 | 0 | 0 | 0 | 0 | 0 | 0 | 0 | 0 | 0 | 0 | 0 | 0.049917 | 0.092318 | 0.19257 | -0.0027536 | 0.32618 | 0.091357 | 0.12827 | 0.14036 | 0.079872 | 0.082084 | 0.036939 | 0.060963 | 0.077201 | 0.07145 | 0.067349 | 0.078458 | 0.057168 | 0.04859 | 0.061302 | 0.073525 | 0.10201 | 0.082427 | 0.050654 | 0.064355
| 288 | 16574830.9281 | 0 | 13448212.076 | 0 |  | 472043.1562 | 504033.4375 | 558349.9375 | 682062.5 | 652843.0625 | 916645.1875 | 1016494.75 | 1167577.125 | 1386803.893 | 1498022.759 | 1626748.814 | 1698944.552 | 1822060.122 | 1966881.484 | 2116576.924 | 2264225.107 | 2465388.85 | 2610090.592 | 2738932.206 | 2912440.795 | 3139336.757 | 3473092.371 | 3740824.934 | 3934721.25 | 0 | 0 | 0 | 0 | 0 | 0 | 0 | 0 | 0 | 0 | 0 | 0 | 0 | 0 | 0 | 0 | 0 | 0 | 0 | 0 | 0 | 0 | 0 | 0 | 0.065572 | 0.10234 | 0.20014 | -0.043785 | 0.33938 | 0.10339 | 0.13857 | 0.17207 | 0.077144 | 0.082437 | 0.043424 | 0.069961 | 0.076481 | 0.073351 | 0.067432 | 0.085117 | 0.057035 | 0.048183 | 0.061423 | 0.07502 | 0.10103 | 0.074261 | 0.050534 | 0.071262
| 289 | 17032558.2116 | 0 | 13894461.8303 | 0 |  | 532084.125 | 556943.375 | 609939.4375 | 710354.4375 | 696594.125 | 980419.125 | 1068791.5 | 1203943 | 1408459.768 | 1534868.384 | 1669936.689 | 1732168.052 | 1857086.122 | 2025082.359 | 2178180.674 | 2290031.857 | 2481837.85 | 2624532.592 | 2753331.956 | 2929837.545 | 3154961.507 | 3485234.371 | 3750800.184 | 3948860 | 0 | 0 | 0 | 0 | 0 | 0 | 0 | 0 | 0 | 0 | 0 | 0 | 0 | 0 | 0 | 0 | 0 | 0 | 0 | 0 | 0 | 0 | 0 | 0 | 0.045662 | 0.090896 | 0.1524 | -0.019561 | 0.34178 | 0.086304 | 0.11907 | 0.15689 | 0.085948 | 0.084341 | 0.036588 | 0.069635 | 0.086602 | 0.07288 | 0.050076 | 0.080434 | 0.055903 | 0.047909 | 0.062135 | 0.074029 | 0.099559 | 0.073434 | 0.051458 | 0.066581
| 290 | 18316758.6006 | 0 | 14956864.4761 | 0 |  | 528504.0625 | 560050.625 | 603077 | 733186.6875 | 762021.5625 | 1055762.375 | 1156274.25 | 1315548.25 | 1544876.268 | 1676871.259 | 1828896.939 | 1924572.177 | 2036518.872 | 2201023.359 | 2362850.174 | 2481435.357 | 2697340.85 | 2827616.342 | 2965235.206 | 3171662.045 | 3389523.507 | 3715649.121 | 4023127.184 | 4224284.5 | 0 | 0 | 0 | 0 | 0 | 0 | 0 | 0 | 0 | 0 | 0 | 0 | 0 | 0 | 0 | 0 | 0 | 0 | 0 | 0 | 0 | 0 | 0 | 0 | 0.057977 | 0.074018 | 0.19536 | 0.038574 | 0.32604 | 0.09094 | 0.12905 | 0.16069 | 0.081986 | 0.086783 | 0.050991 | 0.056538 | 0.077681 | 0.070946 | 0.048969 | 0.083429 | 0.047168 | 0.047522 | 0.067299 | 0.066434 | 0.091864 | 0.079506 | 0.04879 | 0.063511
| 291 | 17255951.3174 | 0 | 14046150.6321 | 0 |  | 528721.3125 | 572442.75 | 626401.6875 | 717894.375 | 714376.375 | 978274.75 | 1076107.625 | 1217189 | 1418174.018 | 1532487.884 | 1662465.439 | 1742904.677 | 1863914.872 | 2029008.609 | 2180127.674 | 2337626.357 | 2538716.35 | 2682124.092 | 2821486.956 | 2998241.545 | 3223368.257 | 3562178.871 | 3839127.434 | 4043872.25 | 0 | 0 | 626401.6875 | 0 | 0 | 0 | 0 | 0 | 0 | 0 | 0 | 0 | 0 | 0 | 0 | 0 | 0 | 0 | 0 | 0 | 0 | 0 | 0 | 0 | 0.079451 | 0.090079 | 0.13633 | -0.0049125 | 0.31438 | 0.095315 | 0.12319 | 0.15283 | 0.077522 | 0.081409 | 0.047251 | 0.067126 | 0.084868 | 0.071836 | 0.069753 | 0.082523 | 0.05495 | 0.050655 | 0.060762 | 0.072401 | 0.099946 | 0.074873 | 0.051958 | 0.05868
| 292 | 18033801.1618 | 0 | 14683250.3183 | 0 |  | 510125.625 | 550641.5 | 595570.125 | 723017.0625 | 750968.8125 | 1045467.8125 | 1142105.375 | 1289449.5 | 1505730.643 | 1637785.009 | 1782271.314 | 1869646.552 | 1987810.122 | 2145768.984 | 2310864.924 | 2440689.107 | 2649956.6 | 2789453.592 | 2962143.206 | 3149895.045 | 3381151.257 | 3718629.871 | 4006804.684 | 4201507 | 0 | 0 | 0 | 0 | 0 | 0 | 0 | 0 | 0 | 0 | 0 | 0 | 0 | 0 | 0 | 0 | 0 | 0 | 0 | 0 | 0 | 0 | 0 | 0 | 0.076427 | 0.078435 | 0.19391 | 0.037931 | 0.33086 | 0.088409 | 0.12134 | 0.15506 | 0.084066 | 0.084544 | 0.047861 | 0.061284 | 0.076464 | 0.074124 | 0.054659 | 0.082263 | 0.051302 | 0.060067 | 0.061456 | 0.070847 | 0.095139 | 0.074639 | 0.047449 | 0.062903
| 293 | 17258470.8537 | 0 | 13962152.5056 | 0 |  | 480465.9062 | 523590.4062 | 577388.375 | 680161 | 670590.1875 | 948611.5 | 1063504.75 | 1216949.5 | 1435245.143 | 1549348.259 | 1675786.939 | 1765207.802 | 1893994.747 | 2052468.609 | 2199650.674 | 2358957.357 | 2569149.35 | 2728490.592 | 2872287.456 | 3090325.045 | 3327630.257 | 3663244.871 | 3940730.184 | 4127830 | 0 | 0 | 0 | 0 | 0 | 0 | 0 | 0 | 0 | 0 | 0 | 0 | 0 | 0 | 0 | 0 | 0 | 0 | 0 | 0 | 0 | 0 | 0 | 0 | 0.085953 | 0.097805 | 0.16381 | -0.014171 | 0.34684 | 0.11433 | 0.13478 | 0.16499 | 0.076499 | 0.078449 | 0.051986 | 0.07042 | 0.080355 | 0.069255 | 0.069921 | 0.085355 | 0.060174 | 0.05136 | 0.073168 | 0.073984 | 0.096089 | 0.073017 | 0.046386 | 0.066921
| 294 | 17499805.2934 | 0 | 14294204.9239 | 0 |  | 490201.4062 | 532393.5 | 585753.25 | 694569.5625 | 710625.125 | 1005387.3125 | 1122729 | 1254623.125 | 1470449.268 | 1605381.384 | 1744079.189 | 1835697.802 | 1963834.747 | 2108667.984 | 2260991.924 | 2392944.357 | 2577561.6 | 2709268.092 | 2849559.706 | 3031826.795 | 3242727.507 | 3548730.621 | 3823003.434 | 4031649.75 | 0 | 0 | 0 | 0 | 0 | 0 | 0 | 0 | 0 | 0 | 0 | 0 | 0 | 0 | 0 | 0 | 0 | 0 | 0 | 0 | 0 | 0 | 0 | 0 | 0.082567 | 0.095516 | 0.17039 | 0.022853 | 0.34698 | 0.11039 | 0.11107 | 0.15873 | 0.087793 | 0.082865 | 0.051198 | 0.067474 | 0.071157 | 0.069747 | 0.056721 | 0.074319 | 0.049835 | 0.050486 | 0.062001 | 0.067249 | 0.090175 | 0.074446 | 0.053139 | 0.064978
| 295 | 16596699.9647 | 0 | 13484023.7448 | 0 |  | 491250.4375 | 524721.625 | 566676 | 686416.375 | 656259.875 | 927375.375 | 1028805.25 | 1171640.75 | 1380768.518 | 1498291.134 | 1622723.314 | 1690421.677 | 1804347.247 | 1963407.734 | 2114058.674 | 2263713.857 | 2467023.35 | 2589672.842 | 2723223.456 | 2907065.545 | 3130028.257 | 3450655.871 | 3723092.934 | 3920508.25 | 0 | 0 | 0 | 0 | 0 | 0 | 0 | 0 | 0 | 0 | 0 | 0 | 0 | 0 | 0 | 0 | 0 | 0 | 0 | 0 | 0 | 0 | 0 | 0 | 0.065914 | 0.07692 | 0.1917 | -0.044928 | 0.3458 | 0.1038 | 0.13001 | 0.16424 | 0.081685 | 0.079781 | 0.040872 | 0.065221 | 0.084483 | 0.073928 | 0.068397 | 0.086006 | 0.048519 | 0.050285 | 0.065328 | 0.073898 | 0.097522 | 0.07599 | 0.051667 | 0.071317
| 296 | 17231673.3031 | 0 | 14012353.9239 | 0 |  | 502177.1562 | 546224.4375 | 591761.625 | 710373.5 | 703617.25 | 993922.5625 | 1091957.125 | 1222164.5 | 1436285.768 | 1557482.759 | 1691795.689 | 1753235.552 | 1870130.497 | 2033588.609 | 2185101.674 | 2329914.857 | 2522827.1 | 2661771.342 | 2810901.206 | 3004833.295 | 3223907.757 | 3556422.871 | 3866651.934 | 4068313.75 | 0 | 0 | 0 | 0 | 0 | 0 | 0 | 0 | 0 | 0 | 0 | 0 | 0 | 0 | 0 | 0 | 0 | 0 | 0 | 0 | 0 | 0 | 0 | 0 | 0.084077 | 0.080074 | 0.18269 | -0.0095564 | 0.34542 | 0.094068 | 0.11265 | 0.16144 | 0.08101 | 0.08272 | 0.035672 | 0.064545 | 0.083794 | 0.07186 | 0.064169 | 0.079548 | 0.053612 | 0.054513 | 0.066717 | 0.070372 | 0.098161 | 0.083634 | 0.05084 | 0.067257
| 297 | 17746357.5908 | 0 | 14413092.7353 | 0 |  | 502975.0312 | 544552.4375 | 600983.5 | 697611.8125 | 702034 | 979007.75 | 1099650.625 | 1248210.75 | 1471527.393 | 1588766.759 | 1737005.564 | 1827363.927 | 1953389.747 | 2113293.734 | 2297541.424 | 2460920.857 | 2657963.35 | 2796408.842 | 2942605.456 | 3136362.545 | 3371761.257 | 3703196.871 | 3975363.434 | 4177199.75 | 0 | 0 | 0 | 0 | 0 | 0 | 0 | 0 | 0 | 0 | 0 | 0 | 0 | 0 | 0 | 0 | 0 | 0 | 0 | 0 | 0 | 0 | 0 | 0 | 0.079424 | 0.098603 | 0.1491 | 0.006319 | 0.33256 | 0.11621 | 0.12672 | 0.16459 | 0.076657 | 0.089205 | 0.050712 | 0.066692 | 0.078682 | 0.083592 | 0.068696 | 0.077025 | 0.050776 | 0.050959 | 0.063768 | 0.072372 | 0.093761 | 0.07092 | 0.049525 | 0.062578
| 298 | 18024518.2127 | 0 | 14715377.4745 | 0 |  | 520380.6875 | 555040.375 | 606941.875 | 727239.8125 | 759609.875 | 1056543.75 | 1178317.125 | 1318304.125 | 1527799.643 | 1643785.259 | 1781112.439 | 1857179.427 | 1972633.372 | 2120062.734 | 2293392.174 | 2431131.857 | 2644911.85 | 2784007.092 | 2918953.706 | 3093620.795 | 3318846.007 | 3659932.871 | 3960804.684 | 4185501.75 | 0 | 0 | 0 | 0 | 0 | 0 | 0 | 0 | 0 | 0 | 0 | 0 | 0 | 0 | 0 | 0 | 0 | 0 | 0 | 0 | 0 | 0 | 0 | 0 | 0.06448 | 0.089392 | 0.18082 | 0.043549 | 0.32995 | 0.10908 | 0.11226 | 0.14748 | 0.073173 | 0.080236 | 0.041821 | 0.06031 | 0.072076 | 0.078586 | 0.058325 | 0.084281 | 0.051254 | 0.047334 | 0.058117 | 0.070275 | 0.097828 | 0.079002 | 0.055179 | 0.061784
| 299 | 17336578.7289 | 0 | 14150138.0524 | 0 |  | 523599.5312 | 557432.8125 | 607396.125 | 711552.5 | 719614.4375 | 992702.5625 | 1092804.25 | 1232852 | 1448116.518 | 1579754.384 | 1706467.189 | 1779358.052 | 1901326.497 | 2043251.734 | 2210382.424 | 2350091.607 | 2542787.1 | 2684371.092 | 2811672.456 | 2983201.545 | 3210654.757 | 3521818.621 | 3813818.934 | 4014993 | 0 | 0 | 0 | 0 | 0 | 0 | 0 | 0 | 0 | 0 | 0 | 0 | 0 | 0 | 0 | 0 | 0 | 0 | 0 | 0 | 0 | 0 | 0 | 0 | 0.062615 | 0.085839 | 0.15827 | 0.011266 | 0.32172 | 0.096071 | 0.12058 | 0.16093 | 0.087006 | 0.077156 | 0.041827 | 0.066299 | 0.071991 | 0.078623 | 0.061289 | 0.078806 | 0.054186 | 0.046333 | 0.059218 | 0.073478 | 0.092503 | 0.079654 | 0.051405 | 0.060958
| 300 | 17502985.676 | 0 | 14334535.5256 | 0 |  | 537295.1875 | 549364.5625 | 609935.75 | 717077 | 742924.1875 | 1022509.75 | 1127936.5 | 1280277.375 | 1485089.393 | 1613732.259 | 1734773.939 | 1818753.677 | 1912951.122 | 2075197.484 | 2231458.924 | 2359652.357 | 2549785.6 | 2669738.092 | 2797098.206 | 2966565.045 | 3186166.507 | 3503068.371 | 3800878.934 | 3989621.5 | 0 | 0 | 0 | 0 | 0 | 0 | 0 | 0 | 0 | 0 | 0 | 0 | 0 | 0 | 0 | 0 | 0 | 0 | 0 | 0 | 0 | 0 | 0 | 0 | 0.022215 | 0.10459 | 0.16183 | 0.035411 | 0.31942 | 0.09813 | 0.12669 | 0.1484 | 0.083075 | 0.072327 | 0.047274 | 0.050496 | 0.081409 | 0.072599 | 0.055859 | 0.077495 | 0.045971 | 0.046602 | 0.058822 | 0.071414 | 0.094821 | 0.081593 | 0.048464 | 0.061283
| 301 | 17010748.8075 | 0 | 13887288.5097 | 0 |  | 522357.4375 | 553774.4375 | 591783.625 | 706911.5625 | 709211.0625 | 990401.3125 | 1087770.125 | 1214134.25 | 1427069.393 | 1546036.009 | 1667927.814 | 1729598.302 | 1849100.747 | 2000118.984 | 2164491.424 | 2289361.107 | 2482518.1 | 2624825.842 | 2739945.706 | 2916862.795 | 3153404.507 | 3453941.621 | 3739184.434 | 3925256.5 | 0 | 0 | 0 | 0 | 0 | 0 | 0 | 0 | 0 | 0 | 0 | 0 | 0 | 0 | 0 | 0 | 0 | 0 | 0 | 0 | 0 | 0 | 0 | 0 | 0.058405 | 0.066384 | 0.17776 | 0.0032476 | 0.33396 | 0.093775 | 0.1099 | 0.16159 | 0.080071 | 0.075888 | 0.036307 | 0.06681 | 0.078507 | 0.078979 | 0.056087 | 0.081001 | 0.055741 | 0.042924 | 0.062571 | 0.077974 | 0.091033 | 0.079351 | 0.048564 | 0.065029
| 302 | 17213573.9585 | 0 | 14064103.3551 | 0 |  | 502696.6562 | 530415.6875 | 573027.3125 | 700651.0625 | 707843.125 | 1005360.25 | 1116717.75 | 1249599 | 1456281.768 | 1585727.259 | 1707207.439 | 1778568.677 | 1892512.247 | 2068489.234 | 2223848.674 | 2334377.607 | 2521327.6 | 2634517.592 | 2773949.456 | 2935934.545 | 3156880.757 | 3484991.871 | 3781866.184 | 3970864.25 | 0 | 0 | 0 | 0 | 0 | 0 | 0 | 0 | 0 | 0 | 0 | 0 | 0 | 0 | 0 | 0 | 0 | 0 | 0 | 0 | 0 | 0 | 0 | 0 | 0.053674 | 0.077272 | 0.20108 | 0.010213 | 0.35088 | 0.10505 | 0.11243 | 0.15306 | 0.085157 | 0.073816 | 0.04095 | 0.062096 | 0.088913 | 0.072421 | 0.048506 | 0.07704 | 0.043914 | 0.051572 | 0.056754 | 0.072559 | 0.098881 | 0.081752 | 0.048766 | 0.069241
| 303 | 16942506.1474 | 0 | 13789555.9393 | 0 |  | 501128.8125 | 548844.5 | 600542.5 | 710137.25 | 699832.3125 | 962629.5 | 1067257.125 | 1203450.875 | 1413104.018 | 1527312.384 | 1652568.814 | 1724784.552 | 1827103.872 | 1979717.734 | 2135999.174 | 2288820.107 | 2483176.6 | 2623298.842 | 2765452.206 | 2949584.545 | 3175321.757 | 3490512.121 | 3774284.934 | 3967616.75 | 0 | 0 | 0 | 0 | 0 | 0 | 0 | 0 | 0 | 0 | 0 | 0 | 0 | 0 | 0 | 0 | 0 | 0 | 0 | 0 | 0 | 0 | 0 | 0 | 0.090952 | 0.090018 | 0.16762 | -0.014618 | 0.31883 | 0.10318 | 0.1201 | 0.1606 | 0.077721 | 0.078821 | 0.042771 | 0.05763 | 0.080222 | 0.07598 | 0.069102 | 0.081502 | 0.054894 | 0.052772 | 0.06446 | 0.073745 | 0.094639 | 0.078162 | 0.049955 | 0.062177
| 304 | 17392400.8246 | 0 | 14171456.5163 | 0 |  | 517843.625 | 556894.4375 | 610828.375 | 710062.875 | 717461.25 | 1002771.125 | 1106966.625 | 1249538.75 | 1454535.893 | 1576715.634 | 1707459.564 | 1780625.552 | 1882862.247 | 2044688.484 | 2204351.174 | 2336797.107 | 2541455.6 | 2684231.842 | 2833050.206 | 3010647.045 | 3235965.007 | 3570222.371 | 3864668.934 | 4048073.5 | 0 | 0 | 0 | 0 | 0 | 0 | 0 | 0 | 0 | 0 | 0 | 0 | 0 | 0 | 0 | 0 | 0 | 0 | 0 | 0 | 0 | 0 | 0 | 0 | 0.072702 | 0.09244 | 0.15054 | 0.010365 | 0.3348 | 0.098856 | 0.12115 | 0.15191 | 0.080657 | 0.079663 | 0.041958 | 0.055828 | 0.082452 | 0.075188 | 0.058348 | 0.083956 | 0.054658 | 0.053959 | 0.060801 | 0.072172 | 0.098301 | 0.079248 | 0.046365 | 0.062488
| 305 | 20696759.9996 | 20696759.9996 | 17011336.6282 | 17011336.6282 |  | 614794 | 618514.8125 | 680137.3125 | 835269.9375 | 954540.3125 | 1288559.375 | 1410632.375 | 1551670.625 | 1747447.893 | 1886745.634 | 2039665.689 | 2160838.802 | 2264689.122 | 2460200.609 | 2638317.424 | 2789865.607 | 3011405.1 | 3150913.092 | 3289675.456 | 3487104.295 | 3739166.257 | 4055465.871 | 4410395.434 | 4633347 | 614794 | 618514.8125 | 680137.3125 | 835269.9375 | 954540.3125 | 1288559.375 | 1410632.375 | 1551670.625 | 1747447.893 | 1886745.634 | 2039665.689 | 2160838.802 | 2264689.122 | 2460200.609 | 2638317.424 | 2789865.607 | 3011405.1 | 3150913.092 | 3289675.456 | 3487104.295 | 3739166.257 | 4055465.871 | 4410395.434 | 4633347 | 0.0060339 | 0.094974 | 0.20546 | 0.13347 | 0.30005 | 0.090513 | 0.095294 | 0.11882 | 0.076697 | 0.077932 | 0.057711 | 0.046941 | 0.082805 | 0.069898 | 0.055852 | 0.076413 | 0.045286 | 0.043097 | 0.058283 | 0.069791 | 0.081203 | 0.083899 | 0.049315 | 0.060142
| 306 | 17610956.8384 | 0 | 14357568.3843 | 0 |  | 516385.0625 | 556810.3125 | 601418.6875 | 711726.8125 | 724067.75 | 1011550.5625 | 1118208.25 | 1261038.625 | 1477855.768 | 1594235.509 | 1749921.939 | 1818794.302 | 1918792.497 | 2074576.984 | 2243016.924 | 2393183.857 | 2610365.35 | 2718578.092 | 2866716.206 | 3046920.295 | 3265350.507 | 3591403.121 | 3890649.184 | 4123542.75 | 0 | 0 | 0 | 0 | 0 | 0 | 0 | 0 | 0 | 0 | 0 | 0 | 0 | 0 | 0 | 0 | 0 | 0 | 0 | 0 | 0 | 0 | 0 | 0 | 0.075372 | 0.077067 | 0.1684 | 0.017191 | 0.33435 | 0.10024 | 0.12021 | 0.15866 | 0.075802 | 0.093177 | 0.038603 | 0.053522 | 0.078061 | 0.078065 | 0.064803 | 0.086866 | 0.040619 | 0.053058 | 0.060964 | 0.069236 | 0.095176 | 0.080033 | 0.058137 | 0.063461
| 307 | 16950685.6862 | 0 | 13760974.9178 | 0 |  | 508736.9688 | 546692.1875 | 601980.9375 | 693901.5625 | 678323.4375 | 946645.6875 | 1041026.4375 | 1186200 | 1398331.768 | 1521393.259 | 1641692.689 | 1726393.302 | 1837298.997 | 1995693.109 | 2138346.049 | 2298851.357 | 2511894.1 | 2657236.342 | 2784167.456 | 2973615.545 | 3214646.257 | 3532715.621 | 3818700.184 | 4008892.75 | 0 | 0 | 0 | 0 | 0 | 0 | 0 | 0 | 0 | 0 | 0 | 0 | 0 | 0 | 0 | 0 | 0 | 0 | 0 | 0 | 0 | 0 | 0 | 0 | 0.071955 | 0.09634 | 0.1421 | -0.022706 | 0.3333 | 0.095038 | 0.13055 | 0.16453 | 0.084347 | 0.076101 | 0.050307 | 0.062262 | 0.082695 | 0.069041 | 0.072377 | 0.088628 | 0.05625 | 0.046662 | 0.06583 | 0.077939 | 0.09435 | 0.077843 | 0.048605 | 0.064386
| 308 | 16726672.9795 | 0 | 13594860.8555 | 0 |  | 474689.2812 | 517918.0938 | 568954.3125 | 687416.4375 | 661493.875 | 942596.5 | 1046035.1875 | 1189983 | 1405264.393 | 1531004.134 | 1652839.064 | 1724056.927 | 1825437.622 | 1986528.859 | 2126618.424 | 2267891.607 | 2465752.85 | 2601830.842 | 2738961.456 | 2920753.795 | 3149024.007 | 3465212.871 | 3748355.184 | 3949990.5 | 0 | 0 | 0 | 0 | 0 | 0 | 0 | 0 | 0 | 0 | 0 | 0 | 0 | 0 | 0 | 0 | 0 | 0 | 0 | 0 | 0 | 0 | 0 | 0 | 0.087157 | 0.093983 | 0.18914 | -0.03844 | 0.35414 | 0.10412 | 0.12893 | 0.16629 | 0.085698 | 0.076571 | 0.042186 | 0.05714 | 0.084569 | 0.068144 | 0.064317 | 0.083647 | 0.053718 | 0.051363 | 0.064263 | 0.075251 | 0.095681 | 0.078543 | 0.052396 | 0.071855
| 309 | 16511980.6472 | 0 | 13402458.9082 | 0 |  | 496127.3125 | 539343.25 | 582797 | 690007.375 | 650055.0625 | 912556.75 | 1012179.4375 | 1160927.875 | 1363736.018 | 1479146.759 | 1595304.064 | 1665354.427 | 1785948.247 | 1943323.734 | 2087442.174 | 2249710.357 | 2441321.85 | 2580187.342 | 2720927.956 | 2910834.795 | 3130609.007 | 3450383.121 | 3713797.934 | 3914159 | 0 | 0 | 0 | 0 | 0 | 0 | 0 | 0 | 0 | 0 | 0 | 0 | 0 | 0 | 0 | 0 | 0 | 0 | 0 | 0 | 0 | 0 | 0 | 0 | 0.08352 | 0.077487 | 0.16886 | -0.059645 | 0.33919 | 0.10361 | 0.13711 | 0.16101 | 0.081237 | 0.075599 | 0.042974 | 0.069912 | 0.08445 | 0.07154 | 0.074862 | 0.081738 | 0.055322 | 0.053111 | 0.067467 | 0.072788 | 0.097258 | 0.07357 | 0.052545 | 0.069745
| 310 | 17034570.4458 | 0 | 13875489.0929 | 0 |  | 488555.1875 | 520129.4375 | 570866.3125 | 689309 | 680253.6875 | 961124.375 | 1070757.75 | 1212343.875 | 1424003.893 | 1552032.259 | 1693620.814 | 1757152.427 | 1872278.372 | 2031375.734 | 2185257.924 | 2335749.607 | 2541300.1 | 2665347.342 | 2804867.456 | 2962070.295 | 3184356.007 | 3495382.621 | 3779886.434 | 3975884.5 | 0 | 0 | 0 | 0 | 0 | 0 | 0 | 0 | 0 | 0 | 0 | 0 | 0 | 0 | 0 | 0 | 0 | 0 | 0 | 0 | 0 | 0 | 0 | 0 | 0.062625 | 0.093077 | 0.18853 | -0.013224 | 0.34564 | 0.10802 | 0.12419 | 0.16092 | 0.086093 | 0.087304 | 0.036826 | 0.063462 | 0.081557 | 0.073021 | 0.066599 | 0.084343 | 0.047659 | 0.051022 | 0.054532 | 0.072362 | 0.093193 | 0.078251 | 0.050553 | 0.06877
TVaR90 |  |  | 19919897.242 |  | 16296162.249 | [25 empty] | 569872.0121 | 592762.631 | 643522.5302 | 779794.0887 | 856831.7782 | 1199541.004 | 1328333.7661 | 1473690.7177 | 1688273.893 | 1830578.3961 | 1997266.1205 | 2097956.1246 | 2228101.6462 | 2403931.8429 | 2573787.6417 | 2718156.9296 | 2926957.5919 | 3076853.8904 | 3227526.0608 | 3416086.1982 | 3678148.3135 | 4024194.1936 | 4362431.6759 | 4596515.1774 | [23 empty] | 0.065098
AvgVolatility
|  | 24-yr NPV |  | 20-yr NPV |  |  | 2022 | 2023 | 2024 | 2025 | 2026 | 2027 | 2028 | 2029 | 2030 | 2031 | 2032 | 2033 | 2034 | 2035 | 2036 | 2037 | 2038 | 2039 | 2040 | 2041 | 2042 | 2043 | 2044 | 2045
Mean |  | 17740303.8042 |  | 14439388.7393 |  | Mean | 513077.0327 | 548819.3978 | 599035.6222 | 717510.122 | 727215.7216 | 1014421.5454 | 1122338.5218 | 1266105.0177 | 1479785.8031 | 1606544.9437 | 1744255.5241 | 1825602.1181 | 1945646.5893 | 2109034.1465 | 2264696.5434 | 2412317.6772 | 2615790.4177 | 2755597.3622 | 2901075.8544 | 3088415.6547 | 3321866.128 | 3653817.1234 | 3950751.8872 | 4158112.7734
StdDev |  | 1007275.5382 |  | 857933.5773 |  | StdDev | 37912.182 | 28081.1168 | 28519.1173 | 33337.618 | 61805.8177 | 85251.5568 | 93690.8124 | 92989.5828 | 94100.2721 | 101435.3138 | 114204.9609 | 125045.1317 | 129526.4035 | 132995.431 | 140499.0853 | 139951.2874 | 142416.4835 | 146198.2978 | 150070.8686 | 151368.6024 | 162671.3562 | 169676.1265 | 188625.4748 | 200970.5373
Q1 (P25) |  | 17062646.7063 |  | 13878605.3663 |  | Q1 (P25) | 499775.7266 | 538129.4844 | 587095.9688 | 700184.9219 | 687374.8906 | 960110.8281 | 1062035.5938 | 1203395.2812 | 1415576.3305 | 1539536.1028 | 1666972.314 | 1743205.802 | 1857230.7782 | 2019809.2652 | 2167497.049 | 2315038.107 | 2515248.7875 | 2650925.1545 | 2787881.956 | 2977549.045 | 3204668.007 | 3530036.5585 | 3815806.3715 | 4013569.125
Min |  | 15624978.71 |  | 12538147.9234 |  | Min | 306065.0312 | 402092.3438 | 444623.125 | 573507.375 | 600309.3125 | 827312.875 | 925214.6875 | 1089294.75 | 1304298.768 | 1412739.134 | 1538638.064 | 1608672.427 | 1716938.622 | 1916199.984 | 2059574.174 | 2204423.607 | 2399651.1 | 2531605.592 | 2667396.456 | 2853993.795 | 3064951.507 | 3384213.871 | 3654837.684 | 3851830.5
Median (P50) |  | 17510229.2479 |  | 14255765.0076 |  | Median (P50) | 511708 | 548843.5 | 599461.125 | 712988.1562 | 715101.0312 | 998699.8125 | 1104780.8125 | 1247866.5 | 1458884.893 | 1586839.0715 | 1717181.314 | 1794580.6145 | 1914614.247 | 2079429.234 | 2231830.799 | 2376483.607 | 2584154.85 | 2725643.467 | 2869500.081 | 3055147.92 | 3282500.757 | 3613562.746 | 3906020.184 | 4114786.375
Max |  | 21631793.6128 |  | 17735553.9174 |  | Max | 684754.375 | 676710.4375 | 714658.1875 | 887101 | 1041178.125 | 1381032.5 | 1484996.25 | 1641990.375 | 1863879.393 | 2010526.259 | 2162526.064 | 2313420.802 | 2421028.622 | 2623686.859 | 2830170.424 | 2952100.607 | 3157446.85 | 3356358.092 | 3505474.456 | 3706313.545 | 4023574.757 | 4355325.871 | 4739613.934 | 5047907.5
Q3 P75 |  | 18210519.9651 |  | 14842049.8479 |  | Q3 P75 | 528980.2031 | 561031.7969 | 611940.8594 | 734345.9844 | 763340.8125 | 1053711.2188 | 1165308.8438 | 1311315.375 | 1524904.0805 | 1653503.4465 | 1801598.7203 | 1883551.7707 | 2013537.7782 | 2173699.984 | 2332454.549 | 2481487.6695 | 2680697.1 | 2818806.2795 | 2974875.706 | 3167832.4825 | 3396851.9445 | 3738815.5585 | 4047876.9965 | 4259242.625
TVaR90 |  | 19919897.242 |  | 16296162.249 |  | TVaR90
No DSR Portfolio Deterministic |  | 17541985.3331 |  | 14303854.394
Mid Portfolio Deterministic |  | 15528537.9874 |  | 13100624.4447
|  |  | Z No DSR | Frequency
1 | 14000000 | 0 | 0 | <=14
2 | 14500000 | 0 | 0 | 14-14.5
3 | 15000000 | 0 | 0 | 14.5-15
4 | 15500000 | 0 | 0 | 15-15.5
5 | 16000000 | 5 | 5 | 15.5-16
6 | 16500000 | 15 | 10 | 16-16.5
7 | 17000000 | 65 | 50 | 16.5-17
8 | 17500000 | 153 | 88 | 17-17.5
9 | 18000000 | 203 | 50 | 17.5-18
10 | 18500000 | 247 | 44 | 18-18.5
11 | 19000000 | 276 | 29 | 18.5-19
12 | 19500000 | 292 | 16 | 19-19.5
13 | 20000000 | 298 | 6 | 19.5-20
14 | 20500000 | 302 | 4 | 20-20.5
15 | 21000000 | 306 | 4 | 20.5-21
16 | 21500000 | 309 | 3 | 21-21.5
17 | 22000000 | 310 | 1 | 21.5-22
18 | 22500000 | 310 | 0 | 22-22.5
19 | 23000000 | 310 | 0 | 22.5-23

## Mid Em
| Iteration | 24-yr NPV | >=P90Index | 20-yr NPV | >=P90Index |  | 2022 | 2023 | 2024 | 2025 | 2026 | 2027 | 2028 | 2029 | 2030 | 2031 | 2032 | 2033 | 2034 | 2035 | 2036 | 2037 | 2038 | 2039 | 2040 | 2041 | 2042 | 2043 | 2044 | 2045 | P90_2022 | P90_2023 | P90_2024 | P90_2025 | P90_2026 | P90_2027 | P90_2028 | P90_2029 | P90_2030 | P90_2031 | P90_2032 | P90_2033 | P90_2034 | P90_2035 | P90_2036 | P90_2037 | P90_2038 | P90_2039 | P90_2040 | P90_2041 | P90_2042 | P90_2043 | P90_2044 | P90_2045 | Vol_2022 | Vol_2023 | Vol_2024 | Vol_2025 | Vol_2026 | Vol_2027 | Vol_2028 | Vol_2029 | Vol_2030 | Vol_2031 | Vol_2032 | Vol_2033 | Vol_2034 | Vol_2035 | Vol_2036 | Vol_2037 | Vol_2038 | Vol_2039 | Vol_2040 | Vol_2041 | Vol_2042 | Vol_2043 | Vol_2044 | St Dev
| 1 | 2573927.2676 | 0 | 2544256.7381 | 0 |  | 665440.3024 | 590899.7319 | 614154.3128 | 517435.3466 | 274319.2457 | 162802.8929 | 109558.4535 | 43071.624 | 21285.5748 | 20967.2032 | 18659.8697 | 20805.0754 | 21853.5883 | 23630.9302 | 25524.8716 | 27284.9925 | 27396.5306 | 28557.307 | 29672.1587 | 30880.0084 | 31876.8333 | 33200.7034 | 34514.7802 | 35562.0747 | 665440.3024 | 590899.7319 | 614154.3128 | 0 | 0 | 0 | 0 | 0 | 0 | 0 | 0 | 0 | 0 | 0 | 0 | 0 | 0 | 0 | 0 | 0 | 0 | 0 | 0 | 0 | -0.1188 | 0.0386 | -0.17136 | -0.63459 | -0.52175 | -0.39608 | -0.93359 | -0.70483 | -0.01507 | -0.11658 | 0.10882 | 0.049168 | 0.078191 | 0.077097 | 0.066683 | 0.0040796 | 0.041496 | 0.038296 | 0.0399 | 0.031771 | 0.040692 | 0.038817 | 0.029892 | 0.29592
| 2 | 4149864.9159 | 0 | 3868839.055 | 0 |  | 539841.6947 | 496100.9891 | 501784.4887 | 489685.9625 | 311556.4072 | 333676.5372 | 322520.8624 | 293294.2426 | 242964.1121 | 243253.6156 | 257039.3758 | 272998.451 | 275647.6976 | 298799.0569 | 319993.9458 | 319541.4336 | 338493.0521 | 323760.7005 | 317563.9085 | 307869.2181 | 328234.2149 | 313907.8151 | 331169.8273 | 300698.4034 | 0 | 0 | 0 | 0 | 0 | 0 | 0 | 0 | 0 | 0 | 0 | 0 | 0 | 0 | 0 | 0 | 0 | 0 | 0 | 0 | 0 | 0 | 0 | 0 | -0.084496 | 0.011391 | -0.024406 | -0.45218 | 0.068592 | -0.034004 | -0.094991 | -0.18826 | 0.0011908 | 0.055125 | 0.060237 | 0.0096575 | 0.080648 | 0.068531 | -0.0014151 | 0.057617 | -0.044499 | -0.019326 | -0.031004 | 0.064052 | -0.044628 | 0.053532 | -0.096524 | 0.11494
| 3 | 4102676.5502 | 0 | 3899759.3127 | 0 |  | 578410.3538 | 537528.3524 | 542940.0369 | 527801.2334 | 323402.8902 | 335994.35 | 325057.9341 | 291719.5319 | 260480.8781 | 257806.8627 | 262605.4282 | 271942.4724 | 268182.1327 | 268796.5723 | 273376.6713 | 264038.5911 | 265466.0995 | 250271.0037 | 250844.408 | 232352.9373 | 231773.566 | 232799.6427 | 233466.8788 | 222550.8171 | 0 | 0 | 0 | 0 | 0 | 0 | 0 | 0 | 0 | 0 | 0 | 0 | 0 | 0 | 0 | 0 | 0 | 0 | 0 | 0 | 0 | 0 | 0 | 0 | -0.073302 | 0.010017 | -0.028279 | -0.48982 | 0.038195 | -0.033091 | -0.10821 | -0.11326 | -0.010319 | 0.018442 | 0.034938 | -0.013924 | 0.0022885 | 0.016896 | -0.034755 | 0.0053919 | -0.058943 | 0.0022885 | -0.076575 | -0.0024966 | 0.0044173 | 0.002862 | -0.047885 | 0.10632
| 4 | 5528281.2378 | 0 | 4934672.6029 | 0 |  | 570938.914 | 541386.4849 | 548569.5773 | 531177.2697 | 353462.913 | 383287.6878 | 381654.4249 | 356570.1137 | 353536.5546 | 371073.1104 | 384183.7864 | 417160.0941 | 442524.4 | 456496.0475 | 493296.2843 | 499729.5314 | 526906.7379 | 546734.7394 | 595524.531 | 620977.573 | 634481.4656 | 647965.4787 | 686830.532 | 738049.23 | 0 | 0 | 0 | 0 | 0 | 0 | 0 | 0 | 0 | 0 | 0 | 0 | 0 | 0 | 0 | 0 | 0 | 0 | 0 | 0 | 0 | 0 | 0 | 0 | -0.053149 | 0.013181 | -0.032218 | -0.40732 | 0.081007 | -0.0042703 | -0.067985 | -0.008544 | 0.048412 | 0.034722 | 0.082349 | 0.059026 | 0.031084 | 0.07753 | 0.012957 | 0.052957 | 0.03694 | 0.085479 | 0.041852 | 0.021513 | 0.021029 | 0.05825 | 0.071923 | 0.10046
| 5 | 5593574.7258 | 0 | 5111348.3216 | 0 |  | 512934.5243 | 483957.725 | 500551.052 | 489163.1984 | 353176.3478 | 406486.9089 | 451899.344 | 442834.7145 | 429823.6907 | 449544.68 | 464474.5946 | 493301.8451 | 512883.7367 | 537023.3882 | 565893.0558 | 556786.2195 | 565862.1099 | 552793.9582 | 562991.5262 | 534576.1965 | 535186.315 | 558137.0547 | 555147.3522 | 542054.07 | 0 | 0 | 0 | 0 | 0 | 0 | 0 | 0 | 429823.6907 | 449544.68 | 0 | 0 | 0 | 0 | 0 | 0 | 0 | 0 | 0 | 0 | 0 | 0 | 0 | 0 | -0.058151 | 0.033712 | -0.023013 | -0.32573 | 0.14058 | 0.10591 | -0.020263 | -0.029821 | 0.04486 | 0.032672 | 0.060214 | 0.038928 | 0.045992 | 0.052363 | -0.016224 | 0.016169 | -0.023365 | 0.018279 | -0.05179 | 0.0011407 | 0.04199 | -0.005371 | -0.023868 | 0.086029
| 6 | 4741059.3557 | 0 | 4385721.7396 | 0 |  | 543738.1172 | 519389.2329 | 529575.0839 | 523702.968 | 346381.9292 | 387533.446 | 373533.9325 | 348289.558 | 319113.8703 | 313771.4282 | 336025.6557 | 342237.4796 | 367253.8446 | 361546.9954 | 386927.8041 | 380630.7004 | 379163.9969 | 369046.7959 | 394421.629 | 377206.0949 | 379091.5553 | 396425.8631 | 409195.4574 | 434970.6607 | 0 | 0 | 0 | 0 | 0 | 0 | 0 | 0 | 0 | 0 | 0 | 0 | 0 | 0 | 0 | 0 | 0 | 0 | 0 | 0 | 0 | 0 | 0 | 0 | -0.045814 | 0.019421 | -0.01115 | -0.41338 | 0.11226 | -0.036793 | -0.069975 | -0.087486 | -0.016883 | 0.068523 | 0.018317 | 0.070548 | -0.015661 | 0.067846 | -0.016409 | -0.0038608 | -0.027045 | 0.066497 | -0.044629 | 0.004986 | 0.044711 | 0.031704 | 0.061086 | 0.10161
| 7 | 5510129.2632 | 0 | 5001173.4073 | 0 |  | 518889.3487 | 496231.6531 | 505286.0885 | 497402.3744 | 351362.7868 | 409583.8993 | 434288.7748 | 435719.9323 | 419421.1318 | 429932.8247 | 445509.1772 | 472470.8426 | 482487.3376 | 495127.3531 | 514363.0112 | 521805.2229 | 532300.0489 | 527676.985 | 538352.8857 | 520527.1515 | 543236.3293 | 568330.1919 | 610489.8504 | 596009.4971 | 0 | 0 | 0 | 0 | 0 | 0 | 0 | 0 | 0 | 0 | 0 | 0 | 0 | 0 | 0 | 0 | 0 | 0 | 0 | 0 | 0 | 0 | 0 | 0 | -0.044648 | 0.018082 | -0.015725 | -0.34758 | 0.15332 | 0.058568 | 0.00329 | -0.038124 | 0.024753 | 0.035589 | 0.058758 | 0.020979 | 0.02586 | 0.038114 | 0.014365 | 0.019913 | -0.008723 | 0.02003 | -0.033672 | 0.042702 | 0.045158 | 0.071559 | -0.024005 | 0.088064
| 8 | 5031829.1697 | 0 | 4636834.2318 | 0 |  | 573251.5932 | 542467.0469 | 536106.9808 | 523798.0104 | 367568.7529 | 391375.022 | 391839.9154 | 361355.5657 | 332623.3236 | 344211.7602 | 356746.7381 | 375249.5967 | 392276.7584 | 397936.6697 | 429237.3218 | 430224.1104 | 449305.0643 | 428794.9501 | 418175.4498 | 416448.8257 | 435132.6189 | 437113.6782 | 452841.0534 | 472937.8892 | 0 | 0 | 0 | 0 | 0 | 0 | 0 | 0 | 0 | 0 | 0 | 0 | 0 | 0 | 0 | 0 | 0 | 0 | 0 | 0 | 0 | 0 | 0 | 0 | -0.055197 | -0.011794 | -0.023228 | -0.3542 | 0.062756 | 0.0011871 | -0.080991 | -0.082852 | 0.034246 | 0.035769 | 0.050565 | 0.044376 | 0.014325 | 0.075717 | 0.0022963 | 0.043396 | -0.046723 | -0.025078 | -0.0041375 | 0.043887 | 0.0045424 | 0.035348 | 0.043423 | 0.087295
| 9 | 4900461.3585 | 0 | 4558069.5944 | 0 |  | 574362.3509 | 541104.2536 | 556791.9995 | 539320.7265 | 365186.5783 | 380426.7289 | 368956.4747 | 339407.0269 | 313605.5338 | 325896.2571 | 342772.3662 | 346790.7141 | 366756.8007 | 387268.3125 | 410237.4283 | 409830.0012 | 446319.2032 | 438272.2464 | 418724.3199 | 394841.1266 | 380557.5155 | 397364.8012 | 396392.4428 | 380571.6359 | 0 | 0 | 0 | 0 | 0 | 0 | 0 | 0 | 0 | 0 | 0 | 0 | 0 | 0 | 0 | 0 | 0 | 0 | 0 | 0 | 0 | 0 | 0 | 0 | -0.059649 | 0.02858 | -0.031881 | -0.3899 | 0.040885 | -0.030615 | -0.083479 | -0.079064 | 0.038443 | 0.050487 | 0.011655 | 0.055977 | 0.054419 | 0.057618 | -0.00099364 | 0.085292 | -0.018194 | -0.045628 | -0.058729 | -0.036846 | 0.043217 | -0.00245 | -0.04073 | 0.094745
| 10 | 4337737.6043 | 0 | 4096275.6854 | 0 |  | 556359.4256 | 524808.432 | 535036.1185 | 518122.8862 | 349047.9097 | 372511.1134 | 360547.4261 | 317394.1945 | 283339.6772 | 285907.1315 | 297362.3459 | 313372.8436 | 301055.7116 | 313201.8054 | 323552.8781 | 316614.7906 | 293338.8036 | 274650.8131 | 278577.1361 | 268996.9689 | 263654.9927 | 271098.1244 | 285802.8579 | 277921.7977 | 0 | 0 | 0 | 0 | 0 | 0 | 0 | 0 | 0 | 0 | 0 | 0 | 0 | 0 | 0 | 0 | 0 | 0 | 0 | 0 | 0 | 0 | 0 | 0 | -0.058381 | 0.019301 | -0.032122 | -0.395 | 0.065058 | -0.032643 | -0.12748 | -0.1135 | 0.0090206 | 0.039284 | 0.052442 | -0.040098 | 0.039552 | 0.032515 | -0.021677 | -0.076358 | -0.065828 | 0.014194 | -0.034995 | -0.020059 | 0.027839 | 0.052821 | -0.027962 | 0.095284
| 11 | 4293948.1138 | 0 | 4003933.8822 | 0 |  | 533144.1304 | 509244.0396 | 514180.2666 | 489486.4814 | 323689.1369 | 340946.7646 | 330274.8369 | 298765.6587 | 274656.6893 | 275234.2681 | 290090.6155 | 305123.0507 | 325010.3201 | 323294.7776 | 350353.4849 | 333765.084 | 326540.9268 | 304222.7214 | 300624.2677 | 319556.4309 | 320475.7217 | 316328.7082 | 339737.2643 | 343546.6975 | 0 | 0 | 0 | 0 | 0 | 0 | 0 | 0 | 0 | 0 | 0 | 0 | 0 | 0 | 0 | 0 | 0 | 0 | 0 | 0 | 0 | 0 | 0 | 0 | -0.045864 | 0.0096466 | -0.049217 | -0.41357 | 0.051943 | -0.031801 | -0.10027 | -0.084138 | 0.0021007 | 0.052571 | 0.050522 | 0.063142 | -0.0052924 | 0.080378 | -0.048505 | -0.021882 | -0.070795 | -0.011899 | 0.061073 | 0.0028726 | -0.013025 | 0.071391 | 0.01115 | 0.10023
| 12 | 4331907.34 | 0 | 4032720.7552 | 0 |  | 504564.7561 | 476507.6068 | 481223.4786 | 468373.2623 | 304267.1711 | 339074.3897 | 330449.5475 | 306267.4558 | 285415.1972 | 292166.4611 | 316184.7444 | 327766.0964 | 319278.2875 | 336428.0453 | 367791.677 | 380457.4506 | 400103.7272 | 377611.1828 | 370956.393 | 362039.1948 | 347140.5205 | 331335.2498 | 344315.7462 | 335053.1613 | 0 | 0 | 0 | 0 | 0 | 0 | 0 | 0 | 0 | 0 | 0 | 0 | 0 | 0 | 0 | 0 | 0 | 0 | 0 | 0 | 0 | 0 | 0 | 0 | -0.057213 | 0.0098481 | -0.027066 | -0.43136 | 0.10831 | -0.025766 | -0.075995 | -0.070514 | 0.023379 | 0.079003 | 0.035974 | -0.026237 | 0.052321 | 0.089132 | 0.033858 | 0.050349 | -0.057859 | -0.017781 | -0.024332 | -0.042023 | -0.046599 | 0.038428 | -0.02727 | 0.10435
| 13 | 4578084.0142 | 0 | 4256068.9238 | 0 |  | 550663.8065 | 522139.3999 | 525638.3599 | 509203.62 | 330577.6905 | 357575.4251 | 354608.0765 | 334817.0016 | 295825.2514 | 300426.9927 | 314728.4888 | 340806.3528 | 346523.1256 | 364472.0954 | 380323.9627 | 376222.2137 | 362367.2701 | 356916.5346 | 345657.5877 | 342191.92 | 339744.5162 | 371281.5735 | 372737.2795 | 383012.4339 | 0 | 0 | 0 | 0 | 0 | 0 | 0 | 0 | 0 | 0 | 0 | 0 | 0 | 0 | 0 | 0 | 0 | 0 | 0 | 0 | 0 | 0 | 0 | 0 | -0.05319 | 0.0066788 | -0.031765 | -0.43201 | 0.078505 | -0.0083331 | -0.057429 | -0.12382 | 0.015436 | 0.046506 | 0.079604 | 0.016635 | 0.0505 | 0.042573 | -0.010843 | -0.037522 | -0.015156 | -0.032053 | -0.010077 | -0.0071778 | 0.088767 | 0.0039131 | 0.027194 | 0.10326
| 14 | 4277984.4715 | 0 | 4060862.5963 | 0 |  | 578729.4642 | 544423.1485 | 561534.4443 | 530225.0061 | 312909.4509 | 345745.743 | 337633.569 | 305389.5195 | 276766.3757 | 265365.8181 | 285950.288 | 292945.5079 | 295663.2528 | 318082.8437 | 331268.2569 | 315913.2063 | 305527.7935 | 270807.5024 | 254573.4475 | 234047.9476 | 230877.909 | 242015.6808 | 259445.7733 | 256879.8282 | 0 | 0 | 0 | 0 | 0 | 0 | 0 | 0 | 0 | 0 | 0 | 0 | 0 | 0 | 0 | 0 | 0 | 0 | 0 | 0 | 0 | 0 | 0 | 0 | -0.061108 | 0.030946 | -0.057372 | -0.52739 | 0.09979 | -0.023742 | -0.10037 | -0.098414 | -0.042064 | 0.074709 | 0.024169 | 0.0092345 | 0.073091 | 0.040617 | -0.047461 | -0.033427 | -0.12063 | -0.061819 | -0.084063 | -0.013637 | 0.047113 | 0.069545 | -0.0099393 | 0.12411
| 15 | 5025466.6075 | 0 | 4604831.2517 | 0 |  | 527110.5001 | 502593.956 | 520389.2814 | 515345.3385 | 341869.4253 | 373667.2977 | 379067.7057 | 360954.3278 | 333622.2712 | 354452.5436 | 373870.4767 | 404570.6049 | 417066.5037 | 429081.9151 | 474060.2554 | 451024.6244 | 460852.8435 | 436827.9217 | 464856.4789 | 461767.1808 | 461073.3702 | 479662.708 | 491022.8582 | 480841.1975 | 0 | 0 | 0 | 0 | 0 | 0 | 0 | 0 | 0 | 0 | 0 | 0 | 0 | 0 | 0 | 0 | 0 | 0 | 0 | 0 | 0 | 0 | 0 | 0 | -0.047628 | 0.034795 | -0.0097399 | -0.41041 | 0.088937 | 0.014349 | -0.048963 | -0.078742 | 0.060565 | 0.053335 | 0.078917 | 0.030419 | 0.028402 | 0.099687 | -0.049812 | 0.021557 | -0.053539 | 0.062189 | -0.0066679 | -0.0015036 | 0.039526 | 0.023408 | -0.020954 | 0.10114
| 16 | 4765023.3362 | 0 | 4408657.7333 | 0 |  | 544350.6213 | 514675.4076 | 526705.9346 | 516132.7127 | 358699.6844 | 389871.9945 | 379924.4553 | 350595.7024 | 325612.8455 | 325151.5293 | 323231.5373 | 334964.2399 | 351034.3233 | 365729.4939 | 383959.1288 | 390761.5916 | 394906.6666 | 391935.3805 | 405036.6689 | 403789.167 | 405314.3632 | 388987.8868 | 396920.6006 | 429694.3372 | 0 | 0 | 0 | 0 | 0 | 0 | 0 | 0 | 0 | 0 | 0 | 0 | 0 | 0 | 0 | 0 | 0 | 0 | 0 | 0 | 0 | 0 | 0 | 0 | -0.056057 | 0.023106 | -0.020278 | -0.36388 | 0.083333 | -0.025846 | -0.080339 | -0.073925 | -0.0014178 | -0.0059224 | 0.035655 | 0.04686 | 0.04101 | 0.048642 | 0.017562 | 0.010552 | -0.0075525 | 0.032881 | -0.0030847 | 0.0037701 | -0.041115 | 0.020188 | 0.079338 | 0.088194
| 17 | 4518330.4813 | 0 | 4224529.5459 | 0 |  | 529308.213 | 504720.3265 | 508465.622 | 493329.3253 | 316728.4819 | 352870.9101 | 366598.5087 | 345535.6549 | 325739.8896 | 327787.81 | 343980.2347 | 347643.6067 | 354804.0407 | 365633.5426 | 369324.6997 | 370365.1815 | 369172.8639 | 336853.8489 | 323960.8219 | 318244.3653 | 324176.3596 | 329007.9318 | 335499.1699 | 348120.9745 | 0 | 0 | 0 | 0 | 0 | 0 | 0 | 0 | 0 | 0 | 0 | 0 | 0 | 0 | 0 | 0 | 0 | 0 | 0 | 0 | 0 | 0 | 0 | 0 | -0.047566 | 0.0073931 | -0.030221 | -0.44313 | 0.10806 | 0.038165 | -0.059171 | -0.058997 | 0.0062673 | 0.048218 | 0.010594 | 0.020388 | 0.030066 | 0.010045 | 0.0028133 | -0.0032245 | -0.091616 | -0.039027 | -0.017803 | 0.018468 | 0.014794 | 0.019538 | 0.036931 | 0.10192
| 18 | 4473575.2645 | 0 | 4193274.3444 | 0 |  | 538725.6583 | 514770.6872 | 521530.0109 | 516638.2771 | 345133.205 | 374343.6979 | 368756.3592 | 326707.7906 | 301539.6407 | 312744.0296 | 322548.7876 | 319977.2441 | 314432.6481 | 330965.1364 | 346136.7183 | 350733.0869 | 357237.3876 | 329767.2484 | 311857.3644 | 302120.1545 | 309013.4573 | 321429.026 | 322441.2554 | 321303.1036 | 0 | 0 | 0 | 0 | 0 | 0 | 0 | 0 | 0 | 0 | 0 | 0 | 0 | 0 | 0 | 0 | 0 | 0 | 0 | 0 | 0 | 0 | 0 | 0 | -0.045485 | 0.013045 | -0.0094238 | -0.40341 | 0.081244 | -0.015038 | -0.12107 | -0.080165 | 0.036484 | 0.030869 | -0.0080045 | -0.01748 | 0.051243 | 0.044821 | 0.013192 | 0.018375 | -0.080013 | -0.055841 | -0.031721 | 0.02256 | 0.039392 | 0.0031442 | -0.003536 | 0.095769
| 19 | 4711018.8341 | 0 | 4341800.7162 | 0 |  | 526026.3383 | 513633.2941 | 517000.147 | 511081.7186 | 325131.1322 | 346629.3589 | 360588.7103 | 345049.3641 | 313647.6533 | 326536.4224 | 335184.9343 | 347100.5146 | 368349.769 | 384219.9533 | 400682.4069 | 399116.8739 | 415327.1034 | 404706.0821 | 392593.3365 | 387022.8686 | 404136.4169 | 413313.2653 | 422606.8769 | 440580.442 | 0 | 0 | 0 | 0 | 0 | 0 | 0 | 0 | 0 | 0 | 0 | 0 | 0 | 0 | 0 | 0 | 0 | 0 | 0 | 0 | 0 | 0 | 0 | 0 | -0.023842 | 0.0065336 | -0.011514 | -0.4523 | 0.064027 | 0.039482 | -0.044051 | -0.095417 | 0.040271 | 0.026141 | 0.034932 | 0.059419 | 0.042182 | 0.041954 | -0.0039148 | 0.039812 | -0.025905 | -0.030387 | -0.014291 | 0.043269 | 0.022453 | 0.022237 | 0.041651 | 0.10428
| 20 | 4658769.7444 | 0 | 4265809.6807 | 0 |  | 499775.4744 | 480813.4637 | 487968.571 | 477556.7591 | 308462.2865 | 341293.7231 | 346935.0697 | 335851.914 | 305236.6341 | 306267.1915 | 327082.0063 | 343526.713 | 369674.8469 | 403505.3209 | 432419.2509 | 439947.0275 | 438355.3626 | 430609.9319 | 446735.9923 | 435860.8048 | 430060.6086 | 438253.2116 | 450505.3183 | 470088.3126 | 0 | 0 | 0 | 0 | 0 | 0 | 0 | 0 | 0 | 0 | 0 | 0 | 0 | 0 | 0 | 0 | 0 | 0 | 0 | 0 | 0 | 0 | 0 | 0 | -0.03868 | 0.014772 | -0.021568 | -0.43708 | 0.10114 | 0.016394 | -0.032467 | -0.095583 | 0.0033706 | 0.065753 | 0.049054 | 0.073359 | 0.087566 | 0.069206 | 0.017259 | -0.0036244 | -0.017827 | 0.036765 | -0.024645 | -0.013397 | 0.018871 | 0.027573 | 0.042551 | 0.10532
| 21 | 5475093.0756 | 0 | 4925200.3 | 0 |  | 561405.2968 | 539200.4917 | 552612.3713 | 538990.9949 | 383276.4383 | 398882.0456 | 403198.3636 | 371639.7035 | 354757.1662 | 363806.95 | 394763.2097 | 412331.4547 | 417370.8913 | 433289.2728 | 475840.6801 | 489617.0485 | 510150.5731 | 527592.0712 | 564829.5656 | 571568.8938 | 585968.2114 | 618268.0712 | 646234.2486 | 654581.841 | 0 | 0 | 0 | 0 | 0 | 0 | 0 | 0 | 0 | 0 | 0 | 0 | 0 | 0 | 0 | 0 | 0 | 0 | 0 | 0 | 0 | 0 | 0 | 0 | -0.040356 | 0.024569 | -0.024958 | -0.34094 | 0.039909 | 0.010763 | -0.081504 | -0.046491 | 0.02519 | 0.081663 | 0.043541 | 0.012148 | 0.03743 | 0.093678 | 0.02854 | 0.041082 | 0.033617 | 0.068201 | 0.011861 | 0.024881 | 0.053657 | 0.04424 | 0.012835 | 0.085852
| 22 | 5249894.724 | 0 | 4816299.2344 | 0 |  | 513921.3001 | 494254.1685 | 506155.2307 | 501433.3274 | 354229.9744 | 392988.7747 | 414294.3779 | 418779.549 | 402556.6124 | 409056.5634 | 412559.4875 | 447258.5367 | 455463.148 | 450787.1911 | 483718.4264 | 477059.1314 | 496968.0957 | 486878.6511 | 485272.5505 | 477789.7993 | 487406.7035 | 495536.6432 | 492306.3838 | 494369.6168 | 0 | 0 | 0 | 0 | 0 | 0 | 0 | 0 | 0 | 0 | 0 | 0 | 0 | 0 | 0 | 0 | 0 | 0 | 0 | 0 | 0 | 0 | 0 | 0 | -0.03902 | 0.023794 | -0.0093728 | -0.34752 | 0.10383 | 0.052796 | 0.010768 | -0.039509 | 0.016018 | 0.008527 | 0.080756 | 0.018178 | -0.010319 | 0.070508 | -0.013863 | 0.040885 | -0.020511 | -0.0033042 | -0.01554 | 0.019928 | 0.016542 | -0.00654 | 0.0041822 | 0.083573
| 23 | 4657520.0438 | 0 | 4265284.8676 | 0 |  | 529984.048 | 502334.1499 | 511068.9295 | 506217.8193 | 315357.3851 | 331868.1143 | 336939.9864 | 320531.027 | 306463.6158 | 327446.4561 | 331891.7516 | 355765.5187 | 356716.3325 | 361833.5872 | 380303.3509 | 390691.5812 | 402927.5841 | 399066.7695 | 420472.8551 | 413910.7429 | 424834.4179 | 450696.791 | 453399.1599 | 455498.7952 | 0 | 0 | 0 | 0 | 0 | 0 | 0 | 0 | 0 | 0 | 0 | 0 | 0 | 0 | 0 | 0 | 0 | 0 | 0 | 0 | 0 | 0 | 0 | 0 | -0.053581 | 0.017239 | -0.0095374 | -0.47326 | 0.051031 | 0.015167 | -0.049926 | -0.04488 | 0.066226 | 0.013484 | 0.069463 | 0.002669 | 0.014244 | 0.049785 | 0.026949 | 0.030838 | -0.0096281 | 0.052251 | -0.01573 | 0.026049 | 0.059095 | 0.0059781 | 0.0046202 | 0.10758
| 24 | 6022142.2992 | 0 | 5419736.9973 | 5419736.9973 |  | 531817.0448 | 502154.8894 | 523293.8566 | 517307.1694 | 388363.7419 | 450353.1827 | 474092.6406 | 484947.2 | 461021.736 | 462935.1416 | 496100.5247 | 523572.455 | 530465.8034 | 525933.8577 | 581089.6834 | 589028.6116 | 596113.9778 | 620317.6437 | 630614.3095 | 617461.9782 | 618671.4333 | 668947.3558 | 717082.5053 | 745352.337 | 0 | 0 | 0 | 0 | 0 | 450353.1827 | 474092.6406 | 484947.2 | 461021.736 | 462935.1416 | 496100.5247 | 523572.455 | 530465.8034 | 0 | 0 | 0 | 0 | 0 | 0 | 0 | 0 | 0 | 0 | 745352.337 | -0.057391 | 0.041235 | -0.011506 | -0.28669 | 0.14809 | 0.051371 | 0.022637 | -0.050595 | 0.0041418 | 0.069192 | 0.053897 | 0.01308 | -0.00858 | 0.09973 | 0.01357 | 0.011957 | 0.0398 | 0.016463 | -0.021077 | 0.0019568 | 0.078131 | 0.069486 | 0.038666 | 0.080613
| 25 | 5096840.1517 | 0 | 4651347.5767 | 0 |  | 513769.1878 | 493910.0749 | 517855.994 | 510441.2138 | 322298.1486 | 364949.9334 | 379605.9019 | 364134.4138 | 348982.3896 | 355595.4934 | 386707.3595 | 414805.224 | 433565.8442 | 468012.8209 | 479221.6888 | 481321.8962 | 501895.076 | 488104.2985 | 497079.1287 | 457463.1627 | 483168.0939 | 505395.3476 | 516164.9443 | 522696.9458 | 0 | 0 | 0 | 0 | 0 | 0 | 0 | 0 | 0 | 0 | 0 | 0 | 0 | 0 | 0 | 0 | 0 | 0 | 0 | 0 | 0 | 0 | 0 | 0 | -0.039421 | 0.047344 | -0.014422 | -0.4598 | 0.12428 | 0.039373 | -0.041611 | -0.042502 | 0.018772 | 0.083874 | 0.070141 | 0.044235 | 0.076452 | 0.023668 | 0.004373 | 0.041855 | -0.027862 | 0.01822 | -0.083053 | 0.054668 | 0.044976 | 0.021085 | 0.012575 | 0.11119
| 26 | 4522231.1704 | 0 | 4186372.7075 | 0 |  | 500199.4296 | 481778.9687 | 492448.4828 | 489635.811 | 304033.347 | 336805.7335 | 347272.9855 | 327322.9853 | 314342.4515 | 320730.6722 | 338098.9041 | 351979.147 | 359164.9522 | 371561.3932 | 387710.7217 | 397426.4702 | 405099.4607 | 387706.3493 | 387256.8207 | 372100.5196 | 383847.2867 | 386795.3302 | 377504.7005 | 375926.3084 | 0 | 0 | 0 | 0 | 0 | 0 | 0 | 0 | 0 | 0 | 0 | 0 | 0 | 0 | 0 | 0 | 0 | 0 | 0 | 0 | 0 | 0 | 0 | 0 | -0.037521 | 0.021904 | -0.005728 | -0.47652 | 0.10237 | 0.030605 | -0.059164 | -0.040464 | 0.020119 | 0.052737 | 0.040233 | 0.02021 | 0.033932 | 0.042545 | 0.02475 | 0.019123 | -0.043884 | -0.0011601 | -0.039924 | 0.031081 | 0.0076509 | -0.024313 | -0.0041899 | 0.10794
| 27 | 4693469.0418 | 0 | 4357636.4133 | 0 |  | 535663.8686 | 499202.2594 | 507930.4828 | 505582.6214 | 331260.3805 | 360108.3515 | 367209.1401 | 351681.8463 | 323086.9318 | 332119.3411 | 344498.7801 | 370131.6481 | 376672.4894 | 390248.7881 | 387733.599 | 389626.0309 | 389575.4461 | 398670.2649 | 397292.2248 | 378522.3742 | 364362.0274 | 398147.5976 | 382118.2225 | 381721.3464 | 0 | 0 | 0 | 0 | 0 | 0 | 0 | 0 | 0 | 0 | 0 | 0 | 0 | 0 | 0 | 0 | 0 | 0 | 0 | 0 | 0 | 0 | 0 | 0 | -0.070496 | 0.017333 | -0.0046331 | -0.42281 | 0.0835 | 0.019527 | -0.043205 | -0.084805 | 0.027573 | 0.036596 | 0.071768 | 0.017517 | 0.035408 | -0.006466 | 0.0048689 | -0.00012984 | 0.023077 | -0.0034626 | -0.048397 | -0.038127 | 0.088675 | -0.041093 | -0.0010392 | 0.099601
| 28 | 3929668.0829 | 0 | 3645960.645 | 0 |  | 496741.4635 | 470123.7842 | 476909.3749 | 466921.9968 | 284783.1515 | 291847.6313 | 288681.4074 | 259860.6288 | 234851.2258 | 244916.8717 | 258255.9783 | 273471.2026 | 272864.1691 | 289071.2279 | 312681.219 | 313368.3948 | 318808.7561 | 312823.0228 | 295534.0032 | 283276.1081 | 310279.4074 | 327277.1801 | 320774.6955 | 332007.6975 | 0 | 0 | 0 | 0 | 0 | 0 | 0 | 0 | 0 | 0 | 0 | 0 | 0 | 0 | 0 | 0 | 0 | 0 | 0 | 0 | 0 | 0 | 0 | 0 | -0.055074 | 0.01433 | -0.021164 | -0.49443 | 0.024504 | -0.010908 | -0.10518 | -0.10119 | 0.041967 | 0.053032 | 0.057245 | -0.0022222 | 0.057699 | 0.078511 | 0.0021953 | 0.017212 | -0.018954 | -0.056854 | -0.042362 | 0.091051 | 0.053334 | -0.020068 | 0.034419 | 0.11656
| 29 | 5195935.833 | 0 | 4751604.8365 | 0 |  | 520060.9525 | 502404.9853 | 511403.7217 | 499546.197 | 332766.434 | 385011.6598 | 403598.6644 | 386811.4579 | 370981.0594 | 384715.6502 | 406530.218 | 431892.0054 | 445594.4287 | 455789.2876 | 483032.9056 | 493918.0487 | 496910.1979 | 492445.9979 | 490709.8934 | 471786.0587 | 470392.2365 | 493649.7204 | 519596.9592 | 542251.1295 | 0 | 0 | 0 | 0 | 0 | 0 | 0 | 0 | 0 | 0 | 0 | 0 | 0 | 0 | 0 | 0 | 0 | 0 | 0 | 0 | 0 | 0 | 0 | 0 | -0.034539 | 0.017753 | -0.023459 | -0.40626 | 0.14583 | 0.047147 | -0.042484 | -0.041786 | 0.036353 | 0.055154 | 0.060517 | 0.031234 | 0.022621 | 0.058054 | 0.022285 | 0.0060397 | -0.0090245 | -0.0035317 | -0.039327 | -0.0029587 | 0.048259 | 0.051227 | 0.042676 | 0.099066
| 30 | 4941967.8044 | 0 | 4500616.0575 | 0 |  | 529398.765 | 497642.8367 | 510089.2284 | 494334.1985 | 347933.8962 | 369987.3791 | 373010.758 | 359887.4135 | 339825.9554 | 346354.1566 | 350873.8991 | 368457.99 | 383534.8768 | 395278.3973 | 427195.6294 | 438005.2834 | 449772.4527 | 461022.627 | 454431.3762 | 464067.6856 | 474450.7716 | 495548.6236 | 531440.5162 | 507431.0543 | 0 | 0 | 0 | 0 | 0 | 0 | 0 | 0 | 0 | 0 | 0 | 0 | 0 | 0 | 0 | 0 | 0 | 0 | 0 | 0 | 0 | 0 | 0 | 0 | -0.061859 | 0.024703 | -0.031374 | -0.3512 | 0.061456 | 0.0081384 | -0.035816 | -0.057358 | 0.019028 | 0.012965 | 0.0489 | 0.040104 | 0.03016 | 0.077652 | 0.024989 | 0.026511 | 0.024705 | -0.0144 | 0.020984 | 0.022127 | 0.043508 | 0.069926 | -0.04623 | 0.08543
| 31 | 4413552.2003 | 0 | 4102958.525 | 0 |  | 520813.0338 | 503485.3945 | 509116.8569 | 500885.376 | 298064.9776 | 325257.1751 | 335345.1762 | 312664.9232 | 285861.1881 | 308571.7389 | 315033.2702 | 327508.8306 | 342867.2968 | 351115.7996 | 355108.3714 | 361935.0877 | 368964.4047 | 356679.6939 | 363511.1728 | 347986.378 | 341814.3812 | 345926.4345 | 361372.3788 | 364103.72 | 0 | 0 | 0 | 0 | 0 | 0 | 0 | 0 | 0 | 0 | 0 | 0 | 0 | 0 | 0 | 0 | 0 | 0 | 0 | 0 | 0 | 0 | 0 | 0 | -0.033836 | 0.011123 | -0.0163 | -0.51907 | 0.087305 | 0.030544 | -0.070028 | -0.089626 | 0.076448 | 0.020724 | 0.038837 | 0.045828 | 0.023773 | 0.011307 | 0.019042 | 0.019235 | -0.033862 | 0.018972 | -0.043647 | -0.017895 | 0.011958 | 0.043683 | 0.0075298 | 0.11756
| 32 | 4049418.3139 | 0 | 3812250.3423 | 0 |  | 506723.1942 | 484171.6163 | 492583.9852 | 480979.8659 | 285805.6822 | 326893.385 | 330241.1925 | 317777.3255 | 288477.9693 | 282949.9206 | 295638.1308 | 299760.9012 | 296802.3191 | 294909 | 300426.3984 | 288713.5846 | 285642.6232 | 269614.7143 | 258275.1237 | 258282.6374 | 258350.3275 | 267015.5112 | 275198.5511 | 278795.3779 | 0 | 0 | 0 | 0 | 0 | 0 | 0 | 0 | 0 | 0 | 0 | 0 | 0 | 0 | 0 | 0 | 0 | 0 | 0 | 0 | 0 | 0 | 0 | 0 | -0.045525 | 0.017226 | -0.02384 | -0.52051 | 0.13432 | 0.010189 | -0.038472 | -0.096732 | -0.019349 | 0.043866 | 0.013849 | -0.0099188 | -0.0063995 | 0.018536 | -0.039768 | -0.010694 | -0.057748 | -0.042969 | 2.9092e-05 | 0.00026204 | 0.03299 | 0.030186 | 0.012985 | 0.11665
| 33 | 3669331.5142 | 0 | 3479223.3735 | 0 |  | 507782.2767 | 486319.1674 | 490390.0688 | 480220.9718 | 289394.0032 | 295782.4305 | 280862.1463 | 248640.8529 | 227068.5876 | 230740.8867 | 232633.6207 | 239705.508 | 227263.9499 | 229802.0129 | 240696.7924 | 240228.1475 | 240919.3217 | 246860.7793 | 244431.163 | 220156.8009 | 203405.5582 | 212113.2438 | 225668.3885 | 224749.5997 | 0 | 0 | 0 | 0 | 0 | 0 | 0 | 0 | 0 | 0 | 0 | 0 | 0 | 0 | 0 | 0 | 0 | 0 | 0 | 0 | 0 | 0 | 0 | 0 | -0.043188 | 0.008336 | -0.020955 | -0.50646 | 0.021835 | -0.05176 | -0.12185 | -0.090757 | 0.016043 | 0.0081694 | 0.029946 | -0.053299 | 0.011106 | 0.04632 | -0.0019489 | 0.002873 | 0.024362 | -0.0098908 | -0.10459 | -0.079138 | 0.041918 | 0.061946 | -0.0040797 | 0.11403
| 34 | 3896974.5486 | 0 | 3674106.8664 | 0 |  | 506292.0806 | 490790.8854 | 493656.5325 | 485193.9378 | 292094.279 | 313047.235 | 313615.5082 | 291161.1646 | 261327.3751 | 266279.955 | 274661.4893 | 281421.5466 | 264403.9935 | 259101.7849 | 261991.0663 | 250704.4748 | 251459.342 | 257309.703 | 248987.4836 | 242786.0213 | 238926.0724 | 245362.0334 | 260336.9136 | 271195.7859 | 0 | 0 | 0 | 0 | 0 | 0 | 0 | 0 | 0 | 0 | 0 | 0 | 0 | 0 | 0 | 0 | 0 | 0 | 0 | 0 | 0 | 0 | 0 | 0 | -0.031096 | 0.0058219 | -0.017291 | -0.50747 | 0.069277 | 0.0018136 | -0.074291 | -0.1081 | 0.018774 | 0.030991 | 0.024314 | -0.062375 | -0.020257 | 0.011089 | -0.044036 | 0.0030065 | 0.022999 | -0.032878 | -0.025222 | -0.016026 | 0.026581 | 0.059242 | 0.040864 | 0.11293
| 35 | 5682186.7015 | 0 | 5231533.6899 | 0 |  | 569204.3714 | 543252.068 | 557207.2875 | 551409.1354 | 411841.2285 | 446334.2031 | 454402.8121 | 436295.0805 | 413576.4074 | 430543.7647 | 459409.9135 | 478590.8416 | 486058.1276 | 485189.2484 | 513832.2211 | 520690.851 | 513190.3503 | 494162.1464 | 514645.8506 | 509299.3394 | 512403.8991 | 499631.3107 | 525399.7468 | 509629.0813 | 0 | 0 | 0 | 551409.1354 | 411841.2285 | 446334.2031 | 0 | 0 | 0 | 0 | 0 | 0 | 0 | 0 | 0 | 0 | 0 | 0 | 0 | 0 | 0 | 0 | 0 | 0 | -0.046666 | 0.025364 | -0.01046 | -0.29184 | 0.08043 | 0.017916 | -0.040665 | -0.053477 | 0.040207 | 0.064894 | 0.040903 | 0.015482 | -0.0017892 | 0.057358 | 0.01326 | -0.01451 | -0.037783 | 0.040615 | -0.010443 | 0.0060772 | -0.025243 | 0.050289 | -0.030476 | 0.073116
| 36 | 4947765.8468 | 0 | 4547390.6974 | 0 |  | 522450.4737 | 483028.9164 | 496566.5501 | 492014.5197 | 337863.833 | 376065.4439 | 389753.0056 | 365928.3428 | 346495.2807 | 353885.2017 | 377231.2507 | 391014.061 | 404272.1265 | 403246.6296 | 445838.0185 | 455593.5089 | 471394.5625 | 470183.8148 | 470924.7698 | 461151.6867 | 459315.4034 | 452324.2919 | 449641.8403 | 456462.5414 | 0 | 0 | 0 | 0 | 0 | 0 | 0 | 0 | 0 | 0 | 0 | 0 | 0 | 0 | 0 | 0 | 0 | 0 | 0 | 0 | 0 | 0 | 0 | 0 | -0.078454 | 0.027641 | -0.0092093 | -0.37587 | 0.10712 | 0.03575 | -0.063076 | -0.054568 | 0.021103 | 0.063886 | 0.035885 | 0.033345 | -0.0025399 | 0.10041 | 0.021645 | 0.034094 | -0.0025717 | 0.0015746 | -0.020971 | -0.0039899 | -0.015338 | -0.005948 | 0.015055 | 0.092147
| 37 | 3401254.4161 | 0 | 3295667.7919 | 0 |  | 526844.9311 | 488711.6974 | 487467.7939 | 464715.4424 | 270637.3203 | 293489.874 | 284991.9465 | 253991.1818 | 215080.8977 | 209798.3526 | 218713.2116 | 222648.8198 | 218978.5629 | 208431.4457 | 212422.1155 | 183698.1412 | 167817.4165 | 150747.4186 | 135879.9095 | 122951.3914 | 116243.4067 | 117775.2179 | 122949.9239 | 123413.6297 | 0 | 0 | 0 | 0 | 0 | 0 | 0 | 0 | 0 | 0 | 0 | 0 | 0 | 0 | 0 | 0 | 0 | 0 | 0 | 0 | 0 | 0 | 0 | 0 | -0.075134 | -0.0025485 | -0.047799 | -0.54065 | 0.081064 | -0.029382 | -0.11516 | -0.16629 | -0.024867 | 0.041614 | 0.017834 | -0.016622 | -0.049364 | 0.018965 | -0.14528 | -0.090417 | -0.10727 | -0.10383 | -0.099982 | -0.056103 | 0.013092 | 0.042999 | 0.0037644 | 0.12238
| 38 | 3985266.9896 | 0 | 3755946.6539 | 0 |  | 529428.1884 | 504164.6775 | 504468.2089 | 480618.192 | 287591.8708 | 309343.1735 | 308226.9171 | 277525.5015 | 260425.791 | 265693.4144 | 276891.2885 | 278192.1822 | 284169.4415 | 276525.0702 | 283986.1282 | 289702.9196 | 288114.1427 | 281886.9138 | 263823.939 | 250375.9883 | 237968.5221 | 248550.5753 | 269499.426 | 291428.8798 | 0 | 0 | 0 | 0 | 0 | 0 | 0 | 0 | 0 | 0 | 0 | 0 | 0 | 0 | 0 | 0 | 0 | 0 | 0 | 0 | 0 | 0 | 0 | 0 | -0.048895 | 0.00060187 | -0.048432 | -0.51353 | 0.072909 | -0.003615 | -0.10492 | -0.063595 | 0.020025 | 0.041282 | 0.0046872 | 0.021259 | -0.027269 | 0.026624 | 0.019931 | -0.0054993 | -0.021851 | -0.066224 | -0.052318 | -0.050825 | 0.043508 | 0.08092 | 0.07823 | 0.11727
| 39 | 4045474.8433 | 0 | 3858300.4108 | 0 |  | 562212.6213 | 535548.3823 | 532593.8361 | 521823.0884 | 292038.6895 | 328560.3423 | 333213.3962 | 299983.0034 | 271705.8497 | 281100.2792 | 285913.8092 | 285786.4529 | 279016.2514 | 277540.2489 | 271949.9138 | 248977.3723 | 241582.7249 | 226231.2394 | 214455.8011 | 206172.1725 | 199623.351 | 209365.0432 | 221832.5676 | 221845.8648 | 0 | 0 | 0 | 0 | 0 | 0 | 0 | 0 | 0 | 0 | 0 | 0 | 0 | 0 | 0 | 0 | 0 | 0 | 0 | 0 | 0 | 0 | 0 | 0 | -0.048589 | -0.0055321 | -0.02043 | -0.58044 | 0.11783 | 0.014063 | -0.10506 | -0.099006 | 0.033991 | 0.016979 | -0.00044554 | -0.023975 | -0.0053041 | -0.020348 | -0.088256 | -0.03015 | -0.065654 | -0.053454 | -0.039392 | -0.032279 | 0.047647 | 0.057844 | 5.9941e-05 | 0.12856
| 40 | 4802892.2031 | 0 | 4376466.1148 | 0 |  | 522579.2391 | 504947.8163 | 507086.117 | 508641.1576 | 343736.5547 | 359089.1191 | 358725.57 | 331257.3169 | 300494.2439 | 295159.8269 | 322471.1086 | 343751.8464 | 360624.6608 | 378982.5785 | 414715.5096 | 438443.5894 | 445022.6911 | 448817.8933 | 470211.1633 | 450114.2644 | 453825.2001 | 478631.2257 | 508675.4854 | 501186.0257 | 0 | 0 | 0 | 0 | 0 | 0 | 0 | 0 | 0 | 0 | 0 | 0 | 0 | 0 | 0 | 0 | 0 | 0 | 0 | 0 | 0 | 0 | 0 | 0 | -0.034322 | 0.0042258 | 0.0030619 | -0.39187 | 0.043695 | -0.0010129 | -0.079662 | -0.097467 | -0.017912 | 0.088497 | 0.063906 | 0.047918 | 0.049653 | 0.090103 | 0.055638 | 0.014894 | 0.008492 | 0.046565 | -0.04368 | 0.0082106 | 0.053218 | 0.06088 | -0.014833 | 0.098131
| 41 | 5708294.1054 | 0 | 5154086.2081 | 0 |  | 503335.5949 | 490985.24 | 514500.6905 | 501127.3561 | 366092.7477 | 415230.7201 | 436456.0835 | 410093.9476 | 414957.3834 | 456976.5608 | 471716.3698 | 483244.7637 | 498783.736 | 532899.0554 | 562537.1857 | 576127.1173 | 599365.667 | 602236.222 | 593713.9453 | 581823.1323 | 612161.7964 | 635446.3858 | 645775.835 | 625095.5671 | 0 | 0 | 0 | 0 | 0 | 0 | 0 | 0 | 0 | 456976.5608 | 0 | 0 | 0 | 0 | 0 | 0 | 0 | 0 | 0 | 0 | 0 | 0 | 0 | 0 | -0.024843 | 0.046783 | -0.026337 | -0.31397 | 0.12595 | 0.049853 | -0.062301 | 0.01179 | 0.096456 | 0.031746 | 0.024145 | 0.031649 | 0.066159 | 0.054125 | 0.023871 | 0.039544 | 0.0047779 | -0.014252 | -0.020231 | 0.05083 | 0.037331 | 0.016125 | -0.032548 | 0.082483
| 42 | 6598665.3305 | 6598665.3305 | 5878920.0682 | 5878920.0682 |  | 541722.8437 | 526724.3223 | 547553.4073 | 540925.025 | 415882.1181 | 467435.3343 | 510445.8472 | 506927.5888 | 498609.9569 | 531603.2916 | 574180.1456 | 594539.0861 | 605646.5504 | 610171.6261 | 656461.8457 | 629874.1507 | 673282.0613 | 705756.024 | 692972.6081 | 721293.5476 | 762645.339 | 801795.2459 | 841052.7305 | 875702.398 | 0 | 0 | 0 | 0 | 415882.1181 | 467435.3343 | 510445.8472 | 506927.5888 | 498609.9569 | 531603.2916 | 574180.1456 | 594539.0861 | 605646.5504 | 610171.6261 | 656461.8457 | 629874.1507 | 673282.0613 | 705756.024 | 692972.6081 | 721293.5476 | 762645.339 | 801795.2459 | 841052.7305 | 875702.398 | -0.028077 | 0.038783 | -0.012179 | -0.26288 | 0.11686 | 0.088024 | -0.0069164 | -0.016544 | 0.064073 | 0.077046 | 0.034843 | 0.01851 | 0.0074437 | 0.073124 | -0.041345 | 0.066644 | 0.047105 | -0.018279 | 0.040056 | 0.055747 | 0.05006 | 0.047801 | 0.040372 | 0.07388
| 43 | 4540203.1758 | 0 | 4223730.7546 | 0 |  | 516882.053 | 496419.1933 | 500598.2383 | 488096.6092 | 331316.6275 | 357624.4292 | 369859.3442 | 333353.0217 | 314835.5751 | 317308.5679 | 334816.1608 | 352563.7346 | 347296.7256 | 367767.5358 | 373884.5343 | 369455.3549 | 379148.8618 | 366694.7518 | 367734.296 | 357392.6489 | 348134.953 | 361785.6673 | 370469.4927 | 358108.1705 | 0 | 0 | 0 | 0 | 0 | 0 | 0 | 0 | 0 | 0 | 0 | 0 | 0 | 0 | 0 | 0 | 0 | 0 | 0 | 0 | 0 | 0 | 0 | 0 | -0.040394 | 0.0083831 | -0.025291 | -0.38744 | 0.076409 | 0.033639 | -0.10392 | -0.057152 | 0.0078242 | 0.053707 | 0.05165 | -0.015052 | 0.057272 | 0.016496 | -0.011917 | 0.025899 | -0.033399 | 0.0028309 | -0.028526 | -0.026245 | 0.038462 | 0.023719 | -0.033936 | 0.091367
| 44 | 3914579.4062 | 0 | 3731969.8961 | 0 |  | 524321.9433 | 488892.5065 | 502878.5003 | 478807.9574 | 298273.734 | 316840.6078 | 313067.9895 | 303578.235 | 270878.6608 | 274288.2569 | 276214.3401 | 292433.8428 | 271474.9222 | 269035.5524 | 287513.7355 | 274511.0467 | 264637.3751 | 251246.4434 | 227511.3924 | 206639.4261 | 204460.0007 | 198420.8434 | 213826.7883 | 214012.8604 | 0 | 0 | 0 | 0 | 0 | 0 | 0 | 0 | 0 | 0 | 0 | 0 | 0 | 0 | 0 | 0 | 0 | 0 | 0 | 0 | 0 | 0 | 0 | 0 | -0.069963 | 0.028206 | -0.049049 | -0.47329 | 0.060387 | -0.011978 | -0.030781 | -0.11397 | 0.012509 | 0.0069976 | 0.057061 | -0.074369 | -0.0090262 | 0.066427 | -0.046279 | -0.036631 | -0.051926 | -0.099234 | -0.096225 | -0.010603 | -0.029982 | 0.074776 | 0.00086982 | 0.10877
| 45 | 4984727.5802 | 0 | 4622239.3997 | 0 |  | 601588.8876 | 585166.5433 | 583376.6238 | 567457.0909 | 352879.3026 | 388590.9299 | 395352.2382 | 343133.5195 | 310567.8329 | 321575.3326 | 321328.1617 | 343840.0558 | 353624.3401 | 370610.4296 | 388187.1902 | 379629.9376 | 401066.199 | 425787.5957 | 422111.9742 | 412197.3126 | 411073.7869 | 391907.5575 | 419949.6602 | 425517.3448 | 601588.8876 | 585166.5433 | 583376.6238 | 567457.0909 | 0 | 0 | 0 | 0 | 0 | 0 | 0 | 0 | 0 | 0 | 0 | 0 | 0 | 0 | 0 | 0 | 0 | 0 | 0 | 0 | -0.027678 | -0.0030635 | -0.027668 | -0.47504 | 0.096401 | 0.01725 | -0.14166 | -0.099717 | 0.034829 | -0.00076892 | 0.067714 | 0.028059 | 0.046916 | 0.046336 | -0.022291 | 0.05493 | 0.059814 | -0.00867 | -0.023768 | -0.0027294 | -0.047747 | 0.069109 | 0.013171 | 0.11431
| 46 | 5633605.3801 | 0 | 5040291.7297 | 0 |  | 509237.7108 | 485922.796 | 493277.826 | 490727.3772 | 344382.6355 | 396618.8168 | 427253.9596 | 422923.8103 | 409049.9228 | 426516.3799 | 449816.4453 | 460105.6706 | 486221.2863 | 502941.4762 | 541950.6013 | 551707.5116 | 575573.6884 | 588494.104 | 612798.5761 | 639993.2598 | 653163.3162 | 668146.2289 | 689014.2569 | 688268.2529 | 0 | 0 | 0 | 0 | 0 | 0 | 0 | 0 | 0 | 0 | 0 | 0 | 0 | 0 | 0 | 0 | 0 | 0 | 0 | 0 | 0 | 0 | 0 | 0 | -0.046865 | 0.015023 | -0.0051838 | -0.35414 | 0.14122 | 0.074403 | -0.010187 | -0.033355 | 0.041814 | 0.053189 | 0.022617 | 0.055208 | 0.03381 | 0.074701 | 0.017843 | 0.042349 | 0.0222 | 0.040469 | 0.043421 | 0.02037 | 0.02268 | 0.030755 | -0.0010833 | 0.088799
| 47 | 4621532.0655 | 0 | 4275676.9262 | 0 |  | 498128.4191 | 479543.2135 | 485329.2066 | 479291.1666 | 321510.2661 | 354208.9381 | 358154.4366 | 337777.3904 | 325925.6638 | 330977.5989 | 347846.019 | 367780.5776 | 377220.0313 | 379517.8107 | 417927.7542 | 405263.1717 | 415871.083 | 432513.8321 | 401917.1158 | 378243.7066 | 405367.948 | 377503.1793 | 398781.8836 | 387823.8623 | 0 | 0 | 0 | 0 | 0 | 0 | 0 | 0 | 0 | 0 | 0 | 0 | 0 | 0 | 0 | 0 | 0 | 0 | 0 | 0 | 0 | 0 | 0 | 0 | -0.038024 | 0.011993 | -0.012519 | -0.39928 | 0.096857 | 0.011077 | -0.058577 | -0.035718 | 0.015381 | 0.049709 | 0.055727 | 0.025342 | 0.0060729 | 0.096407 | -0.030772 | 0.025839 | 0.039239 | -0.073368 | -0.060707 | 0.069256 | -0.071216 | 0.054836 | -0.027863 | 0.0987
| 48 | 3849948.1522 | 0 | 3601658.283 | 0 |  | 502541.2072 | 478806.2438 | 479748.2852 | 471433.8197 | 278948.3471 | 296567.2234 | 286849.0333 | 259903.9928 | 235424.3144 | 233810.3584 | 245447.3184 | 257944.5767 | 269421.4011 | 274849.2077 | 290388.519 | 293039.847 | 289964.1807 | 285459.4969 | 285491.8929 | 281477.9948 | 284301.1516 | 280239.9426 | 286539.521 | 275803.5938 | 0 | 0 | 0 | 0 | 0 | 0 | 0 | 0 | 0 | 0 | 0 | 0 | 0 | 0 | 0 | 0 | 0 | 0 | 0 | 0 | 0 | 0 | 0 | 0 | -0.048382 | 0.0019655 | -0.017483 | -0.52475 | 0.061247 | -0.033318 | -0.098644 | -0.098923 | -0.0068791 | 0.048572 | 0.049662 | 0.043532 | 0.019946 | 0.054997 | 0.0090888 | -0.010551 | -0.015657 | 0.00011348 | -0.014159 | 0.0099798 | -0.014388 | 0.02223 | -0.038187 | 0.11674
| 49 | 4196782.988 | 0 | 3960393.7385 | 0 |  | 545420.767 | 515797.6991 | 522579.7971 | 503323.1772 | 340242.4481 | 353681.498 | 347701.7123 | 314265.8181 | 277550.4399 | 267434.5846 | 271963.8855 | 280130.6035 | 283141.5651 | 290457.3687 | 308083.1232 | 308197.2559 | 296027.9274 | 272630.811 | 273615.6186 | 260596.0111 | 258679.7704 | 271182.4243 | 272961.3103 | 272093.8179 | 0 | 0 | 0 | 0 | 0 | 0 | 0 | 0 | 0 | 0 | 0 | 0 | 0 | 0 | 0 | 0 | 0 | 0 | 0 | 0 | 0 | 0 | 0 | 0 | -0.055843 | 0.013063 | -0.037545 | -0.39157 | 0.038738 | -0.017052 | -0.10111 | -0.12424 | -0.037128 | 0.016794 | 0.029587 | 0.010691 | 0.02551 | 0.058913 | 0.00037039 | -0.040286 | -0.082335 | 0.0036057 | -0.048753 | -0.0073805 | 0.047201 | 0.0065383 | -0.0031831 | 0.09154
| 50 | 3868010.9305 | 0 | 3668395.2224 | 0 |  | 516026.974 | 496316.3317 | 513810.4728 | 489005.3965 | 307273.0707 | 318975.1932 | 304690.1378 | 263116.813 | 237910.6515 | 242233.9736 | 258425.3499 | 257207.5973 | 270624.4154 | 264859.6536 | 274893.8515 | 264634.6549 | 265722.6347 | 255057.1979 | 249027.1139 | 217857.9668 | 230323.1551 | 230541.9159 | 219277.5205 | 225453.6733 | 0 | 0 | 0 | 0 | 0 | 0 | 0 | 0 | 0 | 0 | 0 | 0 | 0 | 0 | 0 | 0 | 0 | 0 | 0 | 0 | 0 | 0 | 0 | 0 | -0.038946 | 0.034641 | -0.049481 | -0.46464 | 0.037377 | -0.045818 | -0.1467 | -0.1007 | 0.018009 | 0.064703 | -0.0047233 | 0.050848 | -0.021532 | 0.037185 | -0.038035 | 0.0041028 | -0.040965 | -0.023926 | -0.13372 | 0.05564 | 0.00094935 | -0.050095 | 0.027777 | 0.10941
| 51 | 2615326.4845 | 0 | 2585957.9265 | 0 |  | 650900.3157 | 578885.0152 | 603065.2854 | 516468.892 | 298645.3839 | 194625.6108 | 154962.6011 | 65803.1608 | 22341.7298 | 22400.0314 | 19071.2061 | 22396.3929 | 22240.8454 | 19916.5171 | 22168.2291 | 24209.9061 | 24315.2017 | 25496.0389 | 26588.7723 | 28882.7002 | 30757.9304 | 32916.7601 | 34529.197 | 35719.6724 | 650900.3157 | 578885.0152 | 603065.2854 | 0 | 0 | 0 | 0 | 0 | 0 | 0 | 0 | 0 | 0 | 0 | 0 | 0 | 0 | 0 | 0 | 0 | 0 | 0 | 0 | 0 | -0.11725 | 0.040922 | -0.15501 | -0.54776 | -0.42818 | -0.22789 | -0.85652 | -1.0802 | 0.0026061 | -0.16088 | 0.16072 | -0.0069694 | -0.11038 | 0.10711 | 0.088102 | 0.0043398 | 0.047421 | 0.041966 | 0.082754 | 0.062905 | 0.067834 | 0.047823 | 0.033896 | 0.3173
| 52 | 4558117.4222 | 0 | 4257640.9502 | 0 |  | 514675.3595 | 478831.2182 | 492892.7529 | 485312.2134 | 326815.9137 | 365226.4919 | 369345.8993 | 358986.3682 | 337077.3991 | 333624.8291 | 348281.7755 | 368674.8288 | 368337.8985 | 372588.108 | 389587.0253 | 377141.8021 | 371667.7085 | 364367.8137 | 352995.1846 | 347503.0409 | 343462.7986 | 341433.4863 | 344895.7096 | 333878.2612 | 0 | 0 | 0 | 0 | 0 | 0 | 0 | 0 | 0 | 0 | 0 | 0 | 0 | 0 | 0 | 0 | 0 | 0 | 0 | 0 | 0 | 0 | 0 | 0 | -0.072188 | 0.028943 | -0.015499 | -0.3954 | 0.11112 | 0.011216 | -0.028449 | -0.062972 | -0.010295 | 0.042995 | 0.056903 | -0.00091431 | 0.011473 | 0.044614 | -0.032466 | -0.014621 | -0.019836 | -0.031709 | -0.015681 | -0.011695 | -0.0059259 | 0.010089 | -0.032466 | 0.091276
| 53 | 4155901.3938 | 0 | 3906816.343 | 0 |  | 539918.7376 | 526163.5305 | 540467.0985 | 516277.4299 | 312565.5794 | 328026.2479 | 310643.4675 | 273732.0119 | 253607.4547 | 259389.8728 | 282104.8197 | 295075.0909 | 307443.7639 | 296084.6609 | 300752.6598 | 290136.5532 | 287809.7383 | 280521.7028 | 277733.7009 | 271918.9205 | 267268.9418 | 281038.0275 | 288674.044 | 297461.1228 | 0 | 0 | 0 | 0 | 0 | 0 | 0 | 0 | 0 | 0 | 0 | 0 | 0 | 0 | 0 | 0 | 0 | 0 | 0 | 0 | 0 | 0 | 0 | 0 | -0.025807 | 0.026822 | -0.045789 | -0.50183 | 0.048279 | -0.054448 | -0.1265 | -0.076362 | 0.022545 | 0.083946 | 0.044951 | 0.041062 | -0.037647 | 0.015643 | -0.035937 | -0.0080521 | -0.025649 | -0.0099883 | -0.021159 | -0.017249 | 0.050235 | 0.026808 | 0.029985 | 0.1142
| 54 | 4923824.9891 | 0 | 4508511.2534 | 0 |  | 508513.9918 | 497180.6053 | 507905.1238 | 496304.1649 | 329440.7503 | 364930.4561 | 369986.0197 | 342746.6995 | 336502.2638 | 353308.6289 | 383347.2527 | 414471.3365 | 413370.4104 | 414927.0321 | 435740.8529 | 432340.3648 | 437353.5558 | 455504.0281 | 463575.4463 | 466572.7197 | 470595.0092 | 463759.916 | 476973.3366 | 475600.1028 | 0 | 0 | 0 | 0 | 0 | 0 | 0 | 0 | 0 | 0 | 0 | 0 | 0 | 0 | 0 | 0 | 0 | 0 | 0 | 0 | 0 | 0 | 0 | 0 | -0.022539 | 0.021341 | -0.023106 | -0.40979 | 0.10231 | 0.013758 | -0.076474 | -0.018387 | 0.048737 | 0.081599 | 0.078063 | -0.0026598 | 0.0037586 | 0.048945 | -0.0078345 | 0.011529 | 0.040663 | 0.017565 | 0.0064447 | 0.008584 | -0.014631 | 0.028094 | -0.0028832 | 0.096978
| 55 | 5107635.5395 | 0 | 4667035.1033 | 0 |  | 528012.5393 | 507377.9529 | 520101.0028 | 508873.3827 | 337986.2669 | 389873.2414 | 393102.8523 | 367421.887 | 344153.2177 | 352342.9071 | 385448.8459 | 414544.6016 | 430223.2553 | 444371.466 | 477336.5743 | 462231.4157 | 461110.4644 | 464346.2966 | 471988.7654 | 463574.1536 | 491300.1375 | 509246.4112 | 512893.8479 | 487187.4179 | 0 | 0 | 0 | 0 | 0 | 0 | 0 | 0 | 0 | 0 | 0 | 0 | 0 | 0 | 0 | 0 | 0 | 0 | 0 | 0 | 0 | 0 | 0 | 0 | -0.039864 | 0.024767 | -0.021824 | -0.40919 | 0.14282 | 0.0082496 | -0.067561 | -0.065424 | 0.023518 | 0.089804 | 0.072772 | 0.037124 | 0.032357 | 0.071561 | -0.032156 | -0.002428 | 0.006993 | 0.016325 | -0.017989 | 0.058089 | 0.035877 | 0.0071369 | -0.05142 | 0.10217
| 56 | 5147368.6483 | 0 | 4746069.8968 | 0 |  | 532383.449 | 509974.8798 | 517772.9885 | 501370.4648 | 334883.3211 | 385382.2899 | 408974.9668 | 406886.9994 | 375005.0921 | 375758.725 | 398171.1035 | 415004.4115 | 417987.151 | 441588.9897 | 480169.3179 | 485623.9959 | 510309.3077 | 481766.7478 | 466934.0051 | 445626.9531 | 462163.8771 | 451657.158 | 447046.1598 | 461169.3715 | 0 | 0 | 0 | 0 | 0 | 0 | 0 | 0 | 0 | 0 | 0 | 0 | 0 | 0 | 0 | 0 | 0 | 0 | 0 | 0 | 0 | 0 | 0 | 0 | -0.043003 | 0.015175 | -0.032192 | -0.40356 | 0.14045 | 0.059418 | -0.0051184 | -0.081596 | 0.0020076 | 0.057935 | 0.041407 | 0.0071615 | 0.054929 | 0.083759 | 0.011296 | 0.049582 | -0.057557 | -0.031272 | -0.046706 | 0.036437 | -0.022996 | -0.010262 | 0.031104 | 0.10049
| 57 | 4749868.2323 | 0 | 4443310.1626 | 0 |  | 583889.6011 | 570590.5452 | 578165.0972 | 546902.0269 | 367470.2007 | 383899.6774 | 376205.2953 | 340516.6603 | 306994.1581 | 303601.8108 | 326776.4595 | 348473.5327 | 332543.5253 | 332029.5138 | 352309.0639 | 347853.6547 | 359549.3066 | 362641.8659 | 359315.2331 | 335471.1725 | 347961.839 | 334490.417 | 353736.0189 | 357500.7492 | 583889.6011 | 570590.5452 | 578165.0972 | 0 | 0 | 0 | 0 | 0 | 0 | 0 | 0 | 0 | 0 | 0 | 0 | 0 | 0 | 0 | 0 | 0 | 0 | 0 | 0 | 0 | -0.02304 | 0.013188 | -0.05559 | -0.39763 | 0.043739 | -0.020246 | -0.099671 | -0.10364 | -0.011112 | 0.073559 | 0.064286 | -0.046792 | -0.0015469 | 0.059285 | -0.012727 | 0.033069 | 0.0085644 | -0.0092157 | -0.068664 | 0.036557 | -0.039485 | 0.055943 | 0.010587 | 0.09584
| 58 | 5082098.0785 | 0 | 4690070.9312 | 0 |  | 534187.2285 | 502494.7633 | 527898.9979 | 518846.8465 | 374537.1028 | 401242.7729 | 399859.5992 | 374144.4752 | 373283.1921 | 397085.3267 | 396761.5951 | 403753.6197 | 426696.0238 | 429596.6234 | 429440.5507 | 422604.6793 | 440881.8778 | 431071.3115 | 437398.925 | 427114.2122 | 430785.8815 | 438138.4892 | 445877.1934 | 469582.1916 | 0 | 0 | 0 | 0 | 0 | 0 | 0 | 0 | 0 | 0 | 0 | 0 | 0 | 0 | 0 | 0 | 0 | 0 | 0 | 0 | 0 | 0 | 0 | 0 | -0.061161 | 0.04932 | -0.017296 | -0.32592 | 0.068876 | -0.0034532 | -0.066471 | -0.0023047 | 0.061814 | -0.0008156 | 0.017469 | 0.055267 | 0.0067748 | -0.00036337 | -0.016046 | 0.04234 | -0.022503 | 0.014572 | -0.023794 | 0.0085597 | 0.016924 | 0.017509 | 0.0518 | 0.078353
| 59 | 4640758.6808 | 0 | 4297709.4924 | 0 |  | 539438.8889 | 515610.6002 | 532463.2323 | 505669.1472 | 352620.6928 | 366560.6966 | 361793.884 | 332585.4308 | 305521.781 | 308171.6345 | 332334.2812 | 340062.9102 | 337769.3256 | 334402.1359 | 362026.2581 | 364857.2866 | 374221.7689 | 388952.5321 | 390895.2736 | 391288.095 | 382014.3057 | 388921.6539 | 384298.9307 | 404698.4058 | 0 | 0 | 0 | 0 | 0 | 0 | 0 | 0 | 0 | 0 | 0 | 0 | 0 | 0 | 0 | 0 | 0 | 0 | 0 | 0 | 0 | 0 | 0 | 0 | -0.045178 | 0.032162 | -0.051631 | -0.36049 | 0.038771 | -0.013089 | -0.084178 | -0.084876 | 0.0086358 | 0.075484 | 0.022989 | -0.0067674 | -0.010019 | 0.079372 | 0.0077895 | 0.025342 | 0.038609 | 0.0049824 | 0.0010044 | -0.023986 | 0.01792 | -0.011957 | 0.051721 | 0.08706
| 60 | 5521946.9162 | 0 | 5025286.6184 | 0 |  | 554483.5306 | 526472.419 | 542531.933 | 529023.9488 | 386888.0019 | 430789.1706 | 439614.229 | 417953.6997 | 396644.3779 | 387868.9502 | 400983.098 | 425955.865 | 455822.4883 | 464862.4275 | 497769.6668 | 498021.3867 | 517811.4546 | 508587.1807 | 525822.4933 | 535715.3081 | 538354.2762 | 554900.0673 | 580613.9963 | 587361.6597 | 0 | 0 | 0 | 0 | 0 | 0 | 0 | 0 | 0 | 0 | 0 | 0 | 0 | 0 | 0 | 0 | 0 | 0 | 0 | 0 | 0 | 0 | 0 | 0 | -0.051838 | 0.030048 | -0.025213 | -0.3129 | 0.10748 | 0.020279 | -0.050527 | -0.052331 | -0.022373 | 0.033252 | 0.060416 | 0.067768 | 0.019638 | 0.068396 | 0.00050557 | 0.038968 | -0.017975 | 0.033327 | 0.018639 | 0.004914 | 0.030271 | 0.045298 | 0.011555 | 0.079938
| 61 | 6988337.8852 | 6988337.8852 | 6193921.5642 | 6193921.5642 |  | 558317.4168 | 536245.4705 | 555701.4825 | 557471.6661 | 448725.2477 | 499025.8714 | 526057.0121 | 505809.0802 | 507203.0293 | 523310.0156 | 549192.8301 | 609452.7353 | 633448.7615 | 665875.5517 | 724192.459 | 747404.3892 | 777420.5321 | 813261.5554 | 822303.2416 | 814032.3104 | 831971.9495 | 890014.1802 | 944740.525 | 955204.2231 | 0 | 0 | 0 | 557471.6661 | 448725.2477 | 499025.8714 | 526057.0121 | 505809.0802 | 507203.0293 | 523310.0156 | 549192.8301 | 609452.7353 | 633448.7615 | 665875.5517 | 724192.459 | 747404.3892 | 777420.5321 | 813261.5554 | 822303.2416 | 814032.3104 | 831971.9495 | 890014.1802 | 944740.525 | 955204.2231 | -0.040336 | 0.035639 | 0.0031804 | -0.217 | 0.10625 | 0.052752 | -0.03925 | 0.0027521 | 0.031263 | 0.048276 | 0.10411 | 0.038618 | 0.049924 | 0.083954 | 0.031549 | 0.039375 | 0.045071 | 0.011056 | -0.010109 | 0.021799 | 0.067439 | 0.059673 | 0.011015 | 0.064584
| 62 | 5363969.6256 | 0 | 4811446.5537 | 0 |  | 493771.3903 | 474036.8922 | 477072.4824 | 484491.1091 | 331519.3543 | 373529.4705 | 401201.0525 | 403872.6824 | 371100.6361 | 398008.4998 | 427101.5705 | 456070.8856 | 466277.0835 | 471630.705 | 505255.1584 | 532799.0736 | 542907.1258 | 554928.863 | 585735.8643 | 570724.5397 | 591701.3592 | 616045.3798 | 646139.1207 | 663461.8255 | 0 | 0 | 0 | 0 | 0 | 0 | 0 | 0 | 0 | 0 | 0 | 0 | 0 | 0 | 0 | 0 | 0 | 0 | 0 | 0 | 0 | 0 | 0 | 0 | -0.040787 | 0.0063833 | 0.015431 | -0.37941 | 0.11931 | 0.071466 | 0.006637 | -0.084626 | 0.07 | 0.070548 | 0.065626 | 0.022132 | 0.011416 | 0.068867 | 0.053081 | 0.018794 | 0.021902 | 0.054029 | -0.025962 | 0.036095 | 0.040319 | 0.047694 | 0.026456 | 0.095666
| 63 | 4494924.0055 | 0 | 4181376.603 | 0 |  | 524237.5224 | 499551.4066 | 505737.3698 | 497129.5396 | 305387.4352 | 345359.4535 | 361064.2778 | 332930.9256 | 312860.9362 | 316195.2525 | 330922.456 | 343125.5067 | 348734.545 | 346665.2979 | 361855.7585 | 363089.7068 | 363718.9116 | 353330.0584 | 366389.4047 | 359280.2539 | 357858.3514 | 349882.8732 | 366391.204 | 349451.7664 | 0 | 0 | 0 | 0 | 0 | 0 | 0 | 0 | 0 | 0 | 0 | 0 | 0 | 0 | 0 | 0 | 0 | 0 | 0 | 0 | 0 | 0 | 0 | 0 | -0.048234 | 0.012307 | -0.017167 | -0.48727 | 0.123 | 0.04447 | -0.081121 | -0.062176 | 0.010601 | 0.045524 | 0.036212 | 0.016215 | -0.0059513 | 0.042886 | 0.0034043 | 0.0017314 | -0.028979 | 0.036294 | -0.019594 | -0.0039655 | -0.022539 | 0.046103 | -0.047336 | 0.11154
| 64 | 4157056.4725 | 0 | 3927818.5465 | 0 |  | 549822.0116 | 523105.3931 | 531606.2365 | 513517.3227 | 325261.5273 | 345456.716 | 339658.8376 | 305996.5112 | 275948.0735 | 273329.6427 | 274566.3122 | 269354.0678 | 287477.0134 | 287670.3932 | 291049.6232 | 274542.4683 | 268595.1143 | 273502.0819 | 275217.3829 | 238174.99 | 245450.5156 | 253541.9249 | 272012.4884 | 273456 | 0 | 0 | 0 | 0 | 0 | 0 | 0 | 0 | 0 | 0 | 0 | 0 | 0 | 0 | 0 | 0 | 0 | 0 | 0 | 0 | 0 | 0 | 0 | 0 | -0.049812 | 0.01612 | -0.034619 | -0.45665 | 0.060238 | -0.016926 | -0.10437 | -0.10336 | -0.0095342 | 0.0045143 | -0.019166 | 0.065116 | 0.00067245 | 0.011678 | -0.058388 | -0.021901 | 0.018104 | 0.006252 | -0.14456 | 0.03009 | 0.032434 | 0.070319 | 0.0052928 | 0.10738
| 65 | 5864910.7146 | 0 | 5325426.3262 | 0 |  | 582830.9406 | 556521.9754 | 571311.7237 | 566061.0885 | 442014.8882 | 465911.9531 | 456002.0494 | 424053.1053 | 391948.6247 | 397728.1574 | 424191.1705 | 457274.4446 | 475645.4873 | 495156.9086 | 517476.2319 | 524257.2065 | 552495.0744 | 569566.3219 | 585491.8451 | 572698.4427 | 581203.3535 | 606521.3759 | 630863.8547 | 637856.0044 | 582830.9406 | 556521.9754 | 571311.7237 | 566061.0885 | 442014.8882 | 465911.9531 | 456002.0494 | 0 | 0 | 0 | 0 | 0 | 0 | 0 | 0 | 0 | 0 | 0 | 0 | 0 | 0 | 0 | 0 | 0 | -0.046191 | 0.026228 | -0.009233 | -0.24736 | 0.052653 | -0.021499 | -0.072639 | -0.078728 | 0.014638 | 0.064415 | 0.0751 | 0.039389 | 0.040202 | 0.044089 | 0.013019 | 0.052462 | 0.030431 | 0.027577 | -0.022093 | 0.014741 | 0.042639 | 0.03935 | 0.011022 | 0.068213
| 66 | 4529815.9308 | 0 | 4239484.3037 | 0 |  | 552587.7195 | 515782.2583 | 520344.6531 | 492558.525 | 337684.5498 | 371283.1231 | 359861.459 | 331661.4094 | 309237.9508 | 308787.7556 | 314567.6739 | 337993.0226 | 337436.5424 | 345521.8859 | 349681.0496 | 357312.9451 | 361992.1171 | 363401.7532 | 359568.2363 | 347489.6613 | 330594.1251 | 329330.1305 | 331819.726 | 326353.1973 | 0 | 0 | 0 | 0 | 0 | 0 | 0 | 0 | 0 | 0 | 0 | 0 | 0 | 0 | 0 | 0 | 0 | 0 | 0 | 0 | 0 | 0 | 0 | 0 | -0.068927 | 0.0088067 | -0.054878 | -0.3775 | 0.094853 | -0.031246 | -0.081605 | -0.070004 | -0.0014569 | 0.018545 | 0.071826 | -0.0016478 | 0.023679 | 0.011965 | 0.021591 | 0.01301 | 0.0038865 | -0.010605 | -0.034169 | -0.049843 | -0.0038307 | 0.0075311 | -0.016612 | 0.08811
| 67 | 5359934.0313 | 0 | 4973722.5219 | 0 |  | 617186.499 | 592407.3577 | 601071.0369 | 584535.5606 | 381754.1529 | 429848.8892 | 432265.0655 | 404785.8712 | 368772.7433 | 377495.5197 | 397496.617 | 412455.6036 | 400253.4775 | 405834.8702 | 438958.3405 | 397221.2528 | 419890.9451 | 427206.1774 | 439449.4662 | 412125.5059 | 409348.5876 | 445357.1539 | 455151.5918 | 448339.6862 | 617186.499 | 592407.3577 | 601071.0369 | 584535.5606 | 0 | 0 | 0 | 0 | 0 | 0 | 0 | 0 | 0 | 0 | 0 | 0 | 0 | 0 | 0 | 0 | 0 | 0 | 0 | 0 | -0.040977 | 0.014519 | -0.027896 | -0.42604 | 0.11866 | 0.0056053 | -0.065681 | -0.093178 | 0.023378 | 0.051628 | 0.036942 | -0.030031 | 0.013848 | 0.078458 | -0.099911 | 0.055502 | 0.017272 | 0.028256 | -0.064195 | -0.0067608 | 0.084309 | 0.021754 | -0.015079 | 0.10549
| 68 | 5341460.7672 | 0 | 4830723.6225 | 0 |  | 526695.8378 | 501255.0597 | 525256.454 | 518269.0456 | 335862.2914 | 377143.3657 | 393359.4865 | 377491.5844 | 360867.5989 | 369246.1554 | 395904.6749 | 430574.5558 | 444341.3747 | 465077.1271 | 496153.8874 | 516396.3727 | 538292.4261 | 544325.7365 | 549603.9085 | 555451.1962 | 564571.9765 | 563654.2142 | 592973.4216 | 602956.987 | 0 | 0 | 0 | 0 | 0 | 0 | 0 | 0 | 0 | 0 | 0 | 0 | 0 | 0 | 0 | 0 | 0 | 0 | 0 | 0 | 0 | 0 | 0 | 0 | -0.049508 | 0.046772 | -0.013392 | -0.43379 | 0.11592 | 0.042099 | -0.041176 | -0.045037 | 0.022952 | 0.06971 | 0.083947 | 0.031473 | 0.04561 | 0.064683 | 0.039988 | 0.041527 | 0.011146 | 0.00965 | 0.010583 | 0.016287 | -0.0016269 | 0.050709 | 0.016696 | 0.10392
| 69 | 5082674.9309 | 0 | 4669762.3077 | 0 |  | 543210.9637 | 514904.0282 | 535935.119 | 518294.5255 | 292724.6021 | 343844.9696 | 371195.5499 | 367013.4806 | 371935.1991 | 387109.6753 | 399585.5347 | 423143.485 | 438655.3798 | 438483.253 | 444645.4273 | 445334.9607 | 477989.1124 | 467396.0464 | 478584.1248 | 477561.6388 | 469510.4374 | 456098.3078 | 469261.6807 | 481846.0151 | 0 | 0 | 0 | 0 | 0 | 0 | 0 | 0 | 0 | 0 | 0 | 0 | 0 | 0 | 0 | 0 | 0 | 0 | 0 | 0 | 0 | 0 | 0 | 0 | -0.053517 | 0.040033 | -0.033469 | -0.57131 | 0.16096 | 0.076538 | -0.01133 | 0.013321 | 0.039988 | 0.03172 | 0.057283 | 0.036003 | -0.00039247 | 0.013956 | 0.0015495 | 0.070761 | -0.022411 | 0.023655 | -0.0021388 | -0.017003 | -0.028982 | 0.028452 | 0.026464 | 0.13134
| 70 | 5215193.2944 | 0 | 4730475.9038 | 0 |  | 522794.5104 | 500522.1526 | 512494.4538 | 504617.4942 | 342265.1492 | 367490.836 | 381488.2339 | 376397.6518 | 363786.8528 | 382156.4088 | 407588.195 | 435716.5814 | 445634.9257 | 458997.1054 | 479115.3762 | 485763.6352 | 472683.1561 | 490895.4131 | 519273.947 | 487799.6876 | 517368.3855 | 552952.3804 | 566046.4682 | 570687.7148 | 0 | 0 | 0 | 0 | 0 | 0 | 0 | 0 | 0 | 0 | 0 | 0 | 0 | 0 | 0 | 0 | 0 | 0 | 0 | 0 | 0 | 0 | 0 | 0 | -0.043537 | 0.023638 | -0.015489 | -0.38821 | 0.071113 | 0.037382 | -0.013434 | -0.034078 | 0.049262 | 0.064427 | 0.066735 | 0.022508 | 0.029544 | 0.042898 | 0.013781 | -0.027297 | 0.037806 | 0.0562 | -0.062527 | 0.05885 | 0.066517 | 0.023404 | 0.008166 | 0.093676
| 71 | 4606644.4755 | 0 | 4264912.9306 | 0 |  | 490102.6264 | 479586.5643 | 484750.7523 | 473140.7286 | 308290.8268 | 346586.8237 | 366879.2177 | 343802.5759 | 332998.8343 | 333490.0668 | 361829.8174 | 382103.1673 | 381530.3045 | 377209.6736 | 392783.4658 | 400137.3959 | 415525.9698 | 416669.0744 | 414654.0521 | 380305.0186 | 376370.9027 | 379129.9919 | 389401.3119 | 410713.4322 | 0 | 0 | 0 | 0 | 0 | 0 | 0 | 0 | 0 | 0 | 0 | 0 | 0 | 0 | 0 | 0 | 0 | 0 | 0 | 0 | 0 | 0 | 0 | 0 | -0.02169 | 0.01071 | -0.024242 | -0.42835 | 0.11709 | 0.056899 | -0.064965 | -0.031929 | 0.0014741 | 0.081561 | 0.054517 | -0.0015004 | -0.011389 | 0.040457 | 0.018549 | 0.037737 | 0.0027472 | -0.0048478 | -0.086471 | -0.010399 | 0.007304 | 0.026731 | 0.053285 | 0.10222
| 72 | 3903030.4156 | 0 | 3694207.3628 | 0 |  | 544227.1217 | 502752.3509 | 510847.4673 | 493789.2616 | 297768.1983 | 316915.0468 | 310027.5269 | 278780.601 | 250886.3727 | 250129.3544 | 262327.5612 | 254245.7823 | 252660.6269 | 255846.566 | 268728.2622 | 251771.0624 | 257113.3002 | 251271.7573 | 239869.9215 | 220423.5749 | 227161.4681 | 247992.0189 | 237095.5215 | 236686.0609 | 0 | 0 | 0 | 0 | 0 | 0 | 0 | 0 | 0 | 0 | 0 | 0 | 0 | 0 | 0 | 0 | 0 | 0 | 0 | 0 | 0 | 0 | 0 | 0 | -0.079269 | 0.015973 | -0.033962 | -0.50579 | 0.062318 | -0.021973 | -0.10624 | -0.10542 | -0.0030219 | 0.047616 | -0.031293 | -0.0062543 | 0.012531 | 0.049123 | -0.06518 | 0.020997 | -0.022982 | -0.046438 | -0.084546 | 0.03011 | 0.087735 | -0.044933 | -0.0017285 | 0.11504
| 73 | 4808699.3139 | 0 | 4532639.257 | 0 |  | 594145.4217 | 568012.9284 | 583853.1243 | 562897.2916 | 375020.0388 | 414041.5579 | 408118.6767 | 371101.0817 | 329377.1979 | 315070.0873 | 329179.2945 | 346149.0216 | 333467.6636 | 332119.1227 | 363204.4798 | 361917.4173 | 352983.6105 | 344916.8743 | 327602.405 | 299726.2708 | 305839.8044 | 315218.591 | 313757.884 | 320215.7064 | 594145.4217 | 568012.9284 | 583853.1243 | 562897.2916 | 0 | 0 | 0 | 0 | 0 | 0 | 0 | 0 | 0 | 0 | 0 | 0 | 0 | 0 | 0 | 0 | 0 | 0 | 0 | 0 | -0.04498 | 0.027505 | -0.036552 | -0.40612 | 0.098987 | -0.014408 | -0.095084 | -0.11927 | -0.044408 | 0.043807 | 0.050267 | -0.037323 | -0.0040522 | 0.089472 | -0.0035499 | -0.024994 | -0.023118 | -0.051503 | -0.088931 | 0.020192 | 0.030205 | -0.0046447 | 0.020373 | 0.098864
| 74 | 5566050.2859 | 0 | 5092461.9878 | 0 |  | 564512.2662 | 527947.9979 | 547974.0993 | 541456.0557 | 381574.8909 | 418138.7665 | 435411.2742 | 403432.1418 | 393621.5178 | 409131.8307 | 434910.9771 | 475881.8445 | 477603.1375 | 485826.8362 | 492221.1286 | 496659.9655 | 512298.9034 | 535048.6972 | 519912.4147 | 532154.3837 | 537840.5349 | 546426.3848 | 542112.0335 | 522627.4212 | 0 | 0 | 0 | 0 | 0 | 0 | 0 | 0 | 0 | 0 | 0 | 0 | 0 | 0 | 0 | 0 | 0 | 0 | 0 | 0 | 0 | 0 | 0 | 0 | -0.066964 | 0.03723 | -0.011966 | -0.34995 | 0.091506 | 0.040478 | -0.076283 | -0.024618 | 0.038648 | 0.061104 | 0.090028 | 0.0036105 | 0.017072 | 0.013076 | 0.0089776 | 0.031003 | 0.04345 | -0.028697 | 0.023273 | 0.010628 | 0.015837 | -0.0079269 | -0.036604 | 0.086479
| 75 | 4894098.2117 | 0 | 4571056.626 | 0 |  | 578094.4503 | 551118.3918 | 555048.9074 | 536079.1139 | 346836.4539 | 377725.1425 | 383766.5832 | 361792.8538 | 336649.9578 | 334395.1918 | 362295.6627 | 379971.9273 | 372869.9389 | 372075.5261 | 391488.2765 | 404093.7229 | 428581.6529 | 392853.0004 | 391435.9972 | 376161.6141 | 361554.748 | 351857.2867 | 369684.3494 | 386980.3827 | 0 | 0 | 0 | 0 | 0 | 0 | 0 | 0 | 0 | 0 | 0 | 0 | 0 | 0 | 0 | 0 | 0 | 0 | 0 | 0 | 0 | 0 | 0 | 0 | -0.047788 | 0.0071066 | -0.034774 | -0.43543 | 0.085313 | 0.015868 | -0.058963 | -0.072028 | -0.0067202 | 0.080137 | 0.047637 | -0.018868 | -0.0021328 | 0.050859 | 0.031691 | 0.058834 | -0.087046 | -0.0036135 | -0.039803 | -0.039605 | -0.027188 | 0.049424 | 0.045724 | 0.10324
| 76 | 4487102.6172 | 0 | 4180880.0736 | 0 |  | 535947.5963 | 504745.6692 | 512429.6004 | 491914.3914 | 339592.6752 | 363302.4434 | 356285.1787 | 335197.6118 | 294062.5982 | 298940.0295 | 317425.2535 | 331298.6254 | 340410.2767 | 347824.7013 | 356165.6391 | 351163.0259 | 354523.9188 | 348949.8745 | 347736.1089 | 348120.2099 | 331950.2303 | 331555.7286 | 357948.2139 | 374260.9239 | 0 | 0 | 0 | 0 | 0 | 0 | 0 | 0 | 0 | 0 | 0 | 0 | 0 | 0 | 0 | 0 | 0 | 0 | 0 | 0 | 0 | 0 | 0 | 0 | -0.059982 | 0.015109 | -0.040859 | -0.37056 | 0.067489 | -0.019504 | -0.061011 | -0.13093 | 0.01645 | 0.059999 | 0.042778 | 0.027131 | 0.021547 | 0.023697 | -0.014145 | 0.0095252 | -0.015848 | -0.0034844 | 0.001104 | -0.047563 | -0.0011891 | 0.076592 | 0.044565 | 0.090738
| 77 | 4266752.0348 | 0 | 4000521.631 | 0 |  | 522349.0275 | 489964.8594 | 496367.4414 | 480987.6282 | 319608.3231 | 344600.6765 | 341830.957 | 316311.2524 | 284331.2856 | 283944.0604 | 301191.8733 | 325430.5504 | 308312.2248 | 312559.7373 | 329702.9777 | 323755.347 | 335362.401 | 325837.7761 | 348400.7407 | 331445.3973 | 310707.6236 | 309306.833 | 300059.8628 | 286149.5999 | 0 | 0 | 0 | 0 | 0 | 0 | 0 | 0 | 0 | 0 | 0 | 0 | 0 | 0 | 0 | 0 | 0 | 0 | 0 | 0 | 0 | 0 | 0 | 0 | -0.064002 | 0.012983 | -0.031475 | -0.40875 | 0.07529 | -0.0080699 | -0.07759 | -0.10659 | -0.0013628 | 0.05897 | 0.077402 | -0.054036 | 0.013683 | 0.053397 | -0.018204 | 0.035224 | -0.028812 | 0.066954 | -0.04989 | -0.064611 | -0.0045186 | -0.030352 | -0.047467 | 0.098134
| 78 | 4381856.3632 | 0 | 4051127.6883 | 0 |  | 515205.6309 | 488149.6735 | 498612.6174 | 480668.5084 | 311576.9932 | 337824.6429 | 324767.3432 | 299875.4113 | 283917.4778 | 283831.211 | 304363.437 | 330150.9482 | 336737.5967 | 342385.9589 | 358889.9933 | 357461.922 | 363170.8454 | 374644.1792 | 377987.1656 | 359587.8113 | 354195.9153 | 374285.8984 | 392215.482 | 384952.2235 | 0 | 0 | 0 | 0 | 0 | 0 | 0 | 0 | 0 | 0 | 0 | 0 | 0 | 0 | 0 | 0 | 0 | 0 | 0 | 0 | 0 | 0 | 0 | 0 | -0.053944 | 0.021207 | -0.036652 | -0.43353 | 0.08088 | -0.039418 | -0.079742 | -0.054683 | -0.00030389 | 0.069843 | 0.081327 | 0.019754 | 0.016635 | 0.047077 | -0.0039871 | 0.015845 | 0.031103 | 0.0088835 | -0.049902 | -0.015108 | 0.05517 | 0.046791 | -0.018692 | 0.10233
| 79 | 4331253.9141 | 0 | 4031576.3806 | 0 |  | 522287.0601 | 497707.567 | 500834.9757 | 479876.835 | 312453.893 | 337429.4044 | 338153.0416 | 318444.3103 | 290104.5377 | 290800.54 | 304274.8542 | 324382.9877 | 331640.3797 | 335420.6579 | 348622.4444 | 338641.6168 | 340337.1895 | 338383.2709 | 326380.5255 | 312530.3937 | 318776.0815 | 336106.8269 | 348561.622 | 362243.4399 | 0 | 0 | 0 | 0 | 0 | 0 | 0 | 0 | 0 | 0 | 0 | 0 | 0 | 0 | 0 | 0 | 0 | 0 | 0 | 0 | 0 | 0 | 0 | 0 | -0.048205 | 0.006264 | -0.042747 | -0.42907 | 0.076899 | 0.0021423 | -0.060051 | -0.093206 | 0.0023963 | 0.045294 | 0.063993 | 0.022126 | 0.011334 | 0.038604 | -0.029047 | 0.0049945 | -0.0057577 | -0.036115 | -0.043362 | 0.019787 | 0.05294 | 0.036386 | 0.038501 | 0.09978
| 80 | 4768320.471 | 0 | 4388491.0335 | 0 |  | 546660.8211 | 520720.454 | 532027.8855 | 521702.1339 | 368523.0484 | 367972.5817 | 373686.3177 | 344145.861 | 294328.8685 | 293261.4341 | 311017.0052 | 315509.6391 | 325742.7833 | 351719.5198 | 395859.0547 | 407730.3704 | 435157.5753 | 432018.7064 | 425314.633 | 412928.7217 | 436249.4665 | 444782.4873 | 426322.6406 | 414753.4802 | 0 | 0 | 0 | 0 | 0 | 0 | 0 | 0 | 0 | 0 | 0 | 0 | 0 | 0 | 0 | 0 | 0 | 0 | 0 | 0 | 0 | 0 | 0 | 0 | -0.048615 | 0.021483 | -0.019599 | -0.34759 | -0.0014948 | 0.015408 | -0.082351 | -0.15637 | -0.0036333 | 0.058783 | 0.014342 | 0.031919 | 0.076726 | 0.11822 | 0.029548 | 0.065102 | -0.0072393 | -0.01564 | -0.029554 | 0.054939 | 0.019371 | -0.042389 | -0.027512 | 0.092681
| 81 | 5000248.3518 | 0 | 4641982.562 | 0 |  | 559937.3489 | 533407.223 | 540401.7659 | 525721.2945 | 359035.1602 | 388967.78 | 393288.9012 | 377177.0088 | 346743.3982 | 348905.7388 | 374102.1936 | 400753.5813 | 408289.0053 | 408101.1584 | 424535.7429 | 406469.3522 | 435807.4538 | 417482.9244 | 419032.9808 | 397063.4328 | 387261.12 | 399221.084 | 424076.9123 | 420607.0114 | 0 | 0 | 0 | 0 | 0 | 0 | 0 | 0 | 0 | 0 | 0 | 0 | 0 | 0 | 0 | 0 | 0 | 0 | 0 | 0 | 0 | 0 | 0 | 0 | -0.04854 | 0.013028 | -0.027542 | -0.38135 | 0.080076 | 0.011048 | -0.04183 | -0.08413 | 0.0062168 | 0.069727 | 0.068818 | 0.018629 | -0.00046019 | 0.039481 | -0.043488 | 0.069692 | -0.042957 | 0.003706 | -0.053854 | -0.024997 | 0.030416 | 0.060399 | -0.0082159 | 0.092646
| 82 | 4935433.8474 | 0 | 4584886.1332 | 0 |  | 590054.6389 | 550196.5213 | 563704.0737 | 536435.2653 | 384397.5487 | 404975.8099 | 386592.9211 | 354823.9975 | 322881.9719 | 329684.7797 | 333504.9736 | 357657.8183 | 356250.5781 | 370031.3479 | 370778.9595 | 393893.5142 | 415857.9475 | 411639.4198 | 405367.0452 | 377279.3447 | 395210.4 | 398022.2857 | 401399.7302 | 397620.1793 | 590054.6389 | 0 | 0 | 0 | 0 | 0 | 0 | 0 | 0 | 0 | 0 | 0 | 0 | 0 | 0 | 0 | 0 | 0 | 0 | 0 | 0 | 0 | 0 | 0 | -0.06994 | 0.024254 | -0.049584 | -0.33327 | 0.05215 | -0.046455 | -0.08575 | -0.094335 | 0.02085 | 0.011521 | 0.069919 | -0.0039424 | 0.037953 | 0.0020184 | 0.060475 | 0.054263 | -0.010196 | -0.015355 | -0.071807 | 0.046432 | 0.0070897 | 0.0084498 | -0.0094605 | 0.083868
| 83 | 4800163.5303 | 0 | 4494447.8347 | 0 |  | 582765.577 | 549322.9025 | 553399.063 | 529798.8224 | 342035.2894 | 369975.3133 | 368623.6802 | 347627.8256 | 333642.9546 | 332774.5396 | 346170.6019 | 364815.9542 | 366947.0466 | 377836.1565 | 394453.8849 | 382598.281 | 393400.9485 | 381722.4386 | 381599.9871 | 351710.7498 | 353881.9143 | 342221.1644 | 350921.8293 | 340174.698 | 582765.577 | 0 | 0 | 0 | 0 | 0 | 0 | 0 | 0 | 0 | 0 | 0 | 0 | 0 | 0 | 0 | 0 | 0 | 0 | 0 | 0 | 0 | 0 | 0 | -0.059099 | 0.0073929 | -0.043582 | -0.43758 | 0.078522 | -0.00366 | -0.058644 | -0.041061 | -0.0026062 | 0.039467 | 0.052461 | 0.0058246 | 0.029243 | 0.043042 | -0.030517 | 0.027844 | -0.030136 | -0.00032084 | -0.081564 | 0.0061542 | -0.033506 | 0.025106 | -0.031104 | 0.098791
| 84 | 4722567.8917 | 0 | 4401431.33 | 0 |  | 584066.7252 | 562824.0716 | 559566.9423 | 547288.2331 | 348373.4256 | 374097.4189 | 365616.8302 | 350342.1586 | 310998.8109 | 312942.9276 | 333659.8509 | 348738.0573 | 333772.5504 | 336928.0517 | 359443.3635 | 356149.5003 | 361162.7362 | 338249.6375 | 339299.4171 | 315527.7655 | 334156.1267 | 362870.7219 | 386846.6475 | 379957.7577 | 584066.7252 | 562824.0716 | 0 | 0 | 0 | 0 | 0 | 0 | 0 | 0 | 0 | 0 | 0 | 0 | 0 | 0 | 0 | 0 | 0 | 0 | 0 | 0 | 0 | 0 | -0.037048 | -0.0058039 | -0.022188 | -0.4517 | 0.071241 | -0.02293 | -0.042676 | -0.11912 | 0.0062317 | 0.064101 | 0.044199 | -0.043861 | 0.0094096 | 0.064687 | -0.009206 | 0.013978 | -0.065544 | 0.0030988 | -0.072636 | 0.057362 | 0.082438 | 0.063982 | -0.017968 | 0.10791
| 85 | 4257472.7776 | 0 | 3993731.5522 | 0 |  | 508791.0786 | 483520.4613 | 499980.0582 | 480075.9964 | 304169.3539 | 335468.403 | 348192.9233 | 321683.334 | 299367.8483 | 310165.0814 | 309902.567 | 312779.4965 | 326056.8873 | 329917.6965 | 346120.3906 | 329452.8088 | 327476.0889 | 314780.9443 | 308911.8982 | 307996.3727 | 291747.0346 | 295589.7497 | 310111.2479 | 301760.1827 | 0 | 0 | 0 | 0 | 0 | 0 | 0 | 0 | 0 | 0 | 0 | 0 | 0 | 0 | 0 | 0 | 0 | 0 | 0 | 0 | 0 | 0 | 0 | 0 | -0.050944 | 0.033475 | -0.040624 | -0.45636 | 0.097943 | 0.037229 | -0.079189 | -0.071895 | 0.035432 | -0.00084673 | 0.0092405 | 0.041573 | 0.011771 | 0.047943 | -0.049354 | -0.0060181 | -0.039538 | -0.018821 | -0.0029681 | -0.054201 | 0.013085 | 0.047959 | -0.027298 | 0.1045
| 86 | 3799974.3292 | 0 | 3590398.3159 | 0 |  | 504814.9727 | 485217.2036 | 489416.2897 | 475822.4322 | 251907.6148 | 288208.2936 | 294296.4481 | 278705.1168 | 253097.0565 | 257566.4625 | 265844.1075 | 266425.5214 | 269865.3292 | 260328.4842 | 280543.1052 | 258484.9008 | 266486.1312 | 262885.2869 | 255769.0878 | 231608.2516 | 232778.4946 | 241114.3389 | 241450.5287 | 236815.7121 | 0 | 0 | 0 | 0 | 0 | 0 | 0 | 0 | 0 | 0 | 0 | 0 | 0 | 0 | 0 | 0 | 0 | 0 | 0 | 0 | 0 | 0 | 0 | 0 | -0.039595 | 0.0086168 | -0.028169 | -0.63598 | 0.13462 | 0.020904 | -0.054433 | -0.096381 | 0.017505 | 0.031632 | 0.0021847 | 0.012828 | -0.035979 | 0.074783 | -0.08189 | 0.030485 | -0.013604 | -0.027443 | -0.099228 | 0.00504 | 0.035184 | 0.0013933 | -0.019382 | 0.14162
| 87 | 4516006.1816 | 0 | 4168409.9439 | 0 |  | 553699.1398 | 530044.9818 | 535783.0687 | 516271.9817 | 330865.6468 | 350638.1242 | 339907.7962 | 312938.4159 | 285798.379 | 273131.8333 | 294665.4917 | 301480.5647 | 325729.1396 | 336450.9657 | 342092.7782 | 341621.8801 | 356083.8724 | 353924.9925 | 366705.2613 | 357685.9689 | 362570.358 | 382443.6047 | 416031.9501 | 424875.3999 | 0 | 0 | 0 | 0 | 0 | 0 | 0 | 0 | 0 | 0 | 0 | 0 | 0 | 0 | 0 | 0 | 0 | 0 | 0 | 0 | 0 | 0 | 0 | 0 | -0.04366 | 0.010767 | -0.037096 | -0.44492 | 0.058042 | -0.03108 | -0.082668 | -0.09072 | -0.045332 | 0.075886 | 0.022865 | 0.077361 | 0.032386 | 0.01663 | -0.0013775 | 0.041462 | -0.0060813 | 0.035473 | -0.024903 | 0.013563 | 0.053363 | 0.084181 | 0.021034 | 0.10608
| 88 | 5344923.7398 | 0 | 4826331.8635 | 0 |  | 538930.5856 | 507939.8089 | 530967.7202 | 513777.1219 | 356550.6619 | 385263.9966 | 403517.6529 | 403053.0867 | 363781.8434 | 367031.1825 | 384908.9098 | 400684.9597 | 421843.0002 | 453927.0622 | 486799.5001 | 488378.5804 | 510993.7179 | 519539.9483 | 543874.5355 | 547928.256 | 557177.5777 | 580440.9651 | 612686.1418 | 611287.6011 | 0 | 0 | 0 | 0 | 0 | 0 | 0 | 0 | 0 | 0 | 0 | 0 | 0 | 0 | 0 | 0 | 0 | 0 | 0 | 0 | 0 | 0 | 0 | 0 | -0.059224 | 0.044338 | -0.032912 | -0.36531 | 0.077452 | 0.046291 | -0.001152 | -0.10251 | 0.0088925 | 0.04756 | 0.040169 | 0.051458 | 0.073303 | 0.069916 | 0.0032386 | 0.045266 | 0.016586 | 0.045775 | 0.0074258 | 0.01674 | 0.040904 | 0.054065 | -0.0022852 | 0.091503
| 89 | 4669179.1347 | 0 | 4377372.4614 | 0 |  | 559983.5531 | 526455.4749 | 533837.3313 | 520800.9892 | 342856.8441 | 366665.2438 | 359961.7308 | 338864.7697 | 312061.2269 | 322528.5957 | 328011.5206 | 352016.6823 | 357054.9723 | 371878.3394 | 406279.5953 | 393739.1755 | 384206.881 | 371441.1054 | 370485.8471 | 343873.9152 | 342844.8831 | 328696.9778 | 328817.4897 | 322725.8858 | 0 | 0 | 0 | 0 | 0 | 0 | 0 | 0 | 0 | 0 | 0 | 0 | 0 | 0 | 0 | 0 | 0 | 0 | 0 | 0 | 0 | 0 | 0 | 0 | -0.061741 | 0.013924 | -0.024723 | -0.41805 | 0.067136 | -0.018452 | -0.060397 | -0.082402 | 0.032992 | 0.016857 | 0.07063 | 0.014211 | 0.040677 | 0.088475 | -0.031353 | -0.024508 | -0.033791 | -0.0025751 | -0.07454 | -0.002997 | -0.042142 | 0.00036657 | -0.0187 | 0.09722
| 90 | 4442926.3942 | 0 | 4163829.8939 | 0 |  | 540829.7136 | 509878.7586 | 525792.5408 | 511011.4967 | 347743.5059 | 353400.8525 | 351305.9726 | 320828.7581 | 291898.2811 | 292897.9831 | 304488.3857 | 330702.8354 | 333914.1442 | 344268.1099 | 349675.7513 | 348634.2197 | 339645.9953 | 330131.3808 | 334290.9381 | 320201.3358 | 315697.8596 | 315402.0372 | 316400.7528 | 320410.9827 | 0 | 0 | 0 | 0 | 0 | 0 | 0 | 0 | 0 | 0 | 0 | 0 | 0 | 0 | 0 | 0 | 0 | 0 | 0 | 0 | 0 | 0 | 0 | 0 | -0.058931 | 0.030734 | -0.028515 | -0.38493 | 0.016138 | -0.0059454 | -0.09075 | -0.094502 | 0.003419 | 0.038809 | 0.082587 | 0.0096637 | 0.030537 | 0.015586 | -0.002983 | -0.026119 | -0.028413 | 0.012521 | -0.043062 | -0.014164 | -0.00093748 | 0.0031615 | 0.012595 | 0.088532
| 91 | 5087148.3579 | 0 | 4656770.6417 | 0 |  | 528760.3178 | 504766.8395 | 521618.0064 | 513796.7066 | 370934.0565 | 393363.0978 | 390467.329 | 375978.1346 | 351946.3857 | 355920.3 | 384931.2867 | 408921.9886 | 410951.7737 | 412358.0355 | 453456.1433 | 454565.9179 | 457002.8941 | 454413.1535 | 454713.2735 | 442987.2751 | 464306.4928 | 466829.134 | 506758.7778 | 523821.3944 | 0 | 0 | 0 | 0 | 0 | 0 | 0 | 0 | 0 | 0 | 0 | 0 | 0 | 0 | 0 | 0 | 0 | 0 | 0 | 0 | 0 | 0 | 0 | 0 | -0.046439 | 0.032839 | -0.015108 | -0.3258 | 0.058709 | -0.0073888 | -0.037813 | -0.066052 | 0.011228 | 0.078358 | 0.06046 | 0.0049515 | 0.0034161 | 0.095007 | 0.0024444 | 0.0053468 | -0.0056829 | 0.00066024 | -0.026126 | 0.047004 | 0.0054184 | 0.082072 | 0.033116 | 0.082215
| 92 | 6135263.6428 | 6135263.6428 | 5396196.5099 | 0 |  | 533849.397 | 514420.6244 | 525583.3686 | 508380.782 | 379297.771 | 421320.819 | 436033.8289 | 423967.0814 | 408793.9457 | 420825.0911 | 450473.2716 | 482383.517 | 522065.4868 | 571220.5054 | 625971.4077 | 634528.1642 | 659471.5672 | 697339.1279 | 714481.2637 | 739355.6151 | 788397.3789 | 820309.022 | 846936.8281 | 914053.0621 | 0 | 0 | 0 | 0 | 0 | 0 | 0 | 0 | 0 | 0 | 0 | 0 | 0 | 571220.5054 | 625971.4077 | 634528.1642 | 659471.5672 | 697339.1279 | 714481.2637 | 739355.6151 | 788397.3789 | 820309.022 | 846936.8281 | 914053.0621 | -0.037073 | 0.021468 | -0.033278 | -0.29291 | 0.10507 | 0.034325 | -0.028064 | -0.036445 | 0.029006 | 0.068081 | 0.068441 | 0.079054 | 0.089982 | 0.091529 | 0.013577 | 0.038557 | 0.055833 | 0.024285 | 0.034222 | 0.064223 | 0.039679 | 0.031945 | 0.076263 | 0.080472
| 93 | 5642081.469 | 0 | 5140830.2543 | 0 |  | 533916.4961 | 508336.094 | 519956.3727 | 508656.8482 | 361838.1266 | 417966.6715 | 449887.9884 | 442146.0993 | 427406.5031 | 443328.9892 | 474680.2842 | 501604.8633 | 496203.1966 | 515397.6254 | 549302.9151 | 534273.5441 | 527517.1705 | 535880.2423 | 534628.7508 | 518146.6091 | 537688.0467 | 550028.0637 | 586021.5685 | 611098.1059 | 0 | 0 | 0 | 0 | 0 | 0 | 0 | 0 | 0 | 443328.9892 | 474680.2842 | 0 | 0 | 0 | 0 | 0 | 0 | 0 | 0 | 0 | 0 | 0 | 0 | 0 | -0.049097 | 0.022602 | -0.021971 | -0.34058 | 0.1442 | 0.073597 | -0.017358 | -0.033905 | 0.036577 | 0.068329 | 0.055171 | -0.010827 | 0.037953 | 0.063711 | -0.027742 | -0.012727 | 0.015729 | -0.0023381 | -0.031314 | 0.03702 | 0.022691 | 0.063387 | 0.041901 | 0.088101
| 94 | 5000723.2687 | 0 | 4625838.2449 | 0 |  | 596689.0749 | 563306.1316 | 569792.3862 | 550132.2892 | 372723.3144 | 393369.6764 | 386002.4641 | 356974.5758 | 335747.0561 | 323844.4912 | 326371.4842 | 342906.1109 | 358985.7379 | 364568.5399 | 398866.5589 | 403696.6829 | 408316.1463 | 423413.4647 | 430086.4785 | 409765.8443 | 408814.3253 | 439390.9236 | 426322.9117 | 429591.8347 | 596689.0749 | 563306.1316 | 569792.3862 | 550132.2892 | 0 | 0 | 0 | 0 | 0 | 0 | 0 | 0 | 0 | 0 | 0 | 0 | 0 | 0 | 0 | 0 | 0 | 0 | 0 | 0 | -0.057573 | 0.011449 | -0.035113 | -0.38932 | 0.053913 | -0.018906 | -0.078179 | -0.061306 | -0.036095 | 0.0077728 | 0.04942 | 0.045826 | 0.015432 | 0.089912 | 0.012037 | 0.011378 | 0.036307 | 0.015637 | -0.0484 | -0.0023248 | 0.072128 | -0.030192 | 0.0076385 | 0.092755
| 95 | 5324004.7003 | 0 | 4861879.0722 | 0 |  | 550399.5452 | 523715.3227 | 529805.534 | 509756.2871 | 354718.355 | 391429.1009 | 403445.9325 | 395789.6784 | 366140.2094 | 379491.0884 | 392574.0422 | 428693.121 | 455848.6825 | 450651.2045 | 487791.6612 | 506504.8458 | 511018.7001 | 508507.421 | 503131.3315 | 501552.8358 | 499168.6542 | 524648.2437 | 528502.3807 | 551687.4755 | 0 | 0 | 0 | 0 | 0 | 0 | 0 | 0 | 0 | 0 | 0 | 0 | 0 | 0 | 0 | 0 | 0 | 0 | 0 | 0 | 0 | 0 | 0 | 0 | -0.049696 | 0.011562 | -0.038577 | -0.36261 | 0.09848 | 0.030238 | -0.01916 | -0.077867 | 0.035815 | 0.033894 | 0.088016 | 0.06142 | -0.011467 | 0.079195 | 0.037645 | 0.0088723 | -0.0049264 | -0.010629 | -0.0031423 | -0.0047649 | 0.049784 | 0.0073193 | 0.042934 | 0.090205
| 96 | 4772862.6757 | 0 | 4422635.3545 | 0 |  | 530144.9031 | 502657.5358 | 512641.3413 | 503621.4085 | 344426.5741 | 367454.6484 | 374254.1059 | 343621.3465 | 314908.9756 | 321160.186 | 360525.5876 | 372953.2055 | 374176.9818 | 383780.634 | 416151.3881 | 414336.7483 | 428808.8913 | 423444.5726 | 432272.9887 | 406139.5798 | 395320.926 | 392203.9867 | 399697.0252 | 404349.6625 | 0 | 0 | 0 | 0 | 0 | 0 | 0 | 0 | 0 | 0 | 0 | 0 | 0 | 0 | 0 | 0 | 0 | 0 | 0 | 0 | 0 | 0 | 0 | 0 | -0.053241 | 0.019667 | -0.017752 | -0.37994 | 0.064719 | 0.018335 | -0.085395 | -0.087257 | 0.019656 | 0.11562 | 0.03389 | 0.0032759 | 0.025342 | 0.080978 | -0.0043701 | 0.034332 | -0.012589 | 0.020635 | -0.06236 | -0.026999 | -0.0079158 | 0.018925 | 0.011573 | 0.093712
| 97 | 5651937.7876 | 0 | 5123760.0703 | 0 |  | 547905.9333 | 521464.3393 | 545845.157 | 531946.3319 | 385191.7702 | 417773.308 | 433545.1464 | 417229.4281 | 399785.0654 | 392776.5754 | 424977.9244 | 473275.9589 | 484665.8041 | 494660.0728 | 537883.7834 | 528019.7144 | 552006.5175 | 545838.8782 | 553148.0394 | 549050.3967 | 562738.3656 | 582639.1914 | 617849.0542 | 644739.7934 | 0 | 0 | 0 | 0 | 0 | 0 | 0 | 0 | 0 | 0 | 0 | 0 | 0 | 0 | 0 | 0 | 0 | 0 | 0 | 0 | 0 | 0 | 0 | 0 | -0.049463 | 0.045694 | -0.025793 | -0.3228 | 0.081198 | 0.037057 | -0.03836 | -0.042709 | -0.017686 | 0.078796 | 0.10764 | 0.023781 | 0.020411 | 0.083772 | -0.018509 | 0.044426 | -0.011236 | 0.013302 | -0.0074354 | 0.024625 | 0.034753 | 0.058676 | 0.042603 | 0.084036
| 98 | 5328209.5614 | 0 | 4868442.9924 | 0 |  | 530001.6613 | 505160.5452 | 524491.9374 | 522829.1613 | 361873.1001 | 400057.3907 | 412477.7491 | 411110.3701 | 385592.4754 | 386661.6326 | 418300.4133 | 465618.3823 | 458602.4681 | 462961.9719 | 487549.4014 | 482662.0981 | 477473.4426 | 476325.3325 | 490446.1158 | 477766.9254 | 487444.5899 | 519182.2617 | 536865.9187 | 551460.1454 | 0 | 0 | 0 | 0 | 0 | 0 | 0 | 0 | 0 | 0 | 0 | 0 | 0 | 0 | 0 | 0 | 0 | 0 | 0 | 0 | 0 | 0 | 0 | 0 | -0.048004 | 0.037554 | -0.0031753 | -0.36796 | 0.10031 | 0.030574 | -0.0033205 | -0.064081 | 0.0027689 | 0.07865 | 0.10717 | -0.015183 | 0.0094612 | 0.051747 | -0.010075 | -0.010808 | -0.0024074 | 0.029214 | -0.026192 | 0.020054 | 0.063078 | 0.033493 | 0.026821 | 0.091161
| 99 | 4558129.9852 | 0 | 4228261.346 | 0 |  | 538986.626 | 523372.1904 | 530198.6599 | 504144.6636 | 316161.0839 | 340352.3367 | 345609.4313 | 327872.8732 | 308592.1546 | 306856.9628 | 318343.5931 | 340696.8066 | 342417.9278 | 352665.3202 | 370301.2149 | 360154.7038 | 369286.5166 | 371516.4523 | 374859.4561 | 351704.1021 | 358589.0606 | 370975.0947 | 389104.7401 | 382357.7751 | 0 | 0 | 0 | 0 | 0 | 0 | 0 | 0 | 0 | 0 | 0 | 0 | 0 | 0 | 0 | 0 | 0 | 0 | 0 | 0 | 0 | 0 | 0 | 0 | -0.029398 | 0.012959 | -0.050389 | -0.46661 | 0.07373 | 0.015328 | -0.052683 | -0.060605 | -0.0056388 | 0.03675 | 0.067862 | 0.0050391 | 0.029488 | 0.048797 | -0.027783 | 0.025039 | 0.0060203 | 0.008958 | -0.063761 | 0.019387 | 0.033958 | 0.047714 | -0.017492 | 0.10601
| 100 | 3855783.406 | 0 | 3612534.9011 | 0 |  | 491633.9419 | 466057.6407 | 480278.6638 | 466181.4426 | 278708.7551 | 293280.9074 | 286390.2301 | 260766.1706 | 245273.3009 | 245031.0502 | 257127.5021 | 267349.7028 | 273688.7116 | 281729.8494 | 307560.8446 | 300219.9798 | 287095.8813 | 282852.2605 | 301562.2356 | 285958.2891 | 288795.5176 | 265399.632 | 273544.9517 | 275783.7357 | 0 | 0 | 0 | 0 | 0 | 0 | 0 | 0 | 0 | 0 | 0 | 0 | 0 | 0 | 0 | 0 | 0 | 0 | 0 | 0 | 0 | 0 | 0 | 0 | -0.053425 | 0.030057 | -0.029792 | -0.51441 | 0.050964 | -0.023776 | -0.093731 | -0.061251 | -0.00098816 | 0.048187 | 0.038985 | 0.023434 | 0.028957 | 0.087724 | -0.024157 | -0.044699 | -0.014892 | 0.064052 | -0.05313 | 0.0098729 | -0.084482 | 0.030229 | 0.008151 | 0.11703
| 101 | 2514253.0289 | 0 | 2484471.8022 | 0 |  | 662815.9316 | 583534.0745 | 595869.7592 | 510789.7857 | 270331.6281 | 152353.8062 | 93148.4565 | 36748.6319 | 14915.3149 | 16496.124 | 17967.5201 | 19645.3289 | 21211.9279 | 23174.1437 | 25484.6365 | 27226.8972 | 27358.3828 | 28465.8475 | 29656.2915 | 30846.6291 | 32058.1788 | 33222.4475 | 34645.736 | 35732.8718 | 662815.9316 | 583534.0745 | 595869.7592 | 0 | 0 | 0 | 0 | 0 | 0 | 0 | 0 | 0 | 0 | 0 | 0 | 0 | 0 | 0 | 0 | 0 | 0 | 0 | 0 | 0 | -0.12739 | 0.020919 | -0.15406 | -0.63631 | -0.57344 | -0.49201 | -0.93009 | -0.90171 | 0.10074 | 0.08544 | 0.089274 | 0.076724 | 0.088474 | 0.095039 | 0.06613 | 0.0048176 | 0.039682 | 0.040969 | 0.039353 | 0.038525 | 0.035673 | 0.041949 | 0.030896 | 0.32935
| 102 | 4691312.6953 | 0 | 4341639.252 | 0 |  | 516436.8194 | 493293.2112 | 496142.2222 | 496958.3295 | 356681.5681 | 376492.7596 | 379020.2814 | 351605.1643 | 330503.4805 | 325495.0466 | 345276.4237 | 357164.2478 | 372128.194 | 362810.0258 | 401182.8096 | 389380.4962 | 385613.7703 | 393480.7913 | 395970.3304 | 388609.111 | 391792.5337 | 390785.8634 | 400824.2808 | 406294.706 | 0 | 0 | 0 | 0 | 0 | 0 | 0 | 0 | 0 | 0 | 0 | 0 | 0 | 0 | 0 | 0 | 0 | 0 | 0 | 0 | 0 | 0 | 0 | 0 | -0.045849 | 0.0057589 | 0.0016436 | -0.33166 | 0.054055 | 0.0066909 | -0.075081 | -0.061892 | -0.01527 | 0.058998 | 0.03385 | 0.041043 | -0.025359 | 0.10054 | -0.02986 | -0.0097207 | 0.020196 | 0.006307 | -0.018765 | 0.0081585 | -0.0025727 | 0.025363 | 0.013556 | 0.080355
| 103 | 5270057.7145 | 0 | 4798100.7038 | 0 |  | 533744.0843 | 526349.7833 | 546849.32 | 534640.6352 | 395542.244 | 414989.8276 | 413755.7249 | 386316.2675 | 354778.6518 | 371642.0757 | 373601.4964 | 382657.9762 | 400641.913 | 430084.185 | 448238.2381 | 441956.8972 | 467785.7949 | 477393.5494 | 491820.0884 | 517075.804 | 512653.6439 | 522850.2336 | 544327.8861 | 569844.4161 | 0 | 0 | 0 | 0 | 0 | 0 | 0 | 0 | 0 | 0 | 0 | 0 | 0 | 0 | 0 | 0 | 0 | 0 | 0 | 0 | 0 | 0 | 0 | 0 | -0.013951 | 0.038207 | -0.022578 | -0.30134 | 0.047996 | -0.0029782 | -0.068619 | -0.085162 | 0.046437 | 0.0052585 | 0.023952 | 0.045926 | 0.070913 | 0.041344 | -0.014113 | 0.056798 | 0.020331 | 0.029772 | 0.050077 | -0.008589 | 0.019695 | 0.040257 | 0.045812 | 0.076893
| 104 | 5833455.5825 | 0 | 5227392.4841 | 0 |  | 509063.8175 | 489182.4297 | 521238.7527 | 507126.0797 | 354858.6268 | 410062.4534 | 434213.5392 | 432944.3567 | 426579.1486 | 452616.7514 | 485194.6542 | 525749.2136 | 535737.2622 | 547964.6459 | 558115.5594 | 569157.6725 | 587330.264 | 602253.174 | 614412.3031 | 621462.5645 | 658215.1551 | 687799.1007 | 711905.7517 | 699345.8648 | 0 | 0 | 0 | 0 | 0 | 0 | 0 | 0 | 0 | 452616.7514 | 485194.6542 | 525749.2136 | 535737.2622 | 547964.6459 | 0 | 0 | 0 | 0 | 0 | 0 | 0 | 0 | 0 | 0 | -0.039838 | 0.063473 | -0.027449 | -0.35704 | 0.14459 | 0.057227 | -0.0029272 | -0.014811 | 0.059248 | 0.069504 | 0.080274 | 0.01882 | 0.022567 | 0.018355 | 0.019591 | 0.03143 | 0.025091 | 0.019988 | 0.011409 | 0.057456 | 0.043965 | 0.034449 | -0.0178 | 0.090233
| 105 | 4666681.4022 | 0 | 4365976.7846 | 0 |  | 541408.5913 | 510215.6436 | 523790.4504 | 506024.3157 | 332757.0308 | 374094.4311 | 381884.0451 | 362433.6284 | 338726.8416 | 332918.0498 | 342667.4343 | 356691.595 | 370325.3829 | 379848.4442 | 397156.7049 | 378613.3415 | 369972.758 | 357773.2187 | 354323.9315 | 338094.966 | 340707.1015 | 334776.4319 | 343533.2346 | 347475.5738 | 0 | 0 | 0 | 0 | 0 | 0 | 0 | 0 | 0 | 0 | 0 | 0 | 0 | 0 | 0 | 0 | 0 | 0 | 0 | 0 | 0 | 0 | 0 | 0 | -0.059341 | 0.026258 | -0.034507 | -0.41917 | 0.1171 | 0.020609 | -0.052276 | -0.067647 | -0.017298 | 0.028864 | 0.040111 | 0.037511 | 0.02539 | 0.044559 | -0.047815 | -0.023086 | -0.03353 | -0.0096878 | -0.046885 | 0.0076963 | -0.01756 | 0.025821 | 0.011411 | 0.097276
| 106 | 3828831.5747 | 0 | 3605734.0479 | 0 |  | 489350.1095 | 471067.7087 | 481882.8433 | 476853.4791 | 278624.5661 | 299822.7488 | 297422.2707 | 270794.5927 | 245636.4432 | 255080.8724 | 266047.114 | 272367.1176 | 271888.285 | 274436.0846 | 280782.6833 | 273996.9089 | 282232.5214 | 264431.6654 | 269132.4604 | 251116.8125 | 244781.3592 | 252865.4088 | 260242.1217 | 256702.477 | 0 | 0 | 0 | 0 | 0 | 0 | 0 | 0 | 0 | 0 | 0 | 0 | 0 | 0 | 0 | 0 | 0 | 0 | 0 | 0 | 0 | 0 | 0 | 0 | -0.038076 | 0.022699 | -0.010492 | -0.53734 | 0.073326 | -0.0080385 | -0.093792 | -0.097508 | 0.037728 | 0.042093 | 0.023477 | -0.0017596 | 0.0093271 | 0.022863 | -0.024464 | 0.029614 | -0.065148 | 0.017621 | -0.069285 | -0.025553 | 0.032492 | 0.028755 | -0.013695 | 0.11954
| 107 | 5371214.3589 | 0 | 4923732.3708 | 0 |  | 535068.1006 | 523693.08 | 547354.156 | 529630.6111 | 380195.5277 | 411782.0699 | 411880.311 | 400773.1676 | 364441.2407 | 384398.0481 | 414135.5592 | 428946.5728 | 447095.5284 | 458154.965 | 475665.1778 | 484688.5403 | 513490.2769 | 521091.5783 | 516489.5114 | 498090.3282 | 483203.9686 | 498555.7333 | 529387.3457 | 526358.6658 | 0 | 0 | 0 | 0 | 0 | 0 | 0 | 0 | 0 | 0 | 0 | 0 | 0 | 0 | 0 | 0 | 0 | 0 | 0 | 0 | 0 | 0 | 0 | 0 | -0.021488 | 0.04419 | -0.032916 | -0.33149 | 0.079809 | 0.00023855 | -0.027337 | -0.09503 | 0.053313 | 0.074515 | 0.035139 | 0.04144 | 0.024435 | 0.037507 | 0.018792 | 0.057725 | 0.014695 | -0.0088708 | -0.036274 | -0.030343 | 0.031277 | 0.060005 | -0.0057375 | 0.083585
| 108 | 4724907.6651 | 0 | 4333653.8703 | 0 |  | 491391.5633 | 475635.7553 | 481045.4843 | 479210.0054 | 312789.6027 | 337006.6693 | 342164.939 | 341733.937 | 334355.9676 | 350750.9929 | 372376.6781 | 401317.8849 | 414190.704 | 408596.4279 | 436103.9252 | 420144.2784 | 411141.1835 | 418532.2117 | 435715.4611 | 428994.4536 | 435923.0359 | 432974.8807 | 455902.4269 | 454582.3401 | 0 | 0 | 0 | 0 | 0 | 0 | 0 | 0 | 0 | 0 | 0 | 0 | 0 | 0 | 0 | 0 | 0 | 0 | 0 | 0 | 0 | 0 | 0 | 0 | -0.032589 | 0.011309 | -0.0038229 | -0.42661 | 0.074572 | 0.01519 | -0.0012604 | -0.021826 | 0.04787 | 0.059829 | 0.074848 | 0.031573 | -0.013599 | 0.065153 | -0.037282 | -0.021662 | 0.017817 | 0.040236 | -0.015545 | 0.016022 | -0.006786 | 0.051599 | -0.0028997 | 0.098423
| 109 | 5945883.7418 | 0 | 5352745.3263 | 0 |  | 546580.5994 | 522322.0983 | 531867.6485 | 530934.8564 | 374999.7875 | 442831.2126 | 460440.5924 | 443503.7886 | 429068.101 | 439310.1641 | 478846.9639 | 484322.5975 | 514788.187 | 546420.8492 | 591975.4656 | 577961.0077 | 581045.652 | 581779.561 | 627830.5284 | 625098.4153 | 631152.5902 | 648745.1236 | 685993.8861 | 739757.5338 | 0 | 0 | 0 | 0 | 0 | 442831.2126 | 460440.5924 | 443503.7886 | 0 | 0 | 478846.9639 | 0 | 0 | 546420.8492 | 591975.4656 | 0 | 0 | 0 | 0 | 0 | 0 | 0 | 0 | 739757.5338 | -0.045397 | 0.01811 | -0.0017553 | -0.34771 | 0.16626 | 0.038995 | -0.037477 | -0.033091 | 0.02359 | 0.086175 | 0.01137 | 0.061004 | 0.059634 | 0.080076 | -0.023959 | 0.0053229 | 0.0012623 | 0.076179 | -0.0043612 | 0.0096386 | 0.027492 | 0.055829 | 0.075454 | 0.092654
| 110 | 5063780.3602 | 0 | 4662333.9064 | 0 |  | 516790.9482 | 493688.1457 | 507108.4048 | 495774.3618 | 365100.2906 | 406301.3747 | 414896.6134 | 401301.4103 | 374366.4707 | 366036.6563 | 373190.3724 | 389477.5509 | 407265.9387 | 423162.0255 | 451531.0336 | 455110.7624 | 452850.063 | 460939.6174 | 484578.5181 | 455936.6015 | 453984.7408 | 460662.4943 | 450511.6513 | 457913.4502 | 0 | 0 | 0 | 0 | 0 | 0 | 0 | 0 | 0 | 0 | 0 | 0 | 0 | 0 | 0 | 0 | 0 | 0 | 0 | 0 | 0 | 0 | 0 | 0 | -0.045734 | 0.026821 | -0.022604 | -0.30595 | 0.10692 | 0.020934 | -0.033317 | -0.069478 | -0.022502 | 0.019355 | 0.042718 | 0.04466 | 0.038289 | 0.064889 | 0.0078967 | -0.0049797 | 0.017706 | 0.050012 | -0.060926 | -0.0042902 | 0.014602 | -0.022282 | 0.016296 | 0.077484
| 111 | 4080505.066 | 0 | 3815044.8805 | 0 |  | 509349.4552 | 486151.8994 | 504728.6489 | 494491.8279 | 287471.5969 | 306174.1307 | 304370.6062 | 266053.9854 | 260859.1735 | 263010.7022 | 275950.2923 | 290327.6218 | 298918.9133 | 313334.3743 | 334492.2211 | 321829.3127 | 318372.7935 | 306401.6678 | 304314.5365 | 297764.6858 | 291706.9385 | 291962.9018 | 304875.7317 | 320220.4563 | 0 | 0 | 0 | 0 | 0 | 0 | 0 | 0 | 0 | 0 | 0 | 0 | 0 | 0 | 0 | 0 | 0 | 0 | 0 | 0 | 0 | 0 | 0 | 0 | -0.046613 | 0.0375 | -0.02049 | -0.54241 | 0.06303 | -0.0059079 | -0.13455 | -0.019719 | 0.008214 | 0.048026 | 0.050789 | 0.029162 | 0.047099 | 0.065343 | -0.038592 | -0.010798 | -0.038326 | -0.0068351 | -0.021758 | -0.020554 | 0.00087708 | 0.043278 | 0.049105 | 0.12283
| 112 | 5259921.8137 | 0 | 4791434.0556 | 0 |  | 542595.034 | 521178.0394 | 538202.6186 | 522867.305 | 354982.3226 | 393901.4541 | 399171.7748 | 392193.196 | 362377.3145 | 383556.8079 | 400298.5158 | 417885.8852 | 421191.4174 | 445912.8794 | 464079.9776 | 448153.3799 | 460645.0925 | 480933.1148 | 489553.7673 | 497683.6222 | 500878.5935 | 520559.2507 | 560367.4337 | 552241.9094 | 0 | 0 | 0 | 0 | 0 | 0 | 0 | 0 | 0 | 0 | 0 | 0 | 0 | 0 | 0 | 0 | 0 | 0 | 0 | 0 | 0 | 0 | 0 | 0 | -0.040272 | 0.032143 | -0.028907 | -0.38726 | 0.10403 | 0.013291 | -0.017637 | -0.079069 | 0.056802 | 0.042723 | 0.042998 | 0.007879 | 0.057036 | 0.039933 | -0.034921 | 0.027492 | 0.0431 | 0.017766 | 0.01647 | 0.0063992 | 0.03854 | 0.073689 | -0.014607 | 0.094004
| 113 | 5107422.953 | 0 | 4692030.549 | 0 |  | 531515.1397 | 513039.9567 | 524090.3413 | 510549.9241 | 377835.4335 | 404741.3057 | 422403.4723 | 391944.8849 | 360958.5736 | 359753.6701 | 387399.4546 | 402686.5375 | 410433.0482 | 404581.293 | 417341.8537 | 429483.071 | 445503.8231 | 455702.5067 | 465597.9267 | 458595.4985 | 461571.8814 | 460809.9318 | 488197.4849 | 478409.9572 | 0 | 0 | 0 | 0 | 0 | 0 | 0 | 0 | 0 | 0 | 0 | 0 | 0 | 0 | 0 | 0 | 0 | 0 | 0 | 0 | 0 | 0 | 0 | 0 | -0.035378 | 0.02131 | -0.026176 | -0.30103 | 0.068789 | 0.042713 | -0.07484 | -0.082358 | -0.0033436 | 0.074037 | 0.038702 | 0.019054 | -0.01436 | 0.031053 | 0.028677 | 0.036624 | 0.022634 | 0.021482 | -0.015154 | 0.0064692 | -0.0016521 | 0.057734 | -0.020252 | 0.076023
| 114 | 5742751.8321 | 0 | 5175883.0034 | 0 |  | 533506.9916 | 510494.5544 | 515666.3549 | 507068.1393 | 356215.8607 | 397143.6456 | 426607.1848 | 425478.0506 | 407351.5431 | 428042.5935 | 461096.6458 | 504239.728 | 522209.648 | 523112.6914 | 578878.4736 | 582241.3932 | 593631.5626 | 575634.9129 | 583283.3125 | 584179.0935 | 604830.114 | 637860.4741 | 663651.1714 | 675976.1932 | 0 | 0 | 0 | 0 | 0 | 0 | 0 | 0 | 0 | 0 | 0 | 504239.728 | 0 | 0 | 0 | 0 | 0 | 0 | 0 | 0 | 0 | 0 | 0 | 0 | -0.044092 | 0.01008 | -0.016815 | -0.35311 | 0.10876 | 0.071566 | -0.0026503 | -0.043537 | 0.049546 | 0.074385 | 0.089444 | 0.035017 | 0.0017278 | 0.1013 | 0.0057926 | 0.019374 | -0.030785 | 0.013199 | 0.0015346 | 0.03474 | 0.053172 | 0.039637 | 0.018401 | 0.090047
| 115 | 5476336.4697 | 0 | 5027806.4102 | 0 |  | 542108.3623 | 519077.4466 | 535028.2153 | 526761.569 | 393134.8677 | 431086.5685 | 452920.1173 | 437550.5888 | 414222.0912 | 422323.6697 | 434529.0103 | 455613.8456 | 450931.7041 | 449299.1235 | 492468.5767 | 475566.2323 | 479204.2899 | 491090.2972 | 509898.0893 | 486632.2029 | 502880.6665 | 496414.7595 | 512118.4133 | 528477.0823 | 0 | 0 | 0 | 0 | 0 | 0 | 0 | 0 | 0 | 0 | 0 | 0 | 0 | 0 | 0 | 0 | 0 | 0 | 0 | 0 | 0 | 0 | 0 | 0 | -0.043413 | 0.030266 | -0.015571 | -0.2926 | 0.092156 | 0.049407 | -0.034523 | -0.05479 | 0.01937 | 0.028491 | 0.047383 | -0.01033 | -0.003627 | 0.091742 | -0.034924 | 0.0076208 | 0.024501 | 0.037583 | -0.046702 | 0.032844 | -0.012941 | 0.031144 | 0.031444 | 0.075197
| 116 | 5233330.5276 | 0 | 4704293.8742 | 0 |  | 513027.9925 | 485612.6343 | 497504.9723 | 493505.336 | 347969.055 | 378862.7847 | 384764.114 | 363409.4682 | 344085.5303 | 362033.8919 | 384830.0074 | 414415.7305 | 436699.5828 | 450539.28 | 484098.1504 | 496148.2624 | 514471.406 | 530500.7567 | 551093.8115 | 563488.7212 | 574012.5589 | 603170.5342 | 606547.9718 | 623863.2644 | 0 | 0 | 0 | 0 | 0 | 0 | 0 | 0 | 0 | 0 | 0 | 0 | 0 | 0 | 0 | 0 | 0 | 0 | 0 | 0 | 0 | 0 | 0 | 0 | -0.054919 | 0.024194 | -0.0080719 | -0.34942 | 0.085061 | 0.015456 | -0.0571 | -0.05464 | 0.050848 | 0.061064 | 0.074068 | 0.052376 | 0.0312 | 0.071842 | 0.024587 | 0.036265 | 0.030681 | 0.038084 | 0.022242 | 0.018504 | 0.049549 | 0.0055839 | 0.028147 | 0.087106
| 117 | 4133979.9724 | 0 | 3876728.8673 | 0 |  | 497927.6096 | 472916.0871 | 487189.8563 | 484570.4799 | 291389.9836 | 325669.2677 | 333049.736 | 307231.0263 | 283026.5687 | 288370.3757 | 294612.4854 | 294767.1139 | 303595.2692 | 308225.14 | 331335.1937 | 323224.6694 | 332200.365 | 323486.8046 | 317522.0926 | 296953.3797 | 296773.4467 | 290833.5953 | 293597.8549 | 286014.9689 | 0 | 0 | 0 | 0 | 0 | 0 | 0 | 0 | 0 | 0 | 0 | 0 | 0 | 0 | 0 | 0 | 0 | 0 | 0 | 0 | 0 | 0 | 0 | 0 | -0.051537 | 0.029736 | -0.005391 | -0.5086 | 0.11122 | 0.022409 | -0.080692 | -0.082059 | 0.018705 | 0.021415 | 0.00052472 | 0.02951 | 0.015135 | 0.0723 | -0.024783 | 0.027391 | -0.02658 | -0.018611 | -0.066972 | -0.00060611 | -0.020218 | 0.0094597 | -0.026167 | 0.11486
| 118 | 4593661.2935 | 0 | 4317952.6259 | 0 |  | 556458.6077 | 515218.1271 | 534285.0378 | 522450.9337 | 356494.9264 | 383601.1154 | 388763.7448 | 362811.2343 | 331341.0878 | 326694.7532 | 328757.6547 | 324118.6999 | 327431.2384 | 333118.549 | 351251.9501 | 347726.9543 | 343621.9585 | 335222.6258 | 340283.543 | 319681.3354 | 318785.2645 | 308852.0287 | 321604.4218 | 301491.425 | 0 | 0 | 0 | 0 | 0 | 0 | 0 | 0 | 0 | 0 | 0 | 0 | 0 | 0 | 0 | 0 | 0 | 0 | 0 | 0 | 0 | 0 | 0 | 0 | -0.077002 | 0.036339 | -0.022398 | -0.38221 | 0.073283 | 0.013369 | -0.069089 | -0.090734 | -0.014122 | 0.0062946 | -0.014211 | 0.010168 | 0.01722 | 0.053005 | -0.010086 | -0.011875 | -0.024747 | 0.014984 | -0.062455 | -0.0028069 | -0.031655 | 0.04046 | -0.064581 | 0.088295
| 119 | 4007889.9947 | 0 | 3815342.54 | 0 |  | 562729.9802 | 538770.6304 | 542824.325 | 513418.9185 | 272115.8677 | 305169.4156 | 296830.1257 | 284459.2397 | 270572.3577 | 272133.1671 | 274160.8352 | 277896.3269 | 281023.0278 | 278505.1021 | 275864.295 | 266247.9192 | 261825.8221 | 239008.0237 | 232544.7722 | 221270.651 | 217938.1878 | 212273.0414 | 222814.083 | 222121.9804 | 0 | 0 | 0 | 0 | 0 | 0 | 0 | 0 | 0 | 0 | 0 | 0 | 0 | 0 | 0 | 0 | 0 | 0 | 0 | 0 | 0 | 0 | 0 | 0 | -0.04351 | 0.0074958 | -0.055694 | -0.63486 | 0.11464 | -0.027707 | -0.04257 | -0.05005 | 0.005752 | 0.0074234 | 0.013533 | 0.011188 | -0.0090002 | -0.0095273 | -0.035481 | -0.016748 | -0.091182 | -0.027414 | -0.049696 | -0.015175 | -0.026338 | 0.048464 | -0.003111 | 0.1358
| 120 | 4714726.5777 | 0 | 4267922.8982 | 0 |  | 551250.9673 | 521576.9596 | 530713.401 | 515683.6475 | 340320.4794 | 351527.578 | 360043.5767 | 319947.9015 | 284577.8311 | 290692.0197 | 300124.7164 | 325614.9066 | 328146.8581 | 333553.1207 | 364815.4615 | 365136.0848 | 404987.3273 | 403567.139 | 396697.4726 | 409062.9888 | 443542.3525 | 481845.6332 | 529103.7839 | 590911.4351 | 0 | 0 | 0 | 0 | 0 | 0 | 0 | 0 | 0 | 0 | 0 | 0 | 0 | 0 | 0 | 0 | 0 | 0 | 0 | 0 | 0 | 0 | 0 | 0 | -0.055333 | 0.017365 | -0.028729 | -0.41561 | 0.0324 | 0.023937 | -0.11807 | -0.11715 | 0.021258 | 0.031934 | 0.081517 | 0.0077458 | 0.016341 | 0.08959 | 0.00087848 | 0.10359 | -0.0035129 | -0.017169 | 0.030695 | 0.080924 | 0.082831 | 0.093561 | 0.11048 | 0.11054
| 121 | 6654471.6025 | 6654471.6025 | 5904552.8803 | 5904552.8803 |  | 543424.4515 | 521545.6166 | 539150.5214 | 537798.5669 | 425024.537 | 469654.3185 | 502770.7827 | 504804.9918 | 486149.9472 | 514886.9808 | 539029.5896 | 587261.2162 | 599358.0652 | 628216.2979 | 678379.6028 | 693955.9556 | 701348.7058 | 718024.8708 | 740344.8043 | 764453.5459 | 787432.344 | 829900.1748 | 894736.3283 | 907802.4478 | 0 | 0 | 0 | 0 | 425024.537 | 469654.3185 | 502770.7827 | 504804.9918 | 486149.9472 | 514886.9808 | 539029.5896 | 587261.2162 | 599358.0652 | 628216.2979 | 678379.6028 | 693955.9556 | 701348.7058 | 718024.8708 | 740344.8043 | 764453.5459 | 787432.344 | 829900.1748 | 894736.3283 | 907802.4478 | -0.041094 | 0.033198 | -0.0025107 | -0.23534 | 0.09985 | 0.068137 | 0.0040378 | -0.037655 | 0.05743 | 0.045823 | 0.085699 | 0.020389 | 0.047025 | 0.076822 | 0.022701 | 0.010597 | 0.023499 | 0.030612 | 0.032045 | 0.029616 | 0.052528 | 0.075224 | 0.014498 | 0.066298
| 122 | 6045609.3231 | 6045609.3231 | 5523964.3129 | 5523964.3129 |  | 551437.8669 | 512520.1563 | 541814.6165 | 538854.5196 | 426701.1401 | 470132.7302 | 499581.5743 | 487208.9837 | 472168.3736 | 477909.7545 | 510456.0339 | 509932.7925 | 520790.0293 | 535592.2537 | 569801.0264 | 579044.5464 | 593211.7268 | 597738.1683 | 610564.8977 | 594179.6619 | 590335.4755 | 589820.1434 | 593270.6162 | 596121.2365 | 0 | 0 | 0 | 0 | 426701.1401 | 470132.7302 | 499581.5743 | 487208.9837 | 472168.3736 | 477909.7545 | 510456.0339 | 509932.7925 | 0 | 0 | 0 | 0 | 0 | 0 | 0 | 0 | 0 | 0 | 0 | 0 | -0.073189 | 0.055584 | -0.0054783 | -0.23336 | 0.096931 | 0.060756 | -0.025078 | -0.031358 | 0.012086 | 0.065883 | -0.0010256 | 0.021068 | 0.028026 | 0.061914 | 0.016092 | 0.024172 | 0.0076014 | 0.021232 | -0.027203 | -0.0064908 | -0.00087333 | 0.005833 | 0.0047934 | 0.063644
| 123 | 4622935.2036 | 0 | 4216654.2176 | 0 |  | 513220.5704 | 494860.2663 | 514632.29 | 489825.6397 | 324017.6595 | 340474.5497 | 340845.88 | 327110.0116 | 307804.5407 | 304695.3411 | 301473.8971 | 321286.7579 | 337424.459 | 342281.807 | 384742.552 | 396453.1244 | 410443.2233 | 423808.2394 | 433122.5564 | 431257.2115 | 447625.7484 | 475554.8589 | 469385.716 | 452824.6837 | 0 | 0 | 0 | 0 | 0 | 0 | 0 | 0 | 0 | 0 | 0 | 0 | 0 | 0 | 0 | 0 | 0 | 0 | 0 | 0 | 0 | 0 | 0 | 0 | -0.03643 | 0.039177 | -0.049403 | -0.41325 | 0.049542 | 0.00109 | -0.041134 | -0.060832 | -0.010153 | -0.010629 | 0.063651 | 0.049008 | 0.014293 | 0.11694 | 0.029983 | 0.03468 | 0.032043 | 0.02174 | -0.004316 | 0.037253 | 0.060525 | -0.013057 | -0.03592 | 0.09861
| 124 | 5594977.2997 | 0 | 5027049.8438 | 0 |  | 520778.7966 | 504087.4111 | 507887.7924 | 512410.9444 | 355068.2958 | 391854.9137 | 403453.3682 | 398177.5925 | 389154.6302 | 401924.9737 | 427083.5616 | 460718.831 | 481869.3956 | 487805.2572 | 554248.5499 | 560141.2108 | 571764.3635 | 587009.8406 | 614900.2184 | 608469.8508 | 613670.3861 | 623430.5227 | 672842.1202 | 677169.3457 | 0 | 0 | 0 | 0 | 0 | 0 | 0 | 0 | 0 | 0 | 0 | 0 | 0 | 0 | 0 | 0 | 0 | 0 | 0 | 0 | 0 | 0 | 0 | 0 | -0.032576 | 0.0075109 | 0.0088664 | -0.36682 | 0.098581 | 0.029169 | -0.013163 | -0.022921 | 0.032289 | 0.060714 | 0.075808 | 0.044885 | 0.012243 | 0.1277 | 0.010576 | 0.020538 | 0.026315 | 0.046418 | -0.010513 | 0.0085106 | 0.015779 | 0.076273 | 0.0064107 | 0.091114
| 125 | 6561862.1067 | 6561862.1067 | 5885133.622 | 5885133.622 |  | 608767.4282 | 578737.1223 | 587281.5833 | 579035.8137 | 392255.492 | 461479.274 | 500610.2301 | 493700.3832 | 480751.1039 | 489844.205 | 512596.2376 | 545191.1696 | 565565.8787 | 578201.9961 | 616526.5926 | 640298.2714 | 673153.4439 | 687667.1935 | 698492.0911 | 712014.2687 | 746080.3684 | 756193.0432 | 784597.296 | 791815.838 | 608767.4282 | 578737.1223 | 587281.5833 | 579035.8137 | 0 | 461479.274 | 500610.2301 | 493700.3832 | 480751.1039 | 489844.205 | 512596.2376 | 545191.1696 | 565565.8787 | 578201.9961 | 616526.5926 | 640298.2714 | 673153.4439 | 687667.1935 | 698492.0911 | 712014.2687 | 746080.3684 | 756193.0432 | 784597.296 | 791815.838 | -0.050588 | 0.014656 | -0.01414 | -0.38945 | 0.16252 | 0.081391 | -0.013899 | -0.026579 | 0.018738 | 0.045401 | 0.061648 | 0.03669 | 0.022096 | 0.064178 | 0.037833 | 0.050039 | 0.021332 | 0.015619 | 0.019174 | 0.046735 | 0.013463 | 0.036874 | 0.0091582 | 0.096896
| 126 | 5323147.0863 | 0 | 4865498.1884 | 0 |  | 527932.87 | 490957.316 | 504547.4038 | 502282.9662 | 352448.1606 | 400398.9 | 417535.2874 | 401844.2678 | 379413.9089 | 398349.2812 | 427591.4982 | 448589.1235 | 465795.6754 | 488505.2489 | 519249.4623 | 508519.0995 | 498303.9573 | 494612.8505 | 504967.2408 | 490586.7559 | 496294.1589 | 515902.5889 | 525373.1779 | 546005.1782 | 0 | 0 | 0 | 0 | 0 | 0 | 0 | 0 | 0 | 0 | 0 | 0 | 0 | 0 | 0 | 0 | 0 | 0 | 0 | 0 | 0 | 0 | 0 | 0 | -0.072612 | 0.027305 | -0.0044982 | -0.35426 | 0.12756 | 0.041908 | -0.038304 | -0.057437 | 0.048701 | 0.070839 | 0.047939 | 0.03764 | 0.047603 | 0.061034 | -0.020882 | -0.020293 | -0.0074349 | 0.020718 | -0.028891 | 0.011567 | 0.038749 | 0.018191 | 0.03852 | 0.089695
| 127 | 4601662.1756 | 0 | 4256116.4569 | 0 |  | 541591.7349 | 516446.2524 | 515830.5016 | 500782.212 | 347378.9477 | 371816.2764 | 364284.3891 | 328505.4994 | 297394.0072 | 303507.6122 | 314601.6463 | 335063.0593 | 340619.8727 | 345057.0273 | 375641.8225 | 362948.5828 | 369657.142 | 365385.1356 | 374439.2195 | 371764.1087 | 379721.5223 | 378161.6742 | 407673.4352 | 407391.6693 | 0 | 0 | 0 | 0 | 0 | 0 | 0 | 0 | 0 | 0 | 0 | 0 | 0 | 0 | 0 | 0 | 0 | 0 | 0 | 0 | 0 | 0 | 0 | 0 | -0.047541 | -0.001193 | -0.029607 | -0.36576 | 0.067984 | -0.020465 | -0.10338 | -0.099496 | 0.020349 | 0.035901 | 0.063012 | 0.016448 | 0.012943 | 0.084926 | -0.034375 | 0.018315 | -0.011624 | 0.024478 | -0.00717 | 0.021179 | -0.0041163 | 0.075145 | -0.00069139 | 0.090643
| 128 | 4466355.4605 | 0 | 4192934.317 | 0 |  | 528767.7334 | 501589.4897 | 504641.0203 | 496169.0957 | 339764.0928 | 361788.6787 | 360833.8732 | 338549.2267 | 306903.7503 | 316715.922 | 338298.785 | 352328.5201 | 344819.0557 | 341258.6802 | 360952.6491 | 344100.6388 | 340060.5798 | 344578.5006 | 350836.5224 | 316457.686 | 302605.8133 | 312893.0694 | 315724.1332 | 311436.0973 | 0 | 0 | 0 | 0 | 0 | 0 | 0 | 0 | 0 | 0 | 0 | 0 | 0 | 0 | 0 | 0 | 0 | 0 | 0 | 0 | 0 | 0 | 0 | 0 | -0.052767 | 0.0060653 | -0.016931 | -0.37867 | 0.062809 | -0.0026426 | -0.063748 | -0.098135 | 0.031471 | 0.065924 | 0.040635 | -0.021544 | -0.010379 | 0.056106 | -0.047813 | -0.01181 | 0.013198 | 0.017998 | -0.10313 | -0.044759 | 0.03343 | 0.0090073 | -0.013675 | 0.090356
| 129 | 4491522.3301 | 0 | 4234314.3596 | 0 |  | 544936.8277 | 526319.9112 | 545350.1994 | 519618.0202 | 356765.6848 | 378750.3677 | 364636.3009 | 329955.1303 | 299751.9602 | 298149.6957 | 311040.8329 | 331503.5744 | 332358.4103 | 338215.3902 | 340591.0666 | 343620.9762 | 340071.0765 | 328279.5055 | 318363.7103 | 301510.3142 | 293051.6925 | 290249.751 | 298472.6338 | 285806.6349 | 0 | 0 | 0 | 0 | 0 | 0 | 0 | 0 | 0 | 0 | 0 | 0 | 0 | 0 | 0 | 0 | 0 | 0 | 0 | 0 | 0 | 0 | 0 | 0 | -0.034761 | 0.035519 | -0.048334 | -0.37601 | 0.059798 | -0.037977 | -0.099944 | -0.096001 | -0.0053596 | 0.042329 | 0.063714 | 0.0025753 | 0.017469 | 0.0069996 | 0.0088567 | -0.010385 | -0.035289 | -0.030671 | -0.05439 | -0.028455 | -0.0096073 | 0.027936 | -0.043363 | 0.087241
| 130 | 4700015.6162 | 0 | 4315061.3844 | 0 |  | 543116.8974 | 514465.0799 | 516262.6779 | 496862.1484 | 336832.6779 | 360812.4327 | 350873.7622 | 329608.2419 | 304496.3863 | 307967.335 | 324444.401 | 331380.7874 | 343236.2951 | 361684.2728 | 401544.728 | 400265.3196 | 400666.8005 | 408792.0871 | 419412.4949 | 411522.3984 | 419708.2458 | 417187.6947 | 452104.0024 | 464817.8705 | 0 | 0 | 0 | 0 | 0 | 0 | 0 | 0 | 0 | 0 | 0 | 0 | 0 | 0 | 0 | 0 | 0 | 0 | 0 | 0 | 0 | 0 | 0 | 0 | -0.054197 | 0.003488 | -0.038303 | -0.38873 | 0.068772 | -0.027932 | -0.062522 | -0.079246 | 0.011335 | 0.05212 | 0.021154 | 0.035151 | 0.052353 | 0.10455 | -0.0031913 | 0.0010025 | 0.020077 | 0.025648 | -0.018991 | 0.019696 | -0.0060236 | 0.080376 | 0.027733 | 0.094738
| 131 | 5904106.9936 | 0 | 5432444.8978 | 5432444.8978 |  | 597289.6155 | 576506.2965 | 590830.5314 | 580004.2701 | 386182.733 | 443785.1152 | 460669.7394 | 461143.0726 | 436144.3273 | 448195.9088 | 476573.5357 | 501134.8398 | 512385.4729 | 524857.7953 | 555452.569 | 534659.5392 | 531584.4942 | 525503.0556 | 514252.9847 | 497758.5981 | 505928.6324 | 520560.5869 | 561930.1292 | 560380.8609 | 597289.6155 | 576506.2965 | 590830.5314 | 580004.2701 | 0 | 443785.1152 | 460669.7394 | 461143.0726 | 436144.3273 | 448195.9088 | 476573.5357 | 0 | 0 | 0 | 0 | 0 | 0 | 0 | 0 | 0 | 0 | 0 | 0 | 0 | -0.035416 | 0.024543 | -0.018494 | -0.40672 | 0.13903 | 0.037341 | 0.001027 | -0.055735 | 0.027257 | 0.061392 | 0.050253 | 0.022202 | 0.02405 | 0.056656 | -0.038153 | -0.005768 | -0.011506 | -0.021641 | -0.0326 | 0.01628 | 0.028511 | 0.076471 | -0.0027609 | 0.098323
| 132 | 4917006.7785 | 0 | 4448845.2866 | 0 |  | 519104.2819 | 483302.8915 | 500463.2804 | 492660.9253 | 331981.1014 | 353907.4434 | 365781.929 | 337761.0339 | 308320.5104 | 325188.1718 | 366557.2841 | 379837.2053 | 384472.5813 | 406698.4058 | 449690.5688 | 443287.0116 | 464969.5206 | 473322.0275 | 482952.4067 | 476583.5784 | 532069.4053 | 527724.1851 | 529699.0837 | 537027.5124 | 0 | 0 | 0 | 0 | 0 | 0 | 0 | 0 | 0 | 0 | 0 | 0 | 0 | 0 | 0 | 0 | 0 | 0 | 0 | 0 | 0 | 0 | 0 | 0 | -0.071461 | 0.034891 | -0.015713 | -0.39474 | 0.063957 | 0.033002 | -0.079699 | -0.091199 | 0.053264 | 0.11975 | 0.035588 | 0.01213 | 0.056199 | 0.10049 | -0.014342 | 0.047754 | 0.017804 | 0.020142 | -0.013275 | 0.11013 | -0.0082002 | 0.0037353 | 0.01374 | 0.10221
| 133 | 6497293.4633 | 6497293.4633 | 5759898.5945 | 5759898.5945 |  | 555792.6291 | 541039.1817 | 565012.0291 | 557975.5648 | 411703.0754 | 458257.616 | 471645.7063 | 449386.9385 | 440040.9652 | 466404.3066 | 522173.7266 | 549005.87 | 569706.5552 | 588927.1974 | 627935.1805 | 626050.0254 | 685848.5042 | 722144.8733 | 753580.3885 | 776565.1803 | 819534.6568 | 819957.9402 | 816946.6842 | 899997.3746 | 0 | 0 | 0 | 557975.5648 | 411703.0754 | 458257.616 | 471645.7063 | 449386.9385 | 440040.9652 | 466404.3066 | 522173.7266 | 549005.87 | 569706.5552 | 588927.1974 | 627935.1805 | 626050.0254 | 685848.5042 | 722144.8733 | 753580.3885 | 776565.1803 | 819534.6568 | 819957.9402 | 816946.6842 | 899997.3746 | -0.026904 | 0.043355 | -0.012532 | -0.30401 | 0.10713 | 0.028797 | -0.048344 | -0.021016 | 0.058185 | 0.11295 | 0.050109 | 0.037012 | 0.033181 | 0.064134 | -0.0030067 | 0.091226 | 0.051569 | 0.04261 | 0.030045 | 0.053856 | 0.00051636 | -0.0036792 | 0.096818 | 0.082957
| 134 | 6094177.5631 | 6094177.5631 | 5372265.3731 | 0 |  | 502669.7638 | 489169.7655 | 506027.5461 | 492267.1095 | 357917.0574 | 416500.3109 | 438086.1138 | 449447.8118 | 440898.4669 | 460421.4779 | 495060.6337 | 534057.3965 | 552997.7979 | 567926.2685 | 605176.0908 | 617718.0362 | 644984.4104 | 684781.6692 | 708535.9615 | 691750.8955 | 746891.8705 | 789555.2677 | 835331.1008 | 926028.697 | 0 | 0 | 0 | 0 | 0 | 0 | 0 | 449447.8118 | 440898.4669 | 460421.4779 | 495060.6337 | 534057.3965 | 552997.7979 | 567926.2685 | 605176.0908 | 617718.0362 | 644984.4104 | 684781.6692 | 708535.9615 | 691750.8955 | 746891.8705 | 789555.2677 | 835331.1008 | 926028.697 | -0.027224 | 0.033882 | -0.02757 | -0.31872 | 0.15159 | 0.050528 | 0.025604 | -0.019205 | 0.043328 | 0.072538 | 0.075823 | 0.034851 | 0.026638 | 0.063528 | 0.020513 | 0.043194 | 0.059874 | 0.034101 | -0.023975 | 0.076695 | 0.055549 | 0.056358 | 0.10308 | 0.086283
| 135 | 5719685.5074 | 0 | 5166203.4717 | 0 |  | 506355.1655 | 508495.7056 | 523445.1242 | 513098.2743 | 354829.8338 | 407242.7665 | 436692.3472 | 426129.145 | 401201.1549 | 415960.956 | 445612.1453 | 494355.7395 | 533891.791 | 546134.3463 | 564810.0856 | 569436.2373 | 595038.0474 | 590441.4825 | 592697.78 | 597810.661 | 609194.2126 | 587178.7977 | 649111.5027 | 676733.2011 | 0 | 0 | 0 | 0 | 0 | 0 | 0 | 0 | 0 | 0 | 0 | 0 | 533891.791 | 0 | 0 | 0 | 0 | 0 | 0 | 0 | 0 | 0 | 0 | 0 | 0.0042184 | 0.028975 | -0.019965 | -0.36883 | 0.13777 | 0.069819 | -0.024486 | -0.06028 | 0.036128 | 0.068858 | 0.10381 | 0.076938 | 0.022672 | 0.033625 | 0.0081573 | 0.043979 | -0.0077548 | 0.0038141 | 0.0085895 | 0.018863 | -0.036808 | 0.10028 | 0.041673 | 0.095765
| 136 | 5872497.334 | 0 | 5243342.5014 | 0 |  | 548692.3486 | 519422.1219 | 539989.1229 | 519042.0835 | 349344.912 | 390817.2334 | 410818.1745 | 415526.3372 | 409931.2908 | 439621.9457 | 461434.2369 | 500250.7434 | 524430.7488 | 548219.8735 | 575383.3535 | 566324.0483 | 592207.9296 | 593508.3393 | 640932.4518 | 625111.388 | 671773.0155 | 700338.3538 | 729449.1684 | 765980.6573 | 0 | 0 | 0 | 0 | 0 | 0 | 0 | 0 | 0 | 0 | 0 | 0 | 0 | 548219.8735 | 0 | 0 | 0 | 0 | 0 | 0 | 671773.0155 | 700338.3538 | 729449.1684 | 765980.6573 | -0.054821 | 0.038832 | -0.039564 | -0.39593 | 0.11218 | 0.049911 | 0.011395 | -0.013556 | 0.069926 | 0.048424 | 0.08077 | 0.047204 | 0.044363 | 0.04836 | -0.01587 | 0.044691 | 0.0021935 | 0.076873 | -0.024994 | 0.071991 | 0.041643 | 0.040726 | 0.048867 | 0.098496
| 137 | 5538668.6372 | 0 | 5073210.4143 | 0 |  | 585102.0538 | 561707.435 | 575769.5624 | 554813.7965 | 379604.9406 | 409029.7017 | 422808.4128 | 418213.6039 | 395764.4304 | 400587.1237 | 411673.014 | 430824.5283 | 436101.2916 | 437564.9551 | 470325.7222 | 472354.3801 | 490827.689 | 520161.3234 | 538094.218 | 527023.1985 | 516303.0339 | 531371.5081 | 533368.7626 | 534606.818 | 585102.0538 | 561707.435 | 575769.5624 | 554813.7965 | 0 | 0 | 0 | 0 | 0 | 0 | 0 | 0 | 0 | 0 | 0 | 0 | 0 | 0 | 0 | 0 | 0 | 0 | 0 | 0 | -0.040805 | 0.024726 | -0.037075 | -0.3795 | 0.074657 | 0.033131 | -0.010927 | -0.055173 | 0.012112 | 0.027298 | 0.045472 | 0.012174 | 0.0033506 | 0.0722 | 0.004304 | 0.038364 | 0.058046 | 0.033895 | -0.020789 | -0.020551 | 0.028768 | 0.0037516 | 0.0023185 | 0.088727
| 138 | 4630677.5662 | 0 | 4250854.8223 | 0 |  | 508000.6576 | 489484.0217 | 500519.2333 | 496222.0201 | 332292.6815 | 347623.9951 | 346374.8982 | 337922.3038 | 309314.1901 | 313002.238 | 349638.3222 | 352001.9093 | 360014.4096 | 351570.3914 | 378655.3223 | 392213.31 | 412472.3435 | 403186.4257 | 405821.3093 | 400477.1149 | 404364.7752 | 417206.9011 | 455211.1122 | 454398.6172 | 0 | 0 | 0 | 0 | 0 | 0 | 0 | 0 | 0 | 0 | 0 | 0 | 0 | 0 | 0 | 0 | 0 | 0 | 0 | 0 | 0 | 0 | 0 | 0 | -0.037131 | 0.022294 | -0.0086226 | -0.40101 | 0.045105 | -0.0035997 | -0.024706 | -0.088458 | 0.011853 | 0.11069 | 0.0067373 | 0.022507 | -0.023734 | 0.074216 | 0.035179 | 0.050363 | -0.02277 | 0.0065139 | -0.013256 | 0.0096608 | 0.031265 | 0.087179 | -0.0017865 | 0.096507
| 139 | 6209957.5606 | 6209957.5606 | 5519732.205 | 5519732.205 |  | 564610.3717 | 547075.1611 | 571762.1661 | 555498.3949 | 427770.4543 | 456639.6957 | 456290.5023 | 431017.5191 | 408273.9914 | 435144.1108 | 462174.3982 | 484763.1633 | 500093.1506 | 524165.7364 | 574456.5775 | 595584.216 | 635744.1149 | 659738.7795 | 691444.8406 | 695275.342 | 732358.0762 | 759002.4774 | 804192.0206 | 852438.7973 | 0 | 0 | 571762.1661 | 555498.3949 | 427770.4543 | 456639.6957 | 456290.5023 | 0 | 0 | 0 | 0 | 0 | 0 | 0 | 0 | 595584.216 | 635744.1149 | 659738.7795 | 691444.8406 | 695275.342 | 732358.0762 | 759002.4774 | 804192.0206 | 852438.7973 | -0.03155 | 0.044137 | -0.028857 | -0.26128 | 0.065308 | -0.00076499 | -0.056981 | -0.05421 | 0.063739 | 0.060265 | 0.047718 | 0.031134 | 0.047014 | 0.091617 | 0.036118 | 0.065253 | 0.037048 | 0.046939 | 0.0055246 | 0.051962 | 0.035735 | 0.057833 | 0.058263 | 0.072784
| 140 | 6001133.1073 | 0 | 5386911.1106 | 0 |  | 524868.0538 | 496061.0885 | 505247.6488 | 501413.8711 | 372771.1463 | 414167.9638 | 455845.9277 | 461589.1264 | 460303.3156 | 463191.2979 | 494720.732 | 530756.0112 | 549281.4638 | 568057.3034 | 601787.9582 | 605389.9038 | 608425.3213 | 630391.4893 | 660347.9866 | 661242.9095 | 670401.8931 | 693985.0427 | 706584.4283 | 724150.39 | 0 | 0 | 0 | 0 | 0 | 0 | 455845.9277 | 461589.1264 | 460303.3156 | 463191.2979 | 494720.732 | 530756.0112 | 549281.4638 | 568057.3034 | 601787.9582 | 605389.9038 | 0 | 0 | 660347.9866 | 661242.9095 | 670401.8931 | 0 | 0 | 0 | -0.056448 | 0.01835 | -0.0076169 | -0.29647 | 0.10531 | 0.095883 | 0.01252 | -0.0027895 | 0.0062545 | 0.065853 | 0.070309 | 0.034309 | 0.033611 | 0.057683 | 0.0059676 | 0.0050015 | 0.035467 | 0.046426 | 0.0013543 | 0.013756 | 0.034573 | 0.017992 | 0.024556 | 0.076324
| 141 | 5567799.5572 | 0 | 5032812.249 | 0 |  | 547101.0013 | 525180.7811 | 537448.4036 | 519651.6617 | 376369.745 | 392672.8497 | 398525.5719 | 379904.5544 | 360695.2545 | 371875.1469 | 408795.7863 | 452218.4445 | 473946.5813 | 494345.3564 | 537948.9646 | 554754.5542 | 581440.5514 | 577249.3982 | 588900.4918 | 569721.4147 | 575029.3667 | 608596.9831 | 624834.1539 | 626830.1434 | 0 | 0 | 0 | 0 | 0 | 0 | 0 | 0 | 0 | 0 | 0 | 0 | 0 | 0 | 0 | 0 | 0 | 0 | 0 | 0 | 0 | 0 | 0 | 0 | -0.040891 | 0.02309 | -0.033674 | -0.32259 | 0.042405 | 0.014795 | -0.047852 | -0.051887 | 0.030525 | 0.094658 | 0.10095 | 0.046929 | 0.04214 | 0.084529 | 0.030762 | 0.046983 | -0.0072343 | 0.019983 | -0.03311 | 0.0092736 | 0.056735 | 0.02633 | 0.0031893 | 0.083533
| 142 | 5127552.3926 | 0 | 4659000.9467 | 0 |  | 501590.996 | 471182.0774 | 477186.4791 | 472530.7277 | 323883.2494 | 362755.775 | 377583.9608 | 375112.2077 | 370606.5722 | 377756.8453 | 410322.9702 | 456829.4434 | 461158.0604 | 458098.8225 | 499560.2353 | 501995.3119 | 511239.8178 | 498096.0308 | 509112.4214 | 503059.5187 | 516451.4551 | 519401.048 | 551229.0802 | 544601.987 | 0 | 0 | 0 | 0 | 0 | 0 | 0 | 0 | 0 | 0 | 0 | 0 | 0 | 0 | 0 | 0 | 0 | 0 | 0 | 0 | 0 | 0 | 0 | 0 | -0.06254 | 0.012663 | -0.0098046 | -0.37772 | 0.11335 | 0.040063 | -0.0065678 | -0.012084 | 0.01911 | 0.082694 | 0.10737 | 0.0094307 | -0.0066559 | 0.086643 | 0.0048626 | 0.018248 | -0.026046 | 0.021876 | -0.01196 | 0.026273 | 0.005695 | 0.059474 | -0.012095 | 0.093813
| 143 | 4539864.4246 | 0 | 4225646.8331 | 0 |  | 543538.3013 | 510136.484 | 518824.0867 | 506429.6509 | 335624.1445 | 352848.6467 | 354472.7813 | 327151.6107 | 316452.7152 | 307653.2659 | 321034.7769 | 336590.6841 | 334861.8699 | 350660.7467 | 358958.6392 | 368274.1905 | 367974.3758 | 352859.3321 | 352895.4305 | 344456.926 | 340385.763 | 346569.5109 | 372725.0147 | 371231.147 | 0 | 0 | 0 | 0 | 0 | 0 | 0 | 0 | 0 | 0 | 0 | 0 | 0 | 0 | 0 | 0 | 0 | 0 | 0 | 0 | 0 | 0 | 0 | 0 | -0.063422 | 0.016887 | -0.024179 | -0.41139 | 0.050047 | 0.0045924 | -0.080208 | -0.03325 | -0.0282 | 0.042576 | 0.047318 | -0.0051495 | 0.046101 | 0.023388 | 0.025621 | -0.00081444 | -0.041944 | 0.0001023 | -0.024203 | -0.011889 | 0.018004 | 0.072758 | -0.004016 | 0.093955
| 144 | 5180830.2877 | 0 | 4748083.4964 | 0 |  | 552545.1029 | 529316.0762 | 542424.2223 | 529233.6493 | 353677.4482 | 387327.3742 | 393220.2264 | 379190.3296 | 358632.7849 | 364069.1348 | 380919.6342 | 406057.8421 | 420713.8409 | 430285.7947 | 467524.0555 | 458256.7385 | 462380.7884 | 463462.7324 | 461728.2529 | 455329.1511 | 463448.2561 | 482123.9222 | 510980.4145 | 514791.0348 | 0 | 0 | 0 | 0 | 0 | 0 | 0 | 0 | 0 | 0 | 0 | 0 | 0 | 0 | 0 | 0 | 0 | 0 | 0 | 0 | 0 | 0 | 0 | 0 | -0.042949 | 0.024463 | -0.024618 | -0.40304 | 0.090885 | 0.0151 | -0.036332 | -0.055739 | 0.015045 | 0.045245 | 0.063907 | 0.035457 | 0.022497 | 0.083001 | -0.020021 | 0.0089592 | 0.0023372 | -0.0037495 | -0.013956 | 0.017674 | 0.039506 | 0.05813 | 0.0074298 | 0.095156
| 145 | 4883967.472 | 0 | 4483518.0999 | 0 |  | 526033.909 | 496589.1649 | 511774.7572 | 495492.7957 | 345892.8242 | 367785.2694 | 366494.0246 | 358703.8866 | 330868.7115 | 340071.8956 | 365563.0547 | 393913.7185 | 407685.0728 | 395070.815 | 421054.7521 | 419109.3007 | 438595.3927 | 446676.1974 | 442831.3421 | 432781.8349 | 429024.6261 | 434764.4442 | 484651.3529 | 476556.1248 | 0 | 0 | 0 | 0 | 0 | 0 | 0 | 0 | 0 | 0 | 0 | 0 | 0 | 0 | 0 | 0 | 0 | 0 | 0 | 0 | 0 | 0 | 0 | 0 | -0.057603 | 0.030122 | -0.032332 | -0.35942 | 0.06137 | -0.003517 | -0.021485 | -0.080776 | 0.027435 | 0.072282 | 0.074693 | 0.034363 | -0.03143 | 0.063698 | -0.0046311 | 0.045446 | 0.018257 | -0.008645 | -0.022955 | -0.0087194 | 0.01329 | 0.10863 | -0.016844 | 0.089934
| 146 | 5179512.2916 | 0 | 4768849.5192 | 0 |  | 554993.867 | 526773.3513 | 531588.9762 | 523082.2949 | 371501.827 | 411540.3281 | 405417.1834 | 369371.3924 | 355157.9429 | 363436.7876 | 380332.6912 | 398678.5907 | 405130.8741 | 422872.917 | 458188.0555 | 461393.4881 | 471644.401 | 483497.5338 | 492124.1551 | 469244.2844 | 455810.9056 | 469735.482 | 475533.7356 | 464965.2299 | 0 | 0 | 0 | 0 | 0 | 0 | 0 | 0 | 0 | 0 | 0 | 0 | 0 | 0 | 0 | 0 | 0 | 0 | 0 | 0 | 0 | 0 | 0 | 0 | -0.052187 | 0.0091002 | -0.016132 | -0.34219 | 0.10235 | -0.01499 | -0.093114 | -0.03924 | 0.023043 | 0.045441 | 0.047109 | 0.016055 | 0.042862 | 0.080208 | 0.0069715 | 0.021974 | 0.024821 | 0.017685 | -0.047608 | -0.029045 | 0.030092 | 0.012268 | -0.022475 | 0.085062
| 147 | 6151910.0631 | 6151910.0631 | 5630615.859 | 5630615.859 |  | 608179.2413 | 586840.2004 | 599337.208 | 586793.7391 | 387088.1868 | 451070.2333 | 470279.1249 | 465166.5476 | 442367.3328 | 469712.2141 | 488561.2174 | 515852.0078 | 526664.3526 | 544981.8609 | 589156.316 | 589579.9301 | 606457.714 | 589041.475 | 587687.7331 | 568873.5503 | 560430.7954 | 577953.6958 | 614117.0608 | 622236.3045 | 608179.2413 | 586840.2004 | 599337.208 | 586793.7391 | 0 | 451070.2333 | 470279.1249 | 465166.5476 | 442367.3328 | 469712.2141 | 488561.2174 | 515852.0078 | 526664.3526 | 0 | 589156.316 | 589579.9301 | 0 | 0 | 0 | 0 | 0 | 0 | 0 | 0 | -0.035717 | 0.021072 | -0.021151 | -0.41602 | 0.15297 | 0.041703 | -0.010931 | -0.050255 | 0.05998 | 0.039345 | 0.054355 | 0.020744 | 0.034189 | 0.077939 | 0.00071876 | 0.028225 | -0.029138 | -0.0023009 | -0.032538 | -0.014952 | 0.030788 | 0.060692 | 0.013134 | 0.10147
| 148 | 4703591.0919 | 0 | 4344498.0323 | 0 |  | 529188.5084 | 509780.2395 | 516129.3161 | 502268.3482 | 318726.2064 | 355256.4419 | 373208.1847 | 354253.5182 | 331323.4536 | 338622.6449 | 345429.3791 | 354444.3045 | 359659.8402 | 362373.4138 | 377012.7352 | 375694.5017 | 398345.129 | 405861.8324 | 408525.2592 | 392825.3611 | 392963.079 | 397815.1386 | 419498.5784 | 424302.0187 | 0 | 0 | 0 | 0 | 0 | 0 | 0 | 0 | 0 | 0 | 0 | 0 | 0 | 0 | 0 | 0 | 0 | 0 | 0 | 0 | 0 | 0 | 0 | 0 | -0.037365 | 0.012378 | -0.027223 | -0.4548 | 0.10851 | 0.049296 | -0.052124 | -0.066918 | 0.021791 | 0.019902 | 0.025763 | 0.014607 | 0.0075165 | 0.039604 | -0.0035026 | 0.058542 | 0.018694 | 0.006541 | -0.039189 | 0.00035052 | 0.012272 | 0.053073 | 0.011385 | 0.1045
| 149 | 6067703.1588 | 6067703.1588 | 5465787.7087 | 5465787.7087 |  | 592908.545 | 579642.695 | 609627.8782 | 589804.2729 | 423325.736 | 442988.9226 | 436031.9631 | 412359.0514 | 395276.0603 | 394067.2386 | 422284.8736 | 462912.5307 | 484769.1945 | 517023.8808 | 573224.4407 | 574442.3813 | 591261.4998 | 600187.3759 | 642270.8924 | 652625.7056 | 674911.509 | 667046.47 | 700682.6253 | 693763.7732 | 592908.545 | 579642.695 | 609627.8782 | 589804.2729 | 423325.736 | 442988.9226 | 0 | 0 | 0 | 0 | 0 | 0 | 0 | 0 | 0 | 0 | 0 | 0 | 0 | 0 | 674911.509 | 0 | 0 | 0 | -0.022628 | 0.050437 | -0.033058 | -0.33165 | 0.045403 | -0.015829 | -0.055821 | -0.04231 | -0.0030629 | 0.069159 | 0.091858 | 0.046135 | 0.064416 | 0.10319 | 0.0021225 | 0.028859 | 0.014984 | 0.067768 | 0.015994 | 0.033578 | -0.011722 | 0.049195 | -0.0099235 | 0.085316
| 150 | 6241747.4428 | 6241747.4428 | 5598137.1749 | 5598137.1749 |  | 535103.3939 | 512527.3617 | 530538.4645 | 522594.4265 | 380293.8691 | 433391.9223 | 472070.8428 | 483626.2827 | 464545.1589 | 494653.4949 | 523974.1218 | 556732.5306 | 583608.1325 | 577925.4399 | 619610.9742 | 618769.0004 | 652064.6707 | 679812.6573 | 677529.1452 | 672212.8498 | 693626.9494 | 715183.937 | 742131.5151 | 781509.1451 | 0 | 0 | 0 | 0 | 0 | 0 | 472070.8428 | 483626.2827 | 464545.1589 | 494653.4949 | 523974.1218 | 556732.5306 | 583608.1325 | 577925.4399 | 619610.9742 | 618769.0004 | 652064.6707 | 679812.6573 | 677529.1452 | 672212.8498 | 693626.9494 | 715183.937 | 742131.5151 | 781509.1451 | -0.043106 | 0.034538 | -0.015087 | -0.31786 | 0.1307 | 0.085487 | 0.024183 | -0.040254 | 0.062799 | 0.057585 | 0.060643 | 0.047145 | -0.0097849 | 0.069647 | -0.0013598 | 0.052412 | 0.041674 | -0.0033647 | -0.0078775 | 0.031359 | 0.030605 | 0.036987 | 0.0517 | 0.083475
| 151 | 2449304.5826 | 0 | 2419528.5822 | 0 |  | 649446.8054 | 567314.9966 | 584568.215 | 492217.6668 | 252578.0874 | 140656.1659 | 98981.1143 | 36120.7972 | 16737.7727 | 17718.6848 | 18234.3181 | 19925.2755 | 21451.7676 | 23780.8483 | 25782.0346 | 27242.3266 | 27410.8423 | 28459.3294 | 29692.9602 | 30899.3252 | 32036.9809 | 33229.0315 | 34684.4343 | 35683.5569 | 649446.8054 | 567314.9966 | 584568.215 | 0 | 0 | 0 | 0 | 0 | 0 | 0 | 0 | 0 | 0 | 0 | 0 | 0 | 0 | 0 | 0 | 0 | 0 | 0 | 0 | 0 | -0.13521 | 0.029959 | -0.17195 | -0.6672 | -0.5854 | -0.35139 | -1.0081 | -0.7692 | 0.056952 | 0.028686 | 0.088684 | 0.073818 | 0.10307 | 0.080797 | 0.055094 | 0.0061668 | 0.037537 | 0.042434 | 0.039824 | 0.036157 | 0.036533 | 0.042867 | 0.028399 | 0.31977
| 152 | 4601921.6384 | 0 | 4226822.4791 | 0 |  | 503823.0321 | 491015.7213 | 496955.174 | 493393.0886 | 321590.5599 | 338081.2347 | 348605.7355 | 328409.4831 | 318964.1812 | 329538.2005 | 351740.7671 | 358772.3149 | 358174.9712 | 373337.6466 | 375109.1609 | 372852.5088 | 370583.4084 | 382982.4948 | 415562.7979 | 403779.267 | 398059.1887 | 428548.4016 | 437429.31 | 444361.278 | 0 | 0 | 0 | 0 | 0 | 0 | 0 | 0 | 0 | 0 | 0 | 0 | 0 | 0 | 0 | 0 | 0 | 0 | 0 | 0 | 0 | 0 | 0 | 0 | -0.025749 | 0.012024 | -0.0071936 | -0.42803 | 0.050007 | 0.030655 | -0.05968 | -0.029182 | 0.032613 | 0.065202 | 0.019794 | -0.0016664 | 0.041462 | 0.0047339 | -0.0060342 | -0.0061044 | 0.032911 | 0.081644 | -0.028765 | -0.014268 | 0.073803 | 0.020511 | 0.015723 | 0.098547
| 153 | 6661142.8136 | 6661142.8136 | 5999340.4654 | 5999340.4654 |  | 596225.7568 | 575524.3892 | 602712.1317 | 586660.9697 | 435658.9595 | 508180.1662 | 531044.9499 | 516335.895 | 473592.5784 | 500148.8182 | 558415.3203 | 580624.0398 | 567057.393 | 587371.0004 | 619883.9287 | 621971.0798 | 660650.0314 | 658818.6089 | 687479.6529 | 686706.3058 | 709263.2268 | 733535.8507 | 767788.1614 | 805583.8762 | 596225.7568 | 575524.3892 | 602712.1317 | 586660.9697 | 435658.9595 | 508180.1662 | 531044.9499 | 516335.895 | 473592.5784 | 500148.8182 | 558415.3203 | 580624.0398 | 567057.393 | 587371.0004 | 619883.9287 | 621971.0798 | 660650.0314 | 658818.6089 | 687479.6529 | 686706.3058 | 709263.2268 | 733535.8507 | 767788.1614 | 805583.8762 | -0.035338 | 0.046158 | -0.026993 | -0.29759 | 0.15398 | 0.044011 | -0.028089 | -0.08641 | 0.054558 | 0.1102 | 0.039 | -0.023643 | 0.035196 | 0.053876 | 0.0033613 | 0.060331 | -0.002776 | 0.042584 | -0.0011255 | 0.03232 | 0.03365 | 0.045637 | 0.048053 | 0.084211
| 154 | 5245556.8361 | 0 | 4834527.7085 | 0 |  | 542442.8948 | 512874.6234 | 524739.8162 | 509347.3891 | 352085.3305 | 395956.4509 | 414236.9389 | 409638.7895 | 392484.0623 | 402387.0862 | 422368.6941 | 443948.5174 | 439862.6659 | 443286.8439 | 479827.5741 | 477861.8949 | 469210.0197 | 468102.7019 | 468531.5515 | 455865.2482 | 452788.3382 | 459260.1426 | 482740.3749 | 474788.265 | 0 | 0 | 0 | 0 | 0 | 0 | 0 | 0 | 0 | 0 | 0 | 0 | 0 | 0 | 0 | 0 | 0 | 0 | 0 | 0 | 0 | 0 | 0 | 0 | -0.056051 | 0.022871 | -0.029772 | -0.36926 | 0.11743 | 0.045134 | -0.011162 | -0.04278 | 0.024919 | 0.048464 | 0.04983 | -0.009246 | 0.0077545 | 0.07921 | -0.0041051 | -0.018271 | -0.0023628 | 0.00091572 | -0.027406 | -0.0067725 | 0.014192 | 0.049862 | -0.01661 | 0.088908
| 155 | 6184653.385 | 6184653.385 | 5620903.2029 | 5620903.2029 |  | 599130.3859 | 577878.1778 | 596335.9439 | 577544.6642 | 423631.5132 | 449381.7357 | 461371.4813 | 446934.9028 | 440850.0208 | 455195.9611 | 498916.1813 | 528998.4742 | 535399.6082 | 546257.4582 | 572108.0012 | 574929.1633 | 588823.9765 | 620402.386 | 604070.9323 | 582510.2815 | 578612.724 | 621913.387 | 684908.2372 | 687862.6989 | 599130.3859 | 577878.1778 | 596335.9439 | 577544.6642 | 423631.5132 | 449381.7357 | 461371.4813 | 446934.9028 | 440850.0208 | 455195.9611 | 498916.1813 | 528998.4742 | 535399.6082 | 0 | 0 | 0 | 0 | 0 | 0 | 0 | 0 | 0 | 0 | 0 | -0.036116 | 0.031441 | -0.032018 | -0.30992 | 0.059009 | 0.026331 | -0.031791 | -0.013708 | 0.032023 | 0.09171 | 0.058547 | 0.012028 | 0.020077 | 0.046237 | 0.0049191 | 0.02388 | 0.052241 | -0.026677 | -0.036345 | -0.0067135 | 0.072167 | 0.096484 | 0.0043044 | 0.079602
| 156 | 6497056.9407 | 6497056.9407 | 5793387.4728 | 5793387.4728 |  | 536625.7221 | 525209.5578 | 546855.9208 | 539493.509 | 407372.3779 | 468443.2373 | 484357.1387 | 485170.7183 | 468750.7253 | 492313.0364 | 545632.559 | 564795.9603 | 575854.0362 | 600418.6096 | 664509.3371 | 681997.2072 | 713071.9068 | 694630.1798 | 719396.4855 | 715931.9428 | 751607.9958 | 779342.2485 | 816369.8701 | 860312.1299 | 0 | 0 | 0 | 0 | 407372.3779 | 468443.2373 | 484357.1387 | 485170.7183 | 468750.7253 | 492313.0364 | 545632.559 | 564795.9603 | 575854.0362 | 600418.6096 | 664509.3371 | 681997.2072 | 713071.9068 | 694630.1798 | 719396.4855 | 715931.9428 | 751607.9958 | 779342.2485 | 816369.8701 | 860312.1299 | -0.021504 | 0.040388 | -0.013555 | -0.2809 | 0.13969 | 0.033408 | 0.0016783 | -0.03443 | 0.049044 | 0.10283 | 0.034519 | 0.01939 | 0.041773 | 0.10142 | 0.025977 | 0.044557 | -0.026203 | 0.035033 | -0.0048275 | 0.04863 | 0.036235 | 0.046417 | 0.052428 | 0.077773
| 157 | 5590327.0704 | 0 | 5067869.4977 | 0 |  | 511942.9355 | 501123.6944 | 524809.6575 | 516486.2173 | 380014.9996 | 414129.3074 | 435099.0513 | 435697.435 | 411893.6698 | 428531.0127 | 432782.0021 | 462958.4514 | 483222.2555 | 484554.0733 | 525048.5908 | 528046.2301 | 543707.4666 | 547793.3714 | 565606.1316 | 559542.5313 | 574101.5447 | 578896.1232 | 607161.115 | 617726.9786 | 0 | 0 | 0 | 0 | 0 | 0 | 0 | 0 | 0 | 0 | 0 | 0 | 0 | 0 | 0 | 0 | 0 | 0 | 0 | 0 | 0 | 0 | 0 | 0 | -0.02136 | 0.046183 | -0.015987 | -0.30684 | 0.085968 | 0.049395 | 0.0013743 | -0.056183 | 0.039598 | 0.009871 | 0.067403 | 0.042839 | 0.0027523 | 0.080262 | 0.005693 | 0.029228 | 0.0074868 | 0.032 | -0.010778 | 0.025687 | 0.0083168 | 0.047671 | 0.017252 | 0.076374
| 158 | 5100062.8217 | 0 | 4661346.0164 | 0 |  | 512237.78 | 486681.7252 | 499968.0366 | 485681.3106 | 331739.1107 | 392079.638 | 405683.4022 | 394644.4998 | 379402.2233 | 388093.391 | 406927.2438 | 424858.0876 | 435947.6606 | 436184.6357 | 460824.1633 | 470398.8424 | 460139.7844 | 452926.87 | 450531.5547 | 471237.0119 | 472777.4554 | 495069.2674 | 510322.3025 | 519342.1308 | 0 | 0 | 0 | 0 | 0 | 0 | 0 | 0 | 0 | 0 | 0 | 0 | 0 | 0 | 0 | 0 | 0 | 0 | 0 | 0 | 0 | 0 | 0 | 0 | -0.051179 | 0.026934 | -0.028992 | -0.3812 | 0.16712 | 0.034108 | -0.027588 | -0.039388 | 0.022649 | 0.047388 | 0.043121 | 0.025767 | 0.00054344 | 0.054951 | 0.020564 | -0.022051 | -0.0158 | -0.0053026 | 0.044933 | 0.0032636 | 0.046073 | 0.030345 | 0.01752 | 0.094332
| 159 | 4575017.632 | 0 | 4196273.5269 | 0 |  | 503158.5264 | 479790.7503 | 492969.6044 | 486084.2879 | 321527.3855 | 363189.3243 | 343785.7271 | 332067.5213 | 302614.4702 | 306770.3699 | 316424.7336 | 341013.416 | 352415.2417 | 369077.3119 | 391038.5951 | 382112.1752 | 399757.9429 | 410515.7556 | 400689.9915 | 403473.7249 | 418342.3524 | 437575.8452 | 430926.33 | 434525.4315 | 0 | 0 | 0 | 0 | 0 | 0 | 0 | 0 | 0 | 0 | 0 | 0 | 0 | 0 | 0 | 0 | 0 | 0 | 0 | 0 | 0 | 0 | 0 | 0 | -0.047555 | 0.027097 | -0.014065 | -0.4133 | 0.12184 | -0.054906 | -0.03468 | -0.092879 | 0.01364 | 0.030986 | 0.074836 | 0.032888 | 0.046196 | 0.0578 | -0.023092 | 0.045145 | 0.026555 | -0.024226 | 0.0069233 | 0.036189 | 0.04495 | -0.015313 | 0.0083173 | 0.10037
| 160 | 5161692.6528 | 0 | 4765119.0781 | 0 |  | 530884.0379 | 511539.5446 | 533309.5409 | 513420.3394 | 375641.0723 | 408756.8788 | 413228.8284 | 395984.5066 | 381593.0329 | 389596.3214 | 406478.9322 | 417173.905 | 420904.2388 | 426154.8394 | 444392.6186 | 438466.1877 | 446465.1667 | 461887.8231 | 463185.2931 | 452327.443 | 453254.8767 | 437575.21 | 452706.0975 | 458325.9798 | 0 | 0 | 0 | 0 | 0 | 0 | 0 | 0 | 0 | 0 | 0 | 0 | 0 | 0 | 0 | 0 | 0 | 0 | 0 | 0 | 0 | 0 | 0 | 0 | -0.037119 | 0.041677 | -0.038007 | -0.31246 | 0.084486 | 0.010881 | -0.042626 | -0.03702 | 0.020756 | 0.042421 | 0.025971 | 0.0089022 | 0.012397 | 0.041906 | -0.013426 | 0.018079 | 0.033961 | 0.0028051 | -0.023721 | 0.0020483 | -0.035206 | 0.033995 | 0.012338 | 0.074276
| 161 | 6207731.118 | 6207731.118 | 5587071.9658 | 5587071.9658 |  | 591481.3022 | 576428.768 | 606137.3687 | 593871.9986 | 464205.8476 | 464264.6364 | 458054.9541 | 427239.9159 | 409885.5117 | 425773.5506 | 455674.801 | 478828.7851 | 507596.2725 | 531866.8817 | 575825.361 | 586116.089 | 600427.8869 | 589494.0735 | 612548.1345 | 654743.7256 | 654375.0902 | 693447.0162 | 732509.5046 | 749083.6001 | 591481.3022 | 576428.768 | 606137.3687 | 593871.9986 | 464205.8476 | 464264.6364 | 458054.9541 | 0 | 0 | 0 | 0 | 0 | 0 | 0 | 0 | 0 | 0 | 0 | 0 | 654743.7256 | 0 | 0 | 732509.5046 | 749083.6001 | -0.025778 | 0.050255 | -0.020443 | -0.24634 | 0.00012664 | -0.013466 | -0.069643 | -0.041468 | 0.03803 | 0.067872 | 0.049564 | 0.058343 | 0.046707 | 0.079411 | 0.017713 | 0.024125 | -0.018378 | 0.038363 | 0.066616 | -0.00056318 | 0.057994 | 0.054801 | 0.022374 | 0.068432
| 162 | 6036291.5328 | 6036291.5328 | 5498428.5179 | 5498428.5179 |  | 566081.555 | 532074.8065 | 547785.3263 | 548196.0585 | 409783.1503 | 446986.9801 | 465906.7262 | 463867.8707 | 454628.02 | 465381.2944 | 494102.3562 | 521615.4863 | 551075.6429 | 557103.469 | 582732.7282 | 569635.7737 | 588055.2734 | 585775.4515 | 598046.4895 | 588608.2671 | 586951.7265 | 618199.0194 | 627667.0488 | 612708.2682 | 0 | 0 | 0 | 0 | 409783.1503 | 446986.9801 | 465906.7262 | 463867.8707 | 454628.02 | 465381.2944 | 494102.3562 | 521615.4863 | 551075.6429 | 557103.469 | 0 | 0 | 0 | 0 | 0 | 0 | 0 | 0 | 0 | 0 | -0.061954 | 0.029099 | 0.00074952 | -0.291 | 0.086901 | 0.041456 | -0.0043857 | -0.02012 | 0.023378 | 0.059886 | 0.054188 | 0.054941 | 0.010879 | 0.044978 | -0.022731 | 0.031824 | -0.0038844 | 0.020732 | -0.015908 | -0.0028183 | 0.051868 | 0.015199 | -0.024121 | 0.072851
| 163 | 5731078.5772 | 0 | 5171923.8543 | 0 |  | 572420.7584 | 546130.705 | 569076.2885 | 542280.3905 | 375297.6093 | 398357.9923 | 402521.9965 | 397657.2522 | 390407.3046 | 412044.9783 | 429557.9345 | 447991.4865 | 472652.4719 | 493967.3292 | 537920.7046 | 554778.4335 | 569050.9211 | 549919.3606 | 594450.0934 | 587633.169 | 602969.0904 | 617835.5865 | 661570.122 | 664527.5225 | 0 | 0 | 569076.2885 | 0 | 0 | 0 | 0 | 0 | 0 | 0 | 0 | 0 | 0 | 0 | 0 | 0 | 0 | 0 | 0 | 0 | 0 | 0 | 0 | 0 | -0.047016 | 0.041156 | -0.048231 | -0.36806 | 0.059632 | 0.010399 | -0.012159 | -0.0184 | 0.053942 | 0.041624 | 0.042018 | 0.053586 | 0.044109 | 0.085242 | 0.030858 | 0.025401 | -0.034198 | 0.077865 | -0.011534 | 0.025763 | 0.024356 | 0.068394 | 0.0044603 | 0.090023
| 164 | 5606183.2516 | 0 | 5137319.2819 | 0 |  | 567956.7164 | 540088.3634 | 549612.1806 | 543638.6273 | 373896.0133 | 416493.43 | 431580.8844 | 425841.6967 | 406709.8495 | 412206.0892 | 440701.936 | 471247.6718 | 481122.8058 | 484612.6187 | 513889.7139 | 518152.3439 | 531926.7382 | 533413.7579 | 514416.6464 | 509448.6201 | 508864.3907 | 523221.7541 | 546672.6325 | 555965.4124 | 0 | 0 | 0 | 0 | 0 | 0 | 0 | 0 | 0 | 0 | 0 | 0 | 0 | 0 | 0 | 0 | 0 | 0 | 0 | 0 | 0 | 0 | 0 | 0 | -0.050312 | 0.01748 | -0.010928 | -0.37431 | 0.10789 | 0.035584 | -0.013387 | -0.045968 | 0.013423 | 0.066845 | 0.067015 | 0.020739 | 0.0072273 | 0.058659 | 0.0082606 | 0.026236 | 0.0027916 | -0.036264 | -0.0097045 | -0.0011474 | 0.027824 | 0.043845 | 0.016856 | 0.08956
| 165 | 4170840.1809 | 0 | 3889109.9089 | 0 |  | 511987.7461 | 486669.054 | 500930.6154 | 482973.536 | 297821.7841 | 324155.7061 | 332076.5834 | 302345.5968 | 275063.2869 | 294604.5562 | 287705.5239 | 297470.3449 | 303701.312 | 305912.977 | 316249.1718 | 316868.4864 | 315763.4455 | 309130.7136 | 305081.2346 | 303894.0514 | 318408.0669 | 317115.0995 | 326005.2722 | 318129.3647 | 0 | 0 | 0 | 0 | 0 | 0 | 0 | 0 | 0 | 0 | 0 | 0 | 0 | 0 | 0 | 0 | 0 | 0 | 0 | 0 | 0 | 0 | 0 | 0 | -0.050716 | 0.028883 | -0.036506 | -0.48347 | 0.084729 | 0.024142 | -0.093795 | -0.09457 | 0.068633 | -0.023696 | 0.033377 | 0.02073 | 0.007256 | 0.03323 | 0.0019564 | -0.0034935 | -0.021229 | -0.013186 | -0.003899 | 0.046655 | -0.004069 | 0.027649 | -0.024455 | 0.11003
| 166 | 5106127.2798 | 0 | 4709053.5491 | 0 |  | 555304.1575 | 538035.3543 | 538764.9156 | 519137.8601 | 322685.3824 | 371821.6058 | 380649.091 | 382611.4521 | 357942.357 | 386679.4885 | 389549.3148 | 417464.131 | 426165.2235 | 434095.178 | 453642.4707 | 443625.4078 | 439209.8994 | 449623.7202 | 464022.4131 | 442162.1031 | 448742.3478 | 440636.3528 | 463986.1316 | 450800.3414 | 0 | 0 | 0 | 0 | 0 | 0 | 0 | 0 | 0 | 0 | 0 | 0 | 0 | 0 | 0 | 0 | 0 | 0 | 0 | 0 | 0 | 0 | 0 | 0 | -0.031592 | 0.0013551 | -0.03711 | -0.47549 | 0.14174 | 0.023464 | 0.0051421 | -0.066648 | 0.077224 | 0.0073943 | 0.069208 | 0.020628 | 0.018437 | 0.044046 | -0.022329 | -0.010003 | 0.023434 | 0.031522 | -0.048256 | 0.014772 | -0.018229 | 0.051635 | -0.02883 | 0.11154
| 167 | 5295857.5815 | 0 | 4843843.1627 | 0 |  | 533054.0904 | 508617.5369 | 518506.8689 | 499010.6878 | 350403.7635 | 400860.6938 | 417222.7127 | 407071.7084 | 393926.578 | 403446.3091 | 425609.6599 | 449746.4521 | 448605.1421 | 451728.4267 | 472787.9635 | 473294.914 | 483310.0067 | 486722.1546 | 500048.7476 | 476308.5276 | 481292.2359 | 499959.5736 | 547188.121 | 530886.7554 | 0 | 0 | 0 | 0 | 0 | 0 | 0 | 0 | 0 | 0 | 0 | 0 | 0 | 0 | 0 | 0 | 0 | 0 | 0 | 0 | 0 | 0 | 0 | 0 | -0.046927 | 0.019257 | -0.038326 | -0.35354 | 0.13453 | 0.040006 | -0.024631 | -0.032825 | 0.023879 | 0.053479 | 0.055161 | -0.0025409 | 0.0069381 | 0.045566 | 0.0010717 | 0.02094 | 0.0070352 | 0.027012 | -0.04864 | 0.010409 | 0.038053 | 0.090265 | -0.030244 | 0.088734
| 168 | 4574183.4782 | 0 | 4224463.5925 | 0 |  | 512872.5651 | 485061.3451 | 501256.5483 | 485659.2196 | 317728.7189 | 341229.1976 | 349399.5576 | 332336.4192 | 309990.7125 | 312378.5276 | 329226.6786 | 351036.2166 | 360779.6499 | 367544.8082 | 394966.676 | 392076.2062 | 401354.8536 | 413550.5708 | 405629.9372 | 379728.4378 | 380051.0479 | 406581.5805 | 396775.9104 | 407156.5935 | 0 | 0 | 0 | 0 | 0 | 0 | 0 | 0 | 0 | 0 | 0 | 0 | 0 | 0 | 0 | 0 | 0 | 0 | 0 | 0 | 0 | 0 | 0 | 0 | -0.055752 | 0.032843 | -0.031611 | -0.42431 | 0.071356 | 0.023662 | -0.050068 | -0.069605 | 0.0076733 | 0.052531 | 0.064143 | 0.027378 | 0.018578 | 0.071956 | -0.0073452 | 0.02339 | 0.029934 | -0.019339 | -0.065985 | 0.00084922 | 0.067479 | -0.024413 | 0.025826 | 0.10026
| 169 | 4182575.3663 | 0 | 3945274.0025 | 0 |  | 550258.2914 | 525043.4599 | 537174.6517 | 518521.9836 | 334554.69 | 345465.8459 | 328639.6448 | 308087.8559 | 265548.2689 | 257613.0311 | 257633.8707 | 268172.8729 | 267561.7255 | 287535.5321 | 304796.7022 | 299983.7444 | 289636.3716 | 284063.1548 | 286261.0344 | 276881.0268 | 271062.88 | 267925.7154 | 268704.8593 | 269811.9199 | 0 | 0 | 0 | 0 | 0 | 0 | 0 | 0 | 0 | 0 | 0 | 0 | 0 | 0 | 0 | 0 | 0 | 0 | 0 | 0 | 0 | 0 | 0 | 0 | -0.046907 | 0.022842 | -0.035341 | -0.43818 | 0.032093 | -0.049932 | -0.064577 | -0.14859 | -0.030338 | 8.0892e-05 | 0.040092 | -0.0022815 | 0.071996 | 0.058299 | -0.015917 | -0.035102 | -0.01943 | 0.0077075 | -0.033316 | -0.021237 | -0.011641 | 0.0029038 | 0.0041115 | 0.099641
| 170 | 3713572.3128 | 0 | 3519507.5264 | 0 |  | 513383.3697 | 486180.2949 | 496487.1066 | 475139.3345 | 289001.6351 | 301494.3721 | 291743.0729 | 266364.0391 | 247213.0149 | 237164.0698 | 239855.7681 | 241377.8447 | 245177.2445 | 242649.2784 | 255929.4508 | 241405.0934 | 229136.9095 | 218701.2707 | 209933.8007 | 213488.2595 | 214885.1099 | 215577.1752 | 225196.0034 | 227175.1059 | 0 | 0 | 0 | 0 | 0 | 0 | 0 | 0 | 0 | 0 | 0 | 0 | 0 | 0 | 0 | 0 | 0 | 0 | 0 | 0 | 0 | 0 | 0 | 0 | -0.054443 | 0.020978 | -0.043949 | -0.49718 | 0.042319 | -0.032878 | -0.09101 | -0.074614 | -0.041498 | 0.011286 | 0.0063257 | 0.015618 | -0.010364 | 0.053285 | -0.058425 | -0.052157 | -0.046613 | -0.040914 | 0.01679 | 0.0065217 | 0.0032155 | 0.043652 | 0.00875 | 0.10823
| 171 | 5009961.4473 | 0 | 4620917.4942 | 0 |  | 527769.0341 | 507840.0665 | 530590.4216 | 521634.1171 | 378168.5604 | 407797.8032 | 388563.9811 | 369511.2079 | 354753.6607 | 351602.8381 | 372101.6113 | 398550.1022 | 399555.2308 | 416355.7382 | 443590.8615 | 429278.6277 | 417795.2886 | 422101.4669 | 428712.5051 | 425012.5703 | 430452.1101 | 425234.7366 | 450185.8769 | 465116.5951 | 0 | 0 | 0 | 0 | 0 | 0 | 0 | 0 | 0 | 0 | 0 | 0 | 0 | 0 | 0 | 0 | 0 | 0 | 0 | 0 | 0 | 0 | 0 | 0 | -0.038492 | 0.043824 | -0.017024 | -0.32163 | 0.075431 | -0.048314 | -0.050277 | -0.040757 | -0.0089214 | 0.056665 | 0.068666 | 0.0025188 | 0.041188 | 0.063363 | -0.032796 | -0.027115 | 0.010254 | 0.015541 | -0.0086678 | 0.012717 | -0.012195 | 0.057019 | 0.032628 | 0.079554
| 172 | 5877335.4843 | 0 | 5337131.2715 | 0 |  | 567549.6523 | 535671.7633 | 544288.9549 | 540345.3396 | 423759.6385 | 451033.8566 | 462685.1942 | 442862.5852 | 408238.507 | 435580.1942 | 461499.8158 | 487044.4206 | 495833.1176 | 512545.7021 | 532189.4565 | 538570.6596 | 562424.546 | 564239.9374 | 586947.4 | 600204.4289 | 599729.533 | 620167.1398 | 616158.3378 | 618922.6616 | 0 | 0 | 0 | 0 | 423759.6385 | 451033.8566 | 462685.1942 | 442862.5852 | 0 | 0 | 0 | 0 | 0 | 0 | 0 | 0 | 0 | 0 | 0 | 0 | 0 | 0 | 0 | 0 | -0.057807 | 0.015959 | -0.0072718 | -0.24304 | 0.062376 | 0.025504 | -0.043787 | -0.081408 | 0.064827 | 0.057803 | 0.053874 | 0.017884 | 0.03315 | 0.03761 | 0.011919 | 0.043338 | 0.0032226 | 0.039456 | 0.022335 | -0.00079154 | 0.03351 | -0.006485 | 0.0044764 | 0.065376
| 173 | 5827892.5778 | 0 | 5287664.1408 | 0 |  | 564037.7375 | 540073.9455 | 551268.4011 | 552335.7631 | 417177.259 | 446646.9933 | 441386.3958 | 422914.5987 | 402623.7807 | 412031.618 | 452162.673 | 461789.9699 | 511657.7868 | 515344.6219 | 549198.5556 | 542871.4725 | 553591.2158 | 571965.3882 | 561447.8836 | 564402.4493 | 569076.1579 | 603761.8001 | 640211.9747 | 649606.6052 | 0 | 0 | 0 | 552335.7631 | 417177.259 | 446646.9933 | 0 | 0 | 0 | 0 | 0 | 0 | 0 | 0 | 0 | 0 | 0 | 0 | 0 | 0 | 0 | 0 | 0 | 0 | -0.043415 | 0.020516 | 0.0019343 | -0.28064 | 0.068257 | -0.011848 | -0.04275 | -0.049168 | 0.023098 | 0.092942 | 0.021068 | 0.10255 | 0.0071798 | 0.063624 | -0.011587 | 0.019554 | 0.032652 | -0.01856 | 0.0052486 | 0.0082467 | 0.059165 | 0.05862 | 0.014568 | 0.074666
| 174 | 5610931.8317 | 0 | 5145013.1163 | 0 |  | 585827.0417 | 556502.9031 | 582483.0774 | 562433.3377 | 362417.6571 | 414097.6668 | 423810.5322 | 409844.234 | 387187.1271 | 404631.1601 | 440433.4449 | 453937.93 | 484533.099 | 507957.0541 | 531286.9988 | 499875.5682 | 497315.7205 | 507561.5393 | 497515.0566 | 488389.5883 | 513449.3737 | 535689.5415 | 526505.5539 | 542820.4846 | 585827.0417 | 556502.9031 | 582483.0774 | 562433.3377 | 0 | 0 | 0 | 0 | 0 | 0 | 0 | 0 | 0 | 0 | 0 | 0 | 0 | 0 | 0 | 0 | 0 | 0 | 0 | 0 | -0.051352 | 0.045628 | -0.035028 | -0.43948 | 0.1333 | 0.023185 | -0.033509 | -0.056869 | 0.044068 | 0.084783 | 0.030201 | 0.065225 | 0.047211 | 0.044905 | -0.060943 | -0.0051341 | 0.020393 | -0.019992 | -0.018512 | 0.050038 | 0.042403 | -0.017293 | 0.030517 | 0.1067
| 175 | 6292522.1799 | 6292522.1799 | 5617990.706 | 5617990.706 |  | 530145.5303 | 518604.6404 | 540614.6406 | 533754.9125 | 395243.4988 | 440111.2252 | 443381.4945 | 450862.9463 | 442421.4347 | 463836.8421 | 500037.7897 | 552817.599 | 568144.2735 | 603085.412 | 659078.6848 | 657334.7242 | 664009.4382 | 690887.5349 | 728242.0006 | 722881.4091 | 749676.5741 | 765713.6914 | 757280.7573 | 794671.1606 | 0 | 0 | 0 | 0 | 0 | 0 | 0 | 450862.9463 | 442421.4347 | 463836.8421 | 500037.7897 | 552817.599 | 568144.2735 | 603085.412 | 659078.6848 | 657334.7242 | 664009.4382 | 690887.5349 | 728242.0006 | 722881.4091 | 749676.5741 | 765713.6914 | 757280.7573 | 794671.1606 | -0.02201 | 0.041565 | -0.01277 | -0.30043 | 0.10753 | 0.0074031 | 0.016733 | -0.018901 | 0.04727 | 0.075151 | 0.10034 | 0.027347 | 0.059683 | 0.088784 | -0.0026496 | 0.010103 | 0.039681 | 0.052656 | -0.0073882 | 0.036397 | 0.021166 | -0.011074 | 0.048194 | 0.078809
| 176 | 5974880.6443 | 0 | 5407438.8858 | 0 |  | 570694.6789 | 543104.7359 | 553602.696 | 540775.1947 | 418288.8545 | 452715.9506 | 468870.3543 | 467425.964 | 439896.4539 | 439586.1344 | 446994.5868 | 474514.3961 | 486412.5035 | 516941.1216 | 542737.5238 | 563234.6017 | 589314.4004 | 585052.3238 | 590916.9228 | 618884.8598 | 625686.6634 | 646944.8919 | 664954.5841 | 641544.947 | 0 | 0 | 0 | 0 | 418288.8545 | 452715.9506 | 468870.3543 | 467425.964 | 439896.4539 | 0 | 0 | 0 | 0 | 0 | 0 | 0 | 0 | 0 | 0 | 0 | 0 | 0 | 0 | 0 | -0.049552 | 0.019145 | -0.023444 | -0.25683 | 0.079093 | 0.035061 | -0.0030853 | -0.060702 | -0.00070569 | 0.016713 | 0.059745 | 0.024765 | 0.060872 | 0.048697 | 0.03707 | 0.045264 | -0.0072585 | 0.0099742 | 0.046244 | 0.01093 | 0.033411 | 0.027458 | -0.035839 | 0.067233
| 177 | 6031850.4707 | 0 | 5376311.5293 | 0 |  | 562146.0677 | 529488.9392 | 540936.3241 | 539522.1801 | 393837.1013 | 424609.2793 | 443620.9273 | 415279.614 | 402564.009 | 423311.4492 | 446894.334 | 481697.0943 | 505076.8245 | 546985.6537 | 595440.372 | 595753.4752 | 618866.6423 | 642609.2821 | 663196.4103 | 663659.3512 | 707574.7231 | 735309.2402 | 743447.1322 | 800101.8058 | 0 | 0 | 0 | 0 | 0 | 0 | 0 | 0 | 0 | 0 | 0 | 0 | 0 | 546985.6537 | 595440.372 | 595753.4752 | 618866.6423 | 642609.2821 | 663196.4103 | 663659.3512 | 707574.7231 | 735309.2402 | 743447.1322 | 800101.8058 | -0.059849 | 0.021389 | -0.0026177 | -0.31475 | 0.075232 | 0.043801 | -0.066018 | -0.031098 | 0.050254 | 0.054214 | 0.074993 | 0.047395 | 0.079712 | 0.084879 | 0.0005257 | 0.038063 | 0.037647 | 0.031534 | 0.0006978 | 0.064074 | 0.038448 | 0.011007 | 0.073441 | 0.083244
| 178 | 6053544.6901 | 6053544.6901 | 5440133.9515 | 5440133.9515 |  | 539800.745 | 515954.3706 | 532954.4409 | 526153.9729 | 385849.7542 | 422925.7802 | 444978.1134 | 434896.2623 | 424176.5624 | 436982.7895 | 491198.7032 | 529971.2326 | 537814.3003 | 570536.7619 | 605843.3029 | 609641.7919 | 623414.9798 | 669211.4091 | 671657.2718 | 676772.7276 | 664993.2696 | 683503.8601 | 709590.644 | 735460.6459 | 0 | 0 | 0 | 0 | 0 | 0 | 0 | 0 | 0 | 0 | 491198.7032 | 529971.2326 | 537814.3003 | 570536.7619 | 605843.3029 | 609641.7919 | 623414.9798 | 669211.4091 | 671657.2718 | 676772.7276 | 0 | 0 | 0 | 0 | -0.045182 | 0.032418 | -0.012842 | -0.31015 | 0.091749 | 0.050828 | -0.022918 | -0.024958 | 0.029744 | 0.11695 | 0.075974 | 0.014691 | 0.059064 | 0.060044 | 0.0062502 | 0.022341 | 0.070888 | 0.0036482 | 0.0075873 | -0.017559 | 0.027455 | 0.037456 | 0.035809 | 0.081034
| 179 | 4804440.9426 | 0 | 4420836.2769 | 0 |  | 532961.9856 | 511234.5638 | 516184.0919 | 508382.5993 | 320166.2338 | 351205.396 | 360798.9915 | 344736.4723 | 335593.2653 | 345982.6788 | 358296.986 | 389101.0524 | 393267.0207 | 392219.3768 | 412494.3822 | 397594.1507 | 405012.0972 | 413271.2706 | 406015.7307 | 410271.1513 | 418930.6148 | 431064.9061 | 436917.4015 | 459336.1175 | 0 | 0 | 0 | 0 | 0 | 0 | 0 | 0 | 0 | 0 | 0 | 0 | 0 | 0 | 0 | 0 | 0 | 0 | 0 | 0 | 0 | 0 | 0 | 0 | -0.041622 | 0.009635 | -0.015229 | -0.46239 | 0.092531 | 0.02695 | -0.045541 | -0.02688 | 0.030489 | 0.034973 | 0.082477 | 0.01065 | -0.0026675 | 0.050401 | -0.036791 | 0.018485 | 0.020187 | -0.017712 | 0.010426 | 0.020887 | 0.028553 | 0.013485 | 0.050038 | 0.10554
| 180 | 4526946.7076 | 0 | 4178082.8165 | 0 |  | 515755.3139 | 502164.5232 | 515635.323 | 504423.7892 | 354440.9696 | 357113.0665 | 343272.9137 | 305876.9007 | 283888.1561 | 287062.5554 | 316605.1234 | 334925.0677 | 338664.1096 | 347390.2865 | 366883.8655 | 369321.7018 | 372223.8776 | 372778.8681 | 375934.6612 | 369493.7358 | 381770.6883 | 382715.3048 | 398480.5583 | 426224.6524 | 0 | 0 | 0 | 0 | 0 | 0 | 0 | 0 | 0 | 0 | 0 | 0 | 0 | 0 | 0 | 0 | 0 | 0 | 0 | 0 | 0 | 0 | 0 | 0 | -0.026705 | 0.026472 | -0.021983 | -0.35287 | 0.0075106 | -0.039527 | -0.11534 | -0.074602 | 0.01112 | 0.097955 | 0.056251 | 0.011102 | 0.02544 | 0.054596 | 0.0066227 | 0.0078274 | 0.0014899 | 0.00843 | -0.017282 | 0.032686 | 0.0024712 | 0.040367 | 0.067308 | 0.08782
| 181 | 5333234.0573 | 0 | 4859254.7826 | 0 |  | 540138.739 | 508969.142 | 515151.3743 | 510023.9537 | 366728.6958 | 403631.5053 | 401249.35 | 393285.9347 | 385043.3517 | 384211.9953 | 414193.9237 | 431283.7002 | 436243.1348 | 458232.9254 | 480960.1242 | 482371.3484 | 494955.2778 | 510149.9269 | 523136.8335 | 534390.2423 | 522582.8325 | 529393.4267 | 538609.751 | 566509.4123 | 0 | 0 | 0 | 0 | 0 | 0 | 0 | 0 | 0 | 0 | 0 | 0 | 0 | 0 | 0 | 0 | 0 | 0 | 0 | 0 | 0 | 0 | 0 | 0 | -0.059439 | 0.012073 | -0.010003 | -0.32984 | 0.09588 | -0.0059193 | -0.020046 | -0.021181 | -0.0021615 | 0.07514 | 0.040432 | 0.011434 | 0.049178 | 0.048407 | 0.0029299 | 0.025753 | 0.030237 | 0.025138 | 0.021283 | -0.022343 | 0.012948 | 0.017259 | 0.050502 | 0.080032
| 182 | 4968760.3645 | 0 | 4593959.5735 | 0 |  | 527802.2064 | 507660.6572 | 517457.7631 | 506415.4894 | 351317.0466 | 385028.8685 | 403237.5685 | 382205.5501 | 364109.8276 | 360444.6198 | 377908.896 | 410079.6857 | 435827.7273 | 422817.7467 | 413485.6255 | 405354.1768 | 416500.7857 | 427688.4406 | 420934.9244 | 418097.647 | 425419.7831 | 440307.0102 | 418116.9231 | 416571.8529 | 0 | 0 | 0 | 0 | 0 | 0 | 0 | 0 | 0 | 0 | 0 | 0 | 0 | 0 | 0 | 0 | 0 | 0 | 0 | 0 | 0 | 0 | 0 | 0 | -0.038908 | 0.019115 | -0.02157 | -0.36567 | 0.091629 | 0.046208 | -0.053567 | -0.048503 | -0.010117 | 0.047315 | 0.081698 | 0.060896 | -0.030306 | -0.022318 | -0.019862 | 0.027127 | 0.026507 | -0.015917 | -0.0067632 | 0.017361 | 0.034396 | -0.051711 | -0.0037022 | 0.087858
| 183 | 4827346.0313 | 0 | 4404362.1304 | 0 |  | 526684.8879 | 514130.737 | 518325.9532 | 517026.5833 | 345290.9649 | 367199.0809 | 368745.245 | 351510.4399 | 325754.9787 | 333580.858 | 337184.1782 | 373870.4662 | 357758.8418 | 369589.289 | 403735.3252 | 383673.6181 | 388737.8962 | 381126.6244 | 416451.2102 | 459833.0884 | 467236.2689 | 457479.902 | 496005.5321 | 505183.3999 | 0 | 0 | 0 | 0 | 0 | 0 | 0 | 0 | 0 | 0 | 0 | 0 | 0 | 0 | 0 | 0 | 0 | 0 | 0 | 0 | 0 | 0 | 0 | 0 | -0.024125 | 0.0081267 | -0.00251 | -0.40371 | 0.061517 | 0.0042019 | -0.047867 | -0.076094 | 0.02374 | 0.010744 | 0.10328 | -0.04405 | 0.032533 | 0.088367 | -0.050967 | 0.013113 | -0.019774 | 0.088638 | 0.099094 | 0.015971 | -0.021102 | 0.080854 | 0.018334 | 0.10136
| 184 | 5700586.2128 | 0 | 5155124.4235 | 0 |  | 531692.029 | 508159.9845 | 540763.1565 | 534731.3904 | 404761.1177 | 442533.0863 | 449794.1614 | 421225.4368 | 398270.2946 | 413421.7881 | 431781.5723 | 465352.2949 | 483020.8254 | 498447.3383 | 531067.9259 | 551825.1162 | 541032.94 | 550487.3897 | 553804.3799 | 561794.0705 | 595845.7973 | 606161.4869 | 623994.8829 | 657809.2172 | 0 | 0 | 0 | 0 | 404761.1177 | 0 | 0 | 0 | 0 | 0 | 0 | 0 | 0 | 0 | 0 | 0 | 0 | 0 | 0 | 0 | 0 | 0 | 0 | 0 | -0.045268 | 0.062185 | -0.011217 | -0.27847 | 0.089218 | 0.016275 | -0.065622 | -0.056037 | 0.037337 | 0.043451 | 0.074875 | 0.037265 | 0.031438 | 0.063392 | 0.038341 | -0.019751 | 0.017324 | 0.0060075 | 0.014324 | 0.058847 | 0.017165 | 0.028996 | 0.052773 | 0.074576
| 185 | 5922744.7182 | 0 | 5361624.7031 | 0 |  | 565260.6171 | 544249.0814 | 561954.3542 | 554257.9901 | 415497.1676 | 437912.3305 | 451382.8928 | 441800.0743 | 411478.6945 | 409431.3495 | 439921.7665 | 475114.5231 | 495318.9993 | 517537.4991 | 544511.9435 | 559824.2253 | 585871.1376 | 615149.1458 | 621603.0685 | 592099.0303 | 618476.854 | 645984.1896 | 637710.8522 | 648760.6339 | 0 | 0 | 0 | 554257.9901 | 415497.1676 | 0 | 0 | 0 | 0 | 0 | 0 | 0 | 0 | 0 | 0 | 0 | 0 | 0 | 0 | 0 | 0 | 0 | 0 | 0 | -0.03788 | 0.032014 | -0.01379 | -0.28815 | 0.052543 | 0.030297 | -0.021459 | -0.0711 | -0.004988 | 0.071828 | 0.076959 | 0.041646 | 0.04388 | 0.050808 | 0.027733 | 0.045477 | 0.048765 | 0.010437 | -0.048628 | 0.043586 | 0.043515 | -0.01289 | 0.017179 | 0.074877
| 186 | 4568570.6772 | 0 | 4237312.2894 | 0 |  | 502413.416 | 483612.476 | 495797.3375 | 492802.913 | 322899.0114 | 351263.9051 | 357947.6439 | 341133.5433 | 323364.4574 | 316575.9284 | 350802.0915 | 369402.8038 | 367022.9714 | 370258.6537 | 390920.9797 | 388624.8397 | 391549.572 | 378528.2151 | 374335.3301 | 361903.2564 | 371567.9639 | 373165.9698 | 376270.4297 | 384695.3979 | 0 | 0 | 0 | 0 | 0 | 0 | 0 | 0 | 0 | 0 | 0 | 0 | 0 | 0 | 0 | 0 | 0 | 0 | 0 | 0 | 0 | 0 | 0 | 0 | -0.038139 | 0.024883 | -0.0060579 | -0.42277 | 0.084198 | 0.018849 | -0.048113 | -0.053494 | -0.021217 | 0.10266 | 0.051665 | -0.0064632 | 0.0087774 | 0.054304 | -0.005891 | 0.0074977 | -0.033822 | -0.011139 | -0.033775 | 0.026355 | 0.0042915 | 0.0082848 | 0.022144 | 0.097902
| 187 | 4189479.4549 | 0 | 3915112.9906 | 0 |  | 535843.9016 | 505751.5556 | 517811.0324 | 511558.783 | 321382.5001 | 337553.4368 | 316954.3431 | 291132.9643 | 272827.3966 | 274915.4021 | 281244.8074 | 290049.3923 | 276781.5495 | 285804.567 | 304621.0493 | 302584.4733 | 307125.1263 | 289559.5762 | 298863.4847 | 294981.1647 | 305218.1507 | 313921.2966 | 308958.2075 | 319062.3684 | 0 | 0 | 0 | 0 | 0 | 0 | 0 | 0 | 0 | 0 | 0 | 0 | 0 | 0 | 0 | 0 | 0 | 0 | 0 | 0 | 0 | 0 | 0 | 0 | -0.057797 | 0.023565 | -0.012148 | -0.46483 | 0.049092 | -0.062966 | -0.084978 | -0.064941 | 0.0076241 | 0.022762 | 0.030826 | -0.046823 | 0.03208 | 0.06376 | -0.0067081 | 0.014895 | -0.058894 | 0.031626 | -0.013075 | 0.034115 | 0.028116 | -0.015936 | 0.032181 | 0.10514
| 188 | 4284894.3108 | 0 | 3940747.2934 | 0 |  | 493860.4863 | 474898.4534 | 482111.6626 | 473609.0985 | 293811.2829 | 313076.6528 | 311798.3846 | 294345.3419 | 286784.0126 | 293782.5524 | 308390.1831 | 318999.639 | 316980.1126 | 337895.9323 | 355684.1166 | 342915.2056 | 350797.3189 | 365423.0148 | 367057.2615 | 370248.9659 | 372633.802 | 384303.1562 | 406004.4399 | 403777.8742 | 0 | 0 | 0 | 0 | 0 | 0 | 0 | 0 | 0 | 0 | 0 | 0 | 0 | 0 | 0 | 0 | 0 | 0 | 0 | 0 | 0 | 0 | 0 | 0 | -0.039152 | 0.015075 | -0.017793 | -0.47744 | 0.06351 | -0.0040913 | -0.057603 | -0.026024 | 0.024111 | 0.048526 | 0.033824 | -0.0063509 | 0.063899 | 0.051305 | -0.03656 | 0.022725 | 0.040847 | 0.0044622 | 0.0086578 | 0.0064205 | 0.030836 | 0.054932 | -0.0054992 | 0.10762
| 189 | 6224035.1463 | 6224035.1463 | 5621668.1936 | 5621668.1936 |  | 568140.2249 | 547989.1835 | 566032.1378 | 558205.0543 | 405658.72 | 449178.2341 | 467780.1836 | 472299.725 | 444069.6507 | 457201.7118 | 485439.3842 | 541661.4464 | 571372.1323 | 563644.6933 | 605123.5901 | 604653.5175 | 617307.355 | 639231.6371 | 650911.6889 | 644075.4692 | 644918.1151 | 674184.7711 | 706402.276 | 718464.5305 | 0 | 0 | 0 | 558205.0543 | 405658.72 | 449178.2341 | 467780.1836 | 472299.725 | 444069.6507 | 457201.7118 | 485439.3842 | 541661.4464 | 571372.1323 | 563644.6933 | 605123.5901 | 604653.5175 | 617307.355 | 639231.6371 | 650911.6889 | 0 | 0 | 0 | 0 | 0 | -0.036113 | 0.032395 | -0.013924 | -0.31921 | 0.10191 | 0.040579 | 0.0096153 | -0.061632 | 0.029143 | 0.05993 | 0.10959 | 0.0534 | -0.013617 | 0.071009 | -0.00077712 | 0.020711 | 0.0349 | 0.018107 | -0.010558 | 0.0013074 | 0.044381 | 0.046681 | 0.016931 | 0.082304
| 190 | 5840282.6129 | 0 | 5212317.1164 | 0 |  | 506426.6613 | 492763.588 | 515521.5209 | 514248.6883 | 378516.0862 | 416961.4435 | 432651.1454 | 417145.5634 | 389705.154 | 415763.9894 | 447392.0178 | 487350.7162 | 521268.5425 | 552749.6335 | 595182.1188 | 608796.4403 | 616332.9151 | 630568.3333 | 632995.3594 | 623677.7091 | 661815.6856 | 710657.132 | 727036.3567 | 762949.911 | 0 | 0 | 0 | 0 | 0 | 0 | 0 | 0 | 0 | 0 | 0 | 0 | 0 | 552749.6335 | 595182.1188 | 608796.4403 | 616332.9151 | 630568.3333 | 0 | 0 | 0 | 710657.132 | 727036.3567 | 762949.911 | -0.02735 | 0.04515 | -0.0024721 | -0.30645 | 0.096735 | 0.036938 | -0.036497 | -0.068045 | 0.064727 | 0.073317 | 0.085549 | 0.067281 | 0.05864 | 0.073962 | 0.022617 | 0.012303 | 0.022834 | 0.0038416 | -0.014829 | 0.059353 | 0.071203 | 0.022786 | 0.048216 | 0.082369
| 191 | 5880721.248 | 0 | 5245522.6488 | 0 |  | 530714.2027 | 515672.7679 | 541244.0419 | 541163.0774 | 378128.2882 | 408436.2322 | 417035.9169 | 397615.535 | 379511.9276 | 408596.1565 | 452067.6957 | 482432.3549 | 495510.3049 | 515754.8523 | 561814.9887 | 588609.6965 | 623315.2063 | 663954.9387 | 676948.1106 | 642782.2409 | 669740.4204 | 718889.0788 | 733253.6571 | 773622.682 | 0 | 0 | 0 | 0 | 0 | 0 | 0 | 0 | 0 | 0 | 0 | 0 | 0 | 0 | 0 | 0 | 623315.2063 | 663954.9387 | 676948.1106 | 0 | 0 | 718889.0788 | 733253.6571 | 773622.682 | -0.028751 | 0.048398 | -0.0001496 | -0.35849 | 0.077102 | 0.020837 | -0.047687 | -0.0466 | 0.073841 | 0.1011 | 0.065009 | 0.026747 | 0.040043 | 0.085541 | 0.046591 | 0.057289 | 0.063162 | 0.01938 | -0.051789 | 0.041084 | 0.070817 | 0.019785 | 0.053593 | 0.092524
| 192 | 5330514.3561 | 0 | 4853207.0766 | 0 |  | 512893.7854 | 499297.575 | 501978.766 | 508193.7534 | 351574.1972 | 395873.4481 | 413075.5028 | 403179.7802 | 390511.9493 | 397762.9145 | 419876.2425 | 448898.7138 | 452584.2264 | 459009.1111 | 495870.1283 | 508431.0651 | 514792.55 | 523150.1227 | 512816.7181 | 510253.2944 | 508489.0731 | 539443.8383 | 559398.5466 | 566789.9523 | 0 | 0 | 0 | 0 | 0 | 0 | 0 | 0 | 0 | 0 | 0 | 0 | 0 | 0 | 0 | 0 | 0 | 0 | 0 | 0 | 0 | 0 | 0 | 0 | -0.026867 | 0.0053556 | 0.012305 | -0.36844 | 0.11867 | 0.042536 | -0.024248 | -0.031924 | 0.018398 | 0.054104 | 0.066837 | 0.0081766 | 0.014096 | 0.077244 | 0.025016 | 0.012434 | 0.016104 | -0.01995 | -0.0050112 | -0.0034635 | 0.059095 | 0.036324 | 0.013127 | 0.088969
| 193 | 4972430.2417 | 0 | 4523588.1168 | 0 |  | 511039.3551 | 492133.0775 | 517071.1218 | 507104.2376 | 343856.4788 | 367545.4749 | 374215.5849 | 368384.2059 | 345792.1534 | 343466.1278 | 350045.6496 | 384371.7965 | 380997.4783 | 384397.2872 | 426693.6255 | 452176.364 | 457390.4062 | 463978.5973 | 488704.8243 | 493599.0427 | 485085.4306 | 492583.3389 | 525223.0952 | 542197.0292 | 0 | 0 | 0 | 0 | 0 | 0 | 0 | 0 | 0 | 0 | 0 | 0 | 0 | 0 | 0 | 0 | 0 | 0 | 0 | 0 | 0 | 0 | 0 | 0 | -0.037697 | 0.049431 | -0.019464 | -0.38849 | 0.066623 | 0.017985 | -0.015706 | -0.063289 | -0.0067494 | 0.018975 | 0.093547 | -0.0088175 | 0.0088839 | 0.10439 | 0.058006 | 0.011465 | 0.014301 | 0.05192 | 0.0099649 | -0.017399 | 0.015339 | 0.064159 | 0.031806 | 0.094485
| 194 | 5186806.2594 | 0 | 4749645.0437 | 0 |  | 508542.5931 | 487318.0154 | 503001.4302 | 494553.946 | 342098.6573 | 384620.2592 | 407572.8771 | 400020.9095 | 376674.599 | 388380.2806 | 424682.5992 | 431945.5945 | 454575.8487 | 463012.2639 | 502956.3649 | 477454.3196 | 486191.9868 | 483029.8905 | 480112.7837 | 484825.6717 | 492919.992 | 497444.4536 | 491339.5419 | 504437.8431 | 0 | 0 | 0 | 0 | 0 | 0 | 0 | 0 | 0 | 0 | 0 | 0 | 0 | 0 | 0 | 0 | 0 | 0 | 0 | 0 | 0 | 0 | 0 | 0 | -0.042632 | 0.031676 | -0.016937 | -0.36856 | 0.11716 | 0.057963 | -0.018703 | -0.060135 | 0.030603 | 0.089357 | 0.016958 | 0.051065 | 0.018389 | 0.08275 | -0.052035 | 0.018135 | -0.006525 | -0.0060575 | 0.0097683 | 0.016557 | 0.009137 | -0.012348 | 0.026309 | 0.091305
| 195 | 3495051.9313 | 0 | 3357955.296 | 0 |  | 514899.2312 | 483432.7806 | 484925.8255 | 468159.4955 | 300376.1673 | 303958.305 | 284890.2571 | 260119.5856 | 226808.2958 | 214789.9174 | 215384.3627 | 214689.0781 | 214174.7851 | 200296.2307 | 209608.3398 | 201131.6857 | 194834.6465 | 191836.8007 | 176867.1624 | 161547.0026 | 158460.1898 | 152526.2381 | 153085.0315 | 158498.3889 | 0 | 0 | 0 | 0 | 0 | 0 | 0 | 0 | 0 | 0 | 0 | 0 | 0 | 0 | 0 | 0 | 0 | 0 | 0 | 0 | 0 | 0 | 0 | 0 | -0.063059 | 0.0030837 | -0.035187 | -0.44377 | 0.011855 | -0.064786 | -0.090963 | -0.13704 | -0.054445 | 0.0027637 | -0.0032333 | -0.0023984 | -0.066995 | 0.045443 | -0.041281 | -0.031809 | -0.015506 | -0.081246 | -0.090603 | -0.019293 | -0.038167 | 0.0036569 | 0.034751 | 0.096189
| 196 | 4783144.649 | 0 | 4386436.0132 | 0 |  | 509505.2345 | 479939.1714 | 492634.9015 | 480115.4001 | 315604.588 | 350450.9781 | 362481.5095 | 344325.9917 | 328960.6561 | 348990.7189 | 390727.7307 | 393010.2837 | 385207.1648 | 392083.0119 | 432994.479 | 420566.1852 | 420544.2974 | 429808.5463 | 449112.866 | 448122.7384 | 447193.2778 | 458327.9831 | 448794.2063 | 446863.9609 | 0 | 0 | 0 | 0 | 0 | 0 | 0 | 0 | 0 | 0 | 0 | 0 | 0 | 0 | 0 | 0 | 0 | 0 | 0 | 0 | 0 | 0 | 0 | 0 | -0.059781 | 0.026109 | -0.025742 | -0.41954 | 0.10473 | 0.033753 | -0.051385 | -0.045651 | 0.059107 | 0.11297 | 0.0058248 | -0.020054 | 0.017692 | 0.099251 | -0.029123 | -5.2045e-05 | 0.02179 | 0.043934 | -0.0022071 | -0.0020763 | 0.024594 | -0.021021 | -0.0043102 | 0.10185
| 197 | 4133945.4686 | 0 | 3857884.25 | 0 |  | 504748.9019 | 482395.1019 | 489315.0801 | 476531.0676 | 306577.776 | 329597.5212 | 324748.8213 | 308397.9819 | 284642.1745 | 282194.2342 | 288524.6359 | 303312.7206 | 304308.5795 | 299169.5432 | 309834.6514 | 300581.8187 | 306983.842 | 309370.8871 | 299431.9549 | 294255.9188 | 299804.3087 | 302655.631 | 321916.684 | 333256.8841 | 0 | 0 | 0 | 0 | 0 | 0 | 0 | 0 | 0 | 0 | 0 | 0 | 0 | 0 | 0 | 0 | 0 | 0 | 0 | 0 | 0 | 0 | 0 | 0 | -0.045298 | 0.014243 | -0.026474 | -0.44106 | 0.072401 | -0.01482 | -0.051661 | -0.080158 | -0.0086373 | 0.022185 | 0.049984 | 0.0032779 | -0.017032 | 0.035028 | -0.030319 | 0.021075 | 0.0077457 | -0.032654 | -0.017437 | 0.01868 | 0.0094657 | 0.061697 | 0.034621 | 0.099404
| 198 | 4144582.9421 | 0 | 3847062.4167 | 0 |  | 513871.4821 | 488528.05 | 489535.7421 | 484979.4128 | 307033.3886 | 328518.382 | 314569.2109 | 298375.9961 | 272407.3877 | 270704.4404 | 278133.5938 | 288036.0111 | 287333.4504 | 283107.4391 | 321425.9952 | 310269.6523 | 311768.4335 | 311800.0417 | 321855.2398 | 305290.9039 | 328666.8619 | 328664.7271 | 338478.389 | 358570.9632 | 0 | 0 | 0 | 0 | 0 | 0 | 0 | 0 | 0 | 0 | 0 | 0 | 0 | 0 | 0 | 0 | 0 | 0 | 0 | 0 | 0 | 0 | 0 | 0 | -0.050576 | 0.0020606 | -0.009351 | -0.45715 | 0.067636 | -0.043389 | -0.05285 | -0.091056 | -0.0062711 | 0.027074 | 0.034984 | -0.0024421 | -0.014817 | 0.12694 | -0.035326 | 0.0048189 | 0.00010138 | 0.03174 | -0.052837 | 0.07378 | -6.4952e-06 | 0.029422 | 0.057666 | 0.108
| 199 | 5262619.6777 | 0 | 4795321.8745 | 0 |  | 563154.3 | 547926.6597 | 561842.1009 | 540811.9626 | 348870.3326 | 386414.1337 | 380112.3037 | 368044.0284 | 357023.6779 | 376259.6345 | 385789.4992 | 406787.3676 | 418078.9751 | 424822.2676 | 459209.4689 | 445033.9819 | 453511.2885 | 465331.8972 | 495896.7849 | 496141.4053 | 509546.9309 | 529920.5821 | 541650.7454 | 544945.8117 | 0 | 0 | 0 | 0 | 0 | 0 | 0 | 0 | 0 | 0 | 0 | 0 | 0 | 0 | 0 | 0 | 0 | 0 | 0 | 0 | 0 | 0 | 0 | 0 | -0.027412 | 0.025079 | -0.038149 | -0.43837 | 0.10221 | -0.016443 | -0.032264 | -0.0304 | 0.052477 | 0.025012 | 0.052999 | 0.02738 | 0.016001 | 0.077836 | -0.031356 | 0.01887 | 0.025731 | 0.063617 | 0.00049317 | 0.026661 | 0.039205 | 0.021894 | 0.0060649 | 0.10218
| 200 | 4134286.1811 | 0 | 3895489.0627 | 0 |  | 506265.6713 | 470398.8735 | 481053.8372 | 478881.423 | 297970.3896 | 324854.4871 | 328759.1927 | 313190.611 | 302396.0188 | 301875.9696 | 312701.7526 | 313090.1677 | 309744.9671 | 322335.8328 | 337585.4416 | 318480.9797 | 315058.4518 | 297789.9235 | 291355.07 | 277677.8437 | 276240.4378 | 274391.499 | 272930.2571 | 259092.2166 | 0 | 0 | 0 | 0 | 0 | 0 | 0 | 0 | 0 | 0 | 0 | 0 | 0 | 0 | 0 | 0 | 0 | 0 | 0 | 0 | 0 | 0 | 0 | 0 | -0.073481 | 0.022398 | -0.0045262 | -0.47446 | 0.086383 | 0.011948 | -0.048514 | -0.035075 | -0.0017212 | 0.035234 | 0.0012414 | -0.010742 | 0.039845 | 0.046225 | -0.058256 | -0.010805 | -0.05637 | -0.021846 | -0.048081 | -0.00519 | -0.0067157 | -0.0053396 | -0.052032 | 0.10446
| 201 | 2279240.4473 | 0 | 2249543.8534 | 0 |  | 629592.3887 | 553596.5884 | 567318.5404 | 453762.6004 | 211591.1848 | 106204.3596 | 50930.5675 | 11983.3979 | 15752.5297 | 17463.1468 | 18889.0534 | 20194.6504 | 21809.2161 | 24185.1178 | 26091.4764 | 27438.3475 | 27489.2363 | 28603.6609 | 29804.7808 | 30899.9217 | 31883.2131 | 33195.848 | 34615.0829 | 35583.8492 | 629592.3887 | 553596.5884 | 567318.5404 | 0 | 0 | 0 | 0 | 0 | 0 | 0 | 0 | 0 | 0 | 0 | 0 | 0 | 0 | 0 | 0 | 0 | 0 | 0 | 0 | 0 | -0.12864 | 0.024485 | -0.22335 | -0.76292 | -0.68929 | -0.7349 | -1.4469 | 0.27348 | 0.10309 | 0.07849 | 0.066835 | 0.076915 | 0.1034 | 0.075871 | 0.050333 | 0.0018529 | 0.03974 | 0.041134 | 0.036085 | 0.031326 | 0.040345 | 0.041865 | 0.027602 | 0.40055
| 202 | 4776256.9501 | 0 | 4430547.7741 | 0 |  | 542940.3999 | 509269.0748 | 514308.4787 | 505660.5686 | 354491.5302 | 375834.6785 | 373518.7913 | 362444.0556 | 330371.9125 | 343791.559 | 356592.675 | 384719.2969 | 390247.5829 | 374143.3174 | 395481.6009 | 377320.6564 | 377726.5532 | 380953.6874 | 401794.1055 | 387476.7387 | 385965.272 | 374710.5613 | 405243.0088 | 407121.5845 | 0 | 0 | 0 | 0 | 0 | 0 | 0 | 0 | 0 | 0 | 0 | 0 | 0 | 0 | 0 | 0 | 0 | 0 | 0 | 0 | 0 | 0 | 0 | 0 | -0.064023 | 0.0098467 | -0.016958 | -0.35518 | 0.058465 | -0.006181 | -0.030098 | -0.092651 | 0.039817 | 0.036559 | 0.07592 | 0.014267 | -0.042142 | 0.055465 | -0.047009 | 0.0010752 | 0.0085073 | 0.053262 | -0.036284 | -0.0039084 | -0.029594 | 0.078333 | 0.004625 | 0.08718
| 203 | 4287637.4365 | 0 | 4001583.6779 | 0 |  | 510309.6463 | 491960.4228 | 504578.3154 | 493178.277 | 320481.4116 | 345565.3179 | 337535.3191 | 305519.3669 | 283641.0267 | 284654.4589 | 303378.0287 | 317170.6368 | 325473.1164 | 325940.0141 | 339156.23 | 328878.5603 | 336397.3862 | 338807.4266 | 321399.4104 | 295636.1005 | 309084.6578 | 321460.4167 | 329127.4204 | 343012.6279 | 0 | 0 | 0 | 0 | 0 | 0 | 0 | 0 | 0 | 0 | 0 | 0 | 0 | 0 | 0 | 0 | 0 | 0 | 0 | 0 | 0 | 0 | 0 | 0 | -0.036619 | 0.025325 | -0.022852 | -0.43105 | 0.075357 | -0.023512 | -0.099657 | -0.074304 | 0.0035666 | 0.063704 | 0.04446 | 0.02584 | 0.0014335 | 0.039747 | -0.030772 | 0.022605 | 0.0071387 | -0.052747 | -0.083555 | 0.044486 | 0.039259 | 0.023571 | 0.041322 | 0.10191
| 204 | 5161980.8133 | 0 | 4722510.7151 | 0 |  | 516753.3669 | 497907.4901 | 504514.4027 | 502672.2461 | 328741.9653 | 381622.5017 | 397754.7605 | 384379.9187 | 375335.818 | 392672.9513 | 411540.5897 | 442387.5802 | 423773.8394 | 428543.6288 | 477944.8641 | 489502.7152 | 483917.4572 | 486569.2064 | 499513.2986 | 488556.3119 | 495998.1017 | 498220.2762 | 503885.9742 | 497994.483 | 0 | 0 | 0 | 0 | 0 | 0 | 0 | 0 | 0 | 0 | 0 | 0 | 0 | 0 | 0 | 0 | 0 | 0 | 0 | 0 | 0 | 0 | 0 | 0 | -0.037151 | 0.013182 | -0.003658 | -0.42467 | 0.14916 | 0.041404 | -0.034204 | -0.02381 | 0.045156 | 0.046931 | 0.072279 | -0.042986 | 0.011193 | 0.1091 | 0.023895 | -0.011476 | 0.0054648 | 0.026255 | -0.022179 | 0.015117 | 0.0044702 | 0.011308 | -0.011761 | 0.10298
| 205 | 4152305.578 | 0 | 3954372.1612 | 0 |  | 581761.6949 | 561376.9328 | 563362.2502 | 536523.114 | 302106.4898 | 333956.7942 | 327106.5943 | 299231.1678 | 271798.6737 | 254381.7776 | 265952.3731 | 282626.2934 | 277154.3253 | 273915.5172 | 294230.8633 | 267614.2939 | 250173.297 | 253746.7211 | 246415.8368 | 224433.9101 | 245449.2325 | 212338.5178 | 214285.349 | 224632.7071 | 0 | 561376.9328 | 0 | 0 | 0 | 0 | 0 | 0 | 0 | 0 | 0 | 0 | 0 | 0 | 0 | 0 | 0 | 0 | 0 | 0 | 0 | 0 | 0 | 0 | -0.035668 | 0.0035303 | -0.048813 | -0.57433 | 0.10023 | -0.020726 | -0.08907 | -0.096155 | -0.066225 | 0.044481 | 0.060808 | -0.019551 | -0.011755 | 0.071545 | -0.094818 | -0.067393 | 0.014183 | -0.029316 | -0.093439 | 0.089509 | -0.14491 | 0.0091267 | 0.047158 | 0.13351
| 206 | 4268523.5073 | 0 | 3928666.428 | 0 |  | 506318.0795 | 476213.1656 | 495560.7341 | 489110.9917 | 301728.5236 | 326138.2757 | 319766.675 | 307947.944 | 287106.6086 | 278111.8884 | 296389.456 | 310333.732 | 304010.9099 | 300081.5365 | 323704.0622 | 331425.7359 | 325412.9507 | 345117.0911 | 363736.9136 | 343778.0971 | 369482.2645 | 376356.205 | 394365.1762 | 407565.0924 | 0 | 0 | 0 | 0 | 0 | 0 | 0 | 0 | 0 | 0 | 0 | 0 | 0 | 0 | 0 | 0 | 0 | 0 | 0 | 0 | 0 | 0 | 0 | 0 | -0.0613 | 0.039824 | -0.0131 | -0.48306 | 0.077794 | -0.01973 | -0.037661 | -0.070077 | -0.03183 | 0.063651 | 0.045974 | -0.020585 | -0.013009 | 0.075775 | 0.023574 | -0.018309 | 0.058789 | 0.052547 | -0.056434 | 0.072106 | 0.018433 | 0.046741 | 0.032923 | 0.11326
| 207 | 4053436.1246 | 0 | 3795429.1601 | 0 |  | 492238.5114 | 471564.2544 | 485241.3796 | 469703.9245 | 283969.7779 | 314486.1748 | 315720.3268 | 291533.2252 | 274828.4206 | 273858.1927 | 283387.2426 | 296380.0517 | 306979.455 | 303656.2346 | 318047.9628 | 325130.09 | 313527.3961 | 313107.1205 | 314429.3719 | 303960.8013 | 301007.7902 | 289646.6885 | 288305.2705 | 291659.9638 | 0 | 0 | 0 | 0 | 0 | 0 | 0 | 0 | 0 | 0 | 0 | 0 | 0 | 0 | 0 | 0 | 0 | 0 | 0 | 0 | 0 | 0 | 0 | 0 | -0.042908 | 0.028591 | -0.032544 | -0.50323 | 0.10207 | 0.0039167 | -0.079703 | -0.059007 | -0.0035366 | 0.034204 | 0.044828 | 0.035138 | -0.010885 | 0.046306 | 0.022023 | -0.036339 | -0.0013414 | 0.0042141 | -0.033861 | -0.0097626 | -0.038474 | -0.004642 | 0.011569 | 0.11215
| 208 | 4469107.6079 | 0 | 4124116.7524 | 0 |  | 515666.1658 | 501414.286 | 513175.1704 | 497183.2248 | 318385.6722 | 345131.3785 | 343105.4698 | 309705.6791 | 280960.3738 | 286088.0152 | 310749.9448 | 341131.5061 | 341275.6882 | 333986.2616 | 349637.4417 | 364537.904 | 363320.2795 | 370832.8379 | 373062.8637 | 385994.542 | 388225.6248 | 389411.8162 | 398992.7389 | 390599.6204 | 0 | 0 | 0 | 0 | 0 | 0 | 0 | 0 | 0 | 0 | 0 | 0 | 0 | 0 | 0 | 0 | 0 | 0 | 0 | 0 | 0 | 0 | 0 | 0 | -0.028027 | 0.023185 | -0.031659 | -0.4457 | 0.080662 | -0.0058873 | -0.10242 | -0.097409 | 0.018086 | 0.082689 | 0.093279 | 0.00042257 | -0.021591 | 0.045797 | 0.041734 | -0.0033458 | 0.020467 | 0.0059956 | 0.034076 | 0.0057634 | 0.0030508 | 0.024306 | -0.02126 | 0.10596
| 209 | 4671875.264 | 0 | 4372083.1056 | 0 |  | 540402.1661 | 515706.3321 | 530120.7158 | 519051.7956 | 359985.8647 | 397531.5895 | 396240.9636 | 364582.1907 | 340069.2503 | 334909.1613 | 331107.5636 | 340507.6437 | 343701.4856 | 351794.9808 | 362389.0949 | 351444.3384 | 353074.7712 | 351378.9472 | 355646.4917 | 352031.0238 | 337351.8953 | 343459.3921 | 331980.6862 | 349407.3186 | 0 | 0 | 0 | 0 | 0 | 0 | 0 | 0 | 0 | 0 | 0 | 0 | 0 | 0 | 0 | 0 | 0 | 0 | 0 | 0 | 0 | 0 | 0 | 0 | -0.046776 | 0.027567 | -0.021101 | -0.36594 | 0.09921 | -0.0032519 | -0.083271 | -0.069603 | -0.01529 | -0.011416 | 0.027994 | 0.0093359 | 0.023275 | 0.02967 | -0.030667 | 0.0046285 | -0.0048146 | 0.012072 | -0.010218 | -0.042593 | 0.017942 | -0.033992 | 0.051162 | 0.085405
| 210 | 4589652.912 | 0 | 4281655.5295 | 0 |  | 554518.3893 | 531196.9346 | 533353.9907 | 504957.2668 | 346167.2254 | 364377.4729 | 358558.0477 | 322758.7423 | 301907.2037 | 305967.473 | 313992.4191 | 326020.1676 | 340994.3868 | 348282.3011 | 379580.3359 | 381228.1767 | 371221.7322 | 364197.2491 | 353015.6215 | 345459.0061 | 351312.2206 | 342516.3835 | 344541.431 | 361303.2672 | 0 | 0 | 0 | 0 | 0 | 0 | 0 | 0 | 0 | 0 | 0 | 0 | 0 | 0 | 0 | 0 | 0 | 0 | 0 | 0 | 0 | 0 | 0 | 0 | -0.042967 | 0.0040525 | -0.054712 | -0.37755 | 0.051268 | -0.0161 | -0.10519 | -0.066785 | 0.013359 | 0.02589 | 0.03759 | 0.044907 | 0.021147 | 0.086053 | 0.0043318 | -0.026599 | -0.019104 | -0.031183 | -0.021638 | 0.016801 | -0.025356 | 0.0058949 | 0.047503 | 0.08937
| 211 | 6139532.7425 | 6139532.7425 | 5463939.7485 | 5463939.7485 |  | 572945.3546 | 550021.94 | 566931.354 | 557905.557 | 373103.0384 | 427043.4694 | 443725.4862 | 439812.4555 | 435278.9004 | 429528.6111 | 451610.7459 | 493759.0745 | 515348.4537 | 526002.8605 | 566197.7487 | 583720.6394 | 619613.316 | 645395.085 | 666146.578 | 706860.3762 | 726095.4614 | 771852.8983 | 795433.7585 | 781045.9486 | 0 | 0 | 566931.354 | 557905.557 | 0 | 0 | 0 | 0 | 435278.9004 | 0 | 0 | 0 | 0 | 0 | 0 | 0 | 619613.316 | 645395.085 | 666146.578 | 706860.3762 | 726095.4614 | 771852.8983 | 795433.7585 | 781045.9486 | -0.040832 | 0.03028 | -0.016049 | -0.40234 | 0.13503 | 0.03832 | -0.0088577 | -0.010361 | -0.013299 | 0.050132 | 0.089227 | 0.042796 | 0.020463 | 0.073637 | 0.030479 | 0.059673 | 0.040767 | 0.031647 | 0.059323 | 0.026848 | 0.061112 | 0.030094 | -0.018254 | 0.098885
| 212 | 5711077.8814 | 0 | 5106643.9478 | 0 |  | 505352.7616 | 490696.1868 | 506893.7261 | 502896.8422 | 346926.3047 | 386913.5621 | 404651.4003 | 417263.051 | 403571.9779 | 424771.4231 | 459700.917 | 505938.4606 | 515742.6744 | 535580.0203 | 567696.9503 | 581995.774 | 578699.3853 | 587075.3999 | 631732.5208 | 623420.6312 | 660040.0175 | 690580.5353 | 712284.502 | 685316.0871 | 0 | 0 | 0 | 0 | 0 | 0 | 0 | 0 | 0 | 0 | 0 | 505938.4606 | 0 | 0 | 0 | 0 | 0 | 0 | 0 | 0 | 0 | 0 | 0 | 0 | -0.029432 | 0.032476 | -0.0079163 | -0.37127 | 0.10909 | 0.044825 | 0.030691 | -0.033362 | 0.051196 | 0.079025 | 0.095839 | 0.019193 | 0.037742 | 0.058237 | 0.024875 | -0.00568 | 0.01437 | 0.073313 | -0.013245 | 0.057079 | 0.045232 | 0.030945 | -0.038597 | 0.092724
| 213 | 5573306.1059 | 0 | 5008841.6721 | 0 |  | 540584.9656 | 521616.9791 | 535231.669 | 524533.4153 | 363172.2985 | 399455.383 | 403605.5433 | 402456.8871 | 388898.7974 | 407837.4999 | 419798.8757 | 443386.8726 | 459458.8697 | 474694.9872 | 510580.2217 | 501445.1124 | 526038.8408 | 557604.2401 | 578750.1741 | 588723.9224 | 596016.7134 | 647303.0004 | 660235.1088 | 667499.213 | 0 | 0 | 0 | 0 | 0 | 0 | 0 | 0 | 0 | 0 | 0 | 0 | 0 | 0 | 0 | 0 | 0 | 0 | 0 | 0 | 0 | 0 | 0 | 0 | -0.035718 | 0.025766 | -0.020191 | -0.36763 | 0.095225 | 0.010336 | -0.00285 | -0.034269 | 0.04755 | 0.028907 | 0.054667 | 0.035607 | 0.032623 | 0.072875 | -0.018054 | 0.047881 | 0.058274 | 0.037221 | 0.017086 | 0.012311 | 0.082546 | 0.019781 | 0.010942 | 0.089142
| 214 | 5099680.471 | 0 | 4709490.2693 | 0 |  | 538680.5077 | 514114.0592 | 535252.2533 | 530116.4708 | 386025.4541 | 404960.5665 | 394540.6103 | 382499.518 | 365671.445 | 373668.5861 | 389453.3025 | 402545.1781 | 413826.0844 | 426699.7059 | 438651.8727 | 423119.4985 | 427933.7787 | 443452.2886 | 437518.1468 | 433595.124 | 440251.3735 | 444475.9171 | 448528.4828 | 438653.4042 | 0 | 0 | 0 | 0 | 0 | 0 | 0 | 0 | 0 | 0 | 0 | 0 | 0 | 0 | 0 | 0 | 0 | 0 | 0 | 0 | 0 | 0 | 0 | 0 | -0.046677 | 0.040293 | -0.0096414 | -0.31719 | 0.047886 | -0.026068 | -0.030995 | -0.044992 | 0.021634 | 0.041375 | 0.033063 | 0.027638 | 0.030635 | 0.027626 | -0.036051 | 0.011314 | 0.035622 | -0.013472 | -0.009007 | 0.015235 | 0.00955 | 0.0090763 | -0.022263 | 0.073308
| 215 | 4229520.0347 | 0 | 3978623.937 | 0 |  | 534935.594 | 508080.2011 | 514076.1947 | 498518.3602 | 313435.3511 | 340522.9116 | 336454.1314 | 314048.0507 | 292724.63 | 298118.5094 | 305973.1558 | 308371.5278 | 317538.443 | 313041.0569 | 320762.1128 | 297862.0301 | 286102.4549 | 279876.4482 | 274637.7044 | 276980.996 | 276773.2379 | 284221.9163 | 292220.7086 | 287515.3632 | 0 | 0 | 0 | 0 | 0 | 0 | 0 | 0 | 0 | 0 | 0 | 0 | 0 | 0 | 0 | 0 | 0 | 0 | 0 | 0 | 0 | 0 | 0 | 0 | -0.051507 | 0.011732 | -0.030731 | -0.46405 | 0.082889 | -0.012021 | -0.068916 | -0.070314 | 0.018259 | 0.026006 | 0.0078079 | 0.029294 | -0.014265 | 0.024365 | -0.074069 | -0.04028 | -0.022002 | -0.018895 | 0.0084961 | -0.00075036 | 0.026557 | 0.027754 | -0.016233 | 0.10258
| 216 | 4456029.5364 | 0 | 4104836.0535 | 0 |  | 510876.5886 | 497617.2266 | 498322.6837 | 497356.7164 | 304354.1667 | 342971.804 | 341115.5414 | 319369.2801 | 293097.5326 | 294131.4127 | 304674.1588 | 322864.722 | 338455.5534 | 359127.4115 | 373780.188 | 361734.0222 | 382079.0783 | 372669.8712 | 357716.3191 | 344442.1565 | 368138.0009 | 403086.5522 | 412554.2339 | 416283.9493 | 0 | 0 | 0 | 0 | 0 | 0 | 0 | 0 | 0 | 0 | 0 | 0 | 0 | 0 | 0 | 0 | 0 | 0 | 0 | 0 | 0 | 0 | 0 | 0 | -0.026297 | 0.0014167 | -0.0019403 | -0.49112 | 0.11946 | -0.005427 | -0.065873 | -0.085843 | 0.0035212 | 0.035216 | 0.057991 | 0.047159 | 0.059284 | 0.039991 | -0.032759 | 0.054718 | -0.024935 | -0.040953 | -0.037814 | 0.066532 | 0.090693 | 0.023216 | 0.0089999 | 0.1166
| 217 | 5502321.6331 | 0 | 5030145.2204 | 0 |  | 564770.7955 | 547523.3428 | 563990.3534 | 552289.7301 | 364006.7239 | 414355.2084 | 413892.739 | 388941.4368 | 373891.2925 | 383178.8603 | 407655.2437 | 429115.2218 | 451096.5168 | 451942.3736 | 487571.5187 | 502809.0297 | 530520.0322 | 549958.3821 | 543181.8683 | 535504.8376 | 547069.9828 | 537159.327 | 529978.2427 | 527800.3146 | 0 | 0 | 0 | 552289.7301 | 0 | 0 | 0 | 0 | 0 | 0 | 0 | 0 | 0 | 0 | 0 | 0 | 0 | 0 | 0 | 0 | 0 | 0 | 0 | 0 | -0.031015 | 0.029632 | -0.020964 | -0.4169 | 0.12955 | -0.0011167 | -0.062178 | -0.039464 | 0.024537 | 0.06192 | 0.051304 | 0.049956 | 0.0018734 | 0.075882 | 0.030773 | 0.053647 | 0.035985 | -0.012398 | -0.014234 | 0.021367 | -0.018282 | -0.013459 | -0.0041179 | 0.099974
| 218 | 4387576.0885 | 0 | 4064588.6833 | 0 |  | 498253.7294 | 479996.2735 | 486926.7187 | 470610.1296 | 305257.2107 | 336721.7231 | 345574.8718 | 327299.6962 | 311666.7753 | 307608.9603 | 323208.2316 | 338915.7231 | 343184.8156 | 342443.9599 | 360256.5359 | 355159.9106 | 364527.7243 | 356160.3531 | 359923.308 | 349801.6695 | 356954.528 | 371522.811 | 379618.1602 | 359209.499 | 0 | 0 | 0 | 0 | 0 | 0 | 0 | 0 | 0 | 0 | 0 | 0 | 0 | 0 | 0 | 0 | 0 | 0 | 0 | 0 | 0 | 0 | 0 | 0 | -0.037331 | 0.014335 | -0.034084 | -0.43288 | 0.098102 | 0.025952 | -0.054333 | -0.048942 | -0.013105 | 0.049467 | 0.047455 | 0.012518 | -0.0021611 | 0.050708 | -0.014248 | 0.026034 | -0.023222 | 0.01051 | -0.028525 | 0.020242 | 0.040002 | 0.021556 | -0.05526 | 0.099226
| 219 | 4950847.5023 | 0 | 4568332.6344 | 0 |  | 577969.723 | 541471.5898 | 550056.8488 | 532932.0973 | 372036.0668 | 385779.019 | 374437.2929 | 338815.2601 | 318783.9447 | 320217.0338 | 352706.0664 | 359154.4726 | 374832.7115 | 380863.391 | 414442.6575 | 409326.3673 | 426606.0826 | 409013.527 | 422898.7384 | 421102.3303 | 413992.8859 | 435935.7647 | 443357.589 | 447426.5959 | 0 | 0 | 0 | 0 | 0 | 0 | 0 | 0 | 0 | 0 | 0 | 0 | 0 | 0 | 0 | 0 | 0 | 0 | 0 | 0 | 0 | 0 | 0 | 0 | -0.065231 | 0.015731 | -0.031628 | -0.3594 | 0.036274 | -0.02984 | -0.099969 | -0.060941 | 0.0044854 | 0.096636 | 0.018118 | 0.042727 | 0.015961 | 0.084494 | -0.012422 | 0.041348 | -0.042113 | 0.033385 | -0.0042569 | -0.017027 | 0.051646 | 0.016882 | 0.0091358 | 0.089122
| 220 | 5925831.425 | 0 | 5295593.5271 | 0 |  | 528670.2289 | 506062.1393 | 520893.644 | 518093.3359 | 381260.068 | 418845.8147 | 418122.5157 | 411778.6315 | 406854.6119 | 439229.8283 | 470538.8266 | 504850.0244 | 526720.6145 | 546701.4466 | 596783.8946 | 609194.7799 | 630783.0508 | 639775.7161 | 627486.9852 | 646518.1308 | 675105.2529 | 704405.1479 | 754590.9168 | 735811.222 | 0 | 0 | 0 | 0 | 0 | 0 | 0 | 0 | 0 | 0 | 0 | 504850.0244 | 526720.6145 | 546701.4466 | 596783.8946 | 609194.7799 | 630783.0508 | 639775.7161 | 0 | 0 | 675105.2529 | 704405.1479 | 754590.9168 | 0 | -0.043705 | 0.028886 | -0.0053905 | -0.30667 | 0.094021 | -0.0017284 | -0.015289 | -0.01203 | 0.076567 | 0.068856 | 0.070383 | 0.042409 | 0.037233 | 0.087652 | 0.020583 | 0.034824 | 0.014156 | -0.019395 | 0.029878 | 0.043267 | 0.042485 | 0.068822 | -0.025202 | 0.079736
| 221 | 5460432.4549 | 0 | 4982522.2915 | 0 |  | 531040.7759 | 505820.1909 | 520251.4597 | 514160.6043 | 376727.5068 | 418742.4219 | 429623.5841 | 413656.2509 | 389377.6784 | 406921.8386 | 432519.0005 | 469990.9291 | 475034.7333 | 469781.3337 | 493844.8453 | 510375.3815 | 520560.5545 | 516100.5183 | 517535.7603 | 523772.9996 | 512462.5087 | 542691.0986 | 553343.4678 | 567725.3667 | 0 | 0 | 0 | 0 | 0 | 0 | 0 | 0 | 0 | 0 | 0 | 0 | 0 | 0 | 0 | 0 | 0 | 0 | 0 | 0 | 0 | 0 | 0 | 0 | -0.048658 | 0.028131 | -0.011777 | -0.31101 | 0.10573 | 0.025653 | -0.037874 | -0.060486 | 0.044071 | 0.061005 | 0.083087 | 0.010675 | -0.011121 | 0.049954 | 0.032925 | 0.01976 | -0.0086047 | 0.0027771 | 0.01198 | -0.021831 | 0.057313 | 0.019439 | 0.025659 | 0.079362
| 222 | 4132119.7466 | 0 | 3878659.5619 | 0 |  | 506656.4879 | 490263.9972 | 488540.3308 | 473822.6203 | 301971.3644 | 322745.5515 | 328808.8495 | 310265.5519 | 282155.4703 | 283226.4253 | 292815.2128 | 307490.8633 | 313054.1516 | 315814.8543 | 325606.4599 | 321106.2221 | 310286.3459 | 289885.5658 | 297707.8308 | 287929.0609 | 274262.9784 | 284056.0391 | 300251.8168 | 295105.6384 | 0 | 0 | 0 | 0 | 0 | 0 | 0 | 0 | 0 | 0 | 0 | 0 | 0 | 0 | 0 | 0 | 0 | 0 | 0 | 0 | 0 | 0 | 0 | 0 | -0.032889 | -0.003522 | -0.030589 | -0.4505 | 0.066532 | 0.018612 | -0.058048 | -0.09497 | 0.0037884 | 0.033295 | 0.048904 | 0.017931 | 0.00878 | 0.030533 | -0.013917 | -0.034276 | -0.068009 | 0.026626 | -0.033398 | -0.048627 | 0.035084 | 0.05545 | -0.017288 | 0.10204
| 223 | 3742321.5567 | 0 | 3555400.6249 | 0 |  | 512202.3457 | 489269.5466 | 494903.4144 | 479281.3807 | 285677.9456 | 302157.7315 | 288471.1895 | 265035.6677 | 238672.5359 | 242589.0918 | 250496.5668 | 259086.6551 | 253332.5189 | 251598.1743 | 256383.7513 | 255269.5408 | 243892.3911 | 236147.8811 | 225269.256 | 214248.8798 | 210880.7979 | 209875.7441 | 216525.2464 | 211882.2489 | 0 | 0 | 0 | 0 | 0 | 0 | 0 | 0 | 0 | 0 | 0 | 0 | 0 | 0 | 0 | 0 | 0 | 0 | 0 | 0 | 0 | 0 | 0 | 0 | -0.045806 | 0.011449 | -0.032075 | -0.51742 | 0.056084 | -0.046354 | -0.084731 | -0.10477 | 0.016277 | 0.032076 | 0.033717 | -0.02246 | -0.0068697 | 0.018842 | -0.0043553 | -0.045593 | -0.032269 | -0.047162 | -0.050158 | -0.015845 | -0.0047774 | 0.031191 | -0.021676 | 0.1115
| 224 | 4376674.4572 | 0 | 4135959.2351 | 0 |  | 555445.348 | 529584.1035 | 538473.4292 | 519806.8607 | 332534.2613 | 351883.7945 | 351982.7693 | 316645.779 | 287402.0934 | 284757.4518 | 298401.8911 | 311760.8934 | 336741.8895 | 336195.1961 | 341615.2451 | 333834.7813 | 319297.7727 | 304390.4302 | 300258.6455 | 279874.372 | 270516.4497 | 267314.9196 | 276282.8511 | 280273.6831 | 0 | 0 | 0 | 0 | 0 | 0 | 0 | 0 | 0 | 0 | 0 | 0 | 0 | 0 | 0 | 0 | 0 | 0 | 0 | 0 | 0 | 0 | 0 | 0 | -0.047678 | 0.016646 | -0.035281 | -0.44671 | 0.056558 | 0.00028123 | -0.1058 | -0.096901 | -0.0092445 | 0.046803 | 0.043795 | 0.07708 | -0.0016248 | 0.015993 | -0.023039 | -0.044522 | -0.047813 | -0.013667 | -0.070303 | -0.034008 | -0.011905 | 0.032998 | 0.014341 | 0.10218
| 225 | 5171010.117 | 0 | 4731283.989 | 0 |  | 532893.185 | 510761.2528 | 530018.0812 | 520405.6102 | 382731.8454 | 405343.5478 | 403266.2835 | 381520.5422 | 367046.4766 | 361189.2808 | 389784.7721 | 397966.2521 | 395675.1819 | 408259.2329 | 442288.4721 | 454388.8027 | 467909.7078 | 485906.0119 | 493330.9321 | 466165.3111 | 474323.7995 | 499620.2575 | 511985.5219 | 515548.0487 | 0 | 0 | 0 | 0 | 0 | 0 | 0 | 0 | 0 | 0 | 0 | 0 | 0 | 0 | 0 | 0 | 0 | 0 | 0 | 0 | 0 | 0 | 0 | 0 | -0.042419 | 0.037009 | -0.018303 | -0.30727 | 0.0574 | -0.0051379 | -0.055432 | -0.038676 | -0.016086 | 0.076193 | 0.020772 | -0.0057736 | 0.031309 | 0.08006 | 0.026991 | 0.029322 | 0.03774 | 0.015165 | -0.05664 | 0.01735 | 0.051958 | 0.024448 | 0.0069342 | 0.076805
| 226 | 4579263.6004 | 0 | 4266450.3252 | 0 |  | 542461.2249 | 507639.3413 | 516672.4723 | 500063.2908 | 343512.659 | 374479.5146 | 366321.5841 | 333315.5345 | 313869.2405 | 318759.2912 | 333344.251 | 341594.7356 | 336035.2731 | 342468.1972 | 369590.1756 | 374655.9125 | 363056.6297 | 366059.9224 | 356727.782 | 346146.5966 | 347101.0058 | 351265.3638 | 366755.0308 | 356948.998 | 0 | 0 | 0 | 0 | 0 | 0 | 0 | 0 | 0 | 0 | 0 | 0 | 0 | 0 | 0 | 0 | 0 | 0 | 0 | 0 | 0 | 0 | 0 | 0 | -0.066345 | 0.017638 | -0.032674 | -0.37551 | 0.086313 | -0.022026 | -0.094422 | -0.060113 | 0.01546 | 0.044739 | 0.024449 | -0.016409 | 0.018963 | 0.076216 | 0.013613 | -0.031449 | 0.0082382 | -0.025824 | -0.030111 | 0.0027534 | 0.011926 | 0.043152 | -0.027101 | 0.089054
| 227 | 4320315.7644 | 0 | 4116037.3675 | 0 |  | 596130.0228 | 576916.2961 | 572407.9232 | 548781.167 | 298508.2965 | 348704.3356 | 353797.5018 | 326241.9903 | 301238.4596 | 302302.3633 | 297590.7314 | 314513.389 | 288160.0999 | 283605.2107 | 293897.1376 | 268971.4294 | 269657.1408 | 238685.3046 | 235495.3527 | 228551.2533 | 224738.094 | 229742.6703 | 235510.9611 | 239331.7265 | 596130.0228 | 576916.2961 | 572407.9232 | 548781.167 | 0 | 0 | 0 | 0 | 0 | 0 | 0 | 0 | 0 | 0 | 0 | 0 | 0 | 0 | 0 | 0 | 0 | 0 | 0 | 0 | -0.032762 | -0.0078453 | -0.042152 | -0.6089 | 0.15543 | 0.0145 | -0.081085 | -0.079737 | 0.0035255 | -0.015709 | 0.055307 | -0.08751 | -0.015933 | 0.035647 | -0.088625 | 0.0025461 | -0.12201 | -0.013455 | -0.029931 | -0.016825 | 0.022024 | 0.024798 | 0.016093 | 0.13697
| 228 | 4605475.9153 | 0 | 4262326.1477 | 0 |  | 533645.3781 | 513730.0039 | 526842.7985 | 514245.3359 | 322834.3028 | 351747.6374 | 355187.7756 | 335920.7631 | 310264.724 | 314626.218 | 338307.1845 | 345409.1277 | 353698.9561 | 359771.7208 | 354773.0221 | 364567.4771 | 361043.9471 | 368480.4061 | 370598.5918 | 368553.5394 | 379873.1086 | 379796.4324 | 400559.405 | 400873.7904 | 0 | 0 | 0 | 0 | 0 | 0 | 0 | 0 | 0 | 0 | 0 | 0 | 0 | 0 | 0 | 0 | 0 | 0 | 0 | 0 | 0 | 0 | 0 | 0 | -0.038034 | 0.025204 | -0.024202 | -0.46556 | 0.085775 | 0.0097326 | -0.055771 | -0.079449 | 0.013959 | 0.072569 | 0.020775 | 0.023717 | 0.017024 | -0.013992 | 0.027233 | -0.009712 | 0.020388 | 0.005732 | -0.0055335 | 0.030251 | -0.00020187 | 0.053227 | 0.00078456 | 0.10547
| 229 | 4382472.8883 | 0 | 4116816.3485 | 0 |  | 546966.4583 | 526036.7836 | 526060.1791 | 512360.7393 | 283038.7931 | 318165.0539 | 331660.6788 | 317519.1271 | 294580.2339 | 297291.9876 | 307441.0614 | 337935.0586 | 333288.5046 | 341576.4557 | 351729.2736 | 360633.6911 | 367795.8623 | 339304.9655 | 320501.0528 | 305128.9773 | 301052.6962 | 302565.2891 | 304536.7801 | 298001.1386 | 0 | 0 | 0 | 0 | 0 | 0 | 0 | 0 | 0 | 0 | 0 | 0 | 0 | 0 | 0 | 0 | 0 | 0 | 0 | 0 | 0 | 0 | 0 | 0 | -0.039016 | 4.4474e-05 | -0.026387 | -0.59344 | 0.11699 | 0.041542 | -0.043574 | -0.074987 | 0.0091634 | 0.033569 | 0.09457 | -0.013845 | 0.024563 | 0.02929 | 0.025001 | 0.019665 | -0.080629 | -0.057014 | -0.049151 | -0.013449 | 0.0050118 | 0.0064948 | -0.021695 | 0.13263
| 230 | 4100539.2313 | 0 | 3815741.6685 | 0 |  | 506065.6378 | 484379.7921 | 496359.2048 | 482956.1983 | 293985.2498 | 314584.948 | 310443.8527 | 291953.0542 | 277921.2984 | 287729.4418 | 283984.898 | 281145.5708 | 278317.1451 | 284096.2292 | 293538.5544 | 311715.4475 | 308894.2522 | 320129.7084 | 321311.543 | 308068.3356 | 337345.1666 | 321868.5564 | 310119.9011 | 321957.5796 | 0 | 0 | 0 | 0 | 0 | 0 | 0 | 0 | 0 | 0 | 0 | 0 | 0 | 0 | 0 | 0 | 0 | 0 | 0 | 0 | 0 | 0 | 0 | 0 | -0.043797 | 0.024431 | -0.027374 | -0.4964 | 0.067725 | -0.013251 | -0.06141 | -0.049255 | 0.034683 | -0.0131 | -0.010048 | -0.010111 | 0.020552 | 0.032696 | 0.060082 | -0.0090918 | 0.035727 | 0.0036849 | -0.04209 | 0.090785 | -0.046963 | -0.037184 | 0.037461 | 0.11176
| 231 | 5070580.5356 | 0 | 4557332.981 | 0 |  | 487543.3267 | 474295.5926 | 490168.9473 | 482945.365 | 306880.0364 | 327437.9723 | 349089.1129 | 340289.2314 | 346250.5655 | 357600.681 | 376505.1493 | 422436.9812 | 454437.0545 | 444885.2882 | 481530.4715 | 521046.1413 | 504985.2754 | 528758.7983 | 538548.1117 | 548069.4602 | 564617.1076 | 581511.2018 | 583276.416 | 605489.9412 | 0 | 0 | 0 | 0 | 0 | 0 | 0 | 0 | 0 | 0 | 0 | 0 | 0 | 0 | 0 | 0 | 0 | 0 | 0 | 0 | 0 | 0 | 0 | 0 | -0.027548 | 0.032919 | -0.014847 | -0.45345 | 0.064842 | 0.064029 | -0.025531 | 0.017367 | 0.032254 | 0.051515 | 0.11511 | 0.073019 | -0.021243 | 0.079153 | 0.078869 | -0.031309 | 0.046003 | 0.018344 | 0.017525 | 0.029746 | 0.029482 | 0.003031 | 0.037377 | 0.10808
| 232 | 5527612.881 | 0 | 5005739.1489 | 0 |  | 536605.6478 | 514285.0574 | 528789.4072 | 514502.7161 | 345174.12 | 402385.7973 | 413218.6313 | 409232.6559 | 400380.2312 | 414814.0212 | 442489.0417 | 451327.9033 | 464710.3175 | 468814.1162 | 501641.0791 | 500096.2738 | 545000.0683 | 568555.3992 | 580114.4768 | 553601.7909 | 568757.1227 | 588620.3814 | 612163.3566 | 604849.0711 | 0 | 0 | 0 | 0 | 0 | 0 | 0 | 0 | 0 | 0 | 0 | 0 | 0 | 0 | 0 | 0 | 0 | 0 | 0 | 0 | 0 | 0 | 0 | 0 | -0.042486 | 0.027813 | -0.027389 | -0.39915 | 0.15336 | 0.026566 | -0.009693 | -0.021869 | 0.035416 | 0.064585 | 0.019778 | 0.02922 | 0.0087921 | 0.067679 | -0.0030843 | 0.085985 | 0.042313 | 0.020127 | -0.04678 | 0.027008 | 0.034328 | 0.039218 | -0.01202 | 0.098519
| 233 | 4901683.2507 | 0 | 4597278.7261 | 0 |  | 582085.671 | 563368.6445 | 563151.7653 | 543813.7016 | 343824.6678 | 381683.8093 | 394941.02 | 376155.0777 | 350413.8116 | 357456.7936 | 371720.6318 | 384831.9166 | 389589.7156 | 387412.9561 | 404381.4098 | 382900.8069 | 370232.8903 | 354301.3031 | 349528.7736 | 332885.971 | 337532.0737 | 340528.667 | 353735.4764 | 352507.8772 | 0 | 563368.6445 | 0 | 0 | 0 | 0 | 0 | 0 | 0 | 0 | 0 | 0 | 0 | 0 | 0 | 0 | 0 | 0 | 0 | 0 | 0 | 0 | 0 | 0 | -0.032683 | -0.00038504 | -0.034942 | -0.45847 | 0.10446 | 0.034144 | -0.048735 | -0.070887 | 0.0199 | 0.039128 | 0.034664 | 0.012288 | -0.005603 | 0.042867 | -0.054583 | -0.033644 | -0.043985 | -0.013562 | -0.048786 | 0.013861 | 0.0088388 | 0.03805 | -0.0034764 | 0.10369
| 234 | 3819227.1613 | 0 | 3634410.4387 | 0 |  | 520440.6061 | 495171.4381 | 504115.1893 | 492998.421 | 289953.2176 | 320362.3049 | 305616.5148 | 268154.0426 | 240216.2366 | 261023.21 | 284554.4549 | 272196.8278 | 261413.1749 | 261074.6458 | 246028.9353 | 224433.7877 | 232460.9794 | 241397.2617 | 219510.1772 | 210398.2124 | 202791.908 | 212975.9404 | 216354.0805 | 207817.0936 | 0 | 0 | 0 | 0 | 0 | 0 | 0 | 0 | 0 | 0 | 0 | 0 | 0 | 0 | 0 | 0 | 0 | 0 | 0 | 0 | 0 | 0 | 0 | 0 | -0.049772 | 0.017901 | -0.022299 | -0.53079 | 0.099733 | -0.047121 | -0.13077 | -0.11002 | 0.08307 | 0.086315 | -0.044399 | -0.040423 | -0.0012958 | -0.059357 | -0.091868 | 0.035142 | 0.037722 | -0.095045 | -0.042397 | -0.036822 | 0.048999 | 0.015737 | -0.040258 | 0.1241
| 235 | 4169893.075 | 0 | 3941465.3562 | 0 |  | 555893.876 | 526741.9579 | 531652.4051 | 510985.5548 | 301632.537 | 321112.172 | 311179.2899 | 297355.2549 | 267548.1669 | 279620.1928 | 285559.182 | 300963.6553 | 306838.5826 | 299760.406 | 316539.0174 | 305986.3892 | 302068.3892 | 278376.6847 | 263818.4448 | 249705.4388 | 250878.693 | 258600.8184 | 268460.9178 | 260740.1727 | 0 | 0 | 0 | 0 | 0 | 0 | 0 | 0 | 0 | 0 | 0 | 0 | 0 | 0 | 0 | 0 | 0 | 0 | 0 | 0 | 0 | 0 | 0 | 0 | -0.053867 | 0.0092791 | -0.039649 | -0.52713 | 0.062581 | -0.031421 | -0.045442 | -0.10563 | 0.044133 | 0.021017 | 0.05254 | 0.019332 | -0.023338 | 0.054463 | -0.033906 | -0.012887 | -0.081678 | -0.053714 | -0.054979 | 0.0046875 | 0.030316 | 0.03742 | -0.029181 | 0.11712
| 236 | 5642907.4231 | 0 | 5019165.3531 | 0 |  | 552667.1747 | 528153.5601 | 527001.2042 | 516055.4713 | 388570.5081 | 423608.4447 | 417494.1904 | 385774.9921 | 359156.4811 | 377914.3282 | 389441.6833 | 419308.0844 | 437411.0459 | 447645.8233 | 487525.3851 | 530292.9557 | 574387.0373 | 584059.5735 | 615287.5681 | 645978.825 | 686807.2723 | 721248.5742 | 701567.6802 | 726205.307 | 0 | 0 | 0 | 0 | 0 | 0 | 0 | 0 | 0 | 0 | 0 | 0 | 0 | 0 | 0 | 0 | 0 | 0 | 0 | 0 | 686807.2723 | 721248.5742 | 0 | 0 | -0.045369 | -0.0021842 | -0.020989 | -0.28374 | 0.086335 | -0.014539 | -0.079016 | -0.071496 | 0.050909 | 0.030047 | 0.073892 | 0.042267 | 0.023129 | 0.08534 | 0.084087 | 0.079874 | 0.0167 | 0.052087 | 0.048677 | 0.061287 | 0.04893 | -0.027666 | 0.034515 | 0.080979
| 237 | 6161757.7074 | 6161757.7074 | 5590533.8585 | 5590533.8585 |  | 551128.5417 | 526041.2145 | 546845.7895 | 531994.9803 | 428419.1099 | 467850.0763 | 508045.8572 | 497568.8951 | 477395.7167 | 489983.2573 | 512308.7571 | 535440.7559 | 544414.1564 | 542543.7832 | 586654.0781 | 598508.9846 | 600008.7436 | 590547.6406 | 593702.5343 | 606694.0232 | 629160.1707 | 637520.1327 | 657109.1122 | 675525.4637 | 0 | 0 | 0 | 0 | 428419.1099 | 467850.0763 | 508045.8572 | 497568.8951 | 477395.7167 | 489983.2573 | 512308.7571 | 535440.7559 | 544414.1564 | 0 | 586654.0781 | 598508.9846 | 0 | 0 | 0 | 0 | 0 | 0 | 0 | 0 | -0.046589 | 0.038787 | -0.027533 | -0.21653 | 0.088046 | 0.082424 | -0.020838 | -0.041388 | 0.026025 | 0.044556 | 0.044163 | 0.01662 | -0.0034415 | 0.078167 | 0.020006 | 0.0025027 | -0.015894 | 0.0053281 | 0.021646 | 0.036361 | 0.0132 | 0.030264 | 0.027641 | 0.060885
| 238 | 5955121.4354 | 0 | 5291768.9968 | 0 |  | 521369.2471 | 500334.1852 | 517171.1297 | 512089.588 | 376698.7444 | 441061.9191 | 447823.9906 | 432440.2276 | 423874.0262 | 439878.6168 | 472091.0717 | 494203.7123 | 516025.0124 | 532405.2707 | 580438.122 | 583824.9251 | 593753.6878 | 619607.9372 | 650457.3849 | 661373.7133 | 688934.3678 | 737992.7592 | 785184.7835 | 814567.5315 | 0 | 0 | 0 | 0 | 0 | 0 | 0 | 0 | 0 | 0 | 0 | 0 | 0 | 0 | 0 | 0 | 0 | 0 | 650457.3849 | 661373.7133 | 688934.3678 | 737992.7592 | 785184.7835 | 814567.5315 | -0.041182 | 0.033098 | -0.0098742 | -0.30705 | 0.15774 | 0.015215 | -0.034956 | -0.020008 | 0.037063 | 0.070673 | 0.045776 | 0.043207 | 0.03125 | 0.086378 | 0.005818 | 0.016863 | 0.042622 | 0.048589 | 0.016643 | 0.040827 | 0.068788 | 0.061985 | 0.036738 | 0.082677
| 239 | 5477183.721 | 0 | 5014286.3677 | 0 |  | 527204.4316 | 501493.8258 | 516311.3839 | 507125.3871 | 364486.8506 | 406400.0623 | 441074.7344 | 444101.1519 | 427245.8918 | 431559.8005 | 436804.7581 | 462851.9665 | 481867.5011 | 484541.8463 | 518147.4685 | 515927.8429 | 521283.5591 | 510947.5301 | 502428.5864 | 500299.5283 | 516209.0126 | 542024.8268 | 532734.3024 | 510307.8929 | 0 | 0 | 0 | 0 | 0 | 0 | 0 | 444101.1519 | 0 | 0 | 0 | 0 | 0 | 0 | 0 | 0 | 0 | 0 | 0 | 0 | 0 | 0 | 0 | 0 | -0.049997 | 0.029119 | -0.017952 | -0.33027 | 0.10885 | 0.081876 | 0.006838 | -0.038693 | 0.010046 | 0.01208 | 0.057921 | 0.040262 | 0.0055346 | 0.067056 | -0.004293 | 0.010327 | -0.020027 | -0.016813 | -0.0042465 | 0.031305 | 0.0488 | -0.017289 | -0.043009 | 0.082264
| 240 | 4846061.0318 | 0 | 4424032.2548 | 0 |  | 524300.8145 | 501163.3098 | 508274.5066 | 495809.7609 | 350637.3717 | 375005.778 | 370514.6759 | 337913.1248 | 317429.2726 | 316111.3496 | 333624.1594 | 351746.2774 | 365378.4331 | 375100.6891 | 414535.429 | 437235.4858 | 456462.326 | 449655.5234 | 453499.2603 | 462726.7711 | 467753.4282 | 486558.3388 | 477323.4665 | 486449.1154 | 0 | 0 | 0 | 0 | 0 | 0 | 0 | 0 | 0 | 0 | 0 | 0 | 0 | 0 | 0 | 0 | 0 | 0 | 0 | 0 | 0 | 0 | 0 | 0 | -0.045134 | 0.01409 | -0.024829 | -0.34644 | 0.067189 | -0.012048 | -0.092104 | -0.062534 | -0.0041605 | 0.053921 | 0.052895 | 0.038024 | 0.026261 | 0.099964 | 0.053313 | 0.043034 | -0.015024 | 0.0085119 | 0.020143 | 0.010805 | 0.039416 | -0.019162 | 0.018938 | 0.086688
| 241 | 6063616.5758 | 6063616.5758 | 5535108.237 | 5535108.237 |  | 595539.6951 | 569395.2709 | 583991.5022 | 574461.7034 | 438099.8402 | 466427.6152 | 481807.0248 | 463072.3981 | 434109.1035 | 434847.4433 | 466145.6548 | 484701.8675 | 505896.5919 | 506075.0378 | 553240.4899 | 552493.2005 | 583900.3713 | 586826.3213 | 597071.8351 | 578173.6118 | 572746.6171 | 592497.9924 | 608850.5127 | 632500.0771 | 595539.6951 | 569395.2709 | 583991.5022 | 574461.7034 | 438099.8402 | 466427.6152 | 481807.0248 | 463072.3981 | 434109.1035 | 0 | 0 | 0 | 0 | 0 | 0 | 0 | 0 | 0 | 0 | 0 | 0 | 0 | 0 | 0 | -0.044893 | 0.025312 | -0.016453 | -0.27099 | 0.062656 | 0.032441 | -0.03966 | -0.064588 | 0.0016994 | 0.069503 | 0.039036 | 0.042798 | 0.00035267 | 0.089108 | -0.0013517 | 0.055289 | 0.0049985 | 0.017309 | -0.032163 | -0.0094308 | 0.033904 | 0.027225 | 0.038108 | 0.071001
| 242 | 4738886.9792 | 0 | 4299942.8416 | 0 |  | 543640.475 | 520717.8502 | 528459.7944 | 512971.6502 | 333516.0444 | 359544.05 | 334363.6984 | 308833.1429 | 288341.4675 | 294608.1997 | 311303.8781 | 335980.2445 | 339174.7116 | 357347.3309 | 394210.4421 | 403144.4947 | 408954.8148 | 423136.8129 | 408073.338 | 424786.1022 | 448886.2639 | 520034.8604 | 511309.4905 | 520107.5589 | 0 | 0 | 0 | 0 | 0 | 0 | 0 | 0 | 0 | 0 | 0 | 0 | 0 | 0 | 0 | 0 | 0 | 0 | 0 | 0 | 0 | 0 | 0 | 0 | -0.04308 | 0.014758 | -0.029746 | -0.43053 | 0.075146 | -0.072607 | -0.079428 | -0.068656 | 0.021501 | 0.055123 | 0.076283 | 0.009463 | 0.052193 | 0.098177 | 0.02241 | 0.01431 | 0.034091 | -0.036249 | 0.040139 | 0.055184 | 0.14713 | -0.016921 | 0.017061 | 0.10913
| 243 | 4909340.57 | 0 | 4592624.8778 | 0 |  | 589052.1254 | 553380.741 | 561990.3206 | 537857.7579 | 365998.7482 | 398559.5725 | 383988.9067 | 359987.4052 | 330233.7638 | 332114.1329 | 352779.3568 | 352596.8927 | 356827.134 | 372815.2551 | 394538.4946 | 402591.4397 | 404106.8282 | 408101.0394 | 404665.5047 | 385415.661 | 359809.5266 | 355653.5989 | 357478.9829 | 365956.6425 | 589052.1254 | 553380.741 | 0 | 0 | 0 | 0 | 0 | 0 | 0 | 0 | 0 | 0 | 0 | 0 | 0 | 0 | 0 | 0 | 0 | 0 | 0 | 0 | 0 | 0 | -0.062468 | 0.015438 | -0.04389 | -0.38496 | 0.085227 | -0.037243 | -0.064545 | -0.086268 | 0.0056779 | 0.060364 | -0.00051735 | 0.011926 | 0.043832 | 0.056634 | 0.020206 | 0.003757 | 0.0098355 | -0.008454 | -0.048738 | -0.068748 | -0.011618 | 0.0051194 | 0.023438 | 0.09096
| 244 | 5620782.8529 | 0 | 5120993.8674 | 0 |  | 555020.2993 | 535452.0222 | 542798.2705 | 524945.4681 | 348186.8811 | 393646.7314 | 411922.0241 | 394212.3866 | 379484.3515 | 393549.202 | 443648.5742 | 487388.0989 | 497421.3137 | 506206.0449 | 571874.7994 | 579682.4801 | 584559.4278 | 551716.6736 | 575190.3993 | 522657.9446 | 532671.5285 | 565341.5218 | 584229.0745 | 594266.0559 | 0 | 0 | 0 | 0 | 0 | 0 | 0 | 0 | 0 | 0 | 0 | 0 | 0 | 0 | 0 | 0 | 0 | 0 | 0 | 0 | 0 | 0 | 0 | 0 | -0.035893 | 0.013626 | -0.033443 | -0.41056 | 0.12271 | 0.04538 | -0.043944 | -0.038076 | 0.036393 | 0.11983 | 0.094028 | 0.020377 | 0.017506 | 0.12198 | 0.01356 | 0.0083779 | -0.057824 | 0.041666 | -0.095774 | 0.018978 | 0.059525 | 0.032863 | 0.017034 | 0.10689
| 245 | 5367770.8465 | 0 | 4842163.568 | 0 |  | 488127.612 | 471520.7602 | 484163.9951 | 470860.3119 | 323484.2932 | 373828.2273 | 407503.481 | 399486.8116 | 385695.246 | 422988.6614 | 418059.4258 | 447289.3651 | 477015.4237 | 500705.6948 | 522961.9242 | 555413.3174 | 556084.1913 | 564222.9132 | 572449.9698 | 575753.5885 | 589339.3147 | 587682.9302 | 594932.7283 | 617971.3866 | 0 | 0 | 0 | 0 | 0 | 0 | 0 | 0 | 0 | 0 | 0 | 0 | 0 | 0 | 0 | 0 | 0 | 0 | 0 | 0 | 0 | 0 | 0 | 0 | -0.034614 | 0.026461 | -0.027862 | -0.37541 | 0.14465 | 0.086253 | -0.019869 | -0.035133 | 0.092298 | -0.011722 | 0.067582 | 0.064343 | 0.04847 | 0.04349 | 0.060204 | 0.0012072 | 0.01453 | 0.014476 | 0.0057544 | 0.023322 | -0.0028145 | 0.012261 | 0.037994 | 0.09511
| 246 | 4603849.9262 | 0 | 4290317.4403 | 0 |  | 525512.2889 | 503149.4818 | 515998.6095 | 499205.5759 | 300127.8836 | 345440.5948 | 352671.9158 | 345015.1588 | 310503.5289 | 336238.8134 | 351971.8059 | 363843.9817 | 377971.1066 | 373985.621 | 392871.944 | 390123.535 | 396921.2823 | 396317.6894 | 373158.3867 | 358526.3676 | 359814.7643 | 354474.8878 | 357434.7399 | 351308.2168 | 0 | 0 | 0 | 0 | 0 | 0 | 0 | 0 | 0 | 0 | 0 | 0 | 0 | 0 | 0 | 0 | 0 | 0 | 0 | 0 | 0 | 0 | 0 | 0 | -0.043486 | 0.025217 | -0.033086 | -0.50881 | 0.14061 | 0.020718 | -0.02195 | -0.10539 | 0.079626 | 0.045729 | 0.033174 | 0.038093 | -0.0106 | 0.049266 | -0.0070203 | 0.017275 | -0.0015218 | -0.060213 | -0.040001 | 0.0035871 | -0.014952 | 0.0083153 | -0.017289 | 0.11812
| 247 | 6197797.0952 | 6197797.0952 | 5477378.9003 | 5477378.9003 |  | 525705.6368 | 505744.926 | 525297.9134 | 525119.8445 | 387197.1601 | 441831.1977 | 466252.1278 | 457790.8369 | 451109.6982 | 461121.3345 | 482101.1957 | 501797.9345 | 530111.2601 | 547987.5581 | 607379.0818 | 620915.9763 | 653080.9507 | 671112.9901 | 690947.2075 | 708720.1176 | 747227.7746 | 823538.4623 | 857029.2327 | 855994.2463 | 0 | 0 | 0 | 0 | 0 | 0 | 466252.1278 | 457790.8369 | 451109.6982 | 461121.3345 | 482101.1957 | 0 | 530111.2601 | 547987.5581 | 607379.0818 | 620915.9763 | 653080.9507 | 671112.9901 | 690947.2075 | 708720.1176 | 747227.7746 | 823538.4623 | 857029.2327 | 855994.2463 | -0.038709 | 0.037933 | -0.00033904 | -0.30469 | 0.13199 | 0.053799 | -0.018314 | -0.014702 | 0.021951 | 0.044493 | 0.040043 | 0.054889 | 0.033166 | 0.1029 | 0.022043 | 0.050505 | 0.027236 | 0.029126 | 0.025397 | 0.052909 | 0.09724 | 0.039862 | -0.0012084 | 0.080958
| 248 | 6398034.3505 | 6398034.3505 | 5792799.8846 | 5792799.8846 |  | 559282.27 | 536673.4905 | 556273.2151 | 547350.1522 | 425130.2669 | 460606.6301 | 475791.578 | 471785.2107 | 461527.1763 | 477798.6822 | 513636.5641 | 551474.902 | 588714.2772 | 622755.8132 | 660253.289 | 672095.6688 | 704591.2621 | 695900.627 | 707163.3934 | 674873.8278 | 669293.8609 | 679901.6982 | 707682.1509 | 695165.1023 | 0 | 0 | 0 | 0 | 425130.2669 | 460606.6301 | 475791.578 | 471785.2107 | 461527.1763 | 477798.6822 | 513636.5641 | 551474.902 | 588714.2772 | 622755.8132 | 660253.289 | 672095.6688 | 704591.2621 | 695900.627 | 707163.3934 | 674873.8278 | 0 | 0 | 0 | 0 | -0.041264 | 0.03587 | -0.016171 | -0.25269 | 0.080149 | 0.032436 | -0.0084561 | -0.021983 | 0.034649 | 0.072326 | 0.07108 | 0.065345 | 0.056214 | 0.058469 | 0.017777 | 0.047217 | -0.012411 | 0.016055 | -0.046736 | -0.0083025 | 0.015725 | 0.040047 | -0.017846 | 0.068354
| 249 | 4131244.3182 | 0 | 3890918.6991 | 0 |  | 541707.6404 | 510061.4364 | 516898.4058 | 506604.8864 | 316105.8662 | 331676.0713 | 318154.4365 | 283906.118 | 267489.0362 | 268815.7468 | 280069.0932 | 286928.799 | 283314.429 | 297016.3284 | 304180.9446 | 302446.6226 | 299558.5822 | 285966.9112 | 270154.9485 | 274938.892 | 268816.7549 | 277135.3202 | 279001.802 | 266245.6429 | 0 | 0 | 0 | 0 | 0 | 0 | 0 | 0 | 0 | 0 | 0 | 0 | 0 | 0 | 0 | 0 | 0 | 0 | 0 | 0 | 0 | 0 | 0 | 0 | -0.060195 | 0.013315 | -0.020115 | -0.47165 | 0.048082 | -0.041622 | -0.11389 | -0.059565 | 0.0049476 | 0.04101 | 0.024198 | -0.012677 | 0.04723 | 0.023836 | -0.0057179 | -0.0095948 | -0.046434 | -0.05688 | 0.017553 | -0.022519 | 0.030476 | 0.0067123 | -0.046799 | 0.10445
| 250 | 4694446.0933 | 0 | 4325838.3996 | 0 |  | 524732.3043 | 496857.8336 | 499765.1817 | 491319.752 | 324152.1455 | 360195.8857 | 364120.4499 | 335039.3293 | 305892.2234 | 327689.0775 | 357143.5704 | 361327.8363 | 377992.4835 | 368823.9768 | 407181.9602 | 413617.6402 | 418871.1405 | 408207.4824 | 407164.8323 | 385710.6508 | 390295.2758 | 435158.9012 | 424104.2679 | 427847.8443 | 0 | 0 | 0 | 0 | 0 | 0 | 0 | 0 | 0 | 0 | 0 | 0 | 0 | 0 | 0 | 0 | 0 | 0 | 0 | 0 | 0 | 0 | 0 | 0 | -0.054584 | 0.0058344 | -0.017043 | -0.41588 | 0.10544 | 0.010837 | -0.083237 | -0.091015 | 0.068832 | 0.086073 | 0.011648 | 0.045089 | -0.024555 | 0.098941 | 0.015682 | 0.012621 | -0.025788 | -0.0025575 | -0.054131 | 0.011816 | 0.10881 | -0.025732 | 0.0087883 | 0.10495
| 251 | 2448371.0735 | 0 | 2418799.6464 | 0 |  | 657109.6367 | 554189.6367 | 583136.0975 | 487124.5808 | 243253.7318 | 154982.4799 | 120946.3814 | 34180.0112 | 16536.5876 | 16951.9561 | 16856.416 | 18439.1969 | 19439.236 | 21398.1395 | 23157.7214 | 24989.2399 | 25726.6639 | 27080.1991 | 28479.3377 | 29936.1238 | 31268.9903 | 33056.864 | 34662.5274 | 35813.3143 | 657109.6367 | 554189.6367 | 583136.0975 | 0 | 0 | 0 | 0 | 0 | 0 | 0 | 0 | 0 | 0 | 0 | 0 | 0 | 0 | 0 | 0 | 0 | 0 | 0 | 0 | 0 | -0.17034 | 0.050914 | -0.1799 | -0.69441 | -0.45079 | -0.24796 | -1.2637 | -0.72607 | 0.024808 | -0.0056519 | 0.089747 | 0.052815 | 0.09601 | 0.079024 | 0.076117 | 0.029083 | 0.051275 | 0.050376 | 0.049887 | 0.043561 | 0.055602 | 0.04743 | 0.032661 | 0.34487
| 252 | 6147250.6469 | 6147250.6469 | 5498943.5146 | 5498943.5146 |  | 550328.5487 | 538248.4224 | 558397.1004 | 544181.2898 | 410390.1722 | 448205.1956 | 446251.5928 | 433436.2456 | 401918.7246 | 424332.2891 | 465687.9414 | 499401.8763 | 528948.0048 | 554344.195 | 588285.8224 | 611119.5838 | 660649.8105 | 675181.836 | 684256.0147 | 691079.2693 | 686865.1035 | 723955.531 | 767634.0761 | 776133.098 | 0 | 0 | 0 | 0 | 410390.1722 | 448205.1956 | 0 | 0 | 0 | 0 | 0 | 0 | 528948.0048 | 554344.195 | 588285.8224 | 611119.5838 | 660649.8105 | 675181.836 | 684256.0147 | 691079.2693 | 686865.1035 | 723955.531 | 767634.0761 | 776133.098 | -0.022195 | 0.03675 | -0.025788 | -0.28217 | 0.088143 | -0.0043683 | -0.029138 | -0.075495 | 0.054267 | 0.092999 | 0.069895 | 0.057479 | 0.046896 | 0.059427 | 0.03808 | 0.077931 | 0.021758 | 0.01335 | 0.0099224 | -0.0061166 | 0.052592 | 0.058583 | 0.011011 | 0.077304
| 253 | 5800623.7827 | 0 | 5239321.4769 | 0 |  | 565176.8478 | 524465.9204 | 547498.6374 | 541630.7233 | 408270.9337 | 438823.5783 | 445540.9801 | 427005.8689 | 400815.2831 | 403325.3715 | 434041.673 | 446709.8649 | 458585.2965 | 490646.1196 | 537989.9682 | 558179.1558 | 579133.0563 | 589404.1605 | 602173.0058 | 598376.1217 | 617407.737 | 630218.7252 | 643323.8753 | 663023.1998 | 0 | 0 | 0 | 0 | 408270.9337 | 0 | 0 | 0 | 0 | 0 | 0 | 0 | 0 | 0 | 0 | 0 | 0 | 0 | 0 | 0 | 0 | 0 | 0 | 0 | -0.074758 | 0.04298 | -0.010776 | -0.28265 | 0.072166 | 0.015192 | -0.042491 | -0.063297 | 0.0062429 | 0.073397 | 0.028769 | 0.026237 | 0.067577 | 0.092117 | 0.03684 | 0.036852 | 0.01758 | 0.021433 | -0.0063253 | 0.03131 | 0.020537 | 0.020581 | 0.030162 | 0.075028
| 254 | 5364394.5534 | 0 | 4873514.5058 | 0 |  | 578286.0692 | 549227.3299 | 562878.8128 | 546489.8418 | 344079.475 | 383773.1216 | 389723.6698 | 375265.4357 | 345846.5661 | 360889.4956 | 385104.9553 | 421658.9005 | 430607.9793 | 453460.9959 | 478977.7257 | 476079.2304 | 477368.8308 | 500203.8023 | 510957.8781 | 511763.0595 | 521621.4888 | 562445.8212 | 569634.3248 | 581830.5771 | 0 | 0 | 0 | 0 | 0 | 0 | 0 | 0 | 0 | 0 | 0 | 0 | 0 | 0 | 0 | 0 | 0 | 0 | 0 | 0 | 0 | 0 | 0 | 0 | -0.051556 | 0.024552 | -0.029549 | -0.46264 | 0.10918 | 0.015386 | -0.037804 | -0.081638 | 0.042577 | 0.064944 | 0.090681 | 0.021001 | 0.051711 | 0.054745 | -0.0060698 | 0.0027051 | 0.046726 | 0.021272 | 0.0015746 | 0.01908 | 0.075353 | 0.0127 | 0.021185 | 0.1104
| 255 | 4276506.4318 | 0 | 3966235.5022 | 0 |  | 518291.4305 | 483878.2751 | 487043.5653 | 477628.2418 | 299553.7668 | 327135.118 | 316699.06 | 294364.2036 | 280591.1092 | 280313.4544 | 301985.0462 | 328995.7827 | 335779.0861 | 326130.2261 | 345254.7766 | 352862.7247 | 363665.6692 | 333539.8911 | 343215.4405 | 328576.1276 | 342246.8729 | 339761.8203 | 357452.9427 | 373194.7711 | 0 | 0 | 0 | 0 | 0 | 0 | 0 | 0 | 0 | 0 | 0 | 0 | 0 | 0 | 0 | 0 | 0 | 0 | 0 | 0 | 0 | 0 | 0 | 0 | -0.068704 | 0.0065202 | -0.019521 | -0.46654 | 0.088079 | -0.032421 | -0.073134 | -0.047919 | -0.00099003 | 0.074469 | 0.085667 | 0.020409 | -0.029157 | 0.056986 | 0.021796 | 0.030156 | -0.086472 | 0.028596 | -0.04359 | 0.040764 | -0.0072875 | 0.050759 | 0.043097 | 0.11072
| 256 | 5523935.7304 | 0 | 5014326.1215 | 0 |  | 584411.6406 | 546605.4669 | 560030.0292 | 552040.0354 | 411850.0618 | 420809.4365 | 415816.7733 | 386030.5028 | 373883.4145 | 370330.7861 | 392762.4794 | 413208.0202 | 420905.2997 | 439382.2125 | 464548.7237 | 491955.1851 | 520841.1704 | 511775.4363 | 531259.5498 | 535890.9942 | 550722.1733 | 563701.9864 | 600207.1508 | 606435.8258 | 584411.6406 | 0 | 0 | 552040.0354 | 411850.0618 | 0 | 0 | 0 | 0 | 0 | 0 | 0 | 0 | 0 | 0 | 0 | 0 | 0 | 0 | 0 | 0 | 0 | 0 | 0 | -0.066878 | 0.024263 | -0.01437 | -0.29296 | 0.021521 | -0.011935 | -0.074328 | -0.031972 | -0.0095474 | 0.058808 | 0.050746 | 0.018457 | 0.042962 | 0.055697 | 0.057321 | 0.057058 | -0.017559 | 0.037365 | 0.0086801 | 0.0273 | 0.023295 | 0.062749 | 0.010324 | 0.074849
| 257 | 5729515.9122 | 0 | 5142297.9037 | 0 |  | 539251.6657 | 513936.9279 | 531018.2124 | 528335.9529 | 377001.252 | 413803.3591 | 424272.2007 | 424722.6621 | 397552.4562 | 401631.8827 | 435823.2057 | 469626.2294 | 493153.95 | 488800.3709 | 520382.7113 | 542658.5393 | 577814.6382 | 594778.8277 | 606572.5199 | 601664.8642 | 622203.2489 | 641675.9776 | 705216.1133 | 708409.5004 | 0 | 0 | 0 | 0 | 0 | 0 | 0 | 0 | 0 | 0 | 0 | 0 | 0 | 0 | 0 | 0 | 0 | 0 | 0 | 0 | 0 | 0 | 0 | 0 | -0.048082 | 0.032696 | -0.005064 | -0.33748 | 0.093142 | 0.024984 | 0.0010612 | -0.06611 | 0.010209 | 0.081701 | 0.0747 | 0.048884 | -0.0088672 | 0.06261 | 0.041916 | 0.062773 | 0.028936 | 0.019635 | -0.0081237 | 0.033566 | 0.030817 | 0.094421 | 0.004518 | 0.086467
| 258 | 5999438.2861 | 0 | 5351780.1384 | 0 |  | 542237.0564 | 527377.9727 | 552752.4856 | 541280.2406 | 397362.2312 | 451818.823 | 463786.5875 | 443522.1034 | 394830.8669 | 423720.7684 | 471194.0156 | 501238.2766 | 482149.7835 | 504717.92 | 545590.6522 | 557232.6488 | 607178.7727 | 609279.8079 | 634407.6305 | 655207.0761 | 684346.8411 | 724457.0398 | 752463.6675 | 791599.6053 | 0 | 0 | 0 | 0 | 0 | 451818.823 | 463786.5875 | 443522.1034 | 0 | 0 | 0 | 0 | 0 | 0 | 0 | 0 | 0 | 0 | 0 | 655207.0761 | 684346.8411 | 724457.0398 | 752463.6675 | 791599.6053 | -0.027786 | 0.046993 | -0.020973 | -0.30909 | 0.12843 | 0.026143 | -0.044677 | -0.11629 | 0.070617 | 0.1062 | 0.061812 | -0.038827 | 0.045745 | 0.077869 | 0.021114 | 0.08584 | 0.0034544 | 0.040414 | 0.03226 | 0.043514 | 0.056958 | 0.03793 | 0.050703 | 0.089144
| 259 | 6888331.6477 | 6888331.6477 | 6043108.1258 | 6043108.1258 |  | 563741.8482 | 552312.1919 | 588005.311 | 575278.7256 | 451483.1249 | 477412.8833 | 491682.8707 | 474166.2679 | 469561.7184 | 496250.9364 | 532223.417 | 567461.5407 | 600063.362 | 620806.2078 | 677431.4525 | 702883.2762 | 736390.8178 | 741721.4127 | 787430.2684 | 857126.0736 | 871383.5129 | 943838.6582 | 1002147.6192 | 1039950.7036 | 0 | 552312.1919 | 588005.311 | 575278.7256 | 451483.1249 | 477412.8833 | 491682.8707 | 474166.2679 | 469561.7184 | 496250.9364 | 532223.417 | 567461.5407 | 600063.362 | 620806.2078 | 677431.4525 | 702883.2762 | 736390.8178 | 741721.4127 | 787430.2684 | 857126.0736 | 871383.5129 | 943838.6582 | 1002147.6192 | 1039950.7036 | -0.020483 | 0.062623 | -0.021881 | -0.24232 | 0.055844 | 0.029452 | -0.036276 | -0.0097583 | 0.055282 | 0.069982 | 0.06411 | 0.055862 | 0.033984 | 0.087289 | 0.036882 | 0.04657 | 0.0072127 | 0.059801 | 0.08481 | 0.016497 | 0.079873 | 0.059945 | 0.037028 | 0.068277
| 260 | 5633798.065 | 0 | 5017880.4335 | 0 |  | 513590.6627 | 493360.6492 | 507341.2186 | 497049.2452 | 364129.8863 | 410806.2427 | 418760.7744 | 399200.157 | 382292.0142 | 393683.4096 | 437482.4889 | 468566.8578 | 473152.1776 | 492581.2446 | 520105.8395 | 540168.6942 | 575821.1222 | 595333.9962 | 624927.9172 | 622972.9255 | 652943.4063 | 699152.2442 | 725045.4072 | 728402.6747 | 0 | 0 | 0 | 0 | 0 | 0 | 0 | 0 | 0 | 0 | 0 | 0 | 0 | 0 | 0 | 0 | 0 | 0 | 0 | 0 | 0 | 699152.2442 | 725045.4072 | 0 | -0.040186 | 0.027943 | -0.020495 | -0.31118 | 0.12061 | 0.019178 | -0.047837 | -0.043278 | 0.029362 | 0.10549 | 0.068642 | 0.0097383 | 0.040242 | 0.054373 | 0.037849 | 0.063916 | 0.033326 | 0.048514 | -0.0031333 | 0.046987 | 0.068378 | 0.036366 | 0.0046197 | 0.083123
| 261 | 5751545.6306 | 0 | 5126029.5959 | 0 |  | 535665.2713 | 517736.5548 | 525463.1219 | 522079.2679 | 381367.0391 | 401416.1304 | 407524.1502 | 380293.4633 | 366730.9831 | 374260.1564 | 431907.9227 | 464418.503 | 471535.6724 | 507514.8491 | 551837.928 | 564111.6743 | 584636.3691 | 643914.2291 | 671267.5355 | 669962.0972 | 663465.5055 | 686987.8959 | 727462.8782 | 775216.7409 | 0 | 0 | 0 | 0 | 0 | 0 | 0 | 0 | 0 | 0 | 0 | 0 | 0 | 0 | 0 | 0 | 0 | 643914.2291 | 671267.5355 | 669962.0972 | 0 | 0 | 727462.8782 | 775216.7409 | -0.034043 | 0.014813 | -0.0064606 | -0.31406 | 0.051236 | 0.015102 | -0.069157 | -0.036315 | 0.020323 | 0.14326 | 0.072574 | 0.015209 | 0.073531 | 0.083728 | 0.021998 | 0.035738 | 0.096575 | 0.041602 | -0.0019466 | -0.0097443 | 0.03484 | 0.057246 | 0.06358 | 0.086174
| 262 | 5292607.4173 | 0 | 4817329.4874 | 0 |  | 516508.5657 | 491695.9918 | 505848.4936 | 504059.8323 | 357483.143 | 411622.7203 | 428477.5584 | 401646.2068 | 388390.8831 | 406503.4271 | 427018.3779 | 433656.4302 | 435270.1359 | 447158.5102 | 462670.6775 | 475529.0086 | 496158.149 | 499925.2672 | 500940.0965 | 492021.2793 | 517272.6631 | 535641.0956 | 553141.6808 | 556858.4496 | 0 | 0 | 0 | 0 | 0 | 0 | 0 | 0 | 0 | 0 | 0 | 0 | 0 | 0 | 0 | 0 | 0 | 0 | 0 | 0 | 0 | 0 | 0 | 0 | -0.049231 | 0.028377 | -0.0035422 | -0.34361 | 0.14102 | 0.040131 | -0.064667 | -0.033559 | 0.04558 | 0.049235 | 0.015426 | 0.0037143 | 0.026946 | 0.034102 | 0.027412 | 0.042467 | 0.0075639 | 0.0020279 | -0.017965 | 0.050048 | 0.034894 | 0.03215 | 0.0066969 | 0.085877
| 263 | 4724815.091 | 0 | 4289358.2197 | 0 |  | 514016.2493 | 498008.9413 | 509906.6321 | 493004.5385 | 318013.9764 | 335200.0266 | 343581.7837 | 323755.6422 | 292718.8 | 310496.6045 | 321866.9377 | 341077.0259 | 366818.6638 | 387830.6576 | 404894.7643 | 414161.7479 | 441863.1193 | 446562.2027 | 444372.1231 | 439751.9904 | 469598.3775 | 488087.9337 | 500448.9214 | 525358.6943 | 0 | 0 | 0 | 0 | 0 | 0 | 0 | 0 | 0 | 0 | 0 | 0 | 0 | 0 | 0 | 0 | 0 | 0 | 0 | 0 | 0 | 0 | 0 | 0 | -0.031637 | 0.02361 | -0.033709 | -0.43842 | 0.052632 | 0.024698 | -0.059436 | -0.10078 | 0.058961 | 0.035965 | 0.05797 | 0.072759 | 0.055701 | 0.043058 | 0.022629 | 0.064744 | 0.010579 | -0.0049164 | -0.010451 | 0.065667 | 0.038618 | 0.02501 | 0.048576 | 0.10533
| 264 | 6017888.0913 | 0 | 5330773.8013 | 0 |  | 524533.0385 | 506817.0244 | 521223.2544 | 512199.0463 | 377051.8783 | 422437.7745 | 427677.4827 | 421454.9502 | 412640.8707 | 437038.4721 | 465258.5673 | 503780.902 | 528274.2706 | 547093.451 | 584957.0094 | 603775.5954 | 617088.3653 | 652869.1384 | 706432.1943 | 709786.6418 | 729547.2599 | 771779.3416 | 805614.6514 | 824062.8324 | 0 | 0 | 0 | 0 | 0 | 0 | 0 | 0 | 0 | 0 | 0 | 503780.902 | 528274.2706 | 547093.451 | 584957.0094 | 603775.5954 | 617088.3653 | 652869.1384 | 706432.1943 | 709786.6418 | 729547.2599 | 771779.3416 | 805614.6514 | 824062.8324 | -0.034358 | 0.028028 | -0.017465 | -0.30633 | 0.11366 | 0.012327 | -0.014656 | -0.021135 | 0.057444 | 0.062572 | 0.079548 | 0.047474 | 0.035004 | 0.066919 | 0.031664 | 0.02181 | 0.056364 | 0.078851 | 0.0047372 | 0.02746 | 0.056275 | 0.042907 | 0.022641 | 0.079669
| 265 | 5348451.4 | 0 | 4793179.8364 | 0 |  | 518046.5566 | 510677.9315 | 519424.8315 | 517223.8265 | 332596.9962 | 368750.6623 | 375097.3076 | 361142.3154 | 359371.9619 | 371520.0607 | 416201.2185 | 461389.2138 | 464368.7108 | 474709.5358 | 484382.6644 | 481662.522 | 497406.5578 | 514286.3569 | 548370.4545 | 552691.0097 | 585208.8306 | 625914.9189 | 655518.9947 | 663929.6621 | 0 | 0 | 0 | 0 | 0 | 0 | 0 | 0 | 0 | 0 | 0 | 0 | 0 | 0 | 0 | 0 | 0 | 0 | 0 | 0 | 0 | 0 | 0 | 0 | -0.014326 | 0.016983 | -0.0042464 | -0.44154 | 0.10319 | 0.017065 | -0.037913 | -0.0049141 | 0.033245 | 0.11357 | 0.10307 | 0.0064369 | 0.022024 | 0.020172 | -0.0056315 | 0.032164 | 0.033373 | 0.064171 | 0.007848 | 0.05717 | 0.067246 | 0.046213 | 0.012749 | 0.106
| 266 | 5395872.694 | 0 | 4812445.8685 | 0 |  | 521079.6191 | 503191.5494 | 520693.0162 | 512401.7427 | 340012.2036 | 384408.2339 | 389659.4471 | 370806.2469 | 347171.2728 | 358958.4858 | 399251.0457 | 435539.4279 | 443123.2215 | 452426.3813 | 483658.0635 | 510922.1285 | 534918.9504 | 542583.3502 | 568285.4644 | 590214.5874 | 625432.1626 | 660684.5243 | 684000.5618 | 686299.5732 | 0 | 0 | 0 | 0 | 0 | 0 | 0 | 0 | 0 | 0 | 0 | 0 | 0 | 0 | 0 | 0 | 0 | 0 | 0 | 0 | 0 | 0 | 0 | 0 | -0.034932 | 0.03419 | -0.016052 | -0.41013 | 0.12272 | 0.013568 | -0.049593 | -0.065861 | 0.033389 | 0.10638 | 0.086995 | 0.017263 | 0.020777 | 0.066753 | 0.054839 | 0.045898 | 0.014226 | 0.046282 | 0.037862 | 0.057957 | 0.054834 | 0.034682 | 0.0033555 | 0.10253
| 267 | 5062137.3177 | 0 | 4620553.5265 | 0 |  | 529235.6703 | 512275.2305 | 525697.6524 | 516371.9122 | 354212.8491 | 400672.8137 | 409079.5197 | 380405.6766 | 359897.4269 | 361561.8823 | 364932.3357 | 373597.8892 | 389781.8788 | 394571.7186 | 421539.7691 | 416008.2587 | 442201.4276 | 445594.3422 | 469466.2045 | 466476.2706 | 470479.9196 | 502971.1781 | 509630.0345 | 528297.902 | 0 | 0 | 0 | 0 | 0 | 0 | 0 | 0 | 0 | 0 | 0 | 0 | 0 | 0 | 0 | 0 | 0 | 0 | 0 | 0 | 0 | 0 | 0 | 0 | -0.032572 | 0.025864 | -0.017899 | -0.37693 | 0.12325 | 0.020764 | -0.072671 | -0.055419 | 0.0046141 | 0.0092787 | 0.023468 | 0.042407 | 0.012214 | 0.066113 | -0.013209 | 0.06106 | 0.0076435 | 0.052187 | -0.0063892 | 0.0085461 | 0.06678 | 0.013152 | 0.035975 | 0.092393
| 268 | 3866353.5553 | 0 | 3608649.2197 | 0 |  | 509467.9336 | 482187.7877 | 490923.4345 | 473720.2023 | 295516.1922 | 306247.949 | 293765.6426 | 263470.9114 | 240084.7856 | 246895.5243 | 258881.504 | 269576.3016 | 264560.7197 | 259871.9546 | 274764.3346 | 251603.0693 | 256770.8743 | 254769.2866 | 257348.0428 | 267434.5535 | 275177.7985 | 288598.3957 | 300946.3892 | 309428.7701 | 0 | 0 | 0 | 0 | 0 | 0 | 0 | 0 | 0 | 0 | 0 | 0 | 0 | 0 | 0 | 0 | 0 | 0 | 0 | 0 | 0 | 0 | 0 | 0 | -0.055033 | 0.017955 | -0.035671 | -0.47189 | 0.035671 | -0.041613 | -0.10884 | -0.092951 | 0.027973 | 0.047405 | 0.040481 | -0.018781 | -0.017882 | 0.055725 | -0.088061 | 0.020331 | -0.0078258 | 0.010071 | 0.038445 | 0.028543 | 0.047619 | 0.041896 | 0.027796 | 0.10951
| 269 | 5067238.4993 | 0 | 4648682.0059 | 0 |  | 535223.6295 | 509574.6778 | 526610.2496 | 517402.7399 | 350940.6238 | 388678.137 | 400537.2312 | 364970.8534 | 333993.0819 | 347989.747 | 377825.2168 | 397567.8544 | 424093.2594 | 430604.0307 | 454464.4122 | 458697.9666 | 459493.6692 | 448502.5055 | 454765.24 | 447808.0578 | 454686.6338 | 461547.0424 | 485880.9272 | 504413.9396 | 0 | 0 | 0 | 0 | 0 | 0 | 0 | 0 | 0 | 0 | 0 | 0 | 0 | 0 | 0 | 0 | 0 | 0 | 0 | 0 | 0 | 0 | 0 | 0 | -0.049108 | 0.032884 | -0.017639 | -0.3882 | 0.10213 | 0.030055 | -0.092989 | -0.088697 | 0.041053 | 0.082259 | 0.050934 | 0.064588 | 0.015236 | 0.053931 | 0.0092724 | 0.0017332 | -0.024211 | 0.013867 | -0.015417 | 0.015244 | 0.014976 | 0.05138 | 0.037434 | 0.096804
| 270 | 4330706.8413 | 0 | 4008398.0985 | 0 |  | 519554.0763 | 488427.3755 | 502313.5516 | 481737.3704 | 324667.1261 | 342421.0708 | 331803.0212 | 295182.2949 | 272261.492 | 279678.4271 | 292824.9577 | 310821.7327 | 314526.1343 | 315988.196 | 348324.1855 | 354743.3072 | 352062.0959 | 359809.0253 | 356257.0079 | 343903.0431 | 354116.8926 | 365752.7824 | 371121.0442 | 374955.2327 | 0 | 0 | 0 | 0 | 0 | 0 | 0 | 0 | 0 | 0 | 0 | 0 | 0 | 0 | 0 | 0 | 0 | 0 | 0 | 0 | 0 | 0 | 0 | 0 | -0.06178 | 0.028034 | -0.041825 | -0.3946 | 0.053241 | -0.0315 | -0.11695 | -0.08083 | 0.026877 | 0.045935 | 0.059645 | 0.011848 | 0.0046377 | 0.097429 | 0.018261 | -0.0075869 | 0.021766 | -0.009921 | -0.035293 | 0.029267 | 0.032331 | 0.014571 | 0.010278 | 0.095809
| 271 | 5087307.2805 | 0 | 4554695.9098 | 0 |  | 539857.0672 | 511918.756 | 520950.2424 | 520435.0034 | 323401.1754 | 339637.8234 | 343742.9923 | 327475.6705 | 317908.4556 | 346499.5154 | 360067.7952 | 390013.6333 | 398464.2523 | 408676.5637 | 445156.7055 | 451662.8458 | 479721.6821 | 482786.1859 | 528635.5292 | 527981.5961 | 552470.6731 | 604136.1399 | 630095.4944 | 641947.7826 | 0 | 0 | 0 | 0 | 0 | 0 | 0 | 0 | 0 | 0 | 0 | 0 | 0 | 0 | 0 | 0 | 0 | 0 | 0 | 0 | 0 | 0 | 0 | 0 | -0.053138 | 0.017489 | -0.00098953 | -0.47577 | 0.048986 | 0.012014 | -0.04848 | -0.02965 | 0.086118 | 0.038411 | 0.079889 | 0.021436 | 0.025306 | 0.085502 | 0.01451 | 0.06027 | 0.0063678 | 0.090725 | -0.0012378 | 0.045339 | 0.089399 | 0.042072 | 0.018636 | 0.1132
| 272 | 6434056.0584 | 6434056.0584 | 5641490.9609 | 5641490.9609 |  | 512049.3237 | 500452.8929 | 523694.456 | 515176.8103 | 348898.7358 | 390238.7799 | 432023.7792 | 440613.2158 | 454550.0404 | 473964.302 | 505835.4637 | 576913.9545 | 615258.2828 | 617891.0849 | 675770.6158 | 718245.6213 | 724613.3118 | 756730.866 | 800784.9328 | 827748.9947 | 854765.6383 | 895519.966 | 902039.6586 | 957354.4293 | 0 | 0 | 0 | 0 | 0 | 0 | 0 | 0 | 454550.0404 | 473964.302 | 505835.4637 | 576913.9545 | 615258.2828 | 617891.0849 | 675770.6158 | 718245.6213 | 724613.3118 | 756730.866 | 800784.9328 | 827748.9947 | 854765.6383 | 895519.966 | 902039.6586 | 957354.4293 | -0.022907 | 0.045395 | -0.016398 | -0.38973 | 0.11198 | 0.10172 | 0.019687 | 0.031141 | 0.041824 | 0.065079 | 0.13148 | 0.064349 | 0.0042701 | 0.089541 | 0.060958 | 0.0088265 | 0.04337 | 0.056585 | 0.033118 | 0.032117 | 0.046577 | 0.007254 | 0.059515 | 0.098668
| 273 | 5817003.2699 | 0 | 5240317.717 | 0 |  | 544596.3907 | 514554.7228 | 528669.0546 | 517954.2547 | 381148.3782 | 434542.4463 | 439778.1863 | 437275.5289 | 414417.9461 | 426867.2213 | 456353.7053 | 464873.0118 | 475582.0318 | 506372.783 | 545280.8292 | 565045.3543 | 586684.777 | 616481.3581 | 633643.7724 | 623981.6627 | 619511.6753 | 642419.8786 | 668910.4819 | 696622.7965 | 0 | 0 | 0 | 0 | 0 | 0 | 0 | 0 | 0 | 0 | 0 | 0 | 0 | 0 | 0 | 0 | 0 | 0 | 0 | 0 | 0 | 0 | 0 | 0 | -0.056743 | 0.027061 | -0.020476 | -0.3067 | 0.1311 | 0.011977 | -0.005707 | -0.053689 | 0.029598 | 0.066795 | 0.018496 | 0.022775 | 0.062734 | 0.074028 | 0.035605 | 0.037582 | 0.04954 | 0.027459 | -0.015366 | -0.0071894 | 0.036311 | 0.040408 | 0.040594 | 0.080463
| 274 | 6454035.5883 | 6454035.5883 | 5595740.6054 | 5595740.6054 |  | 537555.3905 | 509660.5115 | 521079.4314 | 512533.3099 | 378389.9933 | 417417.3938 | 434195.9284 | 422427.7871 | 423819.9814 | 456007.4571 | 479556.2238 | 522228.5137 | 575905.2732 | 596592.0981 | 647802.067 | 662945.44 | 716039.6046 | 752991.4684 | 819738.6008 | 872448.2002 | 903156.9549 | 936723.8349 | 995188.7392 | 1082503.2394 | 0 | 0 | 0 | 0 | 0 | 0 | 0 | 0 | 0 | 456007.4571 | 479556.2238 | 522228.5137 | 575905.2732 | 596592.0981 | 647802.067 | 662945.44 | 716039.6046 | 752991.4684 | 819738.6008 | 872448.2002 | 903156.9549 | 936723.8349 | 995188.7392 | 1082503.2394 | -0.053287 | 0.022158 | -0.016537 | -0.30344 | 0.098161 | 0.039409 | -0.027477 | 0.0032903 | 0.0732 | 0.050352 | 0.085244 | 0.097838 | 0.03529 | 0.082352 | 0.023107 | 0.077043 | 0.050318 | 0.084932 | 0.062318 | 0.034593 | 0.036492 | 0.060544 | 0.084099 | 0.083245
| 275 | 6015559.7329 | 0 | 5388591.9095 | 0 |  | 513119.209 | 496419.0288 | 503032.7227 | 507983.4946 | 369836.9948 | 421344.8997 | 446645.2666 | 442053.9759 | 444276.8406 | 461000.1336 | 496565.9104 | 523272.8766 | 546861.5055 | 561722.4566 | 617187.0875 | 610060.8473 | 653643.4172 | 685946.7149 | 661782.2625 | 664602.2043 | 710593.0831 | 691436.158 | 719587.5679 | 728180.8515 | 0 | 0 | 0 | 0 | 0 | 0 | 0 | 0 | 444276.8406 | 461000.1336 | 496565.9104 | 523272.8766 | 546861.5055 | 561722.4566 | 617187.0875 | 610060.8473 | 653643.4172 | 685946.7149 | 661782.2625 | 664602.2043 | 710593.0831 | 0 | 0 | 0 | -0.033088 | 0.013235 | 0.0097937 | -0.31739 | 0.13039 | 0.058313 | -0.010333 | 0.0050159 | 0.03695 | 0.074318 | 0.052387 | 0.044093 | 0.026812 | 0.094164 | -0.011613 | 0.069003 | 0.048238 | -0.035863 | 0.0042521 | 0.066911 | -0.027329 | 0.039907 | 0.011871 | 0.083654
| 276 | 4120376.6387 | 0 | 3845002.3938 | 0 |  | 515537.2907 | 483240.2172 | 488498.4076 | 485021.0602 | 307742.2437 | 326530.6813 | 311554.4158 | 287471.1778 | 269825.7803 | 271609.374 | 289236.6328 | 299956.0004 | 301994.339 | 310507.6306 | 319561.2943 | 302548.1885 | 306041.0974 | 299762.8216 | 299912.0905 | 302443.5486 | 303524.1284 | 311558.2752 | 316398.0648 | 320958.9111 | 0 | 0 | 0 | 0 | 0 | 0 | 0 | 0 | 0 | 0 | 0 | 0 | 0 | 0 | 0 | 0 | 0 | 0 | 0 | 0 | 0 | 0 | 0 | 0 | -0.064696 | 0.010822 | -0.0071439 | -0.45493 | 0.059261 | -0.04695 | -0.080451 | -0.063346 | 0.0065884 | 0.06288 | 0.036391 | 0.0067725 | 0.0278 | 0.028741 | -0.054709 | 0.011479 | -0.020728 | 0.00049783 | 0.0084052 | 0.0035665 | 0.026125 | 0.015415 | 0.014312 | 0.10213
| 277 | 3869100.0481 | 0 | 3635114.6094 | 0 |  | 520865.2893 | 498447.668 | 501434.0574 | 484909.0423 | 290658.3125 | 304892.2089 | 302573.2801 | 273666.13 | 229500.8982 | 227343.2653 | 237236.2148 | 244632.9405 | 243277.2639 | 255416.0523 | 278796.8863 | 281106.6686 | 291383.5483 | 271297.1108 | 260913.476 | 254897.7752 | 266466.3282 | 264924.3891 | 261733.3901 | 269623.0561 | 0 | 0 | 0 | 0 | 0 | 0 | 0 | 0 | 0 | 0 | 0 | 0 | 0 | 0 | 0 | 0 | 0 | 0 | 0 | 0 | 0 | 0 | 0 | 0 | -0.043993 | 0.0059735 | -0.033511 | -0.51181 | 0.04781 | -0.0076348 | -0.10041 | -0.176 | -0.0094459 | 0.042595 | 0.030703 | -0.0055571 | 0.048692 | 0.08759 | 0.0082507 | 0.035906 | -0.071426 | -0.039026 | -0.023326 | 0.044385 | -0.0058034 | -0.012118 | 0.029699 | 0.11948
| 278 | 4318555.4709 | 0 | 4016226.9712 | 0 |  | 519464.8443 | 492000.6648 | 500091.0943 | 490787.5396 | 318175.674 | 343439.2004 | 344444.3389 | 314798.174 | 280749.7209 | 282591.2231 | 292903.4338 | 300883.6856 | 320683.4659 | 326249.1481 | 339428.8081 | 340568.8837 | 345614.8468 | 346861.1556 | 344151.6034 | 318360.0758 | 326487.2442 | 341997.3505 | 351869.8677 | 355882.2496 | 0 | 0 | 0 | 0 | 0 | 0 | 0 | 0 | 0 | 0 | 0 | 0 | 0 | 0 | 0 | 0 | 0 | 0 | 0 | 0 | 0 | 0 | 0 | 0 | -0.054319 | 0.01631 | -0.018779 | -0.43341 | 0.076406 | 0.0029224 | -0.090001 | -0.11447 | 0.0065378 | 0.035842 | 0.026881 | 0.063731 | 0.017207 | 0.039603 | 0.0033532 | 0.014708 | 0.0035996 | -0.0078423 | -0.077899 | 0.025208 | 0.046412 | 0.028458 | 0.011339 | 0.10232
| 279 | 4806148.9912 | 0 | 4426282.7086 | 0 |  | 569322.4406 | 535598.7132 | 554691.7306 | 530186.0882 | 322915.5616 | 362721.0353 | 368112.4636 | 346118.3583 | 316759.7988 | 322864.6652 | 350635.0576 | 355695.1453 | 349641.0292 | 358924.0671 | 379310.6424 | 373124.5472 | 398922.8735 | 393255.2125 | 387905.2399 | 379795.8717 | 397624.541 | 439821.5753 | 441482.3662 | 451676.7303 | 0 | 0 | 0 | 0 | 0 | 0 | 0 | 0 | 0 | 0 | 0 | 0 | 0 | 0 | 0 | 0 | 0 | 0 | 0 | 0 | 0 | 0 | 0 | 0 | -0.061062 | 0.035027 | -0.045184 | -0.49584 | 0.11624 | 0.014754 | -0.061608 | -0.088637 | 0.019089 | 0.082513 | 0.014328 | -0.017167 | 0.026204 | 0.055245 | -0.016443 | 0.066856 | -0.014309 | -0.013698 | -0.021127 | 0.045874 | 0.10086 | 0.0037689 | 0.022829 | 0.11788
| 280 | 5942222.029 | 0 | 5161185.763 | 0 |  | 525347.8251 | 504919.7669 | 516613.0702 | 500307.8883 | 355041.8215 | 392838.5934 | 400554.9719 | 380769.5739 | 368740.5222 | 383160.2282 | 416098.5126 | 446852.787 | 483819.9254 | 536440.146 | 585037.497 | 604778.4584 | 656750.3565 | 700572.7993 | 720717.8164 | 755956.0102 | 817809.5785 | 859874.3312 | 899470.3865 | 988039.0484 | 0 | 0 | 0 | 0 | 0 | 0 | 0 | 0 | 0 | 0 | 0 | 0 | 0 | 0 | 585037.497 | 604778.4584 | 656750.3565 | 700572.7993 | 720717.8164 | 755956.0102 | 817809.5785 | 859874.3312 | 899470.3865 | 988039.0484 | -0.039661 | 0.022895 | -0.03207 | -0.34299 | 0.10116 | 0.019452 | -0.050657 | -0.032101 | 0.03836 | 0.082469 | 0.071307 | 0.079484 | 0.10324 | 0.086721 | 0.033186 | 0.082442 | 0.064594 | 0.028349 | 0.047736 | 0.078646 | 0.050157 | 0.04502 | 0.093916 | 0.092977
| 281 | 5885187.5483 | 0 | 5278632.2909 | 0 |  | 495913.1777 | 487149.2917 | 508772.8679 | 498108.0038 | 358681.1864 | 419892.1553 | 448636.0049 | 446825.4139 | 440773.3098 | 468272.8372 | 495114.3749 | 542771.5094 | 545537.6203 | 562896.8739 | 568349.4599 | 581412.089 | 613033.4647 | 607924.9439 | 621752.5898 | 614808.5565 | 670568.8039 | 690064.1406 | 708726.8677 | 687513.1683 | 0 | 0 | 0 | 0 | 0 | 0 | 0 | 446825.4139 | 440773.3098 | 468272.8372 | 495114.3749 | 542771.5094 | 545537.6203 | 562896.8739 | 0 | 0 | 613033.4647 | 0 | 0 | 0 | 670568.8039 | 0 | 0 | 0 | -0.01783 | 0.043431 | -0.021185 | -0.32838 | 0.15756 | 0.066214 | -0.0040439 | -0.013637 | 0.06052 | 0.055738 | 0.0919 | 0.0050833 | 0.031325 | 0.00964 | 0.022723 | 0.05296 | -0.0083681 | 0.022491 | -0.011231 | 0.086815 | 0.028658 | 0.026686 | -0.030389 | 0.086758
| 282 | 5791864.939 | 0 | 5263526.9641 | 0 |  | 546097.3816 | 516499.314 | 526408.8002 | 527441.128 | 387259.9922 | 455522.9478 | 467426.1967 | 438056.639 | 425060.2542 | 436885.1485 | 471670.6304 | 473389.8331 | 499379.2601 | 535254.9409 | 552608.5486 | 543157.6712 | 553336.6605 | 542905.352 | 581057.324 | 575333.7237 | 589996.724 | 581466.8871 | 597619.3044 | 635163.8269 | 0 | 0 | 0 | 0 | 0 | 455522.9478 | 467426.1967 | 0 | 0 | 0 | 0 | 0 | 0 | 0 | 0 | 0 | 0 | 0 | 0 | 0 | 0 | 0 | 0 | 0 | -0.055723 | 0.019004 | 0.0019592 | -0.30894 | 0.16235 | 0.025795 | -0.064893 | -0.030117 | 0.027439 | 0.076611 | 0.0036383 | 0.053447 | 0.069377 | 0.031907 | -0.01725 | 0.018567 | -0.019032 | 0.067914 | -0.0098992 | 0.025167 | -0.014563 | 0.0274 | 0.060929 | 0.084318
| 283 | 5068046.7236 | 0 | 4634338.57 | 0 |  | 522642.5992 | 503352.958 | 507846.3968 | 499147.2898 | 340342.8745 | 382304.0227 | 391944.182 | 384365.8356 | 364685.2212 | 363004.2283 | 384346.8705 | 392797.3947 | 398807.1581 | 414141.2511 | 452526.1459 | 458261.3156 | 479849.7575 | 474703.0742 | 486174.2976 | 476365.6586 | 487545.7767 | 480467.9093 | 496344.0061 | 507690.5062 | 0 | 0 | 0 | 0 | 0 | 0 | 0 | 0 | 0 | 0 | 0 | 0 | 0 | 0 | 0 | 0 | 0 | 0 | 0 | 0 | 0 | 0 | 0 | 0 | -0.037606 | 0.0088874 | -0.017278 | -0.38295 | 0.11626 | 0.024903 | -0.019525 | -0.05256 | -0.0046201 | 0.057131 | 0.021748 | 0.015184 | 0.037729 | 0.088638 | 0.012594 | 0.046033 | -0.010784 | 0.023878 | -0.020381 | 0.023198 | -0.014624 | 0.032509 | 0.022603 | 0.091615
| 284 | 4682582.5102 | 0 | 4342562.8009 | 0 |  | 507628.1327 | 486986.969 | 497941.5253 | 490531.3468 | 308657.8188 | 355985.2588 | 368816.6893 | 369108.5423 | 341815.6804 | 344158.8707 | 369423.006 | 390478.3468 | 395790.4263 | 378772.1844 | 396894.5276 | 400639.6141 | 406429.6609 | 399024.833 | 390238.5017 | 370111.1581 | 364066.419 | 372450.2992 | 408491.8731 | 404371.5792 | 0 | 0 | 0 | 0 | 0 | 0 | 0 | 0 | 0 | 0 | 0 | 0 | 0 | 0 | 0 | 0 | 0 | 0 | 0 | 0 | 0 | 0 | 0 | 0 | -0.041512 | 0.022245 | -0.014993 | -0.46326 | 0.14266 | 0.03541 | 0.00079101 | -0.076819 | 0.0068317 | 0.070839 | 0.05543 | 0.013512 | -0.04395 | 0.046736 | 0.0093917 | 0.014349 | -0.018387 | -0.022266 | -0.052955 | -0.016467 | 0.022767 | 0.092368 | -0.010138 | 0.11039
| 285 | 7084478.6748 | 7084478.6748 | 6375868.404 | 6375868.404 |  | 642115.0153 | 628282.1718 | 655420.2412 | 645348.5877 | 497689.1737 | 541036.8008 | 537921.2074 | 510552.4952 | 496111.4722 | 499314.826 | 531374.721 | 566707.8484 | 586884.4199 | 625979.5278 | 677345.5185 | 678512.345 | 706141.0064 | 715857.7775 | 758635.0234 | 783210.9571 | 814871.4561 | 784104.2865 | 817834.8849 | 800754.1826 | 642115.0153 | 628282.1718 | 655420.2412 | 645348.5877 | 497689.1737 | 541036.8008 | 537921.2074 | 510552.4952 | 496111.4722 | 499314.826 | 531374.721 | 566707.8484 | 586884.4199 | 625979.5278 | 677345.5185 | 678512.345 | 706141.0064 | 715857.7775 | 758635.0234 | 783210.9571 | 814871.4561 | 784104.2865 | 817834.8849 | 800754.1826 | -0.021778 | 0.042287 | -0.015486 | -0.25981 | 0.083512 | -0.0057752 | -0.052219 | -0.028693 | 0.0064362 | 0.062231 | 0.064376 | 0.034984 | 0.06449 | 0.078864 | 0.0017212 | 0.039912 | 0.013667 | 0.058039 | 0.031881 | 0.039628 | -0.038488 | 0.042118 | -0.021106 | 0.070564
| 286 | 5147765.8651 | 0 | 4713960.9072 | 0 |  | 507278.0501 | 488038.2399 | 502236.095 | 496305.7171 | 321341.5356 | 382261.2677 | 402156.1714 | 400245.5499 | 369738.8446 | 396470.6931 | 417139.7002 | 446787.1624 | 445374.4921 | 448105.4347 | 493626.7846 | 476820.1402 | 475292.0198 | 463749.3831 | 486394.8755 | 489218.9129 | 479973.2721 | 498661.478 | 493721.3675 | 499434.3814 | 0 | 0 | 0 | 0 | 0 | 0 | 0 | 0 | 0 | 0 | 0 | 0 | 0 | 0 | 0 | 0 | 0 | 0 | 0 | 0 | 0 | 0 | 0 | 0 | -0.038666 | 0.028677 | -0.011878 | -0.43469 | 0.1736 | 0.050736 | -0.0047623 | -0.079281 | 0.069805 | 0.050819 | 0.068661 | -0.0031669 | 0.0061131 | 0.096751 | -0.03464 | -0.00321 | -0.024585 | 0.047677 | 0.0057893 | -0.01908 | 0.038197 | -0.0099561 | 0.011505 | 0.10833
| 287 | 3989797.639 | 0 | 3764178.1493 | 0 |  | 510378.957 | 483953.0437 | 496045.3607 | 480449.1179 | 302234.1979 | 322959.1668 | 315481.9482 | 296712.346 | 274570.8008 | 267297.8163 | 280961.1699 | 289493.2461 | 283476.5855 | 280938.4152 | 291208.1048 | 285713.5802 | 284046.1201 | 275821.3082 | 267684.8188 | 247566.3375 | 242272.9473 | 252253.1631 | 266393.2835 | 266599.9944 | 0 | 0 | 0 | 0 | 0 | 0 | 0 | 0 | 0 | 0 | 0 | 0 | 0 | 0 | 0 | 0 | 0 | 0 | 0 | 0 | 0 | 0 | 0 | 0 | -0.053166 | 0.024679 | -0.031946 | -0.46352 | 0.066324 | -0.023424 | -0.061338 | -0.077554 | -0.026846 | 0.049853 | 0.029915 | -0.021002 | -0.008994 | 0.035903 | -0.019048 | -0.0058532 | -0.029383 | -0.029943 | -0.078132 | -0.021614 | 0.040368 | 0.054541 | 0.00077566 | 0.10334
| 288 | 3691630.0126 | 0 | 3501444.1984 | 0 |  | 484652.7358 | 462622.9233 | 472572.8925 | 459626.6673 | 267367.5708 | 290230.9182 | 289907.7178 | 269690.952 | 242595.925 | 238201.7366 | 248594.8384 | 260828.0274 | 266726.3589 | 260131.0125 | 269846.8369 | 272503.8027 | 267011.2194 | 265214.9599 | 251736.2539 | 225680.5093 | 212296.0227 | 219404.4597 | 214548.394 | 217810.9279 | 0 | 0 | 0 | 0 | 0 | 0 | 0 | 0 | 0 | 0 | 0 | 0 | 0 | 0 | 0 | 0 | 0 | 0 | 0 | 0 | 0 | 0 | 0 | 0 | -0.04652 | 0.02128 | -0.027777 | -0.54179 | 0.082052 | -0.0011142 | -0.072286 | -0.10588 | -0.018279 | 0.042706 | 0.048037 | 0.022362 | -0.025038 | 0.036669 | 0.009798 | -0.020362 | -0.00675 | -0.052159 | -0.10926 | -0.061139 | 0.032935 | -0.022382 | 0.015092 | 0.1206
| 289 | 4201837.5656 | 0 | 3994890.305 | 0 |  | 551836.818 | 520931.0521 | 534895.5664 | 513539.2576 | 325982.211 | 357980.4463 | 342461.8176 | 308980.4522 | 274519.3007 | 279425.3284 | 295404.2733 | 289138.4877 | 308845.1169 | 320121.983 | 328745.5185 | 289307.0515 | 272972.3851 | 269199.6414 | 245928.8416 | 233167.3856 | 236340.2983 | 240451.5317 | 231894.6058 | 230191.849 | 0 | 0 | 0 | 0 | 0 | 0 | 0 | 0 | 0 | 0 | 0 | 0 | 0 | 0 | 0 | 0 | 0 | 0 | 0 | 0 | 0 | 0 | 0 | 0 | -0.057635 | 0.026454 | -0.040745 | -0.45448 | 0.093636 | -0.044318 | -0.10288 | -0.11826 | 0.017714 | 0.05561 | -0.021439 | 0.065934 | 0.035862 | 0.026582 | -0.1278 | -0.058118 | -0.013917 | -0.090411 | -0.053286 | 0.013516 | 0.017246 | -0.036236 | -0.0073699 | 0.10814
| 290 | 5408164.5477 | 0 | 4948077.896 | 0 |  | 540200.2035 | 511120.5467 | 515745.1389 | 515580.9037 | 371099.7235 | 414505.7499 | 414165.4116 | 408187.8055 | 390657.3058 | 392620.8411 | 426416.3312 | 440070.853 | 455471.0334 | 473407.9176 | 512355.8759 | 499889.7777 | 521492.0391 | 522100.7829 | 520168.7367 | 516935.753 | 509812.917 | 509065.7635 | 529068.3384 | 545610.6683 | 0 | 0 | 0 | 0 | 0 | 0 | 0 | 0 | 0 | 0 | 0 | 0 | 0 | 0 | 0 | 0 | 0 | 0 | 0 | 0 | 0 | 0 | 0 | 0 | -0.055334 | 0.0090073 | -0.00031849 | -0.32882 | 0.11062 | -0.00082141 | -0.014538 | -0.043897 | 0.0050136 | 0.082572 | 0.03152 | 0.034396 | 0.038625 | 0.079062 | -0.024632 | 0.042306 | 0.0011666 | -0.0037074 | -0.0062347 | -0.013875 | -0.0014666 | 0.03854 | 0.030788 | 0.081876
| 291 | 5627974.1685 | 0 | 5228996.7835 | 0 |  | 621304.372 | 593329.6875 | 610784.6704 | 597185.6737 | 402106.3328 | 436033.4165 | 450132.2348 | 429868.9055 | 399733.0106 | 394404.7226 | 405091.8179 | 436887.4723 | 448468.5036 | 463413.6983 | 481089.086 | 483734.4694 | 496989.115 | 495722.2692 | 478942.4889 | 433016.2146 | 443088.9418 | 462572.2287 | 456959.3463 | 449727.6995 | 621304.372 | 593329.6875 | 610784.6704 | 597185.6737 | 402106.3328 | 0 | 0 | 0 | 0 | 0 | 0 | 0 | 0 | 0 | 0 | 0 | 0 | 0 | 0 | 0 | 0 | 0 | 0 | 0 | -0.046071 | 0.028994 | -0.022516 | -0.39551 | 0.081002 | 0.031823 | -0.046061 | -0.072683 | -0.013419 | 0.026736 | 0.075562 | 0.026163 | 0.032782 | 0.037432 | 0.0054837 | 0.027032 | -0.0025523 | -0.034435 | -0.10081 | 0.022995 | 0.043032 | -0.012208 | -0.015952 | 0.094147
| 292 | 5210816.7837 | 0 | 4740537.4504 | 0 |  | 519639.3528 | 501369.3153 | 506972.846 | 503363.4909 | 362530.2274 | 398649.8733 | 393789.1046 | 375860.9719 | 362294.8759 | 371856.4693 | 395582.0652 | 420485.8984 | 432457.2126 | 446385.4939 | 474933.8655 | 467918.7153 | 490177.198 | 491077.6635 | 516560.6454 | 514003.8651 | 523396.1285 | 537635.3909 | 540661.8052 | 535246.3301 | 0 | 0 | 0 | 0 | 0 | 0 | 0 | 0 | 0 | 0 | 0 | 0 | 0 | 0 | 0 | 0 | 0 | 0 | 0 | 0 | 0 | 0 | 0 | 0 | -0.035792 | 0.011114 | -0.0071449 | -0.3282 | 0.094976 | -0.012268 | -0.046596 | -0.036761 | 0.026049 | 0.06185 | 0.061053 | 0.028072 | 0.0317 | 0.061993 | -0.014881 | 0.046472 | 0.0018353 | 0.05059 | -0.0049619 | 0.018108 | 0.026842 | 0.0056133 | -0.010067 | 0.080297
| 293 | 5297720.0346 | 0 | 4772024.9054 | 0 |  | 519280.3491 | 503991.733 | 515093.3756 | 515550.5895 | 343676.505 | 386093.8047 | 399865.8446 | 388000.3265 | 370463.4764 | 362841.9465 | 376695.4667 | 415557.2058 | 430950.9095 | 439285.3216 | 458001.8579 | 474933.5841 | 507476.8575 | 530709.8617 | 545842.0597 | 581866.4253 | 597003.8745 | 603778.3373 | 602296.8196 | 582737.8208 | 0 | 0 | 0 | 0 | 0 | 0 | 0 | 0 | 0 | 0 | 0 | 0 | 0 | 0 | 0 | 0 | 0 | 0 | 0 | 0 | 0 | 0 | 0 | 0 | -0.029884 | 0.021788 | 0.00088724 | -0.40553 | 0.11638 | 0.035049 | -0.030123 | -0.046251 | -0.020788 | 0.03747 | 0.098183 | 0.036374 | 0.019155 | 0.041724 | 0.036302 | 0.066276 | 0.044764 | 0.028114 | 0.063911 | 0.025683 | 0.011284 | -0.0024568 | -0.033013 | 0.098268
| 294 | 4747798.4564 | 0 | 4437825.5894 | 0 |  | 504531.8322 | 485360.2607 | 498830.3065 | 488007.3272 | 341627.6418 | 377071.3039 | 396078.9231 | 364057.3945 | 341490.6736 | 351919.0971 | 380038.3024 | 397804.8881 | 415274.5306 | 416557.1731 | 423759.5836 | 413452.2104 | 397189.6053 | 392395.5062 | 398087.9017 | 380750.5446 | 370599.4693 | 351474.3127 | 339833.9875 | 342433.9682 | 0 | 0 | 0 | 0 | 0 | 0 | 0 | 0 | 0 | 0 | 0 | 0 | 0 | 0 | 0 | 0 | 0 | 0 | 0 | 0 | 0 | 0 | 0 | 0 | -0.03874 | 0.027375 | -0.021936 | -0.35661 | 0.098713 | 0.049179 | -0.084302 | -0.063991 | 0.030081 | 0.076871 | 0.04569 | 0.042978 | 0.0030839 | 0.017143 | -0.024624 | -0.040128 | -0.012143 | 0.014403 | -0.044528 | -0.027023 | -0.052985 | -0.033679 | 0.0076216 | 0.087145
| 295 | 4083676.971 | 0 | 3856386.6034 | 0 |  | 516091.5116 | 491777.0011 | 494642.307 | 482995.1702 | 286698.9712 | 318359.9332 | 324870.2478 | 300489.8858 | 277678.0031 | 277447.8145 | 288234.4063 | 307319.4508 | 311203.6349 | 307267.4407 | 328871.5756 | 323205.8874 | 316497.3348 | 293899.2488 | 269558.6509 | 257466.4914 | 247745.6949 | 258621.0585 | 268620.7239 | 258650.5308 | 0 | 0 | 0 | 0 | 0 | 0 | 0 | 0 | 0 | 0 | 0 | 0 | 0 | 0 | 0 | 0 | 0 | 0 | 0 | 0 | 0 | 0 | 0 | 0 | -0.048259 | 0.0058095 | -0.023828 | -0.52157 | 0.10475 | 0.020243 | -0.078012 | -0.078952 | -0.00082932 | 0.038141 | 0.064114 | 0.01256 | -0.012729 | 0.067949 | -0.017378 | -0.020975 | -0.074078 | -0.086451 | -0.045896 | -0.038487 | 0.042961 | 0.037937 | -0.037823 | 0.11879
| 296 | 4977705.4871 | 0 | 4583942.7229 | 0 |  | 540432.2322 | 514829.8328 | 527192.7938 | 521615.7826 | 356806.1856 | 401341.9059 | 401630.3748 | 373072.5484 | 347398.4063 | 349696.1426 | 371586.4993 | 378353.8316 | 385982.6222 | 403075.8001 | 429463.8385 | 418379.6729 | 408880.6668 | 415347.4187 | 423227.9464 | 415267.611 | 414655.8697 | 435683.2535 | 464037.0898 | 481453.9528 | 0 | 0 | 0 | 0 | 0 | 0 | 0 | 0 | 0 | 0 | 0 | 0 | 0 | 0 | 0 | 0 | 0 | 0 | 0 | 0 | 0 | 0 | 0 | 0 | -0.048533 | 0.02373 | -0.010635 | -0.37974 | 0.11762 | 0.0007185 | -0.073759 | -0.071301 | 0.0065923 | 0.060717 | 0.018048 | 0.019963 | 0.043332 | 0.063413 | -0.026148 | -0.022966 | 0.015692 | 0.018796 | -0.018988 | -0.0014742 | 0.049467 | 0.063049 | 0.036846 | 0.093254
| 297 | 6148198.5968 | 6148198.5968 | 5536382.4715 | 5536382.4715 |  | 569608.3157 | 550703.8556 | 567671.4966 | 563885.5811 | 399013.0741 | 441841.3134 | 468555.9667 | 455288.6653 | 439452.3105 | 438510.9208 | 464475.565 | 497344.6415 | 513422.6189 | 537185.6731 | 588262.5476 | 606383.0138 | 632105.6588 | 632582.9258 | 645257.7891 | 663234.7707 | 668842.5646 | 693995.8097 | 702166.4347 | 718651.0255 | 0 | 0 | 567671.4966 | 563885.5811 | 399013.0741 | 0 | 468555.9667 | 455288.6653 | 439452.3105 | 0 | 0 | 0 | 0 | 0 | 588262.5476 | 606383.0138 | 632105.6588 | 632582.9258 | 645257.7891 | 663234.7707 | 0 | 693995.8097 | 0 | 0 | -0.033752 | 0.030346 | -0.0066915 | -0.34586 | 0.10196 | 0.058705 | -0.028724 | -0.035402 | -0.0021445 | 0.057524 | 0.068374 | 0.031816 | 0.045244 | 0.09083 | 0.030338 | 0.041545 | 0.00075476 | 0.019839 | 0.027479 | 0.0084197 | 0.036917 | 0.011705 | 0.023205 | 0.085412
| 298 | 5396901.048 | 0 | 4953229.2967 | 0 |  | 549069.842 | 516556.7683 | 537213.3653 | 526863.7608 | 390667.2104 | 422384.225 | 440383.9276 | 423346.909 | 394150.1473 | 391507.0758 | 420420.8632 | 435148.4602 | 441493.3867 | 438300.6569 | 471534.4925 | 469311.7705 | 492402.2626 | 497239.6007 | 503102.2188 | 483751.7925 | 477973.2237 | 492441.8442 | 516589.0541 | 534250.0765 | 0 | 0 | 0 | 0 | 0 | 0 | 0 | 0 | 0 | 0 | 0 | 0 | 0 | 0 | 0 | 0 | 0 | 0 | 0 | 0 | 0 | 0 | 0 | 0 | -0.06104 | 0.03921 | -0.019453 | -0.29909 | 0.078059 | 0.041732 | -0.039455 | -0.07146 | -0.0067283 | 0.071253 | 0.034431 | 0.014476 | -0.0072579 | 0.073087 | -0.004725 | 0.048029 | 0.009776 | 0.011721 | -0.039221 | -0.012017 | 0.029822 | 0.047871 | 0.033616 | 0.076879
| 299 | 4437285.8715 | 0 | 4166272.2502 | 0 |  | 540513.9563 | 517270.8087 | 528898.4709 | 508737.1963 | 345749.8373 | 357971.2913 | 344261.7317 | 317588.324 | 283634.8791 | 294701.0455 | 315562.2981 | 319526.2525 | 328472.1354 | 325783.8383 | 350105.8843 | 352480.8633 | 354029.815 | 353482.1208 | 335702.9224 | 318318.0022 | 318165.6129 | 304587.2053 | 304088.5893 | 302211.3686 | 0 | 0 | 0 | 0 | 0 | 0 | 0 | 0 | 0 | 0 | 0 | 0 | 0 | 0 | 0 | 0 | 0 | 0 | 0 | 0 | 0 | 0 | 0 | 0 | -0.043954 | 0.02223 | -0.038865 | -0.38622 | 0.034737 | -0.039051 | -0.080646 | -0.11307 | 0.038274 | 0.068395 | 0.012483 | 0.027613 | -0.0082179 | 0.072002 | 0.0067607 | 0.0043848 | -0.0015482 | -0.051606 | -0.053176 | -0.00047885 | -0.043615 | -0.0016384 | -0.0061924 | 0.090513
| 300 | 4447562.4697 | 0 | 4212718.3617 | 0 |  | 543414.7353 | 501029.7019 | 521776.3231 | 499840.8618 | 355354.7982 | 364862.4687 | 356479.2522 | 347703.9501 | 315008.4769 | 323679.5646 | 325247.8607 | 350418.8487 | 339768.8027 | 345878.1696 | 364197.2836 | 352280.0463 | 342610.8911 | 321349.4437 | 301628.1139 | 274852.1446 | 262459.1951 | 266074.546 | 272580.0818 | 265935.3283 | 0 | 0 | 0 | 0 | 0 | 0 | 0 | 0 | 0 | 0 | 0 | 0 | 0 | 0 | 0 | 0 | 0 | 0 | 0 | 0 | 0 | 0 | 0 | 0 | -0.081207 | 0.040574 | -0.042949 | -0.34117 | 0.026404 | -0.023244 | -0.024925 | -0.098752 | 0.027154 | 0.0048335 | 0.074542 | -0.030864 | 0.017821 | 0.051609 | -0.033269 | -0.027831 | -0.064066 | -0.063334 | -0.092962 | -0.046138 | 0.013681 | 0.024156 | -0.024679 | 0.0821
| 301 | 3885548.7937 | 0 | 3691330.5162 | 0 |  | 512782.7567 | 490246.0624 | 490210.2024 | 471763.7698 | 302554.4648 | 316817.6005 | 305085.9967 | 275978.12 | 255535.5516 | 258885.7233 | 273252.4819 | 278305.4663 | 283200.7185 | 279061.4297 | 306161.0801 | 281093.8456 | 262006.9171 | 259664.0693 | 243701.5411 | 216941.8247 | 233453.5897 | 212991.2345 | 220452.2222 | 213253.7944 | 0 | 0 | 0 | 0 | 0 | 0 | 0 | 0 | 0 | 0 | 0 | 0 | 0 | 0 | 0 | 0 | 0 | 0 | 0 | 0 | 0 | 0 | 0 | 0 | -0.044945 | -7.315e-05 | -0.038356 | -0.44422 | 0.046065 | -0.037733 | -0.10027 | -0.07696 | 0.013025 | 0.054009 | 0.018323 | 0.017437 | -0.014724 | 0.092679 | -0.085423 | -0.070318 | -0.0089822 | -0.063444 | -0.11632 | 0.073354 | -0.091732 | 0.03443 | -0.033198 | 0.10561
| 302 | 4074874.317 | 0 | 3854477.9531 | 0 |  | 503080.0348 | 474246.2913 | 481888.9942 | 464465.8012 | 299185.0165 | 323447.2222 | 327781.6222 | 306898.6316 | 285565.3295 | 285040.4432 | 291787.267 | 306739.1908 | 314489.1258 | 333593.1906 | 354695.6861 | 325519.4229 | 311959.2214 | 296307.9784 | 281089.1514 | 251280.6096 | 237359.4751 | 250685.6893 | 262681.2866 | 252062.555 | 0 | 0 | 0 | 0 | 0 | 0 | 0 | 0 | 0 | 0 | 0 | 0 | 0 | 0 | 0 | 0 | 0 | 0 | 0 | 0 | 0 | 0 | 0 | 0 | -0.059022 | 0.015987 | -0.036826 | -0.43983 | 0.077974 | 0.013312 | -0.06583 | -0.072047 | -0.0018398 | 0.023394 | 0.049973 | 0.024952 | 0.058973 | 0.061338 | -0.085838 | -0.04255 | -0.051473 | -0.052727 | -0.1121 | -0.056995 | 0.054624 | 0.046742 | -0.041264 | 0.10483
| 303 | 4219019.1923 | 0 | 3975642.5345 | 0 |  | 527092.2779 | 514461.1968 | 520407.5444 | 495898.9315 | 322312.8414 | 340837.2883 | 345803.0888 | 308728.1213 | 285559.3741 | 285032.7151 | 304623.2558 | 313710.4674 | 301609.015 | 293536.0621 | 313699.4833 | 305420.0695 | 296614.3744 | 294521.7215 | 291760.4627 | 265188.4824 | 274814.8517 | 265050.1365 | 281236.1468 | 285714.571 | 0 | 0 | 0 | 0 | 0 | 0 | 0 | 0 | 0 | 0 | 0 | 0 | 0 | 0 | 0 | 0 | 0 | 0 | 0 | 0 | 0 | 0 | 0 | 0 | -0.024256 | 0.011492 | -0.04824 | -0.43085 | 0.055883 | 0.014464 | -0.11341 | -0.078011 | -0.001846 | 0.066472 | 0.029395 | -0.039339 | -0.027131 | 0.066435 | -0.026747 | -0.029255 | -0.0070801 | -0.0094196 | -0.095492 | 0.035657 | -0.036179 | 0.059276 | 0.015799 | 0.10086
| 304 | 5431781.2525 | 0 | 5007059.082 | 0 |  | 565357.7329 | 536813.5502 | 557831.1577 | 548106.6742 | 405731.8766 | 436795.1441 | 445504.7805 | 427297.3686 | 392879.0146 | 395446.8745 | 421116.7522 | 440824.7799 | 435562.9401 | 443607.2617 | 465458.9102 | 443274.1574 | 456967.5207 | 466670.3631 | 484183.0768 | 464037.1444 | 460980.0671 | 488616.5627 | 494598.8701 | 487475.4033 | 0 | 0 | 0 | 0 | 405731.8766 | 0 | 0 | 0 | 0 | 0 | 0 | 0 | 0 | 0 | 0 | 0 | 0 | 0 | 0 | 0 | 0 | 0 | 0 | 0 | -0.051808 | 0.038406 | -0.017586 | -0.30078 | 0.073772 | 0.019744 | -0.041728 | -0.083978 | 0.0065147 | 0.062894 | 0.045737 | -0.012008 | 0.0183 | 0.048084 | -0.048835 | 0.030424 | 0.021011 | 0.03684 | -0.042498 | -0.0066098 | 0.058223 | 0.012169 | -0.014507 | 0.076335
| 305 | 5667441.2067 | 0 | 5118697.5072 | 0 |  | 543554.4841 | 523727.345 | 546502.7518 | 536669.3844 | 393812.7218 | 416574.8866 | 422706.8258 | 395707.5237 | 375919.2149 | 384551.8795 | 419025.214 | 454739.6276 | 469139.8061 | 495263.5432 | 536208.0701 | 543146.2851 | 562945.4727 | 582057.9462 | 592532.0724 | 593853.4264 | 607711.8537 | 609117.5386 | 637065.8057 | 642455.9555 | 0 | 0 | 0 | 0 | 0 | 0 | 0 | 0 | 0 | 0 | 0 | 0 | 0 | 0 | 0 | 0 | 0 | 0 | 0 | 0 | 0 | 0 | 0 | 0 | -0.037159 | 0.042568 | -0.018157 | -0.30951 | 0.056191 | 0.014613 | -0.066003 | -0.051301 | 0.022704 | 0.085852 | 0.081794 | 0.031176 | 0.054189 | 0.079432 | 0.012856 | 0.035804 | 0.033387 | 0.017835 | 0.0022275 | 0.023068 | 0.0023104 | 0.044862 | 0.0084253 | 0.079419
| 306 | 5277035.971 | 0 | 4880599.197 | 0 |  | 564146.4519 | 538040.7804 | 540298.0914 | 530913.0687 | 387161.4145 | 424487.6406 | 428209.2326 | 408539.9294 | 387528.3996 | 383873.9611 | 407619.1871 | 420770.4412 | 411267.3887 | 415751.1075 | 443077.8195 | 462653.4679 | 488282.3552 | 447902.522 | 451825.9828 | 447022.9397 | 435734.0327 | 435792.6358 | 455796.6525 | 477816.2276 | 0 | 0 | 0 | 0 | 0 | 0 | 0 | 0 | 0 | 0 | 0 | 0 | 0 | 0 | 0 | 0 | 0 | 0 | 0 | 0 | 0 | 0 | 0 | 0 | -0.04738 | 0.0041867 | -0.017523 | -0.31576 | 0.092041 | 0.008729 | -0.047022 | -0.052801 | -0.0094749 | 0.060019 | 0.031754 | -0.022844 | 0.010843 | 0.063659 | 0.043233 | 0.053916 | -0.086318 | 0.0087215 | -0.010687 | -0.025578 | 0.00013448 | 0.04488 | 0.047179 | 0.080148
| 307 | 5479618.9122 | 0 | 5068846.4684 | 0 |  | 617365.6601 | 588210.2046 | 604422.6698 | 572084.4955 | 366391.7984 | 423580.7631 | 429510.2967 | 410735.6966 | 383709.1515 | 401235.0527 | 402866.473 | 438451.5442 | 435807.8714 | 437599.8703 | 447739.8161 | 455664.6361 | 477927.3885 | 467213.0182 | 448272.4187 | 417289.7039 | 452453.9009 | 460397.1366 | 480680.9147 | 474806.3487 | 617365.6601 | 588210.2046 | 604422.6698 | 572084.4955 | 0 | 0 | 0 | 0 | 0 | 0 | 0 | 0 | 0 | 0 | 0 | 0 | 0 | 0 | 0 | 0 | 0 | 0 | 0 | 0 | -0.048377 | 0.027189 | -0.054987 | -0.44558 | 0.14504 | 0.013902 | -0.044696 | -0.068065 | 0.044663 | 0.0040578 | 0.084644 | -0.0060478 | 0.0041035 | 0.022907 | 0.017545 | 0.047702 | -0.022674 | -0.041384 | -0.07162 | 0.080905 | 0.017404 | 0.043114 | -0.012297 | 0.10831
| 308 | 4333325.6489 | 0 | 4055403.6773 | 0 |  | 500123.5348 | 479507.9552 | 487950.4072 | 476701.3173 | 285563.5737 | 333741.3643 | 353841.2025 | 334714.1078 | 320656.829 | 320358.5618 | 343614.7073 | 362784.937 | 341365.8921 | 347258.4866 | 353584.6687 | 342501.9414 | 334912.0312 | 338201.1333 | 331165.0838 | 300490.9105 | 308099.9731 | 307461.0533 | 322022.8824 | 326865.7559 | 0 | 0 | 0 | 0 | 0 | 0 | 0 | 0 | 0 | 0 | 0 | 0 | 0 | 0 | 0 | 0 | 0 | 0 | 0 | 0 | 0 | 0 | 0 | 0 | -0.042095 | 0.017453 | -0.023324 | -0.51243 | 0.1559 | 0.058482 | -0.055571 | -0.042905 | -0.00093061 | 0.07008 | 0.054289 | -0.060855 | 0.017115 | 0.018054 | -0.031846 | -0.022409 | 0.0097729 | -0.021024 | -0.097199 | 0.025007 | -0.0020759 | 0.046274 | 0.014927 | 0.11997
| 309 | 4110818.5109 | 0 | 3903877.2167 | 0 |  | 573193.2355 | 542693.6302 | 542655.4167 | 510646.7919 | 284896.2437 | 320955.1223 | 314254.7667 | 294721.2578 | 264374.2497 | 269095.6588 | 272288.8373 | 288876.9713 | 286153.6966 | 279413.596 | 296070.5773 | 292786.3599 | 286131.6288 | 262081.157 | 248342.4607 | 237161.4883 | 228964.7526 | 236193.1695 | 232800.5996 | 243093.075 | 0 | 0 | 0 | 0 | 0 | 0 | 0 | 0 | 0 | 0 | 0 | 0 | 0 | 0 | 0 | 0 | 0 | 0 | 0 | 0 | 0 | 0 | 0 | 0 | -0.054678 | -7.0417e-05 | -0.060796 | -0.58355 | 0.11918 | -0.021097 | -0.064174 | -0.10866 | 0.017701 | 0.011796 | 0.059137 | -0.0094718 | -0.023836 | 0.057905 | -0.011155 | -0.022991 | -0.087798 | -0.053846 | -0.046067 | -0.035173 | 0.031082 | -0.014468 | 0.043262 | 0.12994
| 310 | 4247803.8136 | 0 | 3998040.251 | 0 |  | 500359.0755 | 473291.5465 | 483755.9189 | 473283.5033 | 300863.5165 | 328791.3273 | 343952.5447 | 311309.9051 | 289058.3781 | 299005.1751 | 336560.2543 | 342790.0903 | 338303.3849 | 333019.4389 | 350195.665 | 356220.5614 | 353082.2811 | 339837.6672 | 342831.8431 | 301838.2473 | 285612.6003 | 277653.8498 | 283550.4197 | 287779.9387 | 0 | 0 | 0 | 0 | 0 | 0 | 0 | 0 | 0 | 0 | 0 | 0 | 0 | 0 | 0 | 0 | 0 | 0 | 0 | 0 | 0 | 0 | 0 | 0 | -0.055614 | 0.021869 | -0.021886 | -0.45304 | 0.088767 | 0.04508 | -0.099715 | -0.07416 | 0.033832 | 0.11832 | 0.018341 | -0.013175 | -0.015742 | 0.050291 | 0.017058 | -0.008849 | -0.038233 | 0.008772 | -0.12735 | -0.055255 | -0.028261 | 0.021015 | 0.014806 | 0.10922
TVaR90 |  |  | 6339389.2462 |  | 5675582.7442 | [25 empty] | 608366.2145 | 573664.1847 | 589570.0358 | 569950.3551 | 423773.129 | 462310.0782 | 479940.0958 | 471215.9949 | 457689.7605 | 474946.0162 | 507864.521 | 542182.8303 | 561638.1564 | 580186.8871 | 625012.4254 | 634797.4152 | 663380.9961 | 686096.5246 | 707383.2566 | 718422.0083 | 745555.6849 | 778004.3796 | 809836.7838 | 844812.5575 | [23 empty] | 0.10015
AvgVolatility
|  | 24-yr NPV |  | 20-yr NPV |  |  | 2022 | 2023 | 2024 | 2025 | 2026 | 2027 | 2028 | 2029 | 2030 | 2031 | 2032 | 2033 | 2034 | 2035 | 2036 | 2037 | 2038 | 2039 | 2040 | 2041 | 2042 | 2043 | 2044 | 2045
Mean |  | 4977871.267 |  | 4567394.7659 |  | Mean | 539227.2478 | 514185.8794 | 526254.7226 | 512812.6399 | 345936.8136 | 375927.0107 | 380594.4171 | 361005.1513 | 339692.584 | 347486.6126 | 366986.4831 | 386991.9231 | 395898.6634 | 405143.9422 | 430794.3286 | 431094.5567 | 440706.7334 | 442034.0123 | 447537.7196 | 440780.2079 | 448493.9295 | 460847.5142 | 475783.2533 | 482886.0235
StdDev |  | 814934.2802 |  | 667302.9894 |  | StdDev | 32194.2164 | 28166.1233 | 30284.7675 | 28055.2608 | 41580.4387 | 55160.8091 | 65298.9209 | 73856.806 | 76524.2326 | 81494.5788 | 89070.6564 | 97415.0514 | 103373.8621 | 108908.9072 | 119346.7612 | 124763.9605 | 133712.9687 | 141641.7976 | 150588.5497 | 157220.4612 | 165281.958 | 174814.8356 | 183368.1654 | 192083.1942
Q1 (P25) |  | 4438696.0022 |  | 4127077.3731 |  | Q1 (P25) | 515569.5095 | 493310.0707 | 504522.6529 | 493047.9731 | 317800.0332 | 343088.6531 | 343827.4315 | 318675.5527 | 292720.2575 | 295692.8671 | 311022.9621 | 326392.3333 | 333333.2943 | 336253.4084 | 351874.2212 | 351653.2654 | 353319.1645 | 344966.9285 | 344528.0995 | 322295.0337 | 330933.1514 | 329831.4103 | 338793.1078 | 342578.6331
Min |  | 2279240.4473 |  | 2249543.8534 |  | Min | 484652.7358 | 462622.9233 | 472572.8925 | 453762.6004 | 211591.1848 | 106204.3596 | 50930.5675 | 11983.3979 | 14915.3149 | 16496.124 | 16856.416 | 18439.1969 | 19439.236 | 19916.5171 | 22168.2291 | 24209.9061 | 24315.2017 | 25496.0389 | 26588.7723 | 28882.7002 | 30757.9304 | 32916.7601 | 34514.7802 | 35562.0747
Median (P50) |  | 4959803.9334 |  | 4577499.6745 |  | Median (P50) | 533796.7407 | 509829.4991 | 521384.3818 | 510718.2888 | 345821.3307 | 377434.2541 | 381068.6625 | 362438.842 | 339276.3985 | 348447.7429 | 370504.7527 | 389289.3017 | 394471.1013 | 403161.2148 | 426944.6275 | 421585.4323 | 438475.3777 | 434670.8769 | 441140.4042 | 432899.0248 | 443315.6472 | 448026.9725 | 455503.8824 | 464891.5502
Max |  | 7084478.6748 |  | 6375868.404 |  | Max | 665440.3024 | 628282.1718 | 655420.2412 | 645348.5877 | 497689.1737 | 541036.8008 | 537921.2074 | 516335.895 | 507203.0293 | 531603.2916 | 574180.1456 | 609452.7353 | 633448.7615 | 665875.5517 | 724192.459 | 747404.3892 | 777420.5321 | 813261.5554 | 822303.2416 | 872448.2002 | 903156.9549 | 943838.6582 | 1002147.6192 | 1082503.2394
Q3 P75 |  | 5571929.4687 |  | 5032145.4919 |  | Q3 P75 | 554874.9976 | 527226.8174 | 542271.8208 | 527711.207 | 374376.8304 | 411602.1222 | 422783.016 | 410031.5192 | 391625.795 | 401851.701 | 427067.2657 | 455956.6256 | 472373.2721 | 485045.091 | 514244.6869 | 520957.3187 | 532206.7212 | 543970.6404 | 553640.2948 | 554988.8449 | 567722.1189 | 582357.194 | 607007.8292 | 612353.1014
TVaR90 |  | 6339389.2462 |  | 5675582.7442 |  | TVaR90
Mid Portfolio Deterministic |  | 5091301.9524 |  | 4767789.531
Preferred Portfolio Deterministic
|  |  | Mid Portfolio | Frequency
1 | 2000000 | 0 | 0 | <=2
2 | 2500000 | 3 | 3 | 2-2.5
3 | 3000000 | 6 | 3 | 2.5-3
4 | 3500000 | 8 | 2 | 3-3.5
5 | 4000000 | 27 | 19 | 3.5-4
6 | 4500000 | 87 | 60 | 4-4.5
7 | 5000000 | 159 | 72 | 4.5-5
8 | 5500000 | 223 | 64 | 5-5.5
9 | 6000000 | 274 | 51 | 5.5-6
10 | 6500000 | 303 | 29 | 6-6.5
11 | 7000000 | 309 | 6 | 6.5-7
12 | 7500000 | 310 | 1 | 7-7.5
13 | 8000000 | 310 | 0 | 7.5-8

## Sensitivity W Em
| Iteration | 24-yr NPV | >=P90Index | 20-yr NPV | >=P90Index |  | 2022 | 2023 | 2024 | 2025 | 2026 | 2027 | 2028 | 2029 | 2030 | 2031 | 2032 | 2033 | 2034 | 2035 | 2036 | 2037 | 2038 | 2039 | 2040 | 2041 | 2042 | 2043 | 2044 | 2045 | P90_2022 | P90_2023 | P90_2024 | P90_2025 | P90_2026 | P90_2027 | P90_2028 | P90_2029 | P90_2030 | P90_2031 | P90_2032 | P90_2033 | P90_2034 | P90_2035 | P90_2036 | P90_2037 | P90_2038 | P90_2039 | P90_2040 | P90_2041 | P90_2042 | P90_2043 | P90_2044 | P90_2045 | Vol_2022 | Vol_2023 | Vol_2024 | Vol_2025 | Vol_2026 | Vol_2027 | Vol_2028 | Vol_2029 | Vol_2030 | Vol_2031 | Vol_2032 | Vol_2033 | Vol_2034 | Vol_2035 | Vol_2036 | Vol_2037 | Vol_2038 | Vol_2039 | Vol_2040 | Vol_2041 | Vol_2042 | Vol_2043 | Vol_2044 | St Dev
| 1 | 2522849.8906 | 0 | 2493000.8342 | 0 |  | 674621.2954 | 600783.9694 | 610881.3358 | 491124.4261 | 271572.5389 | 100098.5327 | 102275.4944 | 34654.1977 | 22107.5821 | 22317.0873 | 23110.8858 | 23862.4082 | 24750.1323 | 25731.9507 | 26792.4724 | 27700.3291 | 27769.7993 | 28815.4523 | 29979.0849 | 31007.3429 | 32116.4573 | 33306.6554 | 34733.2537 | 35813.3143 | 674621.2954 | 600783.9694 | 610881.3358 | 0 | 0 | 0 | 0 | 0 | 0 | 0 | 0 | 0 | 0 | 0 | 0 | 0 | 0 | 0 | 0 | 0 | 0 | 0 | 0 | 0 | -0.11592 | 0.016667 | -0.21821 | -0.59247 | -0.99807 | 0.021515 | -1.0823 | -0.4495 | 0.009432 | 0.034951 | 0.032001 | 0.036526 | 0.038903 | 0.040388 | 0.033323 | 0.0025048 | 0.036963 | 0.039588 | 0.033724 | 0.035145 | 0.036389 | 0.04194 | 0.030622 | 0.33199
| 2 | 4760292.1442 | 0 | 4375705.6324 | 0 |  | 542127.8331 | 504998.5141 | 519607.2764 | 501548.6715 | 349732.7344 | 359715.2184 | 378035.064 | 351385.4304 | 315044.6179 | 311128.6549 | 334259.0389 | 347542.5415 | 351503.5865 | 365254.4676 | 393427.6763 | 393104.4601 | 409614.8416 | 412401.9832 | 419016.2106 | 422713.4534 | 426147.0605 | 436150.2973 | 448059.7976 | 437711.9528 | 0 | 0 | 0 | 0 | 349732.7344 | 0 | 0 | 0 | 0 | 0 | 0 | 0 | 0 | 0 | 0 | 0 | 0 | 0 | 0 | 0 | 0 | 0 | 0 | 0 | -0.070946 | 0.028518 | -0.035373 | -0.36053 | 0.028143 | 0.049674 | -0.073103 | -0.10917 | -0.012508 | 0.07171 | 0.038971 | 0.011333 | 0.038374 | 0.074303 | -0.00082188 | 0.041142 | 0.0067813 | 0.015911 | 0.0087849 | 0.00809 | 0.023202 | 0.02694 | -0.023366 | 0.088804
| 3 | 4770735.3191 | 0 | 4422807.209 | 0 |  | 569707.5365 | 537994.1309 | 547176.7516 | 530573.4104 | 339125.1098 | 346772.4625 | 366430.6964 | 345941.6981 | 313658.1615 | 310493.3715 | 335265.9243 | 349098.7326 | 351679.2549 | 363030.8661 | 387376.0317 | 389148.4763 | 403318.4509 | 400906.3952 | 396084.7976 | 386018.9585 | 393546.6329 | 394683.3399 | 396365.0635 | 395664.3811 | 569707.5365 | 537994.1309 | 547176.7516 | 530573.4104 | 0 | 0 | 0 | 0 | 0 | 0 | 0 | 0 | 0 | 0 | 0 | 0 | 0 | 0 | 0 | 0 | 0 | 0 | 0 | 0 | -0.057275 | 0.016924 | -0.030814 | -0.44759 | 0.0223 | 0.055141 | -0.057539 | -0.097967 | -0.010141 | 0.076761 | 0.040431 | 0.0073648 | 0.031768 | 0.064908 | 0.0045651 | 0.035765 | -0.0059985 | -0.0121 | -0.025742 | 0.019313 | 0.0028842 | 0.0042519 | -0.0017693 | 0.10246
| 4 | 4983073.39 | 4983073.39 | 4593011.5101 | 4593011.5101 |  | 550275.3995 | 522988.8444 | 536381.2424 | 521080.118 | 330333.4337 | 354782.2342 | 383230.5861 | 370889.6163 | 346690.5949 | 343744.8281 | 367157.1777 | 393892.7086 | 399098.9618 | 410368.6764 | 441193.9269 | 441147.9729 | 449636.5481 | 433001.1463 | 438904.2364 | 431003.6883 | 433312.3566 | 443629.358 | 451813.9791 | 443954.5081 | 0 | 0 | 0 | 521080.118 | 0 | 0 | 0 | 0 | 0 | 0 | 0 | 0 | 0 | 0 | 0 | 441147.9729 | 449636.5481 | 0 | 0 | 0 | 0 | 0 | 0 | 0 | -0.050859 | 0.025285 | -0.028941 | -0.4558 | 0.071402 | 0.077133 | -0.032732 | -0.067472 | -0.0085331 | 0.06589 | 0.070289 | 0.013131 | 0.027847 | 0.072429 | -0.00010416 | 0.019059 | -0.037699 | 0.013541 | -0.018165 | 0.0053422 | 0.023531 | 0.018281 | -0.017548 | 0.10565
| 5 | 4475267.5627 | 0 | 4121456.1034 | 0 |  | 492620.0662 | 462192.2587 | 475639.7267 | 460634.7526 | 302784.1217 | 320062.3213 | 360323.2142 | 339314.7105 | 310126.1613 | 315423.3871 | 331679.3351 | 345323.5082 | 356609.7843 | 366766.5269 | 386147.779 | 395070.0868 | 396607.8763 | 393220.9174 | 392045.5049 | 399648.1991 | 401067.8486 | 397013.9121 | 405147.5445 | 404039.2634 | 0 | 0 | 0 | 0 | 0 | 0 | 0 | 0 | 0 | 0 | 0 | 0 | 0 | 0 | 0 | 0 | 0 | 0 | 0 | 0 | 0 | 0 | 0 | 0 | -0.063757 | 0.02868 | -0.032055 | -0.41959 | 0.055496 | 0.11849 | -0.060073 | -0.089949 | 0.016937 | 0.050253 | 0.040313 | 0.03216 | 0.028083 | 0.051495 | 0.022843 | 0.0038849 | -0.0085765 | -0.0029937 | 0.019207 | 0.003546 | -0.010159 | 0.02028 | -0.0027392 | 0.099889
| 6 | 4432194.6003 | 0 | 4125014.6947 | 0 |  | 512658.3203 | 485867.7464 | 493989.9262 | 485839.6162 | 285548.5805 | 316750.8671 | 346066.1038 | 343446.2559 | 313820.1108 | 310268.8146 | 333664.4427 | 350152.7565 | 350382.0088 | 356407.6419 | 380341.0563 | 371371.7835 | 381815.6286 | 369196.1222 | 355866.2656 | 350092.4937 | 351332.1508 | 350750.1771 | 349093.0164 | 342869.7253 | 0 | 0 | 0 | 0 | 0 | 0 | 0 | 0 | 0 | 0 | 0 | 0 | 0 | 0 | 0 | 0 | 0 | 0 | 0 | 0 | 0 | 0 | 0 | 0 | -0.053673 | 0.016579 | -0.016637 | -0.53147 | 0.1037 | 0.088514 | -0.0075992 | -0.090211 | -0.011381 | 0.072697 | 0.048234 | 0.00065451 | 0.017051 | 0.064993 | -0.023865 | 0.027734 | -0.03361 | -0.036773 | -0.016358 | 0.0035347 | -0.0016579 | -0.0047358 | -0.017988 | 0.12105
| 7 | 4899956.1835 | 0 | 4522446.1248 | 0 |  | 524019.8171 | 495923.9 | 507907.8948 | 489138.6721 | 323567.9652 | 357528.9757 | 391658.2507 | 389600.6962 | 363174.6315 | 362214.0725 | 379955.1346 | 402690.7383 | 411477.0017 | 409889.7736 | 433761.3995 | 433738.6408 | 432578.1612 | 427677.3844 | 420803.353 | 415571.8275 | 425466.476 | 424537.0711 | 432198.4791 | 433146.7658 | 0 | 0 | 0 | 0 | 0 | 0 | 391658.2507 | 389600.6962 | 363174.6315 | 362214.0725 | 379955.1346 | 402690.7383 | 411477.0017 | 0 | 0 | 0 | 0 | 0 | 0 | 0 | 0 | 0 | 0 | 0 | -0.055107 | 0.023878 | -0.037654 | -0.41324 | 0.099807 | 0.091173 | -0.0052673 | -0.070239 | -0.0026484 | 0.047818 | 0.058116 | 0.021584 | -0.0038649 | 0.056606 | -5.247e-05 | -0.0026791 | -0.011394 | -0.016204 | -0.01251 | 0.023531 | -0.0021868 | 0.017886 | 0.0021917 | 0.097291
| 8 | 4784773.4797 | 0 | 4406577.6198 | 0 |  | 526051.6276 | 498840.4597 | 508030.0579 | 493443.824 | 342818.8997 | 355264.9496 | 377167.693 | 358826.716 | 329136.4268 | 329849.8617 | 352710.2984 | 366822.5181 | 376097.0435 | 388333.9472 | 411599.4222 | 413253.3899 | 421882.73 | 416611.7309 | 422343.41 | 413671.9168 | 427690.9875 | 424176.1671 | 433855.0308 | 432520.1921 | 0 | 0 | 0 | 0 | 0 | 0 | 0 | 0 | 0 | 0 | 0 | 0 | 0 | 0 | 0 | 0 | 0 | 0 | 0 | 0 | 0 | 0 | 0 | 0 | -0.053113 | 0.018254 | -0.029132 | -0.36421 | 0.035662 | 0.059826 | -0.04985 | -0.086367 | 0.0021653 | 0.067009 | 0.039231 | 0.024969 | 0.032018 | 0.058185 | 0.0040103 | 0.020666 | -0.012573 | 0.013664 | -0.020746 | 0.033328 | -0.0082521 | 0.022562 | -0.0030814 | 0.086277
| 9 | 4800176.8425 | 0 | 4445115.8475 | 0 |  | 552861.7096 | 527296.5174 | 535247.7911 | 517133.1844 | 351888.4833 | 360951.3537 | 378039.6844 | 355944.2315 | 323463.7559 | 320356.8153 | 341743.3437 | 355483.5172 | 363131.2258 | 372855.5779 | 391921.0362 | 395901.292 | 405539.6161 | 401682.7821 | 403256.514 | 401323.2309 | 402675.3421 | 399708.8113 | 405334.3437 | 405083.7829 | 0 | 0 | 0 | 0 | 351888.4833 | 0 | 0 | 0 | 0 | 0 | 0 | 0 | 0 | 0 | 0 | 0 | 0 | 0 | 0 | 0 | 0 | 0 | 0 | 0 | -0.047345 | 0.014967 | -0.034429 | -0.38499 | 0.025429 | 0.046256 | -0.060225 | -0.095687 | -0.0096516 | 0.064625 | 0.039419 | 0.021285 | 0.026427 | 0.049869 | 0.010105 | 0.024054 | -0.0095559 | 0.0039102 | -0.0048057 | 0.0033635 | -0.0073943 | 0.013976 | -0.00061835 | 0.088872
| 10 | 4590268.4566 | 0 | 4225981.6582 | 0 |  | 512566.3888 | 478983.3434 | 490204.6499 | 478561.7384 | 317199.6598 | 330174.1899 | 352732.9095 | 338821.3744 | 315075.609 | 311293.8139 | 340205.2733 | 360318.7302 | 363833.9512 | 372788.3513 | 395905.8207 | 396655.6481 | 408707.2888 | 407508.0041 | 403673.1108 | 405360.3836 | 404431.6567 | 414041.165 | 423215.635 | 413889.2824 | 0 | 0 | 0 | 0 | 0 | 0 | 0 | 0 | 0 | 0 | 0 | 0 | 0 | 0 | 0 | 0 | 0 | 0 | 0 | 0 | 0 | 0 | 0 | 0 | -0.067764 | 0.023157 | -0.024038 | -0.41125 | 0.040089 | 0.066091 | -0.040238 | -0.07266 | -0.012075 | 0.088812 | 0.05744 | 0.0097086 | 0.024313 | 0.060166 | 0.0018922 | 0.029931 | -0.0029387 | -0.0094552 | 0.0041711 | -0.0022937 | 0.023483 | 0.021916 | -0.022283 | 0.096273
| 11 | 4985705.3898 | 4985705.3898 | 4573826.6871 | 0 |  | 517761.8625 | 491818.0143 | 502951.6486 | 487772.7343 | 341986.7898 | 360563.6046 | 388467.536 | 377682.7337 | 357243.0773 | 352420.3422 | 376996.3431 | 410547.1438 | 417445.8239 | 426427.9383 | 458355.9995 | 451007.8009 | 462763.974 | 463227.3163 | 458133.2954 | 459871.8383 | 465034.109 | 460054.8793 | 475546.863 | 470865.2519 | 0 | 0 | 0 | 0 | 0 | 0 | 388467.536 | 0 | 357243.0773 | 352420.3422 | 376996.3431 | 410547.1438 | 417445.8239 | 426427.9383 | 458355.9995 | 451007.8009 | 462763.974 | 463227.3163 | 458133.2954 | 459871.8383 | 465034.109 | 460054.8793 | 475546.863 | 470865.2519 | -0.051407 | 0.022385 | -0.030644 | -0.35508 | 0.052896 | 0.074541 | -0.028155 | -0.055638 | -0.013592 | 0.067411 | 0.085255 | 0.016664 | 0.021289 | 0.072203 | -0.016162 | 0.025733 | 0.0010007 | -0.011058 | 0.0037877 | 0.011163 | -0.010765 | 0.03312 | -0.0098935 | 0.085931
| 12 | 4558420.3952 | 0 | 4223084.3424 | 0 |  | 519450.8981 | 485030.5894 | 495024.0541 | 477271.3574 | 327169.7721 | 336348.6609 | 355956.1879 | 341205.6806 | 311165.7731 | 307732.4224 | 328712.0037 | 347888.6282 | 360863.2382 | 371518.9205 | 396161.6774 | 400761.74 | 402564.9448 | 389951.7654 | 386921.5211 | 385439.2379 | 389389.4358 | 381705.5799 | 376991.0375 | 372884.018 | 0 | 0 | 0 | 0 | 0 | 0 | 0 | 0 | 0 | 0 | 0 | 0 | 0 | 0 | 0 | 0 | 0 | 0 | 0 | 0 | 0 | 0 | 0 | 0 | -0.06856 | 0.020394 | -0.036521 | -0.37761 | 0.027669 | 0.056659 | -0.042322 | -0.09216 | -0.011095 | 0.065951 | 0.0567 | 0.036617 | 0.029101 | 0.064223 | 0.011545 | 0.0044894 | -0.031833 | -0.0078012 | -0.0038383 | 0.010196 | -0.01993 | -0.012428 | -0.010954 | 0.08907
| 13 | 5095413.8505 | 5095413.8505 | 4684227.2412 | 4684227.2412 |  | 536516.6113 | 512099.2159 | 521563.1959 | 503817.3905 | 352429.1504 | 370274.6373 | 400591.9014 | 388266.2493 | 360220.0525 | 357012.1133 | 385444.4988 | 410196.5213 | 417161.024 | 430239.5462 | 460797.1523 | 459263.2313 | 469376.6744 | 468558.5521 | 466125.147 | 464491.4472 | 465315.6487 | 460938.2244 | 471640.233 | 470201.7854 | 0 | 0 | 0 | 0 | 352429.1504 | 370274.6373 | 400591.9014 | 388266.2493 | 360220.0525 | 357012.1133 | 385444.4988 | 410196.5213 | 417161.024 | 430239.5462 | 460797.1523 | 459263.2313 | 469376.6744 | 468558.5521 | 466125.147 | 464491.4472 | 465315.6487 | 460938.2244 | 471640.233 | 470201.7854 | -0.046579 | 0.018312 | -0.034617 | -0.35736 | 0.049395 | 0.078698 | -0.031252 | -0.074976 | -0.0089454 | 0.076627 | 0.062239 | 0.016836 | 0.03087 | 0.068616 | -0.0033344 | 0.021782 | -0.0017445 | -0.0052069 | -0.003511 | 0.0017728 | -0.009452 | 0.022952 | -0.0030545 | 0.086027
| 14 | 4976098.1575 | 4976098.1575 | 4609324.3367 | 4609324.3367 |  | 565575.3421 | 539912.5547 | 546460.2327 | 535321.0041 | 339901.7957 | 361841.8096 | 385211.329 | 372609.3929 | 339605.7828 | 341530.7447 | 368089.4785 | 388107.975 | 392548.8804 | 401402.8423 | 426544.961 | 419290.5266 | 432312.6713 | 422443.12 | 417620.0245 | 411784.5138 | 419897.3663 | 418594.5112 | 417433.4786 | 408464.5007 | 565575.3421 | 539912.5547 | 546460.2327 | 535321.0041 | 0 | 0 | 0 | 0 | 0 | 0 | 0 | 0 | 0 | 0 | 0 | 0 | 0 | 0 | 0 | 0 | 0 | 0 | 0 | 0 | -0.046436 | 0.012054 | -0.020595 | -0.45421 | 0.06255 | 0.062585 | -0.033261 | -0.092745 | 0.0056522 | 0.074888 | 0.052958 | 0.011377 | 0.022304 | 0.060752 | -0.017154 | 0.030585 | -0.023094 | -0.011483 | -0.014072 | 0.01951 | -0.0031076 | -0.0027775 | -0.02172 | 0.10394
| 15 | 4884124.4319 | 0 | 4480900.2824 | 0 |  | 510811.4008 | 483962.9158 | 498882.5313 | 481911.14 | 337274.6858 | 351691.4179 | 378872.9793 | 363608.8981 | 339470.8415 | 343638.594 | 367590.5786 | 394897.8305 | 412710.2998 | 422560.6549 | 454453.2097 | 448521.4165 | 453965.0449 | 444255.2711 | 448266.9093 | 437821.11 | 455410.9551 | 452536.8153 | 465168.2338 | 458744.117 | 0 | 0 | 0 | 0 | 0 | 0 | 0 | 0 | 0 | 0 | 0 | 0 | 412710.2998 | 422560.6549 | 454453.2097 | 448521.4165 | 453965.0449 | 444255.2711 | 448266.9093 | 0 | 455410.9551 | 452536.8153 | 465168.2338 | 0 | -0.053992 | 0.030362 | -0.034611 | -0.35686 | 0.041856 | 0.074447 | -0.041122 | -0.068691 | 0.012202 | 0.067379 | 0.071657 | 0.044119 | 0.023587 | 0.072762 | -0.013139 | 0.012064 | -0.021621 | 0.0089895 | -0.023578 | 0.03939 | -0.0063311 | 0.02753 | -0.013907 | 0.087171
| 16 | 4864588.8374 | 0 | 4474111.4713 | 0 |  | 537385.1975 | 508114.7497 | 516846.9719 | 502877.5256 | 355986.0331 | 366331.8601 | 384271.1674 | 361732.1193 | 331854.0426 | 330877.4662 | 353482.7819 | 366987.1151 | 375567.9698 | 388688.5133 | 410934.623 | 410556.817 | 423198.1504 | 423279.0696 | 434253.959 | 431345.5799 | 436726.0097 | 441282.2717 | 452000.6971 | 444355.4551 | 0 | 0 | 0 | 0 | 355986.0331 | 366331.8601 | 0 | 0 | 0 | 0 | 0 | 0 | 0 | 0 | 0 | 0 | 0 | 0 | 0 | 0 | 0 | 0 | 0 | 0 | -0.056008 | 0.01704 | -0.0274 | -0.34546 | 0.028648 | 0.047809 | -0.060445 | -0.086209 | -0.0029471 | 0.066087 | 0.037492 | 0.023113 | 0.034339 | 0.055656 | -0.0009198 | 0.030326 | 0.00019119 | 0.025598 | -0.0067199 | 0.012396 | 0.010379 | 0.023999 | -0.017059 | 0.082429
| 17 | 4872253.7585 | 0 | 4499287.0207 | 0 |  | 530454.4035 | 502347.8199 | 515072.6588 | 499186.5068 | 345536.8738 | 362093.2907 | 387334.5114 | 378426.7771 | 343608.5846 | 338246.2268 | 359757.7401 | 384727.7709 | 392153.5105 | 403336.347 | 429320.7603 | 425885.3292 | 431111.4023 | 418328.6238 | 421157.1061 | 418340.3875 | 423646.7348 | 420899.9581 | 426211.4325 | 423049.4738 | 0 | 0 | 0 | 0 | 0 | 0 | 0 | 0 | 0 | 0 | 0 | 0 | 0 | 0 | 0 | 0 | 0 | 0 | 0 | 0 | 0 | 0 | 0 | 0 | -0.054441 | 0.025015 | -0.031328 | -0.36788 | 0.046803 | 0.067387 | -0.023266 | -0.096519 | -0.015729 | 0.061657 | 0.067105 | 0.019117 | 0.028117 | 0.062434 | -0.0080342 | 0.012196 | -0.030099 | 0.0067386 | -0.0067105 | 0.012605 | -0.0065048 | 0.01254 | -0.0074464 | 0.087776
| 18 | 4519423.8703 | 0 | 4181356.3177 | 0 |  | 516740.7782 | 494009.3972 | 500026.5946 | 487180.7517 | 315343.637 | 327666.9761 | 350972.3562 | 333414.7915 | 304588.82 | 303880.3427 | 327083.4305 | 344342.9808 | 347642.8901 | 356850.3674 | 387924.8037 | 381357.3856 | 392707.9622 | 384449.4871 | 383618.8042 | 376239.4939 | 379403.4372 | 382403.5243 | 389918.5631 | 384242.0441 | 0 | 0 | 0 | 0 | 0 | 0 | 0 | 0 | 0 | 0 | 0 | 0 | 0 | 0 | 0 | 0 | 0 | 0 | 0 | 0 | 0 | 0 | 0 | 0 | -0.044987 | 0.012107 | -0.026026 | -0.43497 | 0.038335 | 0.06871 | -0.05132 | -0.090425 | -0.0023287 | 0.073581 | 0.051423 | 0.0095376 | 0.026141 | 0.083495 | -0.017075 | 0.029329 | -0.021254 | -0.002163 | -0.019423 | 0.0083742 | 0.0078763 | 0.019462 | -0.014665 | 0.10085
| 19 | 4656992.6545 | 0 | 4293465.227 | 0 |  | 512264.8221 | 496737.36 | 497383.6214 | 493781.9271 | 309486.4947 | 326257.3177 | 355176.9389 | 348477.3116 | 324234.7733 | 318357.7027 | 344448.4188 | 368060.0164 | 373305.2819 | 384261.5981 | 412059.5724 | 405971.0524 | 416804.995 | 407063.4254 | 411211.1086 | 404043.7051 | 410062.3378 | 411238.0734 | 417666.2714 | 412314.8977 | 0 | 0 | 0 | 0 | 0 | 0 | 0 | 0 | 0 | 0 | 0 | 0 | 0 | 0 | 0 | 0 | 0 | 0 | 0 | 0 | 0 | 0 | 0 | 0 | -0.03078 | 0.0013002 | -0.0072676 | -0.46718 | 0.052772 | 0.08493 | -0.019043 | -0.072105 | -0.018292 | 0.078769 | 0.066302 | 0.014151 | 0.028927 | 0.069844 | -0.014886 | 0.026337 | -0.023649 | 0.010138 | -0.017584 | 0.014786 | 0.0028631 | 0.01551 | -0.012895 | 0.10706
| 20 | 4106214.0725 | 0 | 3818496.5003 | 0 |  | 491744.6497 | 466673.336 | 475960.8107 | 459785.2862 | 298363.4393 | 308860.813 | 323389.812 | 299964.438 | 269686.1787 | 264709.2679 | 288559.5298 | 299727.0458 | 303007.0086 | 313126.0522 | 330639.9872 | 324616.7502 | 333291.0306 | 332314.2626 | 335176.5356 | 327205.0481 | 330019.9878 | 321865.9656 | 330543.3674 | 323791.6903 | 0 | 0 | 0 | 0 | 0 | 0 | 0 | 0 | 0 | 0 | 0 | 0 | 0 | 0 | 0 | 0 | 0 | 0 | 0 | 0 | 0 | 0 | 0 | 0 | -0.05233 | 0.019706 | -0.034576 | -0.43245 | 0.034578 | 0.045968 | -0.075195 | -0.1064 | -0.018627 | 0.086269 | 0.037971 | 0.010884 | 0.03285 | 0.054424 | -0.018385 | 0.026371 | -0.002935 | 0.0085763 | -0.02407 | 0.0085662 | -0.025018 | 0.026603 | -0.020637 | 0.10021
| 21 | 4543930.6211 | 0 | 4178256.2809 | 0 |  | 507770.8122 | 478305.1572 | 494657.5057 | 479912.2152 | 326069.9398 | 334975.9084 | 352218.2427 | 327661.5691 | 302071.4184 | 301637.7114 | 326446.3869 | 341100.6561 | 345467.0073 | 362747.8403 | 384299.5035 | 390494.6956 | 399671.7012 | 402262.696 | 406374.118 | 400236.9331 | 406509.0486 | 415323.2787 | 422251.7344 | 417901.4575 | 0 | 0 | 0 | 0 | 0 | 0 | 0 | 0 | 0 | 0 | 0 | 0 | 0 | 0 | 0 | 0 | 0 | 0 | 0 | 0 | 0 | 0 | 0 | 0 | -0.059781 | 0.033617 | -0.030262 | -0.38649 | 0.026947 | 0.050192 | -0.07227 | -0.081318 | -0.0014368 | 0.079039 | 0.043912 | 0.01272 | 0.048811 | 0.057714 | 0.015992 | 0.023229 | 0.0064619 | 0.010169 | -0.015218 | 0.015549 | 0.021451 | 0.016544 | -0.010356 | 0.091635
| 22 | 4110684.1642 | 0 | 3823585.0552 | 0 |  | 486784.3621 | 458093.9001 | 467152.9222 | 455777.5749 | 285484.5446 | 300637.2256 | 324316.439 | 307140.8859 | 280074.7184 | 275478.3826 | 294197.9759 | 313904.456 | 316364.0929 | 324561.0589 | 338195.8863 | 337768.5373 | 343453.2505 | 333322.8341 | 327765.2511 | 321547.7624 | 328468.4306 | 322000.2015 | 327312.6052 | 325877.1312 | 0 | 0 | 0 | 0 | 0 | 0 | 0 | 0 | 0 | 0 | 0 | 0 | 0 | 0 | 0 | 0 | 0 | 0 | 0 | 0 | 0 | 0 | 0 | 0 | -0.060747 | 0.019582 | -0.024652 | -0.46782 | 0.051716 | 0.075815 | -0.054413 | -0.09225 | -0.016547 | 0.065744 | 0.064836 | 0.0078051 | 0.02558 | 0.041152 | -0.0012644 | 0.01669 | -0.02994 | -0.016814 | -0.019152 | 0.021295 | -0.019889 | 0.016364 | -0.0043953 | 0.10673
| 23 | 4090388.5571 | 0 | 3805670.7749 | 0 |  | 495387.3874 | 475397.5232 | 482622.8174 | 472593.233 | 287460.7681 | 296228.0831 | 313043.8182 | 295401.8991 | 263264.3675 | 261057.3728 | 282651.936 | 293908.8567 | 299143.599 | 312320.8169 | 328062.5711 | 327647.3813 | 333951.3503 | 332137.0722 | 332089.4246 | 325489.5584 | 330340.2232 | 322691.4575 | 321207.4824 | 317327.7616 | 0 | 0 | 0 | 0 | 0 | 0 | 0 | 0 | 0 | 0 | 0 | 0 | 0 | 0 | 0 | 0 | 0 | 0 | 0 | 0 | 0 | 0 | 0 | 0 | -0.041189 | 0.015084 | -0.021 | -0.49715 | 0.030043 | 0.055213 | -0.058006 | -0.11518 | -0.0084185 | 0.079476 | 0.039053 | 0.017654 | 0.043107 | 0.049173 | -0.0012664 | 0.019057 | -0.0054476 | -0.00014347 | -0.020074 | 0.014793 | -0.023426 | -0.0046093 | -0.012152 | 0.11195
| 24 | 4798604.0322 | 0 | 4419998.7602 | 0 |  | 512031.9454 | 478821.3705 | 494630.0256 | 479054.5323 | 322699.6227 | 348319.963 | 378283.8309 | 372709.758 | 345318.1581 | 343067.886 | 371109.6357 | 387564.1254 | 397589.8869 | 404914.7068 | 430800.4435 | 431708.314 | 435049.4347 | 429771.5073 | 431256.806 | 426525.9073 | 427616.3095 | 422573.884 | 435014.3899 | 435267.617 | 0 | 0 | 0 | 0 | 0 | 0 | 0 | 0 | 0 | 0 | 371109.6357 | 0 | 0 | 0 | 0 | 0 | 0 | 0 | 0 | 0 | 0 | 0 | 0 | 0 | -0.067059 | 0.032482 | -0.031996 | -0.39509 | 0.0764 | 0.082523 | -0.014845 | -0.076334 | -0.0065378 | 0.078569 | 0.043384 | 0.02554 | 0.018255 | 0.061969 | 0.0021052 | 0.0077095 | -0.012206 | 0.0034501 | -0.011031 | 0.0025532 | -0.011862 | 0.029015 | 0.00058194 | 0.094021
| 25 | 4443860.7718 | 0 | 4103802.9853 | 0 |  | 508498.2128 | 481041.7978 | 496620.7145 | 484871.397 | 306220.6996 | 318947.6257 | 342195.4637 | 323463.0325 | 297108.2493 | 295358.2869 | 321772.0051 | 336475.4378 | 343763.1019 | 351991.6746 | 374938.3538 | 373995.8511 | 383277.0604 | 378874.4432 | 383771.7458 | 374163.0434 | 383963.4589 | 384284.7072 | 387547.6182 | 389071.6448 | 0 | 0 | 0 | 0 | 0 | 0 | 0 | 0 | 0 | 0 | 0 | 0 | 0 | 0 | 0 | 0 | 0 | 0 | 0 | 0 | 0 | 0 | 0 | 0 | -0.055508 | 0.031872 | -0.023943 | -0.45958 | 0.040721 | 0.070355 | -0.056297 | -0.084988 | -0.0059074 | 0.085654 | 0.044682 | 0.021428 | 0.023655 | 0.063154 | -0.0025169 | 0.024513 | -0.011553 | 0.012843 | -0.025356 | 0.025856 | 0.00083631 | 0.008455 | 0.0039248 | 0.10584
| 26 | 4181146.0005 | 0 | 3880877.5013 | 0 |  | 493987.976 | 465388.3943 | 476198.067 | 471436.7073 | 294559.4196 | 305431.1578 | 323924.379 | 306286.7379 | 279034.756 | 275604.2972 | 300076.9224 | 314712.5361 | 316654.7137 | 322531.0845 | 345775.6296 | 340326.5398 | 345444.2502 | 338839.9271 | 343166.4315 | 335877.1974 | 336732.1517 | 342344.1931 | 343359.0424 | 341670.5101 | 0 | 0 | 0 | 0 | 0 | 0 | 0 | 0 | 0 | 0 | 0 | 0 | 0 | 0 | 0 | 0 | 0 | 0 | 0 | 0 | 0 | 0 | 0 | 0 | -0.059639 | 0.022962 | -0.010049 | -0.4703 | 0.036244 | 0.058786 | -0.055988 | -0.093185 | -0.01237 | 0.085073 | 0.047621 | 0.0061523 | 0.018388 | 0.069591 | -0.015885 | 0.014926 | -0.019303 | 0.012688 | -0.02147 | 0.0025422 | 0.016529 | 0.00296 | -0.0049298 | 0.10718
| 27 | 4536644.2535 | 0 | 4191666.21 | 0 |  | 513421.7489 | 485397.232 | 498819.6947 | 482292.6633 | 326207.824 | 338053.4931 | 360831.8838 | 337445.2417 | 307898.626 | 305846.1746 | 329068.5743 | 344165.2118 | 348195.4009 | 356982.1433 | 379789.1513 | 380054.8195 | 389402.9844 | 383014.8041 | 387836.5855 | 384783.2276 | 386639.6119 | 389073.5359 | 397366.73 | 394602.7913 | 0 | 0 | 0 | 0 | 0 | 0 | 0 | 0 | 0 | 0 | 0 | 0 | 0 | 0 | 0 | 0 | 0 | 0 | 0 | 0 | 0 | 0 | 0 | 0 | -0.05613 | 0.027277 | -0.033694 | -0.39102 | 0.035669 | 0.065208 | -0.067009 | -0.091633 | -0.0066883 | 0.073184 | 0.044856 | 0.011642 | 0.024922 | 0.06193 | 0.00069927 | 0.024299 | -0.016541 | 0.01251 | -0.0079039 | 0.0048129 | 0.0062753 | 0.021091 | -0.0069799 | 0.092187
| 28 | 4115049.774 | 0 | 3817992.5566 | 0 |  | 477229.2788 | 452094.8255 | 459860.8476 | 446470.4115 | 280583.5195 | 289386.6033 | 313218.0323 | 303424.4276 | 275425.0945 | 277295.7155 | 297242.9908 | 318033.8196 | 319572.1072 | 334375.0052 | 359315.878 | 354305.6241 | 355985.3535 | 350243.4199 | 353067.7409 | 342888.6261 | 340520.5842 | 334718.0784 | 336684.7163 | 336719.6446 | 0 | 0 | 0 | 0 | 0 | 0 | 0 | 0 | 0 | 0 | 0 | 0 | 0 | 0 | 0 | 0 | 0 | 0 | 0 | 0 | 0 | 0 | 0 | 0 | -0.054105 | 0.017032 | -0.029551 | -0.4645 | 0.030892 | 0.079136 | -0.031767 | -0.096817 | 0.0067688 | 0.069465 | 0.067608 | 0.0048252 | 0.04528 | 0.071939 | -0.014042 | 0.0047297 | -0.016261 | 0.0080315 | -0.029254 | -0.0069301 | -0.017187 | 0.0058583 | 0.00010374 | 0.10674
| 29 | 4975431.8252 | 0 | 4591187.9782 | 4591187.9782 |  | 518099.0996 | 495446.5484 | 504322.6009 | 490046.7092 | 329603.0199 | 359324.9073 | 395818.3454 | 396558.4799 | 366262.8608 | 365348.4085 | 394288.6039 | 416464.4585 | 427530.3816 | 433041.591 | 459045.0485 | 453100.4525 | 452278.8431 | 441157.0032 | 434240.5194 | 427184.9477 | 437041.1001 | 434856.7696 | 433377.8076 | 439836.4983 | 0 | 0 | 0 | 0 | 0 | 0 | 395818.3454 | 396558.4799 | 366262.8608 | 365348.4085 | 394288.6039 | 416464.4585 | 427530.3816 | 433041.591 | 459045.0485 | 453100.4525 | 452278.8431 | 441157.0032 | 0 | 0 | 0 | 0 | 0 | 0 | -0.044707 | 0.017757 | -0.028715 | -0.39661 | 0.086338 | 0.096728 | 0.0018681 | -0.079472 | -0.0024998 | 0.076232 | 0.054718 | 0.026224 | 0.012808 | 0.058315 | -0.013034 | -0.001815 | -0.024898 | -0.015802 | -0.016382 | 0.02281 | -0.0050105 | -0.0034068 | 0.014793 | 0.094762
| 30 | 4611001.7641 | 0 | 4233850.5025 | 0 |  | 511214.3546 | 479755.9284 | 490051.5016 | 475714.7801 | 326508.0626 | 333983.0035 | 355403.1658 | 336171.0192 | 311161.9391 | 311322.4929 | 331974.148 | 352722.911 | 360930.047 | 374023.6076 | 400159.6038 | 403427.104 | 409074.4078 | 412457.6579 | 415979.9964 | 415908.5917 | 422261.8933 | 427216.7825 | 433548.3991 | 430751.1821 | 0 | 0 | 0 | 0 | 0 | 0 | 0 | 0 | 0 | 0 | 0 | 0 | 0 | 0 | 0 | 0 | 0 | 0 | 0 | 0 | 0 | 0 | 0 | 0 | -0.063511 | 0.021233 | -0.029692 | -0.37636 | 0.022635 | 0.062163 | -0.055633 | -0.077307 | 0.00051585 | 0.064228 | 0.060626 | 0.023001 | 0.035635 | 0.067545 | 0.0081323 | 0.013901 | 0.0082365 | 0.0085036 | -0.00017167 | 0.01516 | 0.011666 | 0.014712 | -0.0064728 | 0.089029
| 31 | 4189148.2252 | 0 | 3901304.2316 | 0 |  | 508480.8981 | 485715.7917 | 496415.7324 | 484337.5902 | 294953.1094 | 303787.1315 | 317986.8957 | 298986.2054 | 272083.8303 | 272392.9892 | 293981.9586 | 303819.4596 | 311019.3079 | 320135.0883 | 340746.4672 | 337471.3463 | 342799.8123 | 333612.7062 | 330197.8643 | 323524.815 | 332182.3316 | 326100.3101 | 325262.5151 | 322585.6527 | 0 | 0 | 0 | 0 | 0 | 0 | 0 | 0 | 0 | 0 | 0 | 0 | 0 | 0 | 0 | 0 | 0 | 0 | 0 | 0 | 0 | 0 | 0 | 0 | -0.045804 | 0.02179 | -0.024632 | -0.49597 | 0.029511 | 0.045683 | -0.061613 | -0.094287 | 0.0011356 | 0.076273 | 0.032915 | 0.023421 | 0.028888 | 0.062396 | -0.0096581 | 0.015666 | -0.027166 | -0.010289 | -0.020416 | 0.026408 | -0.018479 | -0.0025724 | -0.0082639 | 0.11092
| 32 | 4453316.3797 | 0 | 4127254.5477 | 0 |  | 508145.3339 | 483244.1652 | 491936.9652 | 475160.3697 | 294013.7894 | 317902.5217 | 348065.0738 | 342352.5448 | 315600.1213 | 310823.3963 | 329819.3176 | 351531.4287 | 353953.0541 | 356929.678 | 382335.8736 | 376861.2357 | 380352.3304 | 373871.9597 | 361808.3097 | 366511.1802 | 367318.2293 | 370874.2906 | 373656.0008 | 369134.0142 | 0 | 0 | 0 | 0 | 0 | 0 | 0 | 0 | 0 | 0 | 0 | 0 | 0 | 0 | 0 | 0 | 0 | 0 | 0 | 0 | 0 | 0 | 0 | 0 | -0.050245 | 0.017829 | -0.034698 | -0.48003 | 0.078118 | 0.090645 | -0.016548 | -0.081365 | -0.015251 | 0.05932 | 0.063754 | 0.0068652 | 0.0083745 | 0.068761 | -0.014422 | 0.009221 | -0.017185 | -0.032799 | 0.012914 | 0.0021996 | 0.0096346 | 0.0074724 | -0.012176 | 0.10997
| 33 | 4536605.6581 | 0 | 4164458.2944 | 0 |  | 493487.1926 | 470178.1227 | 483072.4707 | 473120.1599 | 319398.0928 | 332674.9617 | 354521.1334 | 336564.3773 | 309512.6484 | 309103.9122 | 334320.8712 | 348690.4229 | 352775.9835 | 364262.042 | 388097.9457 | 391217.6135 | 401141.031 | 405412.8924 | 401353.6447 | 402970.9855 | 413341.5004 | 419870.4756 | 434228.5214 | 424137.0379 | 0 | 0 | 0 | 0 | 0 | 0 | 0 | 0 | 0 | 0 | 0 | 0 | 0 | 0 | 0 | 0 | 0 | 0 | 0 | 0 | 0 | 0 | 0 | 0 | -0.048385 | 0.027055 | -0.020817 | -0.39291 | 0.040728 | 0.063602 | -0.051979 | -0.08379 | -0.0013215 | 0.078424 | 0.042083 | 0.011649 | 0.03204 | 0.063384 | 0.0080062 | 0.025049 | 0.010593 | -0.010063 | 0.0040216 | 0.02541 | 0.015672 | 0.033625 | -0.023514 | 0.092666
| 34 | 4706871.9178 | 0 | 4346316.7102 | 0 |  | 510640.4277 | 481084.9189 | 488105.0309 | 475542.971 | 317205.8498 | 335249.8015 | 367868.3863 | 367595.4608 | 338983.6629 | 340182.7855 | 358315.6208 | 382091.5554 | 392442.0642 | 403704.6234 | 428408.67 | 422196.6779 | 423951.4817 | 410766.3009 | 403075.9622 | 399511.137 | 408946.4758 | 407738.365 | 410873.6712 | 409976.2725 | 0 | 0 | 0 | 0 | 0 | 0 | 0 | 0 | 0 | 0 | 0 | 0 | 0 | 0 | 0 | 0 | 0 | 0 | 0 | 0 | 0 | 0 | 0 | 0 | -0.059622 | 0.014487 | -0.026073 | -0.40491 | 0.055325 | 0.092849 | -0.00074219 | -0.081031 | 0.0035312 | 0.051931 | 0.064246 | 0.026729 | 0.028295 | 0.059394 | -0.014606 | 0.0041478 | -0.031595 | -0.018899 | -0.0088834 | 0.023343 | -0.0029586 | 0.0076601 | -0.0021865 | 0.095038
| 35 | 4325290.0281 | 0 | 4018411.5629 | 0 |  | 508400.6226 | 477933.079 | 489373.9153 | 474688.6165 | 307692.1093 | 318918.6865 | 340190.5216 | 322960.2968 | 293827.1258 | 290202.1008 | 307403.7697 | 321548.8562 | 327482.287 | 335931.9063 | 355415.1558 | 353947.0636 | 364749.9267 | 357793.6853 | 363050.3471 | 352711.8189 | 346443.5301 | 348299.3637 | 352138.8797 | 346880.9028 | 0 | 0 | 0 | 0 | 0 | 0 | 0 | 0 | 0 | 0 | 0 | 0 | 0 | 0 | 0 | 0 | 0 | 0 | 0 | 0 | 0 | 0 | 0 | 0 | -0.061799 | 0.023656 | -0.030468 | -0.43356 | 0.035837 | 0.06457 | -0.051976 | -0.094538 | -0.012414 | 0.057585 | 0.044987 | 0.018284 | 0.025475 | 0.056378 | -0.0041392 | 0.030065 | -0.019255 | 0.014585 | -0.02889 | -0.017932 | 0.0053425 | 0.010963 | -0.015044 | 0.09925
| 36 | 4392743.1216 | 0 | 4050179.1564 | 0 |  | 503785.3545 | 471271.2849 | 482624.9044 | 467701.3075 | 309172.2099 | 321002.2171 | 338205.9503 | 317341.9967 | 290282.571 | 289614.8561 | 311375.2633 | 328972.9621 | 339895.5964 | 351313.7337 | 376585.6692 | 375541.7576 | 384826.5588 | 378877.5912 | 384858.3934 | 379358.4671 | 384119.7812 | 387597.3938 | 394827.0726 | 389929.8962 | 0 | 0 | 0 | 0 | 0 | 0 | 0 | 0 | 0 | 0 | 0 | 0 | 0 | 0 | 0 | 0 | 0 | 0 | 0 | 0 | 0 | 0 | 0 | 0 | -0.066716 | 0.023806 | -0.03141 | -0.41393 | 0.03755 | 0.052207 | -0.063675 | -0.089125 | -0.0023029 | 0.072447 | 0.054977 | 0.032663 | 0.033041 | 0.069466 | -0.0027759 | 0.024423 | -0.01558 | 0.015662 | -0.014394 | 0.012473 | 0.0090127 | 0.018481 | -0.012481 | 0.097215
| 37 | 4215636.5507 | 0 | 3923685.951 | 0 |  | 503137.9882 | 470905.8526 | 480508.6603 | 465119.5398 | 300092.6287 | 310759.88 | 334788.937 | 315144.4408 | 282252.6419 | 282353.4821 | 299315.599 | 312686.0935 | 316923.8075 | 327194.8622 | 344888.3683 | 342720.9276 | 351505.6859 | 347363.3258 | 344733.4783 | 336011.3571 | 334011.0599 | 328975.4978 | 335946.0583 | 326319.6214 | 0 | 0 | 0 | 0 | 0 | 0 | 0 | 0 | 0 | 0 | 0 | 0 | 0 | 0 | 0 | 0 | 0 | 0 | 0 | 0 | 0 | 0 | 0 | 0 | -0.066206 | 0.020187 | -0.032551 | -0.4382 | 0.034929 | 0.07448 | -0.060469 | -0.11023 | 0.00035721 | 0.058339 | 0.043701 | 0.013462 | 0.031895 | 0.052665 | -0.0063043 | 0.025309 | -0.011855 | -0.0075997 | -0.025627 | -0.0059709 | -0.015191 | 0.020967 | -0.029073 | 0.10106
| 38 | 4795043.7613 | 0 | 4423184.422 | 0 |  | 523655.9184 | 495251.0854 | 508250.132 | 493209.6422 | 332203.3593 | 349153.2198 | 375746.8971 | 363860.3086 | 336838.6117 | 332820.6833 | 355163.5014 | 376471.8188 | 384572.4854 | 391614.7817 | 418618.8619 | 421432.742 | 434862.8583 | 427167.1949 | 430210.524 | 416785.75 | 419644.1052 | 416205.8598 | 427396.9797 | 426472.3687 | 0 | 0 | 0 | 0 | 0 | 0 | 0 | 0 | 0 | 0 | 0 | 0 | 0 | 0 | 0 | 0 | 0 | 0 | 0 | 0 | 0 | 0 | 0 | 0 | -0.05577 | 0.025909 | -0.030039 | -0.39519 | 0.049764 | 0.073405 | -0.032146 | -0.077166 | -0.012 | 0.064974 | 0.058265 | 0.021289 | 0.018146 | 0.066682 | 0.0066993 | 0.031371 | -0.017855 | 0.0070992 | -0.031702 | 0.0068347 | -0.008227 | 0.026533 | -0.0021657 | 0.092955
| 39 | 4397992.7043 | 0 | 4128466.7028 | 0 |  | 546390.1645 | 529947.0145 | 534812.5262 | 523065.1365 | 284367.4346 | 312691.598 | 337617.1354 | 324624.091 | 300633.229 | 298777.1048 | 316842.5119 | 328894.6153 | 333108.8159 | 331641.3136 | 355481.1564 | 348744.4059 | 343333.657 | 330511.9782 | 316887.7905 | 312062.7236 | 311695.8786 | 306051.7851 | 304830.1707 | 300166.1381 | 0 | 0 | 0 | 523065.1365 | 0 | 0 | 0 | 0 | 0 | 0 | 0 | 0 | 0 | 0 | 0 | 0 | 0 | 0 | 0 | 0 | 0 | 0 | 0 | 0 | -0.030556 | 0.0091392 | -0.02221 | -0.60944 | 0.09495 | 0.076695 | -0.039245 | -0.076777 | -0.0061932 | 0.058707 | 0.037333 | 0.012732 | -0.0044152 | 0.069418 | -0.019133 | -0.015637 | -0.03806 | -0.042095 | -0.015344 | -0.0011762 | -0.018274 | -0.0039995 | -0.015419 | 0.13386
| 40 | 4345556.7308 | 0 | 4001736.7535 | 0 |  | 496201.8056 | 469482.1087 | 479351.0179 | 472184.9709 | 298832.5461 | 312060.9577 | 330185.1783 | 309799.5039 | 288780.9407 | 285649.6127 | 310994.85 | 323013.9816 | 333510.5657 | 343799.807 | 372014.9138 | 372110.8338 | 381436.601 | 379008.5348 | 378983.8371 | 375434.123 | 385169.8988 | 385656.6362 | 397167.1242 | 394690.3355 | 0 | 0 | 0 | 0 | 0 | 0 | 0 | 0 | 0 | 0 | 0 | 0 | 0 | 0 | 0 | 0 | 0 | 0 | 0 | 0 | 0 | 0 | 0 | 0 | -0.055353 | 0.020803 | -0.015062 | -0.45749 | 0.043315 | 0.056455 | -0.063728 | -0.070257 | -0.010902 | 0.08501 | 0.037919 | 0.031979 | 0.030385 | 0.078874 | 0.00025781 | 0.024753 | -0.0063859 | -6.5166e-05 | -0.0094105 | 0.025602 | 0.0012629 | 0.02941 | -0.0062557 | 0.10533
| 41 | 4276039.2523 | 0 | 3975647.2787 | 0 |  | 493748.774 | 462775.512 | 471176.0997 | 452759.1559 | 292966.8928 | 304928.6294 | 331572.8034 | 322948.5779 | 295228.229 | 297190.545 | 310797.8775 | 330966.8472 | 344368.3447 | 355008.5875 | 378572.1527 | 378072.1419 | 370749.5911 | 363508.3615 | 356745.2115 | 344780.2456 | 350811.5782 | 333058.7848 | 343145.4348 | 335912.617 | 0 | 0 | 0 | 0 | 0 | 0 | 0 | 0 | 0 | 0 | 0 | 0 | 0 | 0 | 0 | 0 | 0 | 0 | 0 | 0 | 0 | 0 | 0 | 0 | -0.064785 | 0.01799 | -0.039872 | -0.4353 | 0.040018 | 0.08377 | -0.026354 | -0.089744 | 0.0066248 | 0.044769 | 0.062875 | 0.039694 | 0.03043 | 0.064265 | -0.0013217 | -0.019558 | -0.019725 | -0.01878 | -0.034115 | 0.017342 | -0.05193 | 0.029835 | -0.021303 | 0.1013
| 42 | 4651426.5038 | 0 | 4299143.9402 | 0 |  | 516881.6787 | 486440.5179 | 499836.9638 | 482264.2967 | 326985.9764 | 342478.8064 | 368027.4231 | 354428.4916 | 323022.9261 | 326599.8723 | 347587.7217 | 368194.8362 | 372584.6991 | 377314.427 | 400925.1638 | 394515.1928 | 404932.126 | 399695.1047 | 400353.9782 | 393217.4152 | 397868.1643 | 397836.3573 | 402935.7743 | 401677.4544 | 0 | 0 | 0 | 0 | 0 | 0 | 0 | 0 | 0 | 0 | 0 | 0 | 0 | 0 | 0 | 0 | 0 | 0 | 0 | 0 | 0 | 0 | 0 | 0 | -0.060699 | 0.027167 | -0.03579 | -0.38858 | 0.046292 | 0.071948 | -0.037651 | -0.092783 | 0.011012 | 0.062281 | 0.057595 | 0.011852 | 0.012614 | 0.060696 | -0.016117 | 0.026062 | -0.013017 | 0.0016471 | -0.017986 | 0.011758 | -7.9947e-05 | 0.012736 | -0.0031278 | 0.091533
| 43 | 4194860.8142 | 0 | 3875095.6622 | 0 |  | 492440.2015 | 467451.5643 | 475468.2859 | 460153.8761 | 299471.8246 | 308123.5647 | 322235.9471 | 301359.9898 | 275279.3854 | 274309.5718 | 296776.6827 | 306975.218 | 308605.4616 | 321835.6511 | 341329.8226 | 343714.577 | 350897.7369 | 349520.3791 | 355956.1412 | 355304.3087 | 362363.7601 | 358731.8759 | 366030.3513 | 365524.7163 | 0 | 0 | 0 | 0 | 0 | 0 | 0 | 0 | 0 | 0 | 0 | 0 | 0 | 0 | 0 | 0 | 0 | 0 | 0 | 0 | 0 | 0 | 0 | 0 | -0.052077 | 0.017004 | -0.032739 | -0.42954 | 0.028481 | 0.044783 | -0.066979 | -0.090519 | -0.0035292 | 0.078723 | 0.033787 | 0.0052966 | 0.041977 | 0.058808 | 0.0069624 | 0.020683 | -0.003933 | 0.018246 | -0.0018329 | 0.019674 | -0.010073 | 0.020141 | -0.0013824 | 0.098751
| 44 | 4507472.916 | 0 | 4163277.0547 | 0 |  | 502273.2491 | 478930.9572 | 485573.6912 | 469454.0115 | 297643.1691 | 320452.6537 | 350950.4763 | 344698.299 | 314982.2157 | 310845.3479 | 339250.5709 | 361661.5075 | 362668.442 | 371641.5159 | 394439.3666 | 392030.8157 | 390274.7287 | 390242.9772 | 386557.1519 | 385234.0929 | 390010.4313 | 385064.7795 | 396380.5954 | 392177.8815 | 0 | 0 | 0 | 0 | 0 | 0 | 0 | 0 | 0 | 0 | 0 | 0 | 0 | 0 | 0 | 0 | 0 | 0 | 0 | 0 | 0 | 0 | 0 | 0 | -0.047588 | 0.013775 | -0.033761 | -0.45567 | 0.073839 | 0.090911 | -0.017976 | -0.090153 | -0.013221 | 0.087443 | 0.06397 | 0.0027803 | 0.024441 | 0.059536 | -0.006125 | -0.0044895 | -8.136e-05 | -0.0094898 | -0.0034285 | 0.012322 | -0.012762 | 0.028963 | -0.010659 | 0.10622
| 45 | 5137071.508 | 5137071.508 | 4760878.321 | 4760878.321 |  | 585610.7547 | 558349.4801 | 568628.4089 | 556319.6274 | 345924.6312 | 371854.1574 | 402103.7385 | 394354.6797 | 366352.1827 | 361044.1209 | 382464.5413 | 395541.3351 | 399593.9246 | 410261.4992 | 431685.0482 | 429884.1934 | 432878.5761 | 420784.5075 | 419083.5291 | 418356.3851 | 434728.2889 | 419826.9653 | 427031.3556 | 426092.1822 | 585610.7547 | 558349.4801 | 568628.4089 | 556319.6274 | 345924.6312 | 371854.1574 | 402103.7385 | 394354.6797 | 366352.1827 | 361044.1209 | 382464.5413 | 395541.3351 | 0 | 0 | 0 | 0 | 0 | 0 | 0 | 0 | 0 | 0 | 0 | 0 | -0.04767 | 0.018242 | -0.021884 | -0.47512 | 0.072281 | 0.078208 | -0.019459 | -0.073656 | -0.014595 | 0.057636 | 0.033619 | 0.010194 | 0.026346 | 0.050902 | -0.0041804 | 0.0069414 | -0.028336 | -0.0040506 | -0.0017366 | 0.038388 | -0.034879 | 0.017015 | -0.0022017 | 0.10734
| 46 | 4389612.9859 | 0 | 4045077.6072 | 0 |  | 487608.8659 | 463702.5036 | 473084.0133 | 464611.61 | 296391.9754 | 313131.0861 | 336930.8373 | 321531.9368 | 301130.6959 | 300858.9851 | 327275.2902 | 343330.8135 | 350149.6609 | 356632.4285 | 379916.179 | 391522.9958 | 381421.7476 | 381452.3198 | 385740.415 | 383128.0276 | 386424.8596 | 384118.2852 | 395290.0324 | 400526.8821 | 0 | 0 | 0 | 0 | 0 | 0 | 0 | 0 | 0 | 0 | 0 | 0 | 0 | 0 | 0 | 0 | 0 | 0 | 0 | 0 | 0 | 0 | 0 | 0 | -0.05027 | 0.02003 | -0.018071 | -0.44952 | 0.054939 | 0.073256 | -0.046781 | -0.065552 | -0.00090271 | 0.08416 | 0.047893 | 0.019666 | 0.018345 | 0.063245 | 0.030094 | -0.026139 | 8.015e-05 | 0.011179 | -0.0067954 | 0.0085682 | -0.0059869 | 0.028669 | 0.013161 | 0.10346
| 47 | 4467404.4617 | 0 | 4112836.4978 | 0 |  | 493332.988 | 467030.0277 | 480211.4263 | 462720.1053 | 310077.5091 | 320512.0003 | 344841.6346 | 332625.0717 | 308286.0053 | 306087.1979 | 328994.0858 | 346457.3198 | 353620.97 | 366171.039 | 392088.775 | 390778.8628 | 393525.3171 | 391538.2222 | 395248.0896 | 388548.4876 | 398338.3083 | 393058.6128 | 410489.1753 | 410003.7279 | 0 | 0 | 0 | 0 | 0 | 0 | 0 | 0 | 0 | 0 | 0 | 0 | 0 | 0 | 0 | 0 | 0 | 0 | 0 | 0 | 0 | 0 | 0 | 0 | -0.054791 | 0.027833 | -0.037104 | -0.4003 | 0.033097 | 0.073166 | -0.036069 | -0.075988 | -0.0071579 | 0.07217 | 0.05172 | 0.020466 | 0.034875 | 0.068388 | -0.0033464 | 0.0070036 | -0.0050623 | 0.0094305 | -0.017096 | 0.024884 | -0.013343 | 0.043391 | -0.0011833 | 0.094104
| 48 | 4010759.8619 | 0 | 3717349.8549 | 0 |  | 485045.3001 | 454135.8017 | 467239.2791 | 451429.762 | 283807.8581 | 289877.1355 | 306177.6284 | 284909.6224 | 256220.0876 | 256816.4894 | 281870.158 | 291646.8945 | 298091.4623 | 300784.5598 | 322496.5772 | 323828.8591 | 331784.5498 | 331818.973 | 338120.9123 | 328020.1242 | 333140.6685 | 328198.9152 | 334679.9361 | 336980.9704 | 0 | 0 | 0 | 0 | 0 | 0 | 0 | 0 | 0 | 0 | 0 | 0 | 0 | 0 | 0 | 0 | 0 | 0 | 0 | 0 | 0 | 0 | 0 | 0 | -0.065846 | 0.028445 | -0.034422 | -0.46412 | 0.02116 | 0.054708 | -0.071993 | -0.10614 | 0.002325 | 0.093085 | 0.034097 | 0.021857 | 0.0089939 | 0.069698 | 0.0041226 | 0.024271 | 0.00010375 | 0.018814 | -0.030329 | 0.01549 | -0.014945 | 0.019555 | 0.0068518 | 0.10742
| 49 | 4954798.3522 | 0 | 4550630.2549 | 0 |  | 541283.6716 | 511501.5709 | 523226.6095 | 507021.5104 | 364307.0606 | 372287.0302 | 391454.2154 | 372896.8055 | 340837.3523 | 340824.2319 | 358472.8762 | 374076.652 | 380643.7919 | 395519.9359 | 423329.7423 | 421543.131 | 435365.961 | 432335.8485 | 440184.3889 | 446297.2474 | 452143.241 | 453867.2381 | 465720.1962 | 465386.9948 | 0 | 0 | 0 | 0 | 364307.0606 | 372287.0302 | 391454.2154 | 0 | 0 | 0 | 0 | 0 | 0 | 0 | 0 | 0 | 0 | 0 | 0 | 446297.2474 | 452143.241 | 453867.2381 | 465720.1962 | 465386.9948 | -0.056593 | 0.022664 | -0.031461 | -0.33056 | 0.021668 | 0.050203 | -0.048567 | -0.089896 | -3.8495e-05 | 0.050486 | 0.042608 | 0.017403 | 0.038337 | 0.06795 | -0.0042293 | 0.032265 | -0.0069843 | 0.017991 | 0.013791 | 0.013014 | 0.0038057 | 0.02578 | -0.00071571 | 0.079669
| 50 | 4516091.8515 | 0 | 4167170.7261 | 0 |  | 509865.2298 | 482190.3984 | 494513.1005 | 476756.306 | 321561.0822 | 332863.0708 | 350468.7408 | 329769.3715 | 301301.8112 | 306775.3446 | 329385.6319 | 338683.0236 | 351454.5656 | 361856.1901 | 390922.7468 | 383685.5069 | 387766.8346 | 385852.0617 | 393896.9532 | 392359.143 | 391695.2112 | 389787.4724 | 405333.7681 | 398942.0113 | 0 | 0 | 0 | 0 | 0 | 0 | 0 | 0 | 0 | 0 | 0 | 0 | 0 | 0 | 0 | 0 | 0 | 0 | 0 | 0 | 0 | 0 | 0 | 0 | -0.055807 | 0.025235 | -0.036568 | -0.39382 | 0.034544 | 0.05154 | -0.060878 | -0.090281 | 0.018003 | 0.071113 | 0.027835 | 0.037016 | 0.029166 | 0.077263 | -0.018687 | 0.010581 | -0.0049502 | 0.020635 | -0.0039117 | -0.0016936 | -0.0048824 | 0.039109 | -0.015895 | 0.093018
| 51 | 2494071.8838 | 0 | 2464222.8273 | 0 |  | 672871.5264 | 586712.0272 | 607756.7462 | 480808.412 | 272300.534 | 95119.5988 | 105312.8852 | 28580.3265 | 22168.2051 | 22326.8923 | 23110.7016 | 23863.5004 | 24750.1323 | 25731.9507 | 26792.4724 | 27700.3291 | 27769.7993 | 28815.4523 | 29979.0849 | 31007.3429 | 32116.4573 | 33306.6554 | 34733.2537 | 35813.3143 | 672871.5264 | 586712.0272 | 607756.7462 | 0 | 0 | 0 | 0 | 0 | 0 | 0 | 0 | 0 | 0 | 0 | 0 | 0 | 0 | 0 | 0 | 0 | 0 | 0 | 0 | 0 | -0.13702 | 0.035241 | -0.23431 | -0.56856 | -1.0518 | 0.1018 | -1.3042 | -0.25406 | 0.0071328 | 0.034504 | 0.032054 | 0.036481 | 0.038903 | 0.040388 | 0.033323 | 0.0025048 | 0.036963 | 0.039588 | 0.033724 | 0.035145 | 0.036389 | 0.04194 | 0.030622 | 0.36453
| 52 | 4472886.5416 | 0 | 4125173.7639 | 0 |  | 508220.3252 | 476254.1672 | 489333.082 | 475041.7656 | 317109.8439 | 329086.2735 | 348380.6912 | 330327.5892 | 302689.7203 | 301969.6107 | 321946.1262 | 339578.8325 | 340901.4115 | 356915.8698 | 377658.4975 | 381901.135 | 384620.4732 | 380309.9458 | 384560.6927 | 387677.8606 | 391925.4506 | 393489.0115 | 397637.6732 | 396569.1194 | 0 | 0 | 0 | 0 | 0 | 0 | 0 | 0 | 0 | 0 | 0 | 0 | 0 | 0 | 0 | 0 | 0 | 0 | 0 | 0 | 0 | 0 | 0 | 0 | -0.064963 | 0.027092 | -0.029641 | -0.40415 | 0.037072 | 0.056976 | -0.053211 | -0.087377 | -0.0023819 | 0.064058 | 0.053322 | 0.0038872 | 0.045907 | 0.05649 | 0.011171 | 0.0070953 | -0.01127 | 0.011115 | 0.0080731 | 0.010897 | 0.0039815 | 0.010488 | -0.0026909 | 0.094049
| 53 | 4322788.4108 | 0 | 4020652.5667 | 0 |  | 520152.0109 | 500661.3298 | 513702.7275 | 496961.9125 | 306428.146 | 313401.7354 | 331363.3206 | 311577.6857 | 281834.1404 | 280175.8719 | 296544.1437 | 313831.3094 | 315025.3689 | 331498.5492 | 346611.3433 | 342023.6861 | 347677.6153 | 344503.1961 | 350341.5258 | 347296.8604 | 352908.1369 | 335604.7858 | 341482.2035 | 340998.4999 | 0 | 0 | 0 | 0 | 0 | 0 | 0 | 0 | 0 | 0 | 0 | 0 | 0 | 0 | 0 | 0 | 0 | 0 | 0 | 0 | 0 | 0 | 0 | 0 | -0.038191 | 0.025715 | -0.033131 | -0.48353 | 0.022503 | 0.05573 | -0.061567 | -0.10033 | -0.0059012 | 0.056779 | 0.05666 | 0.0037976 | 0.05097 | 0.044581 | -0.013324 | 0.016396 | -0.0091723 | 0.016805 | -0.0087285 | 0.016028 | -0.050274 | 0.017361 | -0.0014175 | 0.10908
| 54 | 4050038.5436 | 0 | 3763095.3436 | 0 |  | 486602.2537 | 463776.4308 | 472320.8855 | 456236.9602 | 290295.8093 | 299358.4586 | 317059.9094 | 293070.63 | 267536.3962 | 263765.4081 | 282844.6195 | 293089.0099 | 294658.1443 | 304858.7018 | 328796.4134 | 325160.278 | 324291.1703 | 325856.2707 | 324664.9072 | 326884.6992 | 330559.8648 | 327265.7316 | 320078.4173 | 324244.9508 | 0 | 0 | 0 | 0 | 0 | 0 | 0 | 0 | 0 | 0 | 0 | 0 | 0 | 0 | 0 | 0 | 0 | 0 | 0 | 0 | 0 | 0 | 0 | 0 | -0.048044 | 0.018256 | -0.034646 | -0.45211 | 0.030741 | 0.057449 | -0.078677 | -0.091158 | -0.014196 | 0.069838 | 0.035579 | 0.0053395 | 0.034033 | 0.07559 | -0.011121 | -0.0026764 | 0.0048146 | -0.0036628 | 0.0068139 | 0.01118 | -0.010015 | -0.022206 | 0.012933 | 0.10317
| 55 | 4550480.0364 | 0 | 4189187.3401 | 0 |  | 508524.043 | 488294.2049 | 493164.031 | 478289.0389 | 301755.0678 | 320617.7465 | 344491.6822 | 334241.3635 | 309378.7691 | 307114.2349 | 332253.8969 | 354535.7429 | 365501.1413 | 373338.1175 | 403380.0445 | 395657.4132 | 403519.5508 | 395171.5791 | 394902.0162 | 397388.3674 | 406577.9073 | 405083.7902 | 418125.2573 | 411871.6505 | 0 | 0 | 0 | 0 | 0 | 0 | 0 | 0 | 0 | 0 | 0 | 0 | 0 | 0 | 0 | 0 | 0 | 0 | 0 | 0 | 0 | 0 | 0 | 0 | -0.040594 | 0.0099237 | -0.030627 | -0.4606 | 0.060634 | 0.07182 | -0.030207 | -0.077297 | -0.0073465 | 0.07868 | 0.06491 | 0.03046 | 0.021215 | 0.077395 | -0.01933 | 0.019676 | -0.020905 | -0.00068237 | 0.0062764 | 0.022862 | -0.0036816 | 0.031687 | -0.015069 | 0.10648
| 56 | 4790807.69 | 0 | 4410991.8006 | 0 |  | 512585.468 | 488204.0655 | 498014.2881 | 481766.8269 | 317233.6704 | 338464.1854 | 367899.1919 | 370731.4185 | 342784.3458 | 337622.9365 | 362869.3114 | 386408.309 | 399782.9281 | 411612.2474 | 443536.3296 | 432171.5155 | 432343.3499 | 429803.2784 | 426722.5243 | 418641.6931 | 432570.3651 | 426229.018 | 431915.725 | 434435.5224 | 0 | 0 | 0 | 0 | 0 | 0 | 0 | 0 | 0 | 0 | 0 | 0 | 0 | 0 | 0 | 0 | 0 | 0 | 0 | 0 | 0 | 0 | 0 | 0 | -0.048734 | 0.019895 | -0.033169 | -0.41782 | 0.06478 | 0.083391 | 0.0076689 | -0.078376 | -0.015172 | 0.072113 | 0.062852 | 0.034027 | 0.02916 | 0.074698 | -0.025957 | 0.00039753 | -0.0058925 | -0.0071936 | -0.019119 | 0.03273 | -0.014768 | 0.013254 | 0.0058171 | 0.098673
| 57 | 4789848.1969 | 0 | 4440677.1162 | 0 |  | 561945.9727 | 539063.0885 | 550988.3817 | 528788.9685 | 339783.1949 | 351847.9505 | 373898.5571 | 354859.2904 | 321284.9269 | 315568.8306 | 334149.5599 | 352100.5478 | 353855.7803 | 365449.8844 | 389375.5331 | 383830.4813 | 397911.0485 | 395479.8705 | 400077.293 | 396127.3634 | 399619.4513 | 390828.2504 | 397410.5187 | 397786.5819 | 561945.9727 | 539063.0885 | 550988.3817 | 528788.9685 | 0 | 0 | 0 | 0 | 0 | 0 | 0 | 0 | 0 | 0 | 0 | 0 | 0 | 0 | 0 | 0 | 0 | 0 | 0 | 0 | -0.041573 | 0.021881 | -0.041124 | -0.44228 | 0.034891 | 0.060785 | -0.052263 | -0.099393 | -0.017952 | 0.057212 | 0.052328 | 0.0049726 | 0.03224 | 0.063415 | -0.014343 | 0.036027 | -0.0061286 | 0.011558 | -0.009922 | 0.0087769 | -0.022245 | 0.016702 | 0.00094584 | 0.10133
| 58 | 4706385.0602 | 0 | 4312831.8245 | 0 |  | 507790.4066 | 477069.8847 | 488700.3171 | 475010.316 | 321409.1671 | 337017.11 | 363124.8172 | 356402.2266 | 327551.5397 | 325493.592 | 356357.6374 | 370988.3426 | 383112.4848 | 385148.7187 | 412664.8907 | 415561.3289 | 424099.1598 | 420283.4553 | 424717.084 | 429234.6613 | 438650.5889 | 442500.9863 | 456508.6528 | 451280.3538 | 0 | 0 | 0 | 0 | 0 | 0 | 0 | 0 | 0 | 0 | 0 | 0 | 0 | 0 | 0 | 0 | 0 | 0 | 0 | 0 | 0 | 0 | 0 | 0 | -0.062406 | 0.024086 | -0.028413 | -0.39062 | 0.047419 | 0.074613 | -0.018687 | -0.084415 | -0.0063026 | 0.090592 | 0.040236 | 0.032158 | 0.0053009 | 0.069006 | 0.0069943 | 0.020337 | -0.0090379 | 0.010494 | 0.010581 | 0.021699 | 0.0087395 | 0.031165 | -0.011519 | 0.093093
| 59 | 4426243.7468 | 0 | 4093388.1562 | 0 |  | 519673.7098 | 485174.1091 | 497378.1585 | 476174.5162 | 328555.1301 | 332149.3365 | 348829.0351 | 325434.7882 | 296598.0717 | 293823.1638 | 313764.9301 | 321692.1555 | 327224.5037 | 336114.6104 | 359644.2374 | 355124.3772 | 371667.2499 | 364601.1503 | 369739.4984 | 373626.6917 | 380555.562 | 374099.9162 | 377562.4805 | 379290.9389 | 0 | 0 | 0 | 0 | 0 | 0 | 0 | 0 | 0 | 0 | 0 | 0 | 0 | 0 | 0 | 0 | 0 | 0 | 0 | 0 | 0 | 0 | 0 | 0 | -0.068693 | 0.024843 | -0.043566 | -0.37108 | 0.01088 | 0.048997 | -0.06942 | -0.092784 | -0.0093998 | 0.065666 | 0.024951 | 0.017051 | 0.026806 | 0.067663 | -0.012647 | 0.045531 | -0.019195 | 0.013995 | 0.010458 | 0.018375 | -0.017109 | 0.0092131 | 0.0045675 | 0.088118
| 60 | 4806772.6269 | 0 | 4426638.0008 | 0 |  | 531217.3118 | 499497.017 | 510105.6406 | 489361.0586 | 344270.3256 | 354961.5248 | 379029.2081 | 365773.1071 | 333857.6227 | 331139.6775 | 350404.433 | 367796.348 | 377454.8813 | 388221.5467 | 419253.4379 | 418947.488 | 424952.611 | 413539.0744 | 421091.3174 | 423314.91 | 423277.2872 | 427051.6014 | 439656.493 | 438194.728 | 0 | 0 | 0 | 0 | 0 | 0 | 0 | 0 | 0 | 0 | 0 | 0 | 0 | 0 | 0 | 0 | 0 | 0 | 0 | 0 | 0 | 0 | 0 | 0 | -0.06157 | 0.021016 | -0.041517 | -0.35167 | 0.030582 | 0.065604 | -0.0356 | -0.091299 | -0.0081743 | 0.056548 | 0.048441 | 0.025922 | 0.028125 | 0.076899 | -0.00073002 | 0.014232 | -0.027226 | 0.018098 | 0.0052667 | -8.8881e-05 | 0.0088774 | 0.029089 | -0.0033303 | 0.084768
| 61 | 4849766.1484 | 0 | 4449102.6161 | 0 |  | 524742.2203 | 491497.7899 | 503758.3103 | 486171.0908 | 341187.8747 | 353907.0809 | 376319.7509 | 356948.5085 | 331308.6826 | 333126.8012 | 359450.4653 | 383096.4113 | 391052.8855 | 402994.6144 | 431789.0884 | 432254.1219 | 434650.76 | 435471.6722 | 446931.0407 | 441892.4929 | 449882.8165 | 451364.5462 | 458168.2424 | 461438.6263 | 0 | 0 | 0 | 0 | 0 | 0 | 0 | 0 | 0 | 0 | 0 | 0 | 0 | 0 | 0 | 0 | 0 | 0 | 446931.0407 | 441892.4929 | 449882.8165 | 451364.5462 | 0 | 0 | -0.06545 | 0.024639 | -0.035536 | -0.35413 | 0.036601 | 0.061405 | -0.052848 | -0.074541 | 0.0054727 | 0.076053 | 0.06371 | 0.020556 | 0.03008 | 0.069014 | 0.0010764 | 0.0055292 | 0.0018869 | 0.025975 | -0.011338 | 0.017921 | 0.0032882 | 0.014961 | 0.0071126 | 0.085734
| 62 | 4550731.7087 | 0 | 4154377.3404 | 0 |  | 487978.6299 | 462260.1674 | 467423.2566 | 458597.6041 | 305088.5368 | 316547.8891 | 341929.2415 | 329496.4681 | 305913.8115 | 309350.8376 | 329841.2665 | 352711.3633 | 369040.4155 | 381853.176 | 414517.4004 | 422330.3561 | 426085.5083 | 423644.4917 | 427128.37 | 428599.4586 | 436450.992 | 444949.3744 | 462607.8816 | 458759.828 | 0 | 0 | 0 | 0 | 0 | 0 | 0 | 0 | 0 | 0 | 0 | 0 | 0 | 0 | 0 | 0 | 0 | 0 | 0 | 0 | 0 | 0 | 462607.8816 | 0 | -0.054144 | 0.011107 | -0.019062 | -0.40757 | 0.036873 | 0.077129 | -0.037038 | -0.074262 | 0.011173 | 0.064135 | 0.067039 | 0.045256 | 0.03413 | 0.082079 | 0.018673 | 0.0088522 | -0.0057454 | 0.00819 | 0.0034382 | 0.018153 | 0.019284 | 0.038919 | -0.008353 | 0.096547
| 63 | 4229170.9777 | 0 | 3932219.9262 | 0 |  | 496158.5062 | 469922.0488 | 481737.2532 | 461798.1561 | 288229.4662 | 303721.1498 | 328437.7368 | 312891.0967 | 285970.6521 | 282444.4742 | 303632.4195 | 327109.3938 | 330044.1162 | 337292.0281 | 362825.7654 | 356426.6598 | 351702.363 | 351458.4971 | 348593.5559 | 345243.2191 | 346182.4791 | 330890.077 | 334029.9639 | 336474.522 | 0 | 0 | 0 | 0 | 0 | 0 | 0 | 0 | 0 | 0 | 0 | 0 | 0 | 0 | 0 | 0 | 0 | 0 | 0 | 0 | 0 | 0 | 0 | 0 | -0.054329 | 0.024832 | -0.042271 | -0.47137 | 0.052353 | 0.078237 | -0.048492 | -0.089966 | -0.012407 | 0.072336 | 0.074477 | 0.0089317 | 0.021723 | 0.072974 | -0.017794 | -0.013343 | -0.00069363 | -0.008185 | -0.0096575 | 0.0027169 | -0.04518 | 0.0094445 | 0.0072917 | 0.1087
| 64 | 4991107.4312 | 4991107.4312 | 4601251.2238 | 4601251.2238 |  | 544119.4739 | 515333.4907 | 525199.1769 | 509881.5793 | 342127.5945 | 362241.6514 | 390158.9338 | 380747.9245 | 352066.0759 | 348393.3048 | 366868.9634 | 394341.4416 | 407466.8805 | 419193.596 | 443058.3375 | 441843.6663 | 441396.0251 | 438058.6606 | 444575.6495 | 435778.1191 | 440698.8089 | 436303.7218 | 447248.7326 | 447143.0083 | 0 | 0 | 0 | 0 | 0 | 0 | 390158.9338 | 380747.9245 | 0 | 0 | 0 | 0 | 407466.8805 | 419193.596 | 0 | 441843.6663 | 0 | 0 | 444575.6495 | 0 | 0 | 0 | 0 | 0 | -0.054355 | 0.018963 | -0.029599 | -0.39899 | 0.057128 | 0.074243 | -0.024417 | -0.078319 | -0.010487 | 0.051673 | 0.072212 | 0.032743 | 0.028373 | 0.055369 | -0.0027453 | -0.0010136 | -0.0075897 | 0.014767 | -0.019987 | 0.011228 | -0.010023 | 0.024776 | -0.00023642 | 0.093342
| 65 | 5147850.5098 | 5147850.5098 | 4680002.6649 | 4680002.6649 |  | 540066.9994 | 504857.0232 | 517550.2478 | 502865.5388 | 365344.937 | 373704.4043 | 395380.7537 | 376480.0449 | 350462.1838 | 352377.3046 | 378725.8121 | 400776.6112 | 410190.8033 | 427680.9049 | 458712.7488 | 464067.2494 | 474344.4591 | 476006.8004 | 496056.0144 | 492955.1 | 511904.4919 | 519284.1436 | 547674.1917 | 550558.9776 | 0 | 0 | 0 | 0 | 365344.937 | 373704.4043 | 395380.7537 | 0 | 0 | 352377.3046 | 378725.8121 | 400776.6112 | 410190.8033 | 427680.9049 | 458712.7488 | 464067.2494 | 474344.4591 | 476006.8004 | 496056.0144 | 492955.1 | 511904.4919 | 519284.1436 | 547674.1917 | 550558.9776 | -0.067418 | 0.024831 | -0.028784 | -0.31948 | 0.022623 | 0.056384 | -0.048984 | -0.071612 | 0.0054497 | 0.07211 | 0.056592 | 0.023218 | 0.041755 | 0.070047 | 0.011605 | 0.021904 | 0.0034984 | 0.041257 | -0.0062708 | 0.03772 | 0.014313 | 0.053229 | 0.0052535 | 0.080266
| 66 | 4823848.8985 | 0 | 4467246.8115 | 0 |  | 548476.5443 | 516908.0974 | 522637.387 | 501005.1799 | 349187.4573 | 368736.9765 | 392659.3493 | 371620.787 | 341084.1123 | 334024.9943 | 350146.421 | 367428.9201 | 369550.9323 | 376560.1821 | 400891.5324 | 403411.087 | 405009.8086 | 401341.6933 | 402202.6884 | 405627.666 | 405976.8167 | 403791.4373 | 407710.0561 | 401594.4109 | 0 | 0 | 0 | 0 | 349187.4573 | 368736.9765 | 392659.3493 | 0 | 0 | 0 | 0 | 0 | 0 | 0 | 0 | 0 | 0 | 0 | 0 | 0 | 0 | 0 | 0 | 0 | -0.059279 | 0.011023 | -0.042271 | -0.36101 | 0.054475 | 0.062859 | -0.055068 | -0.085745 | -0.020913 | 0.047136 | 0.048178 | 0.0057587 | 0.018789 | 0.062613 | 0.0062652 | 0.0039552 | -0.0090981 | 0.002143 | 0.0084795 | 0.0008604 | -0.0053976 | 0.0096578 | -0.015114 | 0.084928
| 67 | 5157617.4043 | 5157617.4043 | 4802151.6926 | 4802151.6926 |  | 600989.6197 | 577211.0203 | 579350.2571 | 557391.2567 | 323239.9465 | 368975.0381 | 403366.2727 | 396664.9845 | 365718.0612 | 360307.4083 | 377259.4262 | 408830.9953 | 412762.2522 | 414995.1915 | 452318.4486 | 433994.009 | 440964.1518 | 421019.616 | 412487.6911 | 407023.5242 | 406907.894 | 397659.1971 | 405998.6805 | 403576.8334 | 600989.6197 | 577211.0203 | 579350.2571 | 557391.2567 | 0 | 368975.0381 | 403366.2727 | 396664.9845 | 365718.0612 | 360307.4083 | 377259.4262 | 408830.9953 | 412762.2522 | 0 | 452318.4486 | 0 | 0 | 0 | 0 | 0 | 0 | 0 | 0 | 0 | -0.04037 | 0.0036993 | -0.03864 | -0.54487 | 0.13233 | 0.089116 | -0.016753 | -0.081229 | -0.014905 | 0.045976 | 0.080369 | 0.0095699 | 0.0053952 | 0.08612 | -0.041356 | 0.015933 | -0.046284 | -0.020473 | -0.013335 | -0.00028413 | -0.022992 | 0.020755 | -0.005983 | 0.12568
| 68 | 4303364.578 | 0 | 4002960.0504 | 0 |  | 501866.0101 | 471954.9866 | 483247.5305 | 469689.7883 | 278229.5875 | 298589.4026 | 329633.2695 | 326508.395 | 302076.6006 | 299317.8328 | 312984.1829 | 340970.3736 | 345606.248 | 350169.3264 | 370735.5115 | 365101.7016 | 369432.4225 | 358052.5088 | 357246.4424 | 356382.6407 | 356255.9421 | 337881.0718 | 332630.0203 | 335042.2947 | 0 | 0 | 0 | 0 | 0 | 0 | 0 | 0 | 0 | 0 | 0 | 0 | 0 | 0 | 0 | 0 | 0 | 0 | 0 | 0 | 0 | 0 | 0 | 0 | -0.06145 | 0.023645 | -0.028457 | -0.52363 | 0.070623 | 0.098911 | -0.0095251 | -0.077775 | -0.0091746 | 0.044647 | 0.085643 | 0.013505 | 0.013117 | 0.057072 | -0.015313 | 0.011792 | -0.031288 | -0.0022538 | -0.0024209 | -0.00035558 | -0.052955 | -0.015663 | 0.007226 | 0.11883
| 69 | 4363601.8167 | 0 | 4084900.4973 | 0 |  | 545547.4723 | 518313.4683 | 533750.4711 | 515005.0432 | 274387.7273 | 295703.8684 | 324012.5087 | 321060.7477 | 295063.1649 | 287212.7719 | 307366.6236 | 325321.9364 | 332336.6365 | 338473.2021 | 357121.8702 | 349270.5813 | 351646.2494 | 339379.7169 | 336080.135 | 330352.2376 | 326712.1743 | 317614.8162 | 310602.5803 | 308608.5766 | 0 | 0 | 0 | 0 | 0 | 0 | 0 | 0 | 0 | 0 | 0 | 0 | 0 | 0 | 0 | 0 | 0 | 0 | 0 | 0 | 0 | 0 | 0 | 0 | -0.05121 | 0.029348 | -0.035752 | -0.62963 | 0.074816 | 0.091424 | -0.0091518 | -0.084441 | -0.026966 | 0.067818 | 0.056774 | 0.021333 | 0.018297 | 0.053632 | -0.02223 | 0.0067788 | -0.035506 | -0.00977 | -0.01719 | -0.01108 | -0.02824 | -0.022325 | -0.0064405 | 0.13885
| 70 | 4341061.0116 | 0 | 4034522.947 | 0 |  | 505006.2938 | 474935.6412 | 486416.5265 | 464882.2183 | 307585.1137 | 319964.0731 | 341510.3071 | 329903.428 | 298446.1996 | 292925.6212 | 317710.2633 | 336525.4061 | 338769.5375 | 338636.0312 | 363217.9479 | 361231.8645 | 360596.3501 | 360980.2968 | 360842.3984 | 355554.9365 | 357051.9327 | 345508.0474 | 345971.8596 | 341971.8733 | 0 | 0 | 0 | 0 | 0 | 0 | 0 | 0 | 0 | 0 | 0 | 0 | 0 | 0 | 0 | 0 | 0 | 0 | 0 | 0 | 0 | 0 | 0 | 0 | -0.061392 | 0.023886 | -0.045281 | -0.41303 | 0.039457 | 0.065169 | -0.034578 | -0.10021 | -0.018671 | 0.081221 | 0.057534 | 0.0066464 | -0.00039417 | 0.070077 | -0.005483 | -0.0017608 | 0.0010642 | -0.00038208 | -0.014762 | 0.0042015 | -0.032865 | 0.0013415 | -0.011629 | 0.096323
| 71 | 4091361.0504 | 0 | 3810643.357 | 0 |  | 483355.98 | 460107.0664 | 467948.2541 | 448342.894 | 282066.143 | 292285.7349 | 316968.8989 | 299148.2121 | 279039.996 | 275593.3122 | 298265.3156 | 315971.0868 | 319799.8426 | 320923.5387 | 337434.0388 | 345690.7031 | 338649.5181 | 342969.0506 | 338918.4202 | 327578.3276 | 324993.0276 | 309604.0633 | 322206.2653 | 317625.9294 | 0 | 0 | 0 | 0 | 0 | 0 | 0 | 0 | 0 | 0 | 0 | 0 | 0 | 0 | 0 | 0 | 0 | 0 | 0 | 0 | 0 | 0 | 0 | 0 | -0.049294 | 0.016899 | -0.042799 | -0.46342 | 0.03559 | 0.081072 | -0.057865 | -0.069584 | -0.012429 | 0.079057 | 0.057667 | 0.012045 | 0.0035076 | 0.050167 | 0.024174 | -0.020579 | 0.012675 | -0.011881 | -0.034032 | -0.0079235 | -0.048509 | 0.039898 | -0.014318 | 0.10591
| 72 | 4328218.1482 | 0 | 4026766.3542 | 0 |  | 516069.5002 | 487772.9516 | 498053.4098 | 478724.7238 | 302075.3219 | 315413.9131 | 336564.3018 | 318240.6081 | 293909.5121 | 289871.1256 | 307279.5015 | 322676.2247 | 326749.5422 | 338413.2169 | 357342.4531 | 348597.6366 | 359035.5904 | 350933.2977 | 355993.6174 | 351695.5999 | 356134.4945 | 337371.4399 | 338774.6284 | 334477.7005 | 0 | 0 | 0 | 0 | 0 | 0 | 0 | 0 | 0 | 0 | 0 | 0 | 0 | 0 | 0 | 0 | 0 | 0 | 0 | 0 | 0 | 0 | 0 | 0 | -0.056391 | 0.020857 | -0.039582 | -0.46045 | 0.043209 | 0.064903 | -0.055981 | -0.079536 | -0.013836 | 0.058321 | 0.048892 | 0.012545 | 0.035074 | 0.054427 | -0.024776 | 0.029503 | -0.022825 | 0.014317 | -0.012147 | 0.012542 | -0.054124 | 0.0041506 | -0.012765 | 0.10456
| 73 | 5174648.3969 | 5174648.3969 | 4781233.396 | 4781233.396 |  | 583210.9114 | 546797.0634 | 559332.4772 | 544216.6917 | 348626.9344 | 373216.1584 | 405200.7363 | 394458.6286 | 360750.4412 | 358354.8462 | 385943.853 | 404713.6814 | 413358.1486 | 420813.7771 | 452409.9625 | 439646.7665 | 448808.7327 | 442366.3356 | 443061.3153 | 435772.7675 | 443480.3736 | 444110.066 | 450541.6269 | 449213.8856 | 583210.9114 | 546797.0634 | 559332.4772 | 544216.6917 | 348626.9344 | 373216.1584 | 405200.7363 | 394458.6286 | 360750.4412 | 358354.8462 | 385943.853 | 404713.6814 | 413358.1486 | 420813.7771 | 452409.9625 | 0 | 448808.7327 | 442366.3356 | 0 | 0 | 0 | 0 | 0 | 0 | -0.064471 | 0.022666 | -0.027397 | -0.44535 | 0.068155 | 0.082225 | -0.026868 | -0.089328 | -0.0066627 | 0.074168 | 0.047488 | 0.021135 | 0.017876 | 0.072398 | -0.028617 | 0.020625 | -0.014458 | 0.0015698 | -0.016587 | 0.017533 | 0.0014189 | 0.014378 | -0.0029513 | 0.10378
| 74 | 4700105.5076 | 0 | 4346387.4799 | 0 |  | 524405.1861 | 488529.8757 | 501143.2867 | 488258.7025 | 316950.2579 | 337737.9332 | 366036.9583 | 361323.5542 | 333555.2055 | 335629.328 | 360203.1552 | 382038.9383 | 387203.8673 | 389882.742 | 407898.5074 | 404960.1705 | 405451.9168 | 400519.7501 | 392889.0281 | 402272.0126 | 399500.1979 | 394583.3637 | 406969.4374 | 406319.6425 | 0 | 0 | 0 | 0 | 0 | 0 | 0 | 0 | 0 | 0 | 0 | 0 | 0 | 0 | 0 | 0 | 0 | 0 | 0 | 0 | 0 | 0 | 0 | 0 | -0.070864 | 0.025491 | -0.026047 | -0.4321 | 0.063525 | 0.080464 | -0.01296 | -0.079965 | 0.006199 | 0.070661 | 0.058854 | 0.013429 | 0.0068947 | 0.045172 | -0.0072297 | 0.0012136 | -0.012239 | -0.019236 | 0.023601 | -0.0069142 | -0.012384 | 0.030908 | -0.0015979 | 0.10008
| 75 | 4611256.5145 | 0 | 4305150.5632 | 0 |  | 559004.6516 | 527142.8135 | 531990.492 | 514273.5492 | 318630.0187 | 333789.4877 | 360818.1817 | 341899.6898 | 310992.2458 | 306960.144 | 328663.5075 | 351063.6557 | 353785.2779 | 362321.0641 | 382377.8741 | 371335.0456 | 372156.831 | 368404.819 | 371046.0297 | 367508.4297 | 357866.8252 | 341921.1185 | 345969.6527 | 342904.0317 | 0 | 0 | 0 | 0 | 0 | 0 | 0 | 0 | 0 | 0 | 0 | 0 | 0 | 0 | 0 | 0 | 0 | 0 | 0 | 0 | 0 | 0 | 0 | 0 | -0.058686 | 0.0091541 | -0.03387 | -0.47872 | 0.04648 | 0.077864 | -0.053857 | -0.094749 | -0.01305 | 0.068317 | 0.065933 | 0.0077226 | 0.023841 | 0.053879 | -0.029305 | 0.0022106 | -0.010133 | 0.0071437 | -0.0095799 | -0.026585 | -0.045581 | 0.011771 | -0.0089004 | 0.10879
| 76 | 4391661.8448 | 0 | 4082222.596 | 0 |  | 517570.0785 | 484281.3309 | 494036.553 | 473138.9209 | 319251.4587 | 329909.5139 | 348232.0744 | 324958.1706 | 293764.7093 | 293423.5424 | 308978.8179 | 325735.7276 | 331866.0905 | 341355.8069 | 369246.725 | 367965.9681 | 370259.1002 | 362608.4398 | 368843.6497 | 362457.2032 | 354440.6444 | 343367.5753 | 354427.7461 | 353189.281 | 0 | 0 | 0 | 0 | 0 | 0 | 0 | 0 | 0 | 0 | 0 | 0 | 0 | 0 | 0 | 0 | 0 | 0 | 0 | 0 | 0 | 0 | 0 | 0 | -0.066479 | 0.019944 | -0.04322 | -0.39341 | 0.032839 | 0.054051 | -0.069173 | -0.10092 | -0.001162 | 0.051656 | 0.052814 | 0.018645 | 0.028194 | 0.07854 | -0.0034746 | 0.0062126 | -0.020879 | 0.017049 | -0.017466 | -0.022366 | -0.031739 | 0.031703 | -0.0035004 | 0.093043
| 77 | 4347874.3064 | 0 | 4045924.5966 | 0 |  | 510455.7523 | 482368.5113 | 488827.0069 | 474563.5716 | 310469.3422 | 324888.9849 | 347187.2103 | 330460.6871 | 298600.1918 | 292241.1185 | 317375.5318 | 331704.3273 | 329404.1129 | 336200.3832 | 357825.2839 | 353150.5929 | 356650.1001 | 350444.1856 | 356026.356 | 352072.1071 | 354546.239 | 340590.193 | 340311.3903 | 333603.4589 | 0 | 0 | 0 | 0 | 0 | 0 | 0 | 0 | 0 | 0 | 0 | 0 | 0 | 0 | 0 | 0 | 0 | 0 | 0 | 0 | 0 | 0 | 0 | 0 | -0.056596 | 0.0133 | -0.029613 | -0.42431 | 0.045398 | 0.066381 | -0.049376 | -0.10138 | -0.021526 | 0.082507 | 0.044158 | -0.0069587 | 0.020422 | 0.062337 | -0.01315 | 0.0098606 | -0.017554 | 0.015803 | -0.011169 | 0.0070028 | -0.040159 | -0.00081892 | -0.019908 | 0.098211
| 78 | 4592548.2136 | 0 | 4222949.7855 | 0 |  | 495270.5644 | 465420.4779 | 475715.6526 | 462611.0077 | 303858.1551 | 326034.469 | 345675.312 | 343703.2899 | 325734.0624 | 323707.6159 | 348861.3314 | 373525.4055 | 381981.043 | 384944.6017 | 414673.1974 | 412952.7182 | 416344.5229 | 421616.2671 | 423406.9862 | 420475.7538 | 419779.3534 | 413812.4341 | 424825.2343 | 420405.2653 | 0 | 0 | 0 | 0 | 0 | 0 | 0 | 0 | 0 | 0 | 0 | 0 | 0 | 0 | 0 | 0 | 0 | 0 | 0 | 0 | 0 | 0 | 0 | 0 | -0.062163 | 0.021879 | -0.027934 | -0.42033 | 0.070442 | 0.058497 | -0.0057212 | -0.053697 | -0.0062406 | 0.074834 | 0.068312 | 0.022385 | 0.0077285 | 0.074391 | -0.0041576 | 0.00818 | 0.012582 | 0.0042383 | -0.006947 | -0.0016576 | -0.014316 | 0.026265 | -0.010459 | 0.097618
| 79 | 4358380.3882 | 0 | 4053999.4684 | 0 |  | 502931.399 | 470290.4818 | 481938.304 | 460245.7326 | 299691.1212 | 316722.6825 | 346623.4854 | 338471.875 | 310221.2877 | 306162.1974 | 318744.2726 | 345068.8709 | 344295.0774 | 350346.8002 | 374158.6656 | 370775.7659 | 367907.0906 | 361191.3931 | 359595.0179 | 350503.0699 | 354124.0329 | 341133.2035 | 343307.5765 | 342543.1545 | 0 | 0 | 0 | 0 | 0 | 0 | 0 | 0 | 0 | 0 | 0 | 0 | 0 | 0 | 0 | 0 | 0 | 0 | 0 | 0 | 0 | 0 | 0 | 0 | -0.067103 | 0.024466 | -0.046056 | -0.42901 | 0.055274 | 0.090213 | -0.023798 | -0.087155 | -0.013171 | 0.040274 | 0.079355 | -0.002245 | 0.017424 | 0.065756 | -0.0090825 | -0.007767 | -0.018422 | -0.0044295 | -0.025609 | 0.010278 | -0.037374 | 0.0063537 | -0.0022291 | 0.099919
| 80 | 4327118.4354 | 0 | 4032578.8008 | 0 |  | 523834.5135 | 492050.6361 | 501478.4698 | 482399.1782 | 328431.6035 | 334188.7273 | 350110.8653 | 322651.6651 | 286352.3806 | 284874.1529 | 304916.8171 | 310043.4209 | 309869.8061 | 317703.4322 | 334898.0896 | 334119.6533 | 341937.0506 | 343256.4743 | 350438.8661 | 342890.692 | 339911.8215 | 332783.6501 | 332593.1501 | 331370.5611 | 0 | 0 | 0 | 0 | 0 | 0 | 0 | 0 | 0 | 0 | 0 | 0 | 0 | 0 | 0 | 0 | 0 | 0 | 0 | 0 | 0 | 0 | 0 | 0 | -0.062594 | 0.018979 | -0.038789 | -0.38444 | 0.017377 | 0.046544 | -0.081677 | -0.11935 | -0.0051756 | 0.067991 | 0.016673 | -0.00056013 | 0.024966 | 0.052708 | -0.0023271 | 0.023127 | 0.0038512 | 0.020708 | -0.021775 | -0.0087255 | -0.021194 | -0.00057261 | -0.0036827 | 0.089993
| 81 | 4801411.7826 | 0 | 4459348.6466 | 0 |  | 552198.589 | 520969.0317 | 529207.4876 | 505859.4062 | 343472.2868 | 356280.9782 | 379431.8562 | 363689.3736 | 328877.5876 | 326488.8594 | 352428.539 | 369702.4809 | 376800.9241 | 385167.43 | 407551.2358 | 407739.9699 | 413289.7402 | 401587.124 | 400846.5802 | 394365.1742 | 394306.0367 | 381246.7625 | 387948.5276 | 389563.179 | 0 | 0 | 0 | 0 | 0 | 0 | 0 | 0 | 0 | 0 | 0 | 0 | 0 | 0 | 0 | 0 | 0 | 0 | 0 | 0 | 0 | 0 | 0 | 0 | -0.058217 | 0.01569 | -0.045122 | -0.38715 | 0.036613 | 0.062955 | -0.042375 | -0.10061 | -0.0072898 | 0.076452 | 0.047851 | 0.019018 | 0.021961 | 0.056489 | 0.00046299 | 0.013519 | -0.028724 | -0.0018457 | -0.016301 | -0.00014997 | -0.033681 | 0.017426 | 0.0041534 | 0.091065
| 82 | 4738318.2755 | 0 | 4404748.1588 | 0 |  | 555585.2463 | 524060.867 | 534455.0846 | 514154.2863 | 351855.8698 | 363520.1423 | 383032.2408 | 359509.5709 | 322839.7415 | 320338.2776 | 335437.6213 | 347751.6404 | 349455.6805 | 362306.9218 | 381248.951 | 378532.0339 | 388619.6771 | 381100.2057 | 393405.0263 | 388193.5652 | 382256.2761 | 381264.061 | 374249.9106 | 376155.0967 | 0 | 0 | 0 | 0 | 351855.8698 | 363520.1423 | 0 | 0 | 0 | 0 | 0 | 0 | 0 | 0 | 0 | 0 | 0 | 0 | 0 | 0 | 0 | 0 | 0 | 0 | -0.058414 | 0.01964 | -0.038724 | -0.3793 | 0.032613 | 0.052284 | -0.063378 | -0.10758 | -0.0077785 | 0.046058 | 0.036053 | 0.0048882 | 0.036115 | 0.050961 | -0.0071519 | 0.0263 | -0.019539 | 0.031777 | -0.013336 | -0.015413 | -0.0025991 | -0.018568 | 0.0050778 | 0.088491
| 83 | 4858996.8455 | 0 | 4482112.2342 | 0 |  | 567286.2577 | 534475.0843 | 546754.6938 | 532074.2428 | 345231.5717 | 353738.0356 | 375044.642 | 350300.8981 | 316942.2604 | 316033.61 | 337638.738 | 356114.5246 | 359508.3037 | 375527.033 | 396996.3732 | 402044.2506 | 413713.1048 | 415274.877 | 421817.5004 | 414095.7447 | 423636.2616 | 426146.6526 | 432880.2565 | 429664.6779 | 567286.2577 | 534475.0843 | 546754.6938 | 532074.2428 | 0 | 0 | 0 | 0 | 0 | 0 | 0 | 0 | 0 | 0 | 0 | 0 | 0 | 0 | 0 | 0 | 0 | 0 | 0 | 0 | -0.059579 | 0.022715 | -0.027217 | -0.43257 | 0.024341 | 0.058488 | -0.068253 | -0.10007 | -0.002871 | 0.066128 | 0.053276 | 0.0094849 | 0.043593 | 0.055597 | 0.012635 | 0.028611 | 0.0037679 | 0.015632 | -0.018476 | 0.022778 | 0.0059083 | 0.015678 | -0.0074561 | 0.10045
| 84 | 4975560.7697 | 0 | 4585769.9541 | 0 |  | 553728.1842 | 526923.7658 | 526681.0171 | 519595.9099 | 330337.5714 | 349492.2279 | 377740.2499 | 369385.596 | 346913.4238 | 341226.6243 | 368341.3994 | 393599.5985 | 399851.7792 | 408268.5806 | 444972.027 | 439124.6631 | 444276.4069 | 437457.4838 | 445352.7889 | 439140.4062 | 438392.1595 | 436652.0185 | 450593.7624 | 445660.1909 | 0 | 0 | 0 | 0 | 0 | 0 | 0 | 0 | 0 | 0 | 0 | 0 | 0 | 0 | 0 | 0 | 0 | 0 | 445352.7889 | 439140.4062 | 0 | 0 | 0 | 0 | -0.049618 | -0.0004608 | -0.013544 | -0.45294 | 0.056366 | 0.077725 | -0.022366 | -0.062766 | -0.016528 | 0.076463 | 0.066324 | 0.01576 | 0.020831 | 0.086086 | -0.013228 | 0.011664 | -0.015467 | 0.017887 | -0.014048 | -0.0017053 | -0.0039773 | 0.03143 | -0.011009 | 0.10449
| 85 | 4343833.6433 | 0 | 3995533.178 | 0 |  | 484299.9187 | 457849.1362 | 469695.3612 | 452110.6074 | 294737.8816 | 305756.9843 | 344721.5135 | 326101.8306 | 295331.5473 | 299875.8848 | 314756.7158 | 329318.1175 | 340623.1511 | 351690.9055 | 378176.756 | 385522.8224 | 376228.2388 | 372499.1781 | 374524.5823 | 388619.469 | 389615.7527 | 386774.1721 | 402854.7108 | 404460.0369 | 0 | 0 | 0 | 0 | 0 | 0 | 0 | 0 | 0 | 0 | 0 | 0 | 0 | 0 | 0 | 0 | 0 | 0 | 0 | 0 | 0 | 0 | 0 | 0 | -0.056165 | 0.025545 | -0.038157 | -0.42784 | 0.036704 | 0.11995 | -0.055527 | -0.099111 | 0.01527 | 0.048431 | 0.045224 | 0.033753 | 0.031976 | 0.072609 | 0.019239 | -0.024404 | -0.0099611 | 0.0054226 | 0.036943 | 0.0025604 | -0.00732 | 0.040735 | 0.003977 | 0.10265
| 86 | 4508515.8565 | 0 | 4168048.2279 | 0 |  | 507947.4142 | 483280.7755 | 494930.3587 | 485955.1538 | 291562.4491 | 314950.0687 | 342886.7278 | 343721.3958 | 312566.3947 | 312288.8514 | 337385.8095 | 361835.1969 | 365775.748 | 371955.9283 | 399482.1836 | 383448.9634 | 384964.4857 | 380300.9809 | 379574.9239 | 372463.5449 | 383217.6835 | 384623.8402 | 390972.2543 | 387998.0206 | 0 | 0 | 0 | 0 | 0 | 0 | 0 | 0 | 0 | 0 | 0 | 0 | 0 | 0 | 0 | 0 | 0 | 0 | 0 | 0 | 0 | 0 | 0 | 0 | -0.04978 | 0.023819 | -0.018301 | -0.51086 | 0.07716 | 0.084986 | 0.0024313 | -0.095015 | -0.00088834 | 0.077299 | 0.069962 | 0.010832 | 0.016755 | 0.071394 | -0.040963 | 0.0039446 | -0.012188 | -0.001911 | -0.018913 | 0.028464 | 0.0036626 | 0.016371 | -0.0076364 | 0.11738
| 87 | 4870306.6719 | 0 | 4474723.9692 | 0 |  | 519820.2156 | 486014.5752 | 500302.6934 | 478465.1938 | 317375.7482 | 342946.2948 | 377198.1369 | 375487.8923 | 358668.3246 | 354948.7572 | 375870.6652 | 402810.3204 | 411745.714 | 416112.0741 | 449705.9079 | 434304.7113 | 438230.7367 | 434247.2938 | 432494.4097 | 427734.4623 | 445801.7996 | 439171.1033 | 457134.0996 | 455893.5397 | 0 | 0 | 0 | 0 | 0 | 0 | 0 | 0 | 358668.3246 | 354948.7572 | 375870.6652 | 402810.3204 | 411745.714 | 0 | 449705.9079 | 0 | 0 | 0 | 0 | 0 | 0 | 0 | 0 | 0 | -0.067244 | 0.028975 | -0.04463 | -0.4105 | 0.077487 | 0.095197 | -0.0045444 | -0.045828 | -0.010425 | 0.057272 | 0.069221 | 0.02194 | 0.010549 | 0.077639 | -0.034847 | 0.0089992 | -0.0091314 | -0.0040448 | -0.011067 | 0.041372 | -0.014985 | 0.040088 | -0.0027175 | 0.098204
| 88 | 4640885.1094 | 0 | 4272861.6318 | 0 |  | 524500.5696 | 489562.2807 | 502468.8469 | 488500.1807 | 334821.6779 | 340997.4216 | 360644.9999 | 339933.8955 | 309035.5367 | 310209.3666 | 329986.4488 | 349998.1487 | 356378.6352 | 371037.0297 | 403638.1802 | 397105.5166 | 406340.6826 | 403308.2548 | 402332.2901 | 405299.5978 | 411354.6733 | 413002.3765 | 424035.1204 | 424554.138 | 0 | 0 | 0 | 0 | 0 | 0 | 0 | 0 | 0 | 0 | 0 | 0 | 0 | 0 | 0 | 0 | 0 | 0 | 0 | 0 | 0 | 0 | 0 | 0 | -0.068935 | 0.026022 | -0.028194 | -0.37774 | 0.018277 | 0.056019 | -0.059143 | -0.095295 | 0.0037912 | 0.061804 | 0.058876 | 0.018066 | 0.040308 | 0.084217 | -0.016317 | 0.02299 | -0.0074908 | -0.0024228 | 0.0073482 | 0.014829 | 0.0039976 | 0.026363 | 0.0012232 | 0.090756
| 89 | 4754541.2281 | 0 | 4378318.8111 | 0 |  | 545830.4633 | 515326.0031 | 526083.2843 | 512768.3197 | 347303.2212 | 355661.3131 | 372586.9629 | 347631.2086 | 315883.6197 | 311752.2855 | 333774.3284 | 347926.4464 | 354709.4976 | 369389.3176 | 390667.5069 | 388788.9811 | 399541.3972 | 397954.9067 | 407308.1249 | 406796.8508 | 417476.986 | 427111.2085 | 435480.8357 | 429981.8066 | 0 | 0 | 0 | 0 | 347303.2212 | 0 | 0 | 0 | 0 | 0 | 0 | 0 | 0 | 0 | 0 | 0 | 0 | 0 | 0 | 0 | 0 | 0 | 0 | 0 | -0.057509 | 0.02066 | -0.025635 | -0.38963 | 0.023781 | 0.046492 | -0.069328 | -0.095768 | -0.013165 | 0.068256 | 0.041526 | 0.019308 | 0.040552 | 0.056006 | -0.0048201 | 0.027281 | -0.0039787 | 0.023231 | -0.001256 | 0.025915 | 0.022815 | 0.019406 | -0.012708 | 0.09175
| 90 | 4531615.4674 | 0 | 4169539.4124 | 0 |  | 512576.9745 | 482694.8116 | 494637.3574 | 483437.8262 | 320926.2176 | 328758.6106 | 348933.8658 | 332476.1279 | 304098.1558 | 301045.4826 | 325288.1391 | 348389.6085 | 349676.9687 | 361646.0296 | 388176.2807 | 384861.7802 | 387801.5079 | 383827.9242 | 385228.6471 | 393153.6985 | 408162.5436 | 405222.7011 | 416212.4945 | 415765.999 | 0 | 0 | 0 | 0 | 0 | 0 | 0 | 0 | 0 | 0 | 0 | 0 | 0 | 0 | 0 | 0 | 0 | 0 | 0 | 0 | 0 | 0 | 0 | 0 | -0.060066 | 0.02444 | -0.022902 | -0.40971 | 0.024113 | 0.059559 | -0.048314 | -0.089218 | -0.010089 | 0.07745 | 0.06861 | 0.0036884 | 0.033656 | 0.070794 | -0.0085753 | 0.0076094 | -0.010299 | 0.0036427 | 0.020364 | 0.037465 | -0.0072287 | 0.026759 | -0.0010733 | 0.096511
| 91 | 4744531.8386 | 0 | 4359993.4222 | 0 |  | 516089.114 | 483324.3106 | 493386.478 | 477426.5998 | 327082.283 | 338036.7177 | 362184.2115 | 352327.3994 | 332284.7915 | 324072.9645 | 352062.6855 | 381995.8887 | 396604.3632 | 402446.9849 | 431542.2385 | 430834.7232 | 425455.0231 | 424266.0442 | 419007.5056 | 418969.167 | 434382.8405 | 425949.0383 | 443118.8154 | 444347.1727 | 0 | 0 | 0 | 0 | 0 | 0 | 0 | 0 | 0 | 0 | 0 | 0 | 0 | 0 | 0 | 0 | 0 | 0 | 0 | 0 | 0 | 0 | 0 | 0 | -0.065592 | 0.020605 | -0.032882 | -0.3782 | 0.032943 | 0.068998 | -0.027592 | -0.058568 | -0.025024 | 0.082841 | 0.081601 | 0.037529 | 0.014624 | 0.069802 | -0.0016408 | -0.012565 | -0.0027985 | -0.012472 | -9.1503e-05 | 0.036129 | -0.019607 | 0.039518 | 0.0027682 | 0.090987
| 92 | 4655087.8638 | 0 | 4283613.7384 | 0 |  | 515955.5295 | 486911.5158 | 496610.9826 | 480617.1448 | 331143.8716 | 340513.0052 | 360597.9884 | 344047.9629 | 313147.9638 | 311077.2531 | 331783.7644 | 352565.0674 | 367936.3747 | 386517.121 | 414662.762 | 418270.101 | 413227.2989 | 407878.7658 | 410491.8989 | 404855.1732 | 415430.6882 | 419733.9294 | 427051.893 | 426020.9219 | 0 | 0 | 0 | 0 | 0 | 0 | 0 | 0 | 0 | 0 | 0 | 0 | 0 | 0 | 0 | 0 | 0 | 0 | 0 | 0 | 0 | 0 | 0 | 0 | -0.057938 | 0.019725 | -0.032736 | -0.37252 | 0.0279 | 0.05731 | -0.046983 | -0.094105 | -0.0066345 | 0.064442 | 0.060752 | 0.042675 | 0.049266 | 0.070289 | 0.0086618 | -0.01213 | -0.013028 | 0.0063862 | -0.013827 | 0.025786 | 0.010305 | 0.017285 | -0.0024171 | 0.089416
| 93 | 4968627.3416 | 0 | 4570173.1558 | 0 |  | 537633.9351 | 507118.878 | 521496.7099 | 499711.109 | 343810.2697 | 358600.9828 | 385063.5086 | 374284.1046 | 344902.8526 | 342114.5912 | 368511.3818 | 395630.0835 | 401762.5202 | 421338.7537 | 447917.404 | 448904.7178 | 445406.5869 | 446182.0564 | 445190.7241 | 437287.0549 | 448760.1465 | 442435.1679 | 459671.8431 | 460290.4507 | 0 | 0 | 0 | 0 | 0 | 0 | 0 | 0 | 0 | 0 | 0 | 395630.0835 | 0 | 421338.7537 | 0 | 448904.7178 | 0 | 446182.0564 | 445190.7241 | 0 | 448760.1465 | 0 | 0 | 0 | -0.058432 | 0.027958 | -0.042673 | -0.37394 | 0.04212 | 0.071198 | -0.028393 | -0.081752 | -0.008117 | 0.074326 | 0.071008 | 0.015382 | 0.047576 | 0.061172 | 0.0022018 | -0.0078231 | 0.0017395 | -0.0022243 | -0.017913 | 0.025899 | -0.014195 | 0.038219 | 0.0013449 | 0.090135
| 94 | 4866895.7482 | 0 | 4509404.2369 | 0 |  | 562795.7163 | 538115.694 | 546198.297 | 527973.3328 | 334857.169 | 347923.3859 | 372373.8297 | 356896.9518 | 325227.7009 | 323685.0372 | 348945.401 | 375089.2635 | 378957.7353 | 390666.3301 | 424851.6444 | 415804.9985 | 414194.1245 | 409823.9603 | 405736.8367 | 398181.7779 | 406092.6505 | 398431.3467 | 409068.9843 | 410613.5368 | 562795.7163 | 538115.694 | 0 | 527973.3328 | 0 | 0 | 0 | 0 | 0 | 0 | 0 | 0 | 0 | 0 | 0 | 0 | 0 | 0 | 0 | 0 | 0 | 0 | 0 | 0 | -0.044843 | 0.014909 | -0.033936 | -0.45534 | 0.038278 | 0.067916 | -0.042451 | -0.092922 | -0.0047546 | 0.075145 | 0.072249 | 0.010261 | 0.030429 | 0.083886 | -0.021524 | -0.0038816 | -0.010607 | -0.010023 | -0.018796 | 0.019673 | -0.019046 | 0.026349 | 0.0037687 | 0.10539
| 95 | 4574557.5693 | 0 | 4213092.5738 | 0 |  | 504968.521 | 476086.274 | 486816.9162 | 468637.6981 | 317644.8205 | 323210.1096 | 347230.3478 | 335396.601 | 310770.5608 | 311417.4955 | 330539.284 | 366949.349 | 374562.8011 | 385248.4093 | 416913.5159 | 413202.4867 | 413885.6287 | 404240.437 | 400730.4842 | 398964.2357 | 409784.9291 | 400350.2064 | 419355.3258 | 412914.9543 | 0 | 0 | 0 | 0 | 0 | 0 | 0 | 0 | 0 | 0 | 0 | 0 | 0 | 0 | 0 | 0 | 0 | 0 | 0 | 0 | 0 | 0 | 0 | 0 | -0.058897 | 0.022289 | -0.038058 | -0.3889 | 0.017369 | 0.071686 | -0.034675 | -0.076259 | 0.0020795 | 0.059591 | 0.1045 | 0.020536 | 0.028129 | 0.07899 | -0.008941 | 0.0016519 | -0.02358 | -0.0087207 | -0.0044173 | 0.026761 | -0.023293 | 0.046379 | -0.015477 | 0.093824
| 96 | 4778117.816 | 0 | 4399826.6973 | 0 |  | 540752.8618 | 508894.5214 | 521654.228 | 502089.7807 | 356446.3572 | 363783.7601 | 380049.041 | 358103.2047 | 326111.221 | 320448.115 | 341572.6436 | 351976.323 | 357171.9133 | 367634.3408 | 394871.6979 | 389953.2414 | 400969.6125 | 401407.5727 | 411767.1062 | 408395.6507 | 419223.1813 | 427494.3527 | 437366.8244 | 435811.4164 | 0 | 0 | 0 | 0 | 356446.3572 | 363783.7601 | 0 | 0 | 0 | 0 | 0 | 0 | 0 | 0 | 0 | 0 | 0 | 0 | 0 | 0 | 0 | 0 | 0 | 0 | -0.060722 | 0.024764 | -0.038226 | -0.3426 | 0.020376 | 0.043741 | -0.059479 | -0.093583 | -0.017518 | 0.06384 | 0.030004 | 0.014653 | 0.028872 | 0.071472 | -0.012534 | 0.027859 | 0.0010917 | 0.025481 | -0.0082215 | 0.026167 | 0.019538 | 0.022831 | -0.0035626 | 0.082689
| 97 | 4871666.3231 | 0 | 4477172.9746 | 0 |  | 534638.4654 | 500550.6427 | 516541.951 | 499611.3701 | 345916.9074 | 355739.6728 | 379443.882 | 368828.4455 | 338843.3113 | 331086.1633 | 352394.0008 | 377665.7752 | 386214.3785 | 395162.1469 | 428018.4819 | 422971.7871 | 431135.3795 | 430778.2861 | 427507.7717 | 430125.1246 | 436468.8843 | 441374.0851 | 460849.23 | 455333.7507 | 0 | 0 | 0 | 0 | 345916.9074 | 0 | 0 | 0 | 0 | 0 | 0 | 0 | 0 | 0 | 0 | 0 | 0 | 0 | 0 | 0 | 0 | 0 | 0 | 0 | -0.065882 | 0.031448 | -0.033326 | -0.36763 | 0.028001 | 0.064508 | -0.028375 | -0.084794 | -0.023159 | 0.062371 | 0.06926 | 0.022383 | 0.022904 | 0.07987 | -0.011861 | 0.019117 | -0.00082861 | -0.0076211 | 0.0061037 | 0.014641 | 0.011176 | 0.043178 | -0.01204 | 0.088675
| 98 | 4588981.5775 | 0 | 4220712.9928 | 0 |  | 513089.2502 | 485015.024 | 498997.3779 | 484326.3524 | 322518.9143 | 333551.2215 | 356239.3494 | 337836.2568 | 308014.2896 | 304298.2127 | 329207.9744 | 348740.6312 | 356647.659 | 369621.7954 | 397193.2936 | 393567.5306 | 404127.9143 | 399450.1172 | 398754.6692 | 395984.9762 | 410029.138 | 411051.5134 | 423484.522 | 430232.8105 | 0 | 0 | 0 | 0 | 0 | 0 | 0 | 0 | 0 | 0 | 0 | 0 | 0 | 0 | 0 | 0 | 0 | 0 | 0 | 0 | 0 | 0 | 0 | 0 | -0.05627 | 0.028421 | -0.029842 | -0.4066 | 0.033635 | 0.065806 | -0.053042 | -0.092415 | -0.012138 | 0.078682 | 0.057639 | 0.02242 | 0.035732 | 0.071943 | -0.0091704 | 0.026479 | -0.011643 | -0.0017425 | -0.0069701 | 0.034852 | 0.0024903 | 0.029798 | 0.01581 | 0.096672
| 99 | 4575781.1271 | 0 | 4229383.5355 | 0 |  | 520926.022 | 492468.8181 | 508264.4221 | 489287.4873 | 310471.6139 | 325313.4895 | 352910.2007 | 343743.7931 | 313990.4467 | 310955.9295 | 333416.9263 | 355040.8901 | 359473.5777 | 366188.0488 | 396466.1965 | 385453.6685 | 397491.3219 | 395176.2352 | 383506.886 | 378830.7511 | 390747.6422 | 389521.8117 | 394580.8564 | 399193.788 | 0 | 0 | 0 | 0 | 0 | 0 | 0 | 0 | 0 | 0 | 0 | 0 | 0 | 0 | 0 | 0 | 0 | 0 | 0 | 0 | 0 | 0 | 0 | 0 | -0.056177 | 0.031571 | -0.038052 | -0.45486 | 0.046697 | 0.081424 | -0.026317 | -0.090534 | -0.0097114 | 0.069743 | 0.062839 | 0.012408 | 0.018506 | 0.079444 | -0.02817 | 0.030752 | -0.0058413 | -0.029974 | -0.012268 | 0.030972 | -0.0031421 | 0.012904 | 0.011623 | 0.10594
| 100 | 3994233.7284 | 0 | 3720825.6455 | 0 |  | 489603.0217 | 464341.7478 | 475260.5772 | 457268.3375 | 294089.9844 | 299887.6142 | 314483.0089 | 288293.2247 | 259341.163 | 252757.2809 | 276113.8138 | 284496.2154 | 288929.404 | 295072.4139 | 312114.7998 | 312389.6621 | 310695.4589 | 311956.1424 | 318033.2918 | 313820.85 | 312527.8088 | 309843.7089 | 310451.8863 | 308354.6211 | 0 | 0 | 0 | 0 | 0 | 0 | 0 | 0 | 0 | 0 | 0 | 0 | 0 | 0 | 0 | 0 | 0 | 0 | 0 | 0 | 0 | 0 | 0 | 0 | -0.052974 | 0.023242 | -0.038593 | -0.44138 | 0.019522 | 0.047522 | -0.086952 | -0.10583 | -0.025715 | 0.088383 | 0.029907 | 0.015462 | 0.021038 | 0.05615 | 0.00088026 | -0.0054381 | 0.0040494 | 0.019293 | -0.013334 | -0.0041288 | -0.0086254 | 0.0019609 | -0.0067784 | 0.10129
| 101 | 2485158.3727 | 0 | 2455309.3163 | 0 |  | 650587.2666 | 585671.3756 | 608879.0311 | 491240.958 | 268826.3623 | 95471.6489 | 100212.5709 | 45503.8588 | 21433.4214 | 22155.8958 | 23085.7015 | 23862.205 | 24750.1323 | 25731.9507 | 26792.4724 | 27700.3291 | 27769.7993 | 28815.4523 | 29979.0849 | 31007.3429 | 32116.4573 | 33306.6554 | 34733.2537 | 35813.3143 | 650587.2666 | 585671.3756 | 608879.0311 | 0 | 0 | 0 | 0 | 0 | 0 | 0 | 0 | 0 | 0 | 0 | 0 | 0 | 0 | 0 | 0 | 0 | 0 | 0 | 0 | 0 | -0.10512 | 0.038861 | -0.21468 | -0.60287 | -1.0352 | 0.048464 | -0.7895 | -0.75285 | 0.033152 | 0.04111 | 0.033082 | 0.036535 | 0.038903 | 0.040388 | 0.033323 | 0.0025048 | 0.036963 | 0.039588 | 0.033724 | 0.035145 | 0.036389 | 0.04194 | 0.030622 | 0.3261
| 102 | 4141141.3703 | 0 | 3837069.6793 | 0 |  | 483437.2907 | 459969.8861 | 468335.8146 | 455768.8824 | 290506.6703 | 299909.7983 | 324658.91 | 305437.6093 | 280065.178 | 273219.5589 | 295325.1169 | 311495.7366 | 319746.6698 | 321720.1309 | 345195.5248 | 342925.283 | 339840.9464 | 338671.0089 | 343708.8852 | 336586.9665 | 342775.6081 | 339231.4966 | 348533.738 | 351461.3898 | 0 | 0 | 0 | 0 | 0 | 0 | 0 | 0 | 0 | 0 | 0 | 0 | 0 | 0 | 0 | 0 | 0 | 0 | 0 | 0 | 0 | 0 | 0 | 0 | -0.049761 | 0.018025 | -0.0272 | -0.45036 | 0.031855 | 0.079293 | -0.06103 | -0.086723 | -0.024747 | 0.077801 | 0.053309 | 0.026143 | 0.006153 | 0.070429 | -0.0065984 | -0.0090349 | -0.0034485 | 0.014766 | -0.020938 | 0.018219 | -0.010393 | 0.027052 | 0.0083648 | 0.10395
| 103 | 4044598.3061 | 0 | 3756723.7311 | 0 |  | 494787.3543 | 471063.0413 | 486044.9383 | 469805.1503 | 291489.8969 | 295472.5854 | 311521.485 | 287834.9657 | 256471.7755 | 252718.6572 | 270360.6577 | 283613.8372 | 288014.8578 | 302606.1434 | 320168.3211 | 320553.915 | 323384.4368 | 318709.2284 | 323919.5107 | 323393.1729 | 328219.1765 | 323508.9611 | 322598.7627 | 333405.2739 | 0 | 0 | 0 | 0 | 0 | 0 | 0 | 0 | 0 | 0 | 0 | 0 | 0 | 0 | 0 | 0 | 0 | 0 | 0 | 0 | 0 | 0 | 0 | 0 | -0.049136 | 0.031309 | -0.033983 | -0.47731 | 0.013571 | 0.052892 | -0.079081 | -0.11537 | -0.014742 | 0.06748 | 0.047857 | 0.015398 | 0.04942 | 0.056415 | 0.0012036 | 0.0087913 | -0.014563 | 0.016216 | -0.0016262 | 0.014813 | -0.014455 | -0.0028175 | 0.032949 | 0.10937
| 104 | 4577523.0771 | 0 | 4232444.8894 | 0 |  | 500763.9654 | 471451.3467 | 489745.207 | 469191.9296 | 308697.9914 | 325771.5993 | 354111.8061 | 350423.0351 | 327053.5244 | 325900.7777 | 348494.541 | 371207.9725 | 379624.9121 | 388095.8204 | 408069.012 | 407298.9394 | 401094.1212 | 398396.9987 | 396680.268 | 392668.3947 | 395220.0762 | 376389.5205 | 399113.1084 | 397250.4396 | 0 | 0 | 0 | 0 | 0 | 0 | 0 | 0 | 0 | 0 | 0 | 0 | 0 | 0 | 0 | 0 | 0 | 0 | 0 | 0 | 0 | 0 | 0 | 0 | -0.060319 | 0.038069 | -0.042873 | -0.41865 | 0.053833 | 0.083416 | -0.010472 | -0.069017 | -0.0035309 | 0.06703 | 0.06314 | 0.022421 | 0.022069 | 0.050184 | -0.0018889 | -0.015351 | -0.0067471 | -0.0043184 | -0.010165 | 0.0064773 | -0.048818 | 0.05862 | -0.0046779 | 0.098369
| 105 | 4448025.4028 | 0 | 4106174.3664 | 0 |  | 515083.622 | 486891.4907 | 501181.1902 | 483396.1896 | 314983.6543 | 322564.5899 | 342663.4809 | 323604.1548 | 294018.8168 | 288964.9171 | 313215.1269 | 332704.4347 | 340411.1859 | 346780.5222 | 377849.9256 | 371775.372 | 376787.6727 | 376206.8699 | 374601.8491 | 369112.6726 | 383660.208 | 380714.8876 | 397442.633 | 391977.9374 | 0 | 0 | 0 | 0 | 0 | 0 | 0 | 0 | 0 | 0 | 0 | 0 | 0 | 0 | 0 | 0 | 0 | 0 | 0 | 0 | 0 | 0 | 0 | 0 | -0.056288 | 0.028926 | -0.036131 | -0.42832 | 0.023783 | 0.060445 | -0.057228 | -0.095877 | -0.017338 | 0.080585 | 0.060364 | 0.0229 | 0.018538 | 0.085805 | -0.016207 | 0.013392 | -0.0015426 | -0.0042755 | -0.014762 | 0.038655 | -0.0077065 | 0.043 | -0.013845 | 0.10116
| 106 | 4054418.4209 | 0 | 3765569.9066 | 0 |  | 488038.4255 | 463921.4293 | 471407.7002 | 458483.4266 | 285229.5905 | 294335.3891 | 310474.5075 | 293530.6308 | 264377.2322 | 261852.6885 | 283352.6447 | 300472.0081 | 304590.0744 | 311499.427 | 332366.1252 | 327497.6401 | 331899.9924 | 325335.3747 | 325303.9087 | 322087.0052 | 325959.2594 | 322281.6718 | 331805.6265 | 332634.2368 | 0 | 0 | 0 | 0 | 0 | 0 | 0 | 0 | 0 | 0 | 0 | 0 | 0 | 0 | 0 | 0 | 0 | 0 | 0 | 0 | 0 | 0 | 0 | 0 | -0.050679 | 0.016008 | -0.027799 | -0.47463 | 0.031425 | 0.053382 | -0.05612 | -0.10461 | -0.0095949 | 0.07891 | 0.058662 | 0.013612 | 0.022431 | 0.06484 | -0.014756 | 0.013353 | -0.019977 | -9.6723e-05 | -0.0099381 | 0.011951 | -0.011346 | 0.029123 | 0.0024942 | 0.1081
| 107 | 4303800.4812 | 0 | 3988280.2645 | 0 |  | 505135.7417 | 476943.6922 | 492884.1823 | 471832.36 | 309160.2317 | 314112.2411 | 335150.13 | 319004.2481 | 287741.8349 | 287520.677 | 307602.8173 | 319712.1658 | 325908.587 | 331062.1785 | 350997.1766 | 348616.3169 | 354444.5899 | 353737.4863 | 354191.4094 | 349019.6388 | 356480.6645 | 354389.4282 | 361739.243 | 360897.3316 | 0 | 0 | 0 | 0 | 0 | 0 | 0 | 0 | 0 | 0 | 0 | 0 | 0 | 0 | 0 | 0 | 0 | 0 | 0 | 0 | 0 | 0 | 0 | 0 | -0.057429 | 0.032876 | -0.04365 | -0.42276 | 0.015891 | 0.064828 | -0.049374 | -0.10314 | -0.00076889 | 0.067515 | 0.038612 | 0.019196 | 0.015689 | 0.058472 | -0.0068062 | 0.01658 | -0.001997 | 0.0012824 | -0.014709 | 0.021152 | -0.0058836 | 0.020527 | -0.0023301 | 0.097506
| 108 | 4255114.15 | 0 | 3916587.8052 | 0 |  | 481801.0582 | 457714.3045 | 465253.8297 | 452382.1495 | 287372.5993 | 297125.8765 | 318083.1494 | 304246.9946 | 281196.8163 | 286028.6196 | 306860.6904 | 331059.6894 | 338416.0307 | 346690.275 | 375005.0158 | 372986.5248 | 370118.0438 | 370593.1446 | 376148.9058 | 370988.4922 | 382118.1473 | 376070.6107 | 390843.2774 | 389488.0782 | 0 | 0 | 0 | 0 | 0 | 0 | 0 | 0 | 0 | 0 | 0 | 0 | 0 | 0 | 0 | 0 | 0 | 0 | 0 | 0 | 0 | 0 | 0 | 0 | -0.051286 | 0.016338 | -0.028056 | -0.45375 | 0.033376 | 0.068157 | -0.044473 | -0.078785 | 0.017037 | 0.070302 | 0.075905 | 0.021977 | 0.024156 | 0.078508 | -0.0053971 | -0.0077203 | 0.0012828 | 0.01488 | -0.013814 | 0.029559 | -0.015953 | 0.03853 | -0.0034734 | 0.10508
| 109 | 4938315.7773 | 0 | 4531616.9628 | 0 |  | 514463.9607 | 487456.5211 | 495551.9877 | 486512.1768 | 324803.6095 | 346412.6583 | 380369.1303 | 381552.0878 | 356329.3301 | 355143.9705 | 387275.0085 | 411198.6952 | 421523.2263 | 430014.9845 | 462282.3095 | 455903.9835 | 451738.1056 | 451459.2107 | 444519.9958 | 439574.4244 | 451833.0536 | 454065.8899 | 470775.8216 | 472881.9825 | 0 | 0 | 0 | 0 | 0 | 0 | 0 | 381552.0878 | 356329.3301 | 355143.9705 | 387275.0085 | 411198.6952 | 421523.2263 | 430014.9845 | 462282.3095 | 455903.9835 | 451738.1056 | 451459.2107 | 444519.9958 | 439574.4244 | 451833.0536 | 454065.8899 | 470775.8216 | 472881.9825 | -0.053924 | 0.016471 | -0.01841 | -0.40404 | 0.06441 | 0.093511 | 0.0031052 | -0.068392 | -0.0033321 | 0.086612 | 0.059941 | 0.024798 | 0.019945 | 0.072356 | -0.013894 | -0.0091796 | -0.00061757 | -0.01549 | -0.011188 | 0.027506 | 0.0049296 | 0.03614 | 0.0044638 | 0.096329
| 110 | 4403992.137 | 0 | 4074683.9799 | 0 |  | 503217.6489 | 474494.754 | 485707.1067 | 470122.9711 | 316642.397 | 324937.7507 | 344435.3154 | 326384.28 | 302143.7804 | 298673.9994 | 315939.047 | 336906.3923 | 340587.8445 | 351967.7304 | 371522.693 | 367924.893 | 372186.8702 | 370697.5402 | 374635.6801 | 368274.8233 | 373593.3103 | 371644.427 | 374803.192 | 375700.9551 | 0 | 0 | 0 | 0 | 0 | 0 | 0 | 0 | 0 | 0 | 0 | 0 | 0 | 0 | 0 | 0 | 0 | 0 | 0 | 0 | 0 | 0 | 0 | 0 | -0.058772 | 0.023355 | -0.032611 | -0.39522 | 0.025861 | 0.058273 | -0.053831 | -0.077172 | -0.01155 | 0.056197 | 0.064256 | 0.010868 | 0.032866 | 0.05407 | -0.0097311 | 0.011517 | -0.0040096 | 0.010568 | -0.017125 | 0.014338 | -0.0052302 | 0.0084635 | 0.0023924 | 0.091196
| 111 | 4165344.5566 | 0 | 3866147.4729 | 0 |  | 508884.158 | 482490.8552 | 498354.1895 | 484622.1507 | 292013.4987 | 300230.5659 | 314646.5379 | 292561.215 | 263524.2471 | 261481.5309 | 280224.2463 | 292435.7294 | 304675.7619 | 317895.7602 | 337143.7149 | 335701.447 | 340420.1032 | 334393.1239 | 335451.4816 | 331752.6282 | 340789.4225 | 336569.8355 | 342175.4365 | 339179.6564 | 0 | 0 | 0 | 0 | 0 | 0 | 0 | 0 | 0 | 0 | 0 | 0 | 0 | 0 | 0 | 0 | 0 | 0 | 0 | 0 | 0 | 0 | 0 | 0 | -0.053258 | 0.032349 | -0.027942 | -0.50657 | 0.027751 | 0.046899 | -0.072776 | -0.10453 | -0.0077817 | 0.069227 | 0.042655 | 0.041003 | 0.042475 | 0.058786 | -0.0042871 | 0.013958 | -0.017863 | 0.00316 | -0.011088 | 0.026875 | -0.012459 | 0.016518 | -0.0087937 | 0.11458
| 112 | 4534877.3356 | 0 | 4184519.1693 | 0 |  | 503620.3705 | 473783.8553 | 487711.91 | 477671.4767 | 294307.3071 | 313248.8882 | 343229.0875 | 338804.0653 | 320397.2182 | 317101.0358 | 341671.4815 | 368827.7703 | 372587.4255 | 379286.5013 | 405024.5376 | 393563.8033 | 405799.8451 | 393313.6748 | 397815.2623 | 388901.2637 | 397619.0168 | 389841.9603 | 405340.6652 | 398861.7788 | 0 | 0 | 0 | 0 | 0 | 0 | 0 | 0 | 0 | 0 | 0 | 0 | 0 | 0 | 0 | 0 | 0 | 0 | 0 | 0 | 0 | 0 | 0 | 0 | -0.061072 | 0.028974 | -0.020802 | -0.4843 | 0.062374 | 0.0914 | -0.012976 | -0.05586 | -0.010341 | 0.074629 | 0.07648 | 0.010142 | 0.01782 | 0.065656 | -0.028704 | 0.030617 | -0.031253 | 0.01138 | -0.022662 | 0.022169 | -0.019753 | 0.038986 | -0.016113 | 0.11181
| 113 | 4286996.1839 | 0 | 3977217.0042 | 0 |  | 502244.8467 | 473513.6822 | 485243.5901 | 463054.5021 | 308806.802 | 316571.9467 | 338944.0345 | 322339.796 | 293981.5023 | 288985.5467 | 310188.4386 | 320372.0295 | 324440.8482 | 330879.8905 | 353086.3432 | 348954.6834 | 352716.9124 | 349762.5637 | 350286.6804 | 344513.7633 | 352159.5322 | 350578.7554 | 352751.7725 | 351235.4192 | 0 | 0 | 0 | 0 | 0 | 0 | 0 | 0 | 0 | 0 | 0 | 0 | 0 | 0 | 0 | 0 | 0 | 0 | 0 | 0 | 0 | 0 | 0 | 0 | -0.058907 | 0.02447 | -0.046806 | -0.40513 | 0.024835 | 0.068284 | -0.050229 | -0.092089 | -0.01714 | 0.070803 | 0.032303 | 0.01262 | 0.019652 | 0.064957 | -0.011771 | 0.010724 | -0.0084113 | 0.0014974 | -0.016618 | 0.02195 | -0.0044989 | 0.0061792 | -0.0043079 | 0.093757
| 114 | 5029285.1605 | 5029285.1605 | 4601801.3059 | 4601801.3059 |  | 518491.1401 | 490390.7121 | 500210.7666 | 485924.4618 | 336952.6178 | 355191.9205 | 387288.4364 | 385169.1788 | 357274.119 | 360317.7516 | 380589.5771 | 411673.5335 | 426185.0017 | 437430.1677 | 475473.4629 | 466843.8559 | 476709.508 | 468904.0629 | 464829.6437 | 467395.3163 | 475584.7524 | 479758.9784 | 493558.1603 | 494762.0071 | 0 | 0 | 0 | 0 | 0 | 0 | 0 | 385169.1788 | 357274.119 | 360317.7516 | 380589.5771 | 411673.5335 | 426185.0017 | 437430.1677 | 475473.4629 | 466843.8559 | 476709.508 | 468904.0629 | 464829.6437 | 467395.3163 | 475584.7524 | 479758.9784 | 493558.1603 | 494762.0071 | -0.05572 | 0.019827 | -0.028976 | -0.36611 | 0.052716 | 0.086511 | -0.0054871 | -0.075179 | 0.008483 | 0.054735 | 0.078509 | 0.034643 | 0.026044 | 0.083394 | -0.018316 | 0.020912 | -0.016509 | -0.0087272 | 0.0055044 | 0.01737 | 0.0087387 | 0.028357 | 0.0024361 | 0.089094
| 115 | 4542811.2779 | 0 | 4190306.5876 | 0 |  | 516184.3482 | 487467.7946 | 500790.083 | 483604.3694 | 327778.9012 | 336104.3567 | 354827.0316 | 335999.599 | 308704.0896 | 303414.2869 | 324790.6006 | 338717.5651 | 347352.0881 | 356787.2959 | 382506.9471 | 378459.0096 | 385886.9966 | 385325.3485 | 393571.2593 | 386669.793 | 393518.0511 | 393233.3659 | 409524.3113 | 406340.4522 | 0 | 0 | 0 | 0 | 0 | 0 | 0 | 0 | 0 | 0 | 0 | 0 | 0 | 0 | 0 | 0 | 0 | 0 | 0 | 0 | 0 | 0 | 0 | 0 | -0.05724 | 0.026963 | -0.03492 | -0.38893 | 0.025082 | 0.054209 | -0.05452 | -0.084727 | -0.017284 | 0.068082 | 0.041986 | 0.025172 | 0.026801 | 0.069607 | -0.010639 | 0.019437 | -0.0014565 | 0.021174 | -0.017691 | 0.017556 | -0.0007237 | 0.040593 | -0.0078049 | 0.091424
| 116 | 4322444.2266 | 0 | 3984268.2648 | 0 |  | 497380.9587 | 469399.6644 | 480902.8209 | 465431.6847 | 306956.2102 | 315409.6406 | 331114.395 | 309679.393 | 282112.3302 | 282319.0517 | 301247.0899 | 318717.989 | 331190.9872 | 342303.0175 | 371049.0344 | 367705.6617 | 368097.4238 | 372284.4396 | 375526.253 | 372904.9528 | 380208.6465 | 379516.7194 | 388303.6973 | 388833.3325 | 0 | 0 | 0 | 0 | 0 | 0 | 0 | 0 | 0 | 0 | 0 | 0 | 0 | 0 | 0 | 0 | 0 | 0 | 0 | 0 | 0 | 0 | 0 | 0 | -0.057902 | 0.024211 | -0.0327 | -0.41626 | 0.027167 | 0.048592 | -0.066926 | -0.093232 | 0.00073249 | 0.064893 | 0.056376 | 0.038389 | 0.033001 | 0.080638 | -0.0090514 | 0.0010649 | 0.011311 | 0.0086702 | -0.0070048 | 0.019397 | -0.0018215 | 0.022889 | 0.001363 | 0.09761
| 117 | 4020355.4791 | 0 | 3751075.5507 | 0 |  | 487625.5905 | 461883.0218 | 471442.5457 | 459443.075 | 288623.6897 | 297345.541 | 320836.6292 | 297188.6842 | 267847.0721 | 267517.412 | 284091.9688 | 293536.9822 | 296949.0806 | 302613.8001 | 323619.2712 | 316848.9935 | 318904.5223 | 317192.3546 | 312751.5476 | 304117.6943 | 312083.8698 | 299149.0519 | 307938.2159 | 303025.2628 | 0 | 0 | 0 | 0 | 0 | 0 | 0 | 0 | 0 | 0 | 0 | 0 | 0 | 0 | 0 | 0 | 0 | 0 | 0 | 0 | 0 | 0 | 0 | 0 | -0.054236 | 0.020486 | -0.025782 | -0.46489 | 0.029771 | 0.076037 | -0.076565 | -0.10395 | -0.0012315 | 0.060113 | 0.032706 | 0.011557 | 0.018897 | 0.06711 | -0.021142 | 0.0064665 | -0.0053834 | -0.014099 | -0.027994 | 0.025857 | -0.04233 | 0.028957 | -0.016083 | 0.10626
| 118 | 4749964.0137 | 0 | 4355780.2796 | 0 |  | 519903.272 | 492237.8419 | 502870.4563 | 486718.0609 | 327334.2177 | 340043.9285 | 365265.196 | 350394.2603 | 328597.5909 | 322744.1907 | 348045.1758 | 369699.8256 | 378166.5862 | 386245.9244 | 418395.9972 | 417374.2033 | 422165.6398 | 425766.9161 | 422382.0615 | 420379.7837 | 435825.6977 | 439823.7946 | 458161.5602 | 459210.0087 | 0 | 0 | 0 | 0 | 0 | 0 | 0 | 0 | 0 | 0 | 0 | 0 | 0 | 0 | 0 | 0 | 0 | 0 | 0 | 0 | 0 | 0 | 0 | 0 | -0.054681 | 0.021371 | -0.032648 | -0.3967 | 0.038093 | 0.071549 | -0.041565 | -0.064225 | -0.017974 | 0.075472 | 0.060359 | 0.022643 | 0.021139 | 0.079954 | -0.0024452 | 0.011415 | 0.0084943 | -0.0079818 | -0.0047517 | 0.036084 | 0.0091318 | 0.040848 | 0.0022858 | 0.093907
| 119 | 4685643.3931 | 0 | 4349959.8413 | 0 |  | 556545.2035 | 534988.4167 | 546242.7725 | 518940.5182 | 301192.904 | 326912.7842 | 348940.8897 | 336965.1434 | 315163.8563 | 310834.1175 | 336626.4777 | 361016.0363 | 366785.8472 | 371116.2039 | 399931.3755 | 392592.9847 | 396806.5429 | 382128.5948 | 378926.4191 | 380289.0314 | 381731.8428 | 372995.563 | 388623.0972 | 381531.5232 | 0 | 534988.4167 | 0 | 0 | 0 | 0 | 0 | 0 | 0 | 0 | 0 | 0 | 0 | 0 | 0 | 0 | 0 | 0 | 0 | 0 | 0 | 0 | 0 | 0 | -0.039503 | 0.020818 | -0.051274 | -0.54404 | 0.081942 | 0.065209 | -0.034923 | -0.066887 | -0.013833 | 0.079715 | 0.069948 | 0.015856 | 0.011737 | 0.074778 | -0.01852 | 0.010675 | -0.037692 | -0.0084151 | 0.0035895 | 0.0037868 | -0.023152 | 0.041043 | -0.018416 | 0.12303
| 120 | 4118152.4375 | 0 | 3834841.6911 | 0 |  | 496891.6068 | 471667.3598 | 481330.4508 | 469173.3732 | 298769.325 | 301576.8861 | 319068.4407 | 298284.5547 | 273673.426 | 269676.4234 | 288856.9627 | 296298.0338 | 304104.9542 | 312388.1534 | 337458.6679 | 329864.4339 | 334381.4923 | 327606.5939 | 326022.0787 | 326051.9349 | 325362.6856 | 317602.576 | 323908.7932 | 319264.6019 | 0 | 0 | 0 | 0 | 0 | 0 | 0 | 0 | 0 | 0 | 0 | 0 | 0 | 0 | 0 | 0 | 0 | 0 | 0 | 0 | 0 | 0 | 0 | 0 | -0.052098 | 0.02028 | -0.025582 | -0.4513 | 0.0093532 | 0.056381 | -0.067358 | -0.086112 | -0.014713 | 0.068709 | 0.025434 | 0.026007 | 0.026874 | 0.077197 | -0.022761 | 0.013601 | -0.020469 | -0.0048484 | 9.1573e-05 | -0.0021162 | -0.02414 | 0.019661 | -0.014442 | 0.10212
| 121 | 4421409.853 | 0 | 4086432.6368 | 0 |  | 496045.1176 | 468481.1857 | 479662.012 | 459690.71 | 305654.3351 | 314503.3348 | 339119.7359 | 329194.2407 | 299824.6402 | 302898.7061 | 316345.6235 | 341533.5786 | 357606.3313 | 366943.5288 | 398764.4016 | 399823.0368 | 391628.424 | 387174.8805 | 383313.8783 | 378954.6423 | 388361.2895 | 369851.9994 | 381443.594 | 381135.1956 | 0 | 0 | 0 | 0 | 0 | 0 | 0 | 0 | 0 | 0 | 0 | 0 | 0 | 0 | 0 | 0 | 0 | 0 | 0 | 0 | 0 | 0 | 0 | 0 | -0.057171 | 0.023586 | -0.042528 | -0.4081 | 0.02854 | 0.075359 | -0.029705 | -0.09345 | 0.010201 | 0.043437 | 0.076611 | 0.045987 | 0.025775 | 0.083163 | 0.0026513 | -0.020709 | -0.011437 | -0.010022 | -0.011438 | 0.02452 | -0.048833 | 0.03086 | -0.00080883 | 0.097132
| 122 | 4658929.1095 | 0 | 4316348.7789 | 0 |  | 529561.7183 | 495166.4489 | 511543.3811 | 488578.0586 | 342849.9073 | 347635.9235 | 371997.5176 | 353757.4443 | 324597.9273 | 321607.295 | 342552.8642 | 360638.4782 | 363916.5084 | 369794.5583 | 394055.8484 | 387006.1471 | 392423.3221 | 384624.8455 | 387536.7211 | 383800.9193 | 388611.9632 | 387970.4016 | 393498.0396 | 385508.7118 | 0 | 0 | 0 | 0 | 0 | 0 | 0 | 0 | 0 | 0 | 0 | 0 | 0 | 0 | 0 | 0 | 0 | 0 | 0 | 0 | 0 | 0 | 0 | 0 | -0.067156 | 0.032538 | -0.045933 | -0.35421 | 0.013863 | 0.067731 | -0.050276 | -0.086024 | -0.009256 | 0.063095 | 0.05145 | 0.0090485 | 0.016023 | 0.063545 | -0.018052 | 0.013901 | -0.020073 | 0.0075422 | -0.0096866 | 0.012457 | -0.0016523 | 0.014147 | -0.020512 | 0.084317
| 123 | 3928328.8789 | 0 | 3676936.1036 | 0 |  | 492464.1151 | 465862.2085 | 477392.6614 | 454975.0607 | 290307.2639 | 292364.6944 | 307195.1913 | 287647.2518 | 255779.3117 | 250600.1966 | 269989.5411 | 279660.595 | 283158.5916 | 289522.7744 | 307058.5422 | 304078.3891 | 302834.9567 | 299506.4568 | 292755.2988 | 295887.1025 | 292792.5348 | 283966.4087 | 283562.2278 | 279964.3145 | 0 | 0 | 0 | 0 | 0 | 0 | 0 | 0 | 0 | 0 | 0 | 0 | 0 | 0 | 0 | 0 | 0 | 0 | 0 | 0 | 0 | 0 | 0 | 0 | -0.055532 | 0.024449 | -0.048097 | -0.4493 | 0.0070621 | 0.049481 | -0.065748 | -0.11742 | -0.020456 | 0.074524 | 0.035193 | 0.01243 | 0.022227 | 0.058804 | -0.0097529 | -0.0040976 | -0.011052 | -0.022799 | 0.010641 | -0.010514 | -0.030608 | -0.0014244 | -0.012769 | 0.1018
| 124 | 4466367.741 | 0 | 4126877.0646 | 0 |  | 499405.4189 | 478323.2222 | 480071.6344 | 473978.0527 | 290438.191 | 311922.3443 | 338236.1868 | 334392.4515 | 306730.5863 | 306277.2539 | 335176.5882 | 355751.1786 | 365500.9616 | 373994.5804 | 398499.9204 | 397414.1078 | 391503.8814 | 389759.0829 | 386464.108 | 379120.01 | 388410.9225 | 380458.341 | 389628.713 | 382922.7992 | 0 | 0 | 0 | 0 | 0 | 0 | 0 | 0 | 0 | 0 | 0 | 0 | 0 | 0 | 0 | 0 | 0 | 0 | 0 | 0 | 0 | 0 | 0 | 0 | -0.043132 | 0.0036486 | -0.012774 | -0.48977 | 0.071363 | 0.08099 | -0.011429 | -0.086346 | -0.001479 | 0.090167 | 0.059574 | 0.027037 | 0.022972 | 0.063466 | -0.0027285 | -0.014983 | -0.0044666 | -0.0084898 | -0.019186 | 0.024211 | -0.020687 | 0.023818 | -0.017361 | 0.11234
| 125 | 4992351.6751 | 4992351.6751 | 4660163.9413 | 4660163.9413 |  | 596398.3629 | 561155.4911 | 568501.0489 | 555602.4444 | 339570.6426 | 366943.5383 | 396828.6245 | 391709.0128 | 359528.5241 | 353621.6403 | 369781.131 | 379447.2641 | 377548.8064 | 382672.4846 | 406616.2382 | 397929.9074 | 395245.1767 | 393652.4195 | 388330.476 | 377091.8351 | 384678.5313 | 374322.9965 | 375435.94 | 372898.9773 | 596398.3629 | 561155.4911 | 568501.0489 | 555602.4444 | 0 | 366943.5383 | 396828.6245 | 391709.0128 | 359528.5241 | 353621.6403 | 0 | 0 | 0 | 0 | 0 | 0 | 0 | 0 | 0 | 0 | 0 | 0 | 0 | 0 | -0.060911 | 0.013005 | -0.02295 | -0.49237 | 0.077526 | 0.078297 | -0.012985 | -0.085726 | -0.016566 | 0.044684 | 0.025804 | -0.0050158 | 0.01348 | 0.06069 | -0.021594 | -0.0067696 | -0.0040379 | -0.013612 | -0.029368 | 0.019919 | -0.027289 | 0.0029688 | -0.0067803 | 0.11006
| 126 | 4466699.694 | 0 | 4095430.4036 | 0 |  | 491511.2216 | 463872.361 | 474728.8428 | 465284.0808 | 296374.5126 | 310806.6152 | 337812.1062 | 321957.879 | 302521.3983 | 301117.8349 | 327613.4145 | 348490.1368 | 354822.2591 | 371324.4096 | 401387.5261 | 408074.0759 | 395061.8493 | 400325.9048 | 409849.8148 | 399861.4027 | 414948.5494 | 415205.4608 | 423592.3018 | 434461.4982 | 0 | 0 | 0 | 0 | 0 | 0 | 0 | 0 | 0 | 0 | 0 | 0 | 0 | 0 | 0 | 0 | 0 | 0 | 0 | 0 | 0 | 0 | 0 | 0 | -0.057875 | 0.023134 | -0.020096 | -0.45102 | 0.047547 | 0.083319 | -0.048069 | -0.062269 | -0.0046503 | 0.084333 | 0.061776 | 0.018007 | 0.045459 | 0.077851 | 0.016521 | -0.032406 | 0.013237 | 0.023512 | -0.024673 | 0.037037 | 0.00061895 | 0.019998 | 0.025336 | 0.10594
| 127 | 4530613.1042 | 0 | 4171837.5507 | 0 |  | 498139.44 | 473243.8151 | 484598.8409 | 465578.4358 | 315283.178 | 324970.026 | 349460.926 | 340027.1889 | 315997.4658 | 309178.2443 | 334299.8611 | 356827.9945 | 364055.2208 | 373038.1323 | 397724.0994 | 392926.8143 | 394983.4463 | 397951.8875 | 397608.0368 | 402630.4889 | 412609.6272 | 398877.1559 | 413240.2987 | 404133.9458 | 0 | 0 | 0 | 0 | 0 | 0 | 0 | 0 | 0 | 0 | 0 | 0 | 0 | 0 | 0 | 0 | 0 | 0 | 0 | 0 | 0 | 0 | 0 | 0 | -0.051269 | 0.023711 | -0.040041 | -0.38981 | 0.030262 | 0.072659 | -0.027366 | -0.073291 | -0.021816 | 0.07812 | 0.065215 | 0.020052 | 0.024375 | 0.064078 | -0.012135 | 0.0052205 | 0.0074873 | -0.00086442 | 0.012553 | 0.024483 | -0.033848 | 0.035376 | -0.022283 | 0.092189
| 128 | 3918134.9639 | 0 | 3651654.6361 | 0 |  | 486100.1583 | 456847.5203 | 464868.726 | 449455.2945 | 276917.63 | 284396.5827 | 302061.1967 | 282427.7308 | 252948.9287 | 250504.4705 | 272925.353 | 282180.4461 | 288787.4143 | 294371.8002 | 315833.0822 | 308767.2472 | 310016.1054 | 308336.7721 | 313981.423 | 308811.7845 | 310285.0942 | 299354.3923 | 299588.9683 | 299817.8613 | 0 | 0 | 0 | 0 | 0 | 0 | 0 | 0 | 0 | 0 | 0 | 0 | 0 | 0 | 0 | 0 | 0 | 0 | 0 | 0 | 0 | 0 | 0 | 0 | -0.062065 | 0.017405 | -0.033719 | -0.48432 | 0.02665 | 0.06026 | -0.067207 | -0.11024 | -0.0097108 | 0.085722 | 0.033348 | 0.023144 | 0.019153 | 0.07037 | -0.022626 | 0.0040365 | -0.0054316 | 0.018141 | -0.016602 | 0.0047596 | -0.035863 | 0.0007833 | 0.00076373 | 0.11029
| 129 | 4700336.531 | 0 | 4341528.6451 | 0 |  | 530925.3162 | 499320.3698 | 512420.4107 | 495404.5271 | 343021.1623 | 355356.2403 | 372393.9521 | 355098.2602 | 323427.278 | 319924.1173 | 338659.5019 | 350909.6948 | 357752.0152 | 370400.1268 | 397061.7173 | 396103.7835 | 397974.2364 | 396946.8071 | 400244.3208 | 402678.1827 | 406905.4 | 404937.7328 | 415730.3426 | 401680.4304 | 0 | 0 | 0 | 0 | 0 | 0 | 0 | 0 | 0 | 0 | 0 | 0 | 0 | 0 | 0 | 0 | 0 | 0 | 0 | 0 | 0 | 0 | 0 | 0 | -0.061373 | 0.025897 | -0.033771 | -0.36758 | 0.035329 | 0.046832 | -0.047558 | -0.09342 | -0.01089 | 0.056911 | 0.035534 | 0.019311 | 0.034744 | 0.069508 | -0.0024155 | 0.004711 | -0.002585 | 0.0082729 | 0.0060625 | 0.010443 | -0.0048474 | 0.026304 | -0.03438 | 0.086581
| 130 | 4620102.2441 | 0 | 4251124.7437 | 0 |  | 517540.1053 | 489633.1944 | 498023.3474 | 478620.7034 | 329274.2997 | 340004.435 | 357822.2721 | 337732.4329 | 308864.7214 | 310941.1737 | 335362.9442 | 347747.4679 | 358045.1314 | 372781.3575 | 405413.3158 | 399421.8725 | 403163.2371 | 398341.1532 | 404100.799 | 408776.8275 | 412983.759 | 414871.5784 | 424268.4139 | 424978.4088 | 0 | 0 | 0 | 0 | 0 | 0 | 0 | 0 | 0 | 0 | 0 | 0 | 0 | 0 | 0 | 0 | 0 | 0 | 0 | 0 | 0 | 0 | 0 | 0 | -0.05543 | 0.01699 | -0.039739 | -0.37402 | 0.032068 | 0.051078 | -0.057782 | -0.089351 | 0.0067004 | 0.07561 | 0.036263 | 0.029182 | 0.040333 | 0.083915 | -0.014889 | 0.0093234 | -0.012033 | 0.014356 | 0.011505 | 0.010239 | 0.0045608 | 0.022397 | 0.0016721 | 0.089473
| 131 | 5454959.6559 | 5454959.6559 | 5006906.4902 | 5006906.4902 |  | 573379.2198 | 555589.6178 | 563911.3359 | 551640.9387 | 345583.5848 | 373890.6043 | 412478.1343 | 405945.1413 | 388796.7018 | 385171.8803 | 417283.7067 | 452542.8621 | 457956.6555 | 472850.5361 | 510562.0154 | 502617.0257 | 505334.9336 | 502763.8038 | 490224.8991 | 484123.3328 | 499627.5694 | 500987.7286 | 521780.1419 | 514488.3521 | 573379.2198 | 555589.6178 | 563911.3359 | 551640.9387 | 0 | 373890.6043 | 412478.1343 | 405945.1413 | 388796.7018 | 385171.8803 | 417283.7067 | 452542.8621 | 457956.6555 | 472850.5361 | 510562.0154 | 502617.0257 | 505334.9336 | 502763.8038 | 490224.8991 | 484123.3328 | 499627.5694 | 500987.7286 | 521780.1419 | 514488.3521 | -0.031517 | 0.014867 | -0.022 | -0.46766 | 0.078729 | 0.09822 | -0.015965 | -0.043161 | -0.0093669 | 0.080077 | 0.081116 | 0.011892 | 0.032005 | 0.076733 | -0.015684 | 0.0053929 | -0.005101 | -0.025256 | -0.012525 | 0.031523 | 0.0027186 | 0.040665 | -0.014073 | 0.10912
| 132 | 4515731.235 | 0 | 4164930.7663 | 0 |  | 512911.4999 | 484207.2923 | 498063.9751 | 480681.6471 | 323264.9434 | 330654.0427 | 348651.9254 | 331997.4602 | 305043.111 | 303049.5524 | 323205.8539 | 338293.3053 | 347363.4619 | 357415.1455 | 384051.2686 | 385002.2197 | 389538.4013 | 382267.5242 | 387144.335 | 385378.1322 | 395123.0598 | 397524.1297 | 403825.4912 | 396975.7317 | 0 | 0 | 0 | 0 | 0 | 0 | 0 | 0 | 0 | 0 | 0 | 0 | 0 | 0 | 0 | 0 | 0 | 0 | 0 | 0 | 0 | 0 | 0 | 0 | -0.05759 | 0.028215 | -0.035523 | -0.39673 | 0.0226 | 0.053001 | -0.048947 | -0.084674 | -0.0065568 | 0.064393 | 0.045624 | 0.026458 | 0.028526 | 0.071878 | 0.002473 | 0.011713 | -0.018842 | 0.012677 | -0.0045726 | 0.024972 | 0.0060584 | 0.015727 | -0.017108 | 0.092352
| 133 | 4303944.5588 | 0 | 3997748.259 | 0 |  | 519111.4725 | 497433.8675 | 513961.7302 | 495296.6873 | 298675.3038 | 307831.413 | 325129.9449 | 309497.9059 | 280058.5174 | 279982.4391 | 295953.0834 | 309810.6175 | 315751.6715 | 331368.4995 | 347198.7417 | 345708.8097 | 347666.0609 | 347478.6639 | 348520.8745 | 337101.5431 | 348532.8196 | 340329.0726 | 355660.7681 | 346239.3069 | 0 | 0 | 0 | 0 | 0 | 0 | 0 | 0 | 0 | 0 | 0 | 0 | 0 | 0 | 0 | 0 | 0 | 0 | 0 | 0 | 0 | 0 | 0 | 0 | -0.042656 | 0.032686 | -0.036992 | -0.5058 | 0.030195 | 0.054673 | -0.049274 | -0.099953 | -0.00027169 | 0.055474 | 0.04576 | 0.018995 | 0.048275 | 0.046666 | -0.0043005 | 0.0056456 | -0.00053916 | 0.0029949 | -0.033314 | 0.033348 | -0.023819 | 0.044064 | -0.026847 | 0.11378
| 134 | 4174900.7313 | 0 | 3872480.8608 | 0 |  | 491801.5581 | 468560.1807 | 478974.9335 | 459408.3797 | 302533.0314 | 304676.6291 | 324299.5721 | 305766.2796 | 280729.4635 | 278368.6735 | 295121.77 | 308276.1428 | 312151.3264 | 320348.9777 | 344102.339 | 339065.471 | 338092.5485 | 340598.1623 | 344590.172 | 338771.4662 | 348071.4085 | 338883.0073 | 344910.6282 | 340931.2234 | 0 | 0 | 0 | 0 | 0 | 0 | 0 | 0 | 0 | 0 | 0 | 0 | 0 | 0 | 0 | 0 | 0 | 0 | 0 | 0 | 0 | 0 | 0 | 0 | -0.048411 | 0.021984 | -0.041709 | -0.41775 | 0.0070605 | 0.062417 | -0.058847 | -0.08543 | -0.008445 | 0.058442 | 0.043608 | 0.012492 | 0.025923 | 0.071528 | -0.014746 | -0.0028735 | 0.0073837 | 0.011652 | -0.01703 | 0.027082 | -0.026753 | 0.01763 | -0.011605 | 0.095794
| 135 | 4604068.4021 | 0 | 4246048.9591 | 0 |  | 505568.5084 | 487963.4378 | 495397.9802 | 484307.6131 | 303028.9365 | 320572.9702 | 344913.2965 | 344123.8782 | 314275.8962 | 316622.7809 | 338594.2592 | 362672.7252 | 375960.398 | 387994.2815 | 415281.5209 | 413215.3351 | 420086.4768 | 406117.2302 | 404658.9127 | 400524.3764 | 399615.9346 | 402352.6473 | 418780.4649 | 406325.6723 | 0 | 0 | 0 | 0 | 0 | 0 | 0 | 0 | 0 | 0 | 0 | 0 | 0 | 0 | 0 | 0 | 0 | 0 | 0 | 0 | 0 | 0 | 0 | 0 | -0.035443 | 0.015121 | -0.022641 | -0.46889 | 0.056282 | 0.073183 | -0.0022914 | -0.09073 | 0.0074398 | 0.067091 | 0.068698 | 0.035983 | 0.031507 | 0.067966 | -0.0049878 | 0.016492 | -0.033819 | -0.0035973 | -0.01027 | -0.0022707 | 0.006825 | 0.040018 | -0.030192 | 0.10805
| 136 | 4751821.1897 | 0 | 4388997.4484 | 0 |  | 517189.498 | 487810.0581 | 501542.2585 | 478307.229 | 315294.4262 | 336561.7076 | 367180.3897 | 366660.2924 | 340644.207 | 339849.1591 | 355525.6713 | 387401.923 | 396241.393 | 407932.4489 | 436594.5606 | 434953.1729 | 428456.4439 | 414617.7254 | 411585.6385 | 406406.5415 | 411279.8342 | 402511.8159 | 424531.9568 | 409920.12 | 0 | 0 | 0 | 0 | 0 | 0 | 0 | 0 | 0 | 0 | 0 | 0 | 0 | 0 | 0 | 0 | 0 | 0 | 0 | 0 | 0 | 0 | 0 | 0 | -0.058483 | 0.027762 | -0.047435 | -0.41675 | 0.065275 | 0.087072 | -0.0014175 | -0.073597 | -0.0023367 | 0.045096 | 0.085865 | 0.022561 | 0.029078 | 0.067903 | -0.0037666 | -0.015049 | -0.032832 | -0.0073398 | -0.012663 | 0.01192 | -0.021549 | 0.053263 | -0.035025 | 0.099227
| 137 | 4844560.9403 | 0 | 4470236.2253 | 0 |  | 563649.3401 | 541036.897 | 547764.1737 | 526253.4637 | 337010.1856 | 350424.0038 | 370479.9729 | 352142.6291 | 322808.6825 | 318914.8857 | 337604.2595 | 353366.8024 | 360436.6658 | 375809.1853 | 403478.6262 | 403138.7034 | 408294.6076 | 405966.0598 | 414856.0901 | 410391.7776 | 420941.2317 | 421104.9493 | 431417.9798 | 427398.9955 | 563649.3401 | 541036.897 | 547764.1737 | 526253.4637 | 0 | 0 | 0 | 0 | 0 | 0 | 0 | 0 | 0 | 0 | 0 | 0 | 0 | 0 | 0 | 0 | 0 | 0 | 0 | 0 | -0.040945 | 0.012357 | -0.040062 | -0.44567 | 0.039031 | 0.055656 | -0.050763 | -0.086976 | -0.012136 | 0.05695 | 0.045632 | 0.01981 | 0.041765 | 0.071042 | -0.00084284 | 0.012708 | -0.0057194 | 0.021662 | -0.010819 | 0.025381 | 0.00038886 | 0.024195 | -0.0093594 | 0.10186
| 138 | 4765635.3726 | 0 | 4362828.5713 | 0 |  | 504368.3025 | 473384.7128 | 489079.4853 | 474491.1914 | 324162.4265 | 337606.5116 | 364276.2575 | 361061.6249 | 338500.4831 | 333691.7517 | 361198.0532 | 387696.5076 | 390561.888 | 398092.2132 | 428728.3142 | 423590.2447 | 433341.7582 | 433376.5298 | 439139.31 | 441719.2192 | 446057.6011 | 449293.5901 | 470868.7299 | 465703.2645 | 0 | 0 | 0 | 0 | 0 | 0 | 0 | 0 | 0 | 0 | 0 | 0 | 0 | 0 | 0 | 0 | 0 | 0 | 0 | 441719.2192 | 0 | 0 | 470868.7299 | 465703.2645 | -0.063398 | 0.032617 | -0.030282 | -0.381 | 0.040636 | 0.076031 | -0.0088639 | -0.064523 | -0.014308 | 0.079209 | 0.070796 | 0.0073636 | 0.019097 | 0.07414 | -0.012057 | 0.02276 | 8.0237e-05 | 0.01321 | 0.0058577 | 0.0097737 | 0.0072285 | 0.046903 | -0.011031 | 0.09128
| 139 | 4432700.0006 | 0 | 4098356.7312 | 0 |  | 515259.1546 | 485354.2773 | 495162.8739 | 477368.9067 | 327309.8951 | 332312.9111 | 347646.4672 | 323895.4531 | 297107.4728 | 294637.6267 | 316293.8905 | 323103.0718 | 329637.9664 | 340682.4657 | 364916.8881 | 363083.4158 | 372135.2694 | 369862.1284 | 374382.3169 | 370970.9916 | 378852.8433 | 376822.0986 | 380050.5802 | 383094.1275 | 0 | 0 | 0 | 0 | 0 | 0 | 0 | 0 | 0 | 0 | 0 | 0 | 0 | 0 | 0 | 0 | 0 | 0 | 0 | 0 | 0 | 0 | 0 | 0 | -0.059791 | 0.020008 | -0.036597 | -0.37738 | 0.01517 | 0.045109 | -0.070765 | -0.086327 | -0.0083477 | 0.070926 | 0.0213 | 0.020024 | 0.032956 | 0.068719 | -0.005037 | 0.024625 | -0.0061271 | 0.012147 | -0.0091536 | 0.021024 | -0.0053747 | 0.0085312 | 0.0079764 | 0.088397
| 140 | 4947154.7548 | 0 | 4507190.0617 | 0 |  | 519522.8365 | 490356.4292 | 501046.6443 | 490728.4668 | 343667.0695 | 349099.7658 | 372847.1449 | 360754.9119 | 339064.7752 | 339899.3047 | 366300.1727 | 386054.4673 | 398447.1985 | 416902.6312 | 452639.101 | 454167.271 | 460222.6562 | 457785.0942 | 470382.6729 | 468797.6951 | 483469.4902 | 493056.3086 | 516753.2027 | 507966.4424 | 0 | 0 | 0 | 0 | 0 | 0 | 0 | 0 | 0 | 0 | 0 | 0 | 0 | 416902.6312 | 452639.101 | 454167.271 | 460222.6562 | 457785.0942 | 470382.6729 | 468797.6951 | 483469.4902 | 493056.3086 | 516753.2027 | 507966.4424 | -0.057778 | 0.021567 | -0.020808 | -0.35622 | 0.015684 | 0.065811 | -0.03297 | -0.062008 | 0.0024582 | 0.074804 | 0.052525 | 0.031597 | 0.045278 | 0.082242 | 0.0033704 | 0.013245 | -0.0053106 | 0.027147 | -0.0033752 | 0.030817 | 0.019635 | 0.046942 | -0.01715 | 0.08623
| 141 | 4889330.5554 | 0 | 4479846.8512 | 0 |  | 519605.0543 | 491913.9543 | 503587.5317 | 488881.0747 | 342460.5281 | 351603.608 | 373037.9145 | 360399.4908 | 334117.3785 | 339316.2653 | 363776.0918 | 388043.1547 | 397674.4602 | 415128.321 | 443087.0203 | 442367.5088 | 449243.2237 | 442759.4662 | 453019.5819 | 447386.3725 | 458236.9247 | 461781.4177 | 468758.7516 | 472403.9017 | 0 | 0 | 0 | 0 | 0 | 0 | 0 | 0 | 0 | 0 | 0 | 0 | 0 | 0 | 0 | 442367.5088 | 449243.2237 | 442759.4662 | 453019.5819 | 447386.3725 | 458236.9247 | 461781.4177 | 468758.7516 | 472403.9017 | -0.054765 | 0.023454 | -0.029638 | -0.35596 | 0.026348 | 0.059176 | -0.034467 | -0.075721 | 0.01544 | 0.069606 | 0.064578 | 0.024517 | 0.042954 | 0.065179 | -0.0016252 | 0.015423 | -0.014538 | 0.022909 | -0.012513 | 0.023964 | 0.0077053 | 0.014997 | 0.0077461 | 0.085243
| 142 | 4609368.2959 | 0 | 4203390.8905 | 0 |  | 489304.0648 | 463999.5521 | 472627.3948 | 465022.1635 | 312063.6567 | 316118.9877 | 341793.7963 | 332487.9921 | 312636.8007 | 314333.8342 | 339646.034 | 362256.5698 | 373733.3737 | 390640.0655 | 422859.3803 | 423028.1146 | 426477.0687 | 431236.8798 | 433757.0706 | 439127.6129 | 441823.2048 | 454897.5088 | 478219.9628 | 472584.8746 | 0 | 0 | 0 | 0 | 0 | 0 | 0 | 0 | 0 | 0 | 0 | 0 | 0 | 0 | 0 | 0 | 0 | 0 | 0 | 0 | 0 | 454897.5088 | 478219.9628 | 472584.8746 | -0.053101 | 0.018424 | -0.016222 | -0.39888 | 0.012911 | 0.078089 | -0.027604 | -0.061562 | 0.0054135 | 0.077448 | 0.064449 | 0.03119 | 0.044244 | 0.079253 | 0.00039895 | 0.00812 | 0.011099 | 0.0058271 | 0.012305 | 0.0061198 | 0.029162 | 0.049999 | -0.011853 | 0.094529
| 143 | 4291626.2266 | 0 | 3982873.8292 | 0 |  | 499193.2797 | 471921.7342 | 483111.8089 | 462441.6772 | 292629.2663 | 307913.4581 | 331289.5722 | 321003.5782 | 296505.6368 | 291831.4209 | 307394.6662 | 333567.4797 | 337599.2858 | 346616.9398 | 367572.7518 | 360271.8084 | 359235.3765 | 359862.1062 | 352110.6947 | 349542.9953 | 354539.7691 | 341751.7554 | 356837.2355 | 348878.8416 | 0 | 0 | 0 | 0 | 0 | 0 | 0 | 0 | 0 | 0 | 0 | 0 | 0 | 0 | 0 | 0 | 0 | 0 | 0 | 0 | 0 | 0 | 0 | 0 | -0.05618 | 0.023435 | -0.043728 | -0.45761 | 0.050912 | 0.073174 | -0.031541 | -0.079386 | -0.01589 | 0.051956 | 0.081713 | 0.012014 | 0.026361 | 0.058701 | -0.020062 | -0.002881 | 0.0017431 | -0.021775 | -0.007319 | 0.014194 | -0.036736 | 0.043195 | -0.022555 | 0.1052
| 144 | 5019912.71 | 5019912.71 | 4616221.552 | 4616221.552 |  | 541945.3449 | 513320.7562 | 528762.6076 | 510626.4579 | 343309.4653 | 354930.8533 | 381987.6435 | 380085.7635 | 354846.1546 | 349713.1704 | 370610.8984 | 395647.7275 | 410543.1966 | 418587.1158 | 451602.7089 | 452748.3567 | 455157.0527 | 446708.5604 | 450830.2539 | 449996.1021 | 456360.7099 | 451341.0662 | 462624.5682 | 464023.7592 | 0 | 0 | 0 | 0 | 0 | 0 | 0 | 380085.7635 | 354846.1546 | 0 | 0 | 395647.7275 | 410543.1966 | 418587.1158 | 451602.7089 | 452748.3567 | 455157.0527 | 446708.5604 | 450830.2539 | 449996.1021 | 456360.7099 | 451341.0662 | 462624.5682 | 464023.7592 | -0.054264 | 0.029639 | -0.034901 | -0.39701 | 0.033291 | 0.073465 | -0.0049913 | -0.068713 | -0.014571 | 0.058039 | 0.065372 | 0.036957 | 0.019404 | 0.075918 | 0.0025336 | 0.0053061 | -0.018736 | 0.0091845 | -0.001852 | 0.014045 | -0.01106 | 0.024693 | 0.0030199 | 0.092842
| 145 | 4824165.1939 | 0 | 4443118.6413 | 0 |  | 532027.9695 | 498175.3259 | 512905.3128 | 488332.3261 | 345008.0454 | 352405.1876 | 372967.7791 | 356342.7026 | 330459.6045 | 331383.3571 | 356260.5855 | 377662.4894 | 385983.6321 | 398772.976 | 424208.2224 | 421606.6142 | 423878.5104 | 428805.8364 | 429910.8809 | 436256.6802 | 432219.6503 | 428465.6492 | 437530.0544 | 432500.3761 | 0 | 0 | 0 | 0 | 0 | 0 | 0 | 0 | 0 | 0 | 0 | 0 | 0 | 0 | 0 | 0 | 0 | 0 | 0 | 0 | 0 | 0 | 0 | 0 | -0.065744 | 0.029139 | -0.049095 | -0.34743 | 0.021214 | 0.05671 | -0.045599 | -0.075408 | 0.0027915 | 0.072387 | 0.058338 | 0.021794 | 0.032597 | 0.061832 | -0.0061517 | 0.0053742 | 0.011557 | 0.0025737 | 0.014653 | -0.0092969 | -0.0087233 | 0.020935 | -0.011562 | 0.0834
| 146 | 4925981.0793 | 0 | 4552137.0321 | 0 |  | 547318.3963 | 517895.1905 | 523501.8595 | 504757.6624 | 351087.2877 | 374637.3753 | 395734.67 | 376740.48 | 352751.9626 | 345088.5033 | 364033.0051 | 380802.3571 | 384236.7375 | 396188.1306 | 421685.7309 | 419797.3594 | 426984.1116 | 418150.7627 | 419857.8257 | 417022.7416 | 419277.9309 | 421709.9141 | 433966.9723 | 423594.2341 | 0 | 0 | 0 | 0 | 351087.2877 | 374637.3753 | 395734.67 | 0 | 352751.9626 | 0 | 0 | 0 | 0 | 0 | 0 | 0 | 0 | 0 | 0 | 0 | 0 | 0 | 0 | 0 | -0.055258 | 0.010768 | -0.036462 | -0.36304 | 0.064924 | 0.054785 | -0.049187 | -0.065791 | -0.021964 | 0.053444 | 0.045036 | 0.0089784 | 0.03063 | 0.062371 | -0.0044882 | 0.016975 | -0.020905 | 0.0040741 | -0.0067754 | 0.0053933 | 0.0057837 | 0.028651 | -0.024192 | 0.08527
| 147 | 5197721.7095 | 5197721.7095 | 4821317.4686 | 4821317.4686 |  | 592608.4631 | 566628.8123 | 576514.1694 | 557386.0056 | 323803.6951 | 362291.7011 | 400785.7286 | 395341.5034 | 367678.3384 | 364803.3483 | 385801.6147 | 414005.6217 | 421653.7016 | 426137.9722 | 462386.844 | 451105.9649 | 452874.6261 | 442191.5047 | 431417.2172 | 416253.0118 | 424655.1351 | 423673.6933 | 431468.8794 | 430336.7452 | 592608.4631 | 566628.8123 | 576514.1694 | 557386.0056 | 0 | 0 | 400785.7286 | 395341.5034 | 367678.3384 | 364803.3483 | 385801.6147 | 414005.6217 | 421653.7016 | 426137.9722 | 462386.844 | 451105.9649 | 452874.6261 | 442191.5047 | 0 | 0 | 0 | 0 | 0 | 0 | -0.044829 | 0.017295 | -0.033742 | -0.54312 | 0.11231 | 0.10098 | -0.013677 | -0.072541 | -0.00785 | 0.055965 | 0.070556 | 0.018305 | 0.010579 | 0.081639 | -0.0247 | 0.0039131 | -0.023872 | -0.024667 | -0.035782 | 0.019984 | -0.0023138 | 0.018232 | -0.0026274 | 0.12456
| 148 | 4273100.0149 | 0 | 3975214.7199 | 0 |  | 496467.7406 | 473232.2684 | 483086.7473 | 466445.6601 | 279562.4752 | 297930.1063 | 328856.3961 | 328275.5117 | 302131.1346 | 297530.3409 | 316317.3747 | 335978.6507 | 341398.6792 | 344264.8451 | 368826.2663 | 358518.9358 | 358297.0921 | 350982.2833 | 346057.1768 | 337119.6751 | 343502.7445 | 331723.9512 | 341803.5055 | 335192.0678 | 0 | 0 | 0 | 0 | 0 | 0 | 0 | 0 | 0 | 0 | 0 | 0 | 0 | 0 | 0 | 0 | 0 | 0 | 0 | 0 | 0 | 0 | 0 | 0 | -0.047932 | 0.02061 | -0.035055 | -0.51192 | 0.063633 | 0.098762 | -0.0017679 | -0.082992 | -0.015345 | 0.06123 | 0.060302 | 0.016003 | 0.0083603 | 0.068914 | -0.028344 | -0.00061897 | -0.020627 | -0.014132 | -0.026166 | 0.018757 | -0.034892 | 0.029933 | -0.019532 | 0.11632
| 149 | 4414137.9309 | 0 | 4122278.4628 | 0 |  | 539445.3361 | 520806.3376 | 531006.3253 | 508013.7857 | 280907.1735 | 299096.261 | 326537.1658 | 329465.5693 | 302598.8489 | 299461.2008 | 314977.0145 | 333306.3232 | 340541.5566 | 341896.781 | 366135.3213 | 355681.0682 | 357565.8977 | 349510.7495 | 341772.0273 | 333666.7913 | 335479.6044 | 329059.0673 | 330374.3011 | 329927.4353 | 0 | 0 | 0 | 0 | 0 | 0 | 0 | 0 | 0 | 0 | 0 | 0 | 0 | 0 | 0 | 0 | 0 | 0 | 0 | 0 | 0 | 0 | 0 | 0 | -0.035163 | 0.019396 | -0.044265 | -0.59248 | 0.062741 | 0.087778 | 0.0089281 | -0.085064 | -0.010423 | 0.050515 | 0.056562 | 0.021475 | 0.0039717 | 0.068494 | -0.028969 | 0.0052852 | -0.022785 | -0.02239 | -0.024001 | 0.0054183 | -0.019324 | 0.003989 | -0.0013535 | 0.1309
| 150 | 4257454.3775 | 0 | 3968688.767 | 0 |  | 498457.2595 | 472206.3342 | 484828.1115 | 463625.3493 | 301423.7081 | 309435.9256 | 334861.5776 | 324206.7726 | 294777.9633 | 292693.2431 | 314234.141 | 325397.3634 | 335061.6247 | 334550.7341 | 355301.7514 | 348893.9027 | 347859.5223 | 349931.4786 | 345888.7033 | 333505.4447 | 331437.9715 | 325344.8779 | 328373.4501 | 325676.8254 | 0 | 0 | 0 | 0 | 0 | 0 | 0 | 0 | 0 | 0 | 0 | 0 | 0 | 0 | 0 | 0 | 0 | 0 | 0 | 0 | 0 | 0 | 0 | 0 | -0.054102 | 0.026378 | -0.044718 | -0.43056 | 0.026234 | 0.078966 | -0.032336 | -0.095159 | -0.0070973 | 0.071013 | 0.034909 | 0.029267 | -0.0015259 | 0.060179 | -0.0182 | -0.0029691 | 0.0059386 | -0.01162 | -0.036458 | -0.0062185 | -0.018555 | 0.0092657 | -0.008246 | 0.098471
| 151 | 2540704.9048 | 0 | 2510855.8484 | 0 |  | 685925.563 | 603184.7577 | 610199.7576 | 478045.9852 | 271970.3981 | 107286.9032 | 108535.3897 | 46455.1974 | 21893.5575 | 22289.426 | 23097.7835 | 23862.4082 | 24750.1323 | 25731.9507 | 26792.4724 | 27700.3291 | 27769.7993 | 28815.4523 | 29979.0849 | 31007.3429 | 32116.4573 | 33306.6554 | 34733.2537 | 35813.3143 | 685925.563 | 603184.7577 | 610199.7576 | 0 | 0 | 0 | 0 | 0 | 0 | 0 | 0 | 0 | 0 | 0 | 0 | 0 | 0 | 0 | 0 | 0 | 0 | 0 | 0 | 0 | -0.12855 | 0.011563 | -0.24408 | -0.56401 | -0.93019 | 0.01157 | -0.84859 | -0.7523 | 0.01792 | 0.035624 | 0.032568 | 0.036526 | 0.038903 | 0.040388 | 0.033323 | 0.0025048 | 0.036963 | 0.039588 | 0.033724 | 0.035145 | 0.036389 | 0.04194 | 0.030622 | 0.3151
| 152 | 4457549.6196 | 0 | 4123873.8993 | 0 |  | 512963.5903 | 489346.4098 | 493876.2756 | 483337.4331 | 308053.9562 | 318495.574 | 340478.2406 | 328217.4564 | 302746.9336 | 305062.3205 | 321971.6309 | 336881.2797 | 341480.3917 | 358082.9227 | 379973.3552 | 371198.8042 | 379100.1773 | 382405.3176 | 380718.4848 | 373668.8422 | 381267.0419 | 373252.1781 | 379781.1958 | 381148.8459 | 0 | 0 | 0 | 0 | 0 | 0 | 0 | 0 | 0 | 0 | 0 | 0 | 0 | 0 | 0 | 0 | 0 | 0 | 0 | 0 | 0 | 0 | 0 | 0 | -0.047134 | 0.0092144 | -0.02157 | -0.45044 | 0.033334 | 0.066743 | -0.036675 | -0.080779 | 0.0076188 | 0.053947 | 0.045267 | 0.01356 | 0.047474 | 0.059337 | -0.023363 | 0.021063 | 0.0086806 | -0.0044209 | -0.01869 | 0.02013 | -0.021246 | 0.017341 | 0.0035947 | 0.10199
| 153 | 5202758.191 | 5202758.191 | 4816156.0975 | 4816156.0975 |  | 577973.0496 | 547732.1453 | 558807.3367 | 542479.1774 | 348462.1208 | 375510.9038 | 411080.8031 | 399364.1495 | 369998.5269 | 360227.6171 | 393722.7913 | 415195.4509 | 417943.9515 | 431190.2167 | 459289.3098 | 451004.1988 | 457178.4457 | 449639.4087 | 445300.1414 | 438364.204 | 443304.9343 | 433368.5562 | 437977.5826 | 440833.6655 | 577973.0496 | 547732.1453 | 558807.3367 | 542479.1774 | 348462.1208 | 375510.9038 | 411080.8031 | 399364.1495 | 369998.5269 | 360227.6171 | 393722.7913 | 415195.4509 | 417943.9515 | 431190.2167 | 459289.3098 | 451004.1988 | 457178.4457 | 449639.4087 | 445300.1414 | 0 | 0 | 0 | 0 | 0 | -0.053741 | 0.020018 | -0.029655 | -0.44262 | 0.074758 | 0.090502 | -0.028916 | -0.076375 | -0.026763 | 0.088911 | 0.053102 | 0.006598 | 0.031202 | 0.063131 | -0.018204 | 0.013597 | -0.016628 | -0.0096974 | -0.015698 | 0.011208 | -0.022669 | 0.010579 | 0.0064999 | 0.10351
| 154 | 4670735.4348 | 0 | 4327719.9925 | 0 |  | 515922.7304 | 488246.3706 | 502752.6035 | 483234.9397 | 314833.2162 | 336094.8064 | 365110.0501 | 360701.8335 | 334042.2864 | 335320.8117 | 357355.2299 | 378026.6184 | 387408.4934 | 392257.3383 | 408887.7794 | 405495.6708 | 404959.1415 | 396108.2122 | 395995.2309 | 393309.4987 | 394348.9605 | 378128.8518 | 392992.0125 | 392481.3666 | 0 | 0 | 0 | 0 | 0 | 0 | 0 | 0 | 0 | 0 | 0 | 0 | 0 | 0 | 0 | 0 | 0 | 0 | 0 | 0 | 0 | 0 | 0 | 0 | -0.055137 | 0.029278 | -0.039595 | -0.42846 | 0.06535 | 0.082806 | -0.012147 | -0.076784 | 0.0038201 | 0.063643 | 0.056234 | 0.024515 | 0.012438 | 0.041523 | -0.0083305 | -0.001324 | -0.022099 | -0.00028527 | -0.0068053 | 0.0026394 | -0.042001 | 0.038554 | -0.0013002 | 0.099209
| 155 | 4738235.8006 | 0 | 4401976.8586 | 0 |  | 558367.2147 | 527296.9868 | 542581.302 | 510293.0475 | 327477.7924 | 341257.3255 | 367265.5408 | 353291.535 | 321732.1799 | 318637.5806 | 341050.5433 | 363937.3158 | 368046.7656 | 377502.8674 | 402601.4181 | 394087.5491 | 392328.7313 | 385352.2426 | 381708.8324 | 386303.1151 | 386080.1802 | 372634.489 | 388650.4484 | 379492.0208 | 0 | 0 | 0 | 0 | 0 | 0 | 0 | 0 | 0 | 0 | 0 | 0 | 0 | 0 | 0 | 0 | 0 | 0 | 0 | 0 | 0 | 0 | 0 | 0 | -0.057253 | 0.028574 | -0.061353 | -0.44356 | 0.041217 | 0.073448 | -0.038792 | -0.093574 | -0.0096651 | 0.067976 | 0.064951 | 0.011228 | 0.025368 | 0.064369 | -0.021374 | -0.004473 | -0.017942 | -0.0094997 | 0.011964 | -0.00057726 | -0.035447 | 0.042082 | -0.023847 | 0.10312
| 156 | 4455645.0117 | 0 | 4117525.1512 | 0 |  | 509979.2842 | 480320.6274 | 492595.9447 | 474184.1696 | 315919.7429 | 327625.3812 | 344342.4598 | 327063.3535 | 301523.4081 | 298496.1166 | 318257.039 | 333427.9379 | 343610.7817 | 354777.8433 | 382659.9745 | 382613.1319 | 386431.1956 | 377250.289 | 380745.0259 | 377411.7916 | 384120.7149 | 379408.6706 | 387521.6417 | 384722.4531 | 0 | 0 | 0 | 0 | 0 | 0 | 0 | 0 | 0 | 0 | 0 | 0 | 0 | 0 | 0 | 0 | 0 | 0 | 0 | 0 | 0 | 0 | 0 | 0 | -0.059916 | 0.025235 | -0.038093 | -0.40611 | 0.036383 | 0.049766 | -0.051483 | -0.081306 | -0.010091 | 0.064102 | 0.046567 | 0.030083 | 0.031982 | 0.075655 | -0.00012242 | 0.0099295 | -0.024045 | 0.0092211 | -0.0087931 | 0.01762 | -0.012343 | 0.021158 | -0.0072495 | 0.094398
| 157 | 4309733.8012 | 0 | 4016578.7394 | 0 |  | 506473.0356 | 477683.7421 | 491576.2584 | 471413.012 | 311039.4535 | 317903.1924 | 340101.3912 | 328383.9023 | 296095.7594 | 293908.7845 | 314371.9206 | 326974.3319 | 329604.1107 | 331200.208 | 359260.6404 | 354540.1885 | 350173.3155 | 350658.1917 | 346596.978 | 344608.3185 | 343316.6212 | 328764.4095 | 330608.3941 | 326949.229 | 0 | 0 | 0 | 0 | 0 | 0 | 0 | 0 | 0 | 0 | 0 | 0 | 0 | 0 | 0 | 0 | 0 | 0 | 0 | 0 | 0 | 0 | 0 | 0 | -0.058522 | 0.028668 | -0.041882 | -0.41581 | 0.021827 | 0.067497 | -0.03506 | -0.1035 | -0.0074135 | 0.067307 | 0.039305 | 0.0080106 | 0.0048308 | 0.081325 | -0.013226 | -0.012393 | 0.0013837 | -0.011649 | -0.0057542 | -0.0037553 | -0.043312 | 0.0055932 | -0.01113 | 0.096041
| 158 | 4680307.9289 | 0 | 4311098.9258 | 0 |  | 500992.1099 | 473563.5338 | 487387.3432 | 466048.8913 | 314975.1567 | 341263.2474 | 360767.2668 | 357063.7855 | 337050.9367 | 335290.325 | 359403.1913 | 381289.7568 | 389551.814 | 396911.9175 | 419805.3035 | 419728.7358 | 422898.5967 | 418595.4618 | 412249.6605 | 411165.8562 | 412528.5919 | 416832.3393 | 424463.8435 | 424249.2625 | 0 | 0 | 0 | 0 | 0 | 0 | 0 | 0 | 0 | 0 | 0 | 0 | 0 | 0 | 0 | 0 | 0 | 0 | 0 | 0 | 0 | 0 | 0 | 0 | -0.056304 | 0.028773 | -0.044769 | -0.3918 | 0.08016 | 0.055579 | -0.010319 | -0.05768 | -0.0052373 | 0.069448 | 0.059115 | 0.021437 | 0.018718 | 0.056077 | -0.00018241 | 0.0075238 | -0.010227 | -0.015276 | -0.0026325 | 0.0033088 | 0.010379 | 0.018143 | -0.00050566 | 0.091553
| 159 | 4580631.2039 | 0 | 4210014.2902 | 0 |  | 500248.4557 | 473095.7002 | 481751.7115 | 467792.2621 | 310990.9251 | 324764.6433 | 352566.4525 | 348591.0118 | 320786.1574 | 320348.3013 | 341468.5399 | 362015.4091 | 368932.4132 | 381996.6296 | 406232.7335 | 402451.9663 | 411131.2281 | 404713.7835 | 405250.2852 | 395229.8894 | 410766.7204 | 417992.3235 | 428569.8869 | 427779.799 | 0 | 0 | 0 | 0 | 0 | 0 | 0 | 0 | 0 | 0 | 0 | 0 | 0 | 0 | 0 | 0 | 0 | 0 | 0 | 0 | 0 | 0 | 0 | 0 | -0.055807 | 0.018131 | -0.029405 | -0.40826 | 0.043337 | 0.082138 | -0.01134 | -0.083125 | -0.0013659 | 0.063847 | 0.058431 | 0.018927 | 0.034798 | 0.061514 | -0.0093505 | 0.021337 | -0.015732 | 0.0013248 | -0.025037 | 0.038558 | 0.017438 | 0.024991 | -0.0018452 | 0.095885
| 160 | 4359738.7364 | 0 | 4055150.9062 | 0 |  | 522064.9053 | 490970.2115 | 506124.368 | 483526.3467 | 329557.6377 | 336148.9461 | 352098.7816 | 323599.6996 | 291060.1211 | 287568.6327 | 308196.24 | 313504.2787 | 319091.3744 | 321689.2397 | 339878.3174 | 341713.4237 | 344884.7915 | 342578.742 | 345810.9019 | 344138.861 | 348632.3884 | 342033.8515 | 348208.793 | 344034.0799 | 0 | 0 | 0 | 0 | 0 | 0 | 0 | 0 | 0 | 0 | 0 | 0 | 0 | 0 | 0 | 0 | 0 | 0 | 0 | 0 | 0 | 0 | 0 | 0 | -0.061408 | 0.030399 | -0.045677 | -0.38335 | 0.019803 | 0.046357 | -0.084405 | -0.10598 | -0.012068 | 0.069275 | 0.017076 | 0.017664 | 0.0081085 | 0.055002 | 0.0053848 | 0.009238 | -0.0067089 | 0.0093906 | -0.0048469 | 0.012973 | -0.019108 | 0.017893 | -0.012062 | 0.089693
| 161 | 4939453.3207 | 0 | 4569550.3116 | 0 |  | 553428.807 | 528338.7518 | 533266.7936 | 516603.0267 | 351715.0926 | 359627.8033 | 382142.2189 | 367149.8181 | 337517.442 | 336627.0027 | 364547.4578 | 383334.8995 | 394995.0335 | 403887.8457 | 431869.9051 | 428797.9011 | 430880.5779 | 423040.2045 | 430210.3095 | 419423.2968 | 421004.5629 | 413950.3834 | 424776.5822 | 420334.3706 | 0 | 0 | 0 | 0 | 351715.0926 | 0 | 0 | 0 | 0 | 0 | 0 | 0 | 0 | 0 | 0 | 0 | 0 | 0 | 0 | 0 | 0 | 0 | 0 | 0 | -0.046395 | 0.0092842 | -0.031747 | -0.38445 | 0.022248 | 0.060723 | -0.040023 | -0.084153 | -0.0026417 | 0.079681 | 0.050252 | 0.029964 | 0.022264 | 0.066987 | -0.0071387 | 0.0048453 | -0.018364 | 0.016807 | -0.025394 | 0.003763 | -0.016898 | 0.025817 | -0.010513 | 0.0899
| 162 | 4734719.7274 | 0 | 4372583.9476 | 0 |  | 539589.1935 | 512594.9975 | 527473.8229 | 507319.0894 | 340747.6337 | 350933.1185 | 369281.9266 | 349665.7546 | 319159.875 | 317995.272 | 337365.1503 | 350937.3854 | 358523.5597 | 370368.6135 | 398970.762 | 394213.2686 | 405546.0292 | 400943.4946 | 403943.3092 | 397182.816 | 409506.185 | 406265.9955 | 417794.0011 | 411536.7428 | 0 | 0 | 0 | 0 | 0 | 0 | 0 | 0 | 0 | 0 | 0 | 0 | 0 | 0 | 0 | 0 | 0 | 0 | 0 | 0 | 0 | 0 | 0 | 0 | -0.051322 | 0.028613 | -0.038959 | -0.398 | 0.029454 | 0.050965 | -0.054583 | -0.091286 | -0.0036556 | 0.059129 | 0.039442 | 0.021387 | 0.032504 | 0.074389 | -0.011996 | 0.028342 | -0.011414 | 0.007454 | -0.016878 | 0.030555 | -0.0079439 | 0.02798 | -0.01509 | 0.093054
| 163 | 4594934.3619 | 0 | 4283378.192 | 0 |  | 560670.5848 | 529009.2054 | 548183.3519 | 524115.1027 | 322745.2512 | 336195.6936 | 353966.2585 | 338858.8437 | 306034.1071 | 299914.5954 | 321741.0645 | 333729.2849 | 335177.4536 | 347356.9413 | 370348.1985 | 362234.9198 | 372978.8943 | 363433.5707 | 366803.2072 | 354279.7511 | 358595.4235 | 356943.7974 | 348911.1727 | 349135.9333 | 560670.5848 | 0 | 548183.3519 | 524115.1027 | 0 | 0 | 0 | 0 | 0 | 0 | 0 | 0 | 0 | 0 | 0 | 0 | 0 | 0 | 0 | 0 | 0 | 0 | 0 | 0 | -0.058128 | 0.035604 | -0.044898 | -0.48485 | 0.04083 | 0.051508 | -0.043618 | -0.10189 | -0.020199 | 0.070249 | 0.036583 | 0.00433 | 0.035693 | 0.064091 | -0.022151 | 0.029229 | -0.025925 | 0.009229 | -0.034739 | 0.012108 | -0.0046165 | -0.022761 | 0.00064397 | 0.10968
| 164 | 5103311.9667 | 5103311.9667 | 4689182.7036 | 4689182.7036 |  | 557555.9914 | 528705.8064 | 535625.3448 | 524190.0379 | 339321.8387 | 353273.9073 | 380156.8802 | 377448.7287 | 357819.8508 | 354277.5444 | 380897.4541 | 406888.223 | 417592.5943 | 429787.0797 | 462024.2823 | 458650.3381 | 464743.6293 | 456875.1035 | 459895.3865 | 450154.687 | 461799.8941 | 464191.8319 | 477599.0512 | 479234.1049 | 0 | 0 | 0 | 524190.0379 | 0 | 0 | 0 | 0 | 357819.8508 | 354277.5444 | 380897.4541 | 406888.223 | 417592.5943 | 429787.0797 | 462024.2823 | 458650.3381 | 464743.6293 | 456875.1035 | 459895.3865 | 450154.687 | 461799.8941 | 464191.8319 | 477599.0512 | 479234.1049 | -0.053131 | 0.013003 | -0.021581 | -0.43491 | 0.040295 | 0.07334 | -0.0071493 | -0.053405 | -0.009949 | 0.07245 | 0.066008 | 0.025968 | 0.028784 | 0.072328 | -0.0073293 | 0.013198 | -0.017076 | 0.006589 | -0.021408 | 0.02554 | 0.0051662 | 0.028474 | 0.0034176 | 0.10011
| 165 | 4275781.6697 | 0 | 3956492.9403 | 0 |  | 486170.314 | 457374.5794 | 470991.1667 | 451801.4969 | 288558.3768 | 302292.3362 | 339032.7745 | 322311.867 | 293133.547 | 298758.7503 | 312411.7233 | 331383.0199 | 339278.3455 | 348583.0822 | 366185.7796 | 367415.2363 | 367555.5641 | 362590.7642 | 361999.6552 | 368365.6229 | 367274.9082 | 354808.1774 | 363164.1269 | 364668.7501 | 0 | 0 | 0 | 0 | 0 | 0 | 0 | 0 | 0 | 0 | 0 | 0 | 0 | 0 | 0 | 0 | 0 | 0 | 0 | 0 | 0 | 0 | 0 | 0 | -0.061056 | 0.029337 | -0.041596 | -0.44835 | 0.046497 | 0.1147 | -0.050577 | -0.094891 | 0.019008 | 0.044686 | 0.058953 | 0.023546 | 0.027056 | 0.049264 | 0.0033518 | 0.00038186 | -0.0136 | -0.0016316 | 0.017433 | -0.0029653 | -0.034533 | 0.023278 | 0.0041345 | 0.10497
| 166 | 4524149.9997 | 0 | 4220663.6195 | 0 |  | 517399.9203 | 494125.0902 | 500766.9388 | 486530.526 | 297568.6367 | 326721.9829 | 359237.7074 | 358427.93 | 326312.5208 | 325328.9685 | 347427.9467 | 361222.5387 | 363690.7371 | 365728.9634 | 390703.6492 | 375329.1725 | 380197.6739 | 376347.454 | 362051.6334 | 358320.8416 | 357733.0721 | 340314.2021 | 342999.4404 | 334885.4076 | 0 | 0 | 0 | 0 | 0 | 0 | 0 | 0 | 0 | 0 | 0 | 0 | 0 | 0 | 0 | 0 | 0 | 0 | 0 | 0 | 0 | 0 | 0 | 0 | -0.046027 | 0.013352 | -0.028841 | -0.49165 | 0.093465 | 0.094875 | -0.0022567 | -0.093872 | -0.0030187 | 0.06572 | 0.038937 | 0.0068097 | 0.0055886 | 0.066057 | -0.040146 | 0.012888 | -0.010179 | -0.038726 | -0.010358 | -0.0016417 | -0.049918 | 0.0078595 | -0.02394 | 0.11283
| 167 | 4685443.9884 | 0 | 4359360.0499 | 0 |  | 514756.0576 | 488231.5525 | 502274.4763 | 482459.5323 | 309925.2719 | 337100.3449 | 374523.0127 | 379936.7012 | 352842.8131 | 350338.072 | 369461.3644 | 382236.8384 | 388090.0708 | 387104.3942 | 409035.5036 | 401556.5722 | 403490.5809 | 393427.5284 | 393441.7206 | 389063.6179 | 375509.1571 | 359749.6851 | 373771.2798 | 371825.6996 | 0 | 0 | 0 | 0 | 0 | 0 | 0 | 379936.7012 | 352842.8131 | 350338.072 | 0 | 0 | 0 | 0 | 0 | 0 | 0 | 0 | 0 | 0 | 0 | 0 | 0 | 0 | -0.052903 | 0.028357 | -0.04025 | -0.44257 | 0.084049 | 0.10527 | 0.014351 | -0.073982 | -0.0071241 | 0.053148 | 0.033994 | 0.015197 | -0.002543 | 0.055108 | -0.018454 | 0.0048047 | -0.025256 | 3.6073e-05 | -0.01119 | -0.03546 | -0.042874 | 0.038236 | -0.0052189 | 0.10299
| 168 | 4856039.1562 | 0 | 4453583.8932 | 0 |  | 523808.1608 | 493585.5663 | 507988.9238 | 490839.4513 | 343558.1465 | 352724.6241 | 375453.0155 | 358088.8932 | 336111.8741 | 338704.7808 | 359126.2052 | 374708.5198 | 386771.5271 | 401294.1567 | 428049.5587 | 428209.8296 | 439784.8248 | 436456.1222 | 441421.3446 | 436880.138 | 452432.7058 | 449529.0495 | 460159.2509 | 467315.3866 | 0 | 0 | 0 | 0 | 0 | 0 | 0 | 0 | 0 | 0 | 0 | 0 | 0 | 0 | 0 | 0 | 0 | 0 | 0 | 0 | 452432.7058 | 0 | 0 | 467315.3866 | -0.059429 | 0.028763 | -0.034343 | -0.35676 | 0.026331 | 0.062446 | -0.047352 | -0.063337 | 0.0076848 | 0.058545 | 0.042475 | 0.031686 | 0.036861 | 0.064544 | 0.00037435 | 0.026672 | -0.0075977 | 0.011312 | -0.010341 | 0.03498 | -0.0064386 | 0.023372 | 0.015432 | 0.084738
| 169 | 4919903.5019 | 0 | 4520330.0149 | 0 |  | 548746.9687 | 521915.6287 | 535425.2533 | 516944.611 | 356495.4237 | 367138.0184 | 383421.9311 | 360067.2364 | 332359.2234 | 329362.9949 | 350773.4844 | 366223.8398 | 370024.551 | 387192.7155 | 411256.2139 | 412601.5208 | 429309.2444 | 427477.1659 | 431912.6619 | 430876.7309 | 446144.2527 | 450145.0608 | 455752.6317 | 464502.0371 | 0 | 0 | 0 | 0 | 356495.4237 | 367138.0184 | 0 | 0 | 0 | 0 | 0 | 0 | 0 | 0 | 0 | 0 | 0 | 0 | 0 | 0 | 0 | 450145.0608 | 0 | 464502.0371 | -0.050131 | 0.025555 | -0.035126 | -0.37161 | 0.029416 | 0.043398 | -0.062845 | -0.080074 | -0.0090559 | 0.06298 | 0.043104 | 0.010325 | 0.045353 | 0.060294 | 0.0032659 | 0.039695 | -0.0042766 | 0.010323 | -0.0024014 | 0.03482 | 0.0089276 | 0.01238 | 0.019016 | 0.087809
| 170 | 4771319.271 | 0 | 4372771.477 | 0 |  | 518676.384 | 488714.0134 | 503564.2871 | 486765.2007 | 334650.2466 | 346271.0145 | 367464.843 | 354025.5657 | 328918.7161 | 328369.0518 | 350535.9838 | 372568.1698 | 374767.2839 | 390849.4467 | 418082.469 | 414911.1713 | 419500.0835 | 422850.1375 | 425806.9356 | 434138.611 | 446127.5407 | 448942.4153 | 462128.6238 | 453910.436 | 0 | 0 | 0 | 0 | 0 | 0 | 0 | 0 | 0 | 0 | 0 | 0 | 0 | 0 | 0 | 0 | 0 | 0 | 0 | 0 | 0 | 0 | 0 | 0 | -0.059503 | 0.029934 | -0.03393 | -0.3747 | 0.034136 | 0.059406 | -0.037259 | -0.073558 | -0.0016725 | 0.065325 | 0.060957 | 0.0058852 | 0.042017 | 0.067356 | -0.0076143 | 0.010999 | 0.0079541 | 0.0069682 | 0.019378 | 0.027241 | 0.0062898 | 0.028949 | -0.017943 | 0.08884
| 171 | 4894948.6554 | 0 | 4490739.8269 | 0 |  | 520171.6319 | 491081.2139 | 501472.2732 | 482842.4672 | 337638.9283 | 352325.9516 | 376562.3222 | 366063.8124 | 347782.1051 | 339531.4007 | 363718.0831 | 397704.2361 | 405587.4543 | 417966.3349 | 453226.1863 | 440204.6475 | 443614.8318 | 444488.63 | 442815.6397 | 446649.2466 | 458592.5899 | 452400.2985 | 462932.2268 | 462358.9748 | 0 | 0 | 0 | 0 | 0 | 0 | 0 | 0 | 0 | 0 | 0 | 397704.2361 | 0 | 417966.3349 | 453226.1863 | 0 | 0 | 444488.63 | 0 | 446649.2466 | 458592.5899 | 452400.2985 | 462932.2268 | 462358.9748 | -0.057549 | 0.020939 | -0.037858 | -0.35771 | 0.04258 | 0.066527 | -0.028276 | -0.051232 | -0.02401 | 0.068813 | 0.08933 | 0.019628 | 0.030064 | 0.08099 | -0.029152 | 0.007717 | 0.0019678 | -0.003771 | 0.0086201 | 0.026389 | -0.013595 | 0.023013 | -0.0012391 | 0.086801
| 172 | 4887159.2733 | 0 | 4478116.0088 | 0 |  | 523885.9562 | 494280.5961 | 506875.2288 | 489938.9425 | 348442.9042 | 357000.617 | 375665.8167 | 364277.9978 | 336688.2759 | 336937.7427 | 357664.3127 | 377954.0418 | 391123.5537 | 408306.9334 | 433931.1481 | 435518.1122 | 442372.1423 | 439329.8784 | 445739.0992 | 449016.8722 | 462422.3957 | 462830.8752 | 468099.9484 | 464565.6158 | 0 | 0 | 0 | 0 | 348442.9042 | 0 | 0 | 0 | 0 | 0 | 0 | 0 | 0 | 0 | 0 | 0 | 0 | 0 | 445739.0992 | 449016.8722 | 462422.3957 | 462830.8752 | 468099.9484 | 464565.6158 | -0.058171 | 0.025162 | -0.033984 | -0.34081 | 0.024263 | 0.050962 | -0.030783 | -0.07876 | 0.00074067 | 0.059697 | 0.055178 | 0.034251 | 0.042996 | 0.060867 | 0.0036505 | 0.015615 | -0.0069009 | 0.014483 | 0.0073267 | 0.029418 | 0.00088296 | 0.01132 | -0.007579 | 0.08146
| 173 | 5116035.131 | 5116035.131 | 4691154.2628 | 4691154.2628 |  | 535699.0272 | 509386.0003 | 520947.7873 | 505593.8192 | 353747.851 | 369794.4063 | 398900.4112 | 388327.7549 | 361765.0533 | 360174.8676 | 384228.1086 | 406584.3074 | 417206.9717 | 434635.8028 | 467521.2278 | 466029.9608 | 473783.8275 | 467871.4106 | 467975.422 | 468911.9256 | 478166.263 | 476924.0736 | 484708.6046 | 491197.6945 | 0 | 0 | 0 | 0 | 353747.851 | 369794.4063 | 398900.4112 | 388327.7549 | 361765.0533 | 360174.8676 | 384228.1086 | 406584.3074 | 417206.9717 | 434635.8028 | 467521.2278 | 466029.9608 | 473783.8275 | 467871.4106 | 467975.422 | 468911.9256 | 478166.263 | 476924.0736 | 484708.6046 | 491197.6945 | -0.050366 | 0.022444 | -0.029916 | -0.35715 | 0.044363 | 0.075765 | -0.026862 | -0.070855 | -0.0044053 | 0.064647 | 0.056555 | 0.025791 | 0.040926 | 0.072936 | -0.0031948 | 0.016501 | -0.012558 | 0.00022228 | 0.0019992 | 0.019544 | -0.0026012 | 0.016191 | 0.013299 | 0.085531
| 174 | 5081981.6077 | 5081981.6077 | 4685042.708 | 4685042.708 |  | 565816.3759 | 536040.5937 | 553719.4447 | 535128.6137 | 346052.0976 | 363791.8109 | 387595.1031 | 373577.7426 | 346347.3852 | 346681.0018 | 374722.1641 | 397972.3307 | 407282.8915 | 417920.3929 | 448212.0305 | 442773.8045 | 452693.6984 | 437625.7599 | 438672.9896 | 435629.7151 | 447014.6618 | 448928.2293 | 453302.0701 | 454176.4209 | 565816.3759 | 536040.5937 | 553719.4447 | 535128.6137 | 346052.0976 | 363791.8109 | 0 | 0 | 0 | 0 | 374722.1641 | 397972.3307 | 0 | 417920.3929 | 448212.0305 | 442773.8045 | 452693.6984 | 0 | 0 | 0 | 0 | 0 | 0 | 0 | -0.05406 | 0.032448 | -0.034151 | -0.43592 | 0.049992 | 0.063379 | -0.036835 | -0.075684 | 0.00096278 | 0.07778 | 0.060198 | 0.023126 | 0.025783 | 0.069975 | -0.012207 | 0.022157 | -0.033852 | 0.0023901 | -0.0069616 | 0.025799 | 0.0042716 | 0.0096957 | 0.001927 | 0.10114
| 175 | 4820636.621 | 0 | 4408250.026 | 0 |  | 507965.5075 | 479870.3273 | 495231.3296 | 476473.1338 | 329900.0708 | 341482.738 | 364997.1576 | 353821.0341 | 331879.499 | 332428.1389 | 356198.7695 | 391828.7314 | 401298.7359 | 417857.5236 | 446805.576 | 440575.6275 | 438934.692 | 441479.6124 | 449083.4667 | 442711.6811 | 463936.9798 | 456403.5374 | 477575.4106 | 476775.2289 | 0 | 0 | 0 | 0 | 0 | 0 | 0 | 0 | 0 | 0 | 0 | 0 | 0 | 417857.5236 | 0 | 0 | 0 | 441479.6124 | 449083.4667 | 442711.6811 | 463936.9798 | 456403.5374 | 477575.4106 | 476775.2289 | -0.056898 | 0.031509 | -0.038614 | -0.36762 | 0.034507 | 0.066592 | -0.031098 | -0.064019 | 0.0016518 | 0.069065 | 0.095336 | 0.023881 | 0.040434 | 0.066983 | -0.014041 | -0.0037315 | 0.0057812 | 0.017077 | -0.01429 | 0.04683 | -0.016371 | 0.045345 | -0.0016769 | 0.089746
| 176 | 4880085.3983 | 0 | 4493546.511 | 0 |  | 543486.765 | 511798.6197 | 524714.9471 | 506341.0009 | 359028.5505 | 366436.6104 | 383072.2688 | 364475.3511 | 335850.0437 | 332539.9654 | 356604.6412 | 365761.6796 | 372514.4717 | 389939.1798 | 408508.81 | 410433.1748 | 420673.5863 | 418855.5772 | 428944.5917 | 430113.3405 | 436731.5354 | 434372.2059 | 443319.0555 | 441698.9279 | 0 | 0 | 0 | 0 | 359028.5505 | 366436.6104 | 0 | 0 | 0 | 0 | 0 | 0 | 0 | 0 | 0 | 0 | 0 | 0 | 0 | 0 | 0 | 0 | 0 | 0 | -0.060074 | 0.024924 | -0.035645 | -0.34381 | 0.020424 | 0.044398 | -0.049765 | -0.081794 | -0.0099047 | 0.069868 | 0.025354 | 0.018294 | 0.045715 | 0.046523 | 0.0046996 | 0.024644 | -0.004331 | 0.023802 | 0.002721 | 0.01527 | -0.0054169 | 0.020388 | -0.0036612 | 0.081329
| 177 | 4916126.9123 | 0 | 4515709.8537 | 0 |  | 529372.9563 | 498590.5096 | 514415.043 | 503207.3484 | 341724.7574 | 352029.7338 | 377262.0526 | 370967.7598 | 344073.145 | 342507.1727 | 364224.5473 | 385756.6266 | 399497.953 | 406607.9743 | 437596.9111 | 436542.9715 | 443839.688 | 439922.3678 | 439542.6441 | 444099.2809 | 452434.3819 | 445514.084 | 458948.3051 | 462933.6634 | 0 | 0 | 0 | 0 | 0 | 0 | 0 | 0 | 0 | 0 | 0 | 0 | 0 | 0 | 0 | 0 | 0 | 0 | 0 | 444099.2809 | 452434.3819 | 0 | 0 | 462933.6634 | -0.059908 | 0.031245 | -0.022028 | -0.387 | 0.02971 | 0.069224 | -0.016825 | -0.075261 | -0.0045617 | 0.061478 | 0.057436 | 0.035002 | 0.017641 | 0.073449 | -0.0024114 | 0.016577 | -0.0088652 | -0.00086353 | 0.010313 | 0.018595 | -0.015414 | 0.029709 | 0.0086462 | 0.090878
| 178 | 4442504.7931 | 0 | 4114720.6787 | 0 |  | 517407.8535 | 488819.3586 | 501523.189 | 478727.536 | 312798.7038 | 326151.4961 | 346159.5531 | 330015.6944 | 299091.5558 | 297130.8605 | 318634.0704 | 335826.3113 | 337617.2977 | 350820.915 | 372181.5118 | 374883.8746 | 373048.4182 | 365428.4244 | 362369.8509 | 364140.8376 | 376913.0444 | 368030.9392 | 373291.3737 | 369710.8592 | 0 | 0 | 0 | 0 | 0 | 0 | 0 | 0 | 0 | 0 | 0 | 0 | 0 | 0 | 0 | 0 | 0 | 0 | 0 | 0 | 0 | 0 | 0 | 0 | -0.056838 | 0.025657 | -0.046518 | -0.42557 | 0.041802 | 0.059538 | -0.04776 | -0.09839 | -0.0065771 | 0.069871 | 0.052551 | 0.0053189 | 0.038363 | 0.059106 | 0.0072346 | -0.0049081 | -0.020638 | -0.0084051 | 0.0048753 | 0.034474 | -0.023848 | 0.014192 | -0.009638 | 0.098819
| 179 | 4644511.3249 | 0 | 4286025.0449 | 0 |  | 518837.8894 | 500653.435 | 508004.5007 | 498632.4273 | 309563.801 | 326723.1518 | 353408.3188 | 347654.9408 | 323917.3479 | 320823.1225 | 339990.113 | 365674.8878 | 366875.7358 | 378160.0585 | 402802.9011 | 396154.5285 | 404982.8493 | 396032.1153 | 394743.9181 | 393703.1316 | 409251.0668 | 400738.905 | 410929.3104 | 407129.1497 | 0 | 0 | 0 | 0 | 0 | 0 | 0 | 0 | 0 | 0 | 0 | 0 | 0 | 0 | 0 | 0 | 0 | 0 | 0 | 0 | 0 | 0 | 0 | 0 | -0.035677 | 0.014576 | -0.018621 | -0.4767 | 0.053949 | 0.078511 | -0.016414 | -0.070722 | -0.0095984 | 0.058027 | 0.072828 | 0.0032785 | 0.030294 | 0.06313 | -0.016643 | 0.02204 | -0.022349 | -0.0032581 | -0.0026401 | 0.038732 | -0.021019 | 0.025111 | -0.0092907 | 0.10839
| 180 | 4052665.8773 | 0 | 3756448.99 | 0 |  | 486999.7332 | 461852.5131 | 473863.8546 | 455998.2179 | 292281.502 | 298434.0068 | 312403.7148 | 291492.4351 | 265049.5367 | 261431.2226 | 280992.9578 | 293115.3155 | 297049.186 | 300699.2428 | 324755.6859 | 321242.6325 | 327165.7283 | 326922.6461 | 330089.5839 | 329636.2407 | 336963.9982 | 333568.1704 | 336478.7771 | 338375.1635 | 0 | 0 | 0 | 0 | 0 | 0 | 0 | 0 | 0 | 0 | 0 | 0 | 0 | 0 | 0 | 0 | 0 | 0 | 0 | 0 | 0 | 0 | 0 | 0 | -0.053018 | 0.025674 | -0.038431 | -0.44477 | 0.020831 | 0.045747 | -0.069282 | -0.095097 | -0.013746 | 0.072158 | 0.042236 | 0.013332 | 0.012213 | 0.076963 | -0.010876 | 0.01827 | -0.00074327 | 0.0096405 | -0.0013743 | 0.021986 | -0.010129 | 0.0086878 | 0.0056202 | 0.10181
| 181 | 4440213.1838 | 0 | 4092050.9174 | 0 |  | 511950.7139 | 479347.6025 | 491725.6459 | 479437.8885 | 316783.2521 | 325107.8294 | 341068.3846 | 322193.6881 | 295923.5624 | 297849.4117 | 315976.1819 | 330434.0467 | 332958.6186 | 349273.7317 | 372025.7502 | 368196.2632 | 376572.3465 | 374240.6036 | 378962.0147 | 384588.6495 | 394017.9448 | 391924.5985 | 395810.4709 | 400017.209 | 0 | 0 | 0 | 0 | 0 | 0 | 0 | 0 | 0 | 0 | 0 | 0 | 0 | 0 | 0 | 0 | 0 | 0 | 0 | 0 | 0 | 0 | 0 | 0 | -0.065802 | 0.025495 | -0.025307 | -0.4144 | 0.025939 | 0.047926 | -0.05693 | -0.085052 | 0.0064868 | 0.059079 | 0.04474 | 0.0076111 | 0.047838 | 0.063107 | -0.010347 | 0.022494 | -0.0062113 | 0.012537 | 0.014738 | 0.024222 | -0.005327 | 0.009866 | 0.010572 | 0.095788
| 182 | 4212739.8268 | 0 | 3912943.8712 | 0 |  | 491471.1733 | 465994.7022 | 477007.6789 | 461337.6502 | 296879.2066 | 309148.6655 | 330499.1489 | 312572.7882 | 286297.0119 | 282858.4989 | 304461.9955 | 321337.8366 | 324500.1496 | 332154.7009 | 349843.2678 | 346438.2026 | 349759.7242 | 351890.6949 | 344056.4001 | 336875.1521 | 348447.7877 | 332105.3551 | 338428.2013 | 341939.9771 | 0 | 0 | 0 | 0 | 0 | 0 | 0 | 0 | 0 | 0 | 0 | 0 | 0 | 0 | 0 | 0 | 0 | 0 | 0 | 0 | 0 | 0 | 0 | 0 | -0.053229 | 0.023358 | -0.033402 | -0.4408 | 0.040497 | 0.066782 | -0.055767 | -0.087808 | -0.012083 | 0.0736 | 0.053947 | 0.009793 | 0.023315 | 0.051884 | -0.0097808 | 0.009542 | 0.0060742 | -0.022515 | -0.021093 | 0.033776 | -0.048036 | 0.01886 | 0.010323 | 0.10155
| 183 | 4191792.3602 | 0 | 3897103.1756 | 0 |  | 498101.8599 | 474373.9183 | 484832.1521 | 474082.5986 | 301313.0527 | 311744.9472 | 327277.8855 | 307705.8058 | 277454.1687 | 274806.5919 | 292715.1641 | 304752.3784 | 309452.8531 | 322229.7104 | 339917.9665 | 334812.8508 | 343881.0729 | 341587.7823 | 339551.89 | 337877.9084 | 345441.7122 | 331231.9771 | 331036.6961 | 328795.8414 | 0 | 0 | 0 | 0 | 0 | 0 | 0 | 0 | 0 | 0 | 0 | 0 | 0 | 0 | 0 | 0 | 0 | 0 | 0 | 0 | 0 | 0 | 0 | 0 | -0.048809 | 0.021807 | -0.022421 | -0.45323 | 0.034036 | 0.048624 | -0.061665 | -0.10349 | -0.0095882 | 0.063132 | 0.0403 | 0.015306 | 0.040459 | 0.05344 | -0.015133 | 0.026724 | -0.0066912 | -0.0059779 | -0.0049422 | 0.022139 | -0.042005 | -0.00058973 | -0.0067922 | 0.10293
| 184 | 4813759.7871 | 0 | 4416511.4966 | 0 |  | 511540.7586 | 482206.5868 | 496030.2977 | 477631.1257 | 320421.1765 | 342338.7856 | 371241.2809 | 366972.3286 | 340786.193 | 339953.2228 | 366537.4819 | 388848.5456 | 402719.1199 | 411087.4667 | 439275.389 | 434554.9191 | 431032.4674 | 438862.9971 | 431821.9181 | 437327.0428 | 447445.6677 | 442980.306 | 456598.4731 | 458487.4784 | 0 | 0 | 0 | 0 | 0 | 0 | 0 | 0 | 0 | 0 | 0 | 0 | 0 | 0 | 0 | 0 | 0 | 0 | 0 | 0 | 0 | 0 | 0 | 0 | -0.059055 | 0.028264 | -0.037798 | -0.3992 | 0.066165 | 0.081051 | -0.011566 | -0.074031 | -0.0024473 | 0.075293 | 0.059089 | 0.035049 | 0.020567 | 0.066321 | -0.010804 | -0.0081389 | 0.018004 | -0.016174 | 0.012668 | 0.022874 | -0.01003 | 0.030279 | 0.0041286 | 0.095065
| 185 | 4524460.0733 | 0 | 4179000.0679 | 0 |  | 522332.9011 | 493422.154 | 504253.8712 | 484209.336 | 317768.3702 | 326654.7833 | 349369.0182 | 332389.2511 | 302464.208 | 302016.264 | 326673.802 | 341649.8492 | 347064.0497 | 354871.3651 | 382445.732 | 377056.6308 | 386243.8015 | 385278.495 | 383410.0242 | 384431.1266 | 393903.0952 | 385992.3945 | 395351.2934 | 393822.0182 | 0 | 0 | 0 | 0 | 0 | 0 | 0 | 0 | 0 | 0 | 0 | 0 | 0 | 0 | 0 | 0 | 0 | 0 | 0 | 0 | 0 | 0 | 0 | 0 | -0.05694 | 0.021715 | -0.040563 | -0.42119 | 0.027581 | 0.067225 | -0.049822 | -0.094344 | -0.0014821 | 0.078481 | 0.044824 | 0.015723 | 0.022246 | 0.074831 | -0.014191 | 0.024073 | -0.0025023 | -0.0048615 | 0.0026597 | 0.02434 | -0.020287 | 0.023957 | -0.0038756 | 0.098369
| 186 | 4159783.313 | 0 | 3830972.995 | 0 |  | 479783.904 | 456837.3954 | 468420.8152 | 458669.3343 | 284655.3277 | 290313.7767 | 306242.7557 | 290796.1862 | 271793.194 | 270517.1616 | 296343.7471 | 314144.7112 | 319343.2466 | 329174.7171 | 353571.041 | 350914.3904 | 360698.22 | 363190.4623 | 361131.2663 | 357131.6862 | 373762.9989 | 365908.8583 | 376449.5425 | 377786.8383 | 0 | 0 | 0 | 0 | 0 | 0 | 0 | 0 | 0 | 0 | 0 | 0 | 0 | 0 | 0 | 0 | 0 | 0 | 0 | 0 | 0 | 0 | 0 | 0 | -0.049008 | 0.02504 | -0.021038 | -0.47705 | 0.019683 | 0.053416 | -0.051755 | -0.067581 | -0.0047059 | 0.091185 | 0.058334 | 0.016413 | 0.030322 | 0.071496 | -0.0075421 | 0.027499 | 0.0068857 | -0.0056859 | -0.011137 | 0.045517 | -0.021238 | 0.0284 | 0.0035461 | 0.10901
| 187 | 4541025.5114 | 0 | 4178701.6276 | 0 |  | 511081.1051 | 482999.8062 | 496849.7234 | 478977.6416 | 321376.7141 | 329266.1774 | 349844.7731 | 330330.9391 | 305969.2917 | 304191.205 | 324819.1195 | 344993.8892 | 349603.2763 | 362917.9427 | 386479.3068 | 387651.0433 | 396892.2555 | 394111.4378 | 395562.1054 | 398579.0976 | 409860.3413 | 400494.1513 | 415268.2623 | 421357.2461 | 0 | 0 | 0 | 0 | 0 | 0 | 0 | 0 | 0 | 0 | 0 | 0 | 0 | 0 | 0 | 0 | 0 | 0 | 0 | 0 | 0 | 0 | 0 | 0 | -0.056512 | 0.028271 | -0.036634 | -0.39904 | 0.024252 | 0.060623 | -0.057395 | -0.07661 | -0.0058283 | 0.065612 | 0.060258 | 0.013272 | 0.037378 | 0.062902 | 0.0030272 | 0.023559 | -0.0070311 | 0.0036741 | 0.0075982 | 0.027911 | -0.023117 | 0.036226 | 0.014556 | 0.093759
| 188 | 4183116.3286 | 0 | 3861184.6634 | 0 |  | 479063.6861 | 452735.0756 | 463261.9814 | 453149.7459 | 284801.1173 | 291796.1671 | 311741.2658 | 298407.6557 | 277622.398 | 280457.5023 | 305156.7404 | 325198.7908 | 332653.894 | 344539.3972 | 360734.7279 | 361150.0549 | 358971.9944 | 361470.3438 | 357443.7936 | 361114.768 | 370750.4415 | 351497.7635 | 364650.6088 | 375928.5527 | 0 | 0 | 0 | 0 | 0 | 0 | 0 | 0 | 0 | 0 | 0 | 0 | 0 | 0 | 0 | 0 | 0 | 0 | 0 | 0 | 0 | 0 | 0 | 0 | -0.056526 | 0.022986 | -0.02207 | -0.46443 | 0.024264 | 0.066118 | -0.043713 | -0.072199 | 0.01016 | 0.084403 | 0.063611 | 0.022666 | 0.035106 | 0.045934 | 0.0011507 | -0.0060492 | 0.0069356 | -0.011202 | 0.010218 | 0.026333 | -0.053326 | 0.036736 | 0.030459 | 0.10675
| 189 | 5126774.0328 | 5126774.0328 | 4702824.4683 | 4702824.4683 |  | 524790.7762 | 499364.3078 | 513653.9055 | 497100.0135 | 339358.7776 | 364343.2005 | 398413.178 | 403070.9654 | 374352.8292 | 374201.9554 | 404786.4616 | 432169.6989 | 437759.4638 | 445074.2758 | 480100.4512 | 466489.4108 | 470718.1363 | 468681.1572 | 463789.9879 | 461280.1289 | 478929.0112 | 474075.3446 | 487506.2172 | 485838.9264 | 0 | 0 | 0 | 0 | 0 | 364343.2005 | 398413.178 | 403070.9654 | 374352.8292 | 374201.9554 | 404786.4616 | 432169.6989 | 437759.4638 | 445074.2758 | 480100.4512 | 466489.4108 | 470718.1363 | 468681.1572 | 463789.9879 | 461280.1289 | 478929.0112 | 474075.3446 | 487506.2172 | 485838.9264 | -0.049664 | 0.028214 | -0.032758 | -0.38173 | 0.071038 | 0.089393 | 0.011623 | -0.073914 | -0.00040311 | 0.078564 | 0.065459 | 0.012851 | 0.016572 | 0.075754 | -0.02876 | 0.0090242 | -0.0043368 | -0.010491 | -0.0054263 | 0.037547 | -0.010186 | 0.027937 | -0.0034259 | 0.09255
| 190 | 4625029.8554 | 0 | 4237173.0699 | 0 |  | 510421.9225 | 478804.3682 | 490113.6348 | 478221.0562 | 331807.751 | 335444.7087 | 353910.3556 | 334066.9656 | 310016.6846 | 308880.3626 | 328107.0969 | 350456.9081 | 360157.7898 | 374433.6095 | 401917.1252 | 407348.7144 | 409218.8442 | 419843.21 | 418740.5112 | 416792.1023 | 427533.1262 | 438064.7677 | 449310.6914 | 448963.4281 | 0 | 0 | 0 | 0 | 0 | 0 | 0 | 0 | 0 | 0 | 0 | 0 | 0 | 0 | 0 | 0 | 0 | 0 | 0 | 0 | 0 | 0 | 0 | 0 | -0.063946 | 0.023345 | -0.024564 | -0.36552 | 0.010901 | 0.053587 | -0.057702 | -0.074715 | -0.0036721 | 0.060386 | 0.065898 | 0.027304 | 0.038872 | 0.070831 | 0.013424 | 0.0045805 | 0.025631 | -0.0026299 | -0.0046639 | 0.025444 | 0.024335 | 0.025348 | -0.00077318 | 0.087405
| 191 | 4282536.0135 | 0 | 3949719.509 | 0 |  | 504402.8064 | 484136.525 | 496370.1862 | 479759.7907 | 289798.8871 | 295976.8279 | 311069.9416 | 295899.1907 | 273988.9419 | 276714.19 | 297625.3201 | 310532.6088 | 323492.4639 | 339584.2679 | 354468.832 | 360586.9442 | 369495.9605 | 366757.7726 | 365418.1812 | 363609.3202 | 372294.6288 | 376528.4508 | 380466.8313 | 383319.8432 | 0 | 0 | 0 | 0 | 0 | 0 | 0 | 0 | 0 | 0 | 0 | 0 | 0 | 0 | 0 | 0 | 0 | 0 | 0 | 0 | 0 | 0 | 0 | 0 | -0.041008 | 0.024955 | -0.034036 | -0.5041 | 0.021094 | 0.049737 | -0.049999 | -0.076931 | 0.0098974 | 0.07285 | 0.042454 | 0.040887 | 0.048546 | 0.042898 | 0.017113 | 0.024407 | -0.0074382 | -0.0036592 | -0.0049624 | 0.023606 | 0.011308 | 0.010405 | 0.0074707 | 0.11293
| 192 | 4438245.7547 | 0 | 4123051.2998 | 0 |  | 507901.0528 | 483089.5868 | 494581.5862 | 475837.9904 | 295928.5542 | 317978.4162 | 344892.4396 | 343315.6856 | 321862.4176 | 311481.261 | 334976.3737 | 354116.2897 | 353805.3629 | 358744.4069 | 377867.3395 | 368854.4602 | 368784.2134 | 361575.9543 | 358910.4309 | 358699.5801 | 364063.3343 | 349573.9281 | 361674.8739 | 355553.7764 | 0 | 0 | 0 | 0 | 0 | 0 | 0 | 0 | 0 | 0 | 0 | 0 | 0 | 0 | 0 | 0 | 0 | 0 | 0 | 0 | 0 | 0 | 0 | 0 | -0.050085 | 0.02351 | -0.038635 | -0.47496 | 0.071865 | 0.081249 | -0.0045822 | -0.064526 | -0.032785 | 0.072721 | 0.055565 | -0.00087842 | 0.013863 | 0.051933 | -0.024141 | -0.00019046 | -0.01974 | -0.0073993 | -0.00058765 | 0.014843 | -0.040613 | 0.034031 | -0.017069 | 0.10813
| 193 | 4244321.9672 | 0 | 3936099.2779 | 0 |  | 493342.6384 | 470283.889 | 481571.6225 | 461859.9215 | 304269.9495 | 315773.9187 | 335268.2347 | 318280.2066 | 289021.7861 | 285022.0666 | 305898.868 | 318431.4748 | 319082.4116 | 327475.1687 | 348555.5107 | 347691.378 | 348713.751 | 343550.0853 | 346413.5356 | 343899.3488 | 353118.684 | 345570.7754 | 352611.3416 | 348099.91 | 0 | 0 | 0 | 0 | 0 | 0 | 0 | 0 | 0 | 0 | 0 | 0 | 0 | 0 | 0 | 0 | 0 | 0 | 0 | 0 | 0 | 0 | 0 | 0 | -0.047867 | 0.023718 | -0.041793 | -0.41735 | 0.037111 | 0.059904 | -0.051999 | -0.09643 | -0.013935 | 0.070688 | 0.040153 | 0.0020421 | 0.025963 | 0.062385 | -0.0024823 | 0.0029361 | -0.014918 | 0.0083003 | -0.0072842 | 0.026455 | -0.021607 | 0.020169 | -0.012877 | 0.096279
| 194 | 4996171.0544 | 4996171.0544 | 4556577.044 | 0 |  | 509793.7309 | 480824.7309 | 492115.4605 | 479091.783 | 328367.062 | 348088.9385 | 380475.468 | 381865.8102 | 357107.9583 | 359373.35 | 379735.604 | 410870.5883 | 425902.2669 | 435321.1301 | 467459.6322 | 465961.249 | 477364.2466 | 474523.4618 | 473320.8007 | 472785.2684 | 484364.7316 | 491768.989 | 506945.9783 | 516966.8417 | 0 | 0 | 0 | 0 | 0 | 0 | 0 | 381865.8102 | 357107.9583 | 359373.35 | 379735.604 | 410870.5883 | 425902.2669 | 435321.1301 | 467459.6322 | 465961.249 | 477364.2466 | 474523.4618 | 473320.8007 | 472785.2684 | 484364.7316 | 491768.989 | 506945.9783 | 516966.8417 | -0.058503 | 0.023211 | -0.026821 | -0.37776 | 0.058326 | 0.088964 | 0.0036476 | -0.067031 | 0.0063237 | 0.055113 | 0.078803 | 0.035932 | 0.021874 | 0.071229 | -0.0032105 | 0.024177 | -0.0059688 | -0.0025377 | -0.0011321 | 0.024197 | 0.015171 | 0.030395 | 0.019574 | 0.090977
| 195 | 4243907.2989 | 0 | 3948124.2974 | 0 |  | 504180.9941 | 479625.8774 | 489041.3014 | 470845.6441 | 306382.7864 | 312206.6375 | 331224.8835 | 315838.9822 | 288469.2942 | 283150.5572 | 298195.0788 | 312121.5915 | 318650.2884 | 322989.5768 | 348060.5649 | 340886.9555 | 349489.6355 | 344455.8928 | 343507.433 | 336333.6538 | 343372.5321 | 331436.0613 | 334726.0048 | 332659.5931 | 0 | 0 | 0 | 0 | 0 | 0 | 0 | 0 | 0 | 0 | 0 | 0 | 0 | 0 | 0 | 0 | 0 | 0 | 0 | 0 | 0 | 0 | 0 | 0 | -0.049929 | 0.019441 | -0.037917 | -0.4297 | 0.01883 | 0.059132 | -0.047565 | -0.090644 | -0.01861 | 0.051769 | 0.045645 | 0.020701 | 0.013526 | 0.074756 | -0.020826 | 0.024923 | -0.014508 | -0.0027573 | -0.021105 | 0.020712 | -0.035381 | 0.0098774 | -0.0061926 | 0.097841
| 196 | 4334398.8208 | 0 | 4007317.4771 | 0 |  | 500585.0316 | 470166.0651 | 484288.5294 | 463929.1915 | 305367.1547 | 314476.2531 | 331379.8865 | 314333.1948 | 290563.7372 | 290277.4046 | 311010.5305 | 326076.0678 | 336522.7611 | 344886.6046 | 371193.2921 | 364005.4579 | 372471.773 | 369808.0539 | 373960.6807 | 364464.2735 | 376318.4081 | 367209.0536 | 368759.3762 | 372686.2276 | 0 | 0 | 0 | 0 | 0 | 0 | 0 | 0 | 0 | 0 | 0 | 0 | 0 | 0 | 0 | 0 | 0 | 0 | 0 | 0 | 0 | 0 | 0 | 0 | -0.062692 | 0.029595 | -0.042949 | -0.41822 | 0.029394 | 0.052357 | -0.052812 | -0.078631 | -0.00098592 | 0.06899 | 0.047304 | 0.031535 | 0.02455 | 0.073507 | -0.019554 | 0.022992 | -0.0071772 | 0.011167 | -0.025722 | 0.032007 | -0.024504 | 0.004213 | 0.010593 | 0.0972
| 197 | 4152846.0087 | 0 | 3853046.7682 | 0 |  | 491889.4898 | 462531.3733 | 473982.7252 | 459404.9136 | 291877.2732 | 301053.4149 | 321591.9036 | 306420.4891 | 277927.989 | 278481.4411 | 295120.3377 | 310593.234 | 313414.486 | 325471.0473 | 343200.4307 | 337652.4664 | 345177.9093 | 339712.3518 | 337246.7797 | 338564.8643 | 344079.4172 | 330454.4707 | 342064.9092 | 345302.3208 | 0 | 0 | 0 | 0 | 0 | 0 | 0 | 0 | 0 | 0 | 0 | 0 | 0 | 0 | 0 | 0 | 0 | 0 | 0 | 0 | 0 | 0 | 0 | 0 | -0.06154 | 0.024456 | -0.031239 | -0.4536 | 0.030954 | 0.065996 | -0.048325 | -0.097596 | 0.0019894 | 0.058032 | 0.051101 | 0.0090424 | 0.037747 | 0.053041 | -0.016297 | 0.022043 | -0.015961 | -0.0072843 | 0.0039008 | 0.016157 | -0.040404 | 0.034532 | 0.0094198 | 0.10388
| 198 | 4597473.2784 | 0 | 4240809.2961 | 0 |  | 515763.2322 | 486577.4785 | 495335.5135 | 485694.0524 | 316417.9421 | 328368.3566 | 351904.7552 | 345548.8875 | 317863.3617 | 315853.2435 | 337001.1897 | 359838.3045 | 360067.3368 | 376503.4157 | 396480.2121 | 399354.2698 | 403603.3778 | 396969.2921 | 394825.4234 | 397769.9916 | 411554.8433 | 398611.3011 | 401832.161 | 407293.6817 | 0 | 0 | 0 | 0 | 0 | 0 | 0 | 0 | 0 | 0 | 0 | 0 | 0 | 0 | 0 | 0 | 0 | 0 | 0 | 0 | 0 | 0 | 0 | 0 | -0.058252 | 0.017839 | -0.019656 | -0.42851 | 0.037072 | 0.069225 | -0.018226 | -0.083513 | -0.0063439 | 0.064809 | 0.065568 | 0.00063628 | 0.044636 | 0.051699 | 0.0072228 | 0.010584 | -0.016574 | -0.0054152 | 0.0074302 | 0.034068 | -0.031956 | 0.0080477 | 0.0135 | 0.098841
| 199 | 4701328.9313 | 0 | 4366930.6831 | 0 |  | 551668.9276 | 529243.0975 | 547114.9252 | 522308.8745 | 307553.6068 | 332325.8437 | 355533.7509 | 344904.967 | 322523.7087 | 317258.1589 | 345746.6232 | 362067.1012 | 366604.6915 | 365664.4078 | 397621.8452 | 390260.0214 | 391272.5195 | 386846.5395 | 376959.185 | 376439.1624 | 386603.992 | 374124.4682 | 382069.0284 | 374811.2756 | 0 | 0 | 547114.9252 | 522308.8745 | 0 | 0 | 0 | 0 | 0 | 0 | 0 | 0 | 0 | 0 | 0 | 0 | 0 | 0 | 0 | 0 | 0 | 0 | 0 | 0 | -0.0415 | 0.033211 | -0.0464 | -0.52961 | 0.077467 | 0.067504 | -0.030351 | -0.067092 | -0.016461 | 0.08599 | 0.046123 | 0.012455 | -0.0025681 | 0.083785 | -0.018688 | 0.0025911 | -0.011376 | -0.025891 | -0.0013805 | 0.026644 | -0.032812 | 0.021013 | -0.019179 | 0.11979
| 200 | 4089393.825 | 0 | 3796803.1971 | 0 |  | 492653.472 | 466262.0903 | 475294.6242 | 464497.5304 | 288238.0009 | 295569.5223 | 313362.8362 | 294290.9054 | 271503.9508 | 270146.8011 | 288044.5207 | 298198.7214 | 303463.1422 | 313139.8587 | 331294.2806 | 330037.2119 | 335296.7806 | 328029.6635 | 322899.6525 | 324753.2632 | 334762.8258 | 328428.0515 | 331812.2766 | 333672.4594 | 0 | 0 | 0 | 0 | 0 | 0 | 0 | 0 | 0 | 0 | 0 | 0 | 0 | 0 | 0 | 0 | 0 | 0 | 0 | 0 | 0 | 0 | 0 | 0 | -0.055058 | 0.019187 | -0.022979 | -0.47717 | 0.025118 | 0.058458 | -0.062793 | -0.080592 | -0.0050112 | 0.06415 | 0.034645 | 0.0175 | 0.03139 | 0.056357 | -0.0038016 | 0.015811 | -0.021912 | -0.015762 | 0.0057241 | 0.030357 | -0.019105 | 0.010252 | 0.0055905 | 0.10698
| 201 | 2548196.5616 | 0 | 2518347.5052 | 0 |  | 684069.9169 | 598534.1681 | 613725.7921 | 481950.1732 | 273349.765 | 112665.3574 | 115418.8066 | 43489.2726 | 22349.8264 | 22350.8448 | 23114.0545 | 23863.5004 | 24750.1323 | 25731.9507 | 26792.4724 | 27700.3291 | 27769.7993 | 28815.4523 | 29979.0849 | 31007.3429 | 32116.4573 | 33306.6554 | 34733.2537 | 35813.3143 | 684069.9169 | 598534.1681 | 613725.7921 | 0 | 0 | 0 | 0 | 0 | 0 | 0 | 0 | 0 | 0 | 0 | 0 | 0 | 0 | 0 | 0 | 0 | 0 | 0 | 0 | 0 | -0.13358 | 0.025065 | -0.24171 | -0.56709 | -0.88633 | 0.024145 | -0.97605 | -0.6657 | 4.5563e-05 | 0.033577 | 0.031909 | 0.036481 | 0.038903 | 0.040388 | 0.033323 | 0.0025048 | 0.036963 | 0.039588 | 0.033724 | 0.035145 | 0.036389 | 0.04194 | 0.030622 | 0.31761
| 202 | 4467632.777 | 0 | 4137330.5452 | 0 |  | 506364.3841 | 477057.4361 | 487178.2363 | 473630.8495 | 312896.7458 | 325166.0478 | 348938.2234 | 336525.8976 | 309562.7178 | 312053.4571 | 332843.4234 | 351202.5626 | 354763.2403 | 363529.6304 | 383699.2779 | 374723.7443 | 377052.3378 | 381744.4651 | 374746.4839 | 368565.5857 | 385166.8652 | 370176.3318 | 369084.8227 | 374340.085 | 0 | 0 | 0 | 0 | 0 | 0 | 0 | 0 | 0 | 0 | 0 | 0 | 0 | 0 | 0 | 0 | 0 | 0 | 0 | 0 | 0 | 0 | 0 | 0 | -0.05962 | 0.020993 | -0.028202 | -0.41455 | 0.038463 | 0.070559 | -0.03622 | -0.083514 | 0.0080138 | 0.064498 | 0.053691 | 0.010087 | 0.02441 | 0.053998 | -0.02367 | 0.0061949 | 0.012367 | -0.018502 | -0.016631 | 0.044058 | -0.039697 | -0.002953 | 0.014138 | 0.096115
| 203 | 3947234.3054 | 0 | 3683688.5795 | 0 |  | 488253.1164 | 463948.9716 | 474425.1288 | 458266.5495 | 283512.3323 | 287247.9049 | 300545.0875 | 284962.7681 | 257181.7003 | 254510.062 | 275423.2602 | 287147.5258 | 290149.5331 | 297504.9828 | 314781.0523 | 305172.2037 | 308604.8823 | 306459.7023 | 306067.3318 | 298831.097 | 311999.877 | 291519.2486 | 292860.5473 | 299096.2271 | 0 | 0 | 0 | 0 | 0 | 0 | 0 | 0 | 0 | 0 | 0 | 0 | 0 | 0 | 0 | 0 | 0 | 0 | 0 | 0 | 0 | 0 | 0 | 0 | -0.051059 | 0.022329 | -0.034653 | -0.4802 | 0.01309 | 0.045252 | -0.053239 | -0.10258 | -0.010442 | 0.078969 | 0.041687 | 0.0104 | 0.025035 | 0.056446 | -0.031001 | 0.011186 | -0.0069755 | -0.0012812 | -0.023927 | 0.043124 | -0.067897 | 0.0045905 | 0.021069 | 0.10885
| 204 | 4591406.2764 | 0 | 4215979.5821 | 0 |  | 494314.3221 | 476431.3972 | 480834.8866 | 477898.1147 | 295031.2176 | 316864.4861 | 346129.2937 | 340952.0794 | 319047.4893 | 319425.9729 | 343675.2273 | 368965.5743 | 380385.0248 | 387442.8013 | 411625.0286 | 412632.0886 | 419250.4113 | 415464.1977 | 409049.8207 | 414034.8972 | 420669.3542 | 415754.4257 | 435578.2438 | 434956.0751 | 0 | 0 | 0 | 0 | 0 | 0 | 0 | 0 | 0 | 0 | 0 | 0 | 0 | 0 | 0 | 0 | 0 | 0 | 0 | 0 | 0 | 0 | 0 | 0 | -0.036848 | 0.0092002 | -0.0061264 | -0.48232 | 0.071393 | 0.088338 | -0.01507 | -0.066402 | 0.0011856 | 0.073172 | 0.071006 | 0.030481 | 0.018384 | 0.060545 | 0.0024436 | 0.015912 | -0.0090719 | -0.015559 | 0.012113 | 0.015897 | -0.011752 | 0.04658 | -0.0014294 | 0.11069
| 205 | 4958656.6776 | 0 | 4628688.6425 | 4628688.6425 |  | 588465.7712 | 563491.7801 | 576081.5926 | 553116.0682 | 339828.1754 | 362307.828 | 390248.7159 | 382511.2154 | 355322.9726 | 344847.9721 | 358263.0705 | 375520.0944 | 374762.0303 | 382906.5957 | 406490.3463 | 392279.9433 | 400294.9923 | 389795.4627 | 381822.2744 | 378545.6203 | 396170.2948 | 369510.8559 | 366750.2171 | 362446.7512 | 588465.7712 | 563491.7801 | 576081.5926 | 553116.0682 | 0 | 0 | 390248.7159 | 382511.2154 | 355322.9726 | 0 | 0 | 0 | 0 | 0 | 0 | 0 | 0 | 0 | 0 | 0 | 0 | 0 | 0 | 0 | -0.043366 | 0.022097 | -0.040681 | -0.48713 | 0.064054 | 0.07429 | -0.020026 | -0.073731 | -0.029923 | 0.038164 | 0.047044 | -0.0020207 | 0.0215 | 0.059769 | -0.035584 | 0.020226 | -0.02658 | -0.020667 | -0.0086187 | 0.045508 | -0.069664 | -0.0074991 | -0.011803 | 0.10979
| 206 | 4403809.658 | 0 | 4046212.0024 | 0 |  | 482410.738 | 457149.8384 | 471565.0268 | 462781.271 | 291113.7093 | 308588.5505 | 331374.0346 | 316957.2757 | 301224.4813 | 301694.0036 | 329184.9904 | 349116.6181 | 350808.8301 | 365228.541 | 390978.3658 | 396005.9875 | 392823.3704 | 400533.8343 | 398081.4927 | 388617.64 | 404799.8258 | 396443.5785 | 411018.7949 | 412919.57 | 0 | 0 | 0 | 0 | 0 | 0 | 0 | 0 | 0 | 0 | 0 | 0 | 0 | 0 | 0 | 0 | 0 | 0 | 0 | 0 | 0 | 0 | 0 | 0 | -0.053785 | 0.031046 | -0.018802 | -0.46354 | 0.058295 | 0.071239 | -0.044481 | -0.050911 | 0.0015575 | 0.087207 | 0.058786 | 0.0048354 | 0.040282 | 0.068129 | 0.012777 | -0.0080693 | 0.019438 | -0.0061415 | -0.024061 | 0.040797 | -0.020859 | 0.036105 | 0.0046139 | 0.10725
| 207 | 4389377.2982 | 0 | 4071246.4259 | 0 |  | 502939.7838 | 470045.59 | 483928.426 | 467401.2973 | 305096.4969 | 318038.5827 | 343385.9914 | 329616.1743 | 306614.5181 | 299366.3765 | 322966.0534 | 344984.0643 | 346385.322 | 351911.7806 | 377631.9989 | 375673.3797 | 378603.3771 | 373813.7736 | 367968.7406 | 359635.3508 | 369295.9374 | 357576.2639 | 359495.2235 | 357118.5215 | 0 | 0 | 0 | 0 | 0 | 0 | 0 | 0 | 0 | 0 | 0 | 0 | 0 | 0 | 0 | 0 | 0 | 0 | 0 | 0 | 0 | 0 | 0 | 0 | -0.067641 | 0.029107 | -0.034749 | -0.42656 | 0.041545 | 0.076682 | -0.040926 | -0.072338 | -0.023923 | 0.075879 | 0.065951 | 0.0040536 | 0.015829 | 0.07054 | -0.0052001 | 0.0077691 | -0.012731 | -0.01576 | -0.022907 | 0.026508 | -0.03225 | 0.0053522 | -0.0066332 | 0.099261
| 208 | 3947456.6553 | 0 | 3688688.4448 | 0 |  | 483511.2337 | 463010.4423 | 475255.3082 | 455388.3853 | 287794.9644 | 290817.9965 | 306998.5556 | 287019.7074 | 254264.6918 | 253903.9287 | 276042.1727 | 289321.064 | 290306.4437 | 294886.6114 | 310328.2173 | 306150.3211 | 310358.2924 | 313820.4766 | 309490.2234 | 299931.5288 | 303275.4105 | 290890.6341 | 287781.2556 | 291856.931 | 0 | 0 | 0 | 0 | 0 | 0 | 0 | 0 | 0 | 0 | 0 | 0 | 0 | 0 | 0 | 0 | 0 | 0 | 0 | 0 | 0 | 0 | 0 | 0 | -0.043325 | 0.026103 | -0.042702 | -0.4589 | 0.010449 | 0.054145 | -0.067292 | -0.12118 | -0.0014199 | 0.083598 | 0.046983 | 0.0034 | 0.015654 | 0.05104 | -0.013554 | 0.013651 | 0.011094 | -0.013895 | -0.031372 | 0.011087 | -0.041694 | -0.010747 | 0.014063 | 0.10489
| 209 | 4494455.4171 | 0 | 4186127.793 | 0 |  | 526448.1508 | 494566.9355 | 510290.6236 | 489972.7072 | 328793.0252 | 339816.1056 | 357595.5049 | 340569.3758 | 308618.6594 | 306723.6101 | 318795.6918 | 333560.3826 | 339709.2182 | 354055.7807 | 370389.4462 | 368492.0555 | 372688.2813 | 368936.3817 | 361368.4981 | 361226.298 | 358462.053 | 349048.0662 | 345849.8437 | 345342.1109 | 0 | 0 | 0 | 0 | 0 | 0 | 0 | 0 | 0 | 0 | 0 | 0 | 0 | 0 | 0 | 0 | 0 | 0 | 0 | 0 | 0 | 0 | 0 | 0 | -0.06247 | 0.031298 | -0.040631 | -0.39892 | 0.032976 | 0.050998 | -0.048784 | -0.098512 | -0.0061594 | 0.038603 | 0.045273 | 0.018266 | 0.041364 | 0.045101 | -0.0051359 | 0.011323 | -0.010118 | -0.020726 | -0.00039358 | -0.0076818 | -0.026613 | -0.0092049 | -0.0014692 | 0.091182
| 210 | 4456866.359 | 0 | 4134072.1784 | 0 |  | 517553.2533 | 485696.2922 | 498358.6834 | 477785.0664 | 322296.8711 | 329528.5213 | 347800.4085 | 330498.7863 | 298170.8381 | 300995.0953 | 321371.8604 | 333917.3582 | 345077.459 | 352701.4345 | 379695.2173 | 369293.3663 | 375267.897 | 376248.8205 | 370029.6776 | 372845.5373 | 373753.7708 | 359272.3419 | 366970.0087 | 365220.9031 | 0 | 0 | 0 | 0 | 0 | 0 | 0 | 0 | 0 | 0 | 0 | 0 | 0 | 0 | 0 | 0 | 0 | 0 | 0 | 0 | 0 | 0 | 0 | 0 | -0.063529 | 0.025737 | -0.042159 | -0.39369 | 0.02219 | 0.053966 | -0.051026 | -0.10294 | 0.0094274 | 0.065505 | 0.038295 | 0.032875 | 0.021853 | 0.073747 | -0.027778 | 0.016049 | 0.0026105 | -0.016667 | 0.007581 | 0.002433 | -0.039517 | 0.021199 | -0.0047777 | 0.092697
| 211 | 5408163.9973 | 5408163.9973 | 4969306.4132 | 4969306.4132 |  | 581000.7712 | 553812.6513 | 564464.4032 | 551796.7273 | 346729.2652 | 374919.3122 | 408784.1465 | 403442.7411 | 386854.4051 | 381489.7912 | 407643.7058 | 443076.1102 | 453592.294 | 462481.8368 | 501930.0982 | 487160.7654 | 496443.5573 | 484344.2725 | 475091.8082 | 472704.9381 | 489739.8107 | 493203.8994 | 506148.4502 | 505888.5138 | 581000.7712 | 553812.6513 | 564464.4032 | 551796.7273 | 346729.2652 | 374919.3122 | 408784.1465 | 403442.7411 | 386854.4051 | 381489.7912 | 407643.7058 | 443076.1102 | 453592.294 | 462481.8368 | 501930.0982 | 487160.7654 | 496443.5573 | 484344.2725 | 475091.8082 | 472704.9381 | 489739.8107 | 493203.8994 | 506148.4502 | 505888.5138 | -0.047926 | 0.019051 | -0.022698 | -0.46464 | 0.078167 | 0.086476 | -0.013153 | -0.041986 | -0.013964 | 0.066309 | 0.083348 | 0.023457 | 0.019409 | 0.081854 | -0.029867 | 0.018876 | -0.024674 | -0.019288 | -0.0050367 | 0.035403 | 0.0070484 | 0.025907 | -0.00051369 | 0.10811
| 212 | 4614413.8978 | 0 | 4237727.4365 | 0 |  | 511671.1514 | 483508.7297 | 494684.159 | 478983.9833 | 328577.4359 | 338852.1401 | 356584.9084 | 339953.7216 | 312701.391 | 310523.0386 | 335052.2272 | 349560.8157 | 359452.1747 | 371781.239 | 394804.076 | 395757.7065 | 405886.4582 | 402512.6685 | 407189.3491 | 408941.5921 | 420499.2343 | 426085.7283 | 434541.9285 | 430798.3142 | 0 | 0 | 0 | 0 | 0 | 0 | 0 | 0 | 0 | 0 | 0 | 0 | 0 | 0 | 0 | 0 | 0 | 0 | 0 | 0 | 0 | 0 | 0 | 0 | -0.056613 | 0.02285 | -0.032252 | -0.37689 | 0.030791 | 0.051009 | -0.047763 | -0.083561 | -0.0069906 | 0.076028 | 0.042391 | 0.027904 | 0.033724 | 0.060084 | 0.0024125 | 0.025271 | -0.0083469 | 0.011552 | 0.004294 | 0.02787 | 0.013198 | 0.019652 | -0.0086524 | 0.088875
| 213 | 4427504.3071 | 0 | 4091897.4727 | 0 |  | 520849.7853 | 500340.9067 | 505664.5741 | 499165.9801 | 305933.9791 | 316922.7576 | 333729.8345 | 313917.4462 | 287003.7175 | 284015.2677 | 309135.7591 | 323880.8735 | 333697.2962 | 345984.0978 | 365414.6275 | 363028.8657 | 376025.2128 | 370715.3345 | 371143.8055 | 369083.8452 | 376964.8509 | 376210.8181 | 387977.865 | 383990.9772 | 0 | 0 | 0 | 0 | 0 | 0 | 0 | 0 | 0 | 0 | 0 | 0 | 0 | 0 | 0 | 0 | 0 | 0 | 0 | 0 | 0 | 0 | 0 | 0 | -0.040172 | 0.010584 | -0.012935 | -0.48957 | 0.035289 | 0.051674 | -0.061202 | -0.089635 | -0.010467 | 0.084753 | 0.046595 | 0.029859 | 0.036159 | 0.05464 | -0.0065503 | 0.035174 | -0.014222 | 0.0011551 | -0.0055658 | 0.021128 | -0.0020023 | 0.030799 | -0.010329 | 0.11097
| 214 | 4282160.5554 | 0 | 3944055.6755 | 0 |  | 493248.6443 | 464579.7129 | 471633.956 | 460191.032 | 303054.5114 | 310158.0129 | 326572.0708 | 306535.8072 | 283939.1382 | 282023.3976 | 306176.7008 | 321477.3806 | 323994.8974 | 337541.9157 | 364916.228 | 361166.4178 | 363821.2137 | 368377.6388 | 371845.8468 | 368386.5706 | 382725.5508 | 378764.3296 | 388036.5679 | 386541.1506 | 0 | 0 | 0 | 0 | 0 | 0 | 0 | 0 | 0 | 0 | 0 | 0 | 0 | 0 | 0 | 0 | 0 | 0 | 0 | 0 | 0 | 0 | 0 | 0 | -0.05988 | 0.01507 | -0.024561 | -0.41773 | 0.023169 | 0.051569 | -0.063316 | -0.076575 | -0.0067699 | 0.082172 | 0.048765 | 0.0078006 | 0.040962 | 0.077978 | -0.010329 | 0.0073237 | 0.012446 | 0.0093708 | -0.0093465 | 0.038185 | -0.010404 | 0.024185 | -0.0038613 | 0.09748
| 215 | 4697726.1731 | 0 | 4329818.8239 | 0 |  | 514213.9977 | 491357.2054 | 498870.5853 | 490796.7093 | 313555.2751 | 338663.753 | 361817.2045 | 353914.2791 | 325484.9375 | 324947.1879 | 348992.9666 | 369935.4279 | 380581.5937 | 392114.8578 | 419323.652 | 414952.3851 | 422149.5003 | 413834.4746 | 409426.6136 | 403082.4749 | 412897.3089 | 415389.031 | 422539.2206 | 420950.0527 | 0 | 0 | 0 | 0 | 0 | 0 | 0 | 0 | 0 | 0 | 0 | 0 | 0 | 0 | 0 | 0 | 0 | 0 | 0 | 0 | 0 | 0 | 0 | 0 | -0.045468 | 0.015175 | -0.016317 | -0.44805 | 0.077032 | 0.066131 | -0.022084 | -0.083739 | -0.0016535 | 0.071389 | 0.058277 | 0.028372 | 0.029854 | 0.067088 | -0.010479 | 0.017196 | -0.019893 | -0.010708 | -0.015616 | 0.024058 | 0.0060166 | 0.017067 | -0.0037681 | 0.10361
| 216 | 4777182.1508 | 0 | 4396457.9011 | 0 |  | 514737.684 | 486144.7321 | 493268.6578 | 482490.2691 | 315055.6434 | 338292.5403 | 368443.9276 | 365116.735 | 344896.3859 | 340088.7347 | 359226.8068 | 384325.752 | 399228.6058 | 407388.7035 | 435731.7394 | 439548.2437 | 432682.1128 | 427547.8958 | 415964.0663 | 415554.7641 | 433661.7215 | 429715.607 | 436445.195 | 428841.5891 | 0 | 0 | 0 | 0 | 0 | 0 | 0 | 0 | 0 | 0 | 0 | 0 | 0 | 0 | 0 | 0 | 0 | 0 | 0 | 0 | 0 | 0 | 0 | 0 | -0.057151 | 0.014548 | -0.022093 | -0.42621 | 0.071162 | 0.085378 | -0.0090714 | -0.056973 | -0.014037 | 0.054747 | 0.067537 | 0.038044 | 0.020234 | 0.067259 | 0.0087207 | -0.015744 | -0.011937 | -0.027467 | -0.00098447 | 0.04265 | -0.0091412 | 0.015539 | -0.017575 | 0.099468
| 217 | 4922222.2894 | 0 | 4539933.9483 | 0 |  | 562115.9265 | 536346.8449 | 547390.8501 | 534972.4723 | 341216.5104 | 356808.6698 | 376280.3831 | 356697.3131 | 329449.9376 | 328035.9221 | 347068.6659 | 366737.3682 | 377468.9641 | 389096.8358 | 413497.1726 | 413097.9735 | 427118.3439 | 423921.7753 | 422166.4438 | 425534.8858 | 433647.5992 | 428531.0357 | 437773.6985 | 436673.6619 | 562115.9265 | 536346.8449 | 547390.8501 | 534972.4723 | 0 | 0 | 0 | 0 | 0 | 0 | 0 | 0 | 0 | 0 | 0 | 0 | 0 | 0 | 0 | 0 | 0 | 0 | 0 | 0 | -0.046927 | 0.020382 | -0.022948 | -0.4497 | 0.044682 | 0.053135 | -0.053447 | -0.079463 | -0.0043013 | 0.0564 | 0.055123 | 0.028842 | 0.03034 | 0.060822 | -0.00096589 | 0.033376 | -0.0075122 | -0.0041493 | 0.0079473 | 0.018885 | -0.011869 | 0.021339 | -0.002516 | 0.10236
| 218 | 4645087.3106 | 0 | 4271156.9743 | 0 |  | 507867.2051 | 475364.8794 | 489174.6789 | 469140.944 | 316804.5816 | 330182.0077 | 357500.7674 | 350360.6963 | 324941.3107 | 324986.2519 | 348242.1575 | 371418.546 | 377354.9303 | 383333.9011 | 413689.3355 | 408002.0803 | 418479.9747 | 413808.2579 | 411611.6011 | 416687.5714 | 421899.218 | 419821.0388 | 429348.9861 | 427921.7199 | 0 | 0 | 0 | 0 | 0 | 0 | 0 | 0 | 0 | 0 | 0 | 0 | 0 | 0 | 0 | 0 | 0 | 0 | 0 | 0 | 0 | 0 | 0 | 0 | -0.066137 | 0.028637 | -0.041816 | -0.39262 | 0.041359 | 0.079493 | -0.020174 | -0.075319 | 0.0001383 | 0.069115 | 0.064431 | 0.015857 | 0.01572 | 0.076209 | -0.013843 | 0.025357 | -0.011226 | -0.0053225 | 0.012257 | 0.01243 | -0.0049379 | 0.022442 | -0.0033298 | 0.093175
| 219 | 4624754.6795 | 0 | 4253735.7208 | 0 |  | 520891.0834 | 489295.2603 | 499651.9324 | 485339.1971 | 335005.7317 | 344642.818 | 359639.8951 | 337175.3257 | 311554.7345 | 310343.6473 | 335148.2868 | 346242.1877 | 352498.155 | 363662.921 | 386140.2594 | 387756.8875 | 402227.9753 | 402679.1164 | 405102.0324 | 410696.3574 | 419687.0441 | 419023.8217 | 425527.3278 | 420961.1746 | 0 | 0 | 0 | 0 | 0 | 0 | 0 | 0 | 0 | 0 | 0 | 0 | 0 | 0 | 0 | 0 | 0 | 0 | 0 | 0 | 0 | 0 | 0 | 0 | -0.062575 | 0.020946 | -0.029064 | -0.3707 | 0.028361 | 0.042595 | -0.0645 | -0.079028 | -0.0038948 | 0.076893 | 0.032565 | 0.017907 | 0.031182 | 0.059973 | 0.0041779 | 0.03664 | 0.001121 | 0.005999 | 0.013715 | 0.021655 | -0.0015815 | 0.015401 | -0.010789 | 0.087375
| 220 | 4861174.6064 | 0 | 4462273.5014 | 0 |  | 527192.3845 | 494341.4005 | 503522.0885 | 487814.1654 | 340292.5287 | 352699.4648 | 373707.0485 | 362889.4316 | 335381.2686 | 336556.8919 | 356445.8786 | 377294.8423 | 392546.5991 | 406088.6095 | 434610.3119 | 435710.8865 | 446496.8594 | 440673.7208 | 442109.9377 | 437990.7398 | 443011.6624 | 449978.7599 | 460700.183 | 459846.571 | 0 | 0 | 0 | 0 | 0 | 0 | 0 | 0 | 0 | 0 | 0 | 0 | 0 | 0 | 0 | 0 | 0 | 0 | 0 | 0 | 0 | 0 | 0 | 0 | -0.064339 | 0.018401 | -0.031693 | -0.36013 | 0.035811 | 0.057856 | -0.029374 | -0.07883 | 0.0034992 | 0.057415 | 0.056845 | 0.039628 | 0.033916 | 0.067878 | 0.0025291 | 0.024453 | -0.013128 | 0.0032538 | -0.0093608 | 0.011398 | 0.015604 | 0.023547 | -0.0018546 | 0.085744
| 221 | 4722831.8894 | 0 | 4346031.0832 | 0 |  | 520447.8335 | 486226.1293 | 497462.9646 | 480434.3775 | 331214.3397 | 344426.7174 | 364183.8008 | 349882.9774 | 321492.8324 | 324498.7479 | 350727.7035 | 374460.572 | 381250.0746 | 393659.5451 | 417932.2428 | 417705.6084 | 420837.7111 | 415452.8566 | 418811.4202 | 418216.0675 | 427909.579 | 423978.0825 | 430424.3567 | 429120.3231 | 0 | 0 | 0 | 0 | 0 | 0 | 0 | 0 | 0 | 0 | 0 | 0 | 0 | 0 | 0 | 0 | 0 | 0 | 0 | 0 | 0 | 0 | 0 | 0 | -0.068016 | 0.022847 | -0.03483 | -0.37192 | 0.039116 | 0.055777 | -0.04006 | -0.084623 | 0.0093064 | 0.077728 | 0.065476 | 0.017969 | 0.032031 | 0.059833 | -0.00054242 | 0.0074704 | -0.012878 | 0.0080516 | -0.0014225 | 0.022914 | -0.0092301 | 0.01509 | -0.0030342 | 0.088666
| 222 | 4445583.9189 | 0 | 4094565.2461 | 0 |  | 491066.3134 | 466305.8325 | 469669.6875 | 455203.8915 | 302655.256 | 315180.0106 | 339772.5519 | 327012.0588 | 306039.246 | 307393.9044 | 327280.5587 | 348500.674 | 361966.2043 | 367766.6476 | 400143.3496 | 398012.0666 | 402264.9466 | 397865.1497 | 396433.2079 | 388986.6863 | 397698.0676 | 395679.1145 | 402911.1033 | 398012.5705 | 0 | 0 | 0 | 0 | 0 | 0 | 0 | 0 | 0 | 0 | 0 | 0 | 0 | 0 | 0 | 0 | 0 | 0 | 0 | 0 | 0 | 0 | 0 | 0 | -0.051737 | 0.0071879 | -0.031284 | -0.40815 | 0.04055 | 0.075132 | -0.038279 | -0.066284 | 0.0044167 | 0.062688 | 0.062822 | 0.037911 | 0.015898 | 0.084374 | -0.0053405 | 0.010629 | -0.010998 | -0.0036056 | -0.018962 | 0.022148 | -0.0050895 | 0.018112 | -0.012232 | 0.095312
| 223 | 4159510.274 | 0 | 3855479.5961 | 0 |  | 488619.9585 | 463552.3416 | 474860.0043 | 455722.0237 | 279633.2152 | 294528.8244 | 316583.5028 | 305655.6576 | 280880.2273 | 276993.0853 | 293802.8218 | 319834.1936 | 322823.8179 | 331521.9101 | 355450.4562 | 354102.9477 | 348734.3317 | 343272.4989 | 341199.2474 | 336263.1474 | 349922.6645 | 342913.4553 | 345411.8836 | 341632.9995 | 0 | 0 | 0 | 0 | 0 | 0 | 0 | 0 | 0 | 0 | 0 | 0 | 0 | 0 | 0 | 0 | 0 | 0 | 0 | 0 | 0 | 0 | 0 | 0 | -0.052666 | 0.024101 | -0.041137 | -0.4884 | 0.051898 | 0.07221 | -0.035128 | -0.084531 | -0.013936 | 0.058916 | 0.084894 | 0.009304 | 0.026587 | 0.069692 | -0.0037982 | -0.015277 | -0.015786 | -0.006058 | -0.014573 | 0.039818 | -0.020234 | 0.0072595 | -0.011001 | 0.11155
| 224 | 4974100.3993 | 0 | 4586272.1694 | 0 |  | 547010.1759 | 516352.7409 | 525658.3483 | 506893.423 | 341255.5082 | 359597.8937 | 387495.9956 | 380442.2807 | 351678.6298 | 343143.4171 | 359621.6341 | 388142.9935 | 402329.6499 | 415100.7079 | 449022.6863 | 441339.8395 | 442109.2158 | 443010.3225 | 430186.8269 | 438468.3983 | 443638.3427 | 435565.2177 | 444351.6148 | 437271.4174 | 0 | 0 | 0 | 0 | 0 | 0 | 0 | 380442.2807 | 0 | 0 | 0 | 0 | 0 | 0 | 449022.6863 | 441339.8395 | 0 | 443010.3225 | 0 | 0 | 0 | 0 | 0 | 0 | -0.057677 | 0.017861 | -0.036351 | -0.39567 | 0.052355 | 0.074719 | -0.018371 | -0.078617 | -0.024569 | 0.046904 | 0.076321 | 0.035898 | 0.031249 | 0.078552 | -0.017258 | 0.0017418 | 0.0020361 | -0.029373 | 0.019068 | 0.011722 | -0.018365 | 0.019972 | -0.016062 | 0.093884
| 225 | 5119212.092 | 5119212.092 | 4672116.7511 | 4672116.7511 |  | 534126.7581 | 502872.4481 | 517773.4164 | 502161.4057 | 360941.3753 | 370306.3189 | 389280.2148 | 374667.956 | 352134.2038 | 352827.331 | 382298.467 | 404420.509 | 418968.4406 | 432953.4863 | 460480.9091 | 466146.4485 | 476836.5766 | 478275.0669 | 487953.0072 | 490228.6305 | 499815.673 | 500944.0185 | 517227.2216 | 514352.5336 | 0 | 0 | 0 | 0 | 360941.3753 | 370306.3189 | 389280.2148 | 0 | 0 | 352827.331 | 382298.467 | 404420.509 | 418968.4406 | 432953.4863 | 460480.9091 | 466146.4485 | 476836.5766 | 478275.0669 | 487953.0072 | 490228.6305 | 499815.673 | 500944.0185 | 517227.2216 | 514352.5336 | -0.060297 | 0.029201 | -0.030616 | -0.33021 | 0.025615 | 0.049969 | -0.038259 | -0.062028 | 0.0019664 | 0.080223 | 0.056254 | 0.03534 | 0.032835 | 0.061641 | 0.012228 | 0.022674 | 0.0030122 | 0.020033 | 0.0046528 | 0.019368 | 0.002255 | 0.031988 | -0.0055734 | 0.080092
| 226 | 4702571.4697 | 0 | 4361281.7123 | 0 |  | 540142.3579 | 509059.3008 | 514036.7553 | 494669.1983 | 336688.9487 | 359788.7428 | 378670.8202 | 360096.6416 | 333466.1386 | 324534.2345 | 338847.956 | 355706.0137 | 357270.9067 | 368059.4237 | 393127.2438 | 391988.2948 | 399335.9206 | 390347.0388 | 386457.4067 | 386716.0816 | 386162.7608 | 382403.3725 | 395139.3785 | 386618.5921 | 0 | 0 | 0 | 0 | 0 | 0 | 0 | 0 | 0 | 0 | 0 | 0 | 0 | 0 | 0 | 0 | 0 | 0 | 0 | 0 | 0 | 0 | 0 | 0 | -0.059268 | 0.0097303 | -0.038406 | -0.38473 | 0.066358 | 0.05115 | -0.050295 | -0.076831 | -0.02715 | 0.04316 | 0.048553 | 0.0043898 | 0.02975 | 0.065889 | -0.0029014 | 0.018571 | -0.022767 | -0.010015 | 0.00066913 | -0.0014318 | -0.0097829 | 0.032763 | -0.0218 | 0.089573
| 227 | 5144401.0286 | 5144401.0286 | 4778843.0383 | 4778843.0383 |  | 588440.5333 | 570449.5293 | 571705.1823 | 552173.8668 | 323614.5876 | 366936.0678 | 402399.4941 | 393423.0471 | 364729.3228 | 364865.6389 | 382223.5825 | 411619.8953 | 409755.0285 | 411780.5717 | 447729.8714 | 435313.764 | 448381.2264 | 428240.1026 | 417652.1916 | 409103.9647 | 416800.916 | 411339.5184 | 415499.8383 | 416498.8213 | 588440.5333 | 570449.5293 | 571705.1823 | 552173.8668 | 0 | 366936.0678 | 402399.4941 | 393423.0471 | 364729.3228 | 364865.6389 | 382223.5825 | 411619.8953 | 409755.0285 | 0 | 0 | 0 | 448381.2264 | 0 | 0 | 0 | 0 | 0 | 0 | 0 | -0.031051 | 0.0021987 | -0.03476 | -0.53431 | 0.12563 | 0.092258 | -0.02256 | -0.07573 | 0.00037368 | 0.046477 | 0.074095 | -0.0045408 | 0.0049311 | 0.083699 | -0.028123 | 0.029577 | -0.04596 | -0.025035 | -0.02068 | 0.018639 | -0.01319 | 0.010063 | 0.0024014 | 0.12306
| 228 | 4220283.1673 | 0 | 3922960.5343 | 0 |  | 490528.987 | 468904.0574 | 481503.1825 | 461094.874 | 269787.3067 | 294198.3377 | 318909.8522 | 316461.0062 | 295053.8152 | 289736.0423 | 309982.1422 | 330267.4349 | 338439.5569 | 343745.5031 | 367840.3497 | 358764.8402 | 360155.6775 | 349227.7685 | 343059.0788 | 340577.7185 | 345241.3478 | 331269.2965 | 336393.2581 | 336536.6935 | 0 | 0 | 0 | 0 | 0 | 0 | 0 | 0 | 0 | 0 | 0 | 0 | 0 | 0 | 0 | 0 | 0 | 0 | 0 | 0 | 0 | 0 | 0 | 0 | -0.045086 | 0.026515 | -0.043309 | -0.53597 | 0.08662 | 0.080654 | -0.0077084 | -0.070042 | -0.018187 | 0.067544 | 0.063388 | 0.024443 | 0.015556 | 0.067747 | -0.024982 | 0.0038692 | -0.030812 | -0.017822 | -0.0072593 | 0.0136 | -0.041312 | 0.015349 | 0.0004263 | 0.12119
| 229 | 4503790.2441 | 0 | 4198192.0082 | 0 |  | 536920.9585 | 522590.6389 | 531394.1497 | 519626.5858 | 289363.4181 | 307276.2007 | 334950.9859 | 332428.7881 | 305687.3111 | 300863.357 | 319978.2851 | 340639.2043 | 349230.9386 | 358327.6988 | 381344.2022 | 379400.1649 | 375291.1695 | 360715.6206 | 354673.5639 | 352229.0124 | 357466.9842 | 343846.5717 | 343786.8583 | 340967.1169 | 0 | 0 | 0 | 0 | 0 | 0 | 0 | 0 | 0 | 0 | 0 | 0 | 0 | 0 | 0 | 0 | 0 | 0 | 0 | 0 | 0 | 0 | 0 | 0 | -0.027052 | 0.016706 | -0.022394 | -0.58543 | 0.060064 | 0.086237 | -0.0075585 | -0.083863 | -0.015907 | 0.061597 | 0.062571 | 0.02491 | 0.025715 | 0.062254 | -0.0051109 | -0.010889 | -0.039612 | -0.016892 | -0.0069163 | 0.014761 | -0.038847 | -0.00017368 | -0.0082358 | 0.12975
| 230 | 4420425.0865 | 0 | 4094429.8186 | 0 |  | 499934.0078 | 473802.3924 | 486570.2068 | 472098.5479 | 306187.9981 | 321603.9418 | 342840.7301 | 332404.9542 | 304799.0431 | 303911.6688 | 324213.2596 | 347112.9057 | 346553.3548 | 352504.8942 | 380916.0764 | 382390.5756 | 377336.2368 | 377278.5413 | 376322.5123 | 370862.4033 | 378220.9798 | 368434.0067 | 367611.9312 | 364711.1903 | 0 | 0 | 0 | 0 | 0 | 0 | 0 | 0 | 0 | 0 | 0 | 0 | 0 | 0 | 0 | 0 | 0 | 0 | 0 | 0 | 0 | 0 | 0 | 0 | -0.053686 | 0.026591 | -0.030193 | -0.43299 | 0.049122 | 0.063945 | -0.030912 | -0.086701 | -0.0029156 | 0.064664 | 0.068249 | -0.0016133 | 0.017028 | 0.077515 | 0.0038635 | -0.013306 | -0.00015291 | -0.0025372 | -0.014615 | 0.019648 | -0.026217 | -0.0022338 | -0.0079221 | 0.099848
| 231 | 4099060.942 | 0 | 3798615.0155 | 0 |  | 484353.6182 | 455697.6755 | 460458.0072 | 444132.6391 | 279903.568 | 292937.0309 | 317776.5933 | 302048.4838 | 279422.2918 | 277245.3078 | 299267.8253 | 314518.1512 | 317273.1609 | 317488.0417 | 340186.9082 | 341832.4189 | 340577.6921 | 341983.023 | 338324.6977 | 330678.6369 | 340661.1024 | 336026.6801 | 345597.4078 | 342589.8496 | 0 | 0 | 0 | 0 | 0 | 0 | 0 | 0 | 0 | 0 | 0 | 0 | 0 | 0 | 0 | 0 | 0 | 0 | 0 | 0 | 0 | 0 | 0 | 0 | -0.060986 | 0.010392 | -0.036098 | -0.46168 | 0.045513 | 0.081391 | -0.050761 | -0.077863 | -0.0078215 | 0.076436 | 0.049703 | 0.0087213 | 0.00067704 | 0.069055 | 0.0048254 | -0.0036773 | 0.0041178 | -0.010755 | -0.022859 | 0.029741 | -0.013698 | 0.028084 | -0.0087406 | 0.1058
| 232 | 4454124.1983 | 0 | 4117415.607 | 0 |  | 521638.2426 | 492445.682 | 501648.2832 | 485544.2475 | 309638.4933 | 320182.4273 | 340325.7036 | 324010.7695 | 299729.8043 | 297106.6889 | 314363.1941 | 330581.712 | 337123.8926 | 349766.6985 | 376906.7836 | 369895.0486 | 373641.6625 | 372338.2786 | 370475.6865 | 378682.3625 | 383168.4568 | 382918.1208 | 383875.6946 | 378661.9217 | 0 | 0 | 0 | 0 | 0 | 0 | 0 | 0 | 0 | 0 | 0 | 0 | 0 | 0 | 0 | 0 | 0 | 0 | 0 | 0 | 0 | 0 | 0 | 0 | -0.05759 | 0.018515 | -0.032629 | -0.44986 | 0.033485 | 0.061012 | -0.049126 | -0.077895 | -0.0087901 | 0.056458 | 0.050305 | 0.019597 | 0.036816 | 0.074732 | -0.018779 | 0.010078 | -0.0034944 | -0.005015 | 0.02191 | 0.011777 | -0.00065354 | 0.0024976 | -0.013675 | 0.10233
| 233 | 5175948.0394 | 5175948.0394 | 4777811.3146 | 4777811.3146 |  | 576217.2509 | 551976.6329 | 556436.9023 | 540640.123 | 344985.7635 | 370642.9065 | 403289.2983 | 388847.2465 | 356168.6208 | 355209.1551 | 379505.8651 | 405098.1271 | 418519.2007 | 427435.6589 | 460663.4641 | 458621.7237 | 452127.4808 | 447776.779 | 443627.0214 | 445234.4219 | 449450.3747 | 450505.184 | 456384.3248 | 452128.6015 | 576217.2509 | 551976.6329 | 556436.9023 | 540640.123 | 0 | 370642.9065 | 403289.2983 | 388847.2465 | 356168.6208 | 355209.1551 | 379505.8651 | 405098.1271 | 418519.2007 | 427435.6589 | 460663.4641 | 458621.7237 | 452127.4808 | 447776.779 | 443627.0214 | 445234.4219 | 449450.3747 | 450505.184 | 0 | 0 | -0.042979 | 0.0080481 | -0.0288 | -0.44925 | 0.071736 | 0.084415 | -0.036468 | -0.087782 | -0.0026975 | 0.066163 | 0.065259 | 0.032593 | 0.021081 | 0.074864 | -0.004442 | -0.014262 | -0.0096693 | -0.0093107 | 0.0036168 | 0.0094245 | 0.0023441 | 0.012966 | -0.0093686 | 0.10441
| 234 | 4625389.5823 | 0 | 4285506.6234 | 0 |  | 515540.8944 | 484064.6544 | 495042.0273 | 480306.642 | 312800.5754 | 334169.1128 | 358431.5823 | 356479.5244 | 329451.4339 | 330308.6805 | 356476.465 | 375529.0199 | 380214.8095 | 385141.1845 | 404909.0203 | 401735.6583 | 401427.5129 | 396935.7654 | 389292.4942 | 383787.428 | 393626.4158 | 379291.1757 | 387158.9066 | 382492.9131 | 0 | 0 | 0 | 0 | 0 | 0 | 0 | 0 | 0 | 0 | 0 | 0 | 0 | 0 | 0 | 0 | 0 | 0 | 0 | 0 | 0 | 0 | 0 | 0 | -0.062998 | 0.022424 | -0.030218 | -0.42886 | 0.066081 | 0.070091 | -0.005461 | -0.078848 | 0.0025987 | 0.076241 | 0.052068 | 0.012401 | 0.012874 | 0.050052 | -0.0078681 | -0.00076733 | -0.011253 | -0.019443 | -0.014242 | 0.025313 | -0.037098 | 0.020531 | -0.012125 | 0.09901
| 235 | 4607398.4634 | 0 | 4290966.1369 | 0 |  | 551557.648 | 524880.9716 | 529753.8275 | 508638.5027 | 315992.9662 | 334148.1021 | 358386.9287 | 342042.7849 | 311341.6569 | 311541.0971 | 329281.0567 | 351631.8151 | 354766.9726 | 354667.4077 | 385166.6182 | 376748.38 | 378693.0106 | 369431.0195 | 371818.4716 | 359827.9594 | 364655.4309 | 355627.547 | 359068.8596 | 356926.6178 | 0 | 0 | 0 | 0 | 0 | 0 | 0 | 0 | 0 | 0 | 0 | 0 | 0 | 0 | 0 | 0 | 0 | 0 | 0 | 0 | 0 | 0 | 0 | 0 | -0.049575 | 0.0092409 | -0.040675 | -0.47602 | 0.055864 | 0.070029 | -0.046677 | -0.094045 | 0.00064038 | 0.05538 | 0.065673 | 0.0088765 | -0.00028069 | 0.082496 | -0.022098 | 0.0051483 | -0.024762 | 0.0064417 | -0.03278 | 0.013327 | -0.025069 | 0.0096302 | -0.005984 | 0.10851
| 236 | 4701031.3474 | 0 | 4297654.0168 | 0 |  | 509374.3161 | 482417.7727 | 491749.5471 | 478013.2736 | 331210.6945 | 343518.5572 | 359924.6968 | 339980.7791 | 315508.4164 | 315914.8138 | 339538.2011 | 357530.8845 | 368193.8282 | 382050.5867 | 415214.4093 | 413742.9846 | 428014.4017 | 427224.3336 | 431509.2367 | 434988.1189 | 445493.3163 | 455999.2558 | 470831.6089 | 461635.176 | 0 | 0 | 0 | 0 | 0 | 0 | 0 | 0 | 0 | 0 | 0 | 0 | 0 | 0 | 0 | 0 | 0 | 0 | 0 | 0 | 0 | 455999.2558 | 470831.6089 | 461635.176 | -0.054373 | 0.019159 | -0.028331 | -0.36688 | 0.036486 | 0.046654 | -0.057006 | -0.074704 | 0.0012872 | 0.072114 | 0.051635 | 0.029388 | 0.036944 | 0.083242 | -0.0035501 | 0.033912 | -0.0018476 | 0.0099797 | 0.0080298 | 0.023864 | 0.023309 | 0.032009 | -0.019726 | 0.088299
| 237 | 4437662.0821 | 0 | 4119629.7584 | 0 |  | 520237.3338 | 485240.6091 | 500635.7243 | 474166.8112 | 321388.0534 | 331047.8819 | 353006.6364 | 336178.4442 | 304027.1263 | 300948.0377 | 322186.7883 | 334684.5577 | 337052.6374 | 341934.0238 | 368692.7896 | 363408.0487 | 365427.1953 | 364438.1451 | 360328.0061 | 359007.8359 | 365379.1214 | 358950.8793 | 362379.7089 | 356757.784 | 0 | 0 | 0 | 0 | 0 | 0 | 0 | 0 | 0 | 0 | 0 | 0 | 0 | 0 | 0 | 0 | 0 | 0 | 0 | 0 | 0 | 0 | 0 | 0 | -0.06964 | 0.031234 | -0.05432 | -0.38891 | 0.029614 | 0.064224 | -0.048845 | -0.10053 | -0.010179 | 0.068194 | 0.038057 | 0.0070506 | 0.014379 | 0.075346 | -0.014437 | 0.0055408 | -0.0027102 | -0.011342 | -0.0036705 | 0.017591 | -0.01775 | 0.009507 | -0.015636 | 0.091656
| 238 | 4772906.3952 | 0 | 4363295.2652 | 0 |  | 496728.3155 | 466094.9645 | 478371.7129 | 467150.0739 | 313662.3868 | 338291.7888 | 355773.4476 | 353571.9486 | 338964.8315 | 340553.6411 | 367940.3791 | 389052.8963 | 404109.0002 | 412538.9177 | 441194.503 | 433665.1021 | 447085.9536 | 451665.4058 | 459873.3841 | 452006.6711 | 459597.7345 | 459961.1985 | 471055.0869 | 471006.6787 | 0 | 0 | 0 | 0 | 0 | 0 | 0 | 0 | 0 | 0 | 0 | 0 | 0 | 0 | 0 | 0 | 0 | 451665.4058 | 459873.3841 | 452006.6711 | 459597.7345 | 459961.1985 | 471055.0869 | 471006.6787 | -0.063654 | 0.025999 | -0.023738 | -0.39833 | 0.075592 | 0.050385 | -0.0062071 | -0.042191 | 0.0046763 | 0.077348 | 0.055794 | 0.037969 | 0.020646 | 0.067155 | -0.017213 | 0.030478 | 0.010191 | 0.01801 | -0.017254 | 0.016655 | 0.00079052 | 0.023833 | -0.00010277 | 0.093469
| 239 | 4520655.9652 | 0 | 4192326.335 | 0 |  | 509946.1811 | 481193.4568 | 491109.8194 | 469527.773 | 313209.9608 | 329441.3958 | 355676.214 | 349256.6418 | 317638.6933 | 317081.8373 | 333599.5784 | 354139.5828 | 363695.4332 | 372994.0335 | 395442.6768 | 390935.0678 | 392014.849 | 382617.1632 | 374972.4122 | 377546.0424 | 376663.1869 | 369968.6491 | 375329.8349 | 368367.4025 | 0 | 0 | 0 | 0 | 0 | 0 | 0 | 0 | 0 | 0 | 0 | 0 | 0 | 0 | 0 | 0 | 0 | 0 | 0 | 0 | 0 | 0 | 0 | 0 | -0.058036 | 0.020398 | -0.04494 | -0.40485 | 0.050525 | 0.076622 | -0.018214 | -0.094892 | -0.0017546 | 0.050782 | 0.05975 | 0.026626 | 0.025246 | 0.058443 | -0.011464 | 0.0027582 | -0.024265 | -0.020182 | 0.0068401 | -0.0023411 | -0.017933 | 0.014387 | -0.018724 | 0.094352
| 240 | 4206143.791 | 0 | 3913083.3272 | 0 |  | 510051.9337 | 480204.7111 | 488444.4878 | 469064.8992 | 313334.9658 | 322328.7274 | 335839.4882 | 310712.7839 | 277528.0873 | 275049.4379 | 295057.7985 | 303885.3702 | 306574.8393 | 306437.2468 | 326296.8621 | 328420.3556 | 334066.8396 | 332534.731 | 335199.7903 | 331950.3057 | 338097.7517 | 329572.9569 | 333717.8525 | 328609.2004 | 0 | 0 | 0 | 0 | 0 | 0 | 0 | 0 | 0 | 0 | 0 | 0 | 0 | 0 | 0 | 0 | 0 | 0 | 0 | 0 | 0 | 0 | 0 | 0 | -0.0603 | 0.017013 | -0.040485 | -0.40347 | 0.028299 | 0.041061 | -0.077764 | -0.11295 | -0.0089713 | 0.07022 | 0.029479 | 0.0088113 | -0.00044891 | 0.062795 | 0.0064868 | 0.017047 | -0.0045968 | 0.0079824 | -0.0097415 | 0.01835 | -0.025537 | 0.012498 | -0.015427 | 0.093671
| 241 | 4929920.4778 | 0 | 4562664.8243 | 0 |  | 558499.6345 | 526666.4504 | 535284.7106 | 517869.4799 | 351457.643 | 363833.4647 | 386876.2271 | 369822.1617 | 337263.7965 | 335510.4476 | 359790.2492 | 377411.2621 | 389242.1826 | 396898.3941 | 424631.3053 | 422366.1293 | 429073.6851 | 421606.4794 | 420756.7547 | 416601.5406 | 421309.8411 | 417880.8602 | 416204.4824 | 411294.511 | 0 | 0 | 0 | 0 | 351457.643 | 363833.4647 | 0 | 0 | 0 | 0 | 0 | 0 | 0 | 0 | 0 | 0 | 0 | 0 | 0 | 0 | 0 | 0 | 0 | 0 | -0.058687 | 0.016231 | -0.033076 | -0.38763 | 0.034607 | 0.061409 | -0.045083 | -0.092157 | -0.0052123 | 0.069868 | 0.047814 | 0.030866 | 0.019479 | 0.067541 | -0.0053487 | 0.015756 | -0.017556 | -0.0020175 | -0.0099247 | 0.011238 | -0.0081722 | -0.0040197 | -0.011867 | 0.090607
| 242 | 4882687.8191 | 0 | 4484764.8784 | 0 |  | 548951.6563 | 514318.6997 | 527400.7719 | 511743.2581 | 350882.9996 | 365737.1072 | 383888.8341 | 361101.8285 | 328328.6115 | 327798.7332 | 350544.3703 | 364614.2378 | 368147.7716 | 382569.5309 | 407356.4854 | 411115.4471 | 423915.5467 | 420568.4519 | 423786.4758 | 430168.1553 | 439660.3475 | 446997.8433 | 464418.4199 | 458453.8343 | 0 | 0 | 0 | 0 | 350882.9996 | 365737.1072 | 0 | 0 | 0 | 0 | 0 | 0 | 0 | 0 | 0 | 0 | 0 | 0 | 0 | 0 | 0 | 0 | 464418.4199 | 0 | -0.065167 | 0.025118 | -0.030138 | -0.37737 | 0.041462 | 0.048438 | -0.061193 | -0.095145 | -0.0016152 | 0.067087 | 0.039353 | 0.0096445 | 0.038426 | 0.062778 | 0.0091854 | 0.03066 | -0.007927 | 0.0076225 | 0.014946 | 0.021826 | 0.016551 | 0.038232 | -0.012926 | 0.090191
| 243 | 4603387.1417 | 0 | 4293592.4462 | 0 |  | 563375.0338 | 530894.2465 | 542016.9636 | 523192.7819 | 331223.9241 | 339508.9783 | 357209.8466 | 339765.6727 | 304764.5759 | 301143.1159 | 321718.4113 | 333084.1315 | 333723.8046 | 343534.4327 | 370121.8485 | 368900.5871 | 377253.5019 | 369058.8787 | 363569.5504 | 350822.596 | 354197.6834 | 350668.4766 | 355101.2721 | 346202.9456 | 563375.0338 | 0 | 0 | 523192.7819 | 0 | 0 | 0 | 0 | 0 | 0 | 0 | 0 | 0 | 0 | 0 | 0 | 0 | 0 | 0 | 0 | 0 | 0 | 0 | 0 | -0.059383 | 0.020734 | -0.035347 | -0.45716 | 0.024706 | 0.050823 | -0.050067 | -0.10872 | -0.011954 | 0.066091 | 0.034718 | 0.0019186 | 0.028974 | 0.074545 | -0.0033051 | 0.02239 | -0.021961 | -0.014986 | -0.03569 | 0.0095745 | -0.010014 | 0.012562 | -0.025378 | 0.10379
| 244 | 4836652.2151 | 0 | 4485920.1055 | 0 |  | 550722.1796 | 525322.1943 | 535925.02 | 506854.4862 | 321565.9697 | 348017.044 | 376633.7441 | 367822.5686 | 341781.8431 | 335120.2835 | 357008.1577 | 383840.4196 | 387323.6002 | 390237.6363 | 417322.5025 | 414669.4814 | 420341.3816 | 414307.4481 | 400605.6097 | 395302.3007 | 401420.1394 | 396408.7672 | 401075.6132 | 393141.4154 | 0 | 0 | 0 | 0 | 0 | 0 | 0 | 0 | 0 | 0 | 0 | 0 | 0 | 0 | 0 | 0 | 0 | 0 | 0 | 0 | 0 | 0 | 0 | 0 | -0.047219 | 0.019982 | -0.05577 | -0.45502 | 0.079049 | 0.079022 | -0.023673 | -0.073428 | -0.019683 | 0.063269 | 0.072468 | 0.0090336 | 0.0074954 | 0.067103 | -0.0063775 | 0.013585 | -0.014459 | -0.033631 | -0.013327 | 0.015358 | -0.012563 | 0.011704 | -0.019981 | 0.10515
| 245 | 4155681.5713 | 0 | 3855449.7763 | 0 |  | 480677.1186 | 452263.9802 | 463576.7091 | 444737.1897 | 280480.084 | 291110.1616 | 329477.2137 | 315596.6697 | 285511.7217 | 292209.8607 | 299467.6019 | 318908.3993 | 323854.7016 | 330837.3492 | 352858.5869 | 355008.3346 | 358537.3007 | 352320.0749 | 340716.8871 | 355233.3747 | 351678.7968 | 333572.5726 | 335805.2355 | 341308.0008 | 0 | 0 | 0 | 0 | 0 | 0 | 0 | 0 | 0 | 0 | 0 | 0 | 0 | 0 | 0 | 0 | 0 | 0 | 0 | 0 | 0 | 0 | 0 | 0 | -0.06093 | 0.024706 | -0.041488 | -0.46098 | 0.037199 | 0.12381 | -0.043042 | -0.10018 | 0.023189 | 0.024534 | 0.062898 | 0.015391 | 0.021332 | 0.064441 | 0.0060739 | 0.0098914 | -0.017493 | -0.033488 | 0.041723 | -0.010057 | -0.052858 | 0.0066709 | 0.016254 | 0.1084
| 246 | 4292318.2564 | 0 | 3994791.8815 | 0 |  | 503033.5734 | 473444.8833 | 486463.4957 | 471892.7982 | 274011.3784 | 300570.9168 | 329603.1529 | 329083.8898 | 296543.5052 | 298841.9617 | 315540.4635 | 334153.8631 | 343779.6672 | 349664.5706 | 374297.5368 | 364232.9596 | 364402.5416 | 356367.9767 | 343567.0624 | 342038.1661 | 348178.6622 | 337544.0919 | 339027.2001 | 323970.3918 | 0 | 0 | 0 | 0 | 0 | 0 | 0 | 0 | 0 | 0 | 0 | 0 | 0 | 0 | 0 | 0 | 0 | 0 | 0 | 0 | 0 | 0 | 0 | 0 | -0.060621 | 0.027126 | -0.03041 | -0.54358 | 0.092514 | 0.092206 | -0.0015767 | -0.10412 | 0.0077209 | 0.054372 | 0.057315 | 0.028399 | 0.016973 | 0.068077 | -0.027257 | 0.00046548 | -0.022295 | -0.036582 | -0.00446 | 0.017793 | -0.03102 | 0.0043842 | -0.045428 | 0.124
| 247 | 5061377.9474 | 5061377.9474 | 4625362.2329 | 4625362.2329 |  | 518885.4264 | 487444.7087 | 499305.836 | 482179.8263 | 323519.208 | 355086.3114 | 387746.936 | 386355.3414 | 371379.1366 | 370586.8089 | 395192.1321 | 419115.8927 | 430415.3564 | 444232.6219 | 477734.8667 | 471573.9843 | 481244.7597 | 473422.2559 | 476319.3191 | 475190.8097 | 483436.5225 | 489230.0872 | 504007.8617 | 506122.3552 | 0 | 0 | 0 | 0 | 0 | 0 | 387746.936 | 386355.3414 | 371379.1366 | 370586.8089 | 395192.1321 | 419115.8927 | 430415.3564 | 444232.6219 | 477734.8667 | 471573.9843 | 481244.7597 | 473422.2559 | 476319.3191 | 475190.8097 | 483436.5225 | 489230.0872 | 504007.8617 | 506122.3552 | -0.062506 | 0.024042 | -0.034902 | -0.39906 | 0.093102 | 0.087992 | -0.0035954 | -0.039534 | -0.0021358 | 0.064284 | 0.058775 | 0.026603 | 0.031598 | 0.072708 | -0.01298 | 0.0203 | -0.016388 | 0.0061008 | -0.002372 | 0.017204 | 0.011913 | 0.029759 | 0.0041866 | 0.095281
| 248 | 4803980.5319 | 0 | 4390159.49 | 0 |  | 516797.5048 | 482742.1885 | 491810.2613 | 483005.8798 | 330671.2911 | 342261.51 | 363120.0777 | 345582.7951 | 325877.4166 | 329670.995 | 353267.9773 | 373081.0831 | 383146.4984 | 401566.1663 | 430392.8337 | 438606.5773 | 447287.5228 | 451167.7349 | 453048.1382 | 451136.2029 | 460287.356 | 464003.7888 | 477784.2993 | 479549.5568 | 0 | 0 | 0 | 0 | 0 | 0 | 0 | 0 | 0 | 0 | 0 | 0 | 0 | 0 | 0 | 0 | 447287.5228 | 451167.7349 | 453048.1382 | 451136.2029 | 460287.356 | 464003.7888 | 477784.2993 | 479549.5568 | -0.068168 | 0.01861 | -0.018064 | -0.3789 | 0.03445 | 0.059158 | -0.049501 | -0.058711 | 0.011574 | 0.069132 | 0.054569 | 0.026622 | 0.046955 | 0.069326 | 0.018904 | 0.019599 | 0.0086376 | 0.0041592 | -0.0042291 | 0.020082 | 0.0080417 | 0.029267 | 0.0036879 | 0.089704
| 249 | 4368973.834 | 0 | 4076339.3055 | 0 |  | 535319.4614 | 505643.6732 | 514072.6559 | 493752.9589 | 315179.1237 | 328411.2556 | 344732.569 | 322889.5256 | 289786.6846 | 285325.1409 | 304293.4567 | 316247.2504 | 321592.8253 | 331120.749 | 348510.5239 | 342737.5612 | 347503.5094 | 343630.8035 | 339519.8215 | 332539.78 | 341205.2062 | 330990.7416 | 330632.3131 | 324337.9169 | 0 | 0 | 0 | 0 | 0 | 0 | 0 | 0 | 0 | 0 | 0 | 0 | 0 | 0 | 0 | 0 | 0 | 0 | 0 | 0 | 0 | 0 | 0 | 0 | -0.057031 | 0.016532 | -0.040329 | -0.44889 | 0.041126 | 0.048502 | -0.065459 | -0.10817 | -0.015516 | 0.064363 | 0.038532 | 0.016762 | 0.029197 | 0.051185 | -0.016703 | 0.01381 | -0.011207 | -0.012036 | -0.020773 | 0.025725 | -0.030394 | -0.0010835 | -0.019221 | 0.10192
| 250 | 4453268.0735 | 0 | 4128572.1555 | 0 |  | 519498.4555 | 483801.478 | 494318.2964 | 471848.4059 | 315202.5802 | 326983.2179 | 346964.9525 | 332293.884 | 305603.6065 | 301582.8289 | 323284.3196 | 342715.0864 | 346634.9682 | 352814.655 | 376798.0965 | 371378.4806 | 377038.038 | 371818.1555 | 366204.0202 | 375529.1053 | 377513.5727 | 363776.5628 | 369783.7505 | 362036.6151 | 0 | 0 | 0 | 0 | 0 | 0 | 0 | 0 | 0 | 0 | 0 | 0 | 0 | 0 | 0 | 0 | 0 | 0 | 0 | 0 | 0 | 0 | 0 | 0 | -0.071189 | 0.021505 | -0.046522 | -0.40344 | 0.036693 | 0.059315 | -0.043204 | -0.083731 | -0.013244 | 0.069487 | 0.058367 | 0.011373 | 0.017671 | 0.065767 | -0.014488 | 0.015124 | -0.013941 | -0.015214 | 0.025145 | 0.0052705 | -0.037067 | 0.016379 | -0.021173 | 0.094225
| 251 | 2545167.4909 | 0 | 2515318.4345 | 0 |  | 681837.5046 | 602166.834 | 620091.9932 | 481528.2255 | 269897.0303 | 106037.5851 | 116484.2131 | 38987.3514 | 22127.9127 | 22319.0749 | 23097.9452 | 23862.4065 | 24750.1323 | 25731.9507 | 26792.4724 | 27700.3291 | 27769.7993 | 28815.4523 | 29979.0849 | 31007.3429 | 32116.4573 | 33306.6554 | 34733.2537 | 35813.3143 | 681837.5046 | 602166.834 | 620091.9932 | 0 | 0 | 0 | 0 | 0 | 0 | 0 | 0 | 0 | 0 | 0 | 0 | 0 | 0 | 0 | 0 | 0 | 0 | 0 | 0 | 0 | -0.12426 | 0.029333 | -0.2529 | -0.57892 | -0.93425 | 0.093962 | -1.0945 | -0.5664 | 0.0086019 | 0.034302 | 0.032561 | 0.036527 | 0.038903 | 0.040388 | 0.033323 | 0.0025048 | 0.036963 | 0.039588 | 0.033724 | 0.035145 | 0.036389 | 0.04194 | 0.030622 | 0.33409
| 252 | 4811707.4653 | 0 | 4409350.6663 | 0 |  | 519990.9264 | 488358.9673 | 497760.7552 | 482788.8268 | 336988.9791 | 348175.4579 | 368464.806 | 352769.6314 | 326594.1595 | 326343.9478 | 350089.6683 | 370062.6543 | 386935.4076 | 401023.854 | 432624.5618 | 435327.7727 | 443992.8487 | 444667.5897 | 446614.7105 | 445312.5394 | 447343.1759 | 455050.0544 | 462804.8146 | 463901.5271 | 0 | 0 | 0 | 0 | 0 | 0 | 0 | 0 | 0 | 0 | 0 | 0 | 0 | 0 | 0 | 0 | 0 | 444667.5897 | 446614.7105 | 445312.5394 | 0 | 455050.0544 | 462804.8146 | 463901.5271 | -0.062761 | 0.019069 | -0.03054 | -0.35953 | 0.032656 | 0.056639 | -0.04353 | -0.077097 | -0.00076642 | 0.070237 | 0.055483 | 0.044585 | 0.035763 | 0.075849 | 0.006229 | 0.019709 | 0.0015186 | 0.0043693 | -0.0029199 | 0.0045497 | 0.017081 | 0.016898 | 0.0023669 | 0.086376
| 253 | 5047508.9117 | 5047508.9117 | 4645301.303 | 4645301.303 |  | 540313.8405 | 506494.6624 | 520104.7689 | 502234.5319 | 347312.7671 | 363025.3218 | 392718.9852 | 382891.8278 | 354059.7376 | 350384.1312 | 379402.9066 | 407491.562 | 417380.526 | 433322.7847 | 458685.409 | 458993.9934 | 466759.8395 | 464206.9607 | 459466.0495 | 448060.4308 | 461444.4485 | 449573.5971 | 458547.4873 | 456710.2589 | 0 | 0 | 0 | 0 | 347312.7671 | 0 | 392718.9852 | 382891.8278 | 354059.7376 | 350384.1312 | 379402.9066 | 407491.562 | 417380.526 | 433322.7847 | 458685.409 | 458993.9934 | 466759.8395 | 464206.9607 | 459466.0495 | 448060.4308 | 461444.4485 | 0 | 0 | 0 | -0.064636 | 0.026516 | -0.034963 | -0.36884 | 0.044247 | 0.078622 | -0.025342 | -0.078287 | -0.010436 | 0.079569 | 0.071422 | 0.023978 | 0.037485 | 0.056882 | 0.00067253 | 0.016778 | -0.0054844 | -0.010265 | -0.025137 | 0.029434 | -0.026062 | 0.019764 | -0.0040147 | 0.089338
| 254 | 5026565.7369 | 5026565.7369 | 4639534.6048 | 4639534.6048 |  | 564768.6366 | 537003.8088 | 551704.0786 | 532286.395 | 337241.7447 | 358723.5016 | 384183.5837 | 366987.3593 | 339908.6459 | 343733.0595 | 370017.7122 | 393670.9636 | 400004.7884 | 410855.3128 | 438820.0501 | 436497.2818 | 443495.4745 | 436786.4514 | 436145.9917 | 429777.7524 | 435493.8006 | 443179.6993 | 445865.039 | 432892.5463 | 564768.6366 | 537003.8088 | 551704.0786 | 532286.395 | 0 | 0 | 0 | 0 | 0 | 0 | 0 | 0 | 0 | 0 | 0 | 0 | 0 | 0 | 0 | 0 | 0 | 0 | 0 | 0 | -0.050411 | 0.027007 | -0.03583 | -0.45638 | 0.061752 | 0.068569 | -0.045793 | -0.076651 | 0.011188 | 0.073686 | 0.061965 | 0.015961 | 0.026765 | 0.065848 | -0.0053073 | 0.015905 | -0.015243 | -0.0014674 | -0.014709 | 0.013212 | 0.017495 | 0.006041 | -0.029527 | 0.10511
| 255 | 4699479.8662 | 0 | 4329795.5335 | 0 |  | 506267.0725 | 477994.6891 | 488035.7975 | 475381.5417 | 324180.5902 | 340222.896 | 365527.1486 | 351574.7856 | 326906.96 | 329134.1262 | 350251.2167 | 380040.6747 | 388499.3934 | 400417.667 | 427766.8822 | 424274.7743 | 430709.5242 | 421006.1636 | 418439.4842 | 410716.9745 | 421771.0081 | 416422.1727 | 419751.1639 | 420841.7905 | 0 | 0 | 0 | 0 | 0 | 0 | 0 | 0 | 0 | 0 | 0 | 0 | 0 | 0 | 0 | 0 | 0 | 0 | 0 | 0 | 0 | 0 | 0 | 0 | -0.057465 | 0.020789 | -0.026271 | -0.38282 | 0.0483 | 0.07174 | -0.038918 | -0.072747 | 0.0067897 | 0.062185 | 0.081628 | 0.022013 | 0.030217 | 0.06607 | -0.0081971 | 0.015053 | -0.022786 | -0.0061152 | -0.018628 | 0.026558 | -0.012763 | 0.0079625 | 0.0025949 | 0.091017
| 256 | 4812160.0744 | 0 | 4439642.253 | 0 |  | 541503.4606 | 510775.2925 | 521600.6674 | 500861.3119 | 353892.1042 | 364193.9823 | 381879.4677 | 362169.9833 | 329863.7265 | 326903.7806 | 349968.0175 | 360546.8736 | 367119.7915 | 378804.864 | 399815.6381 | 400171.3206 | 412120.4521 | 414327.7095 | 419733.4428 | 408239.6529 | 421958.2199 | 420025.9592 | 428695.4005 | 421197.4219 | 0 | 0 | 0 | 0 | 353892.1042 | 364193.9823 | 0 | 0 | 0 | 0 | 0 | 0 | 0 | 0 | 0 | 0 | 0 | 0 | 0 | 0 | 0 | 0 | 0 | 0 | -0.05842 | 0.020973 | -0.040573 | -0.34734 | 0.028695 | 0.047418 | -0.052991 | -0.093434 | -0.0090137 | 0.068176 | 0.02978 | 0.018066 | 0.031333 | 0.053982 | 0.00088922 | 0.029423 | 0.0053416 | 0.012963 | -0.027765 | 0.033052 | -0.0045898 | 0.02043 | -0.017645 | 0.08299
| 257 | 4945396.3864 | 0 | 4561210.1936 | 0 |  | 540736.2261 | 507176.2912 | 523324.1428 | 505294.098 | 350777.7004 | 365464.3079 | 391020.4975 | 379827.9683 | 346500.6824 | 341920.6241 | 364637.1128 | 386663.7048 | 398409.4995 | 406137.7852 | 434881.9816 | 432535.2041 | 440023.9503 | 435528.4672 | 429855.2428 | 428298.4454 | 435696.6409 | 430335.576 | 437913.9094 | 441512.7967 | 0 | 0 | 0 | 0 | 350777.7004 | 365464.3079 | 391020.4975 | 379827.9683 | 0 | 0 | 0 | 0 | 0 | 0 | 0 | 0 | 0 | 0 | 0 | 0 | 0 | 0 | 0 | 0 | -0.064073 | 0.031342 | -0.03506 | -0.36499 | 0.041016 | 0.067591 | -0.029042 | -0.091834 | -0.013306 | 0.064324 | 0.058653 | 0.029925 | 0.019212 | 0.068382 | -0.005411 | 0.017165 | -0.010269 | -0.013112 | -0.0036283 | 0.017126 | -0.012381 | 0.017457 | 0.0081847 | 0.087491
| 258 | 4544277.459 | 0 | 4204014.5414 | 0 |  | 517169.6642 | 490257.8966 | 500555.0676 | 484608.6631 | 319549.2679 | 335150.342 | 357908.4483 | 339019.3964 | 306273.2747 | 303857.3611 | 328671.6216 | 346263.2577 | 350773.0277 | 364407.3042 | 390461.2087 | 385508.1724 | 394820.3877 | 388678.1046 | 386129.5216 | 375261.1972 | 383083.6963 | 382627.0462 | 393079.2878 | 387161.572 | 0 | 0 | 0 | 0 | 0 | 0 | 0 | 0 | 0 | 0 | 0 | 0 | 0 | 0 | 0 | 0 | 0 | 0 | 0 | 0 | 0 | 0 | 0 | 0 | -0.053439 | 0.020786 | -0.032376 | -0.41643 | 0.047668 | 0.065698 | -0.05422 | -0.10158 | -0.0079194 | 0.078501 | 0.05214 | 0.01294 | 0.038133 | 0.069056 | -0.012766 | 0.023869 | -0.015679 | -0.0065786 | -0.028551 | 0.020631 | -0.0011927 | 0.026951 | -0.015169 | 0.098282
| 259 | 4617277.9497 | 0 | 4276806.2064 | 0 |  | 521336.5308 | 496992.9358 | 510618.2209 | 492897.8303 | 312688.9496 | 329824.1261 | 357634.3165 | 349907.2988 | 323444.2572 | 316164.6267 | 338885.3755 | 363798.2452 | 366534.8389 | 375640.3327 | 400465.1333 | 395407.608 | 400563.33 | 388510.1012 | 389133.0657 | 382399.7515 | 385956.644 | 383935.415 | 391045.9718 | 385375.1094 | 0 | 0 | 0 | 0 | 0 | 0 | 0 | 0 | 0 | 0 | 0 | 0 | 0 | 0 | 0 | 0 | 0 | 0 | 0 | 0 | 0 | 0 | 0 | 0 | -0.04782 | 0.027046 | -0.03532 | -0.45509 | 0.053351 | 0.080951 | -0.021843 | -0.078641 | -0.022764 | 0.069399 | 0.070938 | 0.0074941 | 0.024539 | 0.063995 | -0.01271 | 0.012955 | -0.030553 | 0.0016022 | -0.017455 | 0.0092585 | -0.0052507 | 0.018351 | -0.014608 | 0.10462
| 260 | 4134040.018 | 0 | 3823722.0119 | 0 |  | 486738.9467 | 461702.488 | 473335.0373 | 460856.5446 | 294803.6384 | 302678.0227 | 318038.5293 | 295467.823 | 270050.4548 | 266549.5313 | 290797.8237 | 304883.6054 | 308748.3299 | 316866.3401 | 335561.1796 | 334808.0258 | 344076.1456 | 345513.7212 | 345248.5906 | 344306.6233 | 346715.8805 | 350885.575 | 359394.3264 | 353156.691 | 0 | 0 | 0 | 0 | 0 | 0 | 0 | 0 | 0 | 0 | 0 | 0 | 0 | 0 | 0 | 0 | 0 | 0 | 0 | 0 | 0 | 0 | 0 | 0 | -0.052807 | 0.024883 | -0.026717 | -0.44678 | 0.02636 | 0.049503 | -0.073613 | -0.089951 | -0.013049 | 0.087068 | 0.047302 | 0.012596 | 0.025954 | 0.057324 | -0.002247 | 0.027306 | 0.0041694 | -0.00076765 | -0.0027321 | 0.006973 | 0.011955 | 0.02396 | -0.017508 | 0.10266
| 261 | 4568373.2645 | 0 | 4208018.2133 | 0 |  | 510562.3412 | 483819.7739 | 493727.5215 | 482564.9267 | 326423.828 | 337710.7577 | 355753.4772 | 334440.6844 | 306916.6659 | 308469.4489 | 330572.0073 | 343847.6322 | 349273.9287 | 363498.7891 | 385279.6922 | 391563.0717 | 401294.1905 | 402047.1715 | 406182.3544 | 402225.4072 | 407606.3038 | 405641.8277 | 413339.8334 | 410369.129 | 0 | 0 | 0 | 0 | 0 | 0 | 0 | 0 | 0 | 0 | 0 | 0 | 0 | 0 | 0 | 0 | 0 | 0 | 0 | 0 | 0 | 0 | 0 | 0 | -0.0538 | 0.020271 | -0.022868 | -0.39092 | 0.033993 | 0.052048 | -0.061778 | -0.085883 | 0.0050465 | 0.069202 | 0.039374 | 0.015658 | 0.039919 | 0.058194 | 0.016177 | 0.024548 | 0.0018746 | 0.010233 | -0.0097896 | 0.013289 | -0.0048312 | 0.0188 | -0.007213 | 0.091177
| 262 | 4070944.0395 | 0 | 3796476.4085 | 0 |  | 487930.7637 | 462083.8582 | 470314.3651 | 453155.3001 | 285870.5155 | 299767.0287 | 323492.2096 | 306627.5517 | 274752.4252 | 268375.96 | 290269.2696 | 305644.2028 | 311465.5769 | 316213.895 | 335624.0399 | 326556.0458 | 335960.8114 | 321409.9657 | 317945.9822 | 320175.4528 | 314653.8985 | 311850.9828 | 312073.6075 | 307059.034 | 0 | 0 | 0 | 0 | 0 | 0 | 0 | 0 | 0 | 0 | 0 | 0 | 0 | 0 | 0 | 0 | 0 | 0 | 0 | 0 | 0 | 0 | 0 | 0 | -0.054427 | 0.017655 | -0.037166 | -0.4607 | 0.047467 | 0.076169 | -0.053541 | -0.10976 | -0.023482 | 0.07842 | 0.051613 | 0.018867 | 0.01513 | 0.059573 | -0.02739 | 0.028393 | -0.044277 | -0.010836 | 0.0069876 | -0.017396 | -0.0089478 | 0.00071363 | -0.016199 | 0.10625
| 263 | 4156339.0071 | 0 | 3849889.5397 | 0 |  | 494590.3909 | 473088.2919 | 483203.3712 | 467942.7649 | 293468.8486 | 302176.2018 | 319894.4684 | 297343.4974 | 266097.727 | 264939.6352 | 286985.2198 | 299282.2815 | 306442.3652 | 319781.5774 | 336337.4956 | 336791.6927 | 342594.0939 | 345569.0178 | 348416.7284 | 344958.274 | 350945.3706 | 344986.0547 | 349972.4171 | 345317.8988 | 0 | 0 | 0 | 0 | 0 | 0 | 0 | 0 | 0 | 0 | 0 | 0 | 0 | 0 | 0 | 0 | 0 | 0 | 0 | 0 | 0 | 0 | 0 | 0 | -0.044448 | 0.021156 | -0.032092 | -0.46657 | 0.029239 | 0.056981 | -0.073103 | -0.11102 | -0.0043616 | 0.079929 | 0.041956 | 0.023642 | 0.042608 | 0.050477 | 0.0013495 | 0.017082 | 0.008646 | 0.0082069 | -0.0099758 | 0.017207 | -0.017127 | 0.01435 | -0.013389 | 0.10701
| 264 | 4752232.8704 | 0 | 4388493.7422 | 0 |  | 509117.1968 | 478536.6486 | 494964.9859 | 476479.8471 | 322884.7036 | 347494.037 | 378683.8607 | 373390.463 | 344287.0401 | 340012.8656 | 365383.1695 | 381875.5445 | 388617.6418 | 398220.9953 | 425226.2727 | 428413.4736 | 432835.7173 | 426518.5157 | 410007.7676 | 416475.1119 | 412130.2876 | 410135.5075 | 417890.5625 | 411872.0173 | 0 | 0 | 0 | 0 | 0 | 0 | 0 | 0 | 0 | 0 | 0 | 0 | 0 | 0 | 0 | 0 | 0 | 0 | 0 | 0 | 0 | 0 | 0 | 0 | -0.061945 | 0.033754 | -0.038062 | -0.38913 | 0.073452 | 0.085954 | -0.014077 | -0.081149 | -0.012492 | 0.071963 | 0.044148 | 0.017501 | 0.024411 | 0.065614 | 0.0074674 | 0.010269 | -0.014702 | -0.03948 | 0.015651 | -0.010487 | -0.0048519 | 0.018732 | -0.014507 | 0.093134
| 265 | 4743387.0815 | 0 | 4364831.2081 | 0 |  | 520114.4032 | 496159.1068 | 506077.9661 | 499889.8709 | 331888.4668 | 347439.7786 | 370301.7407 | 349448.3651 | 323157.848 | 320969.0291 | 349351.1381 | 366136.7369 | 372767.987 | 381718.0836 | 412117.695 | 411832.9656 | 421888.8076 | 414012.0566 | 423258.5257 | 413934.837 | 422874.0855 | 426754.3664 | 437753.1935 | 433110.0242 | 0 | 0 | 0 | 0 | 0 | 0 | 0 | 0 | 0 | 0 | 0 | 0 | 0 | 0 | 0 | 0 | 0 | 0 | 0 | 0 | 0 | 0 | 0 | 0 | -0.047152 | 0.019794 | -0.012303 | -0.40959 | 0.045792 | 0.063727 | -0.057962 | -0.078215 | -0.0067963 | 0.084733 | 0.046929 | 0.017949 | 0.023726 | 0.076627 | -0.00069113 | 0.024124 | -0.018847 | 0.022088 | -0.022275 | 0.021366 | 0.0091341 | 0.025447 | -0.010663 | 0.096322
| 266 | 4121911.2354 | 0 | 3816312.2489 | 0 |  | 483241.7549 | 457718.6825 | 470766.0586 | 454816.6287 | 286107.5392 | 297828.8238 | 315350.4133 | 299637.2227 | 271516.0432 | 269243.4803 | 294344.1242 | 309852.2415 | 310305.2087 | 323616.0177 | 341681.8416 | 341462.8067 | 348448.9058 | 343473.1512 | 349934.0538 | 339737.2697 | 345377.3572 | 343853.9592 | 351892.8077 | 347089.3705 | 0 | 0 | 0 | 0 | 0 | 0 | 0 | 0 | 0 | 0 | 0 | 0 | 0 | 0 | 0 | 0 | 0 | 0 | 0 | 0 | 0 | 0 | 0 | 0 | -0.054262 | 0.028107 | -0.034467 | -0.46353 | 0.040151 | 0.057166 | -0.051112 | -0.098551 | -0.0084051 | 0.089133 | 0.051346 | 0.0014608 | 0.042001 | 0.054322 | -0.00064125 | 0.020253 | -0.014383 | 0.018636 | -0.029572 | 0.016465 | -0.0044206 | 0.02311 | -0.013744 | 0.1067
| 267 | 4391014.645 | 0 | 4076906.9068 | 0 |  | 505637.684 | 479828.6513 | 493586.069 | 472627.8641 | 314087.0711 | 328736.9132 | 351489.5438 | 330852.7335 | 301233.7509 | 297606.351 | 318105.7743 | 335088.3269 | 338774.0502 | 344837.6806 | 364974.4207 | 360639.5768 | 367146.9552 | 359569.9067 | 359823.6877 | 358542.0157 | 360080.7006 | 354774.1169 | 359497.9917 | 351331.5704 | 0 | 0 | 0 | 0 | 0 | 0 | 0 | 0 | 0 | 0 | 0 | 0 | 0 | 0 | 0 | 0 | 0 | 0 | 0 | 0 | 0 | 0 | 0 | 0 | -0.052391 | 0.028268 | -0.043389 | -0.40864 | 0.045588 | 0.066922 | -0.060507 | -0.093787 | -0.012115 | 0.066612 | 0.05201 | 0.010939 | 0.01774 | 0.056753 | -0.011948 | 0.017883 | -0.020854 | 0.00070554 | -0.0035683 | 0.0042823 | -0.014847 | 0.013227 | -0.022978 | 0.094978
| 268 | 4240312.8264 | 0 | 3922234.5999 | 0 |  | 485744.0803 | 458257.6838 | 466752.6784 | 453746.1722 | 290268.5664 | 299374.3696 | 322774.062 | 310773.1286 | 283903.6853 | 290084.9083 | 309473.298 | 329253.7897 | 336406.6291 | 346759.2165 | 372189.2637 | 364249.4256 | 370756.7453 | 364101.3233 | 359701.6942 | 355749.9707 | 360720.455 | 358174.8432 | 363752.2622 | 362111.0913 | 0 | 0 | 0 | 0 | 0 | 0 | 0 | 0 | 0 | 0 | 0 | 0 | 0 | 0 | 0 | 0 | 0 | 0 | 0 | 0 | 0 | 0 | 0 | 0 | -0.05825 | 0.018368 | -0.028262 | -0.44673 | 0.030888 | 0.075258 | -0.037889 | -0.090428 | 0.021539 | 0.064698 | 0.061957 | 0.021492 | 0.03031 | 0.070772 | -0.021564 | 0.017707 | -0.018114 | -0.012157 | -0.011047 | 0.013875 | -0.007082 | 0.015452 | -0.004522 | 0.10299
| 269 | 5052555.3287 | 5052555.3287 | 4637317.4819 | 4637317.4819 |  | 516383.4634 | 488109.0442 | 502168.2157 | 486915.8265 | 328772.3179 | 360356.319 | 396928.7621 | 397416.2931 | 369174.9269 | 367532.9343 | 399963.6214 | 425977.956 | 435021.1773 | 445450.7704 | 473785.057 | 466493.7127 | 475550.6955 | 465047.2775 | 465743.0064 | 451146.9233 | 466480.9351 | 463241.6572 | 479145.9948 | 478522.3573 | 0 | 0 | 0 | 0 | 0 | 0 | 396928.7621 | 397416.2931 | 369174.9269 | 367532.9343 | 399963.6214 | 425977.956 | 435021.1773 | 445450.7704 | 473785.057 | 466493.7127 | 475550.6955 | 465047.2775 | 465743.0064 | 451146.9233 | 466480.9351 | 463241.6572 | 479145.9948 | 478522.3573 | -0.056311 | 0.028396 | -0.030844 | -0.39273 | 0.091728 | 0.096664 | 0.0012275 | -0.073714 | -0.0044577 | 0.084561 | 0.063014 | 0.021007 | 0.023692 | 0.061667 | -0.015509 | 0.019229 | -0.022334 | 0.0014949 | -0.031841 | 0.033424 | -0.0069683 | 0.033756 | -0.0013024 | 0.095936
| 270 | 4442105.32 | 0 | 4112133.1928 | 0 |  | 508191.1516 | 477893.8559 | 488351.0713 | 470019.4358 | 320639.6954 | 331984.6593 | 351769.3592 | 331762.0445 | 302230.7902 | 300074.7135 | 317537.1493 | 336387.3962 | 341290.5865 | 354186.5596 | 374006.3617 | 372237.4052 | 381036.575 | 374481.4471 | 381061.6327 | 375706.0096 | 375539.6224 | 373242.6354 | 380925.4298 | 368286.2331 | 0 | 0 | 0 | 0 | 0 | 0 | 0 | 0 | 0 | 0 | 0 | 0 | 0 | 0 | 0 | 0 | 0 | 0 | 0 | 0 | 0 | 0 | 0 | 0 | -0.061469 | 0.021646 | -0.038261 | -0.38246 | 0.034771 | 0.057887 | -0.058558 | -0.093227 | -0.0071594 | 0.056563 | 0.057669 | 0.014471 | 0.03709 | 0.054449 | -0.004741 | 0.023364 | -0.017353 | 0.017419 | -0.014154 | -0.00044296 | -0.0061353 | 0.020375 | -0.033743 | 0.090012
| 271 | 4299212.8438 | 0 | 3973724.1279 | 0 |  | 504785.5737 | 481074.523 | 489950.3896 | 484494.6981 | 296834.9158 | 307936.9393 | 322551.7548 | 302458.9137 | 278036.251 | 280498.6095 | 301139.9534 | 313293.9013 | 325067.1882 | 339987.7178 | 357758.3738 | 357711.1583 | 366389.3122 | 360247.3202 | 364163.9463 | 360352.9428 | 365473.8466 | 366981.206 | 374548.4182 | 372004.0806 | 0 | 0 | 0 | 0 | 0 | 0 | 0 | 0 | 0 | 0 | 0 | 0 | 0 | 0 | 0 | 0 | 0 | 0 | 0 | 0 | 0 | 0 | 0 | 0 | -0.048112 | 0.018282 | -0.011198 | -0.48993 | 0.036719 | 0.046369 | -0.064318 | -0.084194 | 0.0088173 | 0.071006 | 0.039567 | 0.03689 | 0.044878 | 0.050948 | -0.00013198 | 0.023971 | -0.016906 | 0.010813 | -0.01052 | 0.014111 | 0.0041159 | 0.02041 | -0.0068163 | 0.11035
| 272 | 4412254.8622 | 0 | 4100225.667 | 0 |  | 505114.8259 | 481319.3234 | 487674.158 | 475507.3574 | 290824.9626 | 314608.0165 | 345063.5887 | 341515.5233 | 315467.6707 | 311776.1429 | 328389.9514 | 350889.3946 | 351423.924 | 353693.2164 | 376126.6214 | 378223.8802 | 374831.7559 | 363910.8238 | 357474.641 | 359304.2456 | 358090.3819 | 349477.4054 | 356402.2926 | 352667.6038 | 0 | 0 | 0 | 0 | 0 | 0 | 0 | 0 | 0 | 0 | 0 | 0 | 0 | 0 | 0 | 0 | 0 | 0 | 0 | 0 | 0 | 0 | 0 | 0 | -0.048255 | 0.013117 | -0.025265 | -0.49166 | 0.078606 | 0.092401 | -0.010336 | -0.079337 | -0.011771 | 0.051916 | 0.066269 | 0.0015222 | 0.0064367 | 0.061496 | 0.0055605 | -0.009009 | -0.029568 | -0.017844 | 0.0051051 | -0.0033841 | -0.024347 | 0.019621 | -0.010534 | 0.11157
| 273 | 4281407.8942 | 0 | 3969931.8078 | 0 |  | 499463.9076 | 468559.1849 | 477157.7666 | 463604.2979 | 303285.2974 | 315171.9793 | 336043.9781 | 321334.7533 | 292594.8105 | 290169.0972 | 311653.3108 | 325189.7598 | 324261.7952 | 335745.8381 | 351796.0754 | 354998.106 | 358876.0893 | 354211.0841 | 356552.8918 | 352136.2877 | 355122.7632 | 353915.1404 | 356533.635 | 348294.8433 | 0 | 0 | 0 | 0 | 0 | 0 | 0 | 0 | 0 | 0 | 0 | 0 | 0 | 0 | 0 | 0 | 0 | 0 | 0 | 0 | 0 | 0 | 0 | 0 | -0.063873 | 0.018185 | -0.028816 | -0.42436 | 0.038445 | 0.064124 | -0.044759 | -0.093695 | -0.0083249 | 0.071428 | 0.042518 | -0.0028577 | 0.034803 | 0.046697 | 0.0090608 | 0.010865 | -0.013084 | 0.0065896 | -0.012464 | 0.0084453 | -0.0034064 | 0.0073714 | -0.023379 | 0.097158
| 274 | 4873171.5045 | 0 | 4482967.6311 | 0 |  | 513229.6423 | 483473.5006 | 495566.3314 | 480942.807 | 326534.0166 | 350034.814 | 384622.4539 | 379878.1058 | 352103.2762 | 353103.9964 | 371561.8961 | 395361.062 | 409808.932 | 419072.5832 | 451169.2865 | 440452.131 | 449044.1623 | 434657.0227 | 440211.0671 | 432947.2742 | 446361.8582 | 438636.3923 | 442886.7295 | 443959.8819 | 0 | 0 | 0 | 0 | 0 | 0 | 0 | 379878.1058 | 0 | 353103.9964 | 371561.8961 | 0 | 409808.932 | 419072.5832 | 451169.2865 | 0 | 449044.1623 | 0 | 0 | 0 | 0 | 0 | 0 | 0 | -0.059727 | 0.024705 | -0.029953 | -0.38721 | 0.069498 | 0.09423 | -0.012412 | -0.075926 | 0.0028381 | 0.050953 | 0.062084 | 0.035892 | 0.022353 | 0.073798 | -0.024041 | 0.019319 | -0.032564 | 0.012697 | -0.016638 | 0.030514 | -0.017459 | 0.0096432 | 0.0024202 | 0.093225
| 275 | 4365747.4665 | 0 | 4034179.6421 | 0 |  | 505343.4379 | 476046.5814 | 485571.7361 | 476480.0004 | 309890.1151 | 318290.3705 | 337075.954 | 318412.7199 | 293790.4012 | 290327.2008 | 309869.9586 | 323803.3012 | 331830.5062 | 340130.6295 | 364533.3739 | 359443.8784 | 373523.623 | 373068.9739 | 377247.0866 | 365491.9612 | 369455.7277 | 375758.3956 | 381166.1956 | 380636.446 | 0 | 0 | 0 | 0 | 0 | 0 | 0 | 0 | 0 | 0 | 0 | 0 | 0 | 0 | 0 | 0 | 0 | 0 | 0 | 0 | 0 | 0 | 0 | 0 | -0.059723 | 0.019811 | -0.018901 | -0.43021 | 0.026746 | 0.057344 | -0.05696 | -0.080482 | -0.011858 | 0.065144 | 0.043984 | 0.024488 | 0.024705 | 0.069288 | -0.01406 | 0.038423 | -0.0012179 | 0.011137 | -0.031656 | 0.010787 | 0.016915 | 0.014289 | -0.0013908 | 0.098942
| 276 | 4441637.3772 | 0 | 4093907.472 | 0 |  | 506828.1964 | 476341.9772 | 486387.9847 | 472715.2993 | 317124.1799 | 325541.4279 | 342373.9282 | 319996.8116 | 293405.1369 | 294375.0268 | 318003.664 | 333600.6965 | 343637.4083 | 354075.4557 | 382666.3595 | 378052.484 | 387427.2438 | 378138.9549 | 383719.0076 | 384552.9158 | 389916.9648 | 390652.0656 | 403750.8832 | 395820.7235 | 0 | 0 | 0 | 0 | 0 | 0 | 0 | 0 | 0 | 0 | 0 | 0 | 0 | 0 | 0 | 0 | 0 | 0 | 0 | 0 | 0 | 0 | 0 | 0 | -0.062036 | 0.020871 | -0.028513 | -0.3992 | 0.026196 | 0.050414 | -0.067592 | -0.086757 | 0.0033002 | 0.077208 | 0.047882 | 0.029642 | 0.029923 | 0.077653 | -0.01213 | 0.024495 | -0.024266 | 0.014649 | 0.0021709 | 0.013852 | 0.0018835 | 0.032981 | -0.019837 | 0.09449
| 277 | 4326831.6301 | 0 | 4011279.6112 | 0 |  | 498778.6623 | 474165.2639 | 483128.5801 | 468337.5787 | 311144.3516 | 321122.3189 | 344955.2144 | 323913.6664 | 291344.4653 | 292013.9839 | 309640.645 | 324212.719 | 328257.1585 | 338940.7729 | 356202.2048 | 355917.3109 | 364873.817 | 366319.0377 | 362148.2195 | 356738.9696 | 358652.0317 | 353818.7139 | 358914.2225 | 362074.7496 | 0 | 0 | 0 | 0 | 0 | 0 | 0 | 0 | 0 | 0 | 0 | 0 | 0 | 0 | 0 | 0 | 0 | 0 | 0 | 0 | 0 | 0 | 0 | 0 | -0.050607 | 0.018727 | -0.031093 | -0.40893 | 0.031565 | 0.071592 | -0.062938 | -0.10597 | 0.0022954 | 0.058611 | 0.045987 | 0.012397 | 0.032028 | 0.049673 | -0.00080013 | 0.024853 | 0.0039531 | -0.011451 | -0.015049 | 0.0053483 | -0.013568 | 0.014299 | 0.0087673 | 0.095022
| 278 | 4439263.2056 | 0 | 4118223.6528 | 0 |  | 511716.8261 | 477166.3657 | 490346.7142 | 477744.7337 | 305220.0112 | 321138.7849 | 346997.3291 | 339254.2088 | 307692.4073 | 302718.4559 | 322494.3096 | 344489.6645 | 345034.3291 | 357718.2595 | 380730.2496 | 375847.5394 | 382632.294 | 372926.1179 | 374994.8389 | 366044.1003 | 367207.2712 | 362036.8051 | 368280.3259 | 359828.5768 | 0 | 0 | 0 | 0 | 0 | 0 | 0 | 0 | 0 | 0 | 0 | 0 | 0 | 0 | 0 | 0 | 0 | 0 | 0 | 0 | 0 | 0 | 0 | 0 | -0.069906 | 0.027248 | -0.026036 | -0.44804 | 0.050841 | 0.077444 | -0.022567 | -0.097649 | -0.016297 | 0.063282 | 0.065979 | 0.0015798 | 0.036102 | 0.062345 | -0.012908 | 0.017891 | -0.025694 | 0.0055319 | -0.024158 | 0.0031726 | -0.014181 | 0.017099 | -0.023217 | 0.10377
| 279 | 4622958.5211 | 0 | 4306081.5238 | 0 |  | 549419.165 | 528568.9075 | 539393.5411 | 521290.1169 | 301113.3065 | 326145.8775 | 351729.8058 | 341942.8529 | 317115.6165 | 314756.4922 | 338929.8988 | 357432.891 | 358161.8383 | 363907.7535 | 388576.9471 | 377712.1623 | 382642.1026 | 367583.3246 | 362124.6305 | 359702.6692 | 360612.42 | 357058.978 | 360862.0692 | 360559.5975 | 0 | 0 | 0 | 521290.1169 | 0 | 0 | 0 | 0 | 0 | 0 | 0 | 0 | 0 | 0 | 0 | 0 | 0 | 0 | 0 | 0 | 0 | 0 | 0 | 0 | -0.038688 | 0.020272 | -0.034139 | -0.54882 | 0.079858 | 0.075519 | -0.02822 | -0.075377 | -0.0074671 | 0.073994 | 0.053154 | 0.0020373 | 0.015915 | 0.065591 | -0.028359 | 0.012968 | -0.04015 | -0.014962 | -0.0067107 | 0.002526 | -0.0099028 | 0.010595 | -0.00083854 | 0.12268
| 280 | 4380182.5158 | 0 | 4038218.0462 | 0 |  | 502651.1249 | 474006.0871 | 485512.3277 | 471129.5635 | 305717.4322 | 314438.5811 | 333780.227 | 313029.5371 | 289319.9631 | 289131.8328 | 312532.77 | 326960.1785 | 336031.212 | 345727.623 | 371217.6144 | 372849.8438 | 386471.458 | 380783.996 | 385663.2081 | 380563.3809 | 383012.9905 | 389610.6615 | 391107.9796 | 389938.773 | 0 | 0 | 0 | 0 | 0 | 0 | 0 | 0 | 0 | 0 | 0 | 0 | 0 | 0 | 0 | 0 | 0 | 0 | 0 | 0 | 0 | 0 | 0 | 0 | -0.058676 | 0.023985 | -0.030072 | -0.43247 | 0.028128 | 0.059694 | -0.064185 | -0.078764 | -0.00065046 | 0.077827 | 0.045129 | 0.027366 | 0.028447 | 0.071137 | 0.0043873 | 0.035882 | -0.014826 | 0.012732 | -0.013312 | 0.0064162 | 0.017079 | 0.0038357 | -0.002994 | 0.10017
| 281 | 4405534.8584 | 0 | 4070453.785 | 0 |  | 486912.9894 | 466969.4353 | 474438.8112 | 459450.7724 | 304998.2692 | 316580.2853 | 341491.1107 | 330492.936 | 303161.8033 | 303275.6282 | 319993.9214 | 342007.1776 | 358673.0894 | 368795.1802 | 392459.5579 | 391056.4848 | 391834.4877 | 382455.4593 | 380469.2844 | 369158.8328 | 382222.7783 | 376830.9772 | 381648.6382 | 380966.9929 | 0 | 0 | 0 | 0 | 0 | 0 | 0 | 0 | 0 | 0 | 0 | 0 | 0 | 0 | 0 | 0 | 0 | 0 | 0 | 0 | 0 | 0 | 0 | 0 | -0.041822 | 0.015869 | -0.032101 | -0.40973 | 0.037271 | 0.075745 | -0.032736 | -0.086319 | 0.00037539 | 0.05366 | 0.06653 | 0.04758 | 0.02783 | 0.062192 | -0.0035815 | 0.0019875 | -0.024227 | -0.0052068 | -0.030178 | 0.034777 | -0.014207 | 0.012704 | -0.0017877 | 0.095648
| 282 | 4654224.3314 | 0 | 4291278.4975 | 0 |  | 519480.9959 | 486884.6634 | 495769.453 | 484087.4552 | 329734.763 | 340669.7531 | 364300.7765 | 346701.0321 | 319859.1632 | 321134.0788 | 346554.4234 | 365359.4839 | 369180.3523 | 375433.1752 | 402396.3598 | 398558.2878 | 406201.923 | 400535.9901 | 405485.1457 | 399954.632 | 406388.7304 | 408246.2546 | 417735.7488 | 417230.2644 | 0 | 0 | 0 | 0 | 0 | 0 | 0 | 0 | 0 | 0 | 0 | 0 | 0 | 0 | 0 | 0 | 0 | 0 | 0 | 0 | 0 | 0 | 0 | 0 | -0.064803 | 0.018084 | -0.023845 | -0.38398 | 0.032625 | 0.067066 | -0.049517 | -0.080582 | 0.0039779 | 0.076181 | 0.052842 | 0.010404 | 0.016795 | 0.069357 | -0.0095838 | 0.018997 | -0.014047 | 0.012281 | -0.013733 | 0.015959 | 0.0045604 | 0.022978 | -0.0012108 | 0.090594
| 283 | 4386948.816 | 0 | 4044635.2733 | 0 |  | 494237.8713 | 473350.5036 | 480653.497 | 467917.1695 | 312831.1133 | 321475.961 | 338381.4552 | 317552.937 | 292809.495 | 290967.7104 | 316263.3867 | 328467.9136 | 335791.679 | 348388.7823 | 370982.8479 | 371765.2222 | 383693.8698 | 385431.0469 | 383853.864 | 381436.3212 | 384274.8204 | 384548.9611 | 395068.6714 | 391708.1671 | 0 | 0 | 0 | 0 | 0 | 0 | 0 | 0 | 0 | 0 | 0 | 0 | 0 | 0 | 0 | 0 | 0 | 0 | 0 | 0 | 0 | 0 | 0 | 0 | -0.043181 | 0.01531 | -0.026855 | -0.40263 | 0.027259 | 0.051251 | -0.063529 | -0.081122 | -0.0063099 | 0.083363 | 0.037864 | 0.022052 | 0.036828 | 0.062837 | 0.0021067 | 0.031582 | 0.0045173 | -0.0041004 | -0.006318 | 0.0074141 | 0.00071314 | 0.026988 | -0.0085425 | 0.093594
| 284 | 4354856.8058 | 0 | 4042560.5385 | 0 |  | 500977.1174 | 473336.1758 | 484297.613 | 471289.4457 | 285402.0527 | 311099.5517 | 341552.54 | 336915.988 | 304829.7307 | 302360.7418 | 324472.1469 | 342632.77 | 346498.7704 | 353275.821 | 373555.3745 | 371101.7148 | 368200.5034 | 350278.6657 | 357864.2944 | 351688.8315 | 353148.1866 | 352779.1006 | 354758.1621 | 358043.2509 | 0 | 0 | 0 | 0 | 0 | 0 | 0 | 0 | 0 | 0 | 0 | 0 | 0 | 0 | 0 | 0 | 0 | 0 | 0 | 0 | 0 | 0 | 0 | 0 | -0.056755 | 0.022894 | -0.027227 | -0.50157 | 0.086214 | 0.093389 | -0.013668 | -0.10008 | -0.0081325 | 0.070579 | 0.05446 | 0.01122 | 0.01937 | 0.055817 | -0.0065901 | -0.0078486 | -0.049899 | 0.021425 | -0.017407 | 0.004141 | -0.0010457 | 0.0055942 | 0.0092175 | 0.11533
| 285 | 5042242.4734 | 5042242.4734 | 4689657.3082 | 4689657.3082 |  | 592102.1465 | 562161.08 | 567198.5987 | 549552.7576 | 337585.3059 | 370939.7323 | 400916.8673 | 388948.2435 | 361430.0396 | 354051.5181 | 370938.8432 | 385235.5123 | 387307.9106 | 390225.1733 | 410818.8564 | 405436.1328 | 418302.2817 | 406842.1571 | 404229.5001 | 396231.1978 | 403345.2708 | 397959.5007 | 404633.4713 | 394541.0832 | 592102.1465 | 562161.08 | 567198.5987 | 549552.7576 | 0 | 370939.7323 | 400916.8673 | 388948.2435 | 361430.0396 | 354051.5181 | 370938.8432 | 0 | 0 | 0 | 0 | 0 | 0 | 0 | 0 | 0 | 0 | 0 | 0 | 0 | -0.051891 | 0.0089211 | -0.031605 | -0.48729 | 0.094221 | 0.077714 | -0.030308 | -0.073378 | -0.020626 | 0.046595 | 0.037818 | 0.0053651 | 0.0075039 | 0.051428 | -0.013189 | 0.031241 | -0.027779 | -0.0064425 | -0.019985 | 0.017795 | -0.013443 | 0.016631 | -0.025258 | 0.10992
| 286 | 4279169.4675 | 0 | 3962905.9812 | 0 |  | 490491.2103 | 463445.7024 | 473763.0664 | 458770.1567 | 284700.1865 | 307837.3779 | 335820.7972 | 319369.2139 | 292147.5125 | 293148.4192 | 314164.8464 | 335293.6111 | 338582.1304 | 340898.8153 | 367343.9991 | 370649.5365 | 368576.7113 | 360123.1058 | 357334.9329 | 355054.2781 | 356718.385 | 358132.2496 | 357435.4785 | 364672.1904 | 0 | 0 | 0 | 0 | 0 | 0 | 0 | 0 | 0 | 0 | 0 | 0 | 0 | 0 | 0 | 0 | 0 | 0 | 0 | 0 | 0 | 0 | 0 | 0 | -0.056718 | 0.022018 | -0.032158 | -0.47711 | 0.078135 | 0.087006 | -0.05023 | -0.089089 | 0.0034202 | 0.069239 | 0.065089 | 0.0097601 | 0.006819 | 0.074713 | 0.0089582 | -0.0056081 | -0.023203 | -0.0077724 | -0.0064029 | 0.004676 | 0.0039557 | -0.0019475 | 0.020044 | 0.1105
| 287 | 4410152.9384 | 0 | 4094283.7469 | 0 |  | 507536.0245 | 473827.7223 | 484179.9227 | 465157.3744 | 308378.64 | 322769.3736 | 349228.4391 | 337861.8656 | 308339.6056 | 301811.215 | 324811.8837 | 341523.3809 | 350683.6007 | 351447.8502 | 373243.37 | 374361.1331 | 383630.54 | 371121.1616 | 371155.4809 | 360452.3502 | 364205.7274 | 356263.529 | 361631.7724 | 351170.5168 | 0 | 0 | 0 | 0 | 0 | 0 | 0 | 0 | 0 | 0 | 0 | 0 | 0 | 0 | 0 | 0 | 0 | 0 | 0 | 0 | 0 | 0 | 0 | 0 | -0.068724 | 0.021613 | -0.040081 | -0.41105 | 0.04561 | 0.078788 | -0.033089 | -0.091435 | -0.0214 | 0.073444 | 0.05017 | 0.026468 | 0.0021769 | 0.060169 | 0.0029903 | 0.024459 | -0.033151 | 9.247e-05 | -0.029261 | 0.010359 | -0.022048 | 0.014956 | -0.029355 | 0.096422
| 288 | 4209291.8924 | 0 | 3899478.049 | 0 |  | 492558.7776 | 465974.093 | 477951.3423 | 460046.8334 | 300073.4128 | 309995.8066 | 326820.262 | 306077.8868 | 277086.7386 | 277471.3139 | 303442.5285 | 313706.7811 | 318493.1069 | 326815.024 | 342718.7224 | 346708.5652 | 354873.3273 | 352637.6459 | 357884.2737 | 344694.1578 | 346586.011 | 350673.7201 | 355253.3679 | 355447.5074 | 0 | 0 | 0 | 0 | 0 | 0 | 0 | 0 | 0 | 0 | 0 | 0 | 0 | 0 | 0 | 0 | 0 | 0 | 0 | 0 | 0 | 0 | 0 | 0 | -0.055484 | 0.025379 | -0.038181 | -0.4273 | 0.032532 | 0.052852 | -0.065571 | -0.099509 | 0.001387 | 0.089475 | 0.033267 | 0.015142 | 0.025794 | 0.047516 | 0.011574 | 0.023276 | -0.0063199 | 0.014769 | -0.037552 | 0.0054735 | 0.011725 | 0.012975 | 0.00054633 | 0.099119
| 289 | 4540710.2722 | 0 | 4225488.5544 | 0 |  | 532338.457 | 499966.5718 | 509675.4787 | 496717.1798 | 333468.0267 | 345134.4649 | 363345.9083 | 344397.7433 | 312399.0939 | 309700.8435 | 326664.3314 | 338680.189 | 343947.4564 | 349776.8206 | 373609.5486 | 371066.1135 | 378617.459 | 367061.7469 | 359184.5021 | 358530.2832 | 357224.664 | 359595.4189 | 359299.0238 | 355136.0319 | 0 | 0 | 0 | 0 | 0 | 0 | 0 | 0 | 0 | 0 | 0 | 0 | 0 | 0 | 0 | 0 | 0 | 0 | 0 | 0 | 0 | 0 | 0 | 0 | -0.062738 | 0.019233 | -0.025753 | -0.39847 | 0.034387 | 0.051421 | -0.053558 | -0.097516 | -0.0086747 | 0.053326 | 0.036123 | 0.015433 | 0.016806 | 0.065916 | -0.006831 | 0.020146 | -0.030996 | -0.021694 | -0.0018231 | -0.0036482 | 0.0066147 | -0.00082459 | -0.011654 | 0.091453
| 290 | 4705039.8644 | 0 | 4313350.698 | 0 |  | 512860.589 | 484302.5197 | 495010.6082 | 484143.3744 | 327765.344 | 340978.3729 | 358808.0306 | 338640.4294 | 314009.7612 | 318571.8765 | 344360.7157 | 360448.9164 | 373313.7276 | 387165.4146 | 420686.816 | 417743.7051 | 428212.7355 | 428874.3001 | 429758.5729 | 424979.1287 | 433709.4715 | 439280.4029 | 456305.4623 | 451839.0519 | 0 | 0 | 0 | 0 | 0 | 0 | 0 | 0 | 0 | 0 | 0 | 0 | 0 | 0 | 0 | 0 | 0 | 0 | 0 | 0 | 0 | 0 | 0 | 0 | -0.057294 | 0.021869 | -0.022198 | -0.39008 | 0.039521 | 0.050968 | -0.057849 | -0.075515 | 0.014424 | 0.077842 | 0.045661 | 0.035069 | 0.036433 | 0.083037 | -0.0070206 | 0.024752 | 0.0015438 | 0.0020597 | -0.011184 | 0.020335 | 0.012763 | 0.038025 | -0.0098364 | 0.092846
| 291 | 5192131.578 | 5192131.578 | 4833948.7356 | 4833948.7356 |  | 589042.0614 | 555368.3944 | 568327.2499 | 554612.7663 | 333676.1613 | 367246.5599 | 405155.6873 | 403452.8225 | 377997.1979 | 375236.4105 | 396531.961 | 422702.0345 | 426503.3803 | 436427.846 | 459672.1927 | 450344.2382 | 451812.1469 | 438118.3351 | 416306.408 | 407925.7661 | 413984.2696 | 405314.8865 | 405444.168 | 400438.1785 | 589042.0614 | 555368.3944 | 568327.2499 | 554612.7663 | 0 | 367246.5599 | 405155.6873 | 403452.8225 | 377997.1979 | 375236.4105 | 396531.961 | 422702.0345 | 426503.3803 | 436427.846 | 459672.1927 | 450344.2382 | 451812.1469 | 0 | 0 | 0 | 0 | 0 | 0 | 0 | -0.058866 | 0.023066 | -0.024427 | -0.5081 | 0.095863 | 0.098238 | -0.0042118 | -0.065173 | -0.0073305 | 0.0552 | 0.063911 | 0.0089528 | 0.023003 | 0.051891 | -0.020501 | 0.0032542 | -0.030777 | -0.051067 | -0.020336 | 0.014743 | -0.021164 | 0.00031891 | -0.012424 | 0.11582
| 292 | 4491798.3424 | 0 | 4153525.3321 | 0 |  | 512804.8014 | 480106.9978 | 493055.5819 | 478712.54 | 315704.533 | 329363.7995 | 349987.2485 | 334448.3522 | 305371.7931 | 302647.7402 | 326455.6241 | 341674.4164 | 350415.498 | 357795.0487 | 380151.9986 | 385274.2519 | 391782.293 | 382579.5478 | 384049.2829 | 380767.4182 | 385367.3557 | 380798.8429 | 386164.806 | 383828.8618 | 0 | 0 | 0 | 0 | 0 | 0 | 0 | 0 | 0 | 0 | 0 | 0 | 0 | 0 | 0 | 0 | 0 | 0 | 0 | 0 | 0 | 0 | 0 | 0 | -0.065886 | 0.026613 | -0.029522 | -0.41629 | 0.042356 | 0.060734 | -0.045414 | -0.090952 | -0.0089605 | 0.075724 | 0.045564 | 0.025261 | 0.020841 | 0.060611 | 0.013384 | 0.016751 | -0.02377 | 0.0038343 | -0.0085821 | 0.012008 | -0.011926 | 0.013993 | -0.0060675 | 0.096686
| 293 | 4352848.7927 | 0 | 4039927.2067 | 0 |  | 519092.3824 | 497078.0865 | 506400.4085 | 493638.1995 | 304574.9951 | 314155.359 | 332695.161 | 313149.2789 | 281617.5385 | 280187.8367 | 299007.9198 | 315305.236 | 321254.1984 | 333081.6106 | 355958.2099 | 354830.079 | 365306.4031 | 359836.2668 | 365203.0918 | 362636.6833 | 360449.9096 | 349106.7102 | 356435.8475 | 354663.9616 | 0 | 0 | 0 | 0 | 0 | 0 | 0 | 0 | 0 | 0 | 0 | 0 | 0 | 0 | 0 | 0 | 0 | 0 | 0 | 0 | 0 | 0 | 0 | 0 | -0.043335 | 0.018581 | -0.025525 | -0.48289 | 0.03097 | 0.057339 | -0.060547 | -0.10613 | -0.0050897 | 0.06501 | 0.053071 | 0.018692 | 0.036155 | 0.066426 | -0.0031743 | 0.029097 | -0.015087 | 0.014805 | -0.0070522 | -0.0060485 | -0.031975 | 0.020777 | -0.0049835 | 0.10974
| 294 | 4162009.2174 | 0 | 3853681.5327 | 0 |  | 489448.3746 | 465688.782 | 477234.5552 | 458087.6758 | 301491.7714 | 307318.0051 | 325390.1514 | 302483.2511 | 277450.0354 | 270824.3776 | 291971.4732 | 302070.1788 | 307419.4406 | 317129.387 | 340218.1135 | 336552.8839 | 337735.463 | 346505.674 | 344551.9436 | 347684.5412 | 352720.9468 | 344251.0613 | 351534.4856 | 351777.7547 | 0 | 0 | 0 | 0 | 0 | 0 | 0 | 0 | 0 | 0 | 0 | 0 | 0 | 0 | 0 | 0 | 0 | 0 | 0 | 0 | 0 | 0 | 0 | 0 | -0.049761 | 0.024491 | -0.040948 | -0.41832 | 0.01914 | 0.057142 | -0.072999 | -0.086385 | -0.02417 | 0.075186 | 0.034003 | 0.017554 | 0.031097 | 0.070277 | -0.010832 | 0.0035076 | 0.025636 | -0.0056543 | 0.0090507 | 0.014382 | -0.024306 | 0.020937 | 0.00069178 | 0.09704
| 295 | 4563317.977 | 0 | 4214554.7537 | 0 |  | 507949.2862 | 486716.8161 | 494587.7069 | 483840.0272 | 304631.3035 | 324377.6014 | 349379.6068 | 340996.991 | 312270.2183 | 313176.5806 | 340659.6703 | 360666.9678 | 371143.3709 | 376613.8038 | 399131.4799 | 392615.0613 | 399469.3798 | 394099.8914 | 397206.7404 | 392943.3148 | 396668.324 | 389161.1867 | 396916.3121 | 401780.0773 | 0 | 0 | 0 | 0 | 0 | 0 | 0 | 0 | 0 | 0 | 0 | 0 | 0 | 0 | 0 | 0 | 0 | 0 | 0 | 0 | 0 | 0 | 0 | 0 | -0.042699 | 0.016042 | -0.02197 | -0.46265 | 0.062806 | 0.074251 | -0.024285 | -0.088005 | 0.0028983 | 0.084117 | 0.057071 | 0.028633 | 0.014632 | 0.058071 | -0.016461 | 0.017307 | -0.013533 | 0.0078525 | -0.010792 | 0.0094351 | -0.019107 | 0.019732 | 0.012179 | 0.10632
| 296 | 4856324.0423 | 0 | 4469229.3241 | 0 |  | 517349.2707 | 488102.362 | 498671.9389 | 488773.203 | 324368.6298 | 344821.7046 | 374298.9022 | 372812.8158 | 346728.5697 | 343968.223 | 370042.4189 | 394871.8924 | 407293.3555 | 413953.4299 | 444995.1044 | 445597.1262 | 444267.461 | 436826.4506 | 436562.4814 | 430608.1349 | 436218.4676 | 436916.4947 | 441040.4975 | 444653.4481 | 0 | 0 | 0 | 0 | 0 | 0 | 0 | 0 | 0 | 0 | 0 | 0 | 407293.3555 | 0 | 0 | 445597.1262 | 0 | 0 | 0 | 0 | 0 | 0 | 0 | 0 | -0.058193 | 0.021423 | -0.02005 | -0.41002 | 0.061147 | 0.082027 | -0.0039782 | -0.072534 | -0.007993 | 0.073068 | 0.064944 | 0.030972 | 0.01622 | 0.07231 | 0.001352 | -0.0029885 | -0.016891 | -0.00060447 | -0.013733 | 0.012945 | 0.0015989 | 0.0093946 | 0.0081585 | 0.096293
| 297 | 4834353.2246 | 0 | 4460269.5913 | 0 |  | 558787.4537 | 538066.4554 | 550507.16 | 535481.7771 | 338021.1491 | 348128.9982 | 370390.3853 | 349429.13 | 319184.6703 | 316727.8994 | 337890.7204 | 352619.2038 | 358898.0076 | 375062.2348 | 400438.0818 | 397749.5355 | 403012.871 | 407388.1231 | 411669.0362 | 408994.3049 | 417369.5296 | 418521.2147 | 431561.3198 | 433359.2807 | 0 | 538066.4554 | 550507.16 | 535481.7771 | 0 | 0 | 0 | 0 | 0 | 0 | 0 | 0 | 0 | 0 | 0 | 0 | 0 | 0 | 0 | 0 | 0 | 0 | 0 | 0 | -0.037787 | 0.022858 | -0.027673 | -0.46006 | 0.029465 | 0.061984 | -0.058257 | -0.090531 | -0.0077268 | 0.064679 | 0.042666 | 0.01765 | 0.044054 | 0.065467 | -0.0067367 | 0.013146 | 0.010798 | 0.010453 | -0.0065185 | 0.020271 | 0.0027556 | 0.030682 | 0.0041575 | 0.10495
| 298 | 4623935.9989 | 0 | 4257084.5247 | 0 |  | 511329.3437 | 474769.4359 | 489377.7972 | 474720.6144 | 318442.1083 | 332556.4058 | 356951.1666 | 351298.7156 | 322917.3158 | 319399.2816 | 349994.3463 | 369022.9975 | 370460.852 | 375925.9467 | 402781.1402 | 403347.8075 | 407952.5289 | 404109.95 | 412669.7766 | 406134.5495 | 411315.4839 | 412185.5074 | 424829.6328 | 418781.9685 | 0 | 0 | 0 | 0 | 0 | 0 | 0 | 0 | 0 | 0 | 0 | 0 | 0 | 0 | 0 | 0 | 0 | 0 | 0 | 0 | 0 | 0 | 0 | 0 | -0.074185 | 0.030305 | -0.030408 | -0.39929 | 0.043369 | 0.070789 | -0.015962 | -0.084241 | -0.010954 | 0.091475 | 0.052942 | 0.0038888 | 0.014644 | 0.069001 | 0.0014059 | 0.011352 | -0.0094638 | 0.020961 | -0.015963 | 0.012676 | 0.002113 | 0.030215 | -0.014338 | 0.094812
| 299 | 4755847.1304 | 0 | 4361324.4678 | 0 |  | 525572.8987 | 496373.9482 | 507583.88 | 492603.5486 | 349358.8528 | 354788.355 | 372323.6241 | 346801.0693 | 320064.0781 | 320229.0345 | 343950.6338 | 354271.6963 | 357713.8009 | 369701.5286 | 399083.0249 | 403987.8606 | 416177.1314 | 418192.5914 | 434425.9921 | 430083.4008 | 441193.3373 | 445345.88 | 451108.3041 | 455573.7643 | 0 | 0 | 0 | 0 | 349358.8528 | 0 | 0 | 0 | 0 | 0 | 0 | 0 | 0 | 0 | 0 | 0 | 0 | 0 | 0 | 0 | 0 | 0 | 0 | 0 | -0.057159 | 0.022332 | -0.029957 | -0.34361 | 0.015422 | 0.048242 | -0.071012 | -0.08023 | 0.00051525 | 0.071462 | 0.029566 | 0.0096691 | 0.032963 | 0.076473 | 0.012215 | 0.029726 | 0.0048311 | 0.038084 | -0.010046 | 0.025504 | 0.0093681 | 0.012856 | 0.0098502 | 0.083258
| 300 | 4745724.8947 | 0 | 4367586.672 | 0 |  | 522138.6885 | 491978.5141 | 501944.8441 | 486361.3346 | 335364.7639 | 347104.2871 | 370714.5165 | 356580.4416 | 328283.8623 | 328499.0885 | 348282.3743 | 365350.8684 | 377877.3848 | 387243.9929 | 415981.1086 | 408972.2436 | 420441.787 | 409888.8878 | 423348.9796 | 424418.2255 | 423092.6258 | 421512.1475 | 438938.6539 | 435468.6238 | 0 | 0 | 0 | 0 | 0 | 0 | 0 | 0 | 0 | 0 | 0 | 0 | 0 | 0 | 0 | 0 | 0 | 0 | 0 | 0 | 0 | 0 | 0 | 0 | -0.059498 | 0.020055 | -0.031538 | -0.37173 | 0.034406 | 0.065807 | -0.038872 | -0.082681 | 0.0006554 | 0.05848 | 0.047845 | 0.033712 | 0.024485 | 0.071585 | -0.016993 | 0.027659 | -0.02542 | 0.032311 | 0.0025225 | -0.0031282 | -0.0037425 | 0.040511 | -0.0079369 | 0.088574
| 301 | 4675124.6338 | 0 | 4305913.7844 | 0 |  | 516037.3995 | 484959.4023 | 496826.9717 | 479316.2984 | 329088.9707 | 343076.5811 | 364365.3804 | 347611.2417 | 319230.3613 | 320940.391 | 343656.5922 | 365740.974 | 372057.7395 | 383826.1529 | 410928.1949 | 407451.967 | 412625.589 | 404642.6319 | 419525.3064 | 417224.8244 | 420038.4965 | 415226.4023 | 418240.6402 | 423560.9118 | 0 | 0 | 0 | 0 | 0 | 0 | 0 | 0 | 0 | 0 | 0 | 0 | 0 | 0 | 0 | 0 | 0 | 0 | 0 | 0 | 0 | 0 | 0 | 0 | -0.062114 | 0.024177 | -0.035881 | -0.37603 | 0.041626 | 0.060203 | -0.047072 | -0.085172 | 0.0053424 | 0.068387 | 0.062282 | 0.017124 | 0.031141 | 0.068229 | -0.0084954 | 0.012618 | -0.019536 | 0.03612 | -0.0054986 | 0.0067211 | -0.011522 | 0.007233 | 0.01264 | 0.089722
| 302 | 4337568.6038 | 0 | 4006732.9112 | 0 |  | 486660.5163 | 459477.5705 | 468260.4524 | 454248.1646 | 295245.6691 | 308268.2484 | 331762.1008 | 321819.1066 | 297956.7565 | 298901.0414 | 318867.9102 | 341142.7665 | 352404.5482 | 359528.7908 | 383614.0304 | 378327.814 | 383241.7514 | 373540.7099 | 380957.9002 | 371977.9236 | 373582.0579 | 368187.8325 | 381772.6998 | 379910.9324 | 0 | 0 | 0 | 0 | 0 | 0 | 0 | 0 | 0 | 0 | 0 | 0 | 0 | 0 | 0 | 0 | 0 | 0 | 0 | 0 | 0 | 0 | 0 | 0 | -0.057477 | 0.018935 | -0.030381 | -0.43084 | 0.043163 | 0.073448 | -0.030429 | -0.077041 | 0.0031642 | 0.064664 | 0.067524 | 0.032479 | 0.020014 | 0.064843 | -0.013876 | 0.012905 | -0.025639 | 0.019662 | -0.023854 | 0.0043032 | -0.014544 | 0.036232 | -0.0048886 | 0.099911
| 303 | 4296043.7856 | 0 | 3987597.0864 | 0 |  | 496751.3604 | 473928.8408 | 485645.0372 | 468750.1364 | 295356.3979 | 306130.989 | 330674.8377 | 318560.3436 | 294062.3615 | 289878.457 | 308862.2473 | 333529.2739 | 338017.1808 | 343125.09 | 367824.5623 | 361885.4509 | 355281.5866 | 359117.636 | 358809.1107 | 354248.8845 | 359688.9196 | 343396.8822 | 346913.8388 | 349768.6092 | 0 | 0 | 0 | 0 | 0 | 0 | 0 | 0 | 0 | 0 | 0 | 0 | 0 | 0 | 0 | 0 | 0 | 0 | 0 | 0 | 0 | 0 | 0 | 0 | -0.047032 | 0.024421 | -0.035408 | -0.46189 | 0.03583 | 0.077122 | -0.037324 | -0.08002 | -0.01433 | 0.063434 | 0.076835 | 0.013366 | 0.014998 | 0.069511 | -0.016278 | -0.018417 | 0.010739 | -0.00085949 | -0.012791 | 0.01524 | -0.046353 | 0.01019 | 0.0081954 | 0.10572
| 304 | 4957097.2751 | 0 | 4569961.7754 | 0 |  | 547333.9495 | 513594.827 | 529459.3255 | 510331.4963 | 340508.1209 | 360288.6272 | 387391.2324 | 376241.3361 | 347598.521 | 341526.6374 | 359704.9136 | 388342.6319 | 397077.4725 | 410133.6084 | 441136.775 | 434263.3875 | 436385.3739 | 432891.2081 | 429169.8912 | 438802.0624 | 436716.4771 | 439629.7281 | 439469.9906 | 442824.6812 | 0 | 0 | 0 | 0 | 0 | 0 | 0 | 0 | 0 | 0 | 0 | 0 | 0 | 0 | 0 | 0 | 0 | 0 | 0 | 0 | 0 | 0 | 0 | 0 | -0.063624 | 0.030422 | -0.036796 | -0.40462 | 0.056466 | 0.07253 | -0.029204 | -0.079183 | -0.017622 | 0.051858 | 0.076604 | 0.022243 | 0.032352 | 0.072872 | -0.015704 | 0.0048745 | -0.0080393 | -0.0086336 | 0.022196 | -0.0047642 | 0.0066487 | -0.00036341 | 0.0076045 | 0.095445
| 305 | 4903735.3564 | 0 | 4485299.7277 | 0 |  | 527680.3193 | 497597.7674 | 509342.4426 | 488663.2423 | 349932.8771 | 356736.0463 | 377556.6726 | 360473.6201 | 333482.8293 | 336078.8539 | 360273.251 | 382656.7993 | 389879.2168 | 401119.1213 | 430398.1693 | 434406.2699 | 440192.6989 | 440312.4713 | 452184.6916 | 457813.424 | 470468.9717 | 469515.6388 | 479959.0287 | 481703.7207 | 0 | 0 | 0 | 0 | 349932.8771 | 0 | 0 | 0 | 0 | 0 | 0 | 0 | 0 | 0 | 0 | 0 | 0 | 0 | 452184.6916 | 457813.424 | 470468.9717 | 469515.6388 | 479959.0287 | 481703.7207 | -0.058699 | 0.023329 | -0.041447 | -0.33393 | 0.019255 | 0.056725 | -0.046302 | -0.077827 | 0.0077544 | 0.069517 | 0.060276 | 0.018698 | 0.028421 | 0.070452 | 0.0092694 | 0.013232 | 0.00027205 | 0.026606 | 0.012371 | 0.027268 | -0.0020284 | 0.021999 | 0.0036285 | 0.081369
| 306 | 4943692.4118 | 0 | 4553951.3976 | 0 |  | 548175.9842 | 517009.8253 | 523801.8732 | 505689.4615 | 354497.8391 | 375323.7189 | 399789.1513 | 377224.2778 | 351099.6667 | 342429.8425 | 361446.6455 | 378534.3355 | 381800.5743 | 391240.1512 | 418915.575 | 418167.6713 | 423094.986 | 423234.7565 | 422437.2168 | 429089.3224 | 433363.2068 | 440039.9564 | 452909.1118 | 445211.3723 | 0 | 0 | 0 | 0 | 354497.8391 | 375323.7189 | 399789.1513 | 0 | 0 | 0 | 0 | 0 | 0 | 0 | 0 | 0 | 0 | 0 | 0 | 0 | 0 | 0 | 0 | 0 | -0.058534 | 0.013052 | -0.035191 | -0.35522 | 0.057087 | 0.063148 | -0.058097 | -0.07177 | -0.025003 | 0.054048 | 0.046192 | 0.0085916 | 0.024423 | 0.068348 | -0.0017869 | 0.011714 | 0.0003303 | -0.0018862 | 0.015624 | 0.0099111 | 0.015289 | 0.028826 | -0.017142 | 0.084685
| 307 | 5232232.3192 | 5232232.3192 | 4852180.9665 | 4852180.9665 |  | 593201.1941 | 575775.8374 | 585116.3082 | 559468.6021 | 330020.8865 | 371841.1019 | 407734.2764 | 402052.3616 | 372048.2543 | 367654.0417 | 386937.5385 | 414139.9831 | 420981.6798 | 421039.6116 | 459329.4943 | 442433.3129 | 450292.9068 | 434747.515 | 426126.185 | 420219.7959 | 432676.6381 | 421843.6111 | 435484.93 | 436691.8469 | 593201.1941 | 575775.8374 | 585116.3082 | 559468.6021 | 0 | 371841.1019 | 407734.2764 | 402052.3616 | 372048.2543 | 367654.0417 | 386937.5385 | 414139.9831 | 420981.6798 | 421039.6116 | 459329.4943 | 442433.3129 | 450292.9068 | 0 | 0 | 0 | 0 | 0 | 0 | 0 | -0.029815 | 0.016092 | -0.044823 | -0.52783 | 0.11931 | 0.092149 | -0.014033 | -0.077559 | -0.011881 | 0.051121 | 0.067941 | 0.016385 | 0.0001376 | 0.087041 | -0.037478 | 0.017609 | -0.035133 | -0.02003 | -0.013958 | 0.029213 | -0.025356 | 0.031826 | 0.0027676 | 0.12208
| 308 | 4498989.4613 | 0 | 4144726.2105 | 0 |  | 499853.9234 | 471514.9932 | 484302.8899 | 471510.37 | 289054.6802 | 312270.7007 | 342571.5768 | 333717.4402 | 316451.1102 | 310489.048 | 332692.9926 | 358965.5867 | 368852.7371 | 371589.5506 | 400516.6038 | 388714.8048 | 400595.7586 | 394902.9687 | 399101.9285 | 403697.2153 | 401863.5082 | 393123.5217 | 407191.4118 | 407606.9327 | 0 | 0 | 0 | 0 | 0 | 0 | 0 | 0 | 0 | 0 | 0 | 0 | 0 | 0 | 0 | 0 | 0 | 0 | 0 | 0 | 0 | 0 | 0 | 0 | -0.058365 | 0.02676 | -0.026769 | -0.48933 | 0.077255 | 0.09261 | -0.026186 | -0.053126 | -0.01902 | 0.069071 | 0.076006 | 0.027171 | 0.0073924 | 0.074965 | -0.029909 | 0.030107 | -0.014313 | 0.010577 | 0.011448 | -0.0045526 | -0.021989 | 0.03516 | 0.0010199 | 0.11318
| 309 | 4364149.725 | 0 | 4079917.891 | 0 |  | 538214.5338 | 518281.2333 | 524308.3656 | 508912.0237 | 277496.6019 | 295892.3303 | 322422.0897 | 320951.2595 | 297989.6054 | 289579.8523 | 311002.7787 | 330982.451 | 333005.7223 | 338456.3565 | 361608.4032 | 351342.7979 | 349811.4664 | 346752.5401 | 339771.9978 | 332956.1879 | 331101.7329 | 321143.7088 | 320255.6051 | 316736.5366 | 0 | 0 | 0 | 0 | 0 | 0 | 0 | 0 | 0 | 0 | 0 | 0 | 0 | 0 | 0 | 0 | 0 | 0 | 0 | 0 | 0 | 0 | 0 | 0 | -0.037739 | 0.011562 | -0.029805 | -0.60647 | 0.064187 | 0.085866 | -0.0045723 | -0.074231 | -0.028628 | 0.071371 | 0.062264 | 0.0060943 | 0.016235 | 0.066167 | -0.028799 | -0.004368 | -0.008783 | -0.020337 | -0.020264 | -0.0055852 | -0.030537 | -0.0027693 | -0.011049 | 0.13355
| 310 | 4448816.8897 | 0 | 4115512.9634 | 0 |  | 507324.7505 | 477167.7173 | 491273.2867 | 472002.8145 | 315020.7594 | 326825.0893 | 350890.0928 | 337075.2942 | 306646.5076 | 300689.982 | 327692.6813 | 340224.9824 | 347390.3322 | 347526.078 | 368771.4633 | 376219.0573 | 373873.5043 | 372300.8291 | 382397.2682 | 374609.7624 | 375952.6118 | 375220.0251 | 384250.4796 | 378748.0325 | 0 | 0 | 0 | 0 | 0 | 0 | 0 | 0 | 0 | 0 | 0 | 0 | 0 | 0 | 0 | 0 | 0 | 0 | 0 | 0 | 0 | 0 | 0 | 0 | -0.061283 | 0.029133 | -0.040016 | -0.40435 | 0.036787 | 0.071048 | -0.040167 | -0.094611 | -0.019616 | 0.085996 | 0.037531 | 0.020842 | 0.00039068 | 0.059337 | 0.019994 | -0.0062541 | -0.0042153 | 0.026758 | -0.020575 | 0.0035783 | -0.0019505 | 0.023782 | -0.014423 | 0.094984
TVaR90 |  |  | 5112006.0769 |  | 4714326.0695 | [25 empty] | 596008.3841 | 559245.0399 | 570118.5152 | 538854.6097 | 352121.4364 | 369114.6843 | 398293.3747 | 390403.5228 | 363827.3035 | 361116.8106 | 385461.3395 | 411428.943 | 420785.6365 | 430819.0363 | 462937.1453 | 457200.7929 | 463055.3948 | 458111.8544 | 459660.1309 | 457035.0025 | 467979.5061 | 468526.7593 | 482917.6504 | 482458.0157 | [23 empty] | 0.10377
AvgVolatility
|  | 24-yr NPV |  | 20-yr NPV |  |  | 2022 | 2023 | 2024 | 2025 | 2026 | 2027 | 2028 | 2029 | 2030 | 2031 | 2032 | 2033 | 2034 | 2035 | 2036 | 2037 | 2038 | 2039 | 2040 | 2041 | 2042 | 2043 | 2044 | 2045
Mean |  | 4541116.3559 |  | 4198986.5252 |  | Mean | 521641.3919 | 492850.4585 | 503789.4218 | 485621.6977 | 316347.7048 | 327243.4259 | 350316.6732 | 335631.2765 | 308535.6015 | 306592.7074 | 328072.8198 | 346503.8201 | 353077.4671 | 362321.1901 | 387085.5044 | 384230.9309 | 389085.7599 | 384874.5849 | 384975.6487 | 381912.061 | 388023.1719 | 384198.2187 | 391992.2982 | 389886.6683
StdDev |  | 415477.292 |  | 360505.4748 |  | StdDev | 33396.8053 | 29116.5448 | 29295.2286 | 24152.266 | 22046.1011 | 38842.3451 | 42090.4895 | 49808.4348 | 48805.0719 | 48451.418 | 51609.5659 | 55794.6053 | 57316.2065 | 58693.5558 | 63488.7172 | 62851.1729 | 63904.5362 | 63070.9458 | 63415.5808 | 63484.4587 | 65403.5959 | 67172.861 | 70164.1189 | 70111.0049
Q1 (P25) |  | 4341754.1696 |  | 4028219.4658 |  | Q1 (P25) | 500980.8655 | 473462.0831 | 484656.1585 | 469257.45 | 299526.6488 | 313287.1 | 335890.6106 | 321853.7997 | 293990.8309 | 291877.0617 | 311444.7751 | 328914.202 | 334058.2596 | 342508.5356 | 366475.3345 | 361395.2611 | 367249.1074 | 361261.1308 | 359287.131 | 355603.6951 | 357533.5062 | 350692.8343 | 356410.6813 | 352000.217
Min |  | 2485158.3727 |  | 2455309.3163 |  | Min | 477229.2788 | 452094.8255 | 459860.8476 | 444132.6391 | 268826.3623 | 95119.5988 | 100212.5709 | 28580.3265 | 21433.4214 | 22155.8958 | 23085.7015 | 23862.205 | 24750.1323 | 25731.9507 | 26792.4724 | 27700.3291 | 27769.7993 | 28815.4523 | 29979.0849 | 31007.3429 | 32116.4573 | 33306.6554 | 34733.2537 | 35813.3143
Median (P50) |  | 4550605.8726 |  | 4206016.3774 |  | Median (P50) | 514338.9792 | 485375.7547 | 496392.9593 | 480875.6095 | 316205.4542 | 329866.82 | 352392.3476 | 339136.8026 | 311253.715 | 310491.2098 | 332114.0225 | 350304.8323 | 356628.7216 | 366477.2879 | 392274.1664 | 390856.9653 | 395022.6478 | 390097.3713 | 388731.7708 | 386692.9373 | 393532.342 | 389117.3613 | 397041.7181 | 395177.3583
Max |  | 5454959.6559 |  | 5006906.4902 |  | Max | 685925.563 | 603184.7577 | 620091.9932 | 559468.6021 | 365344.937 | 375510.9038 | 412478.1343 | 405945.1413 | 388796.7018 | 385171.8803 | 417283.7067 | 452542.8621 | 457956.6555 | 472850.5361 | 510562.0154 | 502617.0257 | 505334.9336 | 502763.8038 | 496056.0144 | 492955.1 | 511904.4919 | 519284.1436 | 547674.1917 | 550558.9776
Q3 P75 |  | 4803338.3446 |  | 4423090.1188 |  | Q3 P75 | 534510.5386 | 502741.291 | 514908.2548 | 496900.7293 | 333151.8598 | 349407.4759 | 374198.8159 | 360323.7785 | 333189.4098 | 331322.4372 | 355435.1288 | 375412.3867 | 382829.6244 | 390803.6676 | 418841.3967 | 418061.6798 | 424062.2402 | 420950.7496 | 421019.3263 | 417174.3037 | 423644.1165 | 424446.8451 | 434163.1341 | 432799.4578
TVaR90 |  | 5112006.0769 |  | 4714326.0695 |  | TVaR90
Balanced Portfolio with Alternative Fuel for Peakers Deterministic |  | 4961193.5333 |  | 4658870.8648
|  |  | Balanced Portfolio with Alternative Fuel for Peakers | Frequency
1 | 2000000 | 0 | 0 | <=2
2 | 2500000 | 2 | 2 | 2-2.5
3 | 3000000 | 6 | 4 | 2.5-3
4 | 3500000 | 6 | 0 | 3-3.5
5 | 4000000 | 11 | 5 | 3.5-4
6 | 4500000 | 135 | 124 | 4-4.5
7 | 5000000 | 285 | 150 | 4.5-5
8 | 5500000 | 310 | 25 | 5-5.5
9 | 6000000 | 310 | 0 | 5.5-6
10 | 6500000 | 310 | 0 | 6-6.5
11 | 7000000 | 310 | 0 | 6.5-7
12 | 7500000 | 310 | 0 | 7-7.5
13 | 8000000 | 310 | 0 | 7.5-8

## Sensitivity WX Em
| Iteration | 24-yr NPV | >=P90Index | 20-yr NPV | >=P90Index |  | 2022 | 2023 | 2024 | 2025 | 2026 | 2027 | 2028 | 2029 | 2030 | 2031 | 2032 | 2033 | 2034 | 2035 | 2036 | 2037 | 2038 | 2039 | 2040 | 2041 | 2042 | 2043 | 2044 | 2045 | P90_2022 | P90_2023 | P90_2024 | P90_2025 | P90_2026 | P90_2027 | P90_2028 | P90_2029 | P90_2030 | P90_2031 | P90_2032 | P90_2033 | P90_2034 | P90_2035 | P90_2036 | P90_2037 | P90_2038 | P90_2039 | P90_2040 | P90_2041 | P90_2042 | P90_2043 | P90_2044 | P90_2045 | Vol_2022 | Vol_2023 | Vol_2024 | Vol_2025 | Vol_2026 | Vol_2027 | Vol_2028 | Vol_2029 | Vol_2030 | Vol_2031 | Vol_2032 | Vol_2033 | Vol_2034 | Vol_2035 | Vol_2036 | Vol_2037 | Vol_2038 | Vol_2039 | Vol_2040 | Vol_2041 | Vol_2042 | Vol_2043 | Vol_2044 | St Dev
| 1 | 2428055.6315 | 0 | 2398502.7895 | 0 |  | 665416.197 | 590313.1929 | 610200.831 | 454249.7739 | 228396.4783 | 103052.4572 | 87795.4446 | 36841.9891 | 19622.5577 | 18514.8227 | 16924.3359 | 20368.4551 | 21150.275 | 23639.661 | 25745.1377 | 27372.9545 | 26825.1353 | 28270.1718 | 28857.0217 | 30894.8741 | 31932.5197 | 32878.6872 | 34315.6525 | 35482.4398 | 665416.197 | 590313.1929 | 610200.831 | 0 | 0 | 0 | 0 | 0 | 0 | 0 | 0 | 0 | 0 | 0 | 0 | 0 | 0 | 0 | 0 | 0 | 0 | 0 | 0 | 0 | -0.11976 | 0.033135 | -0.29514 | -0.68756 | -0.79584 | -0.16023 | -0.86837 | -0.62996 | -0.058108 | -0.089819 | 0.18523 | 0.037666 | 0.11127 | 0.08532 | 0.06131 | -0.020216 | 0.052468 | 0.020546 | 0.068237 | 0.033035 | 0.0292 | 0.042777 | 0.033436 | 0.30862
| 2 | 4310546.9364 | 0 | 4014786.8332 | 0 |  | 539810.7704 | 496774.1481 | 503077.5521 | 478520.3474 | 329747.3866 | 348605.3151 | 356959.2928 | 323344.5947 | 272177.2324 | 273312.8973 | 289428.2012 | 287213.6137 | 294883.5513 | 318732.3027 | 330320.3184 | 320341.2457 | 357075.1008 | 341723.366 | 332322.7962 | 318297.5743 | 344406.818 | 327316.1447 | 353730.5308 | 315663.3503 | 0 | 0 | 0 | 0 | 0 | 0 | 0 | 0 | 0 | 0 | 0 | 0 | 0 | 0 | 0 | 0 | 0 | 0 | 0 | 0 | 0 | 0 | 0 | 0 | -0.083083 | 0.012609 | -0.050046 | -0.37237 | 0.055614 | 0.023681 | -0.098903 | -0.17227 | 0.0041638 | 0.05729 | -0.007681 | 0.026354 | 0.077771 | 0.035711 | -0.030676 | 0.10856 | -0.043945 | -0.027895 | -0.04312 | 0.078837 | -0.050897 | 0.077609 | -0.11386 | 0.10342
| 3 | 4182159.3675 | 0 | 3965619.3475 | 0 |  | 578385.2962 | 537552.1242 | 542916.8544 | 511703.0299 | 336954.9951 | 343922.5364 | 346075.766 | 307013.6957 | 280641.5521 | 276583.8937 | 281612.2647 | 276580.9254 | 272663.8642 | 273654.1669 | 273492.8964 | 263568.9313 | 267520.6036 | 258760.8295 | 259726.5814 | 233104.1046 | 246189.3588 | 250435.291 | 250059.0577 | 235613.5918 | 0 | 0 | 0 | 0 | 0 | 0 | 0 | 0 | 0 | 0 | 0 | 0 | 0 | 0 | 0 | 0 | 0 | 0 | 0 | 0 | 0 | 0 | 0 | 0 | -0.073215 | 0.0099305 | -0.059212 | -0.4178 | 0.020467 | 0.0062413 | -0.11977 | -0.089814 | -0.014564 | 0.018017 | -0.018028 | -0.014264 | 0.0036254 | -0.0005895 | -0.036961 | 0.014882 | -0.033292 | 0.0037253 | -0.10814 | 0.054616 | 0.0171 | -0.0015034 | -0.059504 | 0.093814
| 4 | 5531497.5089 | 0 | 4953971.1543 | 0 |  | 570913.3391 | 541318.6418 | 547962.6551 | 519545.7864 | 371510.7256 | 391940.8004 | 404322.8329 | 374204.1779 | 368814.6297 | 383268.3812 | 393447.1136 | 409722.1769 | 439366.7204 | 456893.9395 | 477808.2624 | 482856.0614 | 517829.3322 | 530307.353 | 582835.9202 | 597343.5567 | 622168.0667 | 623032.8178 | 670110.4035 | 718507.833 | 0 | 0 | 0 | 0 | 0 | 0 | 0 | 0 | 0 | 0 | 0 | 0 | 0 | 0 | 0 | 0 | 0 | 0 | 0 | 0 | 0 | 0 | 0 | 0 | -0.053229 | 0.012199 | -0.053252 | -0.33538 | 0.053533 | 0.031103 | -0.077412 | -0.014507 | 0.038441 | 0.026211 | 0.040533 | 0.069855 | 0.039117 | 0.044758 | 0.010509 | 0.069927 | 0.023811 | 0.094449 | 0.024587 | 0.040718 | 0.0013889 | 0.072843 | 0.069734 | 0.086649
| 5 | 5623731.6033 | 0 | 5160872.3821 | 0 |  | 512906.9897 | 483966.323 | 500377.1475 | 478062.1644 | 370493.5033 | 421881.921 | 480084.358 | 472361.0304 | 450142.5614 | 468620.7401 | 485897.0815 | 493989.0471 | 519884.8239 | 533231.9758 | 549276.2746 | 536822.0319 | 548828.3082 | 536487.6616 | 547341.9713 | 516921.6285 | 521517.757 | 528776.5639 | 534786.6038 | 516581.8836 | 0 | 0 | 0 | 0 | 0 | 0 | 0 | 472361.0304 | 0 | 468620.7401 | 0 | 0 | 0 | 0 | 0 | 0 | 0 | 0 | 0 | 0 | 0 | 0 | 0 | 0 | -0.058079 | 0.033347 | -0.045621 | -0.2549 | 0.12989 | 0.12924 | -0.016218 | -0.048179 | 0.040229 | 0.036203 | 0.016517 | 0.051094 | 0.025349 | 0.029645 | -0.022935 | 0.022119 | -0.022742 | 0.02003 | -0.057183 | 0.008852 | 0.013823 | 0.011302 | -0.034634 | 0.074417
| 6 | 4761822.1368 | 0 | 4415660.7439 | 0 |  | 543716.7097 | 519630.9608 | 530261.3531 | 511223.8186 | 361991.7672 | 393758.5917 | 394958.4041 | 362780.9561 | 331535.1758 | 325706.825 | 343927.5614 | 337689.912 | 368674.6419 | 363068.8135 | 375923.7252 | 373962.8405 | 376801.4307 | 359879.1363 | 392367.9799 | 362341.3733 | 375400.5282 | 384892.414 | 400687.9088 | 415553.3147 | 0 | 0 | 0 | 0 | 0 | 0 | 0 | 0 | 0 | 0 | 0 | 0 | 0 | 0 | 0 | 0 | 0 | 0 | 0 | 0 | 0 | 0 | 0 | 0 | -0.045309 | 0.020251 | -0.036563 | -0.34519 | 0.084117 | 0.0030424 | -0.084981 | -0.090065 | -0.017736 | 0.054433 | -0.018303 | 0.087786 | -0.015322 | 0.034794 | -0.0052298 | 0.0075619 | -0.04595 | 0.086432 | -0.079613 | 0.035407 | 0.02497 | 0.040219 | 0.036428 | 0.089397
| 7 | 5482695.731 | 0 | 5001806.1615 | 0 |  | 518839.3734 | 496353.6739 | 505520.766 | 487721.7671 | 368103.0565 | 417394.8562 | 459126.1542 | 454478.5454 | 431439.0284 | 441312.2734 | 452444.6201 | 457817.4983 | 474164.4868 | 488332.445 | 499501.85 | 500892.3218 | 514487.8312 | 505269.1298 | 518413.0224 | 487996.1964 | 527583.7862 | 538059.5849 | 575405.9347 | 545927.43 | 0 | 0 | 0 | 0 | 0 | 0 | 0 | 0 | 0 | 0 | 0 | 0 | 0 | 0 | 0 | 0 | 0 | 0 | 0 | 0 | 0 | 0 | 0 | 0 | -0.044306 | 0.0183 | -0.035844 | -0.28138 | 0.12567 | 0.095292 | -0.010174 | -0.052025 | 0.022627 | 0.024913 | 0.011805 | 0.035084 | 0.029442 | 0.022615 | 0.0027798 | 0.026781 | -0.018081 | 0.025681 | -0.060465 | 0.078 | 0.019662 | 0.067106 | -0.05259 | 0.077845
| 8 | 5089482.6172 | 0 | 4705214.0608 | 0 |  | 573150.0094 | 543884.7918 | 538924.2309 | 515962.3063 | 386833.2936 | 405364.4717 | 418362.0203 | 385218.8937 | 351890.0565 | 364454.3233 | 377773.1341 | 373448.0858 | 400209.8428 | 398550.4481 | 421047.2638 | 412911.0795 | 441109.8074 | 422545.9271 | 415947.5701 | 407704.6642 | 431217.5282 | 422734.3095 | 439781.0931 | 454110.7488 | 0 | 0 | 0 | 0 | 0 | 0 | 0 | 0 | 0 | 0 | 0 | 0 | 0 | 0 | 0 | 0 | 0 | 0 | 0 | 0 | 0 | 0 | 0 | 0 | -0.05241 | -0.0091625 | -0.043541 | -0.28804 | 0.046793 | 0.031561 | -0.082535 | -0.090493 | 0.035082 | 0.035893 | -0.011515 | 0.06921 | -0.0041549 | 0.054911 | -0.019513 | 0.066062 | -0.042996 | -0.015739 | -0.020016 | 0.05607 | -0.019869 | 0.039533 | 0.032064 | 0.076089
| 9 | 5014011.0318 | 0 | 4662762.9627 | 0 |  | 574333.8987 | 541157.8086 | 556605.1415 | 529787.5173 | 380976.4683 | 391977.953 | 394880.1288 | 364654.6712 | 337231.7764 | 354706.1903 | 370882.9272 | 359111.1958 | 381034.2311 | 397459.5933 | 416724.0374 | 408079.8736 | 447876.9149 | 442687.5645 | 430880.1793 | 390597.9201 | 394478.1708 | 407124.8244 | 406167.1976 | 386529.6528 | 0 | 0 | 0 | 0 | 0 | 0 | 0 | 0 | 0 | 0 | 0 | 0 | 0 | 0 | 0 | 0 | 0 | 0 | 0 | 0 | 0 | 0 | 0 | 0 | -0.0595 | 0.028145 | -0.04938 | -0.32974 | 0.028468 | 0.0073767 | -0.079631 | -0.07818 | 0.050519 | 0.044597 | -0.032254 | 0.059257 | 0.042204 | 0.047331 | -0.020961 | 0.093056 | -0.011654 | -0.027034 | -0.098151 | 0.0098851 | 0.031556 | -0.0023549 | -0.049556 | 0.084817
| 10 | 4386319.1298 | 0 | 4158778.0421 | 0 |  | 556288.0611 | 525899.7595 | 536529.8846 | 511171.9496 | 368863.8533 | 385419.3271 | 388974.0928 | 336513.8031 | 299515.8167 | 303117.6017 | 311724.9992 | 312851.3956 | 303727.2098 | 308940.0381 | 316907.7254 | 305222.845 | 291110.0189 | 274687.1973 | 278663.5701 | 258831.0715 | 256248.4261 | 252924.8602 | 272248.6461 | 252143.4253 | 0 | 0 | 0 | 0 | 0 | 0 | 0 | 0 | 0 | 0 | 0 | 0 | 0 | 0 | 0 | 0 | 0 | 0 | 0 | 0 | 0 | 0 | 0 | 0 | -0.056176 | 0.020012 | -0.048416 | -0.32628 | 0.043904 | 0.0091808 | -0.14487 | -0.11647 | 0.011954 | 0.028001 | 0.0036069 | -0.029598 | 0.017017 | 0.025463 | -0.037568 | -0.047341 | -0.058068 | 0.014372 | -0.07383 | -0.010028 | -0.013055 | 0.073623 | -0.076718 | 0.082217
| 11 | 4266264.2573 | 0 | 3999389.2546 | 0 |  | 533114.3385 | 509680.5343 | 514998.4448 | 484422.785 | 338163.4469 | 345620.4963 | 346328.0198 | 310311.516 | 284657.1694 | 281067.0847 | 289947.2105 | 290384.8904 | 320692.2193 | 312659.6062 | 334806.4316 | 317331.4341 | 318083.6805 | 289085.4013 | 286240.2365 | 299092.8286 | 304283.9697 | 292378.6222 | 309656.6199 | 306364.5376 | 0 | 0 | 0 | 0 | 0 | 0 | 0 | 0 | 0 | 0 | 0 | 0 | 0 | 0 | 0 | 0 | 0 | 0 | 0 | 0 | 0 | 0 | 0 | 0 | -0.044952 | 0.01038 | -0.061206 | -0.35943 | 0.021812 | 0.002045 | -0.10981 | -0.086291 | -0.012692 | 0.031105 | 0.0015084 | 0.099275 | -0.025367 | 0.068437 | -0.053606 | 0.0023677 | -0.095592 | -0.0098907 | 0.043923 | 0.017207 | -0.039912 | 0.057414 | -0.010688 | 0.089788
| 12 | 4347836.1399 | 0 | 4054323.7415 | 0 |  | 504537.8295 | 476953.071 | 481365.3706 | 459593.7438 | 317258.1122 | 345658.4139 | 351134.6643 | 320773.4595 | 301097.6359 | 306978.0736 | 330925.3075 | 323781.9015 | 315607.1666 | 326622.5148 | 349997.0274 | 361383.9272 | 386690.4213 | 369649.9805 | 368469.6056 | 350788.4417 | 349147.2838 | 322134.2595 | 336464.4143 | 322935.226 | 0 | 0 | 0 | 0 | 0 | 0 | 0 | 0 | 0 | 0 | 0 | 0 | 0 | 0 | 0 | 0 | 0 | 0 | 0 | 0 | 0 | 0 | 0 | 0 | -0.056225 | 0.0092085 | -0.046284 | -0.37063 | 0.085735 | 0.015719 | -0.090435 | -0.063301 | 0.019342 | 0.075116 | -0.021823 | -0.025572 | 0.034307 | 0.06912 | 0.032016 | 0.067684 | -0.045068 | -0.0031983 | -0.049175 | -0.0046895 | -0.080525 | 0.043524 | -0.041041 | 0.092228
| 13 | 4585120.2089 | 0 | 4283306.7702 | 0 |  | 550634.4239 | 522451.1096 | 525711.711 | 497928.0666 | 344798.6813 | 364940.4615 | 371449.1075 | 348919.7259 | 312501.0698 | 316973.8291 | 330743.9684 | 342905.2825 | 350124.5151 | 358901.8873 | 367982.7643 | 355639.0303 | 353809.2613 | 346473.3771 | 339576.7165 | 324208.6979 | 329438.8478 | 346752.4446 | 347195.1894 | 349233.8425 | 0 | 0 | 0 | 0 | 0 | 0 | 0 | 0 | 0 | 0 | 0 | 0 | 0 | 0 | 0 | 0 | 0 | 0 | 0 | 0 | 0 | 0 | 0 | 0 | -0.05254 | 0.0062216 | -0.054297 | -0.36749 | 0.056774 | 0.017678 | -0.06257 | -0.11023 | 0.014211 | 0.042525 | 0.03611 | 0.020835 | 0.02476 | 0.024987 | -0.03412 | -0.0051583 | -0.020952 | -0.020106 | -0.046312 | 0.016003 | 0.05122 | 0.001276 | 0.0058546 | 0.0862
| 14 | 4278668.2295 | 0 | 4068744.8741 | 0 |  | 578706.8988 | 544348.6275 | 561420.3022 | 514502.3982 | 324885.9731 | 348486.0644 | 353097.9926 | 316632.1502 | 283692.0352 | 271060.0341 | 286287.4662 | 293292.1137 | 299133.0316 | 314316.3346 | 334294.4139 | 305128.032 | 297292.983 | 268603.3611 | 243335.8598 | 216640.3375 | 227529.6762 | 233428.7157 | 252315.0947 | 242162.8733 | 0 | 0 | 0 | 0 | 0 | 0 | 0 | 0 | 0 | 0 | 0 | 0 | 0 | 0 | 0 | 0 | 0 | 0 | 0 | 0 | 0 | 0 | 0 | 0 | -0.061206 | 0.03088 | -0.08727 | -0.45973 | 0.070124 | 0.013147 | -0.109 | -0.10985 | -0.045549 | 0.054656 | 0.024173 | 0.019719 | 0.049512 | 0.061622 | -0.091291 | -0.026013 | -0.10148 | -0.098793 | -0.1162 | 0.049042 | 0.025596 | 0.077802 | -0.041068 | 0.11389
| 15 | 5067569.9152 | 0 | 4656707.0568 | 0 |  | 527081.1534 | 503257.6831 | 521930.3702 | 510342.6014 | 364940.0497 | 388531.8446 | 405813.9223 | 384938.3359 | 349039.0086 | 370886.7037 | 386789.0711 | 399161.6863 | 416112.9701 | 422963.6614 | 456473.3347 | 436565.0542 | 449582.4486 | 431697.2166 | 458906.1201 | 450784.3753 | 455051.7522 | 467758.8545 | 476826.836 | 467781.0884 | 0 | 0 | 0 | 0 | 0 | 0 | 0 | 0 | 0 | 0 | 0 | 0 | 0 | 0 | 0 | 0 | 0 | 0 | 0 | 0 | 0 | 0 | 0 | 0 | -0.046252 | 0.036432 | -0.022452 | -0.33535 | 0.062642 | 0.04352 | -0.052812 | -0.097899 | 0.060713 | 0.041983 | 0.031487 | 0.04159 | 0.016329 | 0.076244 | -0.044593 | 0.029382 | -0.040595 | 0.061121 | -0.017857 | 0.009422 | 0.027542 | 0.019201 | -0.019153 | 0.08485
| 16 | 4942101.6 | 0 | 4567053.5319 | 0 |  | 544288.8413 | 515279.2077 | 527205.3994 | 510626.6651 | 382545.308 | 409303.4446 | 417370.2595 | 378664.1482 | 353064.1704 | 356551.7453 | 359367.2429 | 358839.1045 | 375954.8687 | 380144.9989 | 390106.3531 | 391962.6068 | 404303.1715 | 405724.8246 | 420876.6563 | 415432.6439 | 425795.2993 | 406549.0019 | 423188.7776 | 450560.5952 | 0 | 0 | 0 | 0 | 0 | 0 | 0 | 0 | 0 | 0 | 0 | 0 | 0 | 0 | 0 | 0 | 0 | 0 | 0 | 0 | 0 | 0 | 0 | 0 | -0.054771 | 0.022881 | -0.031951 | -0.28879 | 0.06761 | 0.019517 | -0.097324 | -0.07 | 0.0098296 | 0.0078654 | -0.0014707 | 0.046595 | 0.011084 | 0.025867 | 0.004747 | 0.030999 | 0.0035101 | 0.036665 | -0.013019 | 0.024638 | -0.046254 | 0.040114 | 0.062674 | 0.073742
| 17 | 4546610.318 | 0 | 4258081.9247 | 0 |  | 529280.1154 | 505234.0167 | 508647.5374 | 483913.1085 | 330882.65 | 360426.5196 | 384294.1164 | 361056.5083 | 338957.9331 | 343309.7792 | 354822.029 | 342664.3985 | 352825.5312 | 363524.1724 | 358459.0409 | 358757.6058 | 365512.5684 | 333920.2685 | 327095.5262 | 308910.3644 | 325847.847 | 327713.9048 | 327909.342 | 329109.7064 | 0 | 0 | 0 | 0 | 0 | 0 | 0 | 0 | 0 | 0 | 0 | 0 | 0 | 0 | 0 | 0 | 0 | 0 | 0 | 0 | 0 | 0 | 0 | 0 | -0.046496 | 0.0067336 | -0.04985 | -0.38014 | 0.085524 | 0.06412 | -0.062374 | -0.063158 | 0.012757 | 0.032983 | -0.034865 | 0.029222 | 0.029872 | -0.014031 | 0.00083257 | 0.018654 | -0.090398 | -0.02065 | -0.057201 | 0.053379 | 0.0057104 | 0.00059619 | 0.003654 | 0.090004
| 18 | 4541547.5601 | 0 | 4262190.6728 | 0 |  | 538692.9141 | 515299.2667 | 522814.9137 | 508092.1663 | 364531.7125 | 389367.5626 | 397096.3497 | 343661.0419 | 319666.1929 | 327481.3473 | 337190.4936 | 320055.3067 | 321652.9766 | 331100.2048 | 342906.4925 | 342122.0425 | 351143.3239 | 332384.1927 | 318454.4035 | 296249.2607 | 318432.238 | 313735.004 | 320246.2086 | 316170.0195 | 0 | 0 | 0 | 0 | 0 | 0 | 0 | 0 | 0 | 0 | 0 | 0 | 0 | 0 | 0 | 0 | 0 | 0 | 0 | 0 | 0 | 0 | 0 | 0 | -0.044398 | 0.01448 | -0.028565 | -0.33205 | 0.06591 | 0.019655 | -0.14452 | -0.072379 | 0.024154 | 0.029217 | -0.052154 | 0.0049794 | 0.028948 | 0.035037 | -0.0022903 | 0.026027 | -0.054903 | -0.042812 | -0.072278 | 0.072209 | -0.014861 | 0.020541 | -0.01281 | 0.083879
| 19 | 4762569.7993 | 0 | 4396562.7093 | 0 |  | 526000.9429 | 513666.1974 | 518650.5306 | 501735.3874 | 343412.7561 | 353428.6878 | 380016.8137 | 358771.6139 | 334250.375 | 340986.7233 | 347605.7537 | 349606.7132 | 374837.901 | 386328.3214 | 398686.8834 | 392175.7753 | 416777.8643 | 402190.3962 | 394584.5255 | 373515.3923 | 406982.6442 | 406003.2122 | 420512.1207 | 431523.7045 | 0 | 0 | 0 | 0 | 0 | 0 | 0 | 0 | 0 | 0 | 0 | 0 | 0 | 0 | 0 | 0 | 0 | 0 | 0 | 0 | 0 | 0 | 0 | 0 | -0.023729 | 0.0096567 | -0.033157 | -0.37914 | 0.028749 | 0.072534 | -0.057529 | -0.070796 | 0.019953 | 0.019225 | 0.0057399 | 0.069685 | 0.030194 | 0.031489 | -0.016466 | 0.060843 | -0.035628 | -0.019092 | -0.054874 | 0.085811 | -0.0024095 | 0.035112 | 0.025849 | 0.091367
| 20 | 4810669.4289 | 0 | 4403531.8043 | 0 |  | 499748.1831 | 481121.5111 | 488122.3708 | 472024.2881 | 327111.2583 | 356987.7856 | 380387.8269 | 366357.0365 | 331898.1971 | 337709.0172 | 354536.4066 | 360600.8728 | 389813.8038 | 419386.8167 | 440874.7843 | 441685.6112 | 449134.0851 | 443687.4334 | 453840.982 | 437131.7557 | 438847.2142 | 451574.5252 | 473823.5081 | 490578.3481 | 0 | 0 | 0 | 0 | 0 | 0 | 0 | 0 | 0 | 0 | 0 | 0 | 0 | 0 | 0 | 0 | 0 | 0 | 0 | 0 | 0 | 0 | 0 | 0 | -0.037984 | 0.014446 | -0.033536 | -0.36673 | 0.087401 | 0.06349 | -0.037583 | -0.09878 | 0.017356 | 0.048626 | 0.016961 | 0.077897 | 0.073124 | 0.049967 | 0.0018374 | 0.016723 | -0.012201 | 0.022627 | -0.037512 | 0.0039167 | 0.028589 | 0.048094 | 0.03475 | 0.091369
| 21 | 5646302.6454 | 0 | 5086234.7528 | 0 |  | 561374.0751 | 539986.0913 | 553946.7381 | 527523.5859 | 406451.3059 | 417555.8133 | 441462.1135 | 406685.9597 | 384474.604 | 401450.1658 | 432558.1504 | 433466.0933 | 443463.4569 | 455627.9286 | 482695.0333 | 492994.1148 | 517982.238 | 536289.8246 | 576434.4947 | 573039.1735 | 596420.8517 | 630408.0815 | 659751.6938 | 664702.508 | 0 | 0 | 0 | 0 | 0 | 0 | 0 | 0 | 0 | 0 | 0 | 0 | 0 | 0 | 0 | 0 | 0 | 0 | 0 | 0 | 0 | 0 | 0 | 0 | -0.038844 | 0.025525 | -0.048875 | -0.26073 | 0.026954 | 0.055674 | -0.082051 | -0.056164 | 0.043206 | 0.074633 | 0.0020968 | 0.022802 | 0.027061 | 0.057709 | 0.021112 | 0.049444 | 0.034734 | 0.072187 | -0.0059076 | 0.039992 | 0.055421 | 0.045496 | 0.007476 | 0.07172
| 22 | 5376434.435 | 0 | 4934044.1064 | 0 |  | 513893.5674 | 494459.5327 | 506205.196 | 493308.5921 | 374508.8688 | 406785.5908 | 445855.9059 | 447781.7742 | 428478.8602 | 436916.8386 | 439985.4478 | 457758.468 | 472477.0538 | 465139.0298 | 487481.826 | 477357.3305 | 499623.0495 | 491968.7561 | 490931.9469 | 475075.526 | 495690.002 | 504619.5835 | 504585.2445 | 505014.2612 | 0 | 0 | 0 | 0 | 0 | 0 | 0 | 0 | 0 | 0 | 0 | 0 | 0 | 0 | 0 | 0 | 0 | 0 | 0 | 0 | 0 | 0 | 0 | 0 | -0.038551 | 0.023477 | -0.025807 | -0.27552 | 0.082671 | 0.09171 | 0.0043102 | -0.044065 | 0.019501 | 0.0069988 | 0.0396 | 0.031647 | -0.015653 | 0.046917 | -0.020988 | 0.045589 | -0.015439 | -0.0021097 | -0.032832 | 0.042477 | 0.017854 | -6.8052e-05 | 0.00084988 | 0.06981
| 23 | 4778932.7429 | 0 | 4371814.5257 | 0 |  | 529957.5054 | 502333.4254 | 510897.223 | 495455.8582 | 330805.4895 | 340937.2147 | 361353.9665 | 340825.7562 | 329678.0684 | 358603.3386 | 361192.788 | 369692.0171 | 376458.704 | 375789.7389 | 386020.4676 | 387469.4493 | 408043.8515 | 407765.8337 | 431766.7223 | 414124.1213 | 435783.747 | 469477.9753 | 473720.7857 | 473854.005 | 0 | 0 | 0 | 0 | 0 | 0 | 0 | 0 | 0 | 0 | 0 | 0 | 0 | 0 | 0 | 0 | 0 | 0 | 0 | 0 | 0 | 0 | 0 | 0 | -0.053533 | 0.016904 | -0.03069 | -0.40395 | 0.030168 | 0.05816 | -0.058487 | -0.033255 | 0.0841 | 0.007195 | 0.023258 | 0.018138 | -0.0017786 | 0.026861 | 0.0037466 | 0.051738 | -0.00068158 | 0.057192 | -0.04172 | 0.05098 | 0.074475 | 0.0089967 | 0.00028118 | 0.095392
| 24 | 6059709.3861 | 0 | 5474192.0053 | 5474192.0053 |  | 531788.0862 | 502526.6404 | 524175.1398 | 509688.4032 | 410027.578 | 464979.7715 | 507597.5905 | 515664.0909 | 483717.5393 | 482544.5586 | 511819.7216 | 518141.4844 | 526877.214 | 529327.3467 | 565118.1109 | 568336.481 | 581143.7178 | 603852.9783 | 618240.9688 | 593920.3471 | 606217.5782 | 647276.8325 | 698817.1901 | 719843.9231 | 0 | 0 | 0 | 0 | 0 | 464979.7715 | 507597.5905 | 515664.0909 | 483717.5393 | 482544.5586 | 511819.7216 | 518141.4844 | 0 | 0 | 0 | 0 | 0 | 0 | 0 | 0 | 0 | 0 | 0 | 0 | -0.056596 | 0.042177 | -0.028026 | -0.21758 | 0.12577 | 0.087695 | 0.015767 | -0.063954 | -0.0024279 | 0.058899 | 0.012276 | 0.016719 | 0.0046395 | 0.065428 | 0.0056789 | 0.022284 | 0.038333 | 0.023548 | -0.040133 | 0.020494 | 0.065535 | 0.076615 | 0.029645 | 0.06769
| 25 | 5215318.5045 | 0 | 4769557.0857 | 0 |  | 513744.5157 | 494109.0714 | 518747.4138 | 502837.4742 | 347847.2305 | 380018.6068 | 413091.1435 | 392101.1319 | 375172.8033 | 387527.5936 | 412124.0315 | 425360.7778 | 454393.2276 | 483930.9253 | 477098.693 | 475156.3403 | 499390.2689 | 489476.5063 | 496095.2403 | 453294.4799 | 484148.1087 | 503487.1678 | 519146.7453 | 521845.7404 | 0 | 0 | 0 | 0 | 0 | 0 | 0 | 0 | 0 | 0 | 0 | 0 | 0 | 0 | 0 | 0 | 0 | 0 | 0 | 0 | 0 | 0 | 0 | 0 | -0.03897 | 0.048661 | -0.03115 | -0.3685 | 0.088457 | 0.083448 | -0.052148 | -0.044133 | 0.0324 | 0.061537 | 0.031613 | 0.066025 | 0.062979 | -0.014219 | -0.0040795 | 0.049744 | -0.020051 | 0.013431 | -0.090226 | 0.065849 | 0.039167 | 0.030628 | 0.0051854 | 0.093544
| 26 | 4640977.7309 | 0 | 4296960.7247 | 0 |  | 500174.1087 | 481990.5116 | 492808.8898 | 480950.9808 | 325949.7792 | 351063.6265 | 378843.0785 | 351222.2804 | 334728.8227 | 346209.9158 | 361073.3534 | 358004.6437 | 373593.5754 | 382356.9681 | 392200.6872 | 394696.4753 | 412689.7404 | 396761.5781 | 398420.6154 | 376310.8362 | 398226.0281 | 390150.4563 | 389294.1309 | 382981.8156 | 0 | 0 | 0 | 0 | 0 | 0 | 0 | 0 | 0 | 0 | 0 | 0 | 0 | 0 | 0 | 0 | 0 | 0 | 0 | 0 | 0 | 0 | 0 | 0 | -0.037032 | 0.022197 | -0.024356 | -0.38902 | 0.074224 | 0.076155 | -0.075703 | -0.048099 | 0.033725 | 0.042036 | -0.0085352 | 0.042623 | 0.023186 | 0.025419 | 0.0063434 | 0.044579 | -0.039361 | 0.0041727 | -0.057093 | 0.056604 | -0.020487 | -0.0021973 | -0.016348 | 0.09214
| 27 | 4781226.6306 | 0 | 4447488.1615 | 0 |  | 535635.2742 | 499279.8806 | 507217.709 | 494833.7792 | 351710.4671 | 373734.464 | 394527.8179 | 375674.1625 | 344096.7613 | 355849.0902 | 365509.1283 | 383661.5879 | 392717.0853 | 392595.4199 | 389430.2383 | 380018.3659 | 386117.3358 | 400659.2389 | 401114.7526 | 373799.3676 | 367462.9121 | 396074.2369 | 382646.3992 | 369182.1953 | 0 | 0 | 0 | 0 | 0 | 0 | 0 | 0 | 0 | 0 | 0 | 0 | 0 | 0 | 0 | 0 | 0 | 0 | 0 | 0 | 0 | 0 | 0 | 0 | -0.070287 | 0.015773 | -0.024718 | -0.34141 | 0.060737 | 0.054144 | -0.048967 | -0.087799 | 0.033584 | 0.026785 | 0.04847 | 0.023329 | -0.00030985 | -0.0080949 | -0.024465 | 0.015922 | 0.03697 | 0.0011363 | -0.070528 | -0.017097 | 0.074979 | -0.03449 | -0.035821 | 0.083518
| 28 | 3913629.4512 | 0 | 3640914.6838 | 0 |  | 496714.1964 | 470279.261 | 477351.9624 | 462142.9839 | 299214.027 | 299019.0467 | 305503.2761 | 267333.6617 | 242486.245 | 246630.2402 | 256175.6789 | 257689.4839 | 264774.3141 | 271654.4504 | 301707.7078 | 299475.0886 | 313435.9325 | 305257.3091 | 286377.8827 | 269991.0174 | 302259.2295 | 314586.5815 | 310605.1772 | 311839.2867 | 0 | 0 | 0 | 0 | 0 | 0 | 0 | 0 | 0 | 0 | 0 | 0 | 0 | 0 | 0 | 0 | 0 | 0 | 0 | 0 | 0 | 0 | 0 | 0 | -0.054688 | 0.014927 | -0.03238 | -0.43472 | -0.00065185 | 0.021453 | -0.13346 | -0.097553 | 0.016945 | 0.037973 | 0.0058919 | 0.027123 | 0.025653 | 0.10493 | -0.0074275 | 0.045564 | -0.02644 | -0.063843 | -0.058924 | 0.1129 | 0.039974 | -0.012737 | 0.0039654 | 0.10674
| 29 | 5107378.6802 | 0 | 4696249.1502 | 0 |  | 520034.3421 | 502511.2299 | 511598.6088 | 490785.1776 | 346380.4597 | 381824.767 | 409255.1347 | 392264.9171 | 373877.509 | 379114.1626 | 403870.7397 | 412911.6916 | 433462.3821 | 440220.327 | 463312.529 | 462834.5533 | 477974.7753 | 476677.7057 | 474252.4175 | 440845.7883 | 448579.4678 | 461097.4842 | 477204.1377 | 484265.558 | 0 | 0 | 0 | 0 | 0 | 0 | 0 | 0 | 0 | 0 | 0 | 0 | 0 | 0 | 0 | 0 | 0 | 0 | 0 | 0 | 0 | 0 | 0 | 0 | -0.034277 | 0.017922 | -0.041534 | -0.34847 | 0.097424 | 0.069377 | -0.042401 | -0.048009 | 0.013909 | 0.063257 | 0.022139 | 0.048571 | 0.01547 | 0.051126 | -0.0010322 | 0.032188 | -0.0027174 | -0.0051009 | -0.073045 | 0.017391 | 0.027524 | 0.034335 | 0.014689 | 0.085705
| 30 | 5073373.1641 | 0 | 4624252.0691 | 0 |  | 529369.4169 | 497636.1483 | 510194.448 | 483265.848 | 367306.8352 | 388677.4928 | 409903.6309 | 389580.4799 | 369081.0942 | 379169.6513 | 383915.7592 | 378796.3035 | 398445.8398 | 410103.6846 | 429232.5938 | 434063.7934 | 450578.6566 | 459397.6087 | 460836.8567 | 461831.6476 | 480484.8169 | 502336.9464 | 543456.707 | 518568.6485 | 0 | 0 | 0 | 0 | 0 | 0 | 0 | 0 | 0 | 0 | 0 | 0 | 0 | 0 | 0 | 0 | 0 | 0 | 0 | 0 | 0 | 0 | 0 | 0 | -0.061817 | 0.024923 | -0.054225 | -0.27437 | 0.056552 | 0.053172 | -0.050852 | -0.054054 | 0.026967 | 0.012439 | -0.013425 | 0.050573 | 0.028838 | 0.045589 | 0.011193 | 0.037341 | 0.019383 | 0.003128 | 0.0021563 | 0.039595 | 0.044475 | 0.078679 | -0.046878 | 0.072158
| 31 | 4500197.3359 | 0 | 4184223.9303 | 0 |  | 520788.7946 | 503394.8253 | 509537.4997 | 490267.2999 | 315389.7622 | 339551.1069 | 360639.364 | 335859.628 | 310073.559 | 330407.7549 | 334240.7195 | 331782.2155 | 350634.2426 | 355271.0666 | 341323.9172 | 361084.8584 | 372315.6486 | 356826.5996 | 372930.2236 | 345076.6296 | 353327.9432 | 349104.1373 | 372683.5266 | 361380.2619 | 0 | 0 | 0 | 0 | 0 | 0 | 0 | 0 | 0 | 0 | 0 | 0 | 0 | 0 | 0 | 0 | 0 | 0 | 0 | 0 | 0 | 0 | 0 | 0 | -0.03397 | 0.012129 | -0.038553 | -0.44114 | 0.073815 | 0.060254 | -0.071185 | -0.079884 | 0.063518 | 0.011534 | -0.0073827 | 0.055265 | 0.013137 | -0.040049 | 0.056281 | 0.030629 | -0.042492 | 0.044141 | -0.077625 | 0.02363 | -0.012026 | 0.065359 | -0.030799 | 0.10466
| 32 | 4037922.8949 | 0 | 3824387.1338 | 0 |  | 506700.6059 | 484470.67 | 493370.3793 | 472803.2299 | 301266.1967 | 334716.4502 | 353747.3857 | 328066.1967 | 297352.5666 | 285730.1979 | 294162.7526 | 292251.8403 | 295599.9977 | 290665.5039 | 289497.5673 | 276994.8006 | 276754.424 | 265354.8097 | 248473.5749 | 240190.6796 | 242463.4527 | 241183.4413 | 246679.0999 | 239239.7004 | 0 | 0 | 0 | 0 | 0 | 0 | 0 | 0 | 0 | 0 | 0 | 0 | 0 | 0 | 0 | 0 | 0 | 0 | 0 | 0 | 0 | 0 | 0 | 0 | -0.044863 | 0.018203 | -0.042581 | -0.45069 | 0.10529 | 0.055299 | -0.075368 | -0.098297 | -0.039871 | 0.029085 | -0.0065173 | 0.011391 | -0.016834 | -0.0040262 | -0.044148 | -0.00086818 | -0.042063 | -0.065731 | -0.033903 | 0.0094179 | -0.0052932 | 0.02253 | -0.030622 | 0.10134
| 33 | 3679446.381 | 0 | 3506199.7462 | 0 |  | 507753.2695 | 486279.583 | 491399.6949 | 472747.4343 | 309889.85 | 306035.2809 | 299305.4568 | 263690.0885 | 232550.465 | 237368.2599 | 240580.7569 | 235375.3878 | 231959.6313 | 223828.3842 | 231511.5347 | 230359.8643 | 234786.3285 | 241897.0489 | 231155.2974 | 205225.7848 | 191511.0678 | 191123.1009 | 204256.9793 | 201276.4509 | 0 | 0 | 0 | 0 | 0 | 0 | 0 | 0 | 0 | 0 | 0 | 0 | 0 | 0 | 0 | 0 | 0 | 0 | 0 | 0 | 0 | 0 | 0 | 0 | -0.043212 | 0.010474 | -0.038697 | -0.42234 | -0.012517 | -0.022236 | -0.12669 | -0.12567 | 0.020506 | 0.013443 | -0.021874 | -0.014618 | -0.035684 | 0.03375 | -0.004987 | 0.019033 | 0.029836 | -0.045422 | -0.11898 | -0.069165 | -0.0020279 | 0.066461 | -0.0147 | 0.097174
| 34 | 3793003.0355 | 0 | 3609432.5693 | 0 |  | 506264.5039 | 490817.3397 | 493186.2522 | 477343.0418 | 306222.9524 | 312024.9615 | 323892.1146 | 291334.8379 | 257644.275 | 259076.072 | 263543.0435 | 256838.3571 | 249985.4111 | 239672.8719 | 244900.9471 | 233562.9581 | 240063.8175 | 239430.5266 | 223042.3737 | 202371.1821 | 207163.25 | 203158.2268 | 209673.3615 | 214567.8083 | 0 | 0 | 0 | 0 | 0 | 0 | 0 | 0 | 0 | 0 | 0 | 0 | 0 | 0 | 0 | 0 | 0 | 0 | 0 | 0 | 0 | 0 | 0 | 0 | -0.030987 | 0.0048149 | -0.032651 | -0.44392 | 0.01877 | 0.037327 | -0.10594 | -0.12289 | 0.0055419 | 0.017095 | -0.02577 | -0.027044 | -0.042128 | 0.021579 | -0.047402 | 0.027453 | -0.0026415 | -0.070902 | -0.097258 | 0.023404 | -0.019522 | 0.031566 | 0.023075 | 0.099786
| 35 | 5843283.2367 | 0 | 5377410.2555 | 0 |  | 569162.6804 | 543954.0153 | 559018.9805 | 538908.9366 | 432535.6524 | 461529.8018 | 488754.0149 | 465708.5326 | 443083.2813 | 464741.3106 | 493808.0345 | 494732.9401 | 512826.6801 | 506273.4984 | 521906.244 | 516678.4036 | 520995.07 | 507689.2696 | 528065.3473 | 515399.3006 | 527321.3548 | 517658.9505 | 544333.5661 | 527171.6014 | 0 | 0 | 0 | 538908.9366 | 432535.6524 | 461529.8018 | 488754.0149 | 0 | 0 | 0 | 0 | 0 | 0 | 0 | 0 | 0 | 0 | 0 | 0 | 0 | 0 | 0 | 0 | 0 | -0.045302 | 0.027319 | -0.036637 | -0.21988 | 0.064882 | 0.057313 | -0.048299 | -0.049802 | 0.047723 | 0.060666 | 0.0018713 | 0.03592 | -0.012861 | 0.030411 | -0.010067 | 0.0083199 | -0.025871 | 0.03935 | -0.024278 | 0.022868 | -0.018494 | 0.050246 | -0.032036 | 0.060406
| 36 | 5034289.5385 | 0 | 4641526.2829 | 0 |  | 522420.838 | 483097.75 | 496656.7384 | 482792.7123 | 356400.3019 | 390279.517 | 427730.6781 | 395151.4336 | 372453.1223 | 382152.2608 | 402670.2163 | 397772.7836 | 416674.7979 | 408149.2968 | 434837.9809 | 439341.8852 | 470127.8661 | 465495.5394 | 471845.0176 | 453102.7299 | 454522.0225 | 445218.6338 | 441168.2126 | 441173.3009 | 0 | 0 | 0 | 0 | 0 | 0 | 0 | 0 | 0 | 0 | 0 | 0 | 0 | 0 | 0 | 0 | 0 | 0 | 0 | 0 | 0 | 0 | 0 | 0 | -0.078254 | 0.02768 | -0.028312 | -0.30353 | 0.090809 | 0.091631 | -0.079225 | -0.059158 | 0.025708 | 0.052299 | -0.012237 | 0.046425 | -0.020673 | 0.06334 | 0.010304 | 0.067727 | -0.0099022 | 0.013548 | -0.040532 | 0.0031275 | -0.020681 | -0.0091392 | 1.1534e-05 | 0.080419
| 37 | 3409867.2831 | 0 | 3317719.7305 | 0 |  | 526817.0723 | 489012.6718 | 487391.4478 | 455546.8745 | 281554.725 | 298341.7144 | 305060.4592 | 264074.5822 | 226854.6333 | 221454.329 | 222967.8189 | 217034.6209 | 216157.5449 | 199558.2409 | 209051.9026 | 184023.9832 | 166727.7573 | 150299.9879 | 130525.8892 | 104739.5215 | 103688.0425 | 101240.3689 | 107198.9776 | 106839.8005 | 0 | 0 | 0 | 0 | 0 | 0 | 0 | 0 | 0 | 0 | 0 | 0 | 0 | 0 | 0 | 0 | 0 | 0 | 0 | 0 | 0 | 0 | 0 | 0 | -0.074465 | -0.0033208 | -0.067569 | -0.48117 | 0.057913 | 0.02227 | -0.14428 | -0.15192 | -0.024093 | 0.0068111 | -0.026971 | -0.0040494 | -0.079901 | 0.046476 | -0.12752 | -0.098704 | -0.10373 | -0.14106 | -0.2201 | -0.01009 | -0.023889 | 0.057189 | -0.0033562 | 0.11632
| 38 | 3967330.8061 | 0 | 3750524.4454 | 0 |  | 529403.3426 | 504206.0314 | 504832.5769 | 471581.9973 | 300496.2983 | 313638.0467 | 321107.5419 | 286504.7457 | 264893.4054 | 270696.3371 | 275840.1795 | 266830.0348 | 280622.6562 | 263755.2968 | 274551.7869 | 279314.5989 | 281691.0724 | 278177.2672 | 257122.6892 | 230428.8016 | 234876.8153 | 230252.3402 | 253007.6965 | 270742.5522 | 0 | 0 | 0 | 0 | 0 | 0 | 0 | 0 | 0 | 0 | 0 | 0 | 0 | 0 | 0 | 0 | 0 | 0 | 0 | 0 | 0 | 0 | 0 | 0 | -0.048766 | 0.0012419 | -0.068134 | -0.45066 | 0.042804 | 0.023536 | -0.11402 | -0.078428 | 0.02167 | 0.018824 | -0.03321 | 0.050399 | -0.061989 | 0.040118 | 0.017199 | 0.0084722 | -0.012552 | -0.078705 | -0.10961 | 0.019119 | -0.019885 | 0.094244 | 0.067748 | 0.10766
| 39 | 3998232.3435 | 0 | 3833170.3081 | 0 |  | 562191.2447 | 535629.0675 | 532632.2811 | 507719.7742 | 305406.445 | 329114.6304 | 346328.7 | 306618.0238 | 274878.7573 | 279083.7786 | 279889.3938 | 267083.6069 | 270236.4841 | 261889.9937 | 262224.4602 | 242552.3882 | 240306.4231 | 224525.1967 | 204268.1936 | 180441.4521 | 181957.812 | 184945.1284 | 191868.2351 | 192054.3588 | 0 | 0 | 0 | 0 | 0 | 0 | 0 | 0 | 0 | 0 | 0 | 0 | 0 | 0 | 0 | 0 | 0 | 0 | 0 | 0 | 0 | 0 | 0 | 0 | -0.0484 | -0.0056106 | -0.047902 | -0.50829 | 0.074763 | 0.050982 | -0.12179 | -0.10927 | 0.015182 | 0.0028825 | -0.046833 | 0.011736 | -0.031373 | 0.0012763 | -0.077983 | -0.0093028 | -0.067927 | -0.094554 | -0.12403 | 0.0083685 | 0.016284 | 0.03675 | 0.00096959 | 0.11445
| 40 | 4953607.9842 | 0 | 4512877.4231 | 0 |  | 522550.2257 | 504961.4308 | 507635.6078 | 500282.5556 | 367460.7893 | 378293.93 | 395382.0148 | 359770.9085 | 326011.1783 | 325336.1453 | 350230.8101 | 357575.4962 | 377557.0226 | 389200.0161 | 418094.4828 | 439365.3263 | 452372.3818 | 460122.9461 | 484104.7532 | 458881.2506 | 475950.5553 | 487983.0401 | 527525.5505 | 515310.3709 | 0 | 0 | 0 | 0 | 0 | 0 | 0 | 0 | 0 | 0 | 0 | 0 | 0 | 0 | 0 | 0 | 0 | 0 | 0 | 0 | 0 | 0 | 0 | 0 | -0.034239 | 0.0052818 | -0.014591 | -0.30856 | 0.029055 | 0.044181 | -0.094385 | -0.098536 | -0.0020727 | 0.073733 | 0.020754 | 0.054375 | 0.030372 | 0.071614 | 0.049624 | 0.029174 | 0.016988 | 0.050808 | -0.05351 | 0.036523 | 0.024967 | 0.077917 | -0.023428 | 0.082718
| 41 | 5731086.6974 | 0 | 5188870.8232 | 0 |  | 503309.6371 | 491259.4405 | 515687.0555 | 491422.8318 | 379677.5473 | 423822.7693 | 463762.4047 | 428081.4628 | 438032.1272 | 480413.6204 | 491395.0247 | 482919.3145 | 497173.2053 | 526451.7135 | 550234.7619 | 557309.9795 | 577641.7627 | 579439.8325 | 586213.5442 | 559190.6851 | 606353.6433 | 623005.8076 | 629761.6662 | 603150.4603 | 0 | 0 | 0 | 0 | 0 | 0 | 0 | 0 | 0 | 480413.6204 | 0 | 0 | 0 | 0 | 0 | 0 | 0 | 0 | 0 | 0 | 0 | 0 | 0 | 0 | -0.024233 | 0.048528 | -0.048195 | -0.25798 | 0.10999 | 0.090057 | -0.080059 | 0.022979 | 0.092355 | 0.022601 | -0.017399 | 0.029089 | 0.057221 | 0.044185 | 0.012777 | 0.035832 | 0.0031079 | 0.011622 | -0.047194 | 0.080973 | 0.027092 | 0.010786 | -0.043175 | 0.075693
| 42 | 6722971.2717 | 6722971.2717 | 6007100.7609 | 6007100.7609 |  | 541692.1155 | 526813.4898 | 548202.1092 | 533446.1693 | 436843.1034 | 482829.6295 | 548801.2419 | 540297.9671 | 533236.7981 | 565204.5813 | 600612.4222 | 604708.8329 | 620540.1301 | 629017.195 | 657228.2273 | 627283.3176 | 673769.8875 | 706361.7853 | 695618.1948 | 711777.8585 | 764979.0762 | 791063.1613 | 837070.0448 | 869864.0928 | 0 | 0 | 0 | 0 | 436843.1034 | 482829.6295 | 548801.2419 | 540297.9671 | 533236.7981 | 565204.5813 | 600612.4222 | 604708.8329 | 620540.1301 | 629017.195 | 657228.2273 | 627283.3176 | 673769.8875 | 706361.7853 | 695618.1948 | 711777.8585 | 764979.0762 | 791063.1613 | 837070.0448 | 869864.0928 | -0.027851 | 0.039797 | -0.027286 | -0.19978 | 0.10009 | 0.12807 | -0.015616 | -0.013155 | 0.058222 | 0.060762 | 0.0067972 | 0.025843 | 0.013568 | 0.043873 | -0.046633 | 0.07149 | 0.047239 | -0.015327 | 0.022965 | 0.072083 | 0.033529 | 0.05653 | 0.038429 | 0.064413
| 43 | 4638481.0176 | 0 | 4320938.024 | 0 |  | 516852.3901 | 496693.732 | 501054.5343 | 478926.5224 | 348980.5307 | 373176.2389 | 401209.3671 | 360098.2459 | 335026.12 | 342996.5881 | 358520.3951 | 360557.1645 | 358106.6899 | 376706.7179 | 371908.255 | 368891.4518 | 378071.9593 | 365054.5184 | 371175.1708 | 354741.1185 | 354038.2062 | 362504.9423 | 371447.7752 | 354406.9208 | 0 | 0 | 0 | 0 | 0 | 0 | 0 | 0 | 0 | 0 | 0 | 0 | 0 | 0 | 0 | 0 | 0 | 0 | 0 | 0 | 0 | 0 | 0 | 0 | -0.039784 | 0.0087413 | -0.045168 | -0.31653 | 0.067035 | 0.072433 | -0.10811 | -0.072168 | 0.023512 | 0.044265 | 0.005665 | -0.0068196 | 0.050636 | -0.01282 | -0.0081448 | 0.024582 | -0.035038 | 0.016627 | -0.045286 | -0.0019834 | 0.023633 | 0.02437 | -0.046963 | 0.078983
| 44 | 3809131.5372 | 0 | 3663868.6529 | 0 |  | 524301.9608 | 488952.0781 | 502960.3352 | 471153.034 | 306579.4517 | 314679.6638 | 318422.446 | 305896.0087 | 268479.1749 | 267316.153 | 269397.4725 | 271631.9482 | 259552.679 | 251979.8854 | 270381.8957 | 253984.8228 | 244775.4516 | 228238.3799 | 206014.1583 | 167404.5403 | 174354.739 | 158614.4145 | 168075.3492 | 157186.0475 | 0 | 0 | 0 | 0 | 0 | 0 | 0 | 0 | 0 | 0 | 0 | 0 | 0 | 0 | 0 | 0 | 0 | 0 | 0 | 0 | 0 | 0 | 0 | 0 | -0.069803 | 0.028247 | -0.065328 | -0.42971 | 0.026078 | 0.011824 | -0.040134 | -0.13047 | -0.0043413 | 0.0077558 | 0.0082601 | -0.045488 | -0.02961 | 0.070486 | -0.062561 | -0.036933 | -0.069951 | -0.10245 | -0.20753 | 0.040679 | -0.094616 | 0.057936 | -0.066982 | 0.10471
| 45 | 5006976.849 | 0 | 4649301.7662 | 0 |  | 601563.9807 | 584852.5181 | 583314.4929 | 544913.2373 | 366566.5287 | 394099.8907 | 413794.5463 | 355769.7086 | 319188.8686 | 336351.2132 | 337633.4306 | 342457.9295 | 357602.1509 | 370214.7645 | 380105.8015 | 371449.1134 | 400290.4276 | 423239.721 | 426013.8823 | 400863.6526 | 402488.9622 | 383284.9447 | 421609.8817 | 419865.7894 | 601563.9807 | 584852.5181 | 583314.4929 | 544913.2373 | 0 | 0 | 0 | 0 | 0 | 0 | 0 | 0 | 0 | 0 | 0 | 0 | 0 | 0 | 0 | 0 | 0 | 0 | 0 | 0 | -0.028173 | -0.0026332 | -0.0681 | -0.39645 | 0.072424 | 0.048765 | -0.15109 | -0.1085 | 0.052373 | 0.0038049 | 0.014188 | 0.043272 | 0.034662 | 0.026366 | -0.023038 | 0.074778 | 0.055748 | 0.0065332 | -0.060851 | 0.0040463 | -0.048889 | 0.095302 | -0.0041453 | 0.10234
| 46 | 5686447.2778 | 0 | 5111163.8697 | 0 |  | 509208.5135 | 486198.5127 | 493000.7073 | 483169.4766 | 362119.1581 | 409235.9389 | 454837.5214 | 448918.2688 | 432771.758 | 451266.5697 | 469729.1868 | 461449.7115 | 494137.6202 | 508050.3509 | 537933.6535 | 537181.5542 | 571717.2795 | 577004.524 | 604684.7549 | 622961.1367 | 646487.1242 | 644673.2179 | 669942.567 | 652857.5871 | 0 | 0 | 0 | 0 | 0 | 0 | 0 | 0 | 0 | 0 | 0 | 0 | 0 | 0 | 0 | 0 | 0 | 0 | 0 | 0 | 0 | 0 | 0 | 0 | -0.046241 | 0.013894 | -0.020143 | -0.28839 | 0.12232 | 0.10565 | -0.013099 | -0.03663 | 0.041848 | 0.040098 | -0.017783 | 0.068441 | 0.027766 | 0.057155 | -0.0013991 | 0.062308 | 0.0092055 | 0.046857 | 0.029777 | 0.037069 | -0.0028097 | 0.038448 | -0.025833 | 0.077997
| 47 | 4650887.7352 | 0 | 4321629.337 | 0 |  | 498099.7072 | 479762.0552 | 485433.1241 | 474316.4108 | 339643.3815 | 364676.0133 | 386154.1205 | 357199.5262 | 341769.892 | 348818.363 | 361900.5818 | 358069.5792 | 379905.231 | 378971.6134 | 410316.973 | 391239.8992 | 407964.0981 | 418835.5184 | 395183.264 | 361901.6967 | 395504.7946 | 357096.2102 | 373909.4291 | 366233.2863 | 0 | 0 | 0 | 0 | 0 | 0 | 0 | 0 | 0 | 0 | 0 | 0 | 0 | 0 | 0 | 0 | 0 | 0 | 0 | 0 | 0 | 0 | 0 | 0 | -0.03751 | 0.011751 | -0.023167 | -0.33398 | 0.071113 | 0.057227 | -0.077942 | -0.044157 | 0.020414 | 0.036818 | -0.010642 | 0.059195 | -0.0024605 | 0.079469 | -0.047609 | 0.041858 | 0.026299 | -0.058129 | -0.087977 | 0.08879 | -0.10216 | 0.046008 | -0.020743 | 0.089003
| 48 | 3891904.7343 | 0 | 3650884.048 | 0 |  | 502513.743 | 479313.6668 | 480803.1987 | 459857.9345 | 297744.4793 | 308013.7722 | 313020.9319 | 275084.8603 | 246064.0634 | 249041.2526 | 259254.6965 | 254930.8217 | 275160.741 | 274729.7458 | 283760.1037 | 287664.6567 | 289360.8498 | 282860.1434 | 279646.8227 | 266950.8485 | 284402.7132 | 269538.0413 | 279775.5742 | 258535.7609 | 0 | 0 | 0 | 0 | 0 | 0 | 0 | 0 | 0 | 0 | 0 | 0 | 0 | 0 | 0 | 0 | 0 | 0 | 0 | 0 | 0 | 0 | 0 | 0 | -0.047268 | 0.0031028 | -0.04454 | -0.43468 | 0.033909 | 0.016126 | -0.12919 | -0.11149 | 0.012027 | 0.040192 | -0.016819 | 0.076363 | -0.0015676 | 0.032341 | 0.013666 | 0.0058791 | -0.022722 | -0.011425 | -0.046463 | 0.063327 | -0.053682 | 0.037278 | -0.078954 | 0.10246
| 49 | 4251533.6928 | 0 | 4014157.0074 | 0 |  | 545391.4059 | 515708.198 | 522482.869 | 494439.0218 | 355159.836 | 362083.0389 | 371278.0313 | 331717.7896 | 296440.5883 | 284795.6401 | 291260.615 | 281121.0951 | 285175.4279 | 292172.3112 | 302228.53 | 296769.0507 | 288582.1786 | 271587.7563 | 271235.4432 | 255363.4923 | 262550.1135 | 270051.5646 | 277463.57 | 268809.4388 | 0 | 0 | 0 | 0 | 0 | 0 | 0 | 0 | 0 | 0 | 0 | 0 | 0 | 0 | 0 | 0 | 0 | 0 | 0 | 0 | 0 | 0 | 0 | 0 | -0.055963 | 0.013051 | -0.055168 | -0.33086 | 0.019306 | 0.025078 | -0.11267 | -0.11244 | -0.040075 | 0.022447 | -0.035433 | 0.014319 | 0.024239 | 0.03384 | -0.018229 | -0.027974 | -0.060695 | -0.0012981 | -0.060299 | 0.027754 | 0.028171 | 0.027077 | -0.031687 | 0.079036
| 50 | 3891663.3687 | 0 | 3705666.5321 | 0 |  | 515997.8201 | 496309.0572 | 515348.0414 | 480498.7167 | 322571.8215 | 329603.2798 | 328918.3864 | 277346.0422 | 249987.8028 | 257901.7494 | 266428.6858 | 257311.0479 | 268187.5876 | 261022.1935 | 266175.3739 | 255039.9716 | 258401.3885 | 249134.508 | 242806.8883 | 208021.9538 | 226844.2273 | 213969.4435 | 199178.9531 | 201557.976 | 0 | 0 | 0 | 0 | 0 | 0 | 0 | 0 | 0 | 0 | 0 | 0 | 0 | 0 | 0 | 0 | 0 | 0 | 0 | 0 | 0 | 0 | 0 | 0 | -0.038904 | 0.037644 | -0.070018 | -0.3985 | 0.021564 | -0.0020801 | -0.17054 | -0.10385 | 0.031167 | 0.032528 | -0.034821 | 0.041401 | -0.027081 | 0.01955 | -0.042735 | 0.013094 | -0.036521 | -0.025727 | -0.15462 | 0.08662 | -0.05843 | -0.07163 | 0.011873 | 0.099708
| 51 | 2415510.2077 | 0 | 2386091.1441 | 0 |  | 650881.5973 | 577299.949 | 605019.0689 | 395357.5936 | 254141.5417 | 120705.6327 | 126696.0027 | 58153.1781 | 20171.2649 | 19944.8107 | 17691.6417 | 19201.7708 | 20596.2531 | 19170.3376 | 22403.3011 | 24583.5702 | 24474.4348 | 26347.9136 | 27729.9106 | 30076.1738 | 31312.3096 | 32930.4824 | 34246.1883 | 35582.6022 | 650881.5973 | 577299.949 | 605019.0689 | 0 | 0 | 0 | 0 | 0 | 0 | 0 | 0 | 0 | 0 | 0 | 0 | 0 | 0 | 0 | 0 | 0 | 0 | 0 | 0 | 0 | -0.11997 | 0.046898 | -0.42547 | -0.4419 | -0.74454 | 0.048436 | -0.77871 | -1.0588 | -0.01129 | -0.11988 | 0.08191 | 0.070107 | -0.071745 | 0.15584 | 0.09287 | -0.0044492 | 0.07376 | 0.051123 | 0.081222 | 0.040278 | 0.050387 | 0.039177 | 0.038282 | 0.33
| 52 | 4632105.5569 | 0 | 4336246.1763 | 0 |  | 514646.7564 | 478807.4232 | 493470.468 | 479472.374 | 341408.0993 | 378541.5562 | 398750.2963 | 383155.347 | 361191.7239 | 358950.8191 | 371323.5963 | 367014.9212 | 375804.4503 | 375128.1641 | 384597.2141 | 368411.6783 | 363954.0461 | 363298.817 | 352991.5253 | 339992.3362 | 345243.2868 | 340665.1215 | 334401.1119 | 320541.7003 | 0 | 0 | 0 | 0 | 0 | 0 | 0 | 0 | 0 | 0 | 0 | 0 | 0 | 0 | 0 | 0 | 0 | 0 | 0 | 0 | 0 | 0 | 0 | 0 | -0.072182 | 0.030165 | -0.028777 | -0.33961 | 0.10325 | 0.05201 | -0.039895 | -0.059032 | -0.0062235 | 0.033889 | -0.011671 | 0.023666 | -0.0018012 | 0.024929 | -0.042996 | -0.012173 | -0.0018019 | -0.028782 | -0.037521 | 0.015326 | -0.013349 | -0.018559 | -0.042329 | 0.079849
| 53 | 4177311.8945 | 0 | 3928136.4065 | 0 |  | 539892.3558 | 526801.2378 | 541110.8079 | 502384.2003 | 327189.4428 | 332106.1548 | 327257.6969 | 282649.7442 | 257047.7161 | 262702.9503 | 287624.0447 | 292461.9772 | 306424.774 | 290898.3061 | 301318.3787 | 286843.2101 | 287337.2395 | 284314.3585 | 283815.2723 | 263447.8557 | 272750.3677 | 278630.371 | 292323.9051 | 290058.1652 | 0 | 0 | 0 | 0 | 0 | 0 | 0 | 0 | 0 | 0 | 0 | 0 | 0 | 0 | 0 | 0 | 0 | 0 | 0 | 0 | 0 | 0 | 0 | 0 | -0.024546 | 0.026801 | -0.074259 | -0.42883 | 0.014915 | -0.014707 | -0.14654 | -0.094947 | 0.021762 | 0.09063 | 0.01668 | 0.046638 | -0.051999 | 0.035194 | -0.049232 | 0.0017208 | -0.010576 | -0.0017569 | -0.074468 | 0.034702 | 0.021329 | 0.047976 | -0.007781 | 0.10271
| 54 | 5042901.4024 | 0 | 4620842.4964 | 0 |  | 508484.5994 | 497674.3842 | 508703.777 | 487660.1409 | 347042.6166 | 379043.0105 | 402380.6501 | 371789.1643 | 360057.0334 | 380384.9538 | 407244.9742 | 424569.9259 | 431352.9201 | 430318.6257 | 441834.6356 | 435821.912 | 442450.8394 | 456611.1852 | 465192.2032 | 454702.7956 | 479545.562 | 468343.3742 | 483988.5842 | 485880.1361 | 0 | 0 | 0 | 0 | 0 | 0 | 0 | 0 | 0 | 0 | 0 | 0 | 0 | 0 | 0 | 0 | 0 | 0 | 0 | 0 | 0 | 0 | 0 | 0 | -0.021489 | 0.02192 | -0.042247 | -0.34017 | 0.088202 | 0.059749 | -0.079072 | -0.032064 | 0.054921 | 0.068231 | 0.041662 | 0.01585 | -0.0024007 | 0.02641 | -0.013702 | 0.015096 | 0.031503 | 0.018618 | -0.022807 | 0.053195 | -0.023637 | 0.03286 | 0.0039006 | 0.083694
| 55 | 5091423.5904 | 0 | 4669912.8158 | 0 |  | 527986.5058 | 507521.9698 | 521255.638 | 500044.6894 | 352955.8104 | 395523.2072 | 413465.5624 | 379605.4833 | 355628.3326 | 361021.6355 | 396174.6937 | 410091.7598 | 426301.5655 | 436050.6135 | 458126.9307 | 443487.5808 | 447465.2833 | 448534.385 | 455238.6478 | 434465.6087 | 485017.7066 | 481531.9881 | 490062.4602 | 454832.0825 | 0 | 0 | 0 | 0 | 0 | 0 | 0 | 0 | 0 | 0 | 0 | 0 | 0 | 0 | 0 | 0 | 0 | 0 | 0 | 0 | 0 | 0 | 0 | 0 | -0.039531 | 0.026701 | -0.041543 | -0.34835 | 0.11387 | 0.044365 | -0.085442 | -0.065246 | 0.015052 | 0.092917 | 0.034526 | 0.038766 | 0.022611 | 0.049388 | -0.032476 | 0.0089292 | 0.0023864 | 0.014836 | -0.046705 | 0.11007 | -0.0072127 | 0.01756 | -0.074605 | 0.092187
| 56 | 5094110.59 | 0 | 4720441.7705 | 0 |  | 532356.3763 | 510145.2898 | 517635.5889 | 494407.6611 | 346463.1174 | 387643.3893 | 428544.1652 | 419942.8582 | 381532.8758 | 382230.2678 | 403579.4128 | 397102.1965 | 413255.6289 | 429476.382 | 459235.2223 | 462388.237 | 482694.8871 | 459004.7951 | 447257.2795 | 414260.7687 | 445394.2889 | 423285.4626 | 413250.2145 | 411102.4994 | 0 | 0 | 0 | 0 | 0 | 0 | 0 | 0 | 0 | 0 | 0 | 0 | 0 | 0 | 0 | 0 | 0 | 0 | 0 | 0 | 0 | 0 | 0 | 0 | -0.042618 | 0.014576 | -0.045911 | -0.35558 | 0.11231 | 0.10031 | -0.020275 | -0.095922 | 0.0018262 | 0.05435 | -0.01618 | 0.039873 | 0.0385 | 0.066996 | 0.0068423 | 0.04298 | -0.050324 | -0.025927 | -0.076638 | 0.072464 | -0.050913 | -0.023994 | -0.0052107 | 0.09297
| 57 | 4814486.4244 | 0 | 4506582.9616 | 0 |  | 583861.0895 | 571293.0417 | 580128.3649 | 534104.599 | 381522.1533 | 390178.1011 | 401420.9811 | 357899.4994 | 328229.3 | 326912.1027 | 345811.6223 | 347115.8585 | 339886.2373 | 327472.7702 | 352560.4781 | 343786.6037 | 360744.9979 | 363024.6404 | 360510.6481 | 327817.8052 | 351363.6197 | 334723.2863 | 358135.9649 | 355142.3958 | 583861.0895 | 571293.0417 | 580128.3649 | 0 | 0 | 0 | 0 | 0 | 0 | 0 | 0 | 0 | 0 | 0 | 0 | 0 | 0 | 0 | 0 | 0 | 0 | 0 | 0 | 0 | -0.021761 | 0.015347 | -0.082658 | -0.33642 | 0.022434 | 0.028407 | -0.11476 | -0.08654 | -0.0040211 | 0.056203 | 0.0037644 | -0.021048 | -0.037206 | 0.073817 | -0.025201 | 0.04815 | 0.0062994 | -0.0069492 | -0.095064 | 0.069364 | -0.048517 | 0.067609 | -0.0083939 | 0.086942
| 58 | 5117189.2771 | 0 | 4744835.6701 | 0 |  | 534157.7629 | 502451.9647 | 529224.4331 | 507210.696 | 393910.1234 | 412207.6596 | 427145.1692 | 392367.9846 | 398836.3805 | 418054.1273 | 413233.5471 | 410191.2445 | 428210.1778 | 430715.5597 | 421677.9128 | 408002.8773 | 432793.0342 | 421532.1871 | 422939.6402 | 406498.33 | 416097.5055 | 408601.4232 | 424439.489 | 445168.8093 | 0 | 0 | 0 | 0 | 0 | 0 | 0 | 0 | 0 | 0 | 0 | 0 | 0 | 0 | 0 | 0 | 0 | 0 | 0 | 0 | 0 | 0 | 0 | 0 | -0.061191 | 0.051913 | -0.042486 | -0.2528 | 0.045404 | 0.035597 | -0.084924 | 0.016351 | 0.04706 | -0.011598 | -0.0073894 | 0.042991 | 0.0058338 | -0.021206 | -0.032968 | 0.058985 | -0.026363 | 0.0033333 | -0.03965 | 0.02334 | -0.018179 | 0.038029 | 0.047684 | 0.066638
| 59 | 4747931.2964 | 0 | 4396197.7234 | 0 |  | 539408.397 | 515770.4114 | 533763.8405 | 492134.9791 | 366687.5617 | 377493.5553 | 392426.0829 | 359343.3544 | 331822.1755 | 336842.8311 | 357181.018 | 350028.2652 | 350168.2085 | 346424.5946 | 364782.3887 | 359539.3601 | 374218.3542 | 391247.5893 | 397455.3711 | 386695.8594 | 391967.2719 | 395067.5013 | 395039.3169 | 417749.3456 | 0 | 0 | 0 | 0 | 0 | 0 | 0 | 0 | 0 | 0 | 0 | 0 | 0 | 0 | 0 | 0 | 0 | 0 | 0 | 0 | 0 | 0 | 0 | 0 | -0.044811 | 0.034292 | -0.0812 | -0.29424 | 0.029043 | 0.038795 | -0.08807 | -0.079679 | 0.015017 | 0.058626 | -0.020229 | 0.00039973 | -0.010748 | 0.051636 | -0.014477 | 0.040016 | 0.044501 | 0.015742 | -0.027444 | 0.01354 | 0.0078783 | -7.1343e-05 | 0.055896 | 0.075373
| 60 | 5543772.9654 | 0 | 5062018.9089 | 0 |  | 554452.4287 | 526753.3553 | 543588.1088 | 513613.124 | 399080.4682 | 436733.9659 | 464469.7719 | 437597.0543 | 416550.0908 | 408608.2816 | 421960.4151 | 428276.8223 | 462236.3466 | 460807.4481 | 485111.4103 | 478700.523 | 502997.066 | 500774.5403 | 515543.1508 | 517652.6454 | 544791.1672 | 536702.0462 | 550514.5189 | 557400.6802 | 0 | 0 | 0 | 0 | 0 | 0 | 0 | 0 | 0 | 0 | 0 | 0 | 0 | 0 | 0 | 0 | 0 | 0 | 0 | 0 | 0 | 0 | 0 | 0 | -0.051249 | 0.031459 | -0.056722 | -0.25231 | 0.090161 | 0.061572 | -0.059598 | -0.049292 | -0.01925 | 0.032155 | 0.014858 | 0.076307 | -0.0030961 | 0.051398 | -0.013303 | 0.049509 | -0.0044284 | 0.029065 | 0.0040834 | 0.051098 | -0.014959 | 0.02541 | 0.012431 | 0.069294
| 61 | 7059169.9839 | 7059169.9839 | 6288254.6558 | 6288254.6558 |  | 558287.0157 | 536605.6637 | 557753.4627 | 544758.5146 | 470136.8878 | 515036.8935 | 565224.0484 | 541445.4219 | 540687.5076 | 558412.2193 | 584337.7587 | 618087.837 | 648732.6833 | 671762.7666 | 705690.8237 | 729446.1809 | 759501.2766 | 800949.8684 | 807899.8569 | 782022.5761 | 813537.5093 | 864030.6592 | 916103.4935 | 919726.9932 | 0 | 0 | 0 | 544758.5146 | 470136.8878 | 515036.8935 | 565224.0484 | 541445.4219 | 540687.5076 | 558412.2193 | 584337.7587 | 618087.837 | 648732.6833 | 671762.7666 | 705690.8237 | 729446.1809 | 759501.2766 | 800949.8684 | 807899.8569 | 782022.5761 | 813537.5093 | 864030.6592 | 916103.4935 | 919726.9932 | -0.03961 | 0.038654 | -0.023574 | -0.14732 | 0.091215 | 0.092984 | -0.04298 | -0.0014008 | 0.032256 | 0.045382 | 0.056151 | 0.04839 | 0.034885 | 0.049272 | 0.033108 | 0.040376 | 0.053136 | 0.0086398 | -0.032555 | 0.039508 | 0.060216 | 0.058521 | 0.0039475 | 0.052593
| 62 | 5383168.1133 | 0 | 4855819.3824 | 0 |  | 493743.8953 | 473743.0269 | 477179.2569 | 475777.831 | 350332.5146 | 384844.4715 | 428346.5642 | 424488.6365 | 394646.4207 | 421083.3509 | 447582.866 | 460686.3385 | 470907.2687 | 474014.0744 | 490684.1427 | 506153.8534 | 524188.2036 | 541102.504 | 565357.6663 | 540320.6117 | 570465.1617 | 583444.5363 | 611845.2215 | 636606.1534 | 0 | 0 | 0 | 0 | 0 | 0 | 0 | 0 | 0 | 0 | 0 | 0 | 0 | 0 | 0 | 0 | 0 | 0 | 0 | 0 | 0 | 0 | 0 | 0 | -0.041352 | 0.0072272 | -0.0029412 | -0.30607 | 0.093957 | 0.10709 | -0.0090474 | -0.072895 | 0.064841 | 0.061031 | 0.028856 | 0.021944 | 0.0065758 | 0.034564 | 0.03104 | 0.03501 | 0.031758 | 0.04385 | -0.045296 | 0.054289 | 0.022497 | 0.04753 | 0.039672 | 0.080699
| 63 | 4503265.9145 | 0 | 4204716.0124 | 0 |  | 524213.5976 | 499850.307 | 506728.362 | 488508.3039 | 321095.368 | 354753.4952 | 384343.3698 | 349857.9034 | 322733.6819 | 323837.341 | 341193.6406 | 338096.156 | 341116.8264 | 341050.9115 | 350276.6581 | 352231.9533 | 357948.0367 | 343962.5175 | 356492.0485 | 342721.9876 | 350356.6499 | 334497.2724 | 352174.4843 | 315884.0882 | 0 | 0 | 0 | 0 | 0 | 0 | 0 | 0 | 0 | 0 | 0 | 0 | 0 | 0 | 0 | 0 | 0 | 0 | 0 | 0 | 0 | 0 | 0 | 0 | -0.047591 | 0.013666 | -0.036619 | -0.41962 | 0.099685 | 0.080113 | -0.094009 | -0.0807 | 0.0034139 | 0.052209 | -0.0091198 | 0.0088947 | -0.00019325 | 0.026692 | 0.0055666 | 0.016098 | -0.039855 | 0.035779 | -0.039392 | 0.022032 | -0.046323 | 0.051498 | -0.10875 | 0.10132
| 64 | 4098381.3211 | 0 | 3905056.142 | 0 |  | 549794.0897 | 522867.1817 | 531489.9994 | 502176.8624 | 338827.2568 | 350131.5233 | 355446.2732 | 315873.7094 | 278483.4344 | 275672.0423 | 272238.4759 | 253797.6443 | 281859.4426 | 271032.7702 | 280035.645 | 261528.5308 | 258695.7467 | 262234.4515 | 255228.4879 | 209634.6106 | 222103.5662 | 217548.2496 | 220639.7058 | 217231.6794 | 0 | 0 | 0 | 0 | 0 | 0 | 0 | 0 | 0 | 0 | 0 | 0 | 0 | 0 | 0 | 0 | 0 | 0 | 0 | 0 | 0 | 0 | 0 | 0 | -0.050216 | 0.016357 | -0.056732 | -0.39346 | 0.032818 | 0.015065 | -0.11803 | -0.12598 | -0.010147 | -0.012533 | -0.070141 | 0.10487 | -0.039169 | 0.032677 | -0.068374 | -0.010891 | 0.013586 | -0.02708 | -0.19679 | 0.057778 | -0.020723 | 0.01411 | -0.015567 | 0.10042
| 65 | 5907485.3724 | 0 | 5396475.0178 | 0 |  | 582799.6782 | 557946.4417 | 574846.288 | 556461.3355 | 466157.2556 | 479456.7752 | 493702.7265 | 453289.0165 | 416152.3416 | 423182.716 | 452940.9401 | 465275.5249 | 481629.0072 | 494671.2703 | 496066.1219 | 504589.2084 | 537255.699 | 555444.1612 | 567551.0485 | 534976.3273 | 555429.1054 | 569786.9504 | 595166.4974 | 606161.1383 | 582799.6782 | 557946.4417 | 574846.288 | 556461.3355 | 466157.2556 | 479456.7752 | 493702.7265 | 0 | 0 | 0 | 0 | 0 | 0 | 0 | 0 | 0 | 0 | 0 | 0 | 0 | 0 | 0 | 0 | 0 | -0.043581 | 0.02984 | -0.032505 | -0.17707 | 0.028131 | 0.02928 | -0.085404 | -0.085479 | 0.016753 | 0.067958 | 0.026868 | 0.034544 | 0.026719 | 0.0028158 | 0.017035 | 0.062729 | 0.033294 | 0.021563 | -0.059108 | 0.037518 | 0.025522 | 0.043579 | 0.018305 | 0.057408
| 66 | 4542976.8285 | 0 | 4263506.4095 | 0 |  | 552558.3595 | 516016.8544 | 520316.1868 | 480584.5845 | 346348.2092 | 377493.5133 | 379592.4492 | 351454.1708 | 321718.9444 | 321119.8272 | 330358.4002 | 334496.911 | 341230.9659 | 341598.2025 | 347465.2724 | 339575.9706 | 349626.7771 | 356316.8994 | 355547.7077 | 323290.359 | 325107.4959 | 316896.5068 | 315169.1508 | 310384.7841 | 0 | 0 | 0 | 0 | 0 | 0 | 0 | 0 | 0 | 0 | 0 | 0 | 0 | 0 | 0 | 0 | 0 | 0 | 0 | 0 | 0 | 0 | 0 | 0 | -0.06842 | 0.0082972 | -0.079433 | -0.32756 | 0.086109 | 0.0055448 | -0.077019 | -0.088401 | -0.001864 | 0.028364 | 0.01245 | 0.019932 | 0.0010756 | 0.01703 | -0.022967 | 0.029169 | 0.018954 | -0.0021611 | -0.095109 | 0.005605 | -0.025581 | -0.0054658 | -0.015297 | 0.079336
| 67 | 5304966.4533 | 0 | 4946849.9119 | 0 |  | 617162.3546 | 592334.6152 | 600701.367 | 570004.7211 | 392226.8515 | 431677.8238 | 448928.0447 | 416818.4147 | 380849.243 | 382839.2308 | 401814.6401 | 396644.8636 | 394855.9931 | 387917.0962 | 422363.9964 | 381411.7698 | 402739.9357 | 403077.2193 | 418456.5704 | 386287.4654 | 401115.6428 | 404422.0746 | 422862.5325 | 398244.6781 | 617162.3546 | 592334.6152 | 600701.367 | 570004.7211 | 0 | 0 | 0 | 0 | 0 | 0 | 0 | 0 | 0 | 0 | 0 | 0 | 0 | 0 | 0 | 0 | 0 | 0 | 0 | 0 | -0.04106 | 0.014026 | -0.052453 | -0.3738 | 0.095839 | 0.039183 | -0.074212 | -0.090247 | 0.0052115 | 0.048376 | -0.01295 | -0.0045202 | -0.017729 | 0.085076 | -0.10199 | 0.054411 | 0.00083712 | 0.037445 | -0.079991 | 0.037668 | 0.0082093 | 0.044588 | -0.059981 | 0.095044
| 68 | 5294583.8497 | 0 | 4811965.8861 | 0 |  | 526670.5416 | 501512.4092 | 525880.2242 | 508434.3946 | 349584.593 | 380204.6745 | 410692.152 | 388615.3094 | 369603.946 | 374975.2722 | 399014.9649 | 416615.2171 | 438936.8293 | 455193.6473 | 482230.0917 | 488132.3619 | 519300.1707 | 527277.8029 | 535189.648 | 524095.8853 | 545280.9565 | 530702.2407 | 557248.8303 | 560815.4667 | 0 | 0 | 0 | 0 | 0 | 0 | 0 | 0 | 0 | 0 | 0 | 0 | 0 | 0 | 0 | 0 | 0 | 0 | 0 | 0 | 0 | 0 | 0 | 0 | -0.048947 | 0.047445 | -0.033737 | -0.37459 | 0.083964 | 0.077134 | -0.055254 | -0.050158 | 0.014428 | 0.062139 | 0.043164 | 0.052192 | 0.036367 | 0.057698 | 0.012165 | 0.061895 | 0.015245 | 0.014894 | -0.020947 | 0.039627 | -0.0271 | 0.048811 | 0.00638 | 0.092296
| 69 | 5106174.4242 | 0 | 4701583.6829 | 0 |  | 543193.7343 | 514996.5121 | 536428.1294 | 504291.5863 | 306548.4169 | 348514.9548 | 393043.8013 | 383472.9273 | 388907.2592 | 405018.0745 | 410789.1576 | 417259.0856 | 439132.6068 | 434329.3031 | 440045.6583 | 429693.131 | 474311.3968 | 458097.6782 | 474886.5133 | 470263.9611 | 471503.4955 | 447744.2606 | 459679.0242 | 457287.7284 | 0 | 0 | 0 | 0 | 0 | 0 | 0 | 0 | 0 | 0 | 0 | 0 | 0 | 0 | 0 | 0 | 0 | 0 | 0 | 0 | 0 | 0 | 0 | 0 | -0.053306 | 0.040772 | -0.061778 | -0.49778 | 0.12831 | 0.12024 | -0.024652 | 0.014072 | 0.040591 | 0.014148 | 0.015627 | 0.051094 | -0.010998 | 0.013075 | -0.023807 | 0.098793 | -0.034782 | 0.035993 | -0.0097817 | 0.0026324 | -0.051704 | 0.026306 | -0.0052157 | 0.1183
| 70 | 5264558.568 | 0 | 4785917.6609 | 0 |  | 522765.4436 | 500789.9754 | 513025.0024 | 491268.128 | 355900.5413 | 373599.7672 | 406151.9936 | 399747.4673 | 382837.6854 | 402434.3134 | 423879.2783 | 438310.8566 | 455292.9711 | 465423.5391 | 476421.4872 | 475232.7754 | 469917.2009 | 485418.656 | 515029.2457 | 465698.6273 | 516939.9283 | 542911.396 | 556031.5547 | 562799.1625 | 0 | 0 | 0 | 0 | 0 | 0 | 0 | 0 | 0 | 0 | 0 | 0 | 0 | 0 | 0 | 0 | 0 | 0 | 0 | 0 | 0 | 0 | 0 | 0 | -0.042946 | 0.024138 | -0.043335 | -0.32234 | 0.048534 | 0.083542 | -0.015894 | -0.043222 | 0.049921 | 0.051917 | 0.03348 | 0.038013 | 0.022007 | 0.023355 | -0.0024982 | -0.011248 | 0.032455 | 0.059212 | -0.10068 | 0.10439 | 0.049019 | 0.023879 | 0.012098 | 0.084492
| 71 | 4620121.628 | 0 | 4294311.5208 | 0 |  | 490074.9156 | 479886.014 | 485240.3647 | 465780.5615 | 323677.6117 | 356572.1709 | 391185.6921 | 362941.1109 | 348461.7268 | 350434.4611 | 369115.7851 | 375236.6271 | 378980.778 | 375057.4482 | 384388.5682 | 378427.1938 | 405969.2692 | 407615.5523 | 402269.0393 | 358898.9198 | 368072.8452 | 358432.0209 | 366261.6663 | 389088.9655 | 0 | 0 | 0 | 0 | 0 | 0 | 0 | 0 | 0 | 0 | 0 | 0 | 0 | 0 | 0 | 0 | 0 | 0 | 0 | 0 | 0 | 0 | 0 | 0 | -0.02101 | 0.011096 | -0.04093 | -0.36397 | 0.096789 | 0.092646 | -0.074942 | -0.040712 | 0.0056453 | 0.051937 | 0.016446 | 0.0099287 | -0.010406 | 0.024575 | -0.01563 | 0.070254 | 0.004047 | -0.013203 | -0.11408 | 0.02524 | -0.026542 | 0.021609 | 0.06046 | 0.091771
| 72 | 3893769.9575 | 0 | 3705318.2787 | 0 |  | 544174.0006 | 502641.1176 | 510600.7974 | 484495.0222 | 310410.0386 | 325554.1786 | 328994.6362 | 292249.1054 | 254399.6163 | 255281.9845 | 264854.7421 | 247995.1748 | 248563.7153 | 250407.6981 | 259732.0142 | 242036.0809 | 254245.0611 | 246208.5122 | 234221.5453 | 203148.4173 | 213015.3809 | 227911.3391 | 209300.0917 | 204073.2953 | 0 | 0 | 0 | 0 | 0 | 0 | 0 | 0 | 0 | 0 | 0 | 0 | 0 | 0 | 0 | 0 | 0 | 0 | 0 | 0 | 0 | 0 | 0 | 0 | -0.079393 | 0.015712 | -0.052481 | -0.44521 | 0.047635 | 0.010513 | -0.11843 | -0.1387 | 0.0034624 | 0.036813 | -0.065772 | 0.0022899 | 0.0073912 | 0.03656 | -0.070564 | 0.049212 | -0.03212 | -0.049911 | -0.14233 | 0.047428 | 0.067592 | -0.085188 | -0.02529 | 0.10752
| 73 | 4771026.9617 | 0 | 4519836.0549 | 0 |  | 594121.0002 | 567681.9773 | 584507.5972 | 547804.1658 | 385491.0053 | 412899.6779 | 423638.8942 | 379476.5494 | 340056.8376 | 326942.9399 | 332860.69 | 336466.7794 | 326335.7078 | 322283.7902 | 351958.8692 | 348818.1323 | 345244.3206 | 332315.9271 | 316895.425 | 270618.9607 | 292469.6378 | 290171.293 | 280559.7111 | 275454.2645 | 594121.0002 | 567681.9773 | 584507.5972 | 547804.1658 | 0 | 0 | 0 | 0 | 0 | 0 | 0 | 0 | 0 | 0 | 0 | 0 | 0 | 0 | 0 | 0 | 0 | 0 | 0 | 0 | -0.045522 | 0.029208 | -0.064852 | -0.3514 | 0.068687 | 0.025677 | -0.11009 | -0.10968 | -0.039327 | 0.017938 | 0.010775 | -0.030573 | -0.012494 | 0.088082 | -0.0089636 | -0.010298 | -0.038166 | -0.047514 | -0.15786 | 0.077649 | -0.0078894 | -0.033685 | -0.018365 | 0.090872
| 74 | 5550687.173 | 0 | 5091833.5378 | 0 |  | 564481.6968 | 528165.3376 | 548886.9806 | 527335.3636 | 394435.6095 | 423829.6025 | 458879.9478 | 419386.0436 | 407545.6516 | 420777.6322 | 441539.6127 | 463179.8595 | 469073.3475 | 476311.8972 | 472717.921 | 479021.8759 | 496233.7793 | 519831.4897 | 507940.4627 | 511408.8832 | 526491.792 | 532140.421 | 523922.9205 | 498083.8383 | 0 | 0 | 0 | 0 | 0 | 0 | 0 | 0 | 0 | 0 | 0 | 0 | 0 | 0 | 0 | 0 | 0 | 0 | 0 | 0 | 0 | 0 | 0 | 0 | -0.066499 | 0.038483 | -0.040056 | -0.29038 | 0.071876 | 0.079457 | -0.089997 | -0.028639 | 0.031952 | 0.048163 | 0.047848 | 0.012644 | 0.015314 | -0.007574 | 0.013247 | 0.035301 | 0.046458 | -0.02314 | 0.0068052 | 0.029066 | 0.010672 | -0.015563 | -0.050576 | 0.075543
| 75 | 4935831.8797 | 0 | 4611884.4981 | 0 |  | 578067.6502 | 550841.1027 | 555718.1025 | 522899.0245 | 361373.6773 | 389284.8821 | 403630.6327 | 382243.7748 | 351383.9642 | 350184.5712 | 375776.0553 | 372978.0256 | 376820.1088 | 368220.9117 | 386808.1064 | 394903.0108 | 426454.7297 | 385888.6341 | 387982.127 | 365377.9416 | 365444.8226 | 348387.8299 | 372467.5617 | 387775.3456 | 0 | 0 | 0 | 0 | 0 | 0 | 0 | 0 | 0 | 0 | 0 | 0 | 0 | 0 | 0 | 0 | 0 | 0 | 0 | 0 | 0 | 0 | 0 | 0 | -0.048245 | 0.0088148 | -0.060873 | -0.36948 | 0.074399 | 0.036189 | -0.054442 | -0.084179 | -0.0034192 | 0.070533 | -0.0074739 | 0.010248 | -0.023085 | 0.049246 | 0.020711 | 0.076866 | -0.099957 | 0.0054105 | -0.060027 | 0.00018303 | -0.047799 | 0.066834 | 0.040276 | 0.092694
| 76 | 4543117.9632 | 0 | 4240379.0146 | 0 |  | 535917.1488 | 504810.2429 | 512462.6528 | 478640.0018 | 352754.0232 | 371748.806 | 385368.5786 | 358201.8113 | 314242.6874 | 324938.6719 | 337121.8827 | 331408.4091 | 348058.1679 | 346709.2923 | 352710.9318 | 342805.1467 | 346973.815 | 345302.5417 | 340292.8283 | 333473.9996 | 336605.4908 | 326413.5815 | 352264.1663 | 362975.4407 | 0 | 0 | 0 | 0 | 0 | 0 | 0 | 0 | 0 | 0 | 0 | 0 | 0 | 0 | 0 | 0 | 0 | 0 | 0 | 0 | 0 | 0 | 0 | 0 | -0.059797 | 0.015045 | -0.068279 | -0.30518 | 0.052447 | 0.035982 | -0.073104 | -0.13093 | 0.033471 | 0.036808 | -0.017093 | 0.049018 | -0.003883 | 0.017162 | -0.028487 | 0.012087 | -0.0048284 | -0.014614 | -0.020242 | 0.0093467 | -0.030746 | 0.076216 | 0.029954 | 0.078726
| 77 | 4294621.3113 | 0 | 4036886.7988 | 0 |  | 522320.4942 | 490184.1816 | 496922.3998 | 471319.381 | 331892.3223 | 351883.1243 | 364460.9232 | 334337.496 | 300192.3172 | 300146.2582 | 310535.9591 | 321155.541 | 306141.3205 | 308041.7271 | 319894.4034 | 318023.4652 | 332237.5512 | 325931.5576 | 340087.4399 | 319391.592 | 313299.4835 | 299537.7668 | 288024.2724 | 264224.7035 | 0 | 0 | 0 | 0 | 0 | 0 | 0 | 0 | 0 | 0 | 0 | 0 | 0 | 0 | 0 | 0 | 0 | 0 | 0 | 0 | 0 | 0 | 0 | 0 | -0.0635 | 0.013653 | -0.052898 | -0.35073 | 0.058489 | 0.03512 | -0.086268 | -0.10773 | -0.00015344 | 0.03403 | 0.033626 | -0.047879 | 0.0061884 | 0.037756 | -0.0058658 | 0.043725 | -0.019163 | 0.042515 | -0.062785 | -0.019258 | -0.044919 | -0.039196 | -0.086245 | 0.085015
| 78 | 4260464.6379 | 0 | 3974915.3153 | 0 |  | 515176.7767 | 488025.7366 | 498573.6996 | 470103.7994 | 320626.0957 | 335355.2208 | 337256.7999 | 305228.1519 | 283396.109 | 282487.4871 | 301367.8935 | 307075.8542 | 326533.0688 | 323891.2713 | 339247.1138 | 322959.9189 | 332453.3872 | 341775.2449 | 343686.4685 | 314920.1302 | 321309.8744 | 319137.7454 | 335975.3643 | 320839.7728 | 0 | 0 | 0 | 0 | 0 | 0 | 0 | 0 | 0 | 0 | 0 | 0 | 0 | 0 | 0 | 0 | 0 | 0 | 0 | 0 | 0 | 0 | 0 | 0 | -0.054142 | 0.021383 | -0.058798 | -0.38268 | 0.044915 | 0.0056543 | -0.099785 | -0.074214 | -0.0032113 | 0.064697 | 0.018763 | 0.061436 | -0.0081233 | 0.046321 | -0.049201 | 0.028971 | 0.027654 | 0.0055765 | -0.087411 | 0.020087 | -0.0067832 | 0.051415 | -0.046096 | 0.092564
| 79 | 4310128.2107 | 0 | 4022043.1282 | 0 |  | 522258.4662 | 498132.0738 | 501461.7579 | 471584.2352 | 327006.6182 | 343939.8655 | 358999.7777 | 329888.6905 | 289912.3307 | 292542.9355 | 303288.4828 | 310324.1295 | 323165.281 | 322170.3693 | 335181.8646 | 321039.9164 | 326987.4092 | 330072.5124 | 318710.8363 | 296730.084 | 312210.9016 | 321805.337 | 334532.9691 | 343243.5825 | 0 | 0 | 0 | 0 | 0 | 0 | 0 | 0 | 0 | 0 | 0 | 0 | 0 | 0 | 0 | 0 | 0 | 0 | 0 | 0 | 0 | 0 | 0 | 0 | -0.047297 | 0.0066621 | -0.06143 | -0.36612 | 0.050486 | 0.042855 | -0.084566 | -0.12918 | 0.0090329 | 0.036073 | 0.022933 | 0.040547 | -0.0030834 | 0.039593 | -0.043108 | 0.018356 | 0.0093907 | -0.035028 | -0.071461 | 0.050856 | 0.030268 | 0.038789 | 0.025705 | 0.090472
| 80 | 4887347.0321 | 0 | 4492452.398 | 0 |  | 546630.6446 | 521174.5742 | 532247.6733 | 510290.9369 | 382254.0107 | 376522.3143 | 403174.3598 | 371518.1803 | 319062.9412 | 321926.0564 | 336270.6697 | 321471.3094 | 340646.8285 | 360341.5827 | 402317.9422 | 407486.6847 | 442627.9087 | 440964.5474 | 433232.6236 | 414433.0465 | 454480.1699 | 456610.0242 | 447145.6927 | 432534.3483 | 0 | 0 | 0 | 0 | 0 | 0 | 0 | 0 | 0 | 0 | 0 | 0 | 0 | 0 | 0 | 0 | 0 | 0 | 0 | 0 | 0 | 0 | 0 | 0 | -0.047688 | 0.021024 | -0.042128 | -0.2889 | -0.015108 | 0.068392 | -0.081771 | -0.15221 | 0.0089335 | 0.043595 | -0.045008 | 0.057938 | 0.056206 | 0.11019 | 0.012766 | 0.082721 | -0.003765 | -0.01769 | -0.044363 | 0.092243 | 0.0046754 | -0.020945 | -0.033223 | 0.085909
| 81 | 5031464.6897 | 0 | 4677154.9027 | 0 |  | 559908.2578 | 533169.9279 | 540618.3322 | 513905.3989 | 371251.7409 | 392855.3059 | 415183.7198 | 398062.0089 | 364575.0739 | 369646.0982 | 391567.6312 | 394695.0528 | 407836.5991 | 404610.0337 | 416163.9773 | 398869.4394 | 425413.2411 | 404759.0656 | 413458.3664 | 385488.778 | 392142.172 | 395615.8131 | 419622.303 | 403591.2899 | 0 | 0 | 0 | 0 | 0 | 0 | 0 | 0 | 0 | 0 | 0 | 0 | 0 | 0 | 0 | 0 | 0 | 0 | 0 | 0 | 0 | 0 | 0 | 0 | -0.048933 | 0.013873 | -0.050674 | -0.32516 | 0.056561 | 0.05528 | -0.042113 | -0.087875 | 0.013814 | 0.057612 | 0.0079552 | 0.032753 | -0.0079429 | 0.028156 | -0.042445 | 0.064427 | -0.049769 | 0.021265 | -0.070045 | 0.017112 | 0.0088191 | 0.058911 | -0.038952 | 0.081637
| 82 | 5049858.572 | 0 | 4687225.814 | 0 |  | 590071.8878 | 551320.0643 | 566082.8418 | 524545.6483 | 398995.4674 | 415458.1597 | 418005.9564 | 379342.7263 | 343231.7358 | 357680.2229 | 361277.7502 | 367539.3081 | 375362.0641 | 375496.9634 | 376547.5609 | 393113.1492 | 419106.8235 | 420467.2515 | 405272.6525 | 371879.2967 | 413744.3635 | 404502.1964 | 415356.6233 | 413478.6097 | 590071.8878 | 0 | 0 | 0 | 0 | 0 | 0 | 0 | 0 | 0 | 0 | 0 | 0 | 0 | 0 | 0 | 0 | 0 | 0 | 0 | 0 | 0 | 0 | 0 | -0.067929 | 0.026425 | -0.076208 | -0.27358 | 0.040432 | 0.0061138 | -0.097056 | -0.10003 | 0.041234 | 0.010008 | 0.017183 | 0.021061 | 0.00035932 | 0.002794 | 0.043053 | 0.064028 | 0.0032408 | -0.036807 | -0.085991 | 0.10668 | -0.022591 | 0.02648 | -0.0045317 | 0.077295
| 83 | 4935553.649 | 0 | 4620672.8742 | 0 |  | 582737.0584 | 549685.6474 | 553968.2052 | 517339.0883 | 359774.0777 | 383887.7722 | 402877.8397 | 373443.7031 | 363803.7747 | 366453.8729 | 383404.683 | 382723.6038 | 391608.9134 | 393737.989 | 395528.3098 | 377379.1203 | 398271.2066 | 388238.1395 | 381982.5753 | 346297.1587 | 356136.5167 | 349416.5302 | 363874.8436 | 361502.6711 | 582737.0584 | 0 | 0 | 0 | 0 | 0 | 0 | 0 | 0 | 0 | 0 | 0 | 0 | 0 | 0 | 0 | 0 | 0 | 0 | 0 | 0 | 0 | 0 | 0 | -0.05839 | 0.0077607 | -0.068409 | -0.36322 | 0.064874 | 0.048283 | -0.075866 | -0.026153 | 0.007258 | 0.045218 | -0.001778 | 0.022951 | 0.005422 | 0.0045367 | -0.046972 | 0.053883 | -0.025514 | -0.016244 | -0.098078 | 0.028017 | -0.019049 | 0.040545 | -0.0065405 | 0.086419
| 84 | 4678142.5404 | 0 | 4377727.9941 | 0 |  | 584040.5837 | 562686.6553 | 559284.3503 | 533903.4201 | 359684.8904 | 377004.9017 | 380085.53 | 358229.5594 | 313951.7373 | 317661.6989 | 325297.1326 | 331846.5617 | 332539.9394 | 331439.3827 | 349670.3605 | 338549.6001 | 349453.5132 | 328232.2335 | 328118.6111 | 287634.0488 | 320174.5684 | 338995.1908 | 367194.2777 | 341008.6127 | 584040.5837 | 562686.6553 | 0 | 0 | 0 | 0 | 0 | 0 | 0 | 0 | 0 | 0 | 0 | 0 | 0 | 0 | 0 | 0 | 0 | 0 | 0 | 0 | 0 | 0 | -0.037248 | -0.0060649 | -0.046443 | -0.39499 | 0.04703 | 0.0081381 | -0.059222 | -0.13193 | 0.011748 | 0.023752 | 0.019934 | 0.0020873 | -0.003315 | 0.053546 | -0.03232 | 0.0317 | -0.062649 | -0.00034622 | -0.13169 | 0.10718 | 0.05712 | 0.079905 | -0.073983 | 0.10093
| 85 | 4197202.1915 | 0 | 3967343.8883 | 0 |  | 508763.0213 | 483885.7332 | 500655.2669 | 474545.3337 | 319037.0498 | 347326.9305 | 367579.3643 | 333316.3746 | 310892.6079 | 314327.3674 | 311079.6955 | 303119.4706 | 312814.1312 | 308231.8914 | 318259.8827 | 302250.2182 | 299352.9083 | 293399.6505 | 282872.9885 | 272641.1279 | 264751.108 | 256554.6896 | 269068.4135 | 252659.3975 | 0 | 0 | 0 | 0 | 0 | 0 | 0 | 0 | 0 | 0 | 0 | 0 | 0 | 0 | 0 | 0 | 0 | 0 | 0 | 0 | 0 | 0 | 0 | 0 | -0.050134 | 0.034069 | -0.053561 | -0.39705 | 0.084959 | 0.056673 | -0.097847 | -0.069645 | 0.010987 | -0.010386 | -0.025922 | 0.031482 | -0.014757 | 0.032016 | -0.051613 | -0.009632 | -0.020087 | -0.036538 | -0.036842 | -0.029366 | -0.031448 | 0.047624 | -0.062923 | 0.091654
| 86 | 3713877.2859 | 0 | 3538465.4935 | 0 |  | 504796.799 | 485487.1935 | 489193.8441 | 464786.2638 | 264818.2207 | 287181.6746 | 302869.1042 | 283557.1939 | 253465.9334 | 256400.0159 | 257240.3127 | 248452.4028 | 257422.6876 | 241676.2318 | 258905.1831 | 241982.284 | 249279.7172 | 248363.8837 | 238828.7604 | 203451.973 | 209363.6399 | 198054.6824 | 199746.9398 | 187226.3549 | 0 | 0 | 0 | 0 | 0 | 0 | 0 | 0 | 0 | 0 | 0 | 0 | 0 | 0 | 0 | 0 | 0 | 0 | 0 | 0 | 0 | 0 | 0 | 0 | -0.039003 | 0.0076059 | -0.051181 | -0.56253 | 0.081071 | 0.053186 | -0.065887 | -0.11218 | 0.011509 | 0.0032719 | -0.034759 | 0.035468 | -0.06312 | 0.068863 | -0.067597 | 0.029711 | -0.0036807 | -0.039148 | -0.16032 | 0.028643 | -0.055529 | 0.0085081 | -0.064733 | 0.12728
| 87 | 4393925.4647 | 0 | 4095358.7932 | 0 |  | 553676.6912 | 530524.8075 | 537037.0904 | 508211.6093 | 347428.8993 | 353423.6423 | 350973.4579 | 315681.2344 | 278799.8232 | 272216.8724 | 280879.9942 | 279894.497 | 309475.103 | 314396.537 | 314515.3111 | 312011.0764 | 332634.0275 | 333453.4687 | 337565.852 | 307959.1421 | 327678.2268 | 327673.6007 | 351517.2065 | 352238.3919 | 0 | 0 | 0 | 0 | 0 | 0 | 0 | 0 | 0 | 0 | 0 | 0 | 0 | 0 | 0 | 0 | 0 | 0 | 0 | 0 | 0 | 0 | 0 | 0 | -0.042714 | 0.0122 | -0.055169 | -0.38034 | 0.017107 | -0.0069569 | -0.10598 | -0.12424 | -0.023895 | 0.031328 | -0.0035148 | 0.10046 | 0.015777 | 0.00037771 | -0.0079941 | 0.064004 | 0.0024605 | 0.012257 | -0.091793 | 0.062065 | -1.4118e-05 | 0.070241 | 0.0020495 | 0.095638
| 88 | 5427310.9423 | 0 | 4915948.3293 | 0 |  | 538899.5307 | 508389.5901 | 532715.1011 | 505493.9336 | 374788.0036 | 400562.2757 | 435936.506 | 432836.6249 | 392217.4358 | 395123.4951 | 412967.7178 | 409019.9333 | 434048.1374 | 459745.7644 | 477965.75 | 468023.4861 | 499753.3951 | 513565.6467 | 536629.3275 | 534705.2555 | 553788.7493 | 571576.4445 | 604196.4001 | 598236.8248 | 0 | 0 | 0 | 0 | 0 | 0 | 0 | 0 | 0 | 0 | 0 | 0 | 0 | 0 | 0 | 0 | 0 | 0 | 0 | 0 | 0 | 0 | 0 | 0 | -0.058281 | 0.046739 | -0.052451 | -0.29918 | 0.066509 | 0.084627 | -0.0071363 | -0.098544 | 0.007382 | 0.044171 | -0.0096055 | 0.059392 | 0.057518 | 0.038865 | -0.021021 | 0.065596 | 0.027263 | 0.04393 | -0.0035919 | 0.035068 | 0.031615 | 0.055501 | -0.0099126 | 0.080338
| 89 | 4772429.2165 | 0 | 4476231.6056 | 0 |  | 559954.9026 | 526757.9803 | 533988.8713 | 510853.054 | 360595.9495 | 377217.9013 | 387642.4271 | 362436.3676 | 336562.0267 | 351954.3661 | 362173.0747 | 362732.4443 | 376189.3518 | 379112.3978 | 402623.2131 | 381557.6726 | 384480.9858 | 378622.6267 | 368944.9159 | 339431.132 | 350417.6532 | 330494.1602 | 333111.9308 | 328929.5716 | 0 | 0 | 0 | 0 | 0 | 0 | 0 | 0 | 0 | 0 | 0 | 0 | 0 | 0 | 0 | 0 | 0 | 0 | 0 | 0 | 0 | 0 | 0 | 0 | -0.061115 | 0.013634 | -0.044293 | -0.34832 | 0.045065 | 0.02726 | -0.067234 | -0.074066 | 0.044719 | 0.028621 | 0.0015433 | 0.036427 | 0.0077401 | 0.060168 | -0.053739 | 0.0076323 | -0.015354 | -0.025893 | -0.083376 | 0.031855 | -0.058537 | 0.0078896 | -0.012635 | 0.082842
| 90 | 4451134.5542 | 0 | 4192723.7927 | 0 |  | 540800.2744 | 510034.5417 | 526347.158 | 498147.3166 | 363634.649 | 362506.7158 | 373849.7018 | 335147.6676 | 307092.4142 | 309590.1089 | 320948.4936 | 327118.1534 | 333199.7058 | 336389.2134 | 338992.6421 | 332008.496 | 326201.0837 | 321141.3134 | 328733.1498 | 307416.8377 | 305175.4071 | 288656.1205 | 291516.3994 | 286291.7364 | 0 | 0 | 0 | 0 | 0 | 0 | 0 | 0 | 0 | 0 | 0 | 0 | 0 | 0 | 0 | 0 | 0 | 0 | 0 | 0 | 0 | 0 | 0 | 0 | -0.058572 | 0.031483 | -0.055065 | -0.31475 | -0.0031067 | 0.030811 | -0.10928 | -0.087423 | 0.0081005 | 0.036031 | 0.019041 | 0.018421 | 0.0095268 | 0.0077095 | -0.020818 | -0.017647 | -0.015633 | 0.023365 | -0.067042 | -0.0073179 | -0.055651 | 0.0098602 | -0.018085 | 0.074252
| 91 | 5057180.2573 | 0 | 4656517.4605 | 0 |  | 528730.0599 | 504799.644 | 521958.4471 | 501448.0896 | 385960.3242 | 400370.7396 | 413244.8902 | 395510.4829 | 368488.7436 | 368774.8565 | 397888.878 | 403177.3945 | 402696.87 | 403477.8226 | 430510.0923 | 429452.7515 | 436077.8884 | 433106.3004 | 434716.1835 | 408512.4988 | 442639.2721 | 438672.8373 | 466967.6347 | 475410.9932 | 0 | 0 | 0 | 0 | 0 | 0 | 0 | 0 | 0 | 0 | 0 | 0 | 0 | 0 | 0 | 0 | 0 | 0 | 0 | 0 | 0 | 0 | 0 | 0 | -0.046316 | 0.033426 | -0.040088 | -0.26177 | 0.036656 | 0.031649 | -0.043863 | -0.070767 | 0.00077615 | 0.075986 | 0.013204 | -0.0011926 | 0.0019374 | 0.064849 | -0.002459 | 0.015309 | -0.0068377 | 0.0037102 | -0.062171 | 0.080233 | -0.0090013 | 0.062506 | 0.01792 | 0.069821
| 92 | 6189675.2712 | 6189675.2712 | 5473743.9128 | 0 |  | 533820.0829 | 514728.1448 | 526651.9078 | 497640.4682 | 396569.4741 | 436595.2311 | 466858.7857 | 449658.2724 | 437591.9579 | 455319.1792 | 480902.7161 | 493259.0369 | 533899.7946 | 577624.2609 | 611012.3866 | 612679.0074 | 648086.1842 | 684517.062 | 700529.6148 | 708664.0259 | 776066.7952 | 796221.7819 | 815810.993 | 873437.1668 | 0 | 0 | 0 | 0 | 0 | 0 | 0 | 0 | 0 | 0 | 0 | 0 | 533899.7946 | 577624.2609 | 611012.3866 | 612679.0074 | 648086.1842 | 684517.062 | 700529.6148 | 708664.0259 | 776066.7952 | 796221.7819 | 815810.993 | 873437.1668 | -0.03642 | 0.022901 | -0.056662 | -0.22703 | 0.096155 | 0.06702 | -0.037539 | -0.027201 | 0.039712 | 0.054666 | 0.025369 | 0.079174 | 0.078715 | 0.056194 | 0.0027239 | 0.056183 | 0.05469 | 0.023123 | 0.011545 | 0.090857 | 0.025639 | 0.024305 | 0.068253 | 0.068677
| 93 | 5668338.4416 | 0 | 5189807.0612 | 0 |  | 533890.4115 | 508553.092 | 520267.6419 | 495872.3513 | 378000.6901 | 429238.0488 | 479830.7434 | 469286.8152 | 451700.1259 | 465990.5795 | 499474.5259 | 504362.4259 | 497936.9865 | 509354.0944 | 532861.8232 | 514910.433 | 512217.5291 | 514703.386 | 522158.7939 | 501725.6342 | 530017.7857 | 523455.6419 | 556333.2026 | 568179.5944 | 0 | 0 | 0 | 0 | 0 | 0 | 0 | 0 | 0 | 0 | 499474.5259 | 0 | 0 | 0 | 0 | 0 | 0 | 0 | 0 | 0 | 0 | 0 | 0 | 0 | -0.048621 | 0.022774 | -0.048025 | -0.27142 | 0.12712 | 0.11142 | -0.022219 | -0.038196 | 0.031147 | 0.069391 | 0.0097385 | -0.012822 | 0.02267 | 0.045119 | -0.034269 | -0.0052436 | 0.0048414 | 0.014381 | -0.039918 | 0.054857 | -0.012458 | 0.060915 | 0.02107 | 0.076323
| 94 | 5021260.1146 | 0 | 4657030.8663 | 0 |  | 596662.8103 | 564328.7056 | 570110.6461 | 537077.0553 | 390076.3683 | 405058.5095 | 410160.5817 | 374419.3931 | 351439.9442 | 337723.3784 | 334237.4338 | 331699.3055 | 360369.6032 | 363811.8682 | 384438.9811 | 392846.6007 | 395994.0289 | 417310.1757 | 419945.967 | 399834.1879 | 409869.4073 | 424562.7139 | 413443.8333 | 405356.9773 | 596662.8103 | 564328.7056 | 570110.6461 | 537077.0553 | 0 | 0 | 0 | 0 | 0 | 0 | 0 | 0 | 0 | 0 | 0 | 0 | 0 | 0 | 0 | 0 | 0 | 0 | 0 | 0 | -0.055715 | 0.010194 | -0.059689 | -0.3198 | 0.037689 | 0.012517 | -0.091172 | -0.063338 | -0.039812 | -0.010376 | -0.0076228 | 0.082901 | 0.0095067 | 0.055148 | 0.021634 | 0.0079799 | 0.052431 | 0.0062963 | -0.049076 | 0.024789 | 0.035221 | -0.026538 | -0.019754 | 0.078878
| 95 | 5330607.546 | 0 | 4893072.1825 | 0 |  | 550368.3542 | 524519.5751 | 531927.7086 | 503612.7614 | 373427.1304 | 403622.0735 | 432068.9151 | 415858.7456 | 385871.232 | 396568.5138 | 405873.6702 | 419221.3362 | 453081.1975 | 442434.4535 | 470512.7212 | 480379.8044 | 491302.566 | 494072.648 | 492707.0445 | 477784.0347 | 483023.3922 | 502035.6338 | 493711.8942 | 510645.2935 | 0 | 0 | 0 | 0 | 0 | 0 | 0 | 0 | 0 | 0 | 0 | 0 | 0 | 0 | 0 | 0 | 0 | 0 | 0 | 0 | 0 | 0 | 0 | 0 | -0.048105 | 0.014025 | -0.0547 | -0.29908 | 0.077756 | 0.068106 | -0.038239 | -0.074842 | 0.027345 | 0.023193 | 0.032357 | 0.077672 | -0.023779 | 0.061531 | 0.020754 | 0.022483 | 0.0056224 | -0.0027678 | -0.030756 | 0.010906 | 0.038606 | -0.016719 | 0.033723 | 0.076907
| 96 | 4901667.7892 | 0 | 4544827.6235 | 0 |  | 530116.7806 | 502634.1482 | 512528.1617 | 492657.6921 | 360889.6587 | 380159.4176 | 405370.4834 | 367526.5868 | 340854.3458 | 353031.6202 | 396435.7378 | 396050.7413 | 395370.3683 | 400387.6266 | 415838.5916 | 411613.1327 | 432635.3023 | 426789.5869 | 443291.484 | 405311.5737 | 405749.9731 | 398269.4318 | 405988.3289 | 411231.9241 | 0 | 0 | 0 | 0 | 0 | 0 | 0 | 0 | 0 | 0 | 0 | 0 | 0 | 0 | 0 | 0 | 0 | 0 | 0 | 0 | 0 | 0 | 0 | 0 | -0.053235 | 0.019493 | -0.039541 | -0.31124 | 0.052018 | 0.064211 | -0.098006 | -0.07534 | 0.035102 | 0.11596 | -0.00097162 | -0.0017194 | 0.01261 | 0.037864 | -0.010213 | 0.049811 | -0.013604 | 0.037936 | -0.089571 | 0.0010811 | -0.018608 | 0.019196 | 0.012833 | 0.082667
| 97 | 5714792.0215 | 0 | 5200385.6064 | 0 |  | 547876.9992 | 521939.3589 | 547861.2406 | 521273.3282 | 403538.894 | 432814.7612 | 464601.0092 | 442613.8788 | 425174.5341 | 417910.5854 | 452047.4353 | 480299.4434 | 495529.0879 | 499006.941 | 529514.6457 | 507395.7375 | 538812.691 | 531825.3564 | 549862.4115 | 533097.9886 | 551546.4793 | 572138.0617 | 598592.7548 | 621668.7013 | 0 | 0 | 0 | 0 | 0 | 0 | 0 | 0 | 0 | 0 | 0 | 0 | 0 | 0 | 0 | 0 | 0 | 0 | 0 | 0 | 0 | 0 | 0 | 0 | -0.048499 | 0.048471 | -0.049748 | -0.256 | 0.070037 | 0.070869 | -0.048481 | -0.040198 | -0.017232 | 0.07852 | 0.060623 | 0.031216 | 0.0069939 | 0.059341 | -0.04267 | 0.060077 | -0.013053 | 0.033353 | -0.030963 | 0.034021 | 0.036654 | 0.045201 | 0.037826 | 0.072061
| 98 | 5432687.132 | 0 | 4977829.6947 | 0 |  | 529972.3253 | 505224.7599 | 524644.7588 | 510583.584 | 380133.8309 | 414500.9682 | 445852.6879 | 440336.5837 | 414615.8801 | 420314.638 | 449154.2997 | 480772.4099 | 476308.0556 | 477627.1835 | 488826.521 | 470192.9319 | 473818.602 | 470958.8028 | 485341.7768 | 471872.4892 | 492389.2234 | 506407.656 | 531596.9022 | 540927.6643 | 0 | 0 | 0 | 0 | 0 | 0 | 0 | 0 | 0 | 0 | 0 | 0 | 0 | 0 | 0 | 0 | 0 | 0 | 0 | 0 | 0 | 0 | 0 | 0 | -0.047821 | 0.037718 | -0.027167 | -0.29503 | 0.086552 | 0.072913 | -0.012449 | -0.060187 | 0.013651 | 0.066363 | 0.068028 | -0.0093292 | 0.0027657 | 0.023177 | -0.038865 | 0.0076814 | -0.0060539 | 0.030083 | -0.028145 | 0.042561 | 0.028072 | 0.048544 | 0.0174 | 0.07582
| 99 | 4547959.7676 | 0 | 4243872.5837 | 0 |  | 538959.1055 | 523670.7846 | 530046.9301 | 497440.941 | 331465.2813 | 348292.952 | 364749.6607 | 345993.1856 | 320170.9571 | 317550.3881 | 328089.8325 | 334468.2473 | 345496.2245 | 339900.4223 | 360841.1418 | 339039.3932 | 353593.0804 | 355494.9714 | 368156.2988 | 329308.9216 | 349381.5653 | 342275.9066 | 354094.1991 | 334022.0561 | 0 | 0 | 0 | 0 | 0 | 0 | 0 | 0 | 0 | 0 | 0 | 0 | 0 | 0 | 0 | 0 | 0 | 0 | 0 | 0 | 0 | 0 | 0 | 0 | -0.028776 | 0.012102 | -0.063489 | -0.40595 | 0.049521 | 0.046167 | -0.052792 | -0.077564 | -0.0082186 | 0.032651 | 0.019254 | 0.03244 | -0.016329 | 0.059785 | -0.062322 | 0.04203 | 0.0053643 | 0.034996 | -0.11151 | 0.059168 | -0.020547 | 0.033946 | -0.058356 | 0.097107
| 100 | 3910629.0169 | 0 | 3667895.0252 | 0 |  | 491607.0705 | 466222.431 | 480782.1196 | 456177.7265 | 291738.328 | 301975.4704 | 308436.3114 | 280091.4578 | 259254.9229 | 264568.8398 | 265566.8773 | 270536.3488 | 276921.4881 | 280492.2973 | 303509.9403 | 294111.8884 | 285984.4245 | 288578.5895 | 304640.6339 | 285159.9646 | 291780.3552 | 266504.5764 | 271147.7986 | 270837.8548 | 0 | 0 | 0 | 0 | 0 | 0 | 0 | 0 | 0 | 0 | 0 | 0 | 0 | 0 | 0 | 0 | 0 | 0 | 0 | 0 | 0 | 0 | 0 | 0 | -0.053017 | 0.030751 | -0.052532 | -0.44703 | 0.034489 | 0.02117 | -0.096399 | -0.077304 | 0.02029 | 0.0037652 | 0.01854 | 0.023328 | 0.012812 | 0.078868 | -0.031454 | -0.028023 | 0.0090301 | 0.054165 | -0.066083 | 0.022951 | -0.09061 | 0.017273 | -0.0011437 | 0.10307
| 101 | 2342087.3648 | 0 | 2312548.5498 | 0 |  | 662795.0593 | 583495.3324 | 595526.7791 | 421472.6074 | 234996.959 | 77508.5837 | 72642.4617 | 15610.2168 | 13980.3699 | 13816.3769 | 16079.1141 | 19868.6495 | 20623.9627 | 23219.3894 | 25683.6076 | 27370.393 | 26847.3358 | 28536.761 | 29100.0392 | 30906.1949 | 31793.5946 | 32895.9054 | 34300.072 | 35578.7777 | 662795.0593 | 583495.3324 | 595526.7791 | 0 | 0 | 0 | 0 | 0 | 0 | 0 | 0 | 0 | 0 | 0 | 0 | 0 | 0 | 0 | 0 | 0 | 0 | 0 | 0 | 0 | -0.12743 | 0.02041 | -0.34569 | -0.58418 | -1.1092 | -0.064839 | -1.5376 | -0.11027 | -0.0118 | 0.15167 | 0.21162 | 0.037311 | 0.11853 | 0.10087 | 0.063609 | -0.019295 | 0.061027 | 0.019546 | 0.060217 | 0.028308 | 0.034083 | 0.041799 | 0.036602 | 0.41709
| 102 | 4784136.7756 | 0 | 4435684.0067 | 0 |  | 516408.1598 | 493270.21 | 496131.908 | 486976.4625 | 374722.9182 | 389137.7937 | 408567.9179 | 378093.4442 | 353111.5048 | 350793.2379 | 365984.5555 | 359756.2168 | 385670.5392 | 369637.4481 | 401064.8803 | 390025.8398 | 388077.731 | 394880.7346 | 400954.962 | 385551.8287 | 405833.5982 | 386981.7901 | 393250.7481 | 395412.3333 | 0 | 0 | 0 | 0 | 0 | 0 | 0 | 0 | 0 | 0 | 0 | 0 | 0 | 0 | 0 | 0 | 0 | 0 | 0 | 0 | 0 | 0 | 0 | 0 | -0.04584 | 0.0057847 | -0.018626 | -0.26203 | 0.037747 | 0.048725 | -0.077517 | -0.068357 | -0.0065869 | 0.042394 | -0.017165 | 0.069557 | -0.042461 | 0.081601 | -0.02791 | -0.0050073 | 0.017378 | 0.015265 | -0.039173 | 0.051268 | -0.047566 | 0.01607 | 0.0054817 | 0.069417
| 103 | 5416581.1523 | 0 | 4937895.2893 | 0 |  | 533714.0026 | 527132.2524 | 548325.4644 | 521481.4609 | 415891.1367 | 430963.2015 | 448523.4655 | 417191.6441 | 385564.019 | 410055.1105 | 410683.248 | 402231.0108 | 419701.1666 | 449899.3888 | 454048.5524 | 441716.8454 | 471450.8316 | 484087.2026 | 496864.3859 | 509698.9367 | 518685.4808 | 529781.4261 | 554238.6056 | 577831.0791 | 0 | 0 | 0 | 0 | 0 | 0 | 0 | 0 | 0 | 0 | 0 | 0 | 0 | 0 | 0 | 0 | 0 | 0 | 0 | 0 | 0 | 0 | 0 | 0 | -0.012409 | 0.039418 | -0.050195 | -0.22625 | 0.035599 | 0.039938 | -0.072415 | -0.078838 | 0.061584 | 0.0015307 | -0.020796 | 0.042516 | 0.069481 | 0.0091802 | -0.027535 | 0.065146 | 0.02645 | 0.026052 | 0.025503 | 0.017477 | 0.021167 | 0.045131 | 0.041686 | 0.064656
| 104 | 5799027.2149 | 0 | 5225970.6881 | 0 |  | 509035.8105 | 489514.8288 | 522031.0741 | 500312.0603 | 370804.6655 | 420054.3156 | 456210.7198 | 453199.7099 | 444311.1265 | 466014.4641 | 499299.5127 | 519216.8869 | 528531.6649 | 541973.4918 | 530506.7839 | 539233.1475 | 565650.9101 | 570167.2776 | 583591.6388 | 581188.127 | 635780.9775 | 646095.0956 | 670574.6886 | 652439.0766 | 0 | 0 | 0 | 0 | 0 | 0 | 0 | 0 | 0 | 0 | 499299.5127 | 519216.8869 | 528531.6649 | 0 | 0 | 0 | 0 | 0 | 0 | 0 | 0 | 0 | 0 | 0 | -0.039104 | 0.064312 | -0.042495 | -0.29956 | 0.12471 | 0.082571 | -0.0066219 | -0.019808 | 0.047692 | 0.068989 | 0.039116 | 0.017781 | 0.025114 | -0.021384 | 0.016315 | 0.047829 | 0.0079527 | 0.023272 | -0.004127 | 0.08978 | 0.016093 | 0.037188 | -0.027417 | 0.080037
| 105 | 4721747.1573 | 0 | 4427980.0689 | 0 |  | 541383.6182 | 510379.9165 | 523887.8636 | 498573.323 | 350739.104 | 389795.9211 | 410729.3451 | 383322.5976 | 361568.4476 | 356237.2436 | 357613.6889 | 356180.8486 | 377095.1106 | 379275.7582 | 381948.6885 | 365305.209 | 355089.034 | 351081.5327 | 351295.0136 | 329575.8449 | 341654.2392 | 332539.0608 | 333637.7496 | 324507.9299 | 0 | 0 | 0 | 0 | 0 | 0 | 0 | 0 | 0 | 0 | 0 | 0 | 0 | 0 | 0 | 0 | 0 | 0 | 0 | 0 | 0 | 0 | 0 | 0 | -0.058973 | 0.026122 | -0.049527 | -0.35171 | 0.10558 | 0.052311 | -0.069058 | -0.058426 | -0.014854 | 0.0038564 | -0.0040147 | 0.057059 | 0.0057661 | 0.0070227 | -0.044553 | -0.028365 | -0.01135 | 0.00060788 | -0.06382 | 0.035993 | -0.027042 | 0.0032985 | -0.027746 | 0.083768
| 106 | 3847724.6049 | 0 | 3639417.1838 | 0 |  | 489324.6949 | 471097.4657 | 482346.6798 | 467586.348 | 292152.2039 | 309846.7147 | 320512.6782 | 286571.8361 | 256827.8351 | 266132.49 | 270717.8021 | 270969.0131 | 273351.2943 | 271598.4897 | 272467.879 | 266978.5469 | 275579.8838 | 265936.1373 | 261158.1155 | 239093.2423 | 238468.0311 | 237163.9967 | 237745.2246 | 231943.8158 | 0 | 0 | 0 | 0 | 0 | 0 | 0 | 0 | 0 | 0 | 0 | 0 | 0 | 0 | 0 | 0 | 0 | 0 | 0 | 0 | 0 | 0 | 0 | 0 | -0.037961 | 0.023598 | -0.031079 | -0.47031 | 0.058803 | 0.033844 | -0.11193 | -0.10958 | 0.035588 | 0.017083 | 0.00092751 | 0.0087533 | -0.0064329 | 0.0031959 | -0.020352 | 0.031709 | -0.035621 | -0.01813 | -0.088272 | -0.0026184 | -0.0054834 | 0.0024477 | -0.024704 | 0.10493
| 107 | 5484226.1283 | 0 | 5038675.7003 | 0 |  | 535038.8483 | 523926.8573 | 547357.2873 | 519467.7968 | 397604.4746 | 427362.8441 | 445982.0061 | 428787.9839 | 393578.1539 | 413322.1406 | 441926.9496 | 439330.6902 | 464679.2379 | 473364.9387 | 477516.0441 | 484873.0484 | 515790.3606 | 520833.3405 | 519867.3061 | 490382.4347 | 484622.5512 | 496245.947 | 526693.9218 | 520414.5833 | 0 | 0 | 0 | 0 | 0 | 0 | 0 | 0 | 0 | 0 | 0 | 0 | 0 | 0 | 0 | 0 | 0 | 0 | 0 | 0 | 0 | 0 | 0 | 0 | -0.020987 | 0.04375 | -0.052297 | -0.26735 | 0.072176 | 0.042645 | -0.039316 | -0.085683 | 0.048948 | 0.066917 | -0.0058922 | 0.056095 | 0.018519 | 0.0087311 | 0.015289 | 0.061813 | 0.0097297 | -0.0018565 | -0.058388 | -0.011815 | 0.023701 | 0.059548 | -0.011994 | 0.07226
| 108 | 4737458.2992 | 0 | 4374439.6912 | 0 |  | 491364.5351 | 476220.5352 | 481187.0435 | 474751.72 | 334336.8397 | 351342.5489 | 369122.4221 | 357015.2922 | 354532.9842 | 366970.7324 | 387591.8329 | 401169.7986 | 417597.9273 | 409676.9137 | 413938.7214 | 400602.4849 | 391981.725 | 405687.9627 | 425283.541 | 398734.6588 | 420779.5741 | 400208.3492 | 415200.9904 | 411891.2168 | 0 | 0 | 0 | 0 | 0 | 0 | 0 | 0 | 0 | 0 | 0 | 0 | 0 | 0 | 0 | 0 | 0 | 0 | 0 | 0 | 0 | 0 | 0 | 0 | -0.031305 | 0.010375 | -0.013464 | -0.35064 | 0.049613 | 0.049367 | -0.03335 | -0.0069772 | 0.034481 | 0.054671 | 0.034432 | 0.040134 | -0.01915 | 0.010349 | -0.032748 | -0.021754 | 0.034369 | 0.047172 | -0.06446 | 0.053813 | -0.050124 | 0.036777 | -0.0080034 | 0.083204
| 109 | 5853063.6889 | 0 | 5308880.8963 | 0 |  | 546549.2247 | 522356.3288 | 531380.7847 | 522521.9078 | 395902.6451 | 455750.9139 | 484300.115 | 455464.6024 | 438359.9056 | 444418.8453 | 479695.5361 | 462887.2144 | 501707.9637 | 524998.0633 | 555860.7917 | 531555.9419 | 547603.261 | 551164.3442 | 598828.9225 | 584871.3511 | 600528.5934 | 592479.2934 | 623101.1612 | 662245.3631 | 0 | 0 | 0 | 0 | 0 | 455750.9139 | 0 | 0 | 0 | 0 | 0 | 0 | 0 | 0 | 0 | 0 | 0 | 0 | 0 | 0 | 0 | 0 | 0 | 0 | -0.045274 | 0.017129 | -0.016812 | -0.2775 | 0.14078 | 0.060758 | -0.061387 | -0.038278 | 0.013727 | 0.076384 | -0.035668 | 0.080535 | 0.045376 | 0.057123 | -0.044709 | 0.029743 | 0.006482 | 0.082943 | -0.023584 | 0.026418 | -0.013494 | 0.050393 | 0.060927 | 0.080726
| 110 | 5187807.1117 | 0 | 4778299.8248 | 0 |  | 516761.2059 | 493868.0068 | 507872.2925 | 486258.1806 | 384658.2669 | 420897.108 | 447286.2865 | 430158.3252 | 403816.8827 | 394758.8757 | 400914.664 | 398275.8518 | 420480.6213 | 432936.2018 | 452570.7773 | 451087.1894 | 457953.2939 | 461530.2271 | 493977.0281 | 460429.6117 | 470187.7945 | 466244.24 | 460444.2356 | 461682.1185 | 0 | 0 | 0 | 0 | 0 | 0 | 0 | 0 | 0 | 0 | 0 | 0 | 0 | 0 | 0 | 0 | 0 | 0 | 0 | 0 | 0 | 0 | 0 | 0 | -0.045313 | 0.027962 | -0.04349 | -0.23438 | 0.090033 | 0.06081 | -0.039046 | -0.063192 | -0.022686 | 0.015473 | -0.0066037 | 0.054254 | 0.029192 | 0.044354 | -0.0032835 | 0.015107 | 0.0077803 | 0.067941 | -0.070329 | 0.020972 | -0.0084226 | -0.012518 | 0.0026848 | 0.065202
| 111 | 4117789.5798 | 0 | 3852626.7943 | 0 |  | 509325.3345 | 486463.6168 | 504853.4777 | 485628.4406 | 300600.4996 | 316295.5278 | 324678.35 | 285944.3924 | 272402.0114 | 280250.7095 | 292711.5951 | 293274.4539 | 295282.0515 | 309824.2381 | 320204.3029 | 305949.3273 | 303579.8927 | 309720.0173 | 304654.1488 | 283610.8586 | 301017.5864 | 288516.757 | 304713.3335 | 311442.6963 | 0 | 0 | 0 | 0 | 0 | 0 | 0 | 0 | 0 | 0 | 0 | 0 | 0 | 0 | 0 | 0 | 0 | 0 | 0 | 0 | 0 | 0 | 0 | 0 | -0.045925 | 0.037106 | -0.038824 | -0.47966 | 0.050895 | 0.026158 | -0.12704 | -0.048518 | 0.028406 | 0.043503 | 0.0019211 | 0.0068221 | 0.048074 | 0.032954 | -0.04554 | -0.0077747 | 0.020024 | -0.016492 | -0.071574 | 0.059566 | -0.042416 | 0.054618 | 0.021844 | 0.11062
| 112 | 5269805.1685 | 0 | 4822442.7968 | 0 |  | 542567.5232 | 521454.6149 | 538580.5237 | 510997.5212 | 372823.3658 | 404677.2287 | 424236.7959 | 412593.2456 | 379777.8759 | 395567.5684 | 416998.1478 | 415648.7898 | 426237.8471 | 445109.1977 | 452021.2528 | 422074.4514 | 446821.1999 | 463458.5267 | 480216.492 | 471397.4243 | 488030.2608 | 493369.728 | 532471.9027 | 522483.1307 | 0 | 0 | 0 | 0 | 0 | 0 | 0 | 0 | 0 | 0 | 0 | 0 | 0 | 0 | 0 | 0 | 0 | 0 | 0 | 0 | 0 | 0 | 0 | 0 | -0.03969 | 0.032315 | -0.052572 | -0.31526 | 0.081985 | 0.047202 | -0.02783 | -0.082876 | 0.040735 | 0.05276 | -0.0032411 | 0.025157 | 0.043322 | 0.01541 | -0.068547 | 0.056977 | 0.036558 | 0.03552 | -0.018536 | 0.034676 | 0.010881 | 0.076271 | -0.018937 | 0.081711
| 113 | 5208036.1419 | 0 | 4794229.5669 | 0 |  | 531484.8378 | 513461.5813 | 525528.1831 | 499745.1002 | 396461.9504 | 420196.493 | 457067.2517 | 419738.6053 | 386525.7526 | 386810.5514 | 413105.3199 | 411403.5097 | 423645.0719 | 411005.2834 | 417503.0091 | 419451.9057 | 445641.5896 | 453618.1912 | 466831.7485 | 455496.6712 | 466051.8473 | 459028.7552 | 485785.3046 | 469554.9029 | 0 | 0 | 0 | 0 | 0 | 0 | 0 | 0 | 0 | 0 | 0 | 0 | 0 | 0 | 0 | 0 | 0 | 0 | 0 | 0 | 0 | 0 | 0 | 0 | -0.034499 | 0.023229 | -0.050306 | -0.23152 | 0.058142 | 0.084108 | -0.085198 | -0.082434 | 0.00073655 | 0.065768 | -0.0041281 | 0.029322 | -0.03029 | 0.015686 | 0.0046571 | 0.060566 | 0.017741 | 0.028713 | -0.024581 | 0.022908 | -0.015184 | 0.056654 | -0.033982 | 0.066954
| 114 | 5698321.5458 | 0 | 5162882.5698 | 0 |  | 533476.8527 | 510692.5293 | 516049.1726 | 497053.943 | 372000.9066 | 404028.3116 | 446469.1406 | 440591.0933 | 426847.0088 | 442389.6591 | 472264.3653 | 495694.2826 | 517575.2595 | 515993.0043 | 546644.7662 | 547200.1061 | 563972.5082 | 546882.1088 | 557948.2616 | 549701.3791 | 582336.6137 | 605716.48 | 622374.2258 | 626089.0612 | 0 | 0 | 0 | 0 | 0 | 0 | 0 | 0 | 0 | 0 | 0 | 0 | 0 | 0 | 0 | 0 | 0 | 0 | 0 | 0 | 0 | 0 | 0 | 0 | -0.043648 | 0.010434 | -0.037503 | -0.2898 | 0.082589 | 0.099885 | -0.013253 | -0.031692 | 0.035765 | 0.065348 | 0.04842 | 0.043196 | -0.0030617 | 0.057706 | 0.0010154 | 0.030191 | -0.030772 | 0.020033 | -0.014891 | 0.057673 | 0.039363 | 0.02713 | 0.0059511 | 0.075528
| 115 | 5635646.6868 | 0 | 5178230.3491 | 0 |  | 542079.0088 | 519925.5083 | 536414.1153 | 516413.7727 | 411963.5665 | 445258.7466 | 485090.6471 | 467267.2406 | 448538.5348 | 463692.6814 | 475023.854 | 479597.3936 | 474986.1824 | 466437.3658 | 496172.9291 | 476158.9869 | 486337.2591 | 497226.1835 | 515713.2938 | 496000.374 | 515389.679 | 509460.3799 | 519361.614 | 535262.4164 | 0 | 0 | 0 | 0 | 0 | 0 | 0 | 0 | 0 | 0 | 0 | 0 | 0 | 0 | 0 | 0 | 0 | 0 | 0 | 0 | 0 | 0 | 0 | 0 | -0.041726 | 0.031221 | -0.037998 | -0.22597 | 0.077721 | 0.08568 | -0.037434 | -0.040907 | 0.033227 | 0.024143 | 0.009582 | -0.0096613 | -0.018162 | 0.061801 | -0.041173 | 0.021151 | 0.022143 | 0.036506 | -0.038974 | 0.038347 | -0.011571 | 0.019248 | 0.030157 | 0.062546
| 116 | 5303826.1938 | 0 | 4787738.9331 | 0 |  | 512999.0108 | 485755.7388 | 498082.7621 | 488683.5185 | 364387.3612 | 392235.2678 | 415792.5158 | 388076.2761 | 370564.5614 | 392670.4683 | 412647.2333 | 422450.8736 | 449180.9686 | 454594.958 | 473017.9908 | 477109.7501 | 504377.3055 | 519786.6121 | 548562.4643 | 548484.6065 | 570239.5614 | 585507.7395 | 589948.3829 | 601205.3308 | 0 | 0 | 0 | 0 | 0 | 0 | 0 | 0 | 0 | 0 | 0 | 0 | 0 | 0 | 0 | 0 | 0 | 0 | 0 | 0 | 0 | 0 | 0 | 0 | -0.054568 | 0.02506 | -0.019051 | -0.2935 | 0.073644 | 0.058325 | -0.068984 | -0.046174 | 0.057943 | 0.049622 | 0.02348 | 0.061353 | 0.011981 | 0.039727 | 0.0086131 | 0.055578 | 0.030094 | 0.053883 | -0.00014194 | 0.038897 | 0.026423 | 0.0075556 | 0.018901 | 0.075735
| 117 | 4205198.8317 | 0 | 3949309.4389 | 0 |  | 497900.4245 | 473161.5373 | 487751.1704 | 477336.5746 | 308711.6925 | 338062.712 | 356647.1947 | 329343.044 | 299312.1228 | 307377.9258 | 308336.367 | 299316.6169 | 309306.6837 | 312109.2685 | 328988.8441 | 318302.831 | 330329.3875 | 328329.2688 | 323379.2756 | 290115.5256 | 302870.1506 | 290935.1475 | 288944.6696 | 276553.0593 | 0 | 0 | 0 | 0 | 0 | 0 | 0 | 0 | 0 | 0 | 0 | 0 | 0 | 0 | 0 | 0 | 0 | 0 | 0 | 0 | 0 | 0 | 0 | 0 | -0.050963 | 0.030369 | -0.021584 | -0.43581 | 0.090824 | 0.053516 | -0.079647 | -0.095613 | 0.026591 | 0.0031133 | -0.029689 | 0.032831 | 0.0090201 | 0.05267 | -0.033021 | 0.037087 | -0.0060733 | -0.015191 | -0.10855 | 0.043025 | -0.040204 | -0.0068652 | -0.043833 | 0.10246
| 118 | 4611657.9533 | 0 | 4354809.3061 | 0 |  | 556474.3303 | 515336.8575 | 534706.1395 | 512611.345 | 377733.5025 | 395640.3066 | 414945.831 | 381910.6861 | 342736.9453 | 343180.0122 | 341000.7452 | 324853.1751 | 325112.8045 | 332105.6901 | 339749.2283 | 330055.8754 | 330874.0408 | 326575.1258 | 326089.5073 | 298836.7375 | 305997.3098 | 284975.3404 | 303025.8542 | 269315.3451 | 0 | 0 | 0 | 0 | 0 | 0 | 0 | 0 | 0 | 0 | 0 | 0 | 0 | 0 | 0 | 0 | 0 | 0 | 0 | 0 | 0 | 0 | 0 | 0 | -0.0768 | 0.036897 | -0.042199 | -0.30533 | 0.046317 | 0.047643 | -0.082961 | -0.10822 | 0.0012919 | -0.0063705 | -0.048511 | 0.0007989 | 0.021281 | 0.022755 | -0.028946 | 0.0024758 | -0.013078 | -0.0014881 | -0.087275 | 0.023679 | -0.071174 | 0.061415 | -0.11794 | 0.07911
| 119 | 3918693.2248 | 0 | 3758818.4845 | 0 |  | 562707.5408 | 538708.1022 | 542938.9896 | 501623.7033 | 287012.4626 | 307062.8908 | 306664.0651 | 284570.2097 | 269333.9052 | 265698.7499 | 267052.6337 | 255923.7479 | 258591.4849 | 263098.9415 | 259329.0318 | 245374.4747 | 250376.6523 | 231168.4758 | 214824.4089 | 186092.2368 | 191992.4427 | 176390.1564 | 182656.1364 | 173279.7374 | 0 | 0 | 0 | 0 | 0 | 0 | 0 | 0 | 0 | 0 | 0 | 0 | 0 | 0 | 0 | 0 | 0 | 0 | 0 | 0 | 0 | 0 | 0 | 0 | -0.043586 | 0.0078231 | -0.079147 | -0.55832 | 0.067527 | -0.0012997 | -0.074773 | -0.055028 | -0.013589 | 0.0050826 | -0.042566 | 0.01037 | 0.017281 | -0.014433 | -0.055312 | 0.020181 | -0.07982 | -0.073326 | -0.14358 | 0.031214 | -0.084758 | 0.034907 | -0.052698 | 0.12125
| 120 | 4799732.056 | 0 | 4344199.2314 | 0 |  | 551235.3082 | 522520.7821 | 532492.9758 | 507542.3993 | 356719.6941 | 362606.7542 | 382890.5935 | 338984.4599 | 299778.5493 | 307038.6767 | 317968.2831 | 326739.3086 | 336024.4171 | 338432.1669 | 361716.2718 | 359139.9718 | 406261.8617 | 413401.0731 | 411092.9093 | 412125.3886 | 456308.8555 | 495330.8727 | 542926.5924 | 589048.6622 | 0 | 0 | 0 | 0 | 0 | 0 | 0 | 0 | 0 | 0 | 0 | 0 | 0 | 0 | 0 | 0 | 0 | 0 | 0 | 0 | 0 | 0 | 0 | 0 | -0.053497 | 0.018905 | -0.047989 | -0.35263 | 0.016369 | 0.05443 | -0.1218 | -0.12291 | 0.02393 | 0.034978 | 0.027211 | 0.028021 | 0.0071399 | 0.066536 | -0.0071479 | 0.12329 | 0.01742 | -0.005599 | 0.0025084 | 0.10184 | 0.082056 | 0.091748 | 0.081535 | 0.099639
| 121 | 6625080.1239 | 6625080.1239 | 5912678.0861 | 5912678.0861 |  | 543393.309 | 522562.1723 | 542489.5849 | 528340.3373 | 437346.3562 | 476730.5232 | 526713.7433 | 527090.6182 | 510224.4252 | 538551.1634 | 558717.155 | 579028.2068 | 597174.7531 | 613466.3992 | 656674.0723 | 662553.4277 | 677291.6131 | 689287.0301 | 708028.7905 | 725257.9435 | 766550.7207 | 791679.5297 | 838608.4343 | 848114.1156 | 0 | 0 | 0 | 0 | 437346.3562 | 476730.5232 | 526713.7433 | 527090.6182 | 510224.4252 | 538551.1634 | 558717.155 | 579028.2068 | 597174.7531 | 613466.3992 | 656674.0723 | 662553.4277 | 677291.6131 | 689287.0301 | 708028.7905 | 725257.9435 | 766550.7207 | 791679.5297 | 838608.4343 | 848114.1156 | -0.039089 | 0.037425 | -0.026428 | -0.18902 | 0.086226 | 0.099706 | 0.00071527 | -0.032522 | 0.054032 | 0.036761 | 0.035708 | 0.030859 | 0.026916 | 0.068062 | 0.0089134 | 0.022001 | 0.017556 | 0.026827 | 0.024043 | 0.055373 | 0.032256 | 0.057587 | 0.011271 | 0.056707
| 122 | 6146989.3415 | 6146989.3415 | 5628880.0277 | 5628880.0277 |  | 551406.6891 | 512693.6526 | 542473.7723 | 525420.2295 | 445868.4463 | 484624.147 | 532695.8284 | 517577.4684 | 504297.3339 | 509675.5991 | 538971.4131 | 515573.5525 | 533752.866 | 544814.2638 | 568506.5557 | 572964.7196 | 592174.1529 | 594429.0933 | 608530.5117 | 588002.7229 | 601216.284 | 573674.9331 | 589562.2185 | 587430.0889 | 0 | 0 | 0 | 0 | 445868.4463 | 484624.147 | 532695.8284 | 517577.4684 | 504297.3339 | 509675.5991 | 538971.4131 | 515573.5525 | 533752.866 | 0 | 0 | 0 | 0 | 0 | 0 | 0 | 0 | 0 | 0 | 0 | -0.072794 | 0.056461 | -0.031941 | -0.16417 | 0.08335 | 0.094577 | -0.028791 | -0.025993 | 0.010608 | 0.055888 | -0.044383 | 0.034653 | 0.020512 | 0.042568 | 0.0078113 | 0.032977 | 0.0038007 | 0.023446 | -0.034315 | 0.022223 | -0.046892 | 0.027317 | -0.003623 | 0.055867
| 123 | 4708370.9101 | 0 | 4293572.4021 | 0 |  | 513193.0909 | 494994.2295 | 515809.0866 | 478079.3817 | 335914.7954 | 349593.0365 | 365800.2538 | 350123.5012 | 328188.0805 | 329553.6951 | 317978.0582 | 322396.459 | 344861.4244 | 346957.5492 | 383966.8363 | 394838.3145 | 413218.5332 | 426789.8549 | 442074.2883 | 434219.883 | 461373.6503 | 484348.9369 | 481393.3359 | 456004.0432 | 0 | 0 | 0 | 0 | 0 | 0 | 0 | 0 | 0 | 0 | 0 | 0 | 0 | 0 | 0 | 0 | 0 | 0 | 0 | 0 | 0 | 0 | 0 | 0 | -0.036106 | 0.041191 | -0.07596 | -0.35292 | 0.039912 | 0.045318 | -0.043801 | -0.064699 | 0.0041524 | -0.035757 | 0.0138 | 0.067361 | 0.0060598 | 0.10135 | 0.02792 | 0.0455 | 0.032315 | 0.035186 | -0.017927 | 0.060657 | 0.048597 | -0.0061209 | -0.054183 | 0.088746
| 124 | 5566406.5797 | 0 | 5027653.1436 | 0 |  | 520751.6014 | 503975.255 | 508063.725 | 506017.6519 | 377013.0283 | 406303.0047 | 429259.6799 | 410122.0403 | 408508.263 | 413415.9517 | 435906.436 | 452611.364 | 473809.6983 | 479185.8271 | 526285.4534 | 527916.4889 | 546280.8544 | 557701.0186 | 592370.85 | 573911.6591 | 594883.974 | 588932.9075 | 636998.3739 | 630991.6116 | 0 | 0 | 0 | 0 | 0 | 0 | 0 | 0 | 0 | 0 | 0 | 0 | 0 | 0 | 0 | 0 | 0 | 0 | 0 | 0 | 0 | 0 | 0 | 0 | -0.032746 | 0.0080797 | -0.0040353 | -0.29429 | 0.074819 | 0.054963 | -0.045607 | -0.0039426 | 0.011942 | 0.052973 | 0.037606 | 0.045772 | 0.011283 | 0.093755 | 0.0030944 | 0.034195 | 0.02069 | 0.06031 | -0.031657 | 0.035891 | -0.010054 | 0.078455 | -0.0094745 | 0.075717
| 125 | 6661511.816 | 6661511.816 | 5977865.3301 | 5977865.3301 |  | 608741.6742 | 579082.8216 | 586863.123 | 562143.482 | 408509.3199 | 470528.9461 | 529717.5374 | 522451.7461 | 503449.6355 | 514987.0862 | 533566.4818 | 547603.9295 | 578220.7972 | 597693.2321 | 622615.3309 | 639594.4571 | 674655.0469 | 687020.0219 | 706186.0342 | 710455.8768 | 761605.3039 | 765043.8695 | 793293.3632 | 788238.5809 | 608741.6742 | 579082.8216 | 586863.123 | 562143.482 | 0 | 470528.9461 | 529717.5374 | 522451.7461 | 503449.6355 | 514987.0862 | 533566.4818 | 547603.9295 | 578220.7972 | 597693.2321 | 622615.3309 | 639594.4571 | 674655.0469 | 687020.0219 | 706186.0342 | 710455.8768 | 761605.3039 | 765043.8695 | 793293.3632 | 788238.5809 | -0.049948 | 0.013346 | -0.043034 | -0.31924 | 0.14134 | 0.11849 | -0.013811 | -0.037049 | 0.022658 | 0.035442 | 0.025969 | 0.054404 | 0.033122 | 0.040851 | 0.026905 | 0.053367 | 0.018162 | 0.027515 | 0.0060281 | 0.069522 | 0.0045047 | 0.03626 | -0.0063923 | 0.084797
| 126 | 5377662.2868 | 0 | 4946546.266 | 0 |  | 527901.9493 | 491724.4055 | 505522.5209 | 495838.4802 | 374712.3534 | 415760.2657 | 453109.547 | 425882.8685 | 406135.4379 | 425045.7016 | 454387.1292 | 457422.1304 | 477704.681 | 494495.105 | 508221.9116 | 495086.6496 | 484811.7999 | 477564.1623 | 491078.5144 | 459001.1098 | 475012.1856 | 488070.926 | 497373.1447 | 500171.0406 | 0 | 0 | 0 | 0 | 0 | 0 | 0 | 0 | 0 | 0 | 0 | 0 | 0 | 0 | 0 | 0 | 0 | 0 | 0 | 0 | 0 | 0 | 0 | 0 | -0.070992 | 0.027674 | -0.019342 | -0.28009 | 0.10395 | 0.086025 | -0.06197 | -0.047478 | 0.04551 | 0.066753 | 0.0066571 | 0.043386 | 0.034545 | 0.027381 | -0.026185 | -0.020972 | -0.015062 | 0.027906 | -0.067551 | 0.034288 | 0.02712 | 0.01888 | 0.0056096 | 0.076335
| 127 | 4601461.9756 | 0 | 4277740.4985 | 0 |  | 541561.2612 | 517203.9897 | 517069.7704 | 493661.1192 | 364041.6018 | 385539.7255 | 384150.0521 | 346101.9304 | 309517.4858 | 316112.645 | 319794.5561 | 327379.227 | 336504.6852 | 335325.3625 | 359358.3423 | 346092.186 | 361422.1479 | 352445.6977 | 371777.6601 | 348613.03 | 367775.3475 | 352968.2004 | 372956.7246 | 378020.1845 | 0 | 0 | 0 | 0 | 0 | 0 | 0 | 0 | 0 | 0 | 0 | 0 | 0 | 0 | 0 | 0 | 0 | 0 | 0 | 0 | 0 | 0 | 0 | 0 | -0.046019 | -0.00025954 | -0.046329 | -0.30458 | 0.057376 | -0.003611 | -0.1043 | -0.11172 | 0.021084 | 0.01158 | 0.02344 | 0.027493 | -0.0035108 | 0.069219 | -0.037615 | 0.043341 | -0.02515 | 0.053399 | -0.064333 | 0.05351 | -0.041094 | 0.055084 | 0.013485 | 0.08075
| 128 | 4528361.0409 | 0 | 4260681.9371 | 0 |  | 528738.5515 | 501955.6866 | 505606.7828 | 488406.8519 | 355286.7324 | 371041.5678 | 388360.9076 | 361613.517 | 322697.7224 | 338319.0374 | 353189.0111 | 346915.6603 | 346320.8437 | 347087.3447 | 361603.4876 | 341113.0579 | 340761.8069 | 343692.3257 | 349617.1728 | 311300.3361 | 307093.2737 | 305398.1097 | 308349.3674 | 293477.9667 | 0 | 0 | 0 | 0 | 0 | 0 | 0 | 0 | 0 | 0 | 0 | 0 | 0 | 0 | 0 | 0 | 0 | 0 | 0 | 0 | 0 | 0 | 0 | 0 | -0.051982 | 0.0072474 | -0.03461 | -0.31822 | 0.043389 | 0.045621 | -0.071359 | -0.11386 | 0.047273 | 0.043014 | -0.017922 | -0.0017161 | 0.0022108 | 0.040972 | -0.058334 | -0.0010303 | 0.0085631 | 0.017092 | -0.11608 | -0.013607 | -0.0055353 | 0.0096172 | -0.049431 | 0.079275
| 129 | 4553614.5426 | 0 | 4298874.7953 | 0 |  | 544907.2123 | 526895.9795 | 546660.0443 | 507637.1488 | 372666.5799 | 391574.4005 | 391907.5434 | 350757.2482 | 313275.2429 | 318598.8203 | 327027.2172 | 332783.8385 | 341112.9524 | 336397.3952 | 340403.1311 | 338002.1181 | 332695.816 | 325642.1027 | 324762.5134 | 291918.596 | 294002.5556 | 289575.7691 | 294083.7698 | 277672.9832 | 0 | 0 | 0 | 0 | 0 | 0 | 0 | 0 | 0 | 0 | 0 | 0 | 0 | 0 | 0 | 0 | 0 | 0 | 0 | 0 | 0 | 0 | 0 | 0 | -0.033612 | 0.036824 | -0.07406 | -0.30908 | 0.049491 | 0.00085042 | -0.11093 | -0.11301 | 0.016851 | 0.026111 | 0.01745 | 0.024721 | -0.01392 | 0.011837 | -0.0070784 | -0.015824 | -0.02143 | -0.0027047 | -0.10662 | 0.0071135 | -0.015171 | 0.015448 | -0.057421 | 0.076704
| 130 | 4729468.3924 | 0 | 4352616.6687 | 0 |  | 543086.5627 | 514791.5752 | 517736.8054 | 488513.3216 | 352743.1748 | 371596.2524 | 374770.1605 | 348385.6443 | 318141.7016 | 321453.5713 | 336823.4117 | 324649.6727 | 343435.81 | 358331.9368 | 386766.3964 | 385421.2545 | 396657.2173 | 400376.5582 | 418996.3214 | 397583.8542 | 424638.1874 | 410273.021 | 434733.7822 | 444453.424 | 0 | 0 | 0 | 0 | 0 | 0 | 0 | 0 | 0 | 0 | 0 | 0 | 0 | 0 | 0 | 0 | 0 | 0 | 0 | 0 | 0 | 0 | 0 | 0 | -0.053507 | 0.0057049 | -0.0581 | -0.32563 | 0.052068 | 0.008505 | -0.073003 | -0.090813 | 0.010356 | 0.046706 | -0.036812 | 0.056254 | 0.04246 | 0.076361 | -0.003484 | 0.028736 | 0.009333 | 0.045457 | -0.052456 | 0.065832 | -0.034415 | 0.057911 | 0.022111 | 0.084332
| 131 | 5878926.6959 | 0 | 5434340.5789 | 0 |  | 597218.9136 | 576523.127 | 592247.1589 | 565860.6734 | 404864.7547 | 455845.8425 | 487791.8816 | 484169.559 | 452153.4485 | 459891.5805 | 489598.1641 | 490750.7408 | 505911.7138 | 508334.7835 | 533520.162 | 509553.656 | 501209.2217 | 493825.9302 | 499458.1176 | 468605.2063 | 494140.0421 | 490679.6234 | 521229.796 | 516120.8066 | 597218.9136 | 576523.127 | 592247.1589 | 565860.6734 | 0 | 455845.8425 | 487791.8816 | 484169.559 | 452153.4485 | 0 | 0 | 0 | 0 | 0 | 0 | 0 | 0 | 0 | 0 | 0 | 0 | 0 | 0 | 0 | -0.035268 | 0.026909 | -0.045576 | -0.33479 | 0.1186 | 0.067734 | -0.0074537 | -0.068414 | 0.016969 | 0.062594 | 0.0023514 | 0.030426 | 0.0047781 | 0.048357 | -0.045962 | -0.016512 | -0.014841 | 0.011341 | -0.063763 | 0.053058 | -0.0070275 | 0.0604 | -0.0098502 | 0.085148
| 132 | 4982649.6138 | 0 | 4518157.5901 | 0 |  | 519052.7429 | 483466.8351 | 501257.2203 | 484724.7252 | 345414.5249 | 363106.2658 | 391627.7686 | 359340.5229 | 328441.7765 | 351064.7777 | 387712.0675 | 386589.6689 | 392997.0782 | 410053.8169 | 446195.158 | 432335.095 | 460932.1435 | 466163.3223 | 483129.6649 | 462869.9884 | 534268.7195 | 520639.8879 | 525840.5187 | 528081.2486 | 0 | 0 | 0 | 0 | 0 | 0 | 0 | 0 | 0 | 0 | 0 | 0 | 0 | 0 | 0 | 0 | 0 | 0 | 0 | 0 | 0 | 0 | 0 | 0 | -0.071023 | 0.036137 | -0.033538 | -0.33884 | 0.04995 | 0.075616 | -0.086041 | -0.089911 | 0.066611 | 0.099292 | -0.0028991 | 0.016438 | 0.042486 | 0.084468 | -0.031555 | 0.06405 | 0.011285 | 0.035749 | -0.042839 | 0.14345 | -0.02584 | 0.0099394 | 0.0042522 | 0.095153
| 133 | 6611329.9183 | 6611329.9183 | 5876312.7787 | 5876312.7787 |  | 555765.6249 | 541468.5501 | 566612.6413 | 544856.3544 | 427332.3778 | 471674.7805 | 504081.4902 | 481952.6196 | 470969.7932 | 502208.5344 | 553094.9917 | 558967.7093 | 586881.2286 | 611699.3651 | 630949.8305 | 624922.2706 | 688927.3178 | 714701.6393 | 751364.551 | 762143.0984 | 819467.6999 | 821544.2361 | 818120.9567 | 885028.259 | 0 | 0 | 0 | 544856.3544 | 427332.3778 | 471674.7805 | 504081.4902 | 481952.6196 | 470969.7932 | 502208.5344 | 553094.9917 | 558967.7093 | 586881.2286 | 611699.3651 | 630949.8305 | 624922.2706 | 688927.3178 | 714701.6393 | 751364.551 | 762143.0984 | 819467.6999 | 821544.2361 | 818120.9567 | 885028.259 | -0.026062 | 0.045391 | -0.039154 | -0.24296 | 0.098728 | 0.066448 | -0.044892 | -0.023052 | 0.064221 | 0.096514 | 0.010562 | 0.048731 | 0.041418 | 0.030985 | -0.0095991 | 0.097509 | 0.036729 | 0.050026 | 0.014243 | 0.072521 | 0.0025308 | -0.0041756 | 0.078609 | 0.072085
| 134 | 6203785.1834 | 6203785.1834 | 5486685.1097 | 5486685.1097 |  | 502641.9793 | 489536.3947 | 506769.9761 | 482484.881 | 375057.5027 | 431301.2228 | 471022.2827 | 480948.1034 | 469086.364 | 491859.9519 | 523130.9122 | 544535.86 | 569271.7142 | 578204.2722 | 611099.7131 | 622530.7068 | 652605.2598 | 683064.853 | 700856.8787 | 676943.0158 | 751899.3582 | 792363.9053 | 828031.5599 | 900248.878 | 0 | 0 | 0 | 0 | 0 | 0 | 0 | 480948.1034 | 469086.364 | 491859.9519 | 523130.9122 | 544535.86 | 569271.7142 | 578204.2722 | 611099.7131 | 622530.7068 | 652605.2598 | 683064.853 | 700856.8787 | 676943.0158 | 751899.3582 | 792363.9053 | 828031.5599 | 900248.878 | -0.026419 | 0.034598 | -0.049108 | -0.25187 | 0.13973 | 0.088099 | 0.020854 | -0.024972 | 0.047407 | 0.061638 | 0.040102 | 0.044424 | 0.015569 | 0.055333 | 0.018533 | 0.047179 | 0.045617 | 0.025714 | -0.034717 | 0.10502 | 0.052418 | 0.044031 | 0.08362 | 0.074917
| 135 | 5734015.5921 | 0 | 5196537.9836 | 0 |  | 506332.8797 | 508730.0477 | 522847.8479 | 501164.9339 | 369047.7321 | 416288.5508 | 463739.1917 | 445902.8529 | 421948.2734 | 434902.2344 | 463867.8275 | 495315.0967 | 536134.9726 | 538426.8585 | 544165.3006 | 554047.278 | 587385.9354 | 566819.5349 | 573526.7957 | 577263.8404 | 607192.2491 | 569741.0842 | 623821.6482 | 645553.6073 | 0 | 0 | 0 | 0 | 0 | 0 | 0 | 0 | 0 | 0 | 0 | 0 | 536134.9726 | 0 | 0 | 0 | 0 | 0 | 0 | 0 | 0 | 0 | 0 | 0 | 0.0047232 | 0.027373 | -0.042355 | -0.30601 | 0.12045 | 0.10794 | -0.039221 | -0.055218 | 0.030239 | 0.064478 | 0.065594 | 0.079192 | 0.0042657 | 0.010601 | 0.017997 | 0.058432 | -0.035641 | 0.011764 | 0.0064948 | 0.050546 | -0.063663 | 0.090682 | 0.034244 | 0.085642
| 136 | 5814869.1374 | 0 | 5214563.8503 | 0 |  | 548664.5003 | 519421.1084 | 540672.1544 | 508345.1741 | 361130.4662 | 392922.7556 | 426001.1737 | 428938.2464 | 419678.3331 | 448604.7722 | 463776.9944 | 483594.1067 | 519537.8363 | 535767.6908 | 553804.7251 | 537839.3824 | 573739.6092 | 569280.4936 | 619963.1975 | 592375.4826 | 650437.8063 | 669171.417 | 699268.5693 | 714688.4716 | 0 | 0 | 0 | 0 | 0 | 0 | 0 | 0 | 0 | 0 | 0 | 0 | 0 | 0 | 0 | 0 | 0 | 0 | 0 | 0 | 0 | 0 | 0 | 0 | -0.054772 | 0.040098 | -0.061652 | -0.34192 | 0.084374 | 0.080829 | 0.0068709 | -0.021824 | 0.066654 | 0.033262 | 0.041842 | 0.071694 | 0.030761 | 0.033111 | -0.029252 | 0.064616 | -0.0078024 | 0.085287 | -0.045519 | 0.093505 | 0.028395 | 0.043995 | 0.021812 | 0.089782
| 137 | 5661729.2476 | 0 | 5186267.0705 | 0 |  | 585071.8132 | 560183.7884 | 576525.2433 | 538439.9912 | 396794.6581 | 424094.3366 | 456479.1278 | 445800.6357 | 421541.1131 | 431980.13 | 447085.8303 | 444266.9339 | 457064.6748 | 450003.5334 | 469660.3442 | 474300.0044 | 488871.545 | 519959.5339 | 543744.8234 | 523436.4041 | 529600.1322 | 540801.6479 | 544357.1237 | 546189.6068 | 585071.8132 | 560183.7884 | 576525.2433 | 538439.9912 | 0 | 0 | 0 | 0 | 0 | 0 | 0 | 0 | 0 | 0 | 0 | 0 | 0 | 0 | 0 | 0 | 0 | 0 | 0 | 0 | -0.04347 | 0.028754 | -0.068343 | -0.30526 | 0.066537 | 0.073587 | -0.023671 | -0.055955 | 0.024462 | 0.034371 | -0.006325 | 0.028399 | -0.015569 | 0.042754 | 0.0098303 | 0.03026 | 0.061651 | 0.044729 | -0.038065 | 0.011707 | 0.02093 | 0.0065529 | 0.0033607 | 0.076124
| 138 | 4647779.3052 | 0 | 4286680.5804 | 0 |  | 507972.7759 | 489564.6536 | 500974.8755 | 488136.1584 | 353310.9007 | 362417.8206 | 370513.2768 | 357139.4273 | 321896.7292 | 325532.5991 | 356925.8288 | 348018.5643 | 356308.2291 | 349544.9166 | 369049.0535 | 378328.5903 | 403475.7696 | 391096.1064 | 395457.3684 | 382682.8256 | 392254.3084 | 392859.477 | 433144.3909 | 426348.4268 | 0 | 0 | 0 | 0 | 0 | 0 | 0 | 0 | 0 | 0 | 0 | 0 | 0 | 0 | 0 | 0 | 0 | 0 | 0 | 0 | 0 | 0 | 0 | 0 | -0.036911 | 0.023039 | -0.025962 | -0.32325 | 0.025449 | 0.022092 | -0.036763 | -0.1039 | 0.011232 | 0.092065 | -0.025272 | 0.02354 | -0.019164 | 0.054298 | 0.024834 | 0.064353 | -0.031163 | 0.01109 | -0.032836 | 0.024704 | 0.0015416 | 0.097619 | -0.015814 | 0.082417
| 139 | 6374270.0949 | 6374270.0949 | 5678509.068 | 5678509.068 |  | 564578.0558 | 547791.9093 | 573844.8951 | 541191.4181 | 448105.8346 | 475502.2664 | 494947.725 | 466208.2827 | 437297.3503 | 470961.8021 | 497241.6654 | 506338.2182 | 525730.8142 | 543964.9152 | 590311.5031 | 606169.1468 | 647836.3837 | 668225.4931 | 698628.5716 | 691864.2415 | 741968.9494 | 769940.6105 | 811379.4454 | 848361.1506 | 0 | 0 | 573844.8951 | 541191.4181 | 448105.8346 | 475502.2664 | 494947.725 | 0 | 0 | 470961.8021 | 0 | 0 | 0 | 0 | 590311.5031 | 606169.1468 | 647836.3837 | 668225.4931 | 698628.5716 | 691864.2415 | 741968.9494 | 769940.6105 | 811379.4454 | 848361.1506 | -0.030183 | 0.046464 | -0.058586 | -0.18874 | 0.059342 | 0.040081 | -0.05982 | -0.064019 | 0.074164 | 0.054299 | 0.018129 | 0.037584 | 0.034095 | 0.081766 | 0.026509 | 0.066479 | 0.030988 | 0.044494 | -0.0097295 | 0.069918 | 0.037006 | 0.052422 | 0.044571 | 0.062125
| 140 | 6067840.3222 | 0 | 5472687.6274 | 0 |  | 524835.0288 | 496422.4268 | 506783.2932 | 493526.4472 | 391181.6928 | 428911.0248 | 487088.8597 | 490731.1822 | 490793.9016 | 495920.083 | 528150.3899 | 539598.2849 | 560286.215 | 577847.0653 | 589028.5942 | 586315.2045 | 598185.033 | 615014.9812 | 641121.0669 | 636285.4128 | 659380.3782 | 668702.264 | 683332.1927 | 695366.0853 | 0 | 0 | 0 | 0 | 0 | 0 | 487088.8597 | 490731.1822 | 490793.9016 | 495920.083 | 528150.3899 | 539598.2849 | 560286.215 | 577847.0653 | 589028.5942 | 586315.2045 | 0 | 0 | 641121.0669 | 0 | 0 | 0 | 0 | 0 | -0.055657 | 0.020656 | -0.026507 | -0.2324 | 0.092077 | 0.1272 | 0.0074499 | 0.0001278 | 0.010391 | 0.062966 | 0.021444 | 0.037623 | 0.030861 | 0.019165 | -0.0046172 | 0.020043 | 0.027747 | 0.041572 | -0.0075711 | 0.035653 | 0.014038 | 0.021642 | 0.017457 | 0.064666
| 141 | 5592590.9712 | 0 | 5080194.4106 | 0 |  | 547071.503 | 525975.0521 | 539534.4243 | 510699.232 | 394903.392 | 406764.2627 | 426384.2641 | 403440.7094 | 381287.4307 | 390701.5131 | 426427.3666 | 454107.3437 | 478998.8274 | 492323.1342 | 524051.0939 | 539196.9615 | 562906.6158 | 558500.3086 | 572124.3118 | 543544.9156 | 562056.8241 | 579485.6101 | 596927.9396 | 592050.9249 | 0 | 0 | 0 | 0 | 0 | 0 | 0 | 0 | 0 | 0 | 0 | 0 | 0 | 0 | 0 | 0 | 0 | 0 | 0 | 0 | 0 | 0 | 0 | 0 | -0.039326 | 0.025453 | -0.054926 | -0.25714 | 0.029593 | 0.047107 | -0.055311 | -0.056476 | 0.02439 | 0.087498 | 0.062892 | 0.053365 | 0.027437 | 0.062454 | 0.028492 | 0.043033 | -0.0078586 | 0.024101 | -0.051244 | 0.033491 | 0.030538 | 0.029656 | -0.0082037 | 0.070403
| 142 | 5138975.2262 | 0 | 4698900.1088 | 0 |  | 501563.9652 | 471187.0741 | 477294.042 | 463382.4913 | 337918.0664 | 372086.9756 | 400871.0041 | 392609.2234 | 391952.5459 | 399131.5989 | 429740.1229 | 463233.9074 | 466442.8978 | 457119.6768 | 489596.2587 | 485676.7822 | 498916.5471 | 479631.6454 | 493109.5613 | 473847.6346 | 501891.3177 | 480028.7616 | 510075.7101 | 508024.0337 | 0 | 0 | 0 | 0 | 0 | 0 | 0 | 0 | 0 | 0 | 0 | 0 | 0 | 0 | 0 | 0 | 0 | 0 | 0 | 0 | 0 | 0 | 0 | 0 | -0.062476 | 0.012878 | -0.02958 | -0.31575 | 0.096324 | 0.074512 | -0.020825 | -0.001674 | 0.01815 | 0.073889 | 0.075051 | 0.0069035 | -0.02019 | 0.068636 | -0.0080377 | 0.026895 | -0.03942 | 0.027713 | -0.039846 | 0.057498 | -0.044538 | 0.060713 | -0.0040304 | 0.082622
| 143 | 4509688.3927 | 0 | 4215299.9627 | 0 |  | 543506.432 | 510358.3391 | 519885.8713 | 496231.9957 | 348413.9713 | 355533.7978 | 369575.6111 | 335929.0648 | 321791.1493 | 311999.9635 | 323400.1269 | 325149.1422 | 334404.9081 | 336663.3216 | 344059.5038 | 346915.3408 | 356831.3313 | 344749.3947 | 346473.9409 | 328514.5663 | 332690.3407 | 323048.9714 | 345760.0372 | 336502.2912 | 0 | 0 | 0 | 0 | 0 | 0 | 0 | 0 | 0 | 0 | 0 | 0 | 0 | 0 | 0 | 0 | 0 | 0 | 0 | 0 | 0 | 0 | 0 | 0 | -0.062928 | 0.018496 | -0.046566 | -0.35365 | 0.020229 | 0.038735 | -0.095455 | -0.042997 | -0.0309 | 0.035887 | 0.0053936 | 0.028069 | 0.0067308 | 0.021731 | 0.0082662 | 0.028182 | -0.034445 | 0.0049898 | -0.053226 | 0.012631 | -0.029408 | 0.067941 | -0.02714 | 0.082373
| 144 | 5194160.203 | 0 | 4778989.3923 | 0 |  | 552517.0861 | 529476.5928 | 542546.9721 | 517522.2578 | 369394.7293 | 397989.3752 | 416575.8131 | 397823.5347 | 372116.1251 | 380125.2963 | 395777.544 | 402585.6103 | 422444.4258 | 423716.9665 | 453996.9728 | 442253.3294 | 454534.7611 | 448750.1724 | 461026.4355 | 432453.5617 | 456576.5688 | 457693.7926 | 485762.6906 | 489577.9877 | 0 | 0 | 0 | 0 | 0 | 0 | 0 | 0 | 0 | 0 | 0 | 0 | 0 | 0 | 0 | 0 | 0 | 0 | 0 | 0 | 0 | 0 | 0 | 0 | -0.042595 | 0.024386 | -0.047222 | -0.33719 | 0.07456 | 0.045643 | -0.04606 | -0.066803 | 0.021295 | 0.040351 | 0.017055 | 0.04815 | 0.0030078 | 0.069025 | -0.026208 | 0.027392 | -0.012808 | 0.026989 | -0.06398 | 0.054281 | 0.002444 | 0.05952 | 0.0078236 | 0.083766
| 145 | 4860998.6185 | 0 | 4482891.1027 | 0 |  | 526005.2382 | 497105.1565 | 512861.3894 | 484472.7103 | 359963.8833 | 375131.1573 | 386555.4306 | 376567.4764 | 346833.1626 | 350936.9341 | 374170.477 | 379456.1296 | 402659.1672 | 385069.893 | 402637.5028 | 397851.8785 | 418195.134 | 423658.6463 | 426943.4207 | 411072.868 | 417611.4715 | 410472.003 | 456770.603 | 435580.8541 | 0 | 0 | 0 | 0 | 0 | 0 | 0 | 0 | 0 | 0 | 0 | 0 | 0 | 0 | 0 | 0 | 0 | 0 | 0 | 0 | 0 | 0 | 0 | 0 | -0.05651 | 0.031204 | -0.056945 | -0.29706 | 0.041272 | 0.03 | -0.026178 | -0.082253 | 0.011763 | 0.064105 | 0.014027 | 0.059351 | -0.044666 | 0.044612 | -0.011957 | 0.049868 | 0.01298 | 0.0077234 | -0.037881 | 0.015781 | -0.017244 | 0.10687 | -0.047501 | 0.078228
| 146 | 5214127.4097 | 0 | 4812200.2164 | 0 |  | 554964.9602 | 527338.0311 | 531962.5278 | 510580.7225 | 383980.6312 | 417925.5513 | 430997.3928 | 389385.2768 | 371687.6571 | 382694.4062 | 399400.1368 | 400554.0302 | 410523.789 | 420675.6356 | 451507.6709 | 448741.5608 | 462634.6656 | 472070.9328 | 486223.9466 | 453145.1645 | 458935.1385 | 456749.6274 | 462408.4255 | 446027.5812 | 0 | 0 | 0 | 0 | 0 | 0 | 0 | 0 | 0 | 0 | 0 | 0 | 0 | 0 | 0 | 0 | 0 | 0 | 0 | 0 | 0 | 0 | 0 | 0 | -0.051063 | 0.0087313 | -0.041024 | -0.28496 | 0.084711 | 0.030799 | -0.10153 | -0.046515 | 0.029183 | 0.042727 | 0.0028849 | 0.024585 | 0.024428 | 0.07073 | -0.0061452 | 0.030491 | 0.020192 | 0.02954 | -0.070457 | 0.012696 | -0.0047735 | 0.012313 | -0.036068 | 0.074415
| 147 | 6142366.4611 | 6142366.4611 | 5639858.3232 | 5639858.3232 |  | 608157.8123 | 586594.4783 | 599574.2849 | 572832.9499 | 401361.8839 | 454431.5391 | 493779.1435 | 488137.3222 | 460639.1932 | 480780.3573 | 501219.9723 | 514306.4504 | 521188.0052 | 536719.3964 | 570964.5613 | 570697.7587 | 586735.2553 | 563158.3193 | 575645.5779 | 547170.7669 | 551317.0292 | 557694.7552 | 587145.8249 | 590773.5776 | 608157.8123 | 586594.4783 | 599574.2849 | 572832.9499 | 0 | 0 | 493779.1435 | 488137.3222 | 460639.1932 | 480780.3573 | 501219.9723 | 514306.4504 | 0 | 0 | 570964.5613 | 0 | 0 | 0 | 0 | 0 | 0 | 0 | 0 | 0 | -0.036101 | 0.021886 | -0.045626 | -0.35573 | 0.12418 | 0.083041 | -0.011492 | -0.057982 | 0.042795 | 0.041635 | 0.025774 | 0.013292 | 0.029365 | 0.061852 | -0.00046739 | 0.027714 | -0.041013 | 0.021931 | -0.050731 | 0.0075491 | 0.011502 | 0.051461 | 0.0061596 | 0.088845
| 148 | 4642344.8684 | 0 | 4314094.3331 | 0 |  | 529162.3602 | 510696.8185 | 517470.7616 | 492169.3684 | 330590.7081 | 357543.3469 | 387414.7481 | 365404.2591 | 334847.9077 | 339610.1261 | 343885.151 | 333364.3874 | 353120.8873 | 347217.6968 | 361048.7217 | 358015.4374 | 380783.6244 | 393732.8213 | 390973.0737 | 363173.897 | 376270.1247 | 365904.9487 | 381330.494 | 366681.0257 | 0 | 0 | 0 | 0 | 0 | 0 | 0 | 0 | 0 | 0 | 0 | 0 | 0 | 0 | 0 | 0 | 0 | 0 | 0 | 0 | 0 | 0 | 0 | 0 | -0.035519 | 0.013177 | -0.05013 | -0.39794 | 0.078376 | 0.080239 | -0.058492 | -0.087328 | 0.014122 | 0.012509 | -0.031072 | 0.057574 | -0.016859 | 0.039061 | -0.0084368 | 0.061655 | 0.033441 | -0.0070339 | -0.073757 | 0.035426 | -0.027934 | 0.041293 | -0.039174 | 0.09589
| 149 | 6097049.077 | 0 | 5504942.4197 | 5504942.4197 |  | 592883.8354 | 579545.9067 | 611382.7379 | 571393.6521 | 440858.291 | 452695.7217 | 458900.7593 | 429021.3218 | 407723.0895 | 410683.6632 | 436789.3318 | 455545.9741 | 490579.0717 | 519983.2435 | 566955.4814 | 568792.7974 | 584823.6405 | 587669.1793 | 639273.2037 | 642048.0621 | 671596.1139 | 661070.4207 | 688948.5737 | 667791.8357 | 592883.8354 | 579545.9067 | 611382.7379 | 571393.6521 | 440858.291 | 0 | 0 | 0 | 0 | 0 | 0 | 0 | 0 | 0 | 0 | 0 | 0 | 0 | 0 | 642048.0621 | 671596.1139 | 0 | 0 | 0 | -0.022754 | 0.053478 | -0.067645 | -0.25935 | 0.026497 | 0.013614 | -0.067327 | -0.050918 | 0.007235 | 0.061628 | 0.042046 | 0.07409 | 0.05821 | 0.086484 | 0.0032354 | 0.027794 | 0.0048538 | 0.084168 | 0.0043313 | 0.044994 | -0.015797 | 0.041306 | -0.03119 | 0.073067
| 150 | 6296971.2686 | 6296971.2686 | 5665079.715 | 5665079.715 |  | 535073.4518 | 513117.5121 | 532308.7939 | 509708.6987 | 396720.3675 | 446588.0102 | 500195.7526 | 515737.2526 | 489515.284 | 518761.1638 | 542589.5645 | 557351.0039 | 588798.1987 | 583560.4926 | 611222.8645 | 607643.1168 | 645741.5046 | 670912.3832 | 666077.1135 | 646451.8409 | 682872.7993 | 704116.033 | 729616.4686 | 761681.3218 | 0 | 0 | 0 | 0 | 0 | 0 | 500195.7526 | 515737.2526 | 489515.284 | 518761.1638 | 542589.5645 | 557351.0039 | 588798.1987 | 583560.4926 | 611222.8645 | 607643.1168 | 645741.5046 | 670912.3832 | 666077.1135 | 646451.8409 | 682872.7993 | 704116.033 | 729616.4686 | 761681.3218 | -0.041899 | 0.036719 | -0.043384 | -0.25061 | 0.1184 | 0.11336 | 0.030598 | -0.052182 | 0.058028 | 0.04491 | 0.026842 | 0.054888 | -0.0089354 | 0.046314 | -0.0058739 | 0.060812 | 0.038239 | -0.0072331 | -0.029907 | 0.05481 | 0.030635 | 0.035576 | 0.043009 | 0.073063
| 151 | 2303796.6009 | 0 | 2274281.1828 | 0 |  | 649427.9278 | 567215.3141 | 590118.3688 | 416367.8419 | 204639.1563 | 91268.2838 | 65635.7083 | 34775.2604 | 15422.1503 | 15620.9544 | 16678.3124 | 20014.449 | 21069.2809 | 23721.155 | 25845.2533 | 27359.0762 | 26781.6245 | 28564.119 | 29027.9315 | 30897.6043 | 31895.0983 | 32981.868 | 34111.42 | 35440.0919 | 649427.9278 | 567215.3141 | 590118.3688 | 0 | 0 | 0 | 0 | 0 | 0 | 0 | 0 | 0 | 0 | 0 | 0 | 0 | 0 | 0 | 0 | 0 | 0 | 0 | 0 | 0 | -0.13535 | 0.039584 | -0.34875 | -0.71032 | -0.80744 | -0.32968 | -0.63521 | -0.8131 | 0.012808 | 0.065496 | 0.18235 | 0.051362 | 0.11855 | 0.08576 | 0.056921 | -0.021332 | 0.064435 | 0.016107 | 0.06242 | 0.031774 | 0.033506 | 0.033674 | 0.038211 | 0.31494
| 152 | 4671472.2329 | 0 | 4298258.1555 | 0 |  | 503798.8374 | 491091.9338 | 497692.3546 | 485627.6632 | 336669.713 | 349311.98 | 369935.7425 | 347090.0513 | 336137.4652 | 348394.912 | 371327.0142 | 360547.706 | 365624.3662 | 379896.013 | 373359.3191 | 367804.9532 | 370061.5424 | 388177.1402 | 418666.0424 | 402264.7936 | 402375.033 | 423228.1159 | 438991.6684 | 433997.4613 | 0 | 0 | 0 | 0 | 0 | 0 | 0 | 0 | 0 | 0 | 0 | 0 | 0 | 0 | 0 | 0 | 0 | 0 | 0 | 0 | 0 | 0 | 0 | 0 | -0.025546 | 0.013351 | -0.02454 | -0.36634 | 0.036863 | 0.057364 | -0.063745 | -0.032064 | 0.035816 | 0.063746 | -0.029459 | 0.013982 | 0.038291 | -0.017356 | -0.014988 | 0.0061165 | 0.047792 | 0.075612 | -0.039963 | 0.00027401 | 0.050527 | 0.036569 | -0.011442 | 0.086988
| 153 | 6702879.4654 | 6702879.4654 | 6052110.2997 | 6052110.2997 |  | 596202.1737 | 575577.6757 | 603435.6455 | 570135.7578 | 451382.1078 | 518169.6984 | 558899.2572 | 543209.5645 | 495797.6595 | 524580.1019 | 578485.1359 | 583750.3718 | 564240.9463 | 581409.7316 | 618129.1222 | 612280.2485 | 650841.768 | 643711.0296 | 677871.3763 | 671384.5622 | 709322.2259 | 723754.1254 | 753963.0315 | 775904.2406 | 596202.1737 | 575577.6757 | 603435.6455 | 570135.7578 | 451382.1078 | 518169.6984 | 558899.2572 | 543209.5645 | 495797.6595 | 524580.1019 | 578485.1359 | 583750.3718 | 564240.9463 | 581409.7316 | 618129.1222 | 612280.2485 | 650841.768 | 643711.0296 | 677871.3763 | 671384.5622 | 709322.2259 | 723754.1254 | 753963.0315 | 775904.2406 | -0.035206 | 0.047265 | -0.056765 | -0.23356 | 0.13799 | 0.075666 | -0.028474 | -0.091327 | 0.05643 | 0.097815 | 0.0090606 | -0.033992 | 0.029974 | 0.061242 | -0.0095073 | 0.061076 | -0.011017 | 0.051708 | -0.0096155 | 0.054968 | 0.020142 | 0.040892 | 0.028686 | 0.074898
| 154 | 5219959.9557 | 0 | 4826860.5875 | 0 |  | 542412.6981 | 513116.9252 | 524781.0271 | 501082.1648 | 362584.9875 | 398436.1263 | 430455.7448 | 422020.6127 | 404409.9214 | 411108.2722 | 425750.9727 | 429644.4737 | 438582.5965 | 433669.1675 | 464936.8673 | 455205.8177 | 460849.8334 | 453781.7588 | 455178.3725 | 431936.9442 | 444636.6792 | 439972.7168 | 461829.4704 | 438867.8751 | 0 | 0 | 0 | 0 | 0 | 0 | 0 | 0 | 0 | 0 | 0 | 0 | 0 | 0 | 0 | 0 | 0 | 0 | 0 | 0 | 0 | 0 | 0 | 0 | -0.055523 | 0.022477 | -0.046211 | -0.32351 | 0.094288 | 0.077297 | -0.01979 | -0.042625 | 0.016428 | 0.034998 | 0.0091035 | 0.02059 | -0.011266 | 0.06962 | -0.021152 | 0.012323 | -0.015456 | 0.003073 | -0.05241 | 0.028978 | -0.010545 | 0.048483 | -0.050997 | 0.080334
| 155 | 6254605.909 | 6254605.909 | 5691908.2039 | 5691908.2039 |  | 599103.4866 | 578250.1245 | 596717.6075 | 559959.136 | 437640.5063 | 458459.4919 | 487592.4212 | 472764.5153 | 468024.6058 | 480157.7114 | 519436.3738 | 526662.6489 | 545329.1294 | 551006.7789 | 570933.1344 | 573675.4145 | 589535.2276 | 613630.479 | 601482.7127 | 572619.3567 | 585265.9506 | 616921.0058 | 685805.5273 | 679169.0634 | 599103.4866 | 578250.1245 | 596717.6075 | 559959.136 | 437640.5063 | 458459.4919 | 487592.4212 | 472764.5153 | 468024.6058 | 480157.7114 | 519436.3738 | 526662.6489 | 545329.1294 | 551006.7789 | 0 | 0 | 0 | 0 | 0 | 0 | 0 | 0 | 0 | 0 | -0.035428 | 0.031437 | -0.06358 | -0.24647 | 0.046474 | 0.061608 | -0.030882 | -0.010077 | 0.025594 | 0.07863 | 0.013816 | 0.034829 | 0.010358 | 0.035525 | 0.0047917 | 0.027271 | 0.040058 | -0.019995 | -0.049177 | 0.021845 | 0.052675 | 0.10585 | -0.009724 | 0.068327
| 156 | 6594912.2039 | 6594912.2039 | 5896330.2744 | 5896330.2744 |  | 536597.2493 | 525768.1816 | 548767.7442 | 530825.8648 | 423540.6398 | 482151.8266 | 517995.8732 | 517315.0987 | 497054.3974 | 530157.7126 | 578601.4394 | 572491.9007 | 592694.0136 | 607996.275 | 654048.3741 | 673564.5104 | 705311.1087 | 692024.4654 | 711410.2156 | 698288.4951 | 750577.2406 | 777435.0447 | 815137.5139 | 839441.599 | 0 | 0 | 0 | 0 | 423540.6398 | 482151.8266 | 517995.8732 | 517315.0987 | 497054.3974 | 530157.7126 | 578601.4394 | 572491.9007 | 592694.0136 | 607996.275 | 654048.3741 | 673564.5104 | 705311.1087 | 692024.4654 | 711410.2156 | 698288.4951 | 750577.2406 | 777435.0447 | 815137.5139 | 839441.599 | -0.020387 | 0.042815 | -0.033241 | -0.22578 | 0.12961 | 0.071708 | -0.0013151 | -0.039953 | 0.064475 | 0.087439 | -0.010615 | 0.03468 | 0.02549 | 0.073013 | 0.029402 | 0.046055 | -0.019018 | 0.027628 | -0.018617 | 0.07221 | 0.035158 | 0.047357 | 0.02938 | 0.068183
| 157 | 5673491.3615 | 0 | 5147161.1409 | 0 |  | 511915.2622 | 501748.8574 | 526173.3674 | 503753.9443 | 393665.3305 | 423447.2859 | 459707.6319 | 460070.1001 | 438547.6988 | 456332.8984 | 456301.526 | 465181.4589 | 492292.7244 | 490178.9597 | 523547.7692 | 524943.7462 | 543942.7648 | 547914.7923 | 559934.6495 | 551989.9471 | 582016.8967 | 585748.4133 | 611310.4926 | 615270.8441 | 0 | 0 | 0 | 0 | 0 | 0 | 0 | 0 | 0 | 0 | 0 | 0 | 0 | 0 | 0 | 0 | 0 | 0 | 0 | 0 | 0 | 0 | 0 | 0 | -0.020059 | 0.047531 | -0.043543 | -0.24659 | 0.072928 | 0.082162 | 0.00078816 | -0.04791 | 0.039754 | -6.8751e-05 | 0.019274 | 0.056646 | -0.004303 | 0.065858 | 0.0026628 | 0.035553 | 0.0072758 | 0.0217 | -0.01429 | 0.05297 | 0.0063909 | 0.042715 | 0.0064576 | 0.065535
| 158 | 4991575.5948 | 0 | 4600662.5223 | 0 |  | 512209.1615 | 486865.1206 | 500303.0316 | 475712.4399 | 344840.4112 | 397917.07 | 423284.3426 | 411178.5599 | 389388.119 | 397548.1827 | 401341.4406 | 399667.513 | 414708.5269 | 411653.6259 | 432450.2262 | 433618.2002 | 426972.7292 | 417333.5411 | 414902.37 | 427147.1358 | 436378.2572 | 435999.67 | 447896.3535 | 457411.4242 | 0 | 0 | 0 | 0 | 0 | 0 | 0 | 0 | 0 | 0 | 0 | 0 | 0 | 0 | 0 | 0 | 0 | 0 | 0 | 0 | 0 | 0 | 0 | 0 | -0.050746 | 0.027227 | -0.0504 | -0.32173 | 0.14316 | 0.061801 | -0.029017 | -0.054451 | 0.02074 | 0.0094964 | -0.0041796 | 0.036943 | -0.0073936 | 0.049285 | 0.0026972 | -0.015444 | -0.022834 | -0.0058425 | 0.029085 | 0.021381 | -0.00086794 | 0.02692 | 0.021021 | 0.08107
| 159 | 4567072.0328 | 0 | 4202220.0197 | 0 |  | 503130.9167 | 479960.5263 | 493555.5624 | 477404.4299 | 340964.8347 | 373378.7994 | 360541.4499 | 344689.6076 | 305499.2607 | 312246.7057 | 321622.9789 | 336161.5048 | 345978.7663 | 364437.315 | 376110.6384 | 365460.5906 | 387849.9539 | 393749.6273 | 396393.9939 | 381736.0964 | 416684.4309 | 415050.3572 | 412266.686 | 412296.7897 | 0 | 0 | 0 | 0 | 0 | 0 | 0 | 0 | 0 | 0 | 0 | 0 | 0 | 0 | 0 | 0 | 0 | 0 | 0 | 0 | 0 | 0 | 0 | 0 | -0.047147 | 0.027932 | -0.033271 | -0.33658 | 0.090814 | -0.034987 | -0.044963 | -0.1207 | 0.021846 | 0.029586 | 0.044212 | 0.028786 | 0.051977 | 0.031529 | -0.028725 | 0.05946 | 0.015097 | 0.0066934 | -0.037679 | 0.0876 | -0.0039293 | -0.0067294 | 7.3017e-05 | 0.08617
| 160 | 5314494.6965 | 0 | 4903072.6438 | 0 |  | 530854.0849 | 511788.5692 | 534655.4457 | 502854.3337 | 390915.8969 | 420820.1965 | 449537.9185 | 429162.565 | 411728.5706 | 426936.4661 | 438741.9662 | 432669.7159 | 441566.9115 | 444584.7634 | 453127.6846 | 442242.6346 | 453618.6908 | 466650.6922 | 469572.4503 | 453509.8842 | 471408.748 | 449899.4635 | 472646.8605 | 475484.4006 | 0 | 0 | 0 | 0 | 0 | 0 | 0 | 0 | 0 | 0 | 0 | 0 | 0 | 0 | 0 | 0 | 0 | 0 | 0 | 0 | 0 | 0 | 0 | 0 | -0.036576 | 0.043711 | -0.061322 | -0.25181 | 0.073713 | 0.066015 | -0.046384 | -0.041471 | 0.036271 | 0.027276 | -0.013937 | 0.020355 | 0.0068112 | 0.019033 | -0.024315 | 0.025398 | 0.028324 | 0.0062416 | -0.034806 | 0.038708 | -0.046701 | 0.049324 | 0.0059856 | 0.06608
| 161 | 6262366.1761 | 6262366.1761 | 5651264.3641 | 5651264.3641 |  | 591450.7024 | 576311.3438 | 607881.2095 | 579612.7507 | 479217.1016 | 475861.0632 | 485915.5514 | 451071.5884 | 435105.1117 | 452564.6374 | 480144.1505 | 483029.4815 | 516960.7861 | 528860.329 | 564737.6752 | 579089.7881 | 586559.7998 | 575327.5834 | 612702.7034 | 636969.3498 | 657361.3276 | 682677.5398 | 717717.2973 | 725421.5151 | 591450.7024 | 576311.3438 | 607881.2095 | 579612.7507 | 479217.1016 | 475861.0632 | 0 | 0 | 0 | 0 | 0 | 0 | 0 | 0 | 0 | 579089.7881 | 0 | 0 | 0 | 636969.3498 | 0 | 0 | 717717.2973 | 725421.5151 | -0.02593 | 0.053331 | -0.047619 | -0.19021 | -0.0070278 | 0.020909 | -0.074409 | -0.036038 | 0.039343 | 0.059156 | 0.0059913 | 0.067889 | 0.022757 | 0.065637 | 0.025096 | 0.012817 | -0.019335 | 0.06294 | 0.038842 | 0.031512 | 0.037789 | 0.050053 | 0.010677 | 0.057867
| 162 | 6196457.56 | 6196457.56 | 5645603.7088 | 5645603.7088 |  | 566048.7382 | 532204.3568 | 548519.2479 | 533205.6348 | 428533.0206 | 460565.1143 | 499799.365 | 494499.2377 | 488536.9286 | 504972.6577 | 533188.7187 | 540528.5211 | 576676.0353 | 579484.3431 | 591765.6984 | 578341.4013 | 594469.0688 | 591744.6547 | 605482.7821 | 585689.2208 | 600676.4346 | 629953.8567 | 645380.6913 | 628962.5127 | 0 | 0 | 0 | 0 | 428533.0206 | 460565.1143 | 499799.365 | 494499.2377 | 488536.9286 | 504972.6577 | 533188.7187 | 540528.5211 | 576676.0353 | 579484.3431 | 591765.6984 | 0 | 0 | 0 | 0 | 0 | 0 | 0 | 0 | 0 | -0.061653 | 0.030195 | -0.028315 | -0.21854 | 0.072086 | 0.081753 | -0.010661 | -0.012131 | 0.033089 | 0.054371 | 0.013672 | 0.064733 | 0.004858 | 0.020972 | -0.022946 | 0.027504 | -0.0045935 | 0.022951 | -0.033237 | 0.025267 | 0.04759 | 0.024194 | -0.025769 | 0.060645
| 163 | 5855325.0077 | 0 | 5282683.4356 | 0 |  | 572429.1988 | 546560.1055 | 570074.1356 | 525798.0838 | 386391.9105 | 405608.8974 | 430042.3697 | 421766.2519 | 416045.2718 | 442812.8258 | 457617.426 | 464219.041 | 492874.4689 | 509921.9419 | 551561.3969 | 566278.7478 | 579822.0086 | 555998.0743 | 597094.6475 | 581499.343 | 617119.7195 | 639192.1942 | 682461.3005 | 668373.6037 | 0 | 0 | 570074.1356 | 0 | 0 | 0 | 0 | 0 | 0 | 0 | 0 | 0 | 0 | 0 | 0 | 0 | 0 | 0 | 0 | 0 | 0 | 0 | 0 | 0 | -0.046245 | 0.042122 | -0.080849 | -0.30807 | 0.048537 | 0.058494 | -0.019432 | -0.013657 | 0.062353 | 0.032886 | 0.014323 | 0.059898 | 0.034003 | 0.078496 | 0.026333 | 0.023635 | -0.041956 | 0.071311 | -0.026466 | 0.059453 | 0.035142 | 0.065501 | -0.020859 | 0.081191
| 164 | 5627603.5379 | 0 | 5171272.1602 | 0 |  | 567932.9379 | 539822.7305 | 550005.8573 | 530084.5093 | 389347.2053 | 427351.3237 | 456300.8463 | 447098.9332 | 425972.336 | 426662.2888 | 455552.9198 | 469863.6626 | 483801.9729 | 482756.0335 | 501354.2458 | 501177.3823 | 515913.5818 | 519272.7166 | 507206.1551 | 490394.4221 | 505604.9772 | 506261.1602 | 525606.4794 | 538753.2157 | 0 | 0 | 0 | 0 | 0 | 0 | 0 | 0 | 0 | 0 | 0 | 0 | 0 | 0 | 0 | 0 | 0 | 0 | 0 | 0 | 0 | 0 | 0 | 0 | -0.050763 | 0.018688 | -0.036892 | -0.30856 | 0.093135 | 0.065546 | -0.020372 | -0.048405 | 0.0016184 | 0.065519 | 0.030931 | 0.029233 | -0.0021643 | 0.037802 | -0.00035283 | 0.028979 | 0.0064899 | -0.023512 | -0.033708 | 0.030546 | 0.001297 | 0.0375 | 0.024705 | 0.076328
| 165 | 4083666.6606 | 0 | 3834195.7353 | 0 |  | 511959.2737 | 487220.859 | 501837.2262 | 474661.7911 | 315388.8994 | 327773.1523 | 345969.5246 | 307499.0564 | 278003.17 | 286432.6616 | 279583.5221 | 274157.9431 | 288036.3572 | 281900.4962 | 294573.9589 | 294071.1164 | 294121.5126 | 290142.3012 | 280592.6715 | 270346.8747 | 289920.9247 | 280389.6604 | 284570.4853 | 276810.4487 | 0 | 0 | 0 | 0 | 0 | 0 | 0 | 0 | 0 | 0 | 0 | 0 | 0 | 0 | 0 | 0 | 0 | 0 | 0 | 0 | 0 | 0 | 0 | 0 | -0.049528 | 0.029558 | -0.055673 | -0.4088 | 0.038515 | 0.054029 | -0.11788 | -0.10084 | 0.029871 | -0.024202 | -0.019597 | 0.049382 | -0.021533 | 0.043976 | -0.0017085 | 0.00017136 | -0.013621 | -0.033467 | -0.037198 | 0.069902 | -0.033428 | 0.014801 | -0.027648 | 0.095809
| 166 | 5049431.5905 | 0 | 4672667.1363 | 0 |  | 555281.1524 | 538248.655 | 539883.6301 | 504059.6094 | 328947.5156 | 370195.6593 | 392437.3115 | 390093.3468 | 363889.7555 | 390274.3279 | 386616.3121 | 396337.5411 | 411745.4582 | 424072.2714 | 444257.634 | 428523.9734 | 428773.0141 | 431277.8498 | 457979.2225 | 417520.736 | 443751.9224 | 416614.9975 | 437317.4292 | 410597.6868 | 0 | 0 | 0 | 0 | 0 | 0 | 0 | 0 | 0 | 0 | 0 | 0 | 0 | 0 | 0 | 0 | 0 | 0 | 0 | 0 | 0 | 0 | 0 | 0 | -0.031154 | 0.003033 | -0.068659 | -0.4268 | 0.11813 | 0.058345 | -0.0059907 | -0.069535 | 0.069999 | -0.0094171 | 0.024833 | 0.038139 | 0.029499 | 0.046501 | -0.036058 | 0.00058099 | 0.0058249 | 0.060071 | -0.09249 | 0.060931 | -0.063103 | 0.048497 | -0.063045 | 0.10525
| 167 | 5196721.7148 | 0 | 4781859.0672 | 0 |  | 533040.4305 | 509162.5398 | 518526.1558 | 488707.0811 | 360063.4692 | 399480.0941 | 426594.9981 | 413245.6932 | 396386.7757 | 401814.0227 | 425859.7713 | 429082.7724 | 437828.985 | 435063.2726 | 448285.6091 | 445889.8464 | 459366.6792 | 458039.9824 | 476283.023 | 439865.3557 | 461368.6396 | 461339.5988 | 491572.8741 | 471772.9023 | 0 | 0 | 0 | 0 | 0 | 0 | 0 | 0 | 0 | 0 | 0 | 0 | 0 | 0 | 0 | 0 | 0 | 0 | 0 | 0 | 0 | 0 | 0 | 0 | -0.04583 | 0.018223 | -0.059227 | -0.30548 | 0.10388 | 0.065671 | -0.031793 | -0.041652 | 0.013599 | 0.058121 | 0.0075397 | 0.020179 | -0.0063369 | 0.029939 | -0.0053586 | 0.029777 | -0.0028923 | 0.039056 | -0.079544 | 0.047729 | -6.2947e-05 | 0.063476 | -0.041112 | 0.079258
| 168 | 4611094.0799 | 0 | 4272505.1115 | 0 |  | 512857.9498 | 485576.7319 | 502479.6915 | 479012.5931 | 335270.1346 | 351024.2611 | 369192.8525 | 351940.1228 | 327906.2907 | 332012.6265 | 337189.6047 | 344218.6568 | 370353.1082 | 364792.8355 | 389057.8704 | 380773.4252 | 394084.8329 | 404341.5589 | 403501.1763 | 368266.8274 | 378294.0923 | 388508.4568 | 383065.6517 | 388571.9102 | 0 | 0 | 0 | 0 | 0 | 0 | 0 | 0 | 0 | 0 | 0 | 0 | 0 | 0 | 0 | 0 | 0 | 0 | 0 | 0 | 0 | 0 | 0 | 0 | -0.054662 | 0.034218 | -0.047828 | -0.35679 | 0.045919 | 0.050464 | -0.047858 | -0.070733 | 0.012445 | 0.015472 | 0.020632 | 0.07318 | -0.015127 | 0.064398 | -0.021524 | 0.034362 | 0.025694 | -0.0020806 | -0.091372 | 0.026864 | 0.026643 | -0.014109 | 0.014272 | 0.086704
| 169 | 4239497.2646 | 0 | 4009903.1593 | 0 |  | 550229.5642 | 525032.3614 | 536661.1966 | 506921.6675 | 350454.893 | 356346.6646 | 353867.2888 | 330389.1658 | 283695.7209 | 276723.5231 | 275044.1504 | 273693.56 | 274867.1905 | 287157.0484 | 301117.2481 | 292185.5569 | 290270.1457 | 284925.3383 | 284016.7907 | 267062.5913 | 268058.9538 | 258462.0136 | 262065.4618 | 252588.0177 | 0 | 0 | 0 | 0 | 0 | 0 | 0 | 0 | 0 | 0 | 0 | 0 | 0 | 0 | 0 | 0 | 0 | 0 | 0 | 0 | 0 | 0 | 0 | 0 | -0.046876 | 0.021907 | -0.05701 | -0.36912 | 0.016672 | -0.0069821 | -0.068651 | -0.15237 | -0.024883 | -0.0060873 | -0.0049225 | 0.004279 | 0.043741 | 0.04747 | -0.030111 | -0.006577 | -0.018585 | -0.0031938 | -0.06155 | 0.0037239 | -0.036458 | 0.013846 | -0.036835 | 0.084459
| 170 | 3683408.7514 | 0 | 3507689.9937 | 0 |  | 513355.9145 | 486399.7966 | 497226.6677 | 466861.7824 | 301949.4349 | 307480.9902 | 307460.6099 | 273988.2086 | 251787.5914 | 242733.4199 | 239257.7796 | 228537.8313 | 234734.8054 | 227752.5012 | 241549.5916 | 229277.2135 | 217796.3581 | 208916.9024 | 201515.1149 | 195314.9018 | 205763.3448 | 195335.9264 | 199003.7437 | 197085.7151 | 0 | 0 | 0 | 0 | 0 | 0 | 0 | 0 | 0 | 0 | 0 | 0 | 0 | 0 | 0 | 0 | 0 | 0 | 0 | 0 | 0 | 0 | 0 | 0 | -0.053938 | 0.022015 | -0.063013 | -0.43577 | 0.018154 | -6.6284e-05 | -0.11526 | -0.084499 | -0.036622 | -0.014422 | -0.04584 | 0.026755 | -0.030197 | 0.058815 | -0.052143 | -0.051371 | -0.041624 | -0.036072 | -0.031251 | 0.052114 | -0.052006 | 0.018603 | -0.0096849 | 0.095854
| 171 | 5006928.3059 | 0 | 4641714.8581 | 0 |  | 527734.2439 | 507929.1983 | 531507.1226 | 509511.1647 | 394468.5298 | 419600.6377 | 412665.2332 | 388086.2755 | 375346.5638 | 367942.8903 | 381272.9073 | 394403.9055 | 395623.9792 | 408201.7209 | 426481.5106 | 406765.4021 | 403907.8493 | 407631.9764 | 411436.6094 | 401969.6575 | 415667.1605 | 400373.1479 | 416157.0248 | 427995.9945 | 0 | 0 | 0 | 0 | 0 | 0 | 0 | 0 | 0 | 0 | 0 | 0 | 0 | 0 | 0 | 0 | 0 | 0 | 0 | 0 | 0 | 0 | 0 | 0 | -0.038251 | 0.045375 | -0.042265 | -0.25591 | 0.061764 | -0.016667 | -0.061409 | -0.033378 | -0.019922 | 0.035588 | 0.03386 | 0.0030887 | 0.031297 | 0.043808 | -0.047332 | -0.0070499 | 0.009178 | 0.0092902 | -0.023278 | 0.033508 | -0.037488 | 0.038666 | 0.028051 | 0.064456
| 172 | 5951977.9183 | 0 | 5420049.9243 | 0 |  | 567519.1297 | 536531.8604 | 546018.1575 | 529276.8487 | 443876.5621 | 463450.3062 | 494042.1743 | 468926.496 | 436159.2681 | 464684.317 | 491780.7805 | 496039.5307 | 507265.183 | 517253.8081 | 518090.5058 | 519163.8187 | 550627.2509 | 555886.625 | 580064.0771 | 587146.961 | 596294.9368 | 602140.6557 | 611071.1309 | 607496.9419 | 0 | 0 | 0 | 0 | 443876.5621 | 463450.3062 | 494042.1743 | 0 | 0 | 0 | 0 | 0 | 0 | 0 | 0 | 0 | 0 | 0 | 0 | 0 | 0 | 0 | 0 | 0 | -0.056149 | 0.017526 | -0.031141 | -0.17597 | 0.043153 | 0.063922 | -0.052175 | -0.072439 | 0.063351 | 0.056675 | 0.0086226 | 0.022378 | 0.0195 | 0.0016163 | 0.0020695 | 0.058839 | 0.0095063 | 0.042574 | 0.012137 | 0.01546 | 0.0097557 | 0.014722 | -0.0058662 | 0.05368
| 173 | 5878318.558 | 0 | 5351268.2634 | 0 |  | 564007.3525 | 540626.4691 | 553270.7436 | 543569.8129 | 437082.9027 | 461971.0809 | 468720.9398 | 447616.85 | 425668.813 | 435616.6453 | 472445.5485 | 464288.8462 | 512811.9112 | 514733.3744 | 533765.0938 | 521061.6586 | 542732.2709 | 564047.6422 | 566383.4221 | 541953.0462 | 562710.4734 | 580018.1061 | 632433.9292 | 626491.3463 | 0 | 0 | 0 | 543569.8129 | 437082.9027 | 461971.0809 | 0 | 0 | 0 | 0 | 0 | 0 | 0 | 0 | 0 | 0 | 0 | 0 | 0 | 0 | 0 | 0 | 0 | 0 | -0.042339 | 0.023119 | -0.017689 | -0.21804 | 0.055379 | 0.014505 | -0.04607 | -0.050276 | 0.023101 | 0.08116 | -0.017416 | 0.099402 | 0.0037399 | 0.036307 | -0.024087 | 0.040748 | 0.038523 | 0.0041326 | -0.044092 | 0.037586 | 0.030294 | 0.086516 | -0.0094408 | 0.064616
| 174 | 5671913.5139 | 0 | 5207632.2658 | 0 |  | 585800.9211 | 556899.4293 | 584140.4235 | 547959.5304 | 382720.468 | 429334.4285 | 455077.3633 | 435052.311 | 409225.8014 | 426806.5673 | 456773.7549 | 448143.4429 | 486373.2056 | 507815.0589 | 522037.3201 | 487089.2279 | 490701.1854 | 499744.1283 | 496597.629 | 474072.2617 | 514665.8864 | 532587.6981 | 528683.1964 | 534301.2173 | 585800.9211 | 556899.4293 | 584140.4235 | 547959.5304 | 0 | 0 | 0 | 0 | 0 | 0 | 0 | 0 | 0 | 0 | 0 | 0 | 0 | 0 | 0 | 0 | 0 | 0 | 0 | 0 | -0.050595 | 0.047757 | -0.06394 | -0.3589 | 0.11493 | 0.058231 | -0.045001 | -0.061199 | 0.042064 | 0.067857 | -0.019075 | 0.081863 | 0.043141 | 0.027622 | -0.069292 | 0.007388 | 0.018261 | -0.0063161 | -0.04642 | 0.082158 | 0.03423 | -0.0073582 | 0.01057 | 0.093243
| 175 | 6319235.3765 | 6319235.3765 | 5669402.8723 | 5669402.8723 |  | 530115.2969 | 519579.4615 | 543396.9359 | 524942.466 | 416800.5603 | 458538.3411 | 479289.3585 | 474863.0406 | 472772.8685 | 488171.3077 | 524974.7329 | 550425.6367 | 567762.1806 | 601374.4834 | 632382.5307 | 631840.7527 | 644770.0301 | 665209.2747 | 703397.0557 | 688456.9662 | 726067.6366 | 728369.3087 | 739103.3424 | 761302.8672 | 0 | 0 | 0 | 0 | 0 | 458538.3411 | 0 | 474863.0406 | 472772.8685 | 488171.3077 | 524974.7329 | 550425.6367 | 567762.1806 | 601374.4834 | 632382.5307 | 631840.7527 | 644770.0301 | 665209.2747 | 703397.0557 | 688456.9662 | 726067.6366 | 728369.3087 | 739103.3424 | 761302.8672 | -0.020075 | 0.04482 | -0.034551 | -0.23068 | 0.095436 | 0.044261 | -0.0092781 | -0.0044113 | 0.032051 | 0.072684 | 0.047342 | 0.031011 | 0.057515 | 0.050277 | -0.00085709 | 0.020256 | 0.031208 | 0.05582 | -0.021469 | 0.05319 | 0.003165 | 0.01463 | 0.029594 | 0.062717
| 176 | 6168903.2687 | 6168903.2687 | 5584625.3854 | 5584625.3854 |  | 570660.566 | 543966.0304 | 555146.2778 | 532817.2681 | 440035.9284 | 470271.4836 | 511529.3835 | 502220.5732 | 476284.3751 | 478425.0824 | 491266.1476 | 498474.5444 | 514847.9648 | 541990.9169 | 551792.0949 | 564129.1049 | 600403.693 | 593761.7153 | 606619.8901 | 619003.4662 | 646769.7736 | 658010.248 | 690487.4624 | 660591.0098 | 0 | 0 | 0 | 0 | 440035.9284 | 470271.4836 | 511529.3835 | 502220.5732 | 476284.3751 | 478425.0824 | 0 | 0 | 0 | 0 | 0 | 0 | 600403.693 | 0 | 0 | 0 | 0 | 0 | 0 | 0 | -0.047908 | 0.020345 | -0.041053 | -0.19132 | 0.066454 | 0.084095 | -0.018366 | -0.053024 | 0.0044845 | 0.026486 | 0.014566 | 0.032319 | 0.051378 | 0.017922 | 0.022112 | 0.062319 | -0.011124 | 0.021424 | 0.020208 | 0.04388 | 0.01723 | 0.048177 | -0.044263 | 0.057013
| 177 | 6106038.9847 | 0 | 5461448.4697 | 0 |  | 562116.5289 | 530182.6577 | 542516.332 | 530009.0448 | 414016.988 | 439000.7754 | 475853.945 | 437775.3386 | 423952.1679 | 449612.9086 | 473134.7354 | 487655.3284 | 515332.0104 | 551676.8054 | 591158.0622 | 583886.083 | 615844.0237 | 636616.0191 | 661168.9482 | 647729.1699 | 701663.0586 | 718821.0236 | 736217.2583 | 778776.3815 | 0 | 0 | 0 | 0 | 0 | 0 | 0 | 0 | 0 | 0 | 0 | 0 | 0 | 551676.8054 | 591158.0622 | 583886.083 | 615844.0237 | 636616.0191 | 661168.9482 | 647729.1699 | 701663.0586 | 718821.0236 | 736217.2583 | 778776.3815 | -0.058488 | 0.022997 | -0.023324 | -0.24699 | 0.058594 | 0.08061 | -0.083405 | -0.032085 | 0.058766 | 0.050993 | 0.030229 | 0.055203 | 0.068151 | 0.069121 | -0.012378 | 0.053288 | 0.033173 | 0.037843 | -0.020537 | 0.079981 | 0.024159 | 0.023913 | 0.056199 | 0.072264
| 178 | 6161845.3751 | 6161845.3751 | 5551304.9497 | 5551304.9497 |  | 539794.3066 | 515905.5316 | 533699.3122 | 515967.0886 | 403771.7525 | 434865.8487 | 479462.3716 | 464178.0281 | 456129.2899 | 469441.0195 | 521197.1117 | 540138.4637 | 551497.677 | 580001.91 | 605364.2839 | 607521.5744 | 622953.0447 | 669943.0854 | 671411.8284 | 668080.4666 | 670248.3032 | 670427.5743 | 706498.8769 | 732836.6983 | 0 | 0 | 0 | 0 | 0 | 0 | 0 | 0 | 456129.2899 | 469441.0195 | 521197.1117 | 540138.4637 | 551497.677 | 580001.91 | 605364.2839 | 607521.5744 | 622953.0447 | 669943.0854 | 671411.8284 | 668080.4666 | 670248.3032 | 0 | 0 | 732836.6983 | -0.045264 | 0.033909 | -0.03379 | -0.24519 | 0.074188 | 0.097628 | -0.032397 | -0.017492 | 0.028766 | 0.10459 | 0.035697 | 0.020812 | 0.050394 | 0.042799 | 0.0035573 | 0.025083 | 0.072722 | 0.0021899 | -0.0049741 | 0.0032396 | 0.00026743 | 0.052406 | 0.036601 | 0.068982
| 179 | 4813070.6195 | 0 | 4444234.539 | 0 |  | 532935.3037 | 511191.3029 | 516009.9076 | 496558.0352 | 333611.0136 | 358343.4251 | 381837.6006 | 360402.2506 | 347556.2031 | 356867.127 | 367577.1135 | 379708.37 | 391668.5446 | 387117.6602 | 407070.5594 | 382904.4826 | 400633.5992 | 410168.9213 | 405151.2799 | 394397.2471 | 415865.0268 | 412848.2666 | 422845.558 | 424576.3977 | 0 | 0 | 0 | 0 | 0 | 0 | 0 | 0 | 0 | 0 | 0 | 0 | 0 | 0 | 0 | 0 | 0 | 0 | 0 | 0 | 0 | 0 | 0 | 0 | -0.041656 | 0.0093821 | -0.038426 | -0.39772 | 0.071516 | 0.063504 | -0.057775 | -0.036294 | 0.026437 | 0.02957 | 0.03247 | 0.031012 | -0.011687 | 0.050258 | -0.061201 | 0.045262 | 0.023522 | -0.012309 | -0.026902 | 0.053002 | -0.0072806 | 0.023927 | 0.004085 | 0.092924
| 180 | 4644878.9515 | 0 | 4286112.9793 | 0 |  | 515726.3712 | 502623.4136 | 516469.1369 | 497192.6431 | 370944.6303 | 372644.1173 | 374122.8016 | 328542.826 | 304915.6439 | 312360.1868 | 340014.9128 | 341070.9864 | 348578.5611 | 358420.8053 | 370825.0796 | 371259.6001 | 380085.6697 | 384405.8319 | 385753.8398 | 371089.7615 | 395554.5963 | 391303.1265 | 410581.1281 | 436472.4078 | 0 | 0 | 0 | 0 | 0 | 0 | 0 | 0 | 0 | 0 | 0 | 0 | 0 | 0 | 0 | 0 | 0 | 0 | 0 | 0 | 0 | 0 | 0 | 0 | -0.025735 | 0.027174 | -0.038038 | -0.29292 | 0.004571 | 0.0039602 | -0.12992 | -0.074632 | 0.024122 | 0.084833 | 0.0031011 | 0.021773 | 0.027844 | 0.034023 | 0.0011711 | 0.023495 | 0.011302 | 0.0035006 | -0.038755 | 0.063845 | -0.010806 | 0.048091 | 0.061152 | 0.077625
| 181 | 5494886.0653 | 0 | 5011936.8172 | 0 |  | 540097.3323 | 509325.9279 | 516316.868 | 501260.5137 | 387888.0964 | 422296.9024 | 441967.9402 | 425788.1784 | 414572.1492 | 417723.2436 | 452455.2291 | 450585.5058 | 460350.2556 | 474834.4365 | 489166.4652 | 482709.7899 | 506454.8433 | 516898.2728 | 529149.4063 | 531531.5334 | 542560.0451 | 530752.1044 | 551446.5298 | 571964.6868 | 0 | 0 | 0 | 0 | 0 | 0 | 0 | 0 | 0 | 0 | 0 | 0 | 0 | 0 | 0 | 0 | 0 | 0 | 0 | 0 | 0 | 0 | 0 | 0 | -0.058661 | 0.013633 | -0.029595 | -0.25641 | 0.084992 | 0.045529 | -0.037295 | -0.026695 | 0.0075721 | 0.07987 | -0.004141 | 0.02144 | 0.030979 | 0.029737 | -0.013287 | 0.04802 | 0.020411 | 0.023425 | 0.0044917 | 0.020536 | -0.022004 | 0.03825 | 0.036532 | 0.066549
| 182 | 5070880.5712 | 0 | 4695230.2062 | 0 |  | 527771.9963 | 508556.5399 | 519283.2932 | 497784.2878 | 371489.0405 | 401128.2801 | 436013.3674 | 408891.3693 | 383834.8836 | 383311.0653 | 397616.6714 | 411241.1947 | 444197.4114 | 426311.9348 | 416432.1888 | 407681.856 | 421013.9916 | 438844.1882 | 430239.5895 | 410702.4724 | 431643.2466 | 438342.3404 | 423106.4488 | 410145.4942 | 0 | 0 | 0 | 0 | 0 | 0 | 0 | 0 | 0 | 0 | 0 | 0 | 0 | 0 | 0 | 0 | 0 | 0 | 0 | 0 | 0 | 0 | 0 | 0 | -0.037088 | 0.020873 | -0.042283 | -0.29265 | 0.076762 | 0.083392 | -0.064223 | -0.063237 | -0.0013656 | 0.036642 | 0.033691 | 0.077089 | -0.041098 | -0.023448 | -0.021237 | 0.032179 | 0.041478 | -0.019802 | -0.046473 | 0.04973 | 0.015401 | -0.035376 | -0.031112 | 0.076514
| 183 | 4947627.8522 | 0 | 4516010.3019 | 0 |  | 526656.1443 | 514595.1626 | 520029.1016 | 504569.327 | 360845.0407 | 380009.7818 | 396498.3431 | 378289.1256 | 354743.2346 | 366388.7951 | 366456.087 | 388417.3876 | 373300.3309 | 380062.8234 | 405486.4355 | 383340.2503 | 393042.2407 | 383998.9727 | 423169.5675 | 454715.3827 | 476765.4224 | 468397.9697 | 513904.5041 | 505379.2792 | 0 | 0 | 0 | 0 | 0 | 0 | 0 | 0 | 0 | 0 | 0 | 0 | 0 | 0 | 0 | 0 | 0 | 0 | 0 | 0 | 0 | 0 | 0 | 0 | -0.023167 | 0.010504 | -0.03018 | -0.33526 | 0.051748 | 0.042475 | -0.047013 | -0.064265 | 0.032301 | 0.00018365 | 0.058202 | -0.039697 | 0.017953 | 0.064751 | -0.056164 | 0.024994 | -0.023277 | 0.097133 | 0.071899 | 0.047353 | -0.017706 | 0.092719 | -0.016728 | 0.086755
| 184 | 5699946.6229 | 0 | 5180057.2282 | 0 |  | 531662.8437 | 509504.5779 | 542574.9987 | 525449.0735 | 425106.8454 | 455927.2068 | 480253.2534 | 441628.6075 | 416772.5302 | 427199.7667 | 439461.5107 | 454688.1184 | 478401.7177 | 489351.5031 | 513225.4095 | 525149.9161 | 530119.9185 | 536118.5255 | 537831.6233 | 531849.6152 | 581491.024 | 575265.9339 | 590386.0477 | 617840.957 | 0 | 0 | 0 | 0 | 425106.8454 | 455927.2068 | 0 | 0 | 0 | 0 | 0 | 0 | 0 | 0 | 0 | 0 | 0 | 0 | 0 | 0 | 0 | 0 | 0 | 0 | -0.042571 | 0.062887 | -0.032073 | -0.21191 | 0.069993 | 0.05198 | -0.083844 | -0.057929 | 0.024711 | 0.028298 | 0.034062 | 0.050839 | 0.02263 | 0.047634 | 0.022969 | 0.0094195 | 0.011252 | 0.0031903 | -0.011185 | 0.089235 | -0.010763 | 0.025944 | 0.045454 | 0.063368
| 185 | 6021626.5534 | 0 | 5462342.655 | 0 |  | 565232.2296 | 544315.2055 | 561800.2058 | 540936.4509 | 435231.9739 | 453849.1274 | 489789.2771 | 471247.9435 | 443850.5709 | 439634.4695 | 463909.3139 | 478735.5574 | 505524.1546 | 526949.2891 | 541323.6222 | 546202.2706 | 586820.3947 | 612982.0779 | 621692.5396 | 581407.3509 | 618653.2068 | 634578.2085 | 642441.2642 | 647285.0513 | 0 | 0 | 0 | 540936.4509 | 435231.9739 | 0 | 489789.2771 | 471247.9435 | 0 | 0 | 0 | 0 | 0 | 0 | 0 | 0 | 0 | 0 | 0 | 0 | 0 | 0 | 0 | 0 | -0.037708 | 0.031618 | -0.037844 | -0.21742 | 0.041886 | 0.07621 | -0.038591 | -0.059896 | -0.0095443 | 0.053745 | 0.031459 | 0.054447 | 0.041508 | 0.026913 | 0.0089721 | 0.071729 | 0.043617 | 0.01411 | -0.066994 | 0.062093 | 0.025416 | 0.012315 | 0.0075114 | 0.063558
| 186 | 4676588.3895 | 0 | 4345959.9716 | 0 |  | 502387.0722 | 483090.4648 | 496106.5815 | 488046.0518 | 341581.5762 | 365239.9456 | 389594.6013 | 362972.2267 | 345242.6882 | 343281.4239 | 375125.6817 | 381087.2525 | 382484.9877 | 376744.7399 | 390627.4248 | 388776.6428 | 396402.9047 | 389116.5727 | 380425.9724 | 360821.9614 | 380168.7933 | 371521.8919 | 371331.0335 | 378158.7882 | 0 | 0 | 0 | 0 | 0 | 0 | 0 | 0 | 0 | 0 | 0 | 0 | 0 | 0 | 0 | 0 | 0 | 0 | 0 | 0 | 0 | 0 | 0 | 0 | -0.039167 | 0.026587 | -0.016381 | -0.35682 | 0.066968 | 0.064552 | -0.07078 | -0.050079 | -0.005697 | 0.088711 | 0.015767 | 0.003661 | -0.015122 | 0.036186 | -0.0047492 | 0.019426 | -0.018552 | -0.022587 | -0.052907 | 0.052231 | -0.023008 | -0.00051385 | 0.01822 | 0.085237
| 187 | 4254512.7283 | 0 | 3989840.3745 | 0 |  | 535814.7735 | 505787.8626 | 519428.4396 | 502481.7713 | 345062.5637 | 353974.4102 | 345655.2577 | 313829.7042 | 288063.3208 | 292284.4103 | 296851.4183 | 296024.4442 | 282505.149 | 288067.3922 | 297572.5678 | 294590.4474 | 305099.0872 | 291745.353 | 292187.9616 | 287005.3551 | 300151.4242 | 297338.319 | 299516.3223 | 305497.025 | 0 | 0 | 0 | 0 | 0 | 0 | 0 | 0 | 0 | 0 | 0 | 0 | 0 | 0 | 0 | 0 | 0 | 0 | 0 | 0 | 0 | 0 | 0 | 0 | -0.057671 | 0.026612 | -0.03317 | -0.37583 | 0.025499 | -0.023783 | -0.096591 | -0.08567 | 0.014547 | 0.015504 | -0.0027897 | -0.046745 | 0.019498 | 0.032464 | -0.010072 | 0.035051 | -0.044755 | 0.001516 | -0.017896 | 0.044786 | -0.0094165 | 0.0072983 | 0.019771 | 0.085498
| 188 | 4277893.1076 | 0 | 3956466.538 | 0 |  | 493832.0872 | 474883.8828 | 481790.0665 | 465926.3874 | 312413.3633 | 323408.3567 | 335600.679 | 305843.8753 | 295590.19 | 303229.647 | 313052.1564 | 307821.7907 | 314831.8129 | 334279.8582 | 343080.2533 | 326882.4619 | 340657.2945 | 356630.3903 | 355864.3475 | 349426.9569 | 364680.1293 | 355757.2552 | 375820.848 | 363991.0845 | 0 | 0 | 0 | 0 | 0 | 0 | 0 | 0 | 0 | 0 | 0 | 0 | 0 | 0 | 0 | 0 | 0 | 0 | 0 | 0 | 0 | 0 | 0 | 0 | -0.039125 | 0.014438 | -0.033481 | -0.3997 | 0.034589 | 0.037006 | -0.092847 | -0.034101 | 0.025516 | 0.031879 | -0.016849 | 0.022518 | 0.05994 | 0.025986 | -0.048364 | 0.041276 | 0.045823 | -0.0021503 | -0.018255 | 0.042726 | -0.024772 | 0.054864 | -0.031983 | 0.093079
| 189 | 6143672.6836 | 6143672.6836 | 5582048.3827 | 5582048.3827 |  | 568118.0995 | 548394.271 | 567032.794 | 550810.7999 | 424727.0015 | 452015.442 | 482260.8255 | 480585.9844 | 453583.1037 | 457341.5161 | 484504.2179 | 522564.0899 | 561431.2577 | 553348.09 | 579409.8509 | 573438.2293 | 589348.0623 | 611857.408 | 630841.1131 | 605350.2996 | 615072.1883 | 627897.517 | 660149.204 | 652162.2709 | 0 | 0 | 567032.794 | 550810.7999 | 424727.0015 | 0 | 0 | 480585.9844 | 453583.1037 | 0 | 0 | 522564.0899 | 561431.2577 | 553348.09 | 579409.8509 | 0 | 0 | 0 | 0 | 0 | 0 | 0 | 0 | 0 | -0.035335 | 0.033423 | -0.029026 | -0.25994 | 0.06227 | 0.064769 | -0.0034789 | -0.057828 | 0.0082519 | 0.057696 | 0.075621 | 0.071742 | -0.014502 | 0.046023 | -0.01036 | 0.027367 | 0.037482 | 0.030555 | -0.041247 | 0.015932 | 0.020637 | 0.050089 | -0.012172 | 0.06948
| 190 | 5960059.7451 | 0 | 5338227.5949 | 0 |  | 506397.8553 | 492830.1625 | 516459.0486 | 508129.6661 | 402454.9582 | 436531.1248 | 471277.73 | 447032.6333 | 419518.5849 | 450026.4493 | 482139.8611 | 501735.6542 | 538871.889 | 566124.9138 | 593947.8479 | 603844.9335 | 610928.7199 | 626229.1237 | 626928.2909 | 607116.2892 | 657487.8096 | 694101.3924 | 736385.1721 | 746288.9833 | 0 | 0 | 0 | 0 | 0 | 0 | 0 | 0 | 0 | 0 | 0 | 0 | 538871.889 | 566124.9138 | 593947.8479 | 603844.9335 | 610928.7199 | 626229.1237 | 0 | 0 | 0 | 694101.3924 | 736385.1721 | 746288.9833 | -0.027158 | 0.046831 | -0.016259 | -0.23315 | 0.081276 | 0.076588 | -0.052816 | -0.063524 | 0.070199 | 0.068928 | 0.039839 | 0.071404 | 0.049337 | 0.047977 | 0.016526 | 0.011663 | 0.024736 | 0.0011158 | -0.032112 | 0.079706 | 0.054192 | 0.059135 | 0.01336 | 0.069555
| 191 | 6021609.2196 | 0 | 5381647.7928 | 0 |  | 530688.6687 | 515353.2597 | 540727.0544 | 530106.9294 | 395295.2971 | 421392.6411 | 453206.8803 | 424667.449 | 410337.1081 | 445063.4744 | 490103.2619 | 504422.645 | 518707.1757 | 534101.2123 | 563835.7752 | 589493.987 | 628498.0821 | 670989.3732 | 682567.4518 | 641146.1484 | 673223.0046 | 718379.5406 | 749633.5354 | 776418.2095 | 0 | 0 | 0 | 0 | 0 | 0 | 0 | 0 | 0 | 0 | 0 | 0 | 0 | 0 | 0 | 589493.987 | 628498.0821 | 670989.3732 | 682567.4518 | 641146.1484 | 673223.0046 | 718379.5406 | 749633.5354 | 776418.2095 | -0.029323 | 0.048062 | -0.019836 | -0.29345 | 0.063932 | 0.072784 | -0.065042 | -0.034327 | 0.081238 | 0.096399 | 0.028798 | 0.027925 | 0.029246 | 0.054178 | 0.044501 | 0.064068 | 0.06542 | 0.017108 | -0.062604 | 0.048819 | 0.064921 | 0.042586 | 0.035107 | 0.080815
| 192 | 5336088.7671 | 0 | 4874437.6117 | 0 |  | 512866.4668 | 499292.8911 | 502360.0126 | 502832.9098 | 368499.2993 | 405311.0372 | 436605.701 | 416466.7149 | 401224.7827 | 405924.586 | 425720.6071 | 434372.9888 | 447498.4078 | 456034.3841 | 487441.7004 | 491899.0733 | 510129.5712 | 516844.7967 | 510123.7444 | 487113.1118 | 504077.1607 | 513028.2956 | 543102.5204 | 540967.2932 | 0 | 0 | 0 | 0 | 0 | 0 | 0 | 0 | 0 | 0 | 0 | 0 | 0 | 0 | 0 | 0 | 0 | 0 | 0 | 0 | 0 | 0 | 0 | 0 | -0.026823 | 0.0061241 | 0.00094091 | -0.31082 | 0.095216 | 0.074376 | -0.047224 | -0.037285 | 0.011646 | 0.047616 | 0.02012 | 0.029769 | 0.018895 | 0.066602 | 0.0091029 | 0.036391 | 0.013078 | -0.013089 | -0.046157 | 0.034233 | 0.017602 | 0.056967 | -0.0039393 | 0.077627
| 193 | 5038319.1183 | 0 | 4589448.9474 | 0 |  | 511011.0392 | 492012.2678 | 519513.4581 | 498120.3436 | 363288.9125 | 380018.9964 | 397497.6032 | 389542.3966 | 362579.1306 | 359041.3329 | 360828.7168 | 376702.1567 | 389789.0151 | 389066.5941 | 423407.3577 | 446855.928 | 461684.7705 | 464201.4182 | 490806.3493 | 487766.5051 | 491162.9134 | 490679.0809 | 528624.9509 | 533439.4156 | 0 | 0 | 0 | 0 | 0 | 0 | 0 | 0 | 0 | 0 | 0 | 0 | 0 | 0 | 0 | 0 | 0 | 0 | 0 | 0 | 0 | 0 | 0 | 0 | -0.037888 | 0.054389 | -0.042051 | -0.31564 | 0.045023 | 0.044968 | -0.020216 | -0.07173 | -0.0098052 | 0.0049659 | 0.043051 | 0.034151 | -0.0018551 | 0.084584 | 0.053901 | 0.032646 | 0.0054362 | 0.055731 | -0.0062128 | 0.0069391 | -0.00098556 | 0.074489 | 0.0090663 | 0.079326
| 194 | 5163597.1382 | 0 | 4753966.9623 | 0 |  | 508514.9046 | 487331.2752 | 502327.8339 | 485476.3777 | 358896.8656 | 395803.012 | 432810.4186 | 414854.5034 | 389670.8221 | 396906.0021 | 435096.1156 | 425915.0217 | 449674.0752 | 460890.057 | 476409.9615 | 454062.0213 | 467308.22 | 463572.6713 | 457528.8518 | 457166.8419 | 474763.3285 | 456932.2066 | 464100.7249 | 463444.7858 | 0 | 0 | 0 | 0 | 0 | 0 | 0 | 0 | 0 | 0 | 0 | 0 | 0 | 0 | 0 | 0 | 0 | 0 | 0 | 0 | 0 | 0 | 0 | 0 | -0.04255 | 0.030309 | -0.034122 | -0.3021 | 0.097882 | 0.089383 | -0.042372 | -0.062626 | 0.018397 | 0.091867 | -0.021327 | 0.054283 | 0.024636 | 0.033119 | -0.048045 | 0.028755 | -0.0080259 | -0.013123 | -0.00079154 | 0.037768 | -0.038281 | 0.015567 | -0.0014144 | 0.079333
| 195 | 3487982.6776 | 0 | 3365115.453 | 0 |  | 514871.758 | 483684.0368 | 484951.4109 | 457374.5009 | 310517.87 | 307655.0306 | 297387.1488 | 267711.354 | 228700.3174 | 219228.1519 | 216736.6723 | 209304.3062 | 213814.3439 | 199590.7367 | 209409.3528 | 198569.7281 | 192159.3167 | 188546.8366 | 173001.6136 | 146081.2628 | 149796.7771 | 136075.0175 | 133622.2411 | 137053.6268 | 0 | 0 | 0 | 0 | 0 | 0 | 0 | 0 | 0 | 0 | 0 | 0 | 0 | 0 | 0 | 0 | 0 | 0 | 0 | 0 | 0 | 0 | 0 | 0 | -0.062486 | 0.0026168 | -0.058546 | -0.38726 | -0.0092623 | -0.033944 | -0.10513 | -0.1575 | -0.0423 | -0.01143 | -0.034894 | 0.021319 | -0.068839 | 0.048022 | -0.053151 | -0.032816 | -0.018978 | -0.086046 | -0.16914 | 0.025116 | -0.096073 | -0.01819 | 0.025356 | 0.09045
| 196 | 4852306.5892 | 0 | 4456509.2708 | 0 |  | 509479.58 | 480286.0024 | 494101.9893 | 474169.8456 | 332000.7635 | 360974.169 | 392932.1105 | 363866.1089 | 346614.8636 | 373389.5116 | 414737.079 | 392774.6023 | 393172.6086 | 395675.7157 | 421264.5749 | 413011.7917 | 421327.5801 | 427848.8167 | 438442.5326 | 432842.4644 | 450339.8793 | 457129.9589 | 450525.7739 | 437939.5399 | 0 | 0 | 0 | 0 | 0 | 0 | 0 | 0 | 0 | 0 | 0 | 0 | 0 | 0 | 0 | 0 | 0 | 0 | 0 | 0 | 0 | 0 | 0 | 0 | -0.059008 | 0.02836 | -0.041176 | -0.35643 | 0.083669 | 0.08483 | -0.076851 | -0.048572 | 0.074408 | 0.10502 | -0.054409 | 0.0010128 | 0.0063463 | 0.062666 | -0.019785 | 0.019934 | 0.015359 | 0.024459 | -0.012855 | 0.039629 | 0.014965 | -0.014552 | -0.028334 | 0.0911
| 197 | 4220234.3825 | 0 | 3942496.9021 | 0 |  | 504720.9837 | 482874.2716 | 490739.8095 | 469862.1596 | 325818.0784 | 342211.8896 | 351871.6402 | 329530.9433 | 302441.3971 | 303001.813 | 303152.141 | 303224.4083 | 312112.2526 | 304085.7549 | 307694.5511 | 297477.1073 | 314133.5564 | 320301.9858 | 302568.0499 | 293375.3696 | 303708.5415 | 304901.1105 | 324659.1143 | 331420.6523 | 0 | 0 | 0 | 0 | 0 | 0 | 0 | 0 | 0 | 0 | 0 | 0 | 0 | 0 | 0 | 0 | 0 | 0 | 0 | 0 | 0 | 0 | 0 | 0 | -0.044249 | 0.016158 | -0.043475 | -0.3661 | 0.049091 | 0.027836 | -0.065596 | -0.085783 | 0.0018513 | 0.00049601 | 0.00023836 | 0.02889 | -0.026053 | 0.011798 | -0.03377 | 0.054481 | 0.019446 | -0.056958 | -0.030853 | 0.034616 | 0.003919 | 0.062788 | 0.020613 | 0.085603
| 198 | 4145557.5098 | 0 | 3860825.9035 | 0 |  | 513845.5793 | 488607.0258 | 490044.6013 | 480681.4162 | 324202.0814 | 337917.9115 | 332695.4036 | 306751.326 | 277656.388 | 275687.9457 | 281944.3826 | 277869.1751 | 279645.5901 | 277827.6914 | 311123.0575 | 299122.0656 | 307457.8331 | 310044.5729 | 312389.4823 | 291797.0648 | 325288.4348 | 314793.2409 | 321199.631 | 332626.863 | 0 | 0 | 0 | 0 | 0 | 0 | 0 | 0 | 0 | 0 | 0 | 0 | 0 | 0 | 0 | 0 | 0 | 0 | 0 | 0 | 0 | 0 | 0 | 0 | -0.050364 | 0.0029379 | -0.019292 | -0.39384 | 0.041436 | -0.015576 | -0.08119 | -0.099653 | -0.0071147 | 0.02244 | -0.014559 | 0.0063726 | -0.0065219 | 0.11319 | -0.039337 | 0.027486 | 0.0083781 | 0.0075347 | -0.068192 | 0.10865 | -0.032796 | 0.020147 | 0.034958 | 0.096185
| 199 | 5254261.3975 | 0 | 4797322.3677 | 0 |  | 563130.8485 | 548307.5399 | 561977.9534 | 525621.4454 | 363871.7153 | 392843.1133 | 400386.4456 | 378480.6625 | 367793.5394 | 382158.8632 | 389203.7818 | 396583.8066 | 415524.4017 | 418127.9157 | 442374.9147 | 431051.1724 | 443463.0716 | 459548.415 | 490793.1073 | 474471.9223 | 503911.895 | 512408.7495 | 535083.9657 | 526714.6352 | 0 | 0 | 0 | 0 | 0 | 0 | 0 | 0 | 0 | 0 | 0 | 0 | 0 | 0 | 0 | 0 | 0 | 0 | 0 | 0 | 0 | 0 | 0 | 0 | -0.026676 | 0.024626 | -0.066881 | -0.36778 | 0.076609 | 0.01902 | -0.056265 | -0.028643 | 0.038315 | 0.018267 | 0.018784 | 0.046654 | 0.0062461 | 0.05637 | -0.025931 | 0.028388 | 0.03563 | 0.065778 | -0.03382 | 0.060199 | 0.016721 | 0.043301 | -0.015765 | 0.088644
| 200 | 4209174.2919 | 0 | 3975656.3151 | 0 |  | 506238.8645 | 470372.8081 | 481235.3952 | 469159.9129 | 316430.2325 | 336524.0372 | 354900.6744 | 333843.6713 | 323929.6976 | 322976.7934 | 329094.1829 | 312559.6416 | 317146.2542 | 325411.8644 | 335059.3599 | 321575.7593 | 320658.7316 | 304368.8479 | 294048.3252 | 274555.9852 | 277149.1774 | 268622.2726 | 266166.448 | 245218.5017 | 0 | 0 | 0 | 0 | 0 | 0 | 0 | 0 | 0 | 0 | 0 | 0 | 0 | 0 | 0 | 0 | 0 | 0 | 0 | 0 | 0 | 0 | 0 | 0 | -0.073483 | 0.022831 | -0.025413 | -0.39384 | 0.061567 | 0.053168 | -0.061165 | -0.030146 | -0.002946 | 0.018764 | -0.051549 | 0.014568 | 0.025729 | 0.029216 | -0.041075 | -0.0028557 | -0.052137 | -0.034496 | -0.068589 | 0.0094007 | -0.03125 | -0.0091843 | -0.081972 | 0.088683
| 201 | 2115681.9992 | 0 | 2086239.3629 | 0 |  | 629565.1467 | 553220.6394 | 565047.4608 | 368996.8388 | 159384.9453 | 44951.1644 | 28536.1826 | 10871.8601 | 14664.9954 | 14791.1283 | 16961.838 | 20282.1614 | 21445.4452 | 24069.3417 | 26155.0952 | 27443.2429 | 26665.256 | 28514.2112 | 28850.0271 | 30846.699 | 31712.2539 | 32819.5633 | 34221.8506 | 35364.7866 | 629565.1467 | 553220.6394 | 0 | 0 | 0 | 0 | 0 | 0 | 0 | 0 | 0 | 0 | 0 | 0 | 0 | 0 | 0 | 0 | 0 | 0 | 0 | 0 | 0 | 0 | -0.12927 | 0.021153 | -0.42612 | -0.83947 | -1.2657 | -0.4544 | -0.965 | 0.29929 | 0.0085642 | 0.13694 | 0.17878 | 0.055771 | 0.11543 | 0.083105 | 0.048076 | -0.028759 | 0.067041 | 0.011708 | 0.066919 | 0.027673 | 0.034322 | 0.04184 | 0.032852 | 0.39678
| 202 | 4844255.3204 | 0 | 4501680.1321 | 0 |  | 542909.7428 | 509783.0519 | 515084.7101 | 498405.1004 | 371563.4112 | 389129.9301 | 404564.1992 | 382025.497 | 350027.4229 | 360602.9977 | 371697.3433 | 382221.2469 | 394645.5537 | 377929.6137 | 391521.8186 | 368211.9003 | 379658.8748 | 382586.1207 | 401626.7764 | 381972.4321 | 386355.5239 | 367082.5427 | 406926.9754 | 397780.8829 | 0 | 0 | 0 | 0 | 0 | 0 | 0 | 0 | 0 | 0 | 0 | 0 | 0 | 0 | 0 | 0 | 0 | 0 | 0 | 0 | 0 | 0 | 0 | 0 | -0.062958 | 0.010346 | -0.032918 | -0.29369 | 0.046194 | 0.038897 | -0.057323 | -0.087476 | 0.029766 | 0.030302 | 0.02792 | 0.031988 | -0.04328 | 0.035333 | -0.061383 | 0.030615 | 0.0076806 | 0.048569 | -0.050175 | 0.01141 | -0.051171 | 0.10305 | -0.022732 | 0.077472
| 203 | 4370442.5521 | 0 | 4081078.2638 | 0 |  | 510282.5974 | 492052.8361 | 505363.7864 | 483882.6901 | 339745.54 | 359643.2052 | 367064.8662 | 328106.1596 | 297856.4346 | 302035.0918 | 316799.0314 | 316040.1354 | 331468.0136 | 334218.5648 | 342952.0835 | 326709.9451 | 341680.5004 | 344410.3146 | 323489.2913 | 289285.7934 | 315512.9574 | 326137.3295 | 331596.741 | 343830.8695 | 0 | 0 | 0 | 0 | 0 | 0 | 0 | 0 | 0 | 0 | 0 | 0 | 0 | 0 | 0 | 0 | 0 | 0 | 0 | 0 | 0 | 0 | 0 | 0 | -0.036379 | 0.026692 | -0.043436 | -0.35365 | 0.056916 | 0.020426 | -0.1122 | -0.096726 | 0.013932 | 0.047724 | -0.0023984 | 0.047662 | 0.0082638 | 0.025796 | -0.048518 | 0.044803 | 0.0079576 | -0.062668 | -0.11175 | 0.086785 | 0.033119 | 0.016601 | 0.03623 | 0.09154
| 204 | 5146627.6602 | 0 | 4733017.4592 | 0 |  | 516727.046 | 498249.1367 | 505515.1541 | 498044.3317 | 347816.2331 | 390529.9288 | 423197.794 | 397826.9503 | 390411.3932 | 405895.8986 | 421578.6903 | 433992.7058 | 420445.3343 | 418677.8332 | 454469.3457 | 463264.9602 | 465548.4309 | 468853.8643 | 481359.174 | 459763.2408 | 476155.3509 | 462160.6563 | 477233.9184 | 461762.3987 | 0 | 0 | 0 | 0 | 0 | 0 | 0 | 0 | 0 | 0 | 0 | 0 | 0 | 0 | 0 | 0 | 0 | 0 | 0 | 0 | 0 | 0 | 0 | 0 | -0.036415 | 0.014478 | -0.014889 | -0.35901 | 0.11583 | 0.080335 | -0.061823 | -0.018816 | 0.038896 | 0.03791 | 0.029021 | -0.031713 | -0.0042127 | 0.082029 | 0.019169 | 0.004917 | 0.007075 | 0.026323 | -0.045902 | 0.035033 | -0.029832 | 0.032094 | -0.032956 | 0.088719
| 205 | 4142708.4036 | 0 | 3955623.773 | 0 |  | 581736.6884 | 561687.212 | 563929.3879 | 518496.1534 | 312216.2149 | 332276.4819 | 342803.715 | 314155.9112 | 280334.2649 | 261477.4841 | 260405.4958 | 270625.0346 | 277375.2641 | 267271.9851 | 288204.4141 | 258428.597 | 248544.3144 | 253017.4875 | 250137.7837 | 212673.4022 | 232054.42 | 203862.7498 | 201503.4674 | 209739.4479 | 0 | 561687.212 | 0 | 0 | 0 | 0 | 0 | 0 | 0 | 0 | 0 | 0 | 0 | 0 | 0 | 0 | 0 | 0 | 0 | 0 | 0 | 0 | 0 | 0 | -0.035073 | 0.0039839 | -0.083996 | -0.50724 | 0.062271 | 0.031191 | -0.087269 | -0.11391 | -0.069635 | -0.0041082 | 0.038494 | 0.024637 | -0.037105 | 0.075403 | -0.10905 | -0.038998 | 0.017837 | -0.011447 | -0.16225 | 0.087214 | -0.12952 | -0.01164 | 0.040059 | 0.12175
| 206 | 4259156.6167 | 0 | 3949513.3778 | 0 |  | 506284.1423 | 476263.9206 | 495968.7873 | 481627.1848 | 321305.8102 | 337595.0259 | 346100.3006 | 324154.1087 | 294590.1437 | 284512.3486 | 299378.6936 | 300423.0976 | 301377.9555 | 291385.5261 | 312260.9944 | 315588.5224 | 320679.718 | 338518.4945 | 350190.3755 | 326937.5408 | 348492.9986 | 341573.0229 | 364323.2048 | 352965.3076 | 0 | 0 | 0 | 0 | 0 | 0 | 0 | 0 | 0 | 0 | 0 | 0 | 0 | 0 | 0 | 0 | 0 | 0 | 0 | 0 | 0 | 0 | 0 | 0 | -0.061126 | 0.040541 | -0.029343 | -0.40478 | 0.049454 | 0.024882 | -0.06551 | -0.095634 | -0.034808 | 0.050933 | 0.0034825 | 0.0031733 | -0.033718 | 0.069192 | 0.0106 | 0.016004 | 0.054136 | 0.033898 | -0.068708 | 0.063849 | -0.020057 | 0.06448 | -0.031672 | 0.097582
| 207 | 4066046.2719 | 0 | 3821869.6321 | 0 |  | 492211.179 | 471668.4682 | 485812.2109 | 461355.6296 | 302968.7705 | 325286.7237 | 339867.4447 | 303188.5618 | 278000.7954 | 279016.1332 | 289507.6137 | 289601.8193 | 300575.0063 | 299188.612 | 311397.1053 | 315569.5162 | 308569.5802 | 311021.8585 | 315496.5837 | 293838.1178 | 297591.9781 | 272570.9005 | 266147.5785 | 269400.2067 | 0 | 0 | 0 | 0 | 0 | 0 | 0 | 0 | 0 | 0 | 0 | 0 | 0 | 0 | 0 | 0 | 0 | 0 | 0 | 0 | 0 | 0 | 0 | 0 | -0.042632 | 0.029546 | -0.051653 | -0.42054 | 0.071077 | 0.043849 | -0.1142 | -0.086731 | 0.0036456 | 0.036912 | 0.00032535 | 0.03719 | -0.0046231 | 0.039995 | 0.01331 | -0.022432 | 0.0079158 | 0.014285 | -0.071119 | 0.012694 | -0.087825 | -0.023848 | 0.012147 | 0.098381
| 208 | 4556027.9784 | 0 | 4210242.2427 | 0 |  | 515634.9344 | 501616.5511 | 514115.9246 | 486773.7054 | 332322.6571 | 353551.3611 | 369804.9034 | 333389.8147 | 302796.1214 | 309801.5615 | 332299.2002 | 345517.2727 | 349688.3944 | 340258.8514 | 354547.5141 | 364631.0208 | 371156.527 | 376321.9297 | 376949.112 | 378008.088 | 390032.2468 | 398900.562 | 398834.9882 | 381704.3445 | 0 | 0 | 0 | 0 | 0 | 0 | 0 | 0 | 0 | 0 | 0 | 0 | 0 | 0 | 0 | 0 | 0 | 0 | 0 | 0 | 0 | 0 | 0 | 0 | -0.027563 | 0.024613 | -0.054649 | -0.38169 | 0.061922 | 0.044947 | -0.10366 | -0.096253 | 0.022872 | 0.070104 | 0.039007 | 0.012 | -0.027336 | 0.041136 | 0.028044 | 0.017738 | 0.013821 | 0.0016652 | 0.0028054 | 0.031314 | 0.022483 | -0.0001644 | -0.043901 | 0.092006
| 209 | 4800421.5755 | 0 | 4487694.6153 | 0 |  | 540366.6645 | 516214.7318 | 531830.2982 | 508202.5849 | 377002.7501 | 410375.6652 | 430586.1445 | 388454.536 | 364632.0429 | 362806.4897 | 358312.7018 | 347526.7973 | 357507.9684 | 356614.4816 | 366379.3669 | 351389.9287 | 364152.1508 | 365063.2236 | 370629.7933 | 357747.0034 | 348324.7274 | 359629.3627 | 352851.2793 | 360318.531 | 0 | 0 | 0 | 0 | 0 | 0 | 0 | 0 | 0 | 0 | 0 | 0 | 0 | 0 | 0 | 0 | 0 | 0 | 0 | 0 | 0 | 0 | 0 | 0 | -0.045725 | 0.029802 | -0.045444 | -0.29863 | 0.084821 | 0.048074 | -0.10297 | -0.063287 | -0.0050191 | -0.012464 | -0.030564 | 0.028316 | -0.0025023 | 0.027014 | -0.041773 | 0.035675 | 0.0024988 | 0.015133 | -0.035378 | -0.026691 | 0.031939 | -0.019027 | 0.020942 | 0.074127
| 210 | 4634381.1683 | 0 | 4331758.5247 | 0 |  | 554456.9924 | 532028.3227 | 534431.0227 | 492329.7299 | 359540.5087 | 371388.7282 | 384660.7784 | 342598.8729 | 317421.4363 | 326275.9852 | 330397.1374 | 325486.3429 | 342319.5286 | 346809.723 | 375248.3009 | 368788.9433 | 362595.2685 | 361110.8207 | 359570.6574 | 335404.1913 | 357354.8025 | 337987.0163 | 331802.0312 | 345637.3808 | 0 | 0 | 0 | 0 | 0 | 0 | 0 | 0 | 0 | 0 | 0 | 0 | 0 | 0 | 0 | 0 | 0 | 0 | 0 | 0 | 0 | 0 | 0 | 0 | -0.041293 | 0.0045059 | -0.082054 | -0.31432 | 0.032422 | 0.035113 | -0.1158 | -0.07633 | 0.027513 | 0.012552 | -0.014975 | 0.050424 | 0.013032 | 0.078812 | -0.017363 | -0.016937 | -0.0041024 | -0.0042742 | -0.069574 | 0.063393 | -0.055722 | -0.018469 | 0.040852 | 0.080827
| 211 | 6093290.8516 | 0 | 5442419.0357 | 0 |  | 572923.8332 | 549662.3258 | 567290.5892 | 540333.4205 | 390296.9131 | 432908.6148 | 465688.1509 | 454016.5261 | 444641.656 | 435705.7168 | 455852.134 | 481799.4301 | 504641.6805 | 517676.3731 | 546465.5425 | 560453.4345 | 599057.9152 | 617229.8305 | 644586.8752 | 678075.1166 | 715474.1912 | 736132.8524 | 765414.6667 | 742477.0703 | 0 | 0 | 567290.5892 | 540333.4205 | 0 | 0 | 0 | 0 | 0 | 0 | 0 | 0 | 0 | 0 | 0 | 0 | 0 | 617229.8305 | 644586.8752 | 678075.1166 | 715474.1912 | 736132.8524 | 765414.6667 | 742477.0703 | -0.041449 | 0.031568 | -0.048685 | -0.32528 | 0.10362 | 0.07299 | -0.025383 | -0.020865 | -0.020302 | 0.045201 | 0.055359 | 0.046321 | 0.025502 | 0.054121 | 0.025275 | 0.066612 | 0.029883 | 0.043368 | 0.050648 | 0.053687 | 0.028465 | 0.039007 | -0.030426 | 0.08337
| 212 | 5828037.3402 | 0 | 5227614.6353 | 0 |  | 505324.7566 | 491042.3288 | 507872.6759 | 497621.9197 | 368170.2829 | 402346.7251 | 435332.8556 | 446906.7554 | 430185.0544 | 459857.1842 | 491684.102 | 519061.6079 | 527474.882 | 548480.9341 | 567054.9182 | 579634.0529 | 582430.6467 | 588307.1409 | 635844.5858 | 611736.2451 | 663613.8448 | 682271.0642 | 708368.6493 | 674428.6898 | 0 | 0 | 0 | 0 | 0 | 0 | 0 | 0 | 0 | 0 | 0 | 519061.6079 | 0 | 0 | 0 | 579634.0529 | 0 | 0 | 0 | 0 | 0 | 0 | 0 | 0 | -0.028671 | 0.0337 | -0.02039 | -0.3013 | 0.088769 | 0.078797 | 0.026239 | -0.038134 | 0.0667 | 0.06692 | 0.054186 | 0.016079 | 0.039051 | 0.033304 | 0.021941 | 0.0048132 | 0.010039 | 0.077705 | -0.038653 | 0.081399 | 0.027727 | 0.037538 | -0.049099 | 0.079735
| 213 | 5701398.0819 | 0 | 5131253.4665 | 0 |  | 540560.4035 | 521645.3343 | 535489.2918 | 512813.9003 | 379892.3535 | 413066.0476 | 439730.2672 | 431639.4437 | 414396.0188 | 439402.75 | 453401.8707 | 461215.9059 | 481834.3328 | 489561.5333 | 510363.255 | 499675.9807 | 528728.3025 | 563197.2908 | 583456.9937 | 582409.5881 | 608073.0484 | 642191.1699 | 668702.4583 | 678152.5479 | 0 | 0 | 0 | 0 | 0 | 0 | 0 | 0 | 0 | 0 | 0 | 0 | 0 | 0 | 0 | 0 | 0 | 0 | 0 | 0 | 0 | 0 | 0 | 0 | -0.035618 | 0.026193 | -0.043268 | -0.30003 | 0.08372 | 0.062554 | -0.018571 | -0.040769 | 0.058594 | 0.031362 | 0.017087 | 0.043734 | 0.01591 | 0.041613 | -0.021163 | 0.056515 | 0.063155 | 0.035341 | -0.0017968 | 0.043121 | 0.054591 | 0.040453 | 0.014033 | 0.076484
| 214 | 5228961.585 | 0 | 4836506.4992 | 0 |  | 538737.6014 | 515066.2664 | 536458.0601 | 524222.2461 | 409267.4728 | 424220.38 | 429841.653 | 410894.8008 | 390687.9535 | 397900.1782 | 417015.2375 | 414438.1273 | 430531.5413 | 444126.665 | 442725.4069 | 423053.7835 | 431965.0631 | 447190.6001 | 443621.8765 | 425460.1894 | 444777.5992 | 444423.974 | 453805.3619 | 438939.2719 | 0 | 0 | 0 | 0 | 0 | 0 | 0 | 0 | 0 | 0 | 0 | 0 | 0 | 0 | 0 | 0 | 0 | 0 | 0 | 0 | 0 | 0 | 0 | 0 | -0.044933 | 0.040693 | -0.023073 | -0.24755 | 0.035884 | 0.013164 | -0.04508 | -0.050428 | 0.018292 | 0.046922 | -0.0061991 | 0.038097 | 0.031089 | -0.0031601 | -0.04545 | 0.020845 | 0.03464 | -0.0080123 | -0.041801 | 0.044403 | -0.00079538 | 0.020889 | -0.033307 | 0.061692
| 215 | 4177518.2321 | 0 | 3954331.3013 | 0 |  | 534915.8186 | 507448.6478 | 514515.6943 | 493934.9802 | 330100.9435 | 348794.5591 | 354461.6702 | 322853.2465 | 291981.5674 | 295122.9345 | 302238.2481 | 291379.5902 | 301858.9445 | 300601.8281 | 304906.4841 | 279036.1735 | 277512.9215 | 265232.1936 | 255541.7067 | 249484.0325 | 260204.4117 | 253535.3765 | 255599.4048 | 242474.6084 | 0 | 0 | 0 | 0 | 0 | 0 | 0 | 0 | 0 | 0 | 0 | 0 | 0 | 0 | 0 | 0 | 0 | 0 | 0 | 0 | 0 | 0 | 0 | 0 | -0.052714 | 0.013831 | -0.040822 | -0.40301 | 0.055085 | 0.016117 | -0.093402 | -0.10051 | 0.010701 | 0.023824 | -0.036589 | 0.035333 | -0.0041733 | 0.014219 | -0.088664 | -0.0054739 | -0.045262 | -0.03722 | -0.023991 | 0.042073 | -0.025964 | 0.008108 | -0.052714 | 0.091112
| 216 | 4374844.6698 | 0 | 4055999.9525 | 0 |  | 510850.942 | 497543.1632 | 498994.0183 | 490449.1005 | 320190.0039 | 346231.9644 | 356451.9902 | 321147.3002 | 292864.9017 | 291124.6396 | 292016.3905 | 304849.7008 | 323334.0932 | 346310.4673 | 352780.5811 | 339127.2856 | 361227.2482 | 352960.4946 | 340522.4454 | 311752.0655 | 350740.9849 | 366063.2213 | 372815.1019 | 359467.0761 | 0 | 0 | 0 | 0 | 0 | 0 | 0 | 0 | 0 | 0 | 0 | 0 | 0 | 0 | 0 | 0 | 0 | 0 | 0 | 0 | 0 | 0 | 0 | 0 | -0.026396 | 0.0029118 | -0.017273 | -0.42641 | 0.078194 | 0.029091 | -0.1043 | -0.092188 | -0.0059599 | 0.0030584 | 0.043009 | 0.058867 | 0.06865 | 0.018511 | -0.039471 | 0.063132 | -0.023151 | -0.035875 | -0.088273 | 0.11784 | 0.042758 | 0.018277 | -0.03646 | 0.1059
| 217 | 5617738.1617 | 0 | 5136247.6632 | 0 |  | 564743.9074 | 547543.7202 | 564780.0738 | 540268.6031 | 380428.9614 | 426152.4715 | 445662.8799 | 414390.8772 | 394297.6247 | 411613.0086 | 434663.6585 | 441299.525 | 465880.251 | 463549.7488 | 490801.0255 | 505685.907 | 535584.8868 | 551804.2174 | 548493.5372 | 535458.8456 | 561545.9405 | 544113.554 | 542043.0183 | 536146.0123 | 0 | 0 | 0 | 540268.6031 | 0 | 0 | 0 | 0 | 0 | 0 | 0 | 0 | 0 | 0 | 0 | 0 | 0 | 0 | 0 | 0 | 0 | 0 | 0 | 0 | -0.03093 | 0.030994 | -0.04437 | -0.35077 | 0.1135 | 0.044766 | -0.072753 | -0.049704 | 0.042978 | 0.054489 | 0.015151 | 0.054205 | -0.0050149 | 0.057125 | 0.029877 | 0.057444 | 0.029834 | -0.0060178 | -0.024051 | 0.04757 | -0.031536 | -0.0038126 | -0.010939 | 0.087857
| 218 | 4378257.0432 | 0 | 4075674.4064 | 0 |  | 498225.4931 | 479971.1041 | 487168.7072 | 463004.1515 | 321733.1111 | 347770.4262 | 367379.569 | 338832.5452 | 322004.7216 | 310995.0352 | 323856.7273 | 328558.0107 | 336001.4871 | 339188.5496 | 350954.9144 | 339862.0439 | 351194.5465 | 344259.4761 | 355305.1178 | 334909.9613 | 346148.3621 | 343597.6503 | 357825.9053 | 324894.889 | 0 | 0 | 0 | 0 | 0 | 0 | 0 | 0 | 0 | 0 | 0 | 0 | 0 | 0 | 0 | 0 | 0 | 0 | 0 | 0 | 0 | 0 | 0 | 0 | -0.037327 | 0.014885 | -0.050874 | -0.36401 | 0.07782 | 0.054853 | -0.08089 | -0.05094 | -0.034789 | 0.040524 | 0.014412 | 0.022402 | 0.0094406 | 0.034102 | -0.032118 | 0.032801 | -0.019945 | 0.031581 | -0.059115 | 0.033006 | -0.0073961 | 0.040575 | -0.096545 | 0.088134
| 219 | 5091174.8301 | 0 | 4696686.5692 | 0 |  | 577938.9811 | 542331.9758 | 552885.8717 | 527898.4655 | 393295.7183 | 404498.6646 | 405109.499 | 366409.334 | 341143.0405 | 344722.3223 | 379898.4667 | 372076.688 | 391304.5085 | 398976.9398 | 419030.1729 | 411089.0156 | 430372.6465 | 416593.8293 | 431433.0402 | 424366.1713 | 429623.3343 | 446035.4711 | 456762.4038 | 462725.0086 | 0 | 0 | 0 | 0 | 0 | 0 | 0 | 0 | 0 | 0 | 0 | 0 | 0 | 0 | 0 | 0 | 0 | 0 | 0 | 0 | 0 | 0 | 0 | 0 | -0.06359 | 0.019273 | -0.046248 | -0.29434 | 0.028087 | 0.001509 | -0.10041 | -0.071449 | 0.010437 | 0.097165 | -0.020804 | 0.050386 | 0.019418 | 0.049039 | -0.019133 | 0.045842 | -0.03254 | 0.035001 | -0.016516 | 0.012312 | 0.03749 | 0.023765 | 0.01297 | 0.076763
| 220 | 5995890.3493 | 0 | 5383010.634 | 0 |  | 528642.4701 | 506462.7469 | 522475.2578 | 514587.1132 | 400326.7739 | 437070.1755 | 451705.2359 | 435291.1402 | 430139.9349 | 467440.6444 | 498086.2929 | 512308.7805 | 536780.6515 | 549851.7566 | 588552.8211 | 598870.842 | 621118.5182 | 627197.4186 | 623010.6423 | 622092.833 | 663597.6861 | 685155.2549 | 727721.9839 | 713208.6632 | 0 | 0 | 0 | 0 | 0 | 0 | 0 | 0 | 0 | 0 | 498086.2929 | 512308.7805 | 536780.6515 | 549851.7566 | 588552.8211 | 598870.842 | 621118.5182 | 627197.4186 | 0 | 0 | 0 | 685155.2549 | 727721.9839 | 0 | -0.042862 | 0.031127 | -0.015213 | -0.25108 | 0.087813 | 0.032936 | -0.037015 | -0.011905 | 0.083162 | 0.063501 | 0.028154 | 0.046662 | 0.024059 | 0.068018 | 0.017379 | 0.036476 | 0.0097394 | -0.0066978 | -0.0014743 | 0.064587 | 0.031969 | 0.060274 | -0.020145 | 0.068297
| 221 | 5517314.8638 | 0 | 5052932.9069 | 0 |  | 530996.4674 | 506238.3031 | 521765.306 | 506830.2139 | 396393.1554 | 431762.8639 | 460464.4202 | 439472.5773 | 414756.8923 | 427672.016 | 452288.6413 | 472129.9301 | 480480.7987 | 472867.3779 | 482643.0247 | 496188.2872 | 507958.467 | 507538.4756 | 508326.2334 | 512888.483 | 511105.5659 | 523691.0554 | 537523.5303 | 539890.0517 | 0 | 0 | 0 | 0 | 0 | 0 | 0 | 0 | 0 | 0 | 0 | 0 | 0 | 0 | 0 | 0 | 0 | 0 | 0 | 0 | 0 | 0 | 0 | 0 | -0.047748 | 0.03021 | -0.029042 | -0.24577 | 0.08547 | 0.064359 | -0.04666 | -0.057883 | 0.030664 | 0.055964 | 0.042934 | 0.017533 | -0.015972 | 0.020462 | 0.027678 | 0.023444 | -0.00082716 | 0.0015509 | 0.008935 | -0.0034823 | 0.024326 | 0.026071 | 0.004393 | 0.064314
| 222 | 4095966.974 | 0 | 3870991.6769 | 0 |  | 506629.095 | 490262.1136 | 488851.8441 | 467400.8905 | 316557.8054 | 332167.5214 | 349306.352 | 318881.7788 | 285985.1132 | 287670.6907 | 292829.8867 | 294762.1524 | 305248.0246 | 306306.6781 | 310476.257 | 294186.3811 | 299845.754 | 281161.099 | 287100.6901 | 265932.7297 | 259567.9091 | 255056.8269 | 253974.3511 | 252261.4905 | 0 | 0 | 0 | 0 | 0 | 0 | 0 | 0 | 0 | 0 | 0 | 0 | 0 | 0 | 0 | 0 | 0 | 0 | 0 | 0 | 0 | 0 | 0 | 0 | -0.032839 | -0.0028807 | -0.044872 | -0.38968 | 0.048134 | 0.05031 | -0.091129 | -0.10888 | 0.0058766 | 0.017775 | 0.0065769 | 0.034956 | 0.0034622 | 0.013521 | -0.053894 | 0.019055 | -0.06434 | 0.020905 | -0.07659 | -0.024225 | -0.017532 | -0.0042531 | -0.0067671 | 0.089264
| 223 | 3682435.4837 | 0 | 3523053.3815 | 0 |  | 512180.5177 | 489629.5045 | 495475.5212 | 472056.3859 | 298348.9976 | 308398.2771 | 302106.2451 | 269094.616 | 238353.452 | 239142.6517 | 243330.2299 | 241172.2366 | 245333.3679 | 236590.4133 | 243603.5436 | 235811.7233 | 234170.4259 | 228371.2901 | 207205.7544 | 185472.4948 | 193386.2495 | 184644.6251 | 175503.4755 | 167297.5783 | 0 | 0 | 0 | 0 | 0 | 0 | 0 | 0 | 0 | 0 | 0 | 0 | 0 | 0 | 0 | 0 | 0 | 0 | 0 | 0 | 0 | 0 | 0 | 0 | -0.045028 | 0.011869 | -0.04842 | -0.45883 | 0.033128 | -0.020613 | -0.11572 | -0.12131 | 0.0033056 | 0.017359 | -0.0089081 | 0.017107 | -0.036288 | 0.029212 | -0.032508 | -0.0069845 | -0.025076 | -0.09726 | -0.11081 | 0.041783 | -0.046256 | -0.050774 | -0.047885 | 0.1012
| 224 | 4309180.7932 | 0 | 4104113.6569 | 0 |  | 555417.8113 | 529469.9978 | 539204.2129 | 508438.601 | 343909.1049 | 355597.3421 | 364541.9335 | 320839.866 | 288952.5021 | 285875.2959 | 294770.2134 | 296828.9537 | 329887.5671 | 325903.8979 | 331267.4752 | 318231.9346 | 305513.9588 | 285923.7593 | 283119.4664 | 253041.5134 | 250624.2822 | 223687.7769 | 230016.9754 | 224425.9173 | 0 | 0 | 0 | 0 | 0 | 0 | 0 | 0 | 0 | 0 | 0 | 0 | 0 | 0 | 0 | 0 | 0 | 0 | 0 | 0 | 0 | 0 | 0 | 0 | -0.047844 | 0.018218 | -0.05875 | -0.39097 | 0.033422 | 0.024843 | -0.1277 | -0.10468 | -0.010707 | 0.03064 | 0.0069599 | 0.1056 | -0.012149 | 0.016324 | -0.040146 | -0.040785 | -0.06627 | -0.0098562 | -0.11232 | -0.0095986 | -0.1137 | 0.027902 | -0.024607 | 0.095269
| 225 | 5182916.4098 | 0 | 4770327.317 | 0 |  | 532864.7825 | 511400.1765 | 531713.0773 | 510512.5789 | 401124.0669 | 417491.8468 | 433971.4725 | 403556.6395 | 388279.3052 | 382972.2713 | 405297.0772 | 394359.7717 | 395275.5947 | 405737.0635 | 424054.6197 | 432736.9306 | 455722.69 | 464102.307 | 477068.6145 | 439203.1594 | 457484.5185 | 467566.6718 | 477020.7689 | 473513.1719 | 0 | 0 | 0 | 0 | 0 | 0 | 0 | 0 | 0 | 0 | 0 | 0 | 0 | 0 | 0 | 0 | 0 | 0 | 0 | 0 | 0 | 0 | 0 | 0 | -0.041115 | 0.038952 | -0.040689 | -0.24114 | 0.039994 | 0.038714 | -0.072662 | -0.038592 | -0.013762 | 0.056658 | -0.027357 | 0.0023196 | 0.026122 | 0.044157 | 0.020268 | 0.051754 | 0.018221 | 0.027555 | -0.082698 | 0.040781 | 0.021799 | 0.020018 | -0.0073803 | 0.064903
| 226 | 4609122.4123 | 0 | 4304863.0206 | 0 |  | 542437.5544 | 507687.4631 | 516798.2163 | 489370.2891 | 355808.2141 | 381276.667 | 390361.658 | 351959.2947 | 326207.6466 | 332520.5712 | 345963.448 | 343226.986 | 339983.9076 | 341146.5489 | 366425.1773 | 359607.6646 | 357139.5919 | 356872.883 | 356751.1297 | 332797.5563 | 343450.9276 | 338484.652 | 355369.7012 | 345122.6441 | 0 | 0 | 0 | 0 | 0 | 0 | 0 | 0 | 0 | 0 | 0 | 0 | 0 | 0 | 0 | 0 | 0 | 0 | 0 | 0 | 0 | 0 | 0 | 0 | -0.066207 | 0.017786 | -0.054533 | -0.31873 | 0.069133 | 0.023548 | -0.10356 | -0.075981 | 0.019168 | 0.039631 | -0.0079411 | -0.0094937 | 0.0034139 | 0.071482 | -0.018781 | -0.0068869 | -0.00074707 | -0.00034123 | -0.069504 | 0.03151 | -0.014565 | 0.04868 | -0.029259 | 0.079509
| 227 | 4215407.4904 | 0 | 4043670.3286 | 0 |  | 596108.691 | 576867.7934 | 572214.1368 | 534127.3103 | 307588.9691 | 344752.1819 | 362504.1649 | 332053.9038 | 299105.186 | 296260.2 | 290800.9826 | 284414.888 | 269653.6332 | 266501.8826 | 277683.5652 | 246078.3538 | 254496.6862 | 218493.0614 | 212952.1559 | 199368.7113 | 198121.8447 | 192568.1999 | 197791.5366 | 190842.0472 | 596108.691 | 576867.7934 | 572214.1368 | 0 | 0 | 0 | 0 | 0 | 0 | 0 | 0 | 0 | 0 | 0 | 0 | 0 | 0 | 0 | 0 | 0 | 0 | 0 | 0 | 0 | -0.03281 | -0.0080998 | -0.068879 | -0.55187 | 0.11406 | 0.05021 | -0.087739 | -0.1045 | -0.0095572 | -0.018599 | -0.022205 | -0.053296 | -0.011757 | 0.041101 | -0.12083 | 0.033638 | -0.15253 | -0.025687 | -0.065912 | -0.0062737 | -0.028432 | 0.026763 | -0.035768 | 0.12443
| 228 | 4552116.2229 | 0 | 4235581.3458 | 0 |  | 533614.2435 | 513722.2437 | 526988.5739 | 501965.6732 | 337452.6835 | 352672.7191 | 372129.5945 | 341234.0752 | 309616.8178 | 316469.0117 | 333676.5655 | 326919.9027 | 346821.5926 | 348098.3596 | 343039.806 | 350182.875 | 352656.2297 | 354945.7036 | 354175.0573 | 351296.9963 | 366446.5301 | 352350.2161 | 363185.8608 | 354597.1313 | 0 | 0 | 0 | 0 | 0 | 0 | 0 | 0 | 0 | 0 | 0 | 0 | 0 | 0 | 0 | 0 | 0 | 0 | 0 | 0 | 0 | 0 | 0 | 0 | -0.03799 | 0.025496 | -0.048647 | -0.39711 | 0.044115 | 0.053702 | -0.086673 | -0.097233 | 0.02189 | 0.052947 | -0.020457 | 0.059095 | 0.0036746 | -0.014639 | 0.020609 | 0.0070382 | 0.0064711 | -0.0021735 | -0.0081593 | 0.042221 | -0.039227 | 0.030289 | -0.023932 | 0.092812
| 229 | 4341410.9653 | 0 | 4086925.66 | 0 |  | 546947.022 | 525957.3879 | 526841.4953 | 499094.0991 | 293756.7301 | 322086.4044 | 342859.7069 | 322461.0228 | 295791.3898 | 298294.2748 | 306372.0019 | 316910.1255 | 327983.2251 | 327783.8494 | 338380.3175 | 344915.2193 | 356003.3458 | 323124.9054 | 316756.9632 | 288371.4442 | 300540.458 | 291931.7973 | 286147.0218 | 274182.5751 | 0 | 0 | 0 | 0 | 0 | 0 | 0 | 0 | 0 | 0 | 0 | 0 | 0 | 0 | 0 | 0 | 0 | 0 | 0 | 0 | 0 | 0 | 0 | 0 | -0.039132 | 0.0016795 | -0.054105 | -0.53004 | 0.092068 | 0.062501 | -0.061339 | -0.086328 | 0.0084261 | 0.02672 | 0.033818 | 0.034344 | -0.00060807 | 0.031816 | 0.019128 | 0.031641 | -0.096901 | -0.019904 | -0.093885 | 0.041333 | -0.029062 | -0.020014 | -0.042712 | 0.12006
| 230 | 4108698.5894 | 0 | 3830960.6084 | 0 |  | 506040.0911 | 484289.1023 | 496748.0211 | 476122.2582 | 310993.3133 | 321591.3256 | 328497.6435 | 302573.4909 | 283397.8562 | 292298.0481 | 286272.7932 | 272342.8686 | 278118.603 | 278001.9559 | 284842.4562 | 300222.0376 | 306511.8092 | 311240.6617 | 319137.0175 | 296510.849 | 338544.7091 | 312505.523 | 298222.2642 | 308361.3447 | 0 | 0 | 0 | 0 | 0 | 0 | 0 | 0 | 0 | 0 | 0 | 0 | 0 | 0 | 0 | 0 | 0 | 0 | 0 | 0 | 0 | 0 | 0 | 0 | -0.043934 | 0.025401 | -0.042408 | -0.4259 | 0.03351 | 0.021248 | -0.082205 | -0.065472 | 0.030922 | -0.020829 | -0.049883 | 0.020986 | -0.0004195 | 0.024308 | 0.052586 | 0.020734 | 0.01531 | 0.025054 | -0.073537 | 0.13257 | -0.080034 | -0.046783 | 0.033433 | 0.10211
| 231 | 5066630.5349 | 0 | 4574262.2838 | 0 |  | 487514.72 | 474288.5506 | 491738.44 | 475829.1694 | 323650.7411 | 336171.8791 | 371977.9264 | 355233.1586 | 361139.0451 | 363017.2764 | 385810.9472 | 412885.5409 | 448570.3504 | 443369.2782 | 466386.0545 | 499047.8537 | 497074.5128 | 516730.0618 | 526155.648 | 528143.0344 | 551045.0293 | 558080.9363 | 557034.365 | 571786.5986 | 0 | 0 | 0 | 0 | 0 | 0 | 0 | 0 | 0 | 0 | 0 | 0 | 0 | 0 | 0 | 0 | 0 | 0 | 0 | 0 | 0 | 0 | 0 | 0 | -0.027505 | 0.036131 | -0.032888 | -0.38539 | 0.037958 | 0.10121 | -0.04606 | 0.016489 | 0.0051874 | 0.060897 | 0.067823 | 0.082895 | -0.011663 | 0.050611 | 0.067688 | -0.0039621 | 0.038781 | 0.018076 | 0.0037701 | 0.042449 | 0.012687 | -0.0018771 | 0.026139 | 0.093333
| 232 | 5609259.3917 | 0 | 5093185.1031 | 0 |  | 536584.638 | 514602.1449 | 530155.3557 | 504638.1655 | 361950.6632 | 416533.6113 | 447231.6693 | 437290.3256 | 420388.8305 | 439334.1966 | 462866.4056 | 456677.3465 | 473531.984 | 471162.8309 | 497640.8194 | 491972.3294 | 543924.0378 | 571254.3486 | 583066.4249 | 543756.0905 | 568673.9026 | 580168.6298 | 601097.9801 | 597238.9543 | 0 | 0 | 0 | 0 | 0 | 0 | 0 | 0 | 0 | 0 | 0 | 0 | 0 | 0 | 0 | 0 | 0 | 0 | 0 | 0 | 0 | 0 | 0 | 0 | -0.04183 | 0.029776 | -0.049328 | -0.33233 | 0.14046 | 0.07111 | -0.022479 | -0.039417 | 0.04408 | 0.052178 | -0.013461 | 0.036242 | -0.0050157 | 0.054675 | -0.011456 | 0.10039 | 0.049025 | 0.020467 | -0.0698 | 0.044806 | 0.020012 | 0.035439 | -0.0064407 | 0.088586
| 233 | 4892428.3317 | 0 | 4600858.6298 | 0 |  | 582062.5687 | 563677.7427 | 564053.1476 | 529852.2331 | 356597.2934 | 385511.5798 | 412768.9055 | 390200.314 | 364953.6607 | 370763.6458 | 380075.4347 | 378558.1941 | 388155.3659 | 381263.6988 | 391123.3818 | 360775.7023 | 353474.4324 | 339696.3438 | 337728.4357 | 312365.1534 | 334943.0597 | 323764.4935 | 335649.9355 | 329539.2433 | 0 | 563677.7427 | 0 | 0 | 0 | 0 | 0 | 0 | 0 | 0 | 0 | 0 | 0 | 0 | 0 | 0 | 0 | 0 | 0 | 0 | 0 | 0 | 0 | 0 | -0.032095 | 0.00066577 | -0.06255 | -0.39599 | 0.077964 | 0.068317 | -0.056228 | -0.06689 | 0.015794 | 0.024805 | -0.0039999 | 0.025036 | -0.017914 | 0.025532 | -0.080767 | -0.020445 | -0.039759 | -0.00581 | -0.078069 | 0.069788 | -0.033944 | 0.036052 | -0.018373 | 0.093141
| 234 | 3742790.3457 | 0 | 3582733.9968 | 0 |  | 520413.7702 | 495305.8838 | 504554.3572 | 486354.2273 | 302755.2121 | 321505.5089 | 314212.9048 | 269410.3345 | 235942.616 | 254455.8176 | 267258.5423 | 249429.2746 | 245563.728 | 242508.3304 | 242141.8822 | 209927.2429 | 219893.4185 | 228372.5486 | 201740.5388 | 187315.2525 | 188283.8394 | 187681.2073 | 180686.4185 | 167921.2529 | 0 | 0 | 0 | 0 | 0 | 0 | 0 | 0 | 0 | 0 | 0 | 0 | 0 | 0 | 0 | 0 | 0 | 0 | 0 | 0 | 0 | 0 | 0 | 0 | -0.049449 | 0.0185 | -0.036738 | -0.47401 | 0.06009 | -0.022944 | -0.15384 | -0.13265 | 0.075539 | 0.049089 | -0.069041 | -0.015619 | -0.01252 | -0.0015122 | -0.14276 | 0.046382 | 0.037835 | -0.124 | -0.074189 | 0.0051576 | -0.0032058 | -0.037982 | -0.073268 | 0.11353
| 235 | 4147787.0865 | 0 | 3932338.1081 | 0 |  | 555864.1555 | 526809.4513 | 531409.1656 | 498049.9642 | 314809.5298 | 323967.0269 | 325523.4843 | 307530.0422 | 268201.2126 | 287755.5648 | 287679.4085 | 287661.0277 | 301516.9672 | 293574.8042 | 313721.9084 | 289579.8217 | 288086.8746 | 268657.7093 | 253674.5596 | 236325.9043 | 246599.0679 | 240299.9576 | 250443.5174 | 240801.2392 | 0 | 0 | 0 | 0 | 0 | 0 | 0 | 0 | 0 | 0 | 0 | 0 | 0 | 0 | 0 | 0 | 0 | 0 | 0 | 0 | 0 | 0 | 0 | 0 | -0.053685 | 0.0086934 | -0.064832 | -0.45873 | 0.028674 | 0.0047929 | -0.056862 | -0.13684 | 0.070374 | -0.00026469 | -6.3896e-05 | 0.047043 | -0.026694 | 0.066374 | -0.080076 | -0.0051689 | -0.069824 | -0.057386 | -0.07084 | 0.042552 | -0.025876 | 0.041345 | -0.039262 | 0.10609
| 236 | 5760058.8716 | 0 | 5145165.1575 | 0 |  | 552636.5216 | 529103.8693 | 528996.4805 | 508194.7423 | 409529.7968 | 441503.3725 | 451990.4169 | 417202.343 | 385796.5658 | 410249.1291 | 426127.5152 | 437164.9462 | 460015.1132 | 460077.4184 | 481779.4018 | 520372.932 | 573595.279 | 581899.4929 | 619322.3605 | 635750.0962 | 679773.6761 | 706173.0395 | 698712.5272 | 710537.9094 | 0 | 0 | 0 | 0 | 0 | 0 | 0 | 0 | 0 | 0 | 0 | 0 | 0 | 0 | 0 | 0 | 0 | 0 | 0 | 0 | 679773.6761 | 706173.0395 | 0 | 0 | -0.043516 | -0.00020298 | -0.040117 | -0.21586 | 0.075176 | 0.023475 | -0.08009 | -0.078261 | 0.061454 | 0.037974 | 0.025572 | 0.050949 | 0.00013543 | 0.046092 | 0.077059 | 0.097378 | 0.014374 | 0.062328 | 0.02618 | 0.066954 | 0.0381 | -0.010621 | 0.016783 | 0.068494
| 237 | 6267862.8042 | 6267862.8042 | 5695952.2976 | 5695952.2976 |  | 551121.8544 | 526298.9922 | 547192.9408 | 514645.0399 | 443704.0202 | 479711.0303 | 541191.143 | 527675.5087 | 502487.6066 | 519060.0802 | 531830.9887 | 542844.7923 | 563729.8695 | 556918.9007 | 588584.7758 | 603970.9342 | 605616.851 | 594912.6364 | 604756.4955 | 597568.308 | 638006.4214 | 641311.7789 | 654061.6224 | 667078.4351 | 0 | 0 | 0 | 0 | 443704.0202 | 479711.0303 | 541191.143 | 527675.5087 | 502487.6066 | 519060.0802 | 531830.9887 | 542844.7923 | 563729.8695 | 556918.9007 | 588584.7758 | 603970.9342 | 605616.851 | 0 | 0 | 0 | 0 | 0 | 0 | 0 | -0.046086 | 0.038932 | -0.061324 | -0.14832 | 0.078026 | 0.12059 | -0.025291 | -0.048911 | 0.032449 | 0.024306 | 0.020498 | 0.037752 | -0.012156 | 0.055301 | 0.025805 | 0.0027215 | -0.017833 | 0.016411 | -0.011957 | 0.06548 | 0.0051674 | 0.019686 | 0.019706 | 0.054215
| 238 | 5912557.8475 | 0 | 5295904.6452 | 0 |  | 521341.0394 | 500450.4985 | 518398.0046 | 503186.912 | 397091.8286 | 452026.5281 | 478934.843 | 453744.6218 | 439613.3194 | 452299.7616 | 480712.3685 | 478675.7237 | 507699.4975 | 526799.9788 | 554752.9603 | 554344.8174 | 572308.4598 | 596038.8971 | 627168.5851 | 620456.7687 | 653956.6524 | 675025.7391 | 725300.9788 | 758202.0711 | 0 | 0 | 0 | 0 | 0 | 0 | 0 | 0 | 0 | 0 | 0 | 0 | 0 | 0 | 0 | 0 | 0 | 0 | 0 | 0 | 0 | 0 | 725300.9788 | 758202.0711 | -0.040896 | 0.035235 | -0.029782 | -0.23679 | 0.12957 | 0.057824 | -0.05403 | -0.031639 | 0.02845 | 0.060924 | -0.0042457 | 0.058866 | 0.036931 | 0.051702 | -0.00073599 | 0.031891 | 0.040628 | 0.050909 | -0.010759 | 0.052585 | 0.03171 | 0.071836 | 0.044363 | 0.06946
| 239 | 5512289.6424 | 0 | 5054627.5309 | 0 |  | 527175.8216 | 501878.2167 | 517077.3792 | 496546.9653 | 378643.745 | 417067.1834 | 468253.0632 | 468749.0738 | 443234.0125 | 444361.6349 | 450838.5857 | 457439.0643 | 480760.2463 | 483985.1158 | 505013.4924 | 502960.6669 | 514019.6876 | 503577.1561 | 494195.3526 | 485146.1342 | 517503.0271 | 536388.6721 | 522969.6788 | 499241.4816 | 0 | 0 | 0 | 0 | 0 | 0 | 0 | 0 | 0 | 0 | 0 | 0 | 0 | 0 | 0 | 0 | 0 | 0 | 0 | 0 | 0 | 0 | 0 | 0 | -0.049177 | 0.029835 | -0.040514 | -0.27108 | 0.096652 | 0.11576 | 0.0010587 | -0.05597 | 0.0025408 | 0.014471 | 0.014534 | 0.049725 | 0.0066855 | 0.042531 | -0.0040732 | 0.02175 | -0.020525 | -0.018806 | -0.018481 | 0.064565 | 0.035844 | -0.025336 | -0.046434 | 0.073483
| 240 | 4996505.0437 | 0 | 4559397.0646 | 0 |  | 524271.6998 | 501162.0732 | 509098.921 | 484201.3843 | 365199.0191 | 384975.8634 | 402615.2688 | 364262.0294 | 344072.1054 | 346737.4707 | 362900.0527 | 368207.6905 | 390421.674 | 397256.2564 | 427823.5852 | 450294.1169 | 467538.8767 | 465949.1342 | 466982.144 | 459861.7671 | 480212.9537 | 496978.9873 | 503005.2984 | 507776.9508 | 0 | 0 | 0 | 0 | 0 | 0 | 0 | 0 | 0 | 0 | 0 | 0 | 0 | 0 | 0 | 0 | 0 | 0 | 0 | 0 | 0 | 0 | 0 | 0 | -0.045081 | 0.015713 | -0.050141 | -0.28206 | 0.052738 | 0.044801 | -0.10011 | -0.057022 | 0.0077167 | 0.04556 | 0.01452 | 0.05858 | 0.017354 | 0.074129 | 0.05119 | 0.037582 | -0.003406 | 0.0022145 | -0.015365 | 0.043304 | 0.034318 | 0.012053 | 0.0094416 | 0.074319
| 241 | 6135861.3656 | 6135861.3656 | 5612118.2999 | 5612118.2999 |  | 595509.2492 | 569845.6481 | 584725.481 | 560367.7265 | 453534.1221 | 478442.7435 | 519012.561 | 493652.9362 | 457722.2723 | 460858.5473 | 489667.4109 | 489791.32 | 511573.9821 | 508991.1401 | 546388.751 | 539395.2231 | 572873.824 | 582318.3491 | 589988.1203 | 568057.6059 | 580403.3777 | 581272.0375 | 607885.6022 | 612996.5679 | 595509.2492 | 569845.6481 | 584725.481 | 560367.7265 | 453534.1221 | 478442.7435 | 519012.561 | 493652.9362 | 457722.2723 | 0 | 0 | 0 | 0 | 0 | 0 | 0 | 0 | 0 | 0 | 0 | 0 | 0 | 0 | 0 | -0.044051 | 0.025777 | -0.042549 | -0.21152 | 0.053466 | 0.081392 | -0.050095 | -0.07557 | 0.0068285 | 0.060635 | 0.00025302 | 0.043513 | -0.0050616 | 0.0709 | -0.012882 | 0.060217 | 0.016352 | 0.013085 | -0.03788 | 0.021501 | 0.0014955 | 0.044768 | 0.0083726 | 0.062413
| 242 | 4849472.1821 | 0 | 4402194.8362 | 0 |  | 543613.0328 | 520551.1613 | 529624.0023 | 502764.3728 | 351217.4007 | 372396.964 | 362025.9748 | 332586.7977 | 309724.2521 | 319151.5044 | 339545.5388 | 349360.1204 | 354646.6652 | 369513.0972 | 391213.7661 | 398739.548 | 414634.9883 | 427453.4661 | 414747.9918 | 424039.3632 | 460115.4656 | 522991.2411 | 521995.2106 | 533535.0721 | 0 | 0 | 0 | 0 | 0 | 0 | 0 | 0 | 0 | 0 | 0 | 0 | 0 | 0 | 0 | 0 | 0 | 0 | 0 | 0 | 0 | 0 | 0 | 0 | -0.043349 | 0.017279 | -0.052046 | -0.35872 | 0.058555 | -0.028244 | -0.084815 | -0.071218 | 0.029984 | 0.061942 | 0.028495 | 0.015019 | 0.041064 | 0.057068 | 0.019054 | 0.03909 | 0.030447 | -0.030174 | 0.022155 | 0.081651 | 0.12809 | -0.0019063 | 0.021866 | 0.092572
| 243 | 5015824.0801 | 0 | 4684701.2646 | 0 |  | 589082.9016 | 553482.5562 | 564406.3463 | 522656.8805 | 379250.6488 | 407982.9104 | 410629.7091 | 383537.0725 | 353144.9192 | 356800.536 | 374608.7048 | 359336.5309 | 367717.163 | 380440.5236 | 400685.1094 | 402977.324 | 409567.7345 | 418668.8153 | 409499.4697 | 388890.9941 | 379040.5607 | 369565.4482 | 374254.9132 | 381141.7076 | 589082.9016 | 553482.5562 | 0 | 0 | 0 | 0 | 0 | 0 | 0 | 0 | 0 | 0 | 0 | 0 | 0 | 0 | 0 | 0 | 0 | 0 | 0 | 0 | 0 | 0 | -0.062337 | 0.019544 | -0.076849 | -0.32073 | 0.073028 | 0.0064666 | -0.068256 | -0.082558 | 0.010298 | 0.048705 | -0.041623 | 0.023055 | 0.034016 | 0.051846 | 0.0057044 | 0.016222 | 0.021978 | -0.022145 | -0.051637 | -0.025656 | -0.025315 | 0.012609 | 0.018234 | 0.078613
| 244 | 5597642.5679 | 0 | 5110649.764 | 0 |  | 554995.91 | 535940.4897 | 542779.708 | 511903.0478 | 359937.3183 | 396521.2936 | 433347.0315 | 404675.6029 | 387254.2454 | 402954.5957 | 444431.095 | 474379.6428 | 494244.8878 | 500012.4257 | 555842.5067 | 561094.668 | 564148.2678 | 539546.4679 | 560473.6933 | 507017.5294 | 534389.5363 | 545097.4826 | 562083.2539 | 574545.4049 | 0 | 0 | 0 | 0 | 0 | 0 | 0 | 0 | 0 | 0 | 0 | 0 | 0 | 0 | 0 | 0 | 0 | 0 | 0 | 0 | 0 | 0 | 0 | 0 | -0.034938 | 0.01268 | -0.058568 | -0.35221 | 0.0968 | 0.088809 | -0.068453 | -0.044004 | 0.039742 | 0.097971 | 0.065213 | 0.041023 | 0.011602 | 0.10585 | 0.0094046 | 0.0054275 | -0.044588 | 0.038053 | -0.10024 | 0.052579 | 0.01984 | 0.030685 | 0.021929 | 0.095185
| 245 | 5325138.4476 | 0 | 4828278.9915 | 0 |  | 488101.1959 | 471941.667 | 484335.706 | 463942.1654 | 335999.2956 | 381098.669 | 430938.0008 | 416377.8355 | 400801.0937 | 431175.5292 | 422267.5903 | 434586.7629 | 470567.2186 | 487187.1263 | 506752.6665 | 526366.3313 | 532256.5957 | 537320.9971 | 548910.5448 | 536309.323 | 568455.8887 | 543631.5604 | 564379.1027 | 581780.8723 | 0 | 0 | 0 | 0 | 0 | 0 | 0 | 0 | 0 | 0 | 0 | 0 | 0 | 0 | 0 | 0 | 0 | 0 | 0 | 0 | 0 | 0 | 0 | 0 | -0.033667 | 0.025923 | -0.043018 | -0.32265 | 0.12595 | 0.12291 | -0.034371 | -0.038128 | 0.07305 | -0.020876 | 0.028756 | 0.079543 | 0.034709 | 0.039375 | 0.037974 | 0.011128 | 0.00947 | 0.02134 | -0.023224 | 0.058213 | -0.044652 | 0.037454 | 0.030368 | 0.086881
| 246 | 4565478.7232 | 0 | 4273014.0814 | 0 |  | 525489.3248 | 503453.826 | 516267.9216 | 486894.3325 | 310788.6925 | 346968.865 | 368693.0265 | 355252.5791 | 318202.2334 | 342087.9273 | 356034.3032 | 351170.2131 | 369423.0637 | 361765.2641 | 381284.2337 | 375386.4861 | 380850.4946 | 380591.9809 | 362845.8047 | 334552.7615 | 349878.3911 | 324907.7242 | 330536.179 | 319929.2554 | 0 | 0 | 0 | 0 | 0 | 0 | 0 | 0 | 0 | 0 | 0 | 0 | 0 | 0 | 0 | 0 | 0 | 0 | 0 | 0 | 0 | 0 | 0 | 0 | -0.042838 | 0.025134 | -0.058579 | -0.44893 | 0.11012 | 0.060729 | -0.037135 | -0.11014 | 0.072381 | 0.039959 | -0.013756 | 0.050671 | -0.020947 | 0.05255 | -0.015589 | 0.014451 | -0.00067901 | -0.04775 | -0.081183 | 0.044791 | -0.074044 | 0.017175 | -0.032616 | 0.10809
| 247 | 6148331.8343 | 6148331.8343 | 5471791.8647 | 0 |  | 525680.2017 | 505905.1387 | 525844.842 | 516786.6607 | 406895.179 | 455215.4487 | 495163.1098 | 476019.898 | 466064.5667 | 472784.6117 | 488095.7596 | 489925.5892 | 520343.2749 | 538537.1657 | 582894.8149 | 589957.8098 | 627399.3532 | 642120.9023 | 661322.375 | 666753.017 | 716773.3108 | 762527.3509 | 802972.4899 | 799834.222 | 0 | 0 | 0 | 0 | 0 | 0 | 495163.1098 | 476019.898 | 466064.5667 | 472784.6117 | 0 | 0 | 0 | 0 | 582894.8149 | 589957.8098 | 627399.3532 | 642120.9023 | 661322.375 | 666753.017 | 716773.3108 | 762527.3509 | 802972.4899 | 799834.222 | -0.038344 | 0.038657 | -0.017376 | -0.23907 | 0.11222 | 0.084116 | -0.039428 | -0.021135 | 0.014316 | 0.031872 | 0.0037419 | 0.060235 | 0.034368 | 0.07915 | 0.012044 | 0.061532 | 0.023193 | 0.029465 | 0.0081783 | 0.07234 | 0.061879 | 0.051682 | -0.003916 | 0.06872
| 248 | 6522186.2801 | 6522186.2801 | 5926585.8578 | 5926585.8578 |  | 559245.9355 | 537627.5141 | 558757.5929 | 538743.0972 | 447556.0065 | 481220.5002 | 521130.8428 | 507798.1622 | 494897.0538 | 514020.125 | 549326.0365 | 569690.0756 | 607658.1215 | 636182.8633 | 655515.8074 | 659393.3291 | 695555.7721 | 688079.3432 | 702602.2857 | 659765.4938 | 661043.1932 | 661907.844 | 696433.7383 | 689346.4309 | 0 | 0 | 0 | 538743.0972 | 447556.0065 | 481220.5002 | 521130.8428 | 507798.1622 | 494897.0538 | 514020.125 | 549326.0365 | 569690.0756 | 607658.1215 | 636182.8633 | 655515.8074 | 659393.3291 | 695555.7721 | 688079.3432 | 702602.2857 | 659765.4938 | 0 | 0 | 0 | 0 | -0.039423 | 0.03855 | -0.036477 | -0.18544 | 0.072524 | 0.079676 | -0.025917 | -0.025734 | 0.037913 | 0.06643 | 0.0364 | 0.06452 | 0.045874 | 0.029936 | 0.0058978 | 0.053391 | -0.010807 | 0.020887 | -0.062907 | 0.0019347 | 0.0013072 | 0.050846 | -0.010229 | 0.058086
| 249 | 4196086.2682 | 0 | 3948787.5437 | 0 |  | 541683.259 | 510069.9895 | 516760.8282 | 492026.8976 | 329305.521 | 337767.8162 | 341894.1334 | 303258.5581 | 283379.1622 | 289712.1077 | 290054.5346 | 289871.569 | 288873.7642 | 296448.5268 | 303287.267 | 298376.0776 | 302172.6748 | 286652.407 | 283780.9999 | 270876.2679 | 277942.4681 | 287548.7831 | 285946.5122 | 270864.1174 | 0 | 0 | 0 | 0 | 0 | 0 | 0 | 0 | 0 | 0 | 0 | 0 | 0 | 0 | 0 | 0 | 0 | 0 | 0 | 0 | 0 | 0 | 0 | 0 | -0.060133 | 0.013032 | -0.049047 | -0.40155 | 0.025373 | 0.012142 | -0.11992 | -0.0678 | 0.022102 | 0.0011813 | -0.000631 | -0.0034482 | 0.025884 | 0.022807 | -0.016326 | 0.012644 | -0.052728 | -0.010068 | -0.046541 | 0.025752 | 0.033978 | -0.0055878 | -0.054187 | 0.090017
| 250 | 4731985.1857 | 0 | 4370266.4721 | 0 |  | 524711.8752 | 497148.059 | 500657.37 | 481168.2602 | 337289.1272 | 369836.1066 | 389718.8962 | 352940.8441 | 318197.0101 | 348959.1717 | 368578.5 | 358809.8395 | 379687.9293 | 366696.4173 | 399903.6857 | 401898.1734 | 414166.8826 | 404685.1185 | 401630.282 | 377820.0428 | 389308.5047 | 424364.6072 | 414991.9349 | 416445.5277 | 0 | 0 | 0 | 0 | 0 | 0 | 0 | 0 | 0 | 0 | 0 | 0 | 0 | 0 | 0 | 0 | 0 | 0 | 0 | 0 | 0 | 0 | 0 | 0 | -0.053961 | 0.0070341 | -0.039705 | -0.35528 | 0.092119 | 0.052366 | -0.099125 | -0.10363 | 0.092284 | 0.054699 | -0.026861 | 0.056557 | -0.034815 | 0.086689 | 0.004975 | 0.03007 | -0.02316 | -0.0075773 | -0.061114 | 0.029954 | 0.086221 | -0.022334 | 0.0034966 | 0.094985
| 251 | 2302882.4542 | 0 | 2273409.2786 | 0 |  | 657954.878 | 556017.7792 | 592753.674 | 419617.4234 | 203841.7498 | 88467.3686 | 79313.1714 | 27705.8738 | 15727.6308 | 15283.1621 | 15526.3634 | 17844.6118 | 18575.8159 | 21532.5988 | 23412.9504 | 25550.234 | 25841.6093 | 27784.7757 | 28538.5692 | 30571.6243 | 31515.7874 | 32797.3407 | 34436.8025 | 35554.6261 | 657954.878 | 556017.7792 | 592753.674 | 0 | 0 | 0 | 0 | 0 | 0 | 0 | 0 | 0 | 0 | 0 | 0 | 0 | 0 | 0 | 0 | 0 | 0 | 0 | 0 | 0 | -0.16834 | 0.063979 | -0.34544 | -0.722 | -0.83471 | -0.10923 | -1.0518 | -0.56623 | -0.028667 | 0.015788 | 0.13916 | 0.040159 | 0.14771 | 0.083721 | 0.087357 | 0.011339 | 0.072502 | 0.026768 | 0.068816 | 0.030416 | 0.039859 | 0.048778 | 0.031944 | 0.33801
| 252 | 6241057.605 | 6241057.605 | 5604715.3426 | 5604715.3426 |  | 550290.618 | 538424.2651 | 559952.0235 | 531478.5536 | 431416.3374 | 462822.4438 | 479642.4211 | 463281.8051 | 428349.0647 | 458354.561 | 498631.9324 | 514125.333 | 545308.335 | 566962.3208 | 583654.4746 | 602915.5564 | 653187.1167 | 671837.785 | 684662.2993 | 664381.2829 | 671888.2903 | 708582.2107 | 752097.2449 | 768392.5626 | 0 | 0 | 0 | 0 | 431416.3374 | 462822.4438 | 0 | 0 | 0 | 0 | 498631.9324 | 514125.333 | 545308.335 | 566962.3208 | 583654.4746 | 602915.5564 | 653187.1167 | 671837.785 | 684662.2993 | 664381.2829 | 671888.2903 | 708582.2107 | 752097.2449 | 768392.5626 | -0.0218 | 0.039204 | -0.052188 | -0.20859 | 0.07027 | 0.035697 | -0.034705 | -0.078397 | 0.067705 | 0.084225 | 0.030599 | 0.058884 | 0.038941 | 0.029016 | 0.032468 | 0.080086 | 0.028153 | 0.018909 | -0.03007 | 0.011236 | 0.053174 | 0.0596 | 0.021435 | 0.064628
| 253 | 5847861.7746 | 0 | 5297930.5686 | 0 |  | 565150.487 | 524771.107 | 548053.2153 | 533052.7595 | 426787.7836 | 449887.2663 | 472991.2964 | 447691.8887 | 423148.9134 | 426921.0831 | 459532.0834 | 451105.6718 | 468830.4885 | 489978.0501 | 522242.8507 | 540609.7046 | 569323.9192 | 573170.1047 | 591545.6483 | 578968.6238 | 609196.1004 | 618032.0428 | 638140.853 | 635271.8141 | 0 | 0 | 0 | 0 | 426787.7836 | 0 | 0 | 0 | 0 | 0 | 0 | 0 | 0 | 0 | 0 | 0 | 0 | 0 | 0 | 0 | 0 | 0 | 0 | 0 | -0.07413 | 0.04341 | -0.027752 | -0.22233 | 0.05271 | 0.05008 | -0.054972 | -0.056381 | 0.008875 | 0.07361 | -0.018507 | 0.03854 | 0.044119 | 0.063772 | 0.034565 | 0.051752 | 0.006733 | 0.031556 | -0.021491 | 0.050892 | 0.0144 | 0.032019 | -0.0045061 | 0.064326
| 254 | 5425411.6474 | 0 | 4933649.7994 | 0 |  | 578259.7416 | 548837.0412 | 563271.5366 | 534586.6751 | 361581.8984 | 393312.2429 | 417056.3664 | 397852.9973 | 362991.9123 | 376767.561 | 405330.0635 | 424088.154 | 436549.3992 | 455206.4525 | 472762.8901 | 466261.3591 | 472182.044 | 497492.4237 | 511081.0954 | 499768.8965 | 527749.3986 | 560763.4285 | 574928.2815 | 575034.8972 | 0 | 0 | 0 | 0 | 0 | 0 | 0 | 0 | 0 | 0 | 0 | 0 | 0 | 0 | 0 | 0 | 0 | 0 | 0 | 0 | 0 | 0 | 0 | 0 | -0.052222 | 0.02596 | -0.052268 | -0.39101 | 0.084115 | 0.058618 | -0.047139 | -0.091702 | 0.037248 | 0.073073 | 0.04524 | 0.02896 | 0.04185 | 0.037843 | -0.013848 | 0.012618 | 0.052216 | 0.026948 | -0.022382 | 0.054476 | 0.060678 | 0.024946 | 0.00018542 | 0.09642
| 255 | 4262121.317 | 0 | 3963097.9481 | 0 |  | 518262.7155 | 483850.3381 | 486726.5586 | 469445.5841 | 315629.9121 | 333778.53 | 334623.2453 | 308097.3208 | 287484.6759 | 285230.9757 | 302813.0075 | 318793.4677 | 335315.8268 | 315799.4916 | 327987.4315 | 332269.2222 | 353807.0277 | 324766.9701 | 327991.8716 | 304268.814 | 341663.8785 | 328714.0223 | 340553.2417 | 347958.4153 | 0 | 0 | 0 | 0 | 0 | 0 | 0 | 0 | 0 | 0 | 0 | 0 | 0 | 0 | 0 | 0 | 0 | 0 | 0 | 0 | 0 | 0 | 0 | 0 | -0.068707 | 0.0059268 | -0.03615 | -0.39698 | 0.055907 | 0.0025276 | -0.08259 | -0.069246 | -0.0078703 | 0.059816 | 0.051428 | 0.050529 | -0.059965 | 0.037868 | 0.01297 | 0.062806 | -0.085644 | 0.0098809 | -0.075077 | 0.11592 | -0.038639 | 0.035383 | 0.021511 | 0.099818
| 256 | 5688860.29 | 0 | 5165027.2522 | 0 |  | 584353.4784 | 547357.0573 | 561024.5051 | 543103.3889 | 431965.2898 | 435816.0523 | 452989.2953 | 415164.0109 | 403437.3439 | 402090.5674 | 430770.2299 | 434994.1019 | 445406.578 | 454360.1697 | 475636.7825 | 496460.8906 | 526542.7801 | 524523.5059 | 546441.4386 | 535851.58 | 562821.7084 | 576516.1608 | 627429.8764 | 619505.5084 | 584353.4784 | 0 | 0 | 543103.3889 | 431965.2898 | 0 | 0 | 0 | 0 | 0 | 0 | 0 | 0 | 0 | 0 | 0 | 0 | 0 | 0 | 0 | 0 | 0 | 0 | 0 | -0.065405 | 0.024663 | -0.032465 | -0.22895 | 0.008875 | 0.038648 | -0.087195 | -0.028652 | -0.0033438 | 0.068897 | 0.0097576 | 0.023655 | 0.019903 | 0.045764 | 0.04285 | 0.058828 | -0.0038423 | 0.040937 | -0.01957 | 0.049106 | 0.02404 | 0.084629 | -0.01271 | 0.065295
| 257 | 5808075.3763 | 0 | 5224029.2085 | 0 |  | 539223.1613 | 514280.9241 | 532252.5874 | 517609.708 | 398219.3567 | 427965.7535 | 452420.1311 | 450264.1986 | 417187.9854 | 427476.0312 | 457435.558 | 477126.5287 | 502242.1221 | 496319.8468 | 520863.6749 | 529270.4874 | 568822.0241 | 584697.7095 | 606039.3172 | 592918.963 | 620444.2439 | 634409.2181 | 705233.2958 | 702878.3859 | 0 | 0 | 0 | 0 | 0 | 0 | 0 | 0 | 0 | 0 | 0 | 0 | 0 | 0 | 0 | 0 | 0 | 0 | 0 | 0 | 0 | 0 | 0 | 0 | -0.04736 | 0.034349 | -0.027897 | -0.26222 | 0.07204 | 0.055568 | -0.0047767 | -0.076298 | 0.024361 | 0.067738 | 0.042146 | 0.051301 | -0.011862 | 0.048268 | 0.016011 | 0.072068 | 0.027527 | 0.03585 | -0.021887 | 0.045378 | 0.022258 | 0.10583 | -0.0033448 | 0.073183
| 258 | 6118750.2791 | 0 | 5469269.6358 | 0 |  | 542209.0667 | 527961.0588 | 553946.3915 | 530309.01 | 420114.8741 | 469932.7875 | 497814.5257 | 476066.9786 | 420693.175 | 455191.9283 | 498923.5477 | 510092.9249 | 498824.7025 | 515360.1955 | 543303.7238 | 549878.8939 | 610035.0868 | 608766.5281 | 642147.7755 | 647091.1493 | 695841.6182 | 718055.4224 | 756774.0946 | 789426.4506 | 0 | 0 | 0 | 0 | 420114.8741 | 469932.7875 | 497814.5257 | 476066.9786 | 0 | 0 | 498923.5477 | 0 | 0 | 0 | 0 | 0 | 610035.0868 | 0 | 642147.7755 | 647091.1493 | 695841.6182 | 718055.4224 | 756774.0946 | 789426.4506 | -0.026629 | 0.048045 | -0.043608 | -0.23293 | 0.11206 | 0.057638 | -0.044669 | -0.12365 | 0.078815 | 0.091734 | 0.02214 | -0.022338 | 0.032611 | 0.052802 | 0.01203 | 0.10382 | -0.0020817 | 0.053384 | 0.0076687 | 0.072635 | 0.031425 | 0.052518 | 0.042242 | 0.076964
| 259 | 6910555.9271 | 6910555.9271 | 6098835.0774 | 6098835.0774 |  | 563713.2018 | 552675.6728 | 589602.1608 | 562934.5119 | 469721.6194 | 491058.6913 | 521348.8229 | 500648.0279 | 496463.3303 | 521047.856 | 554673.5521 | 564525.128 | 601267.1653 | 626566.9821 | 672409.9624 | 688072.5068 | 720109.9988 | 722637.9638 | 768596.5603 | 822423.7384 | 847771.7952 | 907841.5419 | 961323.2866 | 984913.5111 | 0 | 552675.6728 | 589602.1608 | 562934.5119 | 469721.6194 | 491058.6913 | 521348.8229 | 500648.0279 | 496463.3303 | 521047.856 | 554673.5521 | 564525.128 | 601267.1653 | 626566.9821 | 672409.9624 | 688072.5068 | 720109.9988 | 722637.9638 | 768596.5603 | 822423.7384 | 847771.7952 | 907841.5419 | 961323.2866 | 984913.5111 | -0.019774 | 0.064677 | -0.046285 | -0.18102 | 0.044423 | 0.059856 | -0.040516 | -0.0083937 | 0.048332 | 0.062538 | 0.017605 | 0.063054 | 0.041216 | 0.070613 | 0.023026 | 0.04551 | 0.0035044 | 0.061658 | 0.06769 | 0.030356 | 0.068458 | 0.057241 | 0.024243 | 0.05677
| 260 | 5815575.702 | 0 | 5184754.7299 | 0 |  | 513561.7776 | 493304.7179 | 507202.0147 | 488805.2882 | 388658.5448 | 427932.6536 | 457044.8537 | 431208.1061 | 418706.157 | 435454.0542 | 475857.9954 | 491793.1861 | 500349.351 | 513329.1806 | 528920.6063 | 545661.028 | 587601.3293 | 601036.0681 | 633003.3735 | 622590.3336 | 667237.3243 | 707808.1482 | 753690.9009 | 745448.2329 | 0 | 0 | 0 | 0 | 0 | 0 | 0 | 0 | 0 | 0 | 0 | 0 | 0 | 0 | 0 | 0 | 0 | 0 | 0 | 0 | 667237.3243 | 707808.1482 | 753690.9009 | 745448.2329 | -0.040243 | 0.027782 | -0.036945 | -0.22926 | 0.096265 | 0.065816 | -0.058191 | -0.029421 | 0.03922 | 0.08873 | 0.032939 | 0.017248 | 0.025611 | 0.029921 | 0.03116 | 0.074051 | 0.022606 | 0.051821 | -0.016587 | 0.069257 | 0.059027 | 0.062809 | -0.010997 | 0.06834
| 261 | 5904220.87 | 0 | 5271345.1649 | 0 |  | 535637.1109 | 518569.1752 | 527040.744 | 515177.4257 | 402935.426 | 417887.4645 | 439360.7557 | 411027.6404 | 397550.9724 | 410384.1726 | 467170.1366 | 482541.2801 | 496358.5701 | 532709.6582 | 555683.4406 | 562800.0169 | 590191.4581 | 646556.1901 | 675128.941 | 668357.7778 | 675043.293 | 694089.3794 | 737078.6456 | 779714.0224 | 0 | 0 | 0 | 0 | 0 | 0 | 0 | 0 | 0 | 0 | 0 | 0 | 0 | 0 | 0 | 0 | 0 | 646556.1901 | 675128.941 | 668357.7778 | 675043.293 | 694089.3794 | 737078.6456 | 779714.0224 | -0.032383 | 0.016204 | -0.022767 | -0.24574 | 0.036436 | 0.050109 | -0.06666 | -0.033337 | 0.031771 | 0.1296 | 0.032373 | 0.028232 | 0.070678 | 0.042222 | 0.012726 | 0.047523 | 0.091213 | 0.043244 | -0.01008 | 0.0099532 | 0.027824 | 0.060094 | 0.056233 | 0.071435
| 262 | 5386712.2989 | 0 | 4908365.8067 | 0 |  | 516481.4369 | 492505.8487 | 506465.1337 | 493142.8552 | 374496.4346 | 422615.7376 | 458068.2063 | 428060.9692 | 411142.1696 | 432819.4695 | 447362.5488 | 432252.1012 | 445377.6843 | 452520.2645 | 469428.3882 | 478137.8967 | 501932.3542 | 499171.2059 | 501802.8683 | 486030.685 | 523008.7502 | 538263.3652 | 561660.3211 | 553184.9381 | 0 | 0 | 0 | 0 | 0 | 0 | 0 | 0 | 0 | 0 | 0 | 0 | 0 | 0 | 0 | 0 | 0 | 0 | 0 | 0 | 0 | 0 | 0 | 0 | -0.047533 | 0.027949 | -0.026657 | -0.27522 | 0.12088 | 0.080555 | -0.067752 | -0.040327 | 0.051382 | 0.033049 | -0.03436 | 0.029914 | 0.01591 | 0.036683 | 0.018383 | 0.048566 | -0.0055162 | 0.0052582 | -0.031936 | 0.073326 | 0.02875 | 0.042549 | -0.015205 | 0.075689
| 263 | 4866487.0474 | 0 | 4417959.5523 | 0 |  | 513930.4961 | 498078.5195 | 511428.1626 | 485919.1667 | 337942.1681 | 348492.0792 | 372940.0658 | 351832.8596 | 322625.9201 | 341545.9675 | 349158.58 | 350878.4559 | 381365.8154 | 402078.6123 | 415311.9752 | 419061.5716 | 449505.4129 | 454614.785 | 454041.2707 | 443231.9434 | 484733.2916 | 496644.3706 | 523941.0221 | 537767.4041 | 0 | 0 | 0 | 0 | 0 | 0 | 0 | 0 | 0 | 0 | 0 | 0 | 0 | 0 | 0 | 0 | 0 | 0 | 0 | 0 | 0 | 0 | 0 | 0 | -0.03133 | 0.026449 | -0.051165 | -0.36317 | 0.030741 | 0.067802 | -0.058261 | -0.086663 | 0.056989 | 0.022044 | 0.0049137 | 0.083319 | 0.052889 | 0.032382 | 0.0089879 | 0.07013 | 0.011303 | -0.0012623 | -0.024095 | 0.089506 | 0.024275 | 0.053505 | 0.026047 | 0.091687
| 264 | 5995932.8075 | 0 | 5335088.04 | 0 |  | 524505.2868 | 507288.9465 | 522225.1205 | 505334.0737 | 398181.389 | 432266.2215 | 453184.8889 | 440058.1944 | 424782.0809 | 446208.6676 | 468733.6474 | 493507.5266 | 522432.0274 | 539984.7552 | 565126.4646 | 576390.9395 | 602084.3082 | 630985.9089 | 683672.334 | 674796.9271 | 708439.4755 | 732443.3814 | 774043.2887 | 796326.4939 | 0 | 0 | 0 | 0 | 0 | 0 | 0 | 0 | 0 | 0 | 0 | 0 | 0 | 0 | 0 | 0 | 602084.3082 | 630985.9089 | 683672.334 | 674796.9271 | 708439.4755 | 732443.3814 | 774043.2887 | 796326.4939 | -0.033375 | 0.029018 | -0.032879 | -0.23831 | 0.082134 | 0.047259 | -0.029393 | -0.035331 | 0.04921 | 0.049248 | 0.051503 | 0.056957 | 0.033046 | 0.045509 | 0.019737 | 0.043611 | 0.046886 | 0.080195 | -0.013067 | 0.048653 | 0.033321 | 0.055242 | 0.028381 | 0.065946
| 265 | 5463341.447 | 0 | 4900675.3105 | 0 |  | 518020.2325 | 511437.8674 | 519553.8792 | 508263.1189 | 358689.9537 | 384461.024 | 401785.689 | 389665.6943 | 382358.2398 | 398635.2123 | 443066.8127 | 470199.9112 | 481722.8794 | 486949.0727 | 484045.9107 | 474281.8159 | 491866.8585 | 516776.0171 | 552753.4254 | 547095.2345 | 592244.8793 | 636562.1126 | 669259.2608 | 665692.7571 | 0 | 0 | 0 | 0 | 0 | 0 | 0 | 0 | 0 | 0 | 0 | 0 | 0 | 0 | 0 | 0 | 0 | 0 | 0 | 0 | 0 | 0 | 0 | 0 | -0.012788 | 0.015744 | -0.021971 | -0.34854 | 0.069384 | 0.044076 | -0.03063 | -0.018931 | 0.041689 | 0.10567 | 0.059437 | 0.024211 | 0.010791 | -0.0059798 | -0.020378 | 0.036406 | 0.049401 | 0.067302 | -0.010289 | 0.079297 | 0.072162 | 0.05009 | -0.0053433 | 0.087313
| 266 | 5547054.7123 | 0 | 4953056.7324 | 0 |  | 521052.0019 | 503667.896 | 520991.705 | 508526.0451 | 361318.272 | 403460.915 | 427265.1587 | 398950.9434 | 378379.8321 | 389430.2203 | 429186.7607 | 449435.2319 | 462999.0185 | 467570.9609 | 481175.9861 | 512085.0708 | 540826.8148 | 553068.457 | 576739.4652 | 594456.2166 | 633310.5137 | 675884.1054 | 700669.423 | 694694.5679 | 0 | 0 | 0 | 0 | 0 | 0 | 0 | 0 | 0 | 0 | 0 | 0 | 0 | 0 | 0 | 0 | 0 | 0 | 0 | 0 | 0 | 0 | 0 | 0 | -0.033933 | 0.033817 | -0.024218 | -0.34176 | 0.11032 | 0.057325 | -0.068566 | -0.05294 | 0.028786 | 0.097207 | 0.0461 | 0.029733 | 0.0098262 | 0.028682 | 0.062258 | 0.054608 | 0.022383 | 0.041909 | 0.030256 | 0.063314 | 0.065061 | 0.036015 | -0.0085639 | 0.08865
| 267 | 5162575.2357 | 0 | 4718372.4587 | 0 |  | 529260.35 | 513110.3349 | 525946.806 | 506234.9979 | 372870.8408 | 415660.461 | 440353.2104 | 407717.8001 | 384293.5539 | 387848.193 | 389255.313 | 384042.8005 | 404193.0665 | 398711.4998 | 416281.0046 | 412382.9883 | 440618.1104 | 451297.5816 | 471569.4886 | 453555.9163 | 472388.5724 | 499736.1292 | 522493.4081 | 529098.8206 | 0 | 0 | 0 | 0 | 0 | 0 | 0 | 0 | 0 | 0 | 0 | 0 | 0 | 0 | 0 | 0 | 0 | 0 | 0 | 0 | 0 | 0 | 0 | 0 | -0.03099 | 0.024709 | -0.038199 | -0.30577 | 0.10864 | 0.057708 | -0.077002 | -0.059169 | 0.0092073 | 0.0036215 | -0.013481 | 0.051139 | -0.013655 | 0.043122 | -0.009408 | 0.066226 | 0.023948 | 0.04394 | -0.038948 | 0.040683 | 0.056278 | 0.044532 | 0.012563 | 0.080195
| 268 | 3843397.7646 | 0 | 3608539.0033 | 0 |  | 509438.7706 | 482915.438 | 492130.3866 | 468050.6975 | 314535.3484 | 314636.4789 | 309537.5972 | 271612.5891 | 243907.2895 | 248822.4221 | 263719.2753 | 252378.4829 | 257362.6899 | 253728.4596 | 263704.3861 | 244226.9979 | 247155.0647 | 244989.5822 | 239331.0161 | 244523.6732 | 256962.2879 | 262094.4804 | 274837.8559 | 274876.5234 | 0 | 0 | 0 | 0 | 0 | 0 | 0 | 0 | 0 | 0 | 0 | 0 | 0 | 0 | 0 | 0 | 0 | 0 | 0 | 0 | 0 | 0 | 0 | 0 | -0.053468 | 0.018902 | -0.050167 | -0.39748 | 0.00032147 | -0.016338 | -0.1307 | -0.10759 | 0.019951 | 0.058146 | -0.043955 | 0.019556 | -0.014222 | 0.038564 | -0.076731 | 0.011918 | -0.0088002 | -0.023368 | 0.021465 | 0.049617 | 0.019776 | 0.047476 | 0.00014068 | 0.094412
| 269 | 5022855.8043 | 0 | 4630188.7447 | 0 |  | 535197.3393 | 509504.0891 | 527090.3763 | 508942.8258 | 368964.0098 | 392593.0111 | 413552.0672 | 375239.272 | 340015.5976 | 349998.5649 | 382479.4523 | 386839.2569 | 415099.59 | 425506.3769 | 431943.3632 | 431987.1056 | 439576.6619 | 431793.0154 | 440435.0174 | 427132.9729 | 441097.7987 | 425994.307 | 454380.5257 | 464984.4349 | 0 | 0 | 0 | 0 | 0 | 0 | 0 | 0 | 0 | 0 | 0 | 0 | 0 | 0 | 0 | 0 | 0 | 0 | 0 | 0 | 0 | 0 | 0 | 0 | -0.049198 | 0.033934 | -0.035036 | -0.32164 | 0.062074 | 0.05201 | -0.09722 | -0.098572 | 0.028938 | 0.088746 | 0.011334 | 0.070509 | 0.024761 | 0.015015 | 0.00010126 | 0.017416 | -0.017866 | 0.019817 | -0.030668 | 0.032171 | -0.034841 | 0.064509 | 0.023069 | 0.084387
| 270 | 4417510.2994 | 0 | 4089548.2434 | 0 |  | 519525.0029 | 488610.7578 | 503418.4193 | 472632.3625 | 342362.0382 | 356615.9769 | 359476.399 | 317641.4127 | 287389.4493 | 298639.2845 | 313794.0208 | 319442.6272 | 324205.2302 | 320780.621 | 346431.2518 | 353675.5685 | 354669.3944 | 359647.1599 | 355545.6057 | 333953.9075 | 360647.9915 | 367031.0579 | 382129.2579 | 382206.2626 | 0 | 0 | 0 | 0 | 0 | 0 | 0 | 0 | 0 | 0 | 0 | 0 | 0 | 0 | 0 | 0 | 0 | 0 | 0 | 0 | 0 | 0 | 0 | 0 | -0.061349 | 0.029855 | -0.063104 | -0.32245 | 0.040791 | 0.007989 | -0.12373 | -0.10008 | 0.038398 | 0.0495 | 0.017841 | 0.014799 | -0.010619 | 0.076927 | 0.020696 | 0.0028061 | 0.013937 | -0.01147 | -0.062651 | 0.076899 | 0.017544 | 0.040312 | 0.00020149 | 0.084904
| 271 | 5226764.8384 | 0 | 4681334.4677 | 0 |  | 539832.1958 | 512307.8435 | 521302.0627 | 510397.6383 | 344391.6954 | 354749.061 | 373546.0216 | 357406.0676 | 347329.3764 | 377354.7928 | 387181.3086 | 401452.0777 | 418532.0477 | 422130.1436 | 443970.5172 | 454347.7451 | 485577.3758 | 492395.5099 | 536016.0847 | 535418.6134 | 568456.4091 | 614946.4243 | 644309.5111 | 659393.0908 | 0 | 0 | 0 | 0 | 0 | 0 | 0 | 0 | 0 | 0 | 0 | 0 | 0 | 0 | 0 | 0 | 0 | 0 | 0 | 0 | 0 | 0 | 0 | 0 | -0.052333 | 0.017404 | -0.02114 | -0.39341 | 0.029631 | 0.051631 | -0.044169 | -0.028599 | 0.082912 | 0.025707 | 0.036195 | 0.041665 | 0.0085602 | 0.050444 | 0.023105 | 0.066476 | 0.013944 | 0.084882 | -0.0011153 | 0.059876 | 0.078611 | 0.046644 | 0.023141 | 0.095551
| 272 | 6452622.3271 | 6452622.3271 | 5685570.9219 | 5685570.9219 |  | 512024.124 | 500730.3082 | 524234.4956 | 506497.1617 | 368100.3453 | 398011.7771 | 456758.0552 | 460871.5347 | 475592.7028 | 491720.3829 | 523062.2187 | 577922.8983 | 620648.5571 | 624462.563 | 664264.49 | 701893.6485 | 712916.1657 | 738358.1679 | 790648.5551 | 795676.3401 | 838979.5821 | 856904.8023 | 872988.5272 | 923391.6907 | 0 | 0 | 0 | 0 | 0 | 0 | 0 | 0 | 475592.7028 | 491720.3829 | 523062.2187 | 577922.8983 | 620648.5571 | 624462.563 | 664264.49 | 701893.6485 | 712916.1657 | 738358.1679 | 790648.5551 | 795676.3401 | 838979.5821 | 856904.8023 | 872988.5272 | 923391.6907 | -0.022304 | 0.045871 | -0.03442 | -0.31916 | 0.078126 | 0.13767 | 0.0089655 | 0.031442 | 0.033348 | 0.06179 | 0.09974 | 0.071325 | 0.0061264 | 0.061789 | 0.055101 | 0.015582 | 0.035065 | 0.068425 | 0.0063389 | 0.052994 | 0.02114 | 0.018596 | 0.056131 | 0.084332
| 273 | 5940649.8991 | 0 | 5357205.1604 | 0 |  | 544563.7629 | 514806.9393 | 529958.7498 | 507251.8127 | 400527.9917 | 447710.4482 | 470559.2264 | 463951.6314 | 440605.4765 | 453434.696 | 483095.9446 | 480282.1753 | 496332.9074 | 521860.5967 | 548287.7052 | 563054.8723 | 590231.8969 | 620610.1233 | 640714.5418 | 622368.037 | 628390.1597 | 645181.9366 | 683250.7129 | 701310.2742 | 0 | 0 | 0 | 0 | 0 | 0 | 0 | 0 | 0 | 0 | 0 | 0 | 0 | 0 | 0 | 0 | 0 | 620610.1233 | 640714.5418 | 0 | 0 | 0 | 0 | 0 | -0.056193 | 0.029007 | -0.043792 | -0.23622 | 0.11136 | 0.049775 | -0.014142 | -0.05163 | 0.028701 | 0.063364 | -0.0058415 | 0.032873 | 0.050154 | 0.0494 | 0.026577 | 0.047138 | 0.050188 | 0.031881 | -0.029052 | 0.0096296 | 0.026371 | 0.05733 | 0.026089 | 0.067303
| 274 | 6427200.4939 | 6427200.4939 | 5606787.4082 | 5606787.4082 |  | 537492.5562 | 510045.4676 | 521541.5438 | 503092.6428 | 398935.0436 | 429306.9866 | 459209.4132 | 441697.921 | 443628.4762 | 474605.782 | 492149.1375 | 516011.4821 | 570413.9381 | 590680.4308 | 624475.172 | 637936.1209 | 695071.0673 | 726355.6716 | 794449.8815 | 825669.0311 | 873959.9936 | 892924.4676 | 951223.4296 | 1024526.1018 | 0 | 0 | 0 | 0 | 0 | 0 | 0 | 0 | 0 | 474605.782 | 0 | 516011.4821 | 570413.9381 | 590680.4308 | 624475.172 | 637936.1209 | 695071.0673 | 726355.6716 | 794449.8815 | 825669.0311 | 873959.9936 | 892924.4676 | 951223.4296 | 1024526.1018 | -0.052415 | 0.022289 | -0.036015 | -0.23198 | 0.073374 | 0.067334 | -0.03888 | 0.0043612 | 0.067497 | 0.036297 | 0.047347 | 0.10023 | 0.034913 | 0.055636 | 0.021327 | 0.085776 | 0.044026 | 0.08961 | 0.038544 | 0.056841 | 0.021467 | 0.063247 | 0.074236 | 0.069627
| 275 | 6219433.9919 | 6219433.9919 | 5579378.942 | 5579378.942 |  | 513092.4785 | 496474.0939 | 503232.4315 | 500018.9815 | 392961.7985 | 441849.0547 | 488513.8896 | 479765.8508 | 482024.7463 | 507491.9145 | 537817.5644 | 551109.7149 | 579395.6616 | 590082.1665 | 631290.0656 | 619377.8695 | 664199.4964 | 693187.0368 | 677020.972 | 662206.4911 | 720678.4553 | 705482.6166 | 737200.8388 | 746860.4979 | 0 | 0 | 0 | 0 | 0 | 0 | 488513.8896 | 479765.8508 | 482024.7463 | 507491.9145 | 537817.5644 | 551109.7149 | 579395.6616 | 590082.1665 | 631290.0656 | 619377.8695 | 664199.4964 | 693187.0368 | 677020.972 | 662206.4911 | 720678.4553 | 705482.6166 | 737200.8388 | 746860.4979 | -0.032925 | 0.013521 | -0.0064061 | -0.24093 | 0.11726 | 0.1004 | -0.01807 | 0.0046973 | 0.051485 | 0.058039 | 0.024415 | 0.050052 | 0.018276 | 0.067504 | -0.01905 | 0.069867 | 0.042717 | -0.023598 | -0.022125 | 0.084616 | -0.021311 | 0.043978 | 0.013018 | 0.070469
| 276 | 4157172.4284 | 0 | 3892232.8262 | 0 |  | 515508.2219 | 483465.2824 | 488646.3464 | 476179.9763 | 329558.9772 | 340839.3087 | 338370.1079 | 307172.6444 | 282487.1918 | 283626.4914 | 295579.4696 | 293558.7377 | 299425.4768 | 303765.3179 | 313270.3628 | 296906.7534 | 303367.9555 | 299020.5874 | 295654.0198 | 292040.0252 | 299943.444 | 295561.7724 | 303987.8386 | 304347.7318 | 0 | 0 | 0 | 0 | 0 | 0 | 0 | 0 | 0 | 0 | 0 | 0 | 0 | 0 | 0 | 0 | 0 | 0 | 0 | 0 | 0 | 0 | 0 | 0 | -0.064174 | 0.01066 | -0.025843 | -0.36804 | 0.033656 | -0.0072708 | -0.09673 | -0.083777 | 0.004025 | 0.04128 | -0.00686 | 0.019788 | 0.01439 | 0.030811 | -0.053648 | 0.021528 | -0.014434 | -0.011323 | -0.012299 | 0.026703 | -0.014716 | 0.02811 | 0.0011832 | 0.083858
| 277 | 3901715.6208 | 0 | 3674587.1767 | 0 |  | 520838.2385 | 498292.3993 | 501398.2112 | 474983.9952 | 304807.683 | 314159.7952 | 320842.4153 | 284599.5614 | 239756.5052 | 239272.3102 | 245998.5985 | 240667.812 | 247916.378 | 256811.6271 | 276394.5774 | 279685.0171 | 294865.5406 | 273397.7259 | 259385.893 | 242083.4624 | 270005.1178 | 253875.8557 | 252180.9221 | 253604.2768 | 0 | 0 | 0 | 0 | 0 | 0 | 0 | 0 | 0 | 0 | 0 | 0 | 0 | 0 | 0 | 0 | 0 | 0 | 0 | 0 | 0 | 0 | 0 | 0 | -0.044252 | 0.0062136 | -0.05412 | -0.4436 | 0.030221 | 0.021048 | -0.11987 | -0.17146 | -0.0020216 | 0.027724 | -0.021908 | 0.029674 | 0.035251 | 0.073487 | 0.011835 | 0.052855 | -0.075592 | -0.052611 | -0.069034 | 0.10916 | -0.061596 | -0.0066986 | 0.0056283 | 0.10976
| 278 | 4354256.561 | 0 | 4048531.0737 | 0 |  | 519439.5978 | 492259.088 | 500420.1984 | 483983.0025 | 331352.9213 | 350533.4986 | 364279.5499 | 325305.7441 | 292588.6812 | 294262.1457 | 300897.7962 | 294165.3285 | 326785.0332 | 319562.3697 | 334444.3497 | 330464.0078 | 339664.7773 | 347184.7905 | 344017.3332 | 311844.6808 | 332945.4036 | 343243.1367 | 358026.7367 | 357081.0714 | 0 | 0 | 0 | 0 | 0 | 0 | 0 | 0 | 0 | 0 | 0 | 0 | 0 | 0 | 0 | 0 | 0 | 0 | 0 | 0 | 0 | 0 | 0 | 0 | -0.053745 | 0.016443 | -0.033398 | -0.37887 | 0.056272 | 0.038465 | -0.11316 | -0.106 | 0.0057032 | 0.0223 | -0.022629 | 0.10516 | -0.02235 | 0.045518 | -0.011973 | 0.027461 | 0.021898 | -0.0091651 | -0.098187 | 0.065473 | 0.030461 | 0.042169 | -0.0026448 | 0.096098
| 279 | 4791549.8634 | 0 | 4421693.3131 | 0 |  | 569299.0696 | 535498.107 | 555268.0047 | 518199.8889 | 337934.1181 | 365033.4905 | 383350.9766 | 353640.847 | 322086.1351 | 329172.0356 | 347781.4157 | 338116.4921 | 342508.219 | 356638.429 | 366833.3771 | 367398.7743 | 387199.9698 | 390378.2787 | 387581.6729 | 364931.5466 | 398461.4314 | 436286.3485 | 425173.9742 | 421710.1796 | 0 | 0 | 0 | 0 | 0 | 0 | 0 | 0 | 0 | 0 | 0 | 0 | 0 | 0 | 0 | 0 | 0 | 0 | 0 | 0 | 0 | 0 | 0 | 0 | -0.061209 | 0.036254 | -0.06909 | -0.42751 | 0.077138 | 0.048962 | -0.080669 | -0.093463 | 0.021762 | 0.054994 | -0.028184 | 0.012905 | 0.040427 | 0.028185 | 0.0015401 | 0.052493 | 0.0081749 | -0.0071896 | -0.060217 | 0.087901 | 0.090688 | -0.0258 | -0.0081801 | 0.10496
| 280 | 6101843.4531 | 0 | 5320568.8098 | 0 |  | 525319.6356 | 505064.8278 | 517452.6867 | 494916.4323 | 376990.6824 | 411191.8941 | 438119.1965 | 412194.548 | 400576.4842 | 422505.6228 | 453248.7162 | 468206.3684 | 512578.8157 | 558453.2047 | 596273.4855 | 603995.0521 | 665477.3135 | 704204.0426 | 728535.6877 | 748213.0603 | 823577.2558 | 852149.9465 | 905992.2721 | 984042.5929 | 0 | 0 | 0 | 0 | 0 | 0 | 0 | 0 | 0 | 0 | 0 | 0 | 0 | 558453.2047 | 596273.4855 | 603995.0521 | 665477.3135 | 704204.0426 | 728535.6877 | 748213.0603 | 823577.2558 | 852149.9465 | 905992.2721 | 984042.5929 | -0.03932 | 0.024231 | -0.044529 | -0.27217 | 0.08684 | 0.063431 | -0.060996 | -0.028591 | 0.053298 | 0.070238 | 0.032468 | 0.090545 | 0.085716 | 0.065529 | 0.012867 | 0.096939 | 0.056564 | 0.033968 | 0.026651 | 0.09597 | 0.034105 | 0.061268 | 0.082638 | 0.080175
| 281 | 5930722.2356 | 0 | 5339787.8983 | 0 |  | 495884.7408 | 487407.2839 | 509746.3114 | 494465.5315 | 380033.3507 | 433477.9096 | 476110.6867 | 471520.0514 | 466285.9349 | 491681.7575 | 521214.4272 | 543900.9955 | 551176.5903 | 566622.0572 | 551120.6738 | 557376.1205 | 592170.616 | 591812.2111 | 610249.924 | 590067.1193 | 658669.3563 | 678019.534 | 686708.7482 | 660709.5825 | 0 | 0 | 0 | 0 | 0 | 0 | 0 | 471520.0514 | 466285.9349 | 491681.7575 | 521214.4272 | 543900.9955 | 551176.5903 | 566622.0572 | 0 | 0 | 0 | 0 | 0 | 0 | 0 | 0 | 0 | 0 | -0.017243 | 0.044813 | -0.030436 | -0.26322 | 0.13158 | 0.09381 | -0.0096887 | -0.011163 | 0.053033 | 0.05833 | 0.042606 | 0.013288 | 0.027637 | -0.027739 | 0.011286 | 0.060555 | -0.00060542 | 0.030679 | -0.033632 | 0.10999 | 0.028954 | 0.012734 | -0.038596 | 0.075517
| 282 | 5922999.633 | 0 | 5391044.4561 | 0 |  | 546057.9207 | 516649.2243 | 527315.4045 | 517640.2384 | 409380.7101 | 473356.6869 | 502658.5897 | 466682.1672 | 453093.585 | 466077.2325 | 497561.1611 | 482186.6618 | 516699.7206 | 551866.903 | 558477.8571 | 539496.4638 | 556345.5538 | 549796.3491 | 591826.4393 | 578379.7381 | 594283.5356 | 582110.6642 | 603813.218 | 640779.1489 | 0 | 0 | 0 | 0 | 0 | 473356.6869 | 502658.5897 | 0 | 453093.585 | 0 | 497561.1611 | 0 | 0 | 551866.903 | 0 | 0 | 0 | 0 | 0 | 0 | 0 | 0 | 0 | 0 | -0.055361 | 0.020435 | -0.018518 | -0.23463 | 0.1452 | 0.060062 | -0.074263 | -0.02955 | 0.028253 | 0.065367 | -0.031387 | 0.069131 | 0.065845 | 0.011908 | -0.034579 | 0.030753 | -0.011842 | 0.073665 | -0.022983 | 0.027126 | -0.020696 | 0.036604 | 0.05942 | 0.07337
| 283 | 5223564.0634 | 0 | 4779519.9107 | 0 |  | 522742.4257 | 504002.0931 | 509400.6282 | 489742.7023 | 366074.1433 | 399199.3048 | 425192.9987 | 415201.0047 | 393617.573 | 395585.9286 | 418179.5612 | 405525.9506 | 418215.5158 | 428134.8072 | 455954.6638 | 462192.9319 | 486224.5532 | 487671.1237 | 500549.8271 | 483577.6471 | 497183.2644 | 489353.5634 | 512313.6326 | 520720.2347 | 0 | 0 | 0 | 0 | 0 | 0 | 0 | 0 | 0 | 0 | 0 | 0 | 0 | 0 | 0 | 0 | 0 | 0 | 0 | 0 | 0 | 0 | 0 | 0 | -0.036508 | 0.010654 | -0.039355 | -0.29104 | 0.086625 | 0.063082 | -0.02378 | -0.053383 | 0.0049882 | 0.055543 | -0.030726 | 0.030812 | 0.023441 | 0.062955 | 0.013589 | 0.050688 | 0.0029707 | 0.026066 | -0.034495 | 0.027747 | -0.015873 | 0.045852 | 0.016276 | 0.073897
| 284 | 4665004.5251 | 0 | 4340226.517 | 0 |  | 507604.9215 | 486937.2399 | 498961.1888 | 480816.7805 | 323645.5999 | 357358.3071 | 383942.8604 | 380735.4519 | 349610.6332 | 349586.7181 | 374714.6379 | 379604.6748 | 394036.2326 | 375766.5695 | 376857.3116 | 383353.6043 | 399021.5728 | 391958.66 | 380039.9888 | 347601.575 | 363390.7891 | 348441.9517 | 395535.4808 | 369736.8095 | 0 | 0 | 0 | 0 | 0 | 0 | 0 | 0 | 0 | 0 | 0 | 0 | 0 | 0 | 0 | 0 | 0 | 0 | 0 | 0 | 0 | 0 | 0 | 0 | -0.041568 | 0.024393 | -0.037042 | -0.39584 | 0.09909 | 0.071755 | -0.008389 | -0.085285 | -6.8407e-05 | 0.069413 | 0.012966 | 0.037312 | -0.047475 | 0.0028985 | 0.017091 | 0.040058 | -0.017859 | -0.03088 | -0.08922 | 0.044422 | -0.042007 | 0.12677 | -0.067449 | 0.10056
| 285 | 7204764.0666 | 7204764.0666 | 6486670.2536 | 6486670.2536 |  | 642086.8143 | 629751.0964 | 657807.4704 | 627413.9333 | 521256.3183 | 553314.847 | 572023.6154 | 541893.223 | 524007.5192 | 524523.6119 | 551284.1051 | 575520.9918 | 604450.9069 | 639866.505 | 680275.8529 | 677540.5584 | 710537.3127 | 721099.0178 | 762727.0164 | 774279.7642 | 817004.0902 | 798801.931 | 831938.1047 | 814021.0553 | 642086.8143 | 629751.0964 | 657807.4704 | 627413.9333 | 521256.3183 | 553314.847 | 572023.6154 | 541893.223 | 524007.5192 | 524523.6119 | 551284.1051 | 575520.9918 | 604450.9069 | 639866.505 | 680275.8529 | 677540.5584 | 710537.3127 | 721099.0178 | 762727.0164 | 774279.7642 | 817004.0902 | 798801.931 | 831938.1047 | 814021.0553 | -0.019399 | 0.043588 | -0.047306 | -0.18536 | 0.059685 | 0.033253 | -0.054111 | -0.033563 | 0.00098441 | 0.04976 | 0.043025 | 0.049045 | 0.056939 | 0.061239 | -0.004029 | 0.047552 | 0.014755 | 0.056124 | 0.015033 | 0.053711 | -0.022531 | 0.040645 | -0.021772 | 0.056514
| 286 | 5205185.0965 | 0 | 4784001.1236 | 0 |  | 507250.5313 | 488683.9506 | 502798.7527 | 489217.5142 | 342476.1833 | 393135.5555 | 432796.8697 | 424104.3484 | 390250.7009 | 414828.468 | 432541.803 | 448092.0611 | 451084.0515 | 453212.7015 | 486723.9384 | 465600.9729 | 472438.6959 | 459629.3769 | 481999.9697 | 473535.1392 | 472587.6024 | 486113.3989 | 481239.2495 | 472596.022 | 0 | 0 | 0 | 0 | 0 | 0 | 0 | 0 | 0 | 0 | 0 | 0 | 0 | 0 | 0 | 0 | 0 | 0 | 0 | 0 | 0 | 0 | 0 | 0 | -0.037289 | 0.028474 | -0.027383 | -0.35661 | 0.13795 | 0.096114 | -0.020289 | -0.08319 | 0.061076 | 0.041814 | 0.03532 | 0.006655 | 0.0047079 | 0.071336 | -0.044368 | 0.014579 | -0.027488 | 0.047524 | -0.017718 | -0.002003 | 0.028219 | -0.010077 | -0.018124 | 0.091483
| 287 | 3985908.7515 | 0 | 3774257.4117 | 0 |  | 510352.9603 | 484119.8506 | 496648.6701 | 476002.3874 | 317022.7087 | 328503.5556 | 337339.5562 | 309171.139 | 280746.5442 | 277817.8837 | 278320.6918 | 280475.2311 | 278329.1713 | 272200.7532 | 275302.3321 | 274221.6851 | 278350.4667 | 274135.42 | 257424.2737 | 226985.2925 | 236266.0356 | 234830.6928 | 246643.142 | 244638.703 | 0 | 0 | 0 | 0 | 0 | 0 | 0 | 0 | 0 | 0 | 0 | 0 | 0 | 0 | 0 | 0 | 0 | 0 | 0 | 0 | 0 | 0 | 0 | 0 | -0.05277 | 0.02555 | -0.04246 | -0.40645 | 0.035574 | 0.026542 | -0.087195 | -0.096443 | -0.010486 | 0.0018082 | 0.0077114 | -0.0076809 | -0.022265 | 0.01133 | -0.003933 | 0.014944 | -0.015259 | -0.062897 | -0.12584 | 0.040073 | -0.0060936 | 0.049078 | -0.0081601 | 0.093187
| 288 | 3756395.2703 | 0 | 3570465.2535 | 0 |  | 484628.8082 | 462623.5412 | 473240.4778 | 454804.597 | 282896.762 | 302655.7396 | 312332.2959 | 291006.7126 | 259463.2769 | 255027.9802 | 259538.4424 | 263626.7019 | 273416.4367 | 262546.4583 | 271627.2993 | 267945.5941 | 269422.416 | 270552.2102 | 250667.4433 | 215117.6934 | 206483.2231 | 214780.8914 | 212310.9694 | 211167.623 | 0 | 0 | 0 | 0 | 0 | 0 | 0 | 0 | 0 | 0 | 0 | 0 | 0 | 0 | 0 | 0 | 0 | 0 | 0 | 0 | 0 | 0 | 0 | 0 | -0.04647 | 0.02269 | -0.039736 | -0.47479 | 0.067514 | 0.031472 | -0.070721 | -0.11473 | -0.017242 | 0.017532 | 0.015629 | 0.036462 | -0.040568 | 0.034003 | -0.013647 | 0.0054965 | 0.0041846 | -0.076338 | -0.15294 | -0.040966 | 0.039399 | -0.011566 | -0.0053998 | 0.10896
| 289 | 4287883.7378 | 0 | 4076020.599 | 0 |  | 551807.655 | 522015.2469 | 536165.9095 | 503912.7265 | 341140.1495 | 368230.6904 | 370050.8691 | 327928.567 | 290967.0796 | 299395.2865 | 310635.9946 | 292706.1588 | 319174.7376 | 327885.1956 | 332580.4213 | 290624.9388 | 277614.3184 | 276058.0215 | 251785.4743 | 226557.219 | 241137.6355 | 248314.8235 | 237995.4925 | 233563.9832 | 0 | 0 | 0 | 0 | 0 | 0 | 0 | 0 | 0 | 0 | 0 | 0 | 0 | 0 | 0 | 0 | 0 | 0 | 0 | 0 | 0 | 0 | 0 | 0 | -0.055503 | 0.026747 | -0.062041 | -0.39011 | 0.076416 | 0.0049309 | -0.12084 | -0.11959 | 0.028555 | 0.036857 | -0.059453 | 0.086569 | 0.026925 | 0.014218 | -0.13485 | -0.045801 | -0.0056217 | -0.092034 | -0.10558 | 0.06237 | 0.02933 | -0.042446 | -0.018796 | 0.10078
| 290 | 5575741.4802 | 0 | 5110010.4212 | 0 |  | 540119.8816 | 511975.3682 | 516927.2083 | 509833.7227 | 395239.4833 | 437503.7327 | 457983.6706 | 443360.8203 | 426000.2861 | 429569.7854 | 465089.7032 | 462538.0022 | 476904.5122 | 494884.8168 | 507029.0124 | 495919.4208 | 519633.8156 | 525270.7907 | 528229.8042 | 521171.9556 | 522202.3706 | 513422.9183 | 535077.4216 | 547470.6631 | 0 | 0 | 0 | 0 | 0 | 0 | 0 | 0 | 0 | 0 | 0 | 0 | 0 | 0 | 0 | 0 | 0 | 0 | 0 | 0 | 0 | 0 | 0 | 0 | -0.053515 | 0.0096256 | -0.013817 | -0.25459 | 0.10159 | 0.045748 | -0.03245 | -0.039944 | 0.0083442 | 0.079446 | -0.0055016 | 0.030588 | 0.037009 | 0.024243 | -0.022155 | 0.046711 | 0.01079 | 0.0056175 | -0.013451 | 0.0019752 | -0.016955 | 0.041312 | 0.022897 | 0.066691
| 291 | 5600629.311 | 0 | 5215873.7493 | 0 |  | 621282.4098 | 593226.0255 | 611516.2497 | 578310.9831 | 414161.5335 | 437405.7645 | 465093.7386 | 442764.5112 | 411462.7788 | 402286.5868 | 413233.7962 | 422585.5099 | 443043.1447 | 458256.1956 | 468862.1801 | 462958.0082 | 479372.7978 | 479864.4196 | 472399.4571 | 411571.904 | 442682.3358 | 443702.4636 | 434564.2791 | 424118.8236 | 621282.4098 | 593226.0255 | 611516.2497 | 578310.9831 | 0 | 0 | 0 | 0 | 0 | 0 | 0 | 0 | 0 | 0 | 0 | 0 | 0 | 0 | 0 | 0 | 0 | 0 | 0 | 0 | -0.04621 | 0.030366 | -0.05583 | -0.33386 | 0.054605 | 0.061378 | -0.049201 | -0.073319 | -0.022554 | 0.026849 | 0.022378 | 0.047275 | 0.033761 | 0.02288 | -0.012673 | 0.034842 | 0.001025 | -0.015679 | -0.13784 | 0.072869 | 0.0023018 | -0.02081 | -0.02433 | 0.084862
| 292 | 5330562.1395 | 0 | 4855428.8966 | 0 |  | 519610.9532 | 501542.101 | 507645.3336 | 498999.0518 | 381988.7755 | 412915.4742 | 427004.1162 | 399869.6765 | 388996.3602 | 405652.5508 | 422043.4165 | 431207.824 | 450553.8517 | 457801.763 | 469125.6006 | 458341.8362 | 485750.1593 | 496474.5862 | 530791.2088 | 511957.9154 | 528806.0165 | 538095.6315 | 552997.6022 | 539357.9922 | 0 | 0 | 0 | 0 | 0 | 0 | 0 | 0 | 0 | 0 | 0 | 0 | 0 | 0 | 0 | 0 | 0 | 0 | 0 | 0 | 0 | 0 | 0 | 0 | -0.035393 | 0.012095 | -0.017179 | -0.26721 | 0.077852 | 0.033551 | -0.065655 | -0.027569 | 0.041927 | 0.039611 | 0.021482 | 0.043887 | 0.015959 | 0.024434 | -0.023255 | 0.058079 | 0.021838 | 0.066836 | -0.036126 | 0.032379 | 0.017415 | 0.027317 | -0.024974 | 0.069001
| 293 | 5420057.3292 | 0 | 4884375.5706 | 0 |  | 519255.9385 | 504258.2766 | 515149.5918 | 504381.1696 | 357249.8407 | 396405.9103 | 429148.5416 | 411629.5162 | 400255.3908 | 394983.4122 | 409979.8027 | 427957.5121 | 448470.8541 | 452291.6596 | 460782.1757 | 477016.5266 | 515489.9346 | 536477.3766 | 551951.0697 | 573922.525 | 601390.0951 | 610014.1771 | 624645.9979 | 596642.7879 | 0 | 0 | 0 | 0 | 0 | 0 | 0 | 0 | 0 | 0 | 0 | 0 | 0 | 0 | 0 | 0 | 0 | 0 | 0 | 0 | 0 | 0 | 0 | 0 | -0.029308 | 0.021369 | -0.021125 | -0.3449 | 0.104 | 0.079364 | -0.041679 | -0.028021 | -0.013259 | 0.037264 | 0.042916 | 0.04682 | 0.0084835 | 0.018598 | 0.034626 | 0.077567 | 0.039907 | 0.028435 | 0.039035 | 0.046749 | 0.014238 | 0.023703 | -0.045866 | 0.085739
| 294 | 4844186.1958 | 0 | 4535467.1826 | 0 |  | 504503.1986 | 485521.6166 | 499384.5838 | 477481.9418 | 356241.122 | 389533.4545 | 426799.3975 | 391589.9466 | 362502.781 | 378759.767 | 401545.5193 | 404084.4436 | 433320.3341 | 427920.8874 | 428175.0109 | 414080.6986 | 401944.5457 | 396532.0373 | 395573.6422 | 369744.8625 | 379630.391 | 342984.1647 | 338964.1383 | 335708.0534 | 0 | 0 | 0 | 0 | 0 | 0 | 0 | 0 | 0 | 0 | 0 | 0 | 0 | 0 | 0 | 0 | 0 | 0 | 0 | 0 | 0 | 0 | 0 | 0 | -0.03835 | 0.028153 | -0.04485 | -0.29292 | 0.089342 | 0.091364 | -0.086099 | -0.077183 | 0.04387 | 0.058419 | 0.006303 | 0.069853 | -0.012539 | 0.00059368 | -0.033471 | -0.029747 | -0.013557 | -0.0024199 | -0.067524 | 0.026385 | -0.10151 | -0.01179 | -0.0096524 | 0.080047
| 295 | 4006910.5379 | 0 | 3814314.0128 | 0 |  | 516067.4859 | 491917.9372 | 494855.9026 | 478005.6577 | 297397.4287 | 316541.3673 | 336401.0491 | 308437.2491 | 270220.8948 | 276705.4732 | 288011.6318 | 294039.4991 | 295762.0285 | 293792.9992 | 308248.9047 | 300603.0737 | 304286.3139 | 282089.5136 | 256939.5254 | 224576.7796 | 224499.6389 | 224113.1341 | 219783.7005 | 204031.392 | 0 | 0 | 0 | 0 | 0 | 0 | 0 | 0 | 0 | 0 | 0 | 0 | 0 | 0 | 0 | 0 | 0 | 0 | 0 | 0 | 0 | 0 | 0 | 0 | -0.047926 | 0.0059547 | -0.034644 | -0.47455 | 0.062385 | 0.06085 | -0.086786 | -0.13228 | 0.023714 | 0.040047 | 0.020713 | 0.0058411 | -0.0066797 | 0.048032 | -0.025117 | 0.012178 | -0.075745 | -0.093384 | -0.13462 | -0.00034355 | -0.0017231 | -0.019507 | -0.07437 | 0.11041
| 296 | 4929587.3758 | 0 | 4559671.3652 | 0 |  | 540403.1931 | 515248.1154 | 527233.342 | 511131.6637 | 370903.8764 | 406513.0359 | 416995.5559 | 383388.4147 | 355047.4493 | 352260.7775 | 374587.9377 | 360990.1229 | 385455.8908 | 392057.0659 | 407463.0388 | 395588.901 | 393189.9356 | 393728.5456 | 403461.9897 | 385466.0396 | 398523.552 | 400929.8096 | 437578.0256 | 449122.1169 | 0 | 0 | 0 | 0 | 0 | 0 | 0 | 0 | 0 | 0 | 0 | 0 | 0 | 0 | 0 | 0 | 0 | 0 | 0 | 0 | 0 | 0 | 0 | 0 | -0.047667 | 0.022995 | -0.031016 | -0.32068 | 0.091673 | 0.02546 | -0.084027 | -0.076797 | -0.0078797 | 0.061455 | -0.036976 | 0.065576 | 0.016981 | 0.038543 | -0.029575 | -0.0060828 | 0.0013689 | 0.024421 | -0.045629 | 0.033314 | 0.0060198 | 0.087469 | 0.02604 | 0.082976
| 297 | 6305011.7355 | 6305011.7355 | 5688355.189 | 5688355.189 |  | 569580.6806 | 550879.6066 | 568094.7006 | 549393.6718 | 417840.2819 | 455614.302 | 504175.3073 | 486127.7685 | 470593.7429 | 477128.3711 | 505329.0036 | 521133.153 | 538488.112 | 560958.4354 | 599434.091 | 618737.9161 | 639182.4265 | 643068.4288 | 652162.476 | 654496.2066 | 679034.8038 | 698161.4254 | 710081.3868 | 717330.1418 | 0 | 0 | 568094.7006 | 549393.6718 | 417840.2819 | 455614.302 | 504175.3073 | 486127.7685 | 470593.7429 | 477128.3711 | 505329.0036 | 521133.153 | 538488.112 | 560958.4354 | 599434.091 | 618737.9161 | 639182.4265 | 643068.4288 | 652162.476 | 654496.2066 | 679034.8038 | 698161.4254 | 0 | 0 | -0.033384 | 0.030772 | -0.033473 | -0.27372 | 0.086547 | 0.10128 | -0.036453 | -0.032476 | 0.01379 | 0.057424 | 0.030796 | 0.03276 | 0.040881 | 0.066339 | 0.031696 | 0.032508 | 0.0060612 | 0.014043 | 0.0035721 | 0.036807 | 0.027778 | 0.016929 | 0.010157 | 0.071454
| 298 | 5448934.1849 | 0 | 5020529.6786 | 0 |  | 549039.6685 | 517282.0609 | 537725.584 | 514798.7253 | 408928.7081 | 434025.9003 | 473127.5179 | 450362.8009 | 415767.8868 | 411712.0934 | 440140.7125 | 436982.0261 | 446892.4911 | 440758.0841 | 464944.4877 | 459878.0049 | 487481.1359 | 486958.7104 | 493210.2541 | 468223.4167 | 472851.2768 | 474785.8833 | 494694.3496 | 507221.4999 | 0 | 0 | 0 | 0 | 0 | 0 | 0 | 0 | 0 | 0 | 0 | 0 | 0 | 0 | 0 | 0 | 0 | 0 | 0 | 0 | 0 | 0 | 0 | 0 | -0.059582 | 0.03876 | -0.043572 | -0.23024 | 0.059563 | 0.086261 | -0.049311 | -0.079926 | -0.0098028 | 0.06677 | -0.0072024 | 0.022426 | -0.013822 | 0.053422 | -0.010957 | 0.05829 | -0.0010723 | 0.012756 | -0.05199 | 0.0098353 | 0.004083 | 0.041076 | 0.025008 | 0.066216
| 299 | 4544615.6733 | 0 | 4272424.0782 | 0 |  | 540483.8523 | 517691.6811 | 530493.0977 | 499887.1287 | 363459.5425 | 370628.0227 | 373524.6058 | 342972.2786 | 309058.6193 | 326596.5726 | 340928.936 | 329225.7807 | 340377.269 | 337986.0109 | 353326.7031 | 347179.9944 | 357253.1913 | 358136.9186 | 335243.3358 | 315306.2881 | 320741.0779 | 301226.6971 | 308979.428 | 303607.5629 | 0 | 0 | 0 | 0 | 0 | 0 | 0 | 0 | 0 | 0 | 0 | 0 | 0 | 0 | 0 | 0 | 0 | 0 | 0 | 0 | 0 | 0 | 0 | 0 | -0.043085 | 0.024427 | -0.059425 | -0.31871 | 0.019531 | 0.007785 | -0.085334 | -0.10412 | 0.055195 | 0.042948 | -0.03493 | 0.033311 | -0.0070501 | 0.044389 | -0.01755 | 0.028601 | 0.0024706 | -0.066059 | -0.061312 | 0.01709 | -0.062771 | 0.025412 | -0.017539 | 0.078436
| 300 | 4455136.2581 | 0 | 4240762.2801 | 0 |  | 543385.2107 | 501098.1011 | 522099.1985 | 488122.6208 | 370586.7352 | 374402.9892 | 381350.4038 | 367759.0919 | 331991.5254 | 341890.4498 | 341109.1029 | 347347.303 | 338554.7449 | 334580.1273 | 351269.5623 | 333289.8531 | 330005.835 | 305447.8323 | 289112.752 | 258653.9883 | 258290.9194 | 239757.0871 | 241860.786 | 230876.1715 | 0 | 0 | 0 | 0 | 0 | 0 | 0 | 0 | 0 | 0 | 0 | 0 | 0 | 0 | 0 | 0 | 0 | 0 | 0 | 0 | 0 | 0 | 0 | 0 | -0.081017 | 0.041056 | -0.067291 | -0.27548 | 0.010245 | 0.018386 | -0.036291 | -0.10232 | 0.029381 | -0.002288 | 0.018123 | -0.025639 | -0.011809 | 0.048678 | -0.052541 | -0.0099022 | -0.077331 | -0.054962 | -0.11133 | -0.0014047 | -0.07446 | 0.008736 | -0.046481 | 0.06923
| 301 | 3831876.6449 | 0 | 3671964.4584 | 0 |  | 512753.9417 | 490347.5164 | 490328.0388 | 462877.4595 | 314850.1159 | 324228.3134 | 323120.0446 | 286195.3812 | 261864.0474 | 264007.0326 | 266549.9467 | 262472.1591 | 273003.3653 | 266004.6396 | 290988.7891 | 266064.3213 | 250732.7731 | 247580.8719 | 228848.2314 | 185334.9947 | 208112.3385 | 174637.1852 | 174429.6111 | 164543.2098 | 0 | 0 | 0 | 0 | 0 | 0 | 0 | 0 | 0 | 0 | 0 | 0 | 0 | 0 | 0 | 0 | 0 | 0 | 0 | 0 | 0 | 0 | 0 | 0 | -0.044682 | -3.9723e-05 | -0.057612 | -0.38537 | 0.029351 | -0.003424 | -0.12135 | -0.088849 | 0.0081503 | 0.0095859 | -0.015417 | 0.039339 | -0.02597 | 0.089771 | -0.089547 | -0.05935 | -0.01265 | -0.078678 | -0.21089 | 0.11591 | -0.17537 | -0.0011893 | -0.058348 | 0.10483
| 302 | 4015757.3415 | 0 | 3831839.1905 | 0 |  | 503052.0774 | 474119.4825 | 481916.7177 | 457245.4744 | 310517.3804 | 328778.6499 | 345632.597 | 319473.2905 | 292779.4166 | 293125.1948 | 292385.5256 | 294608.5284 | 306731.2203 | 313100.5789 | 336841.9554 | 302946.3981 | 295682.4535 | 279966.8249 | 259908.9157 | 217586.3311 | 210388.6295 | 209298.7064 | 214845.5504 | 199812.6743 | 0 | 0 | 0 | 0 | 0 | 0 | 0 | 0 | 0 | 0 | 0 | 0 | 0 | 0 | 0 | 0 | 0 | 0 | 0 | 0 | 0 | 0 | 0 | 0 | -0.059234 | 0.016312 | -0.052551 | -0.38698 | 0.057145 | 0.049992 | -0.078703 | -0.087254 | 0.0011803 | -0.0025266 | 0.0075742 | 0.040324 | 0.020553 | 0.073089 | -0.10606 | -0.02427 | -0.054615 | -0.07434 | -0.17774 | -0.033639 | -0.005194 | 0.026157 | -0.072539 | 0.0966
| 303 | 4189957.0783 | 0 | 3966257.9283 | 0 |  | 527064.1596 | 515013.7533 | 521431.0292 | 485827.3873 | 335208.958 | 349433.9948 | 360652.5817 | 318865.5671 | 288121.1931 | 285569.2437 | 300667.6778 | 302386.3932 | 295706.6244 | 283422.5243 | 302218.749 | 292099.333 | 289841.2499 | 283830.5472 | 283689.7584 | 245308.7279 | 263697.9607 | 239932.2165 | 258327.6287 | 253426.3414 | 0 | 0 | 0 | 0 | 0 | 0 | 0 | 0 | 0 | 0 | 0 | 0 | 0 | 0 | 0 | 0 | 0 | 0 | 0 | 0 | 0 | 0 | 0 | 0 | -0.023129 | 0.012383 | -0.070724 | -0.3711 | 0.041561 | 0.0316 | -0.12315 | -0.10139 | -0.0088967 | 0.051521 | 0.0057001 | -0.022338 | -0.042429 | 0.064212 | -0.034057 | -0.0077606 | -0.020956 | -0.00049615 | -0.14536 | 0.072287 | -0.094448 | 0.073872 | -0.019155 | 0.095397
| 304 | 5451543.3269 | 0 | 5046579.7784 | 0 |  | 565328.2798 | 536659.294 | 558124.2392 | 535499.6703 | 421915.9838 | 446929.2687 | 471664.4871 | 446844.885 | 416804.4921 | 415644.5378 | 441539.6944 | 437284.7223 | 438315.4388 | 436146.7193 | 459586.4973 | 424558.4376 | 443704.1059 | 452135.991 | 471948.099 | 439928.0532 | 454594.7717 | 470446.1684 | 466136.2054 | 446978.4669 | 0 | 0 | 0 | 0 | 421915.9838 | 0 | 0 | 0 | 0 | 0 | 0 | 0 | 0 | 0 | 0 | 0 | 0 | 0 | 0 | 0 | 0 | 0 | 0 | 0 | -0.052043 | 0.039218 | -0.041381 | -0.23839 | 0.057594 | 0.053868 | -0.054056 | -0.069594 | -0.0027868 | 0.060438 | -0.0096834 | 0.0023543 | -0.0049601 | 0.052348 | -0.079278 | 0.044108 | 0.018825 | 0.042886 | -0.070258 | 0.032795 | 0.034275 | -0.0092037 | -0.041967 | 0.06754
| 305 | 5703263.03 | 0 | 5180049.4157 | 0 |  | 543524.4924 | 524598.7957 | 549316.4167 | 524503.0769 | 413361.7045 | 431414.9862 | 453915.0094 | 420012.9015 | 398013.9383 | 409714.3438 | 444262.2604 | 459509.8075 | 474679.826 | 494589.8562 | 518655.1079 | 530006.1479 | 548412.451 | 567041.2634 | 577687.7354 | 567300.4475 | 589758.176 | 572801.3188 | 610505.9405 | 605768.3278 | 0 | 0 | 0 | 0 | 0 | 0 | 0 | 0 | 0 | 0 | 0 | 0 | 0 | 0 | 0 | 0 | 0 | 0 | 0 | 0 | 0 | 0 | 0 | 0 | -0.035441 | 0.046041 | -0.046223 | -0.23813 | 0.042747 | 0.05084 | -0.077625 | -0.053798 | 0.028973 | 0.080955 | 0.033745 | 0.03248 | 0.041088 | 0.04751 | 0.021649 | 0.034139 | 0.033404 | 0.018601 | -0.018144 | 0.038824 | -0.029174 | 0.063749 | -0.0077904 | 0.066905
| 306 | 5350902.3276 | 0 | 4957247.0161 | 0 |  | 564116.6812 | 538334.9142 | 541347.6483 | 518571.612 | 401775.2524 | 433265.9731 | 458275.3972 | 434480.5849 | 413019.831 | 407245.6663 | 434192.954 | 429328.1094 | 421138.8112 | 423875.8427 | 439125.7735 | 449089.2174 | 482481.6535 | 445173.6565 | 448027.0517 | 427789.7852 | 438687.8102 | 427038.2899 | 452893.2283 | 473309.8222 | 0 | 0 | 0 | 0 | 0 | 0 | 0 | 0 | 0 | 0 | 0 | 0 | 0 | 0 | 0 | 0 | 0 | 0 | 0 | 0 | 0 | 0 | 0 | 0 | -0.04678 | 0.0055808 | -0.042984 | -0.25519 | 0.075459 | 0.056119 | -0.053319 | -0.050656 | -0.014079 | 0.064072 | -0.011268 | -0.019259 | 0.0064781 | 0.035345 | 0.022436 | 0.071721 | -0.080478 | 0.0063892 | -0.046222 | 0.025156 | -0.026914 | 0.058783 | 0.044094 | 0.070469
| 307 | 5436339.3451 | 0 | 5044828.2364 | 0 |  | 617340.6708 | 588441.3251 | 604539.1065 | 560833.596 | 376517.8204 | 421330.2871 | 443034.8174 | 421769.9954 | 395632.8928 | 410913.2602 | 404536.9176 | 422707.2238 | 433045.3346 | 421568.7491 | 435971.9759 | 436823.3096 | 460029.5854 | 447527.5373 | 428219.4775 | 392998.8983 | 449145.6278 | 439658.9306 | 455516.2121 | 432459.0097 | 617340.6708 | 588441.3251 | 604539.1065 | 560833.596 | 0 | 0 | 0 | 0 | 0 | 0 | 0 | 0 | 0 | 0 | 0 | 0 | 0 | 0 | 0 | 0 | 0 | 0 | 0 | 0 | -0.047944 | 0.026989 | -0.075042 | -0.39846 | 0.11245 | 0.050231 | -0.049188 | -0.063973 | 0.037895 | -0.015639 | 0.043937 | 0.024163 | -0.02686 | 0.033595 | 0.0019508 | 0.051762 | -0.027553 | -0.044102 | -0.085829 | 0.13354 | -0.021348 | 0.035432 | -0.051944 | 0.10105
| 308 | 4298060.216 | 0 | 4054095.1597 | 0 |  | 500098.2601 | 478966.3372 | 488008.1961 | 467994.4362 | 299487.2911 | 337217.4639 | 372181.2175 | 347609.1438 | 331123.5516 | 333044.5846 | 352960.0791 | 350167.3073 | 336080.1979 | 339518.931 | 350727.969 | 325378.8065 | 325304.5742 | 320147.2992 | 304111.6735 | 268101.082 | 287190.0158 | 269635.4825 | 270419.987 | 279854.9922 | 0 | 0 | 0 | 0 | 0 | 0 | 0 | 0 | 0 | 0 | 0 | 0 | 0 | 0 | 0 | 0 | 0 | 0 | 0 | 0 | 0 | 0 | 0 | 0 | -0.043174 | 0.018702 | -0.041876 | -0.44638 | 0.11866 | 0.098653 | -0.068302 | -0.048587 | 0.0057848 | 0.058079 | -0.0079439 | -0.041061 | 0.01018 | 0.032481 | -0.075021 | -0.00022817 | -0.015981 | -0.051386 | -0.12603 | 0.06878 | -0.063073 | 0.0029053 | 0.034295 | 0.10872
| 309 | 4057205.0851 | 0 | 3877707.8923 | 0 |  | 573169.6137 | 542404.1891 | 543194.2002 | 499646.0817 | 299461.2027 | 320668.6926 | 328285.5458 | 298886.9876 | 263858.1147 | 263954.6642 | 266702.8507 | 267606.9402 | 279948.7766 | 270504.8516 | 281999.147 | 282472.1722 | 277515.6541 | 260471.1043 | 243044.9681 | 218270.432 | 208117.214 | 205731.9572 | 197689.6918 | 202751.507 | 0 | 0 | 0 | 0 | 0 | 0 | 0 | 0 | 0 | 0 | 0 | 0 | 0 | 0 | 0 | 0 | 0 | 0 | 0 | 0 | 0 | 0 | 0 | 0 | -0.05517 | 0.0014554 | -0.083567 | -0.51192 | 0.068424 | 0.023475 | -0.093818 | -0.12465 | 0.00036585 | 0.010358 | 0.0033841 | 0.045087 | -0.034317 | 0.041614 | 0.001676 | -0.017703 | -0.063385 | -0.069245 | -0.10751 | -0.047633 | -0.011527 | -0.039876 | 0.025283 | 0.11384
| 310 | 4239308.6061 | 0 | 4008730.1249 | 0 |  | 500332.2518 | 473446.6838 | 483950.919 | 462913.6657 | 309043.3381 | 333059.9939 | 361683.9387 | 326494.9018 | 300339.285 | 310707.0874 | 345076.3964 | 332591.8126 | 335724.9739 | 328991.1995 | 342985.9332 | 344954.762 | 345923.3818 | 332335.5423 | 332053.0901 | 281447.5057 | 277647.747 | 259084.1789 | 255887.467 | 251707.5207 | 0 | 0 | 0 | 0 | 0 | 0 | 0 | 0 | 0 | 0 | 0 | 0 | 0 | 0 | 0 | 0 | 0 | 0 | 0 | 0 | 0 | 0 | 0 | 0 | -0.055233 | 0.021944 | -0.044443 | -0.40406 | 0.074841 | 0.082448 | -0.10236 | -0.083502 | 0.033938 | 0.10492 | -0.03685 | 0.0093763 | -0.020261 | 0.041658 | 0.0057238 | 0.002804 | -0.040072 | -0.00085026 | -0.16535 | -0.013593 | -0.0692 | -0.012415 | -0.01647 | 0.10185
TVaR90 |  |  | 6408835.0705 |  | 5756449.2358 | [25 empty] | 608369.5741 | 573784.1913 | 590733.4397 | 555849.4728 | 442495.8526 | 475655.8044 | 512379.7336 | 499885.1208 | 484070.5649 | 501576.5015 | 532213.1988 | 547156.0201 | 570969.2276 | 588153.9829 | 619052.5642 | 625256.61 | 657111.4752 | 677525.4948 | 699777.9395 | 698447.3901 | 739132.9984 | 761938.6449 | 796514.6021 | 822215.0848 | [23 empty] | 0.088941
AvgVolatility
|  | 24-yr NPV |  | 20-yr NPV |  |  | 2022 | 2023 | 2024 | 2025 | 2026 | 2027 | 2028 | 2029 | 2030 | 2031 | 2032 | 2033 | 2034 | 2035 | 2036 | 2037 | 2038 | 2039 | 2040 | 2041 | 2042 | 2043 | 2044 | 2045
Mean |  | 5015319.0821 |  | 4615148.2376 |  | Mean | 539202.531 | 514445.0431 | 527018.0733 | 501365.933 | 361424.1824 | 384680.4046 | 405159.9542 | 380527.4352 | 356955.6035 | 365467.5762 | 382471.5235 | 386412.7693 | 400460.2837 | 405691.1244 | 423336.6473 | 419851.6413 | 434430.8455 | 435783.2225 | 442397.3497 | 425627.1296 | 444870.1881 | 447529.0877 | 463391.9209 | 463892.8021
StdDev |  | 848234.8411 |  | 699967.0039 |  | StdDev | 32204.863 | 28181.1141 | 30511.7867 | 29055.075 | 46095.6749 | 63150.4077 | 73216.5991 | 80008.0521 | 82773.2931 | 87987.489 | 95997.1653 | 100980.1109 | 107014.4074 | 112695.525 | 118823.1593 | 123618.9444 | 132924.2931 | 139941.3174 | 150485.0038 | 155903.7274 | 165939.297 | 174885.5967 | 185041.3616 | 192680.0919
Q1 (P25) |  | 4425916.3631 |  | 4165139.5142 |  | Q1 (P25) | 515539.9001 | 493278.837 | 504981.0549 | 483930.582 | 331572.0415 | 351034.1025 | 367143.5419 | 334540.0389 | 305897.549 | 311246.2673 | 322067.2659 | 323998.8443 | 332704.881 | 332633.9088 | 343049.9178 | 339061.3663 | 347593.7395 | 340203.0993 | 337606.498 | 311775.2193 | 326305.4419 | 323227.8519 | 332129.5061 | 323328.4019
Min |  | 2115681.9992 |  | 2086239.3629 |  | Min | 484628.8082 | 462623.5412 | 473240.4778 | 368996.8388 | 159384.9453 | 44951.1644 | 28536.1826 | 10871.8601 | 13980.3699 | 13816.3769 | 15526.3634 | 17844.6118 | 18575.8159 | 19170.3376 | 22403.3011 | 24583.5702 | 24474.4348 | 26347.9136 | 27729.9106 | 30076.1738 | 31312.3096 | 32797.3407 | 34111.42 | 35364.7866
Median (P50) |  | 5022057.9595 |  | 4635857.5138 |  | Median (P50) | 533767.0428 | 510057.7285 | 522162.1595 | 500297.3079 | 361971.2152 | 389326.2223 | 408911.5263 | 382699.5609 | 360598.0393 | 366421.334 | 384863.3532 | 387628.3223 | 395497.1738 | 402778.2174 | 421155.9194 | 412961.4356 | 432714.1682 | 431487.5332 | 433974.4036 | 416476.6899 | 442660.8039 | 439815.8237 | 453349.2951 | 446503.0241
Max |  | 7204764.0666 |  | 6486670.2536 |  | Max | 665416.197 | 629751.0964 | 657807.4704 | 627413.9333 | 521256.3183 | 553314.847 | 572023.6154 | 543209.5645 | 540687.5076 | 565204.5813 | 600612.4222 | 618087.837 | 648732.6833 | 671762.7666 | 705690.8237 | 729446.1809 | 759501.2766 | 800949.8684 | 807899.8569 | 825669.0311 | 873959.9936 | 907841.5419 | 961323.2866 | 1024526.1018
Q3 P75 |  | 5626635.5542 |  | 5134999.114 |  | Q3 P75 | 554837.9682 | 527805.3019 | 542728.5307 | 515965.893 | 391965.5618 | 423239.3988 | 453201.3825 | 434069.5949 | 414721.6392 | 426770.4977 | 451745.2229 | 460392.2058 | 477504.6388 | 488046.1153 | 506317.873 | 505411.7323 | 525954.136 | 536246.9998 | 549624.4448 | 535753.3964 | 562547.0611 | 571997.6574 | 593971.385 | 597089.9127
TVaR90 |  | 6408835.0705 |  | 5756449.2358 |  | TVaR90
Balanced Portfolio with Alternative Fuel for Peakers and Reduced Firm Market Access at Peak Deterministic |  | 5059994.3478 |  | 4734777.7265
|  |  | Balanced Portfolio with Alternative Fuel for Peakers and Reduced Firm Market Access at Peak | Frequency
1 | 2000000 | 0 | 0 | <=2
2 | 2500000 | 6 | 6 | 2-2.5
3 | 3000000 | 6 | 0 | 2.5-3
4 | 3500000 | 8 | 2 | 3-3.5
5 | 4000000 | 29 | 21 | 3.5-4
6 | 4500000 | 80 | 51 | 4-4.5
7 | 5000000 | 150 | 70 | 4.5-5
8 | 5500000 | 218 | 68 | 5-5.5
9 | 6000000 | 270 | 52 | 5.5-6
10 | 6500000 | 300 | 30 | 6-6.5
11 | 7000000 | 308 | 8 | 6.5-7
12 | 7500000 | 310 | 2 | 7-7.5
13 | 8000000 | 310 | 0 | 7.5-8

## Sensitivity Z No DSR Em
| Iteration | 24-yr NPV | >=P90Index | 20-yr NPV | >=P90Index |  | 2022 | 2023 | 2024 | 2025 | 2026 | 2027 | 2028 | 2029 | 2030 | 2031 | 2032 | 2033 | 2034 | 2035 | 2036 | 2037 | 2038 | 2039 | 2040 | 2041 | 2042 | 2043 | 2044 | 2045 | P90_2022 | P90_2023 | P90_2024 | P90_2025 | P90_2026 | P90_2027 | P90_2028 | P90_2029 | P90_2030 | P90_2031 | P90_2032 | P90_2033 | P90_2034 | P90_2035 | P90_2036 | P90_2037 | P90_2038 | P90_2039 | P90_2040 | P90_2041 | P90_2042 | P90_2043 | P90_2044 | P90_2045 | Vol_2022 | Vol_2023 | Vol_2024 | Vol_2025 | Vol_2026 | Vol_2027 | Vol_2028 | Vol_2029 | Vol_2030 | Vol_2031 | Vol_2032 | Vol_2033 | Vol_2034 | Vol_2035 | Vol_2036 | Vol_2037 | Vol_2038 | Vol_2039 | Vol_2040 | Vol_2041 | Vol_2042 | Vol_2043 | Vol_2044 | St Dev
| 1 | 2315805.653 | 0 | 2286135.1235 | 0 |  | 667535.3127 | 599362.3305 | 581769.2312 | 379881.5637 | 166043.8132 | 114346.3139 | 63636.2087 | 35568.4247 | 22319.7607 | 22141.1078 | 22498.1333 | 23492.8151 | 24402.3487 | 25636.4192 | 26665.0021 | 27632.5909 | 27656.73 | 28673.0743 | 29811.3504 | 30880.0084 | 31876.8333 | 33200.7034 | 34514.7802 | 35562.0747 | 667535.3127 | 599362.3305 | 581769.2312 | 0 | 0 | 0 | 0 | 0 | 0 | 0 | 0 | 0 | 0 | 0 | 0 | 0 | 0 | 0 | 0 | 0 | 0 | 0 | 0 | 0 | -0.10773 | -0.029792 | -0.42621 | -0.82761 | -0.37302 | -0.58605 | -0.58172 | -0.46599 | -0.0080365 | 0.015996 | 0.043262 | 0.037985 | 0.049335 | 0.039338 | 0.035644 | 0.00087319 | 0.036089 | 0.038931 | 0.03522 | 0.031771 | 0.040692 | 0.038817 | 0.029892 | 0.26641
| 2 | 4677195.2176 | 0 | 4281792.9557 | 0 |  | 542471.4761 | 505249.5381 | 504086.554 | 450575.5852 | 321044.6788 | 357497.4852 | 354488.0253 | 331548.1534 | 297399.8851 | 313387.5061 | 342123.335 | 356865.8792 | 365959.0021 | 390134.3581 | 402254.6413 | 395071.8253 | 412690.736 | 405814.1379 | 398591.6028 | 395864.5684 | 426170.5267 | 435253.7311 | 478580.2433 | 460554.8924 | 0 | 0 | 0 | 0 | 0 | 0 | 0 | 0 | 0 | 0 | 0 | 0 | 0 | 0 | 0 | 0 | 0 | 0 | 0 | 0 | 0 | 0 | 0 | 0 | -0.071083 | -0.0023045 | -0.11222 | -0.33895 | 0.10755 | -0.0084538 | -0.066902 | -0.1087 | 0.052363 | 0.087731 | 0.042189 | 0.025161 | 0.06397 | 0.030594 | -0.018018 | 0.043631 | -0.016803 | -0.017958 | -0.0068652 | 0.073767 | 0.02109 | 0.094895 | -0.038392 | 0.09449
| 3 | 4470556.3567 | 0 | 4170520.8015 | 0 |  | 580718.5291 | 544198.8414 | 545321.5447 | 464032.2446 | 330515.8271 | 356668.2262 | 349482.1761 | 323471.3107 | 306533.4901 | 306017.9332 | 315088.8626 | 329985.6849 | 333022.7158 | 328867.5162 | 321264.638 | 319574.1781 | 315602.5116 | 307993.2273 | 316838.2163 | 302219.3877 | 318806.1332 | 337507.692 | 354728.1298 | 355811.2283 | 0 | 0 | 0 | 0 | 0 | 0 | 0 | 0 | 0 | 0 | 0 | 0 | 0 | 0 | 0 | 0 | 0 | 0 | 0 | 0 | 0 | 0 | 0 | 0 | -0.064951 | 0.0020609 | -0.16142 | -0.3393 | 0.076151 | -0.020353 | -0.077342 | -0.053783 | -0.0016833 | 0.029211 | 0.046195 | 0.0091614 | -0.012556 | -0.02339 | -0.0052758 | -0.012506 | -0.024406 | 0.028313 | -0.047238 | 0.05343 | 0.057005 | 0.049763 | 0.0030487 | 0.086927
| 4 | 6031299.1049 | 0 | 5305710.1385 | 0 |  | 573387.2634 | 548347.726 | 550214.8118 | 478431.0844 | 363098.2416 | 408437.4771 | 412306.0583 | 395488.8018 | 404507.3162 | 427576.9161 | 442648.0776 | 480887.8869 | 516370.0676 | 542303.7827 | 567321.302 | 579648.7884 | 610394.0655 | 631913.3123 | 685520.5175 | 728942.9619 | 758431.3308 | 780440.8957 | 851100.6698 | 923989.6026 | 0 | 0 | 0 | 0 | 0 | 0 | 0 | 0 | 0 | 0 | 0 | 0 | 0 | 0 | 0 | 0 | 0 | 0 | 0 | 0 | 0 | 0 | 0 | 923989.6026 | -0.044652 | 0.0033991 | -0.1398 | -0.27584 | 0.11767 | 0.0094271 | -0.041643 | 0.022547 | 0.055464 | 0.034641 | 0.082859 | 0.07119 | 0.049003 | 0.045099 | 0.021497 | 0.051682 | 0.034647 | 0.081426 | 0.061417 | 0.039657 | 0.028607 | 0.086671 | 0.08217 | 0.084194
| 5 | 6114856.1591 | 0 | 5522300.9967 | 0 |  | 515446.2121 | 491897.5646 | 502181.3029 | 465697.7688 | 361308.6202 | 430719.8033 | 484368.6727 | 485764.038 | 480643.482 | 509595.851 | 525792.0345 | 560999.4021 | 594320.3649 | 630287.5288 | 649789.6709 | 643653.3466 | 654813.3142 | 637998.3687 | 649047.0667 | 632286.4958 | 643140.1141 | 667321.4384 | 689404.5209 | 697241.565 | 0 | 0 | 0 | 0 | 0 | 0 | 0 | 0 | 0 | 509595.851 | 0 | 0 | 0 | 0 | 0 | 0 | 0 | 0 | 0 | 0 | 0 | 0 | 0 | 0 | -0.046762 | 0.020691 | -0.075424 | -0.2538 | 0.17573 | 0.11739 | 0.0028767 | -0.010597 | 0.058492 | 0.031288 | 0.064814 | 0.057699 | 0.058758 | 0.030473 | -0.0094884 | 0.01719 | -0.026014 | 0.01717 | -0.026163 | 0.01702 | 0.036909 | 0.032556 | 0.011304 | 0.078255
| 6 | 5136896.9105 | 0 | 4677238.2208 | 0 |  | 545823.6407 | 526444.9956 | 530031.0065 | 476287.3188 | 353067.4936 | 408966.2889 | 398476.2651 | 385900.1127 | 357581.2981 | 354596.3445 | 377959.4176 | 394831.7402 | 425032.115 | 433057.6228 | 448715.4623 | 453155.5903 | 439943.6116 | 431814.5502 | 462228.3543 | 460086.1007 | 474597.6582 | 511418.1306 | 535326.046 | 577172.794 | 0 | 0 | 0 | 0 | 0 | 0 | 0 | 0 | 0 | 0 | 0 | 0 | 0 | 0 | 0 | 0 | 0 | 0 | 0 | 0 | 0 | 0 | 0 | 0 | -0.036149 | 0.0067887 | -0.10691 | -0.29936 | 0.14697 | -0.025985 | -0.032069 | -0.076216 | -0.0083827 | 0.063807 | 0.043673 | 0.073705 | 0.018706 | 0.035518 | 0.0098466 | -0.029589 | -0.01865 | 0.068063 | -0.0046454 | 0.031054 | 0.07472 | 0.045688 | 0.075266 | 0.086536
| 7 | 6010272.0851 | 0 | 5374362.1803 | 0 |  | 521183.8714 | 503112.1712 | 507294.036 | 470743.4782 | 360319.4811 | 435164.6204 | 467668.8932 | 477285.5325 | 469229.2239 | 480967.7535 | 503089.2661 | 526747.2694 | 550809.4617 | 569986.2361 | 583193.3263 | 596654.2805 | 606690.0304 | 608258.8591 | 631506.0231 | 631230.9028 | 667484.1163 | 705164.3814 | 762635.913 | 764242.6268 | 0 | 0 | 0 | 0 | 0 | 0 | 0 | 0 | 0 | 0 | 0 | 0 | 0 | 0 | 0 | 0 | 0 | 0 | 0 | 0 | 0 | 0 | 0 | 0 | -0.03529 | 0.0082776 | -0.074777 | -0.26732 | 0.18873 | 0.072036 | 0.020354 | -0.017024 | 0.024709 | 0.044967 | 0.045953 | 0.044668 | 0.034223 | 0.022907 | 0.022819 | 0.01668 | 0.0025825 | 0.037507 | -0.00043575 | 0.055844 | 0.054915 | 0.07835 | 0.0021046 | 0.07875
| 8 | 5506961.6804 | 0 | 5006382.4087 | 0 |  | 576061.2274 | 551477.2348 | 538946.2387 | 503718.1293 | 375318.8936 | 414513.1254 | 422720.914 | 401036.7161 | 383944.0052 | 402439.7748 | 418478.2842 | 435502.0687 | 467471.9152 | 472498.0375 | 494486.4026 | 495925.3767 | 516849.5898 | 499276.9878 | 495991.0216 | 509622.9175 | 538816.3233 | 551474.1599 | 578133.5271 | 613114.7308 | 0 | 0 | 0 | 0 | 0 | 0 | 0 | 0 | 0 | 0 | 0 | 0 | 0 | 0 | 0 | 0 | 0 | 0 | 0 | 0 | 0 | 0 | 0 | 0 | -0.043613 | -0.022985 | -0.067599 | -0.29424 | 0.099329 | 0.019608 | -0.052659 | -0.043556 | 0.047049 | 0.03908 | 0.039875 | 0.07084 | 0.010694 | 0.045486 | 0.0029058 | 0.041326 | -0.034591 | -0.0066032 | 0.027113 | 0.055704 | 0.02322 | 0.04721 | 0.058747 | 0.078008
| 9 | 5330936.4226 | 0 | 4884812.1791 | 0 |  | 576903.3038 | 549072.7753 | 558024.4155 | 496765.4934 | 371928.8966 | 401402.6153 | 397570.409 | 376828.8438 | 362980.3494 | 382179.12 | 399667.974 | 409883.434 | 437603.3783 | 464459.2851 | 476868.1253 | 471727.8663 | 504799.435 | 498016.478 | 487817.5736 | 468393.8635 | 471982.905 | 512973.399 | 523254.8664 | 523314.9887 | 0 | 0 | 0 | 0 | 0 | 0 | 0 | 0 | 0 | 0 | 0 | 0 | 0 | 0 | 0 | 0 | 0 | 0 | 0 | 0 | 0 | 0 | 0 | 0 | -0.049444 | 0.016172 | -0.11628 | -0.28942 | 0.076262 | -0.0095929 | -0.053581 | -0.037442 | 0.051541 | 0.044745 | 0.025239 | 0.06544 | 0.059561 | 0.026366 | -0.010838 | 0.067759 | -0.013528 | -0.020692 | -0.040632 | 0.0076332 | 0.083281 | 0.019845 | 0.00011489 | 0.079182
| 10 | 4783347.8376 | 0 | 4441047.2437 | 0 |  | 559009.3647 | 533104.9652 | 537325.8636 | 487786.4002 | 358644.4792 | 395368.7896 | 390046.6521 | 353804.5169 | 328231.0929 | 343801.5418 | 359746.1818 | 377061.417 | 361965.3509 | 377514.8307 | 386393.4767 | 378308.5171 | 361187.1719 | 346496.2372 | 358627.3452 | 357587.2482 | 361149.1703 | 378158.5417 | 408952.5821 | 412409.6899 | 0 | 0 | 0 | 0 | 0 | 0 | 0 | 0 | 0 | 0 | 0 | 0 | 0 | 0 | 0 | 0 | 0 | 0 | 0 | 0 | 0 | 0 | 0 | 0 | -0.047448 | 0.0078864 | -0.096727 | -0.30755 | 0.097487 | -0.013553 | -0.097522 | -0.075027 | 0.046347 | 0.045334 | 0.047009 | -0.04086 | 0.042061 | 0.023246 | -0.021146 | -0.046314 | -0.041524 | 0.034412 | -0.0029044 | 0.0099117 | 0.046022 | 0.078286 | 0.008418 | 0.08295
| 11 | 4760314.5446 | 0 | 4356202.1537 | 0 |  | 535872.3489 | 517859.0312 | 516212.9 | 470417.0875 | 332950.0108 | 366830.5877 | 359423.3921 | 337866.092 | 322830.6048 | 325349.2449 | 339417.8201 | 359728.8538 | 386982.7617 | 388096.9482 | 410017.6555 | 397920.4516 | 395714.4998 | 381748.9618 | 390875.3935 | 418932.7126 | 435122.8078 | 432657.7816 | 479539.0812 | 495426.5865 | 0 | 0 | 0 | 0 | 0 | 0 | 0 | 0 | 0 | 0 | 0 | 0 | 0 | 0 | 0 | 0 | 0 | 0 | 0 | 0 | 0 | 0 | 0 | 0 | -0.034193 | -0.0031838 | -0.0929 | -0.34563 | 0.096908 | -0.020399 | -0.061851 | -0.045522 | 0.0077715 | 0.042333 | 0.058119 | 0.07303 | 0.002875 | 0.054945 | -0.029948 | -0.0055591 | -0.03593 | 0.023626 | 0.069321 | 0.037918 | -0.0056812 | 0.10288 | 0.032594 | 0.0902
| 12 | 4691827.632 | 0 | 4299894.8201 | 0 |  | 507093.5949 | 483985.1897 | 482614.9725 | 443751.5474 | 310655.0078 | 359659.1783 | 356300.1564 | 338298.6979 | 325406.3558 | 336607.4904 | 360176.0533 | 372856.7443 | 372219.7206 | 391447.263 | 419427.3088 | 424462.042 | 440775.5555 | 420206.3702 | 429827.613 | 431715.7886 | 429539.3872 | 432422.0444 | 458472.1344 | 463700.9026 | 0 | 0 | 0 | 0 | 0 | 0 | 0 | 0 | 0 | 0 | 0 | 0 | 0 | 0 | 0 | 0 | 0 | 0 | 0 | 0 | 0 | 0 | 0 | 0 | -0.046641 | -0.0028351 | -0.083954 | -0.35658 | 0.14647 | -0.0093833 | -0.051844 | -0.038854 | 0.033843 | 0.067675 | 0.034601 | -0.00171 | 0.050366 | 0.069039 | 0.011932 | 0.037713 | -0.04779 | 0.022638 | 0.0043832 | -0.005054 | 0.0066886 | 0.058497 | 0.01134 | 0.091454
| 13 | 5032512.96 | 0 | 4601115.6142 | 0 |  | 553290.5581 | 530545.9369 | 527991.8575 | 481957.9245 | 338680.0608 | 379983.9294 | 382693.8632 | 371559.5595 | 341228.3575 | 350875.6066 | 375098.8706 | 403889.2684 | 413941.3818 | 436771.4142 | 446499.8994 | 431802.5921 | 418812.7025 | 430861.401 | 430955.0416 | 435319.0907 | 444832.3829 | 486363.6401 | 509596.715 | 527406.943 | 0 | 0 | 0 | 0 | 0 | 0 | 0 | 0 | 0 | 0 | 0 | 0 | 0 | 0 | 0 | 0 | 0 | 0 | 0 | 0 | 0 | 0 | 0 | 0 | -0.041977 | -0.0048257 | -0.091224 | -0.3528 | 0.11507 | 0.0071064 | -0.029526 | -0.085157 | 0.02788 | 0.066758 | 0.073951 | 0.024584 | 0.053686 | 0.022029 | -0.033471 | -0.030545 | 0.028363 | 0.00021731 | 0.010076 | 0.021618 | 0.089259 | 0.046663 | 0.034353 | 0.09178
| 14 | 4619769.0129 | 0 | 4306998.3654 | 0 |  | 580894.2806 | 550806.1394 | 562247.5211 | 467618.5425 | 318675.7425 | 365116.4721 | 363647.1207 | 338789.7514 | 312633.4832 | 301903.0477 | 326361.8705 | 345932.0933 | 356792.2687 | 376259.4094 | 384652.1939 | 361281.9396 | 350168.155 | 326437.1505 | 320110.7384 | 311085.284 | 322972.3655 | 348411.9017 | 376946.1932 | 378631.6019 | 0 | 0 | 0 | 0 | 0 | 0 | 0 | 0 | 0 | 0 | 0 | 0 | 0 | 0 | 0 | 0 | 0 | 0 | 0 | 0 | 0 | 0 | 0 | 0 | -0.053186 | 0.020559 | -0.18429 | -0.38348 | 0.13604 | -0.0040325 | -0.070804 | -0.080348 | -0.034926 | 0.077901 | 0.058236 | 0.030911 | 0.053125 | 0.022061 | -0.062681 | -0.031245 | -0.070176 | -0.01957 | -0.0286 | 0.0375 | 0.075819 | 0.078717 | 0.0044613 | 0.10567
| 15 | 5560341.7544 | 0 | 5011318.1124 | 0 |  | 529838.2079 | 510836.9513 | 523423.7155 | 500486.7089 | 352387.2214 | 400111.8457 | 411485.2331 | 404757.4778 | 383254.2902 | 417109.0187 | 436764.5937 | 472995.9401 | 494769.5564 | 512281.2825 | 544702.99 | 524267.321 | 538110.8746 | 514604.8463 | 552597.8598 | 568430.8499 | 584851.9826 | 615771.3494 | 645131.4198 | 655605.7151 | 0 | 0 | 0 | 0 | 0 | 0 | 0 | 0 | 0 | 0 | 0 | 0 | 0 | 0 | 0 | 0 | 0 | 0 | 0 | 0 | 0 | 0 | 0 | 0 | -0.036521 | 0.024341 | -0.04481 | -0.35085 | 0.12701 | 0.028029 | -0.016485 | -0.054589 | 0.084649 | 0.046047 | 0.079692 | 0.045005 | 0.034782 | 0.061367 | -0.038239 | 0.026063 | -0.044665 | 0.071231 | 0.028249 | 0.028479 | 0.051517 | 0.046578 | 0.016106 | 0.091395
| 16 | 5271113.5137 | 0 | 4797481.685 | 0 |  | 547041.253 | 523146.9619 | 528579.985 | 489775.7392 | 367056.4983 | 411583.1406 | 408384.1804 | 382935.5097 | 378825.6465 | 386866.6551 | 401906.8745 | 414598.2058 | 434690.6564 | 444948.5571 | 462545.8706 | 462080.1271 | 462039.2424 | 466411.6368 | 480622.4229 | 495785.7957 | 506877.6001 | 516663.1664 | 547147.3046 | 589416.3487 | 0 | 0 | 0 | 0 | 0 | 0 | 0 | 0 | 0 | 0 | 0 | 0 | 0 | 0 | 0 | 0 | 0 | 0 | 0 | 0 | 0 | 0 | 0 | 0 | -0.044662 | 0.010332 | -0.076247 | -0.28843 | 0.1145 | -0.0078027 | -0.064342 | -0.010791 | 0.021004 | 0.03814 | 0.031089 | 0.047325 | 0.023324 | 0.038787 | -0.0010074 | -8.8483e-05 | 0.0094188 | 0.030013 | 0.031062 | 0.022126 | 0.019122 | 0.057327 | 0.074415 | 0.076002
| 17 | 4900780.5775 | 0 | 4514371.2336 | 0 |  | 531640.8575 | 512995.5941 | 508619.4306 | 452899.9695 | 324514.5549 | 374821.5148 | 392769.264 | 383471.7637 | 368952.5266 | 377574.0953 | 390846.7204 | 399357.3623 | 413219.8104 | 430122.7682 | 422195.388 | 424393.0587 | 423190.3299 | 391724.4457 | 389753.6038 | 392673.9855 | 410866.1843 | 431478.1154 | 449197.0817 | 469729.6279 | 0 | 0 | 0 | 0 | 0 | 0 | 0 | 0 | 0 | 0 | 0 | 0 | 0 | 0 | 0 | 0 | 0 | 0 | 0 | 0 | 0 | 0 | 0 | 0 | -0.035701 | -0.0085672 | -0.11603 | -0.33334 | 0.14412 | 0.046772 | -0.023956 | -0.038598 | 0.023099 | 0.034549 | 0.021541 | 0.034123 | 0.040091 | -0.018602 | 0.0051918 | -0.002838 | -0.077263 | -0.0050439 | 0.007465 | 0.045288 | 0.048949 | 0.040245 | 0.044696 | 0.087838
| 18 | 4916303.8772 | 0 | 4531098.2616 | 0 |  | 541324.3126 | 522728.9077 | 523685.2764 | 481563.3552 | 353816.0863 | 398117.0268 | 398938.6812 | 361601.6067 | 349037.8235 | 368161.0962 | 387057.3482 | 379647.9766 | 384431.3359 | 396851.0742 | 411428.395 | 409066.56 | 414379.0847 | 401905.4385 | 391081.3898 | 381647.854 | 407173.3478 | 430614.7729 | 455047.3782 | 462914.734 | 0 | 0 | 0 | 0 | 0 | 0 | 0 | 0 | 0 | 0 | 0 | 0 | 0 | 0 | 0 | 0 | 0 | 0 | 0 | 0 | 0 | 0 | 0 | 0 | -0.034956 | 0.0018279 | -0.083853 | -0.30826 | 0.11797 | 0.0020617 | -0.098265 | -0.035363 | 0.05334 | 0.050052 | -0.019328 | 0.012521 | 0.031796 | 0.036074 | -0.0057571 | 0.012903 | -0.030564 | -0.027301 | -0.024417 | 0.064741 | 0.055975 | 0.055188 | 0.017141 | 0.082124
| 19 | 5177308.7636 | 0 | 4691660.7935 | 0 |  | 528322.2503 | 520454.3389 | 517868.2638 | 465716.264 | 333761.3435 | 370296.8941 | 389464.2367 | 381277.6824 | 361600.1841 | 375735.2979 | 391563.3449 | 414532.7799 | 441845.6583 | 462416.8879 | 479839.457 | 473565.3042 | 484969.5993 | 481668.976 | 476119.347 | 475483.7206 | 512419.0219 | 538068.6375 | 564872.9882 | 599720.4951 | 0 | 0 | 0 | 0 | 0 | 0 | 0 | 0 | 0 | 0 | 0 | 0 | 0 | 0 | 0 | 0 | 0 | 0 | 0 | 0 | 0 | 0 | 0 | 0 | -0.015004 | -0.0049813 | -0.10614 | -0.33315 | 0.10388 | 0.050467 | -0.021244 | -0.052989 | 0.038346 | 0.041262 | 0.057005 | 0.063809 | 0.045506 | 0.036985 | -0.013162 | 0.023796 | -0.0068291 | -0.011589 | -0.0013359 | 0.07481 | 0.048843 | 0.048615 | 0.059863 | 0.087175
| 20 | 5089104.8034 | 0 | 4601812.267 | 0 |  | 502261.8479 | 487630.4829 | 489581.9968 | 450164.3162 | 315990.524 | 362258.4433 | 371586.7895 | 370728.3623 | 350090.7963 | 359452.7264 | 384404.794 | 408850.7549 | 443618.3952 | 476573.7272 | 501920.5913 | 507910.4717 | 505600.7391 | 494652.6328 | 511927.5398 | 505181.5178 | 513998.0921 | 534180.8729 | 566810.405 | 608449.7365 | 0 | 0 | 0 | 0 | 0 | 0 | 0 | 0 | 0 | 0 | 0 | 0 | 0 | 0 | 0 | 0 | 0 | 0 | 0 | 0 | 0 | 0 | 0 | 0 | -0.029564 | 0.003994 | -0.083939 | -0.3539 | 0.13665 | 0.025425 | -0.0023128 | -0.057277 | 0.02639 | 0.067113 | 0.061654 | 0.081615 | 0.071658 | 0.051819 | 0.011863 | -0.0045579 | -0.021892 | 0.034327 | -0.013265 | 0.017302 | 0.038515 | 0.05929 | 0.070889 | 0.092929
| 21 | 6053247.7188 | 0 | 5370841.8081 | 0 |  | 564216.7631 | 548195.63 | 555328.1354 | 516257.2342 | 392686.2087 | 422147.9897 | 433434.6045 | 410062.2122 | 410632.8339 | 433469.2768 | 472597.3953 | 498930.2122 | 515400.1724 | 531878.907 | 567804.4525 | 583432.6809 | 597747.1982 | 611988.5273 | 648350.733 | 665196.4045 | 701089.7561 | 760954.1026 | 809657.256 | 843235.2381 | 0 | 0 | 0 | 516257.2342 | 0 | 0 | 0 | 0 | 0 | 0 | 0 | 0 | 0 | 0 | 0 | 0 | 0 | 0 | 0 | 0 | 0 | 0 | 0 | 0 | -0.028806 | 0.012927 | -0.072954 | -0.27359 | 0.072345 | 0.026385 | -0.055432 | 0.0013906 | 0.054121 | 0.086423 | 0.054222 | 0.032477 | 0.031472 | 0.065361 | 0.027152 | 0.024239 | 0.023546 | 0.057718 | 0.025651 | 0.052554 | 0.081937 | 0.062038 | 0.040635 | 0.074972
| 22 | 5717510.125 | 0 | 5178995.588 | 0 |  | 516640.9081 | 500909.2546 | 507274.1389 | 467763.6467 | 363048.1843 | 416532.5465 | 446696.266 | 460742.4825 | 454223.2813 | 462597.868 | 474807.8706 | 508604.7109 | 532140.944 | 537598.8881 | 555477.9196 | 553156.1371 | 570757.7969 | 555427.8725 | 551226.0105 | 554881.6309 | 585899.1284 | 602758.2695 | 615789.9205 | 647652.4223 | 0 | 0 | 0 | 0 | 0 | 0 | 0 | 0 | 0 | 0 | 0 | 0 | 0 | 0 | 0 | 0 | 0 | 0 | 0 | 0 | 0 | 0 | 0 | 0 | -0.030923 | 0.012627 | -0.081088 | -0.25343 | 0.13743 | 0.069914 | 0.03096 | -0.01425 | 0.018269 | 0.026052 | 0.068761 | 0.045237 | 0.010204 | 0.032716 | -0.0041886 | 0.031325 | -0.027226 | -0.0075939 | 0.0066099 | 0.054393 | 0.028369 | 0.02139 | 0.050448 | 0.071415
| 23 | 5072244.1605 | 0 | 4587176.8058 | 0 |  | 532621.6235 | 509801.12 | 510692.0115 | 461355.6188 | 321772.8606 | 351312.8103 | 363470.9405 | 352220.2447 | 350885.8916 | 379579.8232 | 393721.1165 | 427511.8777 | 435438.5476 | 437319.8181 | 450425.7866 | 458149.4374 | 463793.0897 | 455831.8568 | 489837.9679 | 477285.8896 | 502452.794 | 549208.0357 | 571986.9904 | 588637.7512 | 0 | 0 | 0 | 0 | 0 | 0 | 0 | 0 | 0 | 0 | 0 | 0 | 0 | 0 | 0 | 0 | 0 | 0 | 0 | 0 | 0 | 0 | 0 | 0 | -0.043791 | 0.001746 | -0.1016 | -0.36032 | 0.087831 | 0.034022 | -0.031443 | -0.0037956 | 0.078604 | 0.036578 | 0.082339 | 0.018372 | 0.0043111 | 0.029529 | 0.017002 | 0.012243 | -0.017315 | 0.071951 | -0.025959 | 0.051386 | 0.088976 | 0.040639 | 0.028695 | 0.092112
| 24 | 6578645.9431 | 6578645.9431 | 5842862.064 | 5842862.064 |  | 534475.8858 | 510345.4386 | 525134.6516 | 497889.0605 | 397438.2611 | 476249.2612 | 507890.7344 | 528884.4267 | 513164.7907 | 520983.0139 | 558970.1244 | 588349.6187 | 607544.457 | 619059.8195 | 663812.12 | 671656.5547 | 687674.0601 | 711692.5169 | 726923.5378 | 732246.739 | 742748.1241 | 814012.8298 | 879127.6117 | 926156.16 | 0 | 0 | 0 | 0 | 0 | 476249.2612 | 507890.7344 | 528884.4267 | 513164.7907 | 520983.0139 | 558970.1244 | 588349.6187 | 607544.457 | 0 | 0 | 0 | 0 | 0 | 0 | 0 | 0 | 0 | 0 | 926156.16 | -0.046199 | 0.028567 | -0.053277 | -0.22534 | 0.1809 | 0.064325 | 0.040504 | -0.030173 | 0.01512 | 0.070379 | 0.051225 | 0.032104 | 0.018777 | 0.069797 | 0.011748 | 0.023568 | 0.034331 | 0.021175 | 0.0072962 | 0.014239 | 0.091619 | 0.076954 | 0.052113 | 0.072772
| 25 | 5594413.8256 | 0 | 5038802.2455 | 0 |  | 516285.1877 | 499771.4124 | 518045.1729 | 468415.0011 | 333754.1431 | 390148.4458 | 409101.8495 | 400724.7305 | 404495.8821 | 420216.5108 | 454242.3811 | 489356.9074 | 526782.8886 | 557033.5311 | 558972.6988 | 561896.3642 | 573524.5889 | 564035.3451 | 569311.3487 | 546719.6007 | 590504.7737 | 617250.2526 | 651421.2433 | 673458.4591 | 0 | 0 | 0 | 0 | 0 | 0 | 0 | 0 | 0 | 0 | 0 | 0 | 0 | 0 | 0 | 0 | 0 | 0 | 0 | 0 | 0 | 0 | 0 | 0 | -0.032508 | 0.035912 | -0.10071 | -0.33895 | 0.15612 | 0.047437 | -0.020689 | 0.0093668 | 0.038129 | 0.077861 | 0.074461 | 0.073696 | 0.055837 | 0.0034752 | 0.0052168 | 0.020483 | -0.016684 | 0.0093106 | -0.040491 | 0.077042 | 0.044297 | 0.053882 | 0.03327 | 0.0923
| 26 | 4963578.359 | 0 | 4527815.3533 | 0 |  | 502488.6396 | 487911.4268 | 493676.8201 | 447033.1035 | 311789.9664 | 359440.2063 | 373558.0678 | 361600.3064 | 362177.9345 | 375323.6978 | 398543.4546 | 415091.2296 | 434210.9516 | 449195.365 | 464402.009 | 472057.3174 | 471777.1068 | 457598.0844 | 458845.4484 | 452588.4645 | 475272.9876 | 490206.0228 | 499180.1738 | 518888.8478 | 0 | 0 | 0 | 0 | 0 | 0 | 0 | 0 | 0 | 0 | 0 | 0 | 0 | 0 | 0 | 0 | 0 | 0 | 0 | 0 | 0 | 0 | 0 | 0 | -0.029439 | 0.011747 | -0.099248 | -0.3603 | 0.14222 | 0.038526 | -0.032534 | 0.0015961 | 0.035653 | 0.060028 | 0.040682 | 0.045032 | 0.033927 | 0.033293 | 0.01635 | -0.00059377 | -0.030515 | 0.0027222 | -0.01373 | 0.048906 | 0.030936 | 0.018141 | 0.038723 | 0.090651
| 27 | 5149142.0955 | 0 | 4707609.6987 | 0 |  | 538269.386 | 506865.6986 | 509223.9062 | 471968.3932 | 338542.5544 | 382724.5546 | 396208.7107 | 388360.4186 | 369042.4035 | 383174.365 | 405203.1697 | 443191.8854 | 456825.1536 | 465956.6315 | 459161.1923 | 456199.8931 | 443921.2156 | 468963.2723 | 470994.1743 | 466723.7039 | 463207.5884 | 508817.8262 | 513227.5803 | 526402.0171 | 0 | 0 | 0 | 0 | 0 | 0 | 0 | 0 | 0 | 0 | 0 | 0 | 0 | 0 | 0 | 0 | 0 | 0 | 0 | 0 | 0 | 0 | 0 | 0 | -0.060113 | 0.0046417 | -0.075976 | -0.33226 | 0.12267 | 0.034626 | -0.020007 | -0.051022 | 0.037579 | 0.055898 | 0.089614 | 0.030298 | 0.019792 | -0.014691 | -0.0064703 | -0.027284 | 0.054877 | 0.0043213 | -0.0091083 | -0.0075621 | 0.093915 | 0.0086293 | 0.025346 | 0.087027
| 28 | 4302184.3338 | 0 | 3919971.4137 | 0 |  | 499265.1196 | 478097.0529 | 478152.5158 | 441991.0146 | 292098.4048 | 312503.4202 | 313960.7959 | 291115.0778 | 271215.2898 | 285874.875 | 300370.0609 | 319094.1441 | 318870.6266 | 339007.8167 | 365199.1999 | 364984.6723 | 376961.7634 | 364859.5064 | 361693.0832 | 363876.5836 | 400140.9252 | 433411.6551 | 441109.2286 | 468153.5607 | 0 | 0 | 0 | 0 | 0 | 0 | 0 | 0 | 0 | 0 | 0 | 0 | 0 | 0 | 0 | 0 | 0 | 0 | 0 | 0 | 0 | 0 | 0 | 0 | -0.043324 | 0.000116 | -0.07864 | -0.4142 | 0.067525 | 0.0046527 | -0.075549 | -0.070806 | 0.052641 | 0.049461 | 0.060471 | -0.00070072 | 0.061238 | 0.07442 | -0.0005876 | 0.032288 | -0.032631 | -0.0087163 | 0.0060187 | 0.095002 | 0.079871 | 0.017605 | 0.059504 | 0.10322
| 29 | 5664400.6999 | 0 | 5093800.4735 | 0 |  | 522510.5845 | 510213.5604 | 513350.6336 | 477831.4165 | 342081.221 | 410947.0075 | 434973.7154 | 431784.0422 | 413115.1444 | 434005.8098 | 450535.3492 | 480519.1233 | 501977.8846 | 522015.2231 | 543164.0747 | 550710.4685 | 562349.4888 | 568765.9948 | 581130.1705 | 581234.9686 | 594976.4144 | 630676.1536 | 670420.9286 | 707816.425 | 0 | 0 | 0 | 0 | 0 | 0 | 0 | 0 | 0 | 0 | 0 | 0 | 0 | 0 | 0 | 0 | 0 | 0 | 0 | 0 | 0 | 0 | 0 | 0 | -0.023816 | 0.0061297 | -0.071701 | -0.33421 | 0.18342 | 0.056821 | -0.00736 | -0.044199 | 0.049332 | 0.037379 | 0.06443 | 0.043689 | 0.039141 | 0.039715 | 0.013798 | 0.020914 | 0.011346 | 0.021506 | 0.00018032 | 0.023367 | 0.058271 | 0.061113 | 0.054279 | 0.089736
| 30 | 5489734.0176 | 0 | 4927136.5712 | 0 |  | 532096.7143 | 505879.3844 | 512165.2706 | 473112.8366 | 356008.8938 | 392711.0038 | 403465.9515 | 395396.3968 | 398301.8506 | 414919.8972 | 423639.3918 | 442294.0828 | 473449.7403 | 487811.0521 | 513466.4422 | 523194.106 | 538839.492 | 540887.6401 | 541646.7351 | 564367.6575 | 586831.7652 | 622702.7017 | 680372.4964 | 675943.3088 | 0 | 0 | 0 | 0 | 0 | 0 | 0 | 0 | 0 | 0 | 0 | 0 | 0 | 0 | 0 | 0 | 0 | 0 | 0 | 0 | 0 | 0 | 0 | 0 | -0.050527 | 0.012349 | -0.079313 | -0.28438 | 0.098118 | 0.027018 | -0.020203 | 0.0073213 | 0.040875 | 0.020797 | 0.043092 | 0.068071 | 0.029882 | 0.051257 | 0.018768 | 0.029465 | 0.0037938 | 0.0014024 | 0.041092 | 0.039032 | 0.059331 | 0.088571 | -0.0065312 | 0.075729
| 31 | 4790631.2246 | 0 | 4387248.9543 | 0 |  | 523294.9386 | 510251.1402 | 509843.923 | 445180.963 | 306749.3745 | 345831.9609 | 361037.58 | 342541.0616 | 328600.5273 | 361525.9492 | 375641.284 | 385954.157 | 406847.6125 | 415489.1121 | 405896.3131 | 420449.6937 | 423794.6512 | 416145.5111 | 426557.0537 | 412012.8265 | 425714.565 | 444088.9677 | 475446.5865 | 494561.3122 | 0 | 0 | 0 | 0 | 0 | 0 | 0 | 0 | 0 | 0 | 0 | 0 | 0 | 0 | 0 | 0 | 0 | 0 | 0 | 0 | 0 | 0 | 0 | 0 | -0.025242 | -0.00079839 | -0.13562 | -0.37245 | 0.11992 | 0.043029 | -0.052591 | -0.041549 | 0.095491 | 0.038301 | 0.027084 | 0.05272 | 0.021018 | -0.023359 | 0.035227 | 0.0079242 | -0.018214 | 0.024711 | -0.034692 | 0.032715 | 0.042256 | 0.06823 | 0.039417 | 0.096751
| 32 | 4440360.8184 | 0 | 4101803.5023 | 0 |  | 508769.909 | 490152.7163 | 494170.9435 | 435352.5364 | 293225.7263 | 347598.7678 | 358132.5427 | 352083.7824 | 328797.7098 | 323140.5141 | 337934.4708 | 350266.9926 | 354140.4142 | 355496.9452 | 352262.5789 | 349926.3411 | 353094.6373 | 339409.7421 | 336334.8069 | 347651.6733 | 360668.7031 | 375766.9754 | 397723.7541 | 408885.9099 | 0 | 0 | 0 | 0 | 0 | 0 | 0 | 0 | 0 | 0 | 0 | 0 | 0 | 0 | 0 | 0 | 0 | 0 | 0 | 0 | 0 | 0 | 0 | 0 | -0.037279 | 0.0081645 | -0.12673 | -0.39521 | 0.17011 | 0.029854 | -0.017034 | -0.068426 | -0.017355 | 0.044765 | 0.035844 | 0.010998 | 0.0038232 | -0.0091398 | -0.0066542 | 0.0090134 | -0.039528 | -0.0091009 | 0.033094 | 0.036759 | 0.041009 | 0.056788 | 0.027678 | 0.10003
| 33 | 4103525.2875 | 0 | 3806355.2693 | 0 |  | 510662.7241 | 493589.1578 | 492775.8164 | 453669.2132 | 299042.0278 | 319597.9616 | 310479.5208 | 286420.9594 | 269602.1157 | 275846.5111 | 284237.1064 | 288458.9637 | 286644.6647 | 286112.5501 | 302637.8394 | 312057.2556 | 310039.2355 | 318180.9924 | 321589.3752 | 306082.1116 | 304970.3074 | 324323.9278 | 361989.1336 | 365627.4259 | 0 | 0 | 0 | 0 | 0 | 0 | 0 | 0 | 0 | 0 | 0 | 0 | 0 | 0 | 0 | 0 | 0 | 0 | 0 | 0 | 0 | 0 | 0 | 0 | -0.034006 | -0.0016492 | -0.082686 | -0.41678 | 0.06648 | -0.028946 | -0.080655 | -0.060515 | 0.022897 | 0.029964 | 0.014744 | -0.0063095 | -0.0018581 | 0.056152 | 0.03065 | -0.0064878 | 0.025922 | 0.010655 | -0.049422 | -0.003639 | 0.061528 | 0.10987 | 0.010001 | 0.099383
| 34 | 4254096.9864 | 0 | 3931998.4513 | 0 |  | 508712.1187 | 498291.586 | 495327.3958 | 457233.6251 | 301859.952 | 335993.5456 | 341511.4614 | 327610.613 | 292437.5711 | 299801.4119 | 304642.5738 | 305302.2956 | 298555.5185 | 305817.3499 | 305972.1546 | 308118.3535 | 312121.3774 | 321673.844 | 324781.3463 | 326163.4209 | 340367.7289 | 353254.5359 | 379050.9869 | 396543.847 | 0 | 0 | 0 | 0 | 0 | 0 | 0 | 0 | 0 | 0 | 0 | 0 | 0 | 0 | 0 | 0 | 0 | 0 | 0 | 0 | 0 | 0 | 0 | 0 | -0.020697 | -0.0059665 | -0.080024 | -0.41523 | 0.10713 | 0.016289 | -0.041555 | -0.11357 | 0.024869 | 0.016019 | 0.0021632 | -0.022347 | 0.024032 | 0.00050607 | 0.0069899 | 0.012908 | 0.030146 | 0.009614 | 0.0042464 | 0.042628 | 0.037162 | 0.070482 | 0.045116 | 0.099167
| 35 | 6154526.387 | 0 | 5607440.8836 | 0 |  | 571613.154 | 552237.1726 | 559487.0857 | 521614.2443 | 418399.3606 | 470156.6652 | 485233.7987 | 471948.7499 | 463662.6555 | 490443.6477 | 524475.1557 | 551109.5564 | 574264.7519 | 571494.3614 | 593199.7168 | 602330.9512 | 580806.2459 | 559449.9958 | 576604.2577 | 585354.7862 | 595506.4318 | 600407.9671 | 649081.4036 | 646153.8979 | 0 | 0 | 0 | 521614.2443 | 418399.3606 | 0 | 0 | 0 | 0 | 0 | 0 | 0 | 0 | 0 | 0 | 0 | 0 | 0 | 0 | 0 | 0 | 0 | 0 | 0 | -0.034485 | 0.013043 | -0.070092 | -0.22049 | 0.11663 | 0.031565 | -0.02776 | -0.017713 | 0.056153 | 0.067088 | 0.049536 | 0.041157 | -0.0048359 | 0.037277 | 0.015276 | -0.03639 | -0.037463 | 0.030202 | 0.015062 | 0.017194 | 0.0081972 | 0.077949 | -0.0045204 | 0.065259
| 36 | 5442639.4163 | 0 | 4927411.4074 | 0 |  | 525106.34 | 490161.0242 | 497971.431 | 468620.8576 | 344697.1627 | 398850.135 | 418916.6796 | 402495.7827 | 398247.2588 | 412601.679 | 444038.1436 | 464354.5403 | 485103.8103 | 489464.8827 | 514637.9621 | 523145.4474 | 543479.1279 | 539100.2797 | 551500.2282 | 556061.2851 | 559953.1701 | 578621.8779 | 591470.3701 | 615717.9323 | 0 | 0 | 0 | 0 | 0 | 0 | 0 | 0 | 0 | 0 | 0 | 0 | 0 | 0 | 0 | 0 | 0 | 0 | 0 | 0 | 0 | 0 | 0 | 0 | -0.068867 | 0.015809 | -0.060749 | -0.30713 | 0.14592 | 0.049086 | -0.039987 | -0.010612 | 0.03541 | 0.073428 | 0.044738 | 0.043715 | 0.0089498 | 0.050151 | 0.016396 | 0.038132 | -0.0080897 | 0.022741 | 0.0082363 | 0.0069746 | 0.032796 | 0.021962 | 0.040177 | 0.081483
| 37 | 3678101.0277 | 0 | 3510348.8744 | 0 |  | 529438.5141 | 496429.4711 | 488168.0333 | 432184.0222 | 276287.7793 | 310833.917 | 306048.3624 | 286140.1822 | 250834.1221 | 254313.6362 | 259941.7787 | 259124.4607 | 252712.2651 | 239684.0261 | 239508.337 | 224563.2448 | 207044.1996 | 195174.6308 | 187899.4758 | 177076.5369 | 176376.9938 | 181582.1481 | 199497.3837 | 208126.3116 | 0 | 0 | 0 | 0 | 0 | 0 | 0 | 0 | 0 | 0 | 0 | 0 | 0 | 0 | 0 | 0 | 0 | 0 | 0 | 0 | 0 | 0 | 0 | 0 | -0.064376 | -0.016782 | -0.12181 | -0.44741 | 0.11782 | -0.015516 | -0.067261 | -0.13169 | 0.013776 | 0.021889 | -0.0031492 | -0.025057 | -0.05293 | -0.00073327 | -0.064431 | -0.081225 | -0.059038 | -0.037988 | -0.059325 | -0.0039583 | 0.029084 | 0.094093 | 0.042344 | 0.1071
| 38 | 4385247.6098 | 0 | 4043743.9625 | 0 |  | 531958.078 | 511538.4689 | 505989.0121 | 448759.7541 | 295345.9646 | 332339.673 | 337064.4938 | 314149.0903 | 297203.8303 | 310322.4724 | 323242.5139 | 324194.1078 | 338705.6105 | 319890.483 | 333113.5899 | 346847.0016 | 347391.4875 | 345500.0342 | 336630.4138 | 333157.48 | 348834.9959 | 363864.9937 | 405791.3731 | 443204.1591 | 0 | 0 | 0 | 0 | 0 | 0 | 0 | 0 | 0 | 0 | 0 | 0 | 0 | 0 | 0 | 0 | 0 | 0 | 0 | 0 | 0 | 0 | 0 | 0 | -0.039142 | -0.010908 | -0.12003 | -0.41834 | 0.11801 | 0.014117 | -0.070407 | -0.055449 | 0.043194 | 0.040791 | 0.0029396 | 0.043789 | -0.057153 | 0.040505 | 0.0404 | 0.0015686 | -0.0054596 | -0.026007 | -0.01037 | 0.045984 | 0.042184 | 0.10906 | 0.088191 | 0.10621
| 39 | 4309345.6619 | 0 | 4043444.8609 | 0 |  | 564114.6697 | 541648.2348 | 534310.2807 | 455066.4039 | 301120.2022 | 350644.0801 | 360285.0731 | 336665.5424 | 308449.4246 | 304208.8194 | 306674.0791 | 304804.0551 | 309306.5733 | 306664.3461 | 314096.3331 | 294185.4322 | 291398.4477 | 272613.3897 | 275027.9681 | 270699.5407 | 278200.1044 | 290391.0533 | 316647.2944 | 328179.528 | 0 | 0 | 0 | 0 | 0 | 0 | 0 | 0 | 0 | 0 | 0 | 0 | 0 | 0 | 0 | 0 | 0 | 0 | 0 | 0 | 0 | 0 | 0 | 0 | -0.040641 | -0.01364 | -0.16053 | -0.41293 | 0.15226 | 0.027124 | -0.067806 | -0.087532 | -0.013844 | 0.0080712 | -0.0061164 | 0.014664 | -0.0085791 | 0.023946 | -0.065489 | -0.0095187 | -0.066637 | 0.0088182 | -0.015863 | 0.027331 | 0.042888 | 0.08656 | 0.035772 | 0.10514
| 40 | 5333085.6224 | 0 | 4784002.7959 | 0 |  | 525041.2326 | 512673.3052 | 509219.8344 | 474913.8631 | 352998.057 | 383050.9101 | 389428.3803 | 366023.849 | 353528.0547 | 361266.8039 | 397625.9503 | 425736.0429 | 447660.0532 | 467605.0196 | 499586.0529 | 523365.8779 | 522130.335 | 528537.4991 | 550267.0269 | 544275.0822 | 566228.4373 | 607884.6091 | 663449.3441 | 668129.1486 | 0 | 0 | 0 | 0 | 0 | 0 | 0 | 0 | 0 | 0 | 0 | 0 | 0 | 0 | 0 | 0 | 0 | 0 | 0 | 0 | 0 | 0 | 0 | 0 | -0.023838 | -0.006759 | -0.069746 | -0.29667 | 0.081705 | 0.016512 | -0.061981 | -0.034736 | 0.021654 | 0.095895 | 0.068308 | 0.050215 | 0.04359 | 0.066156 | 0.046501 | -0.0023636 | 0.012197 | 0.04029 | -0.010949 | 0.039543 | 0.070987 | 0.087467 | 0.007029 | 0.081032
| 41 | 6156048.7256 | 0 | 5493256.5485 | 0 |  | 505705.1052 | 498774.8531 | 515914.2122 | 477840.7681 | 372552.6457 | 437536.5615 | 468428.5914 | 448785.5881 | 462419.4839 | 509378.0059 | 526097.4899 | 542586.3979 | 560748.9265 | 608863.4439 | 628928.3399 | 642066.7356 | 664556.606 | 659885.4302 | 661393.689 | 663142.8355 | 712549.0274 | 749935.744 | 777704.5459 | 777175.8461 | 0 | 0 | 0 | 0 | 0 | 0 | 0 | 0 | 0 | 509378.0059 | 0 | 0 | 0 | 0 | 0 | 0 | 0 | 0 | 0 | 0 | 0 | 0 | 0 | 0 | -0.013799 | 0.033786 | -0.076663 | -0.2489 | 0.16078 | 0.068223 | -0.042838 | 0.029927 | 0.096718 | 0.032296 | 0.030861 | 0.032926 | 0.082321 | 0.032423 | 0.020675 | 0.034428 | -0.0070538 | 0.002283 | 0.0026411 | 0.071858 | 0.051139 | 0.036359 | -0.00068005 | 0.0755
| 42 | 7146998.4728 | 7146998.4728 | 6308241.3816 | 6308241.3816 |  | 544540.3006 | 535678.7249 | 548702.4146 | 515677.1293 | 424035.0406 | 492940.3042 | 545667.6324 | 551278.6435 | 556578.8442 | 594784.6297 | 637647.4995 | 665002.6495 | 691803.8465 | 707262.5676 | 739686.0076 | 725307.8081 | 770387.3602 | 796464.4987 | 771901.8027 | 816747.4641 | 871813.5342 | 926474.7054 | 993096.0779 | 1036395.5213 | 0 | 0 | 0 | 515677.1293 | 424035.0406 | 492940.3042 | 545667.6324 | 551278.6435 | 556578.8442 | 594784.6297 | 637647.4995 | 665002.6495 | 691803.8465 | 707262.5676 | 739686.0076 | 725307.8081 | 770387.3602 | 796464.4987 | 771901.8027 | 816747.4641 | 871813.5342 | 926474.7054 | 993096.0779 | 1036395.5213 | -0.016407 | 0.024022 | -0.062075 | -0.19566 | 0.15057 | 0.10162 | 0.01023 | 0.0095685 | 0.066391 | 0.069586 | 0.042005 | 0.039511 | 0.0221 | 0.044824 | -0.01963 | 0.060297 | 0.033289 | -0.031325 | 0.056473 | 0.065246 | 0.060811 | 0.069441 | 0.042677 | 0.06645
| 43 | 5002357.971 | 0 | 4582888.4662 | 0 |  | 519520.737 | 504091.3095 | 502896.9049 | 459169.8785 | 339709.3697 | 382284.794 | 399241.5034 | 371394.1728 | 358434.275 | 373588.4802 | 397116.4698 | 419086.768 | 421995.7843 | 445305.6993 | 447617.1923 | 440087.4902 | 445952.1368 | 434783.2005 | 444686.2106 | 435802.5084 | 439209.6351 | 472643.5711 | 499789.8253 | 500382.4112 | 0 | 0 | 0 | 0 | 0 | 0 | 0 | 0 | 0 | 0 | 0 | 0 | 0 | 0 | 0 | 0 | 0 | 0 | 0 | 0 | 0 | 0 | 0 | 0 | -0.030149 | -0.0023722 | -0.090965 | -0.30133 | 0.11808 | 0.043401 | -0.072303 | -0.035519 | 0.04141 | 0.061075 | 0.053848 | 0.0069173 | 0.053766 | 0.0051774 | -0.016965 | 0.013238 | -0.025364 | 0.022521 | -0.02018 | 0.0077876 | 0.073365 | 0.055846 | 0.001185 | 0.080942
| 44 | 4259003.033 | 0 | 3981864.5121 | 0 |  | 526642.1909 | 495556.148 | 504560.179 | 445018.7844 | 304544.9609 | 338447.8358 | 338420.7363 | 337155.4972 | 306105.8116 | 307568.816 | 311440.9625 | 329783.5421 | 312240.5815 | 319089.0554 | 327565.1959 | 319934.469 | 317565.2307 | 307877.866 | 305055.365 | 286277.4564 | 299666.8457 | 304333.2226 | 325551.0395 | 333045.6936 | 0 | 0 | 0 | 0 | 0 | 0 | 0 | 0 | 0 | 0 | 0 | 0 | 0 | 0 | 0 | 0 | 0 | 0 | 0 | 0 | 0 | 0 | 0 | 0 | -0.060841 | 0.018006 | -0.12557 | -0.3793 | 0.10555 | -8.0073e-05 | -0.0037457 | -0.096613 | 0.004768 | 0.012511 | 0.057227 | -0.054663 | 0.021696 | 0.026217 | -0.023571 | -0.0074329 | -0.03098 | -0.0092099 | -0.063532 | 0.04571 | 0.015452 | 0.067396 | 0.02276 | 0.094316
| 45 | 5413595.3412 | 0 | 4942877.623 | 0 |  | 603705.1854 | 592424.0094 | 585225.9265 | 505064.1057 | 361418.4557 | 413536.8182 | 426869.4624 | 380299.0864 | 348358.2755 | 364436.0931 | 380666.5088 | 402241.3372 | 419865.1009 | 446147.8583 | 462217.5269 | 448914.3084 | 472885.8347 | 498628.8765 | 504255.6552 | 499762.9371 | 507306.2852 | 507416.4344 | 559760.0371 | 571298.1464 | 603705.1854 | 592424.0094 | 585225.9265 | 0 | 0 | 0 | 0 | 0 | 0 | 0 | 0 | 0 | 0 | 0 | 0 | 0 | 0 | 0 | 0 | 0 | 0 | 0 | 0 | 0 | -0.018863 | -0.012225 | -0.14731 | -0.33465 | 0.13471 | 0.031732 | -0.11552 | -0.087727 | 0.04512 | 0.043572 | 0.055129 | 0.042881 | 0.060717 | 0.035385 | -0.029204 | 0.052022 | 0.053008 | 0.011221 | -0.0089495 | 0.014981 | 0.0002171 | 0.098176 | 0.020403 | 0.096499
| 46 | 6180308.7755 | 0 | 5455253.7461 | 0 |  | 511881.3321 | 493799.8653 | 495033.6158 | 467800.0453 | 351893.4788 | 420937.7349 | 461766.4935 | 465703.6376 | 464560.466 | 485054.0606 | 514173.8684 | 525112.3525 | 562570.4274 | 587925.5941 | 623342.4562 | 636376.0576 | 663013.1654 | 675524.7252 | 709183.9166 | 755628.6766 | 775706.2737 | 810775.3785 | 852268.2499 | 864195.2535 | 0 | 0 | 0 | 0 | 0 | 0 | 0 | 0 | 0 | 0 | 0 | 0 | 0 | 0 | 0 | 0 | 0 | 0 | 0 | 755628.6766 | 0 | 0 | 0 | 0 | -0.035963 | 0.0024954 | -0.056585 | -0.28471 | 0.17916 | 0.092574 | 0.0084901 | -0.0024577 | 0.043169 | 0.058301 | 0.021051 | 0.068904 | 0.044084 | 0.058496 | 0.020694 | 0.041005 | 0.018695 | 0.048625 | 0.063435 | 0.026224 | 0.044217 | 0.04991 | 0.013897 | 0.08101
| 47 | 5128642.6385 | 0 | 4665561.5664 | 0 |  | 500776.4267 | 487703.7486 | 487097.0852 | 457052.186 | 330794.229 | 377550.4481 | 388784.2239 | 376116.2098 | 375376.3412 | 390401.8469 | 415248.6737 | 430967.0999 | 457113.4814 | 467823.1084 | 496202.8458 | 478269.1596 | 488037.4294 | 510171.5148 | 481375.2773 | 476298.8116 | 520150.0515 | 502215.3986 | 541650.9027 | 542423.8223 | 0 | 0 | 0 | 0 | 0 | 0 | 0 | 0 | 0 | 0 | 0 | 0 | 0 | 0 | 0 | 0 | 0 | 0 | 0 | 0 | 0 | 0 | 0 | 0 | -0.026452 | -0.0012447 | -0.063666 | -0.3233 | 0.13221 | 0.02932 | -0.033126 | -0.0019691 | 0.039247 | 0.061701 | 0.037154 | 0.0589 | 0.023159 | 0.058895 | -0.036811 | 0.020218 | 0.044355 | -0.0581 | -0.010602 | 0.088072 | -0.035088 | 0.075593 | 0.001426 | 0.086488
| 48 | 4264488.9255 | 0 | 3910218.7398 | 0 |  | 504818.0247 | 486843.5411 | 481459.7543 | 433545.7143 | 287609.5413 | 319767.5384 | 313891.1443 | 292310.7658 | 277292.2856 | 286416.1691 | 299415.317 | 308036.0692 | 328347.0193 | 333809.0437 | 350481.4483 | 359002.1828 | 354584.634 | 348878.8105 | 356407.6521 | 361813.0183 | 378292.4061 | 398817.1641 | 420717.306 | 415509.5602 | 0 | 0 | 0 | 0 | 0 | 0 | 0 | 0 | 0 | 0 | 0 | 0 | 0 | 0 | 0 | 0 | 0 | 0 | 0 | 0 | 0 | 0 | 0 | 0 | -0.036255 | -0.01112 | -0.10483 | -0.41039 | 0.10599 | -0.018548 | -0.071229 | -0.052745 | 0.032374 | 0.044386 | 0.028385 | 0.063854 | 0.016498 | 0.048739 | 0.024021 | -0.012381 | -0.016222 | 0.021351 | 0.015052 | 0.04454 | 0.052836 | 0.053458 | -0.012456 | 0.099692
| 49 | 4636098.2002 | 0 | 4293985.2081 | 0 |  | 548186.9287 | 523963.7507 | 524916.5057 | 475319.0801 | 347260.6436 | 373034.2429 | 375717.5776 | 344455.2602 | 325975.3717 | 321582.5943 | 337830.1856 | 343699.3986 | 353068.9733 | 357237.1256 | 373897.5102 | 366809.1534 | 358961.8804 | 337268.8943 | 340117.537 | 337025.2508 | 350527.8839 | 388817.8278 | 405029.0009 | 416465.1592 | 0 | 0 | 0 | 0 | 0 | 0 | 0 | 0 | 0 | 0 | 0 | 0 | 0 | 0 | 0 | 0 | 0 | 0 | 0 | 0 | 0 | 0 | 0 | 0 | -0.045194 | 0.0018167 | -0.099253 | -0.31391 | 0.071595 | 0.0071675 | -0.086874 | -0.055142 | -0.013567 | 0.049289 | 0.017224 | 0.026896 | 0.011736 | 0.045582 | -0.01914 | -0.021625 | -0.062336 | 0.0084107 | -0.0091334 | 0.039282 | 0.10367 | 0.040848 | 0.027844 | 0.082124
| 50 | 4255945.921 | 0 | 3967385.9064 | 0 |  | 518712.6608 | 504431.866 | 515467.2827 | 462626.3321 | 315621.4154 | 340826.3053 | 330484.0386 | 292165.1779 | 278241.2532 | 289943.3852 | 307804.7187 | 315476.5794 | 327907.7954 | 320219.6877 | 334843.6311 | 328246.3719 | 320159.4771 | 311900.7962 | 310438.1991 | 289528.2586 | 318403.4008 | 325907.5422 | 326090.5931 | 342393.5841 | 0 | 0 | 0 | 0 | 0 | 0 | 0 | 0 | 0 | 0 | 0 | 0 | 0 | 0 | 0 | 0 | 0 | 0 | 0 | 0 | 0 | 0 | 0 | 0 | -0.027917 | 0.021641 | -0.10815 | -0.38238 | 0.07683 | -0.030815 | -0.12324 | -0.048831 | 0.041197 | 0.05978 | 0.024619 | 0.038648 | -0.023725 | 0.044656 | -0.019899 | -0.024945 | -0.026134 | -0.0047003 | -0.069732 | 0.095066 | 0.023295 | 0.00056151 | 0.048786 | 0.096425
| 51 | 2313554.0223 | 0 | 2283704.9658 | 0 |  | 654322.8645 | 586633.3051 | 565864.6067 | 370847.8064 | 192493.545 | 129821.1095 | 91130.4522 | 32237.671 | 21607.7537 | 21468.9063 | 20277.7067 | 22788.796 | 23230.1639 | 24039.0233 | 26014.7318 | 27350.8027 | 27571.9331 | 28738.6143 | 29928.062 | 31007.3429 | 32116.4573 | 33306.6554 | 34733.2537 | 35813.3143 | 654322.8645 | 586633.3051 | 0 | 0 | 0 | 0 | 0 | 0 | 0 | 0 | 0 | 0 | 0 | 0 | 0 | 0 | 0 | 0 | 0 | 0 | 0 | 0 | 0 | 0 | -0.1092 | -0.036045 | -0.42256 | -0.65573 | -0.39391 | -0.35387 | -1.0392 | -0.40008 | -0.0064465 | -0.057084 | 0.11675 | 0.019183 | 0.034227 | 0.078985 | 0.050083 | 0.0080525 | 0.041443 | 0.040555 | 0.035427 | 0.035145 | 0.036389 | 0.04194 | 0.030622 | 0.28701
| 52 | 5013405.6271 | 0 | 4609877.4942 | 0 |  | 517288.1328 | 486538.9943 | 494364.0224 | 462199.9467 | 334572.2882 | 386414.5982 | 396745.2582 | 396302.0322 | 387682.3061 | 392833.1045 | 409353.331 | 425768.4031 | 437537.6503 | 451162.3345 | 459411.1611 | 443983.8949 | 434328.3909 | 429287.9068 | 430973.6071 | 425090.2155 | 435014.798 | 454567.2395 | 473840.7169 | 473640.5649 | 0 | 0 | 0 | 0 | 0 | 0 | 0 | 0 | 0 | 0 | 0 | 0 | 0 | 0 | 0 | 0 | 0 | 0 | 0 | 0 | 0 | 0 | 0 | 0 | -0.061283 | 0.015955 | -0.067275 | -0.32314 | 0.14406 | 0.026384 | -0.0011178 | -0.02199 | 0.013199 | 0.041194 | 0.039317 | 0.027267 | 0.030664 | 0.018118 | -0.034157 | -0.021987 | -0.011673 | 0.003919 | -0.013745 | 0.023079 | 0.043966 | 0.041525 | -0.00042249 | 0.08151
| 53 | 4518352.4441 | 0 | 4176439.0114 | 0 |  | 542260.133 | 533819.0358 | 540779.0448 | 468336.7333 | 320341.2494 | 351278.0275 | 340861.3988 | 308898.7111 | 287797.0722 | 294527.8654 | 327780.9004 | 339905.9122 | 358729.6091 | 351481.6205 | 358812.9187 | 344919.4319 | 345949.567 | 345701.2927 | 343667.0409 | 346811.6574 | 349668.9802 | 379703.1044 | 408129.8198 | 423623.6695 | 0 | 0 | 0 | 0 | 0 | 0 | 0 | 0 | 0 | 0 | 0 | 0 | 0 | 0 | 0 | 0 | 0 | 0 | 0 | 0 | 0 | 0 | 0 | 0 | -0.015689 | 0.012954 | -0.14382 | -0.3798 | 0.092191 | -0.030102 | -0.098463 | -0.070758 | 0.023118 | 0.10697 | 0.036323 | 0.0539 | -0.020412 | 0.020644 | -0.03949 | 0.0029821 | -0.00071792 | -0.0059018 | 0.0091086 | 0.0082051 | 0.082403 | 0.072196 | 0.03726 | 0.099771
| 54 | 5371299.9577 | 0 | 4857068.3274 | 0 |  | 511272.1077 | 505842.9062 | 510028.6738 | 472392.3482 | 336335.3848 | 386215.7655 | 400005.3526 | 380206.9279 | 382808.1211 | 404724.8098 | 438890.0833 | 474685.6248 | 485932.0108 | 492818.639 | 507606.1209 | 505213.2502 | 504918.4157 | 516530.9361 | 532813.7192 | 543846.4603 | 562629.9698 | 568212.1888 | 596749.241 | 613685.9586 | 0 | 0 | 0 | 0 | 0 | 0 | 0 | 0 | 0 | 0 | 0 | 0 | 0 | 0 | 0 | 0 | 0 | 0 | 0 | 0 | 0 | 0 | 0 | 0 | -0.010676 | 0.0082408 | -0.076657 | -0.3397 | 0.13829 | 0.035082 | -0.050762 | 0.0068182 | 0.055673 | 0.081042 | 0.078404 | 0.023416 | 0.014073 | 0.029565 | -0.0047252 | -0.00058375 | 0.022738 | 0.031037 | 0.020495 | 0.033955 | 0.0098728 | 0.049002 | 0.027986 | 0.087067
| 55 | 5581755.4518 | 0 | 5020847.5229 | 0 |  | 530060.8598 | 514209.0872 | 521039.293 | 468547.363 | 346053.6502 | 412448.2959 | 422838.1137 | 406590.3306 | 392016.3943 | 404260.0521 | 447872.4676 | 476489.7052 | 501929.325 | 522029.6528 | 536861.3873 | 532028.1899 | 539979.1408 | 542970.9671 | 554458.3835 | 567132.3311 | 608974.803 | 634171.3108 | 663757.5288 | 644977.5551 | 0 | 0 | 0 | 0 | 0 | 0 | 0 | 0 | 0 | 0 | 0 | 0 | 0 | 0 | 0 | 0 | 0 | 0 | 0 | 0 | 0 | 0 | 0 | 0 | -0.030362 | 0.013195 | -0.10619 | -0.30304 | 0.17552 | 0.024879 | -0.039183 | -0.036502 | 0.030755 | 0.10245 | 0.061938 | 0.052013 | 0.039265 | 0.028016 | -0.0090435 | 0.014834 | 0.0055253 | 0.020936 | 0.022601 | 0.071184 | 0.040542 | 0.045598 | -0.028701 | 0.087394
| 56 | 5628126.4152 | 0 | 5107482.1837 | 0 |  | 534963.8654 | 518028.4872 | 519746.3265 | 471081.3251 | 342098.0608 | 410469.7874 | 441209.1267 | 449251.3813 | 422026.4509 | 427220.4655 | 456446.441 | 473327.2342 | 492799.9702 | 513597.8463 | 549116.6555 | 550953.811 | 576151.9921 | 563785.4984 | 551301.6267 | 545011.8833 | 572987.3052 | 577152.2179 | 601674.3468 | 617819.2575 | 0 | 0 | 0 | 0 | 0 | 0 | 0 | 0 | 0 | 0 | 0 | 0 | 0 | 0 | 0 | 0 | 0 | 0 | 0 | 0 | 0 | 0 | 0 | 0 | -0.032169 | 0.0033106 | -0.09831 | -0.31993 | 0.1822 | 0.072217 | 0.018064 | -0.062515 | 0.012232 | 0.066171 | 0.036316 | 0.040316 | 0.041337 | 0.06687 | 0.0033401 | 0.044721 | -0.021698 | -0.022392 | -0.011474 | 0.050056 | 0.0072425 | 0.04161 | 0.02648 | 0.089588
| 57 | 5127774.0321 | 0 | 4727073.4516 | 0 |  | 586247.5856 | 578856.3944 | 580362.6338 | 487706.3548 | 375070.9746 | 403976.2507 | 405538.2517 | 377257.1273 | 354407.8758 | 355335.8294 | 378952.4837 | 395501.8526 | 388364.3688 | 394141.1193 | 414956.679 | 409202.3054 | 412933.9971 | 424003.8953 | 421314.2978 | 403099.4725 | 428739.4006 | 433731.6974 | 472528.864 | 492320.0741 | 586247.5856 | 578856.3944 | 580362.6338 | 0 | 0 | 0 | 0 | 0 | 0 | 0 | 0 | 0 | 0 | 0 | 0 | 0 | 0 | 0 | 0 | 0 | 0 | 0 | 0 | 0 | -0.012688 | 0.0025987 | -0.17394 | -0.2626 | 0.074241 | 0.0038591 | -0.072288 | -0.062479 | 0.0026149 | 0.064347 | 0.042745 | -0.018211 | 0.014765 | 0.051465 | -0.013964 | 0.0090781 | 0.026455 | -0.0063635 | -0.044196 | 0.061666 | 0.011577 | 0.085673 | 0.04103 | 0.079147
| 58 | 5593502.6458 | 0 | 5085716.9339 | 0 |  | 536818.274 | 510614.653 | 529869.9737 | 492332.8901 | 382410.8203 | 425466.7455 | 431803.2757 | 412921.4974 | 428459.7944 | 455719.4521 | 461466.7083 | 479505.2258 | 499530.6651 | 512791.3977 | 501937.8646 | 501071.6524 | 519967.4571 | 516200.9498 | 522951.842 | 526245.7235 | 535691.4845 | 557855.5389 | 592787.3989 | 630270.9141 | 0 | 0 | 0 | 0 | 0 | 0 | 0 | 0 | 0 | 0 | 0 | 0 | 0 | 0 | 0 | 0 | 0 | 0 | 0 | 0 | 0 | 0 | 0 | 0 | -0.050044 | 0.037016 | -0.073477 | -0.25266 | 0.10669 | 0.014783 | -0.044713 | 0.036939 | 0.06168 | 0.012533 | 0.038345 | 0.040914 | 0.0262 | -0.021393 | -0.0017272 | 0.037017 | -0.0072701 | 0.012993 | 0.0062789 | 0.01779 | 0.040542 | 0.060736 | 0.061314 | 0.069494
| 59 | 5079288.1527 | 0 | 4641407.3792 | 0 |  | 542251.2553 | 524648.6274 | 534263.6561 | 490035.3248 | 358679.6257 | 385838.184 | 385720.4179 | 365325.0662 | 351005.0136 | 361575.6598 | 398064.7819 | 403625.6002 | 404412.8462 | 406291.1945 | 434896.1423 | 426752.8434 | 438373.1756 | 455139.7871 | 458180.828 | 462979.8983 | 460247.7288 | 486923.5908 | 507817.6872 | 542466.4043 | 0 | 0 | 0 | 0 | 0 | 0 | 0 | 0 | 0 | 0 | 0 | 0 | 0 | 0 | 0 | 0 | 0 | 0 | 0 | 0 | 0 | 0 | 0 | 0 | -0.033001 | 0.018161 | -0.086412 | -0.31205 | 0.072988 | -0.00030527 | -0.054325 | -0.039987 | 0.029671 | 0.096143 | 0.013873 | 0.0019485 | 0.0046339 | 0.068037 | -0.018902 | 0.026866 | 0.037534 | 0.0066593 | 0.01042 | -0.0059188 | 0.056342 | 0.042015 | 0.066004 | 0.080645
| 60 | 5983836.5735 | 0 | 5377673.302 | 0 |  | 557434.65 | 535482.5354 | 544710.3068 | 510274.3753 | 392677.0259 | 450656.8641 | 467290.172 | 457800.7916 | 443067.5189 | 436149.0388 | 455453.5831 | 489844.5731 | 529423.9936 | 541223.8752 | 557945.3963 | 559217.3186 | 585354.4102 | 587087.8966 | 600660.666 | 625367.5783 | 646812.302 | 671970.8312 | 708889.0773 | 735146.3723 | 0 | 0 | 0 | 0 | 0 | 0 | 0 | 0 | 0 | 0 | 0 | 0 | 0 | 0 | 0 | 0 | 0 | 0 | 0 | 0 | 0 | 0 | 0 | 0 | -0.040177 | 0.017086 | -0.065306 | -0.26196 | 0.13772 | 0.036244 | -0.020516 | -0.032712 | -0.015738 | 0.04331 | 0.072794 | 0.077701 | 0.022043 | 0.030428 | 0.0022771 | 0.045679 | 0.0029571 | 0.022856 | 0.040309 | 0.033717 | 0.038159 | 0.053484 | 0.036371 | 0.073587
| 61 | 7579477.6627 | 7579477.6627 | 6639326.5775 | 6639326.5775 |  | 561128.5276 | 545305.1152 | 557740.5645 | 540544.7516 | 456585.0111 | 523270.043 | 558646.4001 | 550312.4869 | 563709.6373 | 588025.9542 | 624020.4599 | 686055.6413 | 726506.373 | 761736.2241 | 806546.7525 | 825998.9898 | 861742.3936 | 904606.7619 | 927588.0002 | 923292.1325 | 966361.7173 | 1037421.4579 | 1132660.3934 | 1155281.5786 | 0 | 0 | 0 | 540544.7516 | 456585.0111 | 523270.043 | 558646.4001 | 550312.4869 | 563709.6373 | 588025.9542 | 624020.4599 | 686055.6413 | 726506.373 | 761736.2241 | 806546.7525 | 825998.9898 | 861742.3936 | 904606.7619 | 927588.0002 | 923292.1325 | 966361.7173 | 1037421.4579 | 1132660.3934 | 1155281.5786 | -0.028605 | 0.022548 | -0.031316 | -0.1688 | 0.13632 | 0.065419 | -0.01503 | 0.024053 | 0.042232 | 0.059412 | 0.094776 | 0.057289 | 0.047353 | 0.057162 | 0.023832 | 0.042363 | 0.048544 | 0.025087 | -0.004642 | 0.045593 | 0.070955 | 0.087831 | 0.019775 | 0.058571
| 62 | 5928270.794 | 0 | 5246356.9072 | 0 |  | 496282.7682 | 480963.6638 | 478100.1856 | 458016.1739 | 341181.8443 | 400672.5296 | 433159.5771 | 442307.9749 | 426620.7471 | 463772.9263 | 503190.679 | 536261.295 | 557982.3526 | 573077.9829 | 591084.1377 | 622204.5181 | 626349.7566 | 641254.5048 | 672474.1436 | 674813.6528 | 709587.0107 | 751660.3615 | 807758.8422 | 843020.6747 | 0 | 0 | 0 | 0 | 0 | 0 | 0 | 0 | 0 | 0 | 0 | 0 | 0 | 0 | 0 | 0 | 0 | 0 | 0 | 0 | 0 | 0 | 0 | 0 | -0.031354 | -0.0059714 | -0.042916 | -0.29449 | 0.16073 | 0.077962 | 0.0209 | -0.036111 | 0.0835 | 0.081574 | 0.063652 | 0.039706 | 0.026694 | 0.030937 | 0.05131 | 0.0066401 | 0.023517 | 0.047537 | 0.0034729 | 0.050247 | 0.057601 | 0.071979 | 0.042728 | 0.082657
| 63 | 4898987.869 | 0 | 4482595.4134 | 0 |  | 526729.0922 | 507245.215 | 507706.7926 | 465857.7 | 313800.1883 | 367516.8144 | 388482.812 | 372577.703 | 353511.7195 | 358004.1509 | 381228.1796 | 393491.3808 | 403984.5372 | 407163.9293 | 416051.7666 | 419265.045 | 422635.8005 | 412499.8583 | 439923.8441 | 441378.2282 | 454730.5186 | 457719.378 | 499981.6517 | 482753.3462 | 0 | 0 | 0 | 0 | 0 | 0 | 0 | 0 | 0 | 0 | 0 | 0 | 0 | 0 | 0 | 0 | 0 | 0 | 0 | 0 | 0 | 0 | 0 | 0 | -0.037692 | 0.00090956 | -0.086024 | -0.39512 | 0.15801 | 0.05548 | -0.041803 | -0.052529 | 0.012628 | 0.062854 | 0.031661 | 0.026317 | 0.0078393 | 0.021594 | 0.0076936 | 0.0080075 | -0.024275 | 0.064366 | 0.0033005 | 0.029803 | 0.0065513 | 0.088315 | -0.035066 | 0.099619
| 64 | 4489448.3101 | 0 | 4168427.7098 | 0 |  | 552280.6055 | 530696.3997 | 531905.6212 | 465328.4571 | 332985.9471 | 363978.0304 | 365562.2812 | 339823.2929 | 307980.9518 | 304505.8348 | 305062.5505 | 308465.6128 | 334298.4308 | 332816.2967 | 344956.5272 | 329474.2857 | 325624.8437 | 335305.8308 | 334186.9118 | 318389.556 | 341354.8648 | 351721.0595 | 380099.6565 | 390537.5036 | 0 | 0 | 0 | 0 | 0 | 0 | 0 | 0 | 0 | 0 | 0 | 0 | 0 | 0 | 0 | 0 | 0 | 0 | 0 | 0 | 0 | 0 | 0 | 0 | -0.039866 | 0.002276 | -0.13372 | -0.33464 | 0.088993 | 0.0043432 | -0.073011 | -0.098388 | -0.011348 | 0.0018266 | 0.011094 | 0.080424 | -0.0044434 | 0.035828 | -0.04592 | -0.011752 | 0.029297 | -0.0033426 | -0.048425 | 0.069647 | 0.029916 | 0.077595 | 0.027091 | 0.089234
| 65 | 6449126.308 | 0 | 5775990.7702 | 0 |  | 585565.9023 | 566529.1725 | 573657.2409 | 549311.0597 | 450778.4708 | 487109.8998 | 487682.6361 | 465191.8616 | 449599.5947 | 465558.0989 | 502949.9276 | 542010.9128 | 571833.2051 | 591209.6401 | 603856.5464 | 611291.3748 | 640623.8815 | 659362.253 | 678849.1205 | 670707.6824 | 701859.2155 | 741237.0413 | 801531.1884 | 826839.9346 | 585565.9023 | 566529.1725 | 573657.2409 | 549311.0597 | 450778.4708 | 487109.8998 | 487682.6361 | 0 | 0 | 0 | 0 | 0 | 0 | 0 | 0 | 0 | 0 | 0 | 0 | 0 | 0 | 0 | 0 | 0 | -0.03305 | 0.012504 | -0.043367 | -0.19769 | 0.077514 | 0.0011751 | -0.047215 | -0.034093 | 0.03488 | 0.077254 | 0.074796 | 0.053561 | 0.033323 | 0.021166 | 0.012237 | 0.046869 | 0.028831 | 0.029126 | -0.012065 | 0.045399 | 0.054588 | 0.078203 | 0.031087 | 0.060278
| 66 | 4948410.1791 | 0 | 4557208.6836 | 0 |  | 555241.7888 | 523899.0066 | 522990.4477 | 461868.1781 | 343871.5281 | 392117.9858 | 389167.0449 | 369808.9596 | 353231.7912 | 352140.7553 | 364481.7069 | 392230.4443 | 402232.1647 | 415134.8991 | 412274.2251 | 418730.6952 | 421974.5187 | 427591.1581 | 433737.165 | 424337.9691 | 421752.1876 | 439463.8711 | 456742.5413 | 463340.3894 | 0 | 0 | 0 | 0 | 0 | 0 | 0 | 0 | 0 | 0 | 0 | 0 | 0 | 0 | 0 | 0 | 0 | 0 | 0 | 0 | 0 | 0 | 0 | 0 | -0.058105 | -0.0017357 | -0.12428 | -0.29501 | 0.13129 | -0.0075541 | -0.051022 | -0.045862 | -0.0030935 | 0.034445 | 0.073373 | 0.02518 | 0.031574 | -0.0069148 | 0.015539 | 0.0077169 | 0.013223 | 0.014271 | -0.021909 | -0.0061123 | 0.041138 | 0.038564 | 0.014342 | 0.079566
| 67 | 5698752.4063 | 0 | 5207461.0555 | 0 |  | 619339.7566 | 598668.2462 | 601941.7586 | 497364.432 | 386540.097 | 454698.317 | 463268.1126 | 445568.4911 | 411224.5787 | 414088.566 | 438122.2306 | 445181.7978 | 443221.0548 | 458545.6331 | 488761.1273 | 452167.1141 | 479936.9851 | 488325.3798 | 506278.7056 | 497344.4311 | 511224.9333 | 554137.082 | 585496.4683 | 589167.9899 | 619339.7566 | 598668.2462 | 601941.7586 | 0 | 0 | 0 | 0 | 0 | 0 | 0 | 0 | 0 | 0 | 0 | 0 | 0 | 0 | 0 | 0 | 0 | 0 | 0 | 0 | 0 | -0.033946 | 0.0054531 | -0.19084 | -0.25209 | 0.1624 | 0.018672 | -0.038955 | -0.080211 | 0.0069404 | 0.056418 | 0.015985 | -0.0044141 | 0.033991 | 0.063814 | -0.077822 | 0.059603 | 0.017327 | 0.036105 | -0.017805 | 0.027527 | 0.080602 | 0.055048 | 0.0062512 | 0.086943
| 68 | 5752967.3868 | 0 | 5129482.6417 | 0 |  | 528916.1998 | 508350.0487 | 526025.0286 | 477917.78 | 342071.549 | 400558.3052 | 423167.6489 | 417572.8676 | 401645.0649 | 407103.0275 | 438559.6461 | 476352.1763 | 504280.5061 | 533493.5882 | 557910.4756 | 569054.4801 | 594891.6925 | 615304.9372 | 628826.7731 | 644903.2908 | 666107.8129 | 682437.171 | 732731.8498 | 761319.1701 | 0 | 0 | 0 | 0 | 0 | 0 | 0 | 0 | 0 | 0 | 0 | 0 | 0 | 0 | 0 | 0 | 0 | 0 | 0 | 0 | 0 | 0 | 0 | 0 | -0.03966 | 0.034179 | -0.09591 | -0.33442 | 0.15784 | 0.054909 | -0.013309 | -0.03889 | 0.013498 | 0.07443 | 0.082662 | 0.056975 | 0.056314 | 0.044751 | 0.019778 | 0.044403 | 0.033739 | 0.021738 | 0.025245 | 0.032351 | 0.024219 | 0.071109 | 0.038273 | 0.090796
| 69 | 5442483.8794 | 0 | 4926159.75 | 0 |  | 544159.6828 | 521549.3886 | 536731.676 | 447621.6899 | 300147.0016 | 363887.8076 | 397684.5372 | 403897.1875 | 411844.5371 | 433472.6918 | 442718.9539 | 464215.1201 | 496828.506 | 505011.1869 | 499191.5618 | 497873.6831 | 531025.0949 | 521944.9594 | 547799.468 | 561699.3608 | 566036.7721 | 569486.8208 | 600627.205 | 614451.955 | 0 | 0 | 0 | 0 | 0 | 0 | 0 | 0 | 0 | 0 | 0 | 0 | 0 | 0 | 0 | 0 | 0 | 0 | 0 | 0 | 0 | 0 | 0 | 0 | -0.042439 | 0.028694 | -0.18155 | -0.39968 | 0.19257 | 0.088813 | 0.015501 | 0.019486 | 0.051183 | 0.021106 | 0.047413 | 0.067897 | 0.016336 | -0.011591 | -0.0026435 | 0.064463 | -0.017247 | 0.048347 | 0.025057 | 0.0076923 | 0.0060766 | 0.053239 | 0.022756 | 0.10902
| 70 | 5630789.3799 | 0 | 5039694.8436 | 0 |  | 525343.0145 | 509000.9139 | 514553.6754 | 482477.8048 | 347606.1146 | 387372.879 | 409037.5135 | 412230.5538 | 406071.5525 | 427492.6133 | 455709.8794 | 489020.8541 | 504728.6198 | 527482.6803 | 530297.597 | 548173.6658 | 530209.4074 | 552952.6789 | 588510.8118 | 562793.9312 | 604242.4208 | 665992.0219 | 700141.0122 | 727530.0752 | 0 | 0 | 0 | 0 | 0 | 0 | 0 | 0 | 0 | 0 | 0 | 0 | 0 | 0 | 0 | 0 | 0 | 0 | 0 | 0 | 0 | 0 | 0 | 0 | -0.031602 | 0.01085 | -0.064365 | -0.32786 | 0.10832 | 0.054419 | 0.0077759 | -0.015053 | 0.051408 | 0.063919 | 0.070549 | 0.031616 | 0.044095 | 0.0053223 | 0.033154 | -0.03332 | 0.042 | 0.062323 | -0.044682 | 0.071062 | 0.097302 | 0.050004 | 0.038374 | 0.086903
| 71 | 5017261.5696 | 0 | 4574914.5722 | 0 |  | 492596.0656 | 487160.5384 | 486996.3644 | 449985.7771 | 315079.1565 | 367281.1049 | 394806.2855 | 378230.9936 | 377028.4866 | 379225.461 | 410284.0795 | 429672.8886 | 442819.3135 | 442837.3775 | 451932.3728 | 461730.3256 | 471702.1208 | 485769.6852 | 477586.0564 | 455921.5729 | 471808.4962 | 489685.6028 | 510945.4918 | 544311.9859 | 0 | 0 | 0 | 0 | 0 | 0 | 0 | 0 | 0 | 0 | 0 | 0 | 0 | 0 | 0 | 0 | 0 | 0 | 0 | 0 | 0 | 0 | 0 | 0 | -0.011096 | -0.00033706 | -0.079041 | -0.35639 | 0.1533 | 0.072268 | -0.04289 | -0.0031844 | 0.0058102 | 0.078719 | 0.046174 | 0.030138 | 4.0792e-05 | 0.02033 | 0.021448 | 0.021367 | 0.029387 | -0.01699 | -0.046424 | 0.034252 | 0.03719 | 0.042499 | 0.06326 | 0.091899
| 72 | 4219073.5153 | 0 | 3924284.2853 | 0 |  | 546865.7367 | 510362.5925 | 512608.0964 | 457196.2927 | 304243.0384 | 334757.8575 | 336203.7252 | 311676.7365 | 283407.6928 | 284865.258 | 297569.4842 | 291263.439 | 293980.3707 | 300454.5642 | 307466.1119 | 291851.2002 | 301759.9564 | 303505.8966 | 300491.012 | 288867.5095 | 311666.3159 | 339285.7052 | 339159.1667 | 352737.2739 | 0 | 0 | 0 | 0 | 0 | 0 | 0 | 0 | 0 | 0 | 0 | 0 | 0 | 0 | 0 | 0 | 0 | 0 | 0 | 0 | 0 | 0 | 0 | 0 | -0.069082 | 0.0043902 | -0.1144 | -0.40729 | 0.095581 | 0.0043098 | -0.075751 | -0.09508 | 0.0051298 | 0.043631 | -0.02142 | 0.0092849 | 0.021784 | 0.023068 | -0.052121 | 0.033388 | 0.0057692 | -0.0099832 | -0.03945 | 0.075965 | 0.084909 | -0.00037302 | 0.039254 | 0.10065
| 73 | 5176193.9112 | 0 | 4793947.6945 | 0 |  | 596375.468 | 575478.1667 | 585172.645 | 496104.1952 | 380542.4907 | 434907.2084 | 437936.3878 | 406509.3404 | 374423.0691 | 359099.4015 | 370536.7231 | 387358.2807 | 379094.7032 | 387400.222 | 411834.0823 | 422662.0534 | 418163.1697 | 410451.6878 | 400768.3328 | 380433.9277 | 407821.5357 | 430622.3456 | 441166.8598 | 462050.1961 | 596375.468 | 575478.1667 | 585172.645 | 0 | 0 | 0 | 0 | 0 | 0 | 0 | 0 | 0 | 0 | 0 | 0 | 0 | 0 | 0 | 0 | 0 | 0 | 0 | 0 | 0 | -0.035669 | 0.016706 | -0.16512 | -0.26519 | 0.13353 | 0.006941 | -0.074467 | -0.082221 | -0.041787 | 0.031353 | 0.044397 | -0.021564 | 0.021672 | 0.061162 | 0.025952 | -0.010701 | -0.018613 | -0.023875 | -0.052071 | 0.069517 | 0.054402 | 0.024192 | 0.04625 | 0.082793
| 74 | 6004402.5565 | 0 | 5415288.5498 | 0 |  | 567370.4519 | 536684.3072 | 549933.7489 | 512429.0888 | 387572.8085 | 442089.8435 | 468035.0422 | 445628.5328 | 439399.3371 | 454985.0662 | 479043.7076 | 523500.1748 | 532448.2405 | 551356.2462 | 540761.1551 | 558679.3349 | 583824.6162 | 603661.8781 | 599742.1195 | 627561.9716 | 641467.2705 | 678441.4374 | 684383.0112 | 674598.7776 | 0 | 0 | 0 | 0 | 0 | 0 | 0 | 0 | 0 | 0 | 0 | 0 | 0 | 0 | 0 | 0 | 0 | 0 | 0 | 0 | 0 | 0 | 0 | 0 | -0.055602 | 0.024388 | -0.070635 | -0.27926 | 0.13161 | 0.05703 | -0.049057 | -0.014077 | 0.034856 | 0.051527 | 0.088746 | 0.016948 | 0.034895 | -0.019403 | 0.032598 | 0.044025 | 0.033414 | -0.0065145 | 0.045343 | 0.021916 | 0.05604 | 0.0087196 | -0.0144 | 0.077543
| 75 | 5254821.3076 | 0 | 4834283.5399 | 0 |  | 580166.3986 | 558748.8608 | 555860.4131 | 483929.3555 | 352998.7032 | 402118.0412 | 410874.3978 | 396864.2295 | 377545.302 | 378782.8924 | 410529.7429 | 424801.0705 | 432901.5858 | 430473.0767 | 445635.1575 | 458218.1488 | 477615.7414 | 443760.535 | 445458.7531 | 438624.6831 | 445191.8672 | 455395.9559 | 489340.7465 | 529355.4615 | 0 | 0 | 0 | 0 | 0 | 0 | 0 | 0 | 0 | 0 | 0 | 0 | 0 | 0 | 0 | 0 | 0 | 0 | 0 | 0 | 0 | 0 | 0 | 0 | -0.037615 | -0.0051829 | -0.13858 | -0.31547 | 0.13028 | 0.021542 | -0.034693 | -0.049904 | 0.0032726 | 0.080485 | 0.034173 | 0.018889 | -0.0056256 | 0.034616 | 0.027845 | 0.041461 | -0.073521 | 0.0038196 | -0.015461 | 0.014861 | 0.022662 | 0.071892 | 0.078601 | 0.088012
| 76 | 4885358.2365 | 0 | 4482222.1004 | 0 |  | 538715.789 | 513319.7845 | 514332.4868 | 465493.8971 | 344794.1884 | 381347.4664 | 382744.3233 | 370084.3816 | 340808.6972 | 355139.4185 | 372722.8973 | 384186.9238 | 402801.8212 | 409137.8977 | 416475.4439 | 405590.4717 | 408543.3209 | 400152.9052 | 401839.9201 | 407518.8759 | 415080.6876 | 436870.0454 | 478638.2505 | 511183.3932 | 0 | 0 | 0 | 0 | 0 | 0 | 0 | 0 | 0 | 0 | 0 | 0 | 0 | 0 | 0 | 0 | 0 | 0 | 0 | 0 | 0 | 0 | 0 | 0 | -0.048289 | 0.0019709 | -0.099771 | -0.30015 | 0.10076 | 0.0036563 | -0.033636 | -0.08241 | 0.041189 | 0.048325 | 0.030294 | 0.047315 | 0.015608 | 0.017775 | -0.026484 | 0.007254 | -0.020751 | 0.0042071 | 0.014033 | 0.018386 | 0.051163 | 0.091309 | 0.065783 | 0.081217
| 77 | 4627383.2712 | 0 | 4275247.513 | 0 |  | 525024.0281 | 497625.4175 | 498076.4613 | 453947.5371 | 325319.3363 | 365312.4025 | 368474.6993 | 352214.0671 | 326516.4535 | 329359.5951 | 346372.0063 | 368027.291 | 360821.9527 | 368722.2654 | 377799.9084 | 375088.596 | 386276.6877 | 377186.3377 | 404556.8499 | 396359.4987 | 390696.3616 | 401479.5141 | 407676.3765 | 400476.4438 | 0 | 0 | 0 | 0 | 0 | 0 | 0 | 0 | 0 | 0 | 0 | 0 | 0 | 0 | 0 | 0 | 0 | 0 | 0 | 0 | 0 | 0 | 0 | 0 | -0.053596 | 0.00090598 | -0.092772 | -0.33317 | 0.11595 | 0.0086192 | -0.045133 | -0.075759 | 0.0086698 | 0.050363 | 0.060644 | -0.019772 | 0.021659 | 0.024321 | -0.0072025 | 0.029392 | -0.023815 | 0.070053 | -0.020471 | -0.014391 | 0.027226 | 0.015317 | -0.017819 | 0.084381
| 78 | 4825639.5904 | 0 | 4379304.1038 | 0 |  | 517865.6088 | 496314.197 | 500109.2085 | 462807.2631 | 317946.5631 | 363792.9303 | 351452.801 | 336663.0791 | 324955.6507 | 329182.2454 | 347919.4195 | 376468.7502 | 396076.9092 | 411807.1759 | 418077.5509 | 417541.3709 | 430846.0314 | 447249.2923 | 462430.5578 | 451076.5592 | 465300.0374 | 502280.3332 | 533641.7605 | 533683.9872 | 0 | 0 | 0 | 0 | 0 | 0 | 0 | 0 | 0 | 0 | 0 | 0 | 0 | 0 | 0 | 0 | 0 | 0 | 0 | 0 | 0 | 0 | 0 | 0 | -0.042507 | 0.0076173 | -0.077516 | -0.37543 | 0.1347 | -0.034509 | -0.042993 | -0.035394 | 0.012923 | 0.055359 | 0.078864 | 0.050773 | 0.038947 | 0.015112 | -0.0012833 | 0.031367 | 0.037365 | 0.03338 | -0.024859 | 0.031045 | 0.076476 | 0.060566 | 7.9126e-05 | 0.095247
| 79 | 4705515.3792 | 0 | 4305749.5302 | 0 |  | 524867.9648 | 505797.3121 | 502766.7103 | 452165.6923 | 319707.1738 | 358611.053 | 370006.5397 | 359725.6408 | 323160.1672 | 328684.6855 | 344809.2376 | 364309.7223 | 380676.3811 | 389243.3106 | 404401.0519 | 387021.4971 | 389968.3635 | 396379.2478 | 386367.5987 | 384533.5267 | 409493.2595 | 439877.2792 | 474729.0774 | 501782.399 | 0 | 0 | 0 | 0 | 0 | 0 | 0 | 0 | 0 | 0 | 0 | 0 | 0 | 0 | 0 | 0 | 0 | 0 | 0 | 0 | 0 | 0 | 0 | 0 | -0.037011 | -0.0060098 | -0.10608 | -0.34664 | 0.11483 | 0.031282 | -0.028179 | -0.10719 | 0.016951 | 0.047892 | 0.055013 | 0.043945 | 0.022255 | 0.038202 | -0.043927 | 0.0075854 | 0.016306 | -0.025582 | -0.0047583 | 0.062889 | 0.071575 | 0.076249 | 0.055422 | 0.092826
| 80 | 5147105.1787 | 0 | 4680551.2348 | 0 |  | 549287.8223 | 529294.8669 | 532919.8443 | 493427.9993 | 373500.5981 | 387047.0182 | 397184.9709 | 376131.528 | 333910.2736 | 344081.8389 | 364929.8355 | 370772.9669 | 389910.1339 | 414259.159 | 462549.8306 | 465225.7538 | 482616.7963 | 485591.8471 | 479357.2964 | 469134.3401 | 511023.1086 | 531950.0582 | 537258.8663 | 541766.8802 | 0 | 0 | 0 | 0 | 0 | 0 | 0 | 0 | 0 | 0 | 0 | 0 | 0 | 0 | 0 | 0 | 0 | 0 | 0 | 0 | 0 | 0 | 0 | 0 | -0.037077 | 0.0068253 | -0.076994 | -0.27846 | 0.035627 | 0.025856 | -0.054463 | -0.11907 | 0.030007 | 0.058826 | 0.015885 | 0.050326 | 0.060575 | 0.11026 | 0.0057685 | 0.0367 | 0.0061455 | -0.012922 | -0.021557 | 0.085526 | 0.040135 | 0.0099304 | 0.0083558 | 0.079223
| 81 | 5373080.8318 | 0 | 4916146.686 | 0 |  | 562598.0065 | 540626.0928 | 541192.9279 | 485056.4087 | 364168.8506 | 409023.1592 | 419728.9902 | 412823.3652 | 389115.4775 | 396328.8681 | 425290.8911 | 445944.3441 | 465066.2693 | 467457.5693 | 480206.0801 | 462422.2457 | 485679.4888 | 470748.6464 | 473316.2922 | 461626.5623 | 470125.801 | 507541.9797 | 552126.2213 | 555383.3817 | 0 | 0 | 0 | 0 | 0 | 0 | 0 | 0 | 0 | 0 | 0 | 0 | 0 | 0 | 0 | 0 | 0 | 0 | 0 | 0 | 0 | 0 | 0 | 0 | -0.039837 | 0.0010479 | -0.10951 | -0.28665 | 0.11615 | 0.025837 | -0.016589 | -0.059144 | 0.018368 | 0.070529 | 0.047421 | 0.041986 | 0.0051287 | 0.026907 | -0.037737 | 0.04907 | -0.031225 | 0.0054396 | -0.025008 | 0.018244 | 0.076579 | 0.084197 | 0.005882 | 0.08049
| 82 | 5333713.5509 | 0 | 4887820.1161 | 0 |  | 592971.9612 | 559194.4642 | 566051.1981 | 505388.117 | 390365.6508 | 425986.8196 | 412601.8729 | 391936.661 | 365617.3862 | 378177.5992 | 386651.8297 | 414403.417 | 422517.9231 | 433948.9462 | 434858.3952 | 453248.5909 | 471074.5322 | 470142.7449 | 453613.3212 | 434870.5416 | 476435.8799 | 492923.5085 | 523465.2045 | 539418.8468 | 592971.9612 | 0 | 566051.1981 | 0 | 0 | 0 | 0 | 0 | 0 | 0 | 0 | 0 | 0 | 0 | 0 | 0 | 0 | 0 | 0 | 0 | 0 | 0 | 0 | 0 | -0.05865 | 0.012187 | -0.11336 | -0.25824 | 0.087325 | -0.031925 | -0.051383 | -0.069513 | 0.033777 | 0.022161 | 0.069315 | 0.019392 | 0.026695 | 0.0020936 | 0.04142 | 0.038576 | -0.00198 | -0.035791 | -0.042197 | 0.091285 | 0.034021 | 0.060117 | 0.030022 | 0.075877
| 83 | 5274730.5383 | 0 | 4857316.554 | 0 |  | 585379.8862 | 557667.4535 | 554664.4975 | 471701.068 | 348865.3022 | 391232.4839 | 396732.2293 | 382055.5172 | 389355.4152 | 397651.0492 | 420870.4549 | 440169.3463 | 453018.1408 | 469562.6891 | 472387.555 | 455677.7141 | 462802.7725 | 455702.0214 | 452313.6778 | 423432.2402 | 437653.7889 | 456680.1208 | 498715.7147 | 511345.6488 | 585379.8862 | 0 | 0 | 0 | 0 | 0 | 0 | 0 | 0 | 0 | 0 | 0 | 0 | 0 | 0 | 0 | 0 | 0 | 0 | 0 | 0 | 0 | 0 | 0 | -0.048498 | -0.0053994 | -0.16202 | -0.30166 | 0.11462 | 0.01396 | -0.037696 | 0.018927 | 0.021082 | 0.05675 | 0.044834 | 0.028773 | 0.03587 | 0.0059979 | -0.036014 | 0.015515 | -0.015462 | -0.0074632 | -0.065982 | 0.033035 | 0.042555 | 0.088053 | 0.02501 | 0.085077
| 84 | 5151587.4097 | 0 | 4707259.4706 | 0 |  | 586397.4346 | 570066.9667 | 560797.1956 | 491419.8716 | 356135.0405 | 400037.5667 | 395563.8421 | 388442.3693 | 356038.0048 | 365873.5208 | 379512.2615 | 395937.1153 | 398983.3792 | 403012.0914 | 426676.2323 | 419156.0006 | 420978.8306 | 405315.9015 | 410604.3082 | 404826.7891 | 445987.6073 | 496197.3903 | 544947.5731 | 542074.562 | 586397.4346 | 570066.9667 | 0 | 0 | 0 | 0 | 0 | 0 | 0 | 0 | 0 | 0 | 0 | 0 | 0 | 0 | 0 | 0 | 0 | 0 | 0 | 0 | 0 | 0 | -0.028244 | -0.016395 | -0.13206 | -0.32199 | 0.11625 | -0.011246 | -0.018167 | -0.087107 | 0.02725 | 0.036599 | 0.042368 | 0.0076644 | 0.010047 | 0.057059 | -0.017782 | 0.0043394 | -0.037916 | 0.012963 | -0.014171 | 0.096832 | 0.10668 | 0.093716 | -0.005286 | 0.091073
| 85 | 4668343.944 | 0 | 4309544.7748 | 0 |  | 511396.3385 | 491170.2689 | 501061.9606 | 453797.6311 | 312987.6261 | 358118.8073 | 376086.1282 | 356473.4327 | 345488.648 | 359343.7279 | 360636.8106 | 371537.7697 | 390337.3993 | 389025.6712 | 395145.4391 | 387618.3649 | 387959.5376 | 376098.6907 | 382818.5267 | 387854.9375 | 386886.8042 | 397120.4753 | 429585.4215 | 420263.7139 | 0 | 0 | 0 | 0 | 0 | 0 | 0 | 0 | 0 | 0 | 0 | 0 | 0 | 0 | 0 | 0 | 0 | 0 | 0 | 0 | 0 | 0 | 0 | 0 | -0.040354 | 0.019939 | -0.099078 | -0.37149 | 0.1347 | 0.048953 | -0.053558 | -0.0313 | 0.03932 | 0.003592 | 0.029779 | 0.049361 | -0.0033662 | 0.015609 | -0.019233 | 0.00087979 | -0.031049 | 0.017709 | 0.01307 | -0.0024992 | 0.026108 | 0.078581 | -0.021938 | 0.092161
| 86 | 4095032.1481 | 0 | 3809408.177 | 0 |  | 506460.4814 | 490248.7412 | 488944.2032 | 417115.0395 | 258898.2861 | 307800.1979 | 319413.3788 | 310518.1667 | 283515.472 | 286388.82 | 293915.9195 | 295827.5888 | 313706.5127 | 310572.2824 | 330532.1437 | 314601.5551 | 325555.3805 | 317515.8684 | 319958.149 | 309552.5904 | 314498.0901 | 321055.3006 | 332770.7431 | 330787.3945 | 0 | 0 | 0 | 0 | 0 | 0 | 0 | 0 | 0 | 0 | 0 | 0 | 0 | 0 | 0 | 0 | 0 | 0 | 0 | 0 | 0 | 0 | 0 | 0 | -0.032533 | -0.0026645 | -0.15889 | -0.47693 | 0.17302 | 0.037035 | -0.028244 | -0.090976 | 0.010084 | 0.025943 | 0.0064831 | 0.058681 | -0.010041 | 0.062287 | -0.049397 | 0.034226 | -0.025005 | 0.0076624 | -0.033062 | 0.01585 | 0.020635 | 0.03584 | -0.0059779 | 0.11714
| 87 | 4928623.2044 | 0 | 4468301.6332 | 0 |  | 556130.856 | 538270.0915 | 537673.1965 | 480042.8285 | 339174.7527 | 376067.4616 | 371298.1016 | 357271.4712 | 320812.3809 | 313521.1877 | 323796.0691 | 339304.5925 | 376565.6654 | 396242.032 | 397733.583 | 396198.5071 | 422750.7391 | 430244.953 | 455220.0717 | 457763.0213 | 476789.7982 | 506541.6743 | 550992.0616 | 566651.3995 | 0 | 0 | 0 | 0 | 0 | 0 | 0 | 0 | 0 | 0 | 0 | 0 | 0 | 0 | 0 | 0 | 0 | 0 | 0 | 0 | 0 | 0 | 0 | 0 | -0.032643 | -0.0011095 | -0.11338 | -0.34736 | 0.10325 | -0.012763 | -0.038509 | -0.10764 | -0.02299 | 0.032247 | 0.046784 | 0.10419 | 0.050933 | 0.0037572 | -0.003867 | 0.064867 | 0.017572 | 0.056426 | 0.0055707 | 0.040724 | 0.060531 | 0.084114 | 0.028024 | 0.094535
| 88 | 5853279.8192 | 0 | 5215062.0639 | 0 |  | 541747.2554 | 516717.4646 | 532833.3751 | 488468.1537 | 363652.6892 | 406190.19 | 430328.1869 | 441023.8695 | 416660.0201 | 427872.857 | 453567.0512 | 468702.859 | 504250.4797 | 543863.7783 | 563965.3993 | 558761.3696 | 585639.7539 | 596717.7359 | 626271.018 | 642096.9904 | 662996.6546 | 710767.83 | 759132.7046 | 778698.6754 | 0 | 0 | 0 | 0 | 0 | 0 | 0 | 0 | 0 | 0 | 0 | 0 | 0 | 0 | 0 | 0 | 0 | 0 | 0 | 0 | 0 | 0 | 0 | 0 | -0.047303 | 0.030713 | -0.086934 | -0.29508 | 0.11062 | 0.057727 | 0.024551 | -0.056828 | 0.026555 | 0.058317 | 0.032826 | 0.073104 | 0.075626 | 0.036294 | -0.0092704 | 0.046982 | 0.018739 | 0.048339 | 0.024956 | 0.032031 | 0.069576 | 0.065831 | 0.025448 | 0.081325
| 89 | 5133850.0416 | 0 | 4736241.4692 | 0 |  | 562813.6546 | 534929.907 | 534868.4403 | 474911.6043 | 350126.5106 | 388957.3849 | 387988.7473 | 372675.3664 | 362506.355 | 383021.3091 | 398487.4522 | 419474.2013 | 437446.4593 | 451355.2593 | 480600.0401 | 464446.4618 | 457111.3264 | 445500.5696 | 441238.7632 | 433698.0168 | 440526.5918 | 443246.397 | 456924.6093 | 468118.3963 | 0 | 0 | 0 | 0 | 0 | 0 | 0 | 0 | 0 | 0 | 0 | 0 | 0 | 0 | 0 | 0 | 0 | 0 | 0 | 0 | 0 | 0 | 0 | 0 | -0.050813 | -0.00011491 | -0.11889 | -0.30483 | 0.10518 | -0.0024934 | -0.040269 | -0.027666 | 0.055049 | 0.039585 | 0.051326 | 0.041952 | 0.0313 | 0.062781 | -0.034189 | -0.015919 | -0.025728 | -0.0096124 | -0.017238 | 0.015622 | 0.006155 | 0.030393 | 0.024203 | 0.079715
| 90 | 4865689.2525 | 0 | 4490621.1103 | 0 |  | 543565.0374 | 518375.9466 | 527480.5439 | 482984.5379 | 354689.8077 | 372995.0501 | 375095.7441 | 353936.4178 | 335032.07 | 346777.6981 | 361324.5605 | 393072.4372 | 399708.8341 | 413904.2644 | 415819.6537 | 406969.8311 | 397808.8882 | 392968.0718 | 406481.2855 | 409045.8151 | 414058.3014 | 413775.8123 | 431267.6178 | 448116.7002 | 0 | 0 | 0 | 0 | 0 | 0 | 0 | 0 | 0 | 0 | 0 | 0 | 0 | 0 | 0 | 0 | 0 | 0 | 0 | 0 | 0 | 0 | 0 | 0 | -0.047449 | 0.017411 | -0.088127 | -0.30874 | 0.050322 | 0.0056162 | -0.058064 | -0.054891 | 0.034458 | 0.041093 | 0.084217 | 0.016742 | 0.034898 | 0.0046169 | -0.021513 | -0.022767 | -0.012243 | 0.03381 | 0.0062893 | 0.01218 | -0.00068248 | 0.041405 | 0.038325 | 0.076901
| 91 | 5574161.7052 | 0 | 5027693.1118 | 0 |  | 531511.6262 | 513557.5258 | 523836.2489 | 492564.3642 | 376997.3768 | 415133.611 | 421898.6166 | 417823.6025 | 402589.8942 | 408583.1684 | 441857.2331 | 471774.8427 | 481049.6613 | 490074.9127 | 529375.6016 | 522223.5932 | 531212.9135 | 530845.743 | 536797.2919 | 532798.6951 | 583524.1563 | 584726.2692 | 644760.7443 | 680277.8705 | 0 | 0 | 0 | 0 | 0 | 0 | 0 | 0 | 0 | 0 | 0 | 0 | 0 | 0 | 0 | 0 | 0 | 0 | 0 | 0 | 0 | 0 | 0 | 0 | -0.034363 | 0.019817 | -0.061554 | -0.26739 | 0.096362 | 0.016165 | -0.0097057 | -0.037141 | 0.014777 | 0.078291 | 0.065515 | 0.019469 | 0.018588 | 0.07714 | -0.013602 | 0.017067 | -0.00069143 | 0.011149 | -0.0074769 | 0.090942 | 0.002058 | 0.097735 | 0.053622 | 0.075047
| 92 | 6667203.0059 | 6667203.0059 | 5796283.5112 | 0 |  | 536557.0098 | 522936.776 | 526782.3529 | 484435.694 | 386078.2684 | 443523.4456 | 465901.8763 | 459518.3207 | 460752.6618 | 482761.4699 | 516544.9893 | 553363.2055 | 609481.4776 | 657537.8003 | 703639.2563 | 713126.467 | 744395.9896 | 777802.8892 | 798561.1348 | 839521.5632 | 907325.5682 | 960549.3191 | 1011695.9123 | 1096087.2222 | 0 | 0 | 0 | 0 | 0 | 0 | 0 | 0 | 0 | 0 | 0 | 0 | 609481.4776 | 657537.8003 | 703639.2563 | 713126.467 | 744395.9896 | 777802.8892 | 798561.1348 | 839521.5632 | 907325.5682 | 960549.3191 | 1011695.9123 | 1096087.2222 | -0.025712 | 0.0073269 | -0.083803 | -0.22694 | 0.13871 | 0.049224 | -0.013796 | 0.0026826 | 0.046661 | 0.06764 | 0.068852 | 0.096594 | 0.075894 | 0.067764 | 0.013393 | 0.042914 | 0.0439 | 0.026338 | 0.050021 | 0.077669 | 0.057004 | 0.051878 | 0.080119 | 0.072497
| 93 | 6137443.8061 | 0 | 5514210.2807 | 0 |  | 536561.9466 | 516640.7869 | 521707.7642 | 479176.6941 | 367122.3724 | 440214.6792 | 481542.2286 | 486011.4907 | 481756.5083 | 499489.3084 | 531712.7258 | 560332.6928 | 566679.3658 | 597521.776 | 616299.861 | 603805.752 | 609589.6547 | 613549.5228 | 618556.0729 | 623042.8241 | 663898.5914 | 678355.9935 | 730141.9824 | 770197.8552 | 0 | 0 | 0 | 0 | 0 | 0 | 0 | 486011.4907 | 0 | 0 | 0 | 0 | 0 | 0 | 0 | 0 | 0 | 0 | 0 | 0 | 0 | 0 | 0 | 0 | -0.037834 | 0.0097598 | -0.085038 | -0.26637 | 0.18157 | 0.089731 | 0.0092383 | -0.0087935 | 0.036147 | 0.062517 | 0.052427 | 0.011263 | 0.052997 | 0.030943 | -0.020481 | 0.0095335 | 0.0064749 | 0.0081269 | 0.0072274 | 0.063514 | 0.021543 | 0.073567 | 0.053408 | 0.079916
| 94 | 5381473.9463 | 0 | 4908164.5489 | 0 |  | 599108.0263 | 570406.1572 | 571383.6592 | 493782.159 | 379057.8836 | 415913.6621 | 412544.0219 | 394131.5181 | 378048.8832 | 373356.5408 | 378807.1478 | 391367.1396 | 420261.1699 | 435129.1452 | 450184.8496 | 460547.5878 | 462180.1181 | 481132.3611 | 489509.4447 | 490865.2855 | 502606.8456 | 548869.2125 | 542995.12 | 560608.8494 | 599108.0263 | 570406.1572 | 571383.6592 | 0 | 0 | 0 | 0 | 0 | 0 | 0 | 0 | 0 | 0 | 0 | 0 | 0 | 0 | 0 | 0 | 0 | 0 | 0 | 0 | 0 | -0.049093 | 0.0017122 | -0.14597 | -0.26441 | 0.092789 | -0.0081348 | -0.045658 | -0.041661 | -0.01249 | 0.014493 | 0.032619 | 0.07123 | 0.034767 | 0.034015 | 0.022758 | 0.0035385 | 0.040188 | 0.017261 | 0.002766 | 0.023639 | 0.088052 | -0.01076 | 0.031923 | 0.075889
| 95 | 5813522.5022 | 0 | 5240369.4642 | 0 |  | 553314.1445 | 532273.8931 | 531698.0159 | 486964.0639 | 362139.4035 | 414519.0149 | 434934.6861 | 433855.8582 | 419208.5238 | 434152.6981 | 448815.4685 | 486104.6605 | 530986.9239 | 532886.0637 | 562020.8481 | 577594.4026 | 591113.8971 | 585140.2836 | 591060.2471 | 598430.4813 | 609670.2036 | 642562.2262 | 659283.8316 | 701005.6009 | 0 | 0 | 0 | 0 | 0 | 0 | 0 | 0 | 0 | 0 | 0 | 0 | 0 | 0 | 0 | 0 | 0 | 0 | 0 | 0 | 0 | 0 | 0 | 0 | -0.038768 | -0.0010825 | -0.087885 | -0.29616 | 0.13509 | 0.048077 | -0.0024835 | -0.034344 | 0.035028 | 0.033216 | 0.079812 | 0.088313 | 0.0035702 | 0.053231 | 0.027333 | 0.023137 | -0.010157 | 0.010066 | 0.012392 | 0.018608 | 0.052546 | 0.02569 | 0.061362 | 0.08112
| 96 | 5231130.9006 | 0 | 4775434.9304 | 0 |  | 532707.751 | 510533.5722 | 513580.3713 | 470394.174 | 350655.5673 | 387282.3656 | 400181.2503 | 374320.3591 | 361858.9126 | 378997.7216 | 426902.3557 | 444012.7499 | 453220.4785 | 468197.489 | 488923.3746 | 489363.8798 | 498240.0696 | 487841.3063 | 501044.8192 | 482457.1411 | 490416.0343 | 502013.4742 | 531270.5424 | 552944.8758 | 0 | 0 | 0 | 0 | 0 | 0 | 0 | 0 | 0 | 0 | 0 | 0 | 0 | 0 | 0 | 0 | 0 | 0 | 0 | 0 | 0 | 0 | 0 | 0 | -0.042517 | 0.0059501 | -0.087836 | -0.29377 | 0.09935 | 0.032764 | -0.066806 | -0.033858 | 0.046276 | 0.11903 | 0.039298 | 0.020525 | 0.032511 | 0.043316 | 0.00090056 | 0.017976 | -0.021092 | 0.026705 | -0.037803 | 0.016362 | 0.023373 | 0.056644 | 0.039987 | 0.080366
| 97 | 6146443.288 | 0 | 5499853.3503 | 0 |  | 550577.7 | 530163.7086 | 547158.3224 | 504551.9289 | 392526.1725 | 439778.1832 | 462849.31 | 454187.1138 | 451526.5188 | 447867.5513 | 485668.979 | 539427.2019 | 561961.221 | 574610.7222 | 616799.9965 | 598219.4137 | 628152.4399 | 618610.2158 | 634640.6082 | 652711.5907 | 666756.9957 | 708878.2741 | 764698.0541 | 812486.7978 | 0 | 0 | 0 | 0 | 0 | 0 | 0 | 0 | 0 | 0 | 0 | 0 | 0 | 0 | 0 | 0 | 0 | 0 | 0 | 0 | 0 | 0 | 0 | 0 | -0.037782 | 0.031552 | -0.081067 | -0.25107 | 0.11367 | 0.051131 | -0.018892 | -0.0058752 | -0.0081366 | 0.08103 | 0.10498 | 0.040925 | 0.02226 | 0.070852 | -0.030587 | 0.048825 | -0.015308 | 0.025583 | 0.028076 | 0.02129 | 0.061258 | 0.075797 | 0.060619 | 0.075329
| 98 | 5854221.6018 | 0 | 5275730.8132 | 0 |  | 532578.1918 | 513403.5701 | 526380.3494 | 491266.3568 | 370242.3521 | 423229.3517 | 445372.0126 | 450110.2615 | 441064.6295 | 450485.2903 | 489864.5694 | 542778.0435 | 542630.9598 | 550140.7429 | 574067.4299 | 565997.4009 | 556739.4907 | 556251.6326 | 568653.1425 | 573013.0762 | 593971.0608 | 645455.8709 | 683547.8732 | 717848.6613 | 0 | 0 | 0 | 0 | 0 | 0 | 0 | 0 | 0 | 0 | 0 | 0 | 0 | 0 | 0 | 0 | 0 | 0 | 0 | 0 | 0 | 0 | 0 | 0 | -0.036668 | 0.024962 | -0.069038 | -0.28283 | 0.13376 | 0.050996 | 0.010583 | -0.020301 | 0.021134 | 0.083804 | 0.10257 | -0.00027102 | 0.013745 | 0.042573 | -0.014157 | -0.016492 | -0.00087666 | 0.02205 | 0.0076379 | 0.035922 | 0.083126 | 0.05734 | 0.048962 | 0.079419
| 99 | 4947463.6069 | 0 | 4513079.95 | 0 |  | 541172.2956 | 531524.7983 | 531565.28 | 463310.108 | 323262.0304 | 360431.6552 | 372684.7707 | 361509.87 | 348562.3933 | 352191.4414 | 363199.8869 | 391957.6505 | 406319.9196 | 413973.2199 | 424740.587 | 406745.8907 | 422853.9157 | 429153.0949 | 444661.6666 | 435900.6524 | 465442.0817 | 477462.4053 | 514859.0456 | 521782.6664 | 0 | 0 | 0 | 0 | 0 | 0 | 0 | 0 | 0 | 0 | 0 | 0 | 0 | 0 | 0 | 0 | 0 | 0 | 0 | 0 | 0 | 0 | 0 | 0 | -0.017988 | 7.6159e-05 | -0.13743 | -0.35993 | 0.10884 | 0.033431 | -0.030444 | -0.036472 | 0.010358 | 0.030778 | 0.0762 | 0.035987 | 0.01866 | 0.025677 | -0.04329 | 0.038838 | 0.014787 | 0.0355 | -0.019899 | 0.065573 | 0.025498 | 0.075408 | 0.013358 | 0.092727
| 100 | 4202666.3766 | 0 | 3868122.8796 | 0 |  | 494044.5008 | 472923.5864 | 480876.1399 | 434661.4896 | 285222.6822 | 311516.2007 | 307371.7522 | 291693.7841 | 279086.6461 | 292145.5028 | 299563.2318 | 317758.1361 | 329889.2437 | 338687.1517 | 356519.1341 | 348476.5414 | 337224.4441 | 320365.5895 | 354008.5951 | 348783.1911 | 368872.4298 | 362757.7243 | 385812.9637 | 406248.3508 | 0 | 0 | 0 | 0 | 0 | 0 | 0 | 0 | 0 | 0 | 0 | 0 | 0 | 0 | 0 | 0 | 0 | 0 | 0 | 0 | 0 | 0 | 0 | 0 | -0.043692 | 0.016676 | -0.10104 | -0.4213 | 0.088181 | -0.013393 | -0.052353 | -0.044182 | 0.04573 | 0.025074 | 0.058965 | 0.037466 | 0.02632 | 0.051311 | -0.022817 | -0.032822 | -0.051286 | 0.099858 | -0.014871 | 0.056 | -0.016716 | 0.061618 | 0.051612 | 0.10359
| 101 | 2246086.1752 | 0 | 2216292.5328 | 0 |  | 665502.3186 | 591521.8486 | 563667.8354 | 372211.9325 | 165713.326 | 92294.3707 | 44679.0694 | 16392.0122 | 19168.1588 | 20648.5593 | 22481.5533 | 23396.1597 | 24358.0387 | 25642.5366 | 26681.578 | 27627.5283 | 27710.2226 | 28765.3041 | 29894.1395 | 30881.7633 | 32109.2848 | 33222.4475 | 34645.736 | 35732.8718 | 665502.3186 | 591521.8486 | 0 | 0 | 0 | 0 | 0 | 0 | 0 | 0 | 0 | 0 | 0 | 0 | 0 | 0 | 0 | 0 | 0 | 0 | 0 | 0 | 0 | 0 | -0.11784 | -0.048233 | -0.415 | -0.8092 | -0.58528 | -0.72548 | -1.0027 | 0.15646 | 0.074395 | 0.08505 | 0.039877 | 0.04029 | 0.051391 | 0.039721 | 0.034839 | 0.0029887 | 0.037369 | 0.038493 | 0.032503 | 0.038979 | 0.034081 | 0.041949 | 0.030896 | 0.33035
| 102 | 5168111.7575 | 0 | 4709741.7929 | 0 |  | 519023.0415 | 500968.6361 | 497004.5466 | 469725.5736 | 363412.0174 | 398576.5264 | 408145.132 | 388878.7698 | 379022.2576 | 379179.8849 | 399149.9412 | 421909.045 | 457979.7276 | 447439.6689 | 482286.4357 | 468385.8065 | 459270.9661 | 461000.6957 | 466101.1166 | 477720.5989 | 493564.1998 | 510123.813 | 535256.2071 | 549020.2006 | 0 | 0 | 0 | 0 | 0 | 0 | 0 | 0 | 0 | 0 | 0 | 0 | 0 | 0 | 0 | 0 | 0 | 0 | 0 | 0 | 0 | 0 | 0 | 0 | -0.035405 | -0.0079443 | -0.056451 | -0.25661 | 0.092362 | 0.023723 | -0.048355 | -0.025673 | 0.00041579 | 0.051326 | 0.055453 | 0.082035 | -0.023283 | 0.074996 | -0.029246 | -0.019652 | 0.0037592 | 0.011003 | 0.024623 | 0.032627 | 0.033001 | 0.048092 | 0.02539 | 0.070067
| 103 | 5752827.1707 | 0 | 5169461.6979 | 0 |  | 536415.1832 | 535151.8945 | 548857.6958 | 502105.8451 | 402660.787 | 435853.8804 | 440461.8942 | 423307.226 | 405681.6701 | 430072.1628 | 436472.2156 | 453804.0025 | 478506.6236 | 517941.2902 | 526028.428 | 519263.1272 | 544536.4311 | 551140.4033 | 562567.8525 | 596593.1487 | 607922.1996 | 641184.8298 | 680486.9147 | 733494.1085 | 0 | 0 | 0 | 0 | 0 | 0 | 0 | 0 | 0 | 0 | 0 | 0 | 0 | 0 | 0 | 0 | 0 | 0 | 0 | 0 | 0 | 0 | 0 | 0 | -0.0023578 | 0.025289 | -0.089028 | -0.22072 | 0.079213 | 0.010517 | -0.039726 | -0.042529 | 0.058384 | 0.014772 | 0.038941 | 0.053005 | 0.079192 | 0.015493 | -0.012945 | 0.047524 | 0.012055 | 0.020522 | 0.058724 | 0.018812 | 0.053271 | 0.059491 | 0.075011 | 0.06608
| 104 | 6323442.3147 | 0 | 5599143.976 | 0 |  | 511619.4547 | 496993.5557 | 522855.6114 | 479389.0537 | 362753.0816 | 435436.6038 | 466652.6633 | 476370.694 | 478327.9095 | 507545.9617 | 533192.8265 | 583455.3563 | 604301.8192 | 632409.9611 | 626319.5878 | 642013.4922 | 669124.5012 | 680312.6278 | 701797.8996 | 717205.9075 | 774935.1525 | 813788.283 | 851947.3004 | 858222.4263 | 0 | 0 | 0 | 0 | 0 | 0 | 0 | 0 | 0 | 507545.9617 | 0 | 583455.3563 | 0 | 0 | 0 | 0 | 0 | 0 | 0 | 0 | 0 | 0 | 0 | 0 | -0.029004 | 0.050728 | -0.086793 | -0.27879 | 0.18263 | 0.069236 | 0.020611 | 0.0041002 | 0.059291 | 0.049296 | 0.090085 | 0.035106 | 0.045464 | -0.0096771 | 0.024749 | 0.041361 | 0.016582 | 0.031093 | 0.021718 | 0.077416 | 0.048921 | 0.045824 | 0.0073386 | 0.081925
| 105 | 5093391.2873 | 0 | 4693743.8012 | 0 |  | 543948.0238 | 517223.1325 | 524524.1982 | 462128.299 | 340386.804 | 395651.3781 | 411186.7529 | 395201.0937 | 386690.656 | 389324.6565 | 399126.9897 | 420639.2923 | 445998.044 | 459761.9001 | 459540.6333 | 439006.7461 | 431587.7596 | 415454.8309 | 425109.4879 | 424067.5454 | 433104.9759 | 443272.8431 | 464325.1083 | 479528.7255 | 0 | 0 | 0 | 0 | 0 | 0 | 0 | 0 | 0 | 0 | 0 | 0 | 0 | 0 | 0 | 0 | 0 | 0 | 0 | 0 | 0 | 0 | 0 | 0 | -0.050379 | 0.014017 | -0.12665 | -0.30576 | 0.15045 | 0.038514 | -0.039653 | -0.02177 | 0.0067886 | 0.024866 | 0.052496 | 0.058539 | 0.030394 | -0.00048138 | -0.045713 | -0.017044 | -0.038097 | 0.022973 | -0.002454 | 0.021087 | 0.023205 | 0.046399 | 0.032219 | 0.083679
| 106 | 4191730.381 | 0 | 3873679.3393 | 0 |  | 491672.4934 | 476239.631 | 481958.1282 | 432807.6766 | 285173.5087 | 318950.1634 | 321570.0838 | 303373.0201 | 281850.7611 | 297615.0515 | 314199.2793 | 326777.2973 | 332967.4551 | 325790.3122 | 325198.1107 | 327576.9365 | 337526.9238 | 327753.8829 | 333944.5491 | 329755.3668 | 337436.2684 | 356034.3583 | 373987.0764 | 381975.3556 | 0 | 0 | 0 | 0 | 0 | 0 | 0 | 0 | 0 | 0 | 0 | 0 | 0 | 0 | 0 | 0 | 0 | 0 | 0 | 0 | 0 | 0 | 0 | 0 | -0.031892 | 0.011936 | -0.10756 | -0.4172 | 0.11194 | 0.0081806 | -0.058252 | -0.073585 | 0.054423 | 0.054227 | 0.039251 | 0.018766 | -0.021791 | -0.0018194 | 0.0072884 | 0.029922 | -0.029382 | 0.018712 | -0.012624 | 0.023026 | 0.053651 | 0.049194 | 0.021135 | 0.10052
| 107 | 5852178.2125 | 0 | 5298312.5425 | 0 |  | 537725.2462 | 532308.2681 | 548514.5181 | 501844.5933 | 385993.8658 | 432835.045 | 441709.4885 | 435925.5966 | 416088.9438 | 437326.658 | 469395.6255 | 495731.0698 | 530587.1262 | 545112.0197 | 557414.2893 | 564328.6404 | 595306.06 | 597549.8968 | 587279.3096 | 584199.4652 | 578157.1057 | 611622.1927 | 660231.2633 | 676791.5412 | 0 | 0 | 0 | 0 | 0 | 0 | 0 | 0 | 0 | 0 | 0 | 0 | 0 | 0 | 0 | 0 | 0 | 0 | 0 | 0 | 0 | 0 | 0 | 0 | -0.010125 | 0.029991 | -0.088923 | -0.26247 | 0.11454 | 0.020296 | -0.013181 | -0.046573 | 0.049781 | 0.070766 | 0.054588 | 0.067951 | 0.027007 | 0.022317 | 0.012328 | 0.053439 | 0.0037621 | -0.017337 | -0.0052581 | -0.010397 | 0.056269 | 0.076475 | 0.024773 | 0.074091
| 108 | 5218579.0772 | 0 | 4715173.0962 | 0 |  | 493857.0237 | 482718.8491 | 481521.8574 | 450736.9685 | 321762.8016 | 359896.6612 | 371464.1289 | 376654.9639 | 386984.4999 | 411350.4597 | 439394.3316 | 470022.7334 | 495776.3101 | 503206.4656 | 510871.4064 | 487929.7656 | 484870.0109 | 492046.7938 | 516813.2453 | 517337.7348 | 543732.382 | 553583.9844 | 590680.495 | 605503.6729 | 0 | 0 | 0 | 0 | 0 | 0 | 0 | 0 | 0 | 0 | 0 | 0 | 0 | 0 | 0 | 0 | 0 | 0 | 0 | 0 | 0 | 0 | 0 | 0 | -0.022812 | -0.0024828 | -0.066068 | -0.33707 | 0.112 | 0.031635 | 0.013877 | 0.027055 | 0.061061 | 0.065952 | 0.067384 | 0.053344 | 0.014876 | 0.015117 | -0.045946 | -0.0062906 | 0.014693 | 0.049108 | 0.0010143 | 0.049761 | 0.017956 | 0.064862 | 0.024785 | 0.085143
| 109 | 6499006.1601 | 0 | 5767156.6661 | 0 |  | 549231.6109 | 530132.8357 | 531445.1897 | 505627.2982 | 383442.5518 | 471119.8622 | 499688.1252 | 490366.0642 | 479762.3522 | 493112.4067 | 534210.9163 | 546729.7298 | 599955.9673 | 640834.942 | 672268.6958 | 656528.7314 | 670730.9159 | 668209.4966 | 725386.4949 | 737661.954 | 772299.1142 | 794093.4709 | 852406.354 | 921539.1949 | 0 | 0 | 0 | 0 | 0 | 471119.8622 | 499688.1252 | 490366.0642 | 0 | 0 | 0 | 0 | 0 | 640834.942 | 672268.6958 | 0 | 0 | 0 | 0 | 0 | 0 | 0 | 0 | 0 | -0.035393 | 0.0024725 | -0.0498 | -0.27661 | 0.20592 | 0.058872 | -0.018832 | -0.021861 | 0.027446 | 0.080054 | 0.023164 | 0.092902 | 0.065916 | 0.047886 | -0.023692 | 0.021402 | -0.0037663 | 0.082103 | 0.016781 | 0.045886 | 0.027829 | 0.070862 | 0.077982 | 0.085364
| 110 | 5543242.78 | 0 | 5034741.4953 | 0 |  | 519477.4606 | 502026.0465 | 508700.2963 | 472477.3504 | 372364.682 | 427869.0957 | 444639.9163 | 440594.5901 | 426508.6145 | 418656.6007 | 432273.9062 | 455401.0251 | 486360.6897 | 508334.7276 | 531036.5385 | 529102.2422 | 527228.4892 | 527255.5078 | 555590.1565 | 540286.8296 | 549279.1536 | 571417.4411 | 588400.7624 | 606418.8032 | 0 | 0 | 0 | 0 | 0 | 0 | 0 | 0 | 0 | 0 | 0 | 0 | 0 | 0 | 0 | 0 | 0 | 0 | 0 | 0 | 0 | 0 | 0 | 0 | -0.034171 | 0.013207 | -0.073869 | -0.23812 | 0.13894 | 0.038447 | -0.0091396 | -0.032493 | -0.018582 | 0.032008 | 0.052119 | 0.065772 | 0.04419 | 0.043691 | -0.0036491 | -0.0035477 | 5.1245e-05 | 0.052346 | -0.027931 | 0.016507 | 0.039513 | 0.029288 | 0.030163 | 0.068689
| 111 | 4433277.9185 | 0 | 4064611.183 | 0 |  | 511603.7666 | 492634.4838 | 506072.0138 | 440533.7939 | 293241.0584 | 324156.3044 | 326194.1978 | 295255.5233 | 298210.7992 | 311333.4513 | 332967.0843 | 348139.9669 | 353848.4155 | 362872.8129 | 381275.3552 | 370244.9103 | 357737.2711 | 354041.3336 | 365217.56 | 366722.2814 | 382748.1373 | 400520.9418 | 436171.1365 | 464109.9485 | 0 | 0 | 0 | 0 | 0 | 0 | 0 | 0 | 0 | 0 | 0 | 0 | 0 | 0 | 0 | 0 | 0 | 0 | 0 | 0 | 0 | 0 | 0 | 0 | -0.037783 | 0.026911 | -0.13869 | -0.40699 | 0.10023 | 0.0062671 | -0.099652 | 0.0099595 | 0.043064 | 0.067179 | 0.044561 | 0.016264 | 0.025184 | 0.049469 | -0.029357 | -0.034366 | -0.010385 | 0.03108 | 0.0041116 | 0.042772 | 0.045389 | 0.085269 | 0.062087 | 0.1037
| 112 | 5745119.6044 | 0 | 5149472.0736 | 0 |  | 544953.3153 | 529054.7056 | 539562.6635 | 482943.156 | 361613.6951 | 415985.6778 | 428363.5219 | 430859.2559 | 409689.175 | 436537.6582 | 460077.91 | 478477.1999 | 495155.6584 | 529646.3919 | 542968.6854 | 517184.351 | 534811.3168 | 557470.3252 | 572699.2546 | 592825.1433 | 619759.65 | 658359.6716 | 717372.6844 | 721777.0025 | 0 | 0 | 0 | 0 | 0 | 0 | 0 | 0 | 0 | 0 | 0 | 0 | 0 | 0 | 0 | 0 | 0 | 0 | 0 | 0 | 0 | 0 | 0 | 0 | -0.029608 | 0.019667 | -0.11086 | -0.28932 | 0.14007 | 0.029321 | 0.0058093 | -0.050383 | 0.063476 | 0.052521 | 0.039213 | 0.034264 | 0.067337 | 0.024842 | -0.048652 | 0.033515 | 0.041495 | 0.026951 | 0.034539 | 0.044432 | 0.06042 | 0.085844 | 0.0061207 | 0.083037
| 113 | 5556137.9835 | 0 | 5038083.8386 | 0 |  | 534194.1597 | 521834.6874 | 525863.8967 | 488455.6835 | 384264.6923 | 426937.6348 | 451613.1843 | 431666.2217 | 408891.2087 | 410091.1602 | 440066.3117 | 462768.6505 | 483575.7373 | 480272.1139 | 486512.746 | 492398.9685 | 519146.9277 | 516074.0947 | 538182.2267 | 530750.0539 | 552549.2148 | 566815.7377 | 623058.9583 | 618738.4758 | 0 | 0 | 0 | 0 | 0 | 0 | 0 | 0 | 0 | 0 | 0 | 0 | 0 | 0 | 0 | 0 | 0 | 0 | 0 | 0 | 0 | 0 | 0 | 0 | -0.023409 | 0.0076916 | -0.073794 | -0.23992 | 0.10531 | 0.056188 | -0.045173 | -0.054204 | 0.0029303 | 0.070546 | 0.050302 | 0.043981 | -0.0068551 | 0.01291 | 0.012026 | 0.052898 | -0.0059366 | 0.041947 | -0.013906 | 0.040251 | 0.025492 | 0.094607 | -0.0069585 | 0.069988
| 114 | 6264098.3674 | 0 | 5569074.6012 | 0 |  | 536286.5168 | 518497.5856 | 517003.0932 | 482720.2572 | 364279.82 | 418623.0114 | 459188.1227 | 465724.6389 | 457432.8027 | 487878.483 | 530250.3284 | 566330.0405 | 597668.8144 | 613742.0011 | 646936.5844 | 653898.9799 | 677919.4012 | 657052.8035 | 669714.1357 | 691376.3232 | 729744.2234 | 772904.9941 | 815447.5281 | 851866.151 | 0 | 0 | 0 | 0 | 0 | 0 | 0 | 0 | 0 | 0 | 0 | 0 | 0 | 0 | 0 | 0 | 0 | 0 | 0 | 0 | 0 | 0 | 0 | 0 | -0.033733 | -0.0028865 | -0.068612 | -0.28151 | 0.13905 | 0.092489 | 0.014135 | -0.017965 | 0.064436 | 0.083283 | 0.065828 | 0.05386 | 0.026538 | 0.052674 | 0.010705 | 0.036076 | -0.031264 | 0.019087 | 0.031833 | 0.05401 | 0.057462 | 0.053581 | 0.043692 | 0.079993
| 115 | 5984463.1951 | 0 | 5426649.2444 | 0 |  | 544753.3888 | 527631.188 | 536098.2963 | 496524.8046 | 400388.1919 | 452975.8506 | 481527.9661 | 475169.1138 | 472393.5464 | 486516.1902 | 505336.9876 | 535792.6667 | 539706.781 | 537911.1554 | 577638.4724 | 559347.3992 | 555910.0952 | 564058.117 | 579455.2386 | 568240.9748 | 596593.5543 | 614303.8824 | 645465.1934 | 686844.6107 | 0 | 0 | 0 | 0 | 0 | 0 | 0 | 0 | 0 | 0 | 0 | 0 | 0 | 0 | 0 | 0 | 0 | 0 | 0 | 0 | 0 | 0 | 0 | 0 | -0.031936 | 0.01592 | -0.076684 | -0.2152 | 0.1234 | 0.061125 | -0.013294 | -0.0058583 | 0.029458 | 0.037955 | 0.058522 | 0.0072787 | -0.0033326 | 0.071255 | -0.032177 | -0.0061642 | 0.014551 | 0.026931 | -0.019543 | 0.04869 | 0.029254 | 0.049482 | 0.062137 | 0.065055
| 116 | 5758605.1262 | 0 | 5113161.2358 | 0 |  | 515671.1147 | 493981.2535 | 499155.9133 | 469295.7433 | 355551.7232 | 398834.4591 | 413595.9771 | 398970.8172 | 397164.9904 | 424679.0268 | 451284.9478 | 490663.0362 | 523595.3567 | 546744.8916 | 571014.3851 | 576190.2819 | 599068.1636 | 605573.4698 | 641800.4573 | 660699.2677 | 680332.1328 | 721648.8126 | 756108.2152 | 784672.2323 | 0 | 0 | 0 | 0 | 0 | 0 | 0 | 0 | 0 | 0 | 0 | 0 | 0 | 0 | 0 | 0 | 0 | 0 | 0 | 0 | 0 | 0 | 0 | 0 | -0.042972 | 0.010421 | -0.061685 | -0.27756 | 0.11488 | 0.036343 | -0.036001 | -0.0045365 | 0.066982 | 0.060765 | 0.083659 | 0.064962 | 0.043263 | 0.043432 | 0.0090236 | 0.038937 | 0.010801 | 0.058102 | 0.029021 | 0.029282 | 0.058958 | 0.046646 | 0.037082 | 0.076261
| 117 | 4495365.4574 | 0 | 4151393.3407 | 0 |  | 500402.8862 | 480061.7755 | 488174.4038 | 450662.9197 | 297506.8273 | 345913.7168 | 360300.8583 | 340924.3377 | 321973.9877 | 333793.9878 | 342749.5439 | 349176.8325 | 364994.2972 | 369931.9503 | 381149.3714 | 381416.858 | 381846.512 | 365508.5632 | 366746.7485 | 356932.9509 | 374448.6769 | 381662.7124 | 405686.5481 | 404036.6322 | 0 | 0 | 0 | 0 | 0 | 0 | 0 | 0 | 0 | 0 | 0 | 0 | 0 | 0 | 0 | 0 | 0 | 0 | 0 | 0 | 0 | 0 | 0 | 0 | -0.041499 | 0.016758 | -0.079953 | -0.41528 | 0.15075 | 0.04075 | -0.055279 | -0.05719 | 0.036053 | 0.026476 | 0.018578 | 0.044303 | 0.013437 | 0.029872 | 0.00070154 | 0.0011258 | -0.043729 | 0.0033818 | -0.027124 | 0.047907 | 0.019083 | 0.061044 | -0.0040753 | 0.10091
| 118 | 5042268.491 | 0 | 4668451.1426 | 0 |  | 559004.9033 | 523153.3948 | 535174.6626 | 494539.5049 | 364353.1894 | 406373.696 | 419141.4246 | 399687.3276 | 379977.4513 | 382492.7284 | 390988.7434 | 389556.4722 | 396419.1302 | 409643.5415 | 420323.5588 | 411507.7262 | 411643.4625 | 401004.0123 | 410134.2108 | 399481.9654 | 413002.3255 | 413529.6324 | 439253.0248 | 434847.0014 | 0 | 0 | 0 | 0 | 0 | 0 | 0 | 0 | 0 | 0 | 0 | 0 | 0 | 0 | 0 | 0 | 0 | 0 | 0 | 0 | 0 | 0 | 0 | 0 | -0.066284 | 0.022718 | -0.078966 | -0.3055 | 0.10915 | 0.030935 | -0.047526 | -0.050571 | 0.0065977 | 0.021969 | -0.0036699 | 0.017463 | 0.032815 | 0.025737 | -0.021197 | 0.0003298 | -0.026186 | 0.022513 | -0.026316 | 0.033285 | 0.001276 | 0.060346 | -0.010081 | 0.076632
| 119 | 4282790.3411 | 0 | 4006100.5974 | 0 |  | 564592.3889 | 544875.9123 | 542883.2225 | 444870.4898 | 278881.8943 | 326864.9149 | 322810.4174 | 316182.5343 | 301027.2389 | 305516.4508 | 310334.2462 | 307261.7423 | 307547.2168 | 314130.3308 | 316234.4912 | 301482.3594 | 305907.8864 | 289306.2388 | 297791.6341 | 295526.2939 | 309701.301 | 305628.8084 | 318678.176 | 324371.7146 | 0 | 0 | 0 | 0 | 0 | 0 | 0 | 0 | 0 | 0 | 0 | 0 | 0 | 0 | 0 | 0 | 0 | 0 | 0 | 0 | 0 | 0 | 0 | 0 | -0.035546 | -0.0036638 | -0.19911 | -0.46699 | 0.15876 | -0.012482 | -0.020746 | -0.049119 | 0.014803 | 0.015646 | -0.00995 | 0.00092866 | 0.021179 | 0.006676 | -0.047772 | 0.014573 | -0.055798 | 0.028908 | -0.0076362 | 0.04685 | -0.013237 | 0.04181 | 0.017708 | 0.11399
| 120 | 5130596.4572 | 0 | 4578530.4784 | 0 |  | 554147.1779 | 530269.8163 | 532655.4149 | 480905.2326 | 347060.9793 | 371819.436 | 385781.8889 | 353698.7093 | 325820.3417 | 345943.3712 | 360552.5964 | 385025.6165 | 396222.2978 | 401943.9862 | 419127.3962 | 419093.3277 | 460757.9108 | 460430.8337 | 462846.6401 | 482594.2404 | 534794.0971 | 595897.6367 | 661245.0475 | 737709.463 | 0 | 0 | 0 | 0 | 0 | 0 | 0 | 0 | 0 | 0 | 0 | 0 | 0 | 0 | 0 | 0 | 0 | 0 | 0 | 0 | 0 | 0 | 0 | 0 | -0.044044 | 0.0044887 | -0.1022 | -0.32617 | 0.068908 | 0.036864 | -0.086827 | -0.082099 | 0.059929 | 0.041363 | 0.065672 | 0.028666 | 0.014337 | 0.041862 | -8.1288e-05 | 0.094779 | -0.00071012 | 0.0052331 | 0.04178 | 0.10271 | 0.10819 | 0.10406 | 0.10943 | 0.096254
| 121 | 7142029.0393 | 7142029.0393 | 6269294.4163 | 6269294.4163 |  | 546227.7893 | 530493.3504 | 540946.2305 | 523750.1287 | 430519.7928 | 491407.7216 | 535010.1063 | 547335.1406 | 537484.1291 | 569199.8938 | 592438.2347 | 641827.778 | 670772.4749 | 698296.32 | 743372.477 | 765244.7912 | 776376.1554 | 789582.133 | 815233.5268 | 856233.4254 | 895932.3985 | 952532.8299 | 1055583.9959 | 1081403.7012 | 0 | 0 | 0 | 523750.1287 | 430519.7928 | 491407.7216 | 535010.1063 | 547335.1406 | 537484.1291 | 569199.8938 | 592438.2347 | 641827.778 | 670772.4749 | 698296.32 | 743372.477 | 765244.7912 | 776376.1554 | 789582.133 | 815233.5268 | 856233.4254 | 895932.3985 | 952532.8299 | 1055583.9959 | 1081403.7012 | -0.029229 | 0.019512 | -0.032305 | -0.19602 | 0.13228 | 0.085011 | 0.022776 | -0.018162 | 0.057332 | 0.040015 | 0.080073 | 0.04411 | 0.040214 | 0.062554 | 0.028999 | 0.014441 | 0.016867 | 0.031971 | 0.049068 | 0.045322 | 0.06126 | 0.10272 | 0.024166 | 0.062696
| 122 | 6502602.7549 | 0 | 5877147.7104 | 5877147.7104 |  | 554303.949 | 521513.5052 | 543478.7818 | 516624.1203 | 432086.0554 | 491622.2122 | 528111.7884 | 527504.0917 | 522860.2226 | 530286.7769 | 564253.5297 | 567256.6634 | 590359.6981 | 614562.5571 | 647450.2685 | 655199.751 | 660490.9172 | 663629.7119 | 677341.3003 | 670356.8771 | 684170.1066 | 698204.9369 | 723611.4403 | 740851.4463 | 0 | 0 | 0 | 516624.1203 | 432086.0554 | 491622.2122 | 528111.7884 | 527504.0917 | 522860.2226 | 530286.7769 | 564253.5297 | 0 | 0 | 0 | 0 | 0 | 0 | 0 | 0 | 0 | 0 | 0 | 0 | 0 | -0.060978 | 0.041255 | -0.050675 | -0.17869 | 0.12909 | 0.071597 | -0.0011514 | -0.0088425 | 0.014104 | 0.062086 | 0.0053082 | 0.03992 | 0.040179 | 0.052131 | 0.011898 | 0.0080432 | 0.004741 | 0.020451 | -0.010365 | 0.020396 | 0.020306 | 0.035742 | 0.023546 | 0.057029
| 123 | 5003332.4599 | 0 | 4506681.091 | 0 |  | 515857.4866 | 503310.7966 | 516936.0855 | 464255.2509 | 328324.1768 | 357224.056 | 364321.2112 | 361324.8047 | 348955.2357 | 349627.0262 | 347697.5384 | 372137.9986 | 397886.7149 | 408337.0484 | 441655.5748 | 455031.1617 | 464534.3436 | 475714.1947 | 495993.6 | 497719.5747 | 523915.2016 | 572971.3805 | 588066.3071 | 576340.3028 | 0 | 0 | 0 | 0 | 0 | 0 | 0 | 0 | 0 | 0 | 0 | 0 | 0 | 0 | 0 | 0 | 0 | 0 | 0 | 0 | 0 | 0 | 0 | 0 | -0.024623 | 0.026711 | -0.10748 | -0.34643 | 0.084362 | 0.019673 | -0.0082586 | -0.034834 | 0.0019233 | -0.005534 | 0.067932 | 0.066903 | 0.025926 | 0.078437 | 0.029836 | 0.02067 | 0.023782 | 0.041746 | 0.0034738 | 0.051293 | 0.089506 | 0.026004 | -0.020141 | 0.088536
| 124 | 6098261.3235 | 0 | 5405221.7131 | 0 |  | 523199.8215 | 511386.5359 | 506915.8695 | 480182.7732 | 363035.0428 | 417815.6048 | 438024.0979 | 439668.7856 | 446817.2732 | 457052.4206 | 485317.6976 | 517205.2133 | 555661.9541 | 572167.4867 | 627624.3123 | 636154.3451 | 655504.4737 | 665441.4185 | 698484.2803 | 702132.5453 | 731076.7419 | 752959.6831 | 828456.2239 | 849145.4515 | 0 | 0 | 0 | 0 | 0 | 0 | 0 | 0 | 0 | 0 | 0 | 0 | 0 | 0 | 0 | 0 | 0 | 0 | 0 | 0 | 0 | 0 | 0 | 0 | -0.022838 | -0.0087807 | -0.054178 | -0.27967 | 0.14054 | 0.047234 | 0.0037478 | 0.016128 | 0.022648 | 0.060006 | 0.063636 | 0.07172 | 0.029272 | 0.09251 | 0.013499 | 0.029964 | 0.015045 | 0.048462 | 0.0052095 | 0.040396 | 0.029493 | 0.095552 | 0.024666 | 0.077592
| 125 | 6971348.5899 | 6971348.5899 | 6175360.3084 | 6175360.3084 |  | 610906.046 | 586271.4902 | 589098.8187 | 510078.8484 | 397264.1742 | 484308.5877 | 534065.6161 | 539245.5552 | 527263.7279 | 535919.8239 | 555379.9085 | 594554.6273 | 624370.7578 | 648250.7271 | 677354.7166 | 709299.1521 | 739529.3344 | 759011.8722 | 759972.0116 | 783334.2763 | 854135.0825 | 878571.67 | 933240.972 | 961390.5994 | 610906.046 | 586271.4902 | 589098.8187 | 0 | 0 | 484308.5877 | 534065.6161 | 539245.5552 | 527263.7279 | 535919.8239 | 555379.9085 | 594554.6273 | 624370.7578 | 648250.7271 | 677354.7166 | 709299.1521 | 739529.3344 | 759011.8722 | 759972.0116 | 783334.2763 | 854135.0825 | 878571.67 | 933240.972 | 961390.5994 | -0.04116 | 0.004811 | -0.14403 | -0.24996 | 0.19812 | 0.097796 | 0.0096523 | -0.02247 | 0.016284 | 0.035668 | 0.06816 | 0.048932 | 0.037533 | 0.043918 | 0.046082 | 0.041737 | 0.026003 | 0.0012642 | 0.030278 | 0.08653 | 0.028208 | 0.060366 | 0.029717 | 0.0841
| 126 | 5886393.3769 | 0 | 5301348.214 | 0 |  | 530781.5789 | 498416.4877 | 506177.0873 | 476579.9077 | 361148.0682 | 425477.0072 | 450838.1359 | 441950.2609 | 438120.0196 | 465077.7379 | 503969.4271 | 530752.1263 | 561780.919 | 585374.8493 | 610605.4837 | 595593.5384 | 577308.0101 | 574992.6171 | 588905.2551 | 590151.417 | 615548.9794 | 653208.7157 | 687257.0976 | 711621.197 | 0 | 0 | 0 | 0 | 0 | 0 | 0 | 0 | 0 | 0 | 0 | 0 | 0 | 0 | 0 | 0 | 0 | 0 | 0 | 0 | 0 | 0 | 0 | 0 | -0.062915 | 0.015451 | -0.060251 | -0.27735 | 0.16392 | 0.057897 | -0.019911 | -0.0087045 | 0.059712 | 0.080311 | 0.05178 | 0.056817 | 0.04114 | 0.042199 | -0.024893 | -0.031183 | -0.0040187 | 0.023908 | 0.0021138 | 0.042135 | 0.059382 | 0.050812 | 0.034837 | 0.080449
| 127 | 5085350.4681 | 0 | 4623871.769 | 0 |  | 544546.9978 | 524637.0369 | 518256.8914 | 478921.7263 | 357005.9321 | 397411.6681 | 396867.5239 | 370264.2909 | 343588.8781 | 354413.119 | 368414.5059 | 397473.3768 | 409851.7305 | 420698.2728 | 440532.8639 | 432640.431 | 439409.6818 | 444625.1763 | 453914.0033 | 471242.4504 | 487716.0222 | 505278.215 | 547659.5328 | 564118.0994 | 0 | 0 | 0 | 0 | 0 | 0 | 0 | 0 | 0 | 0 | 0 | 0 | 0 | 0 | 0 | 0 | 0 | 0 | 0 | 0 | 0 | 0 | 0 | 0 | -0.037248 | -0.012236 | -0.078934 | -0.29378 | 0.10722 | -0.0013702 | -0.069385 | -0.074771 | 0.031017 | 0.038745 | 0.075919 | 0.030668 | 0.02612 | 0.046069 | -0.018078 | 0.015525 | 0.011799 | 0.020676 | 0.037465 | 0.034361 | 0.035376 | 0.080545 | 0.02961 | 0.079839
| 128 | 4881901.8599 | 0 | 4506740.2665 | 0 |  | 530990.1686 | 508997.8517 | 507201.3759 | 461099.0551 | 348355.8099 | 383624.3211 | 389281.9896 | 378136.064 | 349889.4037 | 363751.7593 | 393790.031 | 406270.3405 | 411531.4223 | 414674.3525 | 422051.5902 | 407557.1888 | 397676.7965 | 404219.2212 | 408453.536 | 386585.1147 | 395514.9521 | 421750.7092 | 446163.1455 | 446225.752 | 0 | 0 | 0 | 0 | 0 | 0 | 0 | 0 | 0 | 0 | 0 | 0 | 0 | 0 | 0 | 0 | 0 | 0 | 0 | 0 | 0 | 0 | 0 | 0 | -0.0423 | -0.0035357 | -0.095295 | -0.28039 | 0.096439 | 0.01464 | -0.02905 | -0.077637 | 0.038855 | 0.079346 | 0.031201 | 0.012867 | 0.0076081 | 0.017634 | -0.034946 | -0.024542 | 0.016318 | 0.010421 | -0.055026 | 0.022837 | 0.064226 | 0.05627 | 0.00014031 | 0.075956
| 129 | 4921033.686 | 0 | 4559727.7528 | 0 |  | 547644.974 | 535081.6881 | 547450.6594 | 489936.1212 | 365527.1446 | 402208.8016 | 396682.9376 | 368256.8218 | 343322.7119 | 352417.4893 | 365791.2768 | 391122.6109 | 403035.0937 | 406025.9048 | 401574.8077 | 404200.1536 | 394994.898 | 383203.406 | 382858.5403 | 368745.5987 | 379499.8725 | 401933.6612 | 432940.1655 | 432839.2588 | 0 | 0 | 0 | 0 | 0 | 0 | 0 | 0 | 0 | 0 | 0 | 0 | 0 | 0 | 0 | 0 | 0 | 0 | 0 | 0 | 0 | 0 | 0 | 0 | -0.023208 | 0.022853 | -0.111 | -0.29293 | 0.095631 | -0.013834 | -0.074357 | -0.07011 | 0.026146 | 0.037246 | 0.066958 | 0.030003 | 0.0073933 | -0.011023 | 0.0065163 | -0.023037 | -0.030307 | -0.00090036 | -0.037559 | 0.028747 | 0.057433 | 0.074312 | -0.0002331 | 0.07884
| 130 | 5164439.6121 | 0 | 4664824.7875 | 0 |  | 545751.342 | 522718.1545 | 519438.5566 | 473182.0953 | 345943.4287 | 383104.0435 | 379239.6805 | 367741.1932 | 350575.4444 | 359511.8777 | 383663.7747 | 391546.5647 | 414334.2405 | 434344.7602 | 458332.8558 | 466663.2952 | 471629.523 | 477513.2281 | 491467.7502 | 502422.6641 | 522465.2997 | 540067.6077 | 595221.1696 | 623042.7651 | 0 | 0 | 0 | 0 | 0 | 0 | 0 | 0 | 0 | 0 | 0 | 0 | 0 | 0 | 0 | 0 | 0 | 0 | 0 | 0 | 0 | 0 | 0 | 0 | -0.043121 | -0.0062939 | -0.093268 | -0.31321 | 0.10203 | -0.010138 | -0.030789 | -0.047803 | 0.025171 | 0.065019 | 0.020338 | 0.056569 | 0.047166 | 0.053757 | 0.018012 | 0.010586 | 0.012398 | 0.028804 | 0.022045 | 0.039117 | 0.033136 | 0.097239 | 0.045682 | 0.082941
| 131 | 6432782.1963 | 0 | 5822088.9255 | 0 |  | 599680.6009 | 583746.2861 | 592325.6673 | 514824.2072 | 395908.2732 | 470614.465 | 495887.654 | 507500.0466 | 491473.4414 | 510812.128 | 543851.7595 | 563706.7764 | 595778.3991 | 614189.0346 | 636239.366 | 615147.9275 | 612173.3809 | 610019.2497 | 616184.4138 | 606809.5742 | 639238.0376 | 671642.3829 | 728878.5612 | 746234.1471 | 599680.6009 | 583746.2861 | 592325.6673 | 514824.2072 | 0 | 470614.465 | 495887.654 | 507500.0466 | 491473.4414 | 510812.128 | 543851.7595 | 0 | 0 | 0 | 0 | 0 | 0 | 0 | 0 | 0 | 0 | 0 | 0 | 0 | -0.026931 | 0.01459 | -0.14023 | -0.26264 | 0.17286 | 0.05231 | 0.023147 | -0.032089 | 0.038594 | 0.062675 | 0.035858 | 0.055335 | 0.030434 | 0.035272 | -0.033712 | -0.0048472 | -0.003525 | 0.010056 | -0.015331 | 0.052062 | 0.049449 | 0.081781 | 0.023532 | 0.081889
| 132 | 5401672.5846 | 0 | 4817773.5184 | 0 |  | 521898.579 | 491194.5656 | 502863.5533 | 466876.0533 | 340153.7051 | 376233.9766 | 395369.8478 | 374277.7352 | 356841.4962 | 382403.0054 | 428810.7953 | 442857.1512 | 459014.4042 | 483801.5177 | 520324.6777 | 516613.3313 | 540477.9156 | 551833.7885 | 559241.3045 | 565037.9987 | 635262.9196 | 652163.2134 | 670586.2293 | 700745.802 | 0 | 0 | 0 | 0 | 0 | 0 | 0 | 0 | 0 | 0 | 0 | 0 | 0 | 0 | 0 | 0 | 0 | 0 | 0 | 0 | 0 | 0 | 0 | 0 | -0.060633 | 0.023479 | -0.074255 | -0.31667 | 0.10081 | 0.04961 | -0.054824 | -0.047706 | 0.069183 | 0.11454 | 0.032231 | 0.035834 | 0.052593 | 0.072778 | -0.0071583 | 0.045159 | 0.020793 | 0.013334 | 0.010312 | 0.11715 | 0.026256 | 0.027857 | 0.043993 | 0.088516
| 133 | 7029908.5548 | 7029908.5548 | 6152853.6323 | 6152853.6323 |  | 558358.9451 | 548576.9352 | 567090.622 | 512941.4923 | 420514.5405 | 482820.5868 | 503323.8001 | 492611.8911 | 491889.8768 | 523069.6531 | 581558.6691 | 619253.6677 | 650237.5583 | 680383.3918 | 705041.955 | 710061.2283 | 771994.6165 | 804950.9861 | 848972.2146 | 883931.5786 | 943934.9596 | 973018.7646 | 994476.4806 | 1086340.6197 | 0 | 0 | 567090.622 | 0 | 420514.5405 | 482820.5868 | 503323.8001 | 492611.8911 | 491889.8768 | 523069.6531 | 581558.6691 | 619253.6677 | 650237.5583 | 680383.3918 | 705041.955 | 710061.2283 | 771994.6165 | 804950.9861 | 848972.2146 | 883931.5786 | 943934.9596 | 973018.7646 | 994476.4806 | 1086340.6197 | -0.017674 | 0.033192 | -0.10036 | -0.19868 | 0.13817 | 0.041589 | -0.021512 | -0.0014668 | 0.06146 | 0.106 | 0.062803 | 0.048823 | 0.045319 | 0.035601 | 0.0070939 | 0.083626 | 0.041804 | 0.053245 | 0.040353 | 0.065678 | 0.030346 | 0.021813 | 0.088354 | 0.068893
| 134 | 6616316.993 | 6616316.993 | 5762486.0095 | 0 |  | 505141.2213 | 496956.6948 | 508773.4954 | 468311.9058 | 366717.1203 | 439145.3523 | 470216.5687 | 492665.3163 | 491841.1388 | 512912.0408 | 551004.8468 | 598377.6698 | 629981.8163 | 647427.7394 | 682204.4665 | 698267.2285 | 729412.2948 | 767831.866 | 796163.6522 | 792868.2418 | 862323.227 | 930177.2357 | 1004787.1905 | 1107216.615 | 0 | 0 | 0 | 0 | 0 | 0 | 0 | 492665.3163 | 491841.1388 | 512912.0408 | 551004.8468 | 598377.6698 | 629981.8163 | 647427.7394 | 682204.4665 | 698267.2285 | 729412.2948 | 767831.866 | 796163.6522 | 792868.2418 | 862323.227 | 930177.2357 | 1004787.1905 | 1107216.615 | -0.016335 | 0.0235 | -0.082868 | -0.24454 | 0.18024 | 0.068363 | 0.046637 | -0.0016743 | 0.041949 | 0.071639 | 0.082479 | 0.051469 | 0.027316 | 0.052322 | 0.023272 | 0.043637 | 0.051332 | 0.036234 | -0.0041477 | 0.083973 | 0.075745 | 0.077156 | 0.097074 | 0.078176
| 135 | 6252615.7334 | 0 | 5563154.212 | 0 |  | 508398.4445 | 515304.0971 | 524758.201 | 473737.2738 | 364320.3519 | 432663.4801 | 471498.3512 | 471816.4329 | 457514.1628 | 471686.123 | 510911.9089 | 564339.3166 | 612910.8269 | 634861.7223 | 643443.4473 | 645027.2569 | 681642.8205 | 672539.9356 | 676022.9686 | 704151.9958 | 735835.673 | 730245.6796 | 817878.8987 | 862598.0589 | 0 | 0 | 0 | 0 | 0 | 0 | 0 | 0 | 0 | 0 | 0 | 0 | 612910.8269 | 634861.7223 | 0 | 0 | 0 | 0 | 0 | 0 | 0 | 0 | 0 | 0 | 0.013492 | 0.01818 | -0.10228 | -0.26262 | 0.17193 | 0.085955 | 0.00067439 | -0.030782 | 0.030506 | 0.079883 | 0.099459 | 0.082564 | 0.035188 | 0.013427 | 0.0024584 | 0.055213 | -0.013444 | 0.0051656 | 0.040767 | 0.044013 | -0.0076258 | 0.11333 | 0.053235 | 0.083591
| 136 | 6364484.0256 | 0 | 5607650.6182 | 0 |  | 551488.6444 | 527452.1341 | 541945.2934 | 491876.7267 | 356775.1424 | 415287.284 | 443376.3683 | 460042.3577 | 457668.344 | 486937.0485 | 506120.1414 | 551308.0718 | 595521.2968 | 623021.5772 | 637889.4176 | 641443.8052 | 675659.7318 | 682647.7336 | 729840.6011 | 728636.2925 | 786453.1363 | 842243.0249 | 884515.3171 | 940649.5893 | 0 | 0 | 0 | 0 | 0 | 0 | 0 | 0 | 0 | 0 | 0 | 0 | 0 | 0 | 0 | 0 | 0 | 0 | 0 | 0 | 786453.1363 | 842243.0249 | 884515.3171 | 940649.5893 | -0.044563 | 0.027107 | -0.096937 | -0.32112 | 0.15186 | 0.065448 | 0.0369 | -0.0051738 | 0.06199 | 0.038639 | 0.08552 | 0.077143 | 0.045144 | 0.023584 | 0.0055566 | 0.051968 | 0.010289 | 0.066847 | -0.0016515 | 0.076358 | 0.068535 | 0.048971 | 0.061531 | 0.089644
| 137 | 6050839.4296 | 0 | 5464357.3032 | 0 |  | 587657.9796 | 569396.0535 | 578456.4512 | 504097.3469 | 388905.7229 | 432953.9053 | 457343.9689 | 460380.7674 | 447607.1338 | 460448.9044 | 480218.077 | 502166.2825 | 521420.3739 | 525872.0925 | 545330.543 | 557366.9039 | 575208.1501 | 606643.8817 | 623347.202 | 620105.7719 | 627398.7172 | 659288.271 | 686608.2951 | 698094.3268 | 587657.9796 | 569396.0535 | 578456.4512 | 0 | 0 | 0 | 0 | 0 | 0 | 0 | 0 | 0 | 0 | 0 | 0 | 0 | 0 | 0 | 0 | 0 | 0 | 0 | 0 | 0 | -0.031569 | 0.015787 | -0.13759 | -0.25943 | 0.10729 | 0.054805 | 0.0066181 | -0.028138 | 0.028286 | 0.042038 | 0.044691 | 0.037625 | 0.0085014 | 0.036334 | 0.021832 | 0.031508 | 0.05321 | 0.027162 | -0.0052136 | 0.011692 | 0.049579 | 0.040603 | 0.01659 | 0.073392
| 138 | 5160368.3508 | 0 | 4653215.6642 | 0 |  | 510491.458 | 497077.5042 | 502494.3075 | 470271.8207 | 343401.7264 | 372812.9898 | 382072.8838 | 379380.5129 | 359330.0654 | 374050.1648 | 408828.6265 | 421200.8179 | 441929.8483 | 434326.808 | 457258.9699 | 473316.9656 | 493874.3338 | 485247.0631 | 492075.5743 | 501118.3446 | 523067.9687 | 555623.1708 | 613798.9186 | 622611.2427 | 0 | 0 | 0 | 0 | 0 | 0 | 0 | 0 | 0 | 0 | 0 | 0 | 0 | 0 | 0 | 0 | 0 | 0 | 0 | 0 | 0 | 0 | 0 | 0 | -0.026628 | 0.010838 | -0.066273 | -0.31441 | 0.082176 | 0.024534 | -0.0070717 | -0.054298 | 0.040149 | 0.088906 | 0.029814 | 0.048041 | -0.017354 | 0.051453 | 0.034515 | 0.042516 | -0.017623 | 0.013974 | 0.01821 | 0.042869 | 0.060379 | 0.099577 | 0.014255 | 0.081968
| 139 | 6760174.52 | 6760174.52 | 5935340.3001 | 5935340.3001 |  | 567536.8703 | 556635.7111 | 575097.4897 | 540372.9601 | 436442.7963 | 479895.7154 | 486026.3456 | 471579.1361 | 456347.2896 | 490144.8685 | 523897.4099 | 557404.4311 | 583281.7909 | 611693.2597 | 663836.741 | 683840.6505 | 722395.8987 | 743595.8208 | 778023.1933 | 793525.2274 | 851239.2058 | 905652.1352 | 973127.659 | 1036617.1478 | 0 | 0 | 575097.4897 | 540372.9601 | 436442.7963 | 479895.7154 | 0 | 0 | 0 | 0 | 0 | 0 | 0 | 0 | 0 | 683840.6505 | 722395.8987 | 743595.8208 | 778023.1933 | 793525.2274 | 851239.2058 | 905652.1352 | 973127.659 | 1036617.1478 | -0.019395 | 0.032629 | -0.06228 | -0.2136 | 0.094912 | 0.012694 | -0.030176 | -0.032833 | 0.071447 | 0.066595 | 0.061995 | 0.045379 | 0.047561 | 0.081805 | 0.029689 | 0.054848 | 0.028924 | 0.045259 | 0.019729 | 0.070208 | 0.061962 | 0.07186 | 0.063203 | 0.065993
| 140 | 6644024.65 | 6644024.65 | 5875368.4314 | 5875368.4314 |  | 527488.6198 | 504001.7367 | 507885.1125 | 478097.2935 | 384155.1897 | 440042.1259 | 489515.7409 | 505389.3107 | 523439.9131 | 533830.3252 | 578678.8915 | 620465.2773 | 650563.3669 | 675067.1987 | 693683.095 | 701136.2715 | 710918.6842 | 730231.267 | 764879.401 | 781026.7395 | 807180.9398 | 863806.4901 | 901227.0706 | 932295.1599 | 0 | 0 | 0 | 0 | 0 | 0 | 489515.7409 | 505389.3107 | 523439.9131 | 533830.3252 | 578678.8915 | 620465.2773 | 650563.3669 | 675067.1987 | 693683.095 | 701136.2715 | 710918.6842 | 730231.267 | 764879.401 | 781026.7395 | 807180.9398 | 863806.4901 | 901227.0706 | 932295.1599 | -0.045548 | 0.0076756 | -0.060441 | -0.21877 | 0.13582 | 0.10655 | 0.031912 | 0.035093 | 0.019656 | 0.08067 | 0.069722 | 0.047369 | 0.036974 | 0.027203 | 0.010687 | 0.013856 | 0.026803 | 0.046357 | 0.020891 | 0.032938 | 0.067801 | 0.042408 | 0.033892 | 0.067399
| 141 | 6150694.7781 | 0 | 5471988.7339 | 0 |  | 549876.9024 | 534083.357 | 540346.9819 | 504626.3496 | 386451.1546 | 417917.1193 | 430686.6918 | 420740.1595 | 415263.1757 | 436484.1718 | 477797.6637 | 524685.7632 | 562309.3788 | 585555.6401 | 623827.6949 | 636921.9892 | 668872.0399 | 666478.5173 | 686946.9513 | 681252.2364 | 702791.5513 | 758154.4993 | 812559.7222 | 822609.7153 | 0 | 0 | 0 | 0 | 0 | 0 | 0 | 0 | 0 | 0 | 0 | 0 | 0 | 0 | 0 | 0 | 0 | 0 | 0 | 0 | 0 | 0 | 0 | 0 | -0.029143 | 0.01166 | -0.068393 | -0.26681 | 0.078278 | 0.030098 | -0.023365 | -0.013103 | 0.04984 | 0.090435 | 0.093612 | 0.069253 | 0.040509 | 0.063313 | 0.020773 | 0.048946 | -0.0035849 | 0.030249 | -0.0083244 | 0.031128 | 0.075827 | 0.069302 | 0.012292 | 0.074747
| 142 | 5711153.0485 | 0 | 5114571.2591 | 0 |  | 504075.5747 | 478557.6265 | 479647.1945 | 451378.2486 | 333802.416 | 387542.8953 | 410455.0849 | 416120.0717 | 428889.2269 | 443859.1521 | 487283.188 | 541123.3161 | 556040.892 | 554613.8823 | 589943.6338 | 594447.5549 | 606328.7859 | 590321.3241 | 606858.3642 | 606525.1129 | 642470.8815 | 654353.8516 | 702527.1786 | 719149.209 | 0 | 0 | 0 | 0 | 0 | 0 | 0 | 0 | 0 | 0 | 0 | 0 | 0 | 0 | 0 | 0 | 0 | 0 | 0 | 0 | 0 | 0 | 0 | 0 | -0.05195 | 0.0022742 | -0.060745 | -0.30176 | 0.14928 | 0.05744 | 0.013707 | 0.030225 | 0.034309 | 0.093338 | 0.1048 | 0.027195 | -0.0025697 | 0.061755 | 0.0076055 | 0.01979 | -0.026755 | 0.027628 | -0.00054929 | 0.057575 | 0.018327 | 0.071036 | 0.023385 | 0.084005
| 143 | 4941334.2519 | 0 | 4522384.211 | 0 |  | 546053.0821 | 517341.9389 | 521906.9063 | 468085.0949 | 344725.6097 | 377345.814 | 383231.3362 | 367472.1681 | 355880.2471 | 352877.6558 | 365719.8321 | 386581.9017 | 397771.4863 | 403298.6646 | 413004.9121 | 421871.509 | 427246.3067 | 413697.818 | 423978.8423 | 425704.2521 | 439501.2998 | 458740.6483 | 497290.6242 | 515990.0986 | 0 | 0 | 0 | 0 | 0 | 0 | 0 | 0 | 0 | 0 | 0 | 0 | 0 | 0 | 0 | 0 | 0 | 0 | 0 | 0 | 0 | 0 | 0 | 0 | -0.054012 | 0.0087852 | -0.10884 | -0.3059 | 0.090413 | 0.015477 | -0.041991 | -0.032053 | -0.0084729 | 0.035746 | 0.055476 | 0.028534 | 0.0138 | 0.023782 | 0.021241 | 0.01266 | -0.032225 | 0.024548 | 0.0040613 | 0.031896 | 0.042844 | 0.08069 | 0.036913 | 0.079336
| 144 | 5684859.9675 | 0 | 5119566.151 | 0 |  | 555073.515 | 537031.8634 | 544120.9596 | 487576.2067 | 362933.9691 | 410791.1792 | 422436.5094 | 420023.9428 | 407617.3402 | 425224.2761 | 441444.8873 | 466391.0269 | 494847.1628 | 512738.672 | 539486.7234 | 533863.7355 | 539884.8571 | 546046.6577 | 550596.1635 | 555632.6734 | 583489.2439 | 618810.8585 | 675929.3669 | 702825.9297 | 0 | 0 | 0 | 0 | 0 | 0 | 0 | 0 | 0 | 0 | 0 | 0 | 0 | 0 | 0 | 0 | 0 | 0 | 0 | 0 | 0 | 0 | 0 | 0 | -0.033043 | 0.013114 | -0.10972 | -0.29523 | 0.12386 | 0.027954 | -0.0057274 | -0.029983 | 0.042288 | 0.037436 | 0.054971 | 0.059225 | 0.035517 | 0.050852 | -0.010478 | 0.011215 | 0.011349 | 0.0082972 | 0.0091058 | 0.048919 | 0.058774 | 0.088289 | 0.039021 | 0.081
| 145 | 5319142.787 | 0 | 4803973.9056 | 0 |  | 528735.486 | 504696.7517 | 513515.8105 | 472696.1518 | 354033.4267 | 389103.8398 | 394501.8011 | 396600.6728 | 376771.2537 | 390929.5324 | 416382.3402 | 440706.3955 | 470818.1317 | 462252.39 | 473718.0136 | 476405.4406 | 502747.0451 | 508390.8187 | 514340.1654 | 515276.7306 | 529884.8145 | 551642.6211 | 632603.9697 | 639094.7033 | 0 | 0 | 0 | 0 | 0 | 0 | 0 | 0 | 0 | 0 | 0 | 0 | 0 | 0 | 0 | 0 | 0 | 0 | 0 | 0 | 0 | 0 | 0 | 0 | -0.046531 | 0.017323 | -0.082828 | -0.28906 | 0.094455 | 0.013777 | 0.0053062 | -0.051292 | 0.036889 | 0.063077 | 0.056775 | 0.066093 | -0.018361 | 0.024501 | 0.005657 | 0.053818 | 0.011163 | 0.011634 | 0.0018193 | 0.027956 | 0.040241 | 0.13694 | 0.010208 | 0.080173
| 146 | 5687080.3008 | 0 | 5155211.5729 | 0 |  | 557758.4598 | 535010.2049 | 534031.2339 | 486804.9172 | 381246.2773 | 437789.2127 | 439190.3757 | 410496.6684 | 404612.545 | 417594.1973 | 440858.2787 | 462946.8198 | 482395.0209 | 509897.7014 | 539817.6215 | 541363.591 | 551843.4468 | 564998.4826 | 570543.2785 | 569949.3714 | 571452.8459 | 591558.1026 | 631400.897 | 627967.7991 | 0 | 0 | 0 | 0 | 0 | 0 | 0 | 0 | 0 | 0 | 0 | 0 | 0 | 0 | 0 | 0 | 0 | 0 | 0 | 0 | 0 | 0 | 0 | 0 | -0.04164 | -0.0018315 | -0.092591 | -0.24442 | 0.13829 | 0.0031954 | -0.067565 | -0.014438 | 0.03158 | 0.054213 | 0.048889 | 0.041151 | 0.055447 | 0.057021 | 0.0028598 | 0.019173 | 0.023559 | 0.009766 | -0.0010415 | 0.0026344 | 0.034578 | 0.065181 | -0.0054521 | 0.072048
| 147 | 6659245.1556 | 6659245.1556 | 5996124.2635 | 5996124.2635 |  | 610495.323 | 593251.4562 | 601245.0521 | 506866.2911 | 395988.8146 | 481065.5837 | 507596.5247 | 516319.1428 | 499089.929 | 521653.2269 | 549005.4329 | 577933.4501 | 598468.6139 | 630697.1238 | 667546.3933 | 665727.5762 | 697312.6257 | 676853.9542 | 667540.9241 | 680179.5214 | 691133.5444 | 728283.3459 | 789826.3523 | 816854.0886 | 610495.323 | 593251.4562 | 601245.0521 | 0 | 0 | 481065.5837 | 507596.5247 | 516319.1428 | 499089.929 | 521653.2269 | 549005.4329 | 577933.4501 | 0 | 0 | 667546.3933 | 0 | 0 | 0 | 0 | 0 | 0 | 0 | 0 | 0 | -0.028652 | 0.013384 | -0.17076 | -0.24686 | 0.19462 | 0.053683 | 0.017038 | -0.033939 | 0.044217 | 0.051105 | 0.05135 | 0.034915 | 0.052452 | 0.056783 | -0.0027283 | 0.046353 | -0.029778 | -0.013855 | 0.018756 | 0.015976 | 0.052357 | 0.081123 | 0.033647 | 0.084828
| 148 | 5098270.383 | 0 | 4627216.8134 | 0 |  | 531664.3569 | 516287.5879 | 519038.8092 | 461887.0299 | 327140.5731 | 378710.8387 | 404465.1755 | 396503.2345 | 371214.124 | 375256.3078 | 383955.82 | 393254.1918 | 411500.8634 | 417519.1013 | 426758.5695 | 429680.2516 | 456653.0719 | 473481.7451 | 480032.8781 | 482189.1917 | 498884.1219 | 517930.5108 | 560589.6709 | 570380.8421 | 0 | 0 | 0 | 0 | 0 | 0 | 0 | 0 | 0 | 0 | 0 | 0 | 0 | 0 | 0 | 0 | 0 | 0 | 0 | 0 | 0 | 0 | 0 | 0 | -0.029348 | 0.0053147 | -0.11666 | -0.34493 | 0.14638 | 0.065793 | -0.019881 | -0.065905 | 0.01083 | 0.022918 | 0.023929 | 0.045355 | 0.014519 | 0.021888 | 0.0068229 | 0.060883 | 0.036189 | 0.013741 | 0.004482 | 0.034037 | 0.037467 | 0.079148 | 0.017315 | 0.090984
| 149 | 6541417.9306 | 0 | 5815550.0679 | 0 |  | 595398.4531 | 587711.8314 | 613340.9262 | 544713.7326 | 433438.409 | 468102.8005 | 468619.7845 | 458168.8776 | 440435.1109 | 440837.6818 | 475817.4722 | 516141.9324 | 554466.4071 | 592028.3734 | 636680.8407 | 641532.3725 | 668161.4835 | 676896.0231 | 732111.3729 | 755196.6794 | 789784.7264 | 799265.7017 | 857096.8138 | 859063.3069 | 595398.4531 | 587711.8314 | 613340.9262 | 544713.7326 | 433438.409 | 0 | 0 | 0 | 0 | 0 | 0 | 0 | 0 | 0 | 0 | 0 | 0 | 0 | 0 | 0 | 789784.7264 | 0 | 0 | 0 | -0.012994 | 0.042684 | -0.11866 | -0.22851 | 0.076938 | 0.0011038 | -0.022554 | -0.039475 | 0.00091361 | 0.076358 | 0.081347 | 0.071624 | 0.065548 | 0.072714 | 0.0075912 | 0.04067 | 0.012988 | 0.078415 | 0.031046 | 0.044782 | 0.011933 | 0.069857 | 0.0022917 | 0.071865
| 150 | 6737141.4472 | 6737141.4472 | 5967808.2182 | 5967808.2182 |  | 537743.4754 | 521081.6895 | 533523.8597 | 503678.2433 | 388029.8063 | 455876.2706 | 503436.1273 | 527931.0908 | 513719.7035 | 545289.5332 | 575198.9236 | 612543.6538 | 653335.3915 | 650565.1838 | 685523.4421 | 692238.0447 | 731207.743 | 759651.7131 | 763130.4666 | 767888.1114 | 805225.5563 | 854566.2916 | 900713.3826 | 949222.25 | 0 | 0 | 0 | 0 | 0 | 0 | 503436.1273 | 527931.0908 | 513719.7035 | 545289.5332 | 575198.9236 | 612543.6538 | 653335.3915 | 650565.1838 | 685523.4421 | 692238.0447 | 731207.743 | 759651.7131 | 763130.4666 | 767888.1114 | 805225.5563 | 854566.2916 | 900713.3826 | 949222.25 | -0.031475 | 0.023597 | -0.057566 | -0.26086 | 0.16114 | 0.099235 | 0.047509 | -0.027288 | 0.059639 | 0.053399 | 0.062904 | 0.06447 | -0.0042491 | 0.052341 | 0.0097472 | 0.054768 | 0.038162 | 0.004569 | 0.006215 | 0.047478 | 0.059472 | 0.052593 | 0.052456 | 0.077131
| 151 | 2191649.5277 | 0 | 2161864.6742 | 0 |  | 651490.3762 | 577097.6156 | 549716.5782 | 343761.1734 | 152328.8647 | 104401.7473 | 50668.6151 | 20054.7294 | 19246.0542 | 20692.9194 | 22440.8829 | 23329.0411 | 24318.7029 | 25660.0384 | 26695.9109 | 27614.0936 | 27706.3968 | 28706.2676 | 29906.9102 | 30934.4593 | 32073.4222 | 33229.0315 | 34684.4343 | 35683.5569 | 651490.3762 | 577097.6156 | 0 | 0 | 0 | 0 | 0 | 0 | 0 | 0 | 0 | 0 | 0 | 0 | 0 | 0 | 0 | 0 | 0 | 0 | 0 | 0 | 0 | 0 | -0.12125 | -0.048609 | -0.46946 | -0.81391 | -0.3778 | -0.72294 | -0.92684 | -0.041159 | 0.072486 | 0.081093 | 0.038815 | 0.041547 | 0.053689 | 0.039576 | 0.033816 | 0.003337 | 0.035452 | 0.040974 | 0.033781 | 0.036157 | 0.035396 | 0.042867 | 0.028399 | 0.30816
| 152 | 5058577.6225 | 0 | 4572102.9854 | 0 |  | 506105.6874 | 497252.3333 | 498253.4561 | 453713.5459 | 331043.0184 | 362906.0157 | 376772.2782 | 366891.64 | 364125.0342 | 385329.3561 | 414887.5923 | 421848.7046 | 435855.1896 | 446871.5264 | 446457.8875 | 437035.6581 | 439081.1938 | 452263.5582 | 485451.4214 | 487397.563 | 500348.2136 | 539939.6097 | 581565.93 | 598663.0386 | 0 | 0 | 0 | 0 | 0 | 0 | 0 | 0 | 0 | 0 | 0 | 0 | 0 | 0 | 0 | 0 | 0 | 0 | 0 | 0 | 0 | 0 | 0 | 0 | -0.017648 | 0.0020113 | -0.093643 | -0.31522 | 0.091896 | 0.037497 | -0.026574 | -0.0075692 | 0.056601 | 0.073909 | 0.016639 | 0.032663 | 0.024961 | -0.00092606 | -0.02133 | 0.0046696 | 0.029581 | 0.070814 | 0.0040009 | 0.026224 | 0.076153 | 0.074267 | 0.028975 | 0.081935
| 153 | 7165517.9411 | 7165517.9411 | 6362024.2151 | 6362024.2151 |  | 598352.1368 | 583314.9957 | 604382.8123 | 532172.8422 | 443494.4935 | 534294.9924 | 566164.4682 | 563497.7976 | 522712.2863 | 554628.0352 | 611928.6911 | 638713.2977 | 635404.4087 | 660284.8217 | 690680.7224 | 699253.6454 | 745743.5757 | 747254.6525 | 775860.1995 | 797909.7139 | 846519.921 | 883372.5847 | 945412.0717 | 990013.7622 | 598352.1368 | 583314.9957 | 604382.8123 | 532172.8422 | 443494.4935 | 534294.9924 | 566164.4682 | 563497.7976 | 522712.2863 | 554628.0352 | 611928.6911 | 638713.2977 | 635404.4087 | 660284.8217 | 690680.7224 | 699253.6454 | 745743.5757 | 747254.6525 | 775860.1995 | 797909.7139 | 846519.921 | 883372.5847 | 945412.0717 | 990013.7622 | -0.025452 | 0.03548 | -0.12724 | -0.18228 | 0.18626 | 0.057937 | -0.0047212 | -0.075132 | 0.059266 | 0.098318 | 0.04284 | -0.005194 | 0.03841 | 0.045006 | 0.012336 | 0.064368 | 0.0020242 | 0.037566 | 0.028023 | 0.059138 | 0.042613 | 0.067874 | 0.046098 | 0.074193
| 154 | 5713916.4196 | 0 | 5181085.8856 | 0 |  | 545090.4855 | 521339.0076 | 527305.276 | 486219.5977 | 361101.0877 | 420809.9288 | 445802.7656 | 453483.0388 | 440664.2635 | 452503.7772 | 471543.5983 | 498774.9719 | 514501.3627 | 516183.9478 | 537025.5189 | 538559.7209 | 535269.7002 | 537904.8181 | 540872.6446 | 538431.9979 | 561867.4018 | 589372.5707 | 636814.4714 | 641256.3291 | 0 | 0 | 0 | 0 | 0 | 0 | 0 | 0 | 0 | 0 | 0 | 0 | 0 | 0 | 0 | 0 | 0 | 0 | 0 | 0 | 0 | 0 | 0 | 0 | -0.044551 | 0.011379 | -0.081119 | -0.2975 | 0.15302 | 0.057695 | 0.017081 | -0.028675 | 0.026513 | 0.041215 | 0.056143 | 0.031043 | 0.003265 | 0.039582 | 0.0028528 | -0.0061277 | 0.0049109 | 0.0055022 | -0.0045226 | 0.042605 | 0.047793 | 0.07742 | 0.0069509 | 0.080417
| 155 | 6639572.5558 | 6639572.5558 | 5958684.2761 | 5958684.2761 |  | 601547.7286 | 585745.9154 | 598211.7484 | 530595.5832 | 430010.2598 | 472228.4607 | 490661.2701 | 488520.3835 | 490958.5545 | 500937.5024 | 549217.1197 | 580095.422 | 606318.0153 | 625140.5595 | 640163.0772 | 645932.2618 | 666824.1125 | 700853.2392 | 681176.4513 | 674511.8633 | 684869.6529 | 747626.3343 | 832100.3936 | 846685.487 | 601547.7286 | 585745.9154 | 598211.7484 | 530595.5832 | 430010.2598 | 472228.4607 | 490661.2701 | 488520.3835 | 490958.5545 | 0 | 549217.1197 | 580095.422 | 606318.0153 | 0 | 0 | 0 | 0 | 0 | 0 | 0 | 0 | 0 | 0 | 0 | -0.02662 | 0.021059 | -0.11994 | -0.21019 | 0.093654 | 0.038291 | -0.0043728 | 0.0049785 | 0.020122 | 0.092012 | 0.054699 | 0.044212 | 0.030572 | 0.023746 | 0.0089717 | 0.031832 | 0.049772 | -0.028477 | -0.0098321 | 0.015239 | 0.087675 | 0.10705 | 0.017376 | 0.068886
| 156 | 7048464.8445 | 7048464.8445 | 6216532.0531 | 6216532.0531 |  | 539297.0679 | 533888.5663 | 549234.4209 | 511391.243 | 415663.8559 | 493501.4499 | 517683.6065 | 527209.0253 | 521175.2932 | 555669.9532 | 614593.1388 | 632406.1348 | 663532.287 | 692770.8615 | 745024.0823 | 769903.663 | 804311.7024 | 784438.7597 | 811711.4256 | 822412.1171 | 875376.7818 | 917669.7431 | 970591.5533 | 1031799.1226 | 0 | 0 | 0 | 0 | 415663.8559 | 493501.4499 | 517683.6065 | 527209.0253 | 521175.2932 | 555669.9532 | 614593.1388 | 632406.1348 | 663532.287 | 692770.8615 | 745024.0823 | 769903.663 | 804311.7024 | 784438.7597 | 811711.4256 | 822412.1171 | 875376.7818 | 917669.7431 | 970591.5533 | 1031799.1226 | -0.010079 | 0.028338 | -0.07139 | -0.20726 | 0.17165 | 0.047838 | 0.018233 | -0.011511 | 0.064088 | 0.10079 | 0.028571 | 0.048046 | 0.043122 | 0.072717 | 0.032849 | 0.043721 | -0.025018 | 0.034176 | 0.013097 | 0.062413 | 0.047183 | 0.056068 | 0.061154 | 0.069207
| 157 | 6027429.6873 | 0 | 5400324.5869 | 0 |  | 514520.4866 | 509074.4829 | 527127.6184 | 488779.3253 | 386575.2072 | 436540.8376 | 464414.6455 | 474221.1187 | 458928.0609 | 475649.8368 | 483687.9712 | 517137.4751 | 551682.0359 | 558612.279 | 589452.096 | 594084.5919 | 612947.1563 | 617811.3669 | 631708.3488 | 634252.3831 | 666447.0036 | 696515.1964 | 738360.6463 | 757014.5769 | 0 | 0 | 0 | 0 | 0 | 0 | 0 | 0 | 0 | 0 | 0 | 0 | 0 | 0 | 0 | 0 | 0 | 0 | 0 | 0 | 0 | 0 | 0 | 0 | -0.010641 | 0.034848 | -0.075532 | -0.23458 | 0.12156 | 0.061896 | 0.020896 | -0.03278 | 0.035788 | 0.016758 | 0.066869 | 0.064663 | 0.012484 | 0.053738 | 0.0078283 | 0.031257 | 0.0079045 | 0.022245 | 0.0040191 | 0.049514 | 0.044129 | 0.058343 | 0.02495 | 0.06708
| 158 | 5562693.7087 | 0 | 5002339.5984 | 0 |  | 514870.5802 | 494417.018 | 501512.1417 | 463458.8406 | 340542.1413 | 417645.7279 | 438966.9533 | 440463.1599 | 423210.6726 | 436481.2655 | 452817.6288 | 467475.856 | 495237.4021 | 501616.4153 | 518077.8848 | 529628.8166 | 535429.2843 | 526305.1694 | 538383.9993 | 570807.2627 | 592511.175 | 624872.7991 | 655099.2717 | 682240.5538 | 0 | 0 | 0 | 0 | 0 | 0 | 0 | 0 | 0 | 0 | 0 | 0 | 0 | 0 | 0 | 0 | 0 | 0 | 0 | 0 | 0 | 0 | 0 | 0 | -0.040536 | 0.014248 | -0.07891 | -0.30818 | 0.20409 | 0.049791 | 0.0034027 | -0.039957 | 0.030875 | 0.036744 | 0.031858 | 0.05769 | 0.012798 | 0.03229 | 0.022051 | 0.010892 | -0.017188 | 0.022691 | 0.05848 | 0.037318 | 0.053178 | 0.047239 | 0.040596 | 0.086899
| 159 | 5075691.1181 | 0 | 4575513.0299 | 0 |  | 505733.0043 | 486910.6666 | 495134.4603 | 456411.2725 | 332223.6148 | 390349.0736 | 377419.9107 | 372666.0885 | 345739.0585 | 356083.3304 | 379320.8199 | 406141.4828 | 432874.8424 | 447147.2301 | 460236.8613 | 453931.4651 | 483532.4779 | 492334.352 | 490413.3888 | 495745.6446 | 531535.207 | 561036.2322 | 583560.5929 | 603258.7987 | 0 | 0 | 0 | 0 | 0 | 0 | 0 | 0 | 0 | 0 | 0 | 0 | 0 | 0 | 0 | 0 | 0 | 0 | 0 | 0 | 0 | 0 | 0 | 0 | -0.037928 | 0.016749 | -0.081435 | -0.31759 | 0.16123 | -0.033683 | -0.012676 | -0.074998 | 0.02948 | 0.063218 | 0.068319 | 0.063747 | 0.032439 | 0.028853 | -0.013795 | 0.063172 | 0.01804 | -0.0039094 | 0.010814 | 0.069706 | 0.054016 | 0.039363 | 0.033198 | 0.088247
| 160 | 5602288.077 | 0 | 5108084.0102 | 0 |  | 533629.139 | 520232.7211 | 535878.8715 | 488252.271 | 382204.8473 | 430223.9473 | 440431.4148 | 435676.985 | 425603.7625 | 441097.5738 | 461593.9127 | 477031.6608 | 495683.463 | 502546.7607 | 512786.9832 | 507474.9815 | 514161.2176 | 525328.1893 | 532320.4746 | 524357.3323 | 535450.1927 | 538942.4074 | 575949.5512 | 601790.1944 | 0 | 0 | 0 | 0 | 0 | 0 | 0 | 0 | 0 | 0 | 0 | 0 | 0 | 0 | 0 | 0 | 0 | 0 | 0 | 0 | 0 | 0 | 0 | 0 | -0.025425 | 0.029632 | -0.093076 | -0.24488 | 0.11835 | 0.023449 | -0.010854 | -0.023392 | 0.035757 | 0.045419 | 0.032897 | 0.038355 | 0.013751 | 0.020172 | -0.010413 | 0.013089 | 0.021486 | 0.013223 | -0.015072 | 0.020934 | 0.0065008 | 0.066411 | 0.043889 | 0.067148
| 161 | 6703111.5063 | 6703111.5063 | 5952642.3343 | 5952642.3343 |  | 594206.39 | 585290.6454 | 609473.2603 | 561796.6552 | 471550.1659 | 487524.7717 | 488575.2616 | 470170.2736 | 458908.7008 | 482843.4656 | 516284.3498 | 539390.1523 | 584201.8358 | 606339.9583 | 641899.3942 | 657656.5494 | 675780.5735 | 653675.2088 | 690407.3266 | 756778.7589 | 771470.8987 | 835695.5473 | 897129.3565 | 920921.5942 | 594206.39 | 585290.6454 | 609473.2603 | 561796.6552 | 471550.1659 | 487524.7717 | 488575.2616 | 0 | 0 | 0 | 0 | 0 | 0 | 0 | 0 | 0 | 0 | 0 | 0 | 756778.7589 | 0 | 0 | 897129.3565 | 0 | -0.015118 | 0.040487 | -0.081455 | -0.17511 | 0.033316 | 0.0021524 | -0.038399 | -0.024244 | 0.050841 | 0.066965 | 0.043781 | 0.079807 | 0.037194 | 0.056991 | 0.024251 | 0.027186 | -0.033258 | 0.054671 | 0.091789 | 0.019228 | 0.079965 | 0.070936 | 0.026175 | 0.06042
| 162 | 6560124.6668 | 0 | 5902070.9886 | 5902070.9886 |  | 568801.0814 | 540012.8513 | 550326.3142 | 506604.0063 | 418734.6264 | 470812.3074 | 497645.7879 | 503877.7821 | 504551.0539 | 525817.1899 | 561768.3373 | 594553.8621 | 639019.4878 | 652647.4957 | 669282.5289 | 660694.5727 | 674743.813 | 668115.6123 | 679477.9602 | 683404.5287 | 694599.63 | 745069.9795 | 776393.9073 | 782241.6283 | 0 | 0 | 0 | 0 | 418734.6264 | 470812.3074 | 497645.7879 | 503877.7821 | 504551.0539 | 525817.1899 | 561768.3373 | 594553.8621 | 639019.4878 | 652647.4957 | 669282.5289 | 0 | 0 | 0 | 0 | 0 | 0 | 0 | 0 | 0 | -0.051938 | 0.018918 | -0.082782 | -0.19049 | 0.11722 | 0.055429 | 0.012445 | 0.0013353 | 0.041285 | 0.066136 | 0.056722 | 0.072124 | 0.021102 | 0.025169 | -0.012915 | 0.021041 | -0.0098719 | 0.016864 | 0.0057622 | 0.016249 | 0.070143 | 0.041182 | 0.0075037 | 0.061159
| 163 | 6178583.3934 | 0 | 5504592.2293 | 0 |  | 574576.7263 | 553450.1904 | 571731.9375 | 487703.7091 | 382454.8059 | 420267.1472 | 433636.6475 | 436727.179 | 434942.9437 | 461799.8195 | 485203.4504 | 508473.9885 | 545460.045 | 578457.3035 | 607814.7712 | 628494.7351 | 640210.6624 | 617821.1569 | 669836.552 | 669189.7203 | 700313.8074 | 747886.5683 | 808191.2081 | 818309.4764 | 0 | 0 | 571731.9375 | 0 | 0 | 0 | 0 | 0 | 0 | 0 | 0 | 0 | 0 | 0 | 0 | 0 | 0 | 0 | 0 | 0 | 0 | 0 | 0 | 0 | -0.037462 | 0.032498 | -0.15896 | -0.2431 | 0.09428 | 0.031316 | 0.0071017 | -0.0040938 | 0.059917 | 0.049437 | 0.046846 | 0.070215 | 0.058735 | 0.049505 | 0.033457 | 0.01847 | -0.035598 | 0.080835 | -0.00096612 | 0.045461 | 0.065723 | 0.077547 | 0.012442 | 0.077519
| 164 | 6155500.5472 | 0 | 5545270.7799 | 0 |  | 570112.6577 | 546889.3079 | 549854.0108 | 490353.9733 | 384220.7638 | 445079.0993 | 467746.6073 | 470520.5267 | 459200.4124 | 477412.2581 | 512711.0079 | 539202.4148 | 565052.5581 | 583266.2396 | 598086.7172 | 597914.8961 | 616883.2903 | 620341.921 | 610389.5453 | 618170.4276 | 637586.3791 | 669633.5418 | 726985.1445 | 750244.5285 | 0 | 0 | 0 | 0 | 0 | 0 | 0 | 0 | 0 | 0 | 0 | 0 | 0 | 0 | 0 | 0 | 0 | 0 | 0 | 0 | 0 | 0 | 0 | 0 | -0.041588 | 0.0054064 | -0.11453 | -0.24391 | 0.14703 | 0.049675 | 0.0059129 | -0.024353 | 0.038894 | 0.071332 | 0.050379 | 0.046828 | 0.031725 | 0.025092 | -0.00028733 | 0.031231 | 0.005591 | -0.016173 | 0.012667 | 0.030926 | 0.049041 | 0.082175 | 0.031493 | 0.074256
| 165 | 4551878.2505 | 0 | 4172404.7199 | 0 |  | 514400.3293 | 493788.5379 | 502408.5718 | 456896.2521 | 311718.3587 | 347815.1958 | 365761.1859 | 340359.9443 | 318025.5276 | 332777.2544 | 321774.4085 | 332004.5558 | 347045.3114 | 355313.8654 | 363152.5581 | 369942.698 | 377215.8037 | 367870.7066 | 379313.5861 | 381030.7792 | 414268.8039 | 424941.2904 | 439573.8251 | 448393.5704 | 0 | 0 | 0 | 0 | 0 | 0 | 0 | 0 | 0 | 0 | 0 | 0 | 0 | 0 | 0 | 0 | 0 | 0 | 0 | 0 | 0 | 0 | 0 | 0 | -0.040894 | 0.017306 | -0.094957 | -0.38236 | 0.10957 | 0.050309 | -0.071977 | -0.067872 | 0.045342 | -0.033623 | 0.031298 | 0.044307 | 0.023546 | 0.021821 | 0.018525 | 0.019469 | -0.025086 | 0.030632 | 0.0045169 | 0.083635 | 0.025436 | 0.033855 | 0.019866 | 0.095189
| 166 | 5464257.9911 | 0 | 4962421.6478 | 0 |  | 557525.5876 | 545495.8658 | 539905.9569 | 474949.8357 | 329602.4512 | 396742.6176 | 409537.9702 | 421535.1951 | 392026.3846 | 421784.7059 | 416728.8334 | 448685.5793 | 467812.2324 | 486929.1475 | 503495.8946 | 499148.4692 | 501426.5717 | 502598.382 | 534704.9023 | 526032.422 | 547466.6831 | 553823.0514 | 595238.716 | 587874.9805 | 0 | 0 | 0 | 0 | 0 | 0 | 0 | 0 | 0 | 0 | 0 | 0 | 0 | 0 | 0 | 0 | 0 | 0 | 0 | 0 | 0 | 0 | 0 | 0 | -0.021813 | -0.0103 | -0.12819 | -0.36532 | 0.1854 | 0.031742 | 0.028874 | -0.072574 | 0.073166 | -0.012059 | 0.073887 | 0.041745 | 0.040052 | 0.033457 | -0.008672 | 0.0045536 | 0.0023342 | 0.061924 | -0.016352 | 0.039939 | 0.011544 | 0.072117 | -0.012448 | 0.099669
| 167 | 5733761.1283 | 0 | 5159663.6387 | 0 |  | 535537.3193 | 515757.764 | 520720.7338 | 474895.5625 | 359155.6116 | 428219.5722 | 451641.8703 | 451319.7041 | 438137.5698 | 442521.037 | 471226.3157 | 489071.7095 | 508396.3934 | 523541.178 | 521166.0868 | 524219.4649 | 547077.6468 | 542544.5158 | 572696.1041 | 568311.4059 | 598891.9655 | 630190.251 | 693165.7104 | 696870.0635 | 0 | 0 | 0 | 0 | 0 | 0 | 0 | 0 | 0 | 0 | 0 | 0 | 0 | 0 | 0 | 0 | 0 | 0 | 0 | 0 | 0 | 0 | 0 | 0 | -0.037633 | 0.0095767 | -0.092119 | -0.27934 | 0.17588 | 0.053253 | -0.00071358 | -0.029643 | 0.0099551 | 0.06285 | 0.037171 | 0.038752 | 0.029354 | -0.0045469 | 0.0058416 | 0.04268 | -0.0083206 | 0.054085 | -0.0076857 | 0.052412 | 0.050941 | 0.095247 | 0.0053299 | 0.081694
| 168 | 5077779.0302 | 0 | 4603009.284 | 0 |  | 515492.8994 | 492953.1111 | 503449.3944 | 460514.1695 | 327260.4056 | 364072.8116 | 379370.2789 | 370635.33 | 363000.7095 | 374230.2525 | 386492.7428 | 413248.1334 | 440349.235 | 450253.4733 | 462181.0495 | 466096.2499 | 476906.0456 | 491901.0155 | 487055.2829 | 468685.7613 | 488458.1597 | 537789.9002 | 558229.7113 | 581665.9152 | 0 | 0 | 0 | 0 | 0 | 0 | 0 | 0 | 0 | 0 | 0 | 0 | 0 | 0 | 0 | 0 | 0 | 0 | 0 | 0 | 0 | 0 | 0 | 0 | -0.044709 | 0.021069 | -0.08914 | -0.34159 | 0.1066 | 0.041159 | -0.023294 | -0.020814 | 0.030466 | 0.032242 | 0.066935 | 0.06352 | 0.022243 | 0.026146 | 0.0084355 | 0.022927 | 0.030958 | -0.0098999 | -0.038445 | 0.041321 | 0.096214 | 0.037303 | 0.041126 | 0.087726
| 169 | 4615538.9437 | 0 | 4277152.611 | 0 |  | 552909.9436 | 532892.673 | 538680.8361 | 470708.0304 | 341640.477 | 366993.2613 | 356366.2906 | 343691.9205 | 313542.0392 | 311080.662 | 321464.7622 | 333985.1524 | 339093.8808 | 355556.548 | 366314.7402 | 364235.8041 | 359138.4087 | 354908.7877 | 359727.8619 | 365531.2917 | 365670.0874 | 372857.5489 | 395987.1794 | 407089.4264 | 0 | 0 | 0 | 0 | 0 | 0 | 0 | 0 | 0 | 0 | 0 | 0 | 0 | 0 | 0 | 0 | 0 | 0 | 0 | 0 | 0 | 0 | 0 | 0 | -0.036875 | 0.010803 | -0.13489 | -0.32048 | 0.071585 | -0.029384 | -0.036213 | -0.091812 | -0.0078812 | 0.032836 | 0.038209 | 0.01518 | 0.047407 | 0.029809 | -0.0056914 | -0.014094 | -0.011847 | 0.013487 | 0.016004 | 0.00037964 | 0.019465 | 0.060185 | 0.027651 | 0.081345
| 170 | 4066315.3815 | 0 | 3789080.6934 | 0 |  | 515862.066 | 493649.6763 | 497979.2892 | 446714.2115 | 297299.5821 | 322639.627 | 318173.1494 | 298414.3902 | 283507.4574 | 279936.0934 | 277930.7458 | 282872.834 | 290864.1169 | 293643.3863 | 305211.6432 | 293995.277 | 280937.393 | 280335.1654 | 276755.7475 | 289189.1912 | 299018.5149 | 303560.5914 | 324812.2662 | 335998.1379 | 0 | 0 | 0 | 0 | 0 | 0 | 0 | 0 | 0 | 0 | 0 | 0 | 0 | 0 | 0 | 0 | 0 | 0 | 0 | 0 | 0 | 0 | 0 | 0 | -0.044013 | 0.0087324 | -0.10864 | -0.40718 | 0.081796 | -0.01394 | -0.064113 | -0.051245 | -0.012677 | -0.0071894 | 0.017625 | 0.027859 | 0.0095099 | 0.038639 | -0.037442 | -0.045432 | -0.0021459 | -0.012851 | 0.043946 | 0.033424 | 0.015076 | 0.067666 | 0.033858 | 0.095527
| 171 | 5501516.7136 | 0 | 4999361.7974 | 0 |  | 530544.1674 | 516575.9867 | 532655.7828 | 507405.4809 | 386403.2087 | 433661.888 | 420882.575 | 408809.8898 | 411400.0015 | 409105.2378 | 426280.6065 | 455625.7148 | 463318.3686 | 492188.6391 | 507609.2818 | 498340.2315 | 497749.4465 | 501596.3373 | 512937.8312 | 518701.8817 | 541349.4848 | 548101.4521 | 586242.1957 | 613138.1539 | 0 | 0 | 0 | 0 | 0 | 0 | 0 | 0 | 0 | 0 | 0 | 0 | 0 | 0 | 0 | 0 | 0 | 0 | 0 | 0 | 0 | 0 | 0 | 0 | -0.026681 | 0.030653 | -0.048565 | -0.27243 | 0.11538 | -0.029911 | -0.029104 | 0.0063158 | -0.0055936 | 0.041125 | 0.066574 | 0.016743 | 0.060448 | 0.03085 | -0.018429 | -0.0011862 | 0.0076989 | 0.022359 | 0.011175 | 0.042736 | 0.012395 | 0.067273 | 0.044857 | 0.071667
| 172 | 6435143.1873 | 0 | 5767728.4434 | 0 |  | 570408.7691 | 544663.1505 | 546385.5581 | 520074.8199 | 432561.4097 | 473747.6615 | 494126.7503 | 483850.0586 | 465617.2076 | 500245.2541 | 533559.8554 | 564479.8676 | 584361.1637 | 602234.5985 | 615333.9987 | 619074.5958 | 646197.6944 | 653193.3896 | 681975.2466 | 703373.4132 | 715373.2543 | 749831.9362 | 778844.5744 | 795908.3366 | 0 | 0 | 0 | 520074.8199 | 432561.4097 | 473747.6615 | 494126.7503 | 0 | 0 | 0 | 0 | 0 | 0 | 0 | 0 | 0 | 0 | 0 | 0 | 0 | 0 | 0 | 0 | 0 | -0.046186 | 0.0031573 | -0.049352 | -0.18425 | 0.090951 | 0.042117 | -0.021017 | -0.038411 | 0.071735 | 0.064473 | 0.056333 | 0.034615 | 0.030128 | 0.021518 | 0.0060606 | 0.04288 | 0.010768 | 0.04312 | 0.030895 | 0.016917 | 0.047045 | 0.037962 | 0.021673 | 0.056377
| 173 | 6390970.7423 | 0 | 5714583.6681 | 0 |  | 566948.786 | 548626.7812 | 553861.749 | 531821.9258 | 426411.2724 | 473527.2312 | 474742.6939 | 465320.6875 | 457728.9598 | 475540.4962 | 523213.0933 | 530235.9017 | 594471.3251 | 609397.3093 | 629011.0133 | 625639.8536 | 638596.9862 | 655168.521 | 652356.2838 | 672291.9311 | 696238.9539 | 739936.6605 | 816385.6779 | 835699.6932 | 0 | 0 | 0 | 531821.9258 | 426411.2724 | 473527.2312 | 0 | 0 | 0 | 0 | 0 | 0 | 0 | 0 | 0 | 0 | 0 | 0 | 0 | 0 | 0 | 0 | 0 | 0 | -0.032851 | 0.0094967 | -0.040606 | -0.2209 | 0.10481 | 0.0025635 | -0.020046 | -0.01645 | 0.038175 | 0.095537 | 0.013333 | 0.11435 | 0.024798 | 0.031678 | -0.0053739 | 0.020499 | 0.025619 | -0.0043016 | 0.030102 | 0.035 | 0.060872 | 0.098322 | 0.023382 | 0.067206
| 174 | 6082283.124 | 0 | 5492334.4947 | 0 |  | 588137.5744 | 564440.1048 | 584903.2048 | 498687.4622 | 371428.7968 | 437675.8373 | 456945.8024 | 449449.5392 | 438913.5783 | 464420.5749 | 499127.7482 | 512192.6331 | 555564.0387 | 583961.706 | 611684.9553 | 576669.0514 | 567215.3349 | 582903.386 | 580508.059 | 581119.4414 | 630211.3513 | 669668.1042 | 679806.4273 | 707515.8139 | 588137.5744 | 564440.1048 | 584903.2048 | 0 | 0 | 0 | 0 | 0 | 0 | 0 | 0 | 0 | 0 | 0 | 0 | 0 | 0 | 0 | 0 | 0 | 0 | 0 | 0 | 0 | -0.041127 | 0.035612 | -0.15947 | -0.29462 | 0.16412 | 0.043086 | -0.016541 | -0.023721 | 0.056488 | 0.072072 | 0.025839 | 0.081283 | 0.049852 | 0.046382 | -0.058949 | -0.01653 | 0.027282 | -0.0041178 | 0.0010526 | 0.081099 | 0.060727 | 0.015026 | 0.039952 | 0.090511
| 175 | 6893411.685 | 6893411.685 | 6074924.2039 | 6074924.2039 |  | 532881.6074 | 527056.0451 | 543309.9221 | 522631.2852 | 405084.7191 | 465009.8977 | 477054.6946 | 494903.8568 | 504173.717 | 529442.5174 | 572724.5752 | 627503.5594 | 653649.1618 | 698377.5667 | 744149.1764 | 746131.6714 | 755689.1579 | 783034.5316 | 833077.403 | 831821.1652 | 874313.6127 | 916380.743 | 948788.6075 | 990155.9036 | 0 | 0 | 0 | 522631.2852 | 0 | 0 | 0 | 494903.8568 | 504173.717 | 529442.5174 | 572724.5752 | 627503.5594 | 653649.1618 | 698377.5667 | 744149.1764 | 746131.6714 | 755689.1579 | 783034.5316 | 833077.403 | 831821.1652 | 874313.6127 | 916380.743 | 948788.6075 | 990155.9036 | -0.010992 | 0.030373 | -0.038804 | -0.25478 | 0.13796 | 0.025572 | 0.036732 | 0.018557 | 0.048904 | 0.07858 | 0.091344 | 0.040821 | 0.066189 | 0.063482 | 0.0026606 | 0.012728 | 0.035547 | 0.06195 | -0.0015091 | 0.049822 | 0.046993 | 0.034754 | 0.042676 | 0.071393
| 176 | 6532261.0828 | 0 | 5844629.6535 | 5844629.6535 |  | 573373.2001 | 552209.4504 | 556210.9319 | 519413.8163 | 426793.2693 | 475534.0254 | 500227.8042 | 506846.2397 | 497036.7028 | 505933.6206 | 525091.147 | 557557.8031 | 581030.2384 | 613914.9774 | 630558.5215 | 650260.2383 | 674483.3329 | 665147.9481 | 678864.3489 | 710315.7878 | 729709.1981 | 764497.3995 | 822946.7449 | 816262.4251 | 0 | 0 | 0 | 519413.8163 | 426793.2693 | 475534.0254 | 500227.8042 | 506846.2397 | 497036.7028 | 505933.6206 | 0 | 0 | 0 | 0 | 0 | 0 | 0 | 0 | 0 | 0 | 0 | 0 | 0 | 0 | -0.037609 | 0.0072202 | -0.068447 | -0.1964 | 0.10814 | 0.050625 | 0.013144 | -0.019544 | 0.017742 | 0.037166 | 0.059994 | 0.041237 | 0.055054 | 0.02675 | 0.030767 | 0.036574 | -0.013937 | 0.020412 | 0.045288 | 0.026936 | 0.046573 | 0.073673 | -0.0081556 | 0.059616
| 177 | 6590601.2817 | 6590601.2817 | 5794072.8141 | 0 |  | 564552.2428 | 538362.6111 | 542542.6093 | 515393.4804 | 402025.3435 | 448513.8584 | 474809.455 | 458656.345 | 455393.1272 | 486951.6224 | 510307.6972 | 550712.9763 | 589624.7021 | 642810.9065 | 680286.287 | 683399.2237 | 702988.0277 | 726640.4445 | 753621.1076 | 763641.8128 | 835689.3237 | 883745.4845 | 919724.5462 | 995228.4312 | 0 | 0 | 0 | 515393.4804 | 0 | 0 | 0 | 0 | 0 | 0 | 0 | 0 | 0 | 642810.9065 | 680286.287 | 683399.2237 | 702988.0277 | 726640.4445 | 753621.1076 | 763641.8128 | 835689.3237 | 883745.4845 | 919724.5462 | 995228.4312 | -0.047501 | 0.0077343 | -0.051336 | -0.24842 | 0.10942 | 0.056974 | -0.034612 | -0.0071402 | 0.067004 | 0.046849 | 0.0762 | 0.068272 | 0.086364 | 0.056663 | 0.0045655 | 0.028261 | 0.033092 | 0.036458 | 0.013209 | 0.090158 | 0.055912 | 0.039905 | 0.078898 | 0.073691
| 178 | 6541804.4289 | 0 | 5812673.2644 | 0 |  | 542218.0084 | 523890.5839 | 535144.1629 | 501507.8151 | 394067.3127 | 445641.7059 | 477481.1848 | 475168.6197 | 477312.2889 | 493701.4286 | 548570.9444 | 589532.9666 | 607607.5494 | 643521.0859 | 675381.7408 | 684260.5556 | 699569.399 | 748698.6588 | 753564.7534 | 772967.4665 | 769797.6738 | 796872.9807 | 854677.3892 | 905295.3054 | 0 | 0 | 0 | 0 | 0 | 0 | 0 | 0 | 0 | 0 | 548570.9444 | 589532.9666 | 607607.5494 | 643521.0859 | 675381.7408 | 684260.5556 | 0 | 748698.6588 | 753564.7534 | 772967.4665 | 0 | 0 | 0 | 0 | -0.034385 | 0.021253 | -0.064917 | -0.2411 | 0.12299 | 0.069009 | -0.004855 | 0.0045012 | 0.03376 | 0.10539 | 0.072014 | 0.030199 | 0.057426 | 0.048323 | 0.013061 | 0.022126 | 0.067872 | 0.0064784 | 0.025422 | -0.0041092 | 0.034568 | 0.070029 | 0.057537 | 0.071301
| 179 | 5239822.4301 | 0 | 4741396.0967 | 0 |  | 535343.5109 | 518401.7255 | 517869.9999 | 463322.1726 | 328269.7032 | 374985.6837 | 389587.7898 | 383313.7797 | 385990.2338 | 395801.5576 | 404502.1826 | 434507.1044 | 455710.0223 | 459725.4598 | 472617.4 | 463174.5653 | 475032.2401 | 483012.8388 | 491546.667 | 504864.8145 | 533330.8773 | 554562.2873 | 578104.5885 | 605479.0821 | 0 | 0 | 0 | 0 | 0 | 0 | 0 | 0 | 0 | 0 | 0 | 0 | 0 | 0 | 0 | 0 | 0 | 0 | 0 | 0 | 0 | 0 | 0 | 0 | -0.032158 | -0.0010262 | -0.1113 | -0.34459 | 0.13305 | 0.038201 | -0.016235 | 0.0069581 | 0.025101 | 0.021744 | 0.071555 | 0.047644 | 0.0087728 | 0.027657 | -0.020182 | 0.025279 | 0.016661 | 0.017514 | 0.026734 | 0.054851 | 0.039037 | 0.041576 | 0.046265 | 0.088179
| 180 | 4957386.6993 | 0 | 4511426.7392 | 0 |  | 518272.8032 | 510151.4659 | 517369.2388 | 480668.6168 | 363010.0015 | 378689.7404 | 370728.071 | 340527.8047 | 324752.5471 | 335837.315 | 372263.3698 | 389911.3577 | 403596.7632 | 418964.7637 | 430836.3936 | 438361.9877 | 437174.8123 | 441877.1529 | 447188.716 | 454191.4019 | 472949.3617 | 490982.5672 | 516252.8163 | 553957.5969 | 0 | 0 | 0 | 0 | 0 | 0 | 0 | 0 | 0 | 0 | 0 | 0 | 0 | 0 | 0 | 0 | 0 | 0 | 0 | 0 | 0 | 0 | 0 | 0 | -0.015794 | 0.014049 | -0.073579 | -0.28075 | 0.042287 | -0.021248 | -0.084972 | -0.047433 | 0.033563 | 0.10297 | 0.046318 | 0.034497 | 0.037371 | 0.027942 | 0.017317 | -0.0027119 | 0.010699 | 0.011949 | 0.015538 | 0.04047 | 0.03742 | 0.050188 | 0.070492 | 0.075309
| 181 | 5855551.1729 | 0 | 5264533.0845 | 0 |  | 542924.097 | 517435.4911 | 517160.2126 | 492152.3744 | 375726.126 | 425553.0067 | 430447.8416 | 433092.0083 | 438210.9392 | 443374.4852 | 479444.786 | 502794.4643 | 518911.135 | 548353.3107 | 561417.2641 | 563371.7872 | 579244.6847 | 588598.5862 | 602042.7539 | 627689.7503 | 634198.7107 | 647500.6067 | 687467.2452 | 725194.0997 | 0 | 0 | 0 | 0 | 0 | 0 | 0 | 0 | 0 | 0 | 0 | 0 | 0 | 0 | 0 | 0 | 0 | 0 | 0 | 0 | 0 | 0 | 0 | 0 | -0.048085 | -0.00053215 | -0.049564 | -0.26993 | 0.12453 | 0.011437 | 0.006124 | 0.01175 | 0.011714 | 0.078214 | 0.047553 | 0.031551 | 0.055187 | 0.023545 | 0.0034754 | 0.027785 | 0.016019 | 0.022584 | 0.041718 | 0.010316 | 0.020757 | 0.059894 | 0.053425 | 0.071726
| 182 | 5430172.5049 | 0 | 4946092.043 | 0 |  | 530488.0946 | 515540.1037 | 519819.2074 | 477585.6297 | 361481.1944 | 408433.9263 | 434861.8331 | 423124.4411 | 411616.7224 | 414228.0574 | 433713.6467 | 466419.6551 | 500705.9002 | 500392.9328 | 485606.5397 | 468249.028 | 481954.5672 | 500045.0876 | 497770.0841 | 505669.2372 | 530736.6155 | 560358.6875 | 553853.1024 | 555684.2794 | 0 | 0 | 0 | 0 | 0 | 0 | 0 | 0 | 0 | 0 | 0 | 0 | 0 | 0 | 0 | 0 | 0 | 0 | 0 | 0 | 0 | 0 | 0 | 0 | -0.028582 | 0.008266 | -0.084738 | -0.27853 | 0.12212 | 0.062698 | -0.027362 | -0.027574 | 0.0063241 | 0.045968 | 0.072701 | 0.070933 | -0.00062525 | -0.029995 | -0.036398 | 0.02885 | 0.036848 | -0.00456 | 0.015744 | 0.048383 | 0.054311 | -0.011678 | 0.0033008 | 0.076425
| 183 | 5236789.4992 | 0 | 4715748.6427 | 0 |  | 529401.438 | 522668.9302 | 519867.3294 | 484478.4062 | 352226.2288 | 387310.642 | 393776.7236 | 385085.6596 | 373340.1333 | 387691.6619 | 387547.5839 | 432614.0047 | 424213.0845 | 441681.4235 | 468984.4549 | 445888.4604 | 440866.3847 | 435838.4348 | 477413.73 | 526171.7042 | 553111.4988 | 564665.2262 | 625944.7795 | 632472.093 | 0 | 0 | 0 | 0 | 0 | 0 | 0 | 0 | 0 | 0 | 0 | 0 | 0 | 0 | 0 | 0 | 0 | 0 | 0 | 0 | 0 | 0 | 0 | 0 | -0.012799 | -0.0053746 | -0.070501 | -0.3188 | 0.094953 | 0.016557 | -0.022318 | -0.030976 | 0.03772 | -0.0003717 | 0.11001 | -0.01961 | 0.040353 | 0.059981 | -0.050501 | -0.011327 | -0.01147 | 0.091112 | 0.097244 | 0.049932 | 0.020673 | 0.10303 | 0.010374 | 0.087779
| 184 | 6221986.225 | 0 | 5551666.7283 | 0 |  | 534151.9442 | 516813.5 | 542771.9132 | 520158.1654 | 413960.2824 | 468185.3061 | 483811.1071 | 465576.4266 | 450130.5845 | 467018.17 | 484986.2421 | 518689.7834 | 550694.242 | 579166.2981 | 601654.8555 | 627002.5173 | 630614.8387 | 632259.3562 | 653155.7942 | 674738.201 | 722746.4126 | 744523.5438 | 770854.6613 | 816139.6235 | 0 | 0 | 0 | 520158.1654 | 413960.2824 | 0 | 0 | 0 | 0 | 0 | 0 | 0 | 0 | 0 | 0 | 0 | 0 | 0 | 0 | 0 | 0 | 0 | 0 | 0 | -0.032998 | 0.049007 | -0.042556 | -0.22836 | 0.12309 | 0.03283 | -0.038418 | -0.033739 | 0.03683 | 0.037752 | 0.067185 | 0.059874 | 0.05041 | 0.038094 | 0.041267 | 0.0057447 | 0.0026044 | 0.032516 | 0.032509 | 0.068734 | 0.029686 | 0.034755 | 0.057086 | 0.066498
| 185 | 6441590.6455 | 0 | 5760828.4523 | 0 |  | 567795.3753 | 552805.1716 | 564246.2454 | 525567.4249 | 422415.6639 | 460504.8442 | 481045.7313 | 479959.0866 | 469219.4661 | 470996.4101 | 501958.9003 | 541070.1597 | 574552.9661 | 613118.8097 | 628985.8963 | 643338.0603 | 667036.6195 | 694417.1187 | 702416.5557 | 690458.4884 | 723966.2219 | 771861.7814 | 787834.1596 | 817815.4997 | 0 | 0 | 0 | 525567.4249 | 422415.6639 | 0 | 0 | 0 | 0 | 0 | 0 | 0 | 0 | 0 | 0 | 0 | 0 | 0 | 0 | 0 | 0 | 0 | 0 | 0 | -0.026755 | 0.020485 | -0.071012 | -0.21849 | 0.086334 | 0.043639 | -0.0022615 | -0.02263 | 0.0037799 | 0.063668 | 0.075031 | 0.060043 | 0.064966 | 0.02555 | 0.022562 | 0.036175 | 0.040228 | 0.011454 | -0.017171 | 0.047389 | 0.064061 | 0.020482 | 0.037349 | 0.063319
| 186 | 5093037.7491 | 0 | 4643805.4606 | 0 |  | 504808.1312 | 490196.4633 | 496812.7638 | 464605.0383 | 333792.4893 | 374507.4708 | 386521.5879 | 377369.7664 | 379952.0146 | 384844.2184 | 421789.4157 | 442892.6756 | 454660.2935 | 455784.3371 | 471370.3758 | 470865.3849 | 471689.6001 | 459336.0125 | 463121.3276 | 452158.744 | 482293.3526 | 502089.0837 | 517465.3579 | 545001.7743 | 0 | 0 | 0 | 0 | 0 | 0 | 0 | 0 | 0 | 0 | 0 | 0 | 0 | 0 | 0 | 0 | 0 | 0 | 0 | 0 | 0 | 0 | 0 | 0 | -0.029372 | 0.013407 | -0.067026 | -0.33067 | 0.11509 | 0.031576 | -0.023962 | 0.0068194 | 0.012794 | 0.091668 | 0.048821 | 0.026223 | 0.0024692 | 0.033624 | -0.0010719 | 0.0017489 | -0.026539 | 0.0082071 | -0.023956 | 0.064519 | 0.040225 | 0.030165 | 0.051846 | 0.083391
| 187 | 4640627.395 | 0 | 4264483.1453 | 0 |  | 538448.5201 | 513604.8119 | 519694.8569 | 474274.8394 | 330992.4122 | 361919.1926 | 345807.2748 | 329690.0592 | 317866.2821 | 332732.0957 | 344164.8158 | 355446.5397 | 346418.6913 | 362896.2789 | 369111.861 | 367872.4766 | 376462.41 | 361442.7852 | 373402.5395 | 377248.9983 | 402888.5739 | 419894.2303 | 432925.5066 | 458435.8983 | 0 | 0 | 0 | 0 | 0 | 0 | 0 | 0 | 0 | 0 | 0 | 0 | 0 | 0 | 0 | 0 | 0 | 0 | 0 | 0 | 0 | 0 | 0 | 0 | -0.047238 | 0.011788 | -0.091455 | -0.35969 | 0.089326 | -0.045539 | -0.047729 | -0.036522 | 0.045707 | 0.033783 | 0.032254 | -0.025727 | 0.046469 | 0.016983 | -0.0033634 | 0.023082 | -0.040714 | 0.032553 | 0.010248 | 0.065755 | 0.041343 | 0.030563 | 0.057255 | 0.088842
| 188 | 4747746.3056 | 0 | 4287162.917 | 0 |  | 496413.9853 | 482428.3655 | 482952.0453 | 447239.3001 | 305086.4269 | 338150.9117 | 343937.3486 | 329650.1348 | 332483.1403 | 344284.0172 | 356558.7728 | 372566.5762 | 379647.816 | 409283.4839 | 419623.1478 | 410117.313 | 424072.5336 | 441164.3564 | 451884.7558 | 464677.1574 | 486189.2565 | 513456.3471 | 546459.6577 | 553401.61 | 0 | 0 | 0 | 0 | 0 | 0 | 0 | 0 | 0 | 0 | 0 | 0 | 0 | 0 | 0 | 0 | 0 | 0 | 0 | 0 | 0 | 0 | 0 | 0 | -0.028578 | 0.0010849 | -0.076824 | -0.3825 | 0.1029 | 0.016967 | -0.042428 | 0.0085573 | 0.034878 | 0.035032 | 0.043917 | 0.018828 | 0.075164 | 0.024949 | -0.022914 | 0.033461 | 0.039513 | 0.02401 | 0.027916 | 0.045255 | 0.054567 | 0.062295 | 0.012623 | 0.092904
| 189 | 6764884.6748 | 6764884.6748 | 6032730.5022 | 6032730.5022 |  | 570613.9025 | 556957.0388 | 567106.286 | 540462.229 | 419152.9471 | 475049.4799 | 506305.5903 | 522839.9496 | 495632.1392 | 507012.4352 | 539978.7967 | 596852.0155 | 647209.586 | 653894.9238 | 679779.2122 | 678023.557 | 702956.8321 | 726755.4448 | 753881.9132 | 753050.7184 | 776509.9484 | 819045.7157 | 859069.0483 | 882241.2632 | 0 | 0 | 567106.286 | 540462.229 | 419152.9471 | 475049.4799 | 506305.5903 | 522839.9496 | 495632.1392 | 507012.4352 | 539978.7967 | 596852.0155 | 647209.586 | 653894.9238 | 679779.2122 | 678023.557 | 702956.8321 | 726755.4448 | 753881.9132 | 0 | 0 | 0 | 0 | 0 | -0.024225 | 0.018059 | -0.048122 | -0.25419 | 0.12518 | 0.063721 | 0.032135 | -0.053441 | 0.022702 | 0.062994 | 0.10014 | 0.081001 | 0.010276 | 0.038821 | -0.002586 | 0.036113 | 0.033295 | 0.036646 | -0.0011032 | 0.030677 | 0.05333 | 0.047709 | 0.026616 | 0.072746
| 190 | 6420700.3437 | 0 | 5668544.6531 | 0 |  | 509086.4492 | 500894.6562 | 517564.1597 | 492908.8285 | 388182.3897 | 441368.6582 | 464570.2643 | 456070.3985 | 448494.2282 | 485805.5324 | 530246.7248 | 574238.5435 | 615780.0672 | 650844.9247 | 689108.0534 | 701555.5669 | 704407.4357 | 723501.6249 | 725355.4085 | 719352.9407 | 770178.8117 | 834355.1967 | 897993.8146 | 931609.3834 | 0 | 0 | 0 | 0 | 0 | 0 | 0 | 0 | 0 | 0 | 0 | 574238.5435 | 615780.0672 | 650844.9247 | 689108.0534 | 701555.5669 | 704407.4357 | 723501.6249 | 0 | 0 | 0 | 0 | 897993.8146 | 931609.3834 | -0.016222 | 0.032738 | -0.048809 | -0.23885 | 0.12841 | 0.051232 | -0.018466 | -0.016751 | 0.079913 | 0.087534 | 0.079702 | 0.069845 | 0.055382 | 0.057127 | 0.017902 | 0.0040568 | 0.026746 | 0.002559 | -0.0083096 | 0.068271 | 0.080036 | 0.073504 | 0.03675 | 0.072357
| 191 | 6443617.7701 | 0 | 5673647.9739 | 0 |  | 533079.9611 | 522026.1993 | 542261.9709 | 504203.061 | 386406.0984 | 431774.44 | 447273.955 | 433984.7698 | 436905.9416 | 471204.2845 | 526894.2683 | 564201.739 | 591405.6861 | 614567.6353 | 655246.1247 | 683199.1649 | 713770.7319 | 753615.1384 | 768083.2273 | 740967.18 | 785359.1196 | 861637.5926 | 910510.8929 | 958174.4796 | 0 | 0 | 0 | 0 | 0 | 0 | 0 | 0 | 0 | 0 | 0 | 0 | 0 | 0 | 0 | 683199.1649 | 713770.7319 | 753615.1384 | 768083.2273 | 0 | 0 | 861637.5926 | 910510.8929 | 958174.4796 | -0.020954 | 0.038031 | -0.07277 | -0.26609 | 0.11101 | 0.035268 | -0.030162 | 0.0067085 | 0.075574 | 0.11171 | 0.068412 | 0.04709 | 0.038417 | 0.064092 | 0.041775 | 0.043775 | 0.05432 | 0.019016 | -0.035942 | 0.058185 | 0.092694 | 0.055171 | 0.051024 | 0.07808
| 192 | 5751713.2417 | 0 | 5163890.2924 | 0 |  | 515159.6219 | 506180.97 | 503137.502 | 473045.6338 | 359512.6757 | 420454.8861 | 443437.6437 | 440939.425 | 436360.1553 | 439960.2807 | 461575.1367 | 494173.7943 | 507883.8505 | 532149.4691 | 553819.1992 | 571338.9101 | 586030.8076 | 586688.7003 | 585570.7049 | 598999.8833 | 621744.1726 | 651806.4827 | 693535.3175 | 712922.3511 | 0 | 0 | 0 | 0 | 0 | 0 | 0 | 0 | 0 | 0 | 0 | 0 | 0 | 0 | 0 | 0 | 0 | 0 | 0 | 0 | 0 | 0 | 0 | 0 | -0.017583 | -0.0060308 | -0.061672 | -0.27444 | 0.15659 | 0.05322 | -0.0056497 | -0.01044 | 0.0082165 | 0.04796 | 0.068242 | 0.027366 | 0.046672 | 0.039914 | 0.031144 | 0.02539 | 0.001122 | -0.0019074 | 0.022674 | 0.037267 | 0.047219 | 0.062054 | 0.02757 | 0.07516
| 193 | 5361074.1074 | 0 | 4816971.3595 | 0 |  | 513637.8206 | 499530.2548 | 518517.1813 | 474433.7059 | 351624.2322 | 390041.6747 | 403081.2289 | 409455.8398 | 390083.4972 | 385705.7997 | 391553.6745 | 428033.0878 | 440236.9417 | 446294.7974 | 483784.2681 | 511180.3187 | 515815.9597 | 516489.3967 | 552291.2982 | 567901.5877 | 572280.508 | 592925.2301 | 648160.0396 | 669102.3418 | 0 | 0 | 0 | 0 | 0 | 0 | 0 | 0 | 0 | 0 | 0 | 0 | 0 | 0 | 0 | 0 | 0 | 0 | 0 | 0 | 0 | 0 | 0 | 0 | -0.02785 | 0.037305 | -0.088851 | -0.29956 | 0.10369 | 0.032885 | 0.015691 | -0.048468 | -0.011286 | 0.015048 | 0.089078 | 0.028113 | 0.013667 | 0.080659 | 0.055083 | 0.0090276 | 0.0013047 | 0.067021 | 0.027873 | 0.0076811 | 0.035439 | 0.089069 | 0.031799 | 0.081353
| 194 | 5715526.8248 | 0 | 5149749.8449 | 0 |  | 511055.7483 | 494823.6936 | 504708.1088 | 467834.003 | 351108.6323 | 410113.6344 | 440875.6841 | 439766.8049 | 431415.7625 | 449140.7208 | 493711.4459 | 498655.8458 | 532827.9578 | 553950.6885 | 575660.0225 | 556764.1358 | 562280.7645 | 564064.2 | 566733.632 | 583069.5165 | 622920.32 | 628281.7396 | 653269.0475 | 670398.7396 | 0 | 0 | 0 | 0 | 0 | 0 | 0 | 0 | 0 | 0 | 0 | 0 | 0 | 0 | 0 | 0 | 0 | 0 | 0 | 0 | 0 | 0 | 0 | 0 | -0.032277 | 0.019779 | -0.075867 | -0.28702 | 0.15534 | 0.072329 | -0.0025183 | -0.019172 | 0.040264 | 0.094615 | 0.0099649 | 0.066282 | 0.038877 | 0.038442 | -0.033376 | 0.0098596 | 0.0031668 | 0.0047213 | 0.028417 | 0.066112 | 0.0085701 | 0.039 | 0.025884 | 0.080578
| 195 | 3759265.6762 | 0 | 3566351.7815 | 0 |  | 517293.7944 | 490799.0745 | 486399.7929 | 434371.0739 | 308292.4518 | 322557.5513 | 306956.3332 | 288991.4509 | 255949.704 | 248612.7689 | 243915.2905 | 246742.8244 | 248949.3579 | 247392.3567 | 256859.8267 | 247261.5946 | 234030.4417 | 232190.5054 | 223793.3692 | 205451.4951 | 208460.3869 | 208570.7276 | 223737.1356 | 238818.1953 | 0 | 0 | 0 | 0 | 0 | 0 | 0 | 0 | 0 | 0 | 0 | 0 | 0 | 0 | 0 | 0 | 0 | 0 | 0 | 0 | 0 | 0 | 0 | 0 | -0.052576 | -0.0090039 | -0.11313 | -0.34285 | 0.045233 | -0.049576 | -0.060308 | -0.12142 | -0.029084 | -0.019076 | 0.011526 | 0.0089029 | -0.0062739 | 0.037555 | -0.038084 | -0.054996 | -0.007893 | -0.036835 | -0.085513 | 0.014539 | 0.00052917 | 0.070194 | 0.065231 | 0.084092
| 196 | 5252410.3852 | 0 | 4741112.3737 | 0 |  | 512172.6971 | 487713.9344 | 493716.2974 | 452812.1241 | 328935.8364 | 371599.5093 | 390596.3365 | 381697.4272 | 377751.6722 | 403746.8883 | 457131.1921 | 454452.7847 | 461483.1033 | 469758.3256 | 495502.9332 | 487805.0985 | 487447.5524 | 491974.9947 | 521739.0255 | 529883.6327 | 549143.384 | 585132.4194 | 591882.8158 | 601257.6342 | 0 | 0 | 0 | 0 | 0 | 0 | 0 | 0 | 0 | 0 | 0 | 0 | 0 | 0 | 0 | 0 | 0 | 0 | 0 | 0 | 0 | 0 | 0 | 0 | -0.048933 | 0.012232 | -0.086484 | -0.31961 | 0.12195 | 0.049858 | -0.023046 | -0.010391 | 0.066551 | 0.12418 | -0.0058764 | 0.015351 | 0.017773 | 0.053355 | -0.015657 | -0.00073324 | 0.0092452 | 0.05874 | 0.01549 | 0.035702 | 0.063479 | 0.01147 | 0.015715 | 0.085823
| 197 | 4539982.818 | 0 | 4170798.9348 | 0 |  | 507289.6182 | 489599.696 | 491078.2805 | 445261.3783 | 315671.3662 | 353630.7499 | 352253.4065 | 347639.7305 | 329355.3894 | 332730.8979 | 338902.5253 | 356126.063 | 369901.7138 | 366857.5423 | 369080.2024 | 360541.8177 | 364816.2475 | 369293.7861 | 358457.1484 | 364122.1885 | 383666.4341 | 399957.5033 | 443441.3538 | 458459.2769 | 0 | 0 | 0 | 0 | 0 | 0 | 0 | 0 | 0 | 0 | 0 | 0 | 0 | 0 | 0 | 0 | 0 | 0 | 0 | 0 | 0 | 0 | 0 | 0 | -0.035494 | 0.0030154 | -0.097942 | -0.34396 | 0.11355 | -0.0039025 | -0.013184 | -0.054029 | 0.010197 | 0.018378 | 0.049572 | 0.037953 | -0.0082637 | 0.0060404 | -0.023406 | 0.011786 | 0.012199 | -0.029783 | 0.01568 | 0.052284 | 0.041585 | 0.10321 | 0.033306 | 0.087221
| 198 | 4560293.8259 | 0 | 4159055.3793 | 0 |  | 516386.9117 | 495982.948 | 491103.44 | 458654.7804 | 315881.9343 | 356581.1861 | 343941.7461 | 335655.4857 | 312269.4797 | 317821.2575 | 325482.2328 | 333860.1906 | 342422.1828 | 348358.8926 | 378897.0557 | 368788.4332 | 373241.2547 | 379858.5005 | 389041.3274 | 383971.4745 | 424944.3274 | 445213.8277 | 464584.19 | 495035.1449 | 0 | 0 | 0 | 0 | 0 | 0 | 0 | 0 | 0 | 0 | 0 | 0 | 0 | 0 | 0 | 0 | 0 | 0 | 0 | 0 | 0 | 0 | 0 | 0 | -0.040315 | -0.0098868 | -0.068357 | -0.37293 | 0.12119 | -0.03609 | -0.024387 | -0.072219 | 0.017623 | 0.023819 | 0.025414 | 0.025322 | 0.017189 | 0.084031 | -0.027041 | 0.012002 | 0.017574 | 0.023887 | -0.013117 | 0.10139 | 0.046597 | 0.042588 | 0.063486 | 0.094614
| 199 | 5656834.4447 | 0 | 5080930.9238 | 0 |  | 565627.6133 | 555098.804 | 562256.5242 | 474887.1121 | 356231.5091 | 409936.5725 | 410047.7772 | 405183.3391 | 400272.6847 | 416686.9571 | 427534.1262 | 455085.1351 | 474529.4356 | 490469.0094 | 514706.2375 | 510785.9322 | 524131.5086 | 533277.1262 | 574884.7278 | 587997.8688 | 615195.2533 | 644457.8383 | 673923.9209 | 690271.1772 | 0 | 0 | 0 | 0 | 0 | 0 | 0 | 0 | 0 | 0 | 0 | 0 | 0 | 0 | 0 | 0 | 0 | 0 | 0 | 0 | 0 | 0 | 0 | 0 | -0.01879 | 0.012812 | -0.16888 | -0.2875 | 0.14042 | 0.00027124 | -0.011934 | -0.012194 | 0.040189 | 0.025699 | 0.06245 | 0.041839 | 0.033038 | 0.048234 | -0.0076457 | 0.025792 | 0.017299 | 0.075128 | 0.022554 | 0.045216 | 0.04647 | 0.044708 | 0.023967 | 0.084011
| 200 | 4531999.3365 | 0 | 4206553.1315 | 0 |  | 508621.6156 | 476724.789 | 481567.1184 | 442446.2035 | 307376.0247 | 344572.8274 | 355026.4806 | 346260.4293 | 348335.0366 | 353969.239 | 370905.718 | 372139.6104 | 374140.4212 | 386993.1277 | 391069.0811 | 382067.2407 | 381117.2595 | 359323.4117 | 357178.7326 | 350132.4323 | 360185.2684 | 368442.4395 | 381012.1648 | 369676.8856 | 0 | 0 | 0 | 0 | 0 | 0 | 0 | 0 | 0 | 0 | 0 | 0 | 0 | 0 | 0 | 0 | 0 | 0 | 0 | 0 | 0 | 0 | 0 | 0 | -0.064765 | 0.010106 | -0.084727 | -0.36425 | 0.11423 | 0.029887 | -0.025001 | 0.0059736 | 0.016045 | 0.046738 | 0.0033212 | 0.0053621 | 0.033776 | 0.010477 | -0.023288 | -0.0024895 | -0.058884 | -0.0059865 | -0.019925 | 0.028307 | 0.022666 | 0.033547 | -0.030202 | 0.086828
| 201 | 2049594.0642 | 0 | 2019897.4702 | 0 |  | 634409.6015 | 560613.091 | 538615.7332 | 303167.6684 | 114214.6967 | 65141.5385 | 24782.5418 | 16111.6611 | 19593.3538 | 20924.1274 | 22660.0153 | 23351.4578 | 24318.0059 | 25689.1123 | 26668.8908 | 27567.0883 | 27604.0938 | 28688.7063 | 29868.842 | 30899.9217 | 31883.2131 | 33195.848 | 34615.0829 | 35583.8492 | 634409.6015 | 560613.091 | 0 | 0 | 0 | 0 | 0 | 0 | 0 | 0 | 0 | 0 | 0 | 0 | 0 | 0 | 0 | 0 | 0 | 0 | 0 | 0 | 0 | 0 | -0.12366 | -0.040029 | -0.57472 | -0.97621 | -0.56152 | -0.96642 | -0.4306 | 0.19565 | 0.065712 | 0.079699 | 0.030057 | 0.040558 | 0.05485 | 0.03743 | 0.033125 | 0.0013415 | 0.038539 | 0.040312 | 0.033938 | 0.031326 | 0.040345 | 0.041865 | 0.027602 | 0.33306
| 202 | 5209489.3111 | 0 | 4765190.3534 | 0 |  | 546028.7544 | 518286.3018 | 515897.6109 | 481796.1385 | 362095.3512 | 398818.9898 | 404254.8035 | 398487.4424 | 380220.1067 | 396829.8957 | 408864.5175 | 444363.452 | 460301.6549 | 448618.5485 | 459840.0089 | 435726.4121 | 435878.9796 | 440693.0746 | 465876.4413 | 458976.8256 | 480813.2328 | 480169.9367 | 526085.1949 | 537818.159 | 0 | 0 | 0 | 0 | 0 | 0 | 0 | 0 | 0 | 0 | 0 | 0 | 0 | 0 | 0 | 0 | 0 | 0 | 0 | 0 | 0 | 0 | 0 | 0 | -0.052144 | -0.0046195 | -0.068387 | -0.28561 | 0.0966 | 0.013538 | -0.014369 | -0.046926 | 0.042757 | 0.029876 | 0.083259 | 0.035239 | -0.025709 | 0.024706 | -0.053864 | 0.00035008 | 0.010984 | 0.055572 | -0.014921 | 0.046479 | -0.0013388 | 0.091323 | 0.022057 | 0.076987
| 203 | 4675200.3027 | 0 | 4298553.3474 | 0 |  | 513159.8406 | 498946.2838 | 506959.8689 | 464515.3964 | 328949.2791 | 368683.9012 | 366107.0552 | 342357.5183 | 327881.1272 | 332032.6723 | 348210.9665 | 366603.2112 | 380089.2569 | 390500.0543 | 400006.6018 | 382580.2597 | 390916.6659 | 395645.2542 | 383139.1487 | 357122.8519 | 391971.3698 | 420738.4349 | 439296.1356 | 466550.8512 | 0 | 0 | 0 | 0 | 0 | 0 | 0 | 0 | 0 | 0 | 0 | 0 | 0 | 0 | 0 | 0 | 0 | 0 | 0 | 0 | 0 | 0 | 0 | 0 | -0.028089 | 0.015933 | -0.087437 | -0.34509 | 0.11404 | -0.0070138 | -0.06707 | -0.043204 | 0.012582 | 0.047575 | 0.051472 | 0.036126 | 0.027022 | 0.024053 | -0.044543 | 0.021556 | 0.012024 | -0.03212 | -0.070318 | 0.093109 | 0.070823 | 0.043162 | 0.060193 | 0.091011
| 204 | 5722278.9434 | 0 | 5159601.1348 | 0 |  | 518981.7996 | 504134.786 | 504912.7811 | 472420.2333 | 343167.2064 | 408365.9583 | 433356.6014 | 428278.9408 | 433728.0513 | 458738.7019 | 481482.8964 | 517043.9181 | 517052.0429 | 524698.3124 | 563117.3382 | 573566.1927 | 571608.4718 | 580115.9327 | 594367.1741 | 589732.5348 | 614619.7875 | 629549.2171 | 658368.8606 | 658038.4127 | 0 | 0 | 0 | 0 | 0 | 0 | 0 | 0 | 0 | 0 | 0 | 0 | 0 | 0 | 0 | 0 | 0 | 0 | 0 | 0 | 0 | 0 | 0 | 0 | -0.029025 | 0.001542 | -0.066517 | -0.31965 | 0.17395 | 0.059397 | -0.011786 | 0.012643 | 0.056063 | 0.04839 | 0.071257 | 1.5714e-05 | 0.01468 | 0.070665 | 0.018385 | -0.0034191 | 0.014774 | 0.024269 | -0.0078282 | 0.041335 | 0.024 | 0.044761 | -0.00050205 | 0.085376
| 205 | 4391760.9763 | 0 | 4124264.9232 | 0 |  | 584016.767 | 568855.0513 | 565134.4997 | 461294.8614 | 307187.1191 | 352584.264 | 351480.6563 | 330919.9584 | 303379.5829 | 286475.7768 | 291223.2642 | 306711.2648 | 312125.6201 | 310727.844 | 331809.7543 | 307264.7444 | 297493.8547 | 293197.0554 | 293989.6208 | 282436.7778 | 309023.7298 | 289436.6895 | 302526.3083 | 314685.7009 | 0 | 568855.0513 | 0 | 0 | 0 | 0 | 0 | 0 | 0 | 0 | 0 | 0 | 0 | 0 | 0 | 0 | 0 | 0 | 0 | 0 | 0 | 0 | 0 | 0 | -0.026304 | -0.0065619 | -0.20303 | -0.40658 | 0.13783 | -0.003135 | -0.060278 | -0.086892 | -0.057331 | 0.016436 | 0.051817 | 0.017499 | -0.0044883 | 0.065644 | -0.076852 | -0.032316 | -0.014549 | 0.0026995 | -0.04009 | 0.089963 | -0.065481 | 0.044232 | 0.039406 | 0.10795
| 206 | 4769169.3399 | 0 | 4304369.3636 | 0 |  | 508892.6007 | 483631.1121 | 497437.5929 | 461305.9815 | 311215.818 | 349598.5259 | 352020.2555 | 349352.5869 | 336555.953 | 333040.6393 | 354541.67 | 368417.1667 | 372740.6127 | 379031.0618 | 401273.936 | 407651.8684 | 402360.4907 | 422045.7037 | 445726.8567 | 449881.5568 | 484506.2197 | 512285.9453 | 551528.2937 | 572623.6135 | 0 | 0 | 0 | 0 | 0 | 0 | 0 | 0 | 0 | 0 | 0 | 0 | 0 | 0 | 0 | 0 | 0 | 0 | 0 | 0 | 0 | 0 | 0 | 0 | -0.050915 | 0.028148 | -0.075409 | -0.39357 | 0.1163 | 0.0069033 | -0.007607 | -0.037317 | -0.0105 | 0.062561 | 0.03839 | 0.011667 | 0.016735 | 0.057026 | 0.015769 | -0.013065 | 0.047765 | 0.054593 | 0.009278 | 0.074146 | 0.055753 | 0.07381 | 0.037535 | 0.097418
| 207 | 4426736.5958 | 0 | 4073330.8943 | 0 |  | 494702.7746 | 478493.3668 | 486410.5554 | 436930.66 | 297105.6918 | 337601.8406 | 342677.1111 | 330103.4685 | 310647.5411 | 314829.0367 | 323740.6689 | 342211.8432 | 354939.5839 | 357909.9749 | 374333.1624 | 379132.1733 | 367604.8493 | 368587.0538 | 376332.5181 | 375371.544 | 397349.2875 | 393223.4688 | 400815.0409 | 415518.2062 | 0 | 0 | 0 | 0 | 0 | 0 | 0 | 0 | 0 | 0 | 0 | 0 | 0 | 0 | 0 | 0 | 0 | 0 | 0 | 0 | 0 | 0 | 0 | 0 | -0.033315 | 0.016411 | -0.10728 | -0.38569 | 0.12778 | 0.014921 | -0.037382 | -0.060747 | 0.013371 | 0.027913 | 0.055487 | 0.036518 | 0.0083339 | 0.044865 | 0.012739 | -0.030876 | 0.0026683 | 0.020796 | -0.0025568 | 0.056899 | -0.010438 | 0.019122 | 0.036026 | 0.094383
| 208 | 4850370.8202 | 0 | 4412227.9657 | 0 |  | 518319.0073 | 509878.9463 | 515944.9928 | 462153.782 | 324400.5539 | 364578.623 | 367912.3139 | 342743.6268 | 323897.9587 | 334103.3497 | 361900.052 | 390417.1307 | 403787.793 | 403356.982 | 410316.8237 | 416332.3404 | 416455.9803 | 420379.8294 | 427642.6895 | 451080.4167 | 470759.1391 | 497540.0546 | 509823.2441 | 516627.4383 | 0 | 0 | 0 | 0 | 0 | 0 | 0 | 0 | 0 | 0 | 0 | 0 | 0 | 0 | 0 | 0 | 0 | 0 | 0 | 0 | 0 | 0 | 0 | 0 | -0.016418 | 0.011827 | -0.1101 | -0.35392 | 0.11676 | 0.0091024 | -0.070862 | -0.056554 | 0.031022 | 0.079918 | 0.075848 | 0.033674 | -0.0010675 | 0.017108 | 0.014554 | 0.00029693 | 0.0093779 | 0.017129 | 0.053358 | 0.042701 | 0.055329 | 0.024388 | 0.013258 | 0.091292
| 209 | 5054801.5118 | 0 | 4668902.7314 | 0 |  | 543248.1568 | 524267.2754 | 531994.8315 | 490215.7466 | 366986.7926 | 418197.966 | 422899.8481 | 401028.0621 | 385648.922 | 386757.8905 | 388724.2718 | 394663.5941 | 405446.9971 | 408459.2855 | 415240.3996 | 404506.3229 | 407264.8233 | 399165.2657 | 410340.2772 | 413185.7986 | 410624.7861 | 441753.1069 | 438936.3718 | 466671.3468 | 0 | 0 | 0 | 0 | 0 | 0 | 0 | 0 | 0 | 0 | 0 | 0 | 0 | 0 | 0 | 0 | 0 | 0 | 0 | 0 | 0 | 0 | 0 | 0 | -0.035565 | 0.014632 | -0.081788 | -0.28952 | 0.13063 | 0.01118 | -0.053104 | -0.039104 | 0.0028715 | 0.0050714 | 0.015163 | 0.026956 | 0.0074021 | 0.016465 | -0.02619 | 0.0067963 | -0.020088 | 0.027611 | 0.0069106 | -0.0062175 | 0.073071 | -0.0063967 | 0.061271 | 0.075366
| 210 | 4959722.0707 | 0 | 4559432.0973 | 0 |  | 557101.8732 | 540229.5277 | 535502.377 | 476350.2917 | 352307.6971 | 383183.1805 | 383360.0002 | 354704.1174 | 343314.7592 | 355257.4257 | 363608.8034 | 373734.0944 | 391931.7501 | 413481.1657 | 436131.7971 | 427170.3907 | 413799.7266 | 409910.1558 | 413311.9879 | 411618.0625 | 438494.448 | 445948.6676 | 454271.6375 | 483861.3783 | 0 | 0 | 0 | 0 | 0 | 0 | 0 | 0 | 0 | 0 | 0 | 0 | 0 | 0 | 0 | 0 | 0 | 0 | 0 | 0 | 0 | 0 | 0 | 0 | -0.030754 | -0.0087888 | -0.11705 | -0.30165 | 0.084008 | 0.00046134 | -0.077691 | -0.032636 | 0.034195 | 0.023236 | 0.027466 | 0.047543 | 0.053524 | 0.053333 | -0.020762 | -0.031801 | -0.0094441 | 0.0082647 | -0.0041068 | 0.063251 | 0.016857 | 0.018491 | 0.063103 | 0.079678
| 211 | 6665544.6588 | 6665544.6588 | 5845144.6304 | 5845144.6304 |  | 574999.6794 | 556074.8545 | 568617.1079 | 493313.5772 | 382995.5778 | 453720.1856 | 478475.473 | 489116.8332 | 491696.5406 | 488326.2952 | 509085.7448 | 554362.5873 | 591624.0939 | 614080.508 | 637519.5949 | 666933.8368 | 705187.3924 | 734505.5345 | 764989.0464 | 822230.6505 | 869485.6052 | 919692.6045 | 976797.7675 | 971950.4976 | 0 | 0 | 568617.1079 | 0 | 0 | 0 | 0 | 489116.8332 | 491696.5406 | 0 | 0 | 0 | 0 | 0 | 0 | 0 | 705187.3924 | 734505.5345 | 764989.0464 | 822230.6505 | 869485.6052 | 919692.6045 | 976797.7675 | 971950.4976 | -0.033467 | 0.022304 | -0.14206 | -0.25312 | 0.16946 | 0.053124 | 0.021996 | 0.0052604 | -0.0068779 | 0.041633 | 0.085203 | 0.065052 | 0.037255 | 0.037459 | 0.045106 | 0.055773 | 0.040734 | 0.040664 | 0.072159 | 0.055881 | 0.056138 | 0.06024 | -0.0049748 | 0.081351
| 212 | 6279970.5 | 0 | 5543429.9677 | 0 |  | 507955.6463 | 498282.835 | 509075.3816 | 477688.5534 | 357627.3687 | 412104.5315 | 437774.9271 | 459048.6978 | 457094.8092 | 494647.9125 | 531185.5363 | 585464.1488 | 600714.6566 | 625403.8856 | 651132.8899 | 674247.9341 | 672291.2141 | 673453.5159 | 724758.5716 | 731000.3742 | 781077.2437 | 824879.391 | 877945.9628 | 871882.9629 | 0 | 0 | 0 | 0 | 0 | 0 | 0 | 0 | 0 | 0 | 0 | 585464.1488 | 0 | 0 | 0 | 0 | 0 | 0 | 0 | 0 | 0 | 0 | 0 | 0 | -0.019226 | 0.021428 | -0.063637 | -0.28947 | 0.14179 | 0.060428 | 0.047451 | -0.0042655 | 0.078955 | 0.071265 | 0.097294 | 0.025715 | 0.040278 | 0.040316 | 0.034884 | -0.0029063 | 0.0017274 | 0.07342 | 0.0085754 | 0.06626 | 0.054563 | 0.062348 | -0.0069298 | 0.081097
| 213 | 6110566.5812 | 0 | 5417967.8255 | 0 |  | 543002.8888 | 528539.9708 | 537547.5881 | 475712.9553 | 373671.5479 | 423857.7632 | 434802.4442 | 443995.2567 | 441508.2866 | 468638.67 | 493541.7676 | 523209.9877 | 550991.4405 | 571180.2736 | 598108.2178 | 587983.7099 | 610126.0841 | 641412.2476 | 666057.252 | 686513.6007 | 709033.068 | 782043.1194 | 821881.9069 | 847659.6043 | 0 | 0 | 0 | 0 | 0 | 0 | 0 | 0 | 0 | 0 | 0 | 0 | 0 | 0 | 0 | 0 | 0 | 0 | 0 | 0 | 0 | 0 | 0 | 0 | -0.026996 | 0.016899 | -0.1222 | -0.24144 | 0.12602 | 0.025494 | 0.020922 | -0.0056171 | 0.059635 | 0.051775 | 0.058375 | 0.051736 | 0.035986 | 0.046067 | -0.017072 | 0.036966 | 0.050007 | 0.037703 | 0.03025 | 0.032276 | 0.098008 | 0.049687 | 0.030882 | 0.073522
| 214 | 5649968.1732 | 0 | 5140879.0404 | 0 |  | 541339.9607 | 522724.0707 | 537381.5898 | 514850.4968 | 396468.1812 | 432814.4167 | 428975.2347 | 427479.6858 | 421834.6113 | 434537.3506 | 459242.4185 | 477732.9431 | 498296.3252 | 518001.598 | 520836.7987 | 506762.1762 | 510131.5271 | 526247.2559 | 523244.225 | 531402.6472 | 552757.9937 | 568012.6147 | 595581.149 | 601337.5804 | 0 | 0 | 0 | 514850.4968 | 0 | 0 | 0 | 0 | 0 | 0 | 0 | 0 | 0 | 0 | 0 | 0 | 0 | 0 | 0 | 0 | 0 | 0 | 0 | 0 | -0.034994 | 0.027655 | -0.042832 | -0.26128 | 0.087713 | -0.0089098 | -0.0034924 | -0.013293 | 0.029669 | 0.055296 | 0.039474 | 0.042143 | 0.038783 | 0.0054584 | -0.027395 | 0.0066268 | 0.031103 | -0.0057228 | 0.015472 | 0.0394 | 0.027223 | 0.047394 | 0.0096188 | 0.065729
| 215 | 4624724.7063 | 0 | 4267798.0379 | 0 |  | 537269.223 | 514459.0627 | 515774.3478 | 455238.9043 | 324136.2204 | 366998.2032 | 367577.749 | 353057.0686 | 334961.6771 | 335318.9283 | 350191.6825 | 350944.8626 | 358648.6439 | 372341.2628 | 368295.0312 | 352976.1442 | 355569.0932 | 348030.4903 | 353641.3695 | 365389.6167 | 382972.0758 | 400521.6665 | 419864.2127 | 422128.0238 | 0 | 0 | 0 | 0 | 0 | 0 | 0 | 0 | 0 | 0 | 0 | 0 | 0 | 0 | 0 | 0 | 0 | 0 | 0 | 0 | 0 | 0 | 0 | 0 | -0.043383 | 0.0025534 | -0.12485 | -0.33966 | 0.12419 | 0.0015779 | -0.040305 | -0.052614 | 0.001066 | 0.043399 | 0.0021485 | 0.021714 | 0.037468 | -0.010926 | -0.042484 | 0.0073191 | -0.021429 | 0.015993 | 0.032681 | 0.046998 | 0.044806 | 0.047163 | 0.0053773 | 0.086373
| 216 | 4898448.5174 | 0 | 4427364.626 | 0 |  | 513193.4055 | 504234.8774 | 500781.5448 | 465035.6426 | 319081.7161 | 370350.6563 | 374319.4104 | 358866.0959 | 333682.339 | 333884.9579 | 343584.8243 | 368746.0031 | 387420.5797 | 421856.471 | 426582.7878 | 428727.9512 | 456820.3054 | 456257.1103 | 441481.8164 | 439037.6924 | 483610.4976 | 533016.7954 | 559095.3627 | 573564.5846 | 0 | 0 | 0 | 0 | 0 | 0 | 0 | 0 | 0 | 0 | 0 | 0 | 0 | 0 | 0 | 0 | 0 | 0 | 0 | 0 | 0 | 0 | 0 | 0 | -0.017611 | -0.0068722 | -0.074056 | -0.37667 | 0.149 | 0.010659 | -0.04216 | -0.07276 | 0.00060704 | 0.028638 | 0.070674 | 0.049403 | 0.085154 | 0.011141 | 0.0050161 | 0.063468 | -0.0012336 | -0.03292 | -0.0055516 | 0.096695 | 0.097273 | 0.047767 | 0.02555 | 0.099799
| 217 | 5998706.0895 | 0 | 5398184.6694 | 0 |  | 567272.2216 | 555133.6071 | 566379.7738 | 482207.6388 | 374333.6251 | 437973.8292 | 445834.4668 | 433404.1738 | 427712.1296 | 441320.7396 | 475169.3812 | 498060.8538 | 529323.4559 | 532256.9359 | 570176.5076 | 583040.5413 | 614106.1068 | 629085.9322 | 628555.473 | 630455.7299 | 659651.7477 | 665059.715 | 697647.7991 | 710938.028 | 0 | 0 | 566379.7738 | 0 | 0 | 0 | 0 | 0 | 0 | 0 | 0 | 0 | 0 | 0 | 0 | 0 | 0 | 0 | 0 | 0 | 0 | 0 | 0 | 0 | -0.02163 | 0.020056 | -0.16089 | -0.25323 | 0.15701 | 0.017789 | -0.028277 | -0.01322 | 0.031322 | 0.073899 | 0.047051 | 0.060877 | 0.0055266 | 0.06882 | 0.022311 | 0.051911 | 0.0241 | -0.00084358 | 0.0030187 | 0.045269 | 0.0081648 | 0.047838 | 0.018871 | 0.079852
| 218 | 4839329.866 | 0 | 4406517.4667 | 0 |  | 500850.7178 | 487792.4447 | 489563.0161 | 451364.2855 | 315899.5868 | 362791.9939 | 378138.0953 | 366459.7664 | 360020.7537 | 354930.454 | 371890.0769 | 393703.9638 | 401843.0104 | 411667.0482 | 425964.4343 | 416900.4666 | 429198.3986 | 422703.4393 | 429243.049 | 438457.6562 | 461521.2454 | 486482.047 | 516526.3297 | 506560.9911 | 0 | 0 | 0 | 0 | 0 | 0 | 0 | 0 | 0 | 0 | 0 | 0 | 0 | 0 | 0 | 0 | 0 | 0 | 0 | 0 | 0 | 0 | 0 | 0 | -0.026418 | 0.0036232 | -0.081238 | -0.35685 | 0.13841 | 0.04143 | -0.031371 | -0.017727 | -0.01424 | 0.046676 | 0.057001 | 0.020462 | 0.024153 | 0.034141 | -0.021508 | 0.029072 | -0.015248 | 0.015352 | 0.02124 | 0.051265 | 0.052672 | 0.059926 | -0.019482 | 0.089498
| 219 | 5458846.7292 | 0 | 4968891.6891 | 0 |  | 580873.9288 | 550397.2207 | 553467.7384 | 512637.5458 | 382560.3564 | 412391.1376 | 406572.7251 | 377134.1882 | 370076.7776 | 382092.0021 | 417867.9241 | 429292.6186 | 454934.1285 | 466224.8226 | 492741.4398 | 486457.799 | 503762.2529 | 481880.42 | 501019.8493 | 513445.8903 | 515235.5913 | 548548.712 | 574788.782 | 595374.648 | 0 | 0 | 0 | 0 | 0 | 0 | 0 | 0 | 0 | 0 | 0 | 0 | 0 | 0 | 0 | 0 | 0 | 0 | 0 | 0 | 0 | 0 | 0 | 0 | -0.053894 | 0.0055632 | -0.076634 | -0.29268 | 0.075086 | -0.014209 | -0.075162 | -0.018891 | 0.031951 | 0.089504 | 0.026973 | 0.058014 | 0.024515 | 0.055317 | -0.012834 | 0.034954 | -0.044408 | 0.03895 | 0.024499 | 0.0034796 | 0.062652 | 0.046727 | 0.035188 | 0.078599
| 220 | 6484788.5993 | 0 | 5722338.056 | 0 |  | 531242.9587 | 514154.4563 | 523824.4619 | 495760.0037 | 391455.5101 | 444137.8264 | 452804.5666 | 454863.4782 | 460082.3496 | 504072.2557 | 545121.7931 | 577198.458 | 610372.0843 | 637068.1711 | 683155.7882 | 697390.8452 | 712906.5707 | 722121.097 | 714973.8191 | 741727.9488 | 794629.306 | 843582.4574 | 920808.8399 | 918587.0826 | 0 | 0 | 0 | 0 | 0 | 0 | 0 | 0 | 0 | 0 | 545121.7931 | 577198.458 | 610372.0843 | 637068.1711 | 683155.7882 | 697390.8452 | 712906.5707 | 0 | 0 | 0 | 794629.306 | 843582.4574 | 920808.8399 | 0 | -0.032696 | 0.018633 | -0.055065 | -0.23622 | 0.12626 | 0.019326 | 0.0045367 | 0.011408 | 0.091314 | 0.07829 | 0.057177 | 0.055883 | 0.042808 | 0.069846 | 0.020623 | 0.022004 | 0.012842 | -0.0099469 | 0.036737 | 0.068893 | 0.059782 | 0.087595 | -0.0024157 | 0.070636
| 221 | 5990359.9363 | 0 | 5385234.6513 | 0 |  | 533812.9835 | 514281.9598 | 523385.6667 | 496448.6882 | 385738.3505 | 444931.3184 | 462194.0879 | 457665.0743 | 444498.1855 | 468244.3722 | 498124.5997 | 534472.7859 | 550006.6935 | 554600.6164 | 560730.1149 | 580269.6306 | 599178.0348 | 595305.5604 | 606681.07 | 626741.1971 | 633527.1469 | 678609.6057 | 713979.1289 | 733136.5393 | 0 | 0 | 0 | 0 | 0 | 0 | 0 | 0 | 0 | 0 | 0 | 0 | 0 | 0 | 0 | 0 | 0 | 0 | 0 | 0 | 0 | 0 | 0 | 0 | -0.037274 | 0.017547 | -0.052838 | -0.25232 | 0.14276 | 0.038065 | -0.0098473 | -0.029192 | 0.052044 | 0.06186 | 0.070431 | 0.02865 | 0.0083178 | 0.010991 | 0.034253 | 0.032066 | -0.006484 | 0.018928 | 0.03253 | 0.010769 | 0.068743 | 0.050808 | 0.026478 | 0.070982
| 222 | 4547822.9415 | 0 | 4193082.8336 | 0 |  | 509255.1653 | 497984.1694 | 491810.0165 | 452771.119 | 311487.9599 | 346697.5698 | 360647.1933 | 349798.6464 | 318996.9593 | 323640.3399 | 336562.9186 | 360429.3583 | 371155.2468 | 380017.6689 | 382199.3871 | 376968.655 | 369184.8956 | 356265.3837 | 363999.2808 | 373039.8158 | 373935.5976 | 394065.5918 | 420207.3511 | 429192.504 | 0 | 0 | 0 | 0 | 0 | 0 | 0 | 0 | 0 | 0 | 0 | 0 | 0 | 0 | 0 | 0 | 0 | 0 | 0 | 0 | 0 | 0 | 0 | 0 | -0.022381 | -0.012476 | -0.082706 | -0.37403 | 0.10709 | 0.039447 | -0.030542 | -0.092176 | 0.014451 | 0.039152 | 0.068511 | 0.029324 | 0.023597 | 0.0057247 | -0.01378 | -0.020864 | -0.035622 | 0.021476 | 0.024533 | 0.0023984 | 0.052434 | 0.064231 | 0.021157 | 0.092133
| 223 | 4075957.4857 | 0 | 3802146.2306 | 0 |  | 514651.1345 | 496342.8235 | 497497.9123 | 450388.8236 | 296616.6884 | 326063.4536 | 316601.5215 | 298465.7835 | 270681.8533 | 270355.5445 | 282197.0575 | 290699.8089 | 291082.0077 | 298281.1397 | 295785.7197 | 303573.4465 | 298814.9866 | 293896.9645 | 289833.4656 | 288657.9114 | 299350.3445 | 307598.3638 | 316167.8106 | 322970.258 | 0 | 0 | 0 | 0 | 0 | 0 | 0 | 0 | 0 | 0 | 0 | 0 | 0 | 0 | 0 | 0 | 0 | 0 | 0 | 0 | 0 | 0 | 0 | 0 | -0.036222 | 0.0023245 | -0.09948 | -0.41767 | 0.094651 | -0.029448 | -0.058989 | -0.097711 | -0.0012062 | 0.042868 | 0.029686 | 0.0013139 | 0.024431 | -0.0084012 | 0.025988 | -0.015799 | -0.016595 | -0.013923 | -0.0040642 | 0.036372 | 0.02718 | 0.027478 | 0.021287 | 0.097035
| 224 | 4731830.6418 | 0 | 4393608.9494 | 0 |  | 557820.9998 | 536893.6575 | 540873.5768 | 469830.6889 | 340299.4221 | 372758.7305 | 379305.5826 | 352481.1416 | 327584.7964 | 324054.7826 | 340073.3715 | 353692.5608 | 384373.7567 | 392744.7419 | 384802.2856 | 379864.1157 | 369741.9379 | 364505.0252 | 364230.1157 | 366050.7888 | 370882.4241 | 367661.5615 | 394338.1348 | 407589.4783 | 0 | 0 | 0 | 0 | 0 | 0 | 0 | 0 | 0 | 0 | 0 | 0 | 0 | 0 | 0 | 0 | 0 | 0 | 0 | 0 | 0 | 0 | 0 | 0 | -0.038238 | 0.0073855 | -0.14081 | -0.32255 | 0.091105 | 0.017411 | -0.073345 | -0.07325 | -0.010834 | 0.048249 | 0.039267 | 0.083187 | 0.021544 | -0.02043 | -0.012916 | -0.027008 | -0.014265 | -0.00075448 | 0.0049862 | 0.013113 | -0.0087223 | 0.070046 | 0.033052 | 0.085176
| 225 | 5722660.8041 | 0 | 5150155.091 | 0 |  | 535612.0177 | 519268.1144 | 532342.064 | 496811.5638 | 392679.6973 | 429870.0609 | 437703.4873 | 424368.7325 | 425110.5109 | 426598.3151 | 457651.2395 | 466952.6098 | 472583.477 | 494312.5691 | 521945.6045 | 534423.9828 | 550118.4166 | 572237.5586 | 584080.4631 | 574560.8658 | 598682.3022 | 644791.6311 | 671986.7351 | 695054.1774 | 0 | 0 | 0 | 0 | 0 | 0 | 0 | 0 | 0 | 0 | 0 | 0 | 0 | 0 | 0 | 0 | 0 | 0 | 0 | 0 | 0 | 0 | 0 | 0 | -0.03099 | 0.024866 | -0.069075 | -0.23522 | 0.090489 | 0.018059 | -0.030939 | 0.0017464 | 0.0034937 | 0.070265 | 0.02012 | 0.011987 | 0.044954 | 0.054395 | 0.023626 | 0.028944 | 0.039421 | 0.020485 | -0.016433 | 0.041125 | 0.074196 | 0.041311 | 0.033751 | 0.064793
| 226 | 5008743.199 | 0 | 4594371.1314 | 0 |  | 545030.4656 | 515002.9964 | 520113.4698 | 469861.1754 | 354154.62 | 400056.772 | 398744.5671 | 377171.1449 | 358237.5329 | 363948.8602 | 384535.4665 | 394185.0233 | 397108.4518 | 409459.576 | 427171.5987 | 434018.1215 | 427557.2746 | 432745.055 | 427982.8743 | 426844.3626 | 440214.8367 | 464680.5548 | 487131.3837 | 496121.8651 | 0 | 0 | 0 | 0 | 0 | 0 | 0 | 0 | 0 | 0 | 0 | 0 | 0 | 0 | 0 | 0 | 0 | 0 | 0 | 0 | 0 | 0 | 0 | 0 | -0.056669 | 0.0098743 | -0.10161 | -0.2827 | 0.12187 | -0.0032854 | -0.055622 | -0.051503 | 0.015817 | 0.055023 | 0.024784 | 0.007389 | 0.030629 | 0.042348 | 0.0159 | -0.014998 | 0.012061 | -0.011066 | -0.0026637 | 0.030843 | 0.054087 | 0.047184 | 0.018288 | 0.076172
| 227 | 4594585.1184 | 0 | 4312491.8228 | 0 |  | 598318.8137 | 583640.9066 | 573937.3381 | 453101.04 | 308004.4 | 372188.1465 | 383345.2306 | 367581.252 | 334136.8612 | 331792.1207 | 327072.5999 | 339933.7693 | 322995.3699 | 323106.1414 | 342399.8232 | 321055.4209 | 323969.6556 | 302754.6949 | 299310.7134 | 296559.6383 | 303945.1275 | 309613.3237 | 331545.6215 | 340318.6829 | 598318.8137 | 583640.9066 | 573937.3381 | 0 | 0 | 0 | 0 | 0 | 0 | 0 | 0 | 0 | 0 | 0 | 0 | 0 | 0 | 0 | 0 | 0 | 0 | 0 | 0 | 0 | -0.024838 | -0.016766 | -0.23641 | -0.386 | 0.18929 | 0.029536 | -0.041992 | -0.095394 | -0.007042 | -0.014326 | 0.038569 | -0.051113 | 0.00034289 | 0.057998 | -0.064365 | 0.0090361 | -0.067727 | -0.011441 | -0.0092339 | 0.024599 | 0.018477 | 0.068441 | 0.026117 | 0.10925
| 228 | 5010521.8961 | 0 | 4559890.5814 | 0 |  | 536132.0842 | 520770.0656 | 530084.1721 | 479245.1609 | 336383.3172 | 375108.7602 | 389872.2486 | 379229.5487 | 350231.8799 | 349111.0091 | 374418.1385 | 390301.0276 | 405291.8538 | 416031.9912 | 412273.4902 | 421763.0101 | 420999.6177 | 427403.5187 | 448929.916 | 454237.9067 | 492409.6378 | 497470.5626 | 525466.833 | 536393.6896 | 0 | 0 | 0 | 0 | 0 | 0 | 0 | 0 | 0 | 0 | 0 | 0 | 0 | 0 | 0 | 0 | 0 | 0 | 0 | 0 | 0 | 0 | 0 | 0 | -0.029072 | 0.017727 | -0.10082 | -0.35396 | 0.10896 | 0.038603 | -0.027677 | -0.079546 | -0.0032055 | 0.069983 | 0.041545 | 0.037689 | 0.026155 | -0.0090752 | 0.022757 | -0.0018116 | 0.015097 | 0.049138 | 0.011754 | 0.08069 | 0.010225 | 0.054751 | 0.020581 | 0.09026
| 229 | 4721144.6489 | 0 | 4351584.0016 | 0 |  | 548863.184 | 532403.7423 | 529203.336 | 436791.4793 | 291502.6685 | 340561.471 | 359097.9214 | 353289.1758 | 330171.5324 | 336848.8203 | 351594.7838 | 375766.091 | 380364.5421 | 394772.2756 | 402103.6897 | 412936.195 | 420082.9111 | 392058.6287 | 381390.2143 | 383774.9135 | 398814.0871 | 418259.2126 | 427109.7457 | 438344.6644 | 0 | 0 | 0 | 0 | 0 | 0 | 0 | 0 | 0 | 0 | 0 | 0 | 0 | 0 | 0 | 0 | 0 | 0 | 0 | 0 | 0 | 0 | 0 | 0 | -0.030447 | -0.0060294 | -0.19192 | -0.40441 | 0.15555 | 0.052999 | -0.016308 | -0.067675 | 0.020022 | 0.042845 | 0.066488 | 0.012163 | 0.037179 | 0.018401 | 0.026583 | 0.017159 | -0.069041 | -0.027588 | 0.0062332 | 0.038439 | 0.047606 | 0.02094 | 0.025965 | 0.1068
| 230 | 4471389.3751 | 0 | 4093501.5317 | 0 |  | 508570.2457 | 491391.8742 | 499096.7538 | 448568.8395 | 305088.6719 | 336479.6787 | 338317.7941 | 329666.0543 | 314432.5694 | 323985.5943 | 321987.1092 | 325830.2475 | 325385.9017 | 341184.8947 | 347353.3521 | 371179.0699 | 366634.1927 | 379703.1723 | 385670.7228 | 382534.6995 | 426195.6212 | 421777.1847 | 423325.8247 | 446806.7927 | 0 | 0 | 0 | 0 | 0 | 0 | 0 | 0 | 0 | 0 | 0 | 0 | 0 | 0 | 0 | 0 | 0 | 0 | 0 | 0 | 0 | 0 | 0 | 0 | -0.034361 | 0.015558 | -0.10674 | -0.38546 | 0.097935 | 0.0054479 | -0.025905 | -0.047311 | 0.029929 | -0.0061875 | 0.011865 | -0.0013647 | 0.047413 | 0.017918 | 0.066342 | -0.01232 | 0.035025 | 0.015594 | -0.0081646 | 0.10808 | -0.010421 | 0.003665 | 0.053984 | 0.094784
| 231 | 5535447.3033 | 0 | 4913296.0921 | 0 |  | 490144.076 | 481797.1747 | 492776.7276 | 461686.4093 | 318267.6476 | 352173.2874 | 379858.2243 | 382430.1257 | 392021.1905 | 400814.1339 | 427796.8838 | 476398.7333 | 517669.5646 | 517780.8908 | 541298.9026 | 596567.0102 | 581000.2079 | 603337.4936 | 621264.9495 | 646853.1932 | 667905.0137 | 699788.5086 | 717103.0748 | 749264.2615 | 0 | 0 | 0 | 0 | 0 | 0 | 0 | 0 | 0 | 0 | 0 | 0 | 0 | 0 | 0 | 0 | 0 | 0 | 0 | 0 | 0 | 0 | 0 | 0 | -0.017176 | 0.022533 | -0.06517 | -0.37199 | 0.10123 | 0.075675 | 0.0067479 | 0.02477 | 0.022182 | 0.065151 | 0.10761 | 0.083082 | 0.00021503 | 0.044419 | 0.09722 | -0.02644 | 0.037726 | 0.029281 | 0.040362 | 0.032027 | 0.046632 | 0.024441 | 0.043872 | 0.094678
| 232 | 6014515.0553 | 0 | 5366132.8542 | 0 |  | 539031.2716 | 521705.8743 | 532256.3721 | 477966.8904 | 354163.9141 | 427552.0017 | 444382.532 | 451883.3708 | 446795.7452 | 473524.4706 | 499530.9065 | 507829.5863 | 531916.9434 | 541551.8007 | 568843.5926 | 570918.438 | 626163.6704 | 646312.1019 | 664988.9556 | 646631.2217 | 686961.1243 | 725723.8309 | 763866.9828 | 778400.0582 | 0 | 0 | 0 | 0 | 0 | 0 | 0 | 0 | 0 | 0 | 0 | 0 | 0 | 0 | 0 | 0 | 0 | 0 | 0 | 0 | 0 | 0 | 0 | 0 | -0.03267 | 0.020021 | -0.10758 | -0.29978 | 0.18832 | 0.03861 | 0.016738 | -0.011323 | 0.058102 | 0.053466 | 0.016476 | 0.046341 | 0.017951 | 0.049167 | 0.0036408 | 0.092365 | 0.031671 | 0.028488 | -0.027994 | 0.060502 | 0.054892 | 0.051224 | 0.018847 | 0.087019
| 233 | 5301798.1348 | 0 | 4884712.9551 | 0 |  | 584098.6108 | 570546.9409 | 564665.3143 | 475058.3884 | 352493.7776 | 403823.976 | 425635.1371 | 417439.0618 | 398480.8618 | 408929.1822 | 427128.1064 | 435461.1634 | 449068.118 | 449322.1089 | 451912.3436 | 437050.1004 | 428731.7818 | 418812.6373 | 425388.9885 | 415474.8118 | 443215.3095 | 467608.9718 | 489881.7933 | 499825.8642 | 0 | 570546.9409 | 0 | 0 | 0 | 0 | 0 | 0 | 0 | 0 | 0 | 0 | 0 | 0 | 0 | 0 | 0 | 0 | 0 | 0 | 0 | 0 | 0 | 0 | -0.023474 | -0.010362 | -0.1728 | -0.2984 | 0.13595 | 0.052603 | -0.019444 | -0.046479 | 0.025883 | 0.043542 | 0.019322 | 0.030769 | 0.00056544 | 0.0057482 | -0.03344 | -0.019216 | -0.023408 | 0.01558 | -0.023582 | 0.064634 | 0.053577 | 0.046532 | 0.020096 | 0.084923
| 234 | 4131203.4301 | 0 | 3864590.2085 | 0 |  | 523004.4874 | 502954.3395 | 506292.2476 | 459231.7046 | 300405.0302 | 346678.1228 | 336125.354 | 308584.715 | 266392.0473 | 284177.3236 | 301532.0163 | 302113.5147 | 293083.7031 | 301926.9702 | 296750.6108 | 274982.1132 | 281438.6034 | 293045.7955 | 277200.8613 | 280112.1405 | 284075.6505 | 302641.0286 | 312011.1184 | 315519.389 | 0 | 0 | 0 | 0 | 0 | 0 | 0 | 0 | 0 | 0 | 0 | 0 | 0 | 0 | 0 | 0 | 0 | 0 | 0 | 0 | 0 | 0 | 0 | 0 | -0.039091 | 0.0066147 | -0.097559 | -0.42442 | 0.14327 | -0.030913 | -0.085488 | -0.14703 | 0.064629 | 0.059278 | 0.0019266 | -0.030345 | 0.029727 | -0.017293 | -0.076186 | 0.023208 | 0.040415 | -0.055587 | 0.010448 | 0.014051 | 0.063307 | 0.030491 | 0.011181 | 0.10803
| 235 | 4498632.5425 | 0 | 4185186.1262 | 0 |  | 558017.7772 | 534692.6909 | 533148.2625 | 459099.7611 | 310589.9851 | 343859.0623 | 339367.138 | 337173.8544 | 299269.7172 | 313239.3048 | 323355.1406 | 341457.7944 | 350053.165 | 352607.5716 | 367378.0251 | 352363.5298 | 349999.737 | 332069.0043 | 326886.1588 | 321695.1196 | 335362.5959 | 350482.7216 | 370147.7488 | 371773.2996 | 0 | 0 | 0 | 0 | 0 | 0 | 0 | 0 | 0 | 0 | 0 | 0 | 0 | 0 | 0 | 0 | 0 | 0 | 0 | 0 | 0 | 0 | 0 | 0 | -0.042699 | -0.0028926 | -0.14953 | -0.39079 | 0.10176 | -0.013149 | -0.0064838 | -0.11925 | 0.045622 | 0.031784 | 0.054473 | 0.024861 | 0.0072707 | 0.041036 | -0.041728 | -0.006731 | -0.05259 | -0.015731 | -0.016008 | 0.041608 | 0.044099 | 0.054591 | 0.004382 | 0.098783
| 236 | 6241089.679 | 0 | 5478674.1028 | 0 |  | 555473.7698 | 537003.1421 | 530009.0947 | 498256.0797 | 399418.8457 | 450802.0885 | 449331.0763 | 428113.9937 | 415071.6459 | 444654.8259 | 470781.6357 | 505322.8088 | 531920.9642 | 540807.1091 | 576359.9221 | 620891.9343 | 666090.5007 | 672857.8103 | 710551.3652 | 751343.8418 | 810638.2749 | 862433.3262 | 880906.7582 | 919928.7201 | 0 | 0 | 0 | 0 | 0 | 0 | 0 | 0 | 0 | 0 | 0 | 0 | 0 | 0 | 0 | 0 | 0 | 0 | 0 | 0 | 810638.2749 | 862433.3262 | 0 | 0 | -0.033817 | -0.01311 | -0.06178 | -0.2211 | 0.12102 | -0.0032684 | -0.04837 | -0.030938 | 0.068847 | 0.057096 | 0.070803 | 0.051297 | 0.016568 | 0.06367 | 0.074425 | 0.070269 | 0.010108 | 0.054507 | 0.055822 | 0.075959 | 0.061936 | 0.021194 | 0.043344 | 0.070543
| 237 | 6629736.7451 | 6629736.7451 | 5941441.3723 | 5941441.3723 |  | 553923.7859 | 535045.794 | 550039.6543 | 510528.8935 | 435208.545 | 490025.5037 | 540105.0412 | 543762.7352 | 523776.8606 | 537871.0521 | 557776.0477 | 590927.3807 | 616071.607 | 618077.8101 | 651351.4834 | 666995.6951 | 669527.7499 | 659527.6369 | 673731.389 | 685749.6942 | 729711.4218 | 767898.3213 | 805061.1239 | 834845.596 | 0 | 0 | 0 | 0 | 435208.545 | 490025.5037 | 540105.0412 | 543762.7352 | 523776.8606 | 537871.0521 | 557776.0477 | 590927.3807 | 616071.607 | 0 | 0 | 0 | 0 | 0 | 0 | 0 | 0 | 0 | 0 | 0 | -0.034675 | 0.027638 | -0.074543 | -0.15962 | 0.11863 | 0.097306 | 0.0067494 | -0.037447 | 0.026553 | 0.036339 | 0.057736 | 0.04167 | 0.0032512 | 0.052435 | 0.023734 | 0.003789 | -0.015049 | 0.021308 | 0.017681 | 0.062136 | 0.051008 | 0.047261 | 0.036329 | 0.057254
| 238 | 6604446.6032 | 6604446.6032 | 5786074.1541 | 0 |  | 524206.4336 | 508505.5553 | 519440.6039 | 491746.6297 | 387952.6177 | 471729.7857 | 486724.9728 | 482661.4335 | 487899.4922 | 509606.7559 | 543254.6343 | 570124.5891 | 605171.1151 | 642570.3068 | 678462.1093 | 680917.9723 | 696955.7439 | 724539.8567 | 763816.0005 | 790855.7652 | 839629.1407 | 900566.1592 | 973154.8895 | 1024061.9273 | 0 | 0 | 0 | 0 | 0 | 471729.7857 | 486724.9728 | 0 | 487899.4922 | 509606.7559 | 543254.6343 | 0 | 0 | 642570.3068 | 678462.1093 | 680917.9723 | 0 | 724539.8567 | 763816.0005 | 790855.7652 | 839629.1407 | 900566.1592 | 973154.8895 | 1024061.9273 | -0.030409 | 0.021276 | -0.054789 | -0.23708 | 0.19552 | 0.031293 | -0.0083838 | 0.010794 | 0.04353 | 0.063939 | 0.048277 | 0.059656 | 0.059965 | 0.054352 | 0.0036132 | 0.02328 | 0.038815 | 0.05279 | 0.034789 | 0.059845 | 0.070063 | 0.07752 | 0.050989 | 0.074488
| 239 | 5927356.0847 | 0 | 5351486.7063 | 0 |  | 529816.1482 | 509526.7096 | 518856.8882 | 483773.6966 | 372501.8968 | 429441.5528 | 473475.3076 | 491102.0915 | 476400.6372 | 477344.3338 | 484731.1165 | 517325.0741 | 544181.65 | 555167.0643 | 572696.3655 | 580437.4317 | 589498.6594 | 578076.782 | 568423.8657 | 585903.0407 | 622772.0731 | 666622.2248 | 667750.9907 | 662066.4359 | 0 | 0 | 0 | 0 | 0 | 0 | 0 | 491102.0915 | 0 | 0 | 0 | 0 | 0 | 0 | 0 | 0 | 0 | 0 | 0 | 0 | 0 | 0 | 0 | 0 | -0.039048 | 0.018146 | -0.070011 | -0.26138 | 0.14224 | 0.097614 | 0.036552 | -0.030393 | 0.0019789 | 0.015356 | 0.065077 | 0.050612 | 0.019986 | 0.031087 | 0.013426 | 0.01549 | -0.019566 | -0.016839 | 0.030287 | 0.061026 | 0.068043 | 0.0016918 | -0.0085494 | 0.075006
| 240 | 5274466.6983 | 0 | 4750800.6342 | 0 |  | 527041.0754 | 509145.1602 | 510737.7222 | 470858.1124 | 358690.2243 | 395950.9317 | 397410.0492 | 373697.0282 | 360341.2864 | 364358.6542 | 389080.5951 | 414672.5463 | 433810.481 | 449415.103 | 481315.8032 | 505317.8139 | 515251.8785 | 505852.4443 | 513642.0633 | 529668.4505 | 554534.9057 | 594548.8015 | 610877.2304 | 625879.7612 | 0 | 0 | 0 | 0 | 0 | 0 | 0 | 0 | 0 | 0 | 0 | 0 | 0 | 0 | 0 | 0 | 0 | 0 | 0 | 0 | 0 | 0 | 0 | 0 | -0.034545 | 0.003123 | -0.081299 | -0.2721 | 0.098831 | 0.0036783 | -0.061523 | -0.036394 | 0.011087 | 0.065648 | 0.063703 | 0.045119 | 0.035339 | 0.068577 | 0.048664 | 0.019468 | -0.018411 | 0.015282 | 0.030725 | 0.045879 | 0.069673 | 0.027093 | 0.024262 | 0.075221
| 241 | 6537728.3885 | 0 | 5894609.7265 | 5894609.7265 |  | 598269.1484 | 578256.6191 | 587250.3707 | 538657.9864 | 445919.016 | 491496.616 | 514411.5552 | 507220.4794 | 482956.0013 | 489404.9866 | 522811.0512 | 547240.0359 | 571746.749 | 587527.0933 | 620478.9325 | 620396.332 | 659877.7387 | 657450.7028 | 671180.5349 | 669282.1829 | 675131.8466 | 711992.4329 | 755230.7875 | 791310.1218 | 598269.1484 | 578256.6191 | 587250.3707 | 538657.9864 | 445919.016 | 491496.616 | 514411.5552 | 507220.4794 | 482956.0013 | 0 | 0 | 0 | 0 | 0 | 0 | 0 | 0 | 0 | 0 | 0 | 0 | 0 | 0 | 0 | -0.034023 | 0.015434 | -0.08637 | -0.18894 | 0.097318 | 0.045569 | -0.014078 | -0.04902 | 0.013265 | 0.06603 | 0.045667 | 0.043809 | 0.027226 | 0.054569 | -0.00013313 | 0.061696 | -0.0036848 | 0.020668 | -0.0028324 | 0.0087022 | 0.053159 | 0.058956 | 0.046667 | 0.060443
| 242 | 5211056.6413 | 0 | 4655456.4609 | 0 |  | 546099.4507 | 528322.2052 | 531031.1878 | 470644.9497 | 342538.1108 | 383228.149 | 361102.7768 | 348545.4983 | 336150.3377 | 355279.4634 | 375942.3041 | 405637.8173 | 407888.6589 | 433240.0048 | 463289.0857 | 472422.6767 | 483569.8709 | 494886.3989 | 484327.5791 | 512179.0685 | 546333.7776 | 641716.1781 | 658488.7617 | 691911.4342 | 0 | 0 | 0 | 0 | 0 | 0 | 0 | 0 | 0 | 0 | 0 | 0 | 0 | 0 | 0 | 0 | 0 | 0 | 0 | 0 | 0 | 0 | 0 | 0 | -0.033095 | 0.0051144 | -0.12072 | -0.31772 | 0.11225 | -0.059468 | -0.035394 | -0.03621 | 0.055346 | 0.056531 | 0.076025 | 0.0055336 | 0.060298 | 0.067059 | 0.019523 | 0.023322 | 0.023132 | -0.021567 | 0.055913 | 0.064556 | 0.16092 | 0.025801 | 0.049511 | 0.093259
| 243 | 5292631.7461 | 0 | 4885291.7151 | 0 |  | 591582.8887 | 561282.9841 | 566699.8647 | 486673.3472 | 373656.4403 | 420718.6978 | 413900.2713 | 399390.0562 | 374744.9007 | 384954.7945 | 403901.0173 | 405327.5151 | 414350.8071 | 437657.7122 | 453434.9747 | 464640.199 | 459299.1963 | 461066.5427 | 465598.1559 | 445725.1861 | 436258.1318 | 453188.2924 | 473538.3559 | 493225.673 | 591582.8887 | 561282.9841 | 566699.8647 | 0 | 0 | 0 | 0 | 0 | 0 | 0 | 0 | 0 | 0 | 0 | 0 | 0 | 0 | 0 | 0 | 0 | 0 | 0 | 0 | 0 | -0.052577 | 0.0096046 | -0.15224 | -0.26426 | 0.11863 | -0.016339 | -0.035687 | -0.063693 | 0.02688 | 0.048044 | 0.0035256 | 0.022018 | 0.054724 | 0.035415 | 0.024411 | -0.011561 | 0.0038405 | 0.0097806 | -0.04362 | -0.021468 | 0.038074 | 0.043925 | 0.040734 | 0.076905
| 244 | 6065816.0064 | 0 | 5447083.6342 | 0 |  | 557047.5838 | 542837.5983 | 544959.8407 | 476734.5455 | 355850.9237 | 423677.609 | 446818.3146 | 439545.227 | 425837.147 | 443993.0537 | 490883.4605 | 530564.7713 | 558639.5179 | 581550.3937 | 634106.9338 | 643459.2286 | 656243.8244 | 622415.4621 | 646685.3871 | 612862.3918 | 642125.6177 | 695582.077 | 728549.5407 | 756162.2431 | 0 | 0 | 0 | 0 | 0 | 0 | 0 | 0 | 0 | 0 | 0 | 0 | 0 | 0 | 0 | 0 | 0 | 0 | 0 | 0 | 0 | 0 | 0 | 0 | -0.02584 | 0.0039019 | -0.13375 | -0.29245 | 0.17446 | 0.053179 | -0.016411 | -0.031684 | 0.041752 | 0.1004 | 0.077735 | 0.051562 | 0.040193 | 0.08652 | 0.014641 | 0.019674 | -0.052925 | 0.038252 | -0.053719 | 0.046644 | 0.079965 | 0.046307 | 0.0372 | 0.091466
| 245 | 5825270.0111 | 0 | 5188115.6852 | 0 |  | 490492.7549 | 478187.1492 | 486340.1413 | 446535.2788 | 333852.2369 | 397894.2114 | 440819.3677 | 441962.8287 | 433480.4177 | 468408.9139 | 465716.726 | 495067.4338 | 538764.1387 | 576835.576 | 591074.3685 | 621239.0787 | 631232.0801 | 633708.8798 | 655088.5053 | 661914.1687 | 701482.5161 | 705480.3242 | 729767.2347 | 763696.0757 | 0 | 0 | 0 | 0 | 0 | 0 | 0 | 0 | 0 | 0 | 0 | 0 | 0 | 0 | 0 | 0 | 0 | 0 | 0 | 0 | 0 | 0 | 0 | 0 | -0.025408 | 0.016906 | -0.08539 | -0.29082 | 0.17549 | 0.10245 | 0.0025906 | -0.019379 | 0.077495 | -0.0057641 | 0.061116 | 0.084584 | 0.068279 | 0.024385 | 0.049774 | 0.015958 | 0.0039161 | 0.033181 | 0.010366 | 0.05806 | 0.0056829 | 0.033847 | 0.045444 | 0.084934
| 246 | 4959520.1843 | 0 | 4548579.0852 | 0 |  | 527795.4759 | 510386.7903 | 517981.2258 | 455723.6717 | 310082.8947 | 368741.1839 | 381219.1959 | 386942.3626 | 350430.1779 | 376265.4003 | 390356.8125 | 398548.9168 | 419504.5736 | 422846.3881 | 446882.7393 | 436914.9596 | 445886.6789 | 446781.9273 | 437888.3656 | 435698.0717 | 454612.8403 | 453482.5339 | 477762.4668 | 484047.477 | 0 | 0 | 0 | 0 | 0 | 0 | 0 | 0 | 0 | 0 | 0 | 0 | 0 | 0 | 0 | 0 | 0 | 0 | 0 | 0 | 0 | 0 | 0 | 0 | -0.03354 | 0.01477 | -0.12805 | -0.38505 | 0.17326 | 0.03328 | 0.014901 | -0.099114 | 0.071133 | 0.036766 | 0.020769 | 0.051244 | 0.0079345 | 0.055287 | -0.022558 | 0.020326 | 0.0020058 | -0.020107 | -0.0050145 | 0.042497 | -0.0024894 | 0.052157 | 0.013069 | 0.10124
| 247 | 6804217.159 | 6804217.159 | 5936618.4644 | 5936618.4644 |  | 528084.1275 | 513021.4944 | 527776.8529 | 499802.4999 | 398000.7564 | 471925.212 | 507179.4139 | 507510.9447 | 510187.5495 | 524565.7951 | 550160.933 | 575557.1063 | 616919.5474 | 646651.6112 | 696281.0807 | 705528.1339 | 751831.6283 | 769502.242 | 791968.4912 | 829192.4237 | 882804.3034 | 974411.647 | 1046512.0209 | 1056265.3578 | 0 | 0 | 0 | 0 | 0 | 471925.212 | 507179.4139 | 507510.9447 | 510187.5495 | 524565.7951 | 550160.933 | 575557.1063 | 616919.5474 | 646651.6112 | 696281.0807 | 705528.1339 | 751831.6283 | 769502.242 | 791968.4912 | 829192.4237 | 882804.3034 | 974411.647 | 1046512.0209 | 1056265.3578 | -0.028938 | 0.028356 | -0.054461 | -0.22776 | 0.17037 | 0.072044 | 0.00065346 | 0.0052601 | 0.027792 | 0.04764 | 0.045128 | 0.0694 | 0.047069 | 0.073946 | 0.013193 | 0.063566 | 0.023231 | 0.028778 | 0.045931 | 0.062651 | 0.09873 | 0.071384 | 0.0092767 | 0.071971
| 248 | 7075424.8904 | 7075424.8904 | 6316555.6435 | 6316555.6435 |  | 562091.5173 | 545933.6872 | 559584.031 | 529882.8182 | 436604.0669 | 487762.85 | 510874.1577 | 516841.0651 | 526422.8854 | 552725.8073 | 600540.6215 | 645917.4817 | 703000.6416 | 743753.7286 | 770670.9323 | 779303.3141 | 809353.2273 | 795729.4415 | 814915.6886 | 781737.012 | 798737.433 | 842032.4732 | 902096.9914 | 917304.5223 | 0 | 0 | 0 | 529882.8182 | 436604.0669 | 487762.85 | 510874.1577 | 516841.0651 | 526422.8854 | 552725.8073 | 600540.6215 | 645917.4817 | 703000.6416 | 743753.7286 | 770670.9323 | 779303.3141 | 809353.2273 | 795729.4415 | 814915.6886 | 781737.012 | 798737.433 | 842032.4732 | 902096.9914 | 0 | -0.029167 | 0.024696 | -0.054538 | -0.19363 | 0.1108 | 0.046294 | 0.011612 | 0.018369 | 0.048757 | 0.082968 | 0.072841 | 0.084686 | 0.056352 | 0.035552 | 0.011139 | 0.037835 | -0.016976 | 0.023825 | -0.041566 | 0.021514 | 0.052786 | 0.068903 | 0.016717 | 0.062152
| 249 | 4441312.7794 | 0 | 4117390.6202 | 0 |  | 543891.7899 | 517129.4182 | 517997.8406 | 447023.5547 | 323634.7653 | 354352.2503 | 343894.2475 | 319780.9898 | 305566.2428 | 312377.487 | 316152.2927 | 325739.9363 | 325261.0048 | 351457.6868 | 348193.6421 | 348261.3814 | 341529.4087 | 331768.3881 | 324747.3455 | 334523.3958 | 342229.3351 | 371559.4948 | 384680.0536 | 376486.255 | 0 | 0 | 0 | 0 | 0 | 0 | 0 | 0 | 0 | 0 | 0 | 0 | 0 | 0 | 0 | 0 | 0 | 0 | 0 | 0 | 0 | 0 | 0 | 0 | -0.050457 | 0.0016779 | -0.14736 | -0.323 | 0.090676 | -0.029957 | -0.072698 | -0.04547 | 0.022046 | 0.012012 | 0.029875 | -0.0014714 | 0.077461 | -0.0093306 | 0.00019453 | -0.01952 | -0.028997 | -0.02139 | 0.029659 | 0.022774 | 0.082228 | 0.034703 | -0.02153 | 0.084825
| 250 | 5100071.0113 | 0 | 4631717.1651 | 0 |  | 527436.9189 | 504940.8723 | 503056.2475 | 465635.5222 | 331477.6226 | 383706.6268 | 392893.5597 | 375960.1285 | 346397.4082 | 378740.6249 | 404416.5141 | 408710.7768 | 431676.5239 | 431877.5699 | 456873.9734 | 470803.8064 | 476975.4652 | 466527.3111 | 473312.9409 | 462872.2889 | 484496.3472 | 551191.2201 | 536055.5708 | 562574.8166 | 0 | 0 | 0 | 0 | 0 | 0 | 0 | 0 | 0 | 0 | 0 | 0 | 0 | 0 | 0 | 0 | 0 | 0 | 0 | 0 | 0 | 0 | 0 | 0 | -0.043588 | -0.0037393 | -0.077299 | -0.33984 | 0.14632 | 0.02366 | -0.044056 | -0.081896 | 0.089265 | 0.065594 | 0.010562 | 0.054669 | 0.00046562 | 0.056265 | 0.030034 | 0.013024 | -0.022148 | 0.01444 | -0.022306 | 0.045659 | 0.12897 | -0.027844 | 0.048286 | 0.094496
| 251 | 2175106.9409 | 0 | 2145257.8845 | 0 |  | 658441.4355 | 565426.0514 | 550809.9136 | 333556.2821 | 140334.4381 | 109072.1171 | 52187.1293 | 21047.4145 | 18748.2768 | 19704.016 | 21523.5718 | 22555.5831 | 23610.0436 | 25234.1442 | 26465.0695 | 27546.5006 | 27686.1563 | 28788.4548 | 29956.0108 | 30971.2808 | 32116.4573 | 33306.6554 | 34733.2537 | 35813.3143 | 658441.4355 | 565426.0514 | 0 | 0 | 0 | 0 | 0 | 0 | 0 | 0 | 0 | 0 | 0 | 0 | 0 | 0 | 0 | 0 | 0 | 0 | 0 | 0 | 0 | 0 | -0.1523 | -0.02619 | -0.50158 | -0.86578 | -0.25202 | -0.73717 | -0.90806 | -0.11568 | 0.049721 | 0.088326 | 0.046834 | 0.04569 | 0.066526 | 0.047628 | 0.04005 | 0.005057 | 0.039042 | 0.039756 | 0.03333 | 0.036308 | 0.036389 | 0.04194 | 0.030622 | 0.31143
| 252 | 6739630.7043 | 6739630.7043 | 5956860.3744 | 5956860.3744 |  | 553062.311 | 547294.9425 | 560658.0636 | 520673.5947 | 418786.5524 | 471587.5705 | 477462.9733 | 474618.4786 | 459339.9349 | 491996.7489 | 542739.7269 | 581276.5632 | 624343.4284 | 659021.5306 | 680275.3687 | 709032.1306 | 759113.9411 | 769733.3508 | 783319.4595 | 788065.2412 | 797534.2216 | 867395.9326 | 931912.0205 | 978283.6893 | 0 | 0 | 0 | 520673.5947 | 418786.5524 | 471587.5705 | 0 | 0 | 0 | 0 | 542739.7269 | 581276.5632 | 624343.4284 | 659021.5306 | 680275.3687 | 709032.1306 | 759113.9411 | 769733.3508 | 783319.4595 | 788065.2412 | 797534.2216 | 867395.9326 | 931912.0205 | 978283.6893 | -0.010483 | 0.024123 | -0.073988 | -0.21776 | 0.11874 | 0.012382 | -0.0059753 | -0.032721 | 0.068682 | 0.098158 | 0.068597 | 0.071474 | 0.054056 | 0.031741 | 0.041403 | 0.068251 | 0.013892 | 0.017496 | 0.0060403 | 0.011944 | 0.083971 | 0.071743 | 0.048561 | 0.068922
| 253 | 6328064.4809 | 0 | 5643264.0914 | 0 |  | 567843.985 | 533058.8992 | 549734.7095 | 518172.5229 | 416589.1393 | 462522.7247 | 477977.2676 | 466530.9945 | 453048.3136 | 460724.0368 | 506879.4532 | 518148.35 | 536483.4294 | 575999.302 | 611684.0257 | 642385.8132 | 659762.2583 | 674015.8224 | 687107.4002 | 695068.6801 | 732191.6256 | 759141.7553 | 796473.0434 | 833407.3046 | 0 | 0 | 0 | 518172.5229 | 416589.1393 | 0 | 0 | 0 | 0 | 0 | 0 | 0 | 0 | 0 | 0 | 0 | 0 | 0 | 0 | 0 | 0 | 0 | 0 | 0 | -0.063215 | 0.030804 | -0.059128 | -0.21821 | 0.1046 | 0.032867 | -0.024239 | -0.029326 | 0.0168 | 0.095474 | 0.021988 | 0.034774 | 0.071071 | 0.060109 | 0.048973 | 0.02669 | 0.021374 | 0.019237 | 0.01152 | 0.052032 | 0.036146 | 0.048005 | 0.045329 | 0.065824
| 254 | 5844311.1669 | 0 | 5228821.1206 | 0 |  | 580629.5771 | 556425.5979 | 564024.538 | 481497.4839 | 353053.5419 | 407003.4543 | 417487.6231 | 411138.3135 | 396289.2708 | 417012.5489 | 451358.8973 | 493000.3653 | 510530.4137 | 537216.1455 | 556074.5785 | 550088.9045 | 556301.421 | 579810.9604 | 594478.5673 | 607019.5803 | 634517.3983 | 698371.7823 | 722315.4229 | 752615.3378 | 0 | 0 | 0 | 0 | 0 | 0 | 0 | 0 | 0 | 0 | 0 | 0 | 0 | 0 | 0 | 0 | 0 | 0 | 0 | 0 | 0 | 0 | 0 | 0 | -0.04258 | 0.013564 | -0.1582 | -0.31028 | 0.1422 | 0.025433 | -0.015325 | -0.036785 | 0.050972 | 0.079146 | 0.088247 | 0.03494 | 0.05095 | 0.034502 | -0.010823 | 0.01123 | 0.041392 | 0.024983 | 0.020876 | 0.044304 | 0.095887 | 0.03371 | 0.041092 | 0.090825
| 255 | 4719518.7912 | 0 | 4293811.7476 | 0 |  | 520922.9547 | 491786.5433 | 488025.0661 | 457091.0987 | 307690.1386 | 349570.631 | 347176.9787 | 332423.0245 | 324120.0372 | 327828.4302 | 349775.8598 | 383491.2345 | 400136.2843 | 389721.1351 | 404345.972 | 411703.8196 | 422834.6713 | 404303.9956 | 418440.437 | 414035.572 | 455134.4304 | 465604.8496 | 498040.5082 | 522242.4874 | 0 | 0 | 0 | 0 | 0 | 0 | 0 | 0 | 0 | 0 | 0 | 0 | 0 | 0 | 0 | 0 | 0 | 0 | 0 | 0 | 0 | 0 | 0 | 0 | -0.057557 | -0.007678 | -0.065484 | -0.39579 | 0.12761 | -0.006871 | -0.043426 | -0.025294 | 0.011376 | 0.064802 | 0.092024 | 0.042488 | -0.026374 | 0.036839 | 0.018033 | 0.026677 | -0.044814 | 0.034367 | -0.010583 | 0.094641 | 0.022744 | 0.067344 | 0.047451 | 0.1001
| 256 | 6014259.1563 | 0 | 5401589.091 | 0 |  | 587231.0688 | 555939.572 | 562063.9927 | 529047.7919 | 419158.938 | 442651.2823 | 444667.5608 | 422962.177 | 421433.9449 | 425301.0981 | 460266.5302 | 489897.4895 | 502322.6236 | 525185.7838 | 549162.7883 | 575901.7176 | 593163.8516 | 580009.546 | 606391.0243 | 620092.5593 | 642845.5448 | 674665.7137 | 729373.5776 | 747789.2947 | 587231.0688 | 0 | 0 | 529047.7919 | 419158.938 | 0 | 0 | 0 | 0 | 0 | 0 | 0 | 0 | 0 | 0 | 0 | 0 | 0 | 0 | 0 | 0 | 0 | 0 | 0 | -0.054759 | 0.010956 | -0.060537 | -0.23283 | 0.054532 | 0.0045447 | -0.050044 | -0.0036197 | 0.0091343 | 0.079008 | 0.06239 | 0.025046 | 0.044509 | 0.044643 | 0.047542 | 0.029534 | -0.022426 | 0.04448 | 0.022344 | 0.036036 | 0.048313 | 0.077969 | 0.024935 | 0.065793
| 257 | 6213745.3756 | 0 | 5518050.3163 | 0 |  | 541883.663 | 521782.8465 | 532514.4391 | 498056.5504 | 384830.5364 | 438322.6716 | 455660.2831 | 464023.4126 | 446632.1976 | 460228.8753 | 495086.6476 | 535123.2996 | 569325.5748 | 570574.0076 | 596282.2494 | 618630.237 | 654261.9391 | 665756.2515 | 690629.0119 | 693975.9564 | 721463.5606 | 752504.9767 | 841382.2151 | 860984.5455 | 0 | 0 | 0 | 0 | 0 | 0 | 0 | 0 | 0 | 0 | 0 | 0 | 0 | 0 | 0 | 0 | 0 | 0 | 0 | 0 | 0 | 0 | 0 | 0 | -0.0378 | 0.020359 | -0.066896 | -0.25791 | 0.13015 | 0.038792 | 0.018187 | -0.0382 | 0.029988 | 0.073009 | 0.077764 | 0.061955 | 0.0021904 | 0.044071 | 0.036794 | 0.056 | 0.017416 | 0.036679 | 0.0048345 | 0.038845 | 0.042126 | 0.11164 | 0.023031 | 0.075152
| 258 | 6516950.8991 | 0 | 5746796.4443 | 0 |  | 544907.8387 | 535038.9306 | 555216.1491 | 511081.7729 | 405416.1839 | 475629.8545 | 497394.478 | 485834.7403 | 444448.5354 | 480981.4616 | 529245.2207 | 565925.7764 | 562115.2005 | 589756.9936 | 624900.6791 | 643296.1461 | 694653.7354 | 691659.2802 | 720263.1005 | 755632.8016 | 801598.0075 | 851786.1969 | 903143.3857 | 958381.8069 | 0 | 0 | 0 | 0 | 0 | 475629.8545 | 497394.478 | 0 | 0 | 0 | 0 | 0 | 0 | 0 | 0 | 0 | 0 | 0 | 0 | 755632.8016 | 801598.0075 | 851786.1969 | 903143.3857 | 958381.8069 | -0.018277 | 0.037018 | -0.082828 | -0.23162 | 0.15973 | 0.044743 | -0.023515 | -0.089034 | 0.078994 | 0.095623 | 0.067011 | -0.0067561 | 0.048004 | 0.057882 | 0.029012 | 0.076808 | -0.00432 | 0.040523 | 0.047939 | 0.059052 | 0.060728 | 0.058546 | 0.059365 | 0.078261
| 259 | 7417988.2453 | 7417988.2453 | 6435632.7742 | 6435632.7742 |  | 566361.0241 | 560478.5331 | 590562.3309 | 543471.341 | 458787.1183 | 500943.163 | 524130.2849 | 517920.7225 | 522683.6751 | 550642.5191 | 590080.7913 | 624017.3044 | 669560.0564 | 707365.7433 | 754361.4902 | 782760.4625 | 825292.8457 | 830058.2924 | 882183.9164 | 973638.277 | 1003238.4722 | 1087039.1692 | 1167544.0532 | 1228693.6927 | 0 | 560478.5331 | 590562.3309 | 543471.341 | 458787.1183 | 500943.163 | 524130.2849 | 517920.7225 | 522683.6751 | 550642.5191 | 590080.7913 | 624017.3044 | 669560.0564 | 707365.7433 | 754361.4902 | 782760.4625 | 825292.8457 | 830058.2924 | 882183.9164 | 973638.277 | 1003238.4722 | 1087039.1692 | 1167544.0532 | 1228693.6927 | -0.010441 | 0.052284 | -0.083098 | -0.16939 | 0.087906 | 0.045248 | -0.011918 | 0.0091543 | 0.052109 | 0.069174 | 0.055919 | 0.070443 | 0.054927 | 0.064324 | 0.036955 | 0.052912 | 0.0057576 | 0.060905 | 0.098639 | 0.029949 | 0.080224 | 0.071445 | 0.051049 | 0.059463
| 260 | 6173614.4068 | 0 | 5444513.3932 | 0 |  | 515987.4335 | 500408.6936 | 508498.0499 | 464481.5046 | 373233.1296 | 434766.9923 | 448194.0487 | 436257.6908 | 435716.1319 | 460672.4497 | 509635.2033 | 551290.3823 | 564948.0802 | 586962.1279 | 609441.056 | 634992.3616 | 673449.5035 | 680619.1221 | 712368.5491 | 717965.5175 | 763046.0614 | 814019.9189 | 870752.0197 | 876591.9003 | 0 | 0 | 0 | 0 | 0 | 0 | 0 | 0 | 0 | 0 | 0 | 0 | 0 | 0 | 0 | 0 | 0 | 0 | 0 | 0 | 0 | 0 | 0 | 0 | -0.030657 | 0.016036 | -0.09054 | -0.21872 | 0.15261 | 0.030416 | -0.026993 | -0.0012421 | 0.055696 | 0.10101 | 0.078566 | 0.024472 | 0.038226 | 0.037582 | 0.041071 | 0.0588 | 0.01059 | 0.045593 | 0.0078261 | 0.060897 | 0.064666 | 0.067372 | 0.0066843 | 0.0716
| 261 | 6288123.4873 | 0 | 5542434.8931 | 0 |  | 538383.9196 | 526143.1951 | 527428.2226 | 499874.3174 | 390134.2904 | 426533.3461 | 437731.2351 | 417720.6851 | 420003.788 | 434450.0295 | 498113.3533 | 539795.6867 | 558535.9695 | 601408.4726 | 638772.8165 | 649753.4743 | 670954.688 | 725114.6419 | 756653.474 | 763810.2593 | 771304.6609 | 811779.8962 | 877676.1941 | 945213.5964 | 0 | 0 | 0 | 0 | 0 | 0 | 0 | 0 | 0 | 0 | 0 | 0 | 0 | 0 | 0 | 0 | 0 | 725114.6419 | 756653.474 | 763810.2593 | 0 | 0 | 0 | 945213.5964 | -0.022999 | 0.0024394 | -0.053656 | -0.24787 | 0.0892 | 0.025915 | -0.046792 | 0.0054507 | 0.033817 | 0.13675 | 0.080363 | 0.034128 | 0.073955 | 0.060275 | 0.017044 | 0.032109 | 0.077628 | 0.042576 | 0.009414 | 0.009764 | 0.051146 | 0.078048 | 0.074133 | 0.07448
| 262 | 5718716.1164 | 0 | 5148138.851 | 0 |  | 518927.7723 | 499775.0205 | 507344.2565 | 482621.7981 | 364589.2682 | 433038.4304 | 455861.6488 | 440133.7913 | 433652.0535 | 454337.1832 | 475930.6844 | 482286.6371 | 496254.4022 | 513238.2693 | 533775.2422 | 547830.2658 | 566397.7205 | 565965.7857 | 568490.2476 | 574087.9778 | 607295.4295 | 642240.8967 | 668804.9138 | 681117.7065 | 0 | 0 | 0 | 0 | 0 | 0 | 0 | 0 | 0 | 0 | 0 | 0 | 0 | 0 | 0 | 0 | 0 | 0 | 0 | 0 | 0 | 0 | 0 | 0 | -0.037607 | 0.015032 | -0.049956 | -0.28046 | 0.17206 | 0.051363 | -0.035111 | -0.014836 | 0.046597 | 0.046433 | 0.013266 | 0.02855 | 0.033651 | 0.039235 | 0.025991 | 0.033331 | -0.00076289 | 0.0044505 | 0.0097985 | 0.056233 | 0.055948 | 0.040529 | 0.018243 | 0.077293
| 263 | 5180380.3145 | 0 | 4643229.3134 | 0 |  | 516304.909 | 505490.6944 | 511381.2194 | 451225.8413 | 325630.4686 | 357120.1551 | 371396.3075 | 357191.4565 | 341365.1453 | 365815.5586 | 385743.0087 | 408892.1686 | 442684.8551 | 465815.1581 | 489098.5774 | 498278.9637 | 508008.1347 | 517830.329 | 517026.8255 | 516443.3234 | 563012.2109 | 593367.8197 | 627404.2529 | 667117.5869 | 0 | 0 | 0 | 0 | 0 | 0 | 0 | 0 | 0 | 0 | 0 | 0 | 0 | 0 | 0 | 0 | 0 | 0 | 0 | 0 | 0 | 0 | 0 | 0 | -0.021168 | 0.011586 | -0.12515 | -0.3262 | 0.092309 | 0.039197 | -0.038998 | -0.045319 | 0.069177 | 0.053042 | 0.05828 | 0.079407 | 0.050931 | 0.048775 | 0.018596 | 0.019337 | 0.01915 | -0.0015529 | -0.0011292 | 0.086336 | 0.052513 | 0.055777 | 0.061375 | 0.088903
| 264 | 6527291.4209 | 0 | 5717039.6537 | 0 |  | 527031.3847 | 514692.4433 | 523059.7155 | 494272.2634 | 386676.4999 | 447596.4277 | 459717.2451 | 463074.8723 | 462421.1283 | 489665.0706 | 518865.3821 | 559283.7688 | 598922.5424 | 631283.7157 | 659701.8551 | 683217.9286 | 700670.3638 | 736917.0165 | 794079.1865 | 804740.2183 | 849191.6299 | 899553.9316 | 957134.6803 | 989737.5881 | 0 | 0 | 0 | 0 | 0 | 0 | 0 | 0 | 0 | 0 | 0 | 0 | 0 | 0 | 0 | 683217.9286 | 700670.3638 | 736917.0165 | 794079.1865 | 804740.2183 | 849191.6299 | 899553.9316 | 957134.6803 | 989737.5881 | -0.023691 | 0.016126 | -0.056609 | -0.2455 | 0.1463 | 0.02672 | 0.0072771 | -0.0014127 | 0.057246 | 0.057923 | 0.075013 | 0.068475 | 0.052623 | 0.044033 | 0.035026 | 0.025224 | 0.050438 | 0.074708 | 0.013336 | 0.053765 | 0.057614 | 0.062045 | 0.033496 | 0.071416
| 265 | 5860307.2676 | 0 | 5179705.0031 | 0 |  | 520466.72 | 518087.6201 | 520843.3442 | 462715.6235 | 343184.7971 | 392306.0238 | 404018.04 | 401364.2081 | 414243.9036 | 432732.8856 | 488593.5963 | 536891.1065 | 554962.0992 | 568710.8469 | 565498.9759 | 557156.7567 | 569287.9758 | 594965.7721 | 633361.1255 | 645751.0434 | 700698.6685 | 758864.5895 | 813721.6431 | 832669.8101 | 0 | 0 | 0 | 0 | 0 | 0 | 0 | 0 | 0 | 0 | 0 | 0 | 0 | 0 | 0 | 0 | 0 | 0 | 0 | 0 | 0 | 0 | 0 | 0 | -0.0045816 | 0.0053049 | -0.11834 | -0.29884 | 0.13377 | 0.029417 | -0.0065903 | 0.031586 | 0.043666 | 0.12141 | 0.094264 | 0.033105 | 0.024472 | -0.0056636 | -0.014862 | 0.02154 | 0.044117 | 0.062537 | 0.019373 | 0.081664 | 0.079745 | 0.069795 | 0.023019 | 0.086908
| 266 | 5951760.6596 | 0 | 5239406.7932 | 0 |  | 523516.962 | 510966.2127 | 522882.1378 | 485160.1936 | 348799.7505 | 408425.4711 | 421068.4188 | 407955.8247 | 404393.6632 | 424778.8613 | 469356.3642 | 514517.6534 | 535138.2174 | 547195.9714 | 573162.7108 | 599735.9572 | 623170.0663 | 628000.3417 | 649218.3287 | 690236.8624 | 737873.1466 | 795792.5564 | 848817.2648 | 867346.382 | 0 | 0 | 0 | 0 | 0 | 0 | 0 | 0 | 0 | 0 | 0 | 0 | 0 | 0 | 0 | 0 | 0 | 0 | 0 | 0 | 0 | 0 | 0 | 0 | -0.024266 | 0.023053 | -0.074877 | -0.32998 | 0.15781 | 0.030486 | -0.031636 | -0.0087701 | 0.04918 | 0.099794 | 0.091868 | 0.039295 | 0.022282 | 0.046363 | 0.04532 | 0.03833 | 0.0077212 | 0.033228 | 0.061266 | 0.066737 | 0.075567 | 0.064505 | 0.021594 | 0.090374
| 267 | 5482528.2767 | 0 | 4943594.6943 | 0 |  | 532114.7553 | 520483.0292 | 526897.6495 | 487693.1824 | 362216.8622 | 422864.5448 | 437970.8583 | 418605.6052 | 403207.721 | 409650.7275 | 416965.3103 | 437390.1548 | 456811.3284 | 471037.9408 | 477907.8751 | 484782.9162 | 500323.6164 | 503910.8322 | 527507.6043 | 537066.8484 | 556456.0388 | 609950.1316 | 629582.3046 | 662819.3788 | 0 | 0 | 0 | 0 | 0 | 0 | 0 | 0 | 0 | 0 | 0 | 0 | 0 | 0 | 0 | 0 | 0 | 0 | 0 | 0 | 0 | 0 | 0 | 0 | -0.022102 | 0.012249 | -0.07732 | -0.29744 | 0.15481 | 0.0351 | -0.045223 | -0.037477 | 0.015853 | 0.017698 | 0.047823 | 0.043445 | 0.030668 | 0.014479 | 0.014283 | 0.031554 | 0.0071442 | 0.045764 | 0.017959 | 0.035466 | 0.091789 | 0.031679 | 0.051446 | 0.081053
| 268 | 4255203.8647 | 0 | 3899283.3355 | 0 |  | 511967.1628 | 489029.1585 | 492159.0369 | 449068.4946 | 306562.5789 | 328319.2152 | 319752.0554 | 297350.4439 | 276053.5539 | 287374.2749 | 299364.9862 | 300562.9714 | 312165.918 | 312997.3236 | 333068.5429 | 320274.3815 | 317964.6875 | 326671.1528 | 329656.4401 | 352668.9637 | 372366.8544 | 396733.8316 | 424946.0663 | 428937.8769 | 0 | 0 | 0 | 0 | 0 | 0 | 0 | 0 | 0 | 0 | 0 | 0 | 0 | 0 | 0 | 0 | 0 | 0 | 0 | 0 | 0 | 0 | 0 | 0 | -0.045838 | 0.0063798 | -0.091626 | -0.38175 | 0.068564 | -0.02644 | -0.072634 | -0.074317 | 0.040191 | 0.040878 | 0.0039938 | 0.037878 | 0.0026598 | 0.062154 | -0.03917 | -0.0072377 | 0.027014 | 0.009097 | 0.067479 | 0.05435 | 0.063386 | 0.068697 | 0.0093498 | 0.094976
| 269 | 5578353.5428 | 0 | 5032220.8767 | 0 |  | 537628.4682 | 517229.5383 | 527461.2904 | 490645.1289 | 361701.4032 | 416162.0929 | 435334.9055 | 407322.29 | 379009.1374 | 397151.0774 | 437602.7599 | 459204.1501 | 493624.9813 | 512474.8235 | 530976.1373 | 532367.1487 | 532534.6566 | 532432.134 | 551335.8466 | 553844.3112 | 581038.8849 | 601512.5931 | 635814.8968 | 671988.8433 | 0 | 0 | 0 | 0 | 0 | 0 | 0 | 0 | 0 | 0 | 0 | 0 | 0 | 0 | 0 | 0 | 0 | 0 | 0 | 0 | 0 | 0 | 0 | 0 | -0.038681 | 0.019589 | -0.072354 | -0.3049 | 0.14026 | 0.045041 | -0.066511 | -0.072044 | 0.046756 | 0.096995 | 0.048183 | 0.072281 | 0.037476 | 0.035465 | 0.0026163 | 0.0003146 | -0.00019254 | 0.034889 | 0.0045395 | 0.047934 | 0.03463 | 0.05546 | 0.055334 | 0.085789
| 270 | 4729038.5979 | 0 | 4318924.5116 | 0 |  | 522226.7203 | 496313.3228 | 504065.9944 | 464473.3437 | 331010.6999 | 363887.8192 | 359140.1206 | 329201.627 | 313284.2459 | 327453.5208 | 346086.3868 | 366933.1745 | 371085.1424 | 377433.7521 | 408931.9162 | 414151.0499 | 410934.6984 | 415690.7784 | 415909.0915 | 414502.6205 | 433707.745 | 454459.1533 | 482152.3707 | 499655.4218 | 0 | 0 | 0 | 0 | 0 | 0 | 0 | 0 | 0 | 0 | 0 | 0 | 0 | 0 | 0 | 0 | 0 | 0 | 0 | 0 | 0 | 0 | 0 | 0 | -0.050894 | 0.0155 | -0.081803 | -0.33875 | 0.094695 | -0.013133 | -0.087042 | -0.049559 | 0.044235 | 0.055342 | 0.058491 | 0.011252 | 0.016964 | 0.080154 | 0.012682 | -0.0077964 | 0.011507 | 0.00052504 | -0.0033874 | 0.045292 | 0.046737 | 0.059152 | 0.035659 | 0.08739
| 271 | 5582112.6747 | 0 | 4934656.9239 | 0 |  | 542122.9784 | 519012.9602 | 522182.3424 | 474333.9954 | 332489.3531 | 362211.0551 | 369017.7007 | 362307.3751 | 372528.3723 | 407682.5029 | 430262.9687 | 465514.4141 | 483581.4034 | 497929.2442 | 521968.9008 | 533717.2699 | 554515.2644 | 564715.2975 | 606606.5577 | 621234.7358 | 655285.5426 | 724912.0926 | 773815.4857 | 802790.5262 | 0 | 0 | 0 | 0 | 0 | 0 | 0 | 0 | 0 | 0 | 0 | 0 | 0 | 0 | 0 | 0 | 0 | 0 | 0 | 0 | 0 | 0 | 0 | 0 | -0.043564 | 0.006088 | -0.096105 | -0.3553 | 0.085619 | 0.018618 | -0.018352 | 0.02782 | 0.090175 | 0.053908 | 0.078746 | 0.038077 | 0.029238 | 0.04715 | 0.022258 | 0.038228 | 0.018227 | 0.071559 | 0.023829 | 0.053362 | 0.10098 | 0.065283 | 0.03676 | 0.092417
| 272 | 6961118.4594 | 6961118.4594 | 6040645.0201 | 6040645.0201 |  | 514314.1413 | 507516.4009 | 524574.3488 | 484192.8687 | 357794.795 | 414331.2377 | 463844.8791 | 481200.7603 | 508679.0256 | 528959.0307 | 567660.5472 | 640805.5062 | 693107.6298 | 706652.1254 | 756562.6669 | 804371.2826 | 812604.3555 | 842616.5596 | 893968.4954 | 932577.8062 | 980866.6441 | 1023113.0939 | 1062262.2818 | 1130061.9145 | 0 | 0 | 0 | 0 | 0 | 0 | 0 | 0 | 508679.0256 | 528959.0307 | 567660.5472 | 640805.5062 | 693107.6298 | 706652.1254 | 756562.6669 | 804371.2826 | 812604.3555 | 842616.5596 | 893968.4954 | 932577.8062 | 980866.6441 | 1023113.0939 | 1062262.2818 | 1130061.9145 | -0.013305 | 0.033058 | -0.080104 | -0.30252 | 0.14671 | 0.11288 | 0.036734 | 0.055533 | 0.039094 | 0.070613 | 0.1212 | 0.078459 | 0.019353 | 0.068247 | 0.061276 | 0.010183 | 0.036268 | 0.059159 | 0.042282 | 0.050484 | 0.042169 | 0.037551 | 0.061872 | 0.086177
| 273 | 6320406.8525 | 0 | 5638934.1749 | 0 |  | 547234.9868 | 523118.867 | 530260.9781 | 493865.1172 | 388434.1528 | 459128.3906 | 471738.8024 | 475966.5759 | 465389.5896 | 480099.9794 | 518252.2141 | 537111.3804 | 563707.9028 | 594403.323 | 625956.315 | 652028.4053 | 671996.0911 | 692334.8921 | 709753.3481 | 717254.1131 | 721107.1855 | 747095.1716 | 796376.3707 | 844096.453 | 0 | 0 | 0 | 0 | 0 | 0 | 0 | 0 | 0 | 0 | 0 | 0 | 0 | 0 | 0 | 0 | 0 | 0 | 0 | 0 | 0 | 0 | 0 | 0 | -0.04507 | 0.013561 | -0.071107 | -0.24014 | 0.16721 | 0.027096 | 0.0089222 | -0.022473 | 0.031119 | 0.076468 | 0.035743 | 0.048331 | 0.053022 | 0.051723 | 0.040808 | 0.030164 | 0.029817 | 0.024848 | 0.010513 | 0.0053576 | 0.035405 | 0.063879 | 0.058195 | 0.07227
| 274 | 7025074.9499 | 7025074.9499 | 6023672.0298 | 6023672.0298 |  | 540208.6518 | 517540.0703 | 522827.949 | 486521.0489 | 386729.5712 | 441762.6181 | 464798.2704 | 462213.1478 | 475316.7204 | 515766.7906 | 541906.9915 | 594667.039 | 659078.8026 | 692628.4483 | 726535.0217 | 750360.2783 | 817405.7629 | 852238.3642 | 924751.5077 | 990146.3292 | 1036779.4753 | 1083901.8011 | 1168032.1062 | 1286674.58 | 0 | 0 | 0 | 0 | 0 | 0 | 0 | 0 | 0 | 515766.7906 | 541906.9915 | 594667.039 | 659078.8026 | 692628.4483 | 726535.0217 | 750360.2783 | 817405.7629 | 852238.3642 | 924751.5077 | 990146.3292 | 1036779.4753 | 1083901.8011 | 1168032.1062 | 1286674.58 | -0.042869 | 0.010165 | -0.071972 | -0.22955 | 0.13305 | 0.050831 | -0.0055773 | 0.027955 | 0.081673 | 0.04944 | 0.092907 | 0.10284 | 0.049651 | 0.047793 | 0.032267 | 0.085582 | 0.041731 | 0.081659 | 0.068328 | 0.046022 | 0.044448 | 0.074753 | 0.096741 | 0.074383
| 275 | 6593005.2904 | 6593005.2904 | 5846934.1295 | 5846934.1295 |  | 515536.2824 | 504091.6204 | 504611.2443 | 479188.2333 | 378802.6931 | 444169.03 | 478786.4492 | 479999.9608 | 502146.6283 | 530383.1707 | 575196.645 | 613155.4809 | 651703.8195 | 668008.9475 | 714547.8693 | 715090.0044 | 750165.1487 | 779022.7994 | 750840.0342 | 751012.2091 | 816826.5949 | 813671.1577 | 869623.2905 | 897871.7658 | 0 | 0 | 0 | 0 | 0 | 0 | 0 | 0 | 502146.6283 | 530383.1707 | 575196.645 | 613155.4809 | 651703.8195 | 668008.9475 | 714547.8693 | 715090.0044 | 750165.1487 | 779022.7994 | 750840.0342 | 0 | 816826.5949 | 0 | 0 | 0 | -0.02245 | 0.0010303 | -0.051695 | -0.23508 | 0.15919 | 0.075049 | 0.0025314 | 0.045106 | 0.054708 | 0.081112 | 0.063907 | 0.060972 | 0.024711 | 0.067348 | 0.00075842 | 0.047885 | 0.037747 | -0.036848 | 0.00022928 | 0.084005 | -0.0038705 | 0.066504 | 0.031967 | 0.073294
| 276 | 4531299.2241 | 0 | 4154810.5211 | 0 |  | 518122.2484 | 490379.8371 | 490041.9419 | 461914.7693 | 318061.0883 | 348468.0045 | 337314.757 | 321986.6781 | 317388.2351 | 318226.829 | 337317.2303 | 343830.8645 | 359073.9612 | 365651.7735 | 376410.0757 | 362308.0499 | 365113.6223 | 369350.1765 | 373778.9855 | 382776.626 | 400093.4877 | 418277.6389 | 437821.7189 | 460204.9141 | 0 | 0 | 0 | 0 | 0 | 0 | 0 | 0 | 0 | 0 | 0 | 0 | 0 | 0 | 0 | 0 | 0 | 0 | 0 | 0 | 0 | 0 | 0 | 0 | -0.055031 | -0.00068929 | -0.059111 | -0.37314 | 0.091303 | -0.03253 | -0.046506 | -0.014384 | 0.0026387 | 0.058259 | 0.019126 | 0.043379 | 0.018153 | 0.028998 | -0.038184 | 0.0077138 | 0.011537 | 0.011919 | 0.023787 | 0.044247 | 0.044447 | 0.045666 | 0.04986 | 0.089084
| 277 | 4236131.8595 | 0 | 3910028.7562 | 0 |  | 523443.1399 | 505917.9722 | 503432.4644 | 450830.0774 | 297575.6434 | 326104.2096 | 329388.5649 | 302773.5478 | 268984.7414 | 269748.6578 | 289872.6446 | 292576.4108 | 290467.58 | 309287.2701 | 332502.0572 | 334265.9103 | 344297.9482 | 327362.9585 | 320204.8842 | 330790.7947 | 351292.6339 | 359769.4234 | 377598.6899 | 397446.828 | 0 | 0 | 0 | 0 | 0 | 0 | 0 | 0 | 0 | 0 | 0 | 0 | 0 | 0 | 0 | 0 | 0 | 0 | 0 | 0 | 0 | 0 | 0 | 0 | -0.034054 | -0.004925 | -0.11036 | -0.41542 | 0.091549 | 0.010021 | -0.084253 | -0.11833 | 0.002836 | 0.071951 | 0.0092842 | -0.0072339 | 0.062779 | 0.072376 | 0.0052908 | 0.029571 | -0.050438 | -0.022108 | 0.032525 | 0.060133 | 0.023844 | 0.048369 | 0.051229 | 0.10464
| 278 | 4688385.491 | 0 | 4295071.6497 | 0 |  | 521708.0245 | 499134.8009 | 500759.4236 | 455899.4786 | 325861.5448 | 366722.8334 | 370076.1392 | 344672.4992 | 322368.3239 | 321018.2672 | 334880.6035 | 350632.652 | 377867.5701 | 382345.6541 | 400303.8182 | 396908.5527 | 402251.8933 | 403346.463 | 409252.2916 | 386928.9357 | 411305.8349 | 436608.782 | 468583.0301 | 477370.7743 | 0 | 0 | 0 | 0 | 0 | 0 | 0 | 0 | 0 | 0 | 0 | 0 | 0 | 0 | 0 | 0 | 0 | 0 | 0 | 0 | 0 | 0 | 0 | 0 | -0.044232 | 0.0032496 | -0.093853 | -0.3358 | 0.11813 | 0.0091024 | -0.071114 | -0.0669 | -0.0041967 | 0.042276 | 0.045965 | 0.074805 | 0.011781 | 0.045899 | -0.0085179 | 0.013373 | 0.0027174 | 0.014536 | -0.056091 | 0.061096 | 0.0597 | 0.070676 | 0.01858 | 0.089132
| 279 | 5207022.2707 | 0 | 4714474.8495 | 0 |  | 571586.3577 | 542301.1417 | 555236.9267 | 477606.3954 | 332564.8337 | 386876.9049 | 399501.8694 | 385524.6209 | 360246.5027 | 362065.5347 | 396787.1484 | 390763.3374 | 402165.3376 | 420188.7266 | 441727.4403 | 431463.2577 | 461032.0634 | 461712.3766 | 468386.8341 | 465410.6684 | 507228.1267 | 560903.6503 | 581987.5345 | 596399.4542 | 0 | 0 | 0 | 0 | 0 | 0 | 0 | 0 | 0 | 0 | 0 | 0 | 0 | 0 | 0 | 0 | 0 | 0 | 0 | 0 | 0 | 0 | 0 | 0 | -0.052594 | 0.023573 | -0.15061 | -0.36195 | 0.15127 | 0.032112 | -0.035613 | -0.067817 | 0.0050367 | 0.091575 | -0.015298 | 0.028761 | 0.043841 | 0.049989 | -0.023511 | 0.066285 | 0.0014745 | 0.014352 | -0.0063743 | 0.086041 | 0.10059 | 0.0369 | 0.024462 | 0.10119
| 280 | 6534256.5483 | 0 | 5615141.0811 | 0 |  | 527807.9834 | 512717.1992 | 518391.5222 | 473133.8546 | 364324.7376 | 416916.7043 | 430375.82 | 417129.0991 | 424908.6913 | 449596.5231 | 494488.9086 | 529548.0911 | 580732.5386 | 636970.0315 | 683052.9075 | 705448.0666 | 755836.501 | 799766.048 | 817583.5695 | 854303.7469 | 940912.7362 | 1006239.0078 | 1073364.8974 | 1179555.9219 | 0 | 0 | 0 | 0 | 0 | 0 | 0 | 0 | 0 | 0 | 0 | 0 | 0 | 636970.0315 | 683052.9075 | 705448.0666 | 755836.501 | 799766.048 | 817583.5695 | 854303.7469 | 940912.7362 | 1006239.0078 | 1073364.8974 | 1179555.9219 | -0.029008 | 0.011006 | -0.091352 | -0.26133 | 0.13484 | 0.031772 | -0.031263 | 0.018479 | 0.056476 | 0.095174 | 0.068499 | 0.092266 | 0.092432 | 0.06985 | 0.032261 | 0.068992 | 0.056494 | 0.022034 | 0.043934 | 0.096564 | 0.067125 | 0.064579 | 0.09434 | 0.081793
| 281 | 6405795.4343 | 0 | 5682443.3971 | 0 |  | 498257.6267 | 494992.453 | 509823.7757 | 477981.4239 | 366684.5989 | 442452.403 | 479861.9519 | 486868.1354 | 492907.5429 | 525742.492 | 560454.6717 | 605694.8921 | 627776.9231 | 659187.1121 | 645068.6863 | 664088.8601 | 703706.038 | 689869.7137 | 701641.4353 | 713139.6011 | 782215.8145 | 815448.3578 | 851706.1391 | 842901.4253 | 0 | 0 | 0 | 0 | 0 | 0 | 0 | 486868.1354 | 492907.5429 | 525742.492 | 560454.6717 | 605694.8921 | 627776.9231 | 659187.1121 | 0 | 0 | 703706.038 | 0 | 0 | 0 | 0 | 0 | 0 | 0 | -0.0065747 | 0.029523 | -0.064493 | -0.26507 | 0.18783 | 0.081166 | 0.014495 | 0.012328 | 0.06449 | 0.063937 | 0.077628 | 0.035809 | 0.048823 | -0.021651 | 0.029059 | 0.057945 | -0.019858 | 0.01692 | 0.016255 | 0.092453 | 0.041607 | 0.043503 | -0.010392 | 0.080166
| 282 | 6325336.3917 | 0 | 5677096.3845 | 0 |  | 548814.5781 | 525443.5081 | 527642.0437 | 507947.355 | 396419.1495 | 479240.9459 | 499293.0324 | 477994.3015 | 478253.0704 | 493950.392 | 532361.3801 | 542415.8223 | 587367.1571 | 627821.9592 | 640987.5656 | 629041.1695 | 638066.1995 | 625595.8048 | 664291.161 | 671602.2228 | 698632.3175 | 704469.0281 | 747897.3648 | 804801.6257 | 0 | 0 | 0 | 0 | 0 | 479240.9459 | 499293.0324 | 0 | 0 | 0 | 0 | 0 | 0 | 0 | 0 | 0 | 0 | 0 | 0 | 0 | 0 | 0 | 0 | 0 | -0.043518 | 0.0041754 | -0.03804 | -0.24791 | 0.18973 | 0.04099 | -0.043594 | 0.00054122 | 0.032295 | 0.074887 | 0.01871 | 0.079617 | 0.066607 | 0.020753 | -0.018813 | 0.014245 | -0.019738 | 0.060016 | 0.010946 | 0.039458 | 0.0083198 | 0.059821 | 0.07333 | 0.077307
| 283 | 5631276.6067 | 0 | 5073538.0144 | 0 |  | 525218.1053 | 510983.6811 | 510424.3442 | 473902.5155 | 353737.0763 | 407481.5686 | 426018.5797 | 422589.1853 | 420366.8748 | 433132.3817 | 461838.9666 | 473208.5413 | 488351.5383 | 509674.2483 | 541662.9539 | 554664.1608 | 557574.8787 | 559168.7883 | 571340.0119 | 573550.8446 | 600652.6855 | 611573.9046 | 648471.2789 | 681404.69 | 0 | 0 | 0 | 0 | 0 | 0 | 0 | 0 | 0 | 0 | 0 | 0 | 0 | 0 | 0 | 0 | 0 | 0 | 0 | 0 | 0 | 0 | 0 | 0 | -0.027476 | -0.0010952 | -0.074241 | -0.29245 | 0.14144 | 0.044487 | -0.0080824 | -0.0052727 | 0.029916 | 0.064173 | 0.02432 | 0.031499 | 0.042736 | 0.060872 | 0.023719 | 0.005234 | 0.0028546 | 0.021533 | 0.0038621 | 0.04617 | 0.018019 | 0.058582 | 0.049539 | 0.077598
| 284 | 5109498.0312 | 0 | 4662855.1884 | 0 |  | 509739.9266 | 491909.7137 | 498204.139 | 456282.6159 | 321822.6297 | 382069.3519 | 401472.9206 | 412543.1054 | 383366.36 | 389836.6355 | 417822.6178 | 441135.5144 | 457038.2345 | 439233.8664 | 449790.5008 | 459197.883 | 474556.4405 | 468943.8099 | 468264.2453 | 460470.1113 | 469256.4266 | 483404.2083 | 537414.9359 | 547952.8753 | 0 | 0 | 0 | 0 | 0 | 0 | 0 | 0 | 0 | 0 | 0 | 0 | 0 | 0 | 0 | 0 | 0 | 0 | 0 | 0 | 0 | 0 | 0 | 0 | -0.035605 | 0.012715 | -0.087898 | -0.34911 | 0.1716 | 0.049538 | 0.027201 | -0.07335 | 0.016737 | 0.069329 | 0.054295 | 0.035415 | -0.039735 | 0.02375 | 0.020699 | 0.032899 | -0.011898 | -0.0014502 | -0.016785 | 0.018901 | 0.029704 | 0.10592 | 0.019419 | 0.094155
| 285 | 7583679.1258 | 7583679.1258 | 6760639.4768 | 6760639.4768 |  | 644340.5195 | 636059.9088 | 657292.4172 | 594301.8827 | 505090.6591 | 567088.8224 | 574056.2713 | 555043.065 | 548051.5644 | 546768.4651 | 582508.5038 | 627136.8256 | 665758.3007 | 714371.3982 | 762890.9493 | 771845.4742 | 799657.923 | 802674.2628 | 855596.5184 | 882105.7732 | 922241.402 | 908293.3239 | 954534.3166 | 957534.974 | 644340.5195 | 636059.9088 | 657292.4172 | 594301.8827 | 505090.6591 | 567088.8224 | 574056.2713 | 555043.065 | 548051.5644 | 546768.4651 | 582508.5038 | 627136.8256 | 665758.3007 | 714371.3982 | 762890.9493 | 771845.4742 | 799657.923 | 802674.2628 | 855596.5184 | 882105.7732 | 922241.402 | 908293.3239 | 954534.3166 | 957534.974 | -0.012935 | 0.032836 | -0.10074 | -0.16265 | 0.11578 | 0.012211 | -0.033682 | -0.012676 | -0.0023439 | 0.063318 | 0.073821 | 0.059762 | 0.070476 | 0.065712 | 0.011669 | 0.0354 | 0.0037649 | 0.06385 | 0.030513 | 0.044495 | -0.01524 | 0.049656 | 0.0031387 | 0.060036
| 286 | 5654968.5995 | 0 | 5100584.2934 | 0 |  | 509992.563 | 495485.7045 | 503764.9045 | 468753.3986 | 329783.4239 | 406717.857 | 434940.9311 | 441968.23 | 422123.5851 | 452861.5541 | 475528.0967 | 509606.7192 | 518986.6102 | 528859.5924 | 567170.9888 | 555854.0803 | 555970.2834 | 546249.4181 | 573400.1274 | 592964.2699 | 594803.4921 | 625611.7344 | 640857.7148 | 663745.4562 | 0 | 0 | 0 | 0 | 0 | 0 | 0 | 0 | 0 | 0 | 0 | 0 | 0 | 0 | 0 | 0 | 0 | 0 | 0 | 0 | 0 | 0 | 0 | 0 | -0.028858 | 0.016571 | -0.072033 | -0.35164 | 0.20968 | 0.067091 | 0.016028 | -0.04594 | 0.070288 | 0.04884 | 0.069213 | 0.018239 | 0.018845 | 0.069938 | -0.020155 | 0.00020903 | -0.017639 | 0.048508 | 0.03355 | 0.0030969 | 0.050499 | 0.024078 | 0.035091 | 0.096301
| 287 | 4352493.9754 | 0 | 4032148.7437 | 0 |  | 512823.9446 | 491020.9504 | 496881.6042 | 459464.7309 | 310166.3208 | 345130.8573 | 342256.9439 | 333917.7477 | 306448.7113 | 311474.6985 | 322518.9156 | 327220.4249 | 333704.0513 | 328147.8262 | 336981.2141 | 335569.4941 | 324903.9586 | 330164.164 | 330758.5618 | 323954.1013 | 336519.1778 | 353863.8266 | 382481.5596 | 388053.9066 | 0 | 0 | 0 | 0 | 0 | 0 | 0 | 0 | 0 | 0 | 0 | 0 | 0 | 0 | 0 | 0 | 0 | 0 | 0 | 0 | 0 | 0 | 0 | 0 | -0.043446 | 0.011865 | -0.07829 | -0.39295 | 0.10681 | -0.0083619 | -0.024667 | -0.085844 | 0.016268 | 0.034844 | 0.014472 | 0.019621 | -0.01679 | 0.026563 | -0.0041981 | -0.032299 | 0.01606 | 0.0017987 | -0.020787 | 0.038053 | 0.050257 | 0.077768 | 0.014464 | 0.093831
| 288 | 4100643.3778 | 0 | 3804135.2662 | 0 |  | 486774.8225 | 468781.3255 | 472369.2076 | 421125.0962 | 276290.3258 | 309395.288 | 313853.6213 | 303571.6819 | 285683.2992 | 290984.4851 | 301358.9998 | 315882.1822 | 330234.4361 | 323590.2857 | 330561.8553 | 327120.7347 | 328602.6594 | 330415.5029 | 323551.5921 | 303301.6685 | 311344.1598 | 334687.7989 | 346933.0079 | 358737.4292 | 0 | 0 | 0 | 0 | 0 | 0 | 0 | 0 | 0 | 0 | 0 | 0 | 0 | 0 | 0 | 0 | 0 | 0 | 0 | 0 | 0 | 0 | 0 | 0 | -0.037665 | 0.0076245 | -0.11483 | -0.42148 | 0.11317 | 0.014307 | -0.033309 | -0.060734 | 0.018386 | 0.035032 | 0.047067 | 0.044434 | -0.020325 | 0.021316 | -0.010464 | 0.00452 | 0.0055017 | -0.020992 | -0.064631 | 0.026171 | 0.072299 | 0.035934 | 0.033459 | 0.10131
| 289 | 4555771.6621 | 0 | 4264009.3386 | 0 |  | 554619.0147 | 529127.8491 | 536032.0818 | 480277.1814 | 332125.5419 | 377659.0507 | 366782.7865 | 343195.1849 | 313042.6682 | 324462.0226 | 344980.2871 | 338541.0172 | 358404.4946 | 373469.3775 | 381987.8042 | 336908.6432 | 323741.114 | 320298.6492 | 306046.7674 | 296784.5369 | 311136.0044 | 332714.7891 | 338051.5723 | 346839.4007 | 0 | 0 | 0 | 0 | 0 | 0 | 0 | 0 | 0 | 0 | 0 | 0 | 0 | 0 | 0 | 0 | 0 | 0 | 0 | 0 | 0 | 0 | 0 | 0 | -0.047051 | 0.012964 | -0.10983 | -0.36885 | 0.12848 | -0.029222 | -0.06647 | -0.09196 | 0.035829 | 0.061319 | -0.018842 | 0.057017 | 0.041174 | 0.022553 | -0.12558 | -0.039868 | -0.01069 | -0.045516 | -0.030732 | 0.047224 | 0.067056 | 0.015913 | 0.025663 | 0.097731
| 290 | 5995248.0673 | 0 | 5400998.517 | 0 |  | 542812.9832 | 519219.7818 | 517665.1091 | 489530.2554 | 380689.2584 | 438094.5962 | 444750.1663 | 443592.3127 | 450449.4466 | 462945.6275 | 511294.2224 | 533623.0734 | 553350.0439 | 580330.0122 | 600526.3442 | 592216.3122 | 604221.3445 | 600935.3584 | 612688.2306 | 622526.1936 | 632833.973 | 652390.9313 | 701301.9239 | 722751.0269 | 0 | 0 | 0 | 0 | 0 | 0 | 0 | 0 | 0 | 0 | 0 | 0 | 0 | 0 | 0 | 0 | 0 | 0 | 0 | 0 | 0 | 0 | 0 | 0 | -0.044438 | -0.0029987 | -0.055882 | -0.25146 | 0.14045 | 0.015078 | -0.0026068 | 0.01534 | 0.027364 | 0.099336 | 0.042745 | 0.036301 | 0.047606 | 0.03421 | -0.013935 | 0.020069 | -0.0054532 | 0.019369 | 0.015929 | 0.016422 | 0.030436 | 0.072295 | 0.030126 | 0.070953
| 291 | 5997361.727 | 0 | 5490472.3473 | 0 |  | 623441.144 | 600597.6177 | 611701.6398 | 522859.2724 | 407863.6385 | 459585.884 | 478205.2561 | 470768.8198 | 441978.5649 | 431651.2654 | 448779.2512 | 480616.4987 | 503276.475 | 528223.0876 | 544594.4649 | 537437.7317 | 554167.8946 | 552452.3182 | 544939.2402 | 520609.2472 | 555056.1641 | 572613.4931 | 584821.8818 | 593686.0713 | 623441.144 | 600597.6177 | 611701.6398 | 522859.2724 | 407863.6385 | 0 | 0 | 0 | 0 | 0 | 0 | 0 | 0 | 0 | 0 | 0 | 0 | 0 | 0 | 0 | 0 | 0 | 0 | 0 | -0.037329 | 0.018319 | -0.15693 | -0.24838 | 0.11939 | 0.039714 | -0.015673 | -0.063106 | -0.023643 | 0.038913 | 0.068539 | 0.04607 | 0.048379 | 0.030523 | -0.013229 | 0.030655 | -0.0031006 | -0.013693 | -0.045675 | 0.06407 | 0.031142 | 0.021096 | 0.015043 | 0.076668
| 292 | 5675763.7814 | 0 | 5101989.4784 | 0 |  | 522201.0727 | 509064.1296 | 508684.4135 | 471574.4781 | 371315.8969 | 420466.9015 | 423746.1233 | 413240.3315 | 411921.509 | 431312.2313 | 454264.0446 | 490314.4354 | 511572.2324 | 527667.8804 | 546734.6096 | 540460.7216 | 554267.7042 | 553596.3653 | 595007.2691 | 595732.3701 | 615385.3417 | 646152.978 | 670061.4231 | 681502.8092 | 0 | 0 | 0 | 0 | 0 | 0 | 0 | 0 | 0 | 0 | 0 | 0 | 0 | 0 | 0 | 0 | 0 | 0 | 0 | 0 | 0 | 0 | 0 | 0 | -0.025479 | -0.00074619 | -0.075751 | -0.23902 | 0.12431 | 0.0077687 | -0.025105 | -0.0031965 | 0.045999 | 0.051846 | 0.076368 | 0.042442 | 0.030978 | 0.035496 | -0.011542 | 0.025226 | -0.001212 | 0.072138 | 0.0012179 | 0.032457 | 0.048788 | 0.036333 | 0.016931 | 0.06818
| 293 | 5756712.3184 | 0 | 5113501.348 | 0 |  | 521464.6127 | 510480.3459 | 516162.4761 | 458688.3547 | 351002.4487 | 409423.0729 | 430219.9146 | 423343.7974 | 421397.1403 | 419119.3545 | 440067.4225 | 479745.9983 | 510345.1769 | 524471.1085 | 533135.7463 | 547346.041 | 573201.8236 | 598530.7056 | 619225.1534 | 662708.233 | 694618.8385 | 722295.9967 | 765450.1645 | 745201.2706 | 0 | 0 | 0 | 0 | 0 | 0 | 0 | 0 | 0 | 0 | 0 | 0 | 0 | 0 | 0 | 0 | 0 | 0 | 0 | 0 | 0 | 0 | 0 | 0 | -0.021289 | 0.011069 | -0.11805 | -0.26758 | 0.15396 | 0.049547 | -0.016112 | -0.0046089 | -0.00542 | 0.048772 | 0.086329 | 0.061831 | 0.027303 | 0.016386 | 0.026305 | 0.046157 | 0.04324 | 0.033991 | 0.067866 | 0.047028 | 0.039072 | 0.058029 | -0.02681 | 0.079767
| 294 | 5188618.7853 | 0 | 4778490.9262 | 0 |  | 507172.7223 | 493789.0344 | 501045.1033 | 464923.9296 | 348776.0794 | 397410.8029 | 424367.0466 | 402263.4805 | 386704.3341 | 403051.8053 | 433575.2153 | 455521.7628 | 486323.5865 | 489697.793 | 490325.25 | 482450.6886 | 460764.0351 | 460493.6723 | 468208.1518 | 459051.3499 | 462086.4063 | 454227.3538 | 463672.8814 | 485021.7157 | 0 | 0 | 0 | 0 | 0 | 0 | 0 | 0 | 0 | 0 | 0 | 0 | 0 | 0 | 0 | 0 | 0 | 0 | 0 | 0 | 0 | 0 | 0 | 0 | -0.026743 | 0.014588 | -0.074822 | -0.28744 | 0.13054 | 0.065628 | -0.053491 | -0.039447 | 0.041405 | 0.073 | 0.049378 | 0.065431 | 0.0069142 | 0.0012805 | -0.01619 | -0.045993 | -0.00058694 | 0.016614 | -0.019751 | 0.0065898 | -0.017154 | 0.020581 | 0.045014 | 0.078182
| 295 | 4463625.9279 | 0 | 4129859.1885 | 0 |  | 518290.6471 | 497919.663 | 495476.5961 | 438494.0335 | 293799.3461 | 338199.2133 | 352435.046 | 338458.1893 | 312019.5911 | 317694.5051 | 334446.2003 | 348763.041 | 358272.0635 | 366499.1435 | 376735.5477 | 375627.4222 | 378860.148 | 359242.8906 | 347193.5171 | 346720.8669 | 358529.8685 | 375139.6037 | 389877.486 | 396478.3207 | 0 | 0 | 0 | 0 | 0 | 0 | 0 | 0 | 0 | 0 | 0 | 0 | 0 | 0 | 0 | 0 | 0 | 0 | 0 | 0 | 0 | 0 | 0 | 0 | -0.040097 | -0.0049186 | -0.12217 | -0.40045 | 0.14074 | 0.041231 | -0.040466 | -0.081335 | 0.018024 | 0.051386 | 0.041917 | 0.0269 | 0.022704 | 0.027547 | -0.0029457 | 0.0085694 | -0.053168 | -0.034116 | -0.0013623 | 0.033492 | 0.045286 | 0.038534 | 0.016789 | 0.099839
| 296 | 5453308.292 | 0 | 4935011.9767 | 0 |  | 542725.9528 | 522962.3482 | 528658.975 | 490108.0011 | 364352.579 | 425996.2478 | 432430.0953 | 415728.628 | 392830.3933 | 396297.6517 | 429126.7021 | 436269.3744 | 455569.5471 | 470915.025 | 497239.674 | 482106.7804 | 483688.9634 | 489457.9524 | 506677.4751 | 516118.7444 | 525952.5238 | 564361.5143 | 622868.5298 | 655525.2724 | 0 | 0 | 0 | 0 | 0 | 0 | 0 | 0 | 0 | 0 | 0 | 0 | 0 | 0 | 0 | 0 | 0 | 0 | 0 | 0 | 0 | 0 | 0 | 0 | -0.037095 | 0.010834 | -0.075718 | -0.2965 | 0.15631 | 0.01499 | -0.039388 | -0.056655 | 0.0087876 | 0.079587 | 0.016508 | 0.043289 | 0.033129 | 0.054394 | -0.030907 | 0.0032764 | 0.011856 | 0.034576 | 0.018462 | 0.018874 | 0.070484 | 0.09864 | 0.051101 | 0.084189
| 297 | 6674869.1028 | 6674869.1028 | 5937918.6866 | 5937918.6866 |  | 572120.4026 | 558509.3806 | 569417.9911 | 497646.164 | 408132.0261 | 466824.7493 | 499531.385 | 496993.6391 | 494136.3805 | 502437.417 | 538188.3243 | 573492.4322 | 606735.2332 | 632697.8756 | 676126.0829 | 700295.8372 | 718414.8988 | 715285.3803 | 737818.0464 | 761230.567 | 775520.8342 | 836139.05 | 861828.4911 | 885106.1196 | 0 | 0 | 569417.9911 | 0 | 408132.0261 | 0 | 499531.385 | 496993.6391 | 494136.3805 | 0 | 0 | 0 | 606735.2332 | 0 | 676126.0829 | 700295.8372 | 718414.8988 | 0 | 737818.0464 | 761230.567 | 0 | 836139.05 | 0 | 0 | -0.024078 | 0.019343 | -0.13473 | -0.1983 | 0.13436 | 0.067717 | -0.0050932 | -0.0057657 | 0.01666 | 0.068737 | 0.063536 | 0.056348 | 0.041901 | 0.066387 | 0.035123 | 0.025544 | -0.0043657 | 0.031016 | 0.031239 | 0.018599 | 0.07526 | 0.030261 | 0.026651 | 0.068325
| 298 | 5931894.3581 | 0 | 5360119.3587 | 0 |  | 551875.6995 | 525731.9166 | 539931.7294 | 504132.7277 | 398493.8903 | 447573.4307 | 474853.4712 | 466958.6584 | 450328.2508 | 453237.6065 | 482928.6926 | 499283.2554 | 515864.2421 | 519015.5487 | 543361.8848 | 550153.0481 | 575668.5181 | 585599.5692 | 594162.7173 | 589385.9586 | 595720.2852 | 629570.191 | 675787.2312 | 708350.0018 | 0 | 0 | 0 | 0 | 0 | 0 | 0 | 0 | 0 | 0 | 0 | 0 | 0 | 0 | 0 | 0 | 0 | 0 | 0 | 0 | 0 | 0 | 0 | 0 | -0.048531 | 0.026651 | -0.068603 | -0.23515 | 0.11615 | 0.059166 | -0.016766 | -0.036264 | 0.0064397 | 0.063453 | 0.033305 | 0.03267 | 0.0060902 | 0.045842 | 0.012421 | 0.045335 | 0.017104 | 0.014517 | -0.008072 | 0.01069 | 0.055266 | 0.070841 | 0.04706 | 0.067591
| 299 | 4922104.8448 | 0 | 4545628.9876 | 0 |  | 543390.3527 | 526498.0676 | 531005.9968 | 485884.4 | 354112.0899 | 380197.8617 | 372417.4246 | 350544.4179 | 334622.1016 | 359875.1726 | 382847.0139 | 390415.8383 | 410188.8876 | 404003.1805 | 427270.4666 | 426050.6636 | 424704.682 | 427942.9103 | 408914.2608 | 393286.2817 | 407633.564 | 411428.069 | 440690.0072 | 455680.5096 | 0 | 0 | 0 | 0 | 0 | 0 | 0 | 0 | 0 | 0 | 0 | 0 | 0 | 0 | 0 | 0 | 0 | 0 | 0 | 0 | 0 | 0 | 0 | 0 | -0.03158 | 0.0085257 | -0.088803 | -0.31636 | 0.071078 | -0.020676 | -0.060528 | -0.046486 | 0.072755 | 0.061878 | 0.019577 | 0.049405 | -0.015195 | 0.055994 | -0.002859 | -0.0031642 | 0.0075957 | -0.045484 | -0.038968 | 0.035831 | 0.0092656 | 0.068707 | 0.03345 | 0.081235
| 300 | 4890948.3306 | 0 | 4551283.7283 | 0 |  | 546112.5547 | 509234.023 | 523607.7886 | 478465.2797 | 362097.993 | 385628.4401 | 383084.7462 | 383371.7025 | 364163.2086 | 375869.7019 | 384711.5125 | 412277.2159 | 405536.2678 | 410377.7826 | 427854.4373 | 410776.0047 | 407032.7213 | 387673.6182 | 374760.6553 | 360256.9959 | 368109.4553 | 376218.4354 | 396934.9329 | 405684.4383 | 0 | 0 | 0 | 0 | 0 | 0 | 0 | 0 | 0 | 0 | 0 | 0 | 0 | 0 | 0 | 0 | 0 | 0 | 0 | 0 | 0 | 0 | 0 | 0 | -0.069917 | 0.027835 | -0.090159 | -0.27867 | 0.062959 | -0.0066181 | 0.00074879 | -0.051403 | 0.03164 | 0.023251 | 0.069202 | -0.016486 | 0.011868 | 0.041705 | -0.040735 | -0.0091545 | -0.04873 | -0.033876 | -0.03947 | 0.021563 | 0.02179 | 0.053602 | 0.021803 | 0.071938
| 301 | 4251739.3131 | 0 | 3962911.6223 | 0 |  | 515435.2851 | 498510.8568 | 492186.9695 | 451085.6414 | 308540.1348 | 336691.0958 | 330294.2515 | 308381.7374 | 294119.9224 | 299429.4007 | 308801.8211 | 317721.6355 | 333752.681 | 324087.8688 | 349244.7557 | 328682.5027 | 317175.3341 | 326605.5413 | 311709.742 | 297208.6967 | 334864.7276 | 316628.7506 | 328778.996 | 331334.9007 | 0 | 0 | 0 | 0 | 0 | 0 | 0 | 0 | 0 | 0 | 0 | 0 | 0 | 0 | 0 | 0 | 0 | 0 | 0 | 0 | 0 | 0 | 0 | 0 | -0.033386 | -0.012767 | -0.087201 | -0.37981 | 0.087314 | -0.019182 | -0.068646 | -0.047351 | 0.017891 | 0.030821 | 0.028476 | 0.049225 | -0.029386 | 0.074758 | -0.060681 | -0.035638 | 0.029298 | -0.046681 | -0.047638 | 0.11929 | -0.055997 | 0.037656 | 0.0077439 | 0.095263
| 302 | 4473104.6396 | 0 | 4155811.2425 | 0 |  | 505592.8898 | 481976.0245 | 483423.272 | 440759.4298 | 305688.0093 | 344315.2262 | 355450.4564 | 342784.6738 | 326145.7632 | 331687.6417 | 341737.8912 | 359376.4204 | 368708.8484 | 392811.8658 | 412340.4969 | 383481.5355 | 368375.2335 | 350475.1308 | 346324.2126 | 330630.4213 | 332133.3772 | 359172.8224 | 379823.3372 | 374814.6264 | 0 | 0 | 0 | 0 | 0 | 0 | 0 | 0 | 0 | 0 | 0 | 0 | 0 | 0 | 0 | 0 | 0 | 0 | 0 | 0 | 0 | 0 | 0 | 0 | -0.047837 | 0.0029982 | -0.092393 | -0.36593 | 0.11899 | 0.031828 | -0.036283 | -0.049758 | 0.016849 | 0.02985 | 0.050326 | 0.025637 | 0.063323 | 0.048519 | -0.072558 | -0.040189 | -0.049812 | -0.011914 | -0.046374 | 0.0045354 | 0.078267 | 0.055903 | -0.013275 | 0.093333
| 303 | 4596294.7958 | 0 | 4252573.0993 | 0 |  | 529135.0047 | 522182.8137 | 521553.5143 | 457501.4476 | 331685.6401 | 365320.06 | 374900.8306 | 345961.7783 | 322328.1604 | 319615.5815 | 341719.869 | 359193.8226 | 352038.7365 | 348960.2478 | 357752.0599 | 360627.7326 | 351874.2313 | 361688.6412 | 366289.5171 | 351627.5656 | 369564.2948 | 373077.3429 | 405150.6744 | 419150.5777 | 0 | 0 | 0 | 0 | 0 | 0 | 0 | 0 | 0 | 0 | 0 | 0 | 0 | 0 | 0 | 0 | 0 | 0 | 0 | 0 | 0 | 0 | 0 | 0 | -0.013226 | -0.0012059 | -0.13103 | -0.32159 | 0.096586 | 0.025888 | -0.080333 | -0.070758 | -0.0084512 | 0.066872 | 0.049871 | -0.020121 | -0.0087832 | 0.024882 | 0.008006 | -0.024572 | 0.02751 | 0.01264 | -0.040851 | 0.049752 | 0.009461 | 0.082473 | 0.033971 | 0.085751
| 304 | 5869889.2892 | 0 | 5333203.9641 | 0 |  | 568283.1599 | 545130.828 | 559483.5967 | 506818.9904 | 411892.2762 | 459451.3544 | 475219.8807 | 464673.7584 | 444543.3204 | 450089.4731 | 477274.9824 | 497191.6857 | 499405.6219 | 512755.1991 | 527575.8085 | 503387.057 | 517381.5749 | 529828.9622 | 559434.3555 | 552797.878 | 565250.0008 | 613946.4317 | 634014.3976 | 631414.1517 | 0 | 0 | 0 | 0 | 411892.2762 | 0 | 0 | 0 | 0 | 0 | 0 | 0 | 0 | 0 | 0 | 0 | 0 | 0 | 0 | 0 | 0 | 0 | 0 | 0 | -0.041594 | 0.025988 | -0.09886 | -0.20739 | 0.10927 | 0.033745 | -0.022442 | -0.044288 | 0.012399 | 0.058646 | 0.040883 | 0.004443 | 0.02638 | 0.028494 | -0.046933 | 0.027421 | 0.023774 | 0.054372 | -0.011934 | 0.022276 | 0.08264 | 0.032164 | -0.0041097 | 0.064681
| 305 | 6216557.7663 | 0 | 5535101.9324 | 0 |  | 546303.081 | 532640.732 | 548578.6841 | 521397.7126 | 402102.6662 | 439709.7731 | 452362.3669 | 436786.5634 | 429171.5693 | 443265.5418 | 482384.1872 | 525719.9572 | 550460.4693 | 584723.7943 | 611201.7366 | 624978.7043 | 651257.15 | 669159.2688 | 681696.0059 | 704611.4005 | 730994.1531 | 747025.2466 | 803506.2855 | 824362.9553 | 0 | 0 | 0 | 521397.7126 | 0 | 0 | 0 | 0 | 0 | 0 | 0 | 0 | 0 | 0 | 0 | 0 | 0 | 0 | 0 | 0 | 0 | 0 | 0 | 0 | -0.025327 | 0.029484 | -0.050818 | -0.25981 | 0.089407 | 0.028369 | -0.035039 | -0.017588 | 0.032312 | 0.084572 | 0.086028 | 0.045986 | 0.060384 | 0.044287 | 0.02229 | 0.041187 | 0.027118 | 0.018562 | 0.033063 | 0.036759 | 0.021694 | 0.072886 | 0.025626 | 0.070725
| 306 | 5786455.2616 | 0 | 5272947.4269 | 0 |  | 566737.782 | 546852.1523 | 543293.6812 | 494238.4671 | 396303.2415 | 450247.5395 | 461111.6988 | 451050.7538 | 440559.3237 | 434586.5054 | 472410.0497 | 490192.6982 | 491886.4044 | 504114.843 | 517931.9117 | 545176.2354 | 570764.487 | 528967.4032 | 537528.6677 | 542048.0037 | 543081.9661 | 558844.7696 | 598586.7674 | 642719.3782 | 0 | 0 | 0 | 0 | 0 | 0 | 0 | 0 | 0 | 0 | 0 | 0 | 0 | 0 | 0 | 0 | 0 | 0 | 0 | 0 | 0 | 0 | 0 | 0 | -0.035718 | -0.0065285 | -0.094632 | -0.22084 | 0.12762 | 0.023843 | -0.02206 | -0.023535 | -0.01365 | 0.083452 | 0.036951 | 0.0034492 | 0.024556 | 0.02704 | 0.051265 | 0.045868 | -0.07605 | 0.016055 | 0.0083725 | 0.0019057 | 0.028611 | 0.0687 | 0.071137 | 0.069921
| 307 | 5872871.1579 | 0 | 5346888.5402 | 0 |  | 619513.7785 | 594973.0981 | 605704.3355 | 484674.9458 | 372821.2835 | 451407.2825 | 461595.3713 | 454405.3097 | 431861.7598 | 440605.0239 | 441935.1331 | 478457.9464 | 487300.3142 | 495056.8742 | 509183.3863 | 522086.3706 | 551461.9177 | 552521.5567 | 530374.4324 | 509825.2744 | 563138.5404 | 583861.8232 | 622546.9902 | 626765.917 | 619513.7785 | 594973.0981 | 605704.3355 | 0 | 0 | 0 | 0 | 0 | 0 | 0 | 0 | 0 | 0 | 0 | 0 | 0 | 0 | 0 | 0 | 0 | 0 | 0 | 0 | 0 | -0.040419 | 0.017876 | -0.22291 | -0.26238 | 0.19127 | 0.022319 | -0.015699 | -0.050884 | 0.020043 | 0.0030143 | 0.079405 | 0.018312 | 0.015792 | 0.028136 | 0.025025 | 0.05474 | 0.0019197 | -0.040909 | -0.039515 | 0.099458 | 0.036139 | 0.064155 | 0.006754 | 0.093106
| 308 | 4763312.7496 | 0 | 4376250.227 | 0 |  | 502375.9779 | 486011.9688 | 489096.3087 | 438867.3954 | 294644.8395 | 356496.079 | 381044.529 | 370291.2276 | 363055.6676 | 371112.4463 | 396991.0982 | 409541.6331 | 404135.1147 | 418121.341 | 415062.8167 | 403683.1335 | 404588.3858 | 409157.1325 | 411405.8537 | 392313.3982 | 415710.1772 | 425274.7072 | 451733.3141 | 471476.7506 | 0 | 0 | 0 | 0 | 0 | 0 | 0 | 0 | 0 | 0 | 0 | 0 | 0 | 0 | 0 | 0 | 0 | 0 | 0 | 0 | 0 | 0 | 0 | 0 | -0.033116 | 0.0063262 | -0.10836 | -0.39843 | 0.19055 | 0.066593 | -0.028626 | -0.019734 | 0.021949 | 0.067409 | 0.031125 | -0.013289 | 0.034022 | -0.0073418 | -0.0278 | 0.00224 | 0.011229 | 0.0054809 | -0.047519 | 0.057927 | 0.022747 | 0.060357 | 0.042778 | 0.10298
| 309 | 4426833.7908 | 0 | 4134696.1772 | 0 |  | 573737.0905 | 549214.3795 | 543598.4837 | 456620.9486 | 295804.406 | 342453.6927 | 341676.316 | 334447.2843 | 301129.8905 | 297657.117 | 303417.8292 | 318013.2781 | 328136.0544 | 333083.918 | 335375.8956 | 343238.4854 | 335808.47 | 321934.0189 | 312126.3626 | 310582.3507 | 311870.4028 | 330533.8647 | 332811.0914 | 355932.6117 | 0 | 0 | 0 | 0 | 0 | 0 | 0 | 0 | 0 | 0 | 0 | 0 | 0 | 0 | 0 | 0 | 0 | 0 | 0 | 0 | 0 | 0 | 0 | 0 | -0.043682 | -0.010278 | -0.17436 | -0.43416 | 0.14644 | -0.0022726 | -0.021385 | -0.10494 | -0.011599 | 0.019169 | 0.046982 | 0.031335 | 0.014966 | 0.0068575 | 0.023174 | -0.021885 | -0.042194 | -0.030939 | -0.004959 | 0.0041386 | 0.058121 | 0.0068659 | 0.067166 | 0.10863
| 310 | 4617644.0199 | 0 | 4280689.2526 | 0 |  | 502982.2627 | 480770.135 | 484482.2644 | 438652.2139 | 306617.1067 | 350793.4251 | 370007.3365 | 346630.1672 | 328232.7798 | 340834.7605 | 380855.4321 | 382801.6473 | 388882.7575 | 394342.309 | 406688.5671 | 417632.4025 | 416096.6628 | 405044.8857 | 407605.079 | 372656.5914 | 371653.9181 | 372038.1318 | 388937.1166 | 401031.4969 | 0 | 0 | 0 | 0 | 0 | 0 | 0 | 0 | 0 | 0 | 0 | 0 | 0 | 0 | 0 | 0 | 0 | 0 | 0 | 0 | 0 | 0 | 0 | 0 | -0.045166 | 0.0076916 | -0.099374 | -0.35811 | 0.1346 | 0.053325 | -0.065264 | -0.054535 | 0.037675 | 0.11102 | 0.0050971 | 0.015761 | 0.013941 | 0.030828 | 0.026554 | -0.003684 | -0.02692 | 0.0063009 | -0.089641 | -0.0026942 | 0.0010333 | 0.044421 | 0.030622 | 0.093852
TVaR90 |  |  | 6874606.918 |  | 6074859.2858 | [25 empty] | 610834.6035 | 581514.3159 | 586954.5722 | 530228.8134 | 431857.4097 | 486970.1596 | 513277.8715 | 515594.4982 | 511622.5564 | 532736.208 | 569941.6707 | 609146.238 | 643240.5479 | 671342.7599 | 707531.6557 | 721155.1423 | 751947.5655 | 773873.7895 | 800216.4151 | 821606.3014 | 868345.9012 | 919161.2983 | 977824.9531 | 1026982.0128 | [23 empty] | 0.087338
AvgVolatility |  | #REF!
|  | 24-yr NPV |  | 20-yr NPV |  |  | 2022 | 2023 | 2024 | 2025 | 2026 | 2027 | 2028 | 2029 | 2030 | 2031 | 2032 | 2033 | 2034 | 2035 | 2036 | 2037 | 2038 | 2039 | 2040 | 2041 | 2042 | 2043 | 2044 | 2045
Mean |  | 5421012.8427 |  | 4901169.328 |  | Mean | 541748.4624 | 521967.528 | 527352.2261 | 476647.7452 | 352088.9603 | 397678.0803 | 408949.5969 | 398641.3194 | 385944.0567 | 398621.5791 | 421903.929 | 444698.3412 | 463752.8528 | 478264.7852 | 496948.5651 | 498558.8026 | 509395.3268 | 511718.1794 | 522817.681 | 526805.1849 | 550173.5902 | 577126.1356 | 611354.0344 | 631384.7336
StdDev |  | 911082.3217 |  | 745385.4102 |  | StdDev | 32185.7827 | 28375.2819 | 29342.1235 | 31461.4433 | 48291.2745 | 62114.5499 | 73869.5394 | 80770.2589 | 84322.3186 | 89793.8819 | 98591.9696 | 107965.2865 | 116980.1113 | 124427.2295 | 132408.7745 | 138323.0789 | 147918.1829 | 154206.0728 | 162663.1273 | 170833.8111 | 180501.7253 | 192684.584 | 206294.702 | 217282.2854
Q1 (P25) |  | 4854200.4282 |  | 4430785.2804 |  | Q1 (P25) | 518159.8871 | 500530.1842 | 506098.2822 | 460660.3909 | 325397.1194 | 365165.4547 | 371494.7941 | 353837.4921 | 334706.9955 | 346151.953 | 362225.0107 | 380436.3943 | 390735.987 | 403083.7347 | 412290.7931 | 410281.9859 | 413944.5661 | 405440.4606 | 410185.7274 | 405499.8108 | 425136.8868 | 436674.0978 | 459772.3211 | 472017.7042
Min |  | 2049594.0642 |  | 2019897.4702 |  | Min | 486774.8225 | 468781.3255 | 472369.2076 | 303167.6684 | 114214.6967 | 65141.5385 | 24782.5418 | 16111.6611 | 18748.2768 | 19704.016 | 20277.7067 | 22555.5831 | 23230.1639 | 24039.0233 | 26014.7318 | 27350.8027 | 27571.9331 | 28673.0743 | 29811.3504 | 30880.0084 | 31876.8333 | 33195.848 | 34514.7802 | 35562.0747
Median (P50) |  | 5407633.9629 |  | 4914721.3891 |  | Median (P50) | 536486.0965 | 517487.7807 | 523646.5325 | 475188.7343 | 353924.7565 | 400615.4174 | 410664.7414 | 400206.029 | 386844.417 | 401626.9543 | 426591.4811 | 444188.1009 | 462400.7359 | 471767.9891 | 494994.6679 | 494162.1726 | 504280.8439 | 503254.6071 | 515576.7053 | 518019.8082 | 543407.174 | 564513.3703 | 595229.9428 | 614068.9568
Max |  | 7583679.1258 |  | 6760639.4768 |  | Max | 667535.3127 | 636059.9088 | 657292.4172 | 594301.8827 | 505090.6591 | 567088.8224 | 574056.2713 | 563497.7976 | 563709.6373 | 594784.6297 | 637647.4995 | 686055.6413 | 726506.373 | 761736.2241 | 806546.7525 | 825998.9898 | 861742.3936 | 904606.7619 | 927588.0002 | 990146.3292 | 1036779.4753 | 1087039.1692 | 1168032.1062 | 1286674.58
Q3 P75 |  | 6052645.6465 |  | 5424478.8897 |  | Q3 P75 | 557351.4558 | 535629.6775 | 543305.8619 | 493399.3938 | 382533.9688 | 435100.2674 | 454946.354 | 451742.4542 | 441860.9953 | 460616.5633 | 489546.8261 | 524389.3661 | 550945.9458 | 571415.8395 | 592670.822 | 597599.7422 | 612753.7124 | 618412.9511 | 640010.4951 | 646797.7003 | 673325.1384 | 708028.7866 | 755888.8583 | 775431.3484
TVaR90 |  | 6874606.918 |  | 6074859.2858 |  | TVaR90
No DSR Portfolio Deterministic |  | 5561693.5259 |  | 5125313.6702
|  |  | Preferred Portfolio | Frequency
1 | 2000000 | 0 | 0 | <=2
2 | 2500000 | 6 | 6 | 2-2.5
3 | 3000000 | 6 | 0 | 2.5-3
4 | 3500000 | 6 | 0 | 3-3.5
5 | 4000000 | 8 | 2 | 3.5-4
6 | 4500000 | 42 | 34 | 4-4.5
7 | 5000000 | 96 | 54 | 4.5-5
8 | 5500000 | 164 | 68 | 5-5.5
9 | 6000000 | 225 | 61 | 5.5-6
10 | 6500000 | 270 | 45 | 6-6.5
11 | 7000000 | 300 | 30 | 6.5-7
12 | 7500000 | 308 | 8 | 7-7.5
13 | 8000000 | 310 | 2 | 7.5-8