## Summary of Emissions
| 2024 | 2025 | 2026 | 2027 | 2028 | 2029 | 2030 | 2031 | 2032 | 2033 | 2034 | 2035 | 2036 | 2037 | 2038 | 2039 | 2040 | 2041 | 2042 | 2043 | 2044 | 2045 | 2046 | 2047 | 2048 | 2049 | 2050
Reference Scenario | 5614472.4588 | 5369298.6138 | 5384408.4938 | 5333828.8367 | 5216917.667 | 5147531.2906 | 5033602.6545 | 5006471.6905 | 4901307.2309 | 4799116.5385 | 4783507.1456 | 4767499.3277 | 4791481.862 | 4750765.1294 | 4754906.6617 | 4753377.7621 | 4776025.6166 | 4745761.5252 | 4718775.9276 | 4760330.1866 | 4764038.5945 | 4745858.8943 | 4756886.7595 | 4780474.1688 | 4808707.9544 | 4817012.2498 | 4824989.1924
WA SES Electrification | 5454827.3367 | 5279812.7939 | 5215724.0903 | 5066629.1112 | 4821771.1045 | 4612836.3916 | 4331484.7101 | 4119523.6142 | 3811920.4951 | 3500802.8408 | 3269290.9673 | 3039502.3908 | 2847964.5256 | 2585001.5932 | 2374416.6149 | 2169040.5642 | 1995505.4033 | 1783110.4332 | 1601577.7652 | 1494299.3073 | 1342328.6648 | 1202514.5733 | 1111791.146 | 1038749.8174 | 981916.3345 | 913730.4282 | 853771.062
Ceiling Price | 5478296.9753 | 5363522.2548 | 5374768.0383 | 5319833.3029 | 5190165.0731 | 5115551.1223 | 4989509.1443 | 4957174.7512 | 4841597.6356 | 4731754.5593 | 4712112.7152 | 4693205.1135 | 4715762.5206 | 4664569.369 | 4653282.6033 | 4638375.2279 | 4649863.1951 | 4608002.8937 | 4571048.3877 | 4607860.106 | 4606727.4998 | 4583641.5199 | 4592376.7843 | 4614024.0085 | 4641576.38 | 4647905.6441 | 4653819.1018
Floor Price | 5537450.7393 | 5371662.2008 | 5387884.8734 | 5338008.9252 | 5213498.7521 | 5144101.4025 | 5023350.5107 | 4996406.7488 | 4886253.2542 | 4781804.4285 | 4764410.0813 | 4746232.2017 | 4769530.7316 | 4719170.4144 | 4708819.1667 | 4694827.8383 | 4707201.6829 | 4666118.7029 | 4629812.8897 | 4667265.617 | 4666762.2515 | 4644234.1279 | 4653648.269 | 4675904.3709 | 4704042.3173 | 4711090.4854 | 4717867.8795
Limit Emissions CCA | 5466726.7382 | 5316742.7459 | 5286890.1118 | 5183043.8787 | 4996543.2837 | 4856667.4612 | 4657500.1268 | 4541235.438 | 4335155.4487 | 4132824.7 | 4022579.7407 | 3916401.6793 | 3851115.6022 | 3710303.7299 | 3614623.6163 | 3512648.8406 | 3434465.0372 | 3304351.7519 | 3188609.1525 | 3151018.1305 | 3054599.2096 | 2955242.089 | 2898344.5359 | 2851942.8974 | 2816092.1717 | 2762723.4877 | 2714110.5298
Alt Fuel Location/RNG NA | 5535516.7228 | 5366837.039 | 5380102.813 | 5327206.185 | 5199602.593 | 5127079.7578 | 5003163.7513 | 4972990.8899 | 4859609.8739 | 4751984.2023 | 4733294.4662 | 4714696.325 | 4737578.0699 | 4686762.8105 | 4675910.5915 | 4661423.4655 | 4673315.3422 | 4631824.6728 | 4595203.7357 | 4632327.1927 | 4631480.7522 | 4608685.5002 | 4617724.8089 | 4639645.8941 | 4667455.4061 | 4674029.7042 | 4680168.775
HHP Policy | 5523526.3703 | 5414834.1467 | 5401776.3929 | 5301630.8857 | 5103109.7012 | 4930557.3624 | 4677167.4947 | 4505582.6799 | 4222607.6491 | 3940745.7539 | 3727301.5253 | 3506740.0943 | 3316306.1843 | 3062313.2288 | 2865150.1704 | 2681025.9782 | 2514781.9293 | 2307657.2531 | 2117221.6369 | 2019180.007 | 1867561.2746 | 1719524.3217 | 1629431.5623 | 1538438.1702 | 1480231.7158 | 1393412.643 | 1332568.0042
Zero Growth | 5536239.267 | 5369298.6138 | 5384408.4938 | 5333828.8367 | 5209259.9795 | 5140028.3481 | 5019801.7496 | 4994051.0365 | 4885102.8654 | 4781932.4662 | 4767348.8311 | 4751971.6942 | 4778103.3382 | 4736814.925 | 4742053.5824 | 4741892.0617 | 4766346.6076 | 4735705.6678 | 4707718.035 | 4751972.0893 | 4757160.5311 | 4739110.2911 | 4751648.9878 | 4776566.9701 | 4807012.5413 | 4815995.1508 | 4825022.4943
High Gas Price | 5535439.8157 | 5366565.1069 | 5379641.4015 | 5326560.7975 | 5198779.0978 | 5126084.5899 | 5002004.0044 | 4971673.4344 | 4858142.7462 | 4750375.9844 | 4731619.2205 | 4713053.7526 | 4735971.1496 | 4685193.2116 | 4674380.761 | 4659936.8795 | 4671875.2738 | 4630434.2122 | 4593865.5553 | 4631043.8703 | 4630261.2395 | 4607464.6843 | 4616502.7116 | 4638422.5345 | 4666230.7955 | 4672803.876 | 4678941.7635
Allocated Allowance Est. WAC173-446 | 4971392.4031 | 4566744.1843 | 4162095.9654 | 3757447.7466 | 3352799.5277 | 2948151.3088 | 2543503.09 | 2439450.6908 | 2335398.2917 | 2231345.8926 | 2127293.4934 | 2023241.0943 | 1919188.6952 | 1815136.296 | 1711083.8969 | 1607031.4978 | 1502979.0986 | 1398926.6995 | 1294874.3004 | 1144576.3905 | 994278.4806 | 843980.5708 | 693682.6609 | 543384.751 | 393086.8412 | 242788.9313 | 92491.0215
Gross Demand 2023 IRP+transports <25k | 5639040.2783 | 5631456.3704 | 5723261.0549 | 5750626.1877 | 5788211.2421 | 5798021.1159 | 5836843.893 | 5880558.0174 | 5933578.1145 | 5914995.3455 | 5938638.4526 | 5954073.2206 | 6001429.1974 | 5990979.4425 | 6015635.8248 | 6046108.2402 | 6086955.8413 | 6081405.5633 | 6064545.4701 | 6127186.7762 | 6158252.7676 | 6163122.6336 | 6197699.9214 | 6228837.4591 | 6279465.4069 | 6296833.9041 | 6323367.9552
Preferred Portfolio CO2 Tonnes | 5485545.7025 | 5373671.1 | 5387911.2465 | 5336414.8941 | 5218558.8597 | 5148163.9455 | 5033196.6804 | 5004958.0168 | 4898655.9863 | 4795260.8343 | 4773287.9619 | 4756893.7258 | 4780485.1424 | 4739442.7736 | 4743224.8251 | 4741317.8876 | 4763517.0722 | 4732840.7209 | 4705509.3458 | 4746792.9578 | 4750226.4863 | 4731803.9381 | 4742795.0678 | 4766211.3902 | 4794332.7526 | 4802565.9017 | 4810444.4679
DRAFT

## Total System Average Cost
Reference Scenario |  |  |  | FINAL 12.17.22 | #1393 | WA SES Electrification | [5 empty] | A-Ceiling Price Sensitivity |  |  |  | FINAL 12.17.22 | #1394 | B-Floor Price Sensitivity |  |  |  | FINAL 12.17.22 | #1409 | C-Limited Emissions with Floor Price |  |  |  | FINAL 12.17.22 | #1412 | D-RNG North American Geography |  |  |  | FINAL 11.26.22 | #1415 | E-HHP Policy |  |  | FINAL 12.17.22 |  | #1412 | F-No Growth Sensitivity |  |  |  | FINAL 12.17.22 | #1407 | G-High Gas Price
Year | : Unserved Demand by Area/Class | 0: Total Cost w/o DSM | 0: Total System Cost | 0: Served Demand by Area/Class | Reference $/Dth | Year | : Unserved Demand by Area/Class | 0: Total Cost w/o DSM | 0: Total System Cost | 0: Served Demand by Area/Class | $/Dth | Year | : Unserved Demand by Area/Class | 0: Total Cost w/o DSM | 0: Total System Cost | 0: Served Demand by Area/Class | $/Dth | Year | : Unserved Demand by Area/Class | 0: Total Cost w/o DSM | 0: Total System Cost | 0: Served Demand by Area/Class | $/Dth | Year | : Unserved Demand by Area/Class | 0: Total Cost w/o DSM | 0: Total System Cost | 0: Served Demand by Area/Class | $/Dth | Year | : Unserved Demand by Area/Class | 0: Total Cost w/o DSM | 0: Total System Cost | 0: Served Demand by Area/Class | RNG NA $/Dth | Year | : Unserved Demand by Area/Class | 0: Total Cost w/o DSM | 0: Total System Cost | 0: Served Demand by Area/Class | $/Dth | Year | : Unserved Demand by Area/Class | 0: Total Cost w/o DSM | 0: Total System Cost | 0: Served Demand by Area/Class | $/Dth | Year | : Unserved Demand by Area/Class | 0: Total Cost w/o DSM | 0: Total System Cost | 0: Served Demand by Area/Class | $/Dth
2024 |  | 1419065.3555 | 1475224.6211 | 93448.3107 | 15.7865 | 2024 |  | 1453375.3047 | 1878842.5 | 93069.519 | 20.1875 | 2024 |  | 1565159.8125 | 1628001.4453 | 93438.099 | 17.4233 | 2024 |  | 1212901.7188 | 1261768.7227 | 93461.8233 | 13.5004 | 2024 |  | 1117060.3867 | 1548136.8438 | 93256.3692 | 16.6009 | 2024 |  | 1419033.2773 | 1475192.543 | 93448.3107 | 15.7862 | 2024 |  | 1417019.4648 | 1537489.2578 | 93287.6147 | 16.4812 | 2024 |  | 1419243.6094 | 1469266.3242 | 93462.9492 | 15.7203 | 2024 |  | 1618013.0156 | 1674957.2109 | 93446.845 | 17.9242
2025 |  | 1320870.1328 | 1382743.2031 | 92416.656 | 14.9621 | 2025 |  | 1365412.3594 | 1837555.5703 | 91059.4522 | 20.1797 | 2025 |  | 1475101.0938 | 1543676.7734 | 92383.2084 | 16.7095 | 2025 |  | 1120446.4453 | 1174813.7539 | 92461.7197 | 12.7059 | 2025 |  | 1084327.5391 | 1578280.2227 | 91679.4483 | 17.2152 | 2025 |  | 1320678.0234 | 1382551.1016 | 92416.656 | 14.96 | 2025 |  | 1304536.6719 | 1461460.6641 | 91668.3797 | 15.9429 | 2025 |  | 1321752.6953 | 1377406.1484 | 92466.5561 | 14.8963 | 2025 |  | 1524382.2031 | 1587037.4414 | 92411.4744 | 17.1736
2026 |  | 1345159.3008 | 1412665.4727 | 92213.9604 | 15.3194 | 2026 |  | 1377615.6172 | 1895341.6641 | 89622.1862 | 21.1481 | 2026 |  | 1539891.9766 | 1614135.2539 | 92157.2533 | 17.515 | 2026 |  | 1171770.5547 | 1231461.7031 | 92291.5206 | 13.3432 | 2026 |  | 1112258.8828 | 1674516.3984 | 90846.2526 | 18.4324 | 2026 |  | 1344967.207 | 1412473.4102 | 92213.9604 | 15.3173 | 2026 |  | 1328874.4141 | 1522762.1875 | 90622.7285 | 16.8033 | 2026 |  | 1346159.1211 | 1406972.5625 | 92299.4937 | 15.2436 | 2026 |  | 1582011.1367 | 1650297.3516 | 92205.1704 | 17.8981
2027 |  | 1418888.0781 | 1490785.5703 | 91414.1984 | 16.308 | 2027 |  | 1369801.3008 | 1955825.0859 | 87284.1215 | 22.4076 | 2027 |  | 1597743.375 | 1676434.4141 | 91334.1446 | 18.355 | 2027 |  | 1218782.1367 | 1282663.1953 | 91525.2423 | 14.0143 | 2027 |  | 1133447.8086 | 1777206.6328 | 89318.6282 | 19.8974 | 2027 |  | 1418696 | 1490593.5312 | 91414.1984 | 16.3059 | 2027 |  | 1364334.8203 | 1608963.8906 | 88684.2075 | 18.1426 | 2027 |  | 1410395.0078 | 1473459.4766 | 90924.9768 | 16.2052 | 2027 |  | 1633013.0352 | 1705687.9023 | 91401.9037 | 18.6614
2028 |  | 1392275.7969 | 1470121.125 | 91214.3557 | 16.1172 | 2028 |  | 1371048.8945 | 2033138.8438 | 85182.2662 | 23.8681 | 2028 |  | 1645813.2891 | 1730536.7266 | 91110.7964 | 18.9938 | 2028 |  | 1209040.4922 | 1278522.3047 | 91359.8868 | 13.9944 | 2028 |  | 1167310.2656 | 1909414.4375 | 88273.8851 | 21.6306 | 2028 |  | 1392224.6875 | 1470070.0156 | 91214.3557 | 16.1167 | 2028 |  | 1333583.0625 | 1636271.2188 | 86983.3664 | 18.8113 | 2028 |  | 1372261.0625 | 1439774.4609 | 89968.0138 | 16.0032 | 2028 |  | 1619365.4336 | 1697986.3359 | 91198.6688 | 18.6185
2029 |  | 1399784.8984 | 1477426.1641 | 90384.7887 | 16.346 | 2029 |  | 1364121.7383 | 2029479.5625 | 82152.7579 | 24.7037 | 2029 |  | 1674392.8984 | 1758990.8672 | 90257.5133 | 19.4886 | 2029 |  | 1246988.7344 | 1316420.5547 | 90565.2414 | 14.5356 | 2029 |  | 1166373.0391 | 1959038.4766 | 86483.2194 | 22.6522 | 2029 |  | 1399835.6016 | 1477476.8516 | 90384.7887 | 16.3465 | 2029 |  | 1322487.2109 | 1648364.6875 | 84285.1335 | 19.557 | 2029 |  | 1371750.5781 | 1439445.2812 | 88396.7931 | 16.2839 | 2029 |  | 1587423.8438 | 1665833.6797 | 90365.8319 | 18.4343
2030 |  | 1420782.8672 | 1504561.4219 | 89956.8892 | 16.7254 | 2030 |  | 1287014.7266 | 2061711.8672 | 79176.1757 | 26.0395 | 2030 |  | 1762093.5781 | 1852970.9141 | 89805.6132 | 20.6331 | 2030 |  | 1274124.4141 | 1349243.9688 | 90172.6724 | 14.9629 | 2030 |  | 1170237.0234 | 2085553.3203 | 84994.5805 | 24.5375 | 2030 |  | 1420993.5 | 1504772.1094 | 89956.8892 | 16.7277 | 2030 |  | 1298777.2656 | 1702587.1719 | 81631.9169 | 20.8569 | 2030 |  | 1378627.6094 | 1450184.2109 | 87236.2057 | 16.6237 | 2030 |  | 1620488.7656 | 1705035.3672 | 89934.7967 | 18.9586
2031 |  | 1505716.9922 | 1591682.1641 | 89765.0912 | 17.7316 | 2031 |  | 1317831.1211 | 2150513.0859 | 75987.4794 | 28.3009 | 2031 |  | 1789555.4766 | 1882753.9375 | 89589.4214 | 21.0154 | 2031 |  | 1323236.7188 | 1400435.8281 | 90017.3502 | 15.5574 | 2031 |  | 1166891.4727 | 2164990.2422 | 83589.4935 | 25.9003 | 2031 |  | 1505927.4766 | 1591892.6484 | 89765.0912 | 17.734 | 2031 |  | 1328146 | 1780372.1172 | 78725.5259 | 22.6149 | 2031 |  | 1448276.3438 | 1521204.3594 | 86326.9425 | 17.6214 | 2031 |  | 1655775.1562 | 1742503.6953 | 89739.9955 | 19.4172
2032 |  | 1531237.375 | 1617607.4375 | 89389.2914 | 18.0962 | 2032 |  | 1287196.3281 | 2052133.1016 | 72352.9389 | 28.3628 | 2032 |  | 1858204.2734 | 1951931.4141 | 89188.8676 | 21.8854 | 2032 |  | 1342187.4844 | 1419975.3594 | 89677.8387 | 15.8342 | 2032 |  | 1188179.7578 | 2189124.9922 | 81917.2704 | 26.7236 | 2032 |  | 1531447.5938 | 1617817.6484 | 89389.2914 | 18.0986 | 2032 |  | 1314199.8516 | 1743119.3047 | 75310.6815 | 23.1457 | 2032 |  | 1464263.5391 | 1538580.2656 | 85238.41 | 18.0503 | 2032 |  | 1753044.0312 | 1840167.9219 | 89361.3443 | 20.5924
2033 |  | 1585092.6953 | 1664113.9922 | 87714.7624 | 18.9719 | 2033 |  | 1274623.4375 | 2099058.5781 | 67355.3965 | 31.1639 | 2033 |  | 1901671.6719 | 1988138.1484 | 87489.2973 | 22.7244 | 2033 |  | 1367069.5117 | 1437695.4531 | 88038.8562 | 16.3302 | 2033 |  | 1193685.1992 | 2202161.8828 | 78939.884 | 27.8967 | 2033 |  | 1585662.3516 | 1664683.6094 | 87714.7624 | 18.9784 | 2033 |  | 1300207 | 1765676.1211 | 70503.5201 | 25.0438 | 2033 |  | 1478855.9062 | 1544919.1562 | 82915.4219 | 18.6325 | 2033 |  | 1763718.0859 | 1843488.3203 | 87684.1267 | 21.0242
2034 |  | 1663093.9062 | 1696311.0156 | 87300.1028 | 19.4308 | 2034 |  | 1219659.543 | 1906103.8594 | 63465.8296 | 30.0335 | 2034 |  | 1979223.4531 | 2013336.0859 | 87059.407 | 23.126 | 2034 |  | 1409658.9531 | 1441351.8828 | 87646.7252 | 16.445 | 2034 |  | 1207001.6484 | 2001766.5078 | 77328.28 | 25.8866 | 2034 |  | 1663093.9453 | 1696311.0938 | 87300.1028 | 19.4308 | 2034 |  | 1276113.4648 | 1760463.9336 | 66685.2196 | 26.3996 | 2034 |  | 1558459.1484 | 1584293.1562 | 81818.1106 | 19.3636 | 2034 |  | 1846136.7578 | 1879379.3906 | 87268.1911 | 21.5357
2035 |  | 1743731.6172 | 1774730.9922 | 86979.5976 | 20.404 | 2035 |  | 1222869.8438 | 1903525.9844 | 59681.0915 | 31.895 | 2035 |  | 2061775.2031 | 2093746.7344 | 86735.9956 | 24.1393 | 2035 |  | 1453413.4414 | 1483041.5078 | 87332.1339 | 16.9816 | 2035 |  | 1214202.4727 | 1999906.1875 | 75917.2633 | 26.3432 | 2035 |  | 1743731.7891 | 1774731.1484 | 86979.5976 | 20.404 | 2035 |  | 1281605.1367 | 1763357.7969 | 62736.1691 | 28.1075 | 2035 |  | 1622928.375 | 1646763.625 | 80828.4659 | 20.3736 | 2035 |  | 1904817.2891 | 1935840.1719 | 86948.3092 | 22.2643
2036 |  | 1791715.2344 | 1827103.0625 | 87199.6655 | 20.9531 | 2036 |  | 1183719.832 | 1896307.8047 | 56387.1707 | 33.6301 | 2036 |  | 2141693.3906 | 2178153.4062 | 86952.8891 | 25.0498 | 2036 |  | 1486701.7969 | 1520590.1172 | 87557.9518 | 17.3667 | 2036 |  | 1225583.0664 | 2052061.0156 | 75043.7004 | 27.3449 | 2036 |  | 1791715.4922 | 1827103.2969 | 87199.6655 | 20.9531 | 2036 |  | 1263668.0156 | 1764793.2812 | 60314.2225 | 29.26 | 2036 |  | 1652096.6875 | 1679818.3047 | 80357.1829 | 20.9044 | 2036 |  | 1986872.8984 | 2022282.7656 | 87169.0559 | 23.1995
2037 |  | 1842101.4844 | 1891645.4609 | 86342.9522 | 21.9085 | 2037 |  | 1125824.5391 | 1885899.3359 | 52069.5524 | 36.2189 | 2037 |  | 2219384.2031 | 2270725.3516 | 86091.8268 | 26.3756 | 2037 |  | 1528816.7188 | 1576517.5234 | 86707.8916 | 18.1819 | 2037 |  | 1239460.1289 | 2007336.6016 | 73071.3207 | 27.4709 | 2037 |  | 1842101.4609 | 1891645.4688 | 86342.9522 | 21.9085 | 2037 |  | 1238165.4258 | 1687584.6836 | 57073.2393 | 29.5688 | 2037 |  | 1686084.25 | 1705817.0703 | 79018.6482 | 21.5875 | 2037 |  | 1984603.7266 | 2034171.5625 | 86313.054 | 23.5674
2038 |  | 1909773.7734 | 1961017.6094 | 86005.814 | 22.801 | 2038 |  | 1073175.5703 | 1827001.8242 | 48684.4046 | 37.5275 | 2038 |  | 2319193.6719 | 2372179.0234 | 85749.1119 | 27.6642 | 2038 |  | 1584880.7578 | 1634310.5312 | 86378.2001 | 18.9204 | 2038 |  | 1265344.1602 | 2060138.6367 | 71697.9067 | 28.7336 | 2038 |  | 1909773.6719 | 1961017.4922 | 86005.814 | 22.801 | 2038 |  | 1235856.0312 | 1690035.7148 | 54615.947 | 30.944 | 2038 |  | 1736597.4766 | 1760066.7109 | 78283.2221 | 22.4833 | 2038 |  | 2084594.9453 | 2135859.0469 | 85976.6731 | 24.8423
2039 |  | 1979809.8516 | 2027618.2812 | 85773.2132 | 23.6393 | 2039 |  | 1062658.5898 | 1817494.4375 | 45421.5349 | 40.0139 | 2039 |  | 2431597.8281 | 2481169.8594 | 85511.0313 | 29.0158 | 2039 |  | 1642719.8359 | 1688732.8672 | 86152.8808 | 19.6016 | 2039 |  | 1291651.8281 | 2112560.1719 | 70392.3725 | 30.0112 | 2039 |  | 1979809.9219 | 2027618.4219 | 85773.2132 | 23.6393 | 2039 |  | 1234080.3398 | 1702919.2734 | 52408.7307 | 32.493 | 2039 |  | 1791249.6562 | 1814983.1406 | 77618.3148 | 23.3834 | 2039 |  | 2163916.3516 | 2211742.1406 | 85744.8952 | 25.7944
2040 |  | 2065124.2344 | 2110463.6484 | 85720.0632 | 24.6204 | 2040 |  | 1035511.9062 | 1755847.2188 | 42419.9661 | 41.392 | 2040 |  | 2558427.0625 | 2605445.5625 | 85452.5082 | 30.49 | 2040 |  | 1714034.3672 | 1757715.6406 | 86106.6925 | 20.4132 | 2040 |  | 1323956.1289 | 2143675.7617 | 69252.7759 | 30.9544 | 2040 |  | 2061516.6016 | 2106856.0078 | 85720.0632 | 24.5783 | 2040 |  | 1241454.4531 | 1691295.5391 | 50418.5613 | 33.5451 | 2040 |  | 1858233.1562 | 1881509.6875 | 77086.1429 | 24.4079 | 2040 |  | 2280878.2969 | 2326231.8438 | 85692.6331 | 27.1462
2041 |  | 2142287.5938 | 2174581.8281 | 85016.4703 | 25.5784 | 2041 |  | 987414.9785 | 1613451.0156 | 38942.6593 | 41.4315 | 2041 |  | 2677169.9375 | 2711043.2734 | 84743.8645 | 31.991 | 2041 |  | 1780271.5 | 1811407.8203 | 85408.8615 | 21.2087 | 2041 |  | 1355007.9609 | 2079422.3477 | 67611.2934 | 30.7555 | 2041 |  | 2132724.8828 | 2165019.125 | 85016.4703 | 25.4659 | 2041 |  | 1241103.4121 | 1639604.8633 | 48156.5798 | 34.0474 | 2041 |  | 1914193.7188 | 1928849.9453 | 75944.9937 | 25.398 | 2041 |  | 2324835.5391 | 2357140.7656 | 84989.9845 | 27.7343
2042 |  | 2245516.1719 | 2269958.4062 | 85167.6614 | 26.6528 | 2042 |  | 924957.7266 | 1380370.625 | 36836.1776 | 37.4732 | 2042 |  | 2831822.3125 | 2857702.5469 | 84890.4043 | 33.6634 | 2042 |  | 1866807.7656 | 1890454.4766 | 85564.0485 | 22.094 | 2042 |  | 1412556.0625 | 1959940.7695 | 67276.437 | 29.1326 | 2042 |  | 2227811.1094 | 2252253.4219 | 85167.6614 | 26.4449 | 2042 |  | 1229324.8398 | 1529542.8164 | 46529.353 | 32.8726 | 2042 |  | 1988959.5078 | 1999561.7031 | 75544.4672 | 26.4687 | 2042 |  | 2462232.5469 | 2486683.4688 | 85142.1727 | 29.2062
2043 |  | 2318109.1797 | 2355171.8047 | 84649.7453 | 27.8226 | 2043 |  | 926701.3984 | 1657076.0938 | 34136.565 | 48.5426 | 2043 |  | 2956003.2188 | 2994557.2969 | 84368.0499 | 35.494 | 2043 |  | 1926187.5078 | 1961945.9219 | 85050.1503 | 23.0681 | 2043 |  | 1448458.2812 | 2355826.5469 | 66377.8728 | 35.4911 | 2043 |  | 2294337.2188 | 2331399.8281 | 84649.7453 | 27.5417 | 2043 |  | 1243356.4375 | 1722365.207 | 44658.3814 | 38.5676 | 2043 |  | 2042463.3203 | 2066032.2188 | 74501.1768 | 27.7315 | 2043 |  | 2541894.7734 | 2578965 | 84625.3008 | 30.4751
2044 |  | 2396660.2266 | 2461865.875 | 84448.0968 | 29.1524 | 2044 |  | 889827.0332 | 1476845.6797 | 31544.6414 | 46.8176 | 2044 |  | 3093034.9062 | 3159616.3828 | 84162.1283 | 37.542 | 2044 |  | 1988957.6328 | 2053253.8984 | 84852.9096 | 24.1978 | 2044 |  | 1488924.4023 | 2212561.2578 | 65667.8676 | 33.6932 | 2044 |  | 2365944.6953 | 2431150.4141 | 84448.0968 | 28.7887 | 2044 |  | 1250909.8574 | 1617027.7539 | 43572.6617 | 37.1111 | 2044 |  | 2096052.3438 | 2150881.2578 | 73837.189 | 29.1301 | 2044 |  | 2638283.5391 | 2703495.8125 | 84424.8667 | 32.0225
2045 |  | 2474342.7188 | 2523675.7422 | 83866.0883 | 30.0917 | 2045 |  | 824495.6621 | 1265182.207 | 29215.2501 | 43.3055 | 2045 |  | 3230342.4141 | 3280964.4141 | 83575.4105 | 39.2575 | 2045 |  | 2054334.5234 | 2102982.9766 | 84274.1956 | 24.9541 | 2045 |  | 1536269.9023 | 2083746.3359 | 64804.6354 | 32.1543 | 2045 |  | 2437352.8125 | 2486685.7891 | 83866.0883 | 29.6507 | 2045 |  | 1255605.7383 | 1532002.668 | 42163.3963 | 36.3349 | 2045 |  | 2143992.5078 | 2186651.3203 | 72748.2251 | 30.0578 | 2045 |  | 2737152.9609 | 2786492.4062 | 83842.8333 | 33.2347
2046 |  | 2578815.2812 | 2627782.4219 | 83833.8372 | 31.3451 | 2046 |  | 773435.9785 | 1244806.7812 | 27501.064 | 45.2639 | 2046 |  | 3407307.7344 | 3457477.7109 | 83538.731 | 41.3877 | 2046 |  | 2143069.2812 | 2191316.2734 | 84244.786 | 26.0113 | 2046 |  | 1599013.4336 | 2189987.3047 | 64460.9787 | 33.9738 | 2046 |  | 2531857.5312 | 2580824.7031 | 83833.8372 | 30.785 | 2046 |  | 1282754.0352 | 1578798.082 | 41497.1321 | 38.046 | 2046 |  | 2215435.9766 | 2258120.1719 | 72130.0313 | 31.3062 | 2046 |  | 2865452.3594 | 2914425.8281 | 83810.5579 | 34.774
2047 |  | 2700346.8438 | 2738281.6562 | 83758.0774 | 32.6927 | 2047 |  | 786673.1543 | 1200092.543 | 26058.2967 | 46.0541 | 2047 |  | 3607953.4297 | 3647032.1406 | 83458.7929 | 43.6986 | 2047 |  | 2246264.5938 | 2283588.2266 | 84171.7427 | 27.1301 | 2047 |  | 1673611.8125 | 2193328.6406 | 63970.4257 | 34.2866 | 2047 |  | 2643987.6328 | 2681922.4453 | 83758.0774 | 32.0199 | 2047 |  | 1314348.8457 | 1571863.9414 | 40747.9313 | 38.5753 | 2047 |  | 2299834.1641 | 2331790.2188 | 71487.0255 | 32.6184 | 2047 |  | 3017534.25 | 3055475.3438 | 83734.7735 | 36.4899
2048 |  | 2810514.5703 | 2846011.8203 | 83814.9938 | 33.9559 | 2048 |  | 804398.2832 | 1182149.6836 | 25887.2801 | 45.6653 | 2048 |  | 3802428.3984 | 3839005.8359 | 83511.7423 | 45.9697 | 2048 |  | 2339322.3281 | 2374175.0938 | 84231.1896 | 28.1864 | 2048 |  | 1743568.2422 | 2225095.4453 | 63810.0702 | 34.8706 | 2048 |  | 2744246.1406 | 2779743.3047 | 83814.9938 | 33.1652 | 2048 |  | 1350000.3594 | 1584508.7773 | 40521.1092 | 39.1033 | 2048 |  | 2373489.4766 | 2403112.3984 | 70975.9429 | 33.8581 | 2048 |  | 3158273.0312 | 3193776.4844 | 83791.6675 | 38.1157
2049 |  | 2898676.4844 | 2927040.9688 | 83358.367 | 35.1139 | 2049 |  | 752824.5723 | 1055259.0742 | 25054.2659 | 42.1189 | 2049 |  | 3977063.1328 | 4006364.6094 | 83051.4877 | 48.2395 | 2049 |  | 2410064.8438 | 2435833.2734 | 83780.311 | 29.0741 | 2049 |  | 1794976.1016 | 2186777.9219 | 62981.8934 | 34.7207 | 2049 |  | 2824917.5078 | 2853282.0859 | 83358.367 | 34.2291 | 2049 |  | 1323818.5996 | 1513159.0898 | 39507.9405 | 38.3001 | 2049 |  | 2425350.8438 | 2447427.8672 | 70044.4835 | 34.9411 | 2049 |  | 3274366.6172 | 3302737.0078 | 83335.0166 | 39.632
2050 |  | 2887313.5781 | 2915059.0469 | 83105.5571 | 35.0766 | 2050 |  | 767337.2344 | 1063370.9023 | 24125.0766 | 44.0774 | 2050 |  | 4015387.9688 | 4044072.9219 | 82795.3413 | 48.8442 | 2050 |  | 2406930.9688 | 2432705.8203 | 83536.3661 | 29.1215 | 2050 |  | 1865340.334 | 2264918.4141 | 62550.6428 | 36.2094 | 2050 |  | 2804628.1562 | 2832373.6094 | 83105.5571 | 34.0816 | 2050 |  | 1341961.6074 | 1526788.875 | 38924.129 | 39.2247 | 2050 |  | 2379349.8438 | 2398975.6406 | 69315.1859 | 34.6097 | 2050 |  | 3326978.7188 | 3354730.1094 | 83082.1841 | 40.3785
|  |  | 21.7609 | Billion |  |  |  |  | 22.4119 | Billion |  |  |  |  | 26.3525 | Billion |  |  |  |  | 18.5405 | Billion |  |  |  |  | 23.9897 | Billion |  |  |  |  | 21.667 | Billion |  |  |  |  | 20.0328 | Billion |  |  |  |  | 20.2185 | Billion |  |  |  |  | 24.35 | Billion
[9 empty] | (ADD ELECTRIC COST) | [23 empty] | 93.8952 | Million in NPV savings over Ref. |  |  |  |  | (ADD ELECTRIC COST)
DRAFT
Note on AC1: Puget Sound Energy: After adjusting the Cadmus input [see file Check HHP Daily Inputs.xlxs} Sendout takes 89% of Bundle 18 of HHP Yes

## Emissions Savings in MDth
Reference Scenario |  | 2024 | 2025 | 2026 | 2027 | 2028 | 2029 | 2030 | 2031 | 2032 | 2033 | 2034 | 2035 | 2036 | 2037 | 2038 | 2039 | 2040 | 2041 | 2042 | 2043 | 2044 | 2045 | 2046 | 2047 | 2048 | 2049 | 2050
Transport DSR | MDth/yr | 174.3805 | 349.9713 | 527.1024 | 705.644 | 886.0276 | 1067.7846 | 1251.2868 | 1435.8222 | 1621.5186 | 1807.2744 | 1821.132 | 1835.2336 | 1849.2069 | 1864.5787 | 1879.1919 | 1893.1745 | 1906.2808 | 1917.8843 | 1928.4403 | 1938.8537 | 1947.985 | 1955.3973 | 1965.7456 | 1974.7673 | 1983.6942 | 1993.387 | 2002.775
Transport G2E | MDth/yr
Electrification | MDth/yr
DSR | MDth/yr | 293.6033 | 948.1691 | 1705.5981 | 2542.9345 | 3343.0712 | 4355.6409 | 5455.9925 | 6406.1043 | 7636.824 | 8924.2151 | 9692.7409 | 10201.9203 | 10709.1479 | 11316.6844 | 12022.4621 | 12707.898 | 13359.3591 | 13944.3714 | 14421.2328 | 14897.8999 | 15486.6573 | 16065.228 | 16586.3438 | 17074.883 | 17502.6165 | 17889.5385 | 18250.6473
RNG | MDth/yr | 1504 | 1871 | 1941 | 2023 | 2098 | 2276 | 2340 | 2340 | 2340 | 2440 | 2440 | 2440 | 2440 | 2540 | 2540 | 2540 | 2460 | 2480 | 2400 | 2330 | 2260 | 2290 | 2220 | 2160 | 2100 | 2140 | 2080
Green H2 | MDth/yr | 0 | 0 | 0 | 0 | 1730.1 | 1730.1 | 3460.2 | 3460 | 5190.3 | 5190.3 | 5190.3 | 5190.3 | 5190.3 | 5190.3 | 5190.3 | 5190.3 | 5190.3 | 5190.3 | 5190.3 | 5190.3 | 5190.3 | 5190.3 | 5190.3 | 5190.3 | 5190.3 | 5190.3 | 5190.3
Sum
WA SES Electrification |  | 2024 | 2025 | 2026 | 2027 | 2028 | 2029 | 2030 | 2031 | 2032 | 2033 | 2034 | 2035 | 2036 | 2037 | 2038 | 2039 | 2040 | 2041 | 2042 | 2043 | 2044 | 2045 | 2046 | 2047 | 2048 | 2049 | 2050
Transport DSR | MDth/yr | 151.0516 | 303.1233 | 456.4251 | 610.911 | 766.8547 | 923.9977 | 1082.5395 | 1242.04 | 1402.5437 | 1563.3333 | 1575.045 | 1587.0534 | 1598.8382 | 1612.1969 | 1624.7137 | 1636.5339 | 1647.4208 | 1657.0205 | 1665.5691 | 1673.7288 | 1680.7329 | 1686.3516 | 1692.4011 | 1697.7579 | 1702.9595 | 1709.3726 | 1715.4662
Transport G2E | MDth/yr | 65.65 | 199.3241 | 338.6853 | 504.7731 | 677.3616 | 863.6755 | 1073.3335 | 1303.1514 | 1552.7526 | 1825.6327 | 2120.4623 | 2426.5832 | 2740.928 | 3066.8767 | 3400.1465 | 3737.546 | 4080.2604 | 4428.4881 | 4785.0453 | 5140.2688 | 5493.0178 | 5844.7575 | 6188.8252 | 6535.5003 | 6885.369 | 7241.0613 | 7604.0025
Electrification | MDth/yr | 305.9261 | 1111.9372 | 2233.0802 | 3729.0376 | 5674.097 | 8036.1087 | 10849.4161 | 14174.0427 | 17761.4635 | 21512.8884 | 25546.5571 | 29730.7355 | 33975.6657 | 38149.4983 | 42064.8919 | 45834.7718 | 49506.1256 | 52887.3636 | 55746.7123 | 58626.4979 | 61656.0882 | 63991.1019 | 65977.2705 | 67852.1431 | 69506.784 | 70945.2942 | 72197.0884
DSR | MDth/yr | 305.9261 | 1111.9372 | 2233.0802 | 3729.0376 | 5674.097 | 8036.1087 | 10849.4161 | 14174.0427 | 17761.4635 | 21512.8884 | 25546.5571 | 29730.7355 | 33975.6657 | 38149.4983 | 42064.8919 | 45834.7718 | 49506.1256 | 52887.3636 | 55746.7123 | 58626.4979 | 61656.0882 | 63991.1019 | 65977.2705 | 67852.1431 | 69506.784 | 70945.2942 | 72197.0884
RNG | MDth/yr | 2569 | 4077 | 4304 | 4817 | 5253 | 5627 | 5713 | 5986 | 6009 | 6232 | 6256 | 6381 | 6326 | 6472 | 6428 | 6585 | 6472 | 6560 | 6449 | 6448 | 6458 | 6399 | 6354 | 6032 | 6030 | 5839 | 5857
Green H2 | MDth/yr | 0 | 0 | 0 | 0 | 1730.1 | 1730.1 | 3460.2 | 3460 | 5190.3 | 5190.3 | 5190.3 | 5190.3 | 5190.3 | 5190.3 | 5190.3 | 5190.3 | 5190.3 | 5190.3 | 5190.3 | 5190.3 | 5190.3 | 5190.3 | 5190.3 | 5190.3 | 5190.3 | 5190.3 | 5190.3
Sensitivity A: Ceiling Price |  | 2024 | 2025 | 2026 | 2027 | 2028 | 2029 | 2030 | 2031 | 2032 | 2033 | 2034 | 2035 | 2036 | 2037 | 2038 | 2039 | 2040 | 2041 | 2042 | 2043 | 2044 | 2045 | 2046 | 2047 | 2048 | 2049 | 2050
Transport DSR | MDth/yr | 189.1272 | 379.665 | 572.0145 | 766.0352 | 962.2402 | 1160.1133 | 1360.1123 | 1561.4278 | 1764.2024 | 1967.1568 | 1983.9206 | 2001.0097 | 2017.987 | 2036.2079 | 2053.5213 | 2070.0304 | 2085.4572 | 2099.0491 | 2111.3093 | 2123.2219 | 2133.5319 | 2141.7732 | 2153.4857 | 2163.545 | 2173.4033 | 2184.1356 | 2194.4843
Transport G2E | MDth/yr
Electrification | MDth/yr
DSR | MDth/yr | 303.8154 | 981.6176 | 1762.3062 | 2622.9867 | 3446.6306 | 4482.9172 | 5607.2688 | 6581.7747 | 7837.249 | 9149.6801 | 9933.4361 | 10445.5227 | 10955.9246 | 11567.8103 | 12279.1653 | 12970.0799 | 13626.9143 | 14216.9793 | 14698.4905 | 15179.5966 | 15772.6263 | 16355.9061 | 16881.4492 | 17374.1675 | 17805.8678 | 18196.418 | 18560.8636
RNG | MDth/yr | 2569 | 4077 | 4304 | 4817 | 5253 | 5627 | 5713 | 5986 | 6009 | 6232 | 6256 | 6381 | 6326 | 6472 | 6428 | 6585 | 6472 | 6560 | 6449 | 6448 | 6458 | 6399 | 6354 | 6032 | 6030 | 5839 | 5857
Green H2 | MDth/yr | 0 | 0 | 0 | 0 | 1730.1 | 1730.1 | 3460.2 | 3460 | 5190.3 | 5190.3 | 5190.3 | 5190.3 | 5190.3 | 5190.3 | 5190.3 | 5190.3 | 5190.3 | 5190.3 | 5190.3 | 5190.3 | 5190.3 | 5190.3 | 5190.3 | 5190.3 | 5190.3 | 5190.3 | 5190.3
Sensitivity B: Floor Price |  | 2024 | 2025 | 2026 | 2027 | 2028 | 2029 | 2030 | 2031 | 2032 | 2033 | 2034 | 2035 | 2036 | 2037 | 2038 | 2039 | 2040 | 2041 | 2042 | 2043 | 2044 | 2045 | 2046 | 2047 | 2048 | 2049 | 2050
Transport DSR | MDth/yr | 151.0516 | 303.1233 | 456.4251 | 610.911 | 766.8547 | 923.9977 | 1082.5395 | 1242.04 | 1402.5437 | 1563.3333 | 1575.045 | 1587.0534 | 1598.8382 | 1612.1969 | 1624.7137 | 1636.5339 | 1647.4208 | 1657.0205 | 1665.5691 | 1673.7288 | 1680.7329 | 1686.3516 | 1692.4011 | 1697.7579 | 1702.9595 | 1709.3726 | 1715.4662
Transport G2E | MDth/yr
Electrification | MDth/yr
DSR | MDth/yr | 280.0917 | 903.1043 | 1628.0376 | 2431.8898 | 3197.541 | 4175.1885 | 5240.2093 | 6153.8461 | 7348.2786 | 8600.1213 | 9346.1175 | 9849.3846 | 10350.8617 | 10951.7453 | 11650.0765 | 12328.2304 | 12972.7301 | 13551.9803 | 14024.8464 | 14497.495 | 15081.8445 | 15657.1205 | 16175.3948 | 16661.2174 | 17086.42 | 17467.5952 | 17819.8391
RNG | MDth/yr | 1504 | 1871 | 1941 | 2023 | 2098 | 2276 | 2340 | 2340 | 2340 | 2440 | 2440 | 2440 | 2440 | 2540 | 2540 | 2540 | 2460 | 2480 | 2400 | 2330 | 2260 | 2290 | 2220 | 2160 | 2100 | 2140 | 2080
Green H2 | MDth/yr | 0 | 0 | 0 | 0 | 1730.1 | 1730.1 | 3460.2 | 3460 | 5190.3 | 5190.3 | 5190.3 | 5190.3 | 5190.3 | 5190.3 | 5190.3 | 5190.3 | 5190.3 | 5190.3 | 5190.3 | 5190.3 | 5190.3 | 5190.3 | 5190.3 | 5190.3 | 5190.3 | 5190.3 | 5190.3
Sensitivity C: Limited Emissions |  | 2024 | 2025 | 2026 | 2027 | 2028 | 2029 | 2030 | 2031 | 2032 | 2033 | 2034 | 2035 | 2036 | 2037 | 2038 | 2039 | 2040 | 2041 | 2042 | 2043 | 2044 | 2045 | 2046 | 2047 | 2048 | 2049 | 2050
Transport DSR | MDth/yr | 151.0516 | 303.1233 | 456.4251 | 610.911 | 766.8547 | 923.9977 | 1082.5395 | 1242.04 | 1402.5437 | 1563.3333 | 1575.045 | 1587.0534 | 1598.8382 | 1612.1969 | 1624.7137 | 1636.5339 | 1647.4208 | 1657.0205 | 1665.5691 | 1673.7288 | 1680.7329 | 1686.3516 | 1692.4011 | 1697.7579 | 1702.9595 | 1709.3726 | 1715.4662
Transport G2E | MDth/yr | 65.65 | 199.3241 | 338.6853 | 504.7731 | 677.3616 | 863.6755 | 1073.3335 | 1303.1514 | 1552.7526 | 1825.6327 | 2120.4623 | 2426.5832 | 2740.928 | 3066.8767 | 3400.1465 | 3737.546 | 4080.2604 | 4428.4881 | 4785.0453 | 5140.2688 | 5493.0178 | 5844.7575 | 6188.8252 | 6535.5003 | 6885.369 | 7241.0613 | 7604.0025
Electrification | MDth/yr | 57.7021 | 324.9899 | 696.3788 | 1185.845 | 1813.4618 | 2587.3544 | 3483.7683 | 4552.5527 | 5725.0723 | 6909.1848 | 8122.0279 | 9422.1529 | 10721.8573 | 12026.2084 | 13205.4453 | 14431.7525 | 15703.9743 | 16947.7333 | 18010.7428 | 18995.1625 | 20379.2387 | 21402.4552 | 22237.7463 | 23117.4048 | 23910.6804 | 24629.7549 | 25245.1185
DSR | MDth/yr | 438.9362 | 1424.9317 | 2516.7871 | 3693.1463 | 4839.4259 | 6199.3865 | 7652.0626 | 8968.5399 | 10568.1216 | 12227.49 | 13234.4922 | 13807.7978 | 14382.6426 | 15076.2062 | 15887.4302 | 16677.8431 | 17432.4073 | 18115.5778 | 18682.0405 | 19244.5279 | 19919.1139 | 20582.9221 | 21184.9857 | 21752.3118 | 22253.2678 | 22710.5355 | 23139.586
RNG | MDth/yr | 2569 | 4077 | 4304 | 4817 | 5253 | 5627 | 5713 | 5986 | 6009 | 6232 | 6256 | 6381 | 6326 | 6472 | 6428 | 6585 | 6472 | 6560 | 6449 | 6448 | 6458 | 6399 | 6354 | 6032 | 6030 | 5839 | 5857
Green H2 | MDth/yr | 0 | 0 | 0 | 0 | 1730.1 | 1730.1 | 3460.2 | 3460 | 5190.3 | 5190.3 | 5190.3 | 5190.3 | 5190.3 | 5190.3 | 5190.3 | 5190.3 | 5190.3 | 5190.3 | 5190.3 | 5190.3 | 5190.3 | 5190.3 | 5190.3 | 5190.3 | 5190.3 | 5190.3 | 5190.3
Sensitivity D: RNG North America |  | 2024 | 2025 | 2026 | 2027 | 2028 | 2029 | 2030 | 2031 | 2032 | 2033 | 2034 | 2035 | 2036 | 2037 | 2038 | 2039 | 2040 | 2041 | 2042 | 2043 | 2044 | 2045 | 2046 | 2047 | 2048 | 2049 | 2050
Transport DSR | MDth/yr | 174.3805 | 349.9713 | 527.1024 | 705.644 | 886.0276 | 1067.7846 | 1251.2868 | 1435.8222 | 1621.5186 | 1807.2744 | 1821.132 | 1835.2336 | 1849.2069 | 1864.5787 | 1879.1919 | 1893.1745 | 1906.2808 | 1917.8843 | 1928.4403 | 1938.8537 | 1947.985 | 1955.3973 | 1965.7456 | 1974.7673 | 1983.6942 | 1993.387 | 2002.775
Transport G2E | MDth/yr
Electrification | MDth/yr
DSR | MDth/yr | 293.6033 | 948.1691 | 1705.5981 | 2542.9345 | 3343.0712 | 4355.6409 | 5455.9925 | 6406.1043 | 7636.824 | 8924.2151 | 9692.7409 | 10201.9203 | 10709.1479 | 11316.6844 | 12022.4621 | 12707.898 | 13359.3591 | 13944.3714 | 14421.2328 | 14897.8999 | 15486.6573 | 16065.228 | 16586.3438 | 17074.883 | 17502.6165 | 17889.5385 | 18250.6473
RNG | MDth/yr | 1504 | 1871 | 1941 | 2023 | 2098 | 2276 | 2340 | 2340 | 2340 | 2440 | 2440 | 2440 | 2440 | 2540 | 2540 | 2540 | 13460 | 14480 | 14400 | 14330 | 14260 | 14290 | 14220 | 14160 | 14100 | 14140 | 14080
Green H2 | MDth/yr | 0 | 0 | 0 | 0 | 1730.1 | 1730.1 | 3460.2 | 3460 | 5190.3 | 5190.3 | 5190.3 | 5190.3 | 5190.3 | 5190.3 | 5190.3 | 5190.3 | 5190.3 | 5190.3 | 5190.3 | 5190.3 | 5190.3 | 5190.3 | 5190.3 | 5190.3 | 5190.3 | 5190.3 | 5190.3
Sensitivity E: HHP Policy |  | 2024 | 2025 | 2026 | 2027 | 2028 | 2029 | 2030 | 2031 | 2032 | 2033 | 2034 | 2035 | 2036 | 2037 | 2038 | 2039 | 2040 | 2041 | 2042 | 2043 | 2044 | 2045 | 2046 | 2047 | 2048 | 2049 | 2050
Transport DSR | MDth/yr | 174.3805 | 349.9713 | 527.1024 | 705.644 | 886.0276 | 1067.7846 | 1251.2868 | 1435.8222 | 1621.5186 | 1807.2744 | 1821.132 | 1835.2336 | 1849.2069 | 1864.5787 | 1879.1919 | 1893.1745 | 1906.2808 | 1917.8843 | 1928.4403 | 1938.8537 | 1947.985 | 1955.3973 | 1965.7456 | 1974.7673 | 1983.6942 | 1993.387 | 2002.775
Transport G2E | MDth/yr | 65.65 | 199.3241 | 338.6853 | 504.7731 | 677.3616 | 863.6755 | 1073.3335 | 1303.1514 | 1552.7526 | 1825.6327 | 2120.4623 | 2426.5832 | 2740.928 | 3066.8767 | 3400.1465 | 3737.546 | 4080.2604 | 4428.4881 | 4785.0453 | 5140.2688 | 5493.0178 | 5844.7575 | 6188.8252 | 6535.5003 | 6885.369 | 7241.0613 | 7604.0025
Electrification | MDth/yr | 213.6237 | 936.4573 | 1952.2106 | 3315.6045 | 5094.3751 | 7284.7957 | 9876.6324 | 12971.4344 | 16359.4577 | 19912.5727 | 23705.3259 | 27698.561 | 31727.8709 | 35765.2607 | 39495.0433 | 43081.551 | 46597.8235 | 49917.9463 | 52834.0822 | 55489.4079 | 58535.2231 | 60945.6098 | 62923.4166 | 64840.6684 | 66528.7975 | 68033.2242 | 69317.6751
DSR | MDth/yr | 242.7295 | 769.6077 | 1364.8498 | 2003.7317 | 2564.3937 | 3301.6556 | 4088.8145 | 4681.0129 | 5527.6447 | 6431.0051 | 6845.7579 | 7027.7087 | 7199.6565 | 7360.1148 | 7507.8096 | 7657.695 | 7810.4177 | 7950.1834 | 8053.3133 | 8163.1434 | 8305.3448 | 8418.4742 | 8531.0472 | 8644.5276 | 8730.7512 | 8805.5716 | 8873.2375
RNG | MDth/yr | 1504 | 1871 | 1941 | 2023 | 2098 | 2276 | 2340 | 2340 | 2340 | 2440 | 2440 | 2440 | 2440 | 2540 | 2540 | 2540 | 2460 | 2480 | 2400 | 2330 | 2260 | 2290 | 2220 | 2160 | 2100 | 2140 | 2080
Green H2 | MDth/yr | 0 | 0 | 0 | 0 | 1730.1 | 1730.1 | 3460.2 | 3460 | 5190.3 | 5190.3 | 5190.3 | 5190.3 | 5190.3 | 5190.3 | 5190.3 | 5190.3 | 5190.3 | 5190.3 | 5190.3 | 5190.3 | 5190.3 | 5190.3 | 5190.3 | 5190.3 | 5190.3 | 5190.3 | 5190.3
Sensitivity F: Zero Gas Growth |  | 2024 | 2025 | 2026 | 2027 | 2028 | 2029 | 2030 | 2031 | 2032 | 2033 | 2034 | 2035 | 2036 | 2037 | 2038 | 2039 | 2040 | 2041 | 2042 | 2043 | 2044 | 2045 | 2046 | 2047 | 2048 | 2049 | 2050
Transport DSR | MDth/yr | 174.3805 | 349.9713 | 527.1024 | 705.644 | 886.0276 | 1067.7846 | 1251.2868 | 1435.8222 | 1621.5186 | 1807.2744 | 1821.132 | 1835.2336 | 1849.2069 | 1864.5787 | 1879.1919 | 1893.1745 | 1906.2808 | 1917.8843 | 1928.4403 | 1938.8537 | 1947.985 | 1955.3973 | 1965.7456 | 1974.7673 | 1983.6942 | 1993.387 | 2002.775
Transport G2E | MDth/yr
Electrification | MDth/yr
DSR | MDth/yr | 279.8398 | 901.2795 | 1623.5807 | 2416.7819 | 3159.1111 | 4108.9878 | 5139.0611 | 6004.937 | 7151.217 | 8353.7412 | 9044.0513 | 9491.8749 | 9937.1964 | 10363.2593 | 10762.5276 | 11175.0801 | 11587.2393 | 11965.5789 | 12277.9876 | 12618.8264 | 13092.6274 | 13580.8121 | 14035.2693 | 14466.7216 | 14844.2417 | 15185.2887 | 15491.3799
RNG | MDth/yr | 1504 | 1871 | 1941 | 2023 | 2098 | 2276 | 2340 | 2340 | 2340 | 2440 | 2440 | 2440 | 2440 | 2540 | 2540 | 2540 | 2460 | 2480 | 2400 | 2330 | 2260 | 2290 | 2220 | 2160 | 2100 | 2140 | 2080
Green H2 | MDth/yr | 0 | 0 | 0 | 0 | 1730.1 | 1730.1 | 3460.2 | 3460 | 5190.3 | 5190.3 | 5190.3 | 5190.3 | 5190.3 | 5190.3 | 5190.3 | 5190.3 | 5190.3 | 5190.3 | 5190.3 | 5190.3 | 5190.3 | 5190.3 | 5190.3 | 5190.3 | 5190.3 | 5190.3 | 5190.3
Sensitivity G: High Gas Price |  | 2024 | 2025 | 2026 | 2027 | 2028 | 2029 | 2030 | 2031 | 2032 | 2033 | 2034 | 2035 | 2036 | 2037 | 2038 | 2039 | 2040 | 2041 | 2042 | 2043 | 2044 | 2045 | 2046 | 2047 | 2048 | 2049 | 2050
Transport DSR | MDth/yr | 174.3805 | 349.9713 | 527.1024 | 705.644 | 886.0276 | 1067.7846 | 1251.2868 | 1435.8222 | 1621.5186 | 1807.2744 | 1821.132 | 1835.2336 | 1849.2069 | 1864.5787 | 1879.1919 | 1893.1745 | 1906.2808 | 1917.8843 | 1928.4403 | 1938.8537 | 1947.985 | 1955.3973 | 1965.7456 | 1974.7673 | 1983.6942 | 1993.387 | 2002.775
Transport G2E | MDth/yr
Electrification | MDth/yr
DSR | MDth/yr | 295.0682 | 953.3491 | 1714.3873 | 2555.2282 | 3358.7577 | 4374.5975 | 5478.0841 | 6431.2 | 7664.7708 | 8954.8495 | 9724.6521 | 10233.209 | 10739.7576 | 11346.5832 | 12051.6033 | 12736.2155 | 13386.7904 | 13970.8578 | 14446.7233 | 14922.3454 | 15509.8873 | 16088.4829 | 16609.6231 | 17098.1863 | 17525.9436 | 17912.8888 | 18274.0202
RNG | MDth/yr | 1504 | 2432 | 2504 | 2742 | 3078 | 3277 | 3363 | 3386 | 3409 | 3532 | 3556 | 3581 | 3606 | 3732 | 3758 | 3785 | 3732 | 3780 | 3729 | 3688 | 3648 | 3539 | 3344 | 3172 | 3010 | 2959 | 2817
Green H2 | MDth/yr | 0 | 0 | 0 | 0 | 1730.1 | 1730.1 | 3460.2 | 3460 | 5190.3 | 5190.3 | 5190.3 | 5190.3 | 5190.3 | 5190.3 | 5190.3 | 5190.3 | 5190.3 | 5190.3 | 5190.3 | 5190.3 | 5190.3 | 5190.3 | 5190.3 | 5190.3 | 5190.3 | 5190.3 | 5190.3
Preferred Portfolio |  | 2024 | 2025 | 2026 | 2027 | 2028 | 2029 | 2030 | 2031 | 2032 | 2033 | 2034 | 2035 | 2036 | 2037 | 2038 | 2039 | 2040 | 2041 | 2042 | 2043 | 2044 | 2045 | 2046 | 2047 | 2048 | 2049 | 2050
Transport DSR | MDth/yr | 189.1272 | 379.665 | 572.0145 | 766.0352 | 962.2402 | 1160.1133 | 1360.1123 | 1561.4278 | 1764.2024 | 1967.1568 | 1983.9206 | 2001.0097 | 2017.987 | 2036.2079 | 2053.5213 | 2070.0304 | 2085.4572 | 2099.0491 | 2111.3093 | 2123.2219 | 2133.5319 | 2141.7732 | 2153.4857 | 2163.545 | 2173.4033 | 2184.1356 | 2194.4843
Transport G2E | MDth/yr | 0 | 0 | 0 | 0 | 0 | 0 | 0 | 0 | 0 | 0 | 0 | 0 | 0 | 0 | 0 | 0 | 0 | 0 | 0 | 0 | 0 | 0 | 0 | 0 | 0 | 0 | 0
Electrification | MDth/yr | 0 | 0 | 0 | 0 | 0 | 0 | 0 | 0 | 0 | 0 | 0 | 0 | 0 | 0 | 0 | 0 | 0 | 0 | 0 | 0 | 0 | 0 | 0 | 0 | 0 | 0 | 0
DSR | MDth/yr | 279.8398 | 901.2795 | 1623.5807 | 2416.7819 | 3159.1111 | 4108.9878 | 5139.0611 | 6004.937 | 7151.217 | 8353.7412 | 9044.0513 | 9491.8749 | 9937.1964 | 10363.2593 | 10762.5276 | 11175.0801 | 11587.2393 | 11965.5789 | 12277.9876 | 12618.8264 | 13092.6274 | 13580.8121 | 14035.2693 | 14466.7216 | 14844.2417 | 15185.2887 | 15491.3799
RNG | MDth/yr | 2569 | 4077 | 4304 | 4817 | 5253 | 5627 | 5713 | 5986 | 6009 | 6232 | 6256 | 6381 | 6326 | 6472 | 6428 | 6585 | 6472 | 6560 | 6449 | 6448 | 6458 | 6399 | 6354 | 6032 | 6030 | 5839 | 5857
Green H2 | MDth/yr | 0 | 0 | 0 | 0 | 1730.1 | 1730.1 | 3460.2 | 3460 | 5190.3 | 5190.3 | 5190.3 | 5190.3 | 5190.3 | 5190.3 | 5190.3 | 5190.3 | 5190.3 | 5190.3 | 5190.3 | 5190.3 | 5190.3 | 5190.3 | 5190.3 | 5190.3 | 5190.3 | 5190.3 | 5190.3
DRAFT

## L&R Bal - Reference
| These columns are linked to graphs. | [17 empty] | These columns are linked to graphs.
LOAD RESOURCE BALANCE DRAFT: 07/16/2022
BASED ON F2022 Approved IRP Load Forecast
Peak Day demand is based on Design-Peak Planning Standard of 13 degree average temperature. December peak.
| EXISTING LOADS & RESOURCES - (FOR IRP) | [29 empty] | Rmix Ply>PSE | RMIXSMS>PSG1 | RMIXSMS>PSG2 | RMIXSMS>PSG3 | RMIXSMS>PSG4 | RMIX Stan>Ply1 | RMIX Stan>Ply2 | RMIX Stan>Ply3 | RMIX Starr>Ply
Winter Period | NWP Firm Transportation | NWP Firm Renewal | Jackson Prairie & Redelivery Service | Gig Harbor LNG (2.5 Mdth/day) | Tacoma LNG | Existing Supply Side Resources | 2023 IRP Mid Demand Before DSR | 2023 IRP Mid Demand Resource Surplus/(Need) | DSR in 2021 IRP | Swarr | Tacoma LNG Distribution Upgrade | ShortTerm Firm Capacity from Market | Total DSR & Near-term Resource Alternatives | 2023 IRP Mid Demand Before DSR | 2023 IRP Mid Demand After 2023 DSR | 2023 IRP Resource Surplus/(Need) - w/2021 DSR | Winter Period | Pipeline Not Renewed | RmxSmsRNGN1 | RmxSmsRNGN2 | RmxSmsRNGA1 | RmxSmsRNGA2 | RmxStanRNGA3 | RmxAGFRNGA4 | RmxPSERNGO1 | Green H2 - 2028 | Green H2 - 2030 | Green H2 - 2032 | Green H2 | Swarr | Plymouth LNG | Sumas NWP Renewal -1 | Sumas NWP Renewal -2 | Sumas NWP Renewal -3 | Sumas NWP Renewal -4 | NWP to Rockies - 1 | NWP to Rockies - 2 | NWP to Rockies - 3 | NWP Starr Rd to Plymouth | Pipeline Renewals | Hybrid Heat Pumps | DSR
[17 empty] | Count | 1 | 2 | 3 | 4 | 5 | 6 | 7 | 8 | 9 | 10 | 11 | 12 | 13 | 14 | 15 | 16 | 17 | 18 | 19 | 20 | 21 | 22 | 23 | 24 | 25
2024-25 | 464.359 | 68.551 | 447.057 | 2.5 | 85 | 998.916 | 994.9842 | 3.9318 | 15.5381 |  |  |  | 15.5381 | 994.9842 | 987.5878 | 19.4699 | 2024-25 | 1: 59.241; 8: 0; 14: 15; 23: 0; 25: 7.3965
2025-26 | 464.359 | 68.551 | 447.057 | 2.5 | 85 | 998.916 | 1003.6848 | -4.7688 | 21.222 |  |  |  | 21.222 | 1003.6848 | 988.7963 | 16.4532 | 2025-26 | 1: 59.241; 8: 0.82192; 14: 15; 23: 0; 25: 14.8885
2026-27 | 463.779 | 69.131 | 447.057 | 2.5 | 85 | 998.336 | 1011.4769 | -13.1409 | 27.1291 |  |  |  | 27.1291 | 1011.4769 | 986.6993 | 13.9882 | 2026-27 | 1: 59.821; 8: 0.82192; 14: 15; 23: 0; 25: 24.7776
2027-28 | 463.779 | 69.131 | 447.057 | 2.5 | 85 | 998.336 | 1019.3393 | -21.0033 | 33.2896 |  |  |  | 33.2896 | 1019.3393 | 985.6019 | 12.2863 | 2027-28 | 1: 59.821; 8: 0.82192; 14: 15; 23: 0; 25: 33.7374
2028-29 | 362.519 | 170.391 | 447.057 | 2.5 | 85 | 897.076 | 1026.4849 | -129.4089 | 39.7049 |  |  |  | 39.7049 | 1026.4849 | 983.2563 | -89.704 | 2028-29 | 1: 117.581; 8: 0.82192; 9: 4.74; 12: 4.74; 13: 30; 14: 15; 16: 43.5; 23: 43.5; 25: 43.2286
2029-30 | 362.519 | 170.391 | 447.057 | 2.5 | 85 | 897.076 | 1035.268 | -138.192 | 46.3539 |  |  |  | 46.3539 | 1035.268 | 978.4551 | -91.8381 | 2029-30 | 1: 117.581; 8: 1.0959; 9: 4.74; 12: 4.74; 13: 30; 14: 15; 16: 43.5; 23: 43.5; 25: 56.8129
2030-31 | 354.463 | 178.447 | 447.057 | 2.5 | 85 | 889.02 | 1043.395 | -154.375 | 53.2054 |  |  |  | 53.2054 | 1043.395 | 976.3721 | -101.1696 | 2030-31 | 1: 116.417; 8: 1.0959; 9: 4.74; 10: 4.74; 12: 9.48; 13: 30; 14: 15; 16: 43.5; 17: 9.22; 23: 52.72; 25: 67.0228
2031-32 | 354.463 | 178.447 | 447.057 | 2.5 | 85 | 889.02 | 1051.5593 | -162.5393 | 60.3015 |  |  |  | 60.3015 | 1051.5593 | 973.7094 | -102.2378 | 2031-32 | 1: 116.417; 8: 1.0959; 9: 4.74; 10: 4.74; 12: 9.48; 13: 30; 14: 15; 16: 43.5; 17: 9.22; 23: 52.72; 25: 77.8499
2032-33 | 353.303 | 179.607 | 447.057 | 2.5 | 85 | 887.86 | 1058.6386 | -170.7786 | 64.6978 |  |  |  | 64.6978 | 1058.6386 | 963.3323 | -106.0807 | 2032-33 | 1: 117.577; 8: 1.0959; 9: 4.74; 10: 4.74; 11: 4.74; 12: 14.22; 13: 30; 14: 15; 16: 43.5; 17: 9.22; 23: 52.72; 25: 95.3063
2033-34 | 277.367 | 255.543 | 447.057 | 2.5 | 85 | 811.924 | 1067.0611 | -255.1371 | 69.2701 |  |  |  | 69.2701 | 1067.0611 | 960.4254 | -185.867 | 2033-34 | 1: 117.733; 8: 1.3699; 9: 4.74; 10: 4.74; 11: 4.74; 12: 14.22; 13: 30; 14: 15; 16: 43.5; 17: 9.22; 22: 75.78; 23: 128.5; 25: 106.6356
2034-35 | 277.367 | 255.543 | 447.057 | 2.5 | 85 | 811.924 | 1074.4459 | -262.5219 | 73.9611 |  |  |  | 73.9611 | 1074.4459 | 962.6704 | -188.5609 | 2034-35 | 1: 117.733; 8: 1.3699; 9: 4.74; 10: 4.74; 11: 4.74; 12: 14.22; 13: 30; 14: 15; 16: 43.5; 17: 9.22; 22: 75.78; 23: 128.5; 25: 111.7756
2035-36 | 277.367 | 255.543 | 447.057 | 2.5 | 85 | 811.924 | 1081.7911 | -269.8671 | 78.7379 |  |  |  | 78.7379 | 1081.7911 | 965.1443 | -191.1292 | 2035-36 | 1: 117.733; 8: 1.3699; 9: 4.74; 10: 4.74; 11: 4.74; 12: 14.22; 13: 30; 14: 15; 16: 43.5; 17: 9.22; 22: 75.78; 23: 128.5; 25: 116.6468
2036-37 | 277.367 | 255.543 | 447.057 | 2.5 | 85 | 811.924 | 1088.315 | -276.391 | 83.4362 |  |  |  | 83.4362 | 1088.315 | 966.8376 | -192.9548 | 2036-37 | 1: 117.733; 8: 1.3699; 9: 4.74; 10: 4.74; 11: 4.74; 12: 14.22; 13: 30; 14: 15; 16: 43.5; 17: 9.22; 22: 75.78; 23: 128.5; 25: 121.4774
2037-38 | 277.367 | 255.543 | 447.057 | 2.5 | 85 | 811.924 | 1096.5154 | -284.5914 | 88.1822 |  |  |  | 88.1822 | 1096.5154 | 970.0913 | -196.4092 | 2037-38 | 1: 117.733; 8: 1.6438; 9: 4.74; 10: 4.74; 11: 4.74; 12: 14.22; 13: 30; 14: 15; 16: 43.5; 17: 9.22; 22: 75.78; 23: 128.5; 25: 126.424
2038-39 | 277.367 | 255.543 | 447.057 | 2.5 | 85 | 811.924 | 1104.0305 | -292.1065 | 92.9298 |  |  |  | 92.9298 | 1104.0305 | 971.828 | -199.1767 | 2038-39 | 1: 117.733; 8: 1.6438; 9: 4.74; 10: 4.74; 11: 4.74; 12: 14.22; 13: 30; 14: 15; 16: 43.5; 17: 9.22; 22: 75.78; 23: 128.5; 25: 132.2025
2039-40 | 277.367 | 255.543 | 447.057 | 2.5 | 85 | 811.924 | 1111.4142 | -299.4902 | 97.6701 |  |  |  | 97.6701 | 1111.4142 | 973.7882 | -201.8201 | 2039-40 | 1: 117.733; 8: 1.6438; 9: 4.74; 10: 4.74; 11: 4.74; 12: 14.22; 13: 30; 14: 15; 16: 43.5; 17: 9.22; 22: 75.78; 23: 128.5; 25: 137.626
2040-41 | 277.367 | 255.543 | 447.057 | 2.5 | 85 | 811.924 | 1117.6881 | -305.7641 | 102.3759 |  |  |  | 102.3759 | 1117.6881 | 973.9815 | -203.3882 | 2040-41 | 1: 117.733; 8: 1.6438; 9: 4.74; 10: 4.74; 11: 4.74; 12: 14.22; 13: 30; 14: 15; 16: 43.5; 17: 9.22; 22: 75.78; 23: 128.5; 25: 143.7067
2041-42 | 277.367 | 255.543 | 447.057 | 2.5 | 85 | 811.924 | 1125.7562 | -313.8322 | 106.9584 |  |  |  | 106.9584 | 1125.7562 | 978.2893 | -206.8737 | 2041-42 | 1: 117.733; 8: 1.9178; 9: 4.74; 10: 4.74; 11: 4.74; 12: 14.22; 13: 30; 14: 15; 16: 43.5; 17: 9.22; 22: 75.78; 23: 128.5; 25: 147.4669
2042-43 | 277.367 | 255.543 | 447.057 | 2.5 | 85 | 811.924 | 1133.1107 | -321.1867 | 111.6815 |  |  |  | 111.6815 | 1133.1107 | 981.1499 | -209.5052 | 2042-43 | 1: 117.733; 8: 1.9178; 9: 4.74; 10: 4.74; 11: 4.74; 12: 14.22; 13: 30; 14: 15; 16: 43.5; 17: 9.22; 22: 75.78; 23: 128.5; 25: 151.9608
2043-44 | 277.367 | 255.543 | 447.057 | 2.5 | 85 | 811.924 | 1140.4231 | -328.4991 | 116.3607 |  |  |  | 116.3607 | 1140.4231 | 984.4592 | -212.1384 | 2043-44 | 1: 117.733; 8: 1.9178; 9: 4.74; 10: 4.74; 11: 4.74; 12: 14.22; 13: 30; 14: 15; 16: 43.5; 17: 9.22; 22: 75.78; 23: 128.5; 25: 155.9639
2044-45 | 277.367 | 255.543 | 447.057 | 2.5 | 85 | 811.924 | 1146.8769 | -334.9529 | 121.0398 |  |  |  | 121.0398 | 1146.8769 | 982.7442 | -213.9131 | 2044-45 | 1: 117.733; 8: 1.9178; 9: 4.74; 10: 4.74; 11: 4.74; 12: 14.22; 13: 30; 14: 15; 16: 43.5; 17: 9.22; 22: 75.78; 23: 128.5; 25: 164.1327
2045-46 | 277.367 | 255.543 | 447.057 | 2.5 | 85 | 811.924 | 1155.0856 | -343.1616 | 125.719 |  |  |  | 125.719 | 1155.0856 | 985.0432 | -217.4426 | 2045-46 | 1: 117.733; 8: 2.1918; 9: 4.74; 10: 4.74; 11: 4.74; 12: 14.22; 13: 30; 14: 15; 16: 43.5; 17: 9.22; 22: 75.78; 23: 128.5; 25: 170.0423
2046-47 | 277.367 | 255.543 | 447.057 | 2.5 | 85 | 811.924 | 1162.3531 | -350.4291 | 130.3982 |  |  |  | 130.3982 | 1162.3531 | 986.0462 | -220.0309 | 2046-47 | 1: 117.733; 8: 2.1918; 9: 4.74; 10: 4.74; 11: 4.74; 12: 14.22; 13: 30; 14: 15; 16: 43.5; 17: 9.22; 22: 75.78; 23: 128.5; 25: 176.3069
2047-48 | 277.367 | 255.543 | 447.057 | 2.5 | 85 | 811.924 | 1169.3694 | -357.4454 | 135.0774 |  |  |  | 135.0774 | 1169.3694 | 988.4227 | -222.3681 | 2047-48 | 1: 117.733; 8: 2.1918; 9: 4.74; 10: 4.74; 11: 4.74; 12: 14.22; 13: 30; 14: 15; 16: 43.5; 17: 9.22; 22: 75.78; 23: 128.5; 25: 180.9467
2048-49 | 277.367 | 255.543 | 447.057 | 2.5 | 85 | 811.924 | 1175.3374 | -363.4134 | 139.7565 |  |  |  | 139.7565 | 1175.3374 | 988.3812 | -223.6568 | 2048-49 | 1: 117.733; 8: 2.1918; 9: 4.74; 10: 4.74; 11: 4.74; 12: 14.22; 13: 30; 14: 15; 16: 43.5; 17: 9.22; 22: 75.78; 23: 128.5; 25: 186.9562
2049-50 | 277.367 | 255.543 | 447.057 | 2.5 | 85 | 811.924 | 1182.8938 | -370.9698 | 144.4357 |  |  |  | 144.4357 | 1182.8938 | 992.1146 | -226.5341 | 2049-50 | 1: 117.733; 8: 2.4658; 9: 4.74; 10: 4.74; 11: 4.74; 12: 14.22; 13: 30; 14: 15; 16: 43.5; 17: 9.22; 22: 75.78; 23: 128.5; 25: 190.7792
2050-51 | 277.367 | 255.543 | 447.057 | 2.5 | 85 | 811.924 | 1189.36 | -377.436 | 149.1149 |  |  |  | 149.1149 | 1189.36 | 994.5314 | -228.3211 | 2050-51 | 1: 117.733; 8: 2.4658; 9: 4.74; 10: 4.74; 11: 4.74; 12: 14.22; 13: 30; 14: 15; 16: 43.5; 17: 9.22; 22: 75.78; 23: 128.5; 25: 194.8286
Notes:
1. Annual peak loads are in December of each year
2. Existing resources, assumed to be extended. 50/d of JP from Gas Book to Power Book has 50/d recallable.
3. Demand Forecast = 2023 IRP Load Forecast (F2022 based).
4. PSE will supply gas and capacity to Tacoma LNG for Tote and PSE System (not an incremental peak load to gas book).
DRAFT
Note on M26: Singh, Gurvinder: Trended out

## L&R Bal - Electrification
| These columns are linked to graphs. | [17 empty] | These columns are linked to graphs.
LOAD RESOURCE BALANCE DRAFT: 07/16/2022
BASED ON F2022 Approved IRP Load Forecast
Peak Day demand is based on Design-Peak Planning Standard of 13 degree average temperature. December peak.
| EXISTING LOADS & RESOURCES - (FOR IRP) | [29 empty] | Rmix Ply>PSE | RMIXSMS>PSG1 | RMIXSMS>PSG2 | RMIXSMS>PSG3 | RMIXSMS>PSG4 | RMIX Stan>Ply1 | RMIX Stan>Ply2 | RMIX Stan>Ply3 | RMIX Starr>Ply
Winter Period | NWP Firm Transportation | NWP Firm Renewal | Jackson Prairie & Redelivery Service | Gig Harbor LNG (2.5 Mdth/day) | Tacoma LNG | Existing Supply Side Resources | 2023 IRP Mid Demand Before DSR | 2023 IRP Resource Surplus/(Need) | DSR in 2021 IRP | Swarr | Tacoma LNG Distribution Upgrade | ShortTerm Firm Capacity from Market | Total DSR & Near-term Resource Alternatives | 2023 IRP Mid Demand Before DSR | 2023 IRP Mid Demand After 2023 DSR | 2023 IRP Resource Surplus/(Need) - w/2021 DSR | Winter Period | Pipeline Not Renewed | RmxSmsRNGN1 | RmxSmsRNGN2 | RmxSmsRNGA1 | RmxSmsRNGA2 | RmxStanRNGA3 | RmxAGFRNGA4 | RmxPSERNGO1 | Green H2 - 2028 | Green H2 - 2030 | Green H2 - 2032 | Green H2 | Swarr | Plymouth LNG | Sumas NWP Renewal -1 | Sumas NWP Renewal -2 | Sumas NWP Renewal -3 | Sumas NWP Renewal -4 | NWP to Rockies - 1 | NWP to Rockies - 2 | NWP to Rockies - 3 | NWP Starr Rd to Plymouth | Pipeline Renewals | Gas To Electric | DSR
[17 empty] | Count | 1 | 2 | 3 | 4 | 5 | 6 | 7 | 8 | 9 | 10 | 11 | 12 | 13 | 14 | 15 | 16 | 17 | 18 | 19 | 20 | 21 | 22 | 23 | 24 | 25
2024-25 | 464.359 | 68.551 | 447.057 | 2.5 | 85 | 998.916 | 994.9842 | 3.9318 | 15.5381 |  |  |  | 15.5381 | 994.9842 | 984.4917 | 19.4699 | 2024-25 | 1: 29.241; 2: 2.9178; 3: 0; 6: 0; 8: 0; 14: 15; 15: 20; 19: 10; 23: 30; 24: 6.4267; 25: 10.4925
2025-26 | 464.359 | 68.551 | 447.057 | 2.5 | 85 | 998.916 | 1003.6848 | -4.7688 | 21.222 |  |  |  | 21.222 | 1003.6848 | 982.8508 | 16.4532 | 2025-26 | 1: 29.241; 2: 3.4041; 3: 1.5425; 6: 1.0959; 8: 0.82192; 14: 15; 15: 20; 19: 10; 23: 30; 24: 15.9766; 25: 20.834
2026-27 | 464.359 | 68.551 | 447.057 | 2.5 | 85 | 998.916 | 1011.4769 | -12.5609 | 27.1291 |  |  |  | 27.1291 | 1011.4769 | 978.3902 | 14.5682 | 2026-27 | 1: 29.241; 2: 3.8356; 3: 1.5425; 6: 1.0959; 8: 0.82192; 14: 15; 15: 20; 19: 10; 23: 30; 24: 28.9131; 25: 33.0867
2027-28 | 464.359 | 68.551 | 447.057 | 2.5 | 85 | 998.916 | 1019.3393 | -20.4233 | 33.2896 |  |  |  | 33.2896 | 1019.3393 | 929.2187 | 12.8663 | 2027-28 | 1: 29.241; 2: 4.1096; 3: 1.9699; 6: 1.5753; 8: 0.82192; 14: 15; 15: 20; 19: 10; 23: 30; 24: 46.1782; 25: 43.9424
2028-29 | 362.519 | 170.391 | 447.057 | 2.5 | 85 | 897.076 | 1026.4849 | -129.4089 | 39.7049 |  |  |  | 39.7049 | 1026.4849 | 903.4319 | -89.704 | 2028-29 | 64.081 | 4.3836 | 2.6849 |  |  | 1.5753 |  | 0.82192 | 4.74 |  |  | 4.74 | 30 | 15 | 20 | 59 |  |  | 10 | 8 |  |  | 97 | 68.3585 | 54.6945
2029-30 | 362.519 | 170.391 | 447.057 | 2.5 | 85 | 897.076 | 1035.268 | -138.192 | 46.3539 |  |  |  | 46.3539 | 1035.268 | 872.3877 | -91.8381 | 2029-30 | 64.081 | 4.3836 | 2.7425 |  |  | 2.0548 |  | 1.0959 | 4.74 |  |  | 4.74 | 30 | 15 | 20 | 59 |  |  | 10 | 8 |  |  | 97 | 94.2317 | 68.6486
2030-31 | 353.3 | 179.61 | 447.057 | 2.5 | 85 | 887.857 | 1043.395 | -155.538 | 53.2054 |  |  |  | 53.2054 | 1043.395 | 839.6741 | -102.3326 | 2030-31 | 73.3 | 4.3836 | 2.8027 |  |  | 2.0548 |  | 1.0959 | 4.74 | 4.74 |  | 9.48 | 30 | 15 | 20 | 59 |  |  | 10 | 8 |  |  | 97 | 125.2903 | 78.4306
2031-32 | 353.3 | 179.61 | 447.057 | 2.5 | 85 | 887.857 | 1051.5593 | -163.7023 | 60.3015 |  |  |  | 60.3015 | 1051.5593 | 801.5876 | -103.4008 | 2031-32 | 73.3 | 4.3836 | 2.8658 |  |  | 2.7397 |  | 1.0959 | 4.74 | 4.74 |  | 9.48 | 30 | 15 | 20 | 59 |  |  | 10 | 8 |  |  | 97 | 161.6662 | 88.3054
2032-33 | 353.3 | 179.61 | 447.057 | 2.5 | 85 | 887.857 | 1058.6386 | -170.7816 | 64.6978 |  |  |  | 64.6978 | 1058.6386 | 754.025 | -106.0837 | 2032-33 | 73.3 | 4.3836 | 2.9288 |  |  | 2.7397 |  | 1.0959 | 4.74 | 4.74 | 4.74 | 14.22 | 30 | 15 | 20 | 59 |  |  | 10 | 8 |  |  | 97 | 200.4103 | 104.2032
2033-34 | 353.3 | 179.61 | 447.057 | 2.5 | 85 | 887.857 | 1067.0611 | -179.2041 | 69.2701 |  |  |  | 69.2701 | 1067.0611 | 711.2392 | -109.934 | 2033-34 | 73.3 | 4.3836 | 2.9918 |  |  | 3.0137 |  | 1.3699 | 4.74 | 4.74 | 4.74 | 14.22 | 30 | 15 | 20 | 59 |  |  | 10 | 8 |  |  | 97 | 241.3995 | 114.4224
2034-35 | 0 | 532.91 | 447.057 | 2.5 | 85 | 534.557 | 1074.4459 | -539.8889 | 73.9611 |  |  |  | 73.9611 | 1074.4459 | 675.7472 | -465.9279 | 2034-35 | 197.6 | 4.3836 | 3.0575 |  |  | 3.0137 |  | 1.3699 | 4.74 | 4.74 | 4.74 | 14.22 | 30 | 15 | 20 | 59 |  | 144 | 10 | 8 | 9 | 76 | 326 | 284.4662 | 114.2325
2035-36 | 0 | 532.91 | 447.057 | 2.5 | 85 | 534.557 | 1081.7911 | -547.2341 | 78.7379 |  |  |  | 78.7379 | 1081.7911 | 640.143 | -468.4962 | 2035-36 | 197.6 | 4.3836 | 3.126 |  |  | 3.2877 |  | 1.3699 | 4.74 | 4.74 | 4.74 | 14.22 | 30 | 15 | 20 | 59 |  | 144 | 10 | 8 | 9 | 76 | 326 | 327.8557 | 113.7923
2036-37 | 0 | 532.91 | 447.057 | 2.5 | 85 | 534.557 | 1088.315 | -553.758 | 83.4362 |  |  |  | 83.4362 | 1088.315 | 603.4039 | -470.3218 | 2036-37 | 197.6 | 4.1644 | 3.1945 |  |  | 3.2877 |  | 1.3699 | 4.74 | 4.74 | 4.74 | 14.22 | 30 | 15 | 20 | 59 |  | 144 | 10 | 8 | 9 | 76 | 326 | 371.8048 | 113.1063
2037-38 | 0 | 532.91 | 447.057 | 2.5 | 85 | 534.557 | 1096.5154 | -561.9584 | 88.1822 |  |  |  | 88.1822 | 1096.5154 | 570.136 | -473.7762 | 2037-38 | 197.6 | 3.9452 | 3.2658 |  |  | 3.5616 |  | 1.6438 | 4.74 | 4.74 | 4.74 | 14.22 | 30 | 15 | 20 | 59 |  | 144 | 10 | 8 | 9 | 76 | 326 | 413.1141 | 113.2653
2038-39 | 0 | 532.91 | 447.057 | 2.5 | 85 | 534.557 | 1104.0305 | -569.4735 | 92.9298 |  |  |  | 92.9298 | 1104.0305 | 534.1044 | -476.5437 | 2038-39 | 265.6 | 3.7534 | 3.337 |  |  | 3.5616 |  | 1.6438 | 4.74 | 4.74 | 4.74 | 14.22 | 30 | 15 | 20 | 59 |  | 124 | 10 | 8 | 9 | 28 | 258 | 456.2393 | 113.6868
2039-40 | 0 | 532.91 | 447.057 | 2.5 | 85 | 534.557 | 1111.4142 | -576.8572 | 97.6701 |  |  |  | 97.6701 | 1111.4142 | 498.1715 | -479.1871 | 2039-40 | 265.6 | 3.5616 | 3.411 |  |  | 4.1096 |  | 1.6438 | 4.74 | 4.74 | 4.74 | 14.22 | 30 | 15 | 20 | 59 |  | 124 | 10 | 8 | 9 | 28 | 258 | 499.3969 | 113.8458
2040-41 | 0 | 532.91 | 447.057 | 2.5 | 85 | 534.557 | 1117.6881 | -583.1311 | 102.3759 |  |  |  | 102.3759 | 1117.6881 | 458.8722 | -480.7552 | 2040-41 | 265.6 | 3.3973 | 3.4849 |  |  | 4.1096 |  | 1.6438 | 4.74 | 4.74 | 4.74 | 14.22 | 30 | 15 | 20 | 59 |  | 124 | 10 | 8 | 9 | 28 | 258 | 544.49 | 114.326
2041-42 | 0 | 532.91 | 447.057 | 2.5 | 85 | 534.557 | 1125.7562 | -591.1992 | 106.9584 |  |  |  | 106.9584 | 1125.7562 | 432.3807 | -484.2407 | 2041-42 | 265.6 | 3.2329 | 3.5616 |  |  | 4.3836 |  | 1.9178 | 4.74 | 4.74 | 4.74 | 14.22 | 30 | 15 | 20 | 59 |  | 124 | 10 | 8 | 9 | 28 | 258 | 579.9092 | 113.4663
2042-43 | 0 | 532.91 | 447.057 | 2.5 | 85 | 534.557 | 1133.1107 | -598.5537 | 111.6815 |  |  |  | 111.6815 | 1133.1107 | 405.0041 | -486.8722 | 2042-43 | 315.6 | 3.0685 | 3.6411 |  |  | 4.3836 |  | 1.9178 | 4.74 | 4.74 | 4.74 | 14.22 | 30 | 15 | 20 | 59 |  | 60 | 10 | 8 | 49 | 2 | 208 | 615.0741 | 113.0325
2043-44 | 0 | 532.91 | 447.057 | 2.5 | 85 | 534.557 | 1140.4231 | -605.8661 | 116.3607 |  |  |  | 116.3607 | 1140.4231 | 374.3011 | -489.5054 | 2043-44 | 315.6 | 2.9041 | 3.7205 |  |  | 4.6575 |  | 1.9178 | 4.74 | 4.74 | 4.74 | 14.22 | 30 | 15 | 20 | 59 |  | 60 | 10 | 8 | 49 | 2 | 208 | 654.2358 | 111.8862
2044-45 | 0 | 532.91 | 447.057 | 2.5 | 85 | 534.557 | 1146.8769 | -612.3199 | 121.0398 |  |  |  | 121.0398 | 1146.8769 | 338.1173 | -491.2801 | 2044-45 | 315.6 | 2.7671 | 3.8027 |  |  | 4.9315 |  | 1.9178 | 4.74 | 4.74 | 4.74 | 14.22 | 30 | 15 | 20 | 59 |  | 60 | 10 | 8 | 49 | 2 | 208 | 694.4933 | 114.2663
2045-46 | 0 | 532.91 | 447.057 | 2.5 | 85 | 534.557 | 1155.0856 | -620.5286 | 125.719 |  |  |  | 125.719 | 1155.0856 | 317.6322 | -494.8096 | 2045-46 | 315.6 | 2.6301 | 3.4219 |  |  | 5.2055 |  | 2.1918 | 4.74 | 4.74 | 4.74 | 14.22 | 30 | 15 | 20 | 59 |  | 60 | 10 | 8 | 49 | 2 | 208 | 722.4056 | 115.0479
2046-47 | 0 | 532.91 | 447.057 | 2.5 | 85 | 534.557 | 1162.3531 | -627.7961 | 130.3982 |  |  |  | 130.3982 | 1162.3531 | 295.4162 | -497.3979 | 2046-47 | 361.6 | 2.4932 | 3.0795 |  |  | 5.7534 |  | 2.1918 | 4.74 | 4.74 | 4.74 | 14.22 | 30 | 15 | 20 | 59 |  | 14 | 10 | 8 | 49 | 2 | 162 | 751.0922 | 115.8446
2047-48 | 0 | 532.91 | 447.057 | 2.5 | 85 | 534.557 | 1169.3694 | -634.8124 | 135.0774 |  |  |  | 135.0774 | 1169.3694 | 279.9091 | -499.7351 | 2047-48 | 361.6 | 2.3562 | 2.7726 |  |  | 5.4795 |  | 2.1918 | 4.74 | 4.74 | 4.74 | 14.22 | 30 | 15 | 20 | 59 |  | 14 | 10 | 8 | 49 | 2 | 162 | 773.9436 | 115.5166
2048-49 | 0 | 532.91 | 447.057 | 2.5 | 85 | 534.557 | 1175.3374 | -640.7804 | 139.7565 |  |  |  | 139.7565 | 1175.3374 | 258.4485 | -501.0238 | 2048-49 | 361.6 | 2.2466 | 2.4932 |  |  | 6.0274 |  | 2.1918 | 4.74 | 4.74 | 4.74 | 14.22 | 30 | 15 | 20 | 59 |  | 14 | 10 | 8 | 49 | 2 | 162 | 801.2189 | 115.6699
2049-50 | 0 | 532.91 | 447.057 | 2.5 | 85 | 534.557 | 1182.8938 | -648.3368 | 144.4357 |  |  |  | 144.4357 | 1182.8938 | 250.1514 | -503.9011 | 2049-50 | 361.6 | 2.137 | 2.2438 |  |  | 5.7534 |  | 2.4658 | 4.74 | 4.74 | 4.74 | 14.22 | 30 | 15 | 20 | 59 |  | 14 | 10 | 8 | 49 | 2 | 162 | 817.7647 | 114.9777
2050-51 | 0 | 532.91 | 447.057 | 2.5 | 85 | 534.557 | 1189.36 | -654.803 | 149.1149 |  |  |  | 149.1149 | 1189.36 | 240.65 | -505.6881 | 2050-51 | 371.6 | 2.0274 | 2.0192 |  |  | 6.3014 |  | 2.4658 | 4.74 | 4.74 | 4.74 | 14.22 | 30 | 15 | 20 | 59 |  | 4 | 10 | 8 | 49 | 2 | 152 | 834.48 | 114.23
Notes:
1. Annual peak loads are in December of each year
2. Existing resources, assumed to be extended. 50/d of JP from Gas Book to Power Book has 50/d recallable.
3. Demand Forecast = 2023 IRP Load Forecast (F2022 based).
4. PSE will supply gas and capacity to Tacoma LNG for Tote and PSE System (not an incremental peak load to gas book).
DRAFT
Note on M26: Singh, Gurvinder: Trended out

## L&R Bal - A Ceiling Price
| These columns are linked to graphs. | [17 empty] | These columns are linked to graphs.
LOAD RESOURCE BALANCE DRAFT: 07/16/2022
BASED ON F2022 Approved IRP Load Forecast
Peak Day demand is based on Design-Peak Planning Standard of 13 degree average temperature. December peak.
| EXISTING LOADS & RESOURCES - (FOR IRP) | [29 empty] | Rmix Ply>PSE | RMIXSMS>PSG1 | RMIXSMS>PSG2 | RMIXSMS>PSG3 | RMIXSMS>PSG4 | RMIX Stan>Ply1 | RMIX Stan>Ply2 | RMIX Stan>Ply3 | RMIX Starr>Ply
Winter Period | NWP Firm Transportation | NWP Firm Renewal | Jackson Prairie & Redelivery Service | Gig Harbor LNG (2.5 Mdth/day) | Tacoma LNG | Existing Supply Side Resources | 2023 IRP Mid Demand Before DSR | 2023 IRP Resource Surplus/(Need) | DSR in 2021 IRP | Swarr | Tacoma LNG Distribution Upgrade | ShortTerm Firm Capacity from Market | Total DSR & Near-term Resource Alternatives | 2023 IRP Mid Demand Before DSR | 2023 IRP Mid Demand After 2023 DSR | 2023 IRP Resource Surplus/(Need) - w/2021 DSR | Winter Period | Pipeline Not Renewed | RmxSmsRNGN1 | RmxSmsRNGN2 | RmxSmsRNGA1 | RmxSmsRNGA2 | RmxStanRNGA3 | RmxAGFRNGA1 | RmxPSERNGO1 | Green H2 - 2028 | Green H2 - 2030 | Green H2 - 2032 | Green H2 | Swarr | Plymouth LNG | Sumas NWP Renewal -1 | Sumas NWP Renewal -2 | Sumas NWP Renewal -3 | Sumas NWP Renewal -4 | NWP to Rockies - 1 | NWP to Rockies - 2 | NWP to Rockies - 3 | NWP Starr Rd to Plymouth | Pipeline Renewed | Hybrid Heat Pumps | DSR
[17 empty] | Option | 1 | 2 | 3 | 4 | 5 | 6 | 7 | 8 | 9 | 10 | 11 | 12 | 13 | 14 | 15 | 16 | 17 | 18 | 19 | 20 | 21 | 22 | 23 | 24 | 25
2024-25 | 464.359 | 0 | 447.057 | 2.5 | 85 | 998.916 | 994.9842 | 3.9318 | 15.5381 |  |  |  | 15.5381 | 994.9842 | 987.3071 | 19.4699 | 2024-25 | 1: 59.241; 2: 2.9178; 3: 0; 6: 0; 8: 0; 14: 15; 23: 0; 24: 0; 25: 7.6772
2025-26 | 464.359 | 0 | 447.057 | 2.5 | 85 | 998.916 | 1003.6848 | -4.7688 | 21.222 |  |  |  | 21.222 | 1003.6848 | 988.2271 | 16.4532 | 2025-26 | 1: 59.241; 2: 3.4041; 3: 1.5425; 6: 1.0959; 8: 0.82192; 14: 15; 23: 0; 24: 0; 25: 15.4577
2026-27 | 463.779 | 0 | 447.057 | 2.5 | 85 | 998.336 | 1011.4769 | -13.1409 | 27.1291 |  |  |  | 27.1291 | 1011.4769 | 985.8393 | 13.9882 | 2026-27 | 1: 59.821; 2: 3.8356; 3: 1.5425; 6: 1.0959; 8: 0.82192; 14: 15; 23: 0; 24: 0; 25: 25.6375
2027-28 | 463.779 | 0 | 447.057 | 2.5 | 85 | 998.336 | 1019.3393 | -21.0033 | 33.2896 |  |  |  | 33.2896 | 1019.3393 | 984.4425 | 12.2863 | 2027-28 | 1: 59.821; 2: 4.1096; 3: 1.9699; 6: 1.5753; 8: 0.82192; 14: 15; 23: 0; 24: 0; 25: 34.8968
2028-29 | 362.519 | 0 | 447.057 | 2.5 | 85 | 897.076 | 1026.4849 | -129.4089 | 39.7049 |  |  |  | 39.7049 | 1026.4849 | 981.7934 | -89.704 | 2028-29 | 1: 121.661; 2: 4.3836; 3: 2.6849; 6: 1.5753; 8: 0.82192; 9: 4.74; 12: 4.74; 13: 30; 14: 15; 16: 39.42; 23: 39.42; 24: 0; 25: 44.6915
2029-30 | 362.519 | 0 | 447.057 | 2.5 | 85 | 897.076 | 1035.268 | -138.192 | 46.3539 |  |  |  | 46.3539 | 1035.268 | 976.6784 | -91.8381 | 2029-30 | 1: 121.661; 2: 4.3836; 3: 2.7425; 6: 2.0548; 8: 1.0959; 9: 4.74; 12: 4.74; 13: 30; 14: 15; 16: 39.42; 23: 39.42; 24: 0; 25: 58.5897
2030-31 | 354.463 | 0 | 447.057 | 2.5 | 85 | 889.02 | 1043.395 | -154.375 | 53.2054 |  |  |  | 53.2054 | 1043.395 | 974.2911 | -101.1696 | 2030-31 | 120.497 | 4.3836 | 2.8027 |  |  | 2.0548 |  | 1.0959 | 4.74 | 4.74 |  | 9.48 | 30 | 15 |  | 39.42 | 9.22 | [5 empty] | 48.64 | 0 | 69.1038
2031-32 | 354.463 | 0 | 447.057 | 2.5 | 85 | 889.02 | 1051.5593 | -162.5393 | 60.3015 |  |  |  | 60.3015 | 1051.5593 | 971.301 | -102.2378 | 2031-32 | 120.497 | 4.3836 | 2.8658 |  |  | 2.7397 |  | 1.0959 | 4.74 | 4.74 |  | 9.48 | 30 | 15 |  | 39.42 | 9.22 | [5 empty] | 48.64 | 0 | 80.2583
2032-33 | 353.303 | 0 | 447.057 | 2.5 | 85 | 887.86 | 1058.6386 | -170.7786 | 64.6978 |  |  |  | 64.6978 | 1058.6386 | 960.5674 | -106.0807 | 2032-33 | 121.657 | 4.3836 | 2.9288 |  |  | 2.7397 |  | 1.0959 | 4.74 | 4.74 | 4.74 | 14.22 | 30 | 15 |  | 39.42 | 9.22 | [5 empty] | 48.64 | 0 | 98.0712
2033-34 | 277.367 | 0 | 447.057 | 2.5 | 85 | 811.924 | 1067.0611 | -255.1371 | 69.2701 |  |  |  | 69.2701 | 1067.0611 | 957.2957 | -185.867 | 2033-34 | 121.813 | 4.3836 | 2.9918 |  |  | 3.0137 |  | 1.3699 | 4.74 | 4.74 | 4.74 | 14.22 | 30 | 15 |  | 39.42 | 9.22 |  |  |  |  | 75.78 | 124.42 | 0 | 109.7654
2034-35 | 277.367 | 0 | 447.057 | 2.5 | 85 | 811.924 | 1074.4459 | -262.5219 | 73.9611 |  |  |  | 73.9611 | 1074.4459 | 959.4939 | -188.5609 | 2034-35 | 121.813 | 4.3836 | 3.0575 |  |  | 3.0137 |  | 1.3699 | 4.74 | 4.74 | 4.74 | 14.22 | 30 | 15 |  | 39.42 | 9.22 |  |  |  |  | 75.78 | 124.42 | 0 | 114.952
2035-36 | 277.367 | 0 | 447.057 | 2.5 | 85 | 811.924 | 1081.7911 | -269.8671 | 78.7379 |  |  |  | 78.7379 | 1081.7911 | 961.9144 | -191.1292 | 2035-36 | 121.813 | 4.3836 | 3.126 |  |  | 3.2877 |  | 1.3699 | 4.74 | 4.74 | 4.74 | 14.22 | 30 | 15 |  | 39.42 | 9.22 |  |  |  |  | 75.78 | 124.42 | 0 | 119.8766
2036-37 | 277.367 | 0 | 447.057 | 2.5 | 85 | 811.924 | 1088.315 | -276.391 | 83.4362 |  |  |  | 83.4362 | 1088.315 | 963.562 | -192.9548 | 2036-37 | 121.813 | 4.1644 | 3.1945 |  |  | 3.2877 |  | 1.3699 | 4.74 | 4.74 | 4.74 | 14.22 | 30 | 15 |  | 39.42 | 9.22 |  |  |  |  | 75.78 | 124.42 | 0 | 124.753
2037-38 | 277.367 | 0 | 447.057 | 2.5 | 85 | 811.924 | 1096.5154 | -284.5914 | 88.1822 |  |  |  | 88.1822 | 1096.5154 | 966.748 | -196.4092 | 2037-38 | 121.813 | 3.9452 | 3.2658 |  |  | 3.5616 |  | 1.6438 | 4.74 | 4.74 | 4.74 | 14.22 | 30 | 15 |  | 39.42 | 9.22 |  |  |  |  | 75.78 | 124.42 | 0 | 129.7673
2038-39 | 277.367 | 0 | 447.057 | 2.5 | 85 | 811.924 | 1104.0305 | -292.1065 | 92.9298 |  |  |  | 92.9298 | 1104.0305 | 968.4022 | -199.1767 | 2038-39 | 121.813 | 3.7534 | 3.337 |  |  | 3.5616 |  | 1.6438 | 4.74 | 4.74 | 4.74 | 14.22 | 30 | 15 |  | 39.42 | 9.22 |  |  |  |  | 75.78 | 124.42 | 0 | 135.6283
2039-40 | 277.367 | 0 | 447.057 | 2.5 | 85 | 811.924 | 1111.4142 | -299.4902 | 97.6701 |  |  |  | 97.6701 | 1111.4142 | 970.2882 | -201.8201 | 2039-40 | 121.813 | 3.5616 | 3.411 |  |  | 4.1096 |  | 1.6438 | 4.74 | 4.74 | 4.74 | 14.22 | 30 | 15 |  | 39.42 | 9.22 |  |  |  |  | 75.78 | 124.42 | 0 | 141.126
2040-41 | 277.367 | 0 | 447.057 | 2.5 | 85 | 811.924 | 1117.6881 | -305.7641 | 102.3759 |  |  |  | 102.3759 | 1117.6881 | 970.3875 | -203.3882 | 2040-41 | 121.813 | 3.3973 | 3.4849 |  |  | 4.1096 |  | 1.6438 | 4.74 | 4.74 | 4.74 | 14.22 | 30 | 15 |  | 39.42 | 9.22 |  |  |  |  | 75.78 | 124.42 | 0 | 147.3007
2041-42 | 277.367 | 0 | 447.057 | 2.5 | 85 | 811.924 | 1125.7562 | -313.8322 | 106.9584 |  |  |  | 106.9584 | 1125.7562 | 974.6352 | -206.8737 | 2041-42 | 121.813 | 3.2329 | 3.5616 |  |  | 4.3836 |  | 1.9178 | 4.74 | 4.74 | 4.74 | 14.22 | 30 | 15 |  | 39.42 | 9.22 |  |  |  |  | 75.78 | 124.42 | 0 | 151.121
2042-43 | 277.367 | 0 | 447.057 | 2.5 | 85 | 811.924 | 1133.1107 | -321.1867 | 111.6815 |  |  |  | 111.6815 | 1133.1107 | 977.3901 | -209.5052 | 2042-43 | 121.813 | 3.0685 | 3.6411 |  |  | 4.3836 |  | 1.9178 | 4.74 | 4.74 | 4.74 | 14.22 | 30 | 15 |  | 39.42 | 9.22 |  |  |  |  | 75.78 | 124.42 | 0 | 155.7206
2043-44 | 277.367 | 0 | 447.057 | 2.5 | 85 | 811.924 | 1140.4231 | -328.4991 | 116.3607 |  |  |  | 116.3607 | 1140.4231 | 980.6655 | -212.1384 | 2043-44 | 121.813 | 2.9041 | 3.7205 |  |  | 4.6575 |  | 1.9178 | 4.74 | 4.74 | 4.74 | 14.22 | 30 | 15 |  | 39.42 | 9.22 |  |  |  |  | 75.78 | 124.42 | 0 | 159.7576
2044-45 | 277.367 | 0 | 447.057 | 2.5 | 85 | 811.924 | 1146.8769 | -334.9529 | 121.0398 |  |  |  | 121.0398 | 1146.8769 | 978.8521 | -213.9131 | 2044-45 | 121.813 | 2.7671 | 3.8027 |  |  | 4.9315 |  | 1.9178 | 4.74 | 4.74 | 4.74 | 14.22 | 30 | 15 |  | 39.42 | 9.22 |  |  |  |  | 75.78 | 124.42 | 0 | 168.0248
2045-46 | 277.367 | 0 | 447.057 | 2.5 | 85 | 811.924 | 1155.0856 | -343.1616 | 125.719 |  |  |  | 125.719 | 1155.0856 | 981.0823 | -217.4426 | 2045-46 | 121.813 | 2.6301 | 3.4219 |  |  | 5.2055 |  | 2.1918 | 4.74 | 4.74 | 4.74 | 14.22 | 30 | 15 |  | 39.42 | 9.22 |  |  |  |  | 75.78 | 124.42 | 0 | 174.0033
2046-47 | 277.367 | 0 | 447.057 | 2.5 | 85 | 811.924 | 1162.3531 | -350.4291 | 130.3982 |  |  |  | 130.3982 | 1162.3531 | 982.0207 | -220.0309 | 2046-47 | 121.813 | 2.4932 | 3.0795 |  |  | 5.7534 |  | 2.1918 | 4.74 | 4.74 | 4.74 | 14.22 | 30 | 15 |  | 39.42 | 9.22 |  |  |  |  | 75.78 | 124.42 | 0 | 180.3324
2047-48 | 277.367 | 0 | 447.057 | 2.5 | 85 | 811.924 | 1169.3694 | -357.4454 | 135.0774 |  |  |  | 135.0774 | 1169.3694 | 984.3479 | -222.3681 | 2047-48 | 121.813 | 2.3562 | 2.7726 |  |  | 5.4795 |  | 2.1918 | 4.74 | 4.74 | 4.74 | 14.22 | 30 | 15 |  | 39.42 | 9.22 |  |  |  |  | 75.78 | 124.42 | 0 | 185.0215
2048-49 | 277.367 | 0 | 447.057 | 2.5 | 85 | 811.924 | 1175.3374 | -363.4134 | 139.7565 |  |  |  | 139.7565 | 1175.3374 | 984.2213 | -223.6568 | 2048-49 | 121.813 | 2.2466 | 2.4932 |  |  | 6.0274 |  | 2.1918 | 4.74 | 4.74 | 4.74 | 14.22 | 30 | 15 |  | 39.42 | 9.22 |  |  |  |  | 75.78 | 124.42 | 0 | 191.1161
2049-50 | 277.367 | 0 | 447.057 | 2.5 | 85 | 811.924 | 1182.8938 | -370.9698 | 144.4357 |  |  |  | 144.4357 | 1182.8938 | 987.9092 | -226.5341 | 2049-50 | 121.813 | 2.137 | 2.2438 |  |  | 5.7534 |  | 2.4658 | 4.74 | 4.74 | 4.74 | 14.22 | 30 | 15 |  | 39.42 | 9.22 |  |  |  |  | 75.78 | 124.42 | 0 | 194.9846
2050-51 | 277.367 | 0 | 447.057 | 2.5 | 85 | 811.924 | 1189.36 | -377.436 | 149.1149 |  |  |  | 149.1149 | 1189.36 | 990.2779 | -228.3211 | 2050-51 | 121.813 | 2.0274 | 2.0192 |  |  | 6.3014 |  | 2.4658 | 4.74 | 4.74 | 4.74 | 14.22 | 30 | 15 |  | 39.42 | 9.22 |  |  |  |  | 75.78 | 124.42 | 0 | 199.082
Notes:
1. Annual peak loads are in December of each year
2. Existing resources, assumed to be extended. 50/d of JP from Gas Book to Power Book has 50/d recallable.
3. Demand Forecast = 2023 IRP Load Forecast (F2022 based).
4. PSE will supply gas and capacity to Tacoma LNG for Tote and PSE System (not an incremental peak load to gas book).
DRAFT
Note on Y8: Singh, Gurvinder: Red = only offered in this year.
Note on M26: Singh, Gurvinder: Trended out

## L&R Bal - B Floor Price
| These columns are linked to graphs. | [17 empty] | These columns are linked to graphs.
LOAD RESOURCE BALANCE DRAFT: 07/16/2022
BASED ON F2022 Approved IRP Load Forecast
Peak Day demand is based on Design-Peak Planning Standard of 13 degree average temperature. December peak.
| EXISTING LOADS & RESOURCES - (FOR IRP) | [29 empty] | Rmix Ply>PSE | RMIXSMS>PSG1 | RMIXSMS>PSG2 | RMIXSMS>PSG3 | RMIXSMS>PSG4 | RMIX Stan>Ply1 | RMIX Stan>Ply2 | RMIX Stan>Ply3 | RMIX Starr>Ply
Winter Period | NWP Firm Transportation | NWP Firm Renewal | Jackson Prairie & Redelivery Service | Gig Harbor LNG (2.5 Mdth/day) | Tacoma LNG | Existing Supply Side Resources | 2023 IRP Mid Demand Before DSR | 2023 IRP Resource Surplus/(Need) | DSR in 2021 IRP | Swarr | Tacoma LNG Distribution Upgrade | ShortTerm Firm Capacity from Market | Total DSR & Near-term Resource Alternatives | 2023 IRP Mid Demand Before DSR | 2023 IRP Mid Demand After 2023 DSR | 2023 IRP Resource Surplus/(Need) - w/2021 DSR | Winter Period | Pipelines Not Renewed | RmxSmsRNGN1 | RmxSmsRNGN2 | RmxSmsRNGA1 | RmxSmsRNGA2 | RmxStanRNGA3 | RmxAGFRNGA1 | RmxPSERNGO1 | Green H2 - 2028 | Green H2 - 2030 | Green H2 - 2032 | Green H2 | Swarr | Plymouth LNG | Sumas NWP Renewal -1 | Sumas NWP Renewal -2 | Sumas NWP Renewal -3 | Sumas NWP Renewal -4 | NWP to Rockies - 1 | NWP to Rockies - 2 | NWP to Rockies - 3 | NWP Starr Rd to Plymouth | Pipelines Renewed | Hybrid Heat Pumps | DSR
[17 empty] | Option | 1 | 2 | 3 | 4 | 5 | 6 | 7 | 8 | 9 | 10 | 11 | 12 | 13 | 14 | 15 | 16 | 17 | 18 | 19 | 20 | 21 | 22 | 23 | 24 | 25
2024-25 | 464.359 | 0 | 447.057 | 2.5 | 85 | 998.916 | 994.9842 | 3.9318 | 15.5381 |  |  |  | 15.5381 | 994.9842 | 987.9181 | 19.4699 | 2024-25 | 1: 59.241; 8: 0; 14: 15; 23: 0; 24: 0; 25: 7.0662
2025-26 | 464.359 | 0 | 447.057 | 2.5 | 85 | 998.916 | 1003.6848 | -4.7688 | 21.222 |  |  |  | 21.222 | 1003.6848 | 989.4752 | 16.4532 | 2025-26 | 1: 59.241; 8: 0.82192; 14: 15; 23: 0; 24: 0; 25: 14.2096
2026-27 | 463.779 | 0 | 447.057 | 2.5 | 85 | 998.336 | 1011.4769 | -13.1409 | 27.1291 |  |  |  | 27.1291 | 1011.4769 | 987.7428 | 13.9882 | 2026-27 | 1: 59.821; 8: 0.82192; 14: 15; 23: 0; 24: 0; 25: 23.7341
2027-28 | 463.779 | 0 | 447.057 | 2.5 | 85 | 998.336 | 1019.3393 | -21.0033 | 33.2896 |  |  |  | 33.2896 | 1019.3393 | 987.0274 | 12.2863 | 2027-28 | 1: 59.821; 8: 0.82192; 14: 15; 23: 0; 24: 0; 25: 32.3119
2028-29 | 362.519 | 0 | 447.057 | 2.5 | 85 | 897.076 | 1026.4849 | -129.4089 | 39.7049 |  |  |  | 39.7049 | 1026.4849 | 985.0814 | -89.704 | 2028-29 | 1: 110.081; 8: 0.82192; 9: 4.74; 12: 4.74; 13: 30; 14: 15; 16: 51; 23: 51; 24: 0; 25: 41.4036
2029-30 | 362.519 | 0 | 447.057 | 2.5 | 85 | 897.076 | 1035.268 | -138.192 | 46.3539 |  |  |  | 46.3539 | 1035.268 | 980.6793 | -91.8381 | 2029-30 | 1: 110.081; 8: 1.0959; 9: 4.74; 12: 4.74; 13: 30; 14: 15; 16: 51; 23: 51; 24: 0; 25: 54.5887
2030-31 | 354.463 | 0 | 447.057 | 2.5 | 85 | 889.02 | 1043.395 | -154.375 | 53.2054 |  |  |  | 53.2054 | 1043.395 | 978.9989 | -101.1696 | 2030-31 | 1: 108.917; 8: 1.0959; 9: 4.74; 10: 4.74; 12: 9.48; 13: 30; 14: 15; 16: 51; 17: 9.22; 23: 60.22; 24: 0; 25: 64.3961
2031-32 | 354.463 | 0 | 447.057 | 2.5 | 85 | 889.02 | 1051.5593 | -162.5393 | 60.3015 |  |  |  | 60.3015 | 1051.5593 | 976.7647 | -102.2378 | 2031-32 | 1: 108.917; 8: 1.0959; 9: 4.74; 10: 4.74; 12: 9.48; 13: 30; 14: 15; 16: 51; 17: 9.22; 23: 60.22; 24: 0; 25: 74.7946
2032-33 | 353.303 | 0 | 447.057 | 2.5 | 85 | 887.86 | 1058.6386 | -170.7786 | 64.6978 |  |  |  | 64.6978 | 1058.6386 | 966.8348 | -106.0807 | 2032-33 | 1: 110.077; 8: 1.0959; 9: 4.74; 10: 4.74; 11: 4.74; 12: 14.22; 13: 30; 14: 15; 16: 51; 17: 9.22; 23: 60.22; 24: 0; 25: 91.8038
2033-34 | 277.367 | 0 | 447.057 | 2.5 | 85 | 811.924 | 1067.0611 | -255.1371 | 69.2701 |  |  |  | 69.2701 | 1067.0611 | 964.3702 | -185.867 | 2033-34 | 1: 110.233; 8: 1.3699; 9: 4.74; 10: 4.74; 11: 4.74; 12: 14.22; 13: 30; 14: 15; 16: 51; 17: 9.22; 22: 75.78; 23: 136; 24: 0; 25: 102.6908
2034-35 | 277.367 | 0 | 447.057 | 2.5 | 85 | 811.924 | 1074.4459 | -262.5219 | 73.9611 |  |  |  | 73.9611 | 1074.4459 | 966.6962 | -188.5609 | 2034-35 | 1: 110.233; 8: 1.3699; 9: 4.74; 10: 4.74; 11: 4.74; 12: 14.22; 13: 30; 14: 15; 16: 51; 17: 9.22; 22: 75.78; 23: 136; 24: 0; 25: 107.7498
2035-36 | 277.367 | 0 | 447.057 | 2.5 | 85 | 811.924 | 1081.7911 | -269.8671 | 78.7379 |  |  |  | 78.7379 | 1081.7911 | 969.2473 | -191.1292 | 2035-36 | 1: 110.233; 8: 1.3699; 9: 4.74; 10: 4.74; 11: 4.74; 12: 14.22; 13: 30; 14: 15; 16: 51; 17: 9.22; 22: 75.78; 23: 136; 24: 0; 25: 112.5438
2036-37 | 277.367 | 0 | 447.057 | 2.5 | 85 | 811.924 | 1088.315 | -276.391 | 83.4362 |  |  |  | 83.4362 | 1088.315 | 971.0101 | -192.9548 | 2036-37 | 1: 110.233; 8: 1.3699; 9: 4.74; 10: 4.74; 11: 4.74; 12: 14.22; 13: 30; 14: 15; 16: 51; 17: 9.22; 22: 75.78; 23: 136; 24: 0; 25: 117.3048
2037-38 | 277.367 | 0 | 447.057 | 2.5 | 85 | 811.924 | 1096.5154 | -284.5914 | 88.1822 |  |  |  | 88.1822 | 1096.5154 | 974.335 | -196.4092 | 2037-38 | 1: 110.233; 8: 1.6438; 9: 4.74; 10: 4.74; 11: 4.74; 12: 14.22; 13: 30; 14: 15; 16: 51; 17: 9.22; 22: 75.78; 23: 136; 24: 0; 25: 122.1803
2038-39 | 277.367 | 0 | 447.057 | 2.5 | 85 | 811.924 | 1104.0305 | -292.1065 | 92.9298 |  |  |  | 92.9298 | 1104.0305 | 976.1646 | -199.1767 | 2038-39 | 1: 110.233; 8: 1.6438; 9: 4.74; 10: 4.74; 11: 4.74; 12: 14.22; 13: 30; 14: 15; 16: 51; 17: 9.22; 22: 75.78; 23: 136; 24: 0; 25: 127.8659
2039-40 | 277.367 | 0 | 447.057 | 2.5 | 85 | 811.924 | 1111.4142 | -299.4902 | 97.6701 |  |  |  | 97.6701 | 1111.4142 | 978.2068 | -201.8201 | 2039-40 | 1: 110.233; 8: 1.6438; 9: 4.74; 10: 4.74; 11: 4.74; 12: 14.22; 13: 30; 14: 15; 16: 51; 17: 9.22; 22: 75.78; 23: 136; 24: 0; 25: 133.2074
2040-41 | 277.367 | 0 | 447.057 | 2.5 | 85 | 811.924 | 1117.6881 | -305.7641 | 102.3759 |  |  |  | 102.3759 | 1117.6881 | 978.5043 | -203.3882 | 2040-41 | 1: 110.233; 8: 1.6438; 9: 4.74; 10: 4.74; 11: 4.74; 12: 14.22; 13: 30; 14: 15; 16: 51; 17: 9.22; 22: 75.78; 23: 136; 24: 0; 25: 139.1839
2041-42 | 277.367 | 0 | 447.057 | 2.5 | 85 | 811.924 | 1125.7562 | -313.8322 | 106.9584 |  |  |  | 106.9584 | 1125.7562 | 982.8549 | -206.8737 | 2041-42 | 1: 110.233; 8: 1.9178; 9: 4.74; 10: 4.74; 11: 4.74; 12: 14.22; 13: 30; 14: 15; 16: 51; 17: 9.22; 22: 75.78; 23: 136; 24: 0; 25: 142.9013
2042-43 | 277.367 | 0 | 447.057 | 2.5 | 85 | 811.924 | 1133.1107 | -321.1867 | 111.6815 |  |  |  | 111.6815 | 1133.1107 | 985.8024 | -209.5052 | 2042-43 | 1: 110.233; 8: 1.9178; 9: 4.74; 10: 4.74; 11: 4.74; 12: 14.22; 13: 30; 14: 15; 16: 51; 17: 9.22; 22: 75.78; 23: 136; 24: 0; 25: 147.3084
2043-44 | 277.367 | 0 | 447.057 | 2.5 | 85 | 811.924 | 1140.4231 | -328.4991 | 116.3607 |  |  |  | 116.3607 | 1140.4231 | 989.1387 | -212.1384 | 2043-44 | 1: 110.233; 8: 1.9178; 9: 4.74; 10: 4.74; 11: 4.74; 12: 14.22; 13: 30; 14: 15; 16: 51; 17: 9.22; 22: 75.78; 23: 136; 24: 0; 25: 151.2844
2044-45 | 277.367 | 0 | 447.057 | 2.5 | 85 | 811.924 | 1146.8769 | -334.9529 | 121.0398 |  |  |  | 121.0398 | 1146.8769 | 987.5139 | -213.9131 | 2044-45 | 1: 110.233; 8: 1.9178; 9: 4.74; 10: 4.74; 11: 4.74; 12: 14.22; 13: 30; 14: 15; 16: 51; 17: 9.22; 22: 75.78; 23: 136; 24: 0; 25: 159.363
2045-46 | 277.367 | 0 | 447.057 | 2.5 | 85 | 811.924 | 1155.0856 | -343.1616 | 125.719 |  |  |  | 125.719 | 1155.0856 | 989.8485 | -217.4426 | 2045-46 | 1: 110.233; 8: 2.1918; 9: 4.74; 10: 4.74; 11: 4.74; 12: 14.22; 13: 30; 14: 15; 16: 51; 17: 9.22; 22: 75.78; 23: 136; 24: 0; 25: 165.237
2046-47 | 277.367 | 0 | 447.057 | 2.5 | 85 | 811.924 | 1162.3531 | -350.4291 | 130.3982 |  |  |  | 130.3982 | 1162.3531 | 990.8894 | -220.0309 | 2046-47 | 1: 110.233; 8: 2.1918; 9: 4.74; 10: 4.74; 11: 4.74; 12: 14.22; 13: 30; 14: 15; 16: 51; 17: 9.22; 22: 75.78; 23: 136; 24: 0; 25: 171.4636
2047-48 | 277.367 | 0 | 447.057 | 2.5 | 85 | 811.924 | 1169.3694 | -357.4454 | 135.0774 |  |  |  | 135.0774 | 1169.3694 | 993.2845 | -222.3681 | 2047-48 | 1: 110.233; 8: 2.1918; 9: 4.74; 10: 4.74; 11: 4.74; 12: 14.22; 13: 30; 14: 15; 16: 51; 17: 9.22; 22: 75.78; 23: 136; 24: 0; 25: 176.085
2048-49 | 277.367 | 0 | 447.057 | 2.5 | 85 | 811.924 | 1175.3374 | -363.4134 | 139.7565 |  |  |  | 139.7565 | 1175.3374 | 993.3079 | -223.6568 | 2048-49 | 1: 110.233; 8: 2.1918; 9: 4.74; 10: 4.74; 11: 4.74; 12: 14.22; 13: 30; 14: 15; 16: 51; 17: 9.22; 22: 75.78; 23: 136; 24: 0; 25: 182.0295
2049-50 | 277.367 | 0 | 447.057 | 2.5 | 85 | 811.924 | 1182.8938 | -370.9698 | 144.4357 |  |  |  | 144.4357 | 1182.8938 | 997.1752 | -226.5341 | 2049-50 | 1: 110.233; 8: 2.4658; 9: 4.74; 10: 4.74; 11: 4.74; 12: 14.22; 13: 30; 14: 15; 16: 51; 17: 9.22; 22: 75.78; 23: 136; 24: 0; 25: 185.7186
2050-51 | 277.367 | 0 | 447.057 | 2.5 | 85 | 811.924 | 1189.36 | -377.436 | 149.1149 |  |  |  | 149.1149 | 1189.36 | 999.6955 | -228.3211 | 2050-51 | 1: 110.233; 8: 2.4658; 9: 4.74; 10: 4.74; 11: 4.74; 12: 14.22; 13: 30; 14: 15; 16: 51; 17: 9.22; 22: 75.78; 23: 136; 24: 0; 25: 189.6644
Notes:
1. Annual peak loads are in December of each year
2. Existing resources, assumed to be extended. 50/d of JP from Gas Book to Power Book has 50/d recallable.
3. Demand Forecast = 2023 IRP Load Forecast (F2022 based).
4. PSE will supply gas and capacity to Tacoma LNG for Tote and PSE System (not an incremental peak load to gas book).
DRAFT
Note on Y8: Singh, Gurvinder: Red = only offered in this year.
Note on M26: Singh, Gurvinder: Trended out

## L&R Bal - C Limited Emissions
|  | These columns are linked to graphs. | [18 empty] | These columns are linked to graphs.
LOAD RESOURCE BALANCE DRAFT: 07/16/2022
BASED ON F2022 Approved IRP Load Forecast
Peak Day demand is based on Design-Peak Planning Standard of 13 degree average temperature. December peak.
|  | EXISTING LOADS & RESOURCES - (FOR IRP) | [30 empty] | Rmix Ply>PSE | RMIXSMS>PSG1 | RMIXSMS>PSG2 | RMIXSMS>PSG3 | RMIXSMS>PSG4 | RMIX Stan>Ply1 | RMIX Stan>Ply2 | RMIX Stan>Ply3 | RMIX Starr>Ply
| Winter Period | NWP Firm Transportation | NWP Firm Renewal | Jackson Prairie & Redelivery Service | Gig Harbor LNG (2.5 Mdth/day) | Tacoma LNG | Existing Supply Side Resources | 2023 IRP Mid Demand Before DSR | 2023 IRP Resource Surplus/(Need) | DSR in 2021 IRP | Swarr | Tacoma LNG Distribution Upgrade | ShortTerm Firm Capacity from Market | Total DSR & Near-term Resource Alternatives | 2023 IRP Mid Demand Before DSR | 2023 IRP Mid Demand After HHP Market | 2023 IRP Mid Demand After DSR | 2023 IRP Resource Surplus/(Need) - w/2021 DSR | Winter Period | Pipelines Not Renewed | RmxSmsRNGN1 | RmxSmsRNGN2 | RmxSmsRNGA1 | RmxSmsRNGA2 | RmxStanRNGA3 | RmxAGFRNGA1 | RNG on PSE | Green H2 - 2028 | Green H2 - 2030 | Green H2 - 2032 | Green H2 | Swarr | Plymouth LNG | Sumas NWP Renewal -1 | Sumas NWP Renewal -2 | Sumas NWP Renewal -3 | Sumas NWP Renewal -4 | NWP to Rockies - 1 | NWP to Rockies - 2 | NWP to Rockies - 3 | NWP Starr Rd to Plymouth | Pipeline Renewed | HHP MKT | DSR
[19 empty] | Option | 1 | 2 | 3 | 4 | 5 | 6 | 7 | 8 | 9 | 10 | 11 | 12 | 13 | 14 | 15 | 16 | 17 | 18 | 19 | 20 | 21 | 22 | 23 | 24 | 25
464.359 | 2024-25 | 464.359 | 0 | 447.057 | 2.5 | 85 | 998.916 | 994.9842 | 3.9318 | 15.5381 |  |  |  | 15.5381 | 994.9842 | 994.9842 | 983.5699 | 19.4699 | 2024-25 | 1: 25.241; 2: 2.9178; 3: 0; 6: 0; 8: 0; 15: 24; 18: 0; 19: 10; 23: 34; 25: 11.4143
464.359 | 2025-26 | 464.359 | 0 | 447.057 | 2.5 | 85 | 998.916 | 1003.6848 | -4.7688 | 21.222 |  |  |  | 21.222 | 1003.6848 | 1003.6848 | 980.6299 | 16.4532 | 2025-26 | 1: 25.241; 2: 3.4041; 3: 1.5425; 6: 1.0959; 8: 0.82192; 13: 30; 15: 24; 18: 0; 19: 10; 23: 34; 25: 23.0549
463.779 | 2026-27 | 464.359 | 0 | 447.057 | 2.5 | 85 | 998.916 | 1011.4769 | -12.5609 | 27.1291 |  |  |  | 27.1291 | 1011.4769 | 1011.4769 | 974.3398 | 14.5682 | 2026-27 | 1: 25.241; 2: 3.8356; 3: 1.5425; 6: 1.0959; 8: 0.82192; 13: 30; 15: 24; 18: 0; 19: 10; 23: 34; 25: 37.1371
463.779 | 2027-28 | 464.359 | 0 | 447.057 | 2.5 | 85 | 998.916 | 1019.3393 | -20.4233 | 33.2896 |  |  |  | 33.2896 | 1019.3393 | 1019.3393 | 968.9019 | 12.8663 | 2027-28 | 1: 25.241; 2: 4.1096; 3: 1.9699; 6: 1.5753; 8: 0.82192; 13: 30; 15: 24; 18: 0; 19: 10; 23: 34; 25: 50.4374
362.519 | 2028-29 | 362.519 | 0 | 447.057 | 2.5 | 85 | 897.076 | 1026.4849 | -129.4089 | 39.7049 |  |  |  | 39.7049 | 1026.4849 | 1026.4849 | 962.1423 | -89.704 | 2028-29 | 61.081 | 4.3836 | 2.6849 |  |  | 1.5753 |  | 0.82192 | 4.74 |  |  | 4.74 | 30 |  | 24 | 58 |  | 0 | 10 | 8 |  |  | 100 |  | 64.3426
362.519 | 2029-30 | 362.519 | 0 | 447.057 | 2.5 | 85 | 897.076 | 1035.268 | -138.192 | 46.3539 |  |  |  | 46.3539 | 1035.268 | 1035.268 | 952.8859 | -91.8381 | 2029-30 | 58.081 | 4.3836 | 2.7425 |  |  | 2.0548 |  | 1.0959 | 4.74 |  |  | 4.74 | 30 |  | 24 | 58 |  | 0 | 13 | 8 |  |  | 103 |  | 82.3822
354.463 | 2030-31 | 353.3 | 0 | 447.057 | 2.5 | 85 | 887.857 | 1043.395 | -155.538 | 53.2054 |  |  |  | 53.2054 | 1043.395 | 1043.395 | 946.43 | -102.3326 | 2030-31 | 67.3 | 4.3836 | 2.8027 |  |  | 2.0548 |  | 1.0959 | 4.74 | 4.74 |  | 9.48 | 30 |  | 24 | 58 |  | 0 | 13 | 8 |  |  | 103 |  | 96.965
354.463 | 2031-32 | 353.3 | 0 | 447.057 | 2.5 | 85 | 887.857 | 1051.5593 | -163.7023 | 60.3015 |  |  |  | 60.3015 | 1051.5593 | 1051.5593 | 939.0918 | -103.4008 | 2031-32 | 67.3 | 4.3836 | 2.8658 |  |  | 2.7397 |  | 1.0959 | 4.74 | 4.74 |  | 9.48 | 30 |  | 24 | 58 |  | 0 | 13 | 8 |  |  | 103 |  | 112.4675
353.303 | 2032-33 | 353.3 | 0 | 447.057 | 2.5 | 85 | 887.857 | 1058.6386 | -170.7816 | 64.6978 |  |  |  | 64.6978 | 1058.6386 | 1058.6386 | 923.7783 | -106.0837 | 2032-33 | 67.3 | 4.3836 | 2.9288 |  |  | 2.7397 |  | 1.0959 | 4.74 | 4.74 | 4.74 | 14.22 | 30 |  | 24 | 58 |  | 0 | 13 | 8 |  |  | 103 |  | 134.8603
353.303 | 2033-34 | 353.3 | 0 | 447.057 | 2.5 | 85 | 887.857 | 1067.0611 | -179.2041 | 69.2701 |  |  |  | 69.2701 | 1067.0611 | 1067.0611 | 915.8415 | -109.934 | 2033-34 | 67.3 | 4.3836 | 2.9918 |  |  | 3.0137 |  | 1.3699 | 4.74 | 4.74 | 4.74 | 14.22 | 30 |  | 24 | 58 |  | 0 | 13 | 8 |  |  | 103 |  | 151.2195
| 2034-35 | 0 | 0 | 447.057 | 2.5 | 85 | 534.557 | 1074.4459 | -539.8889 | 73.9611 |  |  |  | 73.9611 | 1074.4459 | 1074.4459 | 917.6001 | -465.9279 | 2034-35 | 101.6 | 4.3836 | 3.0575 |  |  | 3.0137 |  | 1.3699 | 4.74 | 4.74 | 4.74 | 14.22 | 30 |  |  |  |  | 260 | 13 | 8 | 141 |  | 422 |  | 156.8459
| 2035-36 | 0 | 0 | 447.057 | 2.5 | 85 | 534.557 | 1081.7911 | -547.2341 | 78.7379 |  |  |  | 78.7379 | 1081.7911 | 1081.7911 | 919.5527 | -468.4962 | 2035-36 | 101.6 | 4.3836 | 3.126 |  |  | 3.2877 |  | 1.3699 | 4.74 | 4.74 | 4.74 | 14.22 | 30 |  |  |  |  | 260 | 13 | 8 | 141 |  | 422 |  | 162.2384
| 2036-37 | 0 | 0 | 447.057 | 2.5 | 85 | 534.557 | 1088.315 | -553.758 | 83.4362 |  |  |  | 83.4362 | 1088.315 | 1088.315 | 920.8619 | -470.3218 | 2036-37 | 101.6 | 4.1644 | 3.1945 |  |  | 3.2877 |  | 1.3699 | 4.74 | 4.74 | 4.74 | 14.22 | 30 |  |  |  |  | 260 | 13 | 8 | 141 |  | 422 |  | 167.4531
| 2037-38 | 0 | 0 | 447.057 | 2.5 | 85 | 534.557 | 1096.5154 | -561.9584 | 88.1822 |  |  |  | 88.1822 | 1096.5154 | 1096.5154 | 923.4754 | -473.7762 | 2037-38 | 101.6 | 3.9452 | 3.2658 |  |  | 3.5616 |  | 1.6438 | 4.74 | 4.74 | 4.74 | 14.22 | 30 |  |  |  |  | 260 | 13 | 8 | 141 |  | 422 |  | 173.04
| 2038-39 | 0 | 0 | 447.057 | 2.5 | 85 | 534.557 | 1104.0305 | -569.4735 | 92.9298 |  |  |  | 92.9298 | 1104.0305 | 1104.0305 | 924.3661 | -476.5437 | 2038-39 | 101.6 | 3.7534 | 3.337 |  |  | 3.5616 |  | 1.6438 | 4.74 | 4.74 | 4.74 | 14.22 | 30 |  |  |  |  | 260 | 13 | 8 | 141 |  | 422 |  | 179.6644
| 2039-40 | 0 | 0 | 447.057 | 2.5 | 85 | 534.557 | 1111.4142 | -576.8572 | 97.6701 |  |  |  | 97.6701 | 1111.4142 | 1111.4142 | 925.6095 | -479.1871 | 2039-40 | 101.6 | 3.5616 | 3.411 |  |  | 4.1096 |  | 1.6438 | 4.74 | 4.74 | 4.74 | 14.22 | 30 |  |  |  |  | 260 | 13 | 8 | 141 |  | 422 |  | 185.8047
| 2040-41 | 0 | 0 | 447.057 | 2.5 | 85 | 534.557 | 1117.6881 | -583.1311 | 102.3759 |  |  |  | 102.3759 | 1117.6881 | 1117.6881 | 924.8382 | -480.7552 | 2040-41 | 101.6 | 3.3973 | 3.4849 |  |  | 4.1096 |  | 1.6438 | 4.74 | 4.74 | 4.74 | 14.22 | 30 |  |  |  |  | 260 | 13 | 8 | 141 |  | 422 |  | 192.8499
| 2041-42 | 0 | 0 | 447.057 | 2.5 | 85 | 534.557 | 1125.7562 | -591.1992 | 106.9584 |  |  |  | 106.9584 | 1125.7562 | 1125.7562 | 928.6842 | -484.2407 | 2041-42 | 101.6 | 3.2329 | 3.5616 |  |  | 4.3836 |  | 1.9178 | 4.74 | 4.74 | 4.74 | 14.22 | 30 |  |  |  |  | 260 | 13 | 8 | 141 |  | 422 |  | 197.072
| 2042-43 | 0 | 0 | 447.057 | 2.5 | 85 | 534.557 | 1133.1107 | -598.5537 | 111.6815 |  |  |  | 111.6815 | 1133.1107 | 1133.1107 | 930.5289 | -486.8722 | 2042-43 | 141.6 | 3.0685 | 3.6411 |  |  | 4.3836 |  | 1.9178 | 4.74 | 4.74 | 4.74 | 14.22 | 30 |  |  |  |  | 220 | 13 | 8 | 141 |  | 382 |  | 202.5819
| 2043-44 | 0 | 0 | 447.057 | 2.5 | 85 | 534.557 | 1140.4231 | -605.8661 | 116.3607 |  |  |  | 116.3607 | 1140.4231 | 1140.4231 | 933.6975 | -489.5054 | 2043-44 | 141.6 | 2.9041 | 3.7205 |  |  | 4.6575 |  | 1.9178 | 4.74 | 4.74 | 4.74 | 14.22 | 30 |  |  |  |  | 220 | 13 | 8 | 141 |  | 382 |  | 206.7256
| 2044-45 | 0 | 0 | 447.057 | 2.5 | 85 | 534.557 | 1146.8769 | -612.3199 | 121.0398 |  |  |  | 121.0398 | 1146.8769 | 1146.8769 | 930.9855 | -491.2801 | 2044-45 | 141.6 | 2.7671 | 3.8027 |  |  | 4.9315 |  | 1.9178 | 4.74 | 4.74 | 4.74 | 14.22 | 30 |  |  |  |  | 220 | 13 | 8 | 141 |  | 382 |  | 215.8915
| 2045-46 | 0 | 0 | 447.057 | 2.5 | 85 | 534.557 | 1155.0856 | -620.5286 | 125.719 |  |  |  | 125.719 | 1155.0856 | 1155.0856 | 932.7279 | -494.8096 | 2045-46 | 141.6 | 2.6301 | 3.4219 |  |  | 5.2055 |  | 2.1918 | 4.74 | 4.74 | 4.74 | 14.22 | 30 |  |  |  |  | 220 | 13 | 8 | 141 |  | 382 |  | 222.3577
| 2046-47 | 0 | 0 | 447.057 | 2.5 | 85 | 534.557 | 1162.3531 | -627.7961 | 130.3982 |  |  |  | 130.3982 | 1162.3531 | 1162.3531 | 933.1496 | -497.3979 | 2046-47 | 141.6 | 2.4932 | 3.0795 |  |  | 5.7534 |  | 2.1918 | 4.74 | 4.74 | 4.74 | 14.22 | 30 |  |  |  |  | 220 | 13 | 8 | 141 |  | 382 |  | 229.2035
| 2047-48 | 0 | 0 | 447.057 | 2.5 | 85 | 534.557 | 1169.3694 | -634.8124 | 135.0774 |  |  |  | 135.0774 | 1169.3694 | 1169.3694 | 935.1604 | -499.7351 | 2047-48 | 141.6 | 2.3562 | 2.7726 |  |  | 5.4795 |  | 2.1918 | 4.74 | 4.74 | 4.74 | 14.22 | 30 |  |  |  |  | 220 | 13 | 8 | 141 |  | 382 |  | 234.209
| 2048-49 | 0 | 0 | 447.057 | 2.5 | 85 | 534.557 | 1175.3374 | -640.7804 | 139.7565 |  |  |  | 139.7565 | 1175.3374 | 1175.3374 | 934.298 | -501.0238 | 2048-49 | 141.6 | 2.2466 | 2.4932 |  |  | 6.0274 |  | 2.1918 | 4.74 | 4.74 | 4.74 | 14.22 | 30 |  |  |  |  | 220 | 13 | 8 | 141 |  | 382 |  | 241.0394
| 2049-50 | 0 | 0 | 447.057 | 2.5 | 85 | 534.557 | 1182.8938 | -648.3368 | 144.4357 |  |  |  | 144.4357 | 1182.8938 | 1182.8938 | 937.5942 | -503.9011 | 2049-50 | 141.6 | 2.137 | 2.2438 |  |  | 5.7534 |  | 2.4658 | 4.74 | 4.74 | 4.74 | 14.22 | 30 |  |  |  |  | 220 | 13 | 8 | 141 |  | 382 |  | 245.2996
| 2050-51 | 0 | 0 | 447.057 | 2.5 | 85 | 534.557 | 1189.36 | -654.803 | 149.1149 |  |  |  | 149.1149 | 1189.36 | 1189.36 | 939.5373 | -505.6881 | 2050-51 | 141.6 | 2.0274 | 2.0192 |  |  | 6.3014 |  | 2.4658 | 4.74 | 4.74 | 4.74 | 14.22 | 30 |  |  |  |  | 220 | 13 | 8 | 141 |  | 382 |  | 249.8226
Notes:
1. Annual peak loads are in December of each year
2. Existing resources, assumed to be extended. 50/d of JP from Gas Book to Power Book has 50/d recallable.
3. Demand Forecast = 2023 IRP Load Forecast (F2022 based).
4. PSE will supply gas and capacity to Tacoma LNG for Tote and PSE System (not an incremental peak load to gas book).
DRAFT
Note on Z8: Singh, Gurvinder: Red = only offered in this year.
Note on M26: Singh, Gurvinder: Trended out

## L&R Bal - D RNG NA
| These columns are linked to graphs. | [17 empty] | These columns are linked to graphs.
LOAD RESOURCE BALANCE DRAFT: 07/16/2022
BASED ON F2022 Approved IRP Load Forecast
Peak Day demand is based on Design-Peak Planning Standard of 13 degree average temperature. December peak.
| EXISTING LOADS & RESOURCES - (FOR IRP) | [29 empty] | Rmix Ply>PSE | RMIXSMS>PSG1 | RMIXSMS>PSG2 | RMIXSMS>PSG3 | RMIXSMS>PSG4 | RMIX Stan>Ply1 | RMIX Stan>Ply2 | RMIX Stan>Ply3 | RMIX Starr>Ply
Winter Period | NWP Firm Transportation | NWP Firm Renewal | Jackson Prairie & Redelivery Service | Gig Harbor LNG (2.5 Mdth/day) | Tacoma LNG | Existing Supply Side Resources | 2023 IRP Mid Demand Before DSR | 2023 IRP Resource Surplus/(Need) | DSR in 2021 IRP | Swarr | Tacoma LNG Distribution Upgrade | ShortTerm Firm Capacity from Market | Total DSR & Near-term Resource Alternatives | 2023 IRP Mid Demand Before DSR | 2023 IRP Mid Demand After 2023 DSR | 2023 IRP Resource Surplus/(Need) - w/2021 DSR | Winter Period | Pipeline Not Renewed | RmxSmsRNGN1 | RmxSmsRNGN2 | RmxSmsRNGA1 | RmxSmsRNGA2 | RmxStanRNGA3 | RmxAGFRNGA4 | RmxPSERNGO1 | Green H2 - 2028 | Green H2 - 2030 | Green H2 - 2032 | Green H2 | Swarr | Plymouth LNG | Sumas NWP Renewal -1 | Sumas NWP Renewal -2 | Sumas NWP Renewal -3 | Sumas NWP Renewal -4 | NWP to Rockies - 1 | NWP to Rockies - 2 | NWP to Rockies - 3 | NWP Starr Rd to Plymouth | Pipeline Renewals | Hybrid Heat Pumps | DSR
[17 empty] | Count | 1 | 2 | 3 | 4 | 5 | 6 | 7 | 8 | 9 | 10 | 11 | 12 | 13 | 14 | 15 | 16 | 17 | 18 | 19 | 20 | 21 | 22 | 23 | 24 | 25
2024-25 | 464.359 | 68.551 | 447.057 | 2.5 | 85 | 998.916 | 994.9842 | 3.9318 | 15.5381 |  |  |  | 15.5381 | 994.9842 | 987.5878 | 19.4699 | 2024-25 | 1: 59.241; 8: 0; 14: 15; 23: 0; 25: 7.3965
2025-26 | 464.359 | 68.551 | 447.057 | 2.5 | 85 | 998.916 | 1003.6848 | -4.7688 | 21.222 |  |  |  | 21.222 | 1003.6848 | 988.7963 | 16.4532 | 2025-26 | 1: 59.241; 8: 0.82192; 14: 15; 23: 0; 25: 14.8885
2026-27 | 463.779 | 69.131 | 447.057 | 2.5 | 85 | 998.336 | 1011.4769 | -13.1409 | 27.1291 |  |  |  | 27.1291 | 1011.4769 | 986.6993 | 13.9882 | 2026-27 | 1: 59.821; 8: 0.82192; 14: 15; 23: 0; 25: 24.7776
2027-28 | 463.779 | 69.131 | 447.057 | 2.5 | 85 | 998.336 | 1019.3393 | -21.0033 | 33.2896 |  |  |  | 33.2896 | 1019.3393 | 985.6019 | 12.2863 | 2027-28 | 1: 59.821; 8: 0.82192; 14: 15; 23: 0; 25: 33.7374
2028-29 | 362.519 | 170.391 | 447.057 | 2.5 | 85 | 897.076 | 1026.4849 | -129.4089 | 39.7049 |  |  |  | 39.7049 | 1026.4849 | 983.2563 | -89.704 | 2028-29 | 1: 117.581; 8: 0.82192; 9: 4.74; 12: 4.74; 13: 30; 14: 15; 16: 43.5; 23: 43.5; 25: 43.2286
2029-30 | 362.519 | 170.391 | 447.057 | 2.5 | 85 | 897.076 | 1035.268 | -138.192 | 46.3539 |  |  |  | 46.3539 | 1035.268 | 978.4551 | -91.8381 | 2029-30 | 1: 117.581; 8: 1.0959; 9: 4.74; 12: 4.74; 13: 30; 14: 15; 16: 43.5; 23: 43.5; 25: 56.8129
2030-31 | 354.463 | 178.447 | 447.057 | 2.5 | 85 | 889.02 | 1043.395 | -154.375 | 53.2054 |  |  |  | 53.2054 | 1043.395 | 976.3721 | -101.1696 | 2030-31 | 1: 116.417; 8: 1.0959; 9: 4.74; 10: 4.74; 12: 9.48; 13: 30; 14: 15; 16: 43.5; 17: 9.22; 23: 52.72; 25: 67.0228
2031-32 | 354.463 | 178.447 | 447.057 | 2.5 | 85 | 889.02 | 1051.5593 | -162.5393 | 60.3015 |  |  |  | 60.3015 | 1051.5593 | 973.7094 | -102.2378 | 2031-32 | 1: 116.417; 8: 1.0959; 9: 4.74; 10: 4.74; 12: 9.48; 13: 30; 14: 15; 16: 43.5; 17: 9.22; 23: 52.72; 25: 77.8499
2032-33 | 353.303 | 179.607 | 447.057 | 2.5 | 85 | 887.86 | 1058.6386 | -170.7786 | 64.6978 |  |  |  | 64.6978 | 1058.6386 | 963.3323 | -106.0807 | 2032-33 | 1: 117.577; 8: 1.0959; 9: 4.74; 10: 4.74; 11: 4.74; 12: 14.22; 13: 30; 14: 15; 16: 43.5; 17: 9.22; 23: 52.72; 25: 95.3063
2033-34 | 277.367 | 255.543 | 447.057 | 2.5 | 85 | 811.924 | 1067.0611 | -255.1371 | 69.2701 |  |  |  | 69.2701 | 1067.0611 | 960.4254 | -185.867 | 2033-34 | 1: 117.733; 8: 1.3699; 9: 4.74; 10: 4.74; 11: 4.74; 12: 14.22; 13: 30; 14: 15; 16: 43.5; 17: 9.22; 22: 75.78; 23: 128.5; 25: 106.6356
2034-35 | 277.367 | 255.543 | 447.057 | 2.5 | 85 | 811.924 | 1074.4459 | -262.5219 | 73.9611 |  |  |  | 73.9611 | 1074.4459 | 962.6704 | -188.5609 | 2034-35 | 1: 117.733; 8: 1.3699; 9: 4.74; 10: 4.74; 11: 4.74; 12: 14.22; 13: 30; 14: 15; 16: 43.5; 17: 9.22; 22: 75.78; 23: 128.5; 25: 111.7756
2035-36 | 277.367 | 255.543 | 447.057 | 2.5 | 85 | 811.924 | 1081.7911 | -269.8671 | 78.7379 |  |  |  | 78.7379 | 1081.7911 | 965.1443 | -191.1292 | 2035-36 | 1: 117.733; 8: 1.3699; 9: 4.74; 10: 4.74; 11: 4.74; 12: 14.22; 13: 30; 14: 15; 16: 43.5; 17: 9.22; 22: 75.78; 23: 128.5; 25: 116.6468
2036-37 | 277.367 | 255.543 | 447.057 | 2.5 | 85 | 811.924 | 1088.315 | -276.391 | 83.4362 |  |  |  | 83.4362 | 1088.315 | 966.8376 | -192.9548 | 2036-37 | 1: 117.733; 8: 1.3699; 9: 4.74; 10: 4.74; 11: 4.74; 12: 14.22; 13: 30; 14: 15; 16: 43.5; 17: 9.22; 22: 75.78; 23: 128.5; 25: 121.4774
2037-38 | 277.367 | 255.543 | 447.057 | 2.5 | 85 | 811.924 | 1096.5154 | -284.5914 | 88.1822 |  |  |  | 88.1822 | 1096.5154 | 970.0913 | -196.4092 | 2037-38 | 1: 117.733; 8: 1.6438; 9: 4.74; 10: 4.74; 11: 4.74; 12: 14.22; 13: 30; 14: 15; 16: 43.5; 17: 9.22; 22: 75.78; 23: 128.5; 25: 126.424
2038-39 | 277.367 | 255.543 | 447.057 | 2.5 | 85 | 811.924 | 1104.0305 | -292.1065 | 92.9298 |  |  |  | 92.9298 | 1104.0305 | 971.828 | -199.1767 | 2038-39 | 1: 117.733; 8: 1.6438; 9: 4.74; 10: 4.74; 11: 4.74; 12: 14.22; 13: 30; 14: 15; 16: 43.5; 17: 9.22; 22: 75.78; 23: 128.5; 25: 132.2025
2039-40 | 277.367 | 255.543 | 447.057 | 2.5 | 85 | 811.924 | 1111.4142 | -299.4902 | 97.6701 |  |  |  | 97.6701 | 1111.4142 | 973.7882 | -201.8201 | 2039-40 | 1: 117.733; 8: 1.6438; 9: 4.74; 10: 4.74; 11: 4.74; 12: 14.22; 13: 30; 14: 15; 16: 43.5; 17: 9.22; 22: 75.78; 23: 128.5; 25: 137.626
2040-41 | 277.367 | 255.543 | 447.057 | 2.5 | 85 | 811.924 | 1117.6881 | -305.7641 | 102.3759 |  |  |  | 102.3759 | 1117.6881 | 973.9815 | -203.3882 | 2040-41 | 117.733 |  |  | 8.2192 |  |  | 21.9178 | 1.6438 | 4.74 | 4.74 | 4.74 | 14.22 | 30 | 15 |  | 43.5 | 9.22 |  |  |  |  | 75.78 | 128.5 |  | 143.7067
2041-42 | 277.367 | 255.543 | 447.057 | 2.5 | 85 | 811.924 | 1125.7562 | -313.8322 | 106.9584 |  |  |  | 106.9584 | 1125.7562 | 978.2893 | -206.8737 | 2041-42 | 117.733 |  |  | 8.2192 | 2.7397 |  | 21.9178 | 1.9178 | 4.74 | 4.74 | 4.74 | 14.22 | 30 | 15 |  | 43.5 | 9.22 |  |  |  |  | 75.78 | 128.5 |  | 147.4669
2042-43 | 277.367 | 255.543 | 447.057 | 2.5 | 85 | 811.924 | 1133.1107 | -321.1867 | 111.6815 |  |  |  | 111.6815 | 1133.1107 | 981.1499 | -209.5052 | 2042-43 | 117.733 |  |  | 8.2192 | 2.7397 |  | 21.9178 | 1.9178 | 4.74 | 4.74 | 4.74 | 14.22 | 30 | 15 |  | 43.5 | 9.22 |  |  |  |  | 75.78 | 128.5 |  | 151.9608
2043-44 | 277.367 | 255.543 | 447.057 | 2.5 | 85 | 811.924 | 1140.4231 | -328.4991 | 116.3607 |  |  |  | 116.3607 | 1140.4231 | 984.4592 | -212.1384 | 2043-44 | 117.733 |  |  | 8.2192 | 2.7397 |  | 21.9178 | 1.9178 | 4.74 | 4.74 | 4.74 | 14.22 | 30 | 15 |  | 43.5 | 9.22 |  |  |  |  | 75.78 | 128.5 |  | 155.9639
2044-45 | 277.367 | 255.543 | 447.057 | 2.5 | 85 | 811.924 | 1146.8769 | -334.9529 | 121.0398 |  |  |  | 121.0398 | 1146.8769 | 982.7442 | -213.9131 | 2044-45 | 117.733 |  |  | 8.2192 | 2.7397 |  | 21.9178 | 1.9178 | 4.74 | 4.74 | 4.74 | 14.22 | 30 | 15 |  | 43.5 | 9.22 |  |  |  |  | 75.78 | 128.5 |  | 164.1327
2045-46 | 277.367 | 255.543 | 447.057 | 2.5 | 85 | 811.924 | 1155.0856 | -343.1616 | 125.719 |  |  |  | 125.719 | 1155.0856 | 985.0432 | -217.4426 | 2045-46 | 117.733 |  |  | 8.2192 | 2.7397 |  | 21.9178 | 2.1918 | 4.74 | 4.74 | 4.74 | 14.22 | 30 | 15 |  | 43.5 | 9.22 |  |  |  |  | 75.78 | 128.5 |  | 170.0423
2046-47 | 277.367 | 255.543 | 447.057 | 2.5 | 85 | 811.924 | 1162.3531 | -350.4291 | 130.3982 |  |  |  | 130.3982 | 1162.3531 | 986.0462 | -220.0309 | 2046-47 | 117.733 |  |  | 8.2192 | 2.7397 |  | 21.9178 | 2.1918 | 4.74 | 4.74 | 4.74 | 14.22 | 30 | 15 |  | 43.5 | 9.22 |  |  |  |  | 75.78 | 128.5 |  | 176.3069
2047-48 | 277.367 | 255.543 | 447.057 | 2.5 | 85 | 811.924 | 1169.3694 | -357.4454 | 135.0774 |  |  |  | 135.0774 | 1169.3694 | 988.4227 | -222.3681 | 2047-48 | 117.733 |  |  | 8.2192 | 2.7397 |  | 21.9178 | 2.1918 | 4.74 | 4.74 | 4.74 | 14.22 | 30 | 15 |  | 43.5 | 9.22 |  |  |  |  | 75.78 | 128.5 |  | 180.9467
2048-49 | 277.367 | 255.543 | 447.057 | 2.5 | 85 | 811.924 | 1175.3374 | -363.4134 | 139.7565 |  |  |  | 139.7565 | 1175.3374 | 988.3812 | -223.6568 | 2048-49 | 117.733 |  |  | 8.2192 | 2.7397 |  | 21.9178 | 2.1918 | 4.74 | 4.74 | 4.74 | 14.22 | 30 | 15 |  | 43.5 | 9.22 |  |  |  |  | 75.78 | 128.5 |  | 186.9562
2049-50 | 277.367 | 255.543 | 447.057 | 2.5 | 85 | 811.924 | 1182.8938 | -370.9698 | 144.4357 |  |  |  | 144.4357 | 1182.8938 | 992.1146 | -226.5341 | 2049-50 | 117.733 |  |  | 8.2192 | 2.7397 |  | 21.9178 | 2.4658 | 4.74 | 4.74 | 4.74 | 14.22 | 30 | 15 |  | 43.5 | 9.22 |  |  |  |  | 75.78 | 128.5 |  | 190.7792
2050-51 | 277.367 | 255.543 | 447.057 | 2.5 | 85 | 811.924 | 1189.36 | -377.436 | 149.1149 |  |  |  | 149.1149 | 1189.36 | 994.5314 | -228.3211 | 2050-51 | 117.733 |  |  | 8.2192 | 2.7397 |  | 21.9178 | 2.4658 | 4.74 | 4.74 | 4.74 | 14.22 | 30 | 15 |  | 43.5 | 9.22 |  |  |  |  | 75.78 | 128.5 |  | 194.8286
Notes:
1. Annual peak loads are in December of each year
2. Existing resources, assumed to be extended. 50/d of JP from Gas Book to Power Book has 50/d recallable.
3. Demand Forecast = 2023 IRP Load Forecast (F2022 based).
4. PSE will supply gas and capacity to Tacoma LNG for Tote and PSE System (not an incremental peak load to gas book).
DRAFT
Note on M26: Singh, Gurvinder: Trended out

## L&R Bal - E HHP Policy
| These columns are linked to graphs. | [18 empty] | These columns are linked to graphs.
LOAD RESOURCE BALANCE DRAFT: 07/16/2022
BASED ON F2022 Approved IRP Load Forecast
Peak Day demand is based on Design-Peak Planning Standard of 13 degree average temperature. December peak.
| EXISTING LOADS & RESOURCES - (FOR IRP) | [30 empty] | Rmix Ply>PSE | RMIXSMS>PSG1 | RMIXSMS>PSG2 | RMIXSMS>PSG3 | RMIXSMS>PSG4 | RMIX Stan>Ply1 | RMIX Stan>Ply2 | RMIX Stan>Ply3 | RMIX Starr>Ply
Winter Period | NWP Firm Transportation | NWP Firm Renewal | Jackson Prairie & Redelivery Service | Gig Harbor LNG (2.5 Mdth/day) | Tacoma LNG | Existing Supply Side Resources | 2023 IRP Mid Demand Before DSR | 2023 IRP Resource Surplus/(Need) | DSR in 2021 IRP | Swarr | Tacoma LNG Distribution Upgrade | ShortTerm Firm Capacity from Market | Total DSR & Near-term Resource Alternatives | 2023 IRP Mid Demand Before DSR | 2023 IRP Mid Demand After G2E HHP Policy | 2023 IRP Mid Demand After G2E HHP Policy + DSR | 2023 IRP Resource Surplus/(Need) - w/2021 DSR | Winter Period | Pipelines Not Renewed | RmxSmsRNGN1 | RmxSmsRNGN2 | RmxSmsRNGA1 | RmxSmsRNGA2 | RmxStanRNGA3 | RmxAGFRNGA1 | RmxPSERNGO1 | Green H2 - 2028 | Green H2 - 2030 | Green H2 - 2032 | Green H2 | Swarr | Plymouth LNG | Sumas NWP Renewal -1 | Sumas NWP Renewal -2 | Sumas NWP Renewal -3 | Sumas NWP Renewal -4 | NWP to Rockies - 1 | NWP to Rockies - 2 | NWP to Rockies - 3 | NWP Starr Rd to Plymouth | Pipelines Renewed | G2E HHP Policy | G2E HHP Policy - DSR
[18 empty] | Option | 1 | 2 | 3 | 4 | 5 | 6 | 7 | 8 | 9 | 10 | 11 | 12 | 13 | 14 | 15 | 16 | 17 | 18 | 19 | 20 | 21 | 22 | 23 | 24 | 25
2024-25 | 464.359 | 0 | 447.057 | 2.5 | 85 | 998.916 | 994.9842 | 3.9318 | 15.5381 |  |  |  | 15.5381 | 994.9842 | 993.7402 | 987.9477 | 19.4699 | 2024-25 | 1: 59.241; 8: 0; 14: 15; 18: 0; 23: 0; 24: 1.244; 25: 5.7925
2025-26 | 464.359 | 0 | 447.057 | 2.5 | 85 | 998.916 | 1003.6848 | -4.7688 | 21.222 |  |  |  | 21.222 | 1003.6848 | 1000.3795 | 989.1441 | 16.4532 | 2025-26 | 1: 59.241; 8: 0.82192; 13: 30; 14: 15; 18: 0; 23: 0; 24: 3.3053; 25: 11.2354
2026-27 | 463.779 | 0 | 447.057 | 2.5 | 85 | 998.336 | 1011.4769 | -13.1409 | 27.1291 |  |  |  | 27.1291 | 1011.4769 | 1005.1985 | 986.6235 | 13.9882 | 2026-27 | 1: 59.821; 8: 0.82192; 13: 30; 14: 15; 18: 0; 23: 0; 24: 6.2784; 25: 18.5751
2027-28 | 463.779 | 0 | 447.057 | 2.5 | 85 | 998.336 | 1019.3393 | -21.0033 | 33.2896 |  |  |  | 33.2896 | 1019.3393 | 1008.8371 | 984.2794 | 12.2863 | 2027-28 | 1: 59.821; 8: 0.82192; 13: 30; 14: 15; 18: 0; 23: 0; 24: 10.5022; 25: 24.5578
2028-29 | 362.519 | 0 | 447.057 | 2.5 | 85 | 897.076 | 1026.4849 | -129.4089 | 39.7049 |  |  |  | 39.7049 | 1026.4849 | 1010.3995 | 979.8299 | -89.704 | 2028-29 | 1: 127.441; 8: 0.82192; 9: 4.74; 12: 4.74; 13: 30; 14: 15; 16: 33.64; 18: 0; 23: 33.64; 24: 16.0854; 25: 30.5696
2029-30 | 362.519 | 0 | 447.057 | 2.5 | 85 | 897.076 | 1035.268 | -138.192 | 46.3539 |  |  |  | 46.3539 | 1035.268 | 1012.3977 | 972.1879 | -91.8381 | 2029-30 | 1: 127.441; 8: 1.0959; 9: 4.74; 12: 4.74; 13: 30; 14: 15; 16: 33.64; 18: 0; 23: 33.64; 24: 22.8703; 25: 40.2098
2030-31 | 354.463 | 0 | 447.057 | 2.5 | 85 | 889.02 | 1043.395 | -154.375 | 53.2054 |  |  |  | 53.2054 | 1043.395 | 1012.0748 | 965.895 | -101.1696 | 2030-31 | 1: 135.497; 8: 1.0959; 9: 4.74; 10: 4.74; 12: 9.48; 13: 30; 14: 15; 16: 33.64; 18: 0; 23: 33.64; 24: 31.3202; 25: 46.1798
2031-32 | 354.463 | 0 | 447.057 | 2.5 | 85 | 889.02 | 1051.5593 | -162.5393 | 60.3015 |  |  |  | 60.3015 | 1051.5593 | 1010.1543 | 957.8866 | -102.2378 | 2031-32 | 1: 135.497; 8: 1.0959; 9: 4.74; 10: 4.74; 12: 9.48; 13: 30; 14: 15; 16: 33.64; 18: 0; 23: 33.64; 24: 41.405; 25: 52.2676
2032-33 | 353.303 | 0 | 447.057 | 2.5 | 85 | 887.86 | 1058.6386 | -170.7786 | 64.6978 |  |  |  | 64.6978 | 1058.6386 | 1006.3074 | 942.035 | -106.0807 | 2032-33 | 1: 136.657; 8: 1.0959; 9: 4.74; 10: 4.74; 11: 4.74; 12: 14.22; 13: 30; 14: 15; 16: 33.64; 18: 0; 23: 33.64; 24: 52.3312; 25: 64.2724
2033-34 | 353.303 | 0 | 447.057 | 2.5 | 85 | 887.86 | 1067.0611 | -179.2011 | 69.2701 |  |  |  | 69.2701 | 1067.0611 | 1002.0386 | 931.3079 | -109.931 | 2033-34 | 1: 136.657; 8: 1.3699; 9: 4.74; 10: 4.74; 11: 4.74; 12: 14.22; 13: 30; 14: 15; 16: 33.64; 18: 0; 23: 33.64; 24: 65.0224; 25: 70.7308
2034-35 | 0 | 0 | 447.057 | 2.5 | 85 | 534.557 | 1074.4459 | -539.8889 | 73.9611 |  |  |  | 73.9611 | 1074.4459 | 996.0928 | 924.0229 | -465.9279 | 2034-35 | 1: 162.96; 8: 1.3699; 9: 4.74; 10: 4.74; 11: 4.74; 12: 14.22; 13: 30; 14: 15; 16: 33.64; 18: 251; 22: 76; 23: 360.64; 24: 78.3531; 25: 72.0699
2035-36 | 0 | 0 | 447.057 | 2.5 | 85 | 534.557 | 1081.7911 | -547.2341 | 78.7379 |  |  |  | 78.7379 | 1081.7911 | 989.5953 | 916.3945 | -468.4962 | 2035-36 | 1: 196.6; 8: 1.3699; 9: 4.74; 10: 4.74; 11: 4.74; 12: 14.22; 13: 30; 14: 15; 18: 251; 22: 76; 23: 327; 24: 92.1958; 25: 73.2008
2036-37 | 0 | 0 | 447.057 | 2.5 | 85 | 534.557 | 1088.315 | -553.758 | 83.4362 |  |  |  | 83.4362 | 1088.315 | 982.1513 | 907.9527 | -470.3218 | 2036-37 | 1: 196.6; 8: 1.3699; 9: 4.74; 10: 4.74; 11: 4.74; 12: 14.22; 13: 30; 14: 15; 18: 251; 22: 76; 23: 327; 24: 106.1637; 25: 74.1986
2037-38 | 0 | 0 | 447.057 | 2.5 | 85 | 534.557 | 1096.5154 | -561.9584 | 88.1822 |  |  |  | 88.1822 | 1096.5154 | 976.1167 | 901.087 | -473.7762 | 2037-38 | 1: 196.6; 8: 1.6438; 9: 4.74; 10: 4.74; 11: 4.74; 12: 14.22; 13: 30; 14: 15; 18: 251; 22: 76; 23: 327; 24: 120.3987; 25: 75.0297
2038-39 | 0 | 0 | 447.057 | 2.5 | 85 | 534.557 | 1104.0305 | -569.4735 | 92.9298 |  |  |  | 92.9298 | 1104.0305 | 969.9526 | 893.7908 | -476.5437 | 2038-39 | 1: 196.6; 8: 1.6438; 9: 4.74; 10: 4.74; 11: 4.74; 12: 14.22; 13: 30; 14: 15; 18: 251; 22: 76; 23: 327; 24: 134.0779; 25: 76.1618
2039-40 | 0 | 0 | 447.057 | 2.5 | 85 | 534.557 | 1111.4142 | -576.8572 | 97.6701 |  |  |  | 97.6701 | 1111.4142 | 964.1469 | 886.8528 | -479.1871 | 2039-40 | 1: 226.6; 8: 1.6438; 9: 4.74; 10: 4.74; 11: 4.74; 12: 14.22; 13: 30; 14: 15; 18: 221; 22: 76; 23: 297; 24: 147.2673; 25: 77.2941
2040-41 | 0 | 0 | 447.057 | 2.5 | 85 | 534.557 | 1117.6881 | -583.1311 | 102.3759 |  |  |  | 102.3759 | 1117.6881 | 957.1672 | 878.4087 | -480.7552 | 2040-41 | 1: 226.6; 8: 1.6438; 9: 4.74; 10: 4.74; 11: 4.74; 12: 14.22; 13: 30; 14: 15; 18: 221; 22: 76; 23: 297; 24: 160.5209; 25: 78.7585
2041-42 | 0 | 0 | 447.057 | 2.5 | 85 | 534.557 | 1125.7562 | -591.1992 | 106.9584 |  |  |  | 106.9584 | 1125.7562 | 953.3264 | 873.9823 | -484.2407 | 2041-42 | 1: 226.6; 8: 1.9178; 9: 4.74; 10: 4.74; 11: 4.74; 12: 14.22; 13: 30; 14: 15; 18: 221; 22: 76; 23: 297; 24: 172.4297; 25: 79.3441
2042-43 | 0 | 0 | 447.057 | 2.5 | 85 | 534.557 | 1133.1107 | -598.5537 | 111.6815 |  |  |  | 111.6815 | 1133.1107 | 947.8729 | 867.687 | -486.8722 | 2042-43 | 1: 244.6; 8: 1.9178; 9: 4.74; 10: 4.74; 11: 4.74; 12: 14.22; 13: 30; 14: 15; 18: 138; 21: 65; 22: 76; 23: 279; 24: 185.2378; 25: 80.1859
2043-44 | 0 | 0 | 447.057 | 2.5 | 85 | 534.557 | 1140.4231 | -605.8661 | 116.3607 |  |  |  | 116.3607 | 1140.4231 | 945.0361 | 864.1837 | -489.5054 | 2043-44 | 1: 244.6; 8: 1.9178; 9: 4.74; 10: 4.74; 11: 4.74; 12: 14.22; 13: 30; 14: 15; 18: 138; 21: 65; 22: 76; 23: 279; 24: 195.387; 25: 80.8524
2044-45 | 0 | 0 | 447.057 | 2.5 | 85 | 534.557 | 1146.8769 | -612.3199 | 121.0398 |  |  |  | 121.0398 | 1146.8769 | 939.611 | 857.1029 | -491.2801 | 2044-45 | 1: 244.6; 8: 1.9178; 9: 4.74; 10: 4.74; 11: 4.74; 12: 14.22; 13: 30; 14: 15; 18: 138; 21: 65; 22: 76; 23: 279; 24: 207.2659; 25: 82.5081
2045-46 | 0 | 0 | 447.057 | 2.5 | 85 | 534.557 | 1155.0856 | -620.5286 | 125.719 |  |  |  | 125.719 | 1155.0856 | 937.755 | 854.4199 | -494.8096 | 2045-46 | 1: 244.6; 8: 2.1918; 9: 4.74; 10: 4.74; 11: 4.74; 12: 14.22; 13: 30; 14: 15; 18: 138; 21: 65; 22: 76; 23: 279; 24: 217.3306; 25: 83.3352
2046-47 | 0 | 0 | 447.057 | 2.5 | 85 | 534.557 | 1162.3531 | Zambia#2023 | 130.3982 |  |  |  | 130.3982 | 1162.3531 | 935.4367 | 850.8446 | -497.3979 | 2046-47 | 1: 244.6; 8: 2.1918; 9: 4.74; 10: 4.74; 11: 4.74; 12: 14.22; 13: 30; 14: 15; 18: 138; 21: 65; 22: 76; 23: 279; 24: 226.9164; 25: 84.5921
2047-48 | 0 | 0 | 447.057 | 2.5 | 85 | 534.557 | 1169.3694 | -634.8124 | 135.0774 |  |  |  | 135.0774 | 1169.3694 | 933.9303 | 848.7359 | -499.7351 | 2047-48 | 1: 244.6; 8: 2.1918; 9: 4.74; 10: 4.74; 11: 4.74; 12: 14.22; 13: 30; 14: 15; 18: 138; 21: 65; 22: 76; 23: 279; 24: 235.4391; 25: 85.1944
2048-49 | 0 | 0 | 447.057 | 2.5 | 85 | 534.557 | 1175.3374 | -640.7804 | 139.7565 |  |  |  | 139.7565 | 1175.3374 | 930.4157 | 844.11 | -501.0238 | 2048-49 | 1: 244.6; 8: 2.1918; 9: 4.74; 10: 4.74; 11: 4.74; 12: 14.22; 13: 30; 14: 15; 18: 138; 21: 65; 22: 76; 23: 279; 24: 244.9216; 25: 86.3058
2049-50 | 0 | 0 | 447.057 | 2.5 | 85 | 534.557 | 1182.8938 | -648.3368 | 144.4357 |  |  |  | 144.4357 | 1182.8938 | 930.0435 | 843.2755 | -503.9011 | 2049-50 | 1: 244.6; 8: 2.4658; 9: 4.74; 10: 4.74; 11: 4.74; 12: 14.22; 13: 30; 14: 15; 18: 138; 21: 65; 22: 76; 23: 279; 24: 252.8503; 25: 86.7679
2050-51 | 0 | 0 | 447.057 | 2.5 | 85 | 534.557 | 1189.36 | -654.803 | 149.1149 |  |  |  | 149.1149 | 1189.36 | 928.9623 | 841.6485 | -505.6881 | 2050-51 | 1: 244.6; 8: 2.4658; 9: 4.74; 10: 4.74; 11: 4.74; 12: 14.22; 13: 30; 14: 15; 18: 138; 21: 65; 22: 76; 23: 279; 24: 260.3977; 25: 87.3137
Notes:
1. Annual peak loads are in December of each year
2. Existing resources, assumed to be extended. 50/d of JP from Gas Book to Power Book has 50/d recallable.
3. Demand Forecast = 2023 IRP Load Forecast (F2022 based).
4. PSE will supply gas and capacity to Tacoma LNG for Tote and PSE System (not an incremental peak load to gas book).
DRAFT
Note on Z8: Singh, Gurvinder: Red = only offered in this year.
Note on M26: Singh, Gurvinder: Trended out

## L&R Bal - F No Gas Growth
| These columns are linked to graphs. | [17 empty] | These columns are linked to graphs.
LOAD RESOURCE BALANCE DRAFT: 07/16/2022
BASED ON F2022 Approved IRP Load Forecast
Peak Day demand is based on Design-Peak Planning Standard of 13 degree average temperature. December peak.
| EXISTING LOADS & RESOURCES - (FOR IRP) | [29 empty] | Rmix Ply>PSE | RMIXSMS>PSG1 | RMIXSMS>PSG2 | RMIXSMS>PSG3 | RMIXSMS>PSG4 | RMIX Stan>Ply1 | RMIX Stan>Ply2 | RMIX Stan>Ply3 | RMIX Starr>Ply
Winter Period | NWP Firm Transportation | NWP Firm Renewal | Jackson Prairie & Redelivery Service | Gig Harbor LNG (2.5 Mdth/day) | Tacoma LNG | Existing Supply Side Resources | 2023 IRP Zero Growth Demand Before DSR | 2023 IRP Zero demand Resource Surplus/(Need) | DSR in 2021 IRP | Swarr | Tacoma LNG Distribution Upgrade | ShortTerm Firm Capacity from Market | Total DSR & Near-term Resource Alternatives | 2023 IRP Zero Growth Demand Before DSR | 2023 IRP Mid Demand After 2023 DSR | 2023 IRP Resource Surplus/(Need) - w/2021 DSR | Winter Period | Pipeline Not Renewed | RmxSmsRNGN1 | RmxSmsRNGN2 | RmxSmsRNGA1 | RmxSmsRNGA2 | RmxStanRNGA3 | RmxAGFRNGA4 | RmxPSERNGO1 | Green H2 - 2028 | Green H2 - 2030 | Green H2 - 2032 | Green H2 | Swarr | Plymouth LNG | Sumas NWP Renewal -1 | Sumas NWP Renewal -2 | Sumas NWP Renewal -3 | Sumas NWP Renewal -4 | NWP to Rockies - 1 | NWP to Rockies - 2 | NWP to Rockies - 3 | NWP Starr Rd to Plymouth | Pipeline Renewals | Hybrid Heat Pumps | DSR
[17 empty] | Count | 1 | 2 | 3 | 4 | 5 | 6 | 7 | 8 | 9 | 10 | 11 | 12 | 13 | 14 | 15 | 16 | 17 | 18 | 19 | 20 | 21 | 22 | 23 | 24 | 25
2024-25 | 464.359 | 68.551 | 447.057 | 2.5 | 85 | 998.916 | 994.9842 | 3.9318 | 15.5381 |  |  |  | 15.5381 | 994.9842 | 988.1787 | 19.4699 | 2024-25 | 1: 59.241; 8: 0; 14: 15; 23: 0; 25: 6.8055
2025-26 | 464.359 | 68.551 | 447.057 | 2.5 | 85 | 998.916 | 1003.6848 | -4.7688 | 21.222 |  |  |  | 21.222 | 1003.6848 | 989.9909 | 16.4532 | 2025-26 | 1: 59.241; 8: 0.82192; 14: 15; 23: 0; 25: 13.6939
2026-27 | 463.779 | 69.131 | 447.057 | 2.5 | 85 | 998.336 | 1011.4769 | -13.1409 | 27.1291 |  |  |  | 27.1291 | 1011.4769 | 988.6004 | 13.9882 | 2026-27 | 1: 59.821; 8: 0.82192; 14: 15; 23: 0; 25: 22.8765
2027-28 | 463.779 | 69.131 | 447.057 | 2.5 | 85 | 998.336 | 1014.2441 | -15.9081 | 33.2896 |  |  |  | 33.2896 | 1014.2441 | 983.2631 | 17.3815 | 2027-28 | 1: 59.821; 8: 0.82192; 14: 15; 23: 0; 25: 30.981
2028-29 | 362.519 | 170.391 | 447.057 | 2.5 | 85 | 897.076 | 1012.8841 | -115.8081 | 39.7049 |  |  |  | 39.7049 | 1012.8841 | 973.329 | -76.1032 | 2028-29 | 1: 134.081; 8: 0.82192; 9: 4.74; 12: 4.74; 13: 30; 14: 15; 16: 27; 23: 27; 25: 39.5551
2029-30 | 362.519 | 170.391 | 447.057 | 2.5 | 85 | 897.076 | 1013.1122 | -116.0362 | 46.3539 |  |  |  | 46.3539 | 1013.1122 | 961.0208 | -69.6823 | 2029-30 | 1: 134.081; 8: 1.0959; 9: 4.74; 12: 4.74; 13: 30; 14: 15; 16: 27; 23: 27; 25: 52.0914
2030-31 | 354.463 | 178.447 | 447.057 | 2.5 | 85 | 889.02 | 1012.7595 | -123.7396 | 53.2054 |  |  |  | 53.2054 | 1012.7595 | 951.4954 | -70.5342 | 2030-31 | 1: 142.137; 8: 1.0959; 9: 4.74; 10: 4.74; 12: 9.48; 13: 30; 14: 15; 16: 27; 23: 27; 25: 61.2641
2031-32 | 354.463 | 178.447 | 447.057 | 2.5 | 85 | 889.02 | 1012.4904 | -123.4704 | 60.3015 |  |  |  | 60.3015 | 1012.4904 | 941.5173 | -63.1689 | 2031-32 | 1: 142.137; 8: 1.0959; 9: 4.74; 10: 4.74; 12: 9.48; 13: 30; 14: 15; 16: 27; 23: 27; 25: 70.973
2032-33 | 353.303 | 179.607 | 447.057 | 2.5 | 85 | 887.86 | 1011.2601 | -123.4001 | 64.6978 |  |  |  | 64.6978 | 1011.2601 | 924.2333 | -58.7022 | 2032-33 | 1: 143.297; 8: 1.0959; 9: 4.74; 10: 4.74; 11: 4.74; 12: 14.22; 13: 30; 14: 15; 16: 27; 23: 27; 25: 87.0268
2033-34 | 277.367 | 255.543 | 447.057 | 2.5 | 85 | 811.924 | 1011.3092 | -199.3852 | 69.2701 |  |  |  | 69.2701 | 1011.3092 | 914.2181 | -130.1151 | 2033-34 | 1: 195.233; 8: 1.3699; 9: 4.74; 10: 4.74; 11: 4.74; 12: 14.22; 13: 30; 14: 15; 16: 27; 22: 24; 23: 51; 25: 97.0911
2034-35 | 277.367 | 255.543 | 447.057 | 2.5 | 85 | 811.924 | 1010.4102 | -198.4862 | 73.9611 |  |  |  | 73.9611 | 1010.4102 | 908.7496 | -124.5251 | 2034-35 | 1: 195.233; 8: 1.3699; 9: 4.74; 10: 4.74; 11: 4.74; 12: 14.22; 13: 30; 14: 15; 16: 27; 22: 24; 23: 51; 25: 101.6606
2035-36 | 277.367 | 255.543 | 447.057 | 2.5 | 85 | 811.924 | 1009.5992 | -197.6752 | 78.7379 |  |  |  | 78.7379 | 1009.5992 | 903.6764 | -118.9373 | 2035-36 | 1: 195.233; 8: 1.3699; 9: 4.74; 10: 4.74; 11: 4.74; 12: 14.22; 13: 30; 14: 15; 16: 27; 22: 24; 23: 51; 25: 105.9228
2036-37 | 277.367 | 255.543 | 447.057 | 2.5 | 85 | 811.924 | 1008.1545 | -196.2305 | 83.4362 |  |  |  | 83.4362 | 1008.1545 | 897.9143 | -112.7943 | 2036-37 | 1: 195.233; 8: 1.3699; 9: 4.74; 10: 4.74; 11: 4.74; 12: 14.22; 13: 30; 14: 15; 16: 27; 22: 24; 23: 51; 25: 110.2402
2037-38 | 277.367 | 255.543 | 447.057 | 2.5 | 85 | 811.924 | 1008.3513 | -196.4273 | 88.1822 |  |  |  | 88.1822 | 1008.3513 | 894.4703 | -108.2451 | 2037-38 | 1: 195.233; 8: 1.6438; 9: 4.74; 10: 4.74; 11: 4.74; 12: 14.22; 13: 30; 14: 15; 16: 27; 22: 24; 23: 51; 25: 113.881
2038-39 | 277.367 | 255.543 | 447.057 | 2.5 | 85 | 811.924 | 1007.9702 | -196.0462 | 92.9298 |  |  |  | 92.9298 | 1007.9702 | 889.6837 | -103.1164 | 2038-39 | 1: 195.233; 8: 1.6438; 9: 4.74; 10: 4.74; 11: 4.74; 12: 14.22; 13: 30; 14: 15; 16: 27; 22: 24; 23: 51; 25: 118.2865
2039-40 | 277.367 | 255.543 | 447.057 | 2.5 | 85 | 811.924 | 1007.5103 | -195.5863 | 97.6701 |  |  |  | 97.6701 | 1007.5103 | 884.9693 | -97.9162 | 2039-40 | 1: 195.233; 8: 1.6438; 9: 4.74; 10: 4.74; 11: 4.74; 12: 14.22; 13: 30; 14: 15; 16: 27; 22: 24; 23: 51; 25: 122.5409
2040-41 | 277.367 | 255.543 | 447.057 | 2.5 | 85 | 811.924 | 1006.0705 | -194.1465 | 102.3759 |  |  |  | 102.3759 | 1006.0705 | 878.7287 | -91.7706 | 2040-41 | 1: 195.233; 8: 1.6438; 9: 4.74; 10: 4.74; 11: 4.74; 12: 14.22; 13: 30; 14: 15; 16: 27; 22: 24; 23: 51; 25: 127.3418
2041-42 | 277.367 | 255.543 | 447.057 | 2.5 | 85 | 811.924 | 1006.1489 | -194.2249 | 106.9584 |  |  |  | 106.9584 | 1006.1489 | 875.892 | -87.2664 | 2041-42 | 1: 195.233; 8: 1.9178; 9: 4.74; 10: 4.74; 11: 4.74; 12: 14.22; 13: 30; 14: 15; 16: 27; 22: 24; 23: 51; 25: 130.2568
2042-43 | 277.367 | 255.543 | 447.057 | 2.5 | 85 | 811.924 | 1005.6192 | -193.6952 | 111.6815 |  |  |  | 111.6815 | 1005.6192 | 871.7402 | -82.0137 | 2042-43 | 1: 195.233; 8: 1.9178; 9: 4.74; 10: 4.74; 11: 4.74; 12: 14.22; 13: 30; 14: 15; 16: 27; 22: 24; 23: 51; 25: 133.879
2043-44 | 277.367 | 255.543 | 447.057 | 2.5 | 85 | 811.924 | 1005.0756 | -193.1516 | 116.3607 |  |  |  | 116.3607 | 1005.0756 | 867.8727 | -76.7909 | 2043-44 | 1: 195.233; 8: 1.9178; 9: 4.74; 10: 4.74; 11: 4.74; 12: 14.22; 13: 30; 14: 15; 16: 27; 22: 24; 23: 51; 25: 137.2029
2044-45 | 277.367 | 255.543 | 447.057 | 2.5 | 85 | 811.924 | 1003.8129 | -191.8889 | 121.0398 |  |  |  | 121.0398 | 1003.8129 | 859.3477 | -70.8491 | 2044-45 | 1: 195.233; 8: 1.9178; 9: 4.74; 10: 4.74; 11: 4.74; 12: 14.22; 13: 30; 14: 15; 16: 27; 22: 24; 23: 51; 25: 144.4652
2045-46 | 277.367 | 255.543 | 447.057 | 2.5 | 85 | 811.924 | 1004.0684 | -192.1444 | 125.719 |  |  |  | 125.719 | 1004.0684 | 854.259 | -66.4254 | 2045-46 | 1: 195.233; 8: 2.1918; 9: 4.74; 10: 4.74; 11: 4.74; 12: 14.22; 13: 30; 14: 15; 16: 27; 22: 24; 23: 51; 25: 149.8094
2046-47 | 277.367 | 255.543 | 447.057 | 2.5 | 85 | 811.924 | 1003.5762 | -191.6522 | 130.3982 |  |  |  | 130.3982 | 1003.5762 | 848.1494 | -61.2541 | 2046-47 | 1: 195.233; 8: 2.1918; 9: 4.74; 10: 4.74; 11: 4.74; 12: 14.22; 13: 30; 14: 15; 16: 27; 22: 24; 23: 51; 25: 155.4269
2047-48 | 277.367 | 255.543 | 447.057 | 2.5 | 85 | 811.924 | 1002.9881 | -191.0641 | 135.0774 |  |  |  | 135.0774 | 1002.9881 | 843.3767 | -55.9868 | 2047-48 | 1: 195.233; 8: 2.1918; 9: 4.74; 10: 4.74; 11: 4.74; 12: 14.22; 13: 30; 14: 15; 16: 27; 22: 24; 23: 51; 25: 159.6114
2048-49 | 277.367 | 255.543 | 447.057 | 2.5 | 85 | 811.924 | 1001.6464 | -189.7224 | 139.7565 |  |  |  | 139.7565 | 1001.6464 | 836.8254 | -49.9659 | 2048-49 | 1: 195.233; 8: 2.1918; 9: 4.74; 10: 4.74; 11: 4.74; 12: 14.22; 13: 30; 14: 15; 16: 27; 22: 24; 23: 51; 25: 164.821
2049-50 | 277.367 | 255.543 | 447.057 | 2.5 | 85 | 811.924 | 1001.7346 | -189.8106 | 144.4357 |  |  |  | 144.4357 | 1001.7346 | 833.5051 | -45.3749 | 2049-50 | 1: 195.233; 8: 2.4658; 9: 4.74; 10: 4.74; 11: 4.74; 12: 14.22; 13: 30; 14: 15; 16: 27; 22: 24; 23: 51; 25: 168.2294
2050-51 | 277.367 | 255.543 | 447.057 | 2.5 | 85 | 811.924 | 1001.062 | -189.138 | 149.1149 |  |  |  | 149.1149 | 1001.062 | 829.2838 | -40.0231 | 2050-51 | 1: 195.233; 8: 2.4658; 9: 4.74; 10: 4.74; 11: 4.74; 12: 14.22; 13: 30; 14: 15; 16: 27; 22: 24; 23: 51; 25: 171.7783
Notes:
1. Annual peak loads are in December of each year
2. Existing resources, assumed to be extended. 50/d of JP from Gas Book to Power Book has 50/d recallable.
3. Demand Forecast = 2023 IRP Load Forecast (F2022 based).
4. PSE will supply gas and capacity to Tacoma LNG for Tote and PSE System (not an incremental peak load to gas book).
DRAFT
Note on M26: Singh, Gurvinder: Trended out

## L&R Bal - G High Gas
| These columns are linked to graphs. | [17 empty] | These columns are linked to graphs.
LOAD RESOURCE BALANCE DRAFT: 07/16/2022
BASED ON F2022 Approved IRP Load Forecast
Peak Day demand is based on Design-Peak Planning Standard of 13 degree average temperature. December peak.
| EXISTING LOADS & RESOURCES - (FOR IRP) | [29 empty] | Rmix Ply>PSE | RMIXSMS>PSG1 | RMIXSMS>PSG2 | RMIXSMS>PSG3 | RMIXSMS>PSG4 | RMIX Stan>Ply1 | RMIX Stan>Ply2 | RMIX Stan>Ply3 | RMIX Starr>Ply
Winter Period | NWP Firm Transportation | NWP Firm Renewal | Jackson Prairie & Redelivery Service | Gig Harbor LNG (2.5 Mdth/day) | Tacoma LNG | Existing Supply Side Resources | 2023 IRP Mid Demand Before DSR | 2023 IRP Resource Surplus/(Need) | DSR in 2021 IRP | Swarr | Tacoma LNG Distribution Upgrade | ShortTerm Firm Capacity from Market | Total DSR & Near-term Resource Alternatives | 2023 IRP Mid Demand Before DSR | 2023 IRP Mid Demand After 2023 DSR | 2023 IRP Resource Surplus/(Need) - w/2021 DSR | Winter Period | Pipeline Not Renewed | RmxSmsRNGN1 | RmxSmsRNGN2 | RmxSmsRNGA1 | RmxSmsRNGA2 | RmxStanRNGA3 | RmxAGFRNGA4 | RmxPSERNGO1 | Green H2 - 2028 | Green H2 - 2030 | Green H2 - 2032 | Green H2 | Swarr | Plymouth LNG | Sumas NWP Renewal -1 | Sumas NWP Renewal -2 | Sumas NWP Renewal -3 | Sumas NWP Renewal -4 | NWP to Rockies - 1 | NWP to Rockies - 2 | NWP to Rockies - 3 | NWP Starr Rd to Plymouth | Pipeline Renewals | Hybrid Heat Pumps | DSR
[17 empty] | Count | 1 | 2 | 3 | 4 | 5 | 6 | 7 | 8 | 9 | 10 | 11 | 12 | 13 | 14 | 15 | 16 | 17 | 18 | 19 | 20 | 21 | 22 | 23 | 24 | 25
2024-25 | 464.359 | 68.551 | 447.057 | 2.5 | 85 | 998.916 | 994.9842 | 3.9318 | 15.5381 |  |  |  | 15.5381 | 994.9842 | 987.8429 | 19.4699 | 2024-25 | 1: 49.241; 3: 0; 8: 0; 14: 15; 15: 10; 23: 10; 25: 7.1414
2025-26 | 464.359 | 68.551 | 447.057 | 2.5 | 85 | 998.916 | 1003.6848 | -4.7688 | 21.222 |  |  |  | 21.222 | 1003.6848 | 989.3175 | 16.4532 | 2025-26 | 1: 49.241; 3: 1.5425; 8: 0.82192; 14: 15; 15: 10; 23: 10; 25: 14.3673
2026-27 | 463.779 | 69.131 | 447.057 | 2.5 | 85 | 998.336 | 1011.4769 | -13.1409 | 27.1291 |  |  |  | 27.1291 | 1011.4769 | 987.5718 | 13.9882 | 2026-27 | 1: 49.821; 3: 1.5425; 8: 0.82192; 14: 15; 15: 10; 23: 10; 25: 23.9051
2027-28 | 463.779 | 69.131 | 447.057 | 2.5 | 85 | 998.336 | 1019.3393 | -21.0033 | 33.2896 |  |  |  | 33.2896 | 1019.3393 | 986.8167 | 12.2863 | 2027-28 | 1: 49.821; 3: 1.9699; 8: 0.82192; 14: 15; 15: 10; 23: 10; 25: 32.5226
2028-29 | 362.519 | 170.391 | 447.057 | 2.5 | 85 | 897.076 | 1026.4849 | -129.4089 | 39.7049 |  |  |  | 39.7049 | 1026.4849 | 984.7979 | -89.704 | 2028-29 | 1: 93.081; 3: 2.6849; 8: 0.82192; 9: 4.74; 12: 4.74; 13: 30; 14: 15; 15: 10; 16: 58; 23: 68; 25: 41.687
2029-30 | 362.519 | 170.391 | 447.057 | 2.5 | 85 | 897.076 | 1035.268 | -138.192 | 46.3539 |  |  |  | 46.3539 | 1035.268 | 980.4872 | -91.8381 | 2029-30 | 1: 93.081; 3: 2.7425; 8: 1.0959; 9: 4.74; 12: 4.74; 13: 30; 14: 15; 15: 10; 16: 58; 23: 68; 25: 54.7808
2030-31 | 354.463 | 178.447 | 447.057 | 2.5 | 85 | 889.02 | 1043.395 | -154.375 | 53.2054 |  |  |  | 53.2054 | 1043.395 | 978.7764 | -101.1696 | 2030-31 | 1: 91.917; 3: 2.8027; 8: 1.0959; 9: 4.74; 10: 4.74; 12: 9.48; 13: 30; 14: 15; 15: 10; 16: 58; 17: 9.22; 23: 77.22; 25: 64.6186
2031-32 | 354.463 | 178.447 | 447.057 | 2.5 | 85 | 889.02 | 1051.5593 | -162.5393 | 60.3015 |  |  |  | 60.3015 | 1051.5593 | 976.5028 | -102.2378 | 2031-32 | 1: 91.917; 3: 2.8658; 8: 1.0959; 9: 4.74; 10: 4.74; 12: 9.48; 13: 30; 14: 15; 15: 10; 16: 58; 17: 9.22; 23: 77.22; 25: 75.0565
2032-33 | 353.303 | 179.607 | 447.057 | 2.5 | 85 | 887.86 | 1058.6386 | -170.7786 | 64.6978 |  |  |  | 64.6978 | 1058.6386 | 966.8447 | -106.0807 | 2032-33 | 1: 93.077; 3: 2.9288; 8: 1.0959; 9: 4.74; 10: 4.74; 11: 4.74; 12: 14.22; 13: 30; 14: 15; 15: 10; 16: 58; 17: 9.22; 23: 77.22; 25: 91.7939
2033-34 | 277.367 | 255.543 | 447.057 | 2.5 | 85 | 811.924 | 1067.0611 | -255.1371 | 69.2701 |  |  |  | 69.2701 | 1067.0611 | 964.4578 | -185.867 | 2033-34 | 118.013 |  | 2.9918 |  |  |  |  | 1.3699 | 4.74 | 4.74 | 4.74 | 14.22 | 30 | 15 | 10 | 58 | 9.22 |  |  |  |  | 51 | 128.22 |  | 102.6032
2034-35 | 277.367 | 255.543 | 447.057 | 2.5 | 85 | 811.924 | 1074.4459 | -262.5219 | 73.9611 |  |  |  | 73.9611 | 1074.4459 | 966.8841 | -188.5609 | 2034-35 | 118.013 |  | 3.0575 |  |  |  |  | 1.3699 | 4.74 | 4.74 | 4.74 | 14.22 | 30 | 15 | 10 | 58 | 9.22 |  |  |  |  | 51 | 128.22 |  | 107.5618
2035-36 | 277.367 | 255.543 | 447.057 | 2.5 | 85 | 811.924 | 1081.7911 | -269.8671 | 78.7379 |  |  |  | 78.7379 | 1081.7911 | 969.5909 | -191.1292 | 2035-36 | 118.013 |  | 3.126 |  |  |  |  | 1.3699 | 4.74 | 4.74 | 4.74 | 14.22 | 30 | 15 | 10 | 58 | 9.22 |  |  |  |  | 51 | 128.22 |  | 112.2002
2036-37 | 277.367 | 255.543 | 447.057 | 2.5 | 85 | 811.924 | 1088.315 | -276.391 | 83.4362 |  |  |  | 83.4362 | 1088.315 | 971.4071 | -192.9548 | 2036-37 | 118.013 |  | 3.1945 |  |  |  |  | 1.3699 | 4.74 | 4.74 | 4.74 | 14.22 | 30 | 15 | 10 | 58 | 9.22 |  |  |  |  | 51 | 128.22 |  | 116.9079
2037-38 | 277.367 | 255.543 | 447.057 | 2.5 | 85 | 811.924 | 1096.5154 | -284.5914 | 88.1822 |  |  |  | 88.1822 | 1096.5154 | 974.7822 | -196.4092 | 2037-38 | 118.013 |  | 3.2658 |  |  |  |  | 1.6438 | 4.74 | 4.74 | 4.74 | 14.22 | 30 | 15 | 10 | 58 | 9.22 |  |  |  |  | 51 | 128.22 |  | 121.7331
2038-39 | 277.367 | 255.543 | 447.057 | 2.5 | 85 | 811.924 | 1104.0305 | -292.1065 | 92.9298 |  |  |  | 92.9298 | 1104.0305 | 976.7479 | -199.1767 | 2038-39 | 118.013 |  | 3.337 |  |  |  |  | 1.6438 | 4.74 | 4.74 | 4.74 | 14.22 | 30 | 15 | 10 | 58 | 9.22 |  |  |  |  | 51 | 128.22 |  | 127.2826
2039-40 | 277.367 | 255.543 | 447.057 | 2.5 | 85 | 811.924 | 1111.4142 | -299.4902 | 97.6701 |  |  |  | 97.6701 | 1111.4142 | 978.8814 | -201.8201 | 2039-40 | 118.013 |  | 3.411 |  |  |  |  | 1.6438 | 4.74 | 4.74 | 4.74 | 14.22 | 30 | 15 | 10 | 58 | 9.22 |  |  |  |  | 51 | 128.22 |  | 132.5328
2040-41 | 277.367 | 255.543 | 447.057 | 2.5 | 85 | 811.924 | 1117.6881 | -305.7641 | 102.3759 |  |  |  | 102.3759 | 1117.6881 | 979.4003 | -203.3882 | 2040-41 | 118.013 |  | 3.4849 |  |  |  |  | 1.6438 | 4.74 | 4.74 | 4.74 | 14.22 | 30 | 15 | 10 | 58 | 9.22 |  |  |  |  | 51 | 128.22 |  | 138.2878
2041-42 | 277.367 | 255.543 | 447.057 | 2.5 | 85 | 811.924 | 1125.7562 | -313.8322 | 106.9584 |  |  |  | 106.9584 | 1125.7562 | 983.8377 | -206.8737 | 2041-42 | 118.013 |  | 3.5616 |  |  |  |  | 1.9178 | 4.74 | 4.74 | 4.74 | 14.22 | 30 | 15 | 10 | 58 | 9.22 |  |  |  |  | 51 | 128.22 |  | 141.9185
2042-43 | 277.367 | 255.543 | 447.057 | 2.5 | 85 | 811.924 | 1133.1107 | -321.1867 | 111.6815 |  |  |  | 111.6815 | 1133.1107 | 986.937 | -209.5052 | 2042-43 | 118.013 |  | 3.6411 |  |  |  |  | 1.9178 | 4.74 | 4.74 | 4.74 | 14.22 | 30 | 15 | 10 | 58 | 9.22 |  |  |  |  | 51 | 128.22 |  | 146.1738
2043-44 | 277.367 | 255.543 | 447.057 | 2.5 | 85 | 811.924 | 1140.4231 | -328.4991 | 116.3607 |  |  |  | 116.3607 | 1140.4231 | 990.3595 | -212.1384 | 2043-44 | 118.013 |  | 3.7205 |  |  |  |  | 1.9178 | 4.74 | 4.74 | 4.74 | 14.22 | 30 | 15 | 10 | 58 | 9.22 |  |  |  |  | 51 | 128.22 |  | 150.0636
2044-45 | 277.367 | 255.543 | 447.057 | 2.5 | 85 | 811.924 | 1146.8769 | -334.9529 | 121.0398 |  |  |  | 121.0398 | 1146.8769 | 989.0679 | -213.9131 | 2044-45 | 118.013 |  | 3.8027 |  |  |  |  | 1.9178 | 4.74 | 4.74 | 4.74 | 14.22 | 30 | 15 | 10 | 58 | 9.22 |  |  |  |  | 51 | 128.22 |  | 157.809
2045-46 | 277.367 | 255.543 | 447.057 | 2.5 | 85 | 811.924 | 1155.0856 | -343.1616 | 125.719 |  |  |  | 125.719 | 1155.0856 | 991.6473 | -217.4426 | 2045-46 | 118.013 |  | 3.4219 |  |  |  |  | 2.1918 | 4.74 | 4.74 | 4.74 | 14.22 | 30 | 15 | 10 | 58 | 9.22 |  |  |  |  | 51 | 128.22 |  | 163.4383
2046-47 | 277.367 | 255.543 | 447.057 | 2.5 | 85 | 811.924 | 1162.3531 | -350.4291 | 130.3982 |  |  |  | 130.3982 | 1162.3531 | 993.0156 | -220.0309 | 2046-47 | 118.013 |  | 3.0795 |  |  |  |  | 2.1918 | 4.74 | 4.74 | 4.74 | 14.22 | 30 | 15 | 10 | 58 | 9.22 |  |  |  |  | 51 | 128.22 |  | 169.3375
2047-48 | 277.367 | 255.543 | 447.057 | 2.5 | 85 | 811.924 | 1169.3694 | -357.4454 | 135.0774 |  |  |  | 135.0774 | 1169.3694 | 995.5529 | -222.3681 | 2047-48 | 118.013 |  | 2.7726 |  |  |  |  | 2.1918 | 4.74 | 4.74 | 4.74 | 14.22 | 30 | 15 | 10 | 58 | 9.22 |  |  |  |  | 51 | 128.22 |  | 173.8166
2048-49 | 277.367 | 255.543 | 447.057 | 2.5 | 85 | 811.924 | 1175.3374 | -363.4134 | 139.7565 |  |  |  | 139.7565 | 1175.3374 | 995.9481 | -223.6568 | 2048-49 | 118.013 |  | 2.4932 |  |  |  |  | 2.1918 | 4.74 | 4.74 | 4.74 | 14.22 | 30 | 15 | 10 | 58 | 9.22 |  |  |  |  | 51 | 128.22 |  | 179.3893
2049-50 | 277.367 | 255.543 | 447.057 | 2.5 | 85 | 811.924 | 1182.8938 | -370.9698 | 144.4357 |  |  |  | 144.4357 | 1182.8938 | 999.7404 | -226.5341 | 2049-50 | 118.013 |  | 2.2438 |  |  |  |  | 2.4658 | 4.74 | 4.74 | 4.74 | 14.22 | 30 | 15 | 10 | 58 | 9.22 |  |  |  |  | 51 | 128.22 |  | 183.1534
2050-51 | 277.367 | 255.543 | 447.057 | 2.5 | 85 | 811.924 | 1189.36 | -377.436 | 149.1149 |  |  |  | 149.1149 | 1189.36 | 1002.2555 | -228.3211 | 2050-51 | 118.013 |  | 2.0192 |  |  |  |  | 2.4658 | 4.74 | 4.74 | 4.74 | 14.22 | 30 | 15 | 10 | 58 | 9.22 |  |  |  |  | 51 | 128.22 |  | 187.1044
Notes:
1. Annual peak loads are in December of each year
2. Existing resources, assumed to be extended. 50/d of JP from Gas Book to Power Book has 50/d recallable.
3. Demand Forecast = 2023 IRP Load Forecast (F2022 based).
4. PSE will supply gas and capacity to Tacoma LNG for Tote and PSE System (not an incremental peak load to gas book).
DRAFT
Note on M26: Singh, Gurvinder: Trended out

## L&R Bal - Preferred Portfolio
| These columns are linked to graphs. | [17 empty] | These columns are linked to graphs.
LOAD RESOURCE BALANCE DRAFT: 07/16/2022
BASED ON F2022 Approved IRP Load Forecast
Peak Day demand is based on Design-Peak Planning Standard of 13 degree average temperature. December peak.
| EXISTING LOADS & RESOURCES - (FOR IRP) | [29 empty] | Rmix Ply>PSE | RMIXSMS>PSG1 | RMIXSMS>PSG2 | RMIXSMS>PSG3 | RMIXSMS>PSG4 | RMIX Stan>Ply1 | RMIX Stan>Ply2 | RMIX Stan>Ply3 | RMIX Starr>Ply
Winter Period | NWP Firm Transportation | NWP Firm Renewal | Jackson Prairie & Redelivery Service | Gig Harbor LNG (2.5 Mdth/day) | Tacoma LNG | Existing Supply Side Resources | 2023 IRP Mid Demand Before DSR | 2023 IRP Resource Surplus/(Need) | DSR in 2021 IRP | Swarr | Tacoma LNG Distribution Upgrade | ShortTerm Firm Capacity from Market | Total DSR & Near-term Resource Alternatives | 2023 IRP Mid Demand Before DSR | 2023 IRP Mid Demand After 2023 DSR | 2023 IRP Resource Surplus/(Need) - w/2021 DSR | Winter Period | Pipeline Not Renewed | RmxSmsRNGN1 | RmxSmsRNGN2 | RmxSmsRNGA1 | RmxSmsRNGA2 | RmxStanRNGA3 | RmxAGFRNGA1 | RmxPSERNGO1 | Green H2 - 2028 | Green H2 - 2030 | Green H2 - 2032 | Green H2 | Swarr | Plymouth LNG | Sumas NWP Renewal -1 | Sumas NWP Renewal -2 | Sumas NWP Renewal -3 | Sumas NWP Renewal -4 | NWP to Rockies - 1 | NWP to Rockies - 2 | NWP to Rockies - 3 | NWP Starr Rd to Plymouth | Pipeline Renewed | Hybrid Heat Pumps | DSR
[17 empty] | Option | 1 | 2 | 3 | 4 | 5 | 6 | 7 | 8 | 9 | 10 | 11 | 12 | 13 | 14 | 15 | 16 | 17 | 18 | 19 | 20 | 21 | 22 | 23 | 24 | 25
2024-25 | 464.359 | 0 | 447.057 | 2.5 | 85 | 998.916 | 994.9842 | 3.9318 | 15.5381 |  |  |  | 15.5381 | 994.9842 | 988.1787 | 19.4699 | 2024-25 | 1: 59.241; 2: 2.9178; 3: 0; 6: 0; 8: 0; 14: 15; 23: 0; 24: 0; 25: 6.8055
2025-26 | 464.359 | 0 | 447.057 | 2.5 | 85 | 998.916 | 1003.6848 | -4.7688 | 21.222 |  |  |  | 21.222 | 1003.6848 | 989.9909 | 16.4532 | 2025-26 | 1: 59.241; 2: 3.4041; 3: 1.5425; 6: 1.0959; 8: 0.82192; 14: 15; 23: 0; 24: 0; 25: 13.6939
2026-27 | 463.779 | 0 | 447.057 | 2.5 | 85 | 998.336 | 1011.4769 | -13.1409 | 27.1291 |  |  |  | 27.1291 | 1011.4769 | 988.6004 | 13.9882 | 2026-27 | 1: 59.821; 2: 3.8356; 3: 1.5425; 6: 1.0959; 8: 0.82192; 14: 15; 23: 0; 24: 0; 25: 22.8765
2027-28 | 463.779 | 0 | 447.057 | 2.5 | 85 | 998.336 | 1019.3393 | -21.0033 | 33.2896 |  |  |  | 33.2896 | 1019.3393 | 988.3583 | 12.2863 | 2027-28 | 1: 59.821; 2: 4.1096; 3: 1.9699; 6: 1.5753; 8: 0.82192; 14: 15; 23: 0; 24: 0; 25: 30.981
2028-29 | 362.519 | 0 | 447.057 | 2.5 | 85 | 897.076 | 1026.4849 | -129.4089 | 39.7049 |  |  |  | 39.7049 | 1026.4849 | 986.9298 | -89.704 | 2028-29 | 1: 121.661; 2: 4.3836; 3: 2.6849; 6: 1.5753; 8: 0.82192; 9: 4.74; 12: 4.74; 13: 30; 14: 15; 16: 39.42; 23: 39.42; 24: 0; 25: 39.5551
2029-30 | 362.519 | 0 | 447.057 | 2.5 | 85 | 897.076 | 1035.268 | -138.192 | 46.3539 |  |  |  | 46.3539 | 1035.268 | 983.1766 | -91.8381 | 2029-30 | 1: 121.661; 2: 4.3836; 3: 2.7425; 6: 2.0548; 8: 1.0959; 9: 4.74; 12: 4.74; 13: 30; 14: 15; 16: 39.42; 23: 39.42; 24: 0; 25: 52.0914
2030-31 | 354.463 | 0 | 447.057 | 2.5 | 85 | 889.02 | 1043.395 | -154.375 | 53.2054 |  |  |  | 53.2054 | 1043.395 | 982.1308 | -101.1696 | 2030-31 | 120.497 | 4.3836 | 2.8027 |  |  | 2.0548 |  | 1.0959 | 4.74 | 4.74 |  | 9.48 | 30 | 15 |  | 39.42 | 9.22 | [5 empty] | 48.64 | 0 | 61.2641
2031-32 | 354.463 | 0 | 447.057 | 2.5 | 85 | 889.02 | 1051.5593 | -162.5393 | 60.3015 |  |  |  | 60.3015 | 1051.5593 | 980.5862 | -102.2378 | 2031-32 | 120.497 | 4.3836 | 2.8658 |  |  | 2.7397 |  | 1.0959 | 4.74 | 4.74 |  | 9.48 | 30 | 15 |  | 39.42 | 9.22 | [5 empty] | 48.64 | 0 | 70.973
2032-33 | 353.303 | 0 | 447.057 | 2.5 | 85 | 887.86 | 1058.6386 | -170.7786 | 64.6978 |  |  |  | 64.6978 | 1058.6386 | 971.6118 | -106.0807 | 2032-33 | 121.657 | 4.3836 | 2.9288 |  |  | 2.7397 |  | 1.0959 | 4.74 | 4.74 | 4.74 | 14.22 | 30 | 15 |  | 39.42 | 9.22 | [5 empty] | 48.64 | 0 | 87.0268
2033-34 | 277.367 | 0 | 447.057 | 2.5 | 85 | 811.924 | 1067.0611 | -255.1371 | 69.2701 |  |  |  | 69.2701 | 1067.0611 | 969.97 | -185.867 | 2033-34 | 121.813 | 4.3836 | 2.9918 |  |  | 3.0137 |  | 1.3699 | 4.74 | 4.74 | 4.74 | 14.22 | 30 | 15 |  | 39.42 | 9.22 |  |  |  |  | 75.78 | 124.42 | 0 | 97.0911
2034-35 | 277.367 | 0 | 447.057 | 2.5 | 85 | 811.924 | 1074.4459 | -262.5219 | 73.9611 |  |  |  | 73.9611 | 1074.4459 | 972.7853 | -188.5609 | 2034-35 | 121.813 | 4.3836 | 3.0575 |  |  | 3.0137 |  | 1.3699 | 4.74 | 4.74 | 4.74 | 14.22 | 30 | 15 |  | 39.42 | 9.22 |  |  |  |  | 75.78 | 124.42 | 0 | 101.6606
2035-36 | 277.367 | 0 | 447.057 | 2.5 | 85 | 811.924 | 1081.7911 | -269.8671 | 78.7379 |  |  |  | 78.7379 | 1081.7911 | 975.8683 | -191.1292 | 2035-36 | 121.813 | 4.3836 | 3.126 |  |  | 3.2877 |  | 1.3699 | 4.74 | 4.74 | 4.74 | 14.22 | 30 | 15 |  | 39.42 | 9.22 |  |  |  |  | 75.78 | 124.42 | 0 | 105.9228
2036-37 | 277.367 | 0 | 447.057 | 2.5 | 85 | 811.924 | 1088.315 | -276.391 | 83.4362 |  |  |  | 83.4362 | 1088.315 | 978.0748 | -192.9548 | 2036-37 | 121.813 | 4.1644 | 3.1945 |  |  | 3.2877 |  | 1.3699 | 4.74 | 4.74 | 4.74 | 14.22 | 30 | 15 |  | 39.42 | 9.22 |  |  |  |  | 75.78 | 124.42 | 0 | 110.2402
2037-38 | 277.367 | 0 | 447.057 | 2.5 | 85 | 811.924 | 1096.5154 | -284.5914 | 88.1822 |  |  |  | 88.1822 | 1096.5154 | 982.6343 | -196.4092 | 2037-38 | 121.813 | 3.9452 | 3.2658 |  |  | 3.5616 |  | 1.6438 | 4.74 | 4.74 | 4.74 | 14.22 | 30 | 15 |  | 39.42 | 9.22 |  |  |  |  | 75.78 | 124.42 | 0 | 113.881
2038-39 | 277.367 | 0 | 447.057 | 2.5 | 85 | 811.924 | 1104.0305 | -292.1065 | 92.9298 |  |  |  | 92.9298 | 1104.0305 | 985.744 | -199.1767 | 2038-39 | 121.813 | 3.7534 | 3.337 |  |  | 3.5616 |  | 1.6438 | 4.74 | 4.74 | 4.74 | 14.22 | 30 | 15 |  | 39.42 | 9.22 |  |  |  |  | 75.78 | 124.42 | 0 | 118.2865
2039-40 | 277.367 | 0 | 447.057 | 2.5 | 85 | 811.924 | 1111.4142 | -299.4902 | 97.6701 |  |  |  | 97.6701 | 1111.4142 | 988.8732 | -201.8201 | 2039-40 | 121.813 | 3.5616 | 3.411 |  |  | 4.1096 |  | 1.6438 | 4.74 | 4.74 | 4.74 | 14.22 | 30 | 15 |  | 39.42 | 9.22 |  |  |  |  | 75.78 | 124.42 | 0 | 122.5409
2040-41 | 277.367 | 0 | 447.057 | 2.5 | 85 | 811.924 | 1117.6881 | -305.7641 | 102.3759 |  |  |  | 102.3759 | 1117.6881 | 990.3463 | -203.3882 | 2040-41 | 121.813 | 3.3973 | 3.4849 |  |  | 4.1096 |  | 1.6438 | 4.74 | 4.74 | 4.74 | 14.22 | 30 | 15 |  | 39.42 | 9.22 |  |  |  |  | 75.78 | 124.42 | 0 | 127.3418
2041-42 | 277.367 | 0 | 447.057 | 2.5 | 85 | 811.924 | 1125.7562 | -313.8322 | 106.9584 |  |  |  | 106.9584 | 1125.7562 | 995.4993 | -206.8737 | 2041-42 | 121.813 | 3.2329 | 3.5616 |  |  | 4.3836 |  | 1.9178 | 4.74 | 4.74 | 4.74 | 14.22 | 30 | 15 |  | 39.42 | 9.22 |  |  |  |  | 75.78 | 124.42 | 0 | 130.2568
2042-43 | 277.367 | 0 | 447.057 | 2.5 | 85 | 811.924 | 1133.1107 | -321.1867 | 111.6815 |  |  |  | 111.6815 | 1133.1107 | 999.2318 | -209.5052 | 2042-43 | 121.813 | 3.0685 | 3.6411 |  |  | 4.3836 |  | 1.9178 | 4.74 | 4.74 | 4.74 | 14.22 | 30 | 15 |  | 39.42 | 9.22 |  |  |  |  | 75.78 | 124.42 | 0 | 133.879
2043-44 | 277.367 | 0 | 447.057 | 2.5 | 85 | 811.924 | 1140.4231 | -328.4991 | 116.3607 |  |  |  | 116.3607 | 1140.4231 | 1003.2202 | -212.1384 | 2043-44 | 121.813 | 2.9041 | 3.7205 |  |  | 4.6575 |  | 1.9178 | 4.74 | 4.74 | 4.74 | 14.22 | 30 | 15 |  | 39.42 | 9.22 |  |  |  |  | 75.78 | 124.42 | 0 | 137.2029
2044-45 | 277.367 | 0 | 447.057 | 2.5 | 85 | 811.924 | 1146.8769 | -334.9529 | 121.0398 |  |  |  | 121.0398 | 1146.8769 | 1002.4117 | -213.9131 | 2044-45 | 121.813 | 2.7671 | 3.8027 |  |  | 4.9315 |  | 1.9178 | 4.74 | 4.74 | 4.74 | 14.22 | 30 | 15 |  | 39.42 | 9.22 |  |  |  |  | 75.78 | 124.42 | 0 | 144.4652
2045-46 | 277.367 | 0 | 447.057 | 2.5 | 85 | 811.924 | 1155.0856 | -343.1616 | 125.719 |  |  |  | 125.719 | 1155.0856 | 1005.2762 | -217.4426 | 2045-46 | 121.813 | 2.6301 | 3.4219 |  |  | 5.2055 |  | 2.1918 | 4.74 | 4.74 | 4.74 | 14.22 | 30 | 15 |  | 39.42 | 9.22 |  |  |  |  | 75.78 | 124.42 | 0 | 149.8094
2046-47 | 277.367 | 0 | 447.057 | 2.5 | 85 | 811.924 | 1162.3531 | -350.4291 | 130.3982 |  |  |  | 130.3982 | 1162.3531 | 1006.9262 | -220.0309 | 2046-47 | 121.813 | 2.4932 | 3.0795 |  |  | 5.7534 |  | 2.1918 | 4.74 | 4.74 | 4.74 | 14.22 | 30 | 15 |  | 39.42 | 9.22 |  |  |  |  | 75.78 | 124.42 | 0 | 155.4269
2047-48 | 277.367 | 0 | 447.057 | 2.5 | 85 | 811.924 | 1169.3694 | -357.4454 | 135.0774 |  |  |  | 135.0774 | 1169.3694 | 1009.758 | -222.3681 | 2047-48 | 121.813 | 2.3562 | 2.7726 |  |  | 5.4795 |  | 2.1918 | 4.74 | 4.74 | 4.74 | 14.22 | 30 | 15 |  | 39.42 | 9.22 |  |  |  |  | 75.78 | 124.42 | 0 | 159.6114
2048-49 | 277.367 | 0 | 447.057 | 2.5 | 85 | 811.924 | 1175.3374 | -363.4134 | 139.7565 |  |  |  | 139.7565 | 1175.3374 | 1010.5164 | -223.6568 | 2048-49 | 121.813 | 2.2466 | 2.4932 |  |  | 6.0274 |  | 2.1918 | 4.74 | 4.74 | 4.74 | 14.22 | 30 | 15 |  | 39.42 | 9.22 |  |  |  |  | 75.78 | 124.42 | 0 | 164.821
2049-50 | 277.367 | 0 | 447.057 | 2.5 | 85 | 811.924 | 1182.8938 | -370.9698 | 144.4357 |  |  |  | 144.4357 | 1182.8938 | 1014.6644 | -226.5341 | 2049-50 | 121.813 | 2.137 | 2.2438 |  |  | 5.7534 |  | 2.4658 | 4.74 | 4.74 | 4.74 | 14.22 | 30 | 15 |  | 39.42 | 9.22 |  |  |  |  | 75.78 | 124.42 | 0 | 168.2294
2050-51 | 277.367 | 0 | 447.057 | 2.5 | 85 | 811.924 | 1189.36 | -377.436 | 149.1149 |  |  |  | 149.1149 | 1189.36 | 1017.5817 | -228.3211 | 2050-51 | 121.813 | 2.0274 | 2.0192 |  |  | 6.3014 |  | 2.4658 | 4.74 | 4.74 | 4.74 | 14.22 | 30 | 15 |  | 39.42 | 9.22 |  |  |  |  | 75.78 | 124.42 | 0 | 171.7783
Notes:
1. Annual peak loads are in December of each year
2. Existing resources, assumed to be extended. 50/d of JP from Gas Book to Power Book has 50/d recallable.
3. Demand Forecast = 2023 IRP Load Forecast (F2022 based).
4. PSE will supply gas and capacity to Tacoma LNG for Tote and PSE System (not an incremental peak load to gas book).
DRAFT
Note on Y8: Singh, Gurvinder: Red = only offered in this year.
Note on M26: Singh, Gurvinder: Trended out

## Electrification Costs
Annual Revenue Requirement with Emissions ($ Billions)
Portfolio | 2024 | 2025 | 2026 | 2027 | 2028 | 2029 | 2030 | 2031 | 2032 | 2033 | 2034 | 2035 | 2036 | 2037 | 2038 | 2039 | 2040 | 2041 | 2042 | 2043 | 2044 | 2045
1 Reference | 1.7618 | 1.8391 | 1.5783 | 1.6573 | 1.6425 | 1.6652 | 1.5727 | 1.6051 | 1.6237 | 1.6163 | 1.6172 | 1.7681 | 1.8226 | 2.017 | 2.1277 | 2.2392 | 2.4435 | 2.4914 | 2.4972 | 2.6229 | 2.645 | 2.7676
Full Electrification | 1.7088 | 1.8104 | 1.6099 | 1.7458 | 1.824 | 1.8738 | 1.845 | 1.8715 | 1.9715 | 1.9958 | 2.0046 | 2.2283 | 2.3087 | 2.573 | 2.6167 | 2.7009 | 2.8472 | 3.0573 | 3.0864 | 3.2703 | 3.3353 | 3.3104
Hybrid Heat Pumps | 1.7501 | 1.796 | 1.5891 | 1.7112 | 1.7801 | 1.8421 | 1.7556 | 1.8079 | 1.8905 | 1.9512 | 1.9821 | 2.1207 | 2.219 | 2.441 | 2.5137 | 2.5763 | 2.7433 | 2.8862 | 2.884 | 3.1057 | 3.198 | 3.2055
Annual Revenue Requirement without Emissions ($ Billions)
Portfolio | 2024 | 2025 | 2026 | 2027 | 2028 | 2029 | 2030 | 2031 | 2032 | 2033 | 2034 | 2035 | 2036 | 2037 | 2038 | 2039 | 2040 | 2041 | 2042 | 2043 | 2044 | 2045
1 Reference | 1.206 | 1.3259 | 1.21 | 1.2665 | 1.275 | 1.2987 | 1.3222 | 1.3461 | 1.3831 | 1.3851 | 1.402 | 1.5912 | 1.6556 | 1.8553 | 2.0116 | 2.1336 | 2.3426 | 2.3902 | 2.3772 | 2.4842 | 2.5169 | 2.6683
Full Electrification | 1.1938 | 1.3222 | 1.2612 | 1.3793 | 1.4422 | 1.461 | 1.4847 | 1.5783 | 1.6523 | 1.6884 | 1.6849 | 1.9481 | 2.0824 | 2.3329 | 2.4368 | 2.5105 | 2.6593 | 2.8757 | 2.8713 | 2.9856 | 3.0885 | 3.0912
Hybrid Heat Pumps | 1.2401 | 1.3099 | 1.2568 | 1.3521 | 1.4119 | 1.4255 | 1.4286 | 1.5078 | 1.5621 | 1.6026 | 1.6596 | 1.8585 | 1.9537 | 2.1864 | 2.2729 | 2.3429 | 2.547 | 2.6666 | 2.6117 | 2.775 | 2.8258 | 2.8514
Emissions Costs ($ Billions)
Portfolio | 2024 | 2025 | 2026 | 2027 | 2028 | 2029 | 2030 | 2031 | 2032 | 2033 | 2034 | 2035 | 2036 | 2037 | 2038 | 2039 | 2040 | 2041 | 2042 | 2043 | 2044 | 2045
1 Reference | 0.5558 | 0.51319 | 0.36838 | 0.39078 | 0.36753 | 0.36653 | 0.25045 | 0.25892 | 0.2406 | 0.23114 | 0.21517 | 0.17696 | 0.16703 | 0.16164 | 0.11614 | 0.10553 | 0.10086 | 0.10115 | 0.12004 | 0.13874 | 0.12807 | 0.099377
Full Electrification | 0.51504 | 0.48821 | 0.34862 | 0.36649 | 0.38175 | 0.41279 | 0.36024 | 0.29322 | 0.31924 | 0.30741 | 0.31965 | 0.28027 | 0.22629 | 0.24012 | 0.1799 | 0.19036 | 0.18797 | 0.18164 | 0.21512 | 0.2847 | 0.2468 | 0.21918
Hybrid Heat Pumps | 0.50997 | 0.48613 | 0.33231 | 0.35911 | 0.36828 | 0.41665 | 0.32702 | 0.3001 | 0.32847 | 0.34866 | 0.32253 | 0.26218 | 0.26526 | 0.25464 | 0.24082 | 0.23344 | 0.19627 | 0.21967 | 0.27231 | 0.3307 | 0.37217 | 0.35409
22-Yr Levelized Costs ($ Billions)
Portfolio1 | Revenue Requirement | Emissions Cost | Total (Rev Rec + Emissions)
1 Reference | 17.607 | 3.2397 | 20.8466
Full Electrification | 20.2286 | 3.7436 | 23.9722
Hybrid Heat Pumps | 19.3799 | 3.88 | 23.2599
DRAFT

## Elect. Ref Builds+Emissions
1 Reference | Cumulative Builds (MW), Summarized
Year | Demand Side Resources | Conservation | Demand Response | Distributed Energy Resources | DER Solar | DER Storage | Supply Side Resources | CETA Compliant Peaking Capacity | Wind | Solar | Green Direct | Hybrid (Generation + Storage) | Biomass | Nuclear | Standalone Storage | Total
2024 | 96.1675 | 26.0775 | 70.09 | 118.3556 | 96.9456 | 21.41 | 474 | 474 | 0 | 0 | 0 | 0 | 0 | 0 | 0 | 688.5231
2025 | 183.7233 | 50.5433 | 133.18 | 182.2064 | 142.3264 | 39.88 | 1761 | 711 | 600 | 0 | 0 | 250 | 0 | 0 | 200 | 2126.9297
2026 | 289.2103 | 86.9203 | 202.29 | 207.4172 | 163.7072 | 43.71 | 2460.95 | 711 | 600 | 0 | 100 | 549.95 | 0 | 0 | 500 | 2957.5775
2027 | 362.2781 | 114.5081 | 247.77 | 254.4873 | 204.1673 | 50.32 | 3410.9 | 711 | 800 | 200 | 100 | 699.9 | 0 | 0 | 900 | 4027.6654
2028 | 437.6022 | 142.1022 | 295.5 | 301.6175 | 247.6275 | 53.99 | 4160.75 | 711 | 800 | 299.9 | 100 | 1249.85 | 0 | 0 | 1000 | 4899.9696
2029 | 504.8664 | 194.0164 | 310.85 | 368.286 | 310.946 | 57.34 | 4888.6 | 839.1 | 1000 | 399.75 | 100 | 1549.75 | 0 | 0 | 1000 | 5761.7523
2030 | 553.0713 | 225.9313 | 327.14 | 434.4845 | 372.2645 | 62.22 | 5988.3 | 839.1 | 1400 | 1099.55 | 100 | 1549.65 | 0 | 0 | 1000 | 6975.8558
2031 | 601.6242 | 258.4442 | 343.18 | 505.8184 | 440.2284 | 65.59 | 6005.95 | 857.4 | 1400 | 1099 | 100 | 1549.55 | 0 | 0 | 1000 | 7113.3926
2032 | 685.763 | 327.363 | 358.4 | 577.4224 | 508.2424 | 69.18 | 6205.3 | 857.4 | 1600 | 1098.45 | 100 | 1549.45 | 0 | 0 | 1000 | 7468.4853
2033 | 733.4998 | 362.6798 | 370.82 | 652.7808 | 579.9808 | 72.8 | 6304.65 | 857.4 | 1700 | 1097.9 | 100 | 1549.35 | 0 | 0 | 1000 | 7690.9306
2034 | 764.5414 | 387.9014 | 376.64 | 728.1492 | 651.7192 | 76.43 | 6804 | 857.4 | 1900 | 1097.35 | 100 | 1549.25 | 0 | 0 | 1300 | 8296.6907
2035 | 797.5692 | 414.4792 | 383.09 | 803.6485 | 723.5785 | 80.07 | 7103.35 | 857.4 | 2100 | 1096.8 | 100 | 1549.15 | 0 | 0 | 1400 | 8704.5677
2036 | 828.8088 | 439.8788 | 388.93 | 879.1278 | 795.4278 | 83.7 | 7402.7 | 857.4 | 2400 | 1096.25 | 100 | 1549.05 | 0 | 0 | 1400 | 9110.6366
2037 | 861.1608 | 467.7808 | 393.38 | 954.9078 | 867.5478 | 87.36 | 7702.05 | 857.4 | 2600 | 1195.7 | 100 | 1548.95 | 0 | 0 | 1400 | 9518.1186
2038 | 897.5459 | 496.0959 | 401.45 | 1030.5878 | 939.6478 | 90.94 | 8901.35 | 857.4 | 3400 | 1595.1 | 100 | 1548.85 | 0 | 0 | 1400 | 10829.4837
2039 | 928.0972 | 525.2472 | 402.85 | 1107.8843 | 1013.3243 | 94.56 | 9137.05 | 894 | 3600 | 1594.3 | 100 | 1548.75 | 0 | 0 | 1400 | 11173.0315
2040 | 958.0305 | 553.6705 | 404.36 | 1185.2208 | 1087.0108 | 98.21 | 9509.75 | 1167.6 | 3600 | 1593.5 | 100 | 1548.65 | 0 | 0 | 1500 | 11653.0013
2041 | 982.6685 | 577.7585 | 404.91 | 1265.7983 | 1163.8883 | 101.91 | 9663.75 | 1222.5 | 3600 | 1592.7 | 100 | 1548.55 | 0 | 0 | 1600 | 11912.2167
2042 | 1011.6424 | 606.4124 | 405.23 | 1346.3357 | 1240.7557 | 105.58 | 9936.45 | 1496.1 | 3600 | 1591.9 | 100 | 1548.45 | 0 | 0 | 1600 | 12294.4282
2043 | 1044.8672 | 639.2172 | 405.65 | 1432.6806 | 1323.4006 | 109.28 | 10285.55 | 1496.1 | 3950 | 1591.1 | 100 | 1548.35 | 0 | 0 | 1600 | 12763.0977
2044 | 1075.0487 | 669.2487 | 405.8 | 1519.2354 | 1406.0854 | 113.15 | 10802.95 | 1514.4 | 4050 | 1890.3 | 100 | 1548.25 | 0 | 0 | 1700 | 13397.2341
2045 | 1100.0037 | 695.0737 | 404.93 | 1611.5803 | 1494.3803 | 117.2 | 11575.5 | 1788 | 4050 | 2389.35 | 100 | 1548.15 | 0 | 0 | 1700 | 14287.084
Emissions, All Values in Millions of Short Tons
1 Reference | 2024 | 2025 | 2026 | 2027 | 2028 | 2029 | 2030 | 2031 | 2032 | 2033 | 2034 | 2035 | 2036 | 2037 | 2038 | 2039 | 2040 | 2041 | 2042 | 2043 | 2044 | 2045
Existing Contract | 1.8078 | 1.4398 | 0.1339 | 0.013971 | 0.014266 | 0.013317 | 0.018177 | 0.017821 | 0.019468 | 0.016672 | 0.019955 | 0.017685 | 0.019967 | 0.03236 | 0.052712 | 0.060587 | 0.060924 | 0.05528 | 0.045212 | 0.041908 | 0.051132 | 0.061209
Existing Coal | 2.2331 | 2.226 | 0 | 0 | 0 | 0 | 0 | 0 | 0 | 0 | 0 | 0 | 0 | 0 | 0 | 0 | 0 | 0 | 0 | 0 | 0 | 0
Existing Gas | 1.8043 | 1.5359 | 2.6912 | 3.0157 | 2.7632 | 2.7595 | 1.8485 | 1.8211 | 1.6511 | 1.5245 | 1.3452 | 0.96286 | 0.88848 | 0.84719 | 0.54258 | 0.46738 | 0.36188 | 0.35495 | 0.34663 | 0.32703 | 0.30264 | 0
Market Purchases | 1.001 | 0.78406 | 1.3061 | 1.1847 | 1.035 | 0.58926 | 0.51747 | 0.5293 | 0.4463 | 0.40937 | 0.38819 | 0.38749 | 0.33745 | 0.27007 | 0.19653 | 0.16157 | 0.18397 | 0.18372 | 0.29099 | 0.41418 | 0.35471 | 0.47926
New Peaking Capacity | 0 | 0 | 0 | 0 | 0 | 0.29583 | 0.020932 | 0.02481 | 0.023613 | 0.029311 | 0.021391 | 0.037684 | 0.032199 | 0.027268 | 0.023075 | 0.024188 | 0.050763 | 0.041839 | 0.044716 | 0.027846 | 0.013557 | 0
Total (With Market Purchases) | 6.8462 | 5.9858 | 4.1311 | 4.2144 | 3.8125 | 3.6579 | 2.4051 | 2.393 | 2.1405 | 1.9798 | 1.7747 | 1.4057 | 1.2781 | 1.1769 | 0.81489 | 0.71372 | 0.65754 | 0.63578 | 0.72755 | 0.81096 | 0.72204 | 0.54047
Total (Minus Market Purchases) | 5.8452 | 5.2017 | 2.825 | 3.0297 | 2.7775 | 3.0686 | 1.8877 | 1.8637 | 1.6942 | 1.5704 | 1.3865 | 1.0182 | 0.94065 | 0.90681 | 0.61837 | 0.55215 | 0.47357 | 0.45207 | 0.43656 | 0.39678 | 0.36733 | 0.061209
DRAFT

## Full Elect. Builds + Emissions
| New NG CCCT | New NG Frame Peaker | New NG Recip Peaker | New NG/H2 Blend Frame Peaker | New NG/H2 Blend Recip Peaker | New Biodiesel Frame Peaker | New WA Wind | New BC Wind | New MT East Wind | New MT Central Wind | New ID Wind | New WY East Wind | New WY West Wind | New Offshore Wind | New WA East Solar | New WA West Solar | New ID Solar | New WY East Solar | New WY West Solar | New Greendirect Wind | New Greendirect Solar | New LiIon2hr | New LiIon4hr | New LiIon6hr | New MT PHES | New WA OR PHES | New DER Storage | New Hybrid Wind Storage | New Hybrid Solar Storage | New Hybrid Solar Wind Storage | New Biomass | New Nuclear | New PPA | New DER Solar Ground | New DER Solar Rooftop | New PSE DER Solar | New PSE DER Storage | New Demand response | New DSM DE | New DSM C&S | New DSM PV | New DSM Conservation | CEIP Solar | CEIP Battery
Cummulative Builds (MW) | CCCT | Frame Peaker | Recip Peaker | Frame Peaker NG/H2 Blend | Recip Peaker NG/H2 Blend | Frame Peaker Biodiesel | WA Wind | BC Wind | MT Wind East | MT Central Wind | ID Wind | WY East Wind | WY West Wind | Offshore Wind | WA East Solar | WA West Solar | ID Solar | WY East Solar | WY West Solar | Greendirect Wind | Greendirect Solar | Li-Ion 2hr | Li-Ion 4hr | Li-Ion 6hr | MT PHES | WA/OR PHES | DER Storage | Wind + Battery | Solar + Battery | Wind + Solar + Battery | Biomass | Nuclear | PPA | DER Solar Ground | DER Solar Rooftop | PSE DER Solar | PSE DER Storage | Demand Response | DSM DE | DSM C&S | DSM PV | DSM Conservation | CEIP Solar | CEIP Battery
2024 | 0 | 0 | 0 | 0 | 0 | 0 | 300 | 100 | 0 | 0 | 0 | 0 | 0 | 0 | 0 | 0 | 0 | 0 | 0 | 0 | 0 | 0 | 100 | 0 | 0 | 0 | 0 | 0 | 0 | 0 | 0 | 0 | 0 | 0 | 0 | 3.9 | 9.41 | 60.454 | 0 | 14.2411 | 38.0456 | 12.8738 | 55 | 12
2025 | 0 | 0 | 0 | 0 | 0 | 237 | 500 | 100 | 100 | 0 | 0 | 0 | 0 | 0 | 0 | 0 | 0 | 0 | 0 | 0 | 0 | 0 | 300 | 0 | 0 | 0 | 0 | 450 | 0 | 0 | 0 | 0 | 0 | 0 | 0 | 3.9 | 14.28 | 118.453 | 0 | 26.375 | 59.4264 | 26.2554 | 79 | 25.6
2026 | 0 | 0 | 0 | 0 | 0 | 474 | 500 | 100 | 100 | 0 | 0 | 0 | 0 | 0 | 0 | 0 | 0 | 0 | 0 | 100 | 0 | 0 | 700 | 0 | 0 | 0 | 0 | 450 | 0 | 250 | 0 | 0 | 0 | 0 | 0 | 3.9 | 18.11 | 188.4938 | 0 | 50.0517 | 80.8072 | 39.9988 | 79 | 25.6
2027 | 0 | 0 | 0 | 0 | 0 | 711 | 500 | 200 | 200 | 0 | 0 | 0 | 0 | 0 | 400 | 0 | 0 | 0 | 0 | 100 | 0 | 0 | 1000 | 0 | 0 | 0 | 0 | 450 | 0 | 249.95 | 0 | 0 | 0 | 0 | 0 | 3.9 | 24.72 | 240.641 | 0 | 64.2499 | 121.2673 | 54.4412 | 79 | 25.6
2028 | 0 | 0 | 0 | 0 | 0 | 948 | 500 | 200 | 200 | 0 | 0 | 0 | 0 | 0 | 399.8 | 0 | 0 | 0 | 0 | 100 | 0 | 0 | 1000 | 0 | 0 | 0 | 0 | 750 | 0 | 249.9 | 0 | 0 | 0 | 0 | 0 | 6.9 | 28.39 | 301.8109 | 0 | 77.8815 | 161.7275 | 69.4546 | 79 | 25.6
2029 | 0 | 0 | 0 | 237 | 0 | 948 | 500 | 200 | 200 | 0 | 0 | 0 | 0 | 0 | 499.6 | 0 | 0 | 0 | 0 | 100 | 0 | 0 | 1000 | 0 | 0 | 0 | 0 | 1050 | 0 | 249.85 | 0 | 0 | 0 | 0 | 0 | 8.9 | 31.74 | 342.5758 | 0 | 115.3824 | 223.046 | 84.9197 | 79 | 25.6
2030 | 0 | 0 | 0 | 474 | 0 | 948 | 600 | 200 | 300 | 0 | 0 | 0 | 0 | 0 | 699.35 | 0 | 0 | 0 | 0 | 100 | 0 | 0 | 1000 | 0 | 0 | 0 | 0 | 1050 | 0 | 249.8 | 0 | 0 | 0 | 0 | 0 | 8.9 | 36.62 | 389.7436 | 0 | 131.8397 | 284.3645 | 101.4467 | 79 | 25.6
2031 | 0 | 0 | 0 | 474 | 0 | 948 | 600 | 200 | 400 | 0 | 0 | 200 | 0 | 0 | 1399 | 0 | 0 | 0 | 0 | 100 | 0 | 0 | 1000 | 0 | 0 | 0 | 0 | 1050 | 0 | 249.75 | 0 | 0 | 0 | 0 | 0 | 9.72 | 39.99 | 441.959 | 0 | 148.1239 | 351.5084 | 118.7572 | 79 | 25.6
2032 | 0 | 0 | 0 | 711 | 0 | 948 | 600 | 200 | 400 | 0 | 0 | 200 | 0 | 0 | 1398.3 | 0 | 0 | 0 | 0 | 100 | 0 | 0 | 1000 | 0 | 0 | 0 | 0 | 1050 | 0 | 249.7 | 0 | 0 | 0 | 0 | 0 | 10.59 | 43.58 | 498.0699 | 0 | 200.9292 | 418.6524 | 135.9092 | 79 | 25.6
2033 | 0 | 0 | 0 | 711 | 18.3 | 948 | 600 | 200 | 400 | 0 | 0 | 400 | 0 | 0 | 1397.6 | 0 | 0 | 0 | 0 | 100 | 0 | 0 | 1000 | 0 | 0 | 0 | 0 | 1050 | 0 | 249.65 | 0 | 0 | 0 | 0 | 0 | 11.47 | 47.2 | 555.8462 | 0 | 219.5149 | 489.5108 | 153.7167 | 79 | 25.6
2034 | 0 | 0 | 0 | 711 | 18.3 | 948 | 600 | 200 | 400 | 0 | 0 | 400 | 0 | 0 | 1396.9 | 0 | 0 | 0 | 0 | 100 | 0 | 0 | 1100 | 0 | 0 | 0 | 0 | 1200 | 0 | 249.6 | 0 | 0 | 0 | 0 | 0 | 12.35 | 50.83 | 598.4458 | 0 | 238.5699 | 560.3692 | 159.9293 | 79 | 25.6
2035 | 0 | 0 | 0 | 948 | 36.6 | 948 | 600 | 200 | 400 | 0 | 0 | 600 | 0 | 0 | 1496.2 | 0 | 0 | 0 | 0 | 100 | 0 | 0 | 1100 | 0 | 0 | 0 | 0 | 1200 | 0 | 249.55 | 0 | 0 | 0 | 0 | 0 | 13.24 | 54.47 | 643.2166 | 0 | 258.286 | 631.3385 | 166.9058 | 79 | 25.6
2036 | 0 | 0 | 0 | 948 | 36.6 | 948 | 1200 | 400 | 700 | 0 | 0 | 600 | 0 | 0 | 1495.45 | 0 | 0 | 0 | 0 | 100 | 0 | 0 | 1100 | 0 | 0 | 0 | 0 | 1200 | 0 | 249.5 | 0 | 0 | 0 | 0 | 0 | 14.12 | 58.1 | 686.5868 | 0 | 277.0454 | 702.3078 | 173.6205 | 79 | 25.6
2037 | 0 | 0 | 0 | 1185 | 91.5 | 948 | 1200 | 400 | 700 | 0 | 0 | 700 | 0 | 0 | 1494.7 | 0 | 0 | 0 | 0 | 100 | 0 | 0 | 1100 | 0 | 0 | 0 | 0 | 1200 | 0 | 249.45 | 0 | 0 | 0 | 0 | 0 | 15.01 | 61.76 | 728.0929 | 0 | 294.535 | 773.5378 | 184.263 | 79 | 25.6
2038 | 0 | 0 | 0 | 1185 | 91.5 | 948 | 1200 | 600 | 1200 | 0 | 0 | 700 | 0 | 0 | 2093.95 | 0 | 0 | 0 | 0 | 100 | 0 | 0 | 1100 | 0 | 0 | 0 | 0 | 1200 | 0 | 249.4 | 0 | 0 | 0 | 0 | 0 | 15.88 | 65.34 | 665.3075 | 0 | 312.8979 | 844.7678 | 194.3921 | 79 | 25.6
2039 | 0 | 0 | 0 | 1422 | 91.5 | 948 | 1200 | 600 | 1200 | 0 | 0 | 700 | 0 | 0 | 2092.9 | 0 | 0 | 0 | 0 | 100 | 0 | 0 | 1100 | 0 | 0 | 0 | 0 | 1200 | 0 | 249.35 | 0 | 0 | 0 | 0 | 0 | 16.76 | 68.96 | 694.9439 | 0 | 331.4105 | 917.5643 | 205.2027 | 79 | 25.6
2040 | 0 | 0 | 0 | 1659 | 183 | 948 | 1200 | 600 | 1300 | 0 | 0 | 700 | 0 | 0 | 2091.85 | 0 | 0 | 0 | 0 | 100 | 0 | 0 | 1100 | 0 | 0 | 0 | 0 | 1200 | 0 | 249.3 | 0 | 0 | 0 | 0 | 0 | 17.65 | 72.61 | 715.4963 | 0 | 350.0759 | 990.3608 | 215.1304 | 79 | 25.6
2041 | 0 | 0 | 0 | 1896 | 183 | 948 | 1200 | 600 | 1300 | 0 | 0 | 700 | 0 | 0 | 2090.8 | 0 | 0 | 0 | 0 | 100 | 0 | 0 | 1100 | 0 | 0 | 0 | 0 | 1500 | 0 | 249.25 | 0 | 0 | 0 | 0 | 0 | 18.55 | 76.31 | 734.0105 | 0 | 366.5448 | 1066.3383 | 222.8816 | 79 | 25.6
2042 | 0 | 0 | 0 | 2133 | 183 | 948 | 1200 | 600 | 1300 | 0 | 0 | 700 | 0 | 0 | 2089.75 | 0 | 0 | 0 | 0 | 100 | 0 | 0 | 1100 | 0 | 0 | 0 | 0 | 1650 | 0 | 249.2 | 0 | 0 | 0 | 0 | 0 | 19.44 | 79.98 | 751.2461 | 0 | 381.3804 | 1142.3157 | 236.8249 | 79 | 25.6
2043 | 0 | 0 | 0 | 2370 | 183 | 948 | 1300 | 600 | 1300 | 0 | 0 | 700 | 0 | 0 | 2088.7 | 0 | 0 | 0 | 0 | 100 | 0 | 0 | 1100 | 0 | 0 | 0 | 0 | 1650 | 0 | 249.15 | 0 | 0 | 0 | 0 | 0 | 20.34 | 83.68 | 767.9431 | 0 | 401.1781 | 1224.0606 | 249.9654 | 79 | 25.6
2044 | 0 | 0 | 0 | 2370 | 183 | 948 | 1300 | 700 | 1650 | 0 | 0 | 700 | 0 | 0 | 2387.65 | 0 | 0 | 0 | 0 | 100 | 0 | 0 | 1100 | 0 | 0 | 0 | 0 | 1650 | 0 | 249.1 | 0 | 0 | 0 | 0 | 0 | 21.28 | 87.55 | 783.5539 | 0 | 419.9394 | 1305.8054 | 261.3303 | 79 | 25.6
2045 | 0 | 0 | 0 | 2607 | 183 | 948 | 1300 | 700 | 1650 | 0 | 0 | 700 | 0 | 0 | 2386.45 | 0 | 0 | 0 | 0 | 100 | 0 | 0 | 1100 | 0 | 0 | 0 | 0 | 1650 | 0 | 249.05 | 0 | 0 | 0 | 0 | 0 | 22.26 | 91.6 | 795.429 | 0 | 436.9398 | 1393.1203 | 270.2193 | 79 | 25.6
Emissions, All Values in Millions of Short Tons
Full Electrification | 2023 | 2024 | 2025 | 2026 | 2027 | 2028 | 2029 | 2030 | 2031 | 2032 | 2033 | 2034 | 2035 | 2036 | 2037 | 2038 | 2039 | 2040 | 2041 | 2042 | 2043 | 2044 | 2045
Existing Contract | 1.8067 | 1.8078 | 1.4398 | 0.1339 | 0.013971 | 0.014266 | 0.012476 | 0.010413 | 0.011868 | 0.013137 | 0.012455 | 0.011714 | 0.01245 | 0.035326 | 0.036254 | 0.055105 | 0.057355 | 0.059488 | 0.061938 | 0.052715 | 0.042179 | 0.062449 | 0.055361
Existing Coal | 2.2331 | 2.2331 | 2.2221 | 0 | 0 | 0 | 0 | 0 | 0 | 0 | 0 | 0 | 0 | 0 | 0 | 0 | 0 | 0 | 0 | 0 | 0 | 0 | 0
Existing Gas | 1.3842 | 1.4657 | 1.2904 | 2.4949 | 2.8471 | 2.8877 | 3.2543 | 2.4739 | 2.0323 | 2.0676 | 1.9368 | 1.9186 | 1.4147 | 1.1392 | 1.1343 | 0.81523 | 0.77751 | 0.55345 | 0.52417 | 0.46873 | 0.52967 | 0.44736 | 0
Market Purchases | 1.1788 | 0.83747 | 0.74218 | 1.2808 | 1.0914 | 1.0581 | 0.71298 | 0.97442 | 0.66524 | 0.75943 | 0.67778 | 0.69732 | 0.75664 | 0.51637 | 0.49757 | 0.3222 | 0.33944 | 0.39186 | 0.37207 | 0.63759 | 0.99275 | 0.83448 | 1.1367
New Peaking Capacity | 0 | 0 | 0 | 0 | 0 | 0 | 0.1398 | 0.00066809 | 0.00052493 | 0 | 0.0060328 | 0.0088604 | 0.04261 | 0.040609 | 0.080196 | 0.069762 | 0.11308 | 0.22069 | 0.18356 | 0.1448 | 0.099528 | 0.047107 | 0
Total GHG Emissions (Millions Tons) | 6.6027 | 6.3441 | 5.6944 | 3.9096 | 3.9524 | 3.9601 | 4.1196 | 3.4594 | 2.71 | 2.8402 | 2.6331 | 2.6365 | 2.2264 | 1.7315 | 1.7483 | 1.2623 | 1.2874 | 1.2255 | 1.1417 | 1.3038 | 1.6641 | 1.3914 | 1.192
DRAFT

## HPP Builds + Emissions
| New NG CCCT | New NG Frame Peaker | New NG Recip Peaker | New NG/H2 Blend Frame Peaker | New NG/H2 Blend Recip Peaker | New Biodiesel Frame Peaker | New WA Wind | New BC Wind | New MT East Wind | New MT Central Wind | New ID Wind | New WY East Wind | New WY West Wind | New Offshore Wind | New WA East Solar | New WA West Solar | New ID Solar | New WY East Solar | New WY West Solar | New Greendirect Wind | New Greendirect Solar | New LiIon2hr | New LiIon4hr | New LiIon6hr | New MT PHES | New WA OR PHES | New DER Storage | New Hybrid Wind Storage | New Hybrid Solar Storage | New Hybrid Solar Wind Storage | New Biomass | New Nuclear | New PPA | New DER Solar Ground | New DER Solar Rooftop | New PSE DER Solar | New PSE DER Storage | New Demand response | New DSM DE | New DSM C&S | New DSM PV | New DSM Conservation | CEIP Solar | CEIP Battery
Cummulative Builds (MW) | CCCT | Frame Peaker | Recip Peaker | Frame Peaker NG/H2 Blend | Recip Peaker NG/H2 Blend | Frame Peaker Biodiesel | WA Wind | BC Wind | MT Wind East | MT Central Wind | ID Wind | WY East Wind | WY West Wind | Offshore Wind | WA East Solar | WA West Solar | ID Solar | WY East Solar | WY West Solar | Greendirect Wind | Greendirect Solar | Li-Ion 2hr | Li-Ion 4hr | Li-Ion 6hr | MT PHES | WA/OR PHES | DER Storage | Wind + Battery | Solar + Battery | Wind + Solar + Battery | Biomass | Nuclear | PPA | DER Solar Ground | DER Solar Rooftop | PSE DER Solar | PSE DER Storage | Demand Response | DSM DE | DSM C&S | DSM PV | DSM Conservation | CEIP Solar | CEIP Battery
2024 | 0 | 0 | 0 | 0 | 54.9 | 0 | 0 | 0 | 300 | 0 | 0 | 0 | 0 | 0 | 100 | 0 | 0 | 0 | 0 | 0 | 0 | 0 | 0 | 0 | 0 | 0 | 0 | 0 | 0 | 0 | 0 | 0 | 0 | 0 | 0 | 3.9 | 9.41 | 69.8089 | 0 | 14.2411 | 38.0456 | 13.7701 | 55 | 12
2025 | 0 | 0 | 0 | 0 | 54.9 | 0 | 200 | 100 | 300 | 0 | 0 | 0 | 0 | 0 | 99.95 | 0 | 0 | 0 | 0 | 0 | 0 | 0 | 200 | 0 | 0 | 0 | 0 | 150 | 0 | 250 | 0 | 0 | 0 | 0 | 0 | 3.9 | 14.28 | 133.0826 | 0 | 26.375 | 59.4264 | 28.085 | 79 | 25.6
2026 | 0 | 0 | 0 | 0 | 54.9 | 237 | 200 | 100 | 300 | 0 | 0 | 0 | 0 | 0 | 99.9 | 0 | 0 | 0 | 0 | 100 | 0 | 0 | 700 | 0 | 0 | 0 | 0 | 600 | 0 | 249.95 | 0 | 0 | 0 | 0 | 0 | 3.9 | 18.11 | 202.9084 | 0 | 50.0517 | 80.8072 | 42.8017 | 79 | 25.6
2027 | 0 | 0 | 0 | 0 | 183 | 237 | 200 | 200 | 300 | 0 | 0 | 0 | 0 | 0 | 299.85 | 0 | 0 | 0 | 0 | 100 | 0 | 0 | 1000 | 0 | 0 | 0 | 0 | 750 | 0 | 499.9 | 0 | 0 | 0 | 0 | 0 | 3.9 | 24.72 | 250.1593 | 0 | 64.2499 | 121.2673 | 58.2585 | 79 | 25.6
2028 | 0 | 0 | 0 | 0 | 183 | 474 | 200 | 200 | 400 | 0 | 0 | 0 | 0 | 0 | 299.7 | 0 | 0 | 0 | 0 | 100 | 0 | 0 | 1000 | 0 | 0 | 0 | 0 | 900 | 0 | 499.8 | 0 | 0 | 0 | 0 | 0 | 6.9 | 28.39 | 299.5327 | 0 | 77.8815 | 161.7275 | 74.3165 | 79 | 25.6
2029 | 0 | 0 | 0 | 237 | 201.3 | 474 | 200 | 200 | 400 | 0 | 0 | 0 | 0 | 0 | 499.55 | 0 | 0 | 0 | 0 | 100 | 0 | 0 | 1000 | 0 | 0 | 0 | 0 | 900 | 0 | 499.7 | 0 | 0 | 0 | 0 | 0 | 8.9 | 31.74 | 318.1628 | 0 | 115.3824 | 223.046 | 90.8334 | 79 | 25.6
2030 | 0 | 0 | 0 | 237 | 201.3 | 474 | 400 | 200 | 400 | 0 | 0 | 100 | 0 | 0 | 899.3 | 0 | 0 | 0 | 0 | 100 | 0 | 0 | 1000 | 0 | 0 | 0 | 0 | 900 | 0 | 499.6 | 0 | 0 | 0 | 0 | 0 | 8.9 | 36.62 | 339.3116 | 0 | 131.8397 | 284.3645 | 108.4689 | 79 | 25.6
2031 | 0 | 0 | 0 | 237 | 237.9 | 474 | 400 | 200 | 400 | 0 | 0 | 300 | 0 | 0 | 1198.85 | 0 | 0 | 0 | 0 | 100 | 0 | 0 | 1000 | 0 | 0 | 0 | 0 | 900 | 0 | 499.5 | 0 | 0 | 0 | 0 | 0 | 9.72 | 39.99 | 361.8413 | 0 | 148.1239 | 351.5084 | 126.9255 | 79 | 25.6
2032 | 0 | 0 | 0 | 237 | 274.5 | 474 | 400 | 200 | 400 | 0 | 0 | 300 | 0 | 0 | 1198.25 | 0 | 0 | 0 | 0 | 100 | 0 | 0 | 1100 | 0 | 0 | 0 | 0 | 900 | 0 | 499.4 | 0 | 0 | 0 | 0 | 0 | 10.59 | 43.58 | 384.9914 | 0 | 200.9292 | 418.6524 | 145.2831 | 79 | 25.6
2033 | 0 | 0 | 0 | 237 | 366 | 474 | 400 | 200 | 400 | 0 | 0 | 300 | 0 | 0 | 1197.65 | 0 | 0 | 0 | 0 | 100 | 0 | 0 | 1100 | 0 | 0 | 0 | 0 | 900 | 0 | 499.3 | 0 | 0 | 0 | 0 | 0 | 11.47 | 47.2 | 407.3068 | 0 | 219.5149 | 489.5108 | 164.3608 | 79 | 25.6
2034 | 0 | 0 | 0 | 474 | 366 | 474 | 800 | 200 | 400 | 0 | 0 | 300 | 0 | 0 | 1197.05 | 100 | 0 | 0 | 0 | 100 | 0 | 0 | 1100 | 200 | 0 | 0 | 0 | 900 | 0 | 499.2 | 0 | 0 | 0 | 0 | 0 | 12.35 | 50.83 | 420.9686 | 0 | 238.5699 | 560.3692 | 171.0304 | 79 | 25.6
2035 | 0 | 0 | 0 | 474 | 366 | 474 | 800 | 200 | 400 | 0 | 0 | 500 | 0 | 0 | 1196.45 | 699.95 | 0 | 0 | 0 | 100 | 0 | 0 | 1100 | 200 | 0 | 0 | 0 | 900 | 0 | 499.1 | 0 | 0 | 0 | 0 | 0 | 13.24 | 54.47 | 436.1478 | 0 | 258.286 | 631.3385 | 178.4199 | 79 | 25.6
2036 | 0 | 0 | 0 | 474 | 366 | 474 | 800 | 200 | 500 | 0 | 0 | 700 | 0 | 0 | 1195.85 | 699.6 | 0 | 0 | 0 | 100 | 0 | 0 | 1100 | 200 | 0 | 0 | 0 | 900 | 0 | 499 | 0 | 0 | 0 | 0 | 0 | 14.12 | 58.1 | 450.5995 | 0 | 277.0454 | 702.3078 | 185.5645 | 79 | 25.6
2037 | 0 | 0 | 0 | 474 | 420.9 | 474 | 800 | 200 | 500 | 0 | 0 | 1000 | 0 | 0 | 1195.25 | 699.25 | 0 | 0 | 0 | 100 | 0 | 0 | 1100 | 200 | 0 | 0 | 0 | 900 | 0 | 498.9 | 0 | 0 | 0 | 0 | 0 | 15.01 | 61.76 | 461.2106 | 0 | 294.535 | 773.5378 | 196.6039 | 79 | 25.6
2038 | 0 | 0 | 0 | 474 | 439.2 | 474 | 800 | 200 | 500 | 0 | 0 | 1000 | 0 | 0 | 2194.65 | 698.9 | 0 | 0 | 0 | 100 | 0 | 0 | 1100 | 200 | 0 | 0 | 0 | 900 | 0 | 498.8 | 0 | 0 | 0 | 0 | 0 | 15.88 | 65.34 | 483.4662 | 0 | 312.8979 | 844.7678 | 207.1274 | 79 | 25.6
2039 | 0 | 0 | 0 | 474 | 512.4 | 474 | 800 | 300 | 600 | 0 | 0 | 1000 | 0 | 0 | 2193.55 | 698.55 | 0 | 0 | 0 | 100 | 0 | 0 | 1100 | 200 | 0 | 0 | 0 | 900 | 0 | 498.7 | 0 | 0 | 0 | 0 | 0 | 16.76 | 68.96 | 488.7244 | 0 | 331.4105 | 917.5643 | 218.2766 | 79 | 25.6
2040 | 0 | 0 | 18.3 | 711 | 549 | 474 | 1100 | 300 | 800 | 0 | 0 | 1000 | 0 | 0 | 2192.45 | 698.2 | 0 | 0 | 0 | 100 | 0 | 0 | 1100 | 200 | 0 | 0 | 10 | 900 | 0 | 498.6 | 0 | 0 | 0 | 0 | 0 | 17.65 | 72.61 | 493.1012 | 0 | 350.0759 | 990.3608 | 228.4904 | 79 | 25.6
2041 | 0 | 0 | 18.3 | 948 | 567.3 | 474 | 1100 | 300 | 800 | 0 | 0 | 1000 | 0 | 0 | 2191.35 | 697.85 | 0 | 0 | 0 | 100 | 0 | 0 | 1100 | 200 | 0 | 0 | 10 | 900 | 0 | 498.5 | 0 | 0 | 0 | 0 | 0 | 18.55 | 76.31 | 495.9237 | 0 | 366.5448 | 1066.3383 | 236.4362 | 79 | 25.6
2042 | 0 | 0 | 18.3 | 948 | 585.6 | 474 | 1100 | 300 | 800 | 0 | 0 | 1000 | 0 | 0 | 2190.25 | 697.5 | 0 | 0 | 0 | 100 | 0 | 0 | 1100 | 200 | 0 | 0 | 10 | 900 | 0 | 498.4 | 0 | 0 | 0 | 0 | 0 | 19.44 | 79.98 | 497.7523 | 0 | 381.3804 | 1142.3157 | 251.2592 | 79 | 25.6
2043 | 0 | 0 | 36.6 | 1185 | 640.5 | 474 | 1500 | 300 | 800 | 0 | 0 | 1000 | 0 | 0 | 2289.15 | 697.15 | 0 | 0 | 0 | 100 | 0 | 0 | 1100 | 300 | 0 | 0 | 20 | 900 | 0 | 498.3 | 0 | 0 | 0 | 0 | 0 | 20.34 | 83.68 | 499.4487 | 0 | 401.1781 | 1224.0606 | 265.2633 | 79 | 25.6
2044 | 0 | 0 | 36.6 | 1185 | 640.5 | 474 | 1500 | 300 | 800 | 0 | 0 | 1000 | 0 | 0 | 2288 | 696.8 | 0 | 0 | 0 | 100 | 0 | 0 | 1100 | 300 | 0 | 0 | 20 | 900 | 0 | 498.2 | 0 | 0 | 0 | 0 | 0 | 21.28 | 87.55 | 500.3977 | 0 | 419.9394 | 1305.8054 | 277.3203 | 79 | 25.6
2045 | 0 | 0 | 36.6 | 1185 | 713.7 | 474 | 1500 | 300 | 800 | 0 | 0 | 1000 | 0 | 0 | 2286.86 | 696.45 | 0 | 0 | 0 | 100 | 0 | 0 | 1100 | 300 | 0 | 0 | 25 | 900 | 0 | 498.1 | 0 | 0 | 0 | 0 | 0 | 22.26 | 91.6 | 500.0843 | 0 | 436.9398 | 1393.1203 | 286.6749 | 79 | 25.6
Emissions, All Values in Millions of Short Tons
HPP Emissions | 2023 | 2024 | 2025 | 2026 | 2027 | 2028 | 2029 | 2030 | 2031 | 2032 | 2033 | 2034 | 2035 | 2036 | 2037 | 2038 | 2039 | 2040 | 2041 | 2042 | 2043 | 2044 | 2045
Existing Contract | 1.8067 | 1.8078 | 1.4399 | 0.1339 | 0.013971 | 0.014266 | 0.012476 | 0.010413 | 0.010575 | 0.011828 | 0.010305 | 0.011714 | 0.01245 | 0.012729 | 0.014113 | 0.029498 | 0.033444 | 0.048735 | 0.044841 | 0.03274 | 0.036442 | 0.032622 | 0.030134
Existing Coal | 2.2331 | 2.2331 | 2.2331 | 0 | 0 | 0 | 0 | 0 | 0 | 0 | 0 | 0 | 0 | 0 | 0 | 0 | 0 | 0 | 0 | 0 | 0 | 0 | 0
Existing Gas | 1.3705 | 1.3675 | 1.2134 | 2.2685 | 2.5218 | 2.509 | 2.9147 | 2.3018 | 2.0612 | 2.0769 | 2.0698 | 1.8588 | 1.2584 | 1.2371 | 1.1473 | 1.0363 | 0.9434 | 0.65545 | 0.65349 | 0.60794 | 0.6132 | 0.64975 | 0
Market Purchases | 1.1989 | 0.81391 | 0.73257 | 1.2374 | 1.014 | 0.96228 | 0.68857 | 0.79097 | 0.66416 | 0.78331 | 0.81494 | 0.709 | 0.67472 | 0.6281 | 0.53062 | 0.47969 | 0.47169 | 0.4199 | 0.54257 | 0.90002 | 1.1647 | 1.3235 | 1.8191
New Peaking Capacity | 0 | 0.059432 | 0.051169 | 0.086935 | 0.32302 | 0.33474 | 0.54233 | 0.037112 | 0.037713 | 0.05024 | 0.091353 | 0.080741 | 0.13716 | 0.15173 | 0.16189 | 0.14419 | 0.13022 | 0.15547 | 0.13987 | 0.10978 | 0.11867 | 0.092383 | 0.076541
Total GHG Emissions (Millions Tons) | 6.6091 | 6.2817 | 5.6701 | 3.7267 | 3.8728 | 3.8203 | 4.1581 | 3.1403 | 2.7736 | 2.9223 | 2.9864 | 2.6602 | 2.0827 | 2.0297 | 1.854 | 1.6897 | 1.5788 | 1.2796 | 1.3808 | 1.6505 | 1.933 | 2.0983 | 1.9258
DRAFT

## Builds Summary Grouped by Year
| 1 | 2 | 3 | 4 | 5 | 6 | 7 | 8 | 9 | 10 | 11 | 12 | 13 | 14 | 15 | 16 | 17 | 18 | 19 | 20 | 21 | 22 | 23 | 24 | 25 | 26
Scenario | Winter | Pipeline Not Renewed | RmxSmsRNGN1 | RmxSmsRNGN2 | RmxSmsRNGA1 | RmxSmsRNGA2 | RmxStanRNGA3 | RmxAGFRNGA4 | On System RNG | Green H2 - 2028 | Green H2 - 2030 | Green H2 - 2032 | Green H2 | Swarr | Plymouth LNG | Sumas NWP Renewal -1 | Sumas NWP Renewal -2 | Sumas NWP Renewal -3 | Sumas NWP Renewal -4 | NWP to Rockies - 1 | NWP to Rockies - 2 | NWP to Rockies - 3 | NWP Starr Rd to Plymouth | Pipeline Renewals | Gas to Electric | DSR
Reference Scenario | 2024-25 | -59.241 | 0 | 0 | 0 | 0 | 0 | 0 | 0 | 0 | 0 | 0 | 0 | 0 | 15 | 0 | 0 | 0 | 0 | 0 | 0 | 0 | 0 | 0 | 0 | 7.3965
Electrification Scenario | 2024-25 | -29.241 | 2.9178 | 0 | 0 | 0 | 0 | 0 | 0 | 0 | 0 | 0 | 0 | 0 | 15 | 20 | 0 | 0 | 0 | 10 | 0 | 0 | 0 | 30 | 6.4267 | 10.4925
Sensitivity A: Ceiling Price | 2024-25 | -59.241 | 2.9178 | 0 | 0 | 0 | 0 | 0 | 0 | 0 | 0 | 0 | 0 | 0 | 15 | 0 | 0 | 0 | 0 | 0 | 0 | 0 | 0 | 0 | 0 | 7.6772
Sensitivity B: Floor Price | 2024-25 | -59.241 | 0 | 0 | 0 | 0 | 0 | 0 | 0 | 0 | 0 | 0 | 0 | 0 | 15 | 0 | 0 | 0 | 0 | 0 | 0 | 0 | 0 | 0 | 0 | 7.0662
Sensitivity C: Limited Emissions | 2024-25 | -25.241 | 2.9178 | 0 | 0 | 0 | 0 | 0 | 0 | 0 | 0 | 0 | 0 | 0 | 0 | 24 | 0 | 0 | 0 | 10 | 0 | 0 | 0 | 34 | 0 | 11.4143
Sensitivity D: RNG NA | 2024-25 | -59.241 | 0 | 0 | 0 | 0 | 0 | 0 | 0 | 0 | 0 | 0 | 0 | 0 | 15 | 0 | 0 | 0 | 0 | 0 | 0 | 0 | 0 | 0 | 0 | 7.3965
Sensitivity E: HHP Policy | 2024-25 | -59.241 | 0 | 0 | 0 | 0 | 0 | 0 | 0 | 0 | 0 | 0 | 0 | 0 | 15 | 0 | 0 | 0 | 0 | 0 | 0 | 0 | 0 | 0 | 1.244 | 5.7925
Sensitivity F: No Gas Growth | 2024-25 | -59.241 | 0 | 0 | 0 | 0 | 0 | 0 | 0 | 0 | 0 | 0 | 0 | 0 | 15 | 0 | 0 | 0 | 0 | 0 | 0 | 0 | 0 | 0 | 0 | 6.8055
Sensitivity G: High Gas | 2024-25 | -59.241 | 0 | 0 | 0 | 0 | 0 | 0 | 0 | 0 | 0 | 0 | 0 | 0 | 15 | 0 | 0 | 0 | 0 | 0 | 0 | 0 | 0 | 0 | 0 | 7.3965
Reference Scenario | 2030-31 | -116.417 | 0 | 0 | 0 | 0 | 0 | 0 | 1.0959 | 4.74 | 4.74 | 0 | 9.48 | 30 | 15 | 0 | 43.5 | 9.22 | 0 | 0 | 0 | 0 | 0 | 52.72 | 0 | 67.0228
Electrification Scenario | 2030-31 | -73.3 | 4.3836 | 2.8027 | 0 | 0 | 2.0548 | 0 | 1.0959 | 4.74 | 4.74 | 0 | 9.48 | 30 | 15 | 20 | 59 | 0 | 0 | 10 | 8 | 0 | 0 | 97 | 125.2903 | 78.4306
Sensitivity A: Ceiling Price | 2030-31 | -120.497 | 4.3836 | 2.8027 | 0 | 0 | 2.0548 | 0 | 1.0959 | 4.74 | 4.74 | 0 | 9.48 | 30 | 15 | 0 | 39.42 | 9.22 | 0 | 0 | 0 | 0 | 0 | 48.64 | 0 | 69.1038
Sensitivity B: Floor Price | 2030-31 | -108.917 | 0 | 0 | 0 | 0 | 0 | 0 | 1.0959 | 4.74 | 4.74 | 0 | 9.48 | 30 | 15 | 0 | 51 | 9.22 | 0 | 0 | 0 | 0 | 0 | 60.22 | 0 | 64.3961
Sensitivity C: Limited Emissions | 2030-31 | -67.3 | 4.3836 | 2.8027 | 0 | 0 | 2.0548 | 0 | 1.0959 | 4.74 | 4.74 | 0 | 9.48 | 30 | 0 | 24 | 58 | 0 | 0 | 13 | 8 | 0 | 0 | 103 | 0 | 96.965
Sensitivity D: RNG NA | 2030-31 | -116.417 | 0 | 0 | 0 | 0 | 0 | 0 | 1.0959 | 4.74 | 4.74 | 0 | 9.48 | 30 | 15 | 0 | 43.5 | 9.22 | 0 | 0 | 0 | 0 | 0 | 52.72 | 0 | 67.0228
Sensitivity E: HHP Policy | 2030-31 | -135.497 | 0 | 0 | 0 | 0 | 0 | 0 | 1.0959 | 4.74 | 4.74 | 0 | 9.48 | 30 | 15 | 0 | 33.64 | 0 | 0 | 0 | 0 | 0 | 0 | 33.64 | 31.3202 | 46.1798
Sensitivity F: No Gas Growth | 2030-31 | -142.137 | 0 | 0 | 0 | 0 | 0 | 0 | 1.0959 | 4.74 | 4.74 | 0 | 9.48 | 30 | 15 | 0 | 27 | 0 | 0 | 0 | 0 | 0 | 0 | 27 | 0 | 61.2641
Sensitivity G: High Gas | 2030-31 | -116.417 | 0 | 0 | 0 | 0 | 0 | 0 | 1.0959 | 4.74 | 4.74 | 0 | 9.48 | 30 | 15 | 0 | 43.5 | 9.22 | 0 | 0 | 0 | 0 | 0 | 52.72 | 0 | 67.0228
Reference Scenario | 2040-41 | -117.733 | 0 | 0 | 0 | 0 | 0 | 0 | 1.6438 | 4.74 | 4.74 | 4.74 | 14.22 | 30 | 15 | 0 | 43.5 | 9.22 | 0 | 0 | 0 | 0 | 75.78 | 128.5 | 0 | 143.7067
Electrification Scenario | 2040-41 | -265.6 | 3.3973 | 3.4849 | 0 | 0 | 4.1096 | 0 | 1.6438 | 4.74 | 4.74 | 4.74 | 14.22 | 30 | 15 | 20 | 59 | 0 | 124 | 10 | 8 | 9 | 28 | 258 | 544.49 | 114.326
Sensitivity A: Ceiling Price | 2040-41 | -121.813 | 3.3973 | 3.4849 | 0 | 0 | 4.1096 | 0 | 1.6438 | 4.74 | 4.74 | 4.74 | 14.22 | 30 | 15 | 0 | 39.42 | 9.22 | 0 | 0 | 0 | 0 | 75.78 | 124.42 | 0 | 147.3007
Sensitivity B: Floor Price | 2040-41 | -110.233 | 0 | 0 | 0 | 0 | 0 | 0 | 1.6438 | 4.74 | 4.74 | 4.74 | 14.22 | 30 | 15 | 0 | 51 | 9.22 | 0 | 0 | 0 | 0 | 75.78 | 136 | 0 | 139.1839
Sensitivity C: Limited Emissions | 2040-41 | -101.6 | 3.3973 | 3.4849 | 0 | 0 | 4.1096 | 0 | 1.6438 | 4.74 | 4.74 | 4.74 | 14.22 | 30 | 0 | 0 | 0 | 0 | 260 | 13 | 8 | 141 | 0 | 422 | 0 | 192.8499
Sensitivity D: RNG NA | 2040-41 | -117.733 | 0 | 0 | 8.2192 | 0 | 0 | 21.9178 | 1.6438 | 4.74 | 4.74 | 4.74 | 14.22 | 30 | 15 | 0 | 43.5 | 9.22 | 0 | 0 | 0 | 0 | 75.78 | 128.5 | 0 | 143.7067
Sensitivity E: HHP Policy | 2040-41 | -226.6 | 0 | 0 | 0 | 0 | 0 | 0 | 1.6438 | 4.74 | 4.74 | 4.74 | 14.22 | 30 | 15 | 0 | 0 | 0 | 221 | 0 | 0 | 0 | 76 | 297 | 160.5209 | 78.7585
Sensitivity F: No Gas Growth | 2040-41 | -195.233 | 0 | 0 | 0 | 0 | 0 | 0 | 1.6438 | 4.74 | 4.74 | 4.74 | 14.22 | 30 | 15 | 0 | 27 | 0 | 0 | 0 | 0 | 0 | 24 | 51 | 0 | 127.3418
Sensitivity G: High Gas | 2040-41 | -117.733 | 0 | 0 | 0 | 0 | 0 | 0 | 1.6438 | 4.74 | 4.74 | 4.74 | 14.22 | 30 | 15 | 0 | 43.5 | 9.22 | 0 | 0 | 0 | 0 | 75.78 | 128.5 | 0 | 143.7067
Reference Scenario | 2050-51 | -117.733 | 0 | 0 | 0 | 0 | 0 | 0 | 2.4658 | 4.74 | 4.74 | 4.74 | 14.22 | 30 | 15 | 0 | 43.5 | 9.22 | 0 | 0 | 0 | 0 | 75.78 | 128.5 | 0 | 194.8286
Electrification Scenario | 2050-51 | -371.6 | 2.0274 | 2.0192 | 0 | 0 | 6.3014 | 0 | 2.4658 | 4.74 | 4.74 | 4.74 | 14.22 | 30 | 15 | 20 | 59 | 0 | 4 | 10 | 8 | 49 | 2 | 152 | 834.48 | 114.23
Sensitivity A: Ceiling Price | 2050-51 | -121.813 | 2.0274 | 2.0192 | 0 | 0 | 6.3014 | 0 | 2.4658 | 4.74 | 4.74 | 4.74 | 14.22 | 30 | 15 | 0 | 39.42 | 9.22 | 0 | 0 | 0 | 0 | 75.78 | 124.42 | 0 | 199.082
Sensitivity B: Floor Price | 2050-51 | -110.233 | 0 | 0 | 0 | 0 | 0 | 0 | 2.4658 | 4.74 | 4.74 | 4.74 | 14.22 | 30 | 15 | 0 | 51 | 9.22 | 0 | 0 | 0 | 0 | 75.78 | 136 | 0 | 189.6644
Sensitivity C: Limited Emissions | 2050-51 | -141.6 | 2.0274 | 2.0192 | 0 | 0 | 6.3014 | 0 | 2.4658 | 4.74 | 4.74 | 4.74 | 14.22 | 30 | 0 | 0 | 0 | 0 | 220 | 13 | 8 | 141 | 0 | 382 | 0 | 249.8226
Sensitivity D: RNG NA | 2050-51 | -117.733 | 0 | 0 | 8.2192 | 2.7397 | 0 | 21.9178 | 2.4658 | 4.74 | 4.74 | 4.74 | 14.22 | 30 | 15 | 0 | 43.5 | 9.22 | 0 | 0 | 0 | 0 | 75.78 | 128.5 | 0 | 194.8286
Sensitivity E: HHP Policy | 2050-51 | -244.6 | 0 | 0 | 0 | 0 | 0 | 0 | 2.4658 | 4.74 | 4.74 | 4.74 | 14.22 | 30 | 15 | 0 | 0 | 0 | 138 | 0 | 0 | 65 | 76 | 279 | 260.3977 | 87.3137
Sensitivity F: No Gas Growth | 2050-51 | -195.233 | 0 | 0 | 0 | 0 | 0 | 0 | 2.4658 | 4.74 | 4.74 | 4.74 | 14.22 | 30 | 15 | 0 | 27 | 0 | 0 | 0 | 0 | 0 | 24 | 51 | 0 | 171.7783
Sensitivity G: High Gas | 2050-51 | -117.733 | 0 | 0 | 0 | 0 | 0 | 0 | 2.4658 | 4.74 | 4.74 | 4.74 | 14.22 | 30 | 15 | 0 | 43.5 | 9.22 | 0 | 0 | 0 | 0 | 75.78 | 128.5 | 0 | 194.8286
Preferred Portfolio | 2024-25 | -59.241 | 0 | 0 | 0 | 0 | 0 | 0 | 0 | 0 | 0 | 0 | 0 | 0 | 15 | 0 | 0 | 0 | 0 | 0 | 0 | 0 | 0 | 0 | 0
| 2030-31 | -116.417 | 0 | 0 | 0 | 0 | 0 | 0 | 1.0959 | 4.74 | 4.74 | 0 | 9.48 | 30 | 15 | 0 | 39.42 | 9.22 | 0 | 0 | 0 | 0 | 0 | 48.64 | 0
| 2040-41 | -117.733 | 0 | 0 | 0 | 0 | 0 | 0 | 1.6438 | 4.74 | 4.74 | 4.74 | 14.22 | 30 | 15 | 0 | 39.42 | 9.22 | 0 | 0 | 0 | 0 | 75.78 | 124.42 | 0
| 2050-51 | -117.733 | 0 | 0 | 0 | 0 | 0 | 0 | 2.4658 | 4.74 | 4.74 | 4.74 | 14.22 | 30 | 15 | 0 | 39.42 | 9.22 | 0 | 0 | 0 | 0 | 75.78 | 124.42 | 0
DRAFT

## Demand After DSR
| 2023 IRP Gross Mid Demand | Reference | Electrification | A Ceiling Price | B Floor Price | C Limited Emissions | D RNG NA | E HHP Policy | F No Gas Growth | G High Gas
2024-25 | 994.9842 | 987.5878 | 984.4917 | 987.3071 | 987.9181 | 983.5699 | 987.5878 | 987.9477 | 988.1787 | 987.8429
2025-26 | 1003.6848 | 988.7963 | 982.8508 | 988.2271 | 989.4752 | 980.6299 | 988.7963 | 989.1441 | 989.9909 | 989.3175
2026-27 | 1011.4769 | 986.6993 | 978.3902 | 985.8393 | 987.7428 | 974.3398 | 986.6993 | 986.6235 | 988.6004 | 987.5718
2027-28 | 1019.3393 | 985.6019 | 929.2187 | 984.4425 | 987.0274 | 968.9019 | 985.6019 | 984.2794 | 983.2631 | 986.8167
2028-29 | 1026.4849 | 983.2563 | 903.4319 | 981.7934 | 985.0814 | 962.1423 | 983.2563 | 979.8299 | 973.329 | 984.7979
2029-30 | 1035.268 | 978.4551 | 872.3877 | 976.6784 | 980.6793 | 952.8859 | 978.4551 | 972.1879 | 961.0208 | 980.4872
2030-31 | 1043.395 | 976.3721 | 839.6741 | 974.2911 | 978.9989 | 946.43 | 976.3721 | 965.895 | 951.4954 | 978.7764
2031-32 | 1051.5593 | 973.7094 | 801.5876 | 971.301 | 976.7647 | 939.0918 | 973.7094 | 957.8866 | 941.5173 | 976.5028
2032-33 | 1058.6386 | 963.3323 | 754.025 | 960.5674 | 966.8348 | 923.7783 | 963.3323 | 942.035 | 924.2333 | 966.8447
2033-34 | 1067.0611 | 960.4254 | 711.2392 | 957.2957 | 964.3702 | 915.8415 | 960.4254 | 931.3079 | 914.2181 | 964.4578
2034-35 | 1074.4459 | 962.6704 | 675.7472 | 959.4939 | 966.6962 | 917.6001 | 962.6704 | 924.0229 | 908.7496 | 966.8841
2035-36 | 1081.7911 | 965.1443 | 640.143 | 961.9144 | 969.2473 | 919.5527 | 965.1443 | 916.3945 | 903.6764 | 969.5909
2036-37 | 1088.315 | 966.8376 | 603.4039 | 963.562 | 971.0101 | 920.8619 | 966.8376 | 907.9527 | 897.9143 | 971.4071
2037-38 | 1096.5154 | 970.0913 | 570.136 | 966.748 | 974.335 | 923.4754 | 970.0913 | 901.087 | 894.4703 | 974.7822
2038-39 | 1104.0305 | 971.828 | 534.1044 | 968.4022 | 976.1646 | 924.3661 | 971.828 | 893.7908 | 889.6837 | 976.7479
2039-40 | 1111.4142 | 973.7882 | 498.1715 | 970.2882 | 978.2068 | 925.6095 | 973.7882 | 886.8528 | 884.9693 | 978.8814
2040-41 | 1117.6881 | 973.9815 | 458.8722 | 970.3875 | 978.5043 | 924.8382 | 973.9815 | 878.4087 | 878.7287 | 979.4003
2041-42 | 1125.7562 | 978.2893 | 432.3807 | 974.6352 | 982.8549 | 928.6842 | 978.2893 | 873.9823 | 875.892 | 983.8377
2042-43 | 1133.1107 | 981.1499 | 405.0041 | 977.3901 | 985.8024 | 930.5289 | 981.1499 | 867.687 | 871.7402 | 986.937
2043-44 | 1140.4231 | 984.4592 | 374.3011 | 980.6655 | 989.1387 | 933.6975 | 984.4592 | 864.1837 | 867.8727 | 990.3595
2044-45 | 1146.8769 | 982.7442 | 338.1173 | 978.8521 | 987.5139 | 930.9855 | 982.7442 | 857.1029 | 859.3477 | 989.0679
2045-46 | 1155.0856 | 985.0432 | 317.6322 | 981.0823 | 989.8485 | 932.7279 | 985.0432 | 854.4199 | 854.259 | 991.6473
2046-47 | 1162.3531 | 986.0462 | 295.4162 | 982.0207 | 990.8894 | 933.1496 | 986.0462 | 850.8446 | 848.1494 | 993.0156
2047-48 | 1169.3694 | 988.4227 | 279.9091 | 984.3479 | 993.2845 | 935.1604 | 988.4227 | 848.7359 | 843.3767 | 995.5529
2048-49 | 1175.3374 | 988.3812 | 258.4485 | 984.2213 | 993.3079 | 934.298 | 988.3812 | 844.11 | 836.8254 | 995.9481
2049-50 | 1182.8938 | 992.1146 | 250.1514 | 987.9092 | 997.1752 | 937.5942 | 992.1146 | 843.2755 | 833.5051 | 999.7404
2050-51 | 1189.36 | 994.5314 | 240.65 | 990.2779 | 999.6955 | 939.5373 | 994.5314 | 841.6485 | 829.2838 | 1002.2555
DRAFT

## DSR Bundles
|  | Res | Comm Firm | Ind Firm | Comm Int | Ind Int | NOTES
1 | Reference Scenario | 13 | 14 | 10 | 7 | 10 | Base EE Supply Curve
2 | Electrification Scenario | 18 | 18 | 10 | 18 | 10 | FULL EE Supply Curve
A | Ceiling Price | 15 | 16 | 10 | 8 | 10 | Base EE Supply Curve
B | Floor Price | 12 | 12 | 10 | 5 | 10 | Base EE Supply Curve
C | Limit Emissions CCA | 18 | 18 | 10 | 18 | 10 | Base EE Supply Curve
D | Alt Fuel Location | 13 | 14 | 10 | 7 | 10 | Base EE Supply Curve
E | HHP Policy | 11 | 12 | 10 | 1 | 10 | MAX EE Supply Curve
F | No Growth | 13 | 13 | 10 | 0 | 10 | NG EE Supply Curve
G | High Gas | 14 | 15 | 10 | 8 | 10 | Base EE Supply Curve
| Preferred Portfolio | 13 | 13 | 10 | 0 | 10 | NG EE Supply Curve
DRAFT

## RNG by Scenario
Cost Effective RNG by Scenario and Sensitivity
| Reference | Electrification | A Ceiling Price | B Floor Price | C Limited Emissions | D RNG NA | E HHP Policy | F No Gas Growth | G High Gas
2024-25 | 0 | 2.9178 | 2.9178 | 0 | 2.9178 | 0 | 0 | 0 | 0 |  |  | RmxSmsRNGN1 | RmxSmsRNGN2 | RmxSmsRNGA1 | RmxSmsRNGA2 | RmxStanRNGA3 | RmxAGFRNGA4 | RmxPSERNGO1
2025-26 | 0.82192 | 6.8644 | 6.8644 | 0.82192 | 6.8644 | 0.82192 | 0.82192 | 0.82192 | 2.3644 | 1 | Reference Scenario | [6 empty] | 0
2026-27 | 0.82192 | 7.2959 | 7.2959 | 0.82192 | 7.2959 | 0.82192 | 0.82192 | 0.82192 | 2.3644 | 2 | Electrification Scenario
2027-28 | 0.82192 | 8.4767 | 8.4767 | 0.82192 | 8.4767 | 0.82192 | 0.82192 | 0.82192 | 2.7918 | A | Ceiling Price | 0 | 0 |  |  | 0 |  | 0
2028-29 | 0.82192 | 9.4658 | 9.4658 | 0.82192 | 9.4658 | 0.82192 | 0.82192 | 0.82192 | 3.5068 | B | Floor Price
2029-30 | 1.0959 | 10.2767 | 10.2767 | 1.0959 | 10.2767 | 1.0959 | 1.0959 | 1.0959 | 3.8384 | C | Limit Emissions CCA | 0 | 0 |  |  | 0 |  | 0
2030-31 | 1.0959 | 10.337 | 10.337 | 1.0959 | 10.337 | 1.0959 | 1.0959 | 1.0959 | 3.8986 | D | Alt Fuel Location
2031-32 | 1.0959 | 11.0849 | 11.0849 | 1.0959 | 11.0849 | 1.0959 | 1.0959 | 1.0959 | 3.9616 | E | HHP Policy
2032-33 | 1.0959 | 11.1479 | 11.1479 | 1.0959 | 11.1479 | 1.0959 | 1.0959 | 1.0959 | 4.0247 | F | No Growth
2033-34 | 1.3699 | 11.7589 | 11.7589 | 1.3699 | 11.7589 | 1.3699 | 1.3699 | 1.3699 | 4.3616 | G | High Gas
2034-35 | 1.3699 | 11.8247 | 11.8247 | 1.3699 | 11.8247 | 1.3699 | 1.3699 | 1.3699 | 4.4274
2035-36 | 1.3699 | 12.1671 | 12.1671 | 1.3699 | 12.1671 | 1.3699 | 1.3699 | 1.3699 | 4.4959 |  |  | RmxSmsRNGN1 | RmxSmsRNGN2 | RmxSmsRNGA1 | RmxSmsRNGA2 | RmxStanRNGA3 | RmxAGFRNGA4 | RmxPSERNGO1
2036-37 | 1.3699 | 12.0164 | 12.0164 | 1.3699 | 12.0164 | 1.3699 | 1.3699 | 1.3699 | 4.5644 | 1 | 2024 | 2.9178 | 0 | 8.2192 | 0 | 0 | 21.9178 | 0
2037-38 | 1.6438 | 12.4164 | 12.4164 | 1.6438 | 12.4164 | 1.6438 | 1.6438 | 1.6438 | 4.9096 | 2 | 2025 | 3.4041 | 1.5425 | 8.2192 | 2.7397 | 1.0959 | 21.9178 | 0.82192
2038-39 | 1.6438 | 12.2959 | 12.2959 | 1.6438 | 12.2959 | 1.6438 | 1.6438 | 1.6438 | 4.9808 | 3 | 2026 | 3.8356 | 1.5425 | 8.2192 | 2.7397 | 1.0959 | 21.9178 | 0.82192
2039-40 | 1.6438 | 12.726 | 12.726 | 1.6438 | 12.726 | 1.6438 | 1.6438 | 1.6438 | 5.0548 | 4 | 2027 | 4.1096 | 1.9699 | 8.2192 | 2.7397 | 1.5753 | 21.9178 | 0.82192
2040-41 | 1.6438 | 12.6356 | 12.6356 | 1.6438 | 12.6356 | 31.7808 | 1.6438 | 1.6438 | 5.1288 | 5 | 2028 | 4.3836 | 2.6849 | 8.2192 | 2.7397 | 1.5753 | 21.9178 | 0.82192
2041-42 | 1.9178 | 13.0959 | 13.0959 | 1.9178 | 13.0959 | 34.7945 | 1.9178 | 1.9178 | 5.4795 | 6 | 2029 | 4.3836 | 2.7425 | 8.2192 | 2.7397 | 2.0548 | 21.9178 | 1.0959
2042-43 | 1.9178 | 13.011 | 13.011 | 1.9178 | 13.011 | 34.7945 | 1.9178 | 1.9178 | 5.5589 | 7 | 2030 | 4.3836 | 2.8027 | 8.2192 | 2.7397 | 2.0548 | 21.9178 | 1.0959
2043-44 | 1.9178 | 13.2 | 13.2 | 1.9178 | 13.2 | 34.7945 | 1.9178 | 1.9178 | 5.6384 | 8 | 2031 | 4.3836 | 2.8658 | 8.2192 | 2.7397 | 2.7397 | 21.9178 | 1.0959
2044-45 | 1.9178 | 13.4192 | 13.4192 | 1.9178 | 13.4192 | 34.7945 | 1.9178 | 1.9178 | 5.7205 | 9 | 2032 | 4.3836 | 2.9288 | 8.2192 | 2.7397 | 2.7397 | 21.9178 | 1.0959
2045-46 | 2.1918 | 13.4493 | 13.4493 | 2.1918 | 13.4493 | 35.0685 | 2.1918 | 2.1918 | 5.6137 | 10 | 2033 | 4.3836 | 2.9918 | 8.2192 | 2.7397 | 3.0137 | 21.9178 | 1.3699
2046-47 | 2.1918 | 13.5178 | 13.5178 | 2.1918 | 13.5178 | 35.0685 | 2.1918 | 2.1918 | 5.2712 | 11 | 2034 | 4.3836 | 3.0575 | 8.2192 | 2.7397 | 3.0137 | 21.9178 | 1.3699
2047-48 | 2.1918 | 12.8 | 12.8 | 2.1918 | 12.8 | 35.0685 | 2.1918 | 2.1918 | 4.9644 | 12 | 2035 | 4.3836 | 3.126 | 8.2192 | 2.7397 | 3.2877 | 21.9178 | 1.3699
2048-49 | 2.1918 | 12.9589 | 12.9589 | 2.1918 | 12.9589 | 35.0685 | 2.1918 | 2.1918 | 4.6849 | 13 | 2036 | 4.1644 | 3.1945 | 8.2192 | 2.7397 | 3.2877 | 21.9178 | 1.3699
2049-50 | 2.4658 | 12.6 | 12.6 | 2.4658 | 12.6 | 35.3425 | 2.4658 | 2.4658 | 4.7096 | 14 | 2037 | 3.9452 | 3.2658 | 8.2192 | 2.7397 | 3.5616 | 21.9178 | 1.6438
2050-51 | 2.4658 | 12.8137 | 12.8137 | 2.4658 | 12.8137 | 35.3425 | 2.4658 | 2.4658 | 4.4849 |  | 15 | 2038 | 3.7534 | 3.337 | 8.2192 | 2.7397 | 3.5616 | 21.9178
[11 empty] | 16 | 2039 | 3.5616 | 3.411 | 8.2192 | 2.7397 | 4.1096 | 21.9178 | 1.6438
[11 empty] | 17 | 2040 | 3.3973 | 3.4849 | 8.2192 | 2.7397 | 4.1096 | 21.9178 | 1.6438
[11 empty] | 18 | 2041 | 3.2329 | 3.5616 | 8.2192 | 2.7397 | 4.3836 | 21.9178 | 1.6438
[11 empty] | 19 | 2042 | 3.0685 | 3.6411 | 8.2192 | 2.7397 | 4.3836 | 21.9178 | 1.9178
[11 empty] | 20 | 2043 | 2.9041 | 3.7205 | 8.2192 | 2.7397 | 4.6575 | 21.9178 | 1.9178
[11 empty] | 21 | 2044 | 2.7671 | 3.8027 | 8.2192 | 2.7397 | 4.9315 | 21.9178 | 1.9178
[11 empty] | 22 | 2045 | 2.6301 | 3.4219 | 8.2192 | 2.7397 | 5.2055 | 21.9178 | 1.9178
[11 empty] | 23 | 2046 | 2.4932 | 3.0795 | 8.2192 | 2.7397 | 5.7534 | 21.9178 | 2.1918
[11 empty] | 24 | 2047 | 2.3562 | 2.7726 | 8.2192 | 2.7397 | 5.4795 | 21.9178 | 2.1918
[11 empty] | 25 | 2048 | 2.2466 | 2.4932 | 8.2192 | 2.7397 | 6.0274 | 21.9178 | 2.1918
[11 empty] | 26 | 2049 | 2.137 | 2.2438 | 8.2192 | 2.7397 | 5.7534 | 21.9178 | 2.1918
[11 empty] | 27 | 2050 | 2.0274 | 2.0192 | 8.2192 | 2.7397 | 6.3014 | 21.9178 | 2.4658
2.4658
[13 empty] | 1 | 2 | 3 | 4 | 5 | 6
[12 empty] | Daily MDQ | RNG-physical N-1 (Daily MDQ) | RNG-physical N-2 (Daily MDQ) | RNG Attribute-1 (Daily MDQ) | RNG Attribute-2 (Daily MDQ) | RNG Attribute-3 (Daily MDQ) | RNG Attribute-4 (Daily MDQ) | 7
[11 empty] | 2024-01-01 | 2024 | 2.9178 | 0 | 8.2192 | 0 | 0 | 21.9178 | RNG- physical O-1 (Daily MDQ)
[11 empty] | 2024-02-01 | 2024 | [6 empty] | 0
[11 empty] | 2024-03-01 | 2024
[11 empty] | 2024-04-01 | 2024
[11 empty] | 2024-05-01 | 2024
[11 empty] | 2024-06-01 | 2024
[11 empty] | 2024-07-01 | 2024
[11 empty] | 2024-08-01 | 2024
[11 empty] | 2024-09-01 | 2024
[11 empty] | 2024-10-01 | 2024
[11 empty] | 2024-11-01 | 2024
[11 empty] | 2024-12-01 | 2024
[11 empty] | 2025-01-01 | 2025 | 3.4041 | 1.5425 | 8.2192 | 2.7397 | 1.0959 | 21.9178
[11 empty] | 2025-02-01 | 2025 | [6 empty] | 0.82192
[11 empty] | 2025-03-01 | 2025
[11 empty] | 2025-04-01 | 2025
[11 empty] | 2025-05-01 | 2025
[11 empty] | 2025-06-01 | 2025
[11 empty] | 2025-07-01 | 2025
[11 empty] | 2025-08-01 | 2025
[11 empty] | 2025-09-01 | 2025
[11 empty] | 2025-10-01 | 2025
[11 empty] | 2025-11-01 | 2025
[11 empty] | 2025-12-01 | 2025
[11 empty] | 2026-01-01 | 2026 | 3.8356 | 1.5425 | 8.2192 | 2.7397 | 1.0959 | 21.9178
[11 empty] | 2026-02-01 | 2026 | [6 empty] | 0.82192
[11 empty] | 2026-03-01 | 2026
[11 empty] | 2026-04-01 | 2026
[11 empty] | 2026-05-01 | 2026
[11 empty] | 2026-06-01 | 2026
[11 empty] | 2026-07-01 | 2026
[11 empty] | 2026-08-01 | 2026
[11 empty] | 2026-09-01 | 2026
[11 empty] | 2026-10-01 | 2026
[11 empty] | 2026-11-01 | 2026
[11 empty] | 2026-12-01 | 2026
[11 empty] | 2027-01-01 | 2027 | 4.1096 | 1.9699 | 8.2192 | 2.7397 | 1.5753 | 21.9178
[11 empty] | 2027-02-01 | 2027 | [6 empty] | 0.82192
[11 empty] | 2027-03-01 | 2027
[11 empty] | 2027-04-01 | 2027
[11 empty] | 2027-05-01 | 2027
[11 empty] | 2027-06-01 | 2027
[11 empty] | 2027-07-01 | 2027
[11 empty] | 2027-08-01 | 2027
[11 empty] | 2027-09-01 | 2027
[11 empty] | 2027-10-01 | 2027
[11 empty] | 2027-11-01 | 2027
[11 empty] | 2027-12-01 | 2027
[11 empty] | 2028-01-01 | 2028 | 4.3836 | 2.6849 | 8.2192 | 2.7397 | 1.5753 | 21.9178
[11 empty] | 2028-02-01 | 2028 | [6 empty] | 0.82192
[11 empty] | 2028-03-01 | 2028
[11 empty] | 2028-04-01 | 2028
[11 empty] | 2028-05-01 | 2028
[11 empty] | 2028-06-01 | 2028
[11 empty] | 2028-07-01 | 2028
[11 empty] | 2028-08-01 | 2028
[11 empty] | 2028-09-01 | 2028
[11 empty] | 2028-10-01 | 2028
[11 empty] | 2028-11-01 | 2028
[11 empty] | 2028-12-01 | 2028
[11 empty] | 2029-01-01 | 2029 | 4.3836 | 2.7425 | 8.2192 | 2.7397 | 2.0548 | 21.9178
[11 empty] | 2029-02-01 | 2029 | [6 empty] | 1.0959
[11 empty] | 2029-03-01 | 2029
[11 empty] | 2029-04-01 | 2029
[11 empty] | 2029-05-01 | 2029
[11 empty] | 2029-06-01 | 2029
[11 empty] | 2029-07-01 | 2029
[11 empty] | 2029-08-01 | 2029
[11 empty] | 2029-09-01 | 2029
[11 empty] | 2029-10-01 | 2029
[11 empty] | 2029-11-01 | 2029
[11 empty] | 2029-12-01 | 2029
[11 empty] | 2030-01-01 | 2030 | 4.3836 | 2.8027 | 8.2192 | 2.7397 | 2.0548 | 21.9178
[11 empty] | 2030-02-01 | 2030 | [6 empty] | 1.0959
[11 empty] | 2030-03-01 | 2030
[11 empty] | 2030-04-01 | 2030
[11 empty] | 2030-05-01 | 2030
[11 empty] | 2030-06-01 | 2030
[11 empty] | 2030-07-01 | 2030
[11 empty] | 2030-08-01 | 2030
[11 empty] | 2030-09-01 | 2030
[11 empty] | 2030-10-01 | 2030
[11 empty] | 2030-11-01 | 2030
[11 empty] | 2030-12-01 | 2030
[11 empty] | 2031-01-01 | 2031 | 4.3836 | 2.8658 | 8.2192 | 2.7397 | 2.7397 | 21.9178
[11 empty] | 2031-02-01 | 2031 | [6 empty] | 1.0959
[11 empty] | 2031-03-01 | 2031
[11 empty] | 2031-04-01 | 2031
[11 empty] | 2031-05-01 | 2031
[11 empty] | 2031-06-01 | 2031
[11 empty] | 2031-07-01 | 2031
[11 empty] | 2031-08-01 | 2031
[11 empty] | 2031-09-01 | 2031
[11 empty] | 2031-10-01 | 2031
[11 empty] | 2031-11-01 | 2031
[11 empty] | 2031-12-01 | 2031
[11 empty] | 2032-01-01 | 2032 | 4.3836 | 2.9288 | 8.2192 | 2.7397 | 2.7397 | 21.9178
[11 empty] | 2032-02-01 | 2032 | [6 empty] | 1.0959
[11 empty] | 2032-03-01 | 2032
[11 empty] | 2032-04-01 | 2032
[11 empty] | 2032-05-01 | 2032
[11 empty] | 2032-06-01 | 2032
[11 empty] | 2032-07-01 | 2032
[11 empty] | 2032-08-01 | 2032
[11 empty] | 2032-09-01 | 2032
[11 empty] | 2032-10-01 | 2032
[11 empty] | 2032-11-01 | 2032
[11 empty] | 2032-12-01 | 2032
[11 empty] | 2033-01-01 | 2033 | 4.3836 | 2.9918 | 8.2192 | 2.7397 | 3.0137 | 21.9178
[11 empty] | 2033-02-01 | 2033 | [6 empty] | 1.3699
[11 empty] | 2033-03-01 | 2033
[11 empty] | 2033-04-01 | 2033
[11 empty] | 2033-05-01 | 2033
[11 empty] | 2033-06-01 | 2033
[11 empty] | 2033-07-01 | 2033
[11 empty] | 2033-08-01 | 2033
[11 empty] | 2033-09-01 | 2033
[11 empty] | 2033-10-01 | 2033
[11 empty] | 2033-11-01 | 2033
[11 empty] | 2033-12-01 | 2033
[11 empty] | 2034-01-01 | 2034 | 4.3836 | 3.0575 | 8.2192 | 2.7397 | 3.0137 | 21.9178
[11 empty] | 2034-02-01 | 2034 | [6 empty] | 1.3699
[11 empty] | 2034-03-01 | 2034
[11 empty] | 2034-04-01 | 2034
[11 empty] | 2034-05-01 | 2034
[11 empty] | 2034-06-01 | 2034
[11 empty] | 2034-07-01 | 2034
[11 empty] | 2034-08-01 | 2034
[11 empty] | 2034-09-01 | 2034
[11 empty] | 2034-10-01 | 2034
[11 empty] | 2034-11-01 | 2034
[11 empty] | 2034-12-01 | 2034
[11 empty] | 2035-01-01 | 2035 | 4.3836 | 3.126 | 8.2192 | 2.7397 | 3.2877 | 21.9178
[11 empty] | 2035-02-01 | 2035 | [6 empty] | 1.3699
[11 empty] | 2035-03-01 | 2035
[11 empty] | 2035-04-01 | 2035
[11 empty] | 2035-05-01 | 2035
[11 empty] | 2035-06-01 | 2035
[11 empty] | 2035-07-01 | 2035
[11 empty] | 2035-08-01 | 2035
[11 empty] | 2035-09-01 | 2035
[11 empty] | 2035-10-01 | 2035
[11 empty] | 2035-11-01 | 2035
[11 empty] | 2035-12-01 | 2035
[11 empty] | 2036-01-01 | 2036 | 4.1644 | 3.1945 | 8.2192 | 2.7397 | 3.2877 | 21.9178
[11 empty] | 2036-02-01 | 2036 | [6 empty] | 1.3699
[11 empty] | 2036-03-01 | 2036
[11 empty] | 2036-04-01 | 2036
[11 empty] | 2036-05-01 | 2036
[11 empty] | 2036-06-01 | 2036
[11 empty] | 2036-07-01 | 2036
[11 empty] | 2036-08-01 | 2036
[11 empty] | 2036-09-01 | 2036
[11 empty] | 2036-10-01 | 2036
[11 empty] | 2036-11-01 | 2036
[11 empty] | 2036-12-01 | 2036
[11 empty] | 2037-01-01 | 2037 | 3.9452 | 3.2658 | 8.2192 | 2.7397 | 3.5616 | 21.9178
[11 empty] | 2037-02-01 | 2037 | [6 empty] | 1.6438
[11 empty] | 2037-03-01 | 2037
[11 empty] | 2037-04-01 | 2037
[11 empty] | 2037-05-01 | 2037
[11 empty] | 2037-06-01 | 2037
[11 empty] | 2037-07-01 | 2037
[11 empty] | 2037-08-01 | 2037
[11 empty] | 2037-09-01 | 2037
[11 empty] | 2037-10-01 | 2037
[11 empty] | 2037-11-01 | 2037
[11 empty] | 2037-12-01 | 2037
[11 empty] | 2038-01-01 | 2038 | 3.7534 | 3.337 | 8.2192 | 2.7397 | 3.5616 | 21.9178
[11 empty] | 2038-02-01 | 2038 | [6 empty] | 1.6438
[11 empty] | 2038-03-01 | 2038
[11 empty] | 2038-04-01 | 2038
[11 empty] | 2038-05-01 | 2038
[11 empty] | 2038-06-01 | 2038
[11 empty] | 2038-07-01 | 2038
[11 empty] | 2038-08-01 | 2038
[11 empty] | 2038-09-01 | 2038
[11 empty] | 2038-10-01 | 2038
[11 empty] | 2038-11-01 | 2038
[11 empty] | 2038-12-01 | 2038
[11 empty] | 2039-01-01 | 2039 | 3.5616 | 3.411 | 8.2192 | 2.7397 | 4.1096 | 21.9178
[11 empty] | 2039-02-01 | 2039 | [6 empty] | 1.6438
[11 empty] | 2039-03-01 | 2039
[11 empty] | 2039-04-01 | 2039
[11 empty] | 2039-05-01 | 2039
[11 empty] | 2039-06-01 | 2039
[11 empty] | 2039-07-01 | 2039
[11 empty] | 2039-08-01 | 2039
[11 empty] | 2039-09-01 | 2039
[11 empty] | 2039-10-01 | 2039
[11 empty] | 2039-11-01 | 2039
[11 empty] | 2039-12-01 | 2039
[11 empty] | 2040-01-01 | 2040 | 3.3973 | 3.4849 | 8.2192 | 2.7397 | 4.1096 | 21.9178
[11 empty] | 2040-02-01 | 2040 | [6 empty] | 1.6438
[11 empty] | 2040-03-01 | 2040
[11 empty] | 2040-04-01 | 2040
[11 empty] | 2040-05-01 | 2040
[11 empty] | 2040-06-01 | 2040
[11 empty] | 2040-07-01 | 2040
[11 empty] | 2040-08-01 | 2040
[11 empty] | 2040-09-01 | 2040
[11 empty] | 2040-10-01 | 2040
[11 empty] | 2040-11-01 | 2040
[11 empty] | 2040-12-01 | 2040
[11 empty] | 2041-01-01 | 2041 | 3.2329 | 3.5616 | 8.2192 | 2.7397 | 4.3836 | 21.9178
[11 empty] | 2041-02-01 | 2041 | [6 empty] | 1.9178
[11 empty] | 2041-03-01 | 2041
[11 empty] | 2041-04-01 | 2041
[11 empty] | 2041-05-01 | 2041
[11 empty] | 2041-06-01 | 2041
[11 empty] | 2041-07-01 | 2041
[11 empty] | 2041-08-01 | 2041
[11 empty] | 2041-09-01 | 2041
[11 empty] | 2041-10-01 | 2041
[11 empty] | 2041-11-01 | 2041
[11 empty] | 2041-12-01 | 2041
[11 empty] | 2042-01-01 | 2042 | 3.0685 | 3.6411 | 8.2192 | 2.7397 | 4.3836 | 21.9178
[11 empty] | 2042-02-01 | 2042 | [6 empty] | 1.9178
[11 empty] | 2042-03-01 | 2042
[11 empty] | 2042-04-01 | 2042
[11 empty] | 2042-05-01 | 2042
[11 empty] | 2042-06-01 | 2042
[11 empty] | 2042-07-01 | 2042
[11 empty] | 2042-08-01 | 2042
[11 empty] | 2042-09-01 | 2042
[11 empty] | 2042-10-01 | 2042
[11 empty] | 2042-11-01 | 2042
[11 empty] | 2042-12-01 | 2042
[11 empty] | 2043-01-01 | 2043 | 2.9041 | 3.7205 | 8.2192 | 2.7397 | 4.6575 | 21.9178
[11 empty] | 2043-02-01 | 2043 | [6 empty] | 1.9178
[11 empty] | 2043-03-01 | 2043
[11 empty] | 2043-04-01 | 2043
[11 empty] | 2043-05-01 | 2043
[11 empty] | 2043-06-01 | 2043
[11 empty] | 2043-07-01 | 2043
[11 empty] | 2043-08-01 | 2043
[11 empty] | 2043-09-01 | 2043
[11 empty] | 2043-10-01 | 2043
[11 empty] | 2043-11-01 | 2043
[11 empty] | 2043-12-01 | 2043
[11 empty] | 2044-01-01 | 2044 | 2.7671 | 3.8027 | 8.2192 | 2.7397 | 4.9315 | 21.9178
[11 empty] | 2044-02-01 | 2044 | [6 empty] | 1.9178
[11 empty] | 2044-03-01 | 2044
[11 empty] | 2044-04-01 | 2044
[11 empty] | 2044-05-01 | 2044
[11 empty] | 2044-06-01 | 2044
[11 empty] | 2044-07-01 | 2044
[11 empty] | 2044-08-01 | 2044
[11 empty] | 2044-09-01 | 2044
[11 empty] | 2044-10-01 | 2044
[11 empty] | 2044-11-01 | 2044
[11 empty] | 2044-12-01 | 2044
[11 empty] | 2045-01-01 | 2045 | 2.6301 | 3.4219 | 8.2192 | 2.7397 | 5.2055 | 21.9178
[11 empty] | 2045-02-01 | 2045 | [6 empty] | 2.1918
[11 empty] | 2045-03-01 | 2045
[11 empty] | 2045-04-01 | 2045
[11 empty] | 2045-05-01 | 2045
[11 empty] | 2045-06-01 | 2045
[11 empty] | 2045-07-01 | 2045
[11 empty] | 2045-08-01 | 2045
[11 empty] | 2045-09-01 | 2045
[11 empty] | 2045-10-01 | 2045
[11 empty] | 2045-11-01 | 2045
[11 empty] | 2045-12-01 | 2045
[11 empty] | 2046-01-01 | 2046 | 2.4932 | 3.0795 | 8.2192 | 2.7397 | 5.7534 | 21.9178
[11 empty] | 2046-02-01 | 2046 | [6 empty] | 2.1918
[11 empty] | 2046-03-01 | 2046
[11 empty] | 2046-04-01 | 2046
[11 empty] | 2046-05-01 | 2046
[11 empty] | 2046-06-01 | 2046
[11 empty] | 2046-07-01 | 2046
[11 empty] | 2046-08-01 | 2046
[11 empty] | 2046-09-01 | 2046
[11 empty] | 2046-10-01 | 2046
[11 empty] | 2046-11-01 | 2046
[11 empty] | 2046-12-01 | 2046
[11 empty] | 2047-01-01 | 2047 | 2.3562 | 2.7726 | 8.2192 | 2.7397 | 5.4795 | 21.9178
[11 empty] | 2047-02-01 | 2047 | [6 empty] | 2.1918
[11 empty] | 2047-03-01 | 2047
[11 empty] | 2047-04-01 | 2047
[11 empty] | 2047-05-01 | 2047
[11 empty] | 2047-06-01 | 2047
[11 empty] | 2047-07-01 | 2047
[11 empty] | 2047-08-01 | 2047
[11 empty] | 2047-09-01 | 2047
[11 empty] | 2047-10-01 | 2047
[11 empty] | 2047-11-01 | 2047
[11 empty] | 2047-12-01 | 2047
[11 empty] | 2048-01-01 | 2048 | 2.2466 | 2.4932 | 8.2192 | 2.7397 | 6.0274 | 21.9178
[11 empty] | 2048-02-01 | 2048 | [6 empty] | 2.1918
[11 empty] | 2048-03-01 | 2048
[11 empty] | 2048-04-01 | 2048
[11 empty] | 2048-05-01 | 2048
[11 empty] | 2048-06-01 | 2048
[11 empty] | 2048-07-01 | 2048
[11 empty] | 2048-08-01 | 2048
[11 empty] | 2048-09-01 | 2048
[11 empty] | 2048-10-01 | 2048
[11 empty] | 2048-11-01 | 2048
[11 empty] | 2048-12-01 | 2048
[11 empty] | 2049-01-01 | 2049 | 2.137 | 2.2438 | 8.2192 | 2.7397 | 5.7534 | 21.9178
[11 empty] | 2049-02-01 | 2049 | [6 empty] | 2.4658
[11 empty] | 2049-03-01 | 2049
[11 empty] | 2049-04-01 | 2049
[11 empty] | 2049-05-01 | 2049
[11 empty] | 2049-06-01 | 2049
[11 empty] | 2049-07-01 | 2049
[11 empty] | 2049-08-01 | 2049
[11 empty] | 2049-09-01 | 2049
[11 empty] | 2049-10-01 | 2049
[11 empty] | 2049-11-01 | 2049
[11 empty] | 2049-12-01 | 2049
[11 empty] | 2050-01-01 | 2050 | 2.0274 | 2.0192 | 8.2192 | 2.7397 | 6.3014 | 21.9178
[11 empty] | 2050-02-01 | 2050 | [6 empty] | 2.4658
[11 empty] | 2050-03-01 | 2050
[11 empty] | 2050-04-01 | 2050
[11 empty] | 2050-05-01 | 2050
[11 empty] | 2050-06-01 | 2050
[11 empty] | 2050-07-01 | 2050
[11 empty] | 2050-08-01 | 2050
[11 empty] | 2050-09-01 | 2050
[11 empty] | 2050-10-01 | 2050
[11 empty] | 2050-11-01 | 2050
[11 empty] | 2050-12-01 | 2050
DRAFT