## Sch 1
Puget Sound Energy
Scheduling, System Control and Dispatch Service
Schedule 1
Line | Description | FERC Form 1 page #/ Ref. | Amount
1 | (561.0) Load Dispatching | pg. 321.84b | 0
2 | (561.1) Load Dispatch-Reliability | pg. 321.85b | 80269
3 | (561.2) Load Dispatch-Monitor and Operate Transmission System | pg. 321.86b | 2580840
4 | (561.3) Load Dispatch-Transmission Service and Scheduling | pg. 321.87b | 1905865
5 | (561.4) Scheduling, System Control and Dispatch Services | pg. 321.88b | 0
6 | (561.5) Reliability, Planning and Standards Development | pg. 321.89b | 2333552
7 | Total 561 Costs for Schedule 1 Annual Revenue Requirement | (sum of Ln 1 through Ln 6) | 6900526
8 | Schedule 1 Annual Revenue Requirement | (Ln 7) | 6900526
9 | Prior Year True Up | Attachment 6 of OATT Attachment H-1 | 1570238.6832
10 | Schedule 1 Annual Revenue Requirement | (ln 8 + Ln 9) | 8470764.6832
Schedule 1 - Rate Calculations:
11 | Average 12-Month Demand - Current Year (kW) | Divisor | 4343348.737
12 | Rate in $/kW - Yearly | (Ln 8/Ln 11) | 1.5888
13 | Rate in $/kW - Monthly | ((Ln 8/Ln 11)/12) | 0.1324
14 | Rate in $/kW - Weekly | ((Ln 8/Ln 11)/52) | 0.030553
13 | Rate in $/kW - Daily On-Peak | (Ln 12/6) | 0.0050922
14 | Rate in $/kW - Daily Off-Peak | (Ln 12/7) | 0.0043647
15 | Rate in $/MW - Hourly On-Peak | ((Ln 13/16) * 1000) | 0.31826
16 | Rate in $/MW - Hourly Off-Peak | ((Ln 14/24) * 1000) | 0.18186
Notes:
1 | Projected ARR is based on prior year FERC Form 1 data (lines 1-6 for the prior year) becomes effective with the projected 2012 rate.
2 | Prior year True-up Adjustment is calculated on Attachment 6 as well as the related interest on prior year true-up.

## ATT H-1
ATTACHMENT H
Puget Sound Energy |  |  |  |  | FERC Form 1 Page # or Instruction | Total Transmission |  | WA Area | Colstrip | Southern Intertie
Formula Rate -- Attachment H-1 |  |  |  | Notes |  | 2025
Shaded cells are input cells
Allocators
Wages & Salary Allocation Factor
1 |  | Transmission Wages Expense |  |  | p354.21.b | 10592938 |  | 10592938 | 0 | 0
2 |  | Total Wages Expense |  |  | p354.28b | 157303714 |  | 157303714 | 0 | 0
3 |  | Less A&G Wages Expense |  |  | p354.27b | 45240547 |  | 45240547 | 0.01 | 0.01
4 |  | Total |  |  | (Line 2 - 3) | 112063167 |  | 112063167 | -0.01 | -0.01
5 | Wages & Salary Allocator |  |  |  | (Line 1 / 4) | 9.453% |  | 9.453% | 0% | 0%
Plant Allocation Factors
6 |  | Electric Plant in Service |  | (Note B) | Attachment 5 | 14319898952.3846 |  | 14319898952.3846 | 14319898952.3846 | 14319898952.3846
7 |  | Total Plant In Service |  |  | (Sum Line 6) | 14319898952.3846 |  | 14319898952.3846 | 14319898952.3846 | 14319898952.3846
8 |  | Accumulated Depreciation (Total Electric Plant) |  |  | Attachment 5 | 5907654363.0215 |  | 5907654363.0215 | 5907654363.0215 | 5907654363.0215
9 |  | Total Accumulated Depreciation |  |  | (Line 8) | 5907654363.0215 |  | 5907654363.0215 | 5907654363.0215 | 5907654363.0215
10 |  | Net Plant |  |  | (Line 7 - 9) | 8412244589.3631 |  | 8412244589.3631 | 8412244589.3631 | 8412244589.3631
11 |  | Transmission Gross Plant |  |  | (Line 25) | 2542248615.77 |  | 2338350138.0777 | 99258153.8462 | 95013153.8462
12 | Gross Plant Allocator |  |  |  | (Line 11 / 7) | 17.75% |  | 16.33% | 0.6931% | 0.6635%
13 |  | Transmission Net Plant |  |  | (Line 37-44) | 1721377933.8869 |  | 1660693395.4253 | 19892923.0769 | 40791615.3846
14 | Net Plant Allocator |  |  |  | (Line 13 / 10) | 20.46% |  | 19.74% | 0.2365% | 0.4849%
Plant Calculations
Plant In Service (Note O)
15 |  | Transmission Plant In Service |  | (Note B) | Attachment 5 | 2348590615.3846 |  | 2154319307.6923 | 99258153.8462 | 95013153.8462
16 |  | New Transmission Plant Additions for Current Calendar Year (weighted by months in service) |  |  | Attachment 6 | 47258489.3524 |  | 47258489.3524 | 0 | 0
17 |  | Total Transmission Plant In Service |  |  | (Line 15 + 16) | 2395849104.737 |  | 2201577797.0447 | 99258153.8462 | 95013153.8462
18 |  | Common Plant |  |  | Attachment 5 | 721129932.2889 |  | 721129932.2889 | 721129932.2889 | 721129932.2889
19 |  | ASCM Allocation |  |  |  | 11.21% |  | 11.21%
20 |  | Common Plant Allocated to Transmission |  |  |  | 80812337.1571 |  | 80812337.1571 | 0 | 0
21 |  | General & Intangible |  |  | Attachment 5 | 693849659 |  | 693849659 | 693849659 | 693849659
22 |  | Total General |  |  | (Line21) | 693849659 |  | 693849659 | 693849659 | 693849659
23 |  | Wage & Salary Allocation Factor |  |  | (Line 5) | 9.453% |  | 9.453% | 0% | 0%
24 |  | General Plant Allocated to Transmission |  |  | (Line + (22 * 23)) | 65587173.8759 |  | 65587173.8759 | 0 | 0
25 | TOTAL Plant In Service |  |  |  | (Line 17 + 20 + 24) | 2542248615.77 |  | 2347977308.0777 | 99258153.8462 | 95013153.8462
Accumulated Depreciation
26 |  | Transmission Accumulated Depreciation |  | (Note B) | Attachment 5 | 749454373.0215 |  | 615867603.7908 | 79365230.7692 | 54221538.4615
27 |  | Total Transmission Accumulated Depreciation |  |  | (Line 26) | 749454373.0215 |  | 615867603.7908 | 79365230.7692 | 54221538.4615
28 |  | Accumulated Common Plant |  |  | Attachment 5 | 294490604.1309 |  | 294490604.1309
29 |  | ASCM Allocation |  |  |  | 11.7% |  | 11.7%
30 |  | Common Plant Allocated to Transmission |  |  |  | 34440698.4282 |  | 34440698.4282
31 |  | Accumulated General Depreciation |  |  | Attachment 5 | 250412291 |  | 250412291 | 250412291 | 250412291
32 |  | Accumulated Intangible Depreciation |  |  | Attachment 5 | 38908089 |  | 38908089 | 38908089 | 38908089
33 |  | Total Accumulated Depreciation |  |  | (Sum Lines 31 to 32) | 289320380 |  | 289320380 | 289320380 | 289320380
34 |  | Wage & Salary Allocation Factor |  |  | (Line 5) | 9.453% |  | 9.453% | 0% | 0%
35 |  | General Allocated to Transmission |  |  | (Line 33 * 34) | 27348440.4334 |  | 27348440.4334 | 0 | 0
36 | TOTAL Accumulated Depreciation |  |  |  | (Line 27 + 35) | 811243511.8831 |  | 677656742.6524 | 79365230.7692 | 54221538.4615
37 | TOTAL Net Property, Plant & Equipment |  |  |  | (Line 25 - 36) | 1731005103.8869 |  | 1670320565.4253 | 19892923.0769 | 40791615.3846
Adjustment To Rate Base
Accumulated Deferred Income Taxes
38 |  | ADIT net of FASB 106 and 109 |  |  | Attachment 1 | -201441786.022 |  | -201441786.022
39 |  | Accumulated Deferred Income Taxes Allocated To Transmission |  |  | (Line 38) | -201441786.022 |  | -201441786.022 | 0 | 0
40 | Accumulated Deferred Income Taxes |  | Enter Negative | (Notes A & I) | Attachment 1 | 0 |  | 0 | 0 | 0
Transmission O&M Reserves
41 |  | Total Balance Transmission Related Account 242 Reserves |  | Enter Negative | Attachment 5 | -3056806.5298 |  | -3056806.5298 | 0 | 0
Prepayments
42 |  | Prepayments |  | (Note A) | Attachment 5 | 5549800.8986 |  | 5549800.8986
43 |  | Total Prepayments Allocated to Transmission |  |  | (Line 42) | 5549800.8986 |  | 5549800.8986 | 0 | 0
44 | Land Held for Future Use |  |  | (Note C) | Attachment 5 | 9627170 |  | 9627170 | 0 | 0
45 | Gains on sales of land |  |  |  |  | 0 |  | 0
46 | Losses on sales of land |  |  |  |  | 0 |  | 0
Materials and Supplies
47 |  | Undistributed Stores Exp |  | (Note A) | Attachment 5 | 85244.2938 |  | 85244.2938 | 85244.2938 | 85244.2938
48 |  | Wage & Salary Allocation Factor |  |  | (Line 5) | 9.453% |  | 9.453%
49 |  | Total Transmission Allocated |  |  | (Line 47 * 48) | 8057.844 |  | 8057.844 | 0 | 0
50 |  | Transmission Materials & Supplies |  |  | Attachment 5 | 1605217.7091 |  | 1605217.7091 | 0 | 0
51 |  | Total Materials & Supplies Allocated to Transmission |  |  | (Line 49 + 50) | 1613275.5531 |  | 1613275.5531 | 0 | 0
Cash Working Capital
52 |  | Operation & Maintenance Expense |  |  | (Line 82) | 45479010.0935 |  | 41179617.8778 | 0 | 0
53 |  | Cash Working Capital Allowance |  | (Note H) |  | 0 | 0 | 0 | 0 | 0
54 |  | Total Cash Working Capital Allocated to Transmission |  |  | (Line 52 * 53) | 0 |  | 0 | 0 | 0
Network Credits
55 |  | Outstanding Network Credits |  | (Note N) | Attachment 5 | 0 |  | 0 | 0 | 0
56 |  | Less Accumulated Depreciation Associated with Facilities with Outstanding Network Credits |  | (Note N) | Attachment 5 | 0 |  | 0 | 0 | 0
57 |  | Net Outstanding Credits |  |  | (Line 55 - 56) | 0 |  | 0 | 0 | 0
58 | TOTAL Adjustment to Rate Base |  |  |  | (Line 39 + 40 + 41 + 43 + 44 + 45 + 46 + 51 + 54 - 57 ) | -187708346.1001 |  | -187708346.1001 | 0 | 0
59 | Rate Base |  |  |  | (Line 37 + 58) | 1543296757.7868 |  | 1482612219.3253 | 19892923.0769 | 40791615.3846
[8 empty] | 96.07% | 1.289% | 2.643%
O&M
Transmission O&M
60 |  | Transmission O&M |  |  | p321.112.b | 226702410 |  | 218509978 | 6375225 | 1817207
61 |  | Transmission Storm O&M Deferred to 182.1 |  |  | workpaper | 0 |  | 0
62 |  | Less Account 561.0 to 561.5 |  |  | Sch 1 | 8470764.6832 |  | 8470764.6832
63 |  | Less Account 565 |  | Direct Assigned | Attachment 5 | 194586366.77 |  | 189518081.77 | 5068285 | 0
64 |  | Transmission O&M |  |  | (Line 60 - 63) | 23645278.5468 |  | 20521131.5468 | 1306940 | 1817207
Allocated General Expenses
65 |  | Total A&G |  |  | p323.197.b | 195671737
66 |  | Less Post Retirement Benefits Other Than Pensions (PBOP) Adjustment |  |  | Attachment 5 | 102343
67 |  | Less Property Insurance Account 924 |  |  | p323.185b | 7191327
68 |  | Less Regulatory Commission Exp Account 928 |  | (Note E) | p323.189b | 22409860
69 |  | Less General Advertising Exp Account 930.1 |  |  | p323.191b | 179274
70 |  | Less EPRI Dues |  | (Note D) | p352-353 | 0
71 |  | General Expenses |  |  | (Line 65) - Sum (66 to 70) | 165788933 |  | 165788933 | 165788933 | 165788933
72 |  | Wage & Salary Allocation Factor |  |  | (Line 5) | 9.453% |  | 9.453%
73 |  | General Expenses Allocated to Transmission |  |  | (Line 71 * 72) | 15671446.1617 |  | 15671446.1617 | 0 | 0
Directly Assigned A&G
74 |  | Regulatory Commission Exp Account 928 |  | (Note G) | Attachment 5 | 4690740.9616 |  | 3515495.746 | 603810.5585 | 571434.6572
75 |  | General Advertising Exp Account 930.1 |  | (Note K) | Attachment 5 | 0 |  | 0 | 0 | 0
76 |  | Subtotal - Transmission Related |  |  | (Line 74 + 75) | 4690740.9616 |  | 3515495.746 | 603810.5585 | 571434.6572
77 |  | Property Insurance Account 924 |  | (Note F) | (Line 67) | 7191327 |  | 7191327
78 |  | General Advertising Exp Account 930.1 |  |  | Attachment 5 | 0 |  | 0
79 |  | Total |  |  | (Line 77 + 78) | 7191327 |  | 7191327
80 |  | Net Plant Allocation Factor |  |  | (Line 14) | 20.46% |  | 20.46%
81 |  | A&G Directly Assigned to Transmission |  | (Note S) | (Line 79 * 80) | 1471544.4233 |  | 1471544.4233 | 0 | 0
82 |  | Total Transmission O&M |  |  | (Line 64 + 73 + 76 + 81) | 45479010.0935 |  | 41179617.8778 | 1910750.5585 | 2388641.6572
Depreciation & Amortization Expense
Depreciation Expense (Note P)
83 |  | Transmission Depreciation Expense |  |  | p336.7f | 51406705 |  | 48299615 | 1482832 | 1624258
84 |  | Total Transmission Depreciation Expense |  |  | (Line 83) | 51406705 |  | 48299615 | 1482832 | 1624258
84 |  | Common Plant Electric Depreciation |  |  | p336.11f | 68444030 |  | 68444030
85 |  | ASCM Allocation |  |  |  | 17.44% |  | 17.44%
86 |  | Common Plant Depreciation Allocated to Transmission |  |  |  | 11934212.3793 |  | 11934212.3793
87 |  | General Depreciation |  |  | p336.10f | 37517703
88 |  | Intangible Amortization |  | (Note A) | p336.1f | 2705229
89 |  | Total |  |  | (Line 87 + 88) | 40222932 |  | 40222932 | 40222932 | 40222932
90 |  | Wage & Salary Allocation Factor |  |  | (Line 5) | 9.453% |  | 9.453%
91 |  | General Depreciation Allocated to Transmission |  |  | (Line 89 * 90+86) | 15736345.0181 |  | 15736345.0181 | 0 | 0
92 | Total Transmission Depreciation & Amortization |  |  |  | (Line 84 + 91) | 67143050.0181 |  | 64035960.0181 | 1482832 | 1624258
Taxes Other than Income
93 | Taxes Other than Income - Transmission |  |  |  | Attachment 2 | 8274956.5419 |  | 6417187.5419 | 1313668 | 544101
94 | Total Taxes Other than Income |  |  |  | (Line 93) | 8274956.5419 |  | 6417187.5419 | 1313668 | 544101
Return / Capitalization Calculations
Long Term Debt
95 |  | Acc 221 Bonds | Wksht 6 |  |  | 6176398461.5385
96 |  | Less Acc 222 Reacq'd Bonds | Wksht 6 |  |  | 0
97 |  | Acc 223 LT Advances from Assoc Cos. | Wksht 6 |  |  | 0
98 |  | Acc 224 Other LT Debt | Wksht 6 |  |  | 0
99 |  | Gross Proceeds Outstanding LT Debt | (Sum Ln 95 through 98 |  |  | 6176398461.5385
100 |  | Less Acc 226 Unamort Discount | Wksht 6 |  | (Note R) | -24544981.5615
101 |  | Less Acc 181 Unamort Debt Expense | Wksht 6 |  | (Note R) | 19318157.7615
102 |  | Less Acc 189 Unamort Loss on Reacqd Debt | Wksht 6 |  | (Note R) | 24148644.5785
103 |  | Plus Acc 225 Unamort Premium | Wksht 6 |  | (Note R) | 0
104 |  | Plus Acc 257 Unamort Gain on Reacqd Debt | Wksht 6 |  | (Note R) | 0
105 |  | Net Proceeds Long Term Debt | (Sum Ln 100 through 104 |  |  | 6195320282.3169
Long Term Debt Cost
106 |  | Acc 427 and Acc 430 Interest Expense | Wksht 6 |  | (Note R) | 312997191.64
107 |  | Acc 428 Amort Debt Discount and Expense | Wksht 6 |  | (Note R) | 3303259.19
108 |  | Acc 428.1 Amort Loss on Reacqd Debt | Wksht 6 |  | (Note R) | 1931047.68
109 |  | Less Acc 429 Amort Premium | Wksht 6 |  | (Note R) | 0
110 |  | Less Hedging Adjustment | Wksht 6 |  | (Notes R & Q) | 0
111 |  | Less Acc 429.1 Amort Gain on Reacqd Debt | Wksht 6 |  | (Note R) | 0
112 |  | Total Long Term Debt Cost | (Sum Ln 106 through 112 |  |  | 318231498.51
Preferred Stock and Dividend
113 |  | Acc 204 Preferred Stock Issued | Wksht 6 |  |  | 0
114 |  | Less Acc 217 Reacq Capital Stock (Pfd) | Wksht 6 |  |  | 0
115 |  | Acc 207 Premium on Pfd Stock | Wksht 6 |  |  | 0
116 |  | Acc 207-208 Other Paid In Capital (Pfd) | Wksht 6 |  |  | 0
117 |  | Less Acc 213 discount on Capital Stock (Pfd) | Wksht 6 |  |  | 0
118 |  | Less Acc 214 Capital Stock Expense (Pfd) | Wksht 6 |  |  | 0
119 |  | Total Preferred Stock | (Sum Ln 113 through 118 |  |  | 0
120 |  | Preferred Dividend | Wksht 6 |  | Enter Positive | 0
Common Stock
121 |  | Proprietary Capital | Wksht 6 |  |  | 5908102382.9031
122 |  | Less: Preferred Stock | Wksht 6 |  |  | 0
123 |  | Less Acc 216.1 Unap Undis Subsidiary Earnings | Wksht 6 |  |  | -12601253.4254
124 |  | Less: Account 219 (enter negative) | Wksht 6 |  |  | -27588393.3015
125 |  | Total Common Stock | (Sum Ln 121 through 124 |  |  | 5948292029.63
126 |  | Debt percent | Total Long Term Debt | (Note J) | 1 minus Sum Lines 127 & 128)) | 50.94%
127 |  | Preferred percent | Preferred Stock |  | (Line 119 / (Lines 99 + 119 +125)) | 0%
128 |  | Common percent | Common Stock (Note J) |  | Lesser of 50% or (Line 125 / (Lines 99 + 119 +125)) | 49.06%
129 |  | Debt Cost | Long Term Debt Cost = Long Term Debt Cost / Net Proceeds Long Term Debt |  | (Line 112 / Line 105) | 5.137%
130 |  | Preferred Cost | Preferred Stock cost = Preferred Dividends / Total Preferred Stock |  | (Line 120 / Line 119) | 0%
131 |  | Common Cost | Common Stock | (Note J) | Fixed | 9.8%
132 |  | Weighted Cost of Debt |  |  | (Line 126 * 129) | 0.026166
133 |  | Weighted Cost of Preferred |  |  | (Line 127 * 130) | 0
134 |  | Weighted Cost of Common |  |  | (Line 128 * 131) | 0.048078
135 | Total Return ( R ) |  |  |  | (Sum Lines 132 to 134) | 0.074245
136 | Investment Return = Rate Base * Rate of Return |  |  |  | (Line 59 * 135) | 114581370.9545 |  | 110075874.7966 | 1476941.0918 | 3028555.0661
Composite Income Taxes
Income Tax Rates
137 |  | FIT=Federal Income Tax Rate |  |  |  | 21%
138 |  | SIT=State Income Tax Rate or Composite |  | (Note I) |  | 0%
139 |  | p | (percent of federal income tax deductible for state purposes) |  | FIT deductible for SIT | 0%
140 |  | T = 1-{[(1-SIT) * (1-FIT)]/(1-SIT * FIT * p)} | T=1 - {[(1 - SIT) * (1 - FIT)] / (1 - SIT * FIT * p)} = |  |  | 21%
141 |  | T/ (1-T) |  |  |  | 26.58%
| ITC Adjustment |  |  | (Note I)
142 |  | Amortized Investment Tax Credit-Electric | (Note A) | enter negative | Attachment 1 | 0
143 |  | 1/(1-T) |  |  | (1 / (1-Line 140)) | 126.6%
144 |  | Net Plant Allocation Factor |  |  | (Line 14) | 20.46%
145 |  | ITC Adjustment Allocated to Transmission |  |  | (Line 142 * 143 * 144) | 0
Income Tax Adjustment
145a |  | Other Income Tax Adjustments |  |  | Attachment 5 | -3337305.5606
145b |  | Other Income Tax Adjustments - Grossed Up | Other income Tax Adjustment x 1/(1-T) |  | Line 145a * (1/(1 - Line 140)) | -4224437.4185
146 | Income Tax Component = |  | CIT=(T/1-T) * Investment Return * (1-(WCLTD/R)) = |  | [Line 141 * 136 * (1-(132 / 135))] | 19723743.3957
147 | Total Income Taxes |  |  |  | (Line 145 + 145b + 146) | 15499305.9772 |  | 14889852.0761 | 199784.3253 | 409669.5758
REVENUE REQUIREMENT
Summary
148 |  | Net Property, Plant & Equipment |  |  | (Line 37) | 1731005103.8869 |  | 1670320565.4253 | 19892923.0769 | 40791615.3846
149 |  | Adjustment to Rate Base |  |  | (Line 58) | -187708346.1001 |  | -187708346.1001 | 0 | 0
150 |  | Rate Base |  |  | (Line 59) | 1543296757.7868 |  | 1482612219.3253 | 19892923.0769 | 40791615.3846
151 |  | O&M |  |  | (Line 82) | 45479010.0935 |  | 41179617.8778 | 1910750.5585 | 2388641.6572
152 |  | Depreciation & Amortization |  |  | (Line 92) | 67143050.0181 |  | 64035960.0181 | 1482832 | 1624258
153 |  | Taxes Other than Income |  |  | (Line 94) | 8274956.5419 |  | 6417187.5419 | 1313668 | 544101
154 |  | Investment Return |  |  | (Line 136) | 114581370.9545 |  | 110075874.7966 | 1476941.0918 | 3028555.0661
155 |  | Income Taxes |  |  | (Line 147) | 15499305.9772 |  | 14889852.0761 | 199784.3253 | 409669.5758
156 |  | Gross Revenue Requirement |  |  | (Sum Lines 151 to 155) | 250977693.5852 |  | 236598492.3105 | 6383975.9756 | 7995225.2991
Adjustment to Remove Revenue Requirements Associated with Excluded Transmission Facilities
157 |  | Transmission Plant In Service |  |  | (Line 17) | 2395849104.737 |  | 2201577797.0447 | 99258153.8462 | 95013153.8462
158 |  | Excluded Transmission Facilities |  | (Note M) | Attachment 5 | 203855000 |  | 199415000 | 4440000 | 0
159 |  | Included Transmission Facilities |  |  | (Line 157 - 158) | 2191994104.737 |  | 2002162797.0447 | 94818153.8462 | 95013153.8462
160 |  | Inclusion Ratio |  |  | (Line 159 / 157) | 91.49% |  | 90.94% | 95.53% | 100%
161 |  | Gross Revenue Requirement |  |  | (Line 156) | 250977693.5852 |  | 236598492.3105 | 6383975.9756 | 7995225.2991
162 |  | Adjusted Gross Revenue Requirement |  |  | (Line 160 * 161) | 229622818.7625 |  | 215167821.8125 | 6098408.9745 | 7995225.2991
Revenue Credits & Interest on Network Credits
163 |  | Revenue Credits |  |  | Attachment 3 | 80553259.9736 |  | 79619335.4648 | 14907.3732 | 919017.1356
164 |  | Interest on Network Credits |  | (Note N) | Attachment 5 | 0 |  | 0 | 0 | 0
165 |  | Net Revenue Requirement |  |  | (Line 162 - 163 + 164) | 149069558.7889 |  | 135548486.3477 | 6083501.6013 | 7076208.1635
Net Plant Carrying Charge
166 |  | Gross Revenue Requirement |  |  | (Line 156) | 229622818.7625 |  | 215167821.8125 | 6098408.9745 | 7995225.2991
167 |  | Net Transmission Plant |  |  | (Line 15 - 26) | 1599136242.3631 |  | 1538451703.9015 | 19892923.0769 | 40791615.3846
168 |  | Net Plant Carrying Charge |  |  | (Line 156 / 167) | 15.69% |  | 13.99% | 30.66% | 19.6%
169 |  | Net Plant Carrying Charge without Depreciation |  |  | (Line 156 - 83) / 167 | 12.48% |  | 10.85% | 23.2% | 15.62%
170 |  | Net Plant Carrying Charge without Depreciation, Return, nor Income Taxes |  |  | (Line 156 - 83 - 136 - 147) / 167 | 4.345% |  | 2.724% | 14.77% | 7.19%
Net Plant Carrying Charge Calculation per 100 Basis Point increase in ROE
171 |  | Gross Revenue Requirement Less Return and Taxes |  |  | (Line 156 - 154 - 155) | 120897016.6535 |  | 90202094.9399 | 4421683.5573 | 4557000.6572
172 |  | Increased Return and Taxes |  |  | Attachment 4 Alloc on Rate base | 139664614.4418 |  | 134172810.857 | 1800261.3027 | 3691542.2821
173 |  | Revenue Requirement per 100 Basis Point increase in ROE |  |  | (Line 171 + 172) | 260561631.0953 |  | 224374905.7968 | 6221944.8601 | 8248542.9393
174 |  | Net Transmission Plant |  |  | (Line 15 - 26) | 1599136242.3631 |  | 1538451703.9015 | 19892923.0769 | 40791615.3846
175 |  | Net Plant Carrying Charge per 100 Basis Point increase in ROE |  |  | (Line 173 / 174) | 16.29% |  | 14.58% | 31.28% | 20.22%
176 |  | Net Plant Carrying Charge per 100 Basis Point in ROE without Depreciation |  |  | (Line 173 - 83) / 174 | 13.08% |  | 11.44% | 23.82% | 16.24%
177 |  | Net Revenue Requirement |  |  | (Line 165) | 149069558.7889 |  | 135548486.3477 | 6083501.6013 | 7076208.1635
178 |  | True-up amount |  |  | Attachment 6 | 28954238.8186 |  | 29161415.8087 | -68885.4923 | -138291.4977
179 |  | Plus any increased ROE calculated on Attachment 7 |  |  | Attachment 7 | 0 |  | 0 | 0 | 0
180 |  | Facility Credits |  |  | Attachment 5 | 0 |  | 0 | 0 | 0 | 180
181 |  | Net Adjusted Revenue Requirement |  |  | (Line 177 - 178 + 179 + 180) | 178023797.6075 |  | 164709902.1564 | 6014616.1089 | 6937916.6658
Annual Point-to-Point and Network Transmission Rate
182 |  | Average of the 12 CP |  | Note L | Worksheet 4 | 4343348.737 |  | 4343348.737 | 746000 | 706000
183 |  | Annual Point-to-Point and Network Transmission Rate |  |  | (Line 181 / 182) |  |  | 37.9223 | 8.0625 | 9.8271
184 |  | Monthly rate |  |  | (Line 182 / 12) |  |  | 3.1602 | 0.67187 | 0.81892
Notes
| A | Electric portion only
| B | Exclude Construction Work In Progress expensed as O&M (rather than amortized). New Transmission plant that is expected to be placed in service in the current calendar year weighted by number of months it is expected to be in-service. New Transmission plant expected to be placed in service in the current calendar year that is not included in the Transmission Plan must be separately detailed on Attachment 5. For the Reconciliation, new transmission plant that was actually placed in service weighted by the number of months it was actually in service
| C | Transmission Portion Only
| D | Includes all annual membership dues for EPRI and EEI.
| E | Includes all Regulatory Commission Expenses
| F | Property Insurance excludes prior period adjustment in the first year of the formula's operation and reconciliation for the first year.
| G | FERC/NERC Expenses directly related to transmission service, RTO filings, OATT compliance, costs in maintaining the formula, transmission siting, FERC annual fee, and any other transmission related expenses itemized in Form 1 at 351.h.
| H | Cash working capital allowance is 0.00% of O&M
| I | The currently effective income tax rate, where FIT is the Federal income tax rate; SIT is the State income tax rate, and p ="the percentage of federal income tax deductible for state income taxes". If the utility includes taxes in more than one state, it must explain in Attachment 5 the name of each state and how the blended or composite SIT was developed. Furthermore, a utility that elected to use amortization of tax credits against taxable income, rather than book tax credits to Account No. 255 and reduce rate base, must reduce its income tax expense by the amount of the Amortized Investment Tax Credit (Form 1, 266.8.f) multiplied by (1/1-T). A utility must not include tax credits as a reduction to rate base and as an amortization against taxable income. If the tax rates change during a calendar year, an average tax rate will be used - calculated based on the number of days each was effective in the calendar year.
| J | ROE of 9.8%. Changes to the ROE require a filing under Section 205 or 206 of the Federal Power Act after the Moratorium in Article II, Section F.1. of the settlement agreement in Docket No. ER12-778 et al. The equity component of the capital structure is capped at 50%. If the actual equity ratio exceeds 50%, the debt ratio will be equal to 1 minus sum of the preferred stock ratio and common stock ratio.
| K | Education and outreach expenses relating to transmission, for example siting or billing
| L | The 12 CP monthly peak is the average of the 12 monthly system peaks calculated as the Network customers monthly network load plus the reserve capacity of all long term firm point-to-Point customers.
| M | Amount of transmission plant excluded from rates per Attachment 5.
| N | Outstanding Network Credits is the balance of Network Facilities Upgrades Credits due Transmission Customers who have made lump-sum payments (net of accumulated depreciation) towards the construction of Network Transmission Facilities consistent with Paragraph 657 of Order 2003-A. Interest on the Network Credits as booked each year is added to the revenue requirement to make the Transmission Owner whole on Line "&A262&"."
| O | AFUDC shall not be applied to the portion of a Network Upgrade for which the customer has provided the funds.
| P | Changes in depreciation or amortization rates must be filed with the Commission, as well as any new depreciation or amortization rates.
| Q | The gains and losses on hedges, except for interest rate locks for new debt issuances, are removed from the revenue requirement on this line.
| R | These line items will include only the balances associated with long-term debt and shall exclude balances associated with short-term debt.
| S | A&G directly assigned to Transmission is for the WA area rate only as the Southern Intertie is 100% operated by BPA and Colstrip 100% operated by Northwestern
END

## 1 - ADIT
Puget Sound Energy
Attachment 1 - Accumulated Deferred Income Taxes (ADIT) Worksheet
[5 empty] | Transmission | Plant | Labor | Total
[5 empty] | Related | Related | Related | ADIT
|  |  | ADIT- 282 |  | 0 | -1185629147.5 | 0 | -1185629147.5
|  |  | ADIT-283 |  | 0 | -8241182.44 | -47119560.5265 | -55360742.9665
|  |  | ADIT-190 |  | 0 | 80507888.16 | 7091855.4171 | 87599743.5771
|  |  | Subtotal |  | 0 | -1113362441.78 | -40027705.1094 | -1153390146.8894
|  |  | Wages & Salary Allocator |  |  |  | 9.453%
|  |  | Gross Plant Allocator |  |  | 17.75%
|  |  | ADIT |  | 0 | -197658107.4962 | -3783678.5258 | -201441786.022
In filling out this attachment, a full and complete description of each item and justification for the allocation to Columns B-E and each separate ADIT item will be listed, dissimilar items
with amounts exceeding $100,000 will be listed separately.
A |  |  |  | B | C | D | E | F | G
|  | Total | Total | Total | Gas, Prod | Only
ADIT-190 |  | Beginning of Year | End of Year | Avg BOY EOY | Or Other | Transmission | Plant | Labor
[5 empty] | Related | Related | Related | Related | Justification
SFAS109 |  | 59714052.7307 | 67363382.8388 | 63538717.7847 | 63538717.7847 |  |  |  | FAS 109 is excluded per note below
Pension and other compensation |  | 9868564.8962 | 3046741.6379 | 6457653.2671 | 0 |  |  | 6457653.2671 | Employee benefit
Derivative Instruments | [8 empty] | Production related
Production Tax Credits | [8 empty] | Production related
Regulatory Assets |  | 56757879.6925 | 47923241.9579 | 52340560.8252 | 52340560.8252 |  |  |  | Pursuant to state retail regulatory order
NOL Carryforward | [8 empty] | Tax net operating loss carryforward
Lease |  | 60920332.25 | 134948269.59 | 97934300.92 | 97934300.92 |  |  |  | Lease related
Other |  | 40645288.6327 | 141998243.9389 | 91321766.2858 | 10813878.1258 |  | 80507888.16 |  | Plant Related
Gas |  | 72664377.6063 | 68314862.808 | 70489620.2072 | 70489620.2072 |  |  |  | Gas Related
Non-Op |  | 84160917.46 | 116398613.29 | [5 empty] | Non-Op
Subtotal - p234 |  |  |  | 382082619.29 | 295117077.863 | 0 | 80507888.16 | 6457653.2671
Less FASB 109 Above if not separately removed |  |  |  | 0 | 0 | 0 | 0 | 0
Less FASB 106 Above if not separately removed |  |  |  | -634202.15 | 0 | 0 | 0 | -634202.15
Total |  | 384731413.2685 | 579993356.0616 | 382716821.44 | 295117077.863 | 0 | 80507888.16 | 7091855.4171
Instructions for Account 190:
1. ADIT items related only to Non-Electric Operations (e.g., Gas, Water, Sewer) or Production are directly assigned to Column C
2. ADIT items related only to Transmission are directly assigned to Column D
3. ADIT items related to Plant and not in Columns C & D are included in Column E
4. ADIT items related to labor and not in Columns C & D are included in Column F
5. Deferred income taxes arise when items are included in taxable income in different periods than they are included in rates, therefore if the item giving rise to the ADIT is not included in the formula, the associated ADIT amount shall be excluded
6. Re: Form 1-F filer: Sum of subtotals for Accounts 282 and 283 should tie to Form No. 1-F, p.113.57.c
Attachment 1 - Accumulated Deferred Income Taxes (ADIT) Worksheet
A |  |  |  | B | C | D | E | F | G
|  | Total | Total | Total | Gas, Prod | Only
ADIT- 282 |  | Beginning of Year | End of Year | Avg BOY EOY | Or Other | Transmission | Plant | Labor
[5 empty] | Related | Related | Related | Related | Justification
Plant Gas |  | -579835948 | -568085516 | -573960732 | -573960732 |  |  |  | Gas related
Plant Electric |  | -1185921697 | -1185336598 | -1185629147.5 | 0 |  | -1185629147.5 |  | Plant related
Plant Non-Utility |  | 2301533 | 2129791 | 2215662 | 2215662 |  |  |  | Non-Utility
Subtotal - p275 (Form 1-F filer: see note 6 below) |  |  |  | -1757374217.5 | -571745070 | 0 | -1185629147.5 | 0
Less FASB 109 Above if not separately removed |  | 616967562 | 587662512 | 602315037 | 602315037 |  | 0
Less FASB 106 Above if not separately removed |  |  |  | 0
Total |  | -1146488550 | -1163629811 | -2359689254.5 | -1174060107 | 0 | -1185629147.5 | 0
Instructions for Account 282:
1. ADIT items related only to Non-Electric Operations (e.g., Gas, Water, Sewer) or Production are directly assigned to Column C
2. ADIT items related only to Transmission are directly assigned to Column D
3. ADIT items related to Plant and not in Columns C & D are included in Column E
4. ADIT items related to labor and not in Columns C & D are included in Column F
5. Deferred income taxes arise when items are included in taxable income in different periods than they are included in rates, therefore if the item giving rise to the ADIT is not included in the formula, the associated ADIT amount shall be excluded
6. Re: Form 1-F filer: Sum of subtotals for Accounts 282 and 283 should tie to Form No. 1-F, p.113.57.c
Attachment 1 - Accumulated Deferred Income Taxes (ADIT) Worksheet
A |  |  |  | B | C | D | E | F | G
|  | Total | Total | Total | Gas, Prod | Only
ADIT-283 |  | Beginning of Year | End of Year | Avg BOY EOY | Or Other | Transmission | Plant | Labor
[5 empty] | Related | Related | Related | Related | Justification
SFAS 109 |  | 0 | 0 | 0 | 0 |  |  |  | FAS 109 is excluded per note below
Pension |  | -44729000.7005 | -49510120.3524 | -47119560.5265 | 0 |  |  | -47119560.5265 | Employee benefit
Storm Damage |  | -25290476.03 | -26509708.93 | -25900092.48 | -25900092.48 |  |  |  | Pursuant to state retail regulatory order
Regulatory assets |  | -77708198.96 | -95712768.96 | -86710483.96 | -86710483.96 |  |  |  | Pursuant to state retail regulatory order
Derivative instruments |  | 0 | 0 | 0 | 0 |  |  |  | Production related
Residential Exchange |  | 0 | 0 | 0 | 0 |  |  |  | Pursuant to state retail regulatory order
Lease |  | -61108732.06 | -134987844.63 | -98048288.345 | -98048288.345 |  |  |  | Lease related
Other |  | -7005983.56 | -9476381.32 | -8241182.44 | 0 |  | -8241182.44 |  | Plant related
Gas |  | -62338027.9095 | -59040033.1276 | -60689030.5185 | -60689030.5185 |  |  |  | gas related
Non-Op |  | -79563412.31 | -110994443.23 | [5 empty] | Non-Op
Subtotal - p277 (Form 1-F filer: see note 6, below) |  |  |  | -326708638.27 | -271347895.3035 | 0 | -8241182.44 | -47119560.5265
Less FASB 109 Above if not separately removed |  |  |  | 0 | 0 | 0 | 0 | 0
Less FASB 106 Above if not separately removed |  |  |  | 0 | 0 | 0 | 0 | 0
Total |  | -357743831.53 | -486231300.55 | -326708638.27 | -271347895.3035 | 0 | -8241182.44 | -47119560.5265
Instructions for Account 283:
1. ADIT items related only to Non-Electric Operations (e.g., Gas, Water, Sewer) or Production are directly assigned to Column C
2. ADIT items related only to Transmission are directly assigned to Column D
3. ADIT items related to Plant and not in Columns C & D are included in Column E
4. ADIT items related to labor and not in Columns C & D are included in Column F
5. Deferred income taxes arise when items are included in taxable income in different periods than they are included in rates, therefore if the item giving rise to the ADIT is not included in the formula, the associated ADIT amount shall be excluded
6. Re: Form 1-F filer: Sum of subtotals for Accounts 282 and 283 should tie to Form No. 1-F, p.113.57.c
Attachment 1- Accumulated Deferred Income Taxes (ADIT) Worksheet
ADITC-255
|  | Gas Amortization | Gas Amortization | Gas Amortization |  | Electric Amortization | Electric Amortization | Electric Amortization
1 | Rate Base Treatment | BOY | EOY | avg BOY EOY |  | BOY | EOY | avg BOY EOY
2 | Balance to line 40 of Attachment H-1 | 0 | 0 | 0 |  |  |  | 0
3 | Amortization |  | Amortization |  |  |  | Amortization
4 | Amortization to line 142 of Attachment H-1 |  |  |  |  | 0 | 0 | 0
5 | Total |  | 0 |  |  | 0 | 0 | 0
6 | Total Form No. 1 (p 266 & 267) |  | 0 |  |  | 0 | 0 | 0
7 | Difference /1 |  |  | 0 |  | 0 | 0 | 0
/1 Difference must be zero

## 2 - Other Tax
Puget Sound Energy
Attachment 2 - Taxes Other Than Income Worksheet
|  |  | Page 263 |  | Allocated
Other Taxes |  |  | Col (i) | Allocator | Amount
| Plant Related |  |  | Gross Plant Allocator
| 1 | WA Property taxes | 27974505 | 17.75% | 4966386.0653
| 2 |  |  | 17.75% | 0
| 3 |  |  | 17.75% | 0
| 4 |  |  | 17.75% | 0
| 5 |  |  | 17.75% | 0
|  |  |  | 17.75% | 0
| Total Plant Related |  | 27974505 |  | 4966386.0653
| Labor Related |  |  | Wages & Salary Allocator
| 6 | Employment | 15348094
| Total Labor Related |  | 15348094 | 9.453% | 1450801.4766
| Other Included |  |  | Gross Plant Allocator
| 7 | Miscellaneous | 0
| Total Other Included |  | 0 | 17.75% | 0
Other Included - Transmission
| 8 | State Utility Tax | 0
| Total Other Transmission Included |  | 0 | 100% | 0
| Total |  |  |  | 6417187.5419
| Colstrip Property Tax |  | 1313668 |  | 1313668
| Southern Intertie Property Tax |  | 544101 |  | 544101
| WA Area Total |  |  |  | 6417187.5419
Currently Excluded
| 9 | Colstrip Generation Plant Property Tax | 3983869
| 10 | Colstrip Trasmission Benefit Use Tax | 573415
| 11 | State excise | 135378386
| 12 | Municipal Excise | 130311873
| 13 | Other | 787886
| 14 | Federal Income tax, (Account 409.1) | -35937874
15
16
17
18
19
20
21
| 22 | Total "Other" Taxes (included on p. 263) | 280277923
| 23 | Total "Taxes Other Than Income Taxes" - acct 408.10 (p. 114.14) | 453946220
| 24 | Difference | -173668297
Criteria for Allocation:
| A | Other taxes that are incurred through ownership of plant including transmission plant will be allocated based on the Gross Plant
Allocator. If the taxes are 100% recovered at retail they will not be included
| B | Other taxes that are incurred through ownership of only general or intangible plant will be allocated based on the Wages and Salary
Allocator. If the taxes are 100% recovered at retail they will not be included
| C | Other taxes that are assessed based on labor will be allocated based on the Wages and Salary Allocator
| D | Other taxes except as provided for in A, B and C above, that are incurred and (1) are not fully recovered at retail or (2) are
directly or indirectly related to transmission service will be allocated based on the Gross Plant Allocator; provided, however, that
overheads shall be treated as in footnote B above
| E | Excludes prior period adjustments in the first year of the formula's operation and reconciliation for the first year

## 3 - Revenue Credits
Puget Sound Energy
Attachment 3 - Revenue Credit Worksheet
|  |  | Total Transmission | Washington Area | Colstrip | Southern Intertie
Account 454 - Rent from Electric Property
1 | Rent from Electric Property - Pole Contacts |  | 5380296.9622 | 5380296.9622 | 0 | 0
2 | Rent from Electric Property - Land and Buildings |  | 45504.69 | 43900.492 | 525.8702 | 1078.3279
3 | Rent from PCS (personal cell sites) |  | 1244462.7645 | 1200591.1387 | 14381.5031 | 29490.1227
4 | Total Rent Revenues | (Sum Lines 1-3) | 6670264.4167 | 6624788.5929 | 14907.3732 | 30568.4506
Account 456 - Other Electric Revenues (Note 1)
5 | Other Electric Revenues - Summit Buyout |  | 0 | 0 | 0 | 0
6 | Transmission for Others (Note 3) |  | 0
7 | Net revenues associated with Network Integration Transmission Service (NITS) for which the load is not included in the divisor (Note 3) |  | 0
8 | Short-tern and non-firm service revenues for which the load is not included in the divisor received by Transmission Owner |  | 2590492.12 | 1702265.12 | 0 | 888227
9 | Short term firm and nonfirm transmission purchased by PSE merchant |  | 71292503.4369 | 71292281.7519 |  | 221.685
10 | Facilities Charges including Interconnection Agreements (Note 2) |  | 0
11 | Gains/Losses sale of land held for future use |  | 0
| 50% of any gain or loss sales of land that have been in Account No. 105, Land Held for Future Use, at any time (gains will be positive numbers and losses will be negative numbers) |  | 0
12 | Gross Revenue Credits | (Sum Lines 4-11) | 80553259.9736 | 79619335.4648 | 14907.3732 | 919017.1356
1 | Note 1: If the costs associated with the Directly Assigned Transmission Facility Charges are included in the Rates, the associated revenues are included in the Rates. If the costs associated with the Directly Assigned Transmission Facility Charges are not included in the Rates, the associated revenues are not included in the Rates.
2 | Note 2: If the facilities associated with the revenues are not included in the formula, the revenue is shown here but not included in the total above and is explained in the Cost Support; for example revenues associated with LV distribution facilities.
3 | PSE merchant short term firm and nonfirm transmission is based on projected 2012 in line with PSE merchant's new business practice implemented in 2012. (No longer applicable after 2012)

## 4 - 100 Basis Pt ROE
Puget Sound Energy
Attachment 4 - Calculation of 100 Basis Point Increase in ROE
A |  | 100 Basis Point increase in ROE and Income Taxes |  | Line 12 + Line 23 | 139664614.4418
B |  | 100 Basis Point increase in ROE |  |  | 1%
Return Calculation
1 |  | Rate Base |  | Attachment H-1, Line 59 | 1543296757.7868
2 |  | Debt % |  | Attachment H-1, Line 126 | 50.94%
3 |  | Preferred % |  | Attachment H-1, Line 127 | 0%
4 |  | Common % |  | Attachment H-1, Line 128 | 49.06%
5 |  | Debt Cost |  | Attachment H-1, Line 129 | 5.137%
6 |  | Preferred Cost |  | Attachment H-1, Line 130 | 0%
7 |  | Common Cost | Attachment H-1 % plus 100 Basis Pts | Attachment H-1, Line 131 | 10.8%
8 |  | Weighted Cost of Debt |  | Attachment H-1, Line 132 | 0.026166
9 |  | Weighted Cost of Preferred |  | Attachment H-1, Line 133 | 0
10 |  | Weighted Cost of Common |  | Line 4 * Line 7 | 0.052984
11 | Total Return ( R ) |  |  | Sum Lines 8 to 10 | 0.07915
12 | Investment Return = Rate Base * Rate of Return |  |  | Line 11 * Line 1 | 122152681.5874
Composite Income Taxes
Income Tax Rates
13 |  | FIT=Federal Income Tax Rate |  | Attachment H-1, Line 137 | 21%
14 |  | SIT=State Income Tax Rate or Composite |  | Attachment H-1, Line 138 | 0%
15 |  | p (percent of federal income tax deductible for state purposes) |  | Attachment H-1, Line 139 | 0%
16 |  | T =1 - {[(1 - SIT) * (1 - FIT)] / (1 - SIT * FIT * p)} = |  | Attachment H-1, Line 140 | 21%
17 |  | T/ (1-T) |  | Attachment H-1, Line 141 | 26.58%
ITC Adjustment
18 |  | Amortized Investment Tax Credit |  | Attachment H-1, Line 142 | 0
19 |  | 1/(1-T) |  | Attachment H-1, Line 143 | 126.6%
20 |  | Net Plant Allocation Factor |  | Attachment H-1, Line 144 | 20.46%
21 |  | ITC Adjustment Allocated to Transmission |  | Attachment H-1, Line 145 | 0
Excess or Deficient ADIT and Net Flow Through Adjustment
21a |  | Revesal of Excess or Deficient ADIT and net Flow Through |  | Attachment H-1, Line 145a | -3337305.5606
21b |  | Grossed Up - Reversal of Excess/Dedicient ADIT and net Flow Through | Line 21a x 1/(1-T) | Line 21a * (1/(1 - Line 16)) | -4224437.4185
22 | Income Tax Component = CIT=(T/1-T) * Investment Return * (1-(WCLTD/R)) = |  |  | Line 17*Line 12*(1-(Line 8/Line 11)) | 21736370.2728
23 | Total Income Taxes |  |  | Line 21 + 21b + 22 | 17511932.8543

## 5 - Cost Support
Puget Sound Energy
Attachment 5 - Cost Support
Plant in Service Worksheet
Attachment H-1 Line #s, Descriptions, Notes, Form 1 Page #s and Instructions | [9 empty] | Details
|  | Calculation of Total Transmission Plant In Service | Source |  | Total Transmission | WA Area | Colstrip | Southern Intertie
|  | Total Transmission Plant In Service | Worksheet 5 | 2025 | 2348590615.3846 | 2154319307.6923 | 99258153.8462 | 95013153.8462
|  | Calculation of Distribution Plant In Service | Source
|  | Distribution Plant In Service | p207.75.g | 2025 | 6163739438 | NOTE: p.207.75.g FERC Form 1 2010 balance was prior to reclass and totaled $3,508,513,900; classified as LV distribution for 2010 was $2,947,625,914 (No longer applicable after 2012)
|  | Calculation of Intangible Plant In Service | Source
|  | Intangible Plant In Service | p205.5.g | 2025 | 83831639
|  | Calculation of General Plant In Service | Source
|  | General Plant In Service | p207.96.g | 2025 | 610018020
|  | Calculation of Production Plant In Service | Source
|  | Production Plant In Service | p205.46.g | 2025 | 5113719240
|  | Total Plant In Service |  |  | 14319898952.3846
|  | Common Plant not allocated to gas or electric | p356 | 2025 | Total Common Plant | 4 factor allocator | Electric Segment Allocation
|  | Common Plant in Service |  |  | 1088169507 | 66.27% | 721129932.2889
Accumulated Depreciation Worksheet
Attachment H-1 Line #s, Descriptions, Notes, Form 1 Page #s and Instructions | [9 empty] | Details
|  | Calculation of Total Transmission Accumulated Depreciation | Source |  | Total Transmission | WA Area | Colstrip | Southern Intertie
|  | December | Worksheet 5 | 2025 | 749454373.0215 | 615867603.7908 | 79365230.7692 | 54221538.4615
Total Transmission Accumulated Depreciation
|  | Calculation of Distribution Accumulated Depreciation | Source
|  | December | p219.26 | 2025 | 2265008476 | NOTE: p.207.75.g FERC Form 1 2010 balance was prior to reclass and totaled $1,224,444,770; classified as LV distribution for 2010 was $1,053,043,130 (No longer applicable after 2012)
Distribution Accumulated Depreciation
|  | Calculation of Intangible Accumulated Depreciation | Source
|  | December | p200.21c | 2025 | 38908089
Accumulated Intangible Depreciation
|  | Calculation of General Accumulated Depreciation | Source
|  | December | p219.28 | 2025 | 250412291
Accumulated General Depreciation
|  | Calculation of Production Accumulated Depreciation | Source
|  | December | p219.20 thru 219.24 | 2025 | 2603871134
Production Accumulated Depreciation
|  | Total Accumulated Depreciation |  |  | 5907654363.0215
|  | Common Plant not allocated to gas or electric | p356 | 2025 | Total Common Plant | 4 factor allocator | Electric Segment Allocation
|  | Accumulated Depreciation common plant |  |  | 444379967 | 66.27% | 294490604.1309
Electric / Non-electric Cost Support
Attachment H-1 Line #s, Descriptions, Notes, Form 1 Page #s and Instructions | [6 empty] | Form 1 Amount | Electric Portion | Non-electric Portion | Details
Plant Allocation Factors
|  | Accumulated Intangible Depreciation |  |  | p200.21.c |  | 38908089 |  | 38908089
Materials and Supplies
|  | Undistributed Stores Exp |  |  | p227.6c & 15.c |  | 0 |  | 0
Depreciation Expense
|  | Intangible Amortization |  |  | p336.1d&e |  | 2705229 |  | 0
Transmission / Non-transmission Cost Support
Attachment H-1 Line #s, Descriptions, Notes, Form 1 Page #s and Instructions | [6 empty] | Beg of year | End of Year | End of Year for Est. Average for Final | Details
44 |  | Land Held for Future Use |  | p214 | Total |  | 49562134 | 19344351 | 34453242.5
|  | Transmission future use |  |  |  |  | 4948912 | 9627170
[7 empty] | 0 | 0
[5 empty] | Transmission Related |  | 4948912 | 9627170 | 7288041
PBOPs Cost Support
Attachment H-1 Line #s, Descriptions, Notes, Form 1 Page #s and Instructions | [6 empty] | Form 1 Amount | PBOBs | All other | Details
66 | Allocated General Expenses
|  | Account 926 (2012) |  |  |  |  | 0 | 0 | 0 | Base year
|  | Account 926 (Current Year) |  |  | p323.187b |  | 29255012 | 102343 | 29152669 | Current Year
|  | Change in PBOP Expense | [5 empty] | 102343
Hydro power expense
Attachment H-1 Line #s, Descriptions, Notes, Form 1 Page #s and Instructions | [6 empty] | Total |  |  | Details
| Allocated General Expenses | [5 empty] | A&G
70 |  | Less Fish Friendly hydropower turbine development and deployment |  |  | p352-353 |  | 0 | 0
Regulatory Expense Related to Transmission Cost Support
Attachment H-1 Line #s, Descriptions, Notes, Form 1 Page #s and Instructions |  |  |  |  | Form 1 Amount | Multiplier | Total | Wash Area | Colstrip | So. Intertie |  | Details
|  | LT loads |  |  |  |  | 69544.1848 | 52120.1848 | 8952 | 8472 | Worksheet 4
|  | Long tern Loads charged under the OATT |  |  |  |  | 28041.4198 | 10617.4198 | 8952 | 8472 | Worksheet 4
|  | Multiplier | [5 empty] | 4.9089 | 1 | 1 | Worksheet 4
Directly Assigned A&G
| 1 | FERC Annual Fees |  |  | 1792826 | Yes | 4446302.0572 | 3332299.9703 | 572345.4248 | 541656.6621 | The total is directly assigned to the three areas where
| 2 | Formula rate and OATT compliance matters |  |  | 98562 | Yes | 244438.9045 | 183195.7756 | 31465.1337 | 29777.9951 | possible, if not possible then allocated based on
| 3 | NERC Compliance |  |  |  | No |  |  |  |  | loads under the tariff
| 4 | RTO Filings |  |  |  | No
| 5 | Transmission Siting |  |  |  | No
| 6 | Other Transmission regulatory Commission Expenses |  |  |  | No
| 7 | Excluded Items |  |  | 20518472 | NA
75 | 8 | Regulatory Commission Exp Account 928 | p350.1 thru 350.21 |  | 22409860 |  | 4690740.9616 | 3515495.746 | 603810.5585 | 571434.6572
Safety Related Advertising Cost Support
Attachment H-1 Line #s, Descriptions, Notes, Form 1 Page #s and Instructions | [6 empty] | Form 1 Amount | Safety Related | Non-safety Related | Education & Outreach | Details
Directly Assigned A&G
69, 75, 78 |  | General Advertising Exp Account 930.1 |  |  | p323.191.b |  | 179274 | 0 | 0 | 0 |  | None
Excluded Plant Cost Support
Attachment H-1 Line #s, Descriptions, Notes, Form 1 Page #s and Instructions | [6 empty] | Excluded Transmission Facilities - Colstrip Facilities | Description of the Facilities
Adjustment to Remove Revenue Requirements Associated with Excluded Transmission Facilities
158 |  | Excluded Transmission Facilities - Colstrip Facilities | Worksheet 3 |  |  |  | 4440000 | General Description of the Facilities
|  | Excluded Transmission Facilities - WA Area Transmission | Worksheet 3 |  |  |  | 199415000
|  | Excluded Transmission Facilities - Southern Intertie | Worksheet 3 |  |  |  | 0
|  | Total |  |  |  |  | 203855000
Add more lines if necessary
Transmission Related Account 242 Reserves
Attachment H-1 Line #s, Descriptions, Notes, Form 1 Page #s and Instructions | [6 empty] | Beg of year | End of Year | End of Year for Est. Average for Final | Allocation | Trans Related | Details
41 | Transmission Related Account 242 Reserves (exclude current year environmental site related reserves) | [6 empty] | Enter $
Directly Assignable to Transmission
|  | Wash St Annual Filing Fee-Electric |  |  |  |  | 15805497.64 | 17964898.46
|  | FERC Fees Payable - Power Supply Transaction |  |  |  |  | 463809.99 | 451287.24
|  | Total |  | (A) Total |  |  | 16269307.63 | 18416185.7 | 17342746.665 | 100% | 17342746.665 | Stays in rate base
Labor Related, or General plant related
|  | Deferred Compensation - Salary Deferred |  |  |  |  | 7630663.74 | 8852526.34 | 8241595.04
|  | Other Deferred Credits - LTIP Liability |  |  |  |  | 21722478.09 | 35114173.53 | 28418325.81
|  | Landlord Incentives |  |  |  |  | 2810384.71 | 2388224 | 2599304.355
|  | NERC Standards Compliance Loss Reserve |  |  |  |  | 2664000 | 2523000 | 2593500
|  | Accrued - 401(k) ER Contributions % |  |  |  |  | 9182310.93 | 9918513.04 | 9550411.985
|  | Accrual - 401(k) Match on Incentive Plan |  |  |  |  | 2081675.99 | 2669140.46 | 2375408.225
|  | Liability Reserve - Electric |  |  |  |  | -235000 |  | -117500
|  | SERP Pension & Benefit Plan Liability |  |  |  |  | 25951435.05 | 23053516.68 | 24502475.865
|  | Postretirement Benefit Plan Liability |  |  |  |  | 1976363.78 | 1578656.62 | 1777510.2
|  | Qualified Pension Plan Liability |  |  |  |  | -195703851.98 | -266441415.98 | -231072633.98
0
0
0
|  |  |  | (B) Sum Labor Related |  |  | -121919539.69 | -180343665.31 | -151131602.5 | 9.453% | -14285940.1352
Other
|  | Baker SA 318 Law Enforcement Plan |  | (A) - (B) |  |  | 55504.02 | 22899.46 | 39201.74
|  | Wind Farm Maintenance Accrual |  |  |  |  | 130868.56 | 302004.38 | 216436.47
|  | California Carbon Obligation |  |  |  |  | 1409924.92 | 1396776.22 | 1403350.57
|  | Article 507 - Loon Surveys & Non-Game Species |  |  |  |  | 33114.35 | 33577.31 | 33345.83
|  | FERC Annual Charge US Lands |  |  |  |  | 370386.63 | 378789.75 | 374588.19
|  | Lower Baker - FERC License Fees |  |  |  |  | 125757.35 | 155023.35 | 140390.35
|  | Upper Baker - FERC License Fees |  |  |  |  | 125757.35 | 155023.35 | 140390.35
|  | Snoqualmie #1 - FERC License Fees |  |  |  |  | 29543.9 | 45339.25 | 37441.575
|  | Snoqualmie #2 - FERC License Fees |  |  |  |  | 29543.9 | 45339.25 | 37441.575
|  | Accrued WUTC Fee - Gas |  |  |  |  | 7343601.77 | 7302189.44 | 7322895.605
|  | Electric - Upper Skagit Tribe MOU - BakLicImp |  |  |  |  | 418566.31 | 431123.29 | 424844.8
|  | Electric - Sauk-Suiattle Agmt - BakLicImp |  |  |  |  | 123963.65 | 127682.54 | 125823.095
|  | Electric - Swinomish Tribe Agmt - BakLicImp |  |  |  |  | 123963.56 | 127682.45 | 125823.005
|  | Accrued - Sale of Transf Frequency Response - Elec |  |  |  |  | 541666.71 | 541666.75 | 541666.73
|  | Article 103 - O&M Upstream Fish Passage Fund |  |  |  |  | 437540.56 | 484483.18 | 461011.87
|  | Article 105 - O&M Downstream Fish Passage Fund |  |  |  |  | 201565.96 | 239423.55 | 220494.755
|  | Article 511 - O&M Decaying Wood Fund |  |  |  |  | 209559.49 | 206552.12 | 208055.805
|  | Article 505 - O&M Aquatic Riparian Habitat Fund |  |  |  |  | 98038.47 | 78675.14 | 88356.805
|  | Article 602 - O&M Recration Adaptive Mgmt Fund |  |  |  |  | 146073.86 | 180861.02 | 163467.44
|  | Article 512 - O&M Bald Eagle Survey Fund |  |  |  |  | 38970.62 | 40470.99 | 39720.805
|  | Article 514 - O&M Use of Habitat Evaluation |  |  |  |  | 50401.37 | 48873.23 | 49637.3
|  | Article 101-Fish Propagation O&M Fund |  |  |  |  | 504078.62 | 491234.72 | 497656.67
|  | Article 110-Shoreline Erosion O&M Fund |  |  |  |  | 149833.69 | 155602.29 | 152717.99
|  | Article 502-Forest Habitat Capital Fund |  |  |  |  | 91756.26 | 95288.88 | 93522.57
|  | Article 502-Forest Habitat O&M Fund |  |  |  |  | 17221.38 | 17884.4 | 17552.89
|  | Article 503-Elk Habitat Capital Fund |  |  |  |  | 2625832.44 | 2722757.31 | 2674294.875
|  | Article 503-Elk Habitat O&M Fund |  |  |  |  | 112093.59 | 35779.87 | 73936.73
|  | Article 504-Wetland Habitat Capital Fund |  |  |  |  | 81818.53 | 84968.54 | 83393.535
|  | Article 504-Wetland Habitat O&M Fund |  |  |  |  | 241479.74 | 250776.71 | 246128.225
|  | Article 505-Aquatic Riparian Habitat Capital Fund |  |  |  |  | 2795195.71 | 2457826.5 | 2626511.105
|  | Article 508-Noxious Weeds O&M Fund |  |  |  |  | 241097.24 | 272952.45 | 257024.845
|  | Article 602-Terrestrial Enhance &Research Fund O&M |  |  |  |  | 150716.17 | 194664.72 | 172690.445
|  | Article 302 - Aesthetics Mgmt O&M |  |  |  |  | 143184.44 | 93363.06 | 118273.75
|  | Article 304 - Bak Resr Rec Water Safety Pln O&M |  |  |  |  | 51768.09 | 45397.21 | 48582.65
|  | Community Solar Olympia Center # Capital Fund |  |  |  |  | 2025.3 | 2025.3 | 2025.3
|  | Article 602 - O&M Habitat Enhance, Rstr, Cons Fund |  |  |  |  | 524150.25 | 596654.23 | 560402.24
|  | Article 602 - O&M Cultural Resource Enhansmnt Fund |  |  |  |  | 206441.32 | 223349.69 | 214895.505
|  | 5150 - Article 305 - Developed Recreation O&M Fund |  |  |  |  | 62130.95 | 81337.09 | 71734.02
|  | Article 109 # Large Woody Debris Required Funding | [5 empty] | 50000 | 25000
|  | Article 516 # Mountain Goats Required Funding |  |  |  |  | 82201.64 | 85366.4 | 83784.02
|  | Pole Expense Accrual |  |  |  |  | 519802.37 | 655568.44 | 587685.405
|  | 5150 - Article 315 - LB Trail maintenan |  |  |  |  | 2996.6 | 3731.97 | 3364.285
|  | Article 316 - Forest Road Maintenance O&M Fund | [5 empty] | -13502.01 | -6751.005
[7 empty] | 20650137.64 | 20947483.79 | 20805561.72 | 0% | 0
3056806.5298
Prepayments
Attachment H-1 Line #s, Descriptions, Notes, Form 1 Page #s and Instructions | [8 empty] | 13 month average | Allocation | Trans Related | Details
42 | Prepayments
|  | Labor Related | Worksheet 2 | [5 empty] | 57015166.59 | 9.453% | 5389443.6586
|  | Plant Related | Worksheet 2 | [5 empty] | 783653.78 | 20.46% | 160357.24
|  | 100% Transmission Related | Worksheet 2 | [5 empty] | 0 | 100% | 0
|  | Other (Excluded) | Worksheet 2 | [5 empty] | 27842335.4762 | 0% | 0
5549800.8986
Materials & Supplies
Attachment H-1 Line #s, Descriptions, Notes, Form 1 Page #s and Instructions
45 | Materials and Supplies | [14 empty] | 13 month
|  |  | 2024-12-31 | 2025-01-01 | 2025-02-02 | 2025-03-06 | 2025-04-07 | 2025-05-09 | 2025-06-10 | 2025-07-12 | 2025-08-13 | 2025-09-14 | 2025-10-16 | 2025-11-17 | 2025-12-19 | Average
Undistr. Stores Exp, Account 163 |  |  | 96444.85 | 70880.9 | 247406.06 | 272499.07 | 245941.11 | 89580.52 | 142243.74 | 102969.18 | 65421.62 | -86618.77 | -223397.14 | 72257.65 | 12547.03 | 85244.2938
Transmission Plant materials from Account 154 |  |  | 1301893 | 1433372.5754 | 1498143.705 | 1583908.9553 | 1739097.797 | 1705038.3124 | 1675604.6267 | 1678510.2974 | 1643785.7268 | 1644238.6146 | 1675136.7109 | 1632910.8544 | 1656189.0426 | 1605217.7091
Total |  |  | 1398337.85 | 1504253.4754 | 1745549.765 | 1856408.0253 | 1985038.907 | 1794618.8324 | 1817848.3667 | 1781479.4774 | 1709207.3468 | 1557619.8446 | 1451739.5709 | 1705168.5044 | 1668736.0726 | 1690462.003
Outstanding Network Credits Cost Support
Attachment H-1 Line #s, Descriptions, Notes, Form 1 Page #s and Instructions |  |  | 2025-05-09: Description of the Credits
| Network Credits |  | 2025-04-07: Beg of year; 2025-05-09: End of Year; 2025-06-10: End of Year Est. Average for Final
55 |  | Outstanding Network Credits | 2025-05-09: General Description of the Credits
|  | December | 2024-12-31: Account 253; 2025-01-01: For 2023; 2025-02-02: 0; 2025-04-07: 0
|  | December | 2024-12-31: Account 253; 2025-01-01: For 2024; 2025-02-02: 0; 2025-05-09: 0
|  | Average Beginning and End of Year | 2025-02-02: 0; 2025-06-10: 0
56 |  | Accumulated Depreciation Associated with Facilities with Outstanding Network Credits
|  | December | 2024-12-31: Account 253; 2025-01-01: For 2023; 2025-02-02: 0; 2025-04-07: 0
|  | December | 2024-12-31: Account 253; 2025-01-01: For 2024; 2025-02-02: 0; 2025-05-09: 0
|  | Average Beginning and End of Year | 2025-02-02: 0; 2025-06-10: 0
Interest on Outstanding Network Credits Cost Support
Attachment H-1 Line #s, Descriptions, Notes, Form 1 Page #s and Instructions |  |  | 2025-04-07: Interest on Network Credits; 2025-05-09: Description of the Interest on the Credits
Credits
164 |  | Interest on Network Credits | 2025-04-07: 0; 2025-05-09: General Description of the Credits
Add more lines if necessary
Transmission of Electricity By Others; Account 565
63 |  | Transmission of Electricity By Others; Account 565 | 2024-12-31: FERC Form 1 p321.96b; 2025-02-02: BPA O&M; 2025-03-06: BPA Lease Rights; 2025-04-07: Whatcom PUD Line Loss; 2025-05-09: Northwestern O&M; 2025-07-12: Total 565 to Reduce O&M
|  | WA Area Transmission | 2024-12-31: 189556676.88; 2025-02-02: 7296; 2025-03-06: 0; 2025-04-07: 31299.11; 2025-07-12: 189518081.77
|  | Colstrip | 2024-12-31: 5538984.24; 2025-05-09: 470699.24; 2025-07-12: 5068285
|  | Southern Intertie | 2024-12-31: 1817207; 2025-02-02: 1817207; 2025-07-12: 0
[5 empty] | 1824503 | 0 | 31299.11 | 470699.24
|  | Total | 2024-12-31: 196912868.12; 2025-02-02: 3649006; 2025-03-06: 0; 2025-04-07: 62598.22; 2025-05-09: 941398.48; 2025-07-12: 194586366.77
Other Income Tax Adjustment
Attachment H-1 Line #s, Descriptions, Notes, Form 1 Page #s and Instructions |  |  | 2025-02-02: Allocation
|  |  |  | Total | Plant Related |  | Transmission Related
|  | Reversal of Excess Deferred Taxes Plant Related | 2024-12-31: Wksheet 7; 2025-01-01: -21378567.3337; 2025-02-02: 17.75%; 2025-04-07: -3795392.2295
|  | Flow Through/net AFUDC (Note 1) | 2025-01-01: 2580296.3446; 2025-02-02: 17.75%; 2025-04-07: 458086.6689
145a |  | Amortized Excess or Deficient ADIT | 2025-01-01: -18798270.9891; 2025-04-07: -3337305.5606
Note 1: Flow through accounting is used for allowance for funds used during construction and construction period interest calculations. The impact on tax expense is reflected in this adjustment.

## 6 - Est and True up
Puget Sound Energy
Attachment 6 - Estimate and Reconciliation Worksheet
|  |  |  | Year 1= | 2023
|  |  |  | Year 2= | 2024
Step | Month | Year | Action | Year 3= | 2025
Exec Summary
1 | April | Year 2 | Transmission Provider (TP) populates the formula with Year 1 data from FERC Form No. 1 data for Year 1 (e.g., 2010)
2 | April | Year 2 | TP estimates all transmission Cap Adds and CWIP for Year 2 weighted based on Months expected to be in service in Year 2 (e.g., 2011)
3 | April | Year 2 | TP adds weighted Cap Adds to plant in service in Formula
4 | May | Year 2 | Post results of Step 3
5 | June | Year 2 | Results of Step 3 go into effect for the Rate Year 1 (e.g., June 1, 2011 - May 31, 2012)
6 | April | Year 3 | TP populates the formula with Year 2 data from FERC Form No. 1 for Year 2 (e.g., 2011)
7 | April | Year 3 | Reconciliation
8 | April | Year 3 | True-Up Adjustment
9 | April | Year 3 | Reconciliation - TP adds the difference between the Reconciliation in Step 7 and the forecast in Line 5 with interest to the result of Step 7 (this difference is also added to Step 8 in the subsequent year)
10 | May | Year 3 | Post results of Step 9 on OASIS web site
11 | June | Year 3 | Results of Step 9 go into effect for the Rate Year 2 (e.g., June 1, 2012 - May 31, 2013)
1 | April | Year 2 | TP populates the formula with Year 1 data from FERC Form No. 1 data for Year 1 (e.g., 2010)
|  |  |  | Rev Req based on Year 1 data |  | Must run Attachment H-1 to get this number (without inputs in line 16 of Attachment H-1 )
2 | April | Year 2 | TP estimates all transmission Cap Adds and CWIP for Year 2 weighted based on Months expected to be in service in Year 2 (e.g., 2011)
|  | (A) | (B) | (C) | (D) | (E) |  | (F) | (G) | (H) | (I) | (J)
|  | Monthly Additions | Monthly Additions | Monthly Additions | Monthly Additions | Monthly Additions |  | Cumulative | Cumulative | Cumulative | Cumulative | Cumulative
|  | Non-Incentive | Non-Incentive | Non-Incentive |  |  |  | Column (A) | Column (C) | Column (D) | Column (E) | Column (F)
|  | Washington |  |  | Project 1 | Project 2
| Jan | [6 empty] | 0 | 0 | 0 | 0 | 0
| Feb | [6 empty] | 0 | 0 | 0 | 0 | 0
| Mar | [6 empty] | 0 | 0 | 0 | 0 | 0
| Apr | [6 empty] | 0 | 0 | 0 | 0 | 0
| May | [6 empty] | 0 | 0 | 0 | 0 | 0
| Jun | [6 empty] | 0 | 0 | 0 | 0 | 0
| Jul | [6 empty] | 0 | 0 | 0 | 0 | 0
| Aug | [6 empty] | 0 | 0 | 0 | 0 | 0
| Sep | [6 empty] | 0 | 0 | 0 | 0 | 0
| Oct | [6 empty] | 0 | 0 | 0 | 0 | 0
| Nov | [6 empty] | 0 | 0 | 0 | 0 | 0
| Dec | [6 empty] | 0 | 0 | 0 | 0 | 0
| Total | 0 | 0 | 0 | 0 | 0 | Average | 0 | 0 | 0 | 0 | 0
| New Transmission Plant Additions | [8 empty] | Sum average from Columns H-M | 0
3 | April | Year 2 | TP adds weighted Cap Adds to plant in service in Formula
Must run Attachment H-1 to get this number (with input on line 16 of Attachment H-1)
4 | May | Year 2 | Post results of Step 3
Must run Attachment H-1 to get this number (with input on line 16 of Attachment H-1)
5 | June | Year 2 | Results of Step 3 go into effect for the Rate Year 1 (e.g., June 1, 2011 - May 31, 2012)
6 | April | Year 3 | TP populates the formula with Year 2 data from FERC Form No. 1 for Year 2 (e.g., 2011)
|  |  |  | Rev Req based on Prior Year data |  | Must run Attachment H-1 to get this number (without inputs on line 16 of Attachment H-1)
7 | April | Year 3 | Reconciliation
|  |  | 133048834 | Result of Formula for Reconciliation |  | Must run Attachment H-1 to get this number (with input in line 16 of Attachment H-1 )
(Year 2 data with total of Year 2 Cap Adds removed and monthly weighted average of Year 2 actual Cap Adds added in)
|  |  | 6900526 | Schedule 1 Reconciliation
8 | April | Year 3 | True-Up Adjustment
Transmission
Rates in effect in Prior Year times actual loads in each Month
|  |  |  | Month | Rates Charged | Actual Monthly Loads | Rate x Loads | Less any Prior Year True up | Actual Revenues Received |  |  | Prior Period Adjustments Detail:
|  |  |  | Jan | 0.77991 | 5009.2165 | 3906751.9617 | -3261578.3651 | 7168330.3268
|  |  |  | Feb | 0.77991 | 5368.7764 | 4187177.2998 | -3261578.3651 | 7448755.6649
|  |  |  | Mar | 0.77991 | 4385.3692 | 3420205.5226 | -3261578.3651 | 6681783.8877
|  |  |  | Apr | 0.77991 | 3923.4057 | 3059914.2675 | -3261578.3651 | 6321492.6326
|  |  |  | May | 0.77991 | 3499.6275 | 2729404.2575 | -3261578.3651 | 5990982.6226
|  |  |  | Jun | 3.2869 | 4169.6949 | 13705393.3129 | 3594077.4208 | 10111315.8921 |  |  | 0 | Total Other Adjustment
|  |  |  | Jul | 3.2869 | 4488.7754 | 14754180.8062 | 3594077.4208 | 11160103.3854
|  |  |  | Aug | 3.2869 | 4562.3235 | 14995926.5893 | 3594077.4208 | 11401849.1685
|  |  |  | Sep | 3.2869 | 4023.9558 | 13226362.8319 | 3594077.4208 | 9632285.4111
|  |  |  | Oct | 3.2869 | 3873.0779 | 12730441.293 | 3594077.4208 | 9136363.8722
|  |  |  | Nov | 3.2869 | 4297.3496 | 14124982.3347 | 3594077.4208 | 10530904.9139
|  |  |  | Dec | 3.2869 | 4518.6125 | 14852252.5037 | 3594077.4208 | 11258175.0829
|  |  |  | Sum |  |  |  | 0 | 106842342.8609
Schedule 1
Rates in effect in Prior Year times actual loads in each Month
|  |  |  | Month | Rates Charged | Actual Monthly Loads | Rate x Loads | Less any Prior Year True up | Actual Revenues Received |  | Rev Req | MonthlyRate
|  |  |  | Jan | 0.11583 | 5009.2165 | 580219.0224 | 39470.1388 | 540748.8836 |  | 6900526 |  | 2026AU
|  |  |  | Feb | 0.11583 | 5368.7764 | 621866.9481 | 39470.1388 | 582396.8093 |  | 6763802 | 0.12589 | 2025AU
|  |  |  | Mar | 0.11583 | 4385.3692 | 507958.6122 | 39470.1388 | 468488.4734 |  | 6189793 | 0.11583 | 2024AU
|  |  |  | Apr | 0.11583 | 3923.4057 | 454449.2413 | 39470.1388 | 414979.1025 |  | 4905585 | 0.090585 | 2023AU
|  |  |  | May | 0.11583 | 3499.6275 | 405362.8911 | 39470.1388 | 365892.7523
|  |  |  | Jun | 0.12589 | 4169.6949 | 524911.3414 | 93055.4832 | 431855.8582
|  |  |  | Jul | 0.12589 | 4488.7754 | 565079.5027 | 93055.4832 | 472024.0196
|  |  |  | Aug | 0.12589 | 4562.3235 | 574338.2741 | 93055.4832 | 481282.791
|  |  |  | Sep | 0.12589 | 4023.9558 | 506564.6565 | 93055.4832 | 413509.1734
|  |  |  | Oct | 0.12589 | 3873.0779 | 487571.0505 | 93055.4832 | 394515.5674
|  |  |  | Nov | 0.12589 | 4297.3496 | 540981.441 | 93055.4832 | 447925.9579
|  |  |  | Dec | 0.12589 | 4518.6125 | 568835.6114 | 93055.4832 | 475780.1282
|  |  |  | Sum |  |  |  |  | 5489399.5167
|  |  | The Reconciliation in Step 8 |  | Actual Revenues Received Step 7 |  | True Up |  | Prior Period Adjustment |  | Net True up
|  | Transmission Rate | 133048834 | - | 106842342.8609 | = | 26206491.1391 | - | 0 | = | 26206491.1391
|  | Schedule 1 | 6900526 | - | 5489399.5167 | = | 1411126.4833 | - | 0 | = | 1411126.4833
|  | Total | 139949360 | - | 112331742.3776 | = | 27617617.6224 | - | 0 | = | 27617617.6224
Interest on Amount of Refunds or Surcharges
|  |  | Interest rate pursuant to 35.19a for March of the Current Yr |  | 0.006
|  |  | Month | Yr |  | Interest rate for |  | Interest | Surcharge (Refund) Owed
[5 empty] | (See Note #1) | March of the Current Yr | Months |  |  | Note #1: For the initial rate year, enter zero for the first five months,
|  |  | Jan | Year 1 | 2301468.1352 | 0.6% | 12 | 165705.7057 | 2467173.8409 | June Year 1 through October Year 1. Enter 1/12 of Step 8
|  |  | Feb | Year 1 | 2301468.1352 | 0.6% | 11 | 151896.8969 | 2453365.0321 | for the months Nov Year 1 through May Year 2.
|  |  | Mar | Year 1 | 2301468.1352 | 0.6% | 10 | 138088.0881 | 2439556.2233
|  |  | Apr | Year 1 | 2301468.1352 | 0.6% | 9 | 124279.2793 | 2425747.4145
|  |  | May | Year 1 | 2301468.1352 | 0.6% | 8 | 110470.4705 | 2411938.6057
|  |  | Jun | Year 1 | 2301468.1352 | 0.6% | 7 | 96661.6617 | 2398129.7969
|  |  | Jul | Year 1 | 2301468.1352 | 0.6% | 6 | 82852.8529 | 2384320.9881
|  |  | Aug | Year 2 | 2301468.1352 | 0.6% | 5 | 69044.0441 | 2370512.1793
|  |  | Sep | Year 2 | 2301468.1352 | 0.6% | 4 | 55235.2352 | 2356703.3704
|  |  | Oct | Year 2 | 2301468.1352 | 0.6% | 3 | 41426.4264 | 2342894.5616
|  |  | Nov | Year 2 | 2301468.1352 | 0.6% | 2 | 27617.6176 | 2329085.7528
|  |  | Dec | Year 2 | 2301468.1352 | 0.6% | 1 | 13808.8088 | 2315276.944
|  |  | Total |  | 0 |  |  |  | 28694704.7097
[5 empty] | Balance | Interest rate from above | Amortization over Rate Year | Interest | Surcharge (Refund) Owed
|  |  | Jan | Year 2 | 28694704.7097 | 0.6% | 0 | 172168.2283 | 28866872.938
|  |  | Feb | Year 2 | 28866872.938 | 0.6% | 0 | 173201.2376 | 29040074.1756
|  |  | Mar | Year 2 | 29040074.1756 | 0.6% | 0 | 174240.4451 | 29214314.6206
|  |  | Apr | Year 2 | 29214314.6206 | 0.6% | 0 | 175285.8877 | 29389600.5084
|  |  | May | Year 2 | 29389600.5084 | 0.6% | 0 | 176337.6031 | 29565938.1114
|  |  | Jun | Year 2 | 29565938.1114 | 0.6% | 2560971.2077 | 177395.6287 | 27182362.5324
|  |  | Jul | Year 2 | 27182362.5324 | 0.6% | 2560971.2077 | 163094.1752 | 24784485.5
|  |  | Aug | Year 2 | 24784485.5 | 0.6% | 2560971.2077 | 148706.913 | 22372221.2053
|  |  | Sep | Year 2 | 22372221.2053 | 0.6% | 2560971.2077 | 134233.3272 | 19945483.3249
|  |  | Oct | Year 2 | 19945483.3249 | 0.6% | 2560971.2077 | 119672.8999 | 17504185.0172
|  |  | Nov | Year 2 | 17504185.0172 | 0.6% | 2560971.2077 | 105025.1101 | 15048238.9196
|  |  | Dec | Year 2 | 15048238.9196 | 0.6% | 2560971.2077 | 90289.4335 | 12577557.1455
|  |  | Jan | Year 3 | 12577557.1455 | 0.6% | 2560971.2077 | 75465.3429 | 10092051.2807
|  |  | Feb | Year 3 | 10092051.2807 | 0.6% | 2560971.2077 | 60552.3077 | 7591632.3807
|  |  | Mar | Year 3 | 7591632.3807 | 0.6% | 2560971.2077 | 45549.7943 | 5076210.9674
|  |  | Apr | Year 3 | 5076210.9674 | 0.6% | 2560971.2077 | 30457.2658 | 2545697.0255
|  |  | May | Year 3 | 2545697.0255 | 0.6% | 2560971.2077 | 15274.1822 | 1.4661e-09
|  |  | Total with interest |  |  |  | 30731654.4919
|  |  | Total with Interest |  |  |  | 30731654.4919 | 29161415.8087 | 1570238.6832
|  |  | Rev Req based on Year 2 data with estimated Cap Adds and CWIP for Year 3 (Step 9) |  |  |  |  | 135548486.3477 | 6900526
|  |  | Revenue Requirement for Year 3 |  |  |  |  | 164709902.1564 | 8470764.6832
9 | April | Year 3 | TP estimates Cap Adds and CWIP during Year 3 weighted based on Months expected to be in service in Year 3 (e.g., 2012)
|  | (A) | (B) | (C) | (D) | (E) | (F) |  | (H) | (I) | (J) | (K) | (L) | (M)
|  | Monthly Additions | Monthly Additions | Monthly Additions | Monthly Additions | Monthly Additions | Monthly Additions |  | Cumulative | Cumulative | Cumulative | Cumulative | Cumulative | Cumulative
|  | Non-Incentive | Non-Incentive | Non-Incentive |  |  |  |  | Column (A) | Column (B) | Column (C) | Column (D) | Column (E) | Column (F)
|  | Washington |  |  | Project 1 | Project 2 | Project 3
| Jan | 11272778.38 | [6 empty] | 11272778.38 | 0 | 0 | 0 | 0 | 0
| Feb | 5678985.64 | [6 empty] | 16951764.02 | 0 | 0 | 0 | 0 | 0
| Mar | 8873780.15 | [6 empty] | 25825544.17 | 0 | 0 | 0 | 0 | 0
| Apr | 4450731.2369 | [6 empty] | 30276275.4069 | 0 | 0 | 0 | 0 | 0
| May | 7793321.6768 | [6 empty] | 38069597.0838 | 0 | 0 | 0 | 0 | 0
| Jun | 5672567.2805 | [6 empty] | 43742164.3642 | 0 | 0 | 0 | 0 | 0
| Jul | 3754710.7219 | [6 empty] | 47496875.0861 | 0 | 0 | 0 | 0 | 0
| Aug | 4865638.1728 | [6 empty] | 52362513.2589 | 0 | 0 | 0 | 0 | 0
| Sep | 4510722.7713 | [6 empty] | 56873236.0302 | 0 | 0 | 0 | 0 | 0
| Oct | 5367103.5231 | [6 empty] | 62240339.5533 | 0 | 0 | 0 | 0 | 0
| Nov | 3318174.3826 | [6 empty] | 65558513.9359 | 0 | 0 | 0 | 0 | 0
| Dec | 50873757.0033 | [6 empty] | 116432270.9393 | 0 | 0 | 0 | 0 | 0
| Total | 116432270.9393 | 0 | 0 | 0 | 0 | 0 | Average | 47258489.3524 | 0 | 0 | 0 | 0 | 0
| New Transmission Plant Additions | [8 empty] | Sum average from Columns H-M |  | 47258489.3524 | Input to Line 16 of Attachment H-1
10 | May | Year 3 | Post results of Step 9 on OASIS web site
|  | 164709902.1564 |  | Post results of Step 3
11 | June | Year 3 | Results of Step 9 go into effect for the Rate Year 2 (e.g., June 1, 2012 - May 31, 2013)
164709902.1564

## 6A-Colstrip
Puget Sound Energy
Attachment 6A - Estimate and Reconciliation Worksheet - Colstrip
|  |  |  | Year 1= | 2023
|  |  |  | Year 2= | 2024
Step | Month | Year | Action | Year 3= | 2025
Exec Summary
1 | April | Year 2 | Transmission Provider (TP) populates the formula with Year 1 data from FERC Form No. 1 data for Year 1 (e.g., 2010)
2 | April | Year 2 | TP estimates all transmission Cap Adds and CWIP for Year 2 weighted based on Months expected to be in service in Year 2 (e.g., 2011)
3 | April | Year 2 | TP adds weighted Cap Adds to plant in service in Formula
4 | May | Year 2 | Post results of Step 3
5 | June | Year 2 | Results of Step 3 go into effect for the Rate Year 1 (e.g., June 1, 2011 - May 31, 2012)
6 | April | Year 3 | TP populates the formula with Year 2 data from FERC Form No. 1 for Year 2 (e.g., 2011)
7 | April | Year 3 | Reconciliation
8 | April | Year 3 | True-Up Adjustment
9 | April | Year 3 | Reconciliation - TP adds the difference between the Reconciliation in Step 7 and the forecast in Line 5 with interest to the result of Step 7 (this difference is also added to Step 8 in the subsequent year)
10 | May | Year 3 | Post results of Step 9 on OASIS web site
11 | June | Year 3 | Results of Step 9 go into effect for the Rate Year 2 (e.g., June 1, 2012 - May 31, 2013)
1 | April | Year 2 | TO populates the formula with Year 1 data from FERC Form No. 1 data for Year 1 (e.g., 2010)
|  |  |  | Rev Req based on Year 1 data |  | Must run Attachment H-1 to get this number (without inputs in line 16 of Attachment H-1 )
2 | April | Year 2 | TO estimates all transmission Cap Adds and CWIP for Year 2 weighted based on Months expected to be in service in Year 2 (e.g., 2011)
|  | (A) | (B) | (C) | (D) | (E) | (F) |  | (H) | (I) | (J) | (K) | (L) | (M)
|  | Monthly Additions | Monthly Additions | Monthly Additions | Monthly Additions | Monthly Additions | Monthly Additions |  | Cumulative | Cumulative | Cumulative | Cumulative | Cumulative | Cumulative
|  | Non-Incentive | Non-Incentive | Non-Incentive | Non-Incentive |  |  |  | Column (A) | Column (B) | Column (C) | Column (D) | Column (E) | Column (F)
[6 empty] | Project 1 | Project 2
| Jan | [7 empty] | 0 | 0 | 0 | 0 | 0 | 0
| Feb | [7 empty] | 0 | 0 | 0 | 0 | 0 | 0
| Mar | [7 empty] | 0 | 0 | 0 | 0 | 0 | 0
| Apr | [7 empty] | 0 | 0 | 0 | 0 | 0 | 0
| May | [7 empty] | 0 | 0 | 0 | 0 | 0 | 0
| Jun | [7 empty] | 0 | 0 | 0 | 0 | 0 | 0
| Jul | [7 empty] | 0 | 0 | 0 | 0 | 0 | 0
| Aug | [7 empty] | 0 | 0 | 0 | 0 | 0 | 0
| Sep | [7 empty] | 0 | 0 | 0 | 0 | 0 | 0
| Oct | [7 empty] | 0 | 0 | 0 | 0 | 0 | 0
| Nov | [7 empty] | 0 | 0 | 0 | 0 | 0 | 0
| Dec | [7 empty] | 0 | 0 | 0 | 0 | 0 | 0
| Total | 0 | 0 | 0 | 0 | 0 | 0 | Average | 0 | 0 | 0 | 0 | 0 | 0
| New Transmission Plant Additions | [8 empty] | Sum average from Columns H-M |  | 0
3 | April | Year 2 | TP adds weighted Cap Adds to plant in service in Formula
|  |  | 0 |  |  | Must run Attachment H-1 to get this number (with input on line 16 of Attachment H-1)
4 | May | Year 2 | Post results of Step 3
|  |  | 0 |  |  | Must run Attachment H-1 to get this number (with input on line 16 of Attachment H-1)
5 | June | Year 2 | Results of Step 3 go into effect for the Rate Year 1 (e.g., June 1, 2011 - May 31, 2012)
0
6 | April | Year 3 | TP populates the formula with Year 2 data from FERC Form No. 1 for Year 2 (e.g., 2011)
|  |  |  | Rev Req based on Prior Year data |  | Must run Attachment H-1 to get this number (with input on line 16 of Attachment H-1)
7 | April | Year 3 | Reconciliation
|  |  | 6082985 | Result of Formula for Reconciliation |  | Must run Attachment H-1 to get this number (with input on line 16 of Attachment H-1)
(Year 2 data with total of Year 2 Cap Adds removed and monthly weighted average of Year 2 actual Cap Adds added in)
|  |  | 0 | Schedule 1 Reconciliation
8 | April | Year 3 | True-Up Adjustment
Transmission
Rates in effect in Prior Year times actual loads in each Month
|  |  |  | Month | Rates Charged | Actual Monthly Loads | Rate x Loads | Less any Prior Year True up | Actual Revenues Received |  |  | Prior Period Adjustments Detail:
|  |  |  | Jan | 0.099566 | 746 | 74276.1041 | -427576.0535 | 501852.1576
|  |  |  | Feb | 0.099566 | 746 | 74276.1041 | -427576.0535 | 501852.1576
|  |  |  | Mar | 0.099566 | 746 | 74276.1041 | -427576.0535 | 501852.1576
|  |  |  | Apr | 0.099566 | 746 | 74276.1041 | -427576.0535 | 501852.1576
|  |  |  | May | 0.099566 | 746 | 74276.1041 | -427576.0535 | 501852.1576
|  |  |  | Jun | 0.52031 | 746 | 388152.1111 | -131223.5376 | 519375.6488 |  |  | 0 | Total Other Adjustment
|  |  |  | Jul | 0.52031 | 746 | 388152.1111 | -131223.5376 | 519375.6488
|  |  |  | Aug | 0.52031 | 746 | 388152.1111 | -131223.5376 | 519375.6488
|  |  |  | Sep | 0.52031 | 746 | 388152.1111 | -131223.5376 | 519375.6488
|  |  |  | Oct | 0.52031 | 746 | 388152.1111 | -131223.5376 | 519375.6488
|  |  |  | Nov | 0.52031 | 746 | 388152.1111 | -131223.5376 | 519375.6488
|  |  |  | Dec | 0.52031 | 746 | 388152.1111 | -131223.5376 | 519375.6488
|  |  |  | Sum |  |  |  |  | 6144890.3291
|  |  | The Reconciliation in Step 8 |  | Actual Revenues Received Step 7 |  | True Up |  | Prior Period Adjustment |  | Net True up
|  | Transmission Rate | 6082985 | - | 6144890.3291 | = | -61905.3291 | - | 0 | = | -61905.3291
Interest on Amount of Refunds or Surcharges
|  |  | Interest rate pursuant to 35.19a for March of the Current Yr |  | 0.006
|  |  | Month | Yr | 1/12 of Step 8 | Interest rate for |  | Interest | Surcharge (Refund) Owed
[5 empty] | (See Note #1) | March of the Current Yr | Months |  |  | Note #1: For the initial rate year, enter zero for the first five months,
|  |  | Jan | Year 1 | -5158.7774 | 0.6% | 12 | -371.432 | -5530.2094 | June Year 1 through October Year 1. Enter 1/12 of Step 8
|  |  | Feb | Year 1 | -5158.7774 | 0.6% | 11 | -340.4793 | -5499.2567 | for the months Nov Year 1 through May Year 2.
|  |  | Mar | Year 1 | -5158.7774 | 0.6% | 10 | -309.5266 | -5468.3041
|  |  | Apr | Year 1 | -5158.7774 | 0.6% | 9 | -278.574 | -5437.3514
|  |  | May | Year 1 | -5158.7774 | 0.6% | 8 | -247.6213 | -5406.3987
|  |  | Jun | Year 1 | -5158.7774 | 0.6% | 7 | -216.6687 | -5375.4461
|  |  | Jul | Year 1 | -5158.7774 | 0.6% | 6 | -185.716 | -5344.4934
|  |  | Aug | Year 2 | -5158.7774 | 0.6% | 5 | -154.7633 | -5313.5408
|  |  | Sep | Year 2 | -5158.7774 | 0.6% | 4 | -123.8107 | -5282.5881
|  |  | Oct | Year 2 | -5158.7774 | 0.6% | 3 | -92.858 | -5251.6354
|  |  | Nov | Year 2 | -5158.7774 | 0.6% | 2 | -61.9053 | -5220.6828
|  |  | Dec | Year 2 | -5158.7774 | 0.6% | 1 | -30.9527 | -5189.7301
|  |  | Total |  | 0 |  |  |  | -64319.637
[5 empty] | Balance | Interest rate from above | Amortization over Rate Year | Interest | Surcharge (Refund) Owed
|  |  | Jan | Year 2 | -64319.637 | 0.6% | 0 | -385.9178 | -64705.5548
|  |  | Feb | Year 2 | -64705.5548 | 0.6% | 0 | -388.2333 | -65093.7881
|  |  | Mar | Year 2 | -65093.7881 | 0.6% | 0 | -390.5627 | -65484.3509
|  |  | Apr | Year 2 | -65484.3509 | 0.6% | 0 | -392.9061 | -65877.257
|  |  | May | Year 2 | -65877.257 | 0.6% | 0 | -395.2635 | -66272.5205
|  |  | Jun | Year 2 | -66272.5205 | 0.6% | -5740.4577 | -397.6351 | -60929.6979
|  |  | Jul | Year 2 | -60929.6979 | 0.6% | -5740.4577 | -365.5782 | -55554.8184
|  |  | Aug | Year 2 | -55554.8184 | 0.6% | -5740.4577 | -333.3289 | -50147.6896
|  |  | Sep | Year 2 | -50147.6896 | 0.6% | -5740.4577 | -300.8861 | -44708.1181
|  |  | Oct | Year 2 | -44708.1181 | 0.6% | -5740.4577 | -268.2487 | -39235.9091
|  |  | Nov | Year 2 | -39235.9091 | 0.6% | -5740.4577 | -235.4155 | -33730.8669
|  |  | Dec | Year 2 | -33730.8669 | 0.6% | -5740.4577 | -202.3852 | -28192.7944
|  |  | Jan | Year 3 | -28192.7944 | 0.6% | -5740.4577 | -169.1568 | -22621.4935
|  |  | Feb | Year 3 | -22621.4935 | 0.6% | -5740.4577 | -135.729 | -17016.7647
|  |  | Mar | Year 3 | -17016.7647 | 0.6% | -5740.4577 | -102.1006 | -11378.4076
|  |  | Apr | Year 3 | -11378.4076 | 0.6% | -5740.4577 | -68.2704 | -5706.2204
|  |  | May | Year 3 | -5706.2204 | 0.6% | -5740.4577 | -34.2373 | 0
|  |  | Total with interest |  |  |  | -68885.4923
|  |  | Total with interest |  |  |  | -68885.4923
|  |  | Rev Req based on Year 2 data with estimated Cap Adds and CWIP for Year 3 (Step 9) |  |  |  | 6083501.6013
|  |  | Revenue Requirement for Year 3 |  |  |  | 6014616.1089
9 | April | Year 3 | TP estimates Cap Adds and CWIP during Year 3 weighted based on Months expected to be in service in Year 3 (e.g., 2012)
|  | (A) | (B) | (C) | (D) | (E) | (F) |  | (H) | (I) | (J) | (K) | (L) | (M)
|  | Monthly Additions | Monthly Additions | Monthly Additions | Monthly Additions | Monthly Additions | Monthly Additions |  | Cumulative | Cumulative | Cumulative | Cumulative | Cumulative | Cumulative
|  | Non-Incentive | Non-Incentive | Non-Incentive |  |  |  |  | Column (A) | Column (B) | Column (C) | Column (D) | Column (E) | Column (F)
[5 empty] | Project 1 | Project 2 | Project 3
| Jan | [7 empty] | 0 | 0 | 0 | 0 | 0 | 0
| Feb | [7 empty] | 0 | 0 | 0 | 0 | 0 | 0
| Mar | [7 empty] | 0 | 0 | 0 | 0 | 0 | 0
| Apr | [7 empty] | 0 | 0 | 0 | 0 | 0 | 0
| May | [7 empty] | 0 | 0 | 0 | 0 | 0 | 0
| Jun | [7 empty] | 0 | 0 | 0 | 0 | 0 | 0
| Jul | [7 empty] | 0 | 0 | 0 | 0 | 0 | 0
| Aug | [7 empty] | 0 | 0 | 0 | 0 | 0 | 0
| Sep | [7 empty] | 0 | 0 | 0 | 0 | 0 | 0
| Oct | [7 empty] | 0 | 0 | 0 | 0 | 0 | 0
| Nov | [7 empty] | 0 | 0 | 0 | 0 | 0 | 0
| Dec | [7 empty] | 0 | 0 | 0 | 0 | 0 | 0
| Total | 0 | 0 | 0 | 0 | 0 | 0 | Average | 0 | 0 | 0 | 0 | 0 | 0
| New Transmission Plant Additions | [8 empty] | Sum average from Columns H-M |  | 0 |  | Input to Line 16 of Attachment H-1
10 | May | Year 3 | Post results of Step 9 on OASIS web site
Post results of Step 3
11 | June | Year 3 | Results of Step 9 go into effect for the Rate Year 2 (e.g., June 1, 2012 - May 31, 2013)
0

## 6B-So Intertie
Puget Sound Energy
Attachment 6B - Estimate and Reconciliation Worksheet - Southern Intertie
|  |  |  | Year 1= | 2023
|  |  |  | Year 2= | 2024
Step | Month | Year | Action | Year 3= | 2025
Exec Summary
1 | April | Year 2 | Transmission Provider (TP) populates the formula with Year 1 data from FERC Form No. 1 data for Year 1 (e.g., 2010)
2 | April | Year 2 | TP estimates all transmission Cap Adds and CWIP for Year 2 weighted based on Months expected to be in service in Year 2 (e.g., 2011)
3 | April | Year 2 | TP adds weighted Cap Adds to plant in service in Formula
4 | May | Year 2 | Post results of Step 3
5 | June | Year 2 | Results of Step 3 go into effect for the Rate Year 1 (e.g., June 1, 2011 - May 31, 2012)
6 | April | Year 3 | TP populates the formula with Year 2 data from FERC Form No. 1 for Year 2 (e.g., 2011)
7 | April | Year 3 | Reconciliation
8 | April | Year 3 | True up adjustments including any prior period adjustments
9 | April | Year 3 | Reconciliation - TP adds the difference between the Reconciliation in Step 7 and the forecast in Line 5 with interest to the result of Step 7 (this difference is also added to Step 8 in the subsequent year)
10 | May | Year 3 | Post results of Step 9 on OASIS web site
11 | June | Year 3 | Results of Step 9 go into effect for the Rate Year 2 (e.g., June 1, 2012 - May 31, 2013)
1 | April | Year 2 | TP populates the formula with Year 1 data from FERC Form No. 1 data for Year 1 (e.g., 2010)
|  |  |  | Rev Req based on Year 1 data |  | Must run Attachment H-1 to get this number (without inputs in line 16 of Attachment H-1 )
2 | April | Year 2 | TP estimates all transmission Cap Adds and CWIP for Year 2 weighted based on Months expected to be in service in Year 2 (e.g., 2011)
|  | (A) | (B) | (C) | (D) | (E) | (F) |  | (H) | (I) | (J) | (K) | (L) | (M)
|  | Monthly Additions | Monthly Additions | Monthly Additions | Monthly Additions | Monthly Additions | Monthly Additions |  | Cumulative | Cumulative | Cumulative | Cumulative | Cumulative | Cumulative
|  | Non-Incentive | Non-Incentive | Non-Incentive | Non-Incentive |  |  |  | Column (A) | Column (B) | Column (C) | Column (D) | Column (E) | Column (F)
[6 empty] | Project 1 | Project 2
| Jan | [7 empty] | 0 | 0 | 0 | 0 | 0 | 0
| Feb | [7 empty] | 0 | 0 | 0 | 0 | 0 | 0
| Mar | [7 empty] | 0 | 0 | 0 | 0 | 0 | 0
| Apr | [7 empty] | 0 | 0 | 0 | 0 | 0 | 0
| May | [7 empty] | 0 | 0 | 0 | 0 | 0 | 0
| Jun | [7 empty] | 0 | 0 | 0 | 0 | 0 | 0
| Jul | [7 empty] | 0 | 0 | 0 | 0 | 0 | 0
| Aug | [7 empty] | 0 | 0 | 0 | 0 | 0 | 0
| Sep | [7 empty] | 0 | 0 | 0 | 0 | 0 | 0
| Oct | [7 empty] | 0 | 0 | 0 | 0 | 0 | 0
| Nov | [7 empty] | 0 | 0 | 0 | 0 | 0 | 0
| Dec | [7 empty] | 0 | 0 | 0 | 0 | 0 | 0
| Total | 0 | 0 | 0 | 0 | 0 | 0 | Average | 0 | 0 | 0 | 0 | 0 | 0
| New Transmission Plant Additions | [8 empty] | Sum average from Columns H-M |  | 0
3 | April | Year 2 | TP adds weighted Cap Adds to plant in service in Formula
Must run Attachment H-1 to get this number (with input on line 16 of Attachment H-1)
4 | May | Year 2 | Post results of Step 3
|  |  | 0 |  |  | Must run Attachment H-1 to get this number (with input on line 16 of Attachment H-1)
5 | June | Year 2 | Results of Step 3 go into effect for the Rate Year 1 (e.g., June 1, 2011 - May 31, 2012)
0
6 | April | Year 3 | TP populates the formula with Year 2 data from FERC Form No. 1 for Year 2 (e.g., 2011)
|  |  |  | Rev Req based on Prior Year data |  | Must run Attachment H-1 to get this number (with input on line 16 of Attachment H-1)
7 | April | Year 3 | Reconciliation
|  |  | 7075099 | Result of Formula for Reconciliation |  | Must run Attachment H-1 to get this number (with input on line 16 of Attachment H-1)
(Year 2 data with total of Year 2 Cap Adds removed and monthly weighted average of Year 2 actual Cap Adds added in)
|  |  | 0 | Schedule 1 Reconciliation
8 | April | Year 3 | True-Up Adjustment
Transmission
Rates in effect in Prior Year times actual loads in each Month
|  |  |  | Month | Rates Charged | Actual Monthly Loads | Rate x Loads | Less any Prior Year True up | Actual Revenues Received |  |  | Prior Period Adjustments Detail:
|  |  |  | Jan | 0.7262 | 706 | 512697.298 | -18950.2856 | 531647.5836
|  |  |  | Feb | 0.7262 | 706 | 512697.298 | -18950.2856 | 531647.5836
|  |  |  | Mar | 0.7262 | 706 | 512697.298 | -18950.2856 | 531647.5836
|  |  |  | Apr | 0.7262 | 706 | 512697.298 | -18950.2856 | 531647.5836
|  |  |  | May | 0.7262 | 706 | 512697.298 | -18950.2856 | 531647.5836
|  |  |  | Jun | 1.076 | 706 | 759670.8506 | 110936.6349 | 648734.2157 |  |  | 0 | Total Other Adjustment
|  |  |  | Jul | 1.076 | 706 | 759670.8506 | 110936.6349 | 648734.2157
|  |  |  | Aug | 1.076 | 706 | 759670.8506 | 110936.6349 | 648734.2157
|  |  |  | Sep | 1.076 | 706 | 759670.8506 | 110936.6349 | 648734.2157
|  |  |  | Oct | 1.076 | 706 | 759670.8506 | 110936.6349 | 648734.2157
|  |  |  | Nov | 1.076 | 706 | 759670.8506 | 110936.6349 | 648734.2157
|  |  |  | Dec | 1.076 | 706 | 759670.8506 | 110936.6349 | 648734.2157
|  |  |  | Sum |  |  |  |  | 7199377.4278
|  |  | The Reconciliation in Step 8 |  | Actual Revenues Received Step 7 |  | True Up |  | Prior Period Adjustment |  | Net True up
|  | Transmission Rate | 7075099 | - | 7199377.4278 | = | -124278.4278 | - | 0 | = | -124278.4278
Interest on Amount of Refunds or Surcharges
|  |  | Interest rate pursuant to 35.19a for March of the Current Yr |  | 0.006
|  |  | Month | Yr | 1/12 of Step 8 | Interest rate for |  | Interest | Surcharge (Refund) Owed
[5 empty] | (See Note #1) | March of the Current Yr | Months |  |  | Note #1: For the initial rate year, enter zero for the first five months,
|  |  | Jan | Year 1 | -10356.5357 | 0.6% | 12 | -745.6706 | -11102.2062 | June Year 1 through October Year 1. Enter 1/12 of Step 8
|  |  | Feb | Year 1 | -10356.5357 | 0.6% | 11 | -683.5314 | -11040.067 | for the months Nov Year 1 through May Year 2.
|  |  | Mar | Year 1 | -10356.5357 | 0.6% | 10 | -621.3921 | -10977.9278
|  |  | Apr | Year 1 | -10356.5357 | 0.6% | 9 | -559.2529 | -10915.7886
|  |  | May | Year 1 | -10356.5357 | 0.6% | 8 | -497.1137 | -10853.6494
|  |  | Jun | Year 1 | -10356.5357 | 0.6% | 7 | -434.9745 | -10791.5102
|  |  | Jul | Year 1 | -10356.5357 | 0.6% | 6 | -372.8353 | -10729.3709
|  |  | Aug | Year 2 | -10356.5357 | 0.6% | 5 | -310.6961 | -10667.2317
|  |  | Sep | Year 2 | -10356.5357 | 0.6% | 4 | -248.5569 | -10605.0925
|  |  | Oct | Year 2 | -10356.5357 | 0.6% | 3 | -186.4176 | -10542.9533
|  |  | Nov | Year 2 | -10356.5357 | 0.6% | 2 | -124.2784 | -10480.8141
|  |  | Dec | Year 2 | -10356.5357 | 0.6% | 1 | -62.1392 | -10418.6749
|  |  | Total |  | 0 |  |  |  | -129125.2865
[5 empty] | Balance | Interest rate from above | Amortization over Rate Year | Interest | Surcharge (Refund) Owed
|  |  | Jan | Year 2 | -129125.2865 | 0.6% | 0 | -774.7517 | -129900.0382
|  |  | Feb | Year 2 | -129900.0382 | 0.6% | 0 | -779.4002 | -130679.4385
|  |  | Mar | Year 2 | -130679.4385 | 0.6% | 0 | -784.0766 | -131463.5151
|  |  | Apr | Year 2 | -131463.5151 | 0.6% | 0 | -788.7811 | -132252.2962
|  |  | May | Year 2 | -132252.2962 | 0.6% | 0 | -793.5138 | -133045.81
|  |  | Jun | Year 2 | -133045.81 | 0.6% | -11524.2915 | -798.2749 | -122319.7933
|  |  | Jul | Year 2 | -122319.7933 | 0.6% | -11524.2915 | -733.9188 | -111529.4206
|  |  | Aug | Year 2 | -111529.4206 | 0.6% | -11524.2915 | -669.1765 | -100674.3057
|  |  | Sep | Year 2 | -100674.3057 | 0.6% | -11524.2915 | -604.0458 | -89754.06
|  |  | Oct | Year 2 | -89754.06 | 0.6% | -11524.2915 | -538.5244 | -78768.2929
|  |  | Nov | Year 2 | -78768.2929 | 0.6% | -11524.2915 | -472.6098 | -67716.6112
|  |  | Dec | Year 2 | -67716.6112 | 0.6% | -11524.2915 | -406.2997 | -56598.6194
|  |  | Jan | Year 3 | -56598.6194 | 0.6% | -11524.2915 | -339.5917 | -45413.9196
|  |  | Feb | Year 3 | -45413.9196 | 0.6% | -11524.2915 | -272.4835 | -34162.1117
|  |  | Mar | Year 3 | -34162.1117 | 0.6% | -11524.2915 | -204.9727 | -22842.7929
|  |  | Apr | Year 3 | -22842.7929 | 0.6% | -11524.2915 | -137.0568 | -11455.5581
|  |  | May | Year 3 | -11455.5581 | 0.6% | -11524.2915 | -68.7333 | 0
|  |  | Total with interest |  |  |  | -138291.4977
|  |  | Total with interest |  |  |  | -138291.4977
|  |  | Rev Req based on Year 2 data with estimated Cap Adds and CWIP for Year 3 (Step 9) |  |  |  | 7076208.1635
|  |  | Revenue Requirement for Year 3 |  |  |  | 6937916.6658
9 | April | Year 3 | TP estimates Cap Adds and CWIP during Year 3 weighted based on Months expected to be in service in Year 3 (e.g., 2012)
|  | (A) | (B) | (C) | (D) | (E) | (F) |  | (H) | (I) | (J) | (K) | (L) | (M)
|  | Monthly Additions | Monthly Additions | Monthly Additions | Monthly Additions | Monthly Additions | Monthly Additions |  | Cumulative | Cumulative | Cumulative | Cumulative | Cumulative | Cumulative
|  | Non-Incentive | Non-Incentive | Non-Incentive |  |  |  |  | Column (A) | Column (B) | Column (C) | Column (D) | Column (E) | Column (F)
[5 empty] | Project 1 | Project 2 | Project 3
| Jan | [7 empty] | 0 | 0 | 0 | 0 | 0 | 0
| Feb | [7 empty] | 0 | 0 | 0 | 0 | 0 | 0
| Mar | [7 empty] | 0 | 0 | 0 | 0 | 0 | 0
| Apr | [7 empty] | 0 | 0 | 0 | 0 | 0 | 0
| May | [7 empty] | 0 | 0 | 0 | 0 | 0 | 0
| Jun | [7 empty] | 0 | 0 | 0 | 0 | 0 | 0
| Jul | [7 empty] | 0 | 0 | 0 | 0 | 0 | 0
| Aug | [7 empty] | 0 | 0 | 0 | 0 | 0 | 0
| Sep | [7 empty] | 0 | 0 | 0 | 0 | 0 | 0
| Oct | [7 empty] | 0 | 0 | 0 | 0 | 0 | 0
| Nov | [7 empty] | 0 | 0 | 0 | 0 | 0 | 0
| Dec | [7 empty] | 0 | 0 | 0 | 0 | 0 | 0
| Total | 0 | 0 | 0 | 0 | 0 | 0 | Average | 0 | 0 | 0 | 0 | 0 | 0
| New Transmission Plant Additions | [8 empty] | Sum average from Columns H-M |  | 0 |  | Input to Line 16 of Attachment H-1
10 | May | Year 3 | Post results of Step 9 on OASIS web site
Post results of Step 3
11 | June | Year 3 | Results of Step 9 go into effect for the Rate Year 2 (e.g., June 1, 2012 - May 31, 2013)
0

## 7 - Cap Add WS
Puget Sound Energy
Attachment 7 - Transmission Enhancement Charge Worksheet
line # |  | Formula Line
[8 empty] | Total Transmission | WA Area | Colstrip | Southern Intertie
Fixed Charge Rate (FCR) if not a CIAC
1 | A | 169 | Net Plant Carrying Charge without Depreciation |  |  |  |  | 12.48% | 10.85% | 23.2% | 15.62%
2 | B | 176 | Net Plant Carrying Charge per 100 Basis Point in ROE without Depreciation |  |  |  |  | 13.08% | 11.44% | 23.82% | 16.24%
3 | C |  | Line B less Line A |  |  |  |  | 0.5993% | 0.5985% | 0.621% | 0.621%
FCR if a CIAC
4 | D | 170 | Net Plant Carrying Charge without Depreciation, Return, nor Income Taxes |  |  |  |  | 4.345% | 2.724% | 14.77% | 7.19%
The FCR resulting from Formula in a given year is used for that year only.
Therefore actual revenues collected in a year do not change based on cost data for subsequent years
|  |  | Beginning = 13 month Plant CWIP or Plant balance |  |  |  |  | Total = Sum all projects
|  |  | Deprec = 13 month avg Accumulated Depreciation |  |  |  |  | Line 179 Attach H = Total for "W Increased ROE" row
|  |  | Revenue= FCR* 13 Month + Depreciation |  |  |  |  | Non-Incentive = Total for ''FCR W base ROE'' row
| Details |  | PSANI Project (Note 1) |  |  | Project B
5 | Life |  | 0 |  |  | 0
6 | CIAC |  | 0 |  |  | 0
7 | Increased ROE (Basis Points) |  | 50 |  |  | 0
8 | FCR W base ROE |  | 10.85% |  |  | 10.85%
9 | FCR W increased ROE |  | 11.15% |  |  | 10.85%
10 | 13 Month Balance |  | 0
11 | Annual Depreciation Exp |  | 0 |  |  | 0
12 |  | Invest Yr | 13 Month Balance | Depreciation (Note 2) | 13 Month * FCR + Depreciation | 13 Month Balance | Depreciation (Note 2) | 13 Month * FCR + Depreciation | Total | Line 179 Attach H | Non-incentive | Increase
13 | FCR W base ROE | 2010 | 0 | 0 | 0 | 0 | 0 | 0 | 0 |  | 0 | 0
14 | W Increased ROE | 2010 | 0 | 0 | 0 | 0 | 0 | 0 | 0 | 0
15 | FCR W base ROE | 2011 | 0 | 0 | 0 | 0 | 0 | 0 | 0 |  | 0 | 0
16 | W Increased ROE | 2011 | 0 | 0 | 0 | 0 | 0 | 0 | 0 | 0
17 | FCR W base ROE | 2012 | 0 | 0 | 0 | 0 | 0 | 0 | 0 |  | 0 | 0
18 | W Increased ROE | 2012 | 0 | 0 | 0 | 0 | 0 | 0 | 0 | 0
19 | FCR W base ROE | 2013 | 0 | 0 | 0 | 0 | 0 | 0 | 0 |  | 0 | 0
20 | W Increased ROE | 2013 | 0 | 0 | 0 | 0 | 0 | 0 | 0 | 0
21 | FCR W base ROE | 2014 | 0 | 0 | 0 | 0 | 0 | 0 | 0 |  | 0 | 0
22 | W Increased ROE | 2014 | 0 | 0 | 0 | 0 | 0 | 0 | 0 | 0
23 | FCR W base ROE | 2015 | 0 | 0 | 0 | 0 | 0 | 0 | 0 |  | 0 | 0
24 | W Increased ROE | 2015 | 0 | 0 | 0 | 0 | 0 | 0 | 0 | 0
25 | FCR W base ROE | 2016 | 0 | 0 | 0 | 0 | 0 | 0 | 0 |  | 0 | 0
26 | W Increased ROE | 2016 | 0 | 0 | 0 | 0 | 0 | 0 | 0 | 0
27 | FCR W base ROE | 2017 | 0 | 0 | 0 | 0 | 0 | 0 | 0 |  | 0 | 0
28 | W Increased ROE | 2017 | 0 | 0 | 0 | 0 | 0 | 0 | 0 | 0
29 | FCR W base ROE | 2018 | 0 | 0 | 0 | 0 | 0 | 0 | 0 |  | 0 | 0
30 | W Increased ROE | 2018 | 0 | 0 | 0 | 0 | 0 | 0 | 0 | 0
31 | FCR W base ROE | 2019 | 0 | 0 | 0 | 0 | 0 | 0 | 0 |  | 0 | 0
32 | W Increased ROE | 2019 | 0 | 0 | 0 | 0 | 0 | 0 | 0 | 0
33 | FCR W base ROE | 2020 | 0 | 0 | 0 | 0 | 0 | 0 | 0 |  | 0 | 0
34 | W Increased ROE | 2020 | 0 | 0 | 0 | 0 | 0 | 0 | 0 | 0
35 | FCR W base ROE | 2021 | 0 | 0 | 0 | 0 | 0 | 0 | 0 |  | 0 | 0
36 | W Increased ROE | 2021 | 0 | 0 | 0 | 0 | 0 | 0 | 0 | 0
37 | FCR W base ROE | 2022 | 0 | 0 | 0 | 0 | 0 | 0 | 0 |  | 0 | 0
38 | W Increased ROE | 2022 | 0 | 0 | 0 | 0 | 0 | 0 | 0 | 0
39 | FCR W base ROE | 2023 | 0 | 0 | 0 | 0 | 0 | 0 | 0 |  | 0 | 0
40 | W Increased ROE | 2023 | 0 | 0 | 0 | 0 | 0 | 0 | 0 | 0
41 | FCR W base ROE | 2024 | 0 | 0 | 0 | 0 | 0 | 0 | 0 |  | 0 | 0
42 | W Increased ROE | 2024 | 0 | 0 | 0 | 0 | 0 | 0 | 0 | 0
43 | FCR W base ROE | 2025 | 0 | 0 | 0 | 0 | 0 | 0 | 0 |  | 0 | 0
44 | W Increased ROE | 2025 | 0 | 0 | 0 | 0 | 0 | 0 | 0 | 0
45 | FCR W base ROE | 2026 | 0 | 0 | 0 | 0 | 0 | 0 | 0 |  | 0 | 0
46 | W Increased ROE | 2026 | 0 | 0 | 0 | 0 | 0 | 0 | 0 | 0
47 | FCR W base ROE | 2027 | 0 | 0 | 0 | 0 | 0 | 0 | 0 |  | 0 | 0
48 | W Increased ROE | 2027 | 0 | 0 | 0 | 0 | 0 | 0 | 0 | 0
49 | FCR W base ROE | 2028 | 0 | 0 | 0 | 0 | 0 | 0 | 0 |  | 0 | 0
50 | W Increased ROE | 2028 | 0 | 0 | 0 | 0 | 0 | 0 | 0 | 0
51 | FCR W base ROE | 2029 | 0 | 0 | 0 | 0 | 0 | 0 | 0 |  | 0 | 0
52 | W Increased ROE | 2029 |  | 0 | 0 |  | 0 | 0 | 0 | 0
53 |  | 2030 | …. | …. | ……
54 |  | 2030 | …. | ….. | ….
Note 1 | "Pursuant to the Settlement Agreement approved by the Commission in Docket No. ER12-778-000 et al. PSE is entitled to earn a return of 10.3 percent with respect to its transmission rate base comprising those facilities identified in the Memorandum of Agreement between BPA, PSE, and Seattle City Light dated 1/1/2012. The Increased ROE (Basis Points) for PSE's share of the PSANI Project in Line 7 of this Attachment 7 shall be calculated by subtracting the ROE stated in Note J of Attachment H Direct from 10.3."
Note 2 | The depreciation expense will be the estimated amount for the projection based on the projected in-service dates and the actual depreciation expense for the year
Note 3 | CWIP is a placeholder that is zero until PSE receives authorization by FERC to include amounts.

## 8 - Depreciation Rates
Puget Sound Energy
Attachment 8 - Depreciation Rates
Plant Type | PSE
Transmission
Easements | 1.1
Structures and Improvements | 1.49
Station Equipment | 2.35
Towers and Fixtures | 1.25
Poles and Fixtures | 3.27
Overhead Conductors and Devices | 1.35
Underground Conductors and Devices | 1.51
Roads and Trails | 1.48
General & Common
Structures and Improvements | 1.43
Office Furniture | 5
Office Equipment | 20
Transportation Equipment | 5.25
Stores and Equipment | 5
Tools, Shop, Garage and Other Tangible Equipment | 5
Power Operated Equipment | 6.58
Laboratory Equipment | 5
Communications Equipment | 6.67
Miscellaneous Equipment | 6.67

## WKSHT1 - Rev Credits
Worksheet 1 - Revenue Credits
|  |  | WA Area | Colstrip | Southern Intertie
|  | Property Alloc | 19.74% | 0.2365% | 0.4849%
Account 454 - Rent from Electric Property |  | Wage Alloc | 9.453% | 0% | 0%
Description | Amount | [5 empty] | Allocator for Pole Contact Rental Revenues:
Rent from Electric Property - Pole Contacts - J | 8749114 |  | 5380296.9622 | 0 | 0 |  |  |  |  | Gross Book Value
Rent from Electric Property - Transformers | 4292928 | [5 empty] | Total Transmission
Rent from Electric Property - Land and Buildings | 222378 |  | 43900.492 | 525.8702 | 1078.3279 |  | FERC 354 Towers and Fixtures (p.207.51.g) |  |  | 94301496
Rent from PCS | 6081596 |  | 1200591.1387 | 14381.5031 | 29490.1227 |  | FERC 355 Poles and Fixtures (p.207.52.g) |  |  | 912797949
Rent from Common Property - Land and Buildings | 278712 | [8 empty] | 1007099445 | 61.5%
Other Miscellaneous Revenue | 1366
Total Distribution
[7 empty] | FERC 364 Poles, Towers, and Fixtures (p.207.64.g) |  |  | 630584853 | 38.5%
Total | 19626094
Total Account 454 (p300,19.b.) | 19626094 | [5 empty] | Total Transmission and Distribution |  |  | 1637684298 | 100%
Difference (must be zero) | 0
[7 empty] | Total Allocated to Transmission |  |  | 1007099445 | 61.5%
Account 456 - Other Electric Revenues
Description | Amount
Electric Rate of Return Refund | -10992695
Other Misc | 1418670.98
Green Energy Option | 190871
Other Electric Revenues - Sale of Non Core Gas | 106888126.05
Other Electric Revenues - Cost Non Core Gas Sold | -117978557.49
Other Electric Revenues - CEIP | -977743.14
Lifetime O&M Revenue - Elec | 729513.36
Elec Decouling Revenue | 32178186.09
EV Revenues | 12127361.27
Total | 23583733.12
Total Account 456 (p300,21.b.) | 23583733
Difference (must be zero) | 0.12
Account 456.1 - Revenues from Transmission of Electricity of Others
CUSTOMER | Classification | Demand Charges | Energy Charges | Other Charges | Total Revenues |  |  |  |  | $ Included on Attachment 3
Snohomish County PUD | OS | 0 |  | 600 | 600
Snohomish County PUD | OLF | 9144 |  | 600 | 9744
Snohomish County PUD | OLF | 1481 |  | 600 | 2081
Tacoma City Light | OS |  |  | 9634 | 9634
Bonneville Power Administration | FNO | 294114 |  | 295113 | 589227
Bonneville Power Administration | FNO | 112983 |  | 218226 | 331209
Bonneville Power Administration | FNO | 71694 |  | 72974 | 144668
Bonneville Power Administration | FNO | 774069 |  | 351494 | 1125563
Bonneville Power Administration | FNO | 96612 |  | 56229 | 152841
Bonneville Power Administration | FNO | 55703 |  | 64667 | 120370
Bonneville Power Administration | FNO | 285815 |  | 161701 | 447516
Bonneville Power Administration | FNO | 462664 |  | 405469 | 868133
Bonneville Power Administration | FNO | 5686 |  | 8429 | 14115
Morgan Stanley Capital Group, Inc | LFP | 578280 |  | 311075 | 889355
Morgan Stanley Capital Group | LFP | 1564192 |  | 1926142 | 3490334
Avangrid Renewable, LLC | LFP | 66974 |  | 9574 | 76548
Powerex | LFP | 1388583 |  | 355898 | 1744481
Powerex. | LFP | 2367886 |  | 999444 | 3367330 |  |  |  |  | 8975.12 | WA | Additional Revenue from Redirect LT to ST
Seattle City Light | LFP | 430525 |  | 65330 | 495855
TransAlta Energy | LFP | 837173 |  | 295554 | 1132727
TransAlta Energy. | LFP |  |  | -9 | -9
Vantage Wind Energy LLC- Invenergy | LFP | -8358 |  | -337 | -8695
Whatcom County PUD | LFP | 53816 |  | 22168 | 75984
Altop Energy Trading LLC | SFP | 15657 |  | 3426 | 19083 |  |  |  |  | 15657 | WA
Citadel Energy Marketing LLC | SFP | 104563 |  | 41423 | 145986 |  |  |  |  | 104563 | WA
Dynasty Power Inc | SFP | 379 |  | 97 | 476 |  |  |  |  | 379 | WA
Mercuria Energy America | SFP | 143 |  | 114 | 257 |  |  |  |  | 143 | OR
Powerex | SFP | 17638 |  | 5618 | 23256 |  |  |  |  | 17638 | WA
Snohomish County PUD | SFP | 39669 |  | 35996 | 75665 |  |  |  |  | 39669 | WA
Vitol, Inc. | SFP | 1263946 |  | 227347 | 1491293 |  |  |  |  | 1263946 | WA
Avangrid Renewable, LLC | SFP |  |  | -4969 | -4969 |  |  |  |  | 0 | OR
Altop Energy Trading LLC | NF |  | 94140 | 16621 | 110761 |  |  |  |  | 94140 | OR
Altop Energy Trading LLC. | NF |  | 17538 | 4454 | 21992 |  |  |  |  | 17538 | WA
BP Energy Company | NF |  | 226 | 245 | 471 |  |  |  |  | 226 | OR
Brookfield Renewables | NF |  | 1719 | 748 | 2467 |  |  |  |  | 1719 | OR
Citadel Energy Marketing LLC | NF |  | 260589 | 67077 | 327666 |  |  |  |  | 260589 | OR
Citadel Energy Marketing LLC. | NF |  | 2534 | 718 | 3252 |  |  |  |  | 2534 | WA
Shell Energy North America | NF |  | 4041 | 1254 | 5295 |  |  |  |  | 4041 | OR
Shell Energy North America. | NF |  | 21 | -75 | -54 |  |  |  |  | 21 | WA
NRG Business Marketing LLC | NF |  | 5297 | 1016 | 6313 |  |  |  |  | 5297 | OR
Dynasty Power Inc | NF |  | 302744 | 48476 | 351220 |  |  |  |  | 302744 | OR
Dynasty Power Inc. | NF |  | 89756 | 20554 | 110310 |  |  |  |  | 89756 | WA
CP Energy Marketing | NF |  | 175 | 115 | 290 |  |  |  |  | 175 | OR
Exelon Generation | NF |  | 49258 | 25293 | 74551 |  |  |  |  | 49258 | OR
Guzman Energy | NF |  | 52291 | 11519 | 63810 |  |  |  |  | 52291 | OR
MAG Energy Solution | NF |  | 8042 | 1624 | 9666 |  |  |  |  | 8042 | OR
MAG Energy Solution. | NF |  | 90 | 32 | 122 |  |  |  |  | 90 | WA
Macquarie Energy, LLC | NF |  | 758 | 694 | 1452 |  |  |  |  | 758 | OR
Mercuria Energy America | NF |  | 4020 | 2332 | 6352 |  |  |  |  | 4020 | OR
Morgan Stanley Capital Group, Inc | NF |  | 16902 | 8507 | 25409 |  |  |  |  | 16902 | OR
Portland General Electric Company | NF |  | 61583 | 20805 | 82388 |  |  |  |  | 61583 | OR
Powerex | NF |  | 3402 | 646 | 4048 |  |  |  |  | 3402 | OR
Powerex. | NF |  | 110698 | 44687 | 155385 |  |  |  |  | 110698 | WA
Rainbow Energy Marketing Corporation | NF |  | 11280 | 5496 | 16776 |  |  |  |  | 11280 | OR
Seattle City Light | NF |  | 3917 | 1774 | 5691 |  |  |  |  | 3917 | OR
Seattle City Light. | NF |  | 10077 | 924 | 11001 |  |  |  |  | 10077 | WA
Snohomish County PUD | NF |  | 7626 | 7965 | 15591 |  |  |  |  | 7626 | WA
The Energy Authority | NF |  | 2798 | 2169 | 4967 |  |  |  |  | 2798 | OR
Turlock Irrigation Distric | NF |  | 2174 | 1212 | 3386 |  |  |  |  | 2174 | OR
Tacoma Power | NF |  | 2728 | 1681 | 4409 |  |  |  |  | 2728 | OR
Vitol, Inc. | NF |  | 13098 | 4298 | 17396 |  |  |  |  | 13098 | WA
Air Liquide | FNO | 215932 |  | 148512 | 364444
Air Products | FNO | 136663 |  | 96904 | 233567
AMCOR Rigid Plastics | FNO | 101661 |  | 91720 | 193381
Bellingham Cold Storage - Roeder | FNO | 69008 |  | 43593 | 112601
Bellingham Cold Storage - Orchard | FNO | 51464 |  | 34875 | 86339
Boeing | FNO | 1125799 |  | 715153 | 1840952
BP Products North America Inc | FNO | 2314873 |  | 1500970 | 3815843
HollyFrontier Puget Sound Refining | FNO | 952731 |  | 753328 | 1706059
Tesoro Refining & Marketing CMP | FNO | 649438 |  | 496643 | 1146081
BP Products North America Inc | AD |  |  | -1 | -1
Boeing | AD |  |  | -1 | -1
Bonneville Power Administration | AD |  |  | -1 | -1
Dynasty Power Inc | AD |  |  | -1 | -1
HollyFrontier Puget Sound | AD |  |  | -1 | -1
Morgan Stanley Capital Group, Inc. | AD |  |  | -3 | -3
Powerex | AD |  |  | -4 | -4
TransAlta Energy | AD |  |  | -1 | -1
Miscellaneous | AD |  |  | -128 | -128
Total |  | 16508600 | 1139522 | 10124045 | 27772167 | 0 | 0 | 0 | 0 | 2590492.12
Account 456.1 (p300,22.b.) |  |  |  |  | 27772167
Difference (must be zero) |  |  |  |  | 0
Exclude PTP Scheduling from Ancillary Services | [9 empty] | 0
WA area credits | [9 empty] | 1702265.12
Colstrip area credits | [9 empty] | 0
Southern Intertie area credits | [9 empty] | 888227
Total Revenue Credits | [9 empty] | 2590492.12

## WKSHT2 - Prepaid
Worksheet 2 - Prepayments
|  |  | December | January | February | March | April | May | June | July | August | September | October | November | December | 13 month
Related to | GL | Texts | 2024 | 2025 | 2025 | 2025 | 2025 | 2025 | 2025 | 2025 | 2025 | 2025 | 2025 | 2025 | 2025 | Average balance |  | Not Include | 100% Trans | Plant | Labor
Plant Related:
Plant Related | PSE/16504573 | Prepaid - Permits & Fees | 231483 | 216188.43 | 200893.86 | 1493291.25 | 1343248.02 | 1193204.79 | 1043161.56 | 893118.33 | 743075.1 | 754130.09 | 723015.83 | 691901.57 | 660787.31 | 783653.78 | permits |  |  | 783653.78
| Total Plant Related |  | 231483 | 216188.43 | 200893.86 | 1493291.25 | 1343248.02 | 1193204.79 | 1043161.56 | 893118.33 | 743075.1 | 754130.09 | 723015.83 | 691901.57 | 660787.31 | 783653.78 |  |  |  | 783653.78
Labor Related:
Labor Related | PSE/16500373 | Prepmts - Interest | 95600 | 1263.89 | 0 | 2516.67 | 0 | 0 | 133279.18 | 15333.33 | 0 | 0 | 0 | 0 | 23244.58 | 20864.4346 | system |  |  |  | 20864.4346
Labor Related | PSE/16501083 | Prepmts - Linked In Advertising | December: 0 | 0 | system |  |  |  | 0
Labor Related | PSE/16502313 | Prepaid - Insurance and Employee Benefits | 19102981.45 | 21231779.78 | 17498476.99 | 14988743.61 | 12841720.31 | 16195789.95 | 15279959.86 | 13002541.12 | 10332706.49 | 7775338.44 | 5214993.59 | 2659271.14 | 24840960.79 | 13920404.8862 | labor |  |  |  | 13920404.8862
Labor Related | PSE/16502323 | Prepaid - General and Administrative | 1094965.9 | 1898880.08 | 3099052.42 | 2762023.62 | 2792178.22 | 2420933.18 | 2049688.14 | 1843712.62 | 1480729.65 | 1598082.34 | 1226260.74 | 854439.13 | 1728648.93 | 1911507.3054 | labor |  |  |  | 1911507.3054
Labor Related | PSE/16501273 | Prepaid - Amazon Web Services IAAS | 117507.93 | -38.44 | 0 | 1500000 | 1500000 | 1299887.09 | 1078266.92 | 890588.07 | 676100.19 | 461577.41 | 245243.39 | 0.01 | 0.01 | 597625.5831 | system |  |  |  | 597625.5831
Labor Related | PSE/16502333 | Prepaid - Hardware/Software | 12879340.33 | 17097248.78 | 14066332.41 | 10761042.94 | 11338311.74 | 10497625.27 | 10500038.74 | 19809096.25 | 23933275.23 | 16259057.15 | 15812530.73 | 12208276.94 | 11720756.31 | 14375610.2169 | system |  |  |  | 14375610.2169
Labor Related | PSE/16502343 | Prepaid - Outside Services | 4825292.4 | 4517110.83 | 4371603 | 3665285.33 | 3408457.92 | 2795605.41 | 2188317.67 | 1836634.88 | 1870848.98 | 5711678.86 | 4267754.34 | 13965054.58 | 12562190.31 | 5075833.4238 | system |  |  |  | 5075833.4238
Labor Related | PSE/16502353 | Prepaid - Miscellaneous | 16104427.92 | 857271.17 | 779337.42 | 701403.67 | 623469.92 | 545536.17 | 467602.42 | 389668.67 | 311734.92 | 233801.17 | 155867.42 | 1013138.67 | 43419826.64 | 5046391.2446 | system |  |  |  | 5046391.2446
Labor Related | PSE/16504553 | Prepaid - Hardware/Software | 1926140.9 | 1906108.52 | 3267129.75 | 3107197.57 | 3018415.7 | 2805206.64 | 2591997.59 | 2391577.26 | 2368625.55 | 6184136.54 | 6767164.59 | 5808943.41 | 5574585.57 | 3670556.1223 | system |  |  |  | 3670556.1223
Labor Related | PSE/16504563 | Prepaid - Outside Services | 0.04 | 0.04 | 0.04 | 0.04 | 0 | 0 | 0 | 0 | 0 | 561893.22 | 537463.08 | 513032.94 | 488602.8 | 161614.7846 | data |  |  |  | 161614.7846
Labor Related | PSE/16502673 | Prepaid Applications | 12057171.84 | 13880744.82 | 13043183.01 | 10525341.7 | 12262579.3 | 10913778.23 | 14849046.96 | 13597445.71 | 14415724.95 | 11688478.55 | 8541561.27 | 7927404.33 | 15349400.98 | 12234758.5885 | system |  |  |  | 12234758.5885
| Total Labor Related |  | 68203428.71 | 61390369.47 | 56125115.04 | 48013555.15 | 47785133.11 | 47474361.94 | 49138197.48 | 53776597.91 | 55389745.96 | 50474043.68 | 42768839.15 | 44949561.15 | 115708216.92 | 57015166.59 |  |  |  |  | 57015166.59
Transmission related
0
| Total Transmission Related: |  | 0 | 0 | 0 | 0 | 0 | 0 | 0 | 0 | 0 | 0 | 0 | 0 | 0 | 0 |  |  | 0
Excluded:
Other (Excluded) | PSE/16502221 | Prepaid - Goldendale | 7782927.39 | 8488989.6 | 8488989.6 | 8488989.6 | 9266761.07 | 9266761.07 | 9266761.07 | 9318800.8 | 9318800.8 | 9318800.8 | 10144677.16 | 6586276.41 | 0 | 8133656.5669 |  | 8133656.5669
Other (Excluded) | PSE/16502261 | Prepaid - Mint Farm Capital FFH | 7122703.6 | 7899128.05 | 7899128.05 | 7899128.05 | 8670118.14 | 8670118.13 | 8670118.13 | 9262451.68 | 9262451.68 | 9262451.68 | 10142518.72 | 10142518.72 | 10142518.72 | 8849642.5654 |  | 8849642.5654
Other (Excluded) | PSE/16504201 | Prepaid - Art 312 Dev Rec- Camp - Major Maint - LT | 33006 | 33006 | 33006 | 33006 | 33006 | 33006 | 33006 | 33006 | 33006 | 33006 | 33006 | 33006 | 0 | 30467.0769 |  | 30467.0769
Other (Excluded) | PSE/16502021 | Prepaid - Colstrip Gen | 350368.38 | 280252.38 | 210136.38 | 140020.38 | 69904.38 | -211.58 | -209.96 | 590803.76 | 531700.66 | 472598.66 | 413496.66 | 354396.66 | 421916.66 | 295013.34 |  | 295013.34
Other (Excluded) | PSE/16501293 | Prepaid - Purchased Electricity | 851003 | 851003 | 851003 | 851003 | 851003 | 851003 | 851003 | 851003 | 851003 | 851003 | 851003 | 851003 | 5323488 | 1195040.3077 |  | 1195040.3077
Other (Excluded) | PSE/various 165 | Prepaid Powerex Capacity | 15689933 | 14494132.75 | -1680000.25 | 1473332.96 | 3029813.04 | 19291332.97 | -0.89 | 16187883.86 | 19292128.81 | 3334129.95 | 15292129.95 | 796.95 | 14995089.95 | 9338515.6192 |  | 9338515.6192
| Total Excluded |  | 31829941.37 | 32046511.78 | 15802262.78 | 18885479.99 | 21920605.63 | 38112009.59 | 18820677.35 | 36243949.1 | 39289090.95 | 23271990.09 | 36876831.49 | 17967997.74 | 30883013.33 | 27842335.4762 |  | 27842335.4762
|  |  | 100264853.08 | [11 empty] | 147252017.56

## WKSHT3 - All GIFs
Worksheet 3 - Generator Interconnection Facilities - Transmission Plant
Line No. | Facility Name | Original Cost 12/31/2025 | Accumulated Depreciation 12/31/2025 | Net Plant 12/31/2025
1 | E3539 (GIF) Sta Eq, Colstrip 3-4 | 4082000 | 3371000 | 711000
2 | E3559 (GIF) Poles, Colstrip 3-4 | 89000 | 75000 | 14000
3 | E3569 (GIF) O/H Cond, Colstrip 3-4 | 269000 | 225000 | 44000
4
5
6 | Generation Interconnection Facilities - Colstrip - Transmission | 4440000 | 3671000 | 769000
7
8 | E3509 (GIF) Land, Wild Horse | 2000 |  | 2000
9 | E35099 (GIF) Easement, Hopkins | 29000 | 11000 | 18000
10 | E35099 (GIF) Easement, Poison Sprin | 132000 | 43000 | 89000
11 | E35099 (GIF) Easement, Upper Baker | 1000 | 1000 | 0
12 | E35099 (GIF) Easement, Wild Horse | 7000 | 2000 | 5000
13 | E3529 (GIF) Str/Impr, Fredonia 1&2 | 40000 | 32000 | 8000
14 | E3529 (GIF) Struc/Improv, LSR | 1684000 | 469000 | 1215000
15 | E3529 (GIF) Struc/Improv, Mint Farm | 153000 | 52000 | 101000
16 | E3529 (GIF) Struc/Improv, Whitehorn | 79000 | 72000 | 7000
17 | E3538 (LIF) Sta Eq, Sub-Txe | 405000 | 283000 | 122000
18 | E3539 (GIF) Sta Eq, Arco Central | 144000 | 106000 | 38000
19 | E3539 (GIF) Sta Eq, Baker River Sw | 382000 | -7000 | 389000
20 | E3539 (GIF) Sta Eq, Beaver Creek | 23048000 | 173000 | 22875000
21 | E3539 (GIF) Sta Eq, Electron Height | 112000 | 93000 | 19000
22 | E3539 (GIF) Sta Eq, Encogen | 4060000 | 4122000 | -62000
23 | E3539 (GIF) Sta Eq, Ferndale | 5619000 | 4624000 | 995000
24 | E3539 (GIF) Sta Eq, Fred 1/APC | 5035000 | 2256000 | 2779000
25 | E3539 (GIF) Sta Eq, Frederickson | 3189000 | 977000 | 2212000
26 | E3539 (GIF) Sta Eq, Fredonia 1&2 | 3815000 | 1969000 | 1846000
27 | E3539 (GIF) Sta Eq, Fredonia 3&4 | 1732000 | 852000 | 880000
28 | E3539 (GIF) Sta Eq, Goldendale | 411000 | 148000 | 263000
29 | E3539 (GIF) Sta Eq, Hopkins Ridge | 8919000 | 3235000 | 5684000
30 | E3539 (GIF) Sta Eq, HPK sub@plant | 9381000 | 3929000 | 5452000
31 | E3539 (GIF) Sta Eq, Lower Baker | 2700000 | 985000 | 1715000
32 | E3539 (GIF) Sta Eq, LSR | 24186000 | 11168000 | 13018000
33 | E3539 (GIF) Sta Eq, Mint Farm | 1780000 | 682000 | 1098000
34 | E3539 (GIF) Sta Eq, Nooksack | 31000 | 13000 | 18000
35 | E3539 (GIF) Sta Eq, Poison Spring | 206000 | 58000 | 148000
36 | E3539 (GIF) Sta Eq, Shannon | 127000 | 51000 | 76000
37 | E3539 (GIF) Sta Eq, Snoq 1-2013 | 4059000 | 1234000 | 2825000
38 | E3539 (GIF) Sta Eq, Snoq 2-2013 | 4730000 | 1302000 | 3428000
39 | E3539 (GIF) Sta Eq, Snoqualmie 2 | 209000 | 170000 | 39000
40 | E3539 (GIF) Sta Eq, Snoqualmie Sw | 92000 | -30000 | 122000
41 | E3539 (GIF) Sta Eq, Stillwater | 26000 | 15000 | 11000
42 | E3539 (GIF) Sta Eq, SUB-BRL4-2013 | 2835000 | 748000 | 2087000
43 | E3539 (GIF) Sta Eq, Sumas OP-SMC | 3525000 | 3813000 | -288000
44 | E3539 (GIF) Sta Eq, Terrell | 137000 | 90000 | 47000
45 | E3539 (GIF) Sta Eq, Texaco West | 13000 | 9000 | 4000
46 | E3539 (GIF) Sta Eq, Upper Baker | 2706000 | 999000 | 1707000
47 | E3539 (GIF) Sta Eq, WHDE sub@plant | 2885000 | 923000 | 1962000
48 | E3539 (GIF) Sta Eq, Whitehorn | 2570000 | 1472000 | 1098000
49 | E3539 (GIF) Sta Eq, Wild H sub@plt | 10815000 | 4431000 | 6384000
50 | E3539 (GIF) Sta Eq, Wild Horse | 9688000 | 3843000 | 5845000
51 | E3539 (GIF) Sta Eq, Wild Horse Exp | 8292000 | 2634000 | 5658000
52 | E3539 (GIF) Sta Eq, Wind Ridge | 152000 | 62000 | 90000
53 | E3539 (GIF) Sta Eq, WindRid NonProj | 159000 | 63000 | 96000
54 | E3549 (GIF) Twr/Fixt, Ferndale | 45000 | 33000 | 12000
55 | E3559 (GIF) Poles, Hopkins Ridge | 1545000 | 853000 | 692000
56 | E3559 (GIF) Poles, Lower Baker | 11000 | 14000 | -3000
57 | E3559 (GIF) Poles, Poison Spring | 935000 | 426000 | 509000
58 | E3559 (GIF) Poles, Scl-Tolt | 19000 | 14000 | 5000
59 | E3559 (GIF) Poles, Snoqualmie 1 | 0 | -17000 | 17000
60 | E3559 (GIF) Poles, Snoqualmie 2 | 194000 | 87000 | 107000
61 | E3559 (GIF) Poles, Sumas | 85000 | 78000 | 7000
62 | E3559 (GIF) Poles, TLN-HPK@plant | 89000 | 51000 | 38000
63 | E3559 (GIF) Poles, Upper Baker | 152000 | 162000 | -10000
64 | E3559 (GIF) Poles, Wild Horse | 1175000 | 610000 | 565000
65 | E3559 (GIF) TSM Poles, LSR | 4534000 | 2055000 | 2479000
66 | E3569 (GIF) O/H Cond, Hopkins | 1665000 | 800000 | 865000
67 | E3569 (GIF) O/H Cond, Lower Baker | 3000 | 5000 | -2000
68 | E3569 (GIF) O/H Cond, Poison Spring | 252000 | 92000 | 160000
69 | E3569 (GIF) O/H Cond, Scl-Tolt | 9000 | 6000 | 3000
70 | E3569 (GIF) O/H Cond, Snoqualmie 1 | 164000 | 35000 | 129000
71 | E3569 (GIF) O/H Cond, Snoqualmie 2 | 103000 | 75000 | 28000
72 | E3569 (GIF) O/H Cond, Sumas | 63000 | 66000 | -3000
73 | E3569 (GIF) O/H Cond, TLN-HPK@plant | 68000 | 18000 | 50000
74 | E3569 (GIF) O/H Cond, Upper Baker | 59000 | 56000 | 3000
75 | E3569 (GIF) O/H Cond, Wild Horse | 378000 | 137000 | 241000
76 | E3569 (GIF) O/H Conductor, LSR | 3023000 | 919000 | 2104000
77 | E3579 (GIF)U/G Conduit,TLN-WHD@plnt | 510000 | 199000 | 311000
78 | E3589 (GIF) U/G Cond, Fred 1/APC | 3475000 | 1542000 | 1933000
79 | E3589 (GIF) UG Conductor, LSR | 22546000 | 8682000 | 13864000
80 | E3589 (GIF)U/G Cond,TLN-HPK@plt | 3837000 | 2052000 | 1933000
81 | E3589 (GIF)U/G Cond,TLN-WHD@plnt | 1080000 | 507000 | 13864000
82 | E3589 (GIF)U/G Cond,TLN-WHDE@plt | 3086000 | 1157000 | 1785000
83 | E35999 (GIF) Rd/Trail, Upper Baker | 8000 | 5000 | 573000
84
85 |  | 199415000 | 78896000 | 134384000
86
87 |  | 203855000 | 82567000 | 135153000

## WKSHT4 - Monthly Tx System Peak
Worksheet 4 - Monthly Transmission System Peak Worksheet
Puget Sound Energy, Inc.
FERC Form 1, Page 400
NAME OF SYSTEM: WA Area Facilities
Line No. | Month (a) | Monthly Peak MW - Total (b) | Day of Monthly Peak (c ) | Hour of Monthly Peak (d) | Firm Network Service for Self (e) | Firm Network Service for Others (f) | Long-Term Firm Point-to-point Reservations (g) | Other Long Term Firm Service (h) | Short-Term Firm Point-to-Point Reservation (i) | Other Service (j)
1 | January | 5009.2165 | 27 | 800 | 4070.9459 | 352.332 | 571 | 14.9386 | 3181 | 793
2 | February | 5368.7764 | 12 | 800 | 4411.2849 | 370.031 | 571 | 16.4605 | 3277 | 381
3 | March | 4385.3692 | 18 | 800 | 3487.087 | 313.078 | 571 | 14.2043 | 1850 | 487
4 | Total for Quarter | 14763.3621 |  |  | 11969.3177 | 1035.441 | 1713 | 45.6034 | 8308 | 1661
5 | April | 3923.4057 | 4 | 800 | 3054.3821 | 284.925 | 571 | 13.0986 | 2523 | 632
6 | May | 3499.6275 | 28 | 1800 | 2631.0535 | 285.356 | 571 | 12.218 | 1880 | 512
7 | June | 4169.6949 | 9 | 1800 | 3289.8571 | 293.557 | 571 | 15.2807 | 1266 | 616
8 | Total for Quarter | 11592.7281 |  |  | 8975.2928 | 863.838 | 1713 | 40.5974 | 5669 | 1760
9 | July | 4488.7754 | 16 | 1800 | 3572.7145 | 328.641 | 571 | 16.4199 | 1342 | 200
10 | August | 4562.3235 | 12 | 1800 | 3638.8755 | 336.081 | 571 | 16.367 | 1437 | 514
11 | September | 4023.9558 | 3 | 1800 | 3113.5645 | 324.667 | 571 | 14.7243 | 1421 | 392
12 | Total for Quarter | 13075.0547 |  |  | 10325.1545 | 989.389 | 1713 | 47.5112 | 4200 | 1106
13 | October | 3873.0779 | 15 | 900 | 3052.5454 | 319.878 | 481 | 19.6545 | 388 | 392
14 | November | 4297.3496 | 30 | 1800 | 3486.8911 | 313.145 | 481 | 16.3135 | 904 | 374
15 | December | 4518.6125 | 31 | 1800 | 3693.3335 | 326.471 | 481 | 17.808 | 953 | 222
16 | Total for Quarter | 12689.0399 |  |  | 10233 | 1038 | 1443 | 54 | 2245 | 988
17 | Total for Year | 52120.1848 |  |  | 41502.765 | 3926.668 | 6582 | 187.7119 | 20422 | 5515
| Average of the 12 CP | 4343348.737
Total Transmission Load |  | 52120.1848
Load paying the Formula Rate |  | 10696.3799 | Sum of Total for Year of: (f) Firm Network Service for Others + (g) Long-Term Firm Point-to-Point Reservations + (h) Other Long-Term Firm Service
NAME OF SYSTEM: Southern Intertie
Line No. | Month | Monthly Peak MW - Total | Day of Monthly Peak | Hour of Monthly Peak | Firm Network Service for Self | Firm Network Service for Others | Long-Term Firm Point-to-point Reservations | Other Long Term Firm Service | Short-Term Firm Point-to-Point Reservation | Other Service
1 | January | 706 | 0 |  | 0 | 0 | 706 | 0 | 0 | 200
2 | February | 706 | 0 |  | 0 | 0 | 706 | 0 | 0 | 200
3 | March | 706 | 0 |  | 0 | 0 | 706 | 0 | 0 | 200
4 | Total for Quarter | 2118 |  |  | 0 | 0 | 2118 | 0 | 0 | 600
5 | April | 706 | 0 |  | 0 | 0 | 706 | 0 | 0 | 200
6 | May | 706 | 0 |  | 0 | 0 | 706 | 0 | 6 | 200
7 | June | 706 | 0 |  | 0 | 0 | 706 | 0 | 0 | 200
8 | Total for Quarter | 2118 |  |  | 0 | 0 | 2118 | 0 | 6 | 600
9 | July | 706 | 0 |  | 0 | 0 | 706 | 0 | 0 | 200
10 | August | 706 | 0 |  | 0 | 0 | 706 | 0 | 0 | 100
11 | September | 706 | 0 |  | 0 | 0 | 706 | 0 | 0 | 100
12 | Total for Quarter | 2118 |  |  | 0 | 0 | 2118 | 0 | 0 | 400
13 | October | 706 | 0 |  | 0 | 0 | 706 | 0 | 0 | 100
14 | November | 706 | 0 |  | 0 | 0 | 706 | 0 | 0 | 100
15 | December | 706 | 0 |  | 0 | 0 | 706 | 0 | 0 | 100
16 | Total for Quarter | 2118 |  |  | 0 | 0 | 2118 | 0 | 0 | 300
17 | Total for Year | 8472 |  |  | 0 | 0 | 8472 | 0 | 6 | 1900
| Average of the 12 CP | 706000
NAME OF SYSTEM: Colstrip
Line No. | Month | Monthly Peak MW - Total | Day of Monthly Peak | Hour of Monthly Peak | Firm Network Service for Self | Firm Network Service for Others | Long-Term Firm Point-to-point Reservations | Other Long Term Firm Service | Short-Term Firm Point-to-Point Reservation | Other Service
1 | January | 746 |  |  | 0 | 0 | 746 | 0 | 0 | 0
2 | February | 746 |  |  | 0 | 0 | 746 | 0 | 0 | 0
3 | March | 746 |  |  | 0 | 0 | 746 | 0 | 0 | 0
4 | Total for Quarter | 2238 |  |  | 0 | 0 | 2238 | 0 | 0 | 0
5 | April | 746 |  |  | 0 | 0 | 746 | 0 | 0 | 0
6 | May | 746 |  |  | 0 | 0 | 746 | 0 | 0 | 0
7 | June | 746 |  |  | 0 | 0 | 746 | 0 | 0 | 0
8 | Total for Quarter | 2238 |  |  | 0 | 0 | 2238 | 0 | 0 | 0
9 | July | 746 |  |  | 0 | 0 | 746 | 0 | 0 | 0
10 | August | 746 |  |  | 0 | 0 | 746 | 0 | 0 | 0
11 | September | 746 |  |  | 0 | 0 | 746 | 0 | 0 | 0
12 | Total for Quarter | 2238 |  |  | 0 | 0 | 2238 | 0 | 0 | 0
13 | October | 746 |  |  | 0 | 0 | 746 | 0 | 0 | 0
14 | November | 746 |  |  | 0 | 0 | 746 | 0 | 0 | 0
15 | December | 746 |  |  | 0 | 0 | 746 | 0 | 0 | 0
16 | Total for Quarter | 2238 |  |  | 0 | 0 | 2238 | 0 | 0 | 0
17 | Total for Year | 8952 |  |  | 0 | 0 | 8952 | 0 | 0 | 0
| Average of the 12 CP | 746000

## WKSHT5 - Plant in Service 13mo
Worksheet 5 - Transmission Plant Average Balances
Transmission Plant in Service
| 2024-12-01 | 2025-01-01 | 2025-02-01 | 2025-03-01 | 2025-04-01 | 2025-05-01 | 2025-06-01 | 2025-07-01 | 2025-08-01 | 2025-09-01 | 2025-10-01 | 2025-11-01 | 2025-12-01 | Average
E3500 TSM Land & Land Rights | 1395000 | 1395000 | 1395000 | 1395000 | 1395000 | 1395000 | 1395000 | 1395000 | 1395000 | 1395000 | 1504000 | 1504000 | 1504000 | 1420153.8462
E3500 TSM Land, N Intertie | 31000 | 31000 | 31000 | 31000 | 31000 | 31000 | 31000 | 31000 | 31000 | 31000 | 31000 | 31000 | 31000 | 31000
E3500 TSM Land, Wind Ridge | 52000 | 52000 | 52000 | 52000 | 52000 | 52000 | 52000 | 52000 | 52000 | 52000 | 52000 | 52000 | 52000 | 52000
E35010 TSM Easement | 24941000 | 24941000 | 24941000 | 24941000 | 24941000 | 24941000 | 24941000 | 24941000 | 24941000 | 24941000 | 26781000 | 26787000 | 26799000 | 25367461.5385
E35016 TSM Easements | 9138000 | 9138000 | 9138000 | 9138000 | 9138000 | 9138000 | 9138000 | 9138000 | 9138000 | 9138000 | 9138000 | 9138000 | 9138000 | 9138000
E35017 TSM Easements | 20344000 | 20344000 | 20344000 | 20344000 | 20344000 | 20344000 | 20344000 | 20344000 | 20344000 | 20344000 | 20344000 | 20344000 | 20344000 | 20344000
E35017 TSM Easements, Baker Com | 70000 | 70000 | 70000 | 70000 | 70000 | 70000 | 70000 | 70000 | 70000 | 70000 | 70000 | 70000 | 70000 | 70000
E35017 TSM Easements, Upper Baker | 57000 | 57000 | 57000 | 57000 | 57000 | 57000 | 57000 | 57000 | 57000 | 57000 | 57000 | 57000 | 57000 | 57000
E3506 TSM Land & Land Rights | 952000 | 952000 | 952000 | 952000 | 952000 | 952000 | 952000 | 952000 | 952000 | 952000 | 952000 | 952000 | 952000 | 952000
E3507 TSM Land & Land Rights | 11141000 | 11141000 | 11141000 | 11141000 | 11141000 | 11141000 | 11141000 | 11141000 | 11141000 | 11141000 | 11141000 | 11141000 | 11141000 | 11141000
E3511 TSM Computer Hardware | 0 | 4405000 | 4405000 | 4405000 | 4387000 | 4387000 | 4410000 | 4282000 | 4245000 | 4199000 | 4034000 | 5861000 | 5809000 | 4217615.3846
E3512 TSM Computer Software | 0 | 63000 | 63000 | 63000 | 63000 | 63000 | 63000 | 63000 | 63000 | 63000 | 63000 | 63000 | 8383000 | 698153.8462
E3513 TSM Communication Equip | 0 | 14287000 | 14287000 | 15200000 | 15202000 | 15203000 | 15204000 | 15541000 | 15545000 | 15608000 | 15612000 | 15613000 | 15303000 | 14046538.4615
E352 TSM Structures & Improvement | 4539000 | 4539000 | 4539000 | 4539000 | 4539000 | 4539000 | 4539000 | 4539000 | 4539000 | 4539000 | 4539000 | 4539000 | 4539000 | 4539000
E3526 TSM Structures & Improvement | 1760000 | 1760000 | 1760000 | 1760000 | 1760000 | 1760000 | 1760000 | 1760000 | 1760000 | 1760000 | 1760000 | 1760000 | 1760000 | 1760000
E3527 TSM Structures & Improvement | 1931000 | 1931000 | 1931000 | 1931000 | 1931000 | 1931000 | 1931000 | 1931000 | 1931000 | 1931000 | 1931000 | 1931000 | 1931000 | 1931000
E353 TSM Sta Eq, Wild Horse-WindRid | 3427000 | 3427000 | 3427000 | 3427000 | 3427000 | 3427000 | 3427000 | 3427000 | 3427000 | 3476000 | 3476000 | 3477000 | 3477000 | 3442230.7692
E353 TSM Sta Eq, Wind Ridge-NonProj | 4273000 | 4273000 | 4273000 | 4273000 | 4273000 | 4273000 | 4273000 | 4273000 | 4273000 | 4273000 | 4273000 | 4273000 | 4273000 | 4273000
E353 TSM Station Equipment | 152898000 | 151409000 | 151409000 | 150796000 | 156850000 | 156861000 | 156862000 | 156862000 | 156862000 | 161732000 | 161754000 | 161780000 | 161588000 | 156743307.6923
E3536 TSM Sta Eq, Encogen | 148000 | 148000 | 148000 | 148000 | 148000 | 148000 | 148000 | 148000 | 148000 | 148000 | 148000 | 148000 | 148000 | 148000
E3536 TSM Sta Eq, Hopkins Ridge | 0 | 0 | 6000 | 6000 | 6000 | 6000 | 6000 | 6000 | 6000 | 6000 | 6000 | 6000 | 6000 | 5076.9231
E3536 TSM Sta Eq, Sumas SMS | 1384000 | 1384000 | 1384000 | 1384000 | 1384000 | 1384000 | 1384000 | 1384000 | 1384000 | 1384000 | 1384000 | 1384000 | 1384000 | 1384000
E3536 TSM Substation Equipment | 267193000 | 267386000 | 268586000 | 272872000 | 272862000 | 273192000 | 274264000 | 274154000 | 279648000 | 270227000 | 273457000 | 277055000 | 287051000 | 273688230.7692
E3537 TSM Sta Eq, Fredonia3&4 OP | 4275000 | 4275000 | 4275000 | 4275000 | 4275000 | 4275000 | 4275000 | 4275000 | 4275000 | 4275000 | 4275000 | 4275000 | 4275000 | 4275000
E3537 TSM Sta Eq, Hopkins Ridge Exp | 663000 | 0 | 0 | 0 | 0 | 0 | 0 | 0 | 0 | 0 | 0 | 0 | 0 | 51000
E3537 TSM Substation Equipment | 169904000 | 169889000 | 169889000 | 169863000 | 169863000 | 169863000 | 169808000 | 169808000 | 169759000 | 169644000 | 169597000 | 169597000 | 169587000 | 169774692.3077
E354 TSM Towers & Fixtures | 27426000 | 27426000 | 27426000 | 27426000 | 27426000 | 27426000 | 27426000 | 27426000 | 27426000 | 27426000 | 27426000 | 27426000 | 27426000 | 27426000
E354 TSM Twr/Fixt, N Intertie | 5744000 | 5744000 | 5744000 | 5744000 | 5744000 | 5744000 | 5744000 | 5744000 | 5744000 | 5744000 | 5744000 | 5744000 | 5744000 | 5744000
E3547 TSM Towers/Fixtures | 1510000 | 1510000 | 1510000 | 1510000 | 1510000 | 1510000 | 1510000 | 1510000 | 1510000 | 1510000 | 1510000 | 1510000 | 1510000 | 1510000
E355 TSM Poles & Fixtures | 353810000 | 354072000 | 356716000 | 357274000 | 356970000 | 357182000 | 420292000 | 421471000 | 429802000 | 430734000 | 432606000 | 433275000 | 444150000 | 396027230.7692
E355 TSM Poles, N Intertie | 3520000 | 3520000 | 3520000 | 3520000 | 3520000 | 3520000 | 3520000 | 3520000 | 3520000 | 3520000 | 3520000 | 3520000 | 3520000 | 3520000
E355 TSM Poles, Wild Horse-WindRidg | 1480000 | 1480000 | 1480000 | 1480000 | 1480000 | 1480000 | 1480000 | 1480000 | 1480000 | 1480000 | 1480000 | 1480000 | 1480000 | 1480000
E355 TSM Poles, Wind Ridge-NonProje | 5491000 | 5491000 | 5491000 | 5491000 | 5491000 | 5491000 | 5491000 | 5491000 | 5491000 | 5491000 | 5491000 | 5491000 | 5491000 | 5491000
E3556 TSM Poles | 231895000 | 232548000 | 240021000 | 244498000 | 244203000 | 245877000 | 240577000 | 244185000 | 247586000 | 253297000 | 255953000 | 270135000 | 283412000 | 248783615.3846
E3557 TSM Poles | 156635000 | 156630000 | 156578000 | 156459000 | 156336000 | 156302000 | 156170000 | 156170000 | 156119000 | 156064000 | 155942000 | 155925000 | 155681000 | 156231615.3846
E3557 TSM Poles, Baker Common | 7369000 | 7369000 | 7369000 | 7369000 | 7369000 | 7369000 | 7369000 | 7369000 | 7369000 | 7369000 | 7369000 | 7369000 | 7369000 | 7369000
E3557 TSM Poles, Upper Baker | 214000 | 214000 | 206000 | 105000 | 105000 | 105000 | 105000 | 105000 | 105000 | 129000 | 129000 | 129000 | 84000 | 133461.5385
E356 TSM O/H Cond, N Intertie | 12701000 | 12701000 | 12701000 | 12701000 | 12701000 | 12701000 | 12701000 | 12701000 | 12701000 | 12701000 | 12701000 | 12701000 | 12701000 | 12701000
E356 TSM O/H Cond, Wild Horse-WindR | 536000 | 536000 | 536000 | 536000 | 536000 | 536000 | 536000 | 536000 | 536000 | 536000 | 536000 | 536000 | 536000 | 536000
E356 TSM O/H Cond, Wind Ridge-NonPr | 5181000 | 5181000 | 5181000 | 5181000 | 5181000 | 5181000 | 5181000 | 5181000 | 5181000 | 5181000 | 5181000 | 5181000 | 5181000 | 5181000
E356 TSM O/H Conductor & Devices | 201493000 | 201770000 | 205532000 | 205792000 | 206290000 | 206751000 | 148715000 | 149389000 | 155248000 | 155528000 | 156205000 | 156348000 | 157540000 | 177430846.1538
E3566 TSM O/H Conductor/Devices | 62978000 | 63258000 | 63429000 | 63499000 | 63512000 | 63510000 | 64456000 | 64483000 | 64566000 | 64898000 | 64864000 | 64613000 | 65775000 | 64141615.3846
E3567 TSM O/H Cond, Baker Common | 6094000 | 6094000 | 6094000 | 6094000 | 6094000 | 6094000 | 6094000 | 6094000 | 6094000 | 6094000 | 6094000 | 6094000 | 6094000 | 6094000
E3567 TSM O/H Cond, Upper Baker | 683000 | 683000 | 683000 | 683000 | 683000 | 683000 | 683000 | 683000 | 683000 | 683000 | 683000 | 683000 | 683000 | 683000
E3567 TSM O/H Conductor/Devices | 125566000 | 125566000 | 125566000 | 125566000 | 125566000 | 125566000 | 125565000 | 125565000 | 125560000 | 125557000 | 125557000 | 125557000 | 125513000 | 125559230.7692
E3577 TSM U/G Conduit | 701000 | 701000 | 701000 | 701000 | 701000 | 701000 | 701000 | 701000 | 701000 | 701000 | 701000 | 701000 | 701000 | 701000
E3587 TSM U/G Conductor/Devices | 6207000 | 6208000 | 6209000 | 6211000 | 6212000 | 6214000 | 6215000 | 6216000 | 6217000 | 6219000 | 6219000 | 6220000 | 6221000 | 6214461.5385
E3590 TSM Roads & Trails | 5697000 | 5697000 | 5697000 | 5697000 | 5697000 | 5697000 | 5697000 | 5697000 | 5697000 | 5697000 | 5697000 | 5697000 | 5697000 | 5697000
E3597 TSM Roads & Trails | 568000 | 568000 | 568000 | 568000 | 568000 | 568000 | 568000 | 568000 | 568000 | 568000 | 568000 | 568000 | 568000 | 568000
Total WA Area | 1904015000 | 1922264000 | 1937461000 | 1947168000 | 1952986000 | 1955641000 | 1957271000 | 1962859000 | 1985890000 | 1988513000 | 1998555000 | 2018741000 | 2062679000 | 1968772538.4615
TSM ARO Transmission | 1558000 | 1558000 | 1558000 | 1558000 | 1558000 | 1558000 | 1558000 | 1558000 | 1558000 | 1558000 | 1558000 | 1558000 | 1891000 | 1583615.3846
E3500 TSM Land, Colstrip | 10000 | 10000 | 10000 | 10000 | 10000 | 10000 | 10000 | 10000 | 10000 | 10000 | 10000 | 10000 | 10000 | 10000
E35010 TSM Easement,Colstrip 1-2Com | 682000 | 682000 | 682000 | 682000 | 682000 | 682000 | 682000 | 682000 | 682000 | 682000 | 682000 | 682000 | 682000 | 682000
E35010 TSM Easement,Colstrip 3-4Com | 1071000 | 1071000 | 1071000 | 1071000 | 1071000 | 1071000 | 1071000 | 1071000 | 1071000 | 1071000 | 1071000 | 1071000 | 1071000 | 1071000
E352 TSM Str/Impv, Colstrip 3-4 Com | 425000 | 425000 | 425000 | 425000 | 425000 | 425000 | 425000 | 425000 | 425000 | 425000 | 425000 | 425000 | 425000 | 425000
E353 TSM Sta Eq, Colstrip 3-4 | 23685000 | 23685000 | 23685000 | 23685000 | 23685000 | 23685000 | 23685000 | 23685000 | 23685000 | 23685000 | 23685000 | 23685000 | 23653000 | 23682538.4615
E354 TSM Twr/Fixt, Colstrip 1-2 Com | 14841000 | 14841000 | 14841000 | 14841000 | 14841000 | 14841000 | 14841000 | 14841000 | 14841000 | 14841000 | 14841000 | 14841000 | 16054000 | 14934307.6923
E354 TSM Twr/Fixt, Colstrip 3-4 Com | 20565000 | 20565000 | 20565000 | 20565000 | 20565000 | 20565000 | 20565000 | 20565000 | 20565000 | 20565000 | 20565000 | 20565000 | 20565000 | 20565000
E356 TSM O/H Cond, Colstrip 1-2 Com | 13139000 | 13139000 | 13139000 | 13139000 | 13139000 | 13139000 | 13139000 | 13139000 | 13139000 | 13139000 | 13139000 | 13139000 | 13139000 | 13139000
E356 TSM O/H Cond, Colstrip 3-4 Com | 19771000 | 19771000 | 19771000 | 19771000 | 19771000 | 19771000 | 19771000 | 19771000 | 19771000 | 19771000 | 19771000 | 19771000 | 19771000 | 19771000
E355 TSM Poles, Colstrip 1-2 Com | 0 | 0 | 0 | 0 | 0 | 0 | 0 | 0 | 0 | 0 | 0 | 0 | 1213000 | 93307.6923
E3590 TSM Roads, Colstrip 1-2 Com | 114000 | 114000 | 114000 | 114000 | 114000 | 114000 | 114000 | 114000 | 114000 | 114000 | 114000 | 114000 | 114000 | 114000
E3590 TSM Roads, Colstrip 3-4 Com | 331000 | 331000 | 331000 | 331000 | 331000 | 331000 | 331000 | 331000 | 331000 | 331000 | 331000 | 331000 | 331000 | 331000
Total Colstrip | 94634000 | 94634000 | 94634000 | 94634000 | 94634000 | 94634000 | 94634000 | 94634000 | 94634000 | 94634000 | 94634000 | 94634000 | 97028000 | 94818153.8462
E3500 TSM Land, 3rd AC | 1781000 | 1781000 | 1781000 | 1781000 | 1781000 | 1781000 | 1781000 | 1781000 | 1781000 | 1781000 | 1781000 | 1781000 | 1781000 | 1781000
E352 TSM Str/Impv, 3rd AC Line | 1276000 | 1276000 | 1276000 | 1276000 | 1276000 | 1276000 | 1276000 | 1276000 | 1276000 | 1276000 | 1276000 | 1276000 | 1276000 | 1276000
E353 TSM Sta Eq, 3rd AC Line | 43224000 | 43224000 | 43224000 | 43224000 | 43224000 | 43224000 | 43224000 | 43224000 | 43224000 | 43224000 | 43224000 | 43224000 | 44590000 | 43329076.9231
E354 TSM Twr/Fixt, 3rd AC Line | 22956000 | 22956000 | 22956000 | 22956000 | 22956000 | 22956000 | 22956000 | 22956000 | 22956000 | 22956000 | 22956000 | 22956000 | 22956000 | 22956000
E355 TSM Poles, 3rd AC Line | 204000 | 204000 | 204000 | 204000 | 204000 | 204000 | 204000 | 204000 | 204000 | 204000 | 204000 | 204000 | 1570000 | 309076.9231
E356 TSM O/H Cond, 3rd AC Line | 24709000 | 24709000 | 24709000 | 24709000 | 24709000 | 24709000 | 24709000 | 24709000 | 24709000 | 24709000 | 24709000 | 24709000 | 24709000 | 24709000
E3590 TSM Roads, 3rd AC Line | 653000 | 653000 | 653000 | 653000 | 653000 | 653000 | 653000 | 653000 | 653000 | 653000 | 653000 | 653000 | 653000 | 653000
Total Southern Intertie | 94803000 | 94803000 | 94803000 | 94803000 | 94803000 | 94803000 | 94803000 | 94803000 | 94803000 | 94803000 | 94803000 | 94803000 | 97535000 | 95013153.8462
E3509 (GIF) Land, Wild Horse | 2000 | 2000 | 2000 | 2000 | 2000 | 2000 | 2000 | 2000 | 2000 | 2000 | 2000 | 2000 | 2000 | 2000
E35099 (GIF) Easement, Hopkins | 29000 | 29000 | 29000 | 29000 | 29000 | 29000 | 29000 | 29000 | 29000 | 29000 | 29000 | 29000 | 29000 | 29000
E35099 (GIF) Easement, Poison Sprin | 132000 | 132000 | 132000 | 132000 | 132000 | 132000 | 132000 | 132000 | 132000 | 132000 | 132000 | 132000 | 132000 | 132000
E35099 (GIF) Easement, Upper Baker | 1000 | 1000 | 1000 | 1000 | 1000 | 1000 | 1000 | 1000 | 1000 | 1000 | 1000 | 1000 | 1000 | 1000
E35099 (GIF) Easement, Wild Horse | 7000 | 7000 | 7000 | 7000 | 7000 | 7000 | 7000 | 7000 | 7000 | 7000 | 7000 | 7000 | 7000 | 7000
E3529 (GIF) Str/Impr, Fredonia 1&2 | 40000 | 40000 | 40000 | 40000 | 40000 | 40000 | 40000 | 40000 | 40000 | 40000 | 40000 | 40000 | 40000 | 40000
E3529 (GIF) Struc/Improv, LSR | 1684000 | 1684000 | 1684000 | 1684000 | 1684000 | 1684000 | 1684000 | 1684000 | 1684000 | 1684000 | 1684000 | 1684000 | 1684000 | 1684000
E3529 (GIF) Struc/Improv, Mint Farm | 153000 | 153000 | 153000 | 153000 | 153000 | 153000 | 153000 | 153000 | 153000 | 153000 | 153000 | 153000 | 153000 | 153000
E3529 (GIF) Struc/Improv, Whitehorn | 79000 | 79000 | 79000 | 79000 | 79000 | 79000 | 79000 | 79000 | 79000 | 79000 | 79000 | 79000 | 79000 | 79000
E3538 (LIF) Sta Eq, Sub-Txe | 405000 | 405000 | 405000 | 405000 | 405000 | 405000 | 405000 | 405000 | 405000 | 405000 | 405000 | 405000 | 405000 | 405000
E3539 (GIF) Sta Eq, Arco Central | 144000 | 144000 | 144000 | 144000 | 144000 | 144000 | 144000 | 144000 | 144000 | 144000 | 144000 | 144000 | 144000 | 144000
E3539 (GIF) Sta Eq, Baker River Sw | 377000 | 378000 | 379000 | 380000 | 380000 | 381000 | 381000 | 381000 | 381000 | 382000 | 382000 | 382000 | 382000 | 380461.5385
E3539 (GIF) Sta Eq, Beaver Creek | 0 | 0 | 0 | 0 | 0 | 0 | 0 | 0 | 23071000 | 23062000 | 23062000 | 23070000 | 23048000 | 8870230.7692
E3539 (GIF) Sta Eq, Electron Height | 112000 | 112000 | 112000 | 112000 | 112000 | 112000 | 112000 | 112000 | 112000 | 112000 | 112000 | 112000 | 112000 | 112000
E3539 (GIF) Sta Eq, Encogen | 5413000 | 5413000 | 5413000 | 4060000 | 4060000 | 4060000 | 4060000 | 4060000 | 4060000 | 4060000 | 4060000 | 4060000 | 4060000 | 4372230.7692
E3539 (GIF) Sta Eq, Ferndale | 5619000 | 5619000 | 5619000 | 5619000 | 5619000 | 5619000 | 5619000 | 5619000 | 5619000 | 5619000 | 5619000 | 5619000 | 5619000 | 5619000
E3539 (GIF) Sta Eq, Fred 1/APC | 5035000 | 5035000 | 5035000 | 5035000 | 5035000 | 5035000 | 5035000 | 5035000 | 5035000 | 5035000 | 5035000 | 5035000 | 5035000 | 5035000
E3539 (GIF) Sta Eq, Frederickson | 3189000 | 3189000 | 3189000 | 3189000 | 3189000 | 3189000 | 3189000 | 3189000 | 3189000 | 3189000 | 3189000 | 3189000 | 3189000 | 3189000
E3539 (GIF) Sta Eq, Fredonia 1&2 | 3815000 | 3815000 | 3815000 | 3815000 | 3815000 | 3815000 | 3815000 | 3815000 | 3815000 | 3815000 | 3815000 | 3815000 | 3815000 | 3815000
E3539 (GIF) Sta Eq, Fredonia 3&4 | 1732000 | 1732000 | 1732000 | 1732000 | 1732000 | 1732000 | 1732000 | 1732000 | 1732000 | 1732000 | 1732000 | 1732000 | 1732000 | 1732000
E3539 (GIF) Sta Eq, Goldendale | 411000 | 411000 | 411000 | 411000 | 411000 | 411000 | 411000 | 411000 | 411000 | 411000 | 411000 | 411000 | 411000 | 411000
E3539 (GIF) Sta Eq, Hopkins Ridge | 8919000 | 8919000 | 8919000 | 8919000 | 8919000 | 8919000 | 8919000 | 8919000 | 8919000 | 8919000 | 8919000 | 8919000 | 8919000 | 8919000
E3539 (GIF) Sta Eq, HPK sub@plant | 9381000 | 9381000 | 9381000 | 9381000 | 9381000 | 9381000 | 9381000 | 9381000 | 9381000 | 9381000 | 9381000 | 9381000 | 9381000 | 9381000
E3539 (GIF) Sta Eq, Lower Baker | 2700000 | 2700000 | 2700000 | 2700000 | 2700000 | 2700000 | 2700000 | 2700000 | 2700000 | 2700000 | 2700000 | 2700000 | 2700000 | 2700000
E3539 (GIF) Sta Eq, LSR | 24186000 | 24186000 | 24186000 | 24186000 | 24186000 | 24186000 | 24186000 | 24186000 | 24186000 | 24186000 | 24186000 | 24186000 | 24186000 | 24186000
E3539 (GIF) Sta Eq, Mint Farm | 1780000 | 1780000 | 1780000 | 1780000 | 1780000 | 1780000 | 1780000 | 1780000 | 1780000 | 1780000 | 1780000 | 1780000 | 1780000 | 1780000
E3539 (GIF) Sta Eq, Nooksack | 31000 | 31000 | 31000 | 31000 | 31000 | 31000 | 31000 | 31000 | 31000 | 31000 | 31000 | 31000 | 31000 | 31000
E3539 (GIF) Sta Eq, Poison Spring | 206000 | 206000 | 206000 | 206000 | 206000 | 206000 | 206000 | 206000 | 206000 | 206000 | 206000 | 206000 | 206000 | 206000
E3539 (GIF) Sta Eq, Shannon | 127000 | 127000 | 127000 | 127000 | 127000 | 127000 | 127000 | 127000 | 127000 | 127000 | 127000 | 127000 | 127000 | 127000
E3539 (GIF) Sta Eq, Snoq 1-2013 | 4059000 | 4059000 | 4059000 | 4059000 | 4059000 | 4059000 | 4059000 | 4059000 | 4059000 | 4059000 | 4059000 | 4059000 | 4059000 | 4059000
E3539 (GIF) Sta Eq, Snoq 2-2013 | 4730000 | 4730000 | 4730000 | 4730000 | 4730000 | 4730000 | 4730000 | 4730000 | 4730000 | 4730000 | 4730000 | 4730000 | 4730000 | 4730000
E3539 (GIF) Sta Eq, Snoqualmie 2 | 209000 | 209000 | 209000 | 209000 | 209000 | 209000 | 209000 | 209000 | 209000 | 209000 | 209000 | 209000 | 209000 | 209000
E3539 (GIF) Sta Eq, Snoqualmie Sw | 92000 | 92000 | 92000 | 92000 | 92000 | 92000 | 92000 | 92000 | 92000 | 92000 | 92000 | 92000 | 92000 | 92000
E3539 (GIF) Sta Eq, Stillwater | 26000 | 26000 | 26000 | 26000 | 26000 | 26000 | 26000 | 26000 | 26000 | 26000 | 26000 | 26000 | 26000 | 26000
E3539 (GIF) Sta Eq, SUB-BRL4-2013 | 2835000 | 2835000 | 2835000 | 2835000 | 2835000 | 2835000 | 2835000 | 2835000 | 2835000 | 2835000 | 2835000 | 2835000 | 2835000 | 2835000
E3539 (GIF) Sta Eq, Sumas OP-SMC | 3525000 | 3525000 | 3525000 | 3525000 | 3525000 | 3525000 | 3525000 | 3525000 | 3525000 | 3525000 | 3525000 | 3525000 | 3525000 | 3525000
E3539 (GIF) Sta Eq, Terrell | 137000 | 137000 | 137000 | 137000 | 137000 | 137000 | 137000 | 137000 | 137000 | 137000 | 137000 | 137000 | 137000 | 137000
E3539 (GIF) Sta Eq, Texaco West | 13000 | 13000 | 13000 | 13000 | 13000 | 13000 | 13000 | 13000 | 13000 | 13000 | 13000 | 13000 | 13000 | 13000
E3539 (GIF) Sta Eq, Upper Baker | 2706000 | 2706000 | 2706000 | 2706000 | 2706000 | 2706000 | 2706000 | 2706000 | 2706000 | 2706000 | 2706000 | 2706000 | 2706000 | 2706000
E3539 (GIF) Sta Eq, WHDE sub@plant | 2885000 | 2885000 | 2885000 | 2885000 | 2885000 | 2885000 | 2885000 | 2885000 | 2885000 | 2885000 | 2885000 | 2885000 | 2885000 | 2885000
E3539 (GIF) Sta Eq, Whitehorn | 2566000 | 2566000 | 2566000 | 2567000 | 2570000 | 2570000 | 2570000 | 2570000 | 2570000 | 2570000 | 2570000 | 2570000 | 2570000 | 2568846.1538
E3539 (GIF) Sta Eq, Wild H sub@plt | 10815000 | 10815000 | 10815000 | 10815000 | 10815000 | 10815000 | 10815000 | 10815000 | 10815000 | 10815000 | 10815000 | 10815000 | 10815000 | 10815000
E3539 (GIF) Sta Eq, Wild Horse | 9688000 | 9688000 | 9688000 | 9688000 | 9688000 | 9688000 | 9688000 | 9688000 | 9688000 | 9688000 | 9688000 | 9688000 | 9688000 | 9688000
E3539 (GIF) Sta Eq, Wild Horse Exp | 8292000 | 8292000 | 8292000 | 8292000 | 8292000 | 8292000 | 8292000 | 8292000 | 8292000 | 8292000 | 8292000 | 8292000 | 8292000 | 8292000
E3539 (GIF) Sta Eq, Wind Ridge | 152000 | 152000 | 152000 | 152000 | 152000 | 152000 | 152000 | 152000 | 152000 | 152000 | 152000 | 152000 | 152000 | 152000
E3539 (GIF) Sta Eq, WindRid NonProj | 159000 | 159000 | 159000 | 159000 | 159000 | 159000 | 159000 | 159000 | 159000 | 159000 | 159000 | 159000 | 159000 | 159000
E3549 (GIF) Twr/Fixt, Ferndale | 45000 | 45000 | 45000 | 45000 | 45000 | 45000 | 45000 | 45000 | 45000 | 45000 | 45000 | 45000 | 45000 | 45000
E3559 (GIF) Poles, Hopkins Ridge | 1545000 | 1545000 | 1545000 | 1545000 | 1545000 | 1545000 | 1545000 | 1545000 | 1545000 | 1545000 | 1545000 | 1545000 | 1545000 | 1545000
E3559 (GIF) Poles, Lower Baker | 11000 | 11000 | 11000 | 11000 | 11000 | 11000 | 11000 | 11000 | 11000 | 11000 | 11000 | 11000 | 11000 | 11000
E3559 (GIF) Poles, Poison Spring | 935000 | 935000 | 935000 | 935000 | 935000 | 935000 | 935000 | 935000 | 935000 | 935000 | 935000 | 935000 | 935000 | 935000
E3559 (GIF) Poles, Scl-Tolt | 19000 | 19000 | 19000 | 19000 | 19000 | 19000 | 19000 | 19000 | 19000 | 19000 | 19000 | 19000 | 19000 | 19000
E3559 (GIF) Poles, Snoqualmie 2 | 194000 | 194000 | 194000 | 194000 | 194000 | 194000 | 194000 | 194000 | 194000 | 194000 | 194000 | 194000 | 194000 | 194000
E3559 (GIF) Poles, Sumas | 85000 | 85000 | 85000 | 85000 | 85000 | 85000 | 85000 | 85000 | 85000 | 85000 | 85000 | 85000 | 85000 | 85000
E3559 (GIF) Poles, TLN-HPK@plant | 89000 | 89000 | 89000 | 89000 | 89000 | 89000 | 89000 | 89000 | 89000 | 89000 | 89000 | 89000 | 89000 | 89000
E3559 (GIF) Poles, Upper Baker | 152000 | 152000 | 152000 | 152000 | 152000 | 152000 | 152000 | 152000 | 152000 | 152000 | 152000 | 152000 | 152000 | 152000
E3559 (GIF) Poles, Wild Horse | 1175000 | 1175000 | 1175000 | 1175000 | 1175000 | 1175000 | 1175000 | 1175000 | 1175000 | 1175000 | 1175000 | 1175000 | 1175000 | 1175000
E3559 (GIF) TSM Poles, LSR | 4534000 | 4534000 | 4534000 | 4534000 | 4534000 | 4534000 | 4534000 | 4534000 | 4534000 | 4534000 | 4534000 | 4534000 | 4534000 | 4534000
E3569 (GIF) O/H Cond, Hopkins | 1665000 | 1665000 | 1665000 | 1665000 | 1665000 | 1665000 | 1665000 | 1665000 | 1665000 | 1665000 | 1665000 | 1665000 | 1665000 | 1665000
E3569 (GIF) O/H Cond, Lower Baker | 3000 | 3000 | 3000 | 3000 | 3000 | 3000 | 3000 | 3000 | 3000 | 3000 | 3000 | 3000 | 3000 | 3000
E3569 (GIF) O/H Cond, Poison Spring | 252000 | 252000 | 252000 | 252000 | 252000 | 252000 | 252000 | 252000 | 252000 | 252000 | 252000 | 252000 | 252000 | 252000
E3569 (GIF) O/H Cond, Scl-Tolt | 9000 | 9000 | 9000 | 9000 | 9000 | 9000 | 9000 | 9000 | 9000 | 9000 | 9000 | 9000 | 9000 | 9000
E3569 (GIF) O/H Cond, Snoqualmie 1 | 164000 | 164000 | 164000 | 164000 | 164000 | 164000 | 164000 | 164000 | 164000 | 164000 | 164000 | 164000 | 164000 | 164000
E3569 (GIF) O/H Cond, Snoqualmie 2 | 103000 | 103000 | 103000 | 103000 | 103000 | 103000 | 103000 | 103000 | 103000 | 103000 | 103000 | 103000 | 103000 | 103000
E3569 (GIF) O/H Cond, Sumas | 63000 | 63000 | 63000 | 63000 | 63000 | 63000 | 63000 | 63000 | 63000 | 63000 | 63000 | 63000 | 63000 | 63000
E3569 (GIF) O/H Cond, TLN-HPK@plant | 68000 | 68000 | 68000 | 68000 | 68000 | 68000 | 68000 | 68000 | 68000 | 68000 | 68000 | 68000 | 68000 | 68000
E3569 (GIF) O/H Cond, Upper Baker | 59000 | 59000 | 59000 | 59000 | 59000 | 59000 | 59000 | 59000 | 59000 | 59000 | 59000 | 59000 | 59000 | 59000
E3569 (GIF) O/H Cond, Wild Horse | 378000 | 378000 | 378000 | 378000 | 378000 | 378000 | 378000 | 378000 | 378000 | 378000 | 378000 | 378000 | 378000 | 378000
E3569 (GIF) O/H Conductor, LSR | 3023000 | 3023000 | 3023000 | 3023000 | 3023000 | 3023000 | 3023000 | 3023000 | 3023000 | 3023000 | 3023000 | 3023000 | 3023000 | 3023000
E3579 (GIF)U/G Conduit,TLN-WHD@plnt | 510000 | 510000 | 510000 | 510000 | 510000 | 510000 | 510000 | 510000 | 510000 | 510000 | 510000 | 510000 | 510000 | 510000
E3589 (GIF) U/G Cond, Fred 1/APC | 3475000 | 3475000 | 3475000 | 3475000 | 3475000 | 3475000 | 3475000 | 3475000 | 3475000 | 3475000 | 3475000 | 3475000 | 3475000 | 3475000
E3589 (GIF) UG Conductor, LSR | 22546000 | 22546000 | 22546000 | 22546000 | 22546000 | 22546000 | 22546000 | 22546000 | 22546000 | 22546000 | 22546000 | 22546000 | 22546000 | 22546000
E3589 (GIF)U/G Cond,TLN-HPK@plt | 3837000 | 3837000 | 3837000 | 3837000 | 3837000 | 3837000 | 3837000 | 3837000 | 3837000 | 3837000 | 3837000 | 3837000 | 3837000 | 3837000
E3589 (GIF)U/G Cond,TLN-WHD@plnt | 1080000 | 1080000 | 1080000 | 1080000 | 1080000 | 1080000 | 1080000 | 1080000 | 1080000 | 1080000 | 1080000 | 1080000 | 1080000 | 1080000
E3589 (GIF)U/G Cond,TLN-WHDE@plt | 3086000 | 3086000 | 3086000 | 3086000 | 3086000 | 3086000 | 3086000 | 3086000 | 3086000 | 3086000 | 3086000 | 3086000 | 3086000 | 3086000
E35999 (GIF) Rd/Trail, Upper Baker | 8000 | 8000 | 8000 | 8000 | 8000 | 8000 | 8000 | 8000 | 8000 | 8000 | 8000 | 8000 | 8000 | 8000
Total WA GIF | 177711000 | 177712000 | 177713000 | 176362000 | 176365000 | 176366000 | 176366000 | 176366000 | 199437000 | 199429000 | 199429000 | 199437000 | 199415000 | 185546769.2308
E3539 (GIF) Sta Eq, Colstrip 3-4 | 4082000 | 4082000 | 4082000 | 4082000 | 4082000 | 4082000 | 4082000 | 4082000 | 4082000 | 4082000 | 4082000 | 4082000 | 4082000 | 4082000
E3559 (GIF) Poles, Colstrip 3-4 | 89000 | 89000 | 89000 | 89000 | 89000 | 89000 | 89000 | 89000 | 89000 | 89000 | 89000 | 89000 | 89000 | 89000
E3569 (GIF) O/H Cond, Colstrip 3-4 | 269000 | 269000 | 269000 | 269000 | 269000 | 269000 | 269000 | 269000 | 269000 | 269000 | 269000 | 269000 | 269000 | 269000
Total Colstrip GIF | 4440000 | 4440000 | 4440000 | 4440000 | 4440000 | 4440000 | 4440000 | 4440000 | 4440000 | 4440000 | 4440000 | 4440000 | 4440000 | 4440000
Total WA Transmission Plant | 2081726000 | 2099976000 | 2115174000 | 2123530000 | 2129351000 | 2132007000 | 2133637000 | 2139225000 | 2185327000 | 2187942000 | 2197984000 | 2218178000 | 2262094000 | 2154319307.6923
Total Colstrip Transmission Plant | 99074000 | 99074000 | 99074000 | 99074000 | 99074000 | 99074000 | 99074000 | 99074000 | 99074000 | 99074000 | 99074000 | 99074000 | 101468000 | 99258153.8462
Total Southern Intertie Plant | 94803000 | 94803000 | 94803000 | 94803000 | 94803000 | 94803000 | 94803000 | 94803000 | 94803000 | 94803000 | 94803000 | 94803000 | 97535000 | 95013153.8462
Total ARO Transmission Plant | 1558000 | 1558000 | 1558000 | 1558000 | 1558000 | 1558000 | 1558000 | 1558000 | 1558000 | 1558000 | 1558000 | 1558000 | 1891000 | 1583615.3846
Total Transmission Plant | 2277161000 | 2295411000 | 2310609000 | 2318965000 | 2324786000 | 2327442000 | 2329072000 | 2334660000 | 2380762000 | 2383377000 | 2393419000 | 2413613000 | 2462988000 | 2350174230.7692
ties to FF1 p206.58(b) | [13 empty] | ties to FF1 p207.58(g)
Transmission Plant Accumulated Depreciation
in Thousands | 2024-12-01 | 2025-01-01 | 2025-02-01 | 2025-03-01 | 2025-04-01 | 2025-05-01 | 2025-06-01 | 2025-07-01 | 2025-08-01 | 2025-09-01 | 2025-10-01 | 2025-11-01 | 2025-12-01 | Average
E35010 TSM Easement | 4309000 | 4333000 | 4358000 | 4382000 | 4406000 | 4431000 | 4455000 | 4479000 | 4504000 | 4528000 | 4553000 | 4579000 | 4605000 | 4455538.4615
E35016 TSM Easements | 993000 | 1003000 | 1013000 | 1023000 | 1033000 | 1043000 | 1053000 | 1064000 | 1074000 | 1084000 | 1094000 | 1104000 | 1114000 | 1053461.5385
E35017 TSM Easements | 11316000 | 11335000 | 11354000 | 11372000 | 11391000 | 11410000 | 11429000 | 11448000 | 11466000 | 11485000 | 11504000 | 11523000 | 11542000 | 11428846.1538
E35017 TSM Easements, Baker Com | 71000 | 71000 | 71000 | 71000 | 71000 | 71000 | 71000 | 71000 | 71000 | 71000 | 71000 | 71000 | 71000 | 71000
E35017 TSM Easements, Upper Baker | 51000 | 52000 | 52000 | 52000 | 52000 | 52000 | 52000 | 52000 | 52000 | 52000 | 52000 | 52000 | 52000 | 51923.0769
E3511 TSM Computer Hardware | 0 | 1758000 | 1832000 | 1905000 | 1961000 | 2034000 | 2107000 | 2051000 | 2085000 | 2110000 | 2013000 | 2073000 | 1960000 | 1837615.3846
E3512 TSM Computer Software | 0 | 17000 | 18000 | 19000 | 20000 | 21000 | 22000 | 23000 | 24000 | 25000 | 27000 | 28000 | 103000 | 26692.3077
E3513 TSM Communication Equip | 0 | 5564000 | 5643000 | 5665000 | 5749000 | 5834000 | 5918000 | 6004000 | 6090000 | 6177000 | 6264000 | 6350000 | 6120000 | 5490615.3846
E352 TSM Structures & Improvement | 879000 | 885000 | 891000 | 896000 | 902000 | 908000 | 914000 | 920000 | 926000 | 932000 | 938000 | 944000 | 950000 | 914230.7692
E3526 TSM Structures & Improvement | 444000 | 446000 | 449000 | 451000 | 453000 | 455000 | 457000 | 459000 | 461000 | 463000 | 466000 | 468000 | 470000 | 457076.9231
E3527 TSM Structures & Improvement | 1056000 | 1059000 | 1061000 | 1064000 | 1067000 | 1069000 | 1072000 | 1075000 | 1077000 | 1080000 | 1083000 | 1085000 | 1088000 | 1072000
E353 TSM Sta Eq LSR | 220000 | 220000 | 220000 | 220000 | 220000 | 220000 | 220000 | 220000 | 220000 | 220000 | 220000 | 220000 | 220000 | 220000
E353 TSM Sta Eq, Wild Horse-WindRid | 1356000 | 1363000 | 1370000 | 1377000 | 1383000 | 1390000 | 1397000 | 1404000 | 1411000 | 1379000 | 1386000 | 1393000 | 1400000 | 22334713.6369
E353 TSM Sta Eq, Wind Ridge-NonProj | 443000 | 452000 | 460000 | 469000 | 478000 | 486000 | 495000 | 503000 | 512000 | 520000 | 529000 | 537000 | 546000 | 494615.3846
E353 TSM Station Equipment | 34083000 | 34388000 | 34690000 | 34378000 | 34686000 | 35000000 | 35314000 | 35627000 | 35941000 | 36260000 | 36583000 | 36907000 | 37022000 | 35452230.7692
E3536 TSM Sta Eq, Encogen | 0 | 0 | 1000 | 1000 | 1000 | 2000 | 2000 | 2000 | 3000 | 3000 | 3000 | 4000 | 4000 | 2000
E3536 TSM Sta Eq, Sumas SMS | 193000 | 196000 | 199000 | 202000 | 205000 | 208000 | 211000 | 213000 | 216000 | 219000 | 222000 | 225000 | 228000 | 210538.4615
E3536 TSM Substation Equipment | 41026000 | 41553000 | 42113000 | 42678000 | 43244000 | 43815000 | 44355000 | 44929000 | 45508000 | 45200000 | 45768000 | 46343000 | 46931000 | 44112538.4615
E3537 TSM Sta Eq, Fredonia3&4 OP | 2864000 | 2874000 | 2883000 | 2893000 | 2903000 | 2912000 | 2922000 | 2931000 | 2941000 | 2951000 | 2960000 | 2970000 | 2979000 | 2921769.2308
E3537 TSM Sta Eq, Hopkins Ridge Exp | 144000 | 0 | 0 | 0 | 0 | 0 | 0 | 0 | 0 | 0 | 0 | 0 | 0 | 11076.9231
E3537 TSM Sub Eq, Sumas OP-SMS | -44000 | -44000 | -44000 | -44000 | -44000 | -44000 | -44000 | -44000 | -44000 | -44000 | -44000 | -44000 | -44000 | -44000
E3537 TSM Substation Equipment | 69635187 | 75211000 | 75589000 | 75938000 | 76316000 | 76694000 | 76944000 | 77321000 | 77650000 | 77861000 | 78191000 | 78569000 | 73785385 | 76131120.9231
E354 TSM Towers & Fixtures | 9686000 | 9712000 | 9738000 | 9764000 | 9790000 | 9815000 | 9841000 | 9867000 | 9893000 | 9919000 | 9945000 | 9970000 | 9996000 | 9841230.7692
E354 TSM Twr/Fixt, N Intertie | 2533000 | 2538000 | 2544000 | 2549000 | 2554000 | 2560000 | 2565000 | 2571000 | 2576000 | 2581000 | 2587000 | 2592000 | 2598000 | 2565230.7692
E3547 TSM Towers/Fixtures | 1086000 | 1087000 | 1088000 | 1089000 | 1090000 | 1092000 | 1093000 | 1094000 | 1095000 | 1096000 | 1097000 | 1098000 | 1099000 | 1092615.3846
E355 TSM Poles & Fixtures | 46326000 | 47028000 | 47720000 | 48407000 | 49115000 | 49824000 | 50567000 | 51403000 | 52249000 | 53104000 | 53961000 | 54822000 | 55693000 | 50786076.9231
E355 TSM Poles, Baker Common | 323000 | 323000 | 323000 | 323000 | 323000 | 323000 | 323000 | 323000 | 323000 | 323000 | 323000 | 323000 | 323000 | 323000
E355 TSM Poles, N Intertie | 2756000 | 2763000 | 2770000 | 2777000 | 2784000 | 2791000 | 2798000 | 2805000 | 2813000 | 2820000 | 2827000 | 2834000 | 2841000 | 2798384.6154
E355 TSM Poles, Wild Horse-WindRidg | -115000 | -112000 | -109000 | -106000 | -103000 | -100000 | -97000 | -94000 | -91000 | -88000 | -85000 | -82000 | -79000 | -97000
E355 TSM Poles, Wind Ridge-NonProje | 2839000 | 2850000 | 2861000 | 2872000 | 2883000 | 2894000 | 2905000 | 2916000 | 2927000 | 2938000 | 2949000 | 2959000 | 2970000 | 2904846.1538
E3556 TSM Poles | 35705000 | 36235000 | 36775000 | 37241000 | 37746000 | 38306000 | 38846000 | 39400000 | 39905000 | 40477000 | 40975000 | 41551000 | 42181000 | 38872538.4615
E3557 TSM Poles | 77746000 | 78083000 | 78340000 | 78505000 | 78684000 | 78990000 | 79113000 | 79460000 | 79667000 | 79951000 | 80105000 | 80428000 | 80420000 | 79191692.3077
E3557 TSM Poles, Baker Common | 3402000 | 3418000 | 3435000 | 3452000 | 3469000 | 3485000 | 3502000 | 3519000 | 3536000 | 3552000 | 3569000 | 3586000 | 3603000 | 3502153.8462
E3557 TSM Poles, Upper Baker | 246000 | 246000 | 213000 | -108000 | -108000 | -108000 | -108000 | -107000 | -107000 | -107000 | -107000 | -106000 | -200000 | -35461.5385
E356 TSM O/H Cond, N Intertie | 7426000 | 7438000 | 7451000 | 7463000 | 7476000 | 7488000 | 7501000 | 7513000 | 7526000 | 7538000 | 7550000 | 7563000 | 7575000 | 7500615.3846
E356 TSM O/H Cond, Wild Horse-WindR | 107000 | 108000 | 108000 | 109000 | 109000 | 110000 | 110000 | 111000 | 112000 | 112000 | 113000 | 113000 | 114000 | 110461.5385
E356 TSM O/H Cond, Wind Ridge-NonPr | 2238000 | 2243000 | 2248000 | 2253000 | 2258000 | 2263000 | 2268000 | 2273000 | 2278000 | 2283000 | 2288000 | 2294000 | 2299000 | 2268153.8462
E356 TSM O/H Conductor & Devices | 30351000 | 30550000 | 30750000 | 30952000 | 31155000 | 31358000 | 31508000 | 31655000 | 31804000 | 31957000 | 32111000 | 32264000 | 32419000 | 31448769.2308
E3566 TSM O/H Conductor/Devices | 8015000 | 8103000 | 8191000 | 8280000 | 8368000 | 8456000 | 8172000 | 8262000 | 8352000 | 8442000 | 8532000 | 8622000 | 8713000 | 8346769.2308
E3567 TSM O/H Cond, Baker Common | 1651000 | 1656000 | 1662000 | 1668000 | 1673000 | 1679000 | 1684000 | 1690000 | 1696000 | 1701000 | 1707000 | 1713000 | 1718000 | 1684461.5385
E3567 TSM O/H Cond, Upper Baker | 739000 | 739000 | 739000 | 739000 | 740000 | 740000 | 741000 | 742000 | 742000 | 743000 | 744000 | 744000 | 745000 | 741307.6923
E3567 TSM O/H Conductor/Devices | 81444000 | 81559000 | 81673000 | 81789000 | 81905000 | 82021000 | 82128000 | 82244000 | 82352000 | 82464000 | 82579000 | 82695000 | 82757000 | 82123846.1538
E3577 TSM U/G Conduit | 518000 | 519000 | 520000 | 522000 | 523000 | 524000 | 526000 | 527000 | 529000 | 530000 | 531000 | 533000 | 534000 | 525846.1538
E3587 TSM U/G Conductor/Devices | 2686000 | 2688000 | 2690000 | 2693000 | 2695000 | 2697000 | 2699000 | 2701000 | 2703000 | 2705000 | 2707000 | 2709000 | 2711000 | 2698769.2308
E3590 TSM Roads & Trails | 208000 | 214000 | 220000 | 226000 | 232000 | 238000 | 244000 | 250000 | 256000 | 262000 | 268000 | 275000 | 281000 | 244153.8462
E3597 TSM Roads & Trails | 364000 | 364000 | 365000 | 366000 | 366000 | 367000 | 367000 | 368000 | 369000 | 369000 | 370000 | 371000 | 371000 | 367461.5385
Total Washington Area | 487319187 | 503088000 | 506538000 | 508837000 | 512224000 | 515824000 | 518662000 | 522245000 | 525693000 | 528248000 | 531529000 | 535272000 | 532828385 | 538511526.8677
TSM ARO Transmission | 654000 | 656000 | 658000 | 660000 | 662000 | 664000 | 666000 | 668000 | 670000 | 672000 | 674000 | 676000 | 679000 | 666076.9231
E35010 TSM Easement,Colstrip 1-2Com | 559000 | 559000 | 560000 | 561000 | 561000 | 562000 | 563000 | 563000 | 564000 | 565000 | 565000 | 566000 | 567000 | 562692.3077
E35010 TSM Easement,Colstrip 3-4Com | 866000 | 867000 | 868000 | 869000 | 870000 | 871000 | 872000 | 873000 | 875000 | 876000 | 877000 | 878000 | 879000 | 872384.6154
E352 TSM Str/Impv, Colstrip 3-4 Com | 334000 | 335000 | 335000 | 336000 | 337000 | 337000 | 338000 | 338000 | 339000 | 339000 | 340000 | 340000 | 341000 | 337615.3846
E353 TSM Sta Eq, Colstrip 3-4 | 14016000 | 14063000 | 14111000 | 14158000 | 14206000 | 14253000 | 14300000 | 14348000 | 14395000 | 14442000 | 14490000 | 14537000 | 14553000 | 14297846.1538
E354 TSM Twr/Fixt, Colstrip 1-2 Com | 12058000 | 12072000 | 12086000 | 12100000 | 12114000 | 12128000 | 12142000 | 12156000 | 12170000 | 12184000 | 12198000 | 12212000 | 12226000 | 12142000
E354 TSM Twr/Fixt, Colstrip 3-4 Com | 16863000 | 16882000 | 16902000 | 16921000 | 16940000 | 16960000 | 16979000 | 16998000 | 17018000 | 17037000 | 17057000 | 17076000 | 17095000 | 16979076.9231
E355 TSM Poles, Colstrip 1-2 Com | 0 | 0 | 0 | 0 | 0 | 0 | 0 | 0 | 0 | 0 | 0 | 0 | 1000 | 76.9231
E356 TSM O/H Cond, Colstrip 1-2 Com | 11972000 | 11985000 | 11998000 | 12011000 | 12023000 | 12036000 | 12049000 | 12062000 | 12075000 | 12088000 | 12101000 | 12114000 | 12127000 | 12049307.6923
E356 TSM O/H Cond, Colstrip 3-4 Com | 18027000 | 18047000 | 18066000 | 18086000 | 18105000 | 18125000 | 18144000 | 18164000 | 18183000 | 18202000 | 18222000 | 18241000 | 18261000 | 18144076.9231
E3590 TSM Roads, Colstrip 1-2 Com | 91000 | 91000 | 91000 | 91000 | 91000 | 91000 | 91000 | 92000 | 92000 | 92000 | 92000 | 92000 | 92000 | 91461.5385
E3590 TSM Roads, Colstrip 3-4 Com | 261000 | 262000 | 262000 | 262000 | 263000 | 263000 | 264000 | 264000 | 264000 | 265000 | 265000 | 265000 | 266000 | 263538.4615
Total Colstrip | 75047000 | 75163000 | 75279000 | 75395000 | 75510000 | 75626000 | 75742000 | 75858000 | 75975000 | 76090000 | 76207000 | 76321000 | 76408000 | 75740076.9231
E352 TSM Str/Impv, 3rd AC Line | 692000 | 693000 | 695000 | 697000 | 698000 | 700000 | 702000 | 703000 | 705000 | 707000 | 708000 | 710000 | 712000 | 701692.3077
E353 TSM Sta Eq, 3rd AC Line | 24808000 | 24895000 | 24981000 | 25067000 | 25154000 | 25240000 | 25327000 | 25413000 | 25500000 | 25586000 | 25673000 | 25759000 | 25847000 | 25326923.0769
E354 TSM Twr/Fixt, 3rd AC Line | 11931000 | 11952000 | 11974000 | 11996000 | 12017000 | 12039000 | 12060000 | 12082000 | 12104000 | 12125000 | 12147000 | 12169000 | 12190000 | 12060461.5385
E355 TSM Poles, 3rd AC Line | 157000 | 158000 | 158000 | 158000 | 159000 | 159000 | 160000 | 160000 | 160000 | 161000 | 161000 | 162000 | 163000 | 159692.3077
E356 TSM O/H Cond, 3rd AC Line | 15759000 | 15784000 | 15808000 | 15832000 | 15857000 | 15881000 | 15905000 | 15929000 | 15954000 | 15978000 | 16002000 | 16027000 | 16051000 | 15905153.8462
E3590 TSM Roads, 3rd AC Line | 63000 | 64000 | 65000 | 66000 | 66000 | 67000 | 68000 | 68000 | 69000 | 70000 | 70000 | 71000 | 72000 | 67615.3846
Total Southern Intertie | 53410000 | 53546000 | 53681000 | 53816000 | 53951000 | 54086000 | 54222000 | 54355000 | 54492000 | 54627000 | 54761000 | 54898000 | 55035000 | 54221538.4615
E35099 (GIF) Easement, Hopkins | 11000 | 11000 | 11000 | 11000 | 11000 | 11000 | 11000 | 11000 | 11000 | 11000 | 11000 | 11000 | 11000 | 11000
E35099 (GIF) Easement, Poison Sprin | 42000 | 42000 | 42000 | 42000 | 42000 | 42000 | 43000 | 43000 | 43000 | 43000 | 43000 | 43000 | 43000 | 42538.4615
E35099 (GIF) Easement, Upper Baker | 1000 | 1000 | 1000 | 1000 | 1000 | 1000 | 1000 | 1000 | 1000 | 1000 | 1000 | 1000 | 1000 | 1000
E35099 (GIF) Easement, Wild Horse | 2000 | 2000 | 2000 | 2000 | 2000 | 2000 | 2000 | 2000 | 2000 | 2000 | 2000 | 2000 | 2000 | 2000
E3529 (GIF) Str/Impr, Fredonia 1&2 | 31000 | 31000 | 31000 | 31000 | 32000 | 32000 | 32000 | 32000 | 32000 | 32000 | 32000 | 32000 | 32000 | 31692.3077
E3529 (GIF) Struc/Improv, LSR | 445000 | 447000 | 449000 | 451000 | 453000 | 455000 | 457000 | 459000 | 461000 | 463000 | 465000 | 467000 | 469000 | 457000
E3529 (GIF) Struc/Improv, Mint Farm | 50000 | 50000 | 51000 | 51000 | 51000 | 51000 | 51000 | 52000 | 52000 | 52000 | 52000 | 52000 | 52000 | 51307.6923
E3529 (GIF) Struc/Improv, Whitehorn | 71000 | 71000 | 72000 | 72000 | 72000 | 72000 | 72000 | 72000 | 72000 | 72000 | 72000 | 72000 | 72000 | 71846.1538
E3538 (LIF) Sta Eq, Sub-Txe | 273000 | 274000 | 275000 | 276000 | 277000 | 277000 | 278000 | 279000 | 280000 | 281000 | 281000 | 282000 | 283000 | 278153.8462
E3539 (GIF) Sta Eq, Arco Central | 103000 | 104000 | 104000 | 104000 | 104000 | 105000 | 105000 | 105000 | 105000 | 106000 | 106000 | 106000 | 106000 | 104846.1538
E3539 (GIF) Sta Eq, Baker River Sw | -15000 | -15000 | -14000 | -13000 | -13000 | -12000 | -11000 | -11000 | -10000 | -9000 | -9000 | -8000 | -7000 | -11307.6923
E3539 (GIF) Sta Eq, Beaver Creek | 0 | 0 | 0 | 0 | 0 | 0 | 0 | 0 | 20000 | 60000 | 100000 | 137000 | 173000 | 37692.3077
E3539 (GIF) Sta Eq, Electron Height | 91000 | 91000 | 91000 | 91000 | 91000 | 92000 | 92000 | 92000 | 92000 | 92000 | 92000 | 93000 | 93000 | 91769.2308
E3539 (GIF) Sta Eq, Encogen | 5440000 | 5449000 | 5458000 | 4061000 | 4068000 | 4075000 | 4082000 | 4089000 | 4096000 | 4100000 | 4107000 | 4114000 | 4122000 | 4404692.3077
E3539 (GIF) Sta Eq, Ferndale | 4506000 | 4516000 | 4526000 | 4535000 | 4545000 | 4555000 | 4565000 | 4575000 | 4584000 | 4594000 | 4604000 | 4614000 | 4624000 | 4564846.1538
E3539 (GIF) Sta Eq, Fred 1/APC | 2151000 | 2159000 | 2168000 | 2177000 | 2186000 | 2195000 | 2203000 | 2212000 | 2221000 | 2230000 | 2238000 | 2247000 | 2256000 | 2203307.6923
E3539 (GIF) Sta Eq, Frederickson | 911000 | 916000 | 922000 | 927000 | 933000 | 938000 | 944000 | 950000 | 955000 | 961000 | 966000 | 972000 | 977000 | 944000
E3539 (GIF) Sta Eq, Fredonia 1&2 | 1889000 | 1896000 | 1903000 | 1909000 | 1916000 | 1923000 | 1929000 | 1936000 | 1942000 | 1949000 | 1956000 | 1962000 | 1969000 | 1929153.8462
E3539 (GIF) Sta Eq, Fredonia 3&4 | 816000 | 819000 | 822000 | 825000 | 828000 | 831000 | 834000 | 837000 | 840000 | 843000 | 846000 | 849000 | 852000 | 834000
E3539 (GIF) Sta Eq, Goldendale | 140000 | 141000 | 141000 | 142000 | 143000 | 143000 | 144000 | 145000 | 146000 | 146000 | 147000 | 148000 | 148000 | 144153.8462
E3539 (GIF) Sta Eq, Hopkins Ridge | 3049000 | 3065000 | 3080000 | 3096000 | 3111000 | 3127000 | 3142000 | 3158000 | 3173000 | 3189000 | 3204000 | 3220000 | 3235000 | 3142230.7692
E3539 (GIF) Sta Eq, HPK sub@plant | 3733000 | 3749000 | 3765000 | 3782000 | 3798000 | 3814000 | 3831000 | 3847000 | 3863000 | 3880000 | 3896000 | 3912000 | 3929000 | 3830692.3077
E3539 (GIF) Sta Eq, Lower Baker | 929000 | 933000 | 938000 | 943000 | 947000 | 952000 | 957000 | 961000 | 966000 | 971000 | 976000 | 980000 | 985000 | 956769.2308
E3539 (GIF) Sta Eq, LSR | 10662000 | 10704000 | 10746000 | 10789000 | 10831000 | 10873000 | 10915000 | 10957000 | 10999000 | 11041000 | 11083000 | 11126000 | 11168000 | 10914923.0769
E3539 (GIF) Sta Eq, Mint Farm | 645000 | 648000 | 651000 | 655000 | 658000 | 661000 | 664000 | 667000 | 670000 | 673000 | 676000 | 679000 | 682000 | 663769.2308
E3539 (GIF) Sta Eq, Nooksack | 12000 | 13000 | 13000 | 13000 | 13000 | 13000 | 13000 | 13000 | 13000 | 13000 | 13000 | 13000 | 13000 | 12923.0769
E3539 (GIF) Sta Eq, Poison Spring | 53000 | 54000 | 54000 | 55000 | 55000 | 55000 | 56000 | 56000 | 56000 | 57000 | 57000 | 57000 | 58000 | 55615.3846
E3539 (GIF) Sta Eq, Shannon | 48000 | 48000 | 48000 | 49000 | 49000 | 49000 | 49000 | 50000 | 50000 | 50000 | 50000 | 50000 | 51000 | 49307.6923
E3539 (GIF) Sta Eq, Snoq 1-2013 | 1149000 | 1156000 | 1163000 | 1170000 | 1177000 | 1184000 | 1191000 | 1198000 | 1205000 | 1212000 | 1219000 | 1226000 | 1234000 | 1191076.9231
E3539 (GIF) Sta Eq, Snoq 2-2013 | 1203000 | 1211000 | 1219000 | 1228000 | 1236000 | 1244000 | 1252000 | 1261000 | 1269000 | 1277000 | 1285000 | 1293000 | 1302000 | 1252307.6923
E3539 (GIF) Sta Eq, Snoqualmie 2 | 165000 | 166000 | 166000 | 166000 | 167000 | 167000 | 167000 | 168000 | 168000 | 168000 | 169000 | 169000 | 170000 | 167384.6154
E3539 (GIF) Sta Eq, Snoqualmie Sw | -32000 | -32000 | -32000 | -32000 | -31000 | -31000 | -31000 | -31000 | -31000 | -31000 | -30000 | -30000 | -30000 | -31076.9231
E3539 (GIF) Sta Eq, Stillwater | 15000 | 15000 | 15000 | 15000 | 15000 | 15000 | 15000 | 15000 | 15000 | 15000 | 15000 | 15000 | 15000 | 15000
E3539 (GIF) Sta Eq, SUB-BRL4-2013 | 689000 | 694000 | 699000 | 704000 | 708000 | 713000 | 718000 | 723000 | 728000 | 733000 | 738000 | 743000 | 748000 | 718307.6923
E3539 (GIF) Sta Eq, Sumas OP-SMC | 3739000 | 3746000 | 3752000 | 3758000 | 3764000 | 3770000 | 3776000 | 3782000 | 3789000 | 3795000 | 3801000 | 3807000 | 3813000 | 3776307.6923
E3539 (GIF) Sta Eq, Terrell | 87000 | 87000 | 87000 | 87000 | 88000 | 88000 | 88000 | 88000 | 89000 | 89000 | 89000 | 89000 | 90000 | 88153.8462
E3539 (GIF) Sta Eq, Texaco West | 9000 | 9000 | 9000 | 9000 | 9000 | 9000 | 9000 | 9000 | 9000 | 9000 | 9000 | 9000 | 9000 | 9000
E3539 (GIF) Sta Eq, Upper Baker | 943000 | 947000 | 952000 | 957000 | 961000 | 966000 | 971000 | 976000 | 980000 | 985000 | 990000 | 994000 | 999000 | 970846.1538
E3539 (GIF) Sta Eq, WHDE sub@plant | 862000 | 867000 | 872000 | 877000 | 882000 | 887000 | 892000 | 897000 | 902000 | 907000 | 912000 | 918000 | 923000 | 892153.8462
E3539 (GIF) Sta Eq, Whitehorn | 1418000 | 1423000 | 1427000 | 1432000 | 1436000 | 1441000 | 1445000 | 1450000 | 1454000 | 1459000 | 1463000 | 1468000 | 1472000 | 1445230.7692
E3539 (GIF) Sta Eq, Wild H sub@plt | 4205000 | 4223000 | 4242000 | 4261000 | 4280000 | 4299000 | 4318000 | 4336000 | 4355000 | 4374000 | 4393000 | 4412000 | 4431000 | 4317615.3846
E3539 (GIF) Sta Eq, Wild Horse | 3641000 | 3658000 | 3675000 | 3691000 | 3708000 | 3725000 | 3742000 | 3759000 | 3776000 | 3793000 | 3810000 | 3826000 | 3843000 | 3742076.9231
E3539 (GIF) Sta Eq, Wild Horse Exp | 2461000 | 2476000 | 2490000 | 2504000 | 2519000 | 2533000 | 2548000 | 2562000 | 2577000 | 2591000 | 2606000 | 2620000 | 2634000 | 2547769.2308
E3539 (GIF) Sta Eq, Wind Ridge | 58000 | 59000 | 59000 | 59000 | 59000 | 60000 | 60000 | 60000 | 61000 | 61000 | 61000 | 61000 | 62000 | 60000
E3539 (GIF) Sta Eq, WindRid NonProj | 59000 | 60000 | 60000 | 60000 | 60000 | 61000 | 61000 | 61000 | 61000 | 62000 | 62000 | 62000 | 63000 | 60923.0769
E3549 (GIF) Twr/Fixt, Ferndale | 33000 | 33000 | 33000 | 33000 | 33000 | 33000 | 33000 | 33000 | 33000 | 33000 | 33000 | 33000 | 33000 | 33000
E3559 (GIF) Poles, Hopkins Ridge | 814000 | 818000 | 821000 | 824000 | 827000 | 831000 | 834000 | 837000 | 840000 | 844000 | 847000 | 850000 | 853000 | 833846.1538
E3559 (GIF) Poles, Lower Baker | 14000 | 14000 | 14000 | 14000 | 14000 | 14000 | 14000 | 14000 | 14000 | 14000 | 14000 | 14000 | 14000 | 14000
E3559 (GIF) Poles, Poison Spring | 403000 | 405000 | 407000 | 409000 | 411000 | 413000 | 415000 | 417000 | 419000 | 420000 | 422000 | 424000 | 426000 | 414692.3077
E3559 (GIF) Poles, Scl-Tolt | 13000 | 13000 | 13000 | 13000 | 14000 | 14000 | 14000 | 14000 | 14000 | 14000 | 14000 | 14000 | 14000 | 13692.3077
E3559 (GIF) Poles, Snoqualmie 1 | -17000 | -17000 | -17000 | -17000 | -17000 | -17000 | -17000 | -17000 | -17000 | -17000 | -17000 | -17000 | -17000 | -17000
E3559 (GIF) Poles, Snoqualmie 2 | 82000 | 82000 | 83000 | 83000 | 84000 | 84000 | 84000 | 85000 | 85000 | 86000 | 86000 | 86000 | 87000 | 84384.6154
E3559 (GIF) Poles, Sumas | 76000 | 76000 | 76000 | 76000 | 76000 | 77000 | 77000 | 77000 | 77000 | 77000 | 77000 | 78000 | 78000 | 76769.2308
E3559 (GIF) Poles, TLN-HPK@plant | 49000 | 49000 | 49000 | 50000 | 50000 | 50000 | 50000 | 50000 | 51000 | 51000 | 51000 | 51000 | 51000 | 50153.8462
E3559 (GIF) Poles, Upper Baker | 159000 | 159000 | 159000 | 160000 | 160000 | 160000 | 161000 | 161000 | 161000 | 161000 | 162000 | 162000 | 162000 | 160538.4615
E3559 (GIF) Poles, Wild Horse | 580000 | 583000 | 585000 | 588000 | 590000 | 592000 | 595000 | 597000 | 600000 | 602000 | 605000 | 607000 | 610000 | 594923.0769
E3559 (GIF) TSM Poles, LSR | 1942000 | 1951000 | 1961000 | 1970000 | 1980000 | 1989000 | 1999000 | 2008000 | 2018000 | 2027000 | 2037000 | 2046000 | 2055000 | 1998692.3077
E3569 (GIF) O/H Cond, Hopkins | 776000 | 778000 | 780000 | 782000 | 784000 | 786000 | 788000 | 790000 | 792000 | 794000 | 796000 | 798000 | 800000 | 788000
E3569 (GIF) O/H Cond, Lower Baker | 5000 | 5000 | 5000 | 5000 | 5000 | 5000 | 5000 | 5000 | 5000 | 5000 | 5000 | 5000 | 5000 | 5000
E3569 (GIF) O/H Cond, Poison Spring | 89000 | 89000 | 89000 | 90000 | 90000 | 90000 | 91000 | 91000 | 91000 | 92000 | 92000 | 92000 | 92000 | 90615.3846
E3569 (GIF) O/H Cond, Scl-Tolt | 6000 | 6000 | 6000 | 6000 | 6000 | 6000 | 6000 | 6000 | 6000 | 6000 | 6000 | 6000 | 6000 | 6000
E3569 (GIF) O/H Cond, Snoqualmie 1 | 33000 | 33000 | 34000 | 34000 | 34000 | 34000 | 34000 | 34000 | 35000 | 35000 | 35000 | 35000 | 35000 | 34230.7692
E3569 (GIF) O/H Cond, Snoqualmie 2 | 74000 | 74000 | 74000 | 74000 | 74000 | 74000 | 74000 | 74000 | 75000 | 75000 | 75000 | 75000 | 75000 | 74384.6154
E3569 (GIF) O/H Cond, Sumas | 66000 | 66000 | 66000 | 66000 | 66000 | 66000 | 66000 | 66000 | 66000 | 66000 | 66000 | 66000 | 66000 | 66000
E3569 (GIF) O/H Cond, TLN-HPK@plant | 17000 | 17000 | 17000 | 17000 | 17000 | 17000 | 18000 | 18000 | 18000 | 18000 | 18000 | 18000 | 18000 | 17538.4615
E3569 (GIF) O/H Cond, Upper Baker | 55000 | 55000 | 55000 | 55000 | 55000 | 56000 | 56000 | 56000 | 56000 | 56000 | 56000 | 56000 | 56000 | 55615.3846
E3569 (GIF) O/H Cond, Wild Horse | 132000 | 132000 | 133000 | 133000 | 133000 | 134000 | 134000 | 135000 | 135000 | 136000 | 136000 | 137000 | 137000 | 134384.6154
E3569 (GIF) O/H Conductor, LSR | 877000 | 880000 | 884000 | 887000 | 891000 | 894000 | 898000 | 902000 | 905000 | 909000 | 912000 | 916000 | 919000 | 898000
E3579 (GIF)U/G Conduit,TLN-WHD@plnt | 190000 | 191000 | 192000 | 193000 | 193000 | 194000 | 195000 | 195000 | 196000 | 197000 | 198000 | 198000 | 199000 | 194692.3077
E3589 (GIF) U/G Cond, Fred 1/APC | 1491000 | 1495000 | 1499000 | 1503000 | 1508000 | 1512000 | 1516000 | 1521000 | 1525000 | 1529000 | 1534000 | 1538000 | 1542000 | 1516384.6154
E3589 (GIF) UG Conductor, LSR | 8346000 | 8374000 | 8402000 | 8430000 | 8458000 | 8486000 | 8514000 | 8542000 | 8570000 | 8598000 | 8626000 | 8654000 | 8682000 | 8514000
E3589 (GIF)U/G Cond,TLN-HPK@plt | 1994000 | 1999000 | 2004000 | 2009000 | 2014000 | 2018000 | 2023000 | 2028000 | 2033000 | 2037000 | 2042000 | 2047000 | 2052000 | 2023076.9231
E3589 (GIF)U/G Cond,TLN-WHD@plnt | 491000 | 493000 | 494000 | 495000 | 497000 | 498000 | 499000 | 501000 | 502000 | 503000 | 505000 | 506000 | 507000 | 499307.6923
E3589 (GIF)U/G Cond,TLN-WHDE@plt | 1111000 | 1115000 | 1119000 | 1123000 | 1126000 | 1130000 | 1134000 | 1138000 | 1142000 | 1146000 | 1149000 | 1153000 | 1157000 | 1134076.9231
E35999 (GIF) Rd/Trail, Upper Baker | 4000 | 4000 | 4000 | 4000 | 4000 | 4000 | 4000 | 4000 | 4000 | 4000 | 4000 | 4000 | 5000 | 4076.9231
Total WA GIF | 76665000 | 76956000 | 77246000 | 76132000 | 76419000 | 76707000 | 76997000 | 77286000 | 77593000 | 77920000 | 78245000 | 78567000 | 78896000 | 77356076.9231
E3539 (GIF) Sta Eq, Colstrip 3-4 | 3286000 | 3293000 | 3300000 | 3307000 | 3314000 | 3321000 | 3328000 | 3336000 | 3343000 | 3350000 | 3357000 | 3364000 | 3371000 | 3328461.5385
E3559 (GIF) Poles, Colstrip 3-4 | 73000 | 73000 | 73000 | 73000 | 73000 | 73000 | 74000 | 74000 | 74000 | 74000 | 74000 | 75000 | 75000 | 73692.3077
E3569 (GIF) O/H Cond, Colstrip 3-4 | 221000 | 221000 | 222000 | 222000 | 222000 | 223000 | 223000 | 223000 | 224000 | 224000 | 224000 | 225000 | 225000 | 223000
Total Colstrip GIF | 3580000 | 3587000 | 3595000 | 3602000 | 3609000 | 3617000 | 3625000 | 3633000 | 3641000 | 3648000 | 3655000 | 3664000 | 3671000 | 3625153.8462
WA Area Total Trans Depr Reserves | 563984187 | 580044000 | 583784000 | 584969000 | 588643000 | 592531000 | 595659000 | 599531000 | 603286000 | 606168000 | 609774000 | 613839000 | 611724385 | 615867603.7908
Colstrip Total Depr Reserves | 78627000 | 78750000 | 78874000 | 78997000 | 79119000 | 79243000 | 79367000 | 79491000 | 79616000 | 79738000 | 79862000 | 79985000 | 80079000 | 79365230.7692
Southern Intertie Total Depr Reserves | 53410000 | 53546000 | 53681000 | 53816000 | 53951000 | 54086000 | 54222000 | 54355000 | 54492000 | 54627000 | 54761000 | 54898000 | 55035000 | 54221538.4615
ARO Total | 654000 | 656000 | 658000 | 660000 | 662000 | 664000 | 666000 | 668000 | 670000 | 672000 | 674000 | 676000 | 679000 | 666076.9231
Total Depreciation reserves | 696675187 | 712996000 | 716997000 | 718442000 | 722375000 | 726524000 | 729914000 | 734045000 | 738064000 | 741205000 | 745071000 | 749398000 | 747517385 | 750120449.9446
Ties to FERC Form 1 p219.25.(c)

## WKSHT6 - Cost of Capital
Worksheet 6 - Cost of Capital
13 Month
Description | Reference | 2024-12-31 | 2025-01-01 | 2025-02-01 | 2025-03-01 | 2025-04-01 | 2025-05-01 | 2025-06-01 | 2025-07-01 | 2025-08-01 | 2025-09-01 | 2025-10-01 | 2025-11-01 | 2025-12-01 | Average
Long Term Debt
Acct 221 - Bonds | p.112.18.c,d | 6023860000 | 6023860000 | 6023860000 | 6023860000 | 6023860000 | 6023860000 | 6023860000 | 6023860000 | 6023860000 | 6523860000 | 6523860000 | 6523860000 | 6506860000 | 6176398461.5385
Less Acct 222 Reaq'd Bonds | p.112.19.c,d | 0 | 0 | 0 | 0 | 0 | 0 | 0 | 0 | 0 | 0 | 0 | 0 | 0 | 0
Acct 223 LT Advances from Assoc Cos. | p.256, various lines, col a,b | 0 | 0 | 0 | 0 | 0 | 0 | 0 | 0 | 0 | 0 | 0 | 0 | 0 | 0
Acct 224 Other LT Debt | p.112.21.c,d | 0 | 0 | 0 | 0 | 0 | 0 | 0 | 0 | 0 | 0 | 0 | 0 | 0 | 0
Gross Proceeds Outstanding LT Debt | [14 empty] | 6176398461.5385
Less Acct 226 Unamort Discount | p.112.23.c,d | -23752845 | -23661755.65 | -23570666.58 | -23479577.51 | -23388488.44 | -23297399.37 | -23206310.3 | -23115221.23 | -23024132.16 | -27301967.09 | -27198724.85 | -27095465.65 | -26992206.47 | -24544981.5615
Less Acct 181 Unamort Debt Expense | p.111.69.c,d | -23612245 | 23431123.61 | 23253252.47 | 23075589.02 | 22896305.57 | 22717194.62 | 22538111.68 | 22359226.34 | 22195451.25 | 22912733.25 | 23233328.46 | 23052806.6 | 23083173.03 | 19318157.7615
Less Acct 189 Unamort Loss Reaq'd Debt | p.111.81.c,d | -29680381 | 29519460.23 | 29358539.59 | 29197618.95 | 29036698.31 | 28875777.67 | 28714857.03 | 28553936.39 | 28393015.75 | 28232095.11 | 28071174.47 | 27910253.83 | 27749333.19 | 24148644.5785
Plus Acct 225 Unamort Premium | p.112.22.c,d | 0 | 0 | 0 | 0 | 0 | 0 | 0 | 0 | 0 |  | 0 | 0 | 0 | 0
Plus Acct 257 Unamort Gain Reaq'd Debt | p.113.61.c,d | 0 | 0 | 0 | 0 | 0 | 0 | 0 | 0 | 0 | 0 | 0 | 0 | 0 | 0
Net Proceeds Long Term Debt | [14 empty] | 6195320282.3169
Long Term Debt Cost
Total 427 Interest |  |  | 25504611.17 | 25504611.17 | 25504611.17 | 25504611.17 | 25504611.17 | 25504611.17 | 25504611.17 | 25504611.17 | 26670861.17 | 27837111.17 | 27837111.17 | 27102862.77 | 313484835.64
Adjustments - Hedges |  |  | -40637 | -40637 | -40637 | -40637 | -40637 | -40637 | -40637 | -40637 | -40637 | -40637 | -40637 | -40637 | -487644
Adjustments - Accrued to Cash |  |  | 98084 | 98084 | 98084 | 98084 | 98084 | 98084 | 98084 | 98084 | 98084 | 98084 | 98084 | 98084 | 1177008
Adjustments - Forward Swap |  |  | -57447 | -57447 | -57447 | -57447 | -57447 | -57447 | -57447 | -57447 | -57447 | -57447 | -57447 | -57447 | -689364
Acct 427 & Acc 430 Interest Expense | p.257.33.i |  | 25463974.17 | 25463974.17 | 25463974.17 | 25463974.17 | 25463974.17 | 25463974.17 | 25463974.17 | 25463974.17 | 26630224.17 | 27796474.17 | 27796474.17 | 27062225.77 | 312997191.64
Acct 428 Amort Debt Discount & Expense | p.117.63.c |  | 270260.21 | 270310.21 | 270372.52 | 270372.52 | 270380.02 | 270389.47 | 270409.34 | 271098.51 | 278644.82 | 287372.84 | 285491.06 | 288157.67 | 3303259.19
Acct 428.1 Amort Loss on Reaq'd Debt | p.117.64.c |  | 160920.64 | 160920.64 | 160920.64 | 160920.64 | 160920.64 | 160920.64 | 160920.64 | 160920.64 | 160920.64 | 160920.64 | 160920.64 | 160920.64 | 1931047.68
Less Acct 429 Amort Premium | p.117.65.c |  | 0 | 0 | 0 | 0 | 0 | 0 | 0 | 0 | 0 | 0 | 0 | 0 | 0
Less Acct 429.1 Amort Gain Reaq'd Debt | p.117.66.c |  | 0 | 0 | 0 | 0 | 0 | 0 | 0 | 0 | 0 | 0 | 0 | 0 | 0
Total Long Term Debt Cost | [14 empty] | 318231498.51
Preferred Stock & Dividend
Acct 204 Preferred Stock Issued | p.112.3.c,d | 0 | 0 | 0 | 0 | 0 | 0 | 0 | 0 | 0 | 0 | 0 | 0 | 0 | 0
Less Acct 217 Reaq'd Capital Stock (Pfd) | p.112.13.c,d (portion) | 0 | 0 | 0 | 0 | 0 | 0 | 0 | 0 | 0 | 0 | 0 | 0 | 0 | 0
Acct 207 Premium on Pfd Stock | p112.6.c,d (portion) | 0 | 0 | 0 | 0 | 0 | 0 | 0 | 0 | 0 | 0 | 0 | 0 | 0 | 0
Acct 208-211 Other Paid in Capital (Pfd) | p.112.7.c,d (portion) | 0 | 0 | 0 | 0 | 0 | 0 | 0 | 0 | 0 | 0 | 0 | 0 | 0 | 0
Less Acct 213 discount on Capital Stock (Pfd) | p.112.9.c,d (portion) | 0 | 0 | 0 | 0 | 0 | 0 | 0 | 0 | 0 | 0 | 0 | 0 | 0 | 0
Less Acct 214 Capital Stock Exp (Pfd) | p.112.10.c,d (portion) | 0 | 0 | 0 | 0 | 0 | 0 | 0 | 0 | 0 | 0 | 0 | 0 | 0 | 0
Total Preferred Stock
Preferred Dividend | p.118.29.c | 0 | 0 | 0 | 0 | 0 | 0 | 0 | 0 | 0 | 0 | 0 | 0 | 0 | 0
Common Stock
Proprietary Capital | p.112.16.c,d | 5563887112 | 5628058685.35 | 5686936986.28 | 5725141860.41 | 5906349102.48 | 5910655056.29 | 5932492419.27 | 5958104731.58 | 6101679717.19 | 6023663836.65 | 6048340554.88 | 6114472268.33 | 6205548647.03 | 5908102382.9031
Less Preferred Stock | p.112.3.c,d | 0 | 0 | 0 | 0 | 0 | 0 | 0 | 0 | 0 | 0 | 0 | 0 | 0 | 0
Less Acct 216.1 Unap Undis Subs Earnings | p.112.12.c,d | -13366875 | -13366875.26 | -13366875.26 | -13402464.42 | -13402464.42 | -13402464.42 | -12509919.51 | -12509919.51 | -12509919.51 | -12834118.21 | -12834118.21 | -12834118.21 | -7476162.59 | -12601253.4254
Less Acct 219 (enter negative) | p.112.15.c,d | -30245866 | -30235631.29 | -30225396.64 | -30215161.99 | -30204927.35 | -30194692.71 | -30184458.06 | -30174223.41 | -30163988.76 | -30153754.11 | -31579544.87 | -31571219.39 | 6499751.66 | -27588393.3015
Total Common Stock | [14 empty] | 5948292029.63
Proprietary Capital
Common Stock Issued (201) | p.112.2.c,d | 859037.91 | 859037.91 | 859037.91 | 859037.91 | 859037.91 | 859037.91 | 859037.91 | 859037.91 | 859037.91 | 859037.91 | 859037.91 | 859037.91 | 859037.91 | 859037.91
Premium on Capital Stock (207) | p.112.6.c,d (portion) | 478145250 | 478145249.87 | 478145249.87 | 478145249.87 | 478145249.87 | 478145249.87 | 478145249.87 | 478145249.87 | 478145249.87 | 478145249.87 | 478145249.87 | 478145249.87 | 478145249.87 | 478145249.88
Other Pd in Capital (208-211) | p.112.7.c,d (portion) | 3456896691 | 3456896691.47 | 3456896691.47 | 3456896691.47 | 3595893691.47 | 3595893691.47 | 3595893691.47 | 3595893691.47 | 3720893691.47 | 3720893691.47 | 3720893691.47 | 3720893691.47 | 3720893691.47 | 3601202306.8185
Less Acct 213 discount on Capital Stock (Common) | p.112.9.c,d (portion) | [13 empty] | 0
Less Stock Expense (214) | p.112.10.c,d (portion) | -7133879.4 | -7133879.4 | -7133879.4 | -7133879.4 | -7133879.4 | -7133879.4 | -7133879.4 | -7133879.4 | -7133879.4 | -7133879.4 | -7133879.4 | -7133879.4 | -7133879.4 | -7133879.4
Retained Earnings (215, 215.1, 216) | p.112.11.c,d | 1678732753 | 1742894092.05 | 1801762158.33 | 1839992386.97 | 1882192394.4 | 1886488113.57 | 1907422696.99 | 1933024774.65 | 1951589525.61 | 1873887609.12 | 1899990118.11 | 1966113506.08 | 2013760958.11 | 1875219314.3838
Unappr Undistr Sub Retnd Earn (216.1) | p.112.12.c,d | -13366875 | -13366875.26 | -13366875.26 | -13402464.42 | -13402464.42 | -13402464.42 | -12509919.51 | -12509919.51 | -12509919.51 | -12834118.21 | -12834118.21 | -12834118.21 | -7476162.59 | -12601253.4254
Accumulated OCI (219) | p.112.15.c,d | -30245866 | -30235631.29 | -30225396.64 | -30215161.99 | -30204927.35 | -30194692.71 | -30184458.06 | -30174223.41 | -30163988.76 | -30153754.11 | -31579544.87 | -31571219.39 | 6499751.66 | -27588393.3015
|  | 5563887111.51 | 5628058685.35 | 5686936986.28 | 5725141860.41 | 5906349102.48 | 5910655056.29 | 5932492419.27 | 5958104731.58 | 6101679717.19 | 6023663836.65 | 6048340554.88 | 6114472268.33 | 6205548647.03 | 5908102382.8654

## WKSHT7 - EDIT
Worksheet 7 - Excess and Deficient Accumulated Deferred Income Taxes (ADIT)
This section provides support for the remeasurement and amortization of excess or deficient ADIT that results from changes to federal, state, or local income tax rates. PSE records its ADIT in FERC Accounts 190, 282, and 283. Upon remeasurement, excess and deficient balances are amortized using FERC Accounts 410.1 and 411.1.
Determination of Excess/Deficient ADIT (Note a)
To calculate excess and deficient ADIT, PSE remeasured its ADIT balances. Excess and deficient ADIT balances continue to reside in their original ADIT accounts (i.e., FERC 282, 283 and 190 accounts). To reflect the rate change, PSE adjusted its FERC 254 account and adjusted its FERC 190, 282, and 283 accounts using tracking account to reflect the rate change. The excess/deficient ADIT balances are amortized using FERC 411.1 and 410.1 accounts.
| (A) | (B) | (C) | (D) | (E) | (F) | (G) | (H) | (I) | (J) | (K)
| Excess or Deficient ADIT Class | FERC B/S Account Where ADIT Is Located | FERC B/S Account for Excess (254) / Deficit (182.3) ADIT | FERC I/S Account to Which Excess/ Deficient ADIT Is Amortized | Amortization Methodology & Period | ADIT Before Remeasurement | ADIT After Remeasurement | Excess/Deficient ADIT Balance at Remeasurement | 12/31/2024 Excess/Deficient ADIT Balance | Excess/Deficient ADIT Reversal in 2024 | 12/31/2025 Gross-Up on column (K)
1 | Protected Plant-related (Note b) | 282 | 254 | 411.1 | ARAM/Life of Asset | -1351358581.513 | -808671362.4783 | -379134960.8967 | -358774344.0676 | 20360616.8291 | -95370395.2585
2 | Unprotected Plant-related (Note c) | 282 | 254 | 411.1 | ARAM/Life of Asset | -83085672.2301 | -50044547.7999 | -37535914.6015 | -36517964.0969 | 1017950.5045 | -9707306.9118
3 | Unprotected Non-Plant related (Note d) | 190 | 182.3 | 410.1 | 3 years/Straight Line | 31411462.703 | 18846877.6218 | 0 | 0 | 0 | 0
4 | Unprotected Non-Plant related (Note d) | 283 | 254 | 411.1 | 3 years/Straight Line | -121037047.6705 | -72622228.6023 | 0 | 0 | 0 | 0
5 | Total Amortized Excess or Deficient ADIT |  |  |  |  | -1524069838.7107 | -912491261.2587 | -416670875.4982 | -395292308.1645 | 21378567.3337 | -105077702.1703
Notes:
a | The remeasurement occurred as a result of the Federal tax rate change from 35% to 21% in the Tax Cut and Jobs Act as of 12/31/2017. In the event of another tax rate change, this footnote will be updated to identify the new tax rate change, and the numbers in Columns E through K will change as follows: - Column E and note d will be updated to reflect PSE's proposed amortization methodologies for unprotected non-plant-related ADIT balances resulting from the tax rate change. - Column F will be updated to reflect the total ADIT balance immediately prior to the tax rate change. - Column G will be updated to reflect the total ADIT at the new statutory rate. - Column H will show the new difference between columns F & G - the total excess or deficiency. - Column I will reflect the actual balance of the excess or deficiency as of the end of the current reporting period. - Column J will show the reversal of the excess or deficit for the current reporting period. - Column K will be updated to reflect the gross-up associated with the excess or deficient ADIT balance.
b | "Protected Plant-related" means that applicable tax rules require that excess deferred taxes be reversed using the mandated average rate assumption method ("ARAM") over the remaining book lives of the underlying assets.
c | "Unprotected Plant-related" balances are reversed using the average rate assumption method over the remaining book lives of the underlying assets.
d | Unprotected Non-Plant balances are not subject to ARAM. The 3 year amortization period was reached in an effort to balance the cash needs of the company and the timely pass back of the excess deferred taxes to customers. This period is consisant with the approach approved by the Washington Utility and Transportation Commission (WUTC) in PSE's 2019 General Rate Case (GRC).
e | Column K represents the tax gross-up column I and is not included in rate base